## Outputs
|  |  |  | Heating |  |  | Cooling
| Peak Loop Heating Load | #REF! | MBH | Design Day | #REF! |  | Design Day | #REF!
| Peak Loop Cooling Load | #REF! | MBH | Design Day of Year | #REF! | of 365 | Design Day of Year | #REF! | of 365
|  |  |  | Design Day Heating Load | #REF! | MBH | Design Day Heating Load | #REF! | MBH
| Peak Bore Field Heating Load | #REF! | MBH | Design Day Min Heating Load | #REF! | MBH | Design Day Min Heating Load | #REF! | MBH
| Peak Bore Field Cooling Load | #REF! | MBH | Diversity Factor | #REF! |  | Diversity Factor | #REF!
| Total Bore Field Heating Energy |  | MMbtu | Average Geo-Loop Heating Season Load | #VALUE! | MBH
| Total Bore Field Cooling Energy |  | MMbtu | Avg Bore Field Jan Load | #VALUE! | MBH
| Total Bore Field Annual Energy |  | MMbtu | Avg Bore Field Feb Load | #VALUE! | MBH
|  |  |  | Avg Bore Field Mar Load | #VALUE! | MBH
|  |  |  | Avg Bore Field Nov Load | #VALUE! | MBH
| ASHP Annual Electric Consumption |  | kWh | Avg Bore Field Dec Load | #VALUE! | MBH
| Loop Heat Pump Annual Electric Consumption | #REF! | kWh
| Loop Pumps Annual Electric Consumption | #REF! | kWh | Total Buildling Load (Heating ) | #REF! | MMBTU
| Bore Field Pumps Annual Electric Consumption | #REF! | kWh | Total Buildling Load (Cooling) | #REF! | MMBTU
| Total Annual Electric Consumption | #REF! | kWh | Total Heat Moved | #REF!
| Total Annual Electric Consumption | #REF! | MMBtu | Delievery Rate | #REF!
| Total Annual Electric Cost | 27593.0459
WWTP HX vs CT - WSHP
WSHP @ Building
| WWTP HX | #N/A | kWh
| Open Loop Cooling Tower | #N/A | kWh
| Difference | #N/A | kWh
| % Difference | #N/A

## Hrly Calcs - WWTP
[10 empty] | MBH | MBH | [6 empty] | MBH | MBH | MBH |  | kW | MBH | MBH | MBH |  |  |  | kW | [6 empty] | kW | kW | kW | kW | kW | kW
Pick (Max) |  |  |  |  | Max |  |  |  |  | 1830.1975 | 2848.6129 | [6 empty] | 1830.1975 | #N/A | #N/A |  | #N/A | 2848.6129 | #N/A | #N/A |  |  |  | #N/A | [6 empty] | 8.2745 | 0 | 0 | 0 | 8.2745 | #N/A
Average | [9 empty] | 85.1884 | 369.7715 | [6 empty] | 85.1884 | #N/A | #N/A |  | #N/A | 369.7715 | #N/A | #N/A |  |  |  | #N/A | [6 empty] | 8.2745 | 0 | 0 | 0 | 8.2745 | #N/A
Annual Energy |  |  |  |  | Sum |  |  |  |  | 746250.611 | 3239198.0399 | [6 empty] | 746250.611 | #N/A | #N/A |  | #N/A | 3239198.0399 | #N/A | #N/A |  |  |  | #N/A | [6 empty] | 72485.0044 | 0 | 0 | 0 | 72485.0044 | #N/A
Max Case | [9 empty] | 1830.1975 | 2848.6129 |  | 474.7688 | [17 empty] | 1 | 50% | 0% |  |  | 8.2745 | 0 |  |  | 8.2745
Date | Month | Day | Hour | Day of Year | Hour of Year | Dry Bulb Temperature (°F) | Dew-point (F) | Pressure (mbar) | Wet-Bulb (°F) | Heating Load (MBH) | Cooling Load (MBH) | Mode (Heating/ Cooling) | Loop Flow (GPM) | Maximum Available WWTP Outfall Flow (GPM) | WWTP Outfall HX EWT (°F) | WWTP Outfall HX Max LWT (°F) | Max. Avail. Heat Transfer from WWTP HX (MBH) | Heat Required from Loop (MBH) | Heat Absorbed from WWTP Outfall (MBH) | Heat Required from Central Plant (MBH) | Avg. Bldg. Heat Pump Heating COP | Bldg. Heat Pump Heating Electric Demand (kW) | Heat Rejected to District Loop (MBH) | Heat Rejected to WWTP Outfall (MBH) | Heat Rejection Required from Central Plant (MBH) | Avg. Bldg. CWLT (°F) | Avg. Bldg. CWET (°F) | Avg. Bldg. Heat Pump Cooling COP | Loop Heat Pump Electric Demand (kW) | % Loop Design Flow | Loop No. Pumps Operating | Loop Pump 1 Speed | Loop Pump 2 Speed | Looop Pump 3 Speed | Looop Pump 4 Speed | Loop Pump 1 Demand (kW) | Loop Pump 2 Demand (kW) | Loop Pump 3 Demand (kW) | Loop Pump 4 Demand (kW) | Total Loop Pump Demand (kW) | Total Electric Demand (kW)
2007-01-01 01:00 | 1 | 1 | 1 | 1 | 1 | 35.96 | 24.98 | 1000 | 31.5478 | 13.5689 | 0 | Heating | 1.8092 | 45873.5988 | 52.7965 | 62.7965 | 224780.6342 | 13.5689 | 13.5689 | 0 | 3.5052 | 0 | 0 | 0 | 0 | 0 | 0 | 0 | 0 | 0.006031% | 1 | 50% | 0% | 0% | 0% | 8.2745 | 0 | 0 | 0 | 8.2745 | 8.2745
2007-01-01 02:00 | 1 | 1 | 2 | 1.0417 | 2 | 35.96 | 26.06 | 1000 | 31.9108 | 15.5879 | 0 | Heating | 2.0784 | #N/A | #N/A | #N/A | #N/A | 15.5879 | #N/A | #N/A | 3.5052 | #N/A | 0 | 0 | 0 | 0 | 0 | 0 | 0 | 0.006928% | 1 | 50% | 0% | 0% | 0% | 8.2745 | 0 | 0 | 0 | 8.2745 | #N/A
2007-01-01 03:00 | 1 | 1 | 3 | 1.0833 | 3 | 35.96 | 27.32 | 1000 | 32.3711 | 17.5182 | 0 | Heating | 2.3358 | #N/A | #N/A | #N/A | #N/A | 17.5182 | #N/A | #N/A | 3.5052 | #N/A | 0 | 0 | 0 | 0 | 0 | 0 | 0 | 0.007786% | 1 | 50% | 0% | 0% | 0% | 8.2745 | 0 | 0 | 0 | 8.2745 | #N/A
2007-01-01 04:00 | 1 | 1 | 4 | 1.125 | 4 | 37.4 | 28.94 | 1000 | 33.8374 | 19.221 | 0 | Heating | 2.5628 | #N/A | #N/A | #N/A | #N/A | 19.221 | #N/A | #N/A | 3.5838 | #N/A | 0 | 0 | 0 | 0 | 0 | 0 | 0 | 0.008543% | 1 | 50% | 0% | 0% | 0% | 8.2745 | 0 | 0 | 0 | 8.2745 | #N/A
2007-01-01 05:00 | 1 | 1 | 5 | 1.1667 | 5 | 37.04 | 28.76 | 1000 | 33.5584 | 26.5737 | 0 | Heating | 3.5432 | #N/A | #N/A | #N/A | #N/A | 26.5737 | #N/A | #N/A | 3.5637 | #N/A | 0 | 0 | 0 | 0 | 0 | 0 | 0 | 0.01181% | 1 | 50% | 0% | 0% | 0% | 8.2745 | 0 | 0 | 0 | 8.2745 | #N/A
2007-01-01 06:00 | 1 | 1 | 6 | 1.2083 | 6 | 37.4 | 28.76 | 1000 | 33.7662 | 23.0061 | 0 | Heating | 3.0675 | #N/A | #N/A | #N/A | #N/A | 23.0061 | #N/A | #N/A | 3.5838 | #N/A | 0 | 0 | 0 | 0 | 0 | 0 | 0 | 0.01022% | 1 | 50% | 0% | 0% | 0% | 8.2745 | 0 | 0 | 0 | 8.2745 | #N/A
2007-01-01 07:00 | 1 | 1 | 7 | 1.25 | 7 | 37.94 | 28.94 | 1000 | 34.1476 | 525.7864 | 0 | Heating | 70.1049 | #N/A | #N/A | #N/A | #N/A | 525.7864 | #N/A | #N/A | 3.6146 | #N/A | 0 | 0 | 0 | 0 | 0 | 0 | 0 | 0.2337% | 1 | 50% | 0% | 0% | 0% | 8.2745 | 0 | 0 | 0 | 8.2745 | #N/A
2007-01-01 08:00 | 1 | 1 | 8 | 1.2917 | 8 | 37.94 | 28.22 | 1000 | 33.867 | 301.8667 | 0 | Heating | 40.2489 | #N/A | #N/A | #N/A | #N/A | 301.8667 | #N/A | #N/A | 3.6146 | #N/A | 0 | 0 | 0 | 0 | 0 | 0 | 0 | 0.1342% | 1 | 50% | 0% | 0% | 0% | 8.2745 | 0 | 0 | 0 | 8.2745 | #N/A
2007-01-01 09:00 | 1 | 1 | 9 | 1.3333 | 9 | 39.02 | 28.22 | 1000 | 34.4858 | 109.6011 | 0 | Heating | 14.6135 | #N/A | #N/A | #N/A | #N/A | 109.6011 | #N/A | #N/A | 3.6785 | #N/A | 0 | 0 | 0 | 0 | 0 | 0 | 0 | 0.04871% | 1 | 50% | 0% | 0% | 0% | 8.2745 | 0 | 0 | 0 | 8.2745 | #N/A
2007-01-01 10:00 | 1 | 1 | 10 | 1.375 | 10 | 39.2 | 28.94 | 1000 | 34.8659 | 83.8322 | 0 | Heating | 11.1776 | #N/A | #N/A | #N/A | #N/A | 83.8322 | #N/A | #N/A | 3.6894 | #N/A | 0 | 0 | 0 | 0 | 0 | 0 | 0 | 0.03726% | 1 | 50% | 0% | 0% | 0% | 8.2745 | 0 | 0 | 0 | 8.2745 | #N/A
2007-01-01 11:00 | 1 | 1 | 11 | 1.4167 | 11 | 41 | 29.12 | 999 | 35.9452 | 80.5628 | 0 | Heating | 10.7417 | #N/A | #N/A | #N/A | #N/A | 80.5628 | #N/A | #N/A | 3.8033 | #N/A | 0 | 0 | 0 | 0 | 0 | 0 | 0 | 0.03581% | 1 | 50% | 0% | 0% | 0% | 8.2745 | 0 | 0 | 0 | 8.2745 | #N/A
2007-01-01 12:00 | 1 | 1 | 12 | 1.4583 | 12 | 44.6 | 28.94 | 999 | 37.8542 | 58.1236 | 0 | Heating | 7.7498 | #N/A | #N/A | #N/A | #N/A | 58.1236 | #N/A | #N/A | 4.058 | #N/A | 0 | 0 | 0 | 0 | 0 | 0 | 0 | 0.02583% | 1 | 50% | 0% | 0% | 0% | 8.2745 | 0 | 0 | 0 | 8.2745 | #N/A
2007-01-01 13:00 | 1 | 1 | 13 | 1.5 | 13 | 44.96 | 28.94 | 998 | 38.0449 | 75.0678 | 0 | Heating | 10.009 | #N/A | #N/A | #N/A | #N/A | 75.0678 | #N/A | #N/A | 4.0856 | #N/A | 0 | 0 | 0 | 0 | 0 | 0 | 0 | 0.03336% | 1 | 50% | 0% | 0% | 0% | 8.2745 | 0 | 0 | 0 | 8.2745 | #N/A
2007-01-01 14:00 | 1 | 1 | 14 | 1.5417 | 14 | 44.96 | 29.12 | 998 | 38.1121 | 27.4365 | 0 | Heating | 3.6582 | #N/A | #N/A | #N/A | #N/A | 27.4365 | #N/A | #N/A | 4.0856 | #N/A | 0 | 0 | 0 | 0 | 0 | 0 | 0 | 0.01219% | 1 | 50% | 0% | 0% | 0% | 8.2745 | 0 | 0 | 0 | 8.2745 | #N/A
2007-01-01 15:00 | 1 | 1 | 15 | 1.5833 | 15 | 46.94 | 29.3 | 998 | 39.2361 | 31.9892 | 0 | Heating | 4.2652 | #N/A | #N/A | #N/A | #N/A | 31.9892 | #N/A | #N/A | 4.2441 | #N/A | 0 | 0 | 0 | 0 | 0 | 0 | 0 | 0.01422% | 1 | 50% | 0% | 0% | 0% | 8.2745 | 0 | 0 | 0 | 8.2745 | #N/A
2007-01-01 16:00 | 1 | 1 | 16 | 1.625 | 16 | 46.04 | 28.94 | 998 | 38.6247 | 41.367 | 0 | Heating | 5.5156 | #N/A | #N/A | #N/A | #N/A | 41.367 | #N/A | #N/A | 4.1705 | #N/A | 0 | 0 | 0 | 0 | 0 | 0 | 0 | 0.01839% | 1 | 50% | 0% | 0% | 0% | 8.2745 | 0 | 0 | 0 | 8.2745 | #N/A
2007-01-01 17:00 | 1 | 1 | 17 | 1.6667 | 17 | 46.04 | 28.22 | 998 | 38.3628 | 29.923 | 0 | Heating | 3.9897 | #N/A | #N/A | #N/A | #N/A | 29.923 | #N/A | #N/A | 4.1705 | #N/A | 0 | 0 | 0 | 0 | 0 | 0 | 0 | 0.0133% | 1 | 50% | 0% | 0% | 0% | 8.2745 | 0 | 0 | 0 | 8.2745 | #N/A
2007-01-01 18:00 | 1 | 1 | 18 | 1.7083 | 18 | 44.6 | 27.68 | 998 | 37.391 | 67.3961 | 0 | Heating | 8.9861 | #N/A | #N/A | #N/A | #N/A | 67.3961 | #N/A | #N/A | 4.058 | #N/A | 0 | 0 | 0 | 0 | 0 | 0 | 0 | 0.02995% | 1 | 50% | 0% | 0% | 0% | 8.2745 | 0 | 0 | 0 | 8.2745 | #N/A
2007-01-01 19:00 | 1 | 1 | 19 | 1.75 | 19 | 41 | 26.96 | 998 | 35.1375 | 137.9377 | 0 | Heating | 18.3917 | #N/A | #N/A | #N/A | #N/A | 137.9377 | #N/A | #N/A | 3.8033 | #N/A | 0 | 0 | 0 | 0 | 0 | 0 | 0 | 0.06131% | 1 | 50% | 0% | 0% | 0% | 8.2745 | 0 | 0 | 0 | 8.2745 | #N/A
2007-01-01 20:00 | 1 | 1 | 20 | 1.7917 | 20 | 41 | 27.32 | 998 | 35.2673 | 161.9445 | 0 | Heating | 21.5926 | #N/A | #N/A | #N/A | #N/A | 161.9445 | #N/A | #N/A | 3.8033 | #N/A | 0 | 0 | 0 | 0 | 0 | 0 | 0 | 0.07198% | 1 | 50% | 0% | 0% | 0% | 8.2745 | 0 | 0 | 0 | 8.2745 | #N/A
2007-01-01 21:00 | 1 | 1 | 21 | 1.8333 | 21 | 41 | 27.68 | 998 | 35.3988 | 202.9774 | 0 | Heating | 27.0636 | #N/A | #N/A | #N/A | #N/A | 202.9774 | #N/A | #N/A | 3.8033 | #N/A | 0 | 0 | 0 | 0 | 0 | 0 | 0 | 0.09021% | 1 | 50% | 0% | 0% | 0% | 8.2745 | 0 | 0 | 0 | 8.2745 | #N/A
2007-01-01 22:00 | 1 | 1 | 22 | 1.875 | 22 | 42.98 | 28.04 | 998 | 36.6331 | 218.3205 | 0 | Heating | 29.1094 | #N/A | #N/A | #N/A | #N/A | 218.3205 | #N/A | #N/A | 3.9388 | #N/A | 0 | 0 | 0 | 0 | 0 | 0 | 0 | 0.09703% | 1 | 50% | 0% | 0% | 0% | 8.2745 | 0 | 0 | 0 | 8.2745 | #N/A
2007-01-01 23:00 | 1 | 1 | 23 | 1.9167 | 23 | 42.98 | 27.86 | 998 | 36.5674 | 2.1908 | 0 | Heating | 0.2921 | #N/A | #N/A | #N/A | #N/A | 2.1908 | #N/A | #N/A | 3.9388 | #N/A | 0 | 0 | 0 | 0 | 0 | 0 | 0 | 0.0009737% | 1 | 50% | 0% | 0% | 0% | 8.2745 | 0 | 0 | 0 | 8.2745 | #N/A
2007-01-02 | 1 | 2 | 0 | 1.9583 | 24 | 42.98 | 27.86 | 998 | 36.5674 | 10.1336 | 0 | Heating | 1.3512 | #N/A | #N/A | #N/A | #N/A | 10.1336 | #N/A | #N/A | 3.9388 | #N/A | 0 | 0 | 0 | 0 | 0 | 0 | 0 | 0.004504% | 1 | 50% | 0% | 0% | 0% | 8.2745 | 0 | 0 | 0 | 8.2745 | #N/A
2007-01-02 01:00 | 1 | 2 | 1 | 2 | 25 | 42.8 | 28.04 | 998 | 36.5338 | 13.7191 | 0 | Heating | 1.8292 | #N/A | #N/A | #N/A | #N/A | 13.7191 | #N/A | #N/A | 3.9261 | #N/A | 0 | 0 | 0 | 0 | 0 | 0 | 0 | 0.006097% | 1 | 50% | 0% | 0% | 0% | 8.2745 | 0 | 0 | 0 | 8.2745 | #N/A
2007-01-02 02:00 | 1 | 2 | 2 | 2.0417 | 26 | 42.98 | 27.86 | 998 | 36.5674 | 15.6387 | 0 | Heating | 2.0852 | #N/A | #N/A | #N/A | #N/A | 15.6387 | #N/A | #N/A | 3.9388 | #N/A | 0 | 0 | 0 | 0 | 0 | 0 | 0 | 0.006951% | 1 | 50% | 0% | 0% | 0% | 8.2745 | 0 | 0 | 0 | 8.2745 | #N/A
2007-01-02 03:00 | 1 | 2 | 3 | 2.0833 | 27 | 42.98 | 27.68 | 998 | 36.5021 | 17.169 | 0 | Heating | 2.2892 | #N/A | #N/A | #N/A | #N/A | 17.169 | #N/A | #N/A | 3.9388 | #N/A | 0 | 0 | 0 | 0 | 0 | 0 | 0 | 0.007631% | 1 | 50% | 0% | 0% | 0% | 8.2745 | 0 | 0 | 0 | 8.2745 | #N/A
2007-01-02 04:00 | 1 | 2 | 4 | 2.125 | 28 | 42.08 | 28.04 | 998 | 36.1349 | 18.384 | 0 | Heating | 2.4512 | #N/A | #N/A | #N/A | #N/A | 18.384 | #N/A | #N/A | 3.8759 | #N/A | 0 | 0 | 0 | 0 | 0 | 0 | 0 | 0.008171% | 1 | 50% | 0% | 0% | 0% | 8.2745 | 0 | 0 | 0 | 8.2745 | #N/A
2007-01-02 05:00 | 1 | 2 | 5 | 2.1667 | 29 | 42.08 | 28.4 | 998 | 36.2687 | 25.6308 | 0 | Heating | 3.4174 | #N/A | #N/A | #N/A | #N/A | 25.6308 | #N/A | #N/A | 3.8759 | #N/A | 0 | 0 | 0 | 0 | 0 | 0 | 0 | 0.01139% | 1 | 50% | 0% | 0% | 0% | 8.2745 | 0 | 0 | 0 | 8.2745 | #N/A
2007-01-02 06:00 | 1 | 2 | 6 | 2.2083 | 30 | 37.94 | 29.12 | 998 | 34.2146 | 31.2505 | 0 | Heating | 4.1667 | #N/A | #N/A | #N/A | #N/A | 31.2505 | #N/A | #N/A | 3.6146 | #N/A | 0 | 0 | 0 | 0 | 0 | 0 | 0 | 0.01389% | 1 | 50% | 0% | 0% | 0% | 8.2745 | 0 | 0 | 0 | 8.2745 | #N/A
2007-01-02 07:00 | 1 | 2 | 7 | 2.25 | 31 | 35.96 | 30.02 | 999 | 33.4439 | 542.8706 | 0 | Heating | 72.3827 | #N/A | #N/A | #N/A | #N/A | 542.8706 | #N/A | #N/A | 3.5052 | #N/A | 0 | 0 | 0 | 0 | 0 | 0 | 0 | 0.2413% | 1 | 50% | 0% | 0% | 0% | 8.2745 | 0 | 0 | 0 | 8.2745 | #N/A
2007-01-02 08:00 | 1 | 2 | 8 | 2.2917 | 32 | 35.96 | 29.66 | 999 | 33.2945 | 328.114 | 0 | Heating | 43.7485 | #N/A | #N/A | #N/A | #N/A | 328.114 | #N/A | #N/A | 3.5052 | #N/A | 0 | 0 | 0 | 0 | 0 | 0 | 0 | 0.1458% | 1 | 50% | 0% | 0% | 0% | 8.2745 | 0 | 0 | 0 | 8.2745 | #N/A
2007-01-02 09:00 | 1 | 2 | 9 | 2.3333 | 33 | 35.96 | 29.84 | 999 | 33.369 | 143.4084 | 0 | Heating | 19.1211 | #N/A | #N/A | #N/A | #N/A | 143.4084 | #N/A | #N/A | 3.5052 | #N/A | 0 | 0 | 0 | 0 | 0 | 0 | 0 | 0.06374% | 1 | 50% | 0% | 0% | 0% | 8.2745 | 0 | 0 | 0 | 8.2745 | #N/A
2007-01-02 10:00 | 1 | 2 | 10 | 2.375 | 34 | 37.04 | 30.92 | 999 | 34.4447 | 124.9599 | 0 | Heating | 16.6613 | #N/A | #N/A | #N/A | #N/A | 124.9599 | #N/A | #N/A | 3.5637 | #N/A | 0 | 0 | 0 | 0 | 0 | 0 | 0 | 0.05554% | 1 | 50% | 0% | 0% | 0% | 8.2745 | 0 | 0 | 0 | 8.2745 | #N/A
2007-01-02 11:00 | 1 | 2 | 11 | 2.4167 | 35 | 37.04 | 31.1 | 999 | 34.5219 | 138.8918 | 0 | Heating | 18.5189 | #N/A | #N/A | #N/A | #N/A | 138.8918 | #N/A | #N/A | 3.5637 | #N/A | 0 | 0 | 0 | 0 | 0 | 0 | 0 | 0.06173% | 1 | 50% | 0% | 0% | 0% | 8.2745 | 0 | 0 | 0 | 8.2745 | #N/A
2007-01-02 12:00 | 1 | 2 | 12 | 2.4583 | 36 | 39.02 | 30.92 | 999 | 35.5643 | 129.0634 | 0 | Heating | 17.2085 | #N/A | #N/A | #N/A | #N/A | 129.0634 | #N/A | #N/A | 3.6785 | #N/A | 0 | 0 | 0 | 0 | 0 | 0 | 0 | 0.05736% | 1 | 50% | 0% | 0% | 0% | 8.2745 | 0 | 0 | 0 | 8.2745 | #N/A
2007-01-02 13:00 | 1 | 2 | 13 | 2.5 | 37 | 39.02 | 30.92 | 999 | 35.5643 | 171.8984 | 0 | Heating | 22.9198 | #N/A | #N/A | #N/A | #N/A | 171.8984 | #N/A | #N/A | 3.6785 | #N/A | 0 | 0 | 0 | 0 | 0 | 0 | 0 | 0.0764% | 1 | 50% | 0% | 0% | 0% | 8.2745 | 0 | 0 | 0 | 8.2745 | #N/A
2007-01-02 14:00 | 1 | 2 | 14 | 2.5417 | 38 | 39.02 | 29.84 | 999 | 35.1193 | 120.4198 | 0 | Heating | 16.056 | #N/A | #N/A | #N/A | #N/A | 120.4198 | #N/A | #N/A | 3.6785 | #N/A | 0 | 0 | 0 | 0 | 0 | 0 | 0 | 0.05352% | 1 | 50% | 0% | 0% | 0% | 8.2745 | 0 | 0 | 0 | 8.2745 | #N/A
2007-01-02 15:00 | 1 | 2 | 15 | 2.5833 | 39 | 39.92 | 28.58 | 1000 | 35.1341 | 121.544 | 0 | Heating | 16.2059 | #N/A | #N/A | #N/A | #N/A | 121.544 | #N/A | #N/A | 3.7339 | #N/A | 0 | 0 | 0 | 0 | 0 | 0 | 0 | 0.05402% | 1 | 50% | 0% | 0% | 0% | 8.2745 | 0 | 0 | 0 | 8.2745 | #N/A
2007-01-02 16:00 | 1 | 2 | 16 | 2.625 | 40 | 39.02 | 26.96 | 1000 | 34.0165 | 127.8931 | 0 | Heating | 17.0524 | #N/A | #N/A | #N/A | #N/A | 127.8931 | #N/A | #N/A | 3.6785 | #N/A | 0 | 0 | 0 | 0 | 0 | 0 | 0 | 0.05684% | 1 | 50% | 0% | 0% | 0% | 8.2745 | 0 | 0 | 0 | 8.2745 | #N/A
2007-01-02 17:00 | 1 | 2 | 17 | 2.6667 | 41 | 39.02 | 24.62 | 1001 | 33.2045 | 109.9089 | 0 | Heating | 14.6545 | #N/A | #N/A | #N/A | #N/A | 109.9089 | #N/A | #N/A | 3.6785 | #N/A | 0 | 0 | 0 | 0 | 0 | 0 | 0 | 0.04885% | 1 | 50% | 0% | 0% | 0% | 8.2745 | 0 | 0 | 0 | 8.2745 | #N/A
2007-01-02 18:00 | 1 | 2 | 18 | 2.7083 | 42 | 35.96 | 22.28 | 1002 | 30.7075 | 148.9418 | 0 | Heating | 19.8589 | #N/A | #N/A | #N/A | #N/A | 148.9418 | #N/A | #N/A | 3.5052 | #N/A | 0 | 0 | 0 | 0 | 0 | 0 | 0 | 0.0662% | 1 | 50% | 0% | 0% | 0% | 8.2745 | 0 | 0 | 0 | 8.2745 | #N/A
2007-01-02 19:00 | 1 | 2 | 19 | 2.75 | 43 | 35.06 | 19.94 | 1002 | 29.516 | 216.8695 | 0 | Heating | 28.9159 | #N/A | #N/A | #N/A | #N/A | 216.8695 | #N/A | #N/A | 3.4585 | #N/A | 0 | 0 | 0 | 0 | 0 | 0 | 0 | 0.09639% | 1 | 50% | 0% | 0% | 0% | 8.2745 | 0 | 0 | 0 | 8.2745 | #N/A
2007-01-02 20:00 | 1 | 2 | 20 | 2.7917 | 44 | 35.06 | 18.68 | 1003 | 29.1822 | 256.072 | 0 | Heating | 34.1429 | #N/A | #N/A | #N/A | #N/A | 256.072 | #N/A | #N/A | 3.4585 | #N/A | 0 | 0 | 0 | 0 | 0 | 0 | 0 | 0.1138% | 1 | 50% | 0% | 0% | 0% | 8.2745 | 0 | 0 | 0 | 8.2745 | #N/A
2007-01-02 21:00 | 1 | 2 | 21 | 2.8333 | 45 | 30.02 | 17.24 | 1003 | 25.7444 | 322.5858 | 0 | Heating | 43.0114 | #N/A | #N/A | #N/A | #N/A | 322.5858 | #N/A | #N/A | 3.2302 | #N/A | 0 | 0 | 0 | 0 | 0 | 0 | 0 | 0.1434% | 1 | 50% | 0% | 0% | 0% | 8.2745 | 0 | 0 | 0 | 8.2745 | #N/A
2007-01-02 22:00 | 1 | 2 | 22 | 2.875 | 46 | 28.94 | 15.98 | 1003 | 24.7436 | 369.6757 | 0 | Heating | 49.2901 | #N/A | #N/A | #N/A | #N/A | 369.6757 | #N/A | #N/A | 3.188 | #N/A | 0 | 0 | 0 | 0 | 0 | 0 | 0 | 0.1643% | 1 | 50% | 0% | 0% | 0% | 8.2745 | 0 | 0 | 0 | 8.2745 | #N/A
2007-01-02 23:00 | 1 | 2 | 23 | 2.9167 | 47 | 28.94 | 15.08 | 1004 | 24.5262 | 51.1771 | 0 | Heating | 6.8236 | #N/A | #N/A | #N/A | #N/A | 51.1771 | #N/A | #N/A | 3.188 | #N/A | 0 | 0 | 0 | 0 | 0 | 0 | 0 | 0.02275% | 1 | 50% | 0% | 0% | 0% | 8.2745 | 0 | 0 | 0 | 8.2745 | #N/A
2007-01-03 | 1 | 3 | 0 | 2.9583 | 48 | 26.06 | 14.36 | 1004 | 22.4889 | 151.1889 | 0 | Heating | 20.1585 | #N/A | #N/A | #N/A | #N/A | 151.1889 | #N/A | #N/A | 3.0859 | #N/A | 0 | 0 | 0 | 0 | 0 | 0 | 0 | 0.0672% | 1 | 50% | 0% | 0% | 0% | 8.2745 | 0 | 0 | 0 | 8.2745 | #N/A
2007-01-03 01:00 | 1 | 3 | 1 | 3 | 49 | 26.96 | 14 | 1004 | 22.993 | 210.7723 | 0 | Heating | 28.103 | #N/A | #N/A | #N/A | #N/A | 210.7723 | #N/A | #N/A | 3.1163 | #N/A | 0 | 0 | 0 | 0 | 0 | 0 | 0 | 0.09368% | 1 | 50% | 0% | 0% | 0% | 8.2745 | 0 | 0 | 0 | 8.2745 | #N/A
2007-01-03 02:00 | 1 | 3 | 2 | 3.0417 | 50 | 26.96 | 12.74 | 1004 | 22.7056 | 256.967 | 0 | Heating | 34.2623 | #N/A | #N/A | #N/A | #N/A | 256.967 | #N/A | #N/A | 3.1163 | #N/A | 0 | 0 | 0 | 0 | 0 | 0 | 0 | 0.1142% | 1 | 50% | 0% | 0% | 0% | 8.2745 | 0 | 0 | 0 | 8.2745 | #N/A
2007-01-03 03:00 | 1 | 3 | 3 | 3.0833 | 51 | 26.96 | 11.66 | 1005 | 22.4739 | 302.9326 | 0 | Heating | 40.391 | #N/A | #N/A | #N/A | #N/A | 302.9326 | #N/A | #N/A | 3.1163 | #N/A | 0 | 0 | 0 | 0 | 0 | 0 | 0 | 0.1346% | 1 | 50% | 0% | 0% | 0% | 8.2745 | 0 | 0 | 0 | 8.2745 | #N/A
2007-01-03 04:00 | 1 | 3 | 4 | 3.125 | 52 | 28.04 | 10.94 | 1005 | 23.0318 | 345.8358 | 0 | Heating | 46.1114 | #N/A | #N/A | #N/A | #N/A | 345.8358 | #N/A | #N/A | 3.1545 | #N/A | 0 | 0 | 0 | 0 | 0 | 0 | 0 | 0.1537% | 1 | 50% | 0% | 0% | 0% | 8.2745 | 0 | 0 | 0 | 8.2745 | #N/A
2007-01-03 05:00 | 1 | 3 | 5 | 3.1667 | 53 | 28.04 | 11.12 | 1006 | 23.0719 | 370.8478 | 0 | Heating | 49.4464 | #N/A | #N/A | #N/A | #N/A | 370.8478 | #N/A | #N/A | 3.1545 | #N/A | 0 | 0 | 0 | 0 | 0 | 0 | 0 | 0.1648% | 1 | 50% | 0% | 0% | 0% | 8.2745 | 0 | 0 | 0 | 8.2745 | #N/A
2007-01-03 06:00 | 1 | 3 | 6 | 3.2083 | 54 | 28.94 | 11.48 | 1006 | 23.7301 | 368.2961 | 0 | Heating | 49.1061 | #N/A | #N/A | #N/A | #N/A | 368.2961 | #N/A | #N/A | 3.188 | #N/A | 0 | 0 | 0 | 0 | 0 | 0 | 0 | 0.1637% | 1 | 50% | 0% | 0% | 0% | 8.2745 | 0 | 0 | 0 | 8.2745 | #N/A
2007-01-03 07:00 | 1 | 3 | 7 | 3.25 | 55 | 28.94 | 12.02 | 1007 | 23.8461 | 831.5122 | 0 | Heating | 110.8683 | #N/A | #N/A | #N/A | #N/A | 831.5122 | #N/A | #N/A | 3.188 | #N/A | 0 | 0 | 0 | 0 | 0 | 0 | 0 | 0.3696% | 1 | 50% | 0% | 0% | 0% | 8.2745 | 0 | 0 | 0 | 8.2745 | #N/A
2007-01-03 08:00 | 1 | 3 | 8 | 3.2917 | 56 | 28.94 | 11.3 | 1008 | 23.6999 | 570.6872 | 0 | Heating | 76.0916 | #N/A | #N/A | #N/A | #N/A | 570.6872 | #N/A | #N/A | 3.188 | #N/A | 0 | 0 | 0 | 0 | 0 | 0 | 0 | 0.2536% | 1 | 50% | 0% | 0% | 0% | 8.2745 | 0 | 0 | 0 | 8.2745 | #N/A
2007-01-03 09:00 | 1 | 3 | 9 | 3.3333 | 57 | 30.92 | 11.3 | 1008 | 24.9679 | 298.8774 | 0 | Heating | 39.8503 | #N/A | #N/A | #N/A | #N/A | 298.8774 | #N/A | #N/A | 3.2671 | #N/A | 0 | 0 | 0 | 0 | 0 | 0 | 0 | 0.1328% | 1 | 50% | 0% | 0% | 0% | 8.2745 | 0 | 0 | 0 | 8.2745 | #N/A
2007-01-03 10:00 | 1 | 3 | 10 | 3.375 | 58 | 33.98 | 12.02 | 1009 | 27.0257 | 224.3879 | 0 | Heating | 29.9184 | #N/A | #N/A | #N/A | #N/A | 224.3879 | #N/A | #N/A | 3.405 | #N/A | 0 | 0 | 0 | 0 | 0 | 0 | 0 | 0.09973% | 1 | 50% | 0% | 0% | 0% | 8.2745 | 0 | 0 | 0 | 8.2745 | #N/A
2007-01-03 11:00 | 1 | 3 | 11 | 3.4167 | 59 | 33.98 | 12.38 | 1009 | 27.0983 | 226.2136 | 0 | Heating | 30.1618 | #N/A | #N/A | #N/A | #N/A | 226.2136 | #N/A | #N/A | 3.405 | #N/A | 0 | 0 | 0 | 0 | 0 | 0 | 0 | 0.1005% | 1 | 50% | 0% | 0% | 0% | 8.2745 | 0 | 0 | 0 | 8.2745 | #N/A
2007-01-03 12:00 | 1 | 3 | 12 | 3.4583 | 60 | 39.02 | 12.56 | 1009 | 30.1467 | 211.6115 | 0 | Heating | 28.2149 | #N/A | #N/A | #N/A | #N/A | 211.6115 | #N/A | #N/A | 3.6785 | #N/A | 0 | 0 | 0 | 0 | 0 | 0 | 0 | 0.09405% | 1 | 50% | 0% | 0% | 0% | 8.2745 | 0 | 0 | 0 | 8.2745 | #N/A
2007-01-03 13:00 | 1 | 3 | 13 | 3.5 | 61 | 42.98 | 12.92 | 1009 | 32.5005 | 251.9053 | 0 | Heating | 33.5874 | #N/A | #N/A | #N/A | #N/A | 251.9053 | #N/A | #N/A | 3.9388 | #N/A | 0 | 0 | 0 | 0 | 0 | 0 | 0 | 0.112% | 1 | 50% | 0% | 0% | 0% | 8.2745 | 0 | 0 | 0 | 8.2745 | #N/A
2007-01-03 14:00 | 1 | 3 | 14 | 3.5417 | 62 | 42.98 | 13.1 | 1009 | 32.5367 | 201.4334 | 0 | Heating | 26.8578 | #N/A | #N/A | #N/A | #N/A | 201.4334 | #N/A | #N/A | 3.9388 | #N/A | 0 | 0 | 0 | 0 | 0 | 0 | 0 | 0.08953% | 1 | 50% | 0% | 0% | 0% | 8.2745 | 0 | 0 | 0 | 8.2745 | #N/A
2007-01-03 15:00 | 1 | 3 | 15 | 3.5833 | 63 | 46.94 | 13.28 | 1009 | 34.868 | 206.5512 | 0 | Heating | 27.5402 | #N/A | #N/A | #N/A | #N/A | 206.5512 | #N/A | #N/A | 4.2441 | #N/A | 0 | 0 | 0 | 0 | 0 | 0 | 0 | 0.0918% | 1 | 50% | 0% | 0% | 0% | 8.2745 | 0 | 0 | 0 | 8.2745 | #N/A
2007-01-03 16:00 | 1 | 3 | 16 | 3.625 | 64 | 44.96 | 12.92 | 1009 | 33.659 | 211.1838 | 0 | Heating | 28.1578 | #N/A | #N/A | #N/A | #N/A | 211.1838 | #N/A | #N/A | 4.0856 | #N/A | 0 | 0 | 0 | 0 | 0 | 0 | 0 | 0.09386% | 1 | 50% | 0% | 0% | 0% | 8.2745 | 0 | 0 | 0 | 8.2745 | #N/A
2007-01-03 17:00 | 1 | 3 | 17 | 3.6667 | 65 | 44.96 | 12.56 | 1010 | 33.5952 | 212.9429 | 0 | Heating | 28.3924 | #N/A | #N/A | #N/A | #N/A | 212.9429 | #N/A | #N/A | 4.0856 | #N/A | 0 | 0 | 0 | 0 | 0 | 0 | 0 | 0.09464% | 1 | 50% | 0% | 0% | 0% | 8.2745 | 0 | 0 | 0 | 8.2745 | #N/A
2007-01-03 18:00 | 1 | 3 | 18 | 3.7083 | 66 | 42.98 | 12.38 | 1010 | 32.3999 | 261.081 | 0 | Heating | 34.8108 | #N/A | #N/A | #N/A | #N/A | 261.081 | #N/A | #N/A | 3.9388 | #N/A | 0 | 0 | 0 | 0 | 0 | 0 | 0 | 0.116% | 1 | 50% | 0% | 0% | 0% | 8.2745 | 0 | 0 | 0 | 8.2745 | #N/A
2007-01-03 19:00 | 1 | 3 | 19 | 3.75 | 67 | 42.98 | 12.02 | 1011 | 32.3363 | 334.764 | 0 | Heating | 44.6352 | #N/A | #N/A | #N/A | #N/A | 334.764 | #N/A | #N/A | 3.9388 | #N/A | 0 | 0 | 0 | 0 | 0 | 0 | 0 | 0.1488% | 1 | 50% | 0% | 0% | 0% | 8.2745 | 0 | 0 | 0 | 8.2745 | #N/A
2007-01-03 20:00 | 1 | 3 | 20 | 3.7917 | 68 | 42.98 | 11.66 | 1011 | 32.2675 | 372.3689 | 0 | Heating | 49.6492 | #N/A | #N/A | #N/A | #N/A | 372.3689 | #N/A | #N/A | 3.9388 | #N/A | 0 | 0 | 0 | 0 | 0 | 0 | 0 | 0.1655% | 1 | 50% | 0% | 0% | 0% | 8.2745 | 0 | 0 | 0 | 8.2745 | #N/A
2007-01-03 21:00 | 1 | 3 | 21 | 3.8333 | 69 | 41 | 11.3 | 1012 | 31.0716 | 435.375 | 0 | Heating | 58.05 | #N/A | #N/A | #N/A | #N/A | 435.375 | #N/A | #N/A | 3.8033 | #N/A | 0 | 0 | 0 | 0 | 0 | 0 | 0 | 0.1935% | 1 | 50% | 0% | 0% | 0% | 8.2745 | 0 | 0 | 0 | 8.2745 | #N/A
2007-01-03 22:00 | 1 | 3 | 22 | 3.875 | 70 | 39.02 | 10.94 | 1012 | 29.8581 | 486.4723 | 0 | Heating | 64.863 | #N/A | #N/A | #N/A | #N/A | 486.4723 | #N/A | #N/A | 3.6785 | #N/A | 0 | 0 | 0 | 0 | 0 | 0 | 0 | 0.2162% | 1 | 50% | 0% | 0% | 0% | 8.2745 | 0 | 0 | 0 | 8.2745 | #N/A
2007-01-03 23:00 | 1 | 3 | 23 | 3.9167 | 71 | 39.02 | 9.86 | 1012 | 29.6667 | 161.608 | 0 | Heating | 21.5477 | #N/A | #N/A | #N/A | #N/A | 161.608 | #N/A | #N/A | 3.6785 | #N/A | 0 | 0 | 0 | 0 | 0 | 0 | 0 | 0.07183% | 1 | 50% | 0% | 0% | 0% | 8.2745 | 0 | 0 | 0 | 8.2745 | #N/A
2007-01-04 | 1 | 4 | 0 | 3.9583 | 72 | 33.98 | 8.78 | 1013 | 26.4382 | 303.2063 | 0 | Heating | 40.4275 | #N/A | #N/A | #N/A | #N/A | 303.2063 | #N/A | #N/A | 3.405 | #N/A | 0 | 0 | 0 | 0 | 0 | 0 | 0 | 0.1348% | 1 | 50% | 0% | 0% | 0% | 8.2745 | 0 | 0 | 0 | 8.2745 | #N/A
2007-01-04 01:00 | 1 | 4 | 1 | 4 | 73 | 33.98 | 8.06 | 1013 | 26.3149 | 375.8545 | 0 | Heating | 50.1139 | #N/A | #N/A | #N/A | #N/A | 375.8545 | #N/A | #N/A | 3.405 | #N/A | 0 | 0 | 0 | 0 | 0 | 0 | 0 | 0.167% | 1 | 50% | 0% | 0% | 0% | 8.2745 | 0 | 0 | 0 | 8.2745 | #N/A
2007-01-04 02:00 | 1 | 4 | 2 | 4.0417 | 74 | 33.98 | 7.52 | 1013 | 26.225 | 408.9005 | 0 | Heating | 54.5201 | #N/A | #N/A | #N/A | #N/A | 408.9005 | #N/A | #N/A | 3.405 | #N/A | 0 | 0 | 0 | 0 | 0 | 0 | 0 | 0.1817% | 1 | 50% | 0% | 0% | 0% | 8.2745 | 0 | 0 | 0 | 8.2745 | #N/A
2007-01-04 03:00 | 1 | 4 | 3 | 4.0833 | 75 | 37.94 | 6.98 | 1013 | 28.5595 | 424.4548 | 0 | Heating | 56.594 | #N/A | #N/A | #N/A | #N/A | 424.4548 | #N/A | #N/A | 3.6146 | #N/A | 0 | 0 | 0 | 0 | 0 | 0 | 0 | 0.1886% | 1 | 50% | 0% | 0% | 0% | 8.2745 | 0 | 0 | 0 | 8.2745 | #N/A
2007-01-04 04:00 | 1 | 4 | 4 | 4.125 | 76 | 37.94 | 6.98 | 1013 | 28.5595 | 435.3845 | 0 | Heating | 58.0513 | #N/A | #N/A | #N/A | #N/A | 435.3845 | #N/A | #N/A | 3.6146 | #N/A | 0 | 0 | 0 | 0 | 0 | 0 | 0 | 0.1935% | 1 | 50% | 0% | 0% | 0% | 8.2745 | 0 | 0 | 0 | 8.2745 | #N/A
2007-01-04 05:00 | 1 | 4 | 5 | 4.1667 | 77 | 37.94 | 6.44 | 1013 | 28.4771 | 464.3946 | 0 | Heating | 61.9193 | #N/A | #N/A | #N/A | #N/A | 464.3946 | #N/A | #N/A | 3.6146 | #N/A | 0 | 0 | 0 | 0 | 0 | 0 | 0 | 0.2064% | 1 | 50% | 0% | 0% | 0% | 8.2745 | 0 | 0 | 0 | 8.2745 | #N/A
2007-01-04 06:00 | 1 | 4 | 6 | 4.2083 | 78 | 32 | 6.08 | 1014 | 24.7494 | 483.2128 | 0 | Heating | 64.4284 | #N/A | #N/A | #N/A | #N/A | 483.2128 | #N/A | #N/A | 3.3135 | #N/A | 0 | 0 | 0 | 0 | 0 | 0 | 0 | 0.2148% | 1 | 50% | 0% | 0% | 0% | 8.2745 | 0 | 0 | 0 | 8.2745 | #N/A
2007-01-04 07:00 | 1 | 4 | 7 | 4.25 | 79 | 32 | 6.08 | 1014 | 24.7494 | 985.1893 | 0 | Heating | 131.3586 | #N/A | #N/A | #N/A | #N/A | 985.1893 | #N/A | #N/A | 3.3135 | #N/A | 0 | 0 | 0 | 0 | 0 | 0 | 0 | 0.4379% | 1 | 50% | 0% | 0% | 0% | 8.2745 | 0 | 0 | 0 | 8.2745 | #N/A
2007-01-04 08:00 | 1 | 4 | 8 | 4.2917 | 80 | 32 | 6.26 | 1014 | 24.7779 | 694.9946 | 0 | Heating | 92.6659 | #N/A | #N/A | #N/A | #N/A | 694.9946 | #N/A | #N/A | 3.3135 | #N/A | 0 | 0 | 0 | 0 | 0 | 0 | 0 | 0.3089% | 1 | 50% | 0% | 0% | 0% | 8.2745 | 0 | 0 | 0 | 8.2745 | #N/A
2007-01-04 09:00 | 1 | 4 | 9 | 4.3333 | 81 | 35.96 | 7.34 | 1014 | 27.4227 | 415.183 | 0 | Heating | 55.3577 | #N/A | #N/A | #N/A | #N/A | 415.183 | #N/A | #N/A | 3.5052 | #N/A | 0 | 0 | 0 | 0 | 0 | 0 | 0 | 0.1845% | 1 | 50% | 0% | 0% | 0% | 8.2745 | 0 | 0 | 0 | 8.2745 | #N/A
2007-01-04 10:00 | 1 | 4 | 10 | 4.375 | 82 | 39.92 | 8.96 | 1014 | 30.0536 | 349.6012 | 0 | Heating | 46.6135 | #N/A | #N/A | #N/A | #N/A | 349.6012 | #N/A | #N/A | 3.7339 | #N/A | 0 | 0 | 0 | 0 | 0 | 0 | 0 | 0.1554% | 1 | 50% | 0% | 0% | 0% | 8.2745 | 0 | 0 | 0 | 8.2745 | #N/A
2007-01-04 11:00 | 1 | 4 | 11 | 4.4167 | 83 | 39.92 | 8.78 | 1013 | 30.0183 | 305.4365 | 0 | Heating | 40.7249 | #N/A | #N/A | #N/A | #N/A | 305.4365 | #N/A | #N/A | 3.7339 | #N/A | 0 | 0 | 0 | 0 | 0 | 0 | 0 | 0.1357% | 1 | 50% | 0% | 0% | 0% | 8.2745 | 0 | 0 | 0 | 8.2745 | #N/A
2007-01-04 12:00 | 1 | 4 | 12 | 4.4583 | 84 | 44.06 | 8.42 | 1012 | 32.3437 | 265.8551 | 0 | Heating | 35.4473 | #N/A | #N/A | #N/A | #N/A | 265.8551 | #N/A | #N/A | 4.0174 | #N/A | 0 | 0 | 0 | 0 | 0 | 0 | 0 | 0.1182% | 1 | 50% | 0% | 0% | 0% | 8.2745 | 0 | 0 | 0 | 8.2745 | #N/A
2007-01-04 13:00 | 1 | 4 | 13 | 4.5 | 85 | 46.94 | 8.06 | 1011 | 33.9641 | 271.5115 | 0 | Heating | 36.2015 | #N/A | #N/A | #N/A | #N/A | 271.5115 | #N/A | #N/A | 4.2441 | #N/A | 0 | 0 | 0 | 0 | 0 | 0 | 0 | 0.1207% | 1 | 50% | 0% | 0% | 0% | 8.2745 | 0 | 0 | 0 | 8.2745 | #N/A
2007-01-04 14:00 | 1 | 4 | 14 | 4.5417 | 86 | 46.94 | 8.24 | 1011 | 33.9925 | 199.3089 | 0 | Heating | 26.5745 | #N/A | #N/A | #N/A | #N/A | 199.3089 | #N/A | #N/A | 4.2441 | #N/A | 0 | 0 | 0 | 0 | 0 | 0 | 0 | 0.08858% | 1 | 50% | 0% | 0% | 0% | 8.2745 | 0 | 0 | 0 | 8.2745 | #N/A
2007-01-04 15:00 | 1 | 4 | 15 | 4.5833 | 87 | 50 | 8.42 | 1010 | 35.7574 | 176.4675 | 0 | Heating | 23.529 | #N/A | #N/A | #N/A | #N/A | 176.4675 | #N/A | #N/A | 4.5134 | #N/A | 0 | 0 | 0 | 0 | 0 | 0 | 0 | 0.07843% | 1 | 50% | 0% | 0% | 0% | 8.2745 | 0 | 0 | 0 | 8.2745 | #N/A
2007-01-04 16:00 | 1 | 4 | 16 | 4.625 | 88 | 48.02 | 8.06 | 1009 | 34.5702 | 179.6615 | 0 | Heating | 23.9549 | #N/A | #N/A | #N/A | #N/A | 179.6615 | #N/A | #N/A | 4.3357 | #N/A | 0 | 0 | 0 | 0 | 0 | 0 | 0 | 0.07985% | 1 | 50% | 0% | 0% | 0% | 8.2745 | 0 | 0 | 0 | 8.2745 | #N/A
2007-01-04 17:00 | 1 | 4 | 17 | 4.6667 | 89 | 48.02 | 8.78 | 1009 | 34.6839 | 160.9572 | 0 | Heating | 21.461 | #N/A | #N/A | #N/A | #N/A | 160.9572 | #N/A | #N/A | 4.3357 | #N/A | 0 | 0 | 0 | 0 | 0 | 0 | 0 | 0.07154% | 1 | 50% | 0% | 0% | 0% | 8.2745 | 0 | 0 | 0 | 8.2745 | #N/A
2007-01-04 18:00 | 1 | 4 | 18 | 4.7083 | 90 | 44.96 | 9.32 | 1008 | 32.9953 | 199.7211 | 0 | Heating | 26.6295 | #N/A | #N/A | #N/A | #N/A | 199.7211 | #N/A | #N/A | 4.0856 | #N/A | 0 | 0 | 0 | 0 | 0 | 0 | 0 | 0.08876% | 1 | 50% | 0% | 0% | 0% | 8.2745 | 0 | 0 | 0 | 8.2745 | #N/A
2007-01-04 19:00 | 1 | 4 | 19 | 4.75 | 91 | 44.06 | 10.04 | 1008 | 32.5905 | 270.1708 | 0 | Heating | 36.0228 | #N/A | #N/A | #N/A | #N/A | 270.1708 | #N/A | #N/A | 4.0174 | #N/A | 0 | 0 | 0 | 0 | 0 | 0 | 0 | 0.1201% | 1 | 50% | 0% | 0% | 0% | 8.2745 | 0 | 0 | 0 | 8.2745 | #N/A
2007-01-04 20:00 | 1 | 4 | 20 | 4.7917 | 92 | 44.06 | 10.04 | 1008 | 32.5905 | 306.3777 | 0 | Heating | 40.8504 | #N/A | #N/A | #N/A | #N/A | 306.3777 | #N/A | #N/A | 4.0174 | #N/A | 0 | 0 | 0 | 0 | 0 | 0 | 0 | 0.1362% | 1 | 50% | 0% | 0% | 0% | 8.2745 | 0 | 0 | 0 | 8.2745 | #N/A
2007-01-04 21:00 | 1 | 4 | 21 | 4.8333 | 93 | 46.94 | 10.04 | 1008 | 34.2664 | 374.13 | 0 | Heating | 49.884 | #N/A | #N/A | #N/A | #N/A | 374.13 | #N/A | #N/A | 4.2441 | #N/A | 0 | 0 | 0 | 0 | 0 | 0 | 0 | 0.1663% | 1 | 50% | 0% | 0% | 0% | 8.2745 | 0 | 0 | 0 | 8.2745 | #N/A
2007-01-04 22:00 | 1 | 4 | 22 | 4.875 | 94 | 48.02 | 10.04 | 1007 | 34.8767 | 417.1012 | 0 | Heating | 55.6135 | #N/A | #N/A | #N/A | #N/A | 417.1012 | #N/A | #N/A | 4.3357 | #N/A | 0 | 0 | 0 | 0 | 0 | 0 | 0 | 0.1854% | 1 | 50% | 0% | 0% | 0% | 8.2745 | 0 | 0 | 0 | 8.2745 | #N/A
2007-01-04 23:00 | 1 | 4 | 23 | 4.9167 | 95 | 48.02 | 10.22 | 1006 | 34.8999 | 65.043 | 0 | Heating | 8.6724 | #N/A | #N/A | #N/A | #N/A | 65.043 | #N/A | #N/A | 4.3357 | #N/A | 0 | 0 | 0 | 0 | 0 | 0 | 0 | 0.02891% | 1 | 50% | 0% | 0% | 0% | 8.2745 | 0 | 0 | 0 | 8.2745 | #N/A
2007-01-05 | 1 | 5 | 0 | 4.9583 | 96 | 50 | 10.4 | 1004 | 36.0313 | 149.8888 | 0 | Heating | 19.9852 | #N/A | #N/A | #N/A | #N/A | 149.8888 | #N/A | #N/A | 4.5134 | #N/A | 0 | 0 | 0 | 0 | 0 | 0 | 0 | 0.06662% | 1 | 50% | 0% | 0% | 0% | 8.2745 | 0 | 0 | 0 | 8.2745 | #N/A
2007-01-05 01:00 | 1 | 5 | 1 | 5 | 97 | 50 | 10.94 | 1003 | 36.1162 | 196.2096 | 0 | Heating | 26.1613 | #N/A | #N/A | #N/A | #N/A | 196.2096 | #N/A | #N/A | 4.5134 | #N/A | 0 | 0 | 0 | 0 | 0 | 0 | 0 | 0.0872% | 1 | 50% | 0% | 0% | 0% | 8.2745 | 0 | 0 | 0 | 8.2745 | #N/A
2007-01-05 02:00 | 1 | 5 | 2 | 5.0417 | 98 | 50 | 10.04 | 1003 | 35.9628 | 229.8171 | 0 | Heating | 30.6423 | #N/A | #N/A | #N/A | #N/A | 229.8171 | #N/A | #N/A | 4.5134 | #N/A | 0 | 0 | 0 | 0 | 0 | 0 | 0 | 0.1021% | 1 | 50% | 0% | 0% | 0% | 8.2745 | 0 | 0 | 0 | 8.2745 | #N/A
2007-01-05 03:00 | 1 | 5 | 3 | 5.0833 | 99 | 50 | 9.32 | 1003 | 35.8443 | 266.1047 | 0 | Heating | 35.4806 | #N/A | #N/A | #N/A | #N/A | 266.1047 | #N/A | #N/A | 4.5134 | #N/A | 0 | 0 | 0 | 0 | 0 | 0 | 0 | 0.1183% | 1 | 50% | 0% | 0% | 0% | 8.2745 | 0 | 0 | 0 | 8.2745 | #N/A
2007-01-05 04:00 | 1 | 5 | 4 | 5.125 | 100 | 50 | 8.96 | 1003 | 35.7864 | 299.8255 | 0 | Heating | 39.9767 | #N/A | #N/A | #N/A | #N/A | 299.8255 | #N/A | #N/A | 4.5134 | #N/A | 0 | 0 | 0 | 0 | 0 | 0 | 0 | 0.1333% | 1 | 50% | 0% | 0% | 0% | 8.2745 | 0 | 0 | 0 | 8.2745 | #N/A
2007-01-05 05:00 | 1 | 5 | 5 | 5.1667 | 101 | 50 | 9.14 | 1003 | 35.8152 | 323.6714 | 0 | Heating | 43.1562 | #N/A | #N/A | #N/A | #N/A | 323.6714 | #N/A | #N/A | 4.5134 | #N/A | 0 | 0 | 0 | 0 | 0 | 0 | 0 | 0.1439% | 1 | 50% | 0% | 0% | 0% | 8.2745 | 0 | 0 | 0 | 8.2745 | #N/A
2007-01-05 06:00 | 1 | 5 | 6 | 5.2083 | 102 | 50 | 9.5 | 1003 | 35.8735 | 320.2596 | 0 | Heating | 42.7013 | #N/A | #N/A | #N/A | #N/A | 320.2596 | #N/A | #N/A | 4.5134 | #N/A | 0 | 0 | 0 | 0 | 0 | 0 | 0 | 0.1423% | 1 | 50% | 0% | 0% | 0% | 8.2745 | 0 | 0 | 0 | 8.2745 | #N/A
2007-01-05 07:00 | 1 | 5 | 7 | 5.25 | 103 | 51.98 | 10.04 | 1002 | 37.0517 | 804.9383 | 0 | Heating | 107.3251 | #N/A | #N/A | #N/A | #N/A | 804.9383 | #N/A | #N/A | 4.7043 | #N/A | 0 | 0 | 0 | 0 | 0 | 0 | 0 | 0.3578% | 1 | 50% | 0% | 0% | 0% | 8.2745 | 0 | 0 | 0 | 8.2745 | #N/A
2007-01-05 08:00 | 1 | 5 | 8 | 5.2917 | 104 | 51.98 | 8.96 | 1002 | 36.8782 | 572.0991 | 0 | Heating | 76.2799 | #N/A | #N/A | #N/A | #N/A | 572.0991 | #N/A | #N/A | 4.7043 | #N/A | 0 | 0 | 0 | 0 | 0 | 0 | 0 | 0.2543% | 1 | 50% | 0% | 0% | 0% | 8.2745 | 0 | 0 | 0 | 8.2745 | #N/A
2007-01-05 09:00 | 1 | 5 | 9 | 5.3333 | 105 | 53.06 | 8.6 | 1002 | 37.4147 | 457.8395 | 0 | Heating | 61.0453 | #N/A | #N/A | #N/A | #N/A | 457.8395 | #N/A | #N/A | 4.8142 | #N/A | 0 | 0 | 0 | 0 | 0 | 0 | 0 | 0.2035% | 1 | 50% | 0% | 0% | 0% | 8.2745 | 0 | 0 | 0 | 8.2745 | #N/A
2007-01-05 10:00 | 1 | 5 | 10 | 5.375 | 106 | 53.96 | 8.96 | 1002 | 37.9594 | 422.7899 | 0 | Heating | 56.372 | #N/A | #N/A | #N/A | #N/A | 422.7899 | #N/A | #N/A | 4.9089 | #N/A | 0 | 0 | 0 | 0 | 0 | 0 | 0 | 0.1879% | 1 | 50% | 0% | 0% | 0% | 8.2745 | 0 | 0 | 0 | 8.2745 | #N/A
2007-01-05 11:00 | 1 | 5 | 11 | 5.4167 | 107 | 53.96 | 10.04 | 1001 | 38.1214 | 421.8003 | 0 | Heating | 56.24 | #N/A | #N/A | #N/A | #N/A | 421.8003 | #N/A | #N/A | 4.9089 | #N/A | 0 | 0 | 0 | 0 | 0 | 0 | 0 | 0.1875% | 1 | 50% | 0% | 0% | 0% | 8.2745 | 0 | 0 | 0 | 8.2745 | #N/A
2007-01-05 12:00 | 1 | 5 | 12 | 5.4583 | 108 | 55.94 | 10.94 | 1000 | 39.3181 | 378.5858 | 0 | Heating | 50.4781 | #N/A | #N/A | #N/A | #N/A | 378.5858 | #N/A | #N/A | 5.1278 | #N/A | 0 | 0 | 0 | 0 | 0 | 0 | 0 | 0.1683% | 1 | 50% | 0% | 0% | 0% | 8.2745 | 0 | 0 | 0 | 8.2745 | #N/A
2007-01-05 13:00 | 1 | 5 | 13 | 5.5 | 109 | 57.02 | 12.02 | 999 | 40.0592 | 325.0769 | 0 | Heating | 43.3436 | #N/A | #N/A | #N/A | #N/A | 325.0769 | #N/A | #N/A | 5.2534 | #N/A | 0 | 0 | 0 | 0 | 0 | 0 | 0 | 0.1445% | 1 | 50% | 0% | 0% | 0% | 8.2745 | 0 | 0 | 0 | 8.2745 | #N/A
2007-01-05 14:00 | 1 | 5 | 14 | 5.5417 | 110 | 57.02 | 10.22 | 999 | 39.7617 | 289.1879 | 0 | Heating | 38.5584 | #N/A | #N/A | #N/A | #N/A | 289.1879 | #N/A | #N/A | 5.2534 | #N/A | 0 | 0 | 0 | 0 | 0 | 0 | 0 | 0.1285% | 1 | 50% | 0% | 0% | 0% | 8.2745 | 0 | 0 | 0 | 8.2745 | #N/A
2007-01-05 15:00 | 1 | 5 | 15 | 5.5833 | 111 | 57.02 | 8.42 | 999 | 39.4865 | 342.5845 | 0 | Heating | 45.6779 | #N/A | #N/A | #N/A | #N/A | 342.5845 | #N/A | #N/A | 5.2534 | #N/A | 0 | 0 | 0 | 0 | 0 | 0 | 0 | 0.1523% | 1 | 50% | 0% | 0% | 0% | 8.2745 | 0 | 0 | 0 | 8.2745 | #N/A
2007-01-05 16:00 | 1 | 5 | 16 | 5.625 | 112 | 57.02 | 6.08 | 999 | 39.1597 | 374.0851 | 0 | Heating | 49.878 | #N/A | #N/A | #N/A | #N/A | 374.0851 | #N/A | #N/A | 5.2534 | #N/A | 0 | 0 | 0 | 0 | 0 | 0 | 0 | 0.1663% | 1 | 50% | 0% | 0% | 0% | 8.2745 | 0 | 0 | 0 | 8.2745 | #N/A
2007-01-05 17:00 | 1 | 5 | 17 | 5.6667 | 113 | 57.02 | 6.8 | 1000 | 39.2661 | 400.8541 | 0 | Heating | 53.4472 | #N/A | #N/A | #N/A | #N/A | 400.8541 | #N/A | #N/A | 5.2534 | #N/A | 0 | 0 | 0 | 0 | 0 | 0 | 0 | 0.1782% | 1 | 50% | 0% | 0% | 0% | 8.2745 | 0 | 0 | 0 | 8.2745 | #N/A
2007-01-05 18:00 | 1 | 5 | 18 | 5.7083 | 114 | 55.4 | 7.34 | 1001 | 38.4869 | 464.8718 | 0 | Heating | 61.9829 | #N/A | #N/A | #N/A | #N/A | 464.8718 | #N/A | #N/A | 5.0667 | #N/A | 0 | 0 | 0 | 0 | 0 | 0 | 0 | 0.2066% | 1 | 50% | 0% | 0% | 0% | 8.2745 | 0 | 0 | 0 | 8.2745 | #N/A
2007-01-05 19:00 | 1 | 5 | 19 | 5.75 | 115 | 55.4 | 8.06 | 1002 | 38.5999 | 97.4486 | 0 | Heating | 12.9932 | #N/A | #N/A | #N/A | #N/A | 97.4486 | #N/A | #N/A | 5.0667 | #N/A | 0 | 0 | 0 | 0 | 0 | 0 | 0 | 0.04331% | 1 | 50% | 0% | 0% | 0% | 8.2745 | 0 | 0 | 0 | 8.2745 | #N/A
2007-01-05 20:00 | 1 | 5 | 20 | 5.7917 | 116 | 55.94 | 7.34 | 1003 | 38.7945 | 238.4704 | 0 | Heating | 31.7961 | #N/A | #N/A | #N/A | #N/A | 238.4704 | #N/A | #N/A | 5.1278 | #N/A | 0 | 0 | 0 | 0 | 0 | 0 | 0 | 0.106% | 1 | 50% | 0% | 0% | 0% | 8.2745 | 0 | 0 | 0 | 8.2745 | #N/A
2007-01-05 21:00 | 1 | 5 | 21 | 5.8333 | 117 | 57.02 | 6.62 | 1003 | 39.2701 | 288.114 | 0 | Heating | 38.4152 | #N/A | #N/A | #N/A | #N/A | 288.114 | #N/A | #N/A | 5.2534 | #N/A | 0 | 0 | 0 | 0 | 0 | 0 | 0 | 0.1281% | 1 | 50% | 0% | 0% | 0% | 8.2745 | 0 | 0 | 0 | 8.2745 | #N/A
2007-01-05 22:00 | 1 | 5 | 22 | 5.875 | 118 | 57.02 | 6.08 | 1004 | 39.2073 | 348.7387 | 0 | Heating | 46.4985 | #N/A | #N/A | #N/A | #N/A | 348.7387 | #N/A | #N/A | 5.2534 | #N/A | 0 | 0 | 0 | 0 | 0 | 0 | 0 | 0.155% | 1 | 50% | 0% | 0% | 0% | 8.2745 | 0 | 0 | 0 | 8.2745 | #N/A
2007-01-05 23:00 | 1 | 5 | 23 | 5.9167 | 119 | 57.02 | 6.26 | 1004 | 39.2312 | 411.6455 | 0 | Heating | 54.8861 | #N/A | #N/A | #N/A | #N/A | 411.6455 | #N/A | #N/A | 5.2534 | #N/A | 0 | 0 | 0 | 0 | 0 | 0 | 0 | 0.183% | 1 | 50% | 0% | 0% | 0% | 8.2745 | 0 | 0 | 0 | 8.2745 | #N/A
2007-01-06 | 1 | 6 | 0 | 5.9583 | 120 | 57.2 | 6.44 | 1005 | 39.3602 | 477.2861 | 0 | Heating | 63.6381 | #N/A | #N/A | #N/A | #N/A | 477.2861 | #N/A | #N/A | 5.2747 | #N/A | 0 | 0 | 0 | 0 | 0 | 0 | 0 | 0.2121% | 1 | 50% | 0% | 0% | 0% | 8.2745 | 0 | 0 | 0 | 8.2745 | #N/A
2007-01-06 01:00 | 1 | 6 | 1 | 6 | 121 | 59 | 6.98 | 1005 | 40.3793 | 522.4939 | 0 | Heating | 69.6659 | #N/A | #N/A | #N/A | #N/A | 522.4939 | #N/A | #N/A | 5.4953 | #N/A | 0 | 0 | 0 | 0 | 0 | 0 | 0 | 0.2322% | 1 | 50% | 0% | 0% | 0% | 8.2745 | 0 | 0 | 0 | 8.2745 | #N/A
2007-01-06 02:00 | 1 | 6 | 2 | 6.0417 | 122 | 59 | 6.08 | 1006 | 40.2699 | 560.3359 | 0 | Heating | 74.7114 | #N/A | #N/A | #N/A | #N/A | 560.3359 | #N/A | #N/A | 5.4953 | #N/A | 0 | 0 | 0 | 0 | 0 | 0 | 0 | 0.249% | 1 | 50% | 0% | 0% | 0% | 8.2745 | 0 | 0 | 0 | 8.2745 | #N/A
2007-01-06 03:00 | 1 | 6 | 3 | 6.0833 | 123 | 59 | 5.36 | 1006 | 40.178 | 591.3832 | 0 | Heating | 78.8511 | #N/A | #N/A | #N/A | #N/A | 591.3832 | #N/A | #N/A | 5.4953 | #N/A | 0 | 0 | 0 | 0 | 0 | 0 | 0 | 0.2628% | 1 | 50% | 0% | 0% | 0% | 8.2745 | 0 | 0 | 0 | 8.2745 | #N/A
2007-01-06 04:00 | 1 | 6 | 4 | 6.125 | 124 | 59 | 5 | 1007 | 40.1431 | 624.3961 | 0 | Heating | 83.2528 | #N/A | #N/A | #N/A | #N/A | 624.3961 | #N/A | #N/A | 5.4953 | #N/A | 0 | 0 | 0 | 0 | 0 | 0 | 0 | 0.2775% | 1 | 50% | 0% | 0% | 0% | 8.2745 | 0 | 0 | 0 | 8.2745 | #N/A
2007-01-06 05:00 | 1 | 6 | 5 | 6.1667 | 125 | 59 | 4.1 | 1007 | 40.0341 | 657.0349 | 0 | Heating | 87.6047 | #N/A | #N/A | #N/A | #N/A | 657.0349 | #N/A | #N/A | 5.4953 | #N/A | 0 | 0 | 0 | 0 | 0 | 0 | 0 | 0.292% | 1 | 50% | 0% | 0% | 0% | 8.2745 | 0 | 0 | 0 | 8.2745 | #N/A
2007-01-06 06:00 | 1 | 6 | 6 | 6.2083 | 126 | 60.08 | 3.38 | 1008 | 40.5254 | 673.7327 | 0 | Heating | 89.831 | #N/A | #N/A | #N/A | #N/A | 673.7327 | #N/A | #N/A | 5.6339 | #N/A | 0 | 0 | 0 | 0 | 0 | 0 | 0 | 0.2994% | 1 | 50% | 0% | 0% | 0% | 8.2745 | 0 | 0 | 0 | 8.2745 | #N/A
2007-01-06 07:00 | 1 | 6 | 7 | 6.25 | 127 | 60.08 | 3.02 | 1008 | 40.4848 | 670.7546 | 0 | Heating | 89.4339 | #N/A | #N/A | #N/A | #N/A | 670.7546 | #N/A | #N/A | 5.6339 | #N/A | 0 | 0 | 0 | 0 | 0 | 0 | 0 | 0.2981% | 1 | 50% | 0% | 0% | 0% | 8.2745 | 0 | 0 | 0 | 8.2745 | #N/A
2007-01-06 08:00 | 1 | 6 | 8 | 6.2917 | 128 | 60.08 | 3.92 | 1008 | 40.5875 | 608.2997 | 0 | Heating | 81.1066 | #N/A | #N/A | #N/A | #N/A | 608.2997 | #N/A | #N/A | 5.6339 | #N/A | 0 | 0 | 0 | 0 | 0 | 0 | 0 | 0.2704% | 1 | 50% | 0% | 0% | 0% | 8.2745 | 0 | 0 | 0 | 8.2745 | #N/A
2007-01-06 09:00 | 1 | 6 | 9 | 6.3333 | 129 | 60.8 | 5.72 | 1009 | 41.1882 | 466.3981 | 0 | Heating | 62.1864 | #N/A | #N/A | #N/A | #N/A | 466.3981 | #N/A | #N/A | 5.7289 | #N/A | 0 | 0 | 0 | 0 | 0 | 0 | 0 | 0.2073% | 1 | 50% | 0% | 0% | 0% | 8.2745 | 0 | 0 | 0 | 8.2745 | #N/A
2007-01-06 10:00 | 1 | 6 | 10 | 6.375 | 130 | 62.06 | 8.06 | 1009 | 42.1401 | 376.3726 | 0 | Heating | 50.183 | #N/A | #N/A | #N/A | #N/A | 376.3726 | #N/A | #N/A | 5.9003 | #N/A | 0 | 0 | 0 | 0 | 0 | 0 | 0 | 0.1673% | 1 | 50% | 0% | 0% | 0% | 8.2745 | 0 | 0 | 0 | 8.2745 | #N/A
2007-01-06 11:00 | 1 | 6 | 11 | 6.4167 | 131 | 62.06 | 8.78 | 1009 | 42.2408 | 335.6771 | 0 | Heating | 44.757 | #N/A | #N/A | #N/A | #N/A | 335.6771 | #N/A | #N/A | 5.9003 | #N/A | 0 | 0 | 0 | 0 | 0 | 0 | 0 | 0.1492% | 1 | 50% | 0% | 0% | 0% | 8.2745 | 0 | 0 | 0 | 8.2745 | #N/A
2007-01-06 12:00 | 1 | 6 | 12 | 6.4583 | 132 | 66.02 | 9.32 | 1009 | 44.2882 | 307.1327 | 0 | Heating | 40.951 | #N/A | #N/A | #N/A | #N/A | 307.1327 | #N/A | #N/A | 6.4831 | #N/A | 0 | 0 | 0 | 0 | 0 | 0 | 0 | 0.1365% | 1 | 50% | 0% | 0% | 0% | 8.2745 | 0 | 0 | 0 | 8.2745 | #N/A
2007-01-06 13:00 | 1 | 6 | 13 | 6.5 | 133 | 69.98 | 10.04 | 1009 | 46.2927 | 271.3097 | 0 | Heating | 36.1746 | #N/A | #N/A | #N/A | #N/A | 271.3097 | #N/A | #N/A | 7.1363 | #N/A | 0 | 0 | 0 | 0 | 0 | 0 | 0 | 0.1206% | 1 | 50% | 0% | 0% | 0% | 8.2745 | 0 | 0 | 0 | 8.2745 | #N/A
2007-01-06 14:00 | 1 | 6 | 14 | 6.5417 | 134 | 69.98 | 10.22 | 1008 | 46.3069 | 243.1 | 0 | Heating | 32.4133 | #N/A | #N/A | #N/A | #N/A | 243.1 | #N/A | #N/A | 7.1363 | #N/A | 0 | 0 | 0 | 0 | 0 | 0 | 0 | 0.108% | 1 | 50% | 0% | 0% | 0% | 8.2745 | 0 | 0 | 0 | 8.2745 | #N/A
2007-01-06 15:00 | 1 | 6 | 15 | 6.5833 | 135 | 57.92 | 10.4 | 1008 | 40.3442 | 238.2746 | 0 | Heating | 31.7699 | #N/A | #N/A | #N/A | #N/A | 238.2746 | #N/A | #N/A | 5.3615 | #N/A | 0 | 0 | 0 | 0 | 0 | 0 | 0 | 0.1059% | 1 | 50% | 0% | 0% | 0% | 8.2745 | 0 | 0 | 0 | 8.2745 | #N/A
2007-01-06 16:00 | 1 | 6 | 16 | 6.625 | 136 | 59 | 10.04 | 1008 | 40.8499 | 244.2007 | 0 | Heating | 32.5601 | #N/A | #N/A | #N/A | #N/A | 244.2007 | #N/A | #N/A | 5.4953 | #N/A | 0 | 0 | 0 | 0 | 0 | 0 | 0 | 0.1085% | 1 | 50% | 0% | 0% | 0% | 8.2745 | 0 | 0 | 0 | 8.2745 | #N/A
2007-01-06 17:00 | 1 | 6 | 17 | 6.6667 | 137 | 59 | 10.04 | 1007 | 40.8405 | 270.2916 | 0 | Heating | 36.0389 | #N/A | #N/A | #N/A | #N/A | 270.2916 | #N/A | #N/A | 5.4953 | #N/A | 0 | 0 | 0 | 0 | 0 | 0 | 0 | 0.1201% | 1 | 50% | 0% | 0% | 0% | 8.2745 | 0 | 0 | 0 | 8.2745 | #N/A
2007-01-06 18:00 | 1 | 6 | 18 | 6.7083 | 138 | 55.94 | 10.04 | 1007 | 39.2346 | 328.9554 | 0 | Heating | 43.8607 | #N/A | #N/A | #N/A | #N/A | 328.9554 | #N/A | #N/A | 5.1278 | #N/A | 0 | 0 | 0 | 0 | 0 | 0 | 0 | 0.1462% | 1 | 50% | 0% | 0% | 0% | 8.2745 | 0 | 0 | 0 | 8.2745 | #N/A
2007-01-06 19:00 | 1 | 6 | 19 | 6.75 | 139 | 53.06 | 10.04 | 1006 | 37.6758 | 395.5546 | 0 | Heating | 52.7406 | #N/A | #N/A | #N/A | #N/A | 395.5546 | #N/A | #N/A | 4.8142 | #N/A | 0 | 0 | 0 | 0 | 0 | 0 | 0 | 0.1758% | 1 | 50% | 0% | 0% | 0% | 8.2745 | 0 | 0 | 0 | 8.2745 | #N/A
2007-01-06 20:00 | 1 | 6 | 20 | 6.7917 | 140 | 53.06 | 10.76 | 1005 | 37.7863 | 444.6529 | 0 | Heating | 59.2871 | #N/A | #N/A | #N/A | #N/A | 444.6529 | #N/A | #N/A | 4.8142 | #N/A | 0 | 0 | 0 | 0 | 0 | 0 | 0 | 0.1976% | 1 | 50% | 0% | 0% | 0% | 8.2745 | 0 | 0 | 0 | 8.2745 | #N/A
2007-01-06 21:00 | 1 | 6 | 21 | 6.8333 | 141 | 46.94 | 11.3 | 1004 | 34.4594 | 446.0999 | 0 | Heating | 59.48 | #N/A | #N/A | #N/A | #N/A | 446.0999 | #N/A | #N/A | 4.2441 | #N/A | 0 | 0 | 0 | 0 | 0 | 0 | 0 | 0.1983% | 1 | 50% | 0% | 0% | 0% | 8.2745 | 0 | 0 | 0 | 8.2745 | #N/A
2007-01-06 22:00 | 1 | 6 | 22 | 6.875 | 142 | 44.96 | 12.02 | 1002 | 33.4384 | 465.9717 | 0 | Heating | 62.1296 | #N/A | #N/A | #N/A | #N/A | 465.9717 | #N/A | #N/A | 4.0856 | #N/A | 0 | 0 | 0 | 0 | 0 | 0 | 0 | 0.2071% | 1 | 50% | 0% | 0% | 0% | 8.2745 | 0 | 0 | 0 | 8.2745 | #N/A
2007-01-06 23:00 | 1 | 6 | 23 | 6.9167 | 143 | 44.96 | 12.2 | 1001 | 33.4661 | 461.3269 | 0 | Heating | 61.5103 | #N/A | #N/A | #N/A | #N/A | 461.3269 | #N/A | #N/A | 4.0856 | #N/A | 0 | 0 | 0 | 0 | 0 | 0 | 0 | 0.205% | 1 | 50% | 0% | 0% | 0% | 8.2745 | 0 | 0 | 0 | 8.2745 | #N/A
2007-01-07 | 1 | 7 | 0 | 6.9583 | 144 | 44.06 | 12.38 | 1000 | 32.9707 | 442.1222 | 0 | Heating | 58.9496 | #N/A | #N/A | #N/A | #N/A | 442.1222 | #N/A | #N/A | 4.0174 | #N/A | 0 | 0 | 0 | 0 | 0 | 0 | 0 | 0.1965% | 1 | 50% | 0% | 0% | 0% | 8.2745 | 0 | 0 | 0 | 8.2745 | #N/A
2007-01-07 01:00 | 1 | 7 | 1 | 7 | 145 | 44.06 | 12.92 | 999 | 33.0707 | 385.4256 | 0 | Heating | 51.3901 | #N/A | #N/A | #N/A | #N/A | 385.4256 | #N/A | #N/A | 4.0174 | #N/A | 0 | 0 | 0 | 0 | 0 | 0 | 0 | 0.1713% | 1 | 50% | 0% | 0% | 0% | 8.2745 | 0 | 0 | 0 | 8.2745 | #N/A
2007-01-07 02:00 | 1 | 7 | 2 | 7.0417 | 146 | 44.06 | 12.02 | 997 | 32.8813 | 369.3866 | 0 | Heating | 49.2515 | #N/A | #N/A | #N/A | #N/A | 369.3866 | #N/A | #N/A | 4.0174 | #N/A | 0 | 0 | 0 | 0 | 0 | 0 | 0 | 0.1642% | 1 | 50% | 0% | 0% | 0% | 8.2745 | 0 | 0 | 0 | 8.2745 | #N/A
2007-01-07 03:00 | 1 | 7 | 3 | 7.0833 | 147 | 41 | 11.3 | 995 | 30.9743 | 369.8231 | 0 | Heating | 49.3097 | #N/A | #N/A | #N/A | #N/A | 369.8231 | #N/A | #N/A | 3.8033 | #N/A | 0 | 0 | 0 | 0 | 0 | 0 | 0 | 0.1644% | 1 | 50% | 0% | 0% | 0% | 8.2745 | 0 | 0 | 0 | 8.2745 | #N/A
2007-01-07 04:00 | 1 | 7 | 4 | 7.125 | 148 | 41 | 10.94 | 993 | 30.8975 | 367.3954 | 0 | Heating | 48.9861 | #N/A | #N/A | #N/A | #N/A | 367.3954 | #N/A | #N/A | 3.8033 | #N/A | 0 | 0 | 0 | 0 | 0 | 0 | 0 | 0.1633% | 1 | 50% | 0% | 0% | 0% | 8.2745 | 0 | 0 | 0 | 8.2745 | #N/A
2007-01-07 05:00 | 1 | 7 | 5 | 7.1667 | 149 | 41 | 12.02 | 991 | 31.0849 | 364.1974 | 0 | Heating | 48.5596 | #N/A | #N/A | #N/A | #N/A | 364.1974 | #N/A | #N/A | 3.8033 | #N/A | 0 | 0 | 0 | 0 | 0 | 0 | 0 | 0.1619% | 1 | 50% | 0% | 0% | 0% | 8.2745 | 0 | 0 | 0 | 8.2745 | #N/A
2007-01-07 06:00 | 1 | 7 | 6 | 7.2083 | 150 | 39.92 | 13.46 | 990 | 30.7453 | 339.8798 | 0 | Heating | 45.3173 | #N/A | #N/A | #N/A | #N/A | 339.8798 | #N/A | #N/A | 3.7339 | #N/A | 0 | 0 | 0 | 0 | 0 | 0 | 0 | 0.1511% | 1 | 50% | 0% | 0% | 0% | 8.2745 | 0 | 0 | 0 | 8.2745 | #N/A
2007-01-07 07:00 | 1 | 7 | 7 | 7.25 | 151 | 41 | 15.08 | 989 | 31.6898 | 1213.128 | 0 | Heating | 161.7504 | #N/A | #N/A | #N/A | #N/A | 1213.128 | #N/A | #N/A | 3.8033 | #N/A | 0 | 0 | 0 | 0 | 0 | 0 | 0 | 0.5392% | 1 | 50% | 0% | 0% | 0% | 8.2745 | 0 | 0 | 0 | 8.2745 | #N/A
2007-01-07 08:00 | 1 | 7 | 8 | 7.2917 | 152 | 41 | 17.42 | 989 | 32.227 | 863.5833 | 0 | Heating | 115.1444 | #N/A | #N/A | #N/A | #N/A | 863.5833 | #N/A | #N/A | 3.8033 | #N/A | 0 | 0 | 0 | 0 | 0 | 0 | 0 | 0.3838% | 1 | 50% | 0% | 0% | 0% | 8.2745 | 0 | 0 | 0 | 8.2745 | #N/A
2007-01-07 09:00 | 1 | 7 | 9 | 7.3333 | 153 | 42.08 | 20.3 | 988 | 33.606 | 480.0258 | 0 | Heating | 64.0034 | #N/A | #N/A | #N/A | #N/A | 480.0258 | #N/A | #N/A | 3.8759 | #N/A | 0 | 0 | 0 | 0 | 0 | 0 | 0 | 0.2133% | 1 | 50% | 0% | 0% | 0% | 8.2745 | 0 | 0 | 0 | 8.2745 | #N/A
2007-01-07 10:00 | 1 | 7 | 10 | 7.375 | 154 | 42.98 | 24.08 | 987 | 35.2357 | 430.3423 | 0 | Heating | 57.379 | #N/A | #N/A | #N/A | #N/A | 430.3423 | #N/A | #N/A | 3.9388 | #N/A | 0 | 0 | 0 | 0 | 0 | 0 | 0 | 0.1913% | 1 | 50% | 0% | 0% | 0% | 8.2745 | 0 | 0 | 0 | 8.2745 | #N/A
2007-01-07 11:00 | 1 | 7 | 11 | 7.4167 | 155 | 42.98 | 25.52 | 986 | 35.7025 | 412.3152 | 0 | Heating | 54.9754 | #N/A | #N/A | #N/A | #N/A | 412.3152 | #N/A | #N/A | 3.9388 | #N/A | 0 | 0 | 0 | 0 | 0 | 0 | 0 | 0.1833% | 1 | 50% | 0% | 0% | 0% | 8.2745 | 0 | 0 | 0 | 8.2745 | #N/A
2007-01-07 12:00 | 1 | 7 | 12 | 7.4583 | 156 | 44.96 | 26.78 | 986 | 37.2212 | 355.4248 | 0 | Heating | 47.39 | #N/A | #N/A | #N/A | #N/A | 355.4248 | #N/A | #N/A | 4.0856 | #N/A | 0 | 0 | 0 | 0 | 0 | 0 | 0 | 0.158% | 1 | 50% | 0% | 0% | 0% | 8.2745 | 0 | 0 | 0 | 8.2745 | #N/A
2007-01-07 13:00 | 1 | 7 | 13 | 7.5 | 157 | 46.04 | 28.04 | 985 | 38.2434 | 353.634 | 0 | Heating | 47.1512 | #N/A | #N/A | #N/A | #N/A | 353.634 | #N/A | #N/A | 4.1705 | #N/A | 0 | 0 | 0 | 0 | 0 | 0 | 0 | 0.1572% | 1 | 50% | 0% | 0% | 0% | 8.2745 | 0 | 0 | 0 | 8.2745 | #N/A
2007-01-07 14:00 | 1 | 7 | 14 | 7.5417 | 158 | 46.04 | 24.62 | 986 | 37.0933 | 257.3208 | 0 | Heating | 34.3094 | #N/A | #N/A | #N/A | #N/A | 257.3208 | #N/A | #N/A | 4.1705 | #N/A | 0 | 0 | 0 | 0 | 0 | 0 | 0 | 0.1144% | 1 | 50% | 0% | 0% | 0% | 8.2745 | 0 | 0 | 0 | 8.2745 | #N/A
2007-01-07 15:00 | 1 | 7 | 15 | 7.5833 | 159 | 46.04 | 21.02 | 987 | 36.0349 | 209.243 | 0 | Heating | 27.8991 | #N/A | #N/A | #N/A | #N/A | 209.243 | #N/A | #N/A | 4.1705 | #N/A | 0 | 0 | 0 | 0 | 0 | 0 | 0 | 0.093% | 1 | 50% | 0% | 0% | 0% | 8.2745 | 0 | 0 | 0 | 8.2745 | #N/A
2007-01-07 16:00 | 1 | 7 | 16 | 7.625 | 160 | 44.96 | 17.06 | 988 | 34.4219 | 184.2 | 0 | Heating | 24.56 | #N/A | #N/A | #N/A | #N/A | 184.2 | #N/A | #N/A | 4.0856 | #N/A | 0 | 0 | 0 | 0 | 0 | 0 | 0 | 0.08187% | 1 | 50% | 0% | 0% | 0% | 8.2745 | 0 | 0 | 0 | 8.2745 | #N/A
2007-01-07 17:00 | 1 | 7 | 17 | 7.6667 | 161 | 44.96 | 16.7 | 990 | 34.3495 | 176.7823 | 0 | Heating | 23.571 | #N/A | #N/A | #N/A | #N/A | 176.7823 | #N/A | #N/A | 4.0856 | #N/A | 0 | 0 | 0 | 0 | 0 | 0 | 0 | 0.07857% | 1 | 50% | 0% | 0% | 0% | 8.2745 | 0 | 0 | 0 | 8.2745 | #N/A
2007-01-07 18:00 | 1 | 7 | 18 | 7.7083 | 162 | 44.06 | 16.34 | 991 | 33.757 | 238.7028 | 0 | Heating | 31.827 | #N/A | #N/A | #N/A | #N/A | 238.7028 | #N/A | #N/A | 4.0174 | #N/A | 0 | 0 | 0 | 0 | 0 | 0 | 0 | 0.1061% | 1 | 50% | 0% | 0% | 0% | 8.2745 | 0 | 0 | 0 | 8.2745 | #N/A
2007-01-07 19:00 | 1 | 7 | 19 | 7.75 | 163 | 42.98 | 15.98 | 993 | 33.0616 | 328.4351 | 0 | Heating | 43.7914 | #N/A | #N/A | #N/A | #N/A | 328.4351 | #N/A | #N/A | 3.9388 | #N/A | 0 | 0 | 0 | 0 | 0 | 0 | 0 | 0.146% | 1 | 50% | 0% | 0% | 0% | 8.2745 | 0 | 0 | 0 | 8.2745 | #N/A
2007-01-07 20:00 | 1 | 7 | 20 | 7.7917 | 164 | 42.98 | 14.9 | 994 | 32.8248 | 355.9424 | 0 | Heating | 47.459 | #N/A | #N/A | #N/A | #N/A | 355.9424 | #N/A | #N/A | 3.9388 | #N/A | 0 | 0 | 0 | 0 | 0 | 0 | 0 | 0.1582% | 1 | 50% | 0% | 0% | 0% | 8.2745 | 0 | 0 | 0 | 8.2745 | #N/A
2007-01-07 21:00 | 1 | 7 | 21 | 7.8333 | 165 | 44.06 | 13.82 | 994 | 33.2222 | 412.9227 | 0 | Heating | 55.0564 | #N/A | #N/A | #N/A | #N/A | 412.9227 | #N/A | #N/A | 4.0174 | #N/A | 0 | 0 | 0 | 0 | 0 | 0 | 0 | 0.1835% | 1 | 50% | 0% | 0% | 0% | 8.2745 | 0 | 0 | 0 | 8.2745 | #N/A
2007-01-07 22:00 | 1 | 7 | 22 | 7.875 | 166 | 44.96 | 12.92 | 995 | 33.5666 | 415.2629 | 0 | Heating | 55.3684 | #N/A | #N/A | #N/A | #N/A | 415.2629 | #N/A | #N/A | 4.0856 | #N/A | 0 | 0 | 0 | 0 | 0 | 0 | 0 | 0.1846% | 1 | 50% | 0% | 0% | 0% | 8.2745 | 0 | 0 | 0 | 8.2745 | #N/A
2007-01-07 23:00 | 1 | 7 | 23 | 7.9167 | 167 | 44.96 | 15.08 | 996 | 34.0221 | 28.3147 | 0 | Heating | 3.7753 | #N/A | #N/A | #N/A | #N/A | 28.3147 | #N/A | #N/A | 4.0856 | #N/A | 0 | 0 | 0 | 0 | 0 | 0 | 0 | 0.01258% | 1 | 50% | 0% | 0% | 0% | 8.2745 | 0 | 0 | 0 | 8.2745 | #N/A
2007-01-08 | 1 | 8 | 0 | 7.9583 | 168 | 42.08 | 17.42 | 997 | 32.9019 | 138.98 | 0 | Heating | 18.5307 | #N/A | #N/A | #N/A | #N/A | 138.98 | #N/A | #N/A | 3.8759 | #N/A | 0 | 0 | 0 | 0 | 0 | 0 | 0 | 0.06177% | 1 | 50% | 0% | 0% | 0% | 8.2745 | 0 | 0 | 0 | 8.2745 | #N/A
2007-01-08 01:00 | 1 | 8 | 1 | 8 | 169 | 39.02 | 19.94 | 998 | 31.7778 | 196.2705 | 0 | Heating | 26.1694 | #N/A | #N/A | #N/A | #N/A | 196.2705 | #N/A | #N/A | 3.6785 | #N/A | 0 | 0 | 0 | 0 | 0 | 0 | 0 | 0.08723% | 1 | 50% | 0% | 0% | 0% | 8.2745 | 0 | 0 | 0 | 8.2745 | #N/A
2007-01-08 02:00 | 1 | 8 | 2 | 8.0417 | 170 | 39.02 | 19.04 | 999 | 31.5485 | 234.8211 | 0 | Heating | 31.3095 | #N/A | #N/A | #N/A | #N/A | 234.8211 | #N/A | #N/A | 3.6785 | #N/A | 0 | 0 | 0 | 0 | 0 | 0 | 0 | 0.1044% | 1 | 50% | 0% | 0% | 0% | 8.2745 | 0 | 0 | 0 | 8.2745 | #N/A
2007-01-08 03:00 | 1 | 8 | 3 | 8.0833 | 171 | 39.2 | 18.32 | 1000 | 31.4741 | 264.7358 | 0 | Heating | 35.2981 | #N/A | #N/A | #N/A | #N/A | 264.7358 | #N/A | #N/A | 3.6894 | #N/A | 0 | 0 | 0 | 0 | 0 | 0 | 0 | 0.1177% | 1 | 50% | 0% | 0% | 0% | 8.2745 | 0 | 0 | 0 | 8.2745 | #N/A
2007-01-08 04:00 | 1 | 8 | 4 | 8.125 | 172 | 39.2 | 17.96 | 1001 | 31.3903 | 293.4975 | 0 | Heating | 39.133 | #N/A | #N/A | #N/A | #N/A | 293.4975 | #N/A | #N/A | 3.6894 | #N/A | 0 | 0 | 0 | 0 | 0 | 0 | 0 | 0.1304% | 1 | 50% | 0% | 0% | 0% | 8.2745 | 0 | 0 | 0 | 8.2745 | #N/A
2007-01-08 05:00 | 1 | 8 | 5 | 8.1667 | 173 | 39.02 | 17.06 | 1002 | 31.077 | 316.8085 | 0 | Heating | 42.2411 | #N/A | #N/A | #N/A | #N/A | 316.8085 | #N/A | #N/A | 3.6785 | #N/A | 0 | 0 | 0 | 0 | 0 | 0 | 0 | 0.1408% | 1 | 50% | 0% | 0% | 0% | 8.2745 | 0 | 0 | 0 | 8.2745 | #N/A
2007-01-08 06:00 | 1 | 8 | 6 | 8.2083 | 174 | 39.92 | 16.34 | 1003 | 31.4283 | 316.3479 | 0 | Heating | 42.1797 | #N/A | #N/A | #N/A | #N/A | 316.3479 | #N/A | #N/A | 3.7339 | #N/A | 0 | 0 | 0 | 0 | 0 | 0 | 0 | 0.1406% | 1 | 50% | 0% | 0% | 0% | 8.2745 | 0 | 0 | 0 | 8.2745 | #N/A
2007-01-08 07:00 | 1 | 8 | 7 | 8.25 | 175 | 41 | 15.98 | 1003 | 31.9583 | 832.1666 | 0 | Heating | 110.9555 | #N/A | #N/A | #N/A | #N/A | 832.1666 | #N/A | #N/A | 3.8033 | #N/A | 0 | 0 | 0 | 0 | 0 | 0 | 0 | 0.3699% | 1 | 50% | 0% | 0% | 0% | 8.2745 | 0 | 0 | 0 | 8.2745 | #N/A
2007-01-08 08:00 | 1 | 8 | 8 | 8.2917 | 176 | 41 | 14.9 | 1004 | 31.7308 | 611.3839 | 0 | Heating | 81.5178 | #N/A | #N/A | #N/A | #N/A | 611.3839 | #N/A | #N/A | 3.8033 | #N/A | 0 | 0 | 0 | 0 | 0 | 0 | 0 | 0.2717% | 1 | 50% | 0% | 0% | 0% | 8.2745 | 0 | 0 | 0 | 8.2745 | #N/A
2007-01-08 09:00 | 1 | 8 | 9 | 8.3333 | 177 | 42.8 | 14.72 | 1005 | 32.7456 | 401.4876 | 0 | Heating | 53.5317 | #N/A | #N/A | #N/A | #N/A | 401.4876 | #N/A | #N/A | 3.9261 | #N/A | 0 | 0 | 0 | 0 | 0 | 0 | 0 | 0.1784% | 1 | 50% | 0% | 0% | 0% | 8.2745 | 0 | 0 | 0 | 8.2745 | #N/A
2007-01-08 10:00 | 1 | 8 | 10 | 8.375 | 178 | 44.6 | 15.08 | 1006 | 33.8776 | 371.2078 | 0 | Heating | 49.4944 | #N/A | #N/A | #N/A | #N/A | 371.2078 | #N/A | #N/A | 4.058 | #N/A | 0 | 0 | 0 | 0 | 0 | 0 | 0 | 0.165% | 1 | 50% | 0% | 0% | 0% | 8.2745 | 0 | 0 | 0 | 8.2745 | #N/A
2007-01-08 11:00 | 1 | 8 | 11 | 8.4167 | 179 | 44.06 | 15.26 | 1006 | 33.6043 | 362.8827 | 0 | Heating | 48.3844 | #N/A | #N/A | #N/A | #N/A | 362.8827 | #N/A | #N/A | 4.0174 | #N/A | 0 | 0 | 0 | 0 | 0 | 0 | 0 | 0.1613% | 1 | 50% | 0% | 0% | 0% | 8.2745 | 0 | 0 | 0 | 8.2745 | #N/A
2007-01-08 12:00 | 1 | 8 | 12 | 8.4583 | 180 | 44.6 | 15.08 | 1006 | 33.8776 | 332.5467 | 0 | Heating | 44.3396 | #N/A | #N/A | #N/A | #N/A | 332.5467 | #N/A | #N/A | 4.058 | #N/A | 0 | 0 | 0 | 0 | 0 | 0 | 0 | 0.1478% | 1 | 50% | 0% | 0% | 0% | 8.2745 | 0 | 0 | 0 | 8.2745 | #N/A
2007-01-08 13:00 | 1 | 8 | 13 | 8.5 | 181 | 44.6 | 15.08 | 1006 | 33.8776 | 356.825 | 0 | Heating | 47.5767 | #N/A | #N/A | #N/A | #N/A | 356.825 | #N/A | #N/A | 4.058 | #N/A | 0 | 0 | 0 | 0 | 0 | 0 | 0 | 0.1586% | 1 | 50% | 0% | 0% | 0% | 8.2745 | 0 | 0 | 0 | 8.2745 | #N/A
2007-01-08 14:00 | 1 | 8 | 14 | 8.5417 | 182 | 44.06 | 15.26 | 1006 | 33.6043 | 263.1388 | 0 | Heating | 35.0852 | #N/A | #N/A | #N/A | #N/A | 263.1388 | #N/A | #N/A | 4.0174 | #N/A | 0 | 0 | 0 | 0 | 0 | 0 | 0 | 0.117% | 1 | 50% | 0% | 0% | 0% | 8.2745 | 0 | 0 | 0 | 8.2745 | #N/A
2007-01-08 15:00 | 1 | 8 | 15 | 8.5833 | 183 | 46.04 | 15.44 | 1007 | 34.7879 | 223.1043 | 0 | Heating | 29.7472 | #N/A | #N/A | #N/A | #N/A | 223.1043 | #N/A | #N/A | 4.1705 | #N/A | 0 | 0 | 0 | 0 | 0 | 0 | 0 | 0.09916% | 1 | 50% | 0% | 0% | 0% | 8.2745 | 0 | 0 | 0 | 8.2745 | #N/A
2007-01-08 16:00 | 1 | 8 | 16 | 8.625 | 184 | 44.06 | 15.08 | 1007 | 33.5711 | 200.9989 | 0 | Heating | 26.7998 | #N/A | #N/A | #N/A | #N/A | 200.9989 | #N/A | #N/A | 4.0174 | #N/A | 0 | 0 | 0 | 0 | 0 | 0 | 0 | 0.08933% | 1 | 50% | 0% | 0% | 0% | 8.2745 | 0 | 0 | 0 | 8.2745 | #N/A
2007-01-08 17:00 | 1 | 8 | 17 | 8.6667 | 185 | 44.06 | 16.34 | 1007 | 33.8523 | 184.9702 | 0 | Heating | 24.6627 | #N/A | #N/A | #N/A | #N/A | 184.9702 | #N/A | #N/A | 4.0174 | #N/A | 0 | 0 | 0 | 0 | 0 | 0 | 0 | 0.08221% | 1 | 50% | 0% | 0% | 0% | 8.2745 | 0 | 0 | 0 | 8.2745 | #N/A
2007-01-08 18:00 | 1 | 8 | 18 | 8.7083 | 186 | 39.92 | 17.78 | 1008 | 31.7864 | 228.128 | 0 | Heating | 30.4171 | #N/A | #N/A | #N/A | #N/A | 228.128 | #N/A | #N/A | 3.7339 | #N/A | 0 | 0 | 0 | 0 | 0 | 0 | 0 | 0.1014% | 1 | 50% | 0% | 0% | 0% | 8.2745 | 0 | 0 | 0 | 8.2745 | #N/A
2007-01-08 19:00 | 1 | 8 | 19 | 8.75 | 187 | 39.02 | 19.04 | 1009 | 31.5908 | 295.267 | 0 | Heating | 39.3689 | #N/A | #N/A | #N/A | #N/A | 295.267 | #N/A | #N/A | 3.6785 | #N/A | 0 | 0 | 0 | 0 | 0 | 0 | 0 | 0.1312% | 1 | 50% | 0% | 0% | 0% | 8.2745 | 0 | 0 | 0 | 8.2745 | #N/A
2007-01-08 20:00 | 1 | 8 | 20 | 8.7917 | 188 | 39.02 | 17.78 | 1009 | 31.2796 | 321.5408 | 0 | Heating | 42.8721 | #N/A | #N/A | #N/A | #N/A | 321.5408 | #N/A | #N/A | 3.6785 | #N/A | 0 | 0 | 0 | 0 | 0 | 0 | 0 | 0.1429% | 1 | 50% | 0% | 0% | 0% | 8.2745 | 0 | 0 | 0 | 8.2745 | #N/A
2007-01-08 21:00 | 1 | 8 | 21 | 8.8333 | 189 | 37.04 | 16.34 | 1009 | 29.7941 | 375.9895 | 0 | Heating | 50.1319 | #N/A | #N/A | #N/A | #N/A | 375.9895 | #N/A | #N/A | 3.5637 | #N/A | 0 | 0 | 0 | 0 | 0 | 0 | 0 | 0.1671% | 1 | 50% | 0% | 0% | 0% | 8.2745 | 0 | 0 | 0 | 8.2745 | #N/A
2007-01-08 22:00 | 1 | 8 | 22 | 8.875 | 190 | 37.04 | 15.08 | 1009 | 29.5092 | 422.2214 | 0 | Heating | 56.2962 | #N/A | #N/A | #N/A | #N/A | 422.2214 | #N/A | #N/A | 3.5637 | #N/A | 0 | 0 | 0 | 0 | 0 | 0 | 0 | 0.1877% | 1 | 50% | 0% | 0% | 0% | 8.2745 | 0 | 0 | 0 | 8.2745 | #N/A
2007-01-08 23:00 | 1 | 8 | 23 | 8.9167 | 191 | 37.04 | 15.26 | 1009 | 29.549 | 44.5019 | 0 | Heating | 5.9336 | #N/A | #N/A | #N/A | #N/A | 44.5019 | #N/A | #N/A | 3.5637 | #N/A | 0 | 0 | 0 | 0 | 0 | 0 | 0 | 0.01978% | 1 | 50% | 0% | 0% | 0% | 8.2745 | 0 | 0 | 0 | 8.2745 | #N/A
2007-01-09 | 1 | 9 | 0 | 8.9583 | 192 | 35.96 | 15.44 | 1009 | 28.9506 | 166.1533 | 0 | Heating | 22.1538 | #N/A | #N/A | #N/A | #N/A | 166.1533 | #N/A | #N/A | 3.5052 | #N/A | 0 | 0 | 0 | 0 | 0 | 0 | 0 | 0.07385% | 1 | 50% | 0% | 0% | 0% | 8.2745 | 0 | 0 | 0 | 8.2745 | #N/A
2007-01-09 01:00 | 1 | 9 | 1 | 9 | 193 | 35.06 | 15.98 | 1009 | 28.5377 | 227.9901 | 0 | Heating | 30.3987 | #N/A | #N/A | #N/A | #N/A | 227.9901 | #N/A | #N/A | 3.4585 | #N/A | 0 | 0 | 0 | 0 | 0 | 0 | 0 | 0.1013% | 1 | 50% | 0% | 0% | 0% | 8.2745 | 0 | 0 | 0 | 8.2745 | #N/A
2007-01-09 02:00 | 1 | 9 | 2 | 9.0417 | 194 | 35.06 | 15.8 | 1009 | 28.4958 | 256.4903 | 0 | Heating | 34.1987 | #N/A | #N/A | #N/A | #N/A | 256.4903 | #N/A | #N/A | 3.4585 | #N/A | 0 | 0 | 0 | 0 | 0 | 0 | 0 | 0.114% | 1 | 50% | 0% | 0% | 0% | 8.2745 | 0 | 0 | 0 | 8.2745 | #N/A
2007-01-09 03:00 | 1 | 9 | 3 | 9.0833 | 195 | 33.08 | 15.62 | 1010 | 27.259 | 272.268 | 0 | Heating | 36.3024 | #N/A | #N/A | #N/A | #N/A | 272.268 | #N/A | #N/A | 3.3624 | #N/A | 0 | 0 | 0 | 0 | 0 | 0 | 0 | 0.121% | 1 | 50% | 0% | 0% | 0% | 8.2745 | 0 | 0 | 0 | 8.2745 | #N/A
2007-01-09 04:00 | 1 | 9 | 4 | 9.125 | 196 | 32 | 15.98 | 1010 | 26.6807 | 285.5576 | 0 | Heating | 38.0744 | #N/A | #N/A | #N/A | #N/A | 285.5576 | #N/A | #N/A | 3.3135 | #N/A | 0 | 0 | 0 | 0 | 0 | 0 | 0 | 0.1269% | 1 | 50% | 0% | 0% | 0% | 8.2745 | 0 | 0 | 0 | 8.2745 | #N/A
2007-01-09 05:00 | 1 | 9 | 5 | 9.1667 | 197 | 32 | 14.36 | 1010 | 26.3037 | 306.0763 | 0 | Heating | 40.8102 | #N/A | #N/A | #N/A | #N/A | 306.0763 | #N/A | #N/A | 3.3135 | #N/A | 0 | 0 | 0 | 0 | 0 | 0 | 0 | 0.136% | 1 | 50% | 0% | 0% | 0% | 8.2745 | 0 | 0 | 0 | 8.2745 | #N/A
2007-01-09 06:00 | 1 | 9 | 6 | 9.2083 | 198 | 30.92 | 13.1 | 1011 | 25.3532 | 310.928 | 0 | Heating | 41.4571 | #N/A | #N/A | #N/A | #N/A | 310.928 | #N/A | #N/A | 3.2671 | #N/A | 0 | 0 | 0 | 0 | 0 | 0 | 0 | 0.1382% | 1 | 50% | 0% | 0% | 0% | 8.2745 | 0 | 0 | 0 | 8.2745 | #N/A
2007-01-09 07:00 | 1 | 9 | 7 | 9.25 | 199 | 30.92 | 12.02 | 1011 | 25.1254 | 819.977 | 0 | Heating | 109.3303 | #N/A | #N/A | #N/A | #N/A | 819.977 | #N/A | #N/A | 3.2671 | #N/A | 0 | 0 | 0 | 0 | 0 | 0 | 0 | 0.3644% | 1 | 50% | 0% | 0% | 0% | 8.2745 | 0 | 0 | 0 | 8.2745 | #N/A
2007-01-09 08:00 | 1 | 9 | 8 | 9.2917 | 200 | 30.92 | 10.58 | 1011 | 24.8373 | 601.4919 | 0 | Heating | 80.1989 | #N/A | #N/A | #N/A | #N/A | 601.4919 | #N/A | #N/A | 3.2671 | #N/A | 0 | 0 | 0 | 0 | 0 | 0 | 0 | 0.2673% | 1 | 50% | 0% | 0% | 0% | 8.2745 | 0 | 0 | 0 | 8.2745 | #N/A
2007-01-09 09:00 | 1 | 9 | 9 | 9.3333 | 201 | 35.06 | 10.04 | 1012 | 27.3232 | 378.0219 | 0 | Heating | 50.4029 | #N/A | #N/A | #N/A | #N/A | 378.0219 | #N/A | #N/A | 3.4585 | #N/A | 0 | 0 | 0 | 0 | 0 | 0 | 0 | 0.168% | 1 | 50% | 0% | 0% | 0% | 8.2745 | 0 | 0 | 0 | 8.2745 | #N/A
2007-01-09 10:00 | 1 | 9 | 10 | 9.375 | 202 | 35.96 | 10.04 | 1012 | 27.8713 | 359.709 | 0 | Heating | 47.9612 | #N/A | #N/A | #N/A | #N/A | 359.709 | #N/A | #N/A | 3.5052 | #N/A | 0 | 0 | 0 | 0 | 0 | 0 | 0 | 0.1599% | 1 | 50% | 0% | 0% | 0% | 8.2745 | 0 | 0 | 0 | 8.2745 | #N/A
2007-01-09 11:00 | 1 | 9 | 11 | 9.4167 | 203 | 35.96 | 13.1 | 1012 | 28.4596 | 376.5166 | 0 | Heating | 50.2022 | #N/A | #N/A | #N/A | #N/A | 376.5166 | #N/A | #N/A | 3.5052 | #N/A | 0 | 0 | 0 | 0 | 0 | 0 | 0 | 0.1673% | 1 | 50% | 0% | 0% | 0% | 8.2745 | 0 | 0 | 0 | 8.2745 | #N/A
2007-01-09 12:00 | 1 | 9 | 12 | 9.4583 | 204 | 39.02 | 15.98 | 1011 | 30.8708 | 347.8665 | 0 | Heating | 46.3822 | #N/A | #N/A | #N/A | #N/A | 347.8665 | #N/A | #N/A | 3.6785 | #N/A | 0 | 0 | 0 | 0 | 0 | 0 | 0 | 0.1546% | 1 | 50% | 0% | 0% | 0% | 8.2745 | 0 | 0 | 0 | 8.2745 | #N/A
2007-01-09 13:00 | 1 | 9 | 13 | 9.5 | 205 | 39.02 | 19.04 | 1011 | 31.5992 | 379.5259 | 0 | Heating | 50.6035 | #N/A | #N/A | #N/A | #N/A | 379.5259 | #N/A | #N/A | 3.6785 | #N/A | 0 | 0 | 0 | 0 | 0 | 0 | 0 | 0.1687% | 1 | 50% | 0% | 0% | 0% | 8.2745 | 0 | 0 | 0 | 8.2745 | #N/A
2007-01-09 14:00 | 1 | 9 | 14 | 9.5417 | 206 | 39.02 | 18.68 | 1010 | 31.5045 | 284.8649 | 0 | Heating | 37.982 | #N/A | #N/A | #N/A | #N/A | 284.8649 | #N/A | #N/A | 3.6785 | #N/A | 0 | 0 | 0 | 0 | 0 | 0 | 0 | 0.1266% | 1 | 50% | 0% | 0% | 0% | 8.2745 | 0 | 0 | 0 | 8.2745 | #N/A
2007-01-09 15:00 | 1 | 9 | 15 | 9.5833 | 207 | 39.02 | 17.96 | 1010 | 31.3275 | 253.5536 | 0 | Heating | 33.8072 | #N/A | #N/A | #N/A | #N/A | 253.5536 | #N/A | #N/A | 3.6785 | #N/A | 0 | 0 | 0 | 0 | 0 | 0 | 0 | 0.1127% | 1 | 50% | 0% | 0% | 0% | 8.2745 | 0 | 0 | 0 | 8.2745 | #N/A
2007-01-09 16:00 | 1 | 9 | 16 | 9.625 | 208 | 37.94 | 17.06 | 1010 | 30.4912 | 253.1872 | 0 | Heating | 33.7583 | #N/A | #N/A | #N/A | #N/A | 253.1872 | #N/A | #N/A | 3.6146 | #N/A | 0 | 0 | 0 | 0 | 0 | 0 | 0 | 0.1125% | 1 | 50% | 0% | 0% | 0% | 8.2745 | 0 | 0 | 0 | 8.2745 | #N/A
2007-01-09 17:00 | 1 | 9 | 17 | 9.6667 | 209 | 37.94 | 16.7 | 1011 | 30.4111 | 231.4678 | 0 | Heating | 30.8624 | #N/A | #N/A | #N/A | #N/A | 231.4678 | #N/A | #N/A | 3.6146 | #N/A | 0 | 0 | 0 | 0 | 0 | 0 | 0 | 0.1029% | 1 | 50% | 0% | 0% | 0% | 8.2745 | 0 | 0 | 0 | 8.2745 | #N/A
2007-01-09 18:00 | 1 | 9 | 18 | 9.7083 | 210 | 33.98 | 16.34 | 1012 | 27.984 | 266.2651 | 0 | Heating | 35.502 | #N/A | #N/A | #N/A | #N/A | 266.2651 | #N/A | #N/A | 3.405 | #N/A | 0 | 0 | 0 | 0 | 0 | 0 | 0 | 0.1183% | 1 | 50% | 0% | 0% | 0% | 8.2745 | 0 | 0 | 0 | 8.2745 | #N/A
2007-01-09 19:00 | 1 | 9 | 19 | 9.75 | 211 | 33.98 | 15.98 | 1012 | 27.8986 | 336.7086 | 0 | Heating | 44.8945 | #N/A | #N/A | #N/A | #N/A | 336.7086 | #N/A | #N/A | 3.405 | #N/A | 0 | 0 | 0 | 0 | 0 | 0 | 0 | 0.1496% | 1 | 50% | 0% | 0% | 0% | 8.2745 | 0 | 0 | 0 | 8.2745 | #N/A
2007-01-09 20:00 | 1 | 9 | 20 | 9.7917 | 212 | 33.98 | 15.26 | 1013 | 27.7354 | 369.7822 | 0 | Heating | 49.3043 | #N/A | #N/A | #N/A | #N/A | 369.7822 | #N/A | #N/A | 3.405 | #N/A | 0 | 0 | 0 | 0 | 0 | 0 | 0 | 0.1643% | 1 | 50% | 0% | 0% | 0% | 8.2745 | 0 | 0 | 0 | 8.2745 | #N/A
2007-01-09 21:00 | 1 | 9 | 21 | 9.8333 | 213 | 30.02 | 14.54 | 1014 | 25.1152 | 431.444 | 0 | Heating | 57.5259 | #N/A | #N/A | #N/A | #N/A | 431.444 | #N/A | #N/A | 3.2302 | #N/A | 0 | 0 | 0 | 0 | 0 | 0 | 0 | 0.1918% | 1 | 50% | 0% | 0% | 0% | 8.2745 | 0 | 0 | 0 | 8.2745 | #N/A
2007-01-09 22:00 | 1 | 9 | 22 | 9.875 | 214 | 30.92 | 14 | 1015 | 25.5645 | 481.7061 | 0 | Heating | 64.2275 | #N/A | #N/A | #N/A | #N/A | 481.7061 | #N/A | #N/A | 3.2671 | #N/A | 0 | 0 | 0 | 0 | 0 | 0 | 0 | 0.2141% | 1 | 50% | 0% | 0% | 0% | 8.2745 | 0 | 0 | 0 | 8.2745 | #N/A
2007-01-09 23:00 | 1 | 9 | 23 | 9.9167 | 215 | 30.92 | 13.82 | 1015 | 25.5245 | 112.3374 | 0 | Heating | 14.9783 | #N/A | #N/A | #N/A | #N/A | 112.3374 | #N/A | #N/A | 3.2671 | #N/A | 0 | 0 | 0 | 0 | 0 | 0 | 0 | 0.04993% | 1 | 50% | 0% | 0% | 0% | 8.2745 | 0 | 0 | 0 | 8.2745 | #N/A
2007-01-10 | 1 | 10 | 0 | 9.9583 | 216 | 30.2 | 13.82 | 1016 | 25.0723 | 233.4219 | 0 | Heating | 31.1229 | #N/A | #N/A | #N/A | #N/A | 233.4219 | #N/A | #N/A | 3.2375 | #N/A | 0 | 0 | 0 | 0 | 0 | 0 | 0 | 0.1037% | 1 | 50% | 0% | 0% | 0% | 8.2745 | 0 | 0 | 0 | 8.2745 | #N/A
2007-01-10 01:00 | 1 | 10 | 1 | 10 | 217 | 30.2 | 14 | 1017 | 25.1158 | 278.6236 | 0 | Heating | 37.1498 | #N/A | #N/A | #N/A | #N/A | 278.6236 | #N/A | #N/A | 3.2375 | #N/A | 0 | 0 | 0 | 0 | 0 | 0 | 0 | 0.1238% | 1 | 50% | 0% | 0% | 0% | 8.2745 | 0 | 0 | 0 | 8.2745 | #N/A
2007-01-10 02:00 | 1 | 10 | 2 | 10.0417 | 218 | 28.94 | 13.1 | 1017 | 24.1101 | 315.2588 | 0 | Heating | 42.0345 | #N/A | #N/A | #N/A | #N/A | 315.2588 | #N/A | #N/A | 3.188 | #N/A | 0 | 0 | 0 | 0 | 0 | 0 | 0 | 0.1401% | 1 | 50% | 0% | 0% | 0% | 8.2745 | 0 | 0 | 0 | 8.2745 | #N/A
2007-01-10 03:00 | 1 | 10 | 3 | 10.0833 | 219 | 28.04 | 12.38 | 1018 | 23.3735 | 350.008 | 0 | Heating | 46.6677 | #N/A | #N/A | #N/A | #N/A | 350.008 | #N/A | #N/A | 3.1545 | #N/A | 0 | 0 | 0 | 0 | 0 | 0 | 0 | 0.1556% | 1 | 50% | 0% | 0% | 0% | 8.2745 | 0 | 0 | 0 | 8.2745 | #N/A
2007-01-10 04:00 | 1 | 10 | 4 | 10.125 | 220 | 28.04 | 12.02 | 1019 | 23.2999 | 383.5073 | 0 | Heating | 51.1343 | #N/A | #N/A | #N/A | #N/A | 383.5073 | #N/A | #N/A | 3.1545 | #N/A | 0 | 0 | 0 | 0 | 0 | 0 | 0 | 0.1704% | 1 | 50% | 0% | 0% | 0% | 8.2745 | 0 | 0 | 0 | 8.2745 | #N/A
2007-01-10 05:00 | 1 | 10 | 5 | 10.1667 | 221 | 28.04 | 10.76 | 1020 | 23.0442 | 413.281 | 0 | Heating | 55.1041 | #N/A | #N/A | #N/A | #N/A | 413.281 | #N/A | #N/A | 3.1545 | #N/A | 0 | 0 | 0 | 0 | 0 | 0 | 0 | 0.1837% | 1 | 50% | 0% | 0% | 0% | 8.2745 | 0 | 0 | 0 | 8.2745 | #N/A
2007-01-10 06:00 | 1 | 10 | 6 | 10.2083 | 222 | 28.4 | 9.68 | 1020 | 23.0695 | 417.7077 | 0 | Heating | 55.6944 | #N/A | #N/A | #N/A | #N/A | 417.7077 | #N/A | #N/A | 3.1678 | #N/A | 0 | 0 | 0 | 0 | 0 | 0 | 0 | 0.1856% | 1 | 50% | 0% | 0% | 0% | 8.2745 | 0 | 0 | 0 | 8.2745 | #N/A
2007-01-10 07:00 | 1 | 10 | 7 | 10.25 | 223 | 28.04 | 8.96 | 1020 | 22.6978 | 909.0233 | 0 | Heating | 121.2031 | #N/A | #N/A | #N/A | #N/A | 909.0233 | #N/A | #N/A | 3.1545 | #N/A | 0 | 0 | 0 | 0 | 0 | 0 | 0 | 0.404% | 1 | 50% | 0% | 0% | 0% | 8.2745 | 0 | 0 | 0 | 8.2745 | #N/A
2007-01-10 08:00 | 1 | 10 | 8 | 10.2917 | 224 | 28.04 | 8.96 | 1021 | 22.7012 | 645.1185 | 0 | Heating | 86.0158 | #N/A | #N/A | #N/A | #N/A | 645.1185 | #N/A | #N/A | 3.1545 | #N/A | 0 | 0 | 0 | 0 | 0 | 0 | 0 | 0.2867% | 1 | 50% | 0% | 0% | 0% | 8.2745 | 0 | 0 | 0 | 8.2745 | #N/A
2007-01-10 09:00 | 1 | 10 | 9 | 10.3333 | 225 | 26.06 | 9.5 | 1021 | 21.4863 | 388.7741 | 0 | Heating | 51.8366 | #N/A | #N/A | #N/A | #N/A | 388.7741 | #N/A | #N/A | 3.0859 | #N/A | 0 | 0 | 0 | 0 | 0 | 0 | 0 | 0.1728% | 1 | 50% | 0% | 0% | 0% | 8.2745 | 0 | 0 | 0 | 8.2745 | #N/A
2007-01-10 10:00 | 1 | 10 | 10 | 10.375 | 226 | 26.96 | 10.94 | 1021 | 22.3718 | 302.5307 | 0 | Heating | 40.3374 | #N/A | #N/A | #N/A | #N/A | 302.5307 | #N/A | #N/A | 3.1163 | #N/A | 0 | 0 | 0 | 0 | 0 | 0 | 0 | 0.1345% | 1 | 50% | 0% | 0% | 0% | 8.2745 | 0 | 0 | 0 | 8.2745 | #N/A
2007-01-10 11:00 | 1 | 10 | 11 | 10.4167 | 227 | 26.96 | 11.48 | 1020 | 22.48 | 278.6919 | 0 | Heating | 37.1589 | #N/A | #N/A | #N/A | #N/A | 278.6919 | #N/A | #N/A | 3.1163 | #N/A | 0 | 0 | 0 | 0 | 0 | 0 | 0 | 0.1239% | 1 | 50% | 0% | 0% | 0% | 8.2745 | 0 | 0 | 0 | 8.2745 | #N/A
2007-01-10 12:00 | 1 | 10 | 12 | 10.4583 | 228 | 28.04 | 11.66 | 1020 | 23.2276 | 223.8673 | 0 | Heating | 29.849 | #N/A | #N/A | #N/A | #N/A | 223.8673 | #N/A | #N/A | 3.1545 | #N/A | 0 | 0 | 0 | 0 | 0 | 0 | 0 | 0.0995% | 1 | 50% | 0% | 0% | 0% | 8.2745 | 0 | 0 | 0 | 8.2745 | #N/A
2007-01-10 13:00 | 1 | 10 | 13 | 10.5 | 229 | 28.04 | 12.02 | 1019 | 23.2999 | 227.3137 | 0 | Heating | 30.3085 | #N/A | #N/A | #N/A | #N/A | 227.3137 | #N/A | #N/A | 3.1545 | #N/A | 0 | 0 | 0 | 0 | 0 | 0 | 0 | 0.101% | 1 | 50% | 0% | 0% | 0% | 8.2745 | 0 | 0 | 0 | 8.2745 | #N/A
2007-01-10 14:00 | 1 | 10 | 14 | 10.5417 | 230 | 28.04 | 11.3 | 1018 | 23.1471 | 150.2891 | 0 | Heating | 20.0385 | #N/A | #N/A | #N/A | #N/A | 150.2891 | #N/A | #N/A | 3.1545 | #N/A | 0 | 0 | 0 | 0 | 0 | 0 | 0 | 0.0668% | 1 | 50% | 0% | 0% | 0% | 8.2745 | 0 | 0 | 0 | 8.2745 | #N/A
2007-01-10 15:00 | 1 | 10 | 15 | 10.5833 | 231 | 28.04 | 10.22 | 1018 | 22.9308 | 131.6697 | 0 | Heating | 17.556 | #N/A | #N/A | #N/A | #N/A | 131.6697 | #N/A | #N/A | 3.1545 | #N/A | 0 | 0 | 0 | 0 | 0 | 0 | 0 | 0.05852% | 1 | 50% | 0% | 0% | 0% | 8.2745 | 0 | 0 | 0 | 8.2745 | #N/A
2007-01-10 16:00 | 1 | 10 | 16 | 10.625 | 232 | 26.06 | 8.96 | 1017 | 21.3708 | 129.7625 | 0 | Heating | 17.3017 | #N/A | #N/A | #N/A | #N/A | 129.7625 | #N/A | #N/A | 3.0859 | #N/A | 0 | 0 | 0 | 0 | 0 | 0 | 0 | 0.05767% | 1 | 50% | 0% | 0% | 0% | 8.2745 | 0 | 0 | 0 | 8.2745 | #N/A
2007-01-10 17:00 | 1 | 10 | 17 | 10.6667 | 233 | 26.06 | 10.04 | 1017 | 21.5799 | 112.8637 | 0 | Heating | 15.0485 | #N/A | #N/A | #N/A | #N/A | 112.8637 | #N/A | #N/A | 3.0859 | #N/A | 0 | 0 | 0 | 0 | 0 | 0 | 0 | 0.05016% | 1 | 50% | 0% | 0% | 0% | 8.2745 | 0 | 0 | 0 | 8.2745 | #N/A
2007-01-10 18:00 | 1 | 10 | 18 | 10.7083 | 234 | 24.08 | 10.94 | 1016 | 20.4253 | 140.8564 | 0 | Heating | 18.7809 | #N/A | #N/A | #N/A | #N/A | 140.8564 | #N/A | #N/A | 3.0238 | #N/A | 0 | 0 | 0 | 0 | 0 | 0 | 0 | 0.0626% | 1 | 50% | 0% | 0% | 0% | 8.2745 | 0 | 0 | 0 | 8.2745 | #N/A
2007-01-10 19:00 | 1 | 10 | 19 | 10.75 | 235 | 23 | 12.02 | 1015 | 19.9197 | 202.5628 | 0 | Heating | 27.0084 | #N/A | #N/A | #N/A | #N/A | 202.5628 | #N/A | #N/A | 2.9925 | #N/A | 0 | 0 | 0 | 0 | 0 | 0 | 0 | 0.09003% | 1 | 50% | 0% | 0% | 0% | 8.2745 | 0 | 0 | 0 | 8.2745 | #N/A
2007-01-10 20:00 | 1 | 10 | 20 | 10.7917 | 236 | 23 | 12.74 | 1014 | 20.0803 | 224.8977 | 0 | Heating | 29.9864 | #N/A | #N/A | #N/A | #N/A | 224.8977 | #N/A | #N/A | 2.9925 | #N/A | 0 | 0 | 0 | 0 | 0 | 0 | 0 | 0.09995% | 1 | 50% | 0% | 0% | 0% | 8.2745 | 0 | 0 | 0 | 8.2745 | #N/A
2007-01-10 21:00 | 1 | 10 | 21 | 10.8333 | 237 | 21.02 | 13.28 | 1014 | 18.8438 | 273.4086 | 0 | Heating | 36.4545 | #N/A | #N/A | #N/A | #N/A | 273.4086 | #N/A | #N/A | 2.9394 | #N/A | 0 | 0 | 0 | 0 | 0 | 0 | 0 | 0.1215% | 1 | 50% | 0% | 0% | 0% | 8.2745 | 0 | 0 | 0 | 8.2745 | #N/A
2007-01-10 22:00 | 1 | 10 | 22 | 10.875 | 238 | 21.02 | 14 | 1013 | 19.0172 | 295.3214 | 0 | Heating | 39.3762 | #N/A | #N/A | #N/A | #N/A | 295.3214 | #N/A | #N/A | 2.9394 | #N/A | 0 | 0 | 0 | 0 | 0 | 0 | 0 | 0.1313% | 1 | 50% | 0% | 0% | 0% | 8.2745 | 0 | 0 | 0 | 8.2745 | #N/A
2007-01-10 23:00 | 1 | 10 | 23 | 10.9167 | 239 | 21.02 | 14.54 | 1012 | 19.1505 | 7.5624 | 0 | Heating | 1.0083 | #N/A | #N/A | #N/A | #N/A | 7.5624 | #N/A | #N/A | 2.9394 | #N/A | 0 | 0 | 0 | 0 | 0 | 0 | 0 | 0.003361% | 1 | 50% | 0% | 0% | 0% | 8.2745 | 0 | 0 | 0 | 8.2745 | #N/A
2007-01-11 | 1 | 11 | 0 | 10.9583 | 240 | 19.04 | 15.08 | 1011 | 17.9098 | 23.2076 | 0 | Heating | 3.0943 | #N/A | #N/A | #N/A | #N/A | 23.2076 | #N/A | #N/A | 2.8915 | #N/A | 0 | 0 | 0 | 0 | 0 | 0 | 0 | 0.01031% | 1 | 50% | 0% | 0% | 0% | 8.2745 | 0 | 0 | 0 | 8.2745 | #N/A
2007-01-11 01:00 | 1 | 11 | 1 | 11 | 241 | 19.04 | 15.98 | 1010 | 18.1503 | 49.0241 | 0 | Heating | 6.5365 | #N/A | #N/A | #N/A | #N/A | 49.0241 | #N/A | #N/A | 2.8915 | #N/A | 0 | 0 | 0 | 0 | 0 | 0 | 0 | 0.02179% | 1 | 50% | 0% | 0% | 0% | 8.2745 | 0 | 0 | 0 | 8.2745 | #N/A
2007-01-11 02:00 | 1 | 11 | 2 | 11.0417 | 242 | 19.04 | 19.04 | 1009 | 19.04 | 59.6339 | 0 | Heating | 7.9512 | #N/A | #N/A | #N/A | #N/A | 59.6339 | #N/A | #N/A | 2.8915 | #N/A | 0 | 0 | 0 | 0 | 0 | 0 | 0 | 0.0265% | 1 | 50% | 0% | 0% | 0% | 8.2745 | 0 | 0 | 0 | 8.2745 | #N/A
2007-01-11 03:00 | 1 | 11 | 3 | 11.0833 | 243 | 17.06 | 22.46 | 1008 | 17.06 | 63.5714 | 0 | Heating | 8.4762 | #N/A | #N/A | #N/A | #N/A | 63.5714 | #N/A | #N/A | 2.8481 | #N/A | 0 | 0 | 0 | 0 | 0 | 0 | 0 | 0.02825% | 1 | 50% | 0% | 0% | 0% | 8.2745 | 0 | 0 | 0 | 8.2745 | #N/A
2007-01-11 04:00 | 1 | 11 | 4 | 11.125 | 244 | 14 | 26.06 | 1007 | 14 | 63.8066 | 0 | Heating | 8.5075 | #N/A | #N/A | #N/A | #N/A | 63.8066 | #N/A | #N/A | 2.7888 | #N/A | 0 | 0 | 0 | 0 | 0 | 0 | 0 | 0.02836% | 1 | 50% | 0% | 0% | 0% | 8.2745 | 0 | 0 | 0 | 8.2745 | #N/A
2007-01-11 05:00 | 1 | 11 | 5 | 11.1667 | 245 | 14 | 28.22 | 1005 | 14 | 50.1431 | 0 | Heating | 6.6857 | #N/A | #N/A | #N/A | #N/A | 50.1431 | #N/A | #N/A | 2.7888 | #N/A | 0 | 0 | 0 | 0 | 0 | 0 | 0 | 0.02229% | 1 | 50% | 0% | 0% | 0% | 8.2745 | 0 | 0 | 0 | 8.2745 | #N/A
2007-01-11 06:00 | 1 | 11 | 6 | 11.2083 | 246 | 14 | 30.56 | 1004 | 14 | 20.9934 | 0 | Heating | 2.7991 | #N/A | #N/A | #N/A | #N/A | 20.9934 | #N/A | #N/A | 2.7888 | #N/A | 0 | 0 | 0 | 0 | 0 | 0 | 0 | 0.00933% | 1 | 50% | 0% | 0% | 0% | 8.2745 | 0 | 0 | 0 | 8.2745 | #N/A
2007-01-11 07:00 | 1 | 11 | 7 | 11.25 | 247 | 17.96 | 33.08 | 1002 | 17.96 | 502.9807 | 0 | Heating | 67.0641 | #N/A | #N/A | #N/A | #N/A | 502.9807 | #N/A | #N/A | 2.8673 | #N/A | 0 | 0 | 0 | 0 | 0 | 0 | 0 | 0.2235% | 1 | 50% | 0% | 0% | 0% | 8.2745 | 0 | 0 | 0 | 8.2745 | #N/A
2007-01-11 08:00 | 1 | 11 | 8 | 11.2917 | 248 | 19.04 | 33.98 | 1001 | 19.04 | 284.3059 | 0 | Heating | 37.9075 | #N/A | #N/A | #N/A | #N/A | 284.3059 | #N/A | #N/A | 2.8915 | #N/A | 0 | 0 | 0 | 0 | 0 | 0 | 0 | 0.1264% | 1 | 50% | 0% | 0% | 0% | 8.2745 | 0 | 0 | 0 | 8.2745 | #N/A
2007-01-11 09:00 | 1 | 11 | 9 | 11.3333 | 249 | 21.92 | 35.6 | 1001 | 21.92 | 79.1478 | 0 | Heating | 10.553 | #N/A | #N/A | #N/A | #N/A | 79.1478 | #N/A | #N/A | 2.9629 | #N/A | 0 | 0 | 0 | 0 | 0 | 0 | 0 | 0.03518% | 1 | 50% | 0% | 0% | 0% | 8.2745 | 0 | 0 | 0 | 8.2745 | #N/A
2007-01-11 10:00 | 1 | 11 | 10 | 11.375 | 250 | 21.92 | 37.94 | 1000 | 21.92 | 54.3309 | 0 | Heating | 7.2441 | #N/A | #N/A | #N/A | #N/A | 54.3309 | #N/A | #N/A | 2.9629 | #N/A | 0 | 0 | 0 | 0 | 0 | 0 | 0 | 0.02415% | 1 | 50% | 0% | 0% | 0% | 8.2745 | 0 | 0 | 0 | 8.2745 | #N/A
2007-01-11 11:00 | 1 | 11 | 11 | 11.4167 | 251 | 21.92 | 40.1 | 998 | 21.92 | 44.5481 | 0 | Heating | 5.9397 | #N/A | #N/A | #N/A | #N/A | 44.5481 | #N/A | #N/A | 2.9629 | #N/A | 0 | 0 | 0 | 0 | 0 | 0 | 0 | 0.0198% | 1 | 50% | 0% | 0% | 0% | 8.2745 | 0 | 0 | 0 | 8.2745 | #N/A
2007-01-11 12:00 | 1 | 11 | 12 | 11.4583 | 252 | 28.04 | 42.08 | 996 | 28.04 | 18.1405 | 0 | Heating | 2.4187 | #N/A | #N/A | #N/A | #N/A | 18.1405 | #N/A | #N/A | 3.1545 | #N/A | 0 | 0 | 0 | 0 | 0 | 0 | 0 | 0.008062% | 1 | 50% | 0% | 0% | 0% | 8.2745 | 0 | 0 | 0 | 8.2745 | #N/A
2007-01-11 13:00 | 1 | 11 | 13 | 11.5 | 253 | 28.94 | 44.06 | 994 | 28.94 | 17.7712 | 0 | Heating | 2.3695 | #N/A | #N/A | #N/A | #N/A | 17.7712 | #N/A | #N/A | 3.188 | #N/A | 0 | 0 | 0 | 0 | 0 | 0 | 0 | 0.007898% | 1 | 50% | 0% | 0% | 0% | 8.2745 | 0 | 0 | 0 | 8.2745 | #N/A
2007-01-11 14:00 | 1 | 11 | 14 | 11.5417 | 254 | 28.94 | 45.32 | 992 | 28.94 | 9.9435 | 0 | Heating | 1.3258 | #N/A | #N/A | #N/A | #N/A | 9.9435 | #N/A | #N/A | 3.188 | #N/A | 0 | 0 | 0 | 0 | 0 | 0 | 0 | 0.004419% | 1 | 50% | 0% | 0% | 0% | 8.2745 | 0 | 0 | 0 | 8.2745 | #N/A
2007-01-11 15:00 | 1 | 11 | 15 | 11.5833 | 255 | 32 | 46.22 | 990 | 32 | 7.1418 | 0 | Heating | 0.95224 | #N/A | #N/A | #N/A | #N/A | 7.1418 | #N/A | #N/A | 3.3135 | #N/A | 0 | 0 | 0 | 0 | 0 | 0 | 0 | 0.003174% | 1 | 50% | 0% | 0% | 0% | 8.2745 | 0 | 0 | 0 | 8.2745 | #N/A
2007-01-11 16:00 | 1 | 11 | 16 | 11.625 | 256 | 33.08 | 46.94 | 988 | 33.08 | 4.7789 | 0 | Heating | 0.63719 | #N/A | #N/A | #N/A | #N/A | 4.7789 | #N/A | #N/A | 3.3624 | #N/A | 0 | 0 | 0 | 0 | 0 | 0 | 0 | 0.002124% | 1 | 50% | 0% | 0% | 0% | 8.2745 | 0 | 0 | 0 | 8.2745 | #N/A
2007-01-11 17:00 | 1 | 11 | 17 | 11.6667 | 257 | 33.08 | 47.3 | 987 | 33.08 | 0.40275 | 0 | Heating | 0.0537 | #N/A | #N/A | #N/A | #N/A | 0.40275 | #N/A | #N/A | 3.3624 | #N/A | 0 | 0 | 0 | 0 | 0 | 0 | 0 | 0.000179% | 1 | 50% | 0% | 0% | 0% | 8.2745 | 0 | 0 | 0 | 8.2745 | #N/A
2007-01-11 18:00 | 1 | 11 | 18 | 11.7083 | 258 | 33.08 | 47.66 | 985 | 33.08 | 1.0712 | 0 | Heating | 0.14283 | #N/A | #N/A | #N/A | #N/A | 1.0712 | #N/A | #N/A | 3.3624 | #N/A | 0 | 0 | 0 | 0 | 0 | 0 | 0 | 0.0004761% | 1 | 50% | 0% | 0% | 0% | 8.2745 | 0 | 0 | 0 | 8.2745 | #N/A
2007-01-11 19:00 | 1 | 11 | 19 | 11.75 | 259 | 33.98 | 48.02 | 984 | 33.98 | 4.3599 | 0 | Heating | 0.58132 | #N/A | #N/A | #N/A | #N/A | 4.3599 | #N/A | #N/A | 3.405 | #N/A | 0 | 0 | 0 | 0 | 0 | 0 | 0 | 0.001938% | 1 | 50% | 0% | 0% | 0% | 8.2745 | 0 | 0 | 0 | 8.2745 | #N/A
2007-01-11 20:00 | 1 | 11 | 20 | 11.7917 | 260 | 33.98 | 42.98 | 985 | 33.98 | 7.655 | 0 | Heating | 1.0207 | #N/A | #N/A | #N/A | #N/A | 7.655 | #N/A | #N/A | 3.405 | #N/A | 0 | 0 | 0 | 0 | 0 | 0 | 0 | 0.003402% | 1 | 50% | 0% | 0% | 0% | 8.2745 | 0 | 0 | 0 | 8.2745 | #N/A
2007-01-11 21:00 | 1 | 11 | 21 | 11.8333 | 261 | 33.08 | 37.94 | 985 | 33.08 | 32.8574 | 0 | Heating | 4.381 | #N/A | #N/A | #N/A | #N/A | 32.8574 | #N/A | #N/A | 3.3624 | #N/A | 0 | 0 | 0 | 0 | 0 | 0 | 0 | 0.0146% | 1 | 50% | 0% | 0% | 0% | 8.2745 | 0 | 0 | 0 | 8.2745 | #N/A
2007-01-11 22:00 | 1 | 11 | 22 | 11.875 | 262 | 33.98 | 33.08 | 986 | 33.98 | 102.9596 | 0 | Heating | 13.728 | #N/A | #N/A | #N/A | #N/A | 102.9596 | #N/A | #N/A | 3.405 | #N/A | 0 | 0 | 0 | 0 | 0 | 0 | 0 | 0.04576% | 1 | 50% | 0% | 0% | 0% | 8.2745 | 0 | 0 | 0 | 8.2745 | #N/A
2007-01-11 23:00 | 1 | 11 | 23 | 11.9167 | 263 | 33.98 | 28.58 | 987 | 33.98 | 0 | 0 | Cooling | 0 | #N/A | #N/A | #N/A | #N/A | 0 | 0 | 0 | 0 | 0 | 0 | #N/A | #N/A | 88 | 88 | 0 | #N/A | 0% | 1 | 50% | 0% | 0% | 0% | 8.2745 | 0 | 0 | 0 | 8.2745 | #N/A
2007-01-12 | 1 | 12 | 0 | 11.9583 | 264 | 33.08 | 24.08 | 988 | 33.08 | 0.049264 | 0 | Heating | 0.0065685 | #N/A | #N/A | #N/A | #N/A | 0.049264 | #N/A | #N/A | 3.3624 | #N/A | 0 | 0 | 0 | 0 | 0 | 0 | 0 | 2.19e-05% | 1 | 50% | 0% | 0% | 0% | 8.2745 | 0 | 0 | 0 | 8.2745 | #N/A
2007-01-12 01:00 | 1 | 12 | 1 | 12 | 265 | 33.08 | 19.94 | 989 | 33.08 | 5.6619 | 0 | Heating | 0.75492 | #N/A | #N/A | #N/A | #N/A | 5.6619 | #N/A | #N/A | 3.3624 | #N/A | 0 | 0 | 0 | 0 | 0 | 0 | 0 | 0.002516% | 1 | 50% | 0% | 0% | 0% | 8.2745 | 0 | 0 | 0 | 8.2745 | #N/A
2007-01-12 02:00 | 1 | 12 | 2 | 12.0417 | 266 | 33.08 | 21.02 | 991 | 33.08 | 11.1863 | 0 | Heating | 1.4915 | #N/A | #N/A | #N/A | #N/A | 11.1863 | #N/A | #N/A | 3.3624 | #N/A | 0 | 0 | 0 | 0 | 0 | 0 | 0 | 0.004972% | 1 | 50% | 0% | 0% | 0% | 8.2745 | 0 | 0 | 0 | 8.2745 | #N/A
2007-01-12 03:00 | 1 | 12 | 3 | 12.0833 | 267 | 33.08 | 22.46 | 992 | 33.08 | 17.3519 | 0 | Heating | 2.3136 | #N/A | #N/A | #N/A | #N/A | 17.3519 | #N/A | #N/A | 3.3624 | #N/A | 0 | 0 | 0 | 0 | 0 | 0 | 0 | 0.007712% | 1 | 50% | 0% | 0% | 0% | 8.2745 | 0 | 0 | 0 | 8.2745 | #N/A
2007-01-12 04:00 | 1 | 12 | 4 | 12.125 | 268 | 33.98 | 24.08 | 994 | 33.98 | 62.9402 | 0 | Heating | 8.392 | #N/A | #N/A | #N/A | #N/A | 62.9402 | #N/A | #N/A | 3.405 | #N/A | 0 | 0 | 0 | 0 | 0 | 0 | 0 | 0.02797% | 1 | 50% | 0% | 0% | 0% | 8.2745 | 0 | 0 | 0 | 8.2745 | #N/A
2007-01-12 05:00 | 1 | 12 | 5 | 12.1667 | 269 | 33.98 | 19.22 | 995 | 33.98 | 124.6459 | 0 | Heating | 16.6195 | #N/A | #N/A | #N/A | #N/A | 124.6459 | #N/A | #N/A | 3.405 | #N/A | 0 | 0 | 0 | 0 | 0 | 0 | 0 | 0.0554% | 1 | 50% | 0% | 0% | 0% | 8.2745 | 0 | 0 | 0 | 8.2745 | #N/A
2007-01-12 06:00 | 1 | 12 | 6 | 12.2083 | 270 | 33.98 | 14.54 | 997 | 33.98 | 160.5792 | 0 | Heating | 21.4106 | #N/A | #N/A | #N/A | #N/A | 160.5792 | #N/A | #N/A | 3.405 | #N/A | 0 | 0 | 0 | 0 | 0 | 0 | 0 | 0.07137% | 1 | 50% | 0% | 0% | 0% | 8.2745 | 0 | 0 | 0 | 8.2745 | #N/A
2007-01-12 07:00 | 1 | 12 | 7 | 12.25 | 271 | 33.98 | 10.04 | 998 | 33.98 | 640.8089 | 0 | Heating | 85.4412 | #N/A | #N/A | #N/A | #N/A | 640.8089 | #N/A | #N/A | 3.405 | #N/A | 0 | 0 | 0 | 0 | 0 | 0 | 0 | 0.2848% | 1 | 50% | 0% | 0% | 0% | 8.2745 | 0 | 0 | 0 | 8.2745 | #N/A
2007-01-12 08:00 | 1 | 12 | 8 | 12.2917 | 272 | 33.98 | 8.24 | 1000 | 33.98 | 481.5492 | 0 | Heating | 64.2066 | #N/A | #N/A | #N/A | #N/A | 481.5492 | #N/A | #N/A | 3.405 | #N/A | 0 | 0 | 0 | 0 | 0 | 0 | 0 | 0.214% | 1 | 50% | 0% | 0% | 0% | 8.2745 | 0 | 0 | 0 | 8.2745 | #N/A
2007-01-12 09:00 | 1 | 12 | 9 | 12.3333 | 273 | 33.8 | 7.34 | 1002 | 33.8 | 413.4685 | 0 | Heating | 55.1291 | #N/A | #N/A | #N/A | #N/A | 413.4685 | #N/A | #N/A | 3.3963 | #N/A | 0 | 0 | 0 | 0 | 0 | 0 | 0 | 0.1838% | 1 | 50% | 0% | 0% | 0% | 8.2745 | 0 | 0 | 0 | 8.2745 | #N/A
2007-01-12 10:00 | 1 | 12 | 10 | 12.375 | 274 | 35.96 | 6.98 | 1004 | 35.96 | 439.3177 | 0 | Heating | 58.5757 | #N/A | #N/A | #N/A | #N/A | 439.3177 | #N/A | #N/A | 3.5052 | #N/A | 0 | 0 | 0 | 0 | 0 | 0 | 0 | 0.1953% | 1 | 50% | 0% | 0% | 0% | 8.2745 | 0 | 0 | 0 | 8.2745 | #N/A
2007-01-12 11:00 | 1 | 12 | 11 | 12.4167 | 275 | 35.96 | 5.36 | 1005 | 35.96 | 444.9216 | 0 | Heating | 59.3229 | #N/A | #N/A | #N/A | #N/A | 444.9216 | #N/A | #N/A | 3.5052 | #N/A | 0 | 0 | 0 | 0 | 0 | 0 | 0 | 0.1977% | 1 | 50% | 0% | 0% | 0% | 8.2745 | 0 | 0 | 0 | 8.2745 | #N/A
2007-01-12 12:00 | 1 | 12 | 12 | 12.4583 | 276 | 37.94 | 3.56 | 1006 | 37.94 | 393.6869 | 0 | Heating | 52.4916 | #N/A | #N/A | #N/A | #N/A | 393.6869 | #N/A | #N/A | 3.6146 | #N/A | 0 | 0 | 0 | 0 | 0 | 0 | 0 | 0.175% | 1 | 50% | 0% | 0% | 0% | 8.2745 | 0 | 0 | 0 | 8.2745 | #N/A
2007-01-12 13:00 | 1 | 12 | 13 | 12.5 | 277 | 41 | 1.94 | 1007 | 41 | 351.6584 | 0 | Heating | 46.8878 | #N/A | #N/A | #N/A | #N/A | 351.6584 | #N/A | #N/A | 3.8033 | #N/A | 0 | 0 | 0 | 0 | 0 | 0 | 0 | 0.1563% | 1 | 50% | 0% | 0% | 0% | 8.2745 | 0 | 0 | 0 | 8.2745 | #N/A
2007-01-12 14:00 | 1 | 12 | 14 | 12.5417 | 278 | 41 | 3.2 | 1008 | 41 | 339.7167 | 0 | Heating | 45.2956 | #N/A | #N/A | #N/A | #N/A | 339.7167 | #N/A | #N/A | 3.8033 | #N/A | 0 | 0 | 0 | 0 | 0 | 0 | 0 | 0.151% | 1 | 50% | 0% | 0% | 0% | 8.2745 | 0 | 0 | 0 | 8.2745 | #N/A
2007-01-12 15:00 | 1 | 12 | 15 | 12.5833 | 279 | 44.06 | 4.28 | 1008 | 44.06 | 380.3965 | 0 | Heating | 50.7195 | #N/A | #N/A | #N/A | #N/A | 380.3965 | #N/A | #N/A | 4.0174 | #N/A | 0 | 0 | 0 | 0 | 0 | 0 | 0 | 0.1691% | 1 | 50% | 0% | 0% | 0% | 8.2745 | 0 | 0 | 0 | 8.2745 | #N/A
2007-01-12 16:00 | 1 | 12 | 16 | 12.625 | 280 | 44.06 | 5 | 1009 | 44.06 | 402.8494 | 0 | Heating | 53.7133 | #N/A | #N/A | #N/A | #N/A | 402.8494 | #N/A | #N/A | 4.0174 | #N/A | 0 | 0 | 0 | 0 | 0 | 0 | 0 | 0.179% | 1 | 50% | 0% | 0% | 0% | 8.2745 | 0 | 0 | 0 | 8.2745 | #N/A
2007-01-12 17:00 | 1 | 12 | 17 | 12.6667 | 281 | 44.06 | 6.26 | 1010 | 44.06 | 409.0117 | 0 | Heating | 54.5349 | #N/A | #N/A | #N/A | #N/A | 409.0117 | #N/A | #N/A | 4.0174 | #N/A | 0 | 0 | 0 | 0 | 0 | 0 | 0 | 0.1818% | 1 | 50% | 0% | 0% | 0% | 8.2745 | 0 | 0 | 0 | 8.2745 | #N/A
2007-01-12 18:00 | 1 | 12 | 18 | 12.7083 | 282 | 42.98 | 7.7 | 1012 | 42.98 | 447.1125 | 0 | Heating | 59.615 | #N/A | #N/A | #N/A | #N/A | 447.1125 | #N/A | #N/A | 3.9388 | #N/A | 0 | 0 | 0 | 0 | 0 | 0 | 0 | 0.1987% | 1 | 50% | 0% | 0% | 0% | 8.2745 | 0 | 0 | 0 | 8.2745 | #N/A
2007-01-12 19:00 | 1 | 12 | 19 | 12.75 | 283 | 44.06 | 8.96 | 1013 | 44.06 | 56.5379 | 0 | Heating | 7.5384 | #N/A | #N/A | #N/A | #N/A | 56.5379 | #N/A | #N/A | 4.0174 | #N/A | 0 | 0 | 0 | 0 | 0 | 0 | 0 | 0.02513% | 1 | 50% | 0% | 0% | 0% | 8.2745 | 0 | 0 | 0 | 8.2745 | #N/A
2007-01-12 20:00 | 1 | 12 | 20 | 12.7917 | 284 | 44.06 | 9.68 | 1014 | 44.06 | 136.4793 | 0 | Heating | 18.1972 | #N/A | #N/A | #N/A | #N/A | 136.4793 | #N/A | #N/A | 4.0174 | #N/A | 0 | 0 | 0 | 0 | 0 | 0 | 0 | 0.06066% | 1 | 50% | 0% | 0% | 0% | 8.2745 | 0 | 0 | 0 | 8.2745 | #N/A
2007-01-12 21:00 | 1 | 12 | 21 | 12.8333 | 285 | 44.96 | 10.22 | 1015 | 44.96 | 180.1106 | 0 | Heating | 24.0147 | #N/A | #N/A | #N/A | #N/A | 180.1106 | #N/A | #N/A | 4.0856 | #N/A | 0 | 0 | 0 | 0 | 0 | 0 | 0 | 0.08005% | 1 | 50% | 0% | 0% | 0% | 8.2745 | 0 | 0 | 0 | 8.2745 | #N/A
2007-01-12 22:00 | 1 | 12 | 22 | 12.875 | 286 | 44.96 | 10.94 | 1016 | 44.96 | 238.4664 | 0 | Heating | 31.7955 | #N/A | #N/A | #N/A | #N/A | 238.4664 | #N/A | #N/A | 4.0856 | #N/A | 0 | 0 | 0 | 0 | 0 | 0 | 0 | 0.106% | 1 | 50% | 0% | 0% | 0% | 8.2745 | 0 | 0 | 0 | 8.2745 | #N/A
2007-01-12 23:00 | 1 | 12 | 23 | 12.9167 | 287 | 44.96 | 11.48 | 1016 | 44.96 | 277.0667 | 0 | Heating | 36.9422 | #N/A | #N/A | #N/A | #N/A | 277.0667 | #N/A | #N/A | 4.0856 | #N/A | 0 | 0 | 0 | 0 | 0 | 0 | 0 | 0.1231% | 1 | 50% | 0% | 0% | 0% | 8.2745 | 0 | 0 | 0 | 8.2745 | #N/A
2007-01-13 | 1 | 13 | 0 | 12.9583 | 288 | 44.06 | 12.02 | 1016 | 44.06 | 303.5623 | 0 | Heating | 40.475 | #N/A | #N/A | #N/A | #N/A | 303.5623 | #N/A | #N/A | 4.0174 | #N/A | 0 | 0 | 0 | 0 | 0 | 0 | 0 | 0.1349% | 1 | 50% | 0% | 0% | 0% | 8.2745 | 0 | 0 | 0 | 8.2745 | #N/A
2007-01-13 01:00 | 1 | 13 | 1 | 13 | 289 | 44.06 | 12.92 | 1017 | 44.06 | 308.8419 | 0 | Heating | 41.1789 | #N/A | #N/A | #N/A | #N/A | 308.8419 | #N/A | #N/A | 4.0174 | #N/A | 0 | 0 | 0 | 0 | 0 | 0 | 0 | 0.1373% | 1 | 50% | 0% | 0% | 0% | 8.2745 | 0 | 0 | 0 | 8.2745 | #N/A
2007-01-13 02:00 | 1 | 13 | 2 | 13.0417 | 290 | 44.06 | 12.38 | 1017 | 44.06 | 322.1195 | 0 | Heating | 42.9493 | #N/A | #N/A | #N/A | #N/A | 322.1195 | #N/A | #N/A | 4.0174 | #N/A | 0 | 0 | 0 | 0 | 0 | 0 | 0 | 0.1432% | 1 | 50% | 0% | 0% | 0% | 8.2745 | 0 | 0 | 0 | 8.2745 | #N/A
2007-01-13 03:00 | 1 | 13 | 3 | 13.0834 | 291 | 42.08 | 12.02 | 1017 | 42.08 | 340.5159 | 0 | Heating | 45.4021 | #N/A | #N/A | #N/A | #N/A | 340.5159 | #N/A | #N/A | 3.8759 | #N/A | 0 | 0 | 0 | 0 | 0 | 0 | 0 | 0.1513% | 1 | 50% | 0% | 0% | 0% | 8.2745 | 0 | 0 | 0 | 8.2745 | #N/A
2007-01-13 04:00 | 1 | 13 | 4 | 13.125 | 292 | 42.08 | 12.02 | 1018 | 42.08 | 357.3315 | 0 | Heating | 47.6442 | #N/A | #N/A | #N/A | #N/A | 357.3315 | #N/A | #N/A | 3.8759 | #N/A | 0 | 0 | 0 | 0 | 0 | 0 | 0 | 0.1588% | 1 | 50% | 0% | 0% | 0% | 8.2745 | 0 | 0 | 0 | 8.2745 | #N/A
2007-01-13 05:00 | 1 | 13 | 5 | 13.1667 | 293 | 42.08 | 12.02 | 1018 | 42.08 | 370.2821 | 0 | Heating | 49.3709 | #N/A | #N/A | #N/A | #N/A | 370.2821 | #N/A | #N/A | 3.8759 | #N/A | 0 | 0 | 0 | 0 | 0 | 0 | 0 | 0.1646% | 1 | 50% | 0% | 0% | 0% | 8.2745 | 0 | 0 | 0 | 8.2745 | #N/A
2007-01-13 06:00 | 1 | 13 | 6 | 13.2084 | 294 | 44.06 | 12.38 | 1018 | 44.06 | 363.5026 | 0 | Heating | 48.467 | #N/A | #N/A | #N/A | #N/A | 363.5026 | #N/A | #N/A | 4.0174 | #N/A | 0 | 0 | 0 | 0 | 0 | 0 | 0 | 0.1616% | 1 | 50% | 0% | 0% | 0% | 8.2745 | 0 | 0 | 0 | 8.2745 | #N/A
2007-01-13 07:00 | 1 | 13 | 7 | 13.25 | 295 | 44.06 | 12.92 | 1018 | 44.06 | 337.3288 | 0 | Heating | 44.9772 | #N/A | #N/A | #N/A | #N/A | 337.3288 | #N/A | #N/A | 4.0174 | #N/A | 0 | 0 | 0 | 0 | 0 | 0 | 0 | 0.1499% | 1 | 50% | 0% | 0% | 0% | 8.2745 | 0 | 0 | 0 | 8.2745 | #N/A
2007-01-13 08:00 | 1 | 13 | 8 | 13.2917 | 296 | 44.06 | 12.56 | 1018 | 44.06 | 307.1682 | 0 | Heating | 40.9558 | #N/A | #N/A | #N/A | #N/A | 307.1682 | #N/A | #N/A | 4.0174 | #N/A | 0 | 0 | 0 | 0 | 0 | 0 | 0 | 0.1365% | 1 | 50% | 0% | 0% | 0% | 8.2745 | 0 | 0 | 0 | 8.2745 | #N/A
2007-01-13 09:00 | 1 | 13 | 9 | 13.3334 | 297 | 42.8 | 12.92 | 1018 | 42.8 | 261.0016 | 0 | Heating | 34.8002 | #N/A | #N/A | #N/A | #N/A | 261.0016 | #N/A | #N/A | 3.9261 | #N/A | 0 | 0 | 0 | 0 | 0 | 0 | 0 | 0.116% | 1 | 50% | 0% | 0% | 0% | 8.2745 | 0 | 0 | 0 | 8.2745 | #N/A
2007-01-13 10:00 | 1 | 13 | 10 | 13.375 | 298 | 42.98 | 14 | 1017 | 42.98 | 243.125 | 0 | Heating | 32.4167 | #N/A | #N/A | #N/A | #N/A | 243.125 | #N/A | #N/A | 3.9388 | #N/A | 0 | 0 | 0 | 0 | 0 | 0 | 0 | 0.1081% | 1 | 50% | 0% | 0% | 0% | 8.2745 | 0 | 0 | 0 | 8.2745 | #N/A
2007-01-13 11:00 | 1 | 13 | 11 | 13.4167 | 299 | 42.98 | 14.18 | 1016 | 42.98 | 221.2465 | 0 | Heating | 29.4995 | #N/A | #N/A | #N/A | #N/A | 221.2465 | #N/A | #N/A | 3.9388 | #N/A | 0 | 0 | 0 | 0 | 0 | 0 | 0 | 0.09833% | 1 | 50% | 0% | 0% | 0% | 8.2745 | 0 | 0 | 0 | 8.2745 | #N/A
2007-01-13 12:00 | 1 | 13 | 12 | 13.4584 | 300 | 42.8 | 14 | 1015 | 42.8 | 187.6491 | 0 | Heating | 25.0199 | #N/A | #N/A | #N/A | #N/A | 187.6491 | #N/A | #N/A | 3.9261 | #N/A | 0 | 0 | 0 | 0 | 0 | 0 | 0 | 0.0834% | 1 | 50% | 0% | 0% | 0% | 8.2745 | 0 | 0 | 0 | 8.2745 | #N/A
2007-01-13 13:00 | 1 | 13 | 13 | 13.5 | 301 | 39.2 | 14 | 1014 | 39.2 | 178.2003 | 0 | Heating | 23.76 | #N/A | #N/A | #N/A | #N/A | 178.2003 | #N/A | #N/A | 3.6894 | #N/A | 0 | 0 | 0 | 0 | 0 | 0 | 0 | 0.0792% | 1 | 50% | 0% | 0% | 0% | 8.2745 | 0 | 0 | 0 | 8.2745 | #N/A
2007-01-13 14:00 | 1 | 13 | 14 | 13.5417 | 302 | 37.04 | 13.28 | 1013 | 37.04 | 169.0426 | 0 | Heating | 22.539 | #N/A | #N/A | #N/A | #N/A | 169.0426 | #N/A | #N/A | 3.5637 | #N/A | 0 | 0 | 0 | 0 | 0 | 0 | 0 | 0.07513% | 1 | 50% | 0% | 0% | 0% | 8.2745 | 0 | 0 | 0 | 8.2745 | #N/A
2007-01-13 15:00 | 1 | 13 | 15 | 13.5834 | 303 | 33.98 | 12.2 | 1012 | 33.98 | 147.6358 | 0 | Heating | 19.6848 | #N/A | #N/A | #N/A | #N/A | 147.6358 | #N/A | #N/A | 3.405 | #N/A | 0 | 0 | 0 | 0 | 0 | 0 | 0 | 0.06562% | 1 | 50% | 0% | 0% | 0% | 8.2745 | 0 | 0 | 0 | 8.2745 | #N/A
2007-01-13 16:00 | 1 | 13 | 16 | 13.625 | 304 | 33.8 | 10.94 | 1011 | 33.8 | 137.2592 | 0 | Heating | 18.3012 | #N/A | #N/A | #N/A | #N/A | 137.2592 | #N/A | #N/A | 3.3963 | #N/A | 0 | 0 | 0 | 0 | 0 | 0 | 0 | 0.061% | 1 | 50% | 0% | 0% | 0% | 8.2745 | 0 | 0 | 0 | 8.2745 | #N/A
2007-01-13 17:00 | 1 | 13 | 17 | 13.6667 | 305 | 32 | 9.32 | 1011 | 32 | 137.1255 | 0 | Heating | 18.2834 | #N/A | #N/A | #N/A | #N/A | 137.1255 | #N/A | #N/A | 3.3135 | #N/A | 0 | 0 | 0 | 0 | 0 | 0 | 0 | 0.06094% | 1 | 50% | 0% | 0% | 0% | 8.2745 | 0 | 0 | 0 | 8.2745 | #N/A
2007-01-13 18:00 | 1 | 13 | 18 | 13.7084 | 306 | 30.2 | 7.7 | 1010 | 30.2 | 157.5099 | 0 | Heating | 21.0013 | #N/A | #N/A | #N/A | #N/A | 157.5099 | #N/A | #N/A | 3.2375 | #N/A | 0 | 0 | 0 | 0 | 0 | 0 | 0 | 0.07% | 1 | 50% | 0% | 0% | 0% | 8.2745 | 0 | 0 | 0 | 8.2745 | #N/A
2007-01-13 19:00 | 1 | 13 | 19 | 13.75 | 307 | 28.94 | 6.08 | 1010 | 28.94 | 182.1462 | 0 | Heating | 24.2862 | #N/A | #N/A | #N/A | #N/A | 182.1462 | #N/A | #N/A | 3.188 | #N/A | 0 | 0 | 0 | 0 | 0 | 0 | 0 | 0.08095% | 1 | 50% | 0% | 0% | 0% | 8.2745 | 0 | 0 | 0 | 8.2745 | #N/A
2007-01-13 20:00 | 1 | 13 | 20 | 13.7917 | 308 | 28.94 | 10.4 | 1009 | 28.94 | 205.0844 | 0 | Heating | 27.3446 | #N/A | #N/A | #N/A | #N/A | 205.0844 | #N/A | #N/A | 3.188 | #N/A | 0 | 0 | 0 | 0 | 0 | 0 | 0 | 0.09115% | 1 | 50% | 0% | 0% | 0% | 8.2745 | 0 | 0 | 0 | 8.2745 | #N/A
2007-01-13 21:00 | 1 | 13 | 21 | 13.8334 | 309 | 28.04 | 14.72 | 1008 | 28.04 | 198.6396 | 0 | Heating | 26.4853 | #N/A | #N/A | #N/A | #N/A | 198.6396 | #N/A | #N/A | 3.1545 | #N/A | 0 | 0 | 0 | 0 | 0 | 0 | 0 | 0.08828% | 1 | 50% | 0% | 0% | 0% | 8.2745 | 0 | 0 | 0 | 8.2745 | #N/A
2007-01-13 22:00 | 1 | 13 | 22 | 13.875 | 310 | 28.04 | 19.04 | 1007 | 28.04 | 208.2075 | 0 | Heating | 27.761 | #N/A | #N/A | #N/A | #N/A | 208.2075 | #N/A | #N/A | 3.1545 | #N/A | 0 | 0 | 0 | 0 | 0 | 0 | 0 | 0.09254% | 1 | 50% | 0% | 0% | 0% | 8.2745 | 0 | 0 | 0 | 8.2745 | #N/A
2007-01-13 23:00 | 1 | 13 | 23 | 13.9167 | 311 | 28.04 | 21.2 | 1007 | 28.04 | 218.1978 | 0 | Heating | 29.093 | #N/A | #N/A | #N/A | #N/A | 218.1978 | #N/A | #N/A | 3.1545 | #N/A | 0 | 0 | 0 | 0 | 0 | 0 | 0 | 0.09698% | 1 | 50% | 0% | 0% | 0% | 8.2745 | 0 | 0 | 0 | 8.2745 | #N/A
2007-01-14 | 1 | 14 | 0 | 13.9584 | 312 | 26.6 | 23.54 | 1007 | 26.6 | 227.3931 | 0 | Heating | 30.3191 | #N/A | #N/A | #N/A | #N/A | 227.3931 | #N/A | #N/A | 3.104 | #N/A | 0 | 0 | 0 | 0 | 0 | 0 | 0 | 0.1011% | 1 | 50% | 0% | 0% | 0% | 8.2745 | 0 | 0 | 0 | 8.2745 | #N/A
2007-01-14 01:00 | 1 | 14 | 1 | 14 | 313 | 26.6 | 26.06 | 1007 | 26.6 | 206.1283 | 0 | Heating | 27.4838 | #N/A | #N/A | #N/A | #N/A | 206.1283 | #N/A | #N/A | 3.104 | #N/A | 0 | 0 | 0 | 0 | 0 | 0 | 0 | 0.09161% | 1 | 50% | 0% | 0% | 0% | 8.2745 | 0 | 0 | 0 | 8.2745 | #N/A
2007-01-14 02:00 | 1 | 14 | 2 | 14.0417 | 314 | 26.96 | 26.78 | 1007 | 26.96 | 203.1505 | 0 | Heating | 27.0867 | #N/A | #N/A | #N/A | #N/A | 203.1505 | #N/A | #N/A | 3.1163 | #N/A | 0 | 0 | 0 | 0 | 0 | 0 | 0 | 0.09029% | 1 | 50% | 0% | 0% | 0% | 8.2745 | 0 | 0 | 0 | 8.2745 | #N/A
2007-01-14 03:00 | 1 | 14 | 3 | 14.0834 | 315 | 26.6 | 27.68 | 1007 | 26.6 | 204.0257 | 0 | Heating | 27.2034 | #N/A | #N/A | #N/A | #N/A | 204.0257 | #N/A | #N/A | 3.104 | #N/A | 0 | 0 | 0 | 0 | 0 | 0 | 0 | 0.09068% | 1 | 50% | 0% | 0% | 0% | 8.2745 | 0 | 0 | 0 | 8.2745 | #N/A
2007-01-14 04:00 | 1 | 14 | 4 | 14.125 | 316 | 26.6 | 28.94 | 1006 | 26.6 | 203.8605 | 0 | Heating | 27.1814 | #N/A | #N/A | #N/A | #N/A | 203.8605 | #N/A | #N/A | 3.104 | #N/A | 0 | 0 | 0 | 0 | 0 | 0 | 0 | 0.0906% | 1 | 50% | 0% | 0% | 0% | 8.2745 | 0 | 0 | 0 | 8.2745 | #N/A
2007-01-14 05:00 | 1 | 14 | 5 | 14.1667 | 317 | 26.06 | 30.02 | 1006 | 26.06 | 208.7304 | 0 | Heating | 27.8307 | #N/A | #N/A | #N/A | #N/A | 208.7304 | #N/A | #N/A | 3.0859 | #N/A | 0 | 0 | 0 | 0 | 0 | 0 | 0 | 0.09277% | 1 | 50% | 0% | 0% | 0% | 8.2745 | 0 | 0 | 0 | 8.2745 | #N/A
2007-01-14 06:00 | 1 | 14 | 6 | 14.2084 | 318 | 26.6 | 31.46 | 1006 | 26.6 | 197.5615 | 0 | Heating | 26.3415 | #N/A | #N/A | #N/A | #N/A | 197.5615 | #N/A | #N/A | 3.104 | #N/A | 0 | 0 | 0 | 0 | 0 | 0 | 0 | 0.08781% | 1 | 50% | 0% | 0% | 0% | 8.2745 | 0 | 0 | 0 | 8.2745 | #N/A
2007-01-14 07:00 | 1 | 14 | 7 | 14.25 | 319 | 26.6 | 33.08 | 1006 | 26.6 | 899.3587 | 0 | Heating | 119.9145 | #N/A | #N/A | #N/A | #N/A | 899.3587 | #N/A | #N/A | 3.104 | #N/A | 0 | 0 | 0 | 0 | 0 | 0 | 0 | 0.3997% | 1 | 50% | 0% | 0% | 0% | 8.2745 | 0 | 0 | 0 | 8.2745 | #N/A
2007-01-14 08:00 | 1 | 14 | 8 | 14.2917 | 320 | 26.96 | 32 | 1007 | 26.96 | 606.5782 | 0 | Heating | 80.8771 | #N/A | #N/A | #N/A | #N/A | 606.5782 | #N/A | #N/A | 3.1163 | #N/A | 0 | 0 | 0 | 0 | 0 | 0 | 0 | 0.2696% | 1 | 50% | 0% | 0% | 0% | 8.2745 | 0 | 0 | 0 | 8.2745 | #N/A
2007-01-14 09:00 | 1 | 14 | 9 | 14.3334 | 321 | 26.6 | 31.64 | 1007 | 26.6 | 367.7886 | 0 | Heating | 49.0385 | #N/A | #N/A | #N/A | #N/A | 367.7886 | #N/A | #N/A | 3.104 | #N/A | 0 | 0 | 0 | 0 | 0 | 0 | 0 | 0.1635% | 1 | 50% | 0% | 0% | 0% | 8.2745 | 0 | 0 | 0 | 8.2745 | #N/A
2007-01-14 10:00 | 1 | 14 | 10 | 14.375 | 322 | 28.4 | 32 | 1007 | 28.4 | 350.6283 | 0 | Heating | 46.7504 | #N/A | #N/A | #N/A | #N/A | 350.6283 | #N/A | #N/A | 3.1678 | #N/A | 0 | 0 | 0 | 0 | 0 | 0 | 0 | 0.1558% | 1 | 50% | 0% | 0% | 0% | 8.2745 | 0 | 0 | 0 | 8.2745 | #N/A
2007-01-14 11:00 | 1 | 14 | 11 | 14.4167 | 323 | 28.04 | 33.44 | 1007 | 28.04 | 338.5984 | 0 | Heating | 45.1464 | #N/A | #N/A | #N/A | #N/A | 338.5984 | #N/A | #N/A | 3.1545 | #N/A | 0 | 0 | 0 | 0 | 0 | 0 | 0 | 0.1505% | 1 | 50% | 0% | 0% | 0% | 8.2745 | 0 | 0 | 0 | 8.2745 | #N/A
2007-01-14 12:00 | 1 | 14 | 12 | 14.4584 | 324 | 28.4 | 34.7 | 1007 | 28.4 | 286.6708 | 0 | Heating | 38.2228 | #N/A | #N/A | #N/A | #N/A | 286.6708 | #N/A | #N/A | 3.1678 | #N/A | 0 | 0 | 0 | 0 | 0 | 0 | 0 | 0.1274% | 1 | 50% | 0% | 0% | 0% | 8.2745 | 0 | 0 | 0 | 8.2745 | #N/A
2007-01-14 13:00 | 1 | 14 | 13 | 14.5 | 325 | 30.2 | 35.96 | 1006 | 30.2 | 300.036 | 0 | Heating | 40.0048 | #N/A | #N/A | #N/A | #N/A | 300.036 | #N/A | #N/A | 3.2375 | #N/A | 0 | 0 | 0 | 0 | 0 | 0 | 0 | 0.1333% | 1 | 50% | 0% | 0% | 0% | 8.2745 | 0 | 0 | 0 | 8.2745 | #N/A
2007-01-14 14:00 | 1 | 14 | 14 | 14.5417 | 326 | 30.02 | 36.5 | 1006 | 30.02 | 204.895 | 0 | Heating | 27.3193 | #N/A | #N/A | #N/A | #N/A | 204.895 | #N/A | #N/A | 3.2302 | #N/A | 0 | 0 | 0 | 0 | 0 | 0 | 0 | 0.09106% | 1 | 50% | 0% | 0% | 0% | 8.2745 | 0 | 0 | 0 | 8.2745 | #N/A
2007-01-14 15:00 | 1 | 14 | 15 | 14.5834 | 327 | 30.2 | 37.04 | 1007 | 30.2 | 176.0073 | 0 | Heating | 23.4676 | #N/A | #N/A | #N/A | #N/A | 176.0073 | #N/A | #N/A | 3.2375 | #N/A | 0 | 0 | 0 | 0 | 0 | 0 | 0 | 0.07823% | 1 | 50% | 0% | 0% | 0% | 8.2745 | 0 | 0 | 0 | 8.2745 | #N/A
2007-01-14 16:00 | 1 | 14 | 16 | 14.625 | 328 | 32 | 37.04 | 1007 | 32 | 156.0975 | 0 | Heating | 20.813 | #N/A | #N/A | #N/A | #N/A | 156.0975 | #N/A | #N/A | 3.3135 | #N/A | 0 | 0 | 0 | 0 | 0 | 0 | 0 | 0.06938% | 1 | 50% | 0% | 0% | 0% | 8.2745 | 0 | 0 | 0 | 8.2745 | #N/A
2007-01-14 17:00 | 1 | 14 | 17 | 14.6667 | 329 | 32 | 35.96 | 1008 | 32 | 115.2488 | 0 | Heating | 15.3665 | #N/A | #N/A | #N/A | #N/A | 115.2488 | #N/A | #N/A | 3.3135 | #N/A | 0 | 0 | 0 | 0 | 0 | 0 | 0 | 0.05122% | 1 | 50% | 0% | 0% | 0% | 8.2745 | 0 | 0 | 0 | 8.2745 | #N/A
2007-01-14 18:00 | 1 | 14 | 18 | 14.7084 | 330 | 32 | 35.06 | 1008 | 32 | 146.0767 | 0 | Heating | 19.4769 | #N/A | #N/A | #N/A | #N/A | 146.0767 | #N/A | #N/A | 3.3135 | #N/A | 0 | 0 | 0 | 0 | 0 | 0 | 0 | 0.06492% | 1 | 50% | 0% | 0% | 0% | 8.2745 | 0 | 0 | 0 | 8.2745 | #N/A
2007-01-14 19:00 | 1 | 14 | 19 | 14.75 | 331 | 32 | 33.98 | 1009 | 32 | 210.2059 | 0 | Heating | 28.0275 | #N/A | #N/A | #N/A | #N/A | 210.2059 | #N/A | #N/A | 3.3135 | #N/A | 0 | 0 | 0 | 0 | 0 | 0 | 0 | 0.09342% | 1 | 50% | 0% | 0% | 0% | 8.2745 | 0 | 0 | 0 | 8.2745 | #N/A
2007-01-14 20:00 | 1 | 14 | 20 | 14.7917 | 332 | 30.92 | 34.34 | 1010 | 30.92 | 230.9784 | 0 | Heating | 30.7971 | #N/A | #N/A | #N/A | #N/A | 230.9784 | #N/A | #N/A | 3.2671 | #N/A | 0 | 0 | 0 | 0 | 0 | 0 | 0 | 0.1027% | 1 | 50% | 0% | 0% | 0% | 8.2745 | 0 | 0 | 0 | 8.2745 | #N/A
2007-01-14 21:00 | 1 | 14 | 21 | 14.8334 | 333 | 28.94 | 34.7 | 1010 | 28.94 | 279.9319 | 0 | Heating | 37.3243 | #N/A | #N/A | #N/A | #N/A | 279.9319 | #N/A | #N/A | 3.188 | #N/A | 0 | 0 | 0 | 0 | 0 | 0 | 0 | 0.1244% | 1 | 50% | 0% | 0% | 0% | 8.2745 | 0 | 0 | 0 | 8.2745 | #N/A
2007-01-14 22:00 | 1 | 14 | 22 | 14.875 | 334 | 28.94 | 35.06 | 1011 | 28.94 | 306.5818 | 0 | Heating | 40.8776 | #N/A | #N/A | #N/A | #N/A | 306.5818 | #N/A | #N/A | 3.188 | #N/A | 0 | 0 | 0 | 0 | 0 | 0 | 0 | 0.1363% | 1 | 50% | 0% | 0% | 0% | 8.2745 | 0 | 0 | 0 | 8.2745 | #N/A
2007-01-14 23:00 | 1 | 14 | 23 | 14.9167 | 335 | 28.94 | 35.24 | 1011 | 28.94 | 5.3429 | 0 | Heating | 0.71239 | #N/A | #N/A | #N/A | #N/A | 5.3429 | #N/A | #N/A | 3.188 | #N/A | 0 | 0 | 0 | 0 | 0 | 0 | 0 | 0.002375% | 1 | 50% | 0% | 0% | 0% | 8.2745 | 0 | 0 | 0 | 8.2745 | #N/A
2007-01-15 | 1 | 15 | 0 | 14.9584 | 336 | 28.04 | 35.42 | 1011 | 28.04 | 14.4152 | 0 | Heating | 1.922 | #N/A | #N/A | #N/A | #N/A | 14.4152 | #N/A | #N/A | 3.1545 | #N/A | 0 | 0 | 0 | 0 | 0 | 0 | 0 | 0.006407% | 1 | 50% | 0% | 0% | 0% | 8.2745 | 0 | 0 | 0 | 8.2745 | #N/A
2007-01-15 01:00 | 1 | 15 | 1 | 15 | 337 | 28.04 | 35.96 | 1011 | 28.04 | 19.0531 | 0 | Heating | 2.5404 | #N/A | #N/A | #N/A | #N/A | 19.0531 | #N/A | #N/A | 3.1545 | #N/A | 0 | 0 | 0 | 0 | 0 | 0 | 0 | 0.008468% | 1 | 50% | 0% | 0% | 0% | 8.2745 | 0 | 0 | 0 | 8.2745 | #N/A
2007-01-15 02:00 | 1 | 15 | 2 | 15.0417 | 338 | 28.04 | 35.42 | 1011 | 28.04 | 33.2348 | 0 | Heating | 4.4313 | #N/A | #N/A | #N/A | #N/A | 33.2348 | #N/A | #N/A | 3.1545 | #N/A | 0 | 0 | 0 | 0 | 0 | 0 | 0 | 0.01477% | 1 | 50% | 0% | 0% | 0% | 8.2745 | 0 | 0 | 0 | 8.2745 | #N/A
2007-01-15 03:00 | 1 | 15 | 3 | 15.0834 | 339 | 26.06 | 35.06 | 1011 | 26.06 | 48.221 | 0 | Heating | 6.4295 | #N/A | #N/A | #N/A | #N/A | 48.221 | #N/A | #N/A | 3.0859 | #N/A | 0 | 0 | 0 | 0 | 0 | 0 | 0 | 0.02143% | 1 | 50% | 0% | 0% | 0% | 8.2745 | 0 | 0 | 0 | 8.2745 | #N/A
2007-01-15 04:00 | 1 | 15 | 4 | 15.125 | 340 | 26.6 | 35.06 | 1011 | 26.6 | 60.9986 | 0 | Heating | 8.1331 | #N/A | #N/A | #N/A | #N/A | 60.9986 | #N/A | #N/A | 3.104 | #N/A | 0 | 0 | 0 | 0 | 0 | 0 | 0 | 0.02711% | 1 | 50% | 0% | 0% | 0% | 8.2745 | 0 | 0 | 0 | 8.2745 | #N/A
2007-01-15 05:00 | 1 | 15 | 5 | 15.1667 | 341 | 26.06 | 34.52 | 1011 | 26.06 | 74.8748 | 0 | Heating | 9.9833 | #N/A | #N/A | #N/A | #N/A | 74.8748 | #N/A | #N/A | 3.0859 | #N/A | 0 | 0 | 0 | 0 | 0 | 0 | 0 | 0.03328% | 1 | 50% | 0% | 0% | 0% | 8.2745 | 0 | 0 | 0 | 8.2745 | #N/A
2007-01-15 06:00 | 1 | 15 | 6 | 15.2084 | 342 | 26.6 | 34.16 | 1011 | 26.6 | 70.9839 | 0 | Heating | 9.4645 | #N/A | #N/A | #N/A | #N/A | 70.9839 | #N/A | #N/A | 3.104 | #N/A | 0 | 0 | 0 | 0 | 0 | 0 | 0 | 0.03155% | 1 | 50% | 0% | 0% | 0% | 8.2745 | 0 | 0 | 0 | 8.2745 | #N/A
2007-01-15 07:00 | 1 | 15 | 7 | 15.25 | 343 | 26.96 | 33.98 | 1011 | 26.96 | 603.9295 | 0 | Heating | 80.5239 | #N/A | #N/A | #N/A | #N/A | 603.9295 | #N/A | #N/A | 3.1163 | #N/A | 0 | 0 | 0 | 0 | 0 | 0 | 0 | 0.2684% | 1 | 50% | 0% | 0% | 0% | 8.2745 | 0 | 0 | 0 | 8.2745 | #N/A
2007-01-15 08:00 | 1 | 15 | 8 | 15.2917 | 344 | 26.96 | 32.9 | 1012 | 26.96 | 385.6411 | 0 | Heating | 51.4188 | #N/A | #N/A | #N/A | #N/A | 385.6411 | #N/A | #N/A | 3.1163 | #N/A | 0 | 0 | 0 | 0 | 0 | 0 | 0 | 0.1714% | 1 | 50% | 0% | 0% | 0% | 8.2745 | 0 | 0 | 0 | 8.2745 | #N/A
2007-01-15 09:00 | 1 | 15 | 9 | 15.3334 | 345 | 28.4 | 32.72 | 1013 | 28.4 | 178.5061 | 0 | Heating | 23.8008 | #N/A | #N/A | #N/A | #N/A | 178.5061 | #N/A | #N/A | 3.1678 | #N/A | 0 | 0 | 0 | 0 | 0 | 0 | 0 | 0.07934% | 1 | 50% | 0% | 0% | 0% | 8.2745 | 0 | 0 | 0 | 8.2745 | #N/A
2007-01-15 10:00 | 1 | 15 | 10 | 15.375 | 346 | 28.4 | 33.08 | 1013 | 28.4 | 160.6845 | 0 | Heating | 21.4246 | #N/A | #N/A | #N/A | #N/A | 160.6845 | #N/A | #N/A | 3.1678 | #N/A | 0 | 0 | 0 | 0 | 0 | 0 | 0 | 0.07142% | 1 | 50% | 0% | 0% | 0% | 8.2745 | 0 | 0 | 0 | 8.2745 | #N/A
2007-01-15 11:00 | 1 | 15 | 11 | 15.4167 | 347 | 30.2 | 33.44 | 1013 | 30.2 | 125.2671 | 0 | Heating | 16.7023 | #N/A | #N/A | #N/A | #N/A | 125.2671 | #N/A | #N/A | 3.2375 | #N/A | 0 | 0 | 0 | 0 | 0 | 0 | 0 | 0.05567% | 1 | 50% | 0% | 0% | 0% | 8.2745 | 0 | 0 | 0 | 8.2745 | #N/A
2007-01-15 12:00 | 1 | 15 | 12 | 15.4584 | 348 | 33.8 | 33.62 | 1013 | 33.8 | 72.0008 | 0 | Heating | 9.6001 | #N/A | #N/A | #N/A | #N/A | 72.0008 | #N/A | #N/A | 3.3963 | #N/A | 0 | 0 | 0 | 0 | 0 | 0 | 0 | 0.032% | 1 | 50% | 0% | 0% | 0% | 8.2745 | 0 | 0 | 0 | 8.2745 | #N/A
2007-01-15 13:00 | 1 | 15 | 13 | 15.5 | 349 | 33.08 | 33.98 | 1012 | 33.08 | 69.595 | 0 | Heating | 9.2793 | #N/A | #N/A | #N/A | #N/A | 69.595 | #N/A | #N/A | 3.3624 | #N/A | 0 | 0 | 0 | 0 | 0 | 0 | 0 | 0.03093% | 1 | 50% | 0% | 0% | 0% | 8.2745 | 0 | 0 | 0 | 8.2745 | #N/A
2007-01-15 14:00 | 1 | 15 | 14 | 15.5417 | 350 | 33.08 | 32.9 | 1012 | 33.08 | 23.913 | 0 | Heating | 3.1884 | #N/A | #N/A | #N/A | #N/A | 23.913 | #N/A | #N/A | 3.3624 | #N/A | 0 | 0 | 0 | 0 | 0 | 0 | 0 | 0.01063% | 1 | 50% | 0% | 0% | 0% | 8.2745 | 0 | 0 | 0 | 8.2745 | #N/A
2007-01-15 15:00 | 1 | 15 | 15 | 15.5834 | 351 | 35.06 | 31.64 | 1012 | 35.06 | 26.611 | 0 | Heating | 3.5481 | #N/A | #N/A | #N/A | #N/A | 26.611 | #N/A | #N/A | 3.4585 | #N/A | 0 | 0 | 0 | 0 | 0 | 0 | 0 | 0.01183% | 1 | 50% | 0% | 0% | 0% | 8.2745 | 0 | 0 | 0 | 8.2745 | #N/A
2007-01-15 16:00 | 1 | 15 | 16 | 15.625 | 352 | 35.06 | 30.02 | 1013 | 35.06 | 34.2135 | 0 | Heating | 4.5618 | #N/A | #N/A | #N/A | #N/A | 34.2135 | #N/A | #N/A | 3.4585 | #N/A | 0 | 0 | 0 | 0 | 0 | 0 | 0 | 0.01521% | 1 | 50% | 0% | 0% | 0% | 8.2745 | 0 | 0 | 0 | 8.2745 | #N/A
2007-01-15 17:00 | 1 | 15 | 17 | 15.6667 | 353 | 35.06 | 28.76 | 1013 | 35.06 | 31.6333 | 0 | Heating | 4.2178 | #N/A | #N/A | #N/A | #N/A | 31.6333 | #N/A | #N/A | 3.4585 | #N/A | 0 | 0 | 0 | 0 | 0 | 0 | 0 | 0.01406% | 1 | 50% | 0% | 0% | 0% | 8.2745 | 0 | 0 | 0 | 8.2745 | #N/A
2007-01-15 18:00 | 1 | 15 | 18 | 15.7084 | 354 | 35.96 | 27.32 | 1014 | 35.96 | 70.6311 | 0 | Heating | 9.4175 | #N/A | #N/A | #N/A | #N/A | 70.6311 | #N/A | #N/A | 3.5052 | #N/A | 0 | 0 | 0 | 0 | 0 | 0 | 0 | 0.03139% | 1 | 50% | 0% | 0% | 0% | 8.2745 | 0 | 0 | 0 | 8.2745 | #N/A
2007-01-15 19:00 | 1 | 15 | 19 | 15.75 | 355 | 37.4 | 26.06 | 1014 | 37.4 | 143.6271 | 0 | Heating | 19.1503 | #N/A | #N/A | #N/A | #N/A | 143.6271 | #N/A | #N/A | 3.5838 | #N/A | 0 | 0 | 0 | 0 | 0 | 0 | 0 | 0.06383% | 1 | 50% | 0% | 0% | 0% | 8.2745 | 0 | 0 | 0 | 8.2745 | #N/A
2007-01-15 20:00 | 1 | 15 | 20 | 15.7917 | 356 | 37.04 | 25.7 | 1014 | 37.04 | 187.8636 | 0 | Heating | 25.0485 | #N/A | #N/A | #N/A | #N/A | 187.8636 | #N/A | #N/A | 3.5637 | #N/A | 0 | 0 | 0 | 0 | 0 | 0 | 0 | 0.08349% | 1 | 50% | 0% | 0% | 0% | 8.2745 | 0 | 0 | 0 | 8.2745 | #N/A
2007-01-15 21:00 | 1 | 15 | 21 | 15.8334 | 357 | 37.04 | 25.34 | 1014 | 37.04 | 245.6706 | 0 | Heating | 32.7561 | #N/A | #N/A | #N/A | #N/A | 245.6706 | #N/A | #N/A | 3.5637 | #N/A | 0 | 0 | 0 | 0 | 0 | 0 | 0 | 0.1092% | 1 | 50% | 0% | 0% | 0% | 8.2745 | 0 | 0 | 0 | 8.2745 | #N/A
2007-01-15 22:00 | 1 | 15 | 22 | 15.875 | 358 | 37.4 | 24.98 | 1014 | 37.4 | 284.3738 | 0 | Heating | 37.9165 | #N/A | #N/A | #N/A | #N/A | 284.3738 | #N/A | #N/A | 3.5838 | #N/A | 0 | 0 | 0 | 0 | 0 | 0 | 0 | 0.1264% | 1 | 50% | 0% | 0% | 0% | 8.2745 | 0 | 0 | 0 | 8.2745 | #N/A
2007-01-15 23:00 | 1 | 15 | 23 | 15.9167 | 359 | 37.04 | 24.08 | 1014 | 37.04 | 7.7922 | 0 | Heating | 1.039 | #N/A | #N/A | #N/A | #N/A | 7.7922 | #N/A | #N/A | 3.5637 | #N/A | 0 | 0 | 0 | 0 | 0 | 0 | 0 | 0.003463% | 1 | 50% | 0% | 0% | 0% | 8.2745 | 0 | 0 | 0 | 8.2745 | #N/A
2007-01-16 | 1 | 16 | 0 | 15.9584 | 360 | 37.04 | 23.36 | 1014 | 37.04 | 38.1877 | 0 | Heating | 5.0917 | #N/A | #N/A | #N/A | #N/A | 38.1877 | #N/A | #N/A | 3.5637 | #N/A | 0 | 0 | 0 | 0 | 0 | 0 | 0 | 0.01697% | 1 | 50% | 0% | 0% | 0% | 8.2745 | 0 | 0 | 0 | 8.2745 | #N/A
2007-01-16 01:00 | 1 | 16 | 1 | 16 | 361 | 37.04 | 23 | 1014 | 37.04 | 75.3945 | 0 | Heating | 10.0526 | #N/A | #N/A | #N/A | #N/A | 75.3945 | #N/A | #N/A | 3.5637 | #N/A | 0 | 0 | 0 | 0 | 0 | 0 | 0 | 0.03351% | 1 | 50% | 0% | 0% | 0% | 8.2745 | 0 | 0 | 0 | 8.2745 | #N/A
2007-01-16 02:00 | 1 | 16 | 2 | 16.0417 | 362 | 37.04 | 22.82 | 1013 | 37.04 | 110.7913 | 0 | Heating | 14.7722 | #N/A | #N/A | #N/A | #N/A | 110.7913 | #N/A | #N/A | 3.5637 | #N/A | 0 | 0 | 0 | 0 | 0 | 0 | 0 | 0.04924% | 1 | 50% | 0% | 0% | 0% | 8.2745 | 0 | 0 | 0 | 8.2745 | #N/A
2007-01-16 03:00 | 1 | 16 | 3 | 16.0834 | 363 | 35.6 | 22.64 | 1013 | 35.6 | 142.2532 | 0 | Heating | 18.9671 | #N/A | #N/A | #N/A | #N/A | 142.2532 | #N/A | #N/A | 3.4863 | #N/A | 0 | 0 | 0 | 0 | 0 | 0 | 0 | 0.06322% | 1 | 50% | 0% | 0% | 0% | 8.2745 | 0 | 0 | 0 | 8.2745 | #N/A
2007-01-16 04:00 | 1 | 16 | 4 | 16.125 | 364 | 30.92 | 23 | 1013 | 30.92 | 171.5514 | 0 | Heating | 22.8735 | #N/A | #N/A | #N/A | #N/A | 171.5514 | #N/A | #N/A | 3.2671 | #N/A | 0 | 0 | 0 | 0 | 0 | 0 | 0 | 0.07625% | 1 | 50% | 0% | 0% | 0% | 8.2745 | 0 | 0 | 0 | 8.2745 | #N/A
2007-01-16 05:00 | 1 | 16 | 5 | 16.1667 | 365 | 30.92 | 22.1 | 1013 | 30.92 | 195.2681 | 0 | Heating | 26.0357 | #N/A | #N/A | #N/A | #N/A | 195.2681 | #N/A | #N/A | 3.2671 | #N/A | 0 | 0 | 0 | 0 | 0 | 0 | 0 | 0.08679% | 1 | 50% | 0% | 0% | 0% | 8.2745 | 0 | 0 | 0 | 8.2745 | #N/A
2007-01-16 06:00 | 1 | 16 | 6 | 16.2084 | 366 | 28.04 | 21.38 | 1014 | 28.04 | 197.1688 | 0 | Heating | 26.2892 | #N/A | #N/A | #N/A | #N/A | 197.1688 | #N/A | #N/A | 3.1545 | #N/A | 0 | 0 | 0 | 0 | 0 | 0 | 0 | 0.08763% | 1 | 50% | 0% | 0% | 0% | 8.2745 | 0 | 0 | 0 | 8.2745 | #N/A
2007-01-16 07:00 | 1 | 16 | 7 | 16.25 | 367 | 26.6 | 21.02 | 1014 | 26.6 | 669.2694 | 0 | Heating | 89.2359 | #N/A | #N/A | #N/A | #N/A | 669.2694 | #N/A | #N/A | 3.104 | #N/A | 0 | 0 | 0 | 0 | 0 | 0 | 0 | 0.2975% | 1 | 50% | 0% | 0% | 0% | 8.2745 | 0 | 0 | 0 | 8.2745 | #N/A
2007-01-16 08:00 | 1 | 16 | 8 | 16.2917 | 368 | 26.96 | 22.64 | 1015 | 26.96 | 423.7506 | 0 | Heating | 56.5001 | #N/A | #N/A | #N/A | #N/A | 423.7506 | #N/A | #N/A | 3.1163 | #N/A | 0 | 0 | 0 | 0 | 0 | 0 | 0 | 0.1883% | 1 | 50% | 0% | 0% | 0% | 8.2745 | 0 | 0 | 0 | 8.2745 | #N/A
2007-01-16 09:00 | 1 | 16 | 9 | 16.3334 | 369 | 26.6 | 24.98 | 1015 | 26.6 | 151.902 | 0 | Heating | 20.2536 | #N/A | #N/A | #N/A | #N/A | 151.902 | #N/A | #N/A | 3.104 | #N/A | 0 | 0 | 0 | 0 | 0 | 0 | 0 | 0.06751% | 1 | 50% | 0% | 0% | 0% | 8.2745 | 0 | 0 | 0 | 8.2745 | #N/A
2007-01-16 10:00 | 1 | 16 | 10 | 16.375 | 370 | 24.98 | 28.04 | 1016 | 24.98 | 102.8858 | 0 | Heating | 13.7181 | #N/A | #N/A | #N/A | #N/A | 102.8858 | #N/A | #N/A | 3.0513 | #N/A | 0 | 0 | 0 | 0 | 0 | 0 | 0 | 0.04573% | 1 | 50% | 0% | 0% | 0% | 8.2745 | 0 | 0 | 0 | 8.2745 | #N/A
2007-01-16 11:00 | 1 | 16 | 11 | 16.4167 | 371 | 24.98 | 28.4 | 1015 | 24.98 | 94.5179 | 0 | Heating | 12.6024 | #N/A | #N/A | #N/A | #N/A | 94.5179 | #N/A | #N/A | 3.0513 | #N/A | 0 | 0 | 0 | 0 | 0 | 0 | 0 | 0.04201% | 1 | 50% | 0% | 0% | 0% | 8.2745 | 0 | 0 | 0 | 8.2745 | #N/A
2007-01-16 12:00 | 1 | 16 | 12 | 16.4584 | 372 | 24.8 | 28.58 | 1014 | 24.8 | 72.1353 | 0 | Heating | 9.618 | #N/A | #N/A | #N/A | #N/A | 72.1353 | #N/A | #N/A | 3.0457 | #N/A | 0 | 0 | 0 | 0 | 0 | 0 | 0 | 0.03206% | 1 | 50% | 0% | 0% | 0% | 8.2745 | 0 | 0 | 0 | 8.2745 | #N/A
2007-01-16 13:00 | 1 | 16 | 13 | 16.5 | 373 | 24.8 | 28.94 | 1013 | 24.8 | 80.3986 | 0 | Heating | 10.7198 | #N/A | #N/A | #N/A | #N/A | 80.3986 | #N/A | #N/A | 3.0457 | #N/A | 0 | 0 | 0 | 0 | 0 | 0 | 0 | 0.03573% | 1 | 50% | 0% | 0% | 0% | 8.2745 | 0 | 0 | 0 | 8.2745 | #N/A
2007-01-16 14:00 | 1 | 16 | 14 | 16.5417 | 374 | 24.98 | 28.22 | 1012 | 24.98 | 27.723 | 0 | Heating | 3.6964 | #N/A | #N/A | #N/A | #N/A | 27.723 | #N/A | #N/A | 3.0513 | #N/A | 0 | 0 | 0 | 0 | 0 | 0 | 0 | 0.01232% | 1 | 50% | 0% | 0% | 0% | 8.2745 | 0 | 0 | 0 | 8.2745 | #N/A
2007-01-16 15:00 | 1 | 16 | 15 | 16.5834 | 375 | 21.92 | 27.32 | 1011 | 21.92 | 21.758 | 0 | Heating | 2.9011 | #N/A | #N/A | #N/A | #N/A | 21.758 | #N/A | #N/A | 2.9629 | #N/A | 0 | 0 | 0 | 0 | 0 | 0 | 0 | 0.00967% | 1 | 50% | 0% | 0% | 0% | 8.2745 | 0 | 0 | 0 | 8.2745 | #N/A
2007-01-16 16:00 | 1 | 16 | 16 | 16.625 | 376 | 21.2 | 26.06 | 1011 | 21.2 | 18.72 | 0 | Heating | 2.496 | #N/A | #N/A | #N/A | #N/A | 18.72 | #N/A | #N/A | 2.944 | #N/A | 0 | 0 | 0 | 0 | 0 | 0 | 0 | 0.00832% | 1 | 50% | 0% | 0% | 0% | 8.2745 | 0 | 0 | 0 | 8.2745 | #N/A
2007-01-16 17:00 | 1 | 16 | 17 | 16.6667 | 377 | 21.92 | 24.62 | 1011 | 21.92 | 10.9784 | 0 | Heating | 1.4638 | #N/A | #N/A | #N/A | #N/A | 10.9784 | #N/A | #N/A | 2.9629 | #N/A | 0 | 0 | 0 | 0 | 0 | 0 | 0 | 0.004879% | 1 | 50% | 0% | 0% | 0% | 8.2745 | 0 | 0 | 0 | 8.2745 | #N/A
2007-01-16 18:00 | 1 | 16 | 18 | 16.7084 | 378 | 19.04 | 23.36 | 1011 | 19.04 | 26.3594 | 0 | Heating | 3.5146 | #N/A | #N/A | #N/A | #N/A | 26.3594 | #N/A | #N/A | 2.8915 | #N/A | 0 | 0 | 0 | 0 | 0 | 0 | 0 | 0.01172% | 1 | 50% | 0% | 0% | 0% | 8.2745 | 0 | 0 | 0 | 8.2745 | #N/A
2007-01-16 19:00 | 1 | 16 | 19 | 16.75 | 379 | 19.04 | 21.92 | 1011 | 19.04 | 70.3574 | 0 | Heating | 9.381 | #N/A | #N/A | #N/A | #N/A | 70.3574 | #N/A | #N/A | 2.8915 | #N/A | 0 | 0 | 0 | 0 | 0 | 0 | 0 | 0.03127% | 1 | 50% | 0% | 0% | 0% | 8.2745 | 0 | 0 | 0 | 8.2745 | #N/A
2007-01-16 20:00 | 1 | 16 | 20 | 16.7917 | 380 | 19.04 | 21.02 | 1011 | 19.04 | 94.8621 | 0 | Heating | 12.6483 | #N/A | #N/A | #N/A | #N/A | 94.8621 | #N/A | #N/A | 2.8915 | #N/A | 0 | 0 | 0 | 0 | 0 | 0 | 0 | 0.04216% | 1 | 50% | 0% | 0% | 0% | 8.2745 | 0 | 0 | 0 | 8.2745 | #N/A
2007-01-16 21:00 | 1 | 16 | 21 | 16.8334 | 381 | 17.06 | 19.94 | 1011 | 17.06 | 139.4194 | 0 | Heating | 18.5893 | #N/A | #N/A | #N/A | #N/A | 139.4194 | #N/A | #N/A | 2.8481 | #N/A | 0 | 0 | 0 | 0 | 0 | 0 | 0 | 0.06196% | 1 | 50% | 0% | 0% | 0% | 8.2745 | 0 | 0 | 0 | 8.2745 | #N/A
2007-01-16 22:00 | 1 | 16 | 22 | 16.875 | 382 | 15.08 | 19.04 | 1010 | 15.08 | 183.1194 | 0 | Heating | 24.4159 | #N/A | #N/A | #N/A | #N/A | 183.1194 | #N/A | #N/A | 2.8087 | #N/A | 0 | 0 | 0 | 0 | 0 | 0 | 0 | 0.08139% | 1 | 50% | 0% | 0% | 0% | 8.2745 | 0 | 0 | 0 | 8.2745 | #N/A
2007-01-16 23:00 | 1 | 16 | 23 | 16.9167 | 383 | 15.08 | 18.5 | 1010 | 15.08 | 1.1512 | 0 | Heating | 0.15349 | #N/A | #N/A | #N/A | #N/A | 1.1512 | #N/A | #N/A | 2.8087 | #N/A | 0 | 0 | 0 | 0 | 0 | 0 | 0 | 0.0005116% | 1 | 50% | 0% | 0% | 0% | 8.2745 | 0 | 0 | 0 | 8.2745 | #N/A
2007-01-17 | 1 | 17 | 0 | 16.9584 | 384 | 12.92 | 18.14 | 1009 | 12.92 | 5.503 | 0 | Heating | 0.73373 | #N/A | #N/A | #N/A | #N/A | 5.503 | #N/A | #N/A | 2.7697 | #N/A | 0 | 0 | 0 | 0 | 0 | 0 | 0 | 0.002446% | 1 | 50% | 0% | 0% | 0% | 8.2745 | 0 | 0 | 0 | 8.2745 | #N/A
2007-01-17 01:00 | 1 | 17 | 1 | 17 | 385 | 12.02 | 17.96 | 1009 | 12.02 | 7.9919 | 0 | Heating | 1.0656 | #N/A | #N/A | #N/A | #N/A | 7.9919 | #N/A | #N/A | 2.7546 | #N/A | 0 | 0 | 0 | 0 | 0 | 0 | 0 | 0.003552% | 1 | 50% | 0% | 0% | 0% | 8.2745 | 0 | 0 | 0 | 8.2745 | #N/A
2007-01-17 02:00 | 1 | 17 | 2 | 17.0417 | 386 | 12.02 | 18.14 | 1009 | 12.02 | 10.2429 | 0 | Heating | 1.3657 | #N/A | #N/A | #N/A | #N/A | 10.2429 | #N/A | #N/A | 2.7546 | #N/A | 0 | 0 | 0 | 0 | 0 | 0 | 0 | 0.004552% | 1 | 50% | 0% | 0% | 0% | 8.2745 | 0 | 0 | 0 | 8.2745 | #N/A
2007-01-17 03:00 | 1 | 17 | 3 | 17.0834 | 387 | 8.96 | 18.32 | 1009 | 8.96 | 12.6925 | 0 | Heating | 1.6923 | #N/A | #N/A | #N/A | #N/A | 12.6925 | #N/A | #N/A | 2.7067 | #N/A | 0 | 0 | 0 | 0 | 0 | 0 | 0 | 0.005641% | 1 | 50% | 0% | 0% | 0% | 8.2745 | 0 | 0 | 0 | 8.2745 | #N/A
2007-01-17 04:00 | 1 | 17 | 4 | 17.125 | 388 | 6.08 | 19.04 | 1009 | 6.08 | 14.848 | 0 | Heating | 1.9797 | #N/A | #N/A | #N/A | #N/A | 14.848 | #N/A | #N/A | 2.6655 | #N/A | 0 | 0 | 0 | 0 | 0 | 0 | 0 | 0.006599% | 1 | 50% | 0% | 0% | 0% | 8.2745 | 0 | 0 | 0 | 8.2745 | #N/A
2007-01-17 05:00 | 1 | 17 | 5 | 17.1667 | 389 | 6.08 | 19.4 | 1008 | 6.08 | 17.9275 | 0 | Heating | 2.3903 | #N/A | #N/A | #N/A | #N/A | 17.9275 | #N/A | #N/A | 2.6655 | #N/A | 0 | 0 | 0 | 0 | 0 | 0 | 0 | 0.007968% | 1 | 50% | 0% | 0% | 0% | 8.2745 | 0 | 0 | 0 | 8.2745 | #N/A
2007-01-17 06:00 | 1 | 17 | 6 | 17.2084 | 390 | 3.92 | 20.12 | 1008 | 3.92 | 26.392 | 0 | Heating | 3.5189 | #N/A | #N/A | #N/A | #N/A | 26.392 | #N/A | #N/A | 2.6361 | #N/A | 0 | 0 | 0 | 0 | 0 | 0 | 0 | 0.01173% | 1 | 50% | 0% | 0% | 0% | 8.2745 | 0 | 0 | 0 | 8.2745 | #N/A
2007-01-17 07:00 | 1 | 17 | 7 | 17.25 | 391 | 3.02 | 21.02 | 1007 | 3.02 | 538.2996 | 0 | Heating | 71.7733 | #N/A | #N/A | #N/A | #N/A | 538.2996 | #N/A | #N/A | 2.6241 | #N/A | 0 | 0 | 0 | 0 | 0 | 0 | 0 | 0.2392% | 1 | 50% | 0% | 0% | 0% | 8.2745 | 0 | 0 | 0 | 8.2745 | #N/A
2007-01-17 08:00 | 1 | 17 | 8 | 17.2917 | 392 | 3.02 | 22.28 | 1008 | 3.02 | 311.9881 | 0 | Heating | 41.5984 | #N/A | #N/A | #N/A | #N/A | 311.9881 | #N/A | #N/A | 2.6241 | #N/A | 0 | 0 | 0 | 0 | 0 | 0 | 0 | 0.1387% | 1 | 50% | 0% | 0% | 0% | 8.2745 | 0 | 0 | 0 | 8.2745 | #N/A
2007-01-17 09:00 | 1 | 17 | 9 | 17.3334 | 393 | 6.08 | 24.26 | 1008 | 6.08 | 85.9234 | 0 | Heating | 11.4565 | #N/A | #N/A | #N/A | #N/A | 85.9234 | #N/A | #N/A | 2.6655 | #N/A | 0 | 0 | 0 | 0 | 0 | 0 | 0 | 0.03819% | 1 | 50% | 0% | 0% | 0% | 8.2745 | 0 | 0 | 0 | 8.2745 | #N/A
2007-01-17 10:00 | 1 | 17 | 10 | 17.375 | 394 | 8.06 | 26.96 | 1008 | 8.06 | 50.5761 | 0 | Heating | 6.7435 | #N/A | #N/A | #N/A | #N/A | 50.5761 | #N/A | #N/A | 2.6935 | #N/A | 0 | 0 | 0 | 0 | 0 | 0 | 0 | 0.02248% | 1 | 50% | 0% | 0% | 0% | 8.2745 | 0 | 0 | 0 | 8.2745 | #N/A
2007-01-17 11:00 | 1 | 17 | 11 | 17.4167 | 395 | 8.06 | 27.5 | 1007 | 8.06 | 35.8899 | 0 | Heating | 4.7853 | #N/A | #N/A | #N/A | #N/A | 35.8899 | #N/A | #N/A | 2.6935 | #N/A | 0 | 0 | 0 | 0 | 0 | 0 | 0 | 0.01595% | 1 | 50% | 0% | 0% | 0% | 8.2745 | 0 | 0 | 0 | 8.2745 | #N/A
2007-01-17 12:00 | 1 | 17 | 12 | 17.4584 | 396 | 12.92 | 27.68 | 1006 | 12.92 | 10.8201 | 0 | Heating | 1.4427 | #N/A | #N/A | #N/A | #N/A | 10.8201 | #N/A | #N/A | 2.7697 | #N/A | 0 | 0 | 0 | 0 | 0 | 0 | 0 | 0.004809% | 1 | 50% | 0% | 0% | 0% | 8.2745 | 0 | 0 | 0 | 8.2745 | #N/A
2007-01-17 13:00 | 1 | 17 | 13 | 17.5 | 397 | 15.98 | 28.04 | 1005 | 15.98 | 9.9271 | 0 | Heating | 1.3236 | #N/A | #N/A | #N/A | #N/A | 9.9271 | #N/A | #N/A | 2.8262 | #N/A | 0 | 0 | 0 | 0 | 0 | 0 | 0 | 0.004412% | 1 | 50% | 0% | 0% | 0% | 8.2745 | 0 | 0 | 0 | 8.2745 | #N/A
2007-01-17 14:00 | 1 | 17 | 14 | 17.5417 | 398 | 15.98 | 28.58 | 1005 | 15.98 | 5.1264 | 0 | Heating | 0.68351 | #N/A | #N/A | #N/A | #N/A | 5.1264 | #N/A | #N/A | 2.8262 | #N/A | 0 | 0 | 0 | 0 | 0 | 0 | 0 | 0.002278% | 1 | 50% | 0% | 0% | 0% | 8.2745 | 0 | 0 | 0 | 8.2745 | #N/A
2007-01-17 15:00 | 1 | 17 | 15 | 17.5834 | 399 | 17.96 | 28.94 | 1005 | 17.96 | 4.2714 | 0 | Heating | 0.56951 | #N/A | #N/A | #N/A | #N/A | 4.2714 | #N/A | #N/A | 2.8673 | #N/A | 0 | 0 | 0 | 0 | 0 | 0 | 0 | 0.001898% | 1 | 50% | 0% | 0% | 0% | 8.2745 | 0 | 0 | 0 | 8.2745 | #N/A
2007-01-17 16:00 | 1 | 17 | 16 | 17.625 | 400 | 17.96 | 28.94 | 1005 | 17.96 | 4.3364 | 0 | Heating | 0.57819 | #N/A | #N/A | #N/A | #N/A | 4.3364 | #N/A | #N/A | 2.8673 | #N/A | 0 | 0 | 0 | 0 | 0 | 0 | 0 | 0.001927% | 1 | 50% | 0% | 0% | 0% | 8.2745 | 0 | 0 | 0 | 8.2745 | #N/A
2007-01-17 17:00 | 1 | 17 | 17 | 17.6667 | 401 | 17.96 | 30.56 | 1005 | 17.96 | 2.8582 | 0 | Heating | 0.38109 | #N/A | #N/A | #N/A | #N/A | 2.8582 | #N/A | #N/A | 2.8673 | #N/A | 0 | 0 | 0 | 0 | 0 | 0 | 0 | 0.00127% | 1 | 50% | 0% | 0% | 0% | 8.2745 | 0 | 0 | 0 | 8.2745 | #N/A
2007-01-17 18:00 | 1 | 17 | 18 | 17.7084 | 402 | 15.08 | 32.36 | 1004 | 15.08 | 6.0051 | 0 | Heating | 0.80068 | #N/A | #N/A | #N/A | #N/A | 6.0051 | #N/A | #N/A | 2.8087 | #N/A | 0 | 0 | 0 | 0 | 0 | 0 | 0 | 0.002669% | 1 | 50% | 0% | 0% | 0% | 8.2745 | 0 | 0 | 0 | 8.2745 | #N/A
2007-01-17 19:00 | 1 | 17 | 19 | 17.75 | 403 | 15.08 | 33.98 | 1004 | 15.08 | 11.8074 | 0 | Heating | 1.5743 | #N/A | #N/A | #N/A | #N/A | 11.8074 | #N/A | #N/A | 2.8087 | #N/A | 0 | 0 | 0 | 0 | 0 | 0 | 0 | 0.005248% | 1 | 50% | 0% | 0% | 0% | 8.2745 | 0 | 0 | 0 | 8.2745 | #N/A
2007-01-17 20:00 | 1 | 17 | 20 | 17.7917 | 404 | 15.08 | 33.62 | 1004 | 15.08 | 18.5264 | 0 | Heating | 2.4702 | #N/A | #N/A | #N/A | #N/A | 18.5264 | #N/A | #N/A | 2.8087 | #N/A | 0 | 0 | 0 | 0 | 0 | 0 | 0 | 0.008234% | 1 | 50% | 0% | 0% | 0% | 8.2745 | 0 | 0 | 0 | 8.2745 | #N/A
2007-01-17 21:00 | 1 | 17 | 21 | 17.8334 | 405 | 14 | 33.26 | 1004 | 14 | 44.3913 | 0 | Heating | 5.9188 | #N/A | #N/A | #N/A | #N/A | 44.3913 | #N/A | #N/A | 2.7888 | #N/A | 0 | 0 | 0 | 0 | 0 | 0 | 0 | 0.01973% | 1 | 50% | 0% | 0% | 0% | 8.2745 | 0 | 0 | 0 | 8.2745 | #N/A
2007-01-17 22:00 | 1 | 17 | 22 | 17.875 | 406 | 14 | 33.08 | 1004 | 14 | 63.2338 | 0 | Heating | 8.4312 | #N/A | #N/A | #N/A | #N/A | 63.2338 | #N/A | #N/A | 2.7888 | #N/A | 0 | 0 | 0 | 0 | 0 | 0 | 0 | 0.0281% | 1 | 50% | 0% | 0% | 0% | 8.2745 | 0 | 0 | 0 | 8.2745 | #N/A
2007-01-17 23:00 | 1 | 17 | 23 | 17.9167 | 407 | 14 | 32.18 | 1004 | 14 | 0 | 0 | Cooling | 0 | #N/A | #N/A | #N/A | #N/A | 0 | 0 | 0 | 0 | 0 | 0 | #N/A | #N/A | 88 | 88 | 0 | #N/A | 0% | 1 | 50% | 0% | 0% | 0% | 8.2745 | 0 | 0 | 0 | 8.2745 | #N/A
2007-01-18 | 1 | 18 | 0 | 17.9584 | 408 | 12.92 | 31.46 | 1004 | 12.92 | 0 | 0 | Cooling | 0 | #N/A | #N/A | #N/A | #N/A | 0 | 0 | 0 | 0 | 0 | 0 | #N/A | #N/A | 88 | 88 | 0 | #N/A | 0% | 1 | 50% | 0% | 0% | 0% | 8.2745 | 0 | 0 | 0 | 8.2745 | #N/A
2007-01-18 01:00 | 1 | 18 | 1 | 18 | 409 | 12.92 | 30.92 | 1004 | 12.92 | 0 | 0 | Cooling | 0 | #N/A | #N/A | #N/A | #N/A | 0 | 0 | 0 | 0 | 0 | 0 | #N/A | #N/A | 88 | 88 | 0 | #N/A | 0% | 1 | 50% | 0% | 0% | 0% | 8.2745 | 0 | 0 | 0 | 8.2745 | #N/A
2007-01-18 02:00 | 1 | 18 | 2 | 18.0417 | 410 | 12.92 | 31.64 | 1004 | 12.92 | 0 | 0 | Cooling | 0 | #N/A | #N/A | #N/A | #N/A | 0 | 0 | 0 | 0 | 0 | 0 | #N/A | #N/A | 88 | 88 | 0 | #N/A | 0% | 1 | 50% | 0% | 0% | 0% | 8.2745 | 0 | 0 | 0 | 8.2745 | #N/A
2007-01-18 03:00 | 1 | 18 | 3 | 18.0834 | 411 | 14 | 32.72 | 1004 | 14 | 0 | 0 | Cooling | 0 | #N/A | #N/A | #N/A | #N/A | 0 | 0 | 0 | 0 | 0 | 0 | #N/A | #N/A | 88 | 88 | 0 | #N/A | 0% | 1 | 50% | 0% | 0% | 0% | 8.2745 | 0 | 0 | 0 | 8.2745 | #N/A
2007-01-18 04:00 | 1 | 18 | 4 | 18.125 | 412 | 15.08 | 33.98 | 1004 | 15.08 | 0 | 0 | Cooling | 0 | #N/A | #N/A | #N/A | #N/A | 0 | 0 | 0 | 0 | 0 | 0 | #N/A | #N/A | 88 | 88 | 0 | #N/A | 0% | 1 | 50% | 0% | 0% | 0% | 8.2745 | 0 | 0 | 0 | 8.2745 | #N/A
2007-01-18 05:00 | 1 | 18 | 5 | 18.1667 | 413 | 15.08 | 33.8 | 1004 | 15.08 | 0.38406 | 0 | Heating | 0.051208 | #N/A | #N/A | #N/A | #N/A | 0.38406 | #N/A | #N/A | 2.8087 | #N/A | 0 | 0 | 0 | 0 | 0 | 0 | 0 | 0.0001707% | 1 | 50% | 0% | 0% | 0% | 8.2745 | 0 | 0 | 0 | 8.2745 | #N/A
2007-01-18 06:00 | 1 | 18 | 6 | 18.2084 | 414 | 15.98 | 33.8 | 1004 | 15.98 | 0.55441 | 0 | Heating | 0.073921 | #N/A | #N/A | #N/A | #N/A | 0.55441 | #N/A | #N/A | 2.8262 | #N/A | 0 | 0 | 0 | 0 | 0 | 0 | 0 | 0.0002464% | 1 | 50% | 0% | 0% | 0% | 8.2745 | 0 | 0 | 0 | 8.2745 | #N/A
2007-01-18 07:00 | 1 | 18 | 7 | 18.25 | 415 | 17.06 | 33.98 | 1004 | 17.06 | 272.6651 | 0 | Heating | 36.3553 | #N/A | #N/A | #N/A | #N/A | 272.6651 | #N/A | #N/A | 2.8481 | #N/A | 0 | 0 | 0 | 0 | 0 | 0 | 0 | 0.1212% | 1 | 50% | 0% | 0% | 0% | 8.2745 | 0 | 0 | 0 | 8.2745 | #N/A
2007-01-18 08:00 | 1 | 18 | 8 | 18.2917 | 416 | 17.96 | 33.62 | 1005 | 17.96 | 133.199 | 0 | Heating | 17.7599 | #N/A | #N/A | #N/A | #N/A | 133.199 | #N/A | #N/A | 2.8673 | #N/A | 0 | 0 | 0 | 0 | 0 | 0 | 0 | 0.0592% | 1 | 50% | 0% | 0% | 0% | 8.2745 | 0 | 0 | 0 | 8.2745 | #N/A
2007-01-18 09:00 | 1 | 18 | 9 | 18.3334 | 417 | 21.92 | 33.98 | 1005 | 21.92 | 13.9737 | 0 | Heating | 1.8632 | #N/A | #N/A | #N/A | #N/A | 13.9737 | #N/A | #N/A | 2.9629 | #N/A | 0 | 0 | 0 | 0 | 0 | 0 | 0 | 0.006211% | 1 | 50% | 0% | 0% | 0% | 8.2745 | 0 | 0 | 0 | 8.2745 | #N/A
2007-01-18 10:00 | 1 | 18 | 10 | 18.375 | 418 | 24.08 | 35.06 | 1005 | 24.08 | 12.561 | 0 | Heating | 1.6748 | #N/A | #N/A | #N/A | #N/A | 12.561 | #N/A | #N/A | 3.0238 | #N/A | 0 | 0 | 0 | 0 | 0 | 0 | 0 | 0.005583% | 1 | 50% | 0% | 0% | 0% | 8.2745 | 0 | 0 | 0 | 8.2745 | #N/A
2007-01-18 11:00 | 1 | 18 | 11 | 18.4167 | 419 | 24.08 | 35.24 | 1005 | 24.08 | 11.9209 | 0 | Heating | 1.5895 | #N/A | #N/A | #N/A | #N/A | 11.9209 | #N/A | #N/A | 3.0238 | #N/A | 0 | 0 | 0 | 0 | 0 | 0 | 0 | 0.005298% | 1 | 50% | 0% | 0% | 0% | 8.2745 | 0 | 0 | 0 | 8.2745 | #N/A
2007-01-18 12:00 | 1 | 18 | 12 | 18.4584 | 420 | 28.94 | 35.06 | 1004 | 28.94 | 9.8072 | 0 | Heating | 1.3076 | #N/A | #N/A | #N/A | #N/A | 9.8072 | #N/A | #N/A | 3.188 | #N/A | 0 | 0 | 0 | 0 | 0 | 0 | 0 | 0.004359% | 1 | 50% | 0% | 0% | 0% | 8.2745 | 0 | 0 | 0 | 8.2745 | #N/A
2007-01-18 13:00 | 1 | 18 | 13 | 18.5 | 421 | 28.94 | 35.06 | 1004 | 28.94 | 11.0018 | 0 | Heating | 1.4669 | #N/A | #N/A | #N/A | #N/A | 11.0018 | #N/A | #N/A | 3.188 | #N/A | 0 | 0 | 0 | 0 | 0 | 0 | 0 | 0.00489% | 1 | 50% | 0% | 0% | 0% | 8.2745 | 0 | 0 | 0 | 8.2745 | #N/A
2007-01-18 14:00 | 1 | 18 | 14 | 18.5417 | 422 | 28.94 | 34.88 | 1004 | 28.94 | 5.4328 | 0 | Heating | 0.72438 | #N/A | #N/A | #N/A | #N/A | 5.4328 | #N/A | #N/A | 3.188 | #N/A | 0 | 0 | 0 | 0 | 0 | 0 | 0 | 0.002415% | 1 | 50% | 0% | 0% | 0% | 8.2745 | 0 | 0 | 0 | 8.2745 | #N/A
2007-01-18 15:00 | 1 | 18 | 15 | 18.5834 | 423 | 32 | 34.7 | 1003 | 32 | 5.6041 | 0 | Heating | 0.74721 | #N/A | #N/A | #N/A | #N/A | 5.6041 | #N/A | #N/A | 3.3135 | #N/A | 0 | 0 | 0 | 0 | 0 | 0 | 0 | 0.002491% | 1 | 50% | 0% | 0% | 0% | 8.2745 | 0 | 0 | 0 | 8.2745 | #N/A
2007-01-18 16:00 | 1 | 18 | 16 | 18.625 | 424 | 33.98 | 33.98 | 1003 | 33.98 | 6.0863 | 0 | Heating | 0.81151 | #N/A | #N/A | #N/A | #N/A | 6.0863 | #N/A | #N/A | 3.405 | #N/A | 0 | 0 | 0 | 0 | 0 | 0 | 0 | 0.002705% | 1 | 50% | 0% | 0% | 0% | 8.2745 | 0 | 0 | 0 | 8.2745 | #N/A
2007-01-18 17:00 | 1 | 18 | 17 | 18.6667 | 425 | 33.98 | 33.26 | 1003 | 33.98 | 4.655 | 0 | Heating | 0.62067 | #N/A | #N/A | #N/A | #N/A | 4.655 | #N/A | #N/A | 3.405 | #N/A | 0 | 0 | 0 | 0 | 0 | 0 | 0 | 0.002069% | 1 | 50% | 0% | 0% | 0% | 8.2745 | 0 | 0 | 0 | 8.2745 | #N/A
2007-01-18 18:00 | 1 | 18 | 18 | 18.7084 | 426 | 33.98 | 32.72 | 1004 | 33.98 | 7.8097 | 0 | Heating | 1.0413 | #N/A | #N/A | #N/A | #N/A | 7.8097 | #N/A | #N/A | 3.405 | #N/A | 0 | 0 | 0 | 0 | 0 | 0 | 0 | 0.003471% | 1 | 50% | 0% | 0% | 0% | 8.2745 | 0 | 0 | 0 | 8.2745 | #N/A
2007-01-18 19:00 | 1 | 18 | 19 | 18.75 | 427 | 33.08 | 32 | 1004 | 33.08 | 13.4089 | 0 | Heating | 1.7878 | #N/A | #N/A | #N/A | #N/A | 13.4089 | #N/A | #N/A | 3.3624 | #N/A | 0 | 0 | 0 | 0 | 0 | 0 | 0 | 0.005959% | 1 | 50% | 0% | 0% | 0% | 8.2745 | 0 | 0 | 0 | 8.2745 | #N/A
2007-01-18 20:00 | 1 | 18 | 20 | 18.7917 | 428 | 33.08 | 31.64 | 1004 | 33.08 | 32.9873 | 0 | Heating | 4.3983 | #N/A | #N/A | #N/A | #N/A | 32.9873 | #N/A | #N/A | 3.3624 | #N/A | 0 | 0 | 0 | 0 | 0 | 0 | 0 | 0.01466% | 1 | 50% | 0% | 0% | 0% | 8.2745 | 0 | 0 | 0 | 8.2745 | #N/A
2007-01-18 21:00 | 1 | 18 | 21 | 18.8334 | 429 | 33.08 | 31.28 | 1004 | 33.08 | 78.3152 | 0 | Heating | 10.442 | #N/A | #N/A | #N/A | #N/A | 78.3152 | #N/A | #N/A | 3.3624 | #N/A | 0 | 0 | 0 | 0 | 0 | 0 | 0 | 0.03481% | 1 | 50% | 0% | 0% | 0% | 8.2745 | 0 | 0 | 0 | 8.2745 | #N/A
2007-01-18 22:00 | 1 | 18 | 22 | 18.875 | 430 | 32 | 30.92 | 1004 | 32 | 106.0146 | 0 | Heating | 14.1353 | #N/A | #N/A | #N/A | #N/A | 106.0146 | #N/A | #N/A | 3.3135 | #N/A | 0 | 0 | 0 | 0 | 0 | 0 | 0 | 0.04712% | 1 | 50% | 0% | 0% | 0% | 8.2745 | 0 | 0 | 0 | 8.2745 | #N/A
2007-01-18 23:00 | 1 | 18 | 23 | 18.9167 | 431 | 32 | 30.74 | 1004 | 32 | 0 | 0 | Cooling | 0 | #N/A | #N/A | #N/A | #N/A | 0 | 0 | 0 | 0 | 0 | 0 | #N/A | #N/A | 88 | 88 | 0 | #N/A | 0% | 1 | 50% | 0% | 0% | 0% | 8.2745 | 0 | 0 | 0 | 8.2745 | #N/A
2007-01-19 | 1 | 19 | 0 | 18.9584 | 432 | 32 | 30.74 | 1003 | 32 | 0 | 0 | Cooling | 0 | #N/A | #N/A | #N/A | #N/A | 0 | 0 | 0 | 0 | 0 | 0 | #N/A | #N/A | 88 | 88 | 0 | #N/A | 0% | 1 | 50% | 0% | 0% | 0% | 8.2745 | 0 | 0 | 0 | 8.2745 | #N/A
2007-01-19 01:00 | 1 | 19 | 1 | 19 | 433 | 30.92 | 30.92 | 1003 | 30.92 | 0.38252 | 0 | Heating | 0.051003 | #N/A | #N/A | #N/A | #N/A | 0.38252 | #N/A | #N/A | 3.2671 | #N/A | 0 | 0 | 0 | 0 | 0 | 0 | 0 | 0.00017% | 1 | 50% | 0% | 0% | 0% | 8.2745 | 0 | 0 | 0 | 8.2745 | #N/A
2007-01-19 02:00 | 1 | 19 | 2 | 19.0417 | 434 | 30.92 | 30.38 | 1003 | 30.92 | 2.8099 | 0 | Heating | 0.37465 | #N/A | #N/A | #N/A | #N/A | 2.8099 | #N/A | #N/A | 3.2671 | #N/A | 0 | 0 | 0 | 0 | 0 | 0 | 0 | 0.001249% | 1 | 50% | 0% | 0% | 0% | 8.2745 | 0 | 0 | 0 | 8.2745 | #N/A
2007-01-19 03:00 | 1 | 19 | 3 | 19.0834 | 435 | 30.02 | 30.02 | 1003 | 30.02 | 5.2549 | 0 | Heating | 0.70066 | #N/A | #N/A | #N/A | #N/A | 5.2549 | #N/A | #N/A | 3.2302 | #N/A | 0 | 0 | 0 | 0 | 0 | 0 | 0 | 0.002336% | 1 | 50% | 0% | 0% | 0% | 8.2745 | 0 | 0 | 0 | 8.2745 | #N/A
2007-01-19 04:00 | 1 | 19 | 4 | 19.125 | 436 | 30.2 | 30.02 | 1003 | 30.2 | 7.3562 | 0 | Heating | 0.98083 | #N/A | #N/A | #N/A | #N/A | 7.3562 | #N/A | #N/A | 3.2375 | #N/A | 0 | 0 | 0 | 0 | 0 | 0 | 0 | 0.003269% | 1 | 50% | 0% | 0% | 0% | 8.2745 | 0 | 0 | 0 | 8.2745 | #N/A
2007-01-19 05:00 | 1 | 19 | 5 | 19.1667 | 437 | 30.02 | 30.02 | 1003 | 30.02 | 9.4468 | 0 | Heating | 1.2596 | #N/A | #N/A | #N/A | #N/A | 9.4468 | #N/A | #N/A | 3.2302 | #N/A | 0 | 0 | 0 | 0 | 0 | 0 | 0 | 0.004199% | 1 | 50% | 0% | 0% | 0% | 8.2745 | 0 | 0 | 0 | 8.2745 | #N/A
2007-01-19 06:00 | 1 | 19 | 6 | 19.2084 | 438 | 28.4 | 30.38 | 1004 | 28.4 | 9.8702 | 0 | Heating | 1.316 | #N/A | #N/A | #N/A | #N/A | 9.8702 | #N/A | #N/A | 3.1678 | #N/A | 0 | 0 | 0 | 0 | 0 | 0 | 0 | 0.004387% | 1 | 50% | 0% | 0% | 0% | 8.2745 | 0 | 0 | 0 | 8.2745 | #N/A
2007-01-19 07:00 | 1 | 19 | 7 | 19.25 | 439 | 28.4 | 30.92 | 1004 | 28.4 | 364.9232 | 0 | Heating | 48.6564 | #N/A | #N/A | #N/A | #N/A | 364.9232 | #N/A | #N/A | 3.1678 | #N/A | 0 | 0 | 0 | 0 | 0 | 0 | 0 | 0.1622% | 1 | 50% | 0% | 0% | 0% | 8.2745 | 0 | 0 | 0 | 8.2745 | #N/A
2007-01-19 08:00 | 1 | 19 | 8 | 19.2917 | 440 | 28.94 | 30.92 | 1004 | 28.94 | 232.381 | 0 | Heating | 30.9841 | #N/A | #N/A | #N/A | #N/A | 232.381 | #N/A | #N/A | 3.188 | #N/A | 0 | 0 | 0 | 0 | 0 | 0 | 0 | 0.1033% | 1 | 50% | 0% | 0% | 0% | 8.2745 | 0 | 0 | 0 | 8.2745 | #N/A
2007-01-19 09:00 | 1 | 19 | 9 | 19.3334 | 441 | 28.4 | 31.64 | 1005 | 28.4 | 159.689 | 0 | Heating | 21.2919 | #N/A | #N/A | #N/A | #N/A | 159.689 | #N/A | #N/A | 3.1678 | #N/A | 0 | 0 | 0 | 0 | 0 | 0 | 0 | 0.07097% | 1 | 50% | 0% | 0% | 0% | 8.2745 | 0 | 0 | 0 | 8.2745 | #N/A
2007-01-19 10:00 | 1 | 19 | 10 | 19.375 | 442 | 28.4 | 33.08 | 1005 | 28.4 | 157.6476 | 0 | Heating | 21.0197 | #N/A | #N/A | #N/A | #N/A | 157.6476 | #N/A | #N/A | 3.1678 | #N/A | 0 | 0 | 0 | 0 | 0 | 0 | 0 | 0.07007% | 1 | 50% | 0% | 0% | 0% | 8.2745 | 0 | 0 | 0 | 8.2745 | #N/A
2007-01-19 11:00 | 1 | 19 | 11 | 19.4167 | 443 | 28.94 | 32.18 | 1005 | 28.94 | 173.7438 | 0 | Heating | 23.1658 | #N/A | #N/A | #N/A | #N/A | 173.7438 | #N/A | #N/A | 3.188 | #N/A | 0 | 0 | 0 | 0 | 0 | 0 | 0 | 0.07722% | 1 | 50% | 0% | 0% | 0% | 8.2745 | 0 | 0 | 0 | 8.2745 | #N/A
2007-01-19 12:00 | 1 | 19 | 12 | 19.4584 | 444 | 32 | 31.1 | 1005 | 32 | 156.765 | 0 | Heating | 20.902 | #N/A | #N/A | #N/A | #N/A | 156.765 | #N/A | #N/A | 3.3135 | #N/A | 0 | 0 | 0 | 0 | 0 | 0 | 0 | 0.06967% | 1 | 50% | 0% | 0% | 0% | 8.2745 | 0 | 0 | 0 | 8.2745 | #N/A
2007-01-19 13:00 | 1 | 19 | 13 | 19.5 | 445 | 35.96 | 30.02 | 1005 | 35.96 | 145.3688 | 0 | Heating | 19.3825 | #N/A | #N/A | #N/A | #N/A | 145.3688 | #N/A | #N/A | 3.5052 | #N/A | 0 | 0 | 0 | 0 | 0 | 0 | 0 | 0.06461% | 1 | 50% | 0% | 0% | 0% | 8.2745 | 0 | 0 | 0 | 8.2745 | #N/A
2007-01-19 14:00 | 1 | 19 | 14 | 19.5417 | 446 | 35.96 | 30.2 | 1005 | 35.96 | 140.695 | 0 | Heating | 18.7593 | #N/A | #N/A | #N/A | #N/A | 140.695 | #N/A | #N/A | 3.5052 | #N/A | 0 | 0 | 0 | 0 | 0 | 0 | 0 | 0.06253% | 1 | 50% | 0% | 0% | 0% | 8.2745 | 0 | 0 | 0 | 8.2745 | #N/A
2007-01-19 15:00 | 1 | 19 | 15 | 19.5834 | 447 | 35.06 | 30.38 | 1006 | 35.06 | 202.8525 | 0 | Heating | 27.047 | #N/A | #N/A | #N/A | #N/A | 202.8525 | #N/A | #N/A | 3.4585 | #N/A | 0 | 0 | 0 | 0 | 0 | 0 | 0 | 0.09016% | 1 | 50% | 0% | 0% | 0% | 8.2745 | 0 | 0 | 0 | 8.2745 | #N/A
2007-01-19 16:00 | 1 | 19 | 16 | 19.625 | 448 | 35.06 | 30.02 | 1006 | 35.06 | 214.4208 | 0 | Heating | 28.5894 | #N/A | #N/A | #N/A | #N/A | 214.4208 | #N/A | #N/A | 3.4585 | #N/A | 0 | 0 | 0 | 0 | 0 | 0 | 0 | 0.0953% | 1 | 50% | 0% | 0% | 0% | 8.2745 | 0 | 0 | 0 | 8.2745 | #N/A
2007-01-19 17:00 | 1 | 19 | 17 | 19.6667 | 449 | 35.06 | 29.3 | 1006 | 35.06 | 191.3567 | 0 | Heating | 25.5142 | #N/A | #N/A | #N/A | #N/A | 191.3567 | #N/A | #N/A | 3.4585 | #N/A | 0 | 0 | 0 | 0 | 0 | 0 | 0 | 0.08505% | 1 | 50% | 0% | 0% | 0% | 8.2745 | 0 | 0 | 0 | 8.2745 | #N/A
2007-01-19 18:00 | 1 | 19 | 18 | 19.7084 | 450 | 33.08 | 28.76 | 1006 | 33.08 | 212.5357 | 0 | Heating | 28.3381 | #N/A | #N/A | #N/A | #N/A | 212.5357 | #N/A | #N/A | 3.3624 | #N/A | 0 | 0 | 0 | 0 | 0 | 0 | 0 | 0.09446% | 1 | 50% | 0% | 0% | 0% | 8.2745 | 0 | 0 | 0 | 8.2745 | #N/A
2007-01-19 19:00 | 1 | 19 | 19 | 19.75 | 451 | 30.92 | 28.04 | 1006 | 30.92 | 0 | 0 | Cooling | 0 | #N/A | #N/A | #N/A | #N/A | 0 | 0 | 0 | 0 | 0 | 0 | #N/A | #N/A | 88 | 88 | 0 | #N/A | 0% | 1 | 50% | 0% | 0% | 0% | 8.2745 | 0 | 0 | 0 | 8.2745 | #N/A
2007-01-19 20:00 | 1 | 19 | 20 | 19.7917 | 452 | 30.92 | 27.32 | 1006 | 30.92 | 3.818 | 0 | Heating | 0.50907 | #N/A | #N/A | #N/A | #N/A | 3.818 | #N/A | #N/A | 3.2671 | #N/A | 0 | 0 | 0 | 0 | 0 | 0 | 0 | 0.001697% | 1 | 50% | 0% | 0% | 0% | 8.2745 | 0 | 0 | 0 | 8.2745 | #N/A
2007-01-19 21:00 | 1 | 19 | 21 | 19.8334 | 453 | 30.2 | 26.6 | 1006 | 30.2 | 5.6921 | 0 | Heating | 0.75894 | #N/A | #N/A | #N/A | #N/A | 5.6921 | #N/A | #N/A | 3.2375 | #N/A | 0 | 0 | 0 | 0 | 0 | 0 | 0 | 0.00253% | 1 | 50% | 0% | 0% | 0% | 8.2745 | 0 | 0 | 0 | 8.2745 | #N/A
2007-01-19 22:00 | 1 | 19 | 22 | 19.875 | 454 | 30.2 | 26.06 | 1006 | 30.2 | 9.1598 | 0 | Heating | 1.2213 | #N/A | #N/A | #N/A | #N/A | 9.1598 | #N/A | #N/A | 3.2375 | #N/A | 0 | 0 | 0 | 0 | 0 | 0 | 0 | 0.004071% | 1 | 50% | 0% | 0% | 0% | 8.2745 | 0 | 0 | 0 | 8.2745 | #N/A
2007-01-19 23:00 | 1 | 19 | 23 | 19.9167 | 455 | 30.02 | 26.6 | 1006 | 30.02 | 12.6634 | 0 | Heating | 1.6885 | #N/A | #N/A | #N/A | #N/A | 12.6634 | #N/A | #N/A | 3.2302 | #N/A | 0 | 0 | 0 | 0 | 0 | 0 | 0 | 0.005628% | 1 | 50% | 0% | 0% | 0% | 8.2745 | 0 | 0 | 0 | 8.2745 | #N/A
2007-01-20 | 1 | 20 | 0 | 19.9584 | 456 | 28.94 | 27.14 | 1006 | 28.94 | 16.1259 | 0 | Heating | 2.1501 | #N/A | #N/A | #N/A | #N/A | 16.1259 | #N/A | #N/A | 3.188 | #N/A | 0 | 0 | 0 | 0 | 0 | 0 | 0 | 0.007167% | 1 | 50% | 0% | 0% | 0% | 8.2745 | 0 | 0 | 0 | 8.2745 | #N/A
2007-01-20 01:00 | 1 | 20 | 1 | 20 | 457 | 28.04 | 28.04 | 1005 | 28.04 | 19.1506 | 0 | Heating | 2.5534 | #N/A | #N/A | #N/A | #N/A | 19.1506 | #N/A | #N/A | 3.1545 | #N/A | 0 | 0 | 0 | 0 | 0 | 0 | 0 | 0.008511% | 1 | 50% | 0% | 0% | 0% | 8.2745 | 0 | 0 | 0 | 8.2745 | #N/A
2007-01-20 02:00 | 1 | 20 | 2 | 20.0417 | 458 | 28.04 | 27.14 | 1005 | 28.04 | 33.7122 | 0 | Heating | 4.495 | #N/A | #N/A | #N/A | #N/A | 33.7122 | #N/A | #N/A | 3.1545 | #N/A | 0 | 0 | 0 | 0 | 0 | 0 | 0 | 0.01498% | 1 | 50% | 0% | 0% | 0% | 8.2745 | 0 | 0 | 0 | 8.2745 | #N/A
2007-01-20 03:00 | 1 | 20 | 3 | 20.0834 | 459 | 26.96 | 26.42 | 1005 | 26.96 | 49.6805 | 0 | Heating | 6.6241 | #N/A | #N/A | #N/A | #N/A | 49.6805 | #N/A | #N/A | 3.1163 | #N/A | 0 | 0 | 0 | 0 | 0 | 0 | 0 | 0.02208% | 1 | 50% | 0% | 0% | 0% | 8.2745 | 0 | 0 | 0 | 8.2745 | #N/A
2007-01-20 04:00 | 1 | 20 | 4 | 20.125 | 460 | 26.96 | 26.06 | 1004 | 26.96 | 64.9215 | 0 | Heating | 8.6562 | #N/A | #N/A | #N/A | #N/A | 64.9215 | #N/A | #N/A | 3.1163 | #N/A | 0 | 0 | 0 | 0 | 0 | 0 | 0 | 0.02885% | 1 | 50% | 0% | 0% | 0% | 8.2745 | 0 | 0 | 0 | 8.2745 | #N/A
2007-01-20 05:00 | 1 | 20 | 5 | 20.1667 | 461 | 26.96 | 23.72 | 1005 | 26.96 | 89.6795 | 0 | Heating | 11.9573 | #N/A | #N/A | #N/A | #N/A | 89.6795 | #N/A | #N/A | 3.1163 | #N/A | 0 | 0 | 0 | 0 | 0 | 0 | 0 | 0.03986% | 1 | 50% | 0% | 0% | 0% | 8.2745 | 0 | 0 | 0 | 8.2745 | #N/A
2007-01-20 06:00 | 1 | 20 | 6 | 20.2084 | 462 | 24.98 | 21.74 | 1005 | 24.98 | 101.0254 | 0 | Heating | 13.4701 | #N/A | #N/A | #N/A | #N/A | 101.0254 | #N/A | #N/A | 3.0513 | #N/A | 0 | 0 | 0 | 0 | 0 | 0 | 0 | 0.0449% | 1 | 50% | 0% | 0% | 0% | 8.2745 | 0 | 0 | 0 | 8.2745 | #N/A
2007-01-20 07:00 | 1 | 20 | 7 | 20.25 | 463 | 24.98 | 19.94 | 1005 | 24.98 | 94.544 | 0 | Heating | 12.6059 | #N/A | #N/A | #N/A | #N/A | 94.544 | #N/A | #N/A | 3.0513 | #N/A | 0 | 0 | 0 | 0 | 0 | 0 | 0 | 0.04202% | 1 | 50% | 0% | 0% | 0% | 8.2745 | 0 | 0 | 0 | 8.2745 | #N/A
2007-01-20 08:00 | 1 | 20 | 8 | 20.2917 | 464 | 24.98 | 19.58 | 1006 | 24.98 | 82.0017 | 0 | Heating | 10.9336 | #N/A | #N/A | #N/A | #N/A | 82.0017 | #N/A | #N/A | 3.0513 | #N/A | 0 | 0 | 0 | 0 | 0 | 0 | 0 | 0.03645% | 1 | 50% | 0% | 0% | 0% | 8.2745 | 0 | 0 | 0 | 8.2745 | #N/A
2007-01-20 09:00 | 1 | 20 | 9 | 20.3334 | 465 | 23 | 19.94 | 1006 | 23 | 63.2301 | 0 | Heating | 8.4307 | #N/A | #N/A | #N/A | #N/A | 63.2301 | #N/A | #N/A | 2.9925 | #N/A | 0 | 0 | 0 | 0 | 0 | 0 | 0 | 0.0281% | 1 | 50% | 0% | 0% | 0% | 8.2745 | 0 | 0 | 0 | 8.2745 | #N/A
2007-01-20 10:00 | 1 | 20 | 10 | 20.375 | 466 | 21.02 | 21.02 | 1006 | 21.02 | 60.6409 | 0 | Heating | 8.0854 | #N/A | #N/A | #N/A | #N/A | 60.6409 | #N/A | #N/A | 2.9394 | #N/A | 0 | 0 | 0 | 0 | 0 | 0 | 0 | 0.02695% | 1 | 50% | 0% | 0% | 0% | 8.2745 | 0 | 0 | 0 | 8.2745 | #N/A
2007-01-20 11:00 | 1 | 20 | 11 | 20.4167 | 467 | 21.02 | 21.74 | 1006 | 21.02 | 85.0837 | 0 | Heating | 11.3445 | #N/A | #N/A | #N/A | #N/A | 85.0837 | #N/A | #N/A | 2.9394 | #N/A | 0 | 0 | 0 | 0 | 0 | 0 | 0 | 0.03781% | 1 | 50% | 0% | 0% | 0% | 8.2745 | 0 | 0 | 0 | 8.2745 | #N/A
2007-01-20 12:00 | 1 | 20 | 12 | 20.4584 | 468 | 19.94 | 22.28 | 1005 | 19.94 | 68.6202 | 0 | Heating | 9.1494 | #N/A | #N/A | #N/A | #N/A | 68.6202 | #N/A | #N/A | 2.9127 | #N/A | 0 | 0 | 0 | 0 | 0 | 0 | 0 | 0.0305% | 1 | 50% | 0% | 0% | 0% | 8.2745 | 0 | 0 | 0 | 8.2745 | #N/A
2007-01-20 13:00 | 1 | 20 | 13 | 20.5 | 469 | 19.94 | 23 | 1005 | 19.94 | 62.4627 | 0 | Heating | 8.3284 | #N/A | #N/A | #N/A | #N/A | 62.4627 | #N/A | #N/A | 2.9127 | #N/A | 0 | 0 | 0 | 0 | 0 | 0 | 0 | 0.02776% | 1 | 50% | 0% | 0% | 0% | 8.2745 | 0 | 0 | 0 | 8.2745 | #N/A
2007-01-20 14:00 | 1 | 20 | 14 | 20.5417 | 470 | 19.94 | 20.84 | 1005 | 19.94 | 68.6072 | 0 | Heating | 9.1476 | #N/A | #N/A | #N/A | #N/A | 68.6072 | #N/A | #N/A | 2.9127 | #N/A | 0 | 0 | 0 | 0 | 0 | 0 | 0 | 0.03049% | 1 | 50% | 0% | 0% | 0% | 8.2745 | 0 | 0 | 0 | 8.2745 | #N/A
2007-01-20 15:00 | 1 | 20 | 15 | 20.5834 | 471 | 19.04 | 18.68 | 1005 | 19.04 | 72.8574 | 0 | Heating | 9.7143 | #N/A | #N/A | #N/A | #N/A | 72.8574 | #N/A | #N/A | 2.8915 | #N/A | 0 | 0 | 0 | 0 | 0 | 0 | 0 | 0.03238% | 1 | 50% | 0% | 0% | 0% | 8.2745 | 0 | 0 | 0 | 8.2745 | #N/A
2007-01-20 16:00 | 1 | 20 | 16 | 20.625 | 472 | 17.96 | 15.98 | 1005 | 17.96 | 92.9568 | 0 | Heating | 12.3942 | #N/A | #N/A | #N/A | #N/A | 92.9568 | #N/A | #N/A | 2.8673 | #N/A | 0 | 0 | 0 | 0 | 0 | 0 | 0 | 0.04131% | 1 | 50% | 0% | 0% | 0% | 8.2745 | 0 | 0 | 0 | 8.2745 | #N/A
2007-01-20 17:00 | 1 | 20 | 17 | 20.6667 | 473 | 17.96 | 15.26 | 1005 | 17.96 | 114.0912 | 0 | Heating | 15.2122 | #N/A | #N/A | #N/A | #N/A | 114.0912 | #N/A | #N/A | 2.8673 | #N/A | 0 | 0 | 0 | 0 | 0 | 0 | 0 | 0.05071% | 1 | 50% | 0% | 0% | 0% | 8.2745 | 0 | 0 | 0 | 8.2745 | #N/A
2007-01-20 18:00 | 1 | 20 | 18 | 20.7084 | 474 | 15.98 | 14.72 | 1005 | 15.98 | 157.7503 | 0 | Heating | 21.0334 | #N/A | #N/A | #N/A | #N/A | 157.7503 | #N/A | #N/A | 2.8262 | #N/A | 0 | 0 | 0 | 0 | 0 | 0 | 0 | 0.07011% | 1 | 50% | 0% | 0% | 0% | 8.2745 | 0 | 0 | 0 | 8.2745 | #N/A
2007-01-20 19:00 | 1 | 20 | 19 | 20.75 | 475 | 15.08 | 14 | 1005 | 15.08 | 208.5602 | 0 | Heating | 27.808 | #N/A | #N/A | #N/A | #N/A | 208.5602 | #N/A | #N/A | 2.8087 | #N/A | 0 | 0 | 0 | 0 | 0 | 0 | 0 | 0.09269% | 1 | 50% | 0% | 0% | 0% | 8.2745 | 0 | 0 | 0 | 8.2745 | #N/A
2007-01-20 20:00 | 1 | 20 | 20 | 20.7917 | 476 | 15.08 | 14 | 1004 | 15.08 | 256.7754 | 0 | Heating | 34.2367 | #N/A | #N/A | #N/A | #N/A | 256.7754 | #N/A | #N/A | 2.8087 | #N/A | 0 | 0 | 0 | 0 | 0 | 0 | 0 | 0.1141% | 1 | 50% | 0% | 0% | 0% | 8.2745 | 0 | 0 | 0 | 8.2745 | #N/A
2007-01-20 21:00 | 1 | 20 | 21 | 20.8334 | 477 | 14 | 14 | 1004 | 14 | 274.8814 | 0 | Heating | 36.6509 | #N/A | #N/A | #N/A | #N/A | 274.8814 | #N/A | #N/A | 2.7888 | #N/A | 0 | 0 | 0 | 0 | 0 | 0 | 0 | 0.1222% | 1 | 50% | 0% | 0% | 0% | 8.2745 | 0 | 0 | 0 | 8.2745 | #N/A
2007-01-20 22:00 | 1 | 20 | 22 | 20.875 | 478 | 12.92 | 14 | 1004 | 12.92 | 308.3719 | 0 | Heating | 41.1162 | #N/A | #N/A | #N/A | #N/A | 308.3719 | #N/A | #N/A | 2.7697 | #N/A | 0 | 0 | 0 | 0 | 0 | 0 | 0 | 0.1371% | 1 | 50% | 0% | 0% | 0% | 8.2745 | 0 | 0 | 0 | 8.2745 | #N/A
2007-01-20 23:00 | 1 | 20 | 23 | 20.9167 | 479 | 12.92 | 16.52 | 1003 | 12.92 | 337.6441 | 0 | Heating | 45.0192 | #N/A | #N/A | #N/A | #N/A | 337.6441 | #N/A | #N/A | 2.7697 | #N/A | 0 | 0 | 0 | 0 | 0 | 0 | 0 | 0.1501% | 1 | 50% | 0% | 0% | 0% | 8.2745 | 0 | 0 | 0 | 8.2745 | #N/A
2007-01-21 | 1 | 21 | 0 | 20.9584 | 480 | 12.02 | 19.04 | 1002 | 12.02 | 364.0053 | 0 | Heating | 48.534 | #N/A | #N/A | #N/A | #N/A | 364.0053 | #N/A | #N/A | 2.7546 | #N/A | 0 | 0 | 0 | 0 | 0 | 0 | 0 | 0.1618% | 1 | 50% | 0% | 0% | 0% | 8.2745 | 0 | 0 | 0 | 8.2745 | #N/A
2007-01-21 01:00 | 1 | 21 | 1 | 21 | 481 | 10.94 | 21.92 | 1001 | 10.94 | 359.2871 | 0 | Heating | 47.9049 | #N/A | #N/A | #N/A | #N/A | 359.2871 | #N/A | #N/A | 2.737 | #N/A | 0 | 0 | 0 | 0 | 0 | 0 | 0 | 0.1597% | 1 | 50% | 0% | 0% | 0% | 8.2745 | 0 | 0 | 0 | 8.2745 | #N/A
2007-01-21 02:00 | 1 | 21 | 2 | 21.0417 | 482 | 10.94 | 22.1 | 1001 | 10.94 | 361.6632 | 0 | Heating | 48.2218 | #N/A | #N/A | #N/A | #N/A | 361.6632 | #N/A | #N/A | 2.737 | #N/A | 0 | 0 | 0 | 0 | 0 | 0 | 0 | 0.1607% | 1 | 50% | 0% | 0% | 0% | 8.2745 | 0 | 0 | 0 | 8.2745 | #N/A
2007-01-21 03:00 | 1 | 21 | 3 | 21.0834 | 483 | 10.04 | 22.28 | 1000 | 10.04 | 363.7485 | 0 | Heating | 48.4998 | #N/A | #N/A | #N/A | #N/A | 363.7485 | #N/A | #N/A | 2.723 | #N/A | 0 | 0 | 0 | 0 | 0 | 0 | 0 | 0.1617% | 1 | 50% | 0% | 0% | 0% | 8.2745 | 0 | 0 | 0 | 8.2745 | #N/A
2007-01-21 04:00 | 1 | 21 | 4 | 21.125 | 484 | 8.96 | 23 | 1000 | 8.96 | 364.1137 | 0 | Heating | 48.5485 | #N/A | #N/A | #N/A | #N/A | 364.1137 | #N/A | #N/A | 2.7067 | #N/A | 0 | 0 | 0 | 0 | 0 | 0 | 0 | 0.1618% | 1 | 50% | 0% | 0% | 0% | 8.2745 | 0 | 0 | 0 | 8.2745 | #N/A
2007-01-21 05:00 | 1 | 21 | 5 | 21.1667 | 485 | 8.96 | 23.18 | 999 | 8.96 | 367.2492 | 0 | Heating | 48.9666 | #N/A | #N/A | #N/A | #N/A | 367.2492 | #N/A | #N/A | 2.7067 | #N/A | 0 | 0 | 0 | 0 | 0 | 0 | 0 | 0.1632% | 1 | 50% | 0% | 0% | 0% | 8.2745 | 0 | 0 | 0 | 8.2745 | #N/A
2007-01-21 06:00 | 1 | 21 | 6 | 21.2084 | 486 | 6.98 | 23.54 | 998 | 6.98 | 350.8479 | 0 | Heating | 46.7797 | #N/A | #N/A | #N/A | #N/A | 350.8479 | #N/A | #N/A | 2.6781 | #N/A | 0 | 0 | 0 | 0 | 0 | 0 | 0 | 0.1559% | 1 | 50% | 0% | 0% | 0% | 8.2745 | 0 | 0 | 0 | 8.2745 | #N/A
2007-01-21 07:00 | 1 | 21 | 7 | 21.25 | 487 | 6.08 | 24.08 | 998 | 6.08 | 923.4515 | 0 | Heating | 123.1269 | #N/A | #N/A | #N/A | #N/A | 923.4515 | #N/A | #N/A | 2.6655 | #N/A | 0 | 0 | 0 | 0 | 0 | 0 | 0 | 0.4104% | 1 | 50% | 0% | 0% | 0% | 8.2745 | 0 | 0 | 0 | 8.2745 | #N/A
2007-01-21 08:00 | 1 | 21 | 8 | 21.2917 | 488 | 6.08 | 22.28 | 998 | 6.08 | 661.9411 | 0 | Heating | 88.2588 | #N/A | #N/A | #N/A | #N/A | 661.9411 | #N/A | #N/A | 2.6655 | #N/A | 0 | 0 | 0 | 0 | 0 | 0 | 0 | 0.2942% | 1 | 50% | 0% | 0% | 0% | 8.2745 | 0 | 0 | 0 | 8.2745 | #N/A
2007-01-21 09:00 | 1 | 21 | 9 | 21.3334 | 489 | 8.96 | 21.38 | 999 | 8.96 | 424.447 | 0 | Heating | 56.5929 | #N/A | #N/A | #N/A | #N/A | 424.447 | #N/A | #N/A | 2.7067 | #N/A | 0 | 0 | 0 | 0 | 0 | 0 | 0 | 0.1886% | 1 | 50% | 0% | 0% | 0% | 8.2745 | 0 | 0 | 0 | 8.2745 | #N/A
2007-01-21 10:00 | 1 | 21 | 10 | 21.375 | 490 | 12.02 | 21.02 | 1000 | 12.02 | 368.7082 | 0 | Heating | 49.1611 | #N/A | #N/A | #N/A | #N/A | 368.7082 | #N/A | #N/A | 2.7546 | #N/A | 0 | 0 | 0 | 0 | 0 | 0 | 0 | 0.1639% | 1 | 50% | 0% | 0% | 0% | 8.2745 | 0 | 0 | 0 | 8.2745 | #N/A
2007-01-21 11:00 | 1 | 21 | 11 | 21.4167 | 491 | 12.02 | 20.12 | 1000 | 12.02 | 360.1575 | 0 | Heating | 48.021 | #N/A | #N/A | #N/A | #N/A | 360.1575 | #N/A | #N/A | 2.7546 | #N/A | 0 | 0 | 0 | 0 | 0 | 0 | 0 | 0.1601% | 1 | 50% | 0% | 0% | 0% | 8.2745 | 0 | 0 | 0 | 8.2745 | #N/A
2007-01-21 12:00 | 1 | 21 | 12 | 21.4584 | 492 | 17.06 | 19.04 | 999 | 17.06 | 300.985 | 0 | Heating | 40.1313 | #N/A | #N/A | #N/A | #N/A | 300.985 | #N/A | #N/A | 2.8481 | #N/A | 0 | 0 | 0 | 0 | 0 | 0 | 0 | 0.1338% | 1 | 50% | 0% | 0% | 0% | 8.2745 | 0 | 0 | 0 | 8.2745 | #N/A
2007-01-21 13:00 | 1 | 21 | 13 | 21.5 | 493 | 17.96 | 17.96 | 999 | 17.96 | 312.4243 | 0 | Heating | 41.6566 | #N/A | #N/A | #N/A | #N/A | 312.4243 | #N/A | #N/A | 2.8673 | #N/A | 0 | 0 | 0 | 0 | 0 | 0 | 0 | 0.1389% | 1 | 50% | 0% | 0% | 0% | 8.2745 | 0 | 0 | 0 | 8.2745 | #N/A
2007-01-21 14:00 | 1 | 21 | 14 | 21.5417 | 494 | 17.96 | 18.5 | 999 | 17.96 | 228.4866 | 0 | Heating | 30.4649 | #N/A | #N/A | #N/A | #N/A | 228.4866 | #N/A | #N/A | 2.8673 | #N/A | 0 | 0 | 0 | 0 | 0 | 0 | 0 | 0.1015% | 1 | 50% | 0% | 0% | 0% | 8.2745 | 0 | 0 | 0 | 8.2745 | #N/A
2007-01-21 15:00 | 1 | 21 | 15 | 21.5834 | 495 | 19.04 | 19.04 | 999 | 19.04 | 234.9066 | 0 | Heating | 31.3209 | #N/A | #N/A | #N/A | #N/A | 234.9066 | #N/A | #N/A | 2.8915 | #N/A | 0 | 0 | 0 | 0 | 0 | 0 | 0 | 0.1044% | 1 | 50% | 0% | 0% | 0% | 8.2745 | 0 | 0 | 0 | 8.2745 | #N/A
2007-01-21 16:00 | 1 | 21 | 16 | 21.625 | 496 | 19.04 | 19.04 | 999 | 19.04 | 242.7923 | 0 | Heating | 32.3723 | #N/A | #N/A | #N/A | #N/A | 242.7923 | #N/A | #N/A | 2.8915 | #N/A | 0 | 0 | 0 | 0 | 0 | 0 | 0 | 0.1079% | 1 | 50% | 0% | 0% | 0% | 8.2745 | 0 | 0 | 0 | 8.2745 | #N/A
2007-01-21 17:00 | 1 | 21 | 17 | 21.6667 | 497 | 19.04 | 21.02 | 999 | 19.04 | 207.3219 | 0 | Heating | 27.6429 | #N/A | #N/A | #N/A | #N/A | 207.3219 | #N/A | #N/A | 2.8915 | #N/A | 0 | 0 | 0 | 0 | 0 | 0 | 0 | 0.09214% | 1 | 50% | 0% | 0% | 0% | 8.2745 | 0 | 0 | 0 | 8.2745 | #N/A
2007-01-21 18:00 | 1 | 21 | 18 | 21.7084 | 498 | 19.04 | 23 | 1000 | 19.04 | 238.8788 | 0 | Heating | 31.8505 | #N/A | #N/A | #N/A | #N/A | 238.8788 | #N/A | #N/A | 2.8915 | #N/A | 0 | 0 | 0 | 0 | 0 | 0 | 0 | 0.1062% | 1 | 50% | 0% | 0% | 0% | 8.2745 | 0 | 0 | 0 | 8.2745 | #N/A
2007-01-21 19:00 | 1 | 21 | 19 | 21.75 | 499 | 19.04 | 24.98 | 1000 | 19.04 | 298.3589 | 0 | Heating | 39.7812 | #N/A | #N/A | #N/A | #N/A | 298.3589 | #N/A | #N/A | 2.8915 | #N/A | 0 | 0 | 0 | 0 | 0 | 0 | 0 | 0.1326% | 1 | 50% | 0% | 0% | 0% | 8.2745 | 0 | 0 | 0 | 8.2745 | #N/A
2007-01-21 20:00 | 1 | 21 | 20 | 21.7917 | 500 | 19.04 | 24.98 | 1000 | 19.04 | 320.1324 | 0 | Heating | 42.6843 | #N/A | #N/A | #N/A | #N/A | 320.1324 | #N/A | #N/A | 2.8915 | #N/A | 0 | 0 | 0 | 0 | 0 | 0 | 0 | 0.1423% | 1 | 50% | 0% | 0% | 0% | 8.2745 | 0 | 0 | 0 | 8.2745 | #N/A
2007-01-21 21:00 | 1 | 21 | 21 | 21.8334 | 501 | 17.96 | 24.98 | 999 | 17.96 | 369.7529 | 0 | Heating | 49.3004 | #N/A | #N/A | #N/A | #N/A | 369.7529 | #N/A | #N/A | 2.8673 | #N/A | 0 | 0 | 0 | 0 | 0 | 0 | 0 | 0.1643% | 1 | 50% | 0% | 0% | 0% | 8.2745 | 0 | 0 | 0 | 8.2745 | #N/A
2007-01-21 22:00 | 1 | 21 | 22 | 21.875 | 502 | 19.04 | 24.98 | 999 | 19.04 | 415.4802 | 0 | Heating | 55.3974 | #N/A | #N/A | #N/A | #N/A | 415.4802 | #N/A | #N/A | 2.8915 | #N/A | 0 | 0 | 0 | 0 | 0 | 0 | 0 | 0.1847% | 1 | 50% | 0% | 0% | 0% | 8.2745 | 0 | 0 | 0 | 8.2745 | #N/A
2007-01-21 23:00 | 1 | 21 | 23 | 21.9167 | 503 | 19.04 | 24.44 | 999 | 19.04 | 25.5787 | 0 | Heating | 3.4105 | #N/A | #N/A | #N/A | #N/A | 25.5787 | #N/A | #N/A | 2.8915 | #N/A | 0 | 0 | 0 | 0 | 0 | 0 | 0 | 0.01137% | 1 | 50% | 0% | 0% | 0% | 8.2745 | 0 | 0 | 0 | 8.2745 | #N/A
2007-01-22 | 1 | 22 | 0 | 21.9584 | 504 | 17.96 | 24.08 | 998 | 17.96 | 117.5042 | 0 | Heating | 15.6672 | #N/A | #N/A | #N/A | #N/A | 117.5042 | #N/A | #N/A | 2.8673 | #N/A | 0 | 0 | 0 | 0 | 0 | 0 | 0 | 0.05222% | 1 | 50% | 0% | 0% | 0% | 8.2745 | 0 | 0 | 0 | 8.2745 | #N/A
2007-01-22 01:00 | 1 | 22 | 1 | 22 | 505 | 17.96 | 24.08 | 998 | 17.96 | 157.5625 | 0 | Heating | 21.0083 | #N/A | #N/A | #N/A | #N/A | 157.5625 | #N/A | #N/A | 2.8673 | #N/A | 0 | 0 | 0 | 0 | 0 | 0 | 0 | 0.07003% | 1 | 50% | 0% | 0% | 0% | 8.2745 | 0 | 0 | 0 | 8.2745 | #N/A
2007-01-22 02:00 | 1 | 22 | 2 | 22.0417 | 506 | 17.96 | 23.18 | 998 | 17.96 | 172.389 | 0 | Heating | 22.9852 | #N/A | #N/A | #N/A | #N/A | 172.389 | #N/A | #N/A | 2.8673 | #N/A | 0 | 0 | 0 | 0 | 0 | 0 | 0 | 0.07662% | 1 | 50% | 0% | 0% | 0% | 8.2745 | 0 | 0 | 0 | 8.2745 | #N/A
2007-01-22 03:00 | 1 | 22 | 3 | 22.0834 | 507 | 17.96 | 22.28 | 997 | 17.96 | 172.3594 | 0 | Heating | 22.9813 | #N/A | #N/A | #N/A | #N/A | 172.3594 | #N/A | #N/A | 2.8673 | #N/A | 0 | 0 | 0 | 0 | 0 | 0 | 0 | 0.0766% | 1 | 50% | 0% | 0% | 0% | 8.2745 | 0 | 0 | 0 | 8.2745 | #N/A
2007-01-22 04:00 | 1 | 22 | 4 | 22.125 | 508 | 17.96 | 21.92 | 997 | 17.96 | 170.0467 | 0 | Heating | 22.6729 | #N/A | #N/A | #N/A | #N/A | 170.0467 | #N/A | #N/A | 2.8673 | #N/A | 0 | 0 | 0 | 0 | 0 | 0 | 0 | 0.07558% | 1 | 50% | 0% | 0% | 0% | 8.2745 | 0 | 0 | 0 | 8.2745 | #N/A
2007-01-22 05:00 | 1 | 22 | 5 | 22.1667 | 509 | 17.96 | 21.02 | 996 | 17.96 | 176.4816 | 0 | Heating | 23.5309 | #N/A | #N/A | #N/A | #N/A | 176.4816 | #N/A | #N/A | 2.8673 | #N/A | 0 | 0 | 0 | 0 | 0 | 0 | 0 | 0.07844% | 1 | 50% | 0% | 0% | 0% | 8.2745 | 0 | 0 | 0 | 8.2745 | #N/A
2007-01-22 06:00 | 1 | 22 | 6 | 22.2084 | 510 | 17.6 | 20.3 | 995 | 17.6 | 169.2878 | 0 | Heating | 22.5717 | #N/A | #N/A | #N/A | #N/A | 169.2878 | #N/A | #N/A | 2.8595 | #N/A | 0 | 0 | 0 | 0 | 0 | 0 | 0 | 0.07524% | 1 | 50% | 0% | 0% | 0% | 8.2745 | 0 | 0 | 0 | 8.2745 | #N/A
2007-01-22 07:00 | 1 | 22 | 7 | 22.25 | 511 | 15.8 | 19.94 | 994 | 15.8 | 702.1846 | 0 | Heating | 93.6246 | #N/A | #N/A | #N/A | #N/A | 702.1846 | #N/A | #N/A | 2.8226 | #N/A | 0 | 0 | 0 | 0 | 0 | 0 | 0 | 0.3121% | 1 | 50% | 0% | 0% | 0% | 8.2745 | 0 | 0 | 0 | 8.2745 | #N/A
2007-01-22 08:00 | 1 | 22 | 8 | 22.2917 | 512 | 15.98 | 20.84 | 994 | 15.98 | 466.7638 | 0 | Heating | 62.2352 | #N/A | #N/A | #N/A | #N/A | 466.7638 | #N/A | #N/A | 2.8262 | #N/A | 0 | 0 | 0 | 0 | 0 | 0 | 0 | 0.2075% | 1 | 50% | 0% | 0% | 0% | 8.2745 | 0 | 0 | 0 | 8.2745 | #N/A
2007-01-22 09:00 | 1 | 22 | 9 | 22.3334 | 513 | 15.98 | 22.64 | 993 | 15.98 | 253.0741 | 0 | Heating | 33.7432 | #N/A | #N/A | #N/A | #N/A | 253.0741 | #N/A | #N/A | 2.8262 | #N/A | 0 | 0 | 0 | 0 | 0 | 0 | 0 | 0.1125% | 1 | 50% | 0% | 0% | 0% | 8.2745 | 0 | 0 | 0 | 8.2745 | #N/A
2007-01-22 10:00 | 1 | 22 | 10 | 22.375 | 514 | 17.96 | 24.98 | 992 | 17.96 | 228.275 | 0 | Heating | 30.4367 | #N/A | #N/A | #N/A | #N/A | 228.275 | #N/A | #N/A | 2.8673 | #N/A | 0 | 0 | 0 | 0 | 0 | 0 | 0 | 0.1015% | 1 | 50% | 0% | 0% | 0% | 8.2745 | 0 | 0 | 0 | 8.2745 | #N/A
2007-01-22 11:00 | 1 | 22 | 11 | 22.4167 | 515 | 17.96 | 26.06 | 991 | 17.96 | 237.6026 | 0 | Heating | 31.6803 | #N/A | #N/A | #N/A | #N/A | 237.6026 | #N/A | #N/A | 2.8673 | #N/A | 0 | 0 | 0 | 0 | 0 | 0 | 0 | 0.1056% | 1 | 50% | 0% | 0% | 0% | 8.2745 | 0 | 0 | 0 | 8.2745 | #N/A
2007-01-22 12:00 | 1 | 22 | 12 | 22.4584 | 516 | 21.02 | 26.96 | 989 | 21.02 | 210.3776 | 0 | Heating | 28.0503 | #N/A | #N/A | #N/A | #N/A | 210.3776 | #N/A | #N/A | 2.9394 | #N/A | 0 | 0 | 0 | 0 | 0 | 0 | 0 | 0.0935% | 1 | 50% | 0% | 0% | 0% | 8.2745 | 0 | 0 | 0 | 8.2745 | #N/A
2007-01-22 13:00 | 1 | 22 | 13 | 22.5 | 517 | 21.92 | 28.04 | 987 | 21.92 | 237.6518 | 0 | Heating | 31.6869 | #N/A | #N/A | #N/A | #N/A | 237.6518 | #N/A | #N/A | 2.9629 | #N/A | 0 | 0 | 0 | 0 | 0 | 0 | 0 | 0.1056% | 1 | 50% | 0% | 0% | 0% | 8.2745 | 0 | 0 | 0 | 8.2745 | #N/A
2007-01-22 14:00 | 1 | 22 | 14 | 22.5417 | 518 | 21.92 | 27.86 | 986 | 21.92 | 155.497 | 0 | Heating | 20.7329 | #N/A | #N/A | #N/A | #N/A | 155.497 | #N/A | #N/A | 2.9629 | #N/A | 0 | 0 | 0 | 0 | 0 | 0 | 0 | 0.06911% | 1 | 50% | 0% | 0% | 0% | 8.2745 | 0 | 0 | 0 | 8.2745 | #N/A
2007-01-22 15:00 | 1 | 22 | 15 | 22.5834 | 519 | 21.92 | 27.68 | 986 | 21.92 | 128.018 | 0 | Heating | 17.0691 | #N/A | #N/A | #N/A | #N/A | 128.018 | #N/A | #N/A | 2.9629 | #N/A | 0 | 0 | 0 | 0 | 0 | 0 | 0 | 0.0569% | 1 | 50% | 0% | 0% | 0% | 8.2745 | 0 | 0 | 0 | 8.2745 | #N/A
2007-01-22 16:00 | 1 | 22 | 16 | 22.625 | 520 | 23 | 26.96 | 985 | 23 | 109.4846 | 0 | Heating | 14.5979 | #N/A | #N/A | #N/A | #N/A | 109.4846 | #N/A | #N/A | 2.9925 | #N/A | 0 | 0 | 0 | 0 | 0 | 0 | 0 | 0.04866% | 1 | 50% | 0% | 0% | 0% | 8.2745 | 0 | 0 | 0 | 8.2745 | #N/A
2007-01-22 17:00 | 1 | 22 | 17 | 22.6667 | 521 | 23 | 28.22 | 985 | 23 | 74.2188 | 0 | Heating | 9.8958 | #N/A | #N/A | #N/A | #N/A | 74.2188 | #N/A | #N/A | 2.9925 | #N/A | 0 | 0 | 0 | 0 | 0 | 0 | 0 | 0.03299% | 1 | 50% | 0% | 0% | 0% | 8.2745 | 0 | 0 | 0 | 8.2745 | #N/A
2007-01-22 18:00 | 1 | 22 | 18 | 22.7084 | 522 | 21.2 | 29.66 | 985 | 21.2 | 101.7721 | 0 | Heating | 13.5696 | #N/A | #N/A | #N/A | #N/A | 101.7721 | #N/A | #N/A | 2.944 | #N/A | 0 | 0 | 0 | 0 | 0 | 0 | 0 | 0.04523% | 1 | 50% | 0% | 0% | 0% | 8.2745 | 0 | 0 | 0 | 8.2745 | #N/A
2007-01-22 19:00 | 1 | 22 | 19 | 22.75 | 523 | 21.2 | 30.92 | 985 | 21.2 | 152.1159 | 0 | Heating | 20.2821 | #N/A | #N/A | #N/A | #N/A | 152.1159 | #N/A | #N/A | 2.944 | #N/A | 0 | 0 | 0 | 0 | 0 | 0 | 0 | 0.06761% | 1 | 50% | 0% | 0% | 0% | 8.2745 | 0 | 0 | 0 | 8.2745 | #N/A
2007-01-22 20:00 | 1 | 22 | 20 | 22.7917 | 524 | 21.02 | 31.28 | 985 | 21.02 | 174.6953 | 0 | Heating | 23.2927 | #N/A | #N/A | #N/A | #N/A | 174.6953 | #N/A | #N/A | 2.9394 | #N/A | 0 | 0 | 0 | 0 | 0 | 0 | 0 | 0.07764% | 1 | 50% | 0% | 0% | 0% | 8.2745 | 0 | 0 | 0 | 8.2745 | #N/A
2007-01-22 21:00 | 1 | 22 | 21 | 22.8334 | 525 | 21.02 | 31.64 | 985 | 21.02 | 229.8222 | 0 | Heating | 30.643 | #N/A | #N/A | #N/A | #N/A | 229.8222 | #N/A | #N/A | 2.9394 | #N/A | 0 | 0 | 0 | 0 | 0 | 0 | 0 | 0.1021% | 1 | 50% | 0% | 0% | 0% | 8.2745 | 0 | 0 | 0 | 8.2745 | #N/A
2007-01-22 22:00 | 1 | 22 | 22 | 22.875 | 526 | 21.02 | 32 | 984 | 21.02 | 259.8022 | 0 | Heating | 34.6403 | #N/A | #N/A | #N/A | #N/A | 259.8022 | #N/A | #N/A | 2.9394 | #N/A | 0 | 0 | 0 | 0 | 0 | 0 | 0 | 0.1155% | 1 | 50% | 0% | 0% | 0% | 8.2745 | 0 | 0 | 0 | 8.2745 | #N/A
2007-01-22 23:00 | 1 | 22 | 23 | 22.9167 | 527 | 21.02 | 29.48 | 984 | 21.02 | 3.3351 | 0 | Heating | 0.44469 | #N/A | #N/A | #N/A | #N/A | 3.3351 | #N/A | #N/A | 2.9394 | #N/A | 0 | 0 | 0 | 0 | 0 | 0 | 0 | 0.001482% | 1 | 50% | 0% | 0% | 0% | 8.2745 | 0 | 0 | 0 | 8.2745 | #N/A
2007-01-23 | 1 | 23 | 0 | 22.9584 | 528 | 19.94 | 27.14 | 983 | 19.94 | 11.3545 | 0 | Heating | 1.5139 | #N/A | #N/A | #N/A | #N/A | 11.3545 | #N/A | #N/A | 2.9127 | #N/A | 0 | 0 | 0 | 0 | 0 | 0 | 0 | 0.005046% | 1 | 50% | 0% | 0% | 0% | 8.2745 | 0 | 0 | 0 | 8.2745 | #N/A
2007-01-23 01:00 | 1 | 23 | 1 | 23 | 529 | 19.94 | 24.98 | 983 | 19.94 | 13.7859 | 0 | Heating | 1.8381 | #N/A | #N/A | #N/A | #N/A | 13.7859 | #N/A | #N/A | 2.9127 | #N/A | 0 | 0 | 0 | 0 | 0 | 0 | 0 | 0.006127% | 1 | 50% | 0% | 0% | 0% | 8.2745 | 0 | 0 | 0 | 8.2745 | #N/A
2007-01-23 02:00 | 1 | 23 | 2 | 23.0417 | 530 | 19.94 | 24.8 | 982 | 19.94 | 15.1343 | 0 | Heating | 2.0179 | #N/A | #N/A | #N/A | #N/A | 15.1343 | #N/A | #N/A | 2.9127 | #N/A | 0 | 0 | 0 | 0 | 0 | 0 | 0 | 0.006726% | 1 | 50% | 0% | 0% | 0% | 8.2745 | 0 | 0 | 0 | 8.2745 | #N/A
2007-01-23 03:00 | 1 | 23 | 3 | 23.0834 | 531 | 19.4 | 24.62 | 982 | 19.4 | 16.4273 | 0 | Heating | 2.1903 | #N/A | #N/A | #N/A | #N/A | 16.4273 | #N/A | #N/A | 2.8998 | #N/A | 0 | 0 | 0 | 0 | 0 | 0 | 0 | 0.007301% | 1 | 50% | 0% | 0% | 0% | 8.2745 | 0 | 0 | 0 | 8.2745 | #N/A
2007-01-23 04:00 | 1 | 23 | 4 | 23.125 | 532 | 19.4 | 24.98 | 981 | 19.4 | 19.0317 | 0 | Heating | 2.5376 | #N/A | #N/A | #N/A | #N/A | 19.0317 | #N/A | #N/A | 2.8998 | #N/A | 0 | 0 | 0 | 0 | 0 | 0 | 0 | 0.008459% | 1 | 50% | 0% | 0% | 0% | 8.2745 | 0 | 0 | 0 | 8.2745 | #N/A
2007-01-23 05:00 | 1 | 23 | 5 | 23.1667 | 533 | 19.94 | 25.34 | 981 | 19.94 | 38.0551 | 0 | Heating | 5.074 | #N/A | #N/A | #N/A | #N/A | 38.0551 | #N/A | #N/A | 2.9127 | #N/A | 0 | 0 | 0 | 0 | 0 | 0 | 0 | 0.01691% | 1 | 50% | 0% | 0% | 0% | 8.2745 | 0 | 0 | 0 | 8.2745 | #N/A
2007-01-23 06:00 | 1 | 23 | 6 | 23.2084 | 534 | 14 | 26.06 | 981 | 14 | 44.1078 | 0 | Heating | 5.881 | #N/A | #N/A | #N/A | #N/A | 44.1078 | #N/A | #N/A | 2.7888 | #N/A | 0 | 0 | 0 | 0 | 0 | 0 | 0 | 0.0196% | 1 | 50% | 0% | 0% | 0% | 8.2745 | 0 | 0 | 0 | 8.2745 | #N/A
2007-01-23 07:00 | 1 | 23 | 7 | 23.25 | 535 | 14 | 26.96 | 981 | 14 | 563.0536 | 0 | Heating | 75.0738 | #N/A | #N/A | #N/A | #N/A | 563.0536 | #N/A | #N/A | 2.7888 | #N/A | 0 | 0 | 0 | 0 | 0 | 0 | 0 | 0.2502% | 1 | 50% | 0% | 0% | 0% | 8.2745 | 0 | 0 | 0 | 8.2745 | #N/A
2007-01-23 08:00 | 1 | 23 | 8 | 23.2917 | 536 | 12.92 | 23.54 | 982 | 12.92 | 368.0327 | 0 | Heating | 49.071 | #N/A | #N/A | #N/A | #N/A | 368.0327 | #N/A | #N/A | 2.7697 | #N/A | 0 | 0 | 0 | 0 | 0 | 0 | 0 | 0.1636% | 1 | 50% | 0% | 0% | 0% | 8.2745 | 0 | 0 | 0 | 8.2745 | #N/A
2007-01-23 09:00 | 1 | 23 | 9 | 23.3334 | 537 | 15.98 | 21.02 | 982 | 15.98 | 175.2895 | 0 | Heating | 23.3719 | #N/A | #N/A | #N/A | #N/A | 175.2895 | #N/A | #N/A | 2.8262 | #N/A | 0 | 0 | 0 | 0 | 0 | 0 | 0 | 0.07791% | 1 | 50% | 0% | 0% | 0% | 8.2745 | 0 | 0 | 0 | 8.2745 | #N/A
2007-01-23 10:00 | 1 | 23 | 10 | 23.375 | 538 | 21.02 | 19.04 | 982 | 21.02 | 150.4728 | 0 | Heating | 20.063 | #N/A | #N/A | #N/A | #N/A | 150.4728 | #N/A | #N/A | 2.9394 | #N/A | 0 | 0 | 0 | 0 | 0 | 0 | 0 | 0.06688% | 1 | 50% | 0% | 0% | 0% | 8.2745 | 0 | 0 | 0 | 8.2745 | #N/A
2007-01-23 11:00 | 1 | 23 | 11 | 23.4167 | 539 | 21.02 | 17.06 | 982 | 21.02 | 165.346 | 0 | Heating | 22.0461 | #N/A | #N/A | #N/A | #N/A | 165.346 | #N/A | #N/A | 2.9394 | #N/A | 0 | 0 | 0 | 0 | 0 | 0 | 0 | 0.07349% | 1 | 50% | 0% | 0% | 0% | 8.2745 | 0 | 0 | 0 | 8.2745 | #N/A
2007-01-23 12:00 | 1 | 23 | 12 | 23.4584 | 540 | 26.06 | 14.9 | 982 | 26.06 | 182.693 | 0 | Heating | 24.3591 | #N/A | #N/A | #N/A | #N/A | 182.693 | #N/A | #N/A | 3.0859 | #N/A | 0 | 0 | 0 | 0 | 0 | 0 | 0 | 0.0812% | 1 | 50% | 0% | 0% | 0% | 8.2745 | 0 | 0 | 0 | 8.2745 | #N/A
2007-01-23 13:00 | 1 | 23 | 13 | 23.5 | 541 | 28.4 | 12.92 | 982 | 28.4 | 208.0397 | 0 | Heating | 27.7386 | #N/A | #N/A | #N/A | #N/A | 208.0397 | #N/A | #N/A | 3.1678 | #N/A | 0 | 0 | 0 | 0 | 0 | 0 | 0 | 0.09246% | 1 | 50% | 0% | 0% | 0% | 8.2745 | 0 | 0 | 0 | 8.2745 | #N/A
2007-01-23 14:00 | 1 | 23 | 14 | 23.5417 | 542 | 28.04 | 12.56 | 982 | 28.04 | 148.7417 | 0 | Heating | 19.8322 | #N/A | #N/A | #N/A | #N/A | 148.7417 | #N/A | #N/A | 3.1545 | #N/A | 0 | 0 | 0 | 0 | 0 | 0 | 0 | 0.06611% | 1 | 50% | 0% | 0% | 0% | 8.2745 | 0 | 0 | 0 | 8.2745 | #N/A
2007-01-23 15:00 | 1 | 23 | 15 | 23.5834 | 543 | 30.02 | 11.84 | 982 | 30.02 | 160.9993 | 0 | Heating | 21.4666 | #N/A | #N/A | #N/A | #N/A | 160.9993 | #N/A | #N/A | 3.2302 | #N/A | 0 | 0 | 0 | 0 | 0 | 0 | 0 | 0.07156% | 1 | 50% | 0% | 0% | 0% | 8.2745 | 0 | 0 | 0 | 8.2745 | #N/A
2007-01-23 16:00 | 1 | 23 | 16 | 23.625 | 544 | 30.02 | 10.94 | 982 | 30.02 | 174.4839 | 0 | Heating | 23.2645 | #N/A | #N/A | #N/A | #N/A | 174.4839 | #N/A | #N/A | 3.2302 | #N/A | 0 | 0 | 0 | 0 | 0 | 0 | 0 | 0.07755% | 1 | 50% | 0% | 0% | 0% | 8.2745 | 0 | 0 | 0 | 8.2745 | #N/A
2007-01-23 17:00 | 1 | 23 | 17 | 23.6667 | 545 | 28.04 | 10.22 | 983 | 28.04 | 184.7168 | 0 | Heating | 24.6289 | #N/A | #N/A | #N/A | #N/A | 184.7168 | #N/A | #N/A | 3.1545 | #N/A | 0 | 0 | 0 | 0 | 0 | 0 | 0 | 0.0821% | 1 | 50% | 0% | 0% | 0% | 8.2745 | 0 | 0 | 0 | 8.2745 | #N/A
2007-01-23 18:00 | 1 | 23 | 18 | 23.7084 | 546 | 28.04 | 9.68 | 983 | 28.04 | 257.2378 | 0 | Heating | 34.2984 | #N/A | #N/A | #N/A | #N/A | 257.2378 | #N/A | #N/A | 3.1545 | #N/A | 0 | 0 | 0 | 0 | 0 | 0 | 0 | 0.1143% | 1 | 50% | 0% | 0% | 0% | 8.2745 | 0 | 0 | 0 | 8.2745 | #N/A
2007-01-23 19:00 | 1 | 23 | 19 | 23.75 | 547 | 28.04 | 8.96 | 983 | 28.04 | 337.7799 | 0 | Heating | 45.0373 | #N/A | #N/A | #N/A | #N/A | 337.7799 | #N/A | #N/A | 3.1545 | #N/A | 0 | 0 | 0 | 0 | 0 | 0 | 0 | 0.1501% | 1 | 50% | 0% | 0% | 0% | 8.2745 | 0 | 0 | 0 | 8.2745 | #N/A
2007-01-23 20:00 | 1 | 23 | 20 | 23.7917 | 548 | 28.04 | 8.06 | 983 | 28.04 | 381.2589 | 0 | Heating | 50.8345 | #N/A | #N/A | #N/A | #N/A | 381.2589 | #N/A | #N/A | 3.1545 | #N/A | 0 | 0 | 0 | 0 | 0 | 0 | 0 | 0.1694% | 1 | 50% | 0% | 0% | 0% | 8.2745 | 0 | 0 | 0 | 8.2745 | #N/A
2007-01-23 21:00 | 1 | 23 | 21 | 23.8334 | 549 | 23 | 6.98 | 983 | 23 | 446.5633 | 0 | Heating | 59.5418 | #N/A | #N/A | #N/A | #N/A | 446.5633 | #N/A | #N/A | 2.9925 | #N/A | 0 | 0 | 0 | 0 | 0 | 0 | 0 | 0.1985% | 1 | 50% | 0% | 0% | 0% | 8.2745 | 0 | 0 | 0 | 8.2745 | #N/A
2007-01-23 22:00 | 1 | 23 | 22 | 23.875 | 550 | 26.06 | 6.08 | 983 | 26.06 | 503.6497 | 0 | Heating | 67.1533 | #N/A | #N/A | #N/A | #N/A | 503.6497 | #N/A | #N/A | 3.0859 | #N/A | 0 | 0 | 0 | 0 | 0 | 0 | 0 | 0.2238% | 1 | 50% | 0% | 0% | 0% | 8.2745 | 0 | 0 | 0 | 8.2745 | #N/A
2007-01-23 23:00 | 1 | 23 | 23 | 23.9167 | 551 | 26.06 | 6.26 | 982 | 26.06 | 169.6353 | 0 | Heating | 22.618 | #N/A | #N/A | #N/A | #N/A | 169.6353 | #N/A | #N/A | 3.0859 | #N/A | 0 | 0 | 0 | 0 | 0 | 0 | 0 | 0.07539% | 1 | 50% | 0% | 0% | 0% | 8.2745 | 0 | 0 | 0 | 8.2745 | #N/A
2007-01-24 | 1 | 24 | 0 | 23.9584 | 552 | 26.06 | 6.44 | 982 | 26.06 | 294.8765 | 0 | Heating | 39.3169 | #N/A | #N/A | #N/A | #N/A | 294.8765 | #N/A | #N/A | 3.0859 | #N/A | 0 | 0 | 0 | 0 | 0 | 0 | 0 | 0.1311% | 1 | 50% | 0% | 0% | 0% | 8.2745 | 0 | 0 | 0 | 8.2745 | #N/A
2007-01-24 01:00 | 1 | 24 | 1 | 24 | 553 | 26.06 | 6.98 | 981 | 26.06 | 353.8225 | 0 | Heating | 47.1763 | #N/A | #N/A | #N/A | #N/A | 353.8225 | #N/A | #N/A | 3.0859 | #N/A | 0 | 0 | 0 | 0 | 0 | 0 | 0 | 0.1573% | 1 | 50% | 0% | 0% | 0% | 8.2745 | 0 | 0 | 0 | 8.2745 | #N/A
2007-01-24 02:00 | 1 | 24 | 2 | 24.0417 | 554 | 26.06 | 7.34 | 982 | 26.06 | 393.1909 | 0 | Heating | 52.4254 | #N/A | #N/A | #N/A | #N/A | 393.1909 | #N/A | #N/A | 3.0859 | #N/A | 0 | 0 | 0 | 0 | 0 | 0 | 0 | 0.1748% | 1 | 50% | 0% | 0% | 0% | 8.2745 | 0 | 0 | 0 | 8.2745 | #N/A
2007-01-24 03:00 | 1 | 24 | 3 | 24.0834 | 555 | 17.06 | 8.06 | 983 | 17.06 | 421.996 | 0 | Heating | 56.2661 | #N/A | #N/A | #N/A | #N/A | 421.996 | #N/A | #N/A | 2.8481 | #N/A | 0 | 0 | 0 | 0 | 0 | 0 | 0 | 0.1876% | 1 | 50% | 0% | 0% | 0% | 8.2745 | 0 | 0 | 0 | 8.2745 | #N/A
2007-01-24 04:00 | 1 | 24 | 4 | 24.125 | 556 | 21.02 | 8.96 | 983 | 21.02 | 447.92 | 0 | Heating | 59.7227 | #N/A | #N/A | #N/A | #N/A | 447.92 | #N/A | #N/A | 2.9394 | #N/A | 0 | 0 | 0 | 0 | 0 | 0 | 0 | 0.1991% | 1 | 50% | 0% | 0% | 0% | 8.2745 | 0 | 0 | 0 | 8.2745 | #N/A
2007-01-24 05:00 | 1 | 24 | 5 | 24.1667 | 557 | 21.02 | 7.34 | 984 | 21.02 | 481.2305 | 0 | Heating | 64.1641 | #N/A | #N/A | #N/A | #N/A | 481.2305 | #N/A | #N/A | 2.9394 | #N/A | 0 | 0 | 0 | 0 | 0 | 0 | 0 | 0.2139% | 1 | 50% | 0% | 0% | 0% | 8.2745 | 0 | 0 | 0 | 8.2745 | #N/A
2007-01-24 06:00 | 1 | 24 | 6 | 24.2084 | 558 | 24.08 | 6.08 | 984 | 24.08 | 501.5089 | 0 | Heating | 66.8678 | #N/A | #N/A | #N/A | #N/A | 501.5089 | #N/A | #N/A | 3.0238 | #N/A | 0 | 0 | 0 | 0 | 0 | 0 | 0 | 0.2229% | 1 | 50% | 0% | 0% | 0% | 8.2745 | 0 | 0 | 0 | 8.2745 | #N/A
2007-01-24 07:00 | 1 | 24 | 7 | 24.25 | 559 | 24.98 | 5 | 984 | 24.98 | 993.3816 | 0 | Heating | 132.4509 | #N/A | #N/A | #N/A | #N/A | 993.3816 | #N/A | #N/A | 3.0513 | #N/A | 0 | 0 | 0 | 0 | 0 | 0 | 0 | 0.4415% | 1 | 50% | 0% | 0% | 0% | 8.2745 | 0 | 0 | 0 | 8.2745 | #N/A
2007-01-24 08:00 | 1 | 24 | 8 | 24.2917 | 560 | 24.98 | 5 | 985 | 24.98 | 727.1026 | 0 | Heating | 96.947 | #N/A | #N/A | #N/A | #N/A | 727.1026 | #N/A | #N/A | 3.0513 | #N/A | 0 | 0 | 0 | 0 | 0 | 0 | 0 | 0.3232% | 1 | 50% | 0% | 0% | 0% | 8.2745 | 0 | 0 | 0 | 8.2745 | #N/A
2007-01-24 09:00 | 1 | 24 | 9 | 24.3334 | 561 | 28.04 | 5.54 | 985 | 28.04 | 498.6462 | 0 | Heating | 66.4862 | #N/A | #N/A | #N/A | #N/A | 498.6462 | #N/A | #N/A | 3.1545 | #N/A | 0 | 0 | 0 | 0 | 0 | 0 | 0 | 0.2216% | 1 | 50% | 0% | 0% | 0% | 8.2745 | 0 | 0 | 0 | 8.2745 | #N/A
2007-01-24 10:00 | 1 | 24 | 10 | 24.375 | 562 | 30.92 | 6.98 | 985 | 30.92 | 455.168 | 0 | Heating | 60.6891 | #N/A | #N/A | #N/A | #N/A | 455.168 | #N/A | #N/A | 3.2671 | #N/A | 0 | 0 | 0 | 0 | 0 | 0 | 0 | 0.2023% | 1 | 50% | 0% | 0% | 0% | 8.2745 | 0 | 0 | 0 | 8.2745 | #N/A
2007-01-24 11:00 | 1 | 24 | 11 | 24.4167 | 563 | 30.92 | 9.14 | 985 | 30.92 | 453.4901 | 0 | Heating | 60.4653 | #N/A | #N/A | #N/A | #N/A | 453.4901 | #N/A | #N/A | 3.2671 | #N/A | 0 | 0 | 0 | 0 | 0 | 0 | 0 | 0.2016% | 1 | 50% | 0% | 0% | 0% | 8.2745 | 0 | 0 | 0 | 8.2745 | #N/A
2007-01-24 12:00 | 1 | 24 | 12 | 24.4584 | 564 | 33.08 | 10.94 | 984 | 33.08 | 424.9487 | 0 | Heating | 56.6598 | #N/A | #N/A | #N/A | #N/A | 424.9487 | #N/A | #N/A | 3.3624 | #N/A | 0 | 0 | 0 | 0 | 0 | 0 | 0 | 0.1889% | 1 | 50% | 0% | 0% | 0% | 8.2745 | 0 | 0 | 0 | 8.2745 | #N/A
2007-01-24 13:00 | 1 | 24 | 13 | 24.5 | 565 | 33.08 | 12.92 | 984 | 33.08 | 442.5888 | 0 | Heating | 59.0118 | #N/A | #N/A | #N/A | #N/A | 442.5888 | #N/A | #N/A | 3.3624 | #N/A | 0 | 0 | 0 | 0 | 0 | 0 | 0 | 0.1967% | 1 | 50% | 0% | 0% | 0% | 8.2745 | 0 | 0 | 0 | 8.2745 | #N/A
2007-01-24 14:00 | 1 | 24 | 14 | 24.5417 | 566 | 33.08 | 12.2 | 984 | 33.08 | 363.8851 | 0 | Heating | 48.518 | #N/A | #N/A | #N/A | #N/A | 363.8851 | #N/A | #N/A | 3.3624 | #N/A | 0 | 0 | 0 | 0 | 0 | 0 | 0 | 0.1617% | 1 | 50% | 0% | 0% | 0% | 8.2745 | 0 | 0 | 0 | 8.2745 | #N/A
2007-01-24 15:00 | 1 | 24 | 15 | 24.5834 | 567 | 33.98 | 11.3 | 984 | 33.98 | 322.3781 | 0 | Heating | 42.9837 | #N/A | #N/A | #N/A | #N/A | 322.3781 | #N/A | #N/A | 3.405 | #N/A | 0 | 0 | 0 | 0 | 0 | 0 | 0 | 0.1433% | 1 | 50% | 0% | 0% | 0% | 8.2745 | 0 | 0 | 0 | 8.2745 | #N/A
2007-01-24 16:00 | 1 | 24 | 16 | 24.625 | 568 | 30.02 | 10.04 | 984 | 30.02 | 314.9478 | 0 | Heating | 41.993 | #N/A | #N/A | #N/A | #N/A | 314.9478 | #N/A | #N/A | 3.2302 | #N/A | 0 | 0 | 0 | 0 | 0 | 0 | 0 | 0.14% | 1 | 50% | 0% | 0% | 0% | 8.2745 | 0 | 0 | 0 | 8.2745 | #N/A
2007-01-24 17:00 | 1 | 24 | 17 | 24.6667 | 569 | 30.02 | 10.4 | 985 | 30.02 | 294.1057 | 0 | Heating | 39.2141 | #N/A | #N/A | #N/A | #N/A | 294.1057 | #N/A | #N/A | 3.2302 | #N/A | 0 | 0 | 0 | 0 | 0 | 0 | 0 | 0.1307% | 1 | 50% | 0% | 0% | 0% | 8.2745 | 0 | 0 | 0 | 8.2745 | #N/A
2007-01-24 18:00 | 1 | 24 | 18 | 24.7084 | 570 | 28.94 | 10.58 | 985 | 28.94 | 346.8618 | 0 | Heating | 46.2482 | #N/A | #N/A | #N/A | #N/A | 346.8618 | #N/A | #N/A | 3.188 | #N/A | 0 | 0 | 0 | 0 | 0 | 0 | 0 | 0.1542% | 1 | 50% | 0% | 0% | 0% | 8.2745 | 0 | 0 | 0 | 8.2745 | #N/A
2007-01-24 19:00 | 1 | 24 | 19 | 24.75 | 571 | 26.06 | 10.94 | 985 | 26.06 | 421.3695 | 0 | Heating | 56.1826 | #N/A | #N/A | #N/A | #N/A | 421.3695 | #N/A | #N/A | 3.0859 | #N/A | 0 | 0 | 0 | 0 | 0 | 0 | 0 | 0.1873% | 1 | 50% | 0% | 0% | 0% | 8.2745 | 0 | 0 | 0 | 8.2745 | #N/A
2007-01-24 20:00 | 1 | 24 | 20 | 24.7917 | 572 | 26.06 | 10.94 | 986 | 26.06 | 448.5505 | 0 | Heating | 59.8067 | #N/A | #N/A | #N/A | #N/A | 448.5505 | #N/A | #N/A | 3.0859 | #N/A | 0 | 0 | 0 | 0 | 0 | 0 | 0 | 0.1994% | 1 | 50% | 0% | 0% | 0% | 8.2745 | 0 | 0 | 0 | 8.2745 | #N/A
2007-01-24 21:00 | 1 | 24 | 21 | 24.8334 | 573 | 24.08 | 10.94 | 986 | 24.08 | 513.8251 | 0 | Heating | 68.51 | #N/A | #N/A | #N/A | #N/A | 513.8251 | #N/A | #N/A | 3.0238 | #N/A | 0 | 0 | 0 | 0 | 0 | 0 | 0 | 0.2284% | 1 | 50% | 0% | 0% | 0% | 8.2745 | 0 | 0 | 0 | 8.2745 | #N/A
2007-01-24 22:00 | 1 | 24 | 22 | 24.875 | 574 | 21.92 | 10.94 | 987 | 21.92 | 536.2689 | 0 | Heating | 71.5025 | #N/A | #N/A | #N/A | #N/A | 536.2689 | #N/A | #N/A | 2.9629 | #N/A | 0 | 0 | 0 | 0 | 0 | 0 | 0 | 0.2383% | 1 | 50% | 0% | 0% | 0% | 8.2745 | 0 | 0 | 0 | 8.2745 | #N/A
2007-01-24 23:00 | 1 | 24 | 23 | 24.9167 | 575 | 21.92 | 10.04 | 986 | 21.92 | 185.1007 | 0 | Heating | 24.6801 | #N/A | #N/A | #N/A | #N/A | 185.1007 | #N/A | #N/A | 2.9629 | #N/A | 0 | 0 | 0 | 0 | 0 | 0 | 0 | 0.08227% | 1 | 50% | 0% | 0% | 0% | 8.2745 | 0 | 0 | 0 | 8.2745 | #N/A
2007-01-25 | 1 | 25 | 0 | 24.9584 | 576 | 19.94 | 9.32 | 986 | 19.94 | 304.4806 | 0 | Heating | 40.5974 | #N/A | #N/A | #N/A | #N/A | 304.4806 | #N/A | #N/A | 2.9127 | #N/A | 0 | 0 | 0 | 0 | 0 | 0 | 0 | 0.1353% | 1 | 50% | 0% | 0% | 0% | 8.2745 | 0 | 0 | 0 | 8.2745 | #N/A
2007-01-25 01:00 | 1 | 25 | 1 | 25 | 577 | 17.06 | 8.96 | 986 | 17.06 | 345.7366 | 0 | Heating | 46.0982 | #N/A | #N/A | #N/A | #N/A | 345.7366 | #N/A | #N/A | 2.8481 | #N/A | 0 | 0 | 0 | 0 | 0 | 0 | 0 | 0.1537% | 1 | 50% | 0% | 0% | 0% | 8.2745 | 0 | 0 | 0 | 8.2745 | #N/A
2007-01-25 02:00 | 1 | 25 | 2 | 25.0417 | 578 | 17.06 | 9.32 | 986 | 17.06 | 379.2932 | 0 | Heating | 50.5724 | #N/A | #N/A | #N/A | #N/A | 379.2932 | #N/A | #N/A | 2.8481 | #N/A | 0 | 0 | 0 | 0 | 0 | 0 | 0 | 0.1686% | 1 | 50% | 0% | 0% | 0% | 8.2745 | 0 | 0 | 0 | 8.2745 | #N/A
2007-01-25 03:00 | 1 | 25 | 3 | 25.0834 | 579 | 14 | 10.04 | 987 | 14 | 414.1323 | 0 | Heating | 55.2176 | #N/A | #N/A | #N/A | #N/A | 414.1323 | #N/A | #N/A | 2.7888 | #N/A | 0 | 0 | 0 | 0 | 0 | 0 | 0 | 0.1841% | 1 | 50% | 0% | 0% | 0% | 8.2745 | 0 | 0 | 0 | 8.2745 | #N/A
2007-01-25 04:00 | 1 | 25 | 4 | 25.125 | 580 | 10.94 | 10.94 | 987 | 10.94 | 445.385 | 0 | Heating | 59.3847 | #N/A | #N/A | #N/A | #N/A | 445.385 | #N/A | #N/A | 2.737 | #N/A | 0 | 0 | 0 | 0 | 0 | 0 | 0 | 0.1979% | 1 | 50% | 0% | 0% | 0% | 8.2745 | 0 | 0 | 0 | 8.2745 | #N/A
2007-01-25 05:00 | 1 | 25 | 5 | 25.1667 | 581 | 10.94 | 8.42 | 987 | 10.94 | 488.3395 | 0 | Heating | 65.1119 | #N/A | #N/A | #N/A | #N/A | 488.3395 | #N/A | #N/A | 2.737 | #N/A | 0 | 0 | 0 | 0 | 0 | 0 | 0 | 0.217% | 1 | 50% | 0% | 0% | 0% | 8.2745 | 0 | 0 | 0 | 8.2745 | #N/A
2007-01-25 06:00 | 1 | 25 | 6 | 25.2084 | 582 | 8.96 | 6.08 | 988 | 8.96 | 521.8829 | 0 | Heating | 69.5844 | #N/A | #N/A | #N/A | #N/A | 521.8829 | #N/A | #N/A | 2.7067 | #N/A | 0 | 0 | 0 | 0 | 0 | 0 | 0 | 0.2319% | 1 | 50% | 0% | 0% | 0% | 8.2745 | 0 | 0 | 0 | 8.2745 | #N/A
2007-01-25 07:00 | 1 | 25 | 7 | 25.25 | 583 | 8.96 | 3.92 | 989 | 8.96 | 1028.2931 | 0 | Heating | 137.1058 | #N/A | #N/A | #N/A | #N/A | 1028.2931 | #N/A | #N/A | 2.7067 | #N/A | 0 | 0 | 0 | 0 | 0 | 0 | 0 | 0.457% | 1 | 50% | 0% | 0% | 0% | 8.2745 | 0 | 0 | 0 | 8.2745 | #N/A
2007-01-25 08:00 | 1 | 25 | 8 | 25.2917 | 584 | 8.96 | 3.92 | 989 | 8.96 | 764.4122 | 0 | Heating | 101.9216 | #N/A | #N/A | #N/A | #N/A | 764.4122 | #N/A | #N/A | 2.7067 | #N/A | 0 | 0 | 0 | 0 | 0 | 0 | 0 | 0.3397% | 1 | 50% | 0% | 0% | 0% | 8.2745 | 0 | 0 | 0 | 8.2745 | #N/A
2007-01-25 09:00 | 1 | 25 | 9 | 25.3334 | 585 | 10.94 | 4.64 | 989 | 10.94 | 497.8203 | 0 | Heating | 66.376 | #N/A | #N/A | #N/A | #N/A | 497.8203 | #N/A | #N/A | 2.737 | #N/A | 0 | 0 | 0 | 0 | 0 | 0 | 0 | 0.2213% | 1 | 50% | 0% | 0% | 0% | 8.2745 | 0 | 0 | 0 | 8.2745 | #N/A
2007-01-25 10:00 | 1 | 25 | 10 | 25.375 | 586 | 12.02 | 6.08 | 990 | 12.02 | 440.0505 | 0 | Heating | 58.6734 | #N/A | #N/A | #N/A | #N/A | 440.0505 | #N/A | #N/A | 2.7546 | #N/A | 0 | 0 | 0 | 0 | 0 | 0 | 0 | 0.1956% | 1 | 50% | 0% | 0% | 0% | 8.2745 | 0 | 0 | 0 | 8.2745 | #N/A
2007-01-25 11:00 | 1 | 25 | 11 | 25.4167 | 587 | 12.02 | 7.52 | 989 | 12.02 | 433.4838 | 0 | Heating | 57.7978 | #N/A | #N/A | #N/A | #N/A | 433.4838 | #N/A | #N/A | 2.7546 | #N/A | 0 | 0 | 0 | 0 | 0 | 0 | 0 | 0.1927% | 1 | 50% | 0% | 0% | 0% | 8.2745 | 0 | 0 | 0 | 8.2745 | #N/A
2007-01-25 12:00 | 1 | 25 | 12 | 25.4584 | 588 | 15.08 | 8.78 | 989 | 15.08 | 366.5486 | 0 | Heating | 48.8732 | #N/A | #N/A | #N/A | #N/A | 366.5486 | #N/A | #N/A | 2.8087 | #N/A | 0 | 0 | 0 | 0 | 0 | 0 | 0 | 0.1629% | 1 | 50% | 0% | 0% | 0% | 8.2745 | 0 | 0 | 0 | 8.2745 | #N/A
2007-01-25 13:00 | 1 | 25 | 13 | 25.5 | 589 | 17.06 | 10.04 | 989 | 17.06 | 386.5476 | 0 | Heating | 51.5397 | #N/A | #N/A | #N/A | #N/A | 386.5476 | #N/A | #N/A | 2.8481 | #N/A | 0 | 0 | 0 | 0 | 0 | 0 | 0 | 0.1718% | 1 | 50% | 0% | 0% | 0% | 8.2745 | 0 | 0 | 0 | 8.2745 | #N/A
2007-01-25 14:00 | 1 | 25 | 14 | 25.5417 | 590 | 17.06 | 10.94 | 989 | 17.06 | 305.4794 | 0 | Heating | 40.7306 | #N/A | #N/A | #N/A | #N/A | 305.4794 | #N/A | #N/A | 2.8481 | #N/A | 0 | 0 | 0 | 0 | 0 | 0 | 0 | 0.1358% | 1 | 50% | 0% | 0% | 0% | 8.2745 | 0 | 0 | 0 | 8.2745 | #N/A
2007-01-25 15:00 | 1 | 25 | 15 | 25.5834 | 591 | 19.4 | 11.66 | 989 | 19.4 | 313.8936 | 0 | Heating | 41.8525 | #N/A | #N/A | #N/A | #N/A | 313.8936 | #N/A | #N/A | 2.8998 | #N/A | 0 | 0 | 0 | 0 | 0 | 0 | 0 | 0.1395% | 1 | 50% | 0% | 0% | 0% | 8.2745 | 0 | 0 | 0 | 8.2745 | #N/A
2007-01-25 16:00 | 1 | 25 | 16 | 25.625 | 592 | 15.98 | 12.02 | 989 | 15.98 | 307.802 | 0 | Heating | 41.0403 | #N/A | #N/A | #N/A | #N/A | 307.802 | #N/A | #N/A | 2.8262 | #N/A | 0 | 0 | 0 | 0 | 0 | 0 | 0 | 0.1368% | 1 | 50% | 0% | 0% | 0% | 8.2745 | 0 | 0 | 0 | 8.2745 | #N/A
2007-01-25 17:00 | 1 | 25 | 17 | 25.6667 | 593 | 15.98 | 12.38 | 990 | 15.98 | 277.6206 | 0 | Heating | 37.0161 | #N/A | #N/A | #N/A | #N/A | 277.6206 | #N/A | #N/A | 2.8262 | #N/A | 0 | 0 | 0 | 0 | 0 | 0 | 0 | 0.1234% | 1 | 50% | 0% | 0% | 0% | 8.2745 | 0 | 0 | 0 | 8.2745 | #N/A
2007-01-25 18:00 | 1 | 25 | 18 | 25.7084 | 594 | 12.92 | 12.56 | 991 | 12.92 | 318.8289 | 0 | Heating | 42.5105 | #N/A | #N/A | #N/A | #N/A | 318.8289 | #N/A | #N/A | 2.7697 | #N/A | 0 | 0 | 0 | 0 | 0 | 0 | 0 | 0.1417% | 1 | 50% | 0% | 0% | 0% | 8.2745 | 0 | 0 | 0 | 8.2745 | #N/A
2007-01-25 19:00 | 1 | 25 | 19 | 25.75 | 595 | 10.94 | 12.92 | 991 | 10.94 | 386.3385 | 0 | Heating | 51.5118 | #N/A | #N/A | #N/A | #N/A | 386.3385 | #N/A | #N/A | 2.737 | #N/A | 0 | 0 | 0 | 0 | 0 | 0 | 0 | 0.1717% | 1 | 50% | 0% | 0% | 0% | 8.2745 | 0 | 0 | 0 | 8.2745 | #N/A
2007-01-25 20:00 | 1 | 25 | 20 | 25.7917 | 596 | 10.94 | 12.2 | 992 | 10.94 | 421.7133 | 0 | Heating | 56.2284 | #N/A | #N/A | #N/A | #N/A | 421.7133 | #N/A | #N/A | 2.737 | #N/A | 0 | 0 | 0 | 0 | 0 | 0 | 0 | 0.1874% | 1 | 50% | 0% | 0% | 0% | 8.2745 | 0 | 0 | 0 | 8.2745 | #N/A
2007-01-25 21:00 | 1 | 25 | 21 | 25.8334 | 597 | 6.98 | 11.48 | 992 | 6.98 | 501.4855 | 0 | Heating | 66.8647 | #N/A | #N/A | #N/A | #N/A | 501.4855 | #N/A | #N/A | 2.6781 | #N/A | 0 | 0 | 0 | 0 | 0 | 0 | 0 | 0.2229% | 1 | 50% | 0% | 0% | 0% | 8.2745 | 0 | 0 | 0 | 8.2745 | #N/A
2007-01-25 22:00 | 1 | 25 | 22 | 25.875 | 598 | 5 | 10.94 | 993 | 5 | 528.8399 | 0 | Heating | 70.512 | #N/A | #N/A | #N/A | #N/A | 528.8399 | #N/A | #N/A | 2.6507 | #N/A | 0 | 0 | 0 | 0 | 0 | 0 | 0 | 0.235% | 1 | 50% | 0% | 0% | 0% | 8.2745 | 0 | 0 | 0 | 8.2745 | #N/A
2007-01-25 23:00 | 1 | 25 | 23 | 25.9167 | 599 | 5 | 13.82 | 994 | 5 | 167.8124 | 0 | Heating | 22.375 | #N/A | #N/A | #N/A | #N/A | 167.8124 | #N/A | #N/A | 2.6507 | #N/A | 0 | 0 | 0 | 0 | 0 | 0 | 0 | 0.07458% | 1 | 50% | 0% | 0% | 0% | 8.2745 | 0 | 0 | 0 | 8.2745 | #N/A
2007-01-26 | 1 | 26 | 0 | 25.9584 | 600 | 1.94 | 16.7 | 995 | 1.94 | 250.0341 | 0 | Heating | 33.3379 | #N/A | #N/A | #N/A | #N/A | 250.0341 | #N/A | #N/A | 2.6096 | #N/A | 0 | 0 | 0 | 0 | 0 | 0 | 0 | 0.1111% | 1 | 50% | 0% | 0% | 0% | 8.2745 | 0 | 0 | 0 | 8.2745 | #N/A
2007-01-26 01:00 | 1 | 26 | 1 | 26 | 601 | 1.4 | 19.94 | 995 | 1.4 | 263.8144 | 0 | Heating | 35.1753 | #N/A | #N/A | #N/A | #N/A | 263.8144 | #N/A | #N/A | 2.6024 | #N/A | 0 | 0 | 0 | 0 | 0 | 0 | 0 | 0.1173% | 1 | 50% | 0% | 0% | 0% | 8.2745 | 0 | 0 | 0 | 8.2745 | #N/A
2007-01-26 02:00 | 1 | 26 | 2 | 26.0417 | 602 | -0.04 | 19.76 | 996 | -0.04 | 275.6363 | 0 | Heating | 36.7515 | #N/A | #N/A | #N/A | #N/A | 275.6363 | #N/A | #N/A | 2.5829 | #N/A | 0 | 0 | 0 | 0 | 0 | 0 | 0 | 0.1225% | 1 | 50% | 0% | 0% | 0% | 8.2745 | 0 | 0 | 0 | 8.2745 | #N/A
2007-01-26 03:00 | 1 | 26 | 3 | 26.0834 | 603 | -0.04 | 19.58 | 997 | -0.04 | 300.1323 | 0 | Heating | 40.0176 | #N/A | #N/A | #N/A | #N/A | 300.1323 | #N/A | #N/A | 2.5829 | #N/A | 0 | 0 | 0 | 0 | 0 | 0 | 0 | 0.1334% | 1 | 50% | 0% | 0% | 0% | 8.2745 | 0 | 0 | 0 | 8.2745 | #N/A
2007-01-26 04:00 | 1 | 26 | 4 | 26.125 | 604 | -2.02 | 19.94 | 997 | -2.02 | 321.3844 | 0 | Heating | 42.8513 | #N/A | #N/A | #N/A | #N/A | 321.3844 | #N/A | #N/A | 2.5555 | #N/A | 0 | 0 | 0 | 0 | 0 | 0 | 0 | 0.1428% | 1 | 50% | 0% | 0% | 0% | 8.2745 | 0 | 0 | 0 | 8.2745 | #N/A
2007-01-26 05:00 | 1 | 26 | 5 | 26.1667 | 605 | -2.02 | 18.68 | 998 | -2.02 | 345.7062 | 0 | Heating | 46.0942 | #N/A | #N/A | #N/A | #N/A | 345.7062 | #N/A | #N/A | 2.5555 | #N/A | 0 | 0 | 0 | 0 | 0 | 0 | 0 | 0.1536% | 1 | 50% | 0% | 0% | 0% | 8.2745 | 0 | 0 | 0 | 8.2745 | #N/A
2007-01-26 06:00 | 1 | 26 | 6 | 26.2084 | 606 | -2.2 | 17.78 | 999 | -2.2 | 354.9022 | 0 | Heating | 47.3203 | #N/A | #N/A | #N/A | #N/A | 354.9022 | #N/A | #N/A | 2.553 | #N/A | 0 | 0 | 0 | 0 | 0 | 0 | 0 | 0.1577% | 1 | 50% | 0% | 0% | 0% | 8.2745 | 0 | 0 | 0 | 8.2745 | #N/A
2007-01-26 07:00 | 1 | 26 | 7 | 26.25 | 607 | -2.2 | 17.06 | 999 | -2.2 | 858.4249 | 0 | Heating | 114.4567 | #N/A | #N/A | #N/A | #N/A | 858.4249 | #N/A | #N/A | 2.553 | #N/A | 0 | 0 | 0 | 0 | 0 | 0 | 0 | 0.3815% | 1 | 50% | 0% | 0% | 0% | 8.2745 | 0 | 0 | 0 | 8.2745 | #N/A
2007-01-26 08:00 | 1 | 26 | 8 | 26.2917 | 608 | -2.92 | 17.24 | 1000 | -2.92 | 635.0762 | 0 | Heating | 84.6768 | #N/A | #N/A | #N/A | #N/A | 635.0762 | #N/A | #N/A | 2.5427 | #N/A | 0 | 0 | 0 | 0 | 0 | 0 | 0 | 0.2823% | 1 | 50% | 0% | 0% | 0% | 8.2745 | 0 | 0 | 0 | 8.2745 | #N/A
2007-01-26 09:00 | 1 | 26 | 9 | 26.3334 | 609 | 1.04 | 18.32 | 1000 | 1.04 | 512.508 | 0 | Heating | 68.3344 | #N/A | #N/A | #N/A | #N/A | 512.508 | #N/A | #N/A | 2.5975 | #N/A | 0 | 0 | 0 | 0 | 0 | 0 | 0 | 0.2278% | 1 | 50% | 0% | 0% | 0% | 8.2745 | 0 | 0 | 0 | 8.2745 | #N/A
2007-01-26 10:00 | 1 | 26 | 10 | 26.375 | 610 | 3.2 | 19.94 | 1000 | 3.2 | 486.2354 | 0 | Heating | 64.8314 | #N/A | #N/A | #N/A | #N/A | 486.2354 | #N/A | #N/A | 2.6265 | #N/A | 0 | 0 | 0 | 0 | 0 | 0 | 0 | 0.2161% | 1 | 50% | 0% | 0% | 0% | 8.2745 | 0 | 0 | 0 | 8.2745 | #N/A
2007-01-26 11:00 | 1 | 26 | 11 | 26.4167 | 611 | 3.92 | 20.48 | 1000 | 3.92 | 476.3268 | 0 | Heating | 63.5102 | #N/A | #N/A | #N/A | #N/A | 476.3268 | #N/A | #N/A | 2.6361 | #N/A | 0 | 0 | 0 | 0 | 0 | 0 | 0 | 0.2117% | 1 | 50% | 0% | 0% | 0% | 8.2745 | 0 | 0 | 0 | 8.2745 | #N/A
2007-01-26 12:00 | 1 | 26 | 12 | 26.4584 | 612 | 8.06 | 20.66 | 1000 | 8.06 | 442.7822 | 0 | Heating | 59.0376 | #N/A | #N/A | #N/A | #N/A | 442.7822 | #N/A | #N/A | 2.6935 | #N/A | 0 | 0 | 0 | 0 | 0 | 0 | 0 | 0.1968% | 1 | 50% | 0% | 0% | 0% | 8.2745 | 0 | 0 | 0 | 8.2745 | #N/A
2007-01-26 13:00 | 1 | 26 | 13 | 26.5 | 613 | 8.96 | 21.02 | 1000 | 8.96 | 428.4162 | 0 | Heating | 57.1222 | #N/A | #N/A | #N/A | #N/A | 428.4162 | #N/A | #N/A | 2.7067 | #N/A | 0 | 0 | 0 | 0 | 0 | 0 | 0 | 0.1904% | 1 | 50% | 0% | 0% | 0% | 8.2745 | 0 | 0 | 0 | 8.2745 | #N/A
2007-01-26 14:00 | 1 | 26 | 14 | 26.5417 | 614 | 8.96 | 20.84 | 1001 | 8.96 | 381.6037 | 0 | Heating | 50.8805 | #N/A | #N/A | #N/A | #N/A | 381.6037 | #N/A | #N/A | 2.7067 | #N/A | 0 | 0 | 0 | 0 | 0 | 0 | 0 | 0.1696% | 1 | 50% | 0% | 0% | 0% | 8.2745 | 0 | 0 | 0 | 8.2745 | #N/A
2007-01-26 15:00 | 1 | 26 | 15 | 26.5834 | 615 | 8.96 | 20.66 | 1002 | 8.96 | 460.5542 | 0 | Heating | 61.4072 | #N/A | #N/A | #N/A | #N/A | 460.5542 | #N/A | #N/A | 2.7067 | #N/A | 0 | 0 | 0 | 0 | 0 | 0 | 0 | 0.2047% | 1 | 50% | 0% | 0% | 0% | 8.2745 | 0 | 0 | 0 | 8.2745 | #N/A
2007-01-26 16:00 | 1 | 26 | 16 | 26.625 | 616 | 10.94 | 19.94 | 1002 | 10.94 | 462.8336 | 0 | Heating | 61.7112 | #N/A | #N/A | #N/A | #N/A | 462.8336 | #N/A | #N/A | 2.737 | #N/A | 0 | 0 | 0 | 0 | 0 | 0 | 0 | 0.2057% | 1 | 50% | 0% | 0% | 0% | 8.2745 | 0 | 0 | 0 | 8.2745 | #N/A
2007-01-26 17:00 | 1 | 26 | 17 | 26.6667 | 617 | 10.94 | 19.94 | 1003 | 10.94 | 431.5016 | 0 | Heating | 57.5335 | #N/A | #N/A | #N/A | #N/A | 431.5016 | #N/A | #N/A | 2.737 | #N/A | 0 | 0 | 0 | 0 | 0 | 0 | 0 | 0.1918% | 1 | 50% | 0% | 0% | 0% | 8.2745 | 0 | 0 | 0 | 8.2745 | #N/A
2007-01-26 18:00 | 1 | 26 | 18 | 26.7084 | 618 | 8.06 | 19.94 | 1004 | 8.06 | 471.9683 | 0 | Heating | 62.9291 | #N/A | #N/A | #N/A | #N/A | 471.9683 | #N/A | #N/A | 2.6935 | #N/A | 0 | 0 | 0 | 0 | 0 | 0 | 0 | 0.2098% | 1 | 50% | 0% | 0% | 0% | 8.2745 | 0 | 0 | 0 | 8.2745 | #N/A
2007-01-26 19:00 | 1 | 26 | 19 | 26.75 | 619 | 6.98 | 19.94 | 1004 | 6.98 | 57.5378 | 0 | Heating | 7.6717 | #N/A | #N/A | #N/A | #N/A | 57.5378 | #N/A | #N/A | 2.6781 | #N/A | 0 | 0 | 0 | 0 | 0 | 0 | 0 | 0.02557% | 1 | 50% | 0% | 0% | 0% | 8.2745 | 0 | 0 | 0 | 8.2745 | #N/A
2007-01-26 20:00 | 1 | 26 | 20 | 26.7917 | 620 | 6.98 | 19.94 | 1005 | 6.98 | 162.9544 | 0 | Heating | 21.7273 | #N/A | #N/A | #N/A | #N/A | 162.9544 | #N/A | #N/A | 2.6781 | #N/A | 0 | 0 | 0 | 0 | 0 | 0 | 0 | 0.07242% | 1 | 50% | 0% | 0% | 0% | 8.2745 | 0 | 0 | 0 | 8.2745 | #N/A
2007-01-26 21:00 | 1 | 26 | 21 | 26.8334 | 621 | 5 | 19.94 | 1005 | 5 | 189.9076 | 0 | Heating | 25.321 | #N/A | #N/A | #N/A | #N/A | 189.9076 | #N/A | #N/A | 2.6507 | #N/A | 0 | 0 | 0 | 0 | 0 | 0 | 0 | 0.0844% | 1 | 50% | 0% | 0% | 0% | 8.2745 | 0 | 0 | 0 | 8.2745 | #N/A
2007-01-26 22:00 | 1 | 26 | 22 | 26.875 | 622 | 3.92 | 19.94 | 1005 | 3.92 | 226.4071 | 0 | Heating | 30.1876 | #N/A | #N/A | #N/A | #N/A | 226.4071 | #N/A | #N/A | 2.6361 | #N/A | 0 | 0 | 0 | 0 | 0 | 0 | 0 | 0.1006% | 1 | 50% | 0% | 0% | 0% | 8.2745 | 0 | 0 | 0 | 8.2745 | #N/A
2007-01-26 23:00 | 1 | 26 | 23 | 26.9167 | 623 | 3.92 | 19.76 | 1005 | 3.92 | 261.8248 | 0 | Heating | 34.91 | #N/A | #N/A | #N/A | #N/A | 261.8248 | #N/A | #N/A | 2.6361 | #N/A | 0 | 0 | 0 | 0 | 0 | 0 | 0 | 0.1164% | 1 | 50% | 0% | 0% | 0% | 8.2745 | 0 | 0 | 0 | 8.2745 | #N/A
2007-01-27 | 1 | 27 | 0 | 26.9584 | 624 | 5 | 19.76 | 1005 | 5 | 295.938 | 0 | Heating | 39.4584 | #N/A | #N/A | #N/A | #N/A | 295.938 | #N/A | #N/A | 2.6507 | #N/A | 0 | 0 | 0 | 0 | 0 | 0 | 0 | 0.1315% | 1 | 50% | 0% | 0% | 0% | 8.2745 | 0 | 0 | 0 | 8.2745 | #N/A
2007-01-27 01:00 | 1 | 27 | 1 | 27 | 625 | 5 | 19.94 | 1005 | 5 | 310.5635 | 0 | Heating | 41.4085 | #N/A | #N/A | #N/A | #N/A | 310.5635 | #N/A | #N/A | 2.6507 | #N/A | 0 | 0 | 0 | 0 | 0 | 0 | 0 | 0.138% | 1 | 50% | 0% | 0% | 0% | 8.2745 | 0 | 0 | 0 | 8.2745 | #N/A
2007-01-27 02:00 | 1 | 27 | 2 | 27.0417 | 626 | 5 | 19.4 | 1005 | 5 | 333.5023 | 0 | Heating | 44.467 | #N/A | #N/A | #N/A | #N/A | 333.5023 | #N/A | #N/A | 2.6507 | #N/A | 0 | 0 | 0 | 0 | 0 | 0 | 0 | 0.1482% | 1 | 50% | 0% | 0% | 0% | 8.2745 | 0 | 0 | 0 | 8.2745 | #N/A
2007-01-27 03:00 | 1 | 27 | 3 | 27.0834 | 627 | 6.08 | 19.04 | 1005 | 6.08 | 359.1841 | 0 | Heating | 47.8912 | #N/A | #N/A | #N/A | #N/A | 359.1841 | #N/A | #N/A | 2.6655 | #N/A | 0 | 0 | 0 | 0 | 0 | 0 | 0 | 0.1596% | 1 | 50% | 0% | 0% | 0% | 8.2745 | 0 | 0 | 0 | 8.2745 | #N/A
2007-01-27 04:00 | 1 | 27 | 4 | 27.125 | 628 | 6.98 | 19.04 | 1005 | 6.98 | 384.2898 | 0 | Heating | 51.2386 | #N/A | #N/A | #N/A | #N/A | 384.2898 | #N/A | #N/A | 2.6781 | #N/A | 0 | 0 | 0 | 0 | 0 | 0 | 0 | 0.1708% | 1 | 50% | 0% | 0% | 0% | 8.2745 | 0 | 0 | 0 | 8.2745 | #N/A
2007-01-27 05:00 | 1 | 27 | 5 | 27.1667 | 629 | 6.98 | 18.86 | 1005 | 6.98 | 397.7849 | 0 | Heating | 53.038 | #N/A | #N/A | #N/A | #N/A | 397.7849 | #N/A | #N/A | 2.6781 | #N/A | 0 | 0 | 0 | 0 | 0 | 0 | 0 | 0.1768% | 1 | 50% | 0% | 0% | 0% | 8.2745 | 0 | 0 | 0 | 8.2745 | #N/A
2007-01-27 06:00 | 1 | 27 | 6 | 27.2084 | 630 | 8.06 | 18.86 | 1005 | 8.06 | 384.6907 | 0 | Heating | 51.2921 | #N/A | #N/A | #N/A | #N/A | 384.6907 | #N/A | #N/A | 2.6935 | #N/A | 0 | 0 | 0 | 0 | 0 | 0 | 0 | 0.171% | 1 | 50% | 0% | 0% | 0% | 8.2745 | 0 | 0 | 0 | 8.2745 | #N/A
2007-01-27 07:00 | 1 | 27 | 7 | 27.25 | 631 | 8.06 | 19.04 | 1005 | 8.06 | 353.278 | 0 | Heating | 47.1037 | #N/A | #N/A | #N/A | #N/A | 353.278 | #N/A | #N/A | 2.6935 | #N/A | 0 | 0 | 0 | 0 | 0 | 0 | 0 | 0.157% | 1 | 50% | 0% | 0% | 0% | 8.2745 | 0 | 0 | 0 | 8.2745 | #N/A
2007-01-27 08:00 | 1 | 27 | 8 | 27.2917 | 632 | 8.06 | 18.68 | 1005 | 8.06 | 324.4929 | 0 | Heating | 43.2657 | #N/A | #N/A | #N/A | #N/A | 324.4929 | #N/A | #N/A | 2.6935 | #N/A | 0 | 0 | 0 | 0 | 0 | 0 | 0 | 0.1442% | 1 | 50% | 0% | 0% | 0% | 8.2745 | 0 | 0 | 0 | 8.2745 | #N/A
2007-01-27 09:00 | 1 | 27 | 9 | 27.3334 | 633 | 8.6 | 18.86 | 1006 | 8.6 | 291.656 | 0 | Heating | 38.8875 | #N/A | #N/A | #N/A | #N/A | 291.656 | #N/A | #N/A | 2.7014 | #N/A | 0 | 0 | 0 | 0 | 0 | 0 | 0 | 0.1296% | 1 | 50% | 0% | 0% | 0% | 8.2745 | 0 | 0 | 0 | 8.2745 | #N/A
2007-01-27 10:00 | 1 | 27 | 10 | 27.375 | 634 | 8.96 | 19.94 | 1006 | 8.96 | 257.0376 | 0 | Heating | 34.2717 | #N/A | #N/A | #N/A | #N/A | 257.0376 | #N/A | #N/A | 2.7067 | #N/A | 0 | 0 | 0 | 0 | 0 | 0 | 0 | 0.1142% | 1 | 50% | 0% | 0% | 0% | 8.2745 | 0 | 0 | 0 | 8.2745 | #N/A
2007-01-27 11:00 | 1 | 27 | 11 | 27.4167 | 635 | 8.96 | 20.12 | 1006 | 8.96 | 230.4996 | 0 | Heating | 30.7333 | #N/A | #N/A | #N/A | #N/A | 230.4996 | #N/A | #N/A | 2.7067 | #N/A | 0 | 0 | 0 | 0 | 0 | 0 | 0 | 0.1024% | 1 | 50% | 0% | 0% | 0% | 8.2745 | 0 | 0 | 0 | 8.2745 | #N/A
2007-01-27 12:00 | 1 | 27 | 12 | 27.4584 | 636 | 10.4 | 19.94 | 1005 | 10.4 | 196.5958 | 0 | Heating | 26.2128 | #N/A | #N/A | #N/A | #N/A | 196.5958 | #N/A | #N/A | 2.7285 | #N/A | 0 | 0 | 0 | 0 | 0 | 0 | 0 | 0.08738% | 1 | 50% | 0% | 0% | 0% | 8.2745 | 0 | 0 | 0 | 8.2745 | #N/A
2007-01-27 13:00 | 1 | 27 | 13 | 27.5 | 637 | 12.92 | 19.94 | 1004 | 12.92 | 153.77 | 0 | Heating | 20.5027 | #N/A | #N/A | #N/A | #N/A | 153.77 | #N/A | #N/A | 2.7697 | #N/A | 0 | 0 | 0 | 0 | 0 | 0 | 0 | 0.06834% | 1 | 50% | 0% | 0% | 0% | 8.2745 | 0 | 0 | 0 | 8.2745 | #N/A
2007-01-27 14:00 | 1 | 27 | 14 | 27.5417 | 638 | 12.92 | 19.58 | 1004 | 12.92 | 131.3659 | 0 | Heating | 17.5155 | #N/A | #N/A | #N/A | #N/A | 131.3659 | #N/A | #N/A | 2.7697 | #N/A | 0 | 0 | 0 | 0 | 0 | 0 | 0 | 0.05838% | 1 | 50% | 0% | 0% | 0% | 8.2745 | 0 | 0 | 0 | 8.2745 | #N/A
2007-01-27 15:00 | 1 | 27 | 15 | 27.5834 | 639 | 14 | 18.86 | 1004 | 14 | 137.627 | 0 | Heating | 18.3503 | #N/A | #N/A | #N/A | #N/A | 137.627 | #N/A | #N/A | 2.7888 | #N/A | 0 | 0 | 0 | 0 | 0 | 0 | 0 | 0.06117% | 1 | 50% | 0% | 0% | 0% | 8.2745 | 0 | 0 | 0 | 8.2745 | #N/A
2007-01-27 16:00 | 1 | 27 | 16 | 27.625 | 640 | 14 | 17.96 | 1003 | 14 | 150.4673 | 0 | Heating | 20.0623 | #N/A | #N/A | #N/A | #N/A | 150.4673 | #N/A | #N/A | 2.7888 | #N/A | 0 | 0 | 0 | 0 | 0 | 0 | 0 | 0.06687% | 1 | 50% | 0% | 0% | 0% | 8.2745 | 0 | 0 | 0 | 8.2745 | #N/A
2007-01-27 17:00 | 1 | 27 | 17 | 27.6667 | 641 | 14 | 17.24 | 1003 | 14 | 173.0213 | 0 | Heating | 23.0695 | #N/A | #N/A | #N/A | #N/A | 173.0213 | #N/A | #N/A | 2.7888 | #N/A | 0 | 0 | 0 | 0 | 0 | 0 | 0 | 0.0769% | 1 | 50% | 0% | 0% | 0% | 8.2745 | 0 | 0 | 0 | 8.2745 | #N/A
2007-01-27 18:00 | 1 | 27 | 18 | 27.7084 | 642 | 14 | 16.7 | 1003 | 14 | 248.8629 | 0 | Heating | 33.1817 | #N/A | #N/A | #N/A | #N/A | 248.8629 | #N/A | #N/A | 2.7888 | #N/A | 0 | 0 | 0 | 0 | 0 | 0 | 0 | 0.1106% | 1 | 50% | 0% | 0% | 0% | 8.2745 | 0 | 0 | 0 | 8.2745 | #N/A
2007-01-27 19:00 | 1 | 27 | 19 | 27.75 | 643 | 15.08 | 15.98 | 1003 | 15.08 | 310.9958 | 0 | Heating | 41.4661 | #N/A | #N/A | #N/A | #N/A | 310.9958 | #N/A | #N/A | 2.8087 | #N/A | 0 | 0 | 0 | 0 | 0 | 0 | 0 | 0.1382% | 1 | 50% | 0% | 0% | 0% | 8.2745 | 0 | 0 | 0 | 8.2745 | #N/A
2007-01-27 20:00 | 1 | 27 | 20 | 27.7917 | 644 | 15.08 | 16.34 | 1003 | 15.08 | 359.092 | 0 | Heating | 47.8789 | #N/A | #N/A | #N/A | #N/A | 359.092 | #N/A | #N/A | 2.8087 | #N/A | 0 | 0 | 0 | 0 | 0 | 0 | 0 | 0.1596% | 1 | 50% | 0% | 0% | 0% | 8.2745 | 0 | 0 | 0 | 8.2745 | #N/A
2007-01-27 21:00 | 1 | 27 | 21 | 27.8334 | 645 | 15.08 | 16.7 | 1002 | 15.08 | 370.0237 | 0 | Heating | 49.3365 | #N/A | #N/A | #N/A | #N/A | 370.0237 | #N/A | #N/A | 2.8087 | #N/A | 0 | 0 | 0 | 0 | 0 | 0 | 0 | 0.1645% | 1 | 50% | 0% | 0% | 0% | 8.2745 | 0 | 0 | 0 | 8.2745 | #N/A
2007-01-27 22:00 | 1 | 27 | 22 | 27.875 | 646 | 15.98 | 17.06 | 1002 | 15.98 | 395.648 | 0 | Heating | 52.7531 | #N/A | #N/A | #N/A | #N/A | 395.648 | #N/A | #N/A | 2.8262 | #N/A | 0 | 0 | 0 | 0 | 0 | 0 | 0 | 0.1758% | 1 | 50% | 0% | 0% | 0% | 8.2745 | 0 | 0 | 0 | 8.2745 | #N/A
2007-01-27 23:00 | 1 | 27 | 23 | 27.9167 | 647 | 15.98 | 17.6 | 1002 | 15.98 | 423.1455 | 0 | Heating | 56.4194 | #N/A | #N/A | #N/A | #N/A | 423.1455 | #N/A | #N/A | 2.8262 | #N/A | 0 | 0 | 0 | 0 | 0 | 0 | 0 | 0.1881% | 1 | 50% | 0% | 0% | 0% | 8.2745 | 0 | 0 | 0 | 8.2745 | #N/A
2007-01-28 | 1 | 28 | 0 | 27.9584 | 648 | 15.8 | 18.14 | 1001 | 15.8 | 452.1726 | 0 | Heating | 60.2897 | #N/A | #N/A | #N/A | #N/A | 452.1726 | #N/A | #N/A | 2.8226 | #N/A | 0 | 0 | 0 | 0 | 0 | 0 | 0 | 0.201% | 1 | 50% | 0% | 0% | 0% | 8.2745 | 0 | 0 | 0 | 8.2745 | #N/A
2007-01-28 01:00 | 1 | 28 | 1 | 28 | 649 | 17.6 | 19.04 | 1001 | 17.6 | 444.73 | 0 | Heating | 59.2973 | #N/A | #N/A | #N/A | #N/A | 444.73 | #N/A | #N/A | 2.8595 | #N/A | 0 | 0 | 0 | 0 | 0 | 0 | 0 | 0.1977% | 1 | 50% | 0% | 0% | 0% | 8.2745 | 0 | 0 | 0 | 8.2745 | #N/A
2007-01-28 02:00 | 1 | 28 | 2 | 28.0417 | 650 | 17.06 | 19.76 | 1001 | 17.06 | 452.4937 | 0 | Heating | 60.3325 | #N/A | #N/A | #N/A | #N/A | 452.4937 | #N/A | #N/A | 2.8481 | #N/A | 0 | 0 | 0 | 0 | 0 | 0 | 0 | 0.2011% | 1 | 50% | 0% | 0% | 0% | 8.2745 | 0 | 0 | 0 | 8.2745 | #N/A
2007-01-28 03:00 | 1 | 28 | 3 | 28.0834 | 651 | 17.96 | 20.66 | 1001 | 17.96 | 460.521 | 0 | Heating | 61.4028 | #N/A | #N/A | #N/A | #N/A | 460.521 | #N/A | #N/A | 2.8673 | #N/A | 0 | 0 | 0 | 0 | 0 | 0 | 0 | 0.2047% | 1 | 50% | 0% | 0% | 0% | 8.2745 | 0 | 0 | 0 | 8.2745 | #N/A
2007-01-28 04:00 | 1 | 28 | 4 | 28.125 | 652 | 17.96 | 21.92 | 1000 | 17.96 | 461.8322 | 0 | Heating | 61.5776 | #N/A | #N/A | #N/A | #N/A | 461.8322 | #N/A | #N/A | 2.8673 | #N/A | 0 | 0 | 0 | 0 | 0 | 0 | 0 | 0.2053% | 1 | 50% | 0% | 0% | 0% | 8.2745 | 0 | 0 | 0 | 8.2745 | #N/A
2007-01-28 05:00 | 1 | 28 | 5 | 28.1667 | 653 | 17.96 | 21.02 | 1001 | 17.96 | 466.7177 | 0 | Heating | 62.229 | #N/A | #N/A | #N/A | #N/A | 466.7177 | #N/A | #N/A | 2.8673 | #N/A | 0 | 0 | 0 | 0 | 0 | 0 | 0 | 0.2074% | 1 | 50% | 0% | 0% | 0% | 8.2745 | 0 | 0 | 0 | 8.2745 | #N/A
2007-01-28 06:00 | 1 | 28 | 6 | 28.2084 | 654 | 14 | 20.3 | 1001 | 14 | 454.8403 | 0 | Heating | 60.6454 | #N/A | #N/A | #N/A | #N/A | 454.8403 | #N/A | #N/A | 2.7888 | #N/A | 0 | 0 | 0 | 0 | 0 | 0 | 0 | 0.2022% | 1 | 50% | 0% | 0% | 0% | 8.2745 | 0 | 0 | 0 | 8.2745 | #N/A
2007-01-28 07:00 | 1 | 28 | 7 | 28.25 | 655 | 12.2 | 19.94 | 1001 | 12.2 | 1291.793 | 0 | Heating | 172.2391 | #N/A | #N/A | #N/A | #N/A | 1291.793 | #N/A | #N/A | 2.7575 | #N/A | 0 | 0 | 0 | 0 | 0 | 0 | 0 | 0.5741% | 1 | 50% | 0% | 0% | 0% | 8.2745 | 0 | 0 | 0 | 8.2745 | #N/A
2007-01-28 08:00 | 1 | 28 | 8 | 28.2917 | 656 | 12.92 | 18.86 | 1002 | 12.92 | 974.0133 | 0 | Heating | 129.8684 | #N/A | #N/A | #N/A | #N/A | 974.0133 | #N/A | #N/A | 2.7697 | #N/A | 0 | 0 | 0 | 0 | 0 | 0 | 0 | 0.4329% | 1 | 50% | 0% | 0% | 0% | 8.2745 | 0 | 0 | 0 | 8.2745 | #N/A
2007-01-28 09:00 | 1 | 28 | 9 | 28.3334 | 657 | 19.94 | 18.68 | 1002 | 19.94 | 598.1991 | 0 | Heating | 79.7599 | #N/A | #N/A | #N/A | #N/A | 598.1991 | #N/A | #N/A | 2.9127 | #N/A | 0 | 0 | 0 | 0 | 0 | 0 | 0 | 0.2659% | 1 | 50% | 0% | 0% | 0% | 8.2745 | 0 | 0 | 0 | 8.2745 | #N/A
2007-01-28 10:00 | 1 | 28 | 10 | 28.375 | 658 | 24.98 | 19.04 | 1003 | 24.98 | 571.9067 | 0 | Heating | 76.2542 | #N/A | #N/A | #N/A | #N/A | 571.9067 | #N/A | #N/A | 3.0513 | #N/A | 0 | 0 | 0 | 0 | 0 | 0 | 0 | 0.2542% | 1 | 50% | 0% | 0% | 0% | 8.2745 | 0 | 0 | 0 | 8.2745 | #N/A
2007-01-28 11:00 | 1 | 28 | 11 | 28.4167 | 659 | 24.98 | 19.76 | 1003 | 24.98 | 553.1235 | 0 | Heating | 73.7498 | #N/A | #N/A | #N/A | #N/A | 553.1235 | #N/A | #N/A | 3.0513 | #N/A | 0 | 0 | 0 | 0 | 0 | 0 | 0 | 0.2458% | 1 | 50% | 0% | 0% | 0% | 8.2745 | 0 | 0 | 0 | 8.2745 | #N/A
2007-01-28 12:00 | 1 | 28 | 12 | 28.4584 | 660 | 24.08 | 20.3 | 1003 | 24.08 | 505.792 | 0 | Heating | 67.4389 | #N/A | #N/A | #N/A | #N/A | 505.792 | #N/A | #N/A | 3.0238 | #N/A | 0 | 0 | 0 | 0 | 0 | 0 | 0 | 0.2248% | 1 | 50% | 0% | 0% | 0% | 8.2745 | 0 | 0 | 0 | 8.2745 | #N/A
2007-01-28 13:00 | 1 | 28 | 13 | 28.5 | 661 | 24.08 | 21.02 | 1003 | 24.08 | 476.8615 | 0 | Heating | 63.5815 | #N/A | #N/A | #N/A | #N/A | 476.8615 | #N/A | #N/A | 3.0238 | #N/A | 0 | 0 | 0 | 0 | 0 | 0 | 0 | 0.2119% | 1 | 50% | 0% | 0% | 0% | 8.2745 | 0 | 0 | 0 | 8.2745 | #N/A
2007-01-28 14:00 | 1 | 28 | 14 | 28.5417 | 662 | 24.08 | 20.3 | 1003 | 24.08 | 380.6495 | 0 | Heating | 50.7533 | #N/A | #N/A | #N/A | #N/A | 380.6495 | #N/A | #N/A | 3.0238 | #N/A | 0 | 0 | 0 | 0 | 0 | 0 | 0 | 0.1692% | 1 | 50% | 0% | 0% | 0% | 8.2745 | 0 | 0 | 0 | 8.2745 | #N/A
2007-01-28 15:00 | 1 | 28 | 15 | 28.5834 | 663 | 26.96 | 19.22 | 1003 | 26.96 | 335.4741 | 0 | Heating | 44.7299 | #N/A | #N/A | #N/A | #N/A | 335.4741 | #N/A | #N/A | 3.1163 | #N/A | 0 | 0 | 0 | 0 | 0 | 0 | 0 | 0.1491% | 1 | 50% | 0% | 0% | 0% | 8.2745 | 0 | 0 | 0 | 8.2745 | #N/A
2007-01-28 16:00 | 1 | 28 | 16 | 28.625 | 664 | 24.98 | 17.96 | 1003 | 24.98 | 318.7009 | 0 | Heating | 42.4935 | #N/A | #N/A | #N/A | #N/A | 318.7009 | #N/A | #N/A | 3.0513 | #N/A | 0 | 0 | 0 | 0 | 0 | 0 | 0 | 0.1416% | 1 | 50% | 0% | 0% | 0% | 8.2745 | 0 | 0 | 0 | 8.2745 | #N/A
2007-01-28 17:00 | 1 | 28 | 17 | 28.6667 | 665 | 24.98 | 16.7 | 1004 | 24.98 | 310.9235 | 0 | Heating | 41.4565 | #N/A | #N/A | #N/A | #N/A | 310.9235 | #N/A | #N/A | 3.0513 | #N/A | 0 | 0 | 0 | 0 | 0 | 0 | 0 | 0.1382% | 1 | 50% | 0% | 0% | 0% | 8.2745 | 0 | 0 | 0 | 8.2745 | #N/A
2007-01-28 18:00 | 1 | 28 | 18 | 28.7084 | 666 | 19.94 | 15.26 | 1004 | 19.94 | 378.0047 | 0 | Heating | 50.4006 | #N/A | #N/A | #N/A | #N/A | 378.0047 | #N/A | #N/A | 2.9127 | #N/A | 0 | 0 | 0 | 0 | 0 | 0 | 0 | 0.168% | 1 | 50% | 0% | 0% | 0% | 8.2745 | 0 | 0 | 0 | 8.2745 | #N/A
2007-01-28 19:00 | 1 | 28 | 19 | 28.75 | 667 | 17.06 | 14 | 1005 | 17.06 | 470.7665 | 0 | Heating | 62.7689 | #N/A | #N/A | #N/A | #N/A | 470.7665 | #N/A | #N/A | 2.8481 | #N/A | 0 | 0 | 0 | 0 | 0 | 0 | 0 | 0.2092% | 1 | 50% | 0% | 0% | 0% | 8.2745 | 0 | 0 | 0 | 8.2745 | #N/A
2007-01-28 20:00 | 1 | 28 | 20 | 28.7917 | 668 | 17.06 | 13.64 | 1005 | 17.06 | 496.1574 | 0 | Heating | 66.1543 | #N/A | #N/A | #N/A | #N/A | 496.1574 | #N/A | #N/A | 2.8481 | #N/A | 0 | 0 | 0 | 0 | 0 | 0 | 0 | 0.2205% | 1 | 50% | 0% | 0% | 0% | 8.2745 | 0 | 0 | 0 | 8.2745 | #N/A
2007-01-28 21:00 | 1 | 28 | 21 | 28.8334 | 669 | 17.06 | 13.28 | 1005 | 17.06 | 554.1345 | 0 | Heating | 73.8846 | #N/A | #N/A | #N/A | #N/A | 554.1345 | #N/A | #N/A | 2.8481 | #N/A | 0 | 0 | 0 | 0 | 0 | 0 | 0 | 0.2463% | 1 | 50% | 0% | 0% | 0% | 8.2745 | 0 | 0 | 0 | 8.2745 | #N/A
2007-01-28 22:00 | 1 | 28 | 22 | 28.875 | 670 | 17.06 | 12.92 | 1004 | 17.06 | 597.3642 | 0 | Heating | 79.6486 | #N/A | #N/A | #N/A | #N/A | 597.3642 | #N/A | #N/A | 2.8481 | #N/A | 0 | 0 | 0 | 0 | 0 | 0 | 0 | 0.2655% | 1 | 50% | 0% | 0% | 0% | 8.2745 | 0 | 0 | 0 | 8.2745 | #N/A
2007-01-28 23:00 | 1 | 28 | 23 | 28.9167 | 671 | 17.06 | 13.1 | 1004 | 17.06 | 202.79 | 0 | Heating | 27.0387 | #N/A | #N/A | #N/A | #N/A | 202.79 | #N/A | #N/A | 2.8481 | #N/A | 0 | 0 | 0 | 0 | 0 | 0 | 0 | 0.09013% | 1 | 50% | 0% | 0% | 0% | 8.2745 | 0 | 0 | 0 | 8.2745 | #N/A
2007-01-29 | 1 | 29 | 0 | 28.9584 | 672 | 17.06 | 13.46 | 1004 | 17.06 | 338.2991 | 0 | Heating | 45.1066 | #N/A | #N/A | #N/A | #N/A | 338.2991 | #N/A | #N/A | 2.8481 | #N/A | 0 | 0 | 0 | 0 | 0 | 0 | 0 | 0.1504% | 1 | 50% | 0% | 0% | 0% | 8.2745 | 0 | 0 | 0 | 8.2745 | #N/A
2007-01-29 01:00 | 1 | 29 | 1 | 29 | 673 | 15.98 | 14 | 1004 | 15.98 | 367.8832 | 0 | Heating | 49.0511 | #N/A | #N/A | #N/A | #N/A | 367.8832 | #N/A | #N/A | 2.8262 | #N/A | 0 | 0 | 0 | 0 | 0 | 0 | 0 | 0.1635% | 1 | 50% | 0% | 0% | 0% | 8.2745 | 0 | 0 | 0 | 8.2745 | #N/A
2007-01-29 02:00 | 1 | 29 | 2 | 29.0417 | 674 | 15.98 | 13.1 | 1004 | 15.98 | 394.1749 | 0 | Heating | 52.5567 | #N/A | #N/A | #N/A | #N/A | 394.1749 | #N/A | #N/A | 2.8262 | #N/A | 0 | 0 | 0 | 0 | 0 | 0 | 0 | 0.1752% | 1 | 50% | 0% | 0% | 0% | 8.2745 | 0 | 0 | 0 | 8.2745 | #N/A
2007-01-29 03:00 | 1 | 29 | 3 | 29.0834 | 675 | 15.08 | 12.38 | 1004 | 15.08 | 422.0971 | 0 | Heating | 56.2796 | #N/A | #N/A | #N/A | #N/A | 422.0971 | #N/A | #N/A | 2.8087 | #N/A | 0 | 0 | 0 | 0 | 0 | 0 | 0 | 0.1876% | 1 | 50% | 0% | 0% | 0% | 8.2745 | 0 | 0 | 0 | 8.2745 | #N/A
2007-01-29 04:00 | 1 | 29 | 4 | 29.125 | 676 | 15.8 | 12.02 | 1004 | 15.8 | 447.9616 | 0 | Heating | 59.7282 | #N/A | #N/A | #N/A | #N/A | 447.9616 | #N/A | #N/A | 2.8226 | #N/A | 0 | 0 | 0 | 0 | 0 | 0 | 0 | 0.1991% | 1 | 50% | 0% | 0% | 0% | 8.2745 | 0 | 0 | 0 | 8.2745 | #N/A
2007-01-29 05:00 | 1 | 29 | 5 | 29.1667 | 677 | 15.08 | 11.48 | 1004 | 15.08 | 462.9059 | 0 | Heating | 61.7208 | #N/A | #N/A | #N/A | #N/A | 462.9059 | #N/A | #N/A | 2.8087 | #N/A | 0 | 0 | 0 | 0 | 0 | 0 | 0 | 0.2057% | 1 | 50% | 0% | 0% | 0% | 8.2745 | 0 | 0 | 0 | 8.2745 | #N/A
2007-01-29 06:00 | 1 | 29 | 6 | 29.2084 | 678 | 14 | 11.12 | 1004 | 14 | 451.4987 | 0 | Heating | 60.1998 | #N/A | #N/A | #N/A | #N/A | 451.4987 | #N/A | #N/A | 2.7888 | #N/A | 0 | 0 | 0 | 0 | 0 | 0 | 0 | 0.2007% | 1 | 50% | 0% | 0% | 0% | 8.2745 | 0 | 0 | 0 | 8.2745 | #N/A
2007-01-29 07:00 | 1 | 29 | 7 | 29.25 | 679 | 12.2 | 10.94 | 1004 | 12.2 | 997.0992 | 0 | Heating | 132.9466 | #N/A | #N/A | #N/A | #N/A | 997.0992 | #N/A | #N/A | 2.7575 | #N/A | 0 | 0 | 0 | 0 | 0 | 0 | 0 | 0.4432% | 1 | 50% | 0% | 0% | 0% | 8.2745 | 0 | 0 | 0 | 8.2745 | #N/A
2007-01-29 08:00 | 1 | 29 | 8 | 29.2917 | 680 | 12.02 | 11.66 | 1004 | 12.02 | 724.5173 | 0 | Heating | 96.6023 | #N/A | #N/A | #N/A | #N/A | 724.5173 | #N/A | #N/A | 2.7546 | #N/A | 0 | 0 | 0 | 0 | 0 | 0 | 0 | 0.322% | 1 | 50% | 0% | 0% | 0% | 8.2745 | 0 | 0 | 0 | 8.2745 | #N/A
2007-01-29 09:00 | 1 | 29 | 9 | 29.3334 | 681 | 15.08 | 12.92 | 1004 | 15.08 | 506.8661 | 0 | Heating | 67.5821 | #N/A | #N/A | #N/A | #N/A | 506.8661 | #N/A | #N/A | 2.8087 | #N/A | 0 | 0 | 0 | 0 | 0 | 0 | 0 | 0.2253% | 1 | 50% | 0% | 0% | 0% | 8.2745 | 0 | 0 | 0 | 8.2745 | #N/A
2007-01-29 10:00 | 1 | 29 | 10 | 29.375 | 682 | 17.06 | 15.08 | 1005 | 17.06 | 477.1559 | 0 | Heating | 63.6208 | #N/A | #N/A | #N/A | #N/A | 477.1559 | #N/A | #N/A | 2.8481 | #N/A | 0 | 0 | 0 | 0 | 0 | 0 | 0 | 0.2121% | 1 | 50% | 0% | 0% | 0% | 8.2745 | 0 | 0 | 0 | 8.2745 | #N/A
2007-01-29 11:00 | 1 | 29 | 11 | 29.4167 | 683 | 17.06 | 15.44 | 1004 | 17.06 | 457.1539 | 0 | Heating | 60.9538 | #N/A | #N/A | #N/A | #N/A | 457.1539 | #N/A | #N/A | 2.8481 | #N/A | 0 | 0 | 0 | 0 | 0 | 0 | 0 | 0.2032% | 1 | 50% | 0% | 0% | 0% | 8.2745 | 0 | 0 | 0 | 8.2745 | #N/A
2007-01-29 12:00 | 1 | 29 | 12 | 29.4584 | 684 | 19.04 | 15.62 | 1004 | 19.04 | 397.7011 | 0 | Heating | 53.0268 | #N/A | #N/A | #N/A | #N/A | 397.7011 | #N/A | #N/A | 2.8915 | #N/A | 0 | 0 | 0 | 0 | 0 | 0 | 0 | 0.1768% | 1 | 50% | 0% | 0% | 0% | 8.2745 | 0 | 0 | 0 | 8.2745 | #N/A
2007-01-29 13:00 | 1 | 29 | 13 | 29.5 | 685 | 19.94 | 15.98 | 1004 | 19.94 | 412.1213 | 0 | Heating | 54.9495 | #N/A | #N/A | #N/A | #N/A | 412.1213 | #N/A | #N/A | 2.9127 | #N/A | 0 | 0 | 0 | 0 | 0 | 0 | 0 | 0.1832% | 1 | 50% | 0% | 0% | 0% | 8.2745 | 0 | 0 | 0 | 8.2745 | #N/A
2007-01-29 14:00 | 1 | 29 | 14 | 29.5417 | 686 | 19.94 | 15.26 | 1004 | 19.94 | 305.6839 | 0 | Heating | 40.7579 | #N/A | #N/A | #N/A | #N/A | 305.6839 | #N/A | #N/A | 2.9127 | #N/A | 0 | 0 | 0 | 0 | 0 | 0 | 0 | 0.1359% | 1 | 50% | 0% | 0% | 0% | 8.2745 | 0 | 0 | 0 | 8.2745 | #N/A
2007-01-29 15:00 | 1 | 29 | 15 | 29.5834 | 687 | 19.94 | 14.18 | 1004 | 19.94 | 276.8533 | 0 | Heating | 36.9138 | #N/A | #N/A | #N/A | #N/A | 276.8533 | #N/A | #N/A | 2.9127 | #N/A | 0 | 0 | 0 | 0 | 0 | 0 | 0 | 0.123% | 1 | 50% | 0% | 0% | 0% | 8.2745 | 0 | 0 | 0 | 8.2745 | #N/A
2007-01-29 16:00 | 1 | 29 | 16 | 29.625 | 688 | 21.92 | 12.92 | 1004 | 21.92 | 258.4763 | 0 | Heating | 34.4635 | #N/A | #N/A | #N/A | #N/A | 258.4763 | #N/A | #N/A | 2.9629 | #N/A | 0 | 0 | 0 | 0 | 0 | 0 | 0 | 0.1149% | 1 | 50% | 0% | 0% | 0% | 8.2745 | 0 | 0 | 0 | 8.2745 | #N/A
2007-01-29 17:00 | 1 | 29 | 17 | 29.6667 | 689 | 21.92 | 12.92 | 1004 | 21.92 | 266.6831 | 0 | Heating | 35.5577 | #N/A | #N/A | #N/A | #N/A | 266.6831 | #N/A | #N/A | 2.9629 | #N/A | 0 | 0 | 0 | 0 | 0 | 0 | 0 | 0.1185% | 1 | 50% | 0% | 0% | 0% | 8.2745 | 0 | 0 | 0 | 8.2745 | #N/A
2007-01-29 18:00 | 1 | 29 | 18 | 29.7084 | 690 | 17.96 | 12.92 | 1005 | 17.96 | 346.888 | 0 | Heating | 46.2517 | #N/A | #N/A | #N/A | #N/A | 346.888 | #N/A | #N/A | 2.8673 | #N/A | 0 | 0 | 0 | 0 | 0 | 0 | 0 | 0.1542% | 1 | 50% | 0% | 0% | 0% | 8.2745 | 0 | 0 | 0 | 8.2745 | #N/A
2007-01-29 19:00 | 1 | 29 | 19 | 29.75 | 691 | 17.06 | 12.92 | 1005 | 17.06 | 430.5244 | 0 | Heating | 57.4032 | #N/A | #N/A | #N/A | #N/A | 430.5244 | #N/A | #N/A | 2.8481 | #N/A | 0 | 0 | 0 | 0 | 0 | 0 | 0 | 0.1913% | 1 | 50% | 0% | 0% | 0% | 8.2745 | 0 | 0 | 0 | 8.2745 | #N/A
2007-01-29 20:00 | 1 | 29 | 20 | 29.7917 | 692 | 17.06 | 11.66 | 1006 | 17.06 | 465.7607 | 0 | Heating | 62.1014 | #N/A | #N/A | #N/A | #N/A | 465.7607 | #N/A | #N/A | 2.8481 | #N/A | 0 | 0 | 0 | 0 | 0 | 0 | 0 | 0.207% | 1 | 50% | 0% | 0% | 0% | 8.2745 | 0 | 0 | 0 | 8.2745 | #N/A
2007-01-29 21:00 | 1 | 29 | 21 | 29.8334 | 693 | 17.06 | 10.22 | 1006 | 17.06 | 523.4075 | 0 | Heating | 69.7877 | #N/A | #N/A | #N/A | #N/A | 523.4075 | #N/A | #N/A | 2.8481 | #N/A | 0 | 0 | 0 | 0 | 0 | 0 | 0 | 0.2326% | 1 | 50% | 0% | 0% | 0% | 8.2745 | 0 | 0 | 0 | 8.2745 | #N/A
2007-01-29 22:00 | 1 | 29 | 22 | 29.875 | 694 | 12.92 | 8.96 | 1006 | 12.92 | 554.3456 | 0 | Heating | 73.9128 | #N/A | #N/A | #N/A | #N/A | 554.3456 | #N/A | #N/A | 2.7697 | #N/A | 0 | 0 | 0 | 0 | 0 | 0 | 0 | 0.2464% | 1 | 50% | 0% | 0% | 0% | 8.2745 | 0 | 0 | 0 | 8.2745 | #N/A
2007-01-29 23:00 | 1 | 29 | 23 | 29.9167 | 695 | 12.92 | 7.52 | 1007 | 12.92 | 213.0268 | 0 | Heating | 28.4036 | #N/A | #N/A | #N/A | #N/A | 213.0268 | #N/A | #N/A | 2.7697 | #N/A | 0 | 0 | 0 | 0 | 0 | 0 | 0 | 0.09468% | 1 | 50% | 0% | 0% | 0% | 8.2745 | 0 | 0 | 0 | 8.2745 | #N/A
2007-01-30 | 1 | 30 | 0 | 29.9584 | 696 | 10.94 | 6.08 | 1008 | 10.94 | 378.9962 | 0 | Heating | 50.5328 | #N/A | #N/A | #N/A | #N/A | 378.9962 | #N/A | #N/A | 2.737 | #N/A | 0 | 0 | 0 | 0 | 0 | 0 | 0 | 0.1684% | 1 | 50% | 0% | 0% | 0% | 8.2745 | 0 | 0 | 0 | 8.2745 | #N/A
2007-01-30 01:00 | 1 | 30 | 1 | 30 | 697 | 10.04 | 5 | 1008 | 10.04 | 448.457 | 0 | Heating | 59.7943 | #N/A | #N/A | #N/A | #N/A | 448.457 | #N/A | #N/A | 2.723 | #N/A | 0 | 0 | 0 | 0 | 0 | 0 | 0 | 0.1993% | 1 | 50% | 0% | 0% | 0% | 8.2745 | 0 | 0 | 0 | 8.2745 | #N/A
2007-01-30 02:00 | 1 | 30 | 2 | 30.0417 | 698 | 10.04 | 3.74 | 1008 | 10.04 | 498.7591 | 0 | Heating | 66.5012 | #N/A | #N/A | #N/A | #N/A | 498.7591 | #N/A | #N/A | 2.723 | #N/A | 0 | 0 | 0 | 0 | 0 | 0 | 0 | 0.2217% | 1 | 50% | 0% | 0% | 0% | 8.2745 | 0 | 0 | 0 | 8.2745 | #N/A
2007-01-30 03:00 | 1 | 30 | 3 | 30.0834 | 699 | 8.96 | 2.66 | 1009 | 8.96 | 544.036 | 0 | Heating | 72.5381 | #N/A | #N/A | #N/A | #N/A | 544.036 | #N/A | #N/A | 2.7067 | #N/A | 0 | 0 | 0 | 0 | 0 | 0 | 0 | 0.2418% | 1 | 50% | 0% | 0% | 0% | 8.2745 | 0 | 0 | 0 | 8.2745 | #N/A
2007-01-30 04:00 | 1 | 30 | 4 | 30.125 | 700 | 8.96 | 1.94 | 1009 | 8.96 | 584.252 | 0 | Heating | 77.9003 | #N/A | #N/A | #N/A | #N/A | 584.252 | #N/A | #N/A | 2.7067 | #N/A | 0 | 0 | 0 | 0 | 0 | 0 | 0 | 0.2597% | 1 | 50% | 0% | 0% | 0% | 8.2745 | 0 | 0 | 0 | 8.2745 | #N/A
2007-01-30 05:00 | 1 | 30 | 5 | 30.1667 | 701 | 8.96 | 0.32 | 1010 | 8.96 | 636.3521 | 0 | Heating | 84.847 | #N/A | #N/A | #N/A | #N/A | 636.3521 | #N/A | #N/A | 2.7067 | #N/A | 0 | 0 | 0 | 0 | 0 | 0 | 0 | 0.2828% | 1 | 50% | 0% | 0% | 0% | 8.2745 | 0 | 0 | 0 | 8.2745 | #N/A
2007-01-30 06:00 | 1 | 30 | 6 | 30.2084 | 702 | 10.94 | -0.94 | 1010 | 10.94 | 675.4573 | 0 | Heating | 90.061 | #N/A | #N/A | #N/A | #N/A | 675.4573 | #N/A | #N/A | 2.737 | #N/A | 0 | 0 | 0 | 0 | 0 | 0 | 0 | 0.3002% | 1 | 50% | 0% | 0% | 0% | 8.2745 | 0 | 0 | 0 | 8.2745 | #N/A
2007-01-30 07:00 | 1 | 30 | 7 | 30.25 | 703 | 8.96 | -2.02 | 1010 | 8.96 | 1218.9436 | 0 | Heating | 162.5258 | #N/A | #N/A | #N/A | #N/A | 1218.9436 | #N/A | #N/A | 2.7067 | #N/A | 0 | 0 | 0 | 0 | 0 | 0 | 0 | 0.5418% | 1 | 50% | 0% | 0% | 0% | 8.2745 | 0 | 0 | 0 | 8.2745 | #N/A
2007-01-30 08:00 | 1 | 30 | 8 | 30.2917 | 704 | 8.96 | -0.4 | 1011 | 8.96 | 893.9709 | 0 | Heating | 119.1961 | #N/A | #N/A | #N/A | #N/A | 893.9709 | #N/A | #N/A | 2.7067 | #N/A | 0 | 0 | 0 | 0 | 0 | 0 | 0 | 0.3973% | 1 | 50% | 0% | 0% | 0% | 8.2745 | 0 | 0 | 0 | 8.2745 | #N/A
2007-01-30 09:00 | 1 | 30 | 9 | 30.3334 | 705 | 15.98 | 1.94 | 1011 | 15.98 | 603.8772 | 0 | Heating | 80.517 | #N/A | #N/A | #N/A | #N/A | 603.8772 | #N/A | #N/A | 2.8262 | #N/A | 0 | 0 | 0 | 0 | 0 | 0 | 0 | 0.2684% | 1 | 50% | 0% | 0% | 0% | 8.2745 | 0 | 0 | 0 | 8.2745 | #N/A
2007-01-30 10:00 | 1 | 30 | 10 | 30.375 | 706 | 19.04 | 5 | 1012 | 19.04 | 522.0504 | 0 | Heating | 69.6067 | #N/A | #N/A | #N/A | #N/A | 522.0504 | #N/A | #N/A | 2.8915 | #N/A | 0 | 0 | 0 | 0 | 0 | 0 | 0 | 0.232% | 1 | 50% | 0% | 0% | 0% | 8.2745 | 0 | 0 | 0 | 8.2745 | #N/A
2007-01-30 11:00 | 1 | 30 | 11 | 30.4167 | 707 | 19.04 | 4.82 | 1011 | 19.04 | 476.1966 | 0 | Heating | 63.4929 | #N/A | #N/A | #N/A | #N/A | 476.1966 | #N/A | #N/A | 2.8915 | #N/A | 0 | 0 | 0 | 0 | 0 | 0 | 0 | 0.2116% | 1 | 50% | 0% | 0% | 0% | 8.2745 | 0 | 0 | 0 | 8.2745 | #N/A
2007-01-30 12:00 | 1 | 30 | 12 | 30.4584 | 708 | 23 | 4.28 | 1011 | 23 | 419.5063 | 0 | Heating | 55.9342 | #N/A | #N/A | #N/A | #N/A | 419.5063 | #N/A | #N/A | 2.9925 | #N/A | 0 | 0 | 0 | 0 | 0 | 0 | 0 | 0.1864% | 1 | 50% | 0% | 0% | 0% | 8.2745 | 0 | 0 | 0 | 8.2745 | #N/A
2007-01-30 13:00 | 1 | 30 | 13 | 30.5 | 709 | 26.06 | 3.92 | 1011 | 26.06 | 449.8274 | 0 | Heating | 59.977 | #N/A | #N/A | #N/A | #N/A | 449.8274 | #N/A | #N/A | 3.0859 | #N/A | 0 | 0 | 0 | 0 | 0 | 0 | 0 | 0.1999% | 1 | 50% | 0% | 0% | 0% | 8.2745 | 0 | 0 | 0 | 8.2745 | #N/A
2007-01-30 14:00 | 1 | 30 | 14 | 30.5417 | 710 | 26.06 | 4.82 | 1011 | 26.06 | 341.4873 | 0 | Heating | 45.5316 | #N/A | #N/A | #N/A | #N/A | 341.4873 | #N/A | #N/A | 3.0859 | #N/A | 0 | 0 | 0 | 0 | 0 | 0 | 0 | 0.1518% | 1 | 50% | 0% | 0% | 0% | 8.2745 | 0 | 0 | 0 | 8.2745 | #N/A
2007-01-30 15:00 | 1 | 30 | 15 | 30.5834 | 711 | 26.96 | 5.72 | 1011 | 26.96 | 304.3651 | 0 | Heating | 40.582 | #N/A | #N/A | #N/A | #N/A | 304.3651 | #N/A | #N/A | 3.1163 | #N/A | 0 | 0 | 0 | 0 | 0 | 0 | 0 | 0.1353% | 1 | 50% | 0% | 0% | 0% | 8.2745 | 0 | 0 | 0 | 8.2745 | #N/A
2007-01-30 16:00 | 1 | 30 | 16 | 30.625 | 712 | 28.04 | 6.08 | 1011 | 28.04 | 304.9775 | 0 | Heating | 40.6637 | #N/A | #N/A | #N/A | #N/A | 304.9775 | #N/A | #N/A | 3.1545 | #N/A | 0 | 0 | 0 | 0 | 0 | 0 | 0 | 0.1355% | 1 | 50% | 0% | 0% | 0% | 8.2745 | 0 | 0 | 0 | 8.2745 | #N/A
2007-01-30 17:00 | 1 | 30 | 17 | 30.6667 | 713 | 28.04 | 6.08 | 1011 | 28.04 | 298.1207 | 0 | Heating | 39.7494 | #N/A | #N/A | #N/A | #N/A | 298.1207 | #N/A | #N/A | 3.1545 | #N/A | 0 | 0 | 0 | 0 | 0 | 0 | 0 | 0.1325% | 1 | 50% | 0% | 0% | 0% | 8.2745 | 0 | 0 | 0 | 8.2745 | #N/A
2007-01-30 18:00 | 1 | 30 | 18 | 30.7084 | 714 | 26.06 | 6.08 | 1011 | 26.06 | 387.4494 | 0 | Heating | 51.6599 | #N/A | #N/A | #N/A | #N/A | 387.4494 | #N/A | #N/A | 3.0859 | #N/A | 0 | 0 | 0 | 0 | 0 | 0 | 0 | 0.1722% | 1 | 50% | 0% | 0% | 0% | 8.2745 | 0 | 0 | 0 | 8.2745 | #N/A
2007-01-30 19:00 | 1 | 30 | 19 | 30.75 | 715 | 24.08 | 6.08 | 1012 | 24.08 | 467.7329 | 0 | Heating | 62.3644 | #N/A | #N/A | #N/A | #N/A | 467.7329 | #N/A | #N/A | 3.0238 | #N/A | 0 | 0 | 0 | 0 | 0 | 0 | 0 | 0.2079% | 1 | 50% | 0% | 0% | 0% | 8.2745 | 0 | 0 | 0 | 8.2745 | #N/A
2007-01-30 20:00 | 1 | 30 | 20 | 30.7917 | 716 | 24.08 | 6.98 | 1011 | 24.08 | 499.3405 | 0 | Heating | 66.5787 | #N/A | #N/A | #N/A | #N/A | 499.3405 | #N/A | #N/A | 3.0238 | #N/A | 0 | 0 | 0 | 0 | 0 | 0 | 0 | 0.2219% | 1 | 50% | 0% | 0% | 0% | 8.2745 | 0 | 0 | 0 | 8.2745 | #N/A
2007-01-30 21:00 | 1 | 30 | 21 | 30.8334 | 717 | 23 | 7.88 | 1010 | 23 | 556.3113 | 0 | Heating | 74.1748 | #N/A | #N/A | #N/A | #N/A | 556.3113 | #N/A | #N/A | 2.9925 | #N/A | 0 | 0 | 0 | 0 | 0 | 0 | 0 | 0.2472% | 1 | 50% | 0% | 0% | 0% | 8.2745 | 0 | 0 | 0 | 8.2745 | #N/A
2007-01-30 22:00 | 1 | 30 | 22 | 30.875 | 718 | 21.92 | 8.96 | 1009 | 21.92 | 587.6697 | 0 | Heating | 78.356 | #N/A | #N/A | #N/A | #N/A | 587.6697 | #N/A | #N/A | 2.9629 | #N/A | 0 | 0 | 0 | 0 | 0 | 0 | 0 | 0.2612% | 1 | 50% | 0% | 0% | 0% | 8.2745 | 0 | 0 | 0 | 8.2745 | #N/A
2007-01-30 23:00 | 1 | 30 | 23 | 30.9167 | 719 | 21.92 | 6.8 | 1009 | 21.92 | 258.9467 | 0 | Heating | 34.5262 | #N/A | #N/A | #N/A | #N/A | 258.9467 | #N/A | #N/A | 2.9629 | #N/A | 0 | 0 | 0 | 0 | 0 | 0 | 0 | 0.1151% | 1 | 50% | 0% | 0% | 0% | 8.2745 | 0 | 0 | 0 | 8.2745 | #N/A
2007-01-31 | 1 | 31 | 0 | 30.9584 | 720 | 21.2 | 4.82 | 1009 | 21.2 | 428.821 | 0 | Heating | 57.1761 | #N/A | #N/A | #N/A | #N/A | 428.821 | #N/A | #N/A | 2.944 | #N/A | 0 | 0 | 0 | 0 | 0 | 0 | 0 | 0.1906% | 1 | 50% | 0% | 0% | 0% | 8.2745 | 0 | 0 | 0 | 8.2745 | #N/A
2007-01-31 01:00 | 1 | 31 | 1 | 31 | 721 | 21.2 | 3.02 | 1009 | 21.2 | 504.8667 | 0 | Heating | 67.3156 | #N/A | #N/A | #N/A | #N/A | 504.8667 | #N/A | #N/A | 2.944 | #N/A | 0 | 0 | 0 | 0 | 0 | 0 | 0 | 0.2244% | 1 | 50% | 0% | 0% | 0% | 8.2745 | 0 | 0 | 0 | 8.2745 | #N/A
2007-01-31 02:00 | 1 | 31 | 2 | 31.0417 | 722 | 19.94 | 0.14 | 1008 | 19.94 | 580.7883 | 0 | Heating | 77.4384 | #N/A | #N/A | #N/A | #N/A | 580.7883 | #N/A | #N/A | 2.9127 | #N/A | 0 | 0 | 0 | 0 | 0 | 0 | 0 | 0.2581% | 1 | 50% | 0% | 0% | 0% | 8.2745 | 0 | 0 | 0 | 8.2745 | #N/A
2007-01-31 03:00 | 1 | 31 | 3 | 31.0834 | 723 | 15.08 | -2.74 | 1008 | 15.08 | 654.374 | 0 | Heating | 87.2499 | #N/A | #N/A | #N/A | #N/A | 654.374 | #N/A | #N/A | 2.8087 | #N/A | 0 | 0 | 0 | 0 | 0 | 0 | 0 | 0.2908% | 1 | 50% | 0% | 0% | 0% | 8.2745 | 0 | 0 | 0 | 8.2745 | #N/A
2007-01-31 04:00 | 1 | 31 | 4 | 31.125 | 724 | 14 | -5.08 | 1007 | 14 | 724.4102 | 0 | Heating | 96.588 | #N/A | #N/A | #N/A | #N/A | 724.4102 | #N/A | #N/A | 2.7888 | #N/A | 0 | 0 | 0 | 0 | 0 | 0 | 0 | 0.322% | 1 | 50% | 0% | 0% | 0% | 8.2745 | 0 | 0 | 0 | 8.2745 | #N/A
2007-01-31 05:00 | 1 | 31 | 5 | 31.1667 | 725 | 14 | -5.98 | 1007 | 14 | 775.7932 | 0 | Heating | 103.4391 | #N/A | #N/A | #N/A | #N/A | 775.7932 | #N/A | #N/A | 2.7888 | #N/A | 0 | 0 | 0 | 0 | 0 | 0 | 0 | 0.3448% | 1 | 50% | 0% | 0% | 0% | 8.2745 | 0 | 0 | 0 | 8.2745 | #N/A
2007-01-31 06:00 | 1 | 31 | 6 | 31.2084 | 726 | 10.94 | -6.7 | 1007 | 10.94 | 796.2613 | 0 | Heating | 106.1682 | #N/A | #N/A | #N/A | #N/A | 796.2613 | #N/A | #N/A | 2.737 | #N/A | 0 | 0 | 0 | 0 | 0 | 0 | 0 | 0.3539% | 1 | 50% | 0% | 0% | 0% | 8.2745 | 0 | 0 | 0 | 8.2745 | #N/A
2007-01-31 07:00 | 1 | 31 | 7 | 31.25 | 727 | 10.94 | -7.06 | 1007 | 10.94 | 1306.0374 | 0 | Heating | 174.1383 | #N/A | #N/A | #N/A | #N/A | 1306.0374 | #N/A | #N/A | 2.737 | #N/A | 0 | 0 | 0 | 0 | 0 | 0 | 0 | 0.5805% | 1 | 50% | 0% | 0% | 0% | 8.2745 | 0 | 0 | 0 | 8.2745 | #N/A
2007-01-31 08:00 | 1 | 31 | 8 | 31.2917 | 728 | 10.94 | -7.42 | 1007 | 10.94 | 993.883 | 0 | Heating | 132.5177 | #N/A | #N/A | #N/A | #N/A | 993.883 | #N/A | #N/A | 2.737 | #N/A | 0 | 0 | 0 | 0 | 0 | 0 | 0 | 0.4417% | 1 | 50% | 0% | 0% | 0% | 8.2745 | 0 | 0 | 0 | 8.2745 | #N/A
2007-01-31 09:00 | 1 | 31 | 9 | 31.3334 | 729 | 15.08 | -7.06 | 1008 | 15.08 | 701.1746 | 0 | Heating | 93.49 | #N/A | #N/A | #N/A | #N/A | 701.1746 | #N/A | #N/A | 2.8087 | #N/A | 0 | 0 | 0 | 0 | 0 | 0 | 0 | 0.3116% | 1 | 50% | 0% | 0% | 0% | 8.2745 | 0 | 0 | 0 | 8.2745 | #N/A
2007-01-31 10:00 | 1 | 31 | 10 | 31.375 | 730 | 19.94 | -5.98 | 1008 | 19.94 | 648.4325 | 0 | Heating | 86.4577 | #N/A | #N/A | #N/A | #N/A | 648.4325 | #N/A | #N/A | 2.9127 | #N/A | 0 | 0 | 0 | 0 | 0 | 0 | 0 | 0.2882% | 1 | 50% | 0% | 0% | 0% | 8.2745 | 0 | 0 | 0 | 8.2745 | #N/A
2007-01-31 11:00 | 1 | 31 | 11 | 31.4167 | 731 | 19.94 | -3.82 | 1007 | 19.94 | 642.79 | 0 | Heating | 85.7053 | #N/A | #N/A | #N/A | #N/A | 642.79 | #N/A | #N/A | 2.9127 | #N/A | 0 | 0 | 0 | 0 | 0 | 0 | 0 | 0.2857% | 1 | 50% | 0% | 0% | 0% | 8.2745 | 0 | 0 | 0 | 8.2745 | #N/A
2007-01-31 12:00 | 1 | 31 | 12 | 31.4584 | 732 | 26.06 | -2.02 | 1007 | 26.06 | 547.8845 | 0 | Heating | 73.0513 | #N/A | #N/A | #N/A | #N/A | 547.8845 | #N/A | #N/A | 3.0859 | #N/A | 0 | 0 | 0 | 0 | 0 | 0 | 0 | 0.2435% | 1 | 50% | 0% | 0% | 0% | 8.2745 | 0 | 0 | 0 | 8.2745 | #N/A
2007-01-31 13:00 | 1 | 31 | 13 | 31.5 | 733 | 26.6 | -0.04 | 1006 | 26.6 | 538.842 | 0 | Heating | 71.8456 | #N/A | #N/A | #N/A | #N/A | 538.842 | #N/A | #N/A | 3.104 | #N/A | 0 | 0 | 0 | 0 | 0 | 0 | 0 | 0.2395% | 1 | 50% | 0% | 0% | 0% | 8.2745 | 0 | 0 | 0 | 8.2745 | #N/A
2007-01-31 14:00 | 1 | 31 | 14 | 31.5417 | 734 | 26.06 | 0.5 | 1006 | 26.06 | 436.7921 | 0 | Heating | 58.2389 | #N/A | #N/A | #N/A | #N/A | 436.7921 | #N/A | #N/A | 3.0859 | #N/A | 0 | 0 | 0 | 0 | 0 | 0 | 0 | 0.1941% | 1 | 50% | 0% | 0% | 0% | 8.2745 | 0 | 0 | 0 | 8.2745 | #N/A
2007-01-31 15:00 | 1 | 31 | 15 | 31.5834 | 735 | 28.94 | 1.04 | 1006 | 28.94 | 428.7797 | 0 | Heating | 57.1706 | #N/A | #N/A | #N/A | #N/A | 428.7797 | #N/A | #N/A | 3.188 | #N/A | 0 | 0 | 0 | 0 | 0 | 0 | 0 | 0.1906% | 1 | 50% | 0% | 0% | 0% | 8.2745 | 0 | 0 | 0 | 8.2745 | #N/A
2007-01-31 16:00 | 1 | 31 | 16 | 31.625 | 736 | 28.04 | 1.04 | 1006 | 28.04 | 471.4685 | 0 | Heating | 62.8625 | #N/A | #N/A | #N/A | #N/A | 471.4685 | #N/A | #N/A | 3.1545 | #N/A | 0 | 0 | 0 | 0 | 0 | 0 | 0 | 0.2095% | 1 | 50% | 0% | 0% | 0% | 8.2745 | 0 | 0 | 0 | 8.2745 | #N/A
2007-01-31 17:00 | 1 | 31 | 17 | 31.6667 | 737 | 28.04 | 2.3 | 1006 | 28.04 | 454.9134 | 0 | Heating | 60.6551 | #N/A | #N/A | #N/A | #N/A | 454.9134 | #N/A | #N/A | 3.1545 | #N/A | 0 | 0 | 0 | 0 | 0 | 0 | 0 | 0.2022% | 1 | 50% | 0% | 0% | 0% | 8.2745 | 0 | 0 | 0 | 8.2745 | #N/A
2007-01-31 18:00 | 1 | 31 | 18 | 31.7084 | 738 | 26.06 | 3.74 | 1006 | 26.06 | 504.6037 | 0 | Heating | 67.2805 | #N/A | #N/A | #N/A | #N/A | 504.6037 | #N/A | #N/A | 3.0859 | #N/A | 0 | 0 | 0 | 0 | 0 | 0 | 0 | 0.2243% | 1 | 50% | 0% | 0% | 0% | 8.2745 | 0 | 0 | 0 | 8.2745 | #N/A
2007-01-31 19:00 | 1 | 31 | 19 | 31.75 | 739 | 19.58 | 5 | 1006 | 19.58 | 568.9449 | 0 | Heating | 75.8593 | #N/A | #N/A | #N/A | #N/A | 568.9449 | #N/A | #N/A | 2.9041 | #N/A | 0 | 0 | 0 | 0 | 0 | 0 | 0 | 0.2529% | 1 | 50% | 0% | 0% | 0% | 8.2745 | 0 | 0 | 0 | 8.2745 | #N/A
2007-01-31 20:00 | 1 | 31 | 20 | 31.7917 | 740 | 17.6 | 1.04 | 1006 | 17.6 | 621.0257 | 0 | Heating | 82.8034 | #N/A | #N/A | #N/A | #N/A | 621.0257 | #N/A | #N/A | 2.8595 | #N/A | 0 | 0 | 0 | 0 | 0 | 0 | 0 | 0.276% | 1 | 50% | 0% | 0% | 0% | 8.2745 | 0 | 0 | 0 | 8.2745 | #N/A
2007-01-31 21:00 | 1 | 31 | 21 | 31.8334 | 741 | 16.34 | -3.1 | 1006 | 16.34 | 672.264 | 0 | Heating | 89.6352 | #N/A | #N/A | #N/A | #N/A | 672.264 | #N/A | #N/A | 2.8333 | #N/A | 0 | 0 | 0 | 0 | 0 | 0 | 0 | 0.2988% | 1 | 50% | 0% | 0% | 0% | 8.2745 | 0 | 0 | 0 | 8.2745 | #N/A
2007-01-31 22:00 | 1 | 31 | 22 | 31.875 | 742 | 18.14 | 2.3 | 1006 | 18.14 | 682.3549 | 0 | Heating | 90.9807 | #N/A | #N/A | #N/A | #N/A | 682.3549 | #N/A | #N/A | 2.8712 | #N/A | 0 | 0 | 0 | 0 | 0 | 0 | 0 | 0.3033% | 1 | 50% | 0% | 0% | 0% | 8.2745 | 0 | 0 | 0 | 8.2745 | #N/A
2007-01-31 23:00 | 1 | 31 | 23 | 31.9167 | 743 | 20.3 | 7.34 | 1006 | 20.3 | 268.7359 | 0 | Heating | 35.8315 | #N/A | #N/A | #N/A | #N/A | 268.7359 | #N/A | #N/A | 2.9214 | #N/A | 0 | 0 | 0 | 0 | 0 | 0 | 0 | 0.1194% | 1 | 50% | 0% | 0% | 0% | 8.2745 | 0 | 0 | 0 | 8.2745 | #N/A
2007-02-01 | 2 | 1 | 0 | 31.9584 | 744 | 22.64 | 12.56 | 1006 | 22.64 | 324.9635 | 0 | Heating | 43.3285 | #N/A | #N/A | #N/A | #N/A | 324.9635 | #N/A | #N/A | 2.9825 | #N/A | 0 | 0 | 0 | 0 | 0 | 0 | 0 | 0.1444% | 1 | 50% | 0% | 0% | 0% | 8.2745 | 0 | 0 | 0 | 8.2745 | #N/A
2007-02-01 01:00 | 2 | 1 | 1 | 32 | 745 | 24.08 | 17.78 | 986 | 24.08 | 287.1023 | 0 | Heating | 38.2803 | #N/A | #N/A | #N/A | #N/A | 287.1023 | #N/A | #N/A | 3.0238 | #N/A | 0 | 0 | 0 | 0 | 0 | 0 | 0 | 0.1276% | 1 | 50% | 0% | 0% | 0% | 8.2745 | 0 | 0 | 0 | 8.2745 | #N/A
2007-02-01 02:00 | 2 | 1 | 2 | 32.0417 | 746 | 24.08 | 23 | 987 | 24.08 | 240.4583 | 0 | Heating | 32.0611 | #N/A | #N/A | #N/A | #N/A | 240.4583 | #N/A | #N/A | 3.0238 | #N/A | 0 | 0 | 0 | 0 | 0 | 0 | 0 | 0.1069% | 1 | 50% | 0% | 0% | 0% | 8.2745 | 0 | 0 | 0 | 8.2745 | #N/A
2007-02-01 03:00 | 2 | 1 | 3 | 32.0834 | 747 | 23.72 | 28.04 | 987 | 23.72 | 193.9488 | 0 | Heating | 25.8598 | #N/A | #N/A | #N/A | #N/A | 193.9488 | #N/A | #N/A | 3.0132 | #N/A | 0 | 0 | 0 | 0 | 0 | 0 | 0 | 0.0862% | 1 | 50% | 0% | 0% | 0% | 8.2745 | 0 | 0 | 0 | 8.2745 | #N/A
2007-02-01 04:00 | 2 | 1 | 4 | 32.125 | 748 | 23.36 | 33.08 | 988 | 23.36 | 148.1558 | 0 | Heating | 19.7541 | #N/A | #N/A | #N/A | #N/A | 148.1558 | #N/A | #N/A | 3.0028 | #N/A | 0 | 0 | 0 | 0 | 0 | 0 | 0 | 0.06585% | 1 | 50% | 0% | 0% | 0% | 8.2745 | 0 | 0 | 0 | 8.2745 | #N/A
2007-02-01 05:00 | 2 | 1 | 5 | 32.1667 | 749 | 22.64 | 33.08 | 990 | 22.64 | 151.3561 | 0 | Heating | 20.1808 | #N/A | #N/A | #N/A | #N/A | 151.3561 | #N/A | #N/A | 2.9825 | #N/A | 0 | 0 | 0 | 0 | 0 | 0 | 0 | 0.06727% | 1 | 50% | 0% | 0% | 0% | 8.2745 | 0 | 0 | 0 | 8.2745 | #N/A
2007-02-01 06:00 | 2 | 1 | 6 | 32.2084 | 750 | 23 | 26.06 | 993 | 23 | 190.4812 | 0 | Heating | 25.3975 | #N/A | #N/A | #N/A | #N/A | 190.4812 | #N/A | #N/A | 2.9925 | #N/A | 0 | 0 | 0 | 0 | 0 | 0 | 0 | 0.08466% | 1 | 50% | 0% | 0% | 0% | 8.2745 | 0 | 0 | 0 | 8.2745 | #N/A
2007-02-01 07:00 | 2 | 1 | 7 | 32.25 | 751 | 21.92 | 21.02 | 995 | 21.92 | 797.2758 | 0 | Heating | 106.3034 | #N/A | #N/A | #N/A | #N/A | 797.2758 | #N/A | #N/A | 2.9629 | #N/A | 0 | 0 | 0 | 0 | 0 | 0 | 0 | 0.3543% | 1 | 50% | 0% | 0% | 0% | 8.2745 | 0 | 0 | 0 | 8.2745 | #N/A
2007-02-01 08:00 | 2 | 1 | 8 | 32.2917 | 752 | 21.92 | 12.92 | 999 | 21.92 | 599.0324 | 0 | Heating | 79.871 | #N/A | #N/A | #N/A | #N/A | 599.0324 | #N/A | #N/A | 2.9629 | #N/A | 0 | 0 | 0 | 0 | 0 | 0 | 0 | 0.2662% | 1 | 50% | 0% | 0% | 0% | 8.2745 | 0 | 0 | 0 | 8.2745 | #N/A
2007-02-01 09:00 | 2 | 1 | 9 | 32.3334 | 753 | 24.98 | 17.96 | 1001 | 24.98 | 420.1368 | 0 | Heating | 56.0182 | #N/A | #N/A | #N/A | #N/A | 420.1368 | #N/A | #N/A | 3.0513 | #N/A | 0 | 0 | 0 | 0 | 0 | 0 | 0 | 0.1867% | 1 | 50% | 0% | 0% | 0% | 8.2745 | 0 | 0 | 0 | 8.2745 | #N/A
2007-02-01 10:00 | 2 | 1 | 10 | 32.375 | 754 | 24.98 | 15.08 | 1004 | 24.98 | 431.0875 | 0 | Heating | 57.4783 | #N/A | #N/A | #N/A | #N/A | 431.0875 | #N/A | #N/A | 3.0513 | #N/A | 0 | 0 | 0 | 0 | 0 | 0 | 0 | 0.1916% | 1 | 50% | 0% | 0% | 0% | 8.2745 | 0 | 0 | 0 | 8.2745 | #N/A
2007-02-01 11:00 | 2 | 1 | 11 | 32.4167 | 755 | 24.98 | 12.92 | 1007 | 24.98 | 440.9542 | 0 | Heating | 58.7939 | #N/A | #N/A | #N/A | #N/A | 440.9542 | #N/A | #N/A | 3.0513 | #N/A | 0 | 0 | 0 | 0 | 0 | 0 | 0 | 0.196% | 1 | 50% | 0% | 0% | 0% | 8.2745 | 0 | 0 | 0 | 8.2745 | #N/A
2007-02-01 12:00 | 2 | 1 | 12 | 32.4584 | 756 | 23 | 14 | 1008 | 23 | 401.3083 | 0 | Heating | 53.5078 | #N/A | #N/A | #N/A | #N/A | 401.3083 | #N/A | #N/A | 2.9925 | #N/A | 0 | 0 | 0 | 0 | 0 | 0 | 0 | 0.1784% | 1 | 50% | 0% | 0% | 0% | 8.2745 | 0 | 0 | 0 | 8.2745 | #N/A
2007-02-01 13:00 | 2 | 1 | 13 | 32.5 | 757 | 24.98 | 15.08 | 1010 | 24.98 | 442.7912 | 0 | Heating | 59.0388 | #N/A | #N/A | #N/A | #N/A | 442.7912 | #N/A | #N/A | 3.0513 | #N/A | 0 | 0 | 0 | 0 | 0 | 0 | 0 | 0.1968% | 1 | 50% | 0% | 0% | 0% | 8.2745 | 0 | 0 | 0 | 8.2745 | #N/A
2007-02-01 14:00 | 2 | 1 | 14 | 32.5417 | 758 | 24.98 | 15.98 | 1011 | 24.98 | 366.5515 | 0 | Heating | 48.8735 | #N/A | #N/A | #N/A | #N/A | 366.5515 | #N/A | #N/A | 3.0513 | #N/A | 0 | 0 | 0 | 0 | 0 | 0 | 0 | 0.1629% | 1 | 50% | 0% | 0% | 0% | 8.2745 | 0 | 0 | 0 | 8.2745 | #N/A
2007-02-01 15:00 | 2 | 1 | 15 | 32.5834 | 759 | 24.08 | 17.06 | 1013 | 24.08 | 320.9932 | 0 | Heating | 42.7991 | #N/A | #N/A | #N/A | #N/A | 320.9932 | #N/A | #N/A | 3.0238 | #N/A | 0 | 0 | 0 | 0 | 0 | 0 | 0 | 0.1427% | 1 | 50% | 0% | 0% | 0% | 8.2745 | 0 | 0 | 0 | 8.2745 | #N/A
2007-02-01 16:00 | 2 | 1 | 16 | 32.625 | 760 | 24.08 | 17.96 | 1015 | 24.08 | 289.9223 | 0 | Heating | 38.6563 | #N/A | #N/A | #N/A | #N/A | 289.9223 | #N/A | #N/A | 3.0238 | #N/A | 0 | 0 | 0 | 0 | 0 | 0 | 0 | 0.1289% | 1 | 50% | 0% | 0% | 0% | 8.2745 | 0 | 0 | 0 | 8.2745 | #N/A
2007-02-01 17:00 | 2 | 1 | 17 | 32.6667 | 761 | 24.08 | 19.94 | 1017 | 24.08 | 247.6745 | 0 | Heating | 33.0233 | #N/A | #N/A | #N/A | #N/A | 247.6745 | #N/A | #N/A | 3.0238 | #N/A | 0 | 0 | 0 | 0 | 0 | 0 | 0 | 0.1101% | 1 | 50% | 0% | 0% | 0% | 8.2745 | 0 | 0 | 0 | 8.2745 | #N/A
2007-02-01 18:00 | 2 | 1 | 18 | 32.7084 | 762 | 21.02 | 19.94 | 1019 | 21.02 | 274.2803 | 0 | Heating | 36.5707 | #N/A | #N/A | #N/A | #N/A | 274.2803 | #N/A | #N/A | 2.9394 | #N/A | 0 | 0 | 0 | 0 | 0 | 0 | 0 | 0.1219% | 1 | 50% | 0% | 0% | 0% | 8.2745 | 0 | 0 | 0 | 8.2745 | #N/A
2007-02-01 19:00 | 2 | 1 | 19 | 32.75 | 763 | 19.94 | 19.94 | 1019 | 19.94 | 330.8037 | 0 | Heating | 44.1072 | #N/A | #N/A | #N/A | #N/A | 330.8037 | #N/A | #N/A | 2.9127 | #N/A | 0 | 0 | 0 | 0 | 0 | 0 | 0 | 0.147% | 1 | 50% | 0% | 0% | 0% | 8.2745 | 0 | 0 | 0 | 8.2745 | #N/A
2007-02-01 20:00 | 2 | 1 | 20 | 32.7917 | 764 | 19.94 | 17.96 | 1021 | 19.94 | 356.9244 | 0 | Heating | 47.5899 | #N/A | #N/A | #N/A | #N/A | 356.9244 | #N/A | #N/A | 2.9127 | #N/A | 0 | 0 | 0 | 0 | 0 | 0 | 0 | 0.1586% | 1 | 50% | 0% | 0% | 0% | 8.2745 | 0 | 0 | 0 | 8.2745 | #N/A
2007-02-01 21:00 | 2 | 1 | 21 | 32.8334 | 765 | 19.94 | 17.96 | 1021 | 19.94 | 432.24 | 0 | Heating | 57.632 | #N/A | #N/A | #N/A | #N/A | 432.24 | #N/A | #N/A | 2.9127 | #N/A | 0 | 0 | 0 | 0 | 0 | 0 | 0 | 0.1921% | 1 | 50% | 0% | 0% | 0% | 8.2745 | 0 | 0 | 0 | 8.2745 | #N/A
2007-02-01 22:00 | 2 | 1 | 22 | 32.875 | 766 | 19.4 | 17.06 | 1022 | 19.4 | 492.9765 | 0 | Heating | 65.7302 | #N/A | #N/A | #N/A | #N/A | 492.9765 | #N/A | #N/A | 2.8998 | #N/A | 0 | 0 | 0 | 0 | 0 | 0 | 0 | 0.2191% | 1 | 50% | 0% | 0% | 0% | 8.2745 | 0 | 0 | 0 | 8.2745 | #N/A
2007-02-01 23:00 | 2 | 1 | 23 | 32.9167 | 767 | 19.04 | 17.06 | 1022 | 19.04 | 103.7387 | 0 | Heating | 13.8318 | #N/A | #N/A | #N/A | #N/A | 103.7387 | #N/A | #N/A | 2.8915 | #N/A | 0 | 0 | 0 | 0 | 0 | 0 | 0 | 0.04611% | 1 | 50% | 0% | 0% | 0% | 8.2745 | 0 | 0 | 0 | 8.2745 | #N/A
2007-02-02 | 2 | 2 | 0 | 32.9584 | 768 | 19.4 | 17.06 | 1022 | 19.4 | 213.788 | 0 | Heating | 28.5051 | #N/A | #N/A | #N/A | #N/A | 213.788 | #N/A | #N/A | 2.8998 | #N/A | 0 | 0 | 0 | 0 | 0 | 0 | 0 | 0.09502% | 1 | 50% | 0% | 0% | 0% | 8.2745 | 0 | 0 | 0 | 8.2745 | #N/A
2007-02-02 01:00 | 2 | 2 | 1 | 33 | 769 | 15.98 | 15.98 | 1022 | 15.98 | 274.4516 | 0 | Heating | 36.5935 | #N/A | #N/A | #N/A | #N/A | 274.4516 | #N/A | #N/A | 2.8262 | #N/A | 0 | 0 | 0 | 0 | 0 | 0 | 0 | 0.122% | 1 | 50% | 0% | 0% | 0% | 8.2745 | 0 | 0 | 0 | 8.2745 | #N/A
2007-02-02 02:00 | 2 | 2 | 2 | 33.0417 | 770 | 15.98 | 12.92 | 1022 | 15.98 | 323.5154 | 0 | Heating | 43.1354 | #N/A | #N/A | #N/A | #N/A | 323.5154 | #N/A | #N/A | 2.8262 | #N/A | 0 | 0 | 0 | 0 | 0 | 0 | 0 | 0.1438% | 1 | 50% | 0% | 0% | 0% | 8.2745 | 0 | 0 | 0 | 8.2745 | #N/A
2007-02-02 03:00 | 2 | 2 | 3 | 33.0834 | 771 | 15.98 | 10.94 | 1023 | 15.98 | 392.562 | 0 | Heating | 52.3416 | #N/A | #N/A | #N/A | #N/A | 392.562 | #N/A | #N/A | 2.8262 | #N/A | 0 | 0 | 0 | 0 | 0 | 0 | 0 | 0.1745% | 1 | 50% | 0% | 0% | 0% | 8.2745 | 0 | 0 | 0 | 8.2745 | #N/A
2007-02-02 04:00 | 2 | 2 | 4 | 33.125 | 772 | 12.92 | 10.94 | 1023 | 12.92 | 464.499 | 0 | Heating | 61.9332 | #N/A | #N/A | #N/A | #N/A | 464.499 | #N/A | #N/A | 2.7697 | #N/A | 0 | 0 | 0 | 0 | 0 | 0 | 0 | 0.2064% | 1 | 50% | 0% | 0% | 0% | 8.2745 | 0 | 0 | 0 | 8.2745 | #N/A
2007-02-02 05:00 | 2 | 2 | 5 | 33.1667 | 773 | 12.92 | 10.94 | 1023 | 12.92 | 500.207 | 0 | Heating | 66.6943 | #N/A | #N/A | #N/A | #N/A | 500.207 | #N/A | #N/A | 2.7697 | #N/A | 0 | 0 | 0 | 0 | 0 | 0 | 0 | 0.2223% | 1 | 50% | 0% | 0% | 0% | 8.2745 | 0 | 0 | 0 | 8.2745 | #N/A
2007-02-02 06:00 | 2 | 2 | 6 | 33.2084 | 774 | 10.94 | 8.06 | 1023 | 10.94 | 531.378 | 0 | Heating | 70.8504 | #N/A | #N/A | #N/A | #N/A | 531.378 | #N/A | #N/A | 2.737 | #N/A | 0 | 0 | 0 | 0 | 0 | 0 | 0 | 0.2362% | 1 | 50% | 0% | 0% | 0% | 8.2745 | 0 | 0 | 0 | 8.2745 | #N/A
2007-02-02 07:00 | 2 | 2 | 7 | 33.25 | 775 | 10.04 | 8.96 | 1023 | 10.04 | 978.1754 | 0 | Heating | 130.4234 | #N/A | #N/A | #N/A | #N/A | 978.1754 | #N/A | #N/A | 2.723 | #N/A | 0 | 0 | 0 | 0 | 0 | 0 | 0 | 0.4347% | 1 | 50% | 0% | 0% | 0% | 8.2745 | 0 | 0 | 0 | 8.2745 | #N/A
2007-02-02 08:00 | 2 | 2 | 8 | 33.2917 | 776 | 10.04 | 8.06 | 1023 | 10.04 | 746.9673 | 0 | Heating | 99.5956 | #N/A | #N/A | #N/A | #N/A | 746.9673 | #N/A | #N/A | 2.723 | #N/A | 0 | 0 | 0 | 0 | 0 | 0 | 0 | 0.332% | 1 | 50% | 0% | 0% | 0% | 8.2745 | 0 | 0 | 0 | 8.2745 | #N/A
2007-02-02 09:00 | 2 | 2 | 9 | 33.3334 | 777 | 17.06 | 10.94 | 1022 | 17.06 | 646.0482 | 0 | Heating | 86.1398 | #N/A | #N/A | #N/A | #N/A | 646.0482 | #N/A | #N/A | 2.8481 | #N/A | 0 | 0 | 0 | 0 | 0 | 0 | 0 | 0.2871% | 1 | 50% | 0% | 0% | 0% | 8.2745 | 0 | 0 | 0 | 8.2745 | #N/A
2007-02-02 10:00 | 2 | 2 | 10 | 33.375 | 778 | 19.04 | 14 | 1021 | 19.04 | 613.8778 | 0 | Heating | 81.8504 | #N/A | #N/A | #N/A | #N/A | 613.8778 | #N/A | #N/A | 2.8915 | #N/A | 0 | 0 | 0 | 0 | 0 | 0 | 0 | 0.2728% | 1 | 50% | 0% | 0% | 0% | 8.2745 | 0 | 0 | 0 | 8.2745 | #N/A
2007-02-02 11:00 | 2 | 2 | 11 | 33.4167 | 779 | 19.04 | 15.08 | 1020 | 19.04 | 577.9066 | 0 | Heating | 77.0542 | #N/A | #N/A | #N/A | #N/A | 577.9066 | #N/A | #N/A | 2.8915 | #N/A | 0 | 0 | 0 | 0 | 0 | 0 | 0 | 0.2568% | 1 | 50% | 0% | 0% | 0% | 8.2745 | 0 | 0 | 0 | 8.2745 | #N/A
2007-02-02 12:00 | 2 | 2 | 12 | 33.4584 | 780 | 24.98 | 15.08 | 1019 | 24.98 | 498.0603 | 0 | Heating | 66.408 | #N/A | #N/A | #N/A | #N/A | 498.0603 | #N/A | #N/A | 3.0513 | #N/A | 0 | 0 | 0 | 0 | 0 | 0 | 0 | 0.2214% | 1 | 50% | 0% | 0% | 0% | 8.2745 | 0 | 0 | 0 | 8.2745 | #N/A
2007-02-02 13:00 | 2 | 2 | 13 | 33.5 | 781 | 24.98 | 15.08 | 1017 | 24.98 | 436.9427 | 0 | Heating | 58.259 | #N/A | #N/A | #N/A | #N/A | 436.9427 | #N/A | #N/A | 3.0513 | #N/A | 0 | 0 | 0 | 0 | 0 | 0 | 0 | 0.1942% | 1 | 50% | 0% | 0% | 0% | 8.2745 | 0 | 0 | 0 | 8.2745 | #N/A
2007-02-02 14:00 | 2 | 2 | 14 | 33.5417 | 782 | 24.98 | 17.06 | 1017 | 24.98 | 405.8069 | 0 | Heating | 54.1076 | #N/A | #N/A | #N/A | #N/A | 405.8069 | #N/A | #N/A | 3.0513 | #N/A | 0 | 0 | 0 | 0 | 0 | 0 | 0 | 0.1804% | 1 | 50% | 0% | 0% | 0% | 8.2745 | 0 | 0 | 0 | 8.2745 | #N/A
2007-02-02 15:00 | 2 | 2 | 15 | 33.5834 | 783 | 26.06 | 17.06 | 1016 | 26.06 | 431.7377 | 0 | Heating | 57.565 | #N/A | #N/A | #N/A | #N/A | 431.7377 | #N/A | #N/A | 3.0859 | #N/A | 0 | 0 | 0 | 0 | 0 | 0 | 0 | 0.1919% | 1 | 50% | 0% | 0% | 0% | 8.2745 | 0 | 0 | 0 | 8.2745 | #N/A
2007-02-02 16:00 | 2 | 2 | 16 | 33.625 | 784 | 26.06 | 17.06 | 1015 | 26.06 | 462.3148 | 0 | Heating | 61.642 | #N/A | #N/A | #N/A | #N/A | 462.3148 | #N/A | #N/A | 3.0859 | #N/A | 0 | 0 | 0 | 0 | 0 | 0 | 0 | 0.2055% | 1 | 50% | 0% | 0% | 0% | 8.2745 | 0 | 0 | 0 | 8.2745 | #N/A
2007-02-02 17:00 | 2 | 2 | 17 | 33.6667 | 785 | 26.06 | 17.96 | 1015 | 26.06 | 405.0959 | 0 | Heating | 54.0128 | #N/A | #N/A | #N/A | #N/A | 405.0959 | #N/A | #N/A | 3.0859 | #N/A | 0 | 0 | 0 | 0 | 0 | 0 | 0 | 0.18% | 1 | 50% | 0% | 0% | 0% | 8.2745 | 0 | 0 | 0 | 8.2745 | #N/A
2007-02-02 18:00 | 2 | 2 | 18 | 33.7084 | 786 | 24.08 | 19.04 | 1015 | 24.08 | 406.5407 | 0 | Heating | 54.2054 | #N/A | #N/A | #N/A | #N/A | 406.5407 | #N/A | #N/A | 3.0238 | #N/A | 0 | 0 | 0 | 0 | 0 | 0 | 0 | 0.1807% | 1 | 50% | 0% | 0% | 0% | 8.2745 | 0 | 0 | 0 | 8.2745 | #N/A
2007-02-02 19:00 | 2 | 2 | 19 | 33.75 | 787 | 21.92 | 19.04 | 1016 | 21.92 | 11.228 | 0 | Heating | 1.4971 | #N/A | #N/A | #N/A | #N/A | 11.228 | #N/A | #N/A | 2.9629 | #N/A | 0 | 0 | 0 | 0 | 0 | 0 | 0 | 0.00499% | 1 | 50% | 0% | 0% | 0% | 8.2745 | 0 | 0 | 0 | 8.2745 | #N/A
2007-02-02 20:00 | 2 | 2 | 20 | 33.7917 | 788 | 21.92 | 23 | 1015 | 21.92 | 44.2859 | 0 | Heating | 5.9048 | #N/A | #N/A | #N/A | #N/A | 44.2859 | #N/A | #N/A | 2.9629 | #N/A | 0 | 0 | 0 | 0 | 0 | 0 | 0 | 0.01968% | 1 | 50% | 0% | 0% | 0% | 8.2745 | 0 | 0 | 0 | 8.2745 | #N/A
2007-02-02 21:00 | 2 | 2 | 21 | 33.8334 | 789 | 19.94 | 24.98 | 1015 | 19.94 | 59.8793 | 0 | Heating | 7.9839 | #N/A | #N/A | #N/A | #N/A | 59.8793 | #N/A | #N/A | 2.9127 | #N/A | 0 | 0 | 0 | 0 | 0 | 0 | 0 | 0.02661% | 1 | 50% | 0% | 0% | 0% | 8.2745 | 0 | 0 | 0 | 8.2745 | #N/A
2007-02-02 22:00 | 2 | 2 | 22 | 33.875 | 790 | 19.94 | 26.96 | 1013 | 19.94 | 88.5079 | 0 | Heating | 11.801 | #N/A | #N/A | #N/A | #N/A | 88.5079 | #N/A | #N/A | 2.9127 | #N/A | 0 | 0 | 0 | 0 | 0 | 0 | 0 | 0.03934% | 1 | 50% | 0% | 0% | 0% | 8.2745 | 0 | 0 | 0 | 8.2745 | #N/A
2007-02-02 23:00 | 2 | 2 | 23 | 33.9167 | 791 | 19.94 | 28.04 | 1012 | 19.94 | 113.656 | 0 | Heating | 15.1541 | #N/A | #N/A | #N/A | #N/A | 113.656 | #N/A | #N/A | 2.9127 | #N/A | 0 | 0 | 0 | 0 | 0 | 0 | 0 | 0.05051% | 1 | 50% | 0% | 0% | 0% | 8.2745 | 0 | 0 | 0 | 8.2745 | #N/A
2007-02-03 | 2 | 3 | 0 | 33.9584 | 792 | 19.94 | 28.94 | 1012 | 19.94 | 144.976 | 0 | Heating | 19.3301 | #N/A | #N/A | #N/A | #N/A | 144.976 | #N/A | #N/A | 2.9127 | #N/A | 0 | 0 | 0 | 0 | 0 | 0 | 0 | 0.06443% | 1 | 50% | 0% | 0% | 0% | 8.2745 | 0 | 0 | 0 | 8.2745 | #N/A
2007-02-03 01:00 | 2 | 3 | 1 | 34 | 793 | 21.02 | 28.94 | 1011 | 21.02 | 165.0271 | 0 | Heating | 22.0036 | #N/A | #N/A | #N/A | #N/A | 165.0271 | #N/A | #N/A | 2.9394 | #N/A | 0 | 0 | 0 | 0 | 0 | 0 | 0 | 0.07335% | 1 | 50% | 0% | 0% | 0% | 8.2745 | 0 | 0 | 0 | 8.2745 | #N/A
2007-02-03 02:00 | 2 | 3 | 2 | 34.0417 | 794 | 21.02 | 28.94 | 1010 | 21.02 | 180.8609 | 0 | Heating | 24.1148 | #N/A | #N/A | #N/A | #N/A | 180.8609 | #N/A | #N/A | 2.9394 | #N/A | 0 | 0 | 0 | 0 | 0 | 0 | 0 | 0.08038% | 1 | 50% | 0% | 0% | 0% | 8.2745 | 0 | 0 | 0 | 8.2745 | #N/A
2007-02-03 03:00 | 2 | 3 | 3 | 34.0834 | 795 | 21.02 | 28.94 | 1010 | 21.02 | 214.0136 | 0 | Heating | 28.5351 | #N/A | #N/A | #N/A | #N/A | 214.0136 | #N/A | #N/A | 2.9394 | #N/A | 0 | 0 | 0 | 0 | 0 | 0 | 0 | 0.09512% | 1 | 50% | 0% | 0% | 0% | 8.2745 | 0 | 0 | 0 | 8.2745 | #N/A
2007-02-03 04:00 | 2 | 3 | 4 | 34.125 | 796 | 19.94 | 30.02 | 1009 | 19.94 | 239.1751 | 0 | Heating | 31.89 | #N/A | #N/A | #N/A | #N/A | 239.1751 | #N/A | #N/A | 2.9127 | #N/A | 0 | 0 | 0 | 0 | 0 | 0 | 0 | 0.1063% | 1 | 50% | 0% | 0% | 0% | 8.2745 | 0 | 0 | 0 | 8.2745 | #N/A
2007-02-03 05:00 | 2 | 3 | 5 | 34.1667 | 797 | 19.94 | 30.02 | 1008 | 19.94 | 256.0215 | 0 | Heating | 34.1362 | #N/A | #N/A | #N/A | #N/A | 256.0215 | #N/A | #N/A | 2.9127 | #N/A | 0 | 0 | 0 | 0 | 0 | 0 | 0 | 0.1138% | 1 | 50% | 0% | 0% | 0% | 8.2745 | 0 | 0 | 0 | 8.2745 | #N/A
2007-02-03 06:00 | 2 | 3 | 6 | 34.2084 | 798 | 17.06 | 30.02 | 1007 | 17.06 | 250.3973 | 0 | Heating | 33.3863 | #N/A | #N/A | #N/A | #N/A | 250.3973 | #N/A | #N/A | 2.8481 | #N/A | 0 | 0 | 0 | 0 | 0 | 0 | 0 | 0.1113% | 1 | 50% | 0% | 0% | 0% | 8.2745 | 0 | 0 | 0 | 8.2745 | #N/A
2007-02-03 07:00 | 2 | 3 | 7 | 34.25 | 799 | 15.98 | 30.92 | 1006 | 15.98 | 213.0492 | 0 | Heating | 28.4066 | #N/A | #N/A | #N/A | #N/A | 213.0492 | #N/A | #N/A | 2.8262 | #N/A | 0 | 0 | 0 | 0 | 0 | 0 | 0 | 0.09469% | 1 | 50% | 0% | 0% | 0% | 8.2745 | 0 | 0 | 0 | 8.2745 | #N/A
2007-02-03 08:00 | 2 | 3 | 8 | 34.2917 | 800 | 15.98 | 32 | 1005 | 15.98 | 175.8894 | 0 | Heating | 23.4519 | #N/A | #N/A | #N/A | #N/A | 175.8894 | #N/A | #N/A | 2.8262 | #N/A | 0 | 0 | 0 | 0 | 0 | 0 | 0 | 0.07817% | 1 | 50% | 0% | 0% | 0% | 8.2745 | 0 | 0 | 0 | 8.2745 | #N/A
2007-02-03 09:00 | 2 | 3 | 9 | 34.3334 | 801 | 19.04 | 33.08 | 1005 | 19.04 | 139.1152 | 0 | Heating | 18.5487 | #N/A | #N/A | #N/A | #N/A | 139.1152 | #N/A | #N/A | 2.8915 | #N/A | 0 | 0 | 0 | 0 | 0 | 0 | 0 | 0.06183% | 1 | 50% | 0% | 0% | 0% | 8.2745 | 0 | 0 | 0 | 8.2745 | #N/A
2007-02-03 10:00 | 2 | 3 | 10 | 34.375 | 802 | 21.92 | 33.08 | 1004 | 21.92 | 146.0934 | 0 | Heating | 19.4791 | #N/A | #N/A | #N/A | #N/A | 146.0934 | #N/A | #N/A | 2.9629 | #N/A | 0 | 0 | 0 | 0 | 0 | 0 | 0 | 0.06493% | 1 | 50% | 0% | 0% | 0% | 8.2745 | 0 | 0 | 0 | 8.2745 | #N/A
2007-02-03 11:00 | 2 | 3 | 11 | 34.4167 | 803 | 21.92 | 33.08 | 1003 | 21.92 | 180.9053 | 0 | Heating | 24.1207 | #N/A | #N/A | #N/A | #N/A | 180.9053 | #N/A | #N/A | 2.9629 | #N/A | 0 | 0 | 0 | 0 | 0 | 0 | 0 | 0.0804% | 1 | 50% | 0% | 0% | 0% | 8.2745 | 0 | 0 | 0 | 8.2745 | #N/A
2007-02-03 12:00 | 2 | 3 | 12 | 34.4584 | 804 | 23 | 33.98 | 1001 | 23 | 167.7766 | 0 | Heating | 22.3702 | #N/A | #N/A | #N/A | #N/A | 167.7766 | #N/A | #N/A | 2.9925 | #N/A | 0 | 0 | 0 | 0 | 0 | 0 | 0 | 0.07457% | 1 | 50% | 0% | 0% | 0% | 8.2745 | 0 | 0 | 0 | 8.2745 | #N/A
2007-02-03 13:00 | 2 | 3 | 13 | 34.5 | 805 | 26.96 | 35.06 | 1000 | 26.96 | 146.7845 | 0 | Heating | 19.5713 | #N/A | #N/A | #N/A | #N/A | 146.7845 | #N/A | #N/A | 3.1163 | #N/A | 0 | 0 | 0 | 0 | 0 | 0 | 0 | 0.06524% | 1 | 50% | 0% | 0% | 0% | 8.2745 | 0 | 0 | 0 | 8.2745 | #N/A
2007-02-03 14:00 | 2 | 3 | 14 | 34.5417 | 806 | 26.96 | 35.06 | 999 | 26.96 | 132.6688 | 0 | Heating | 17.6892 | #N/A | #N/A | #N/A | #N/A | 132.6688 | #N/A | #N/A | 3.1163 | #N/A | 0 | 0 | 0 | 0 | 0 | 0 | 0 | 0.05896% | 1 | 50% | 0% | 0% | 0% | 8.2745 | 0 | 0 | 0 | 8.2745 | #N/A
2007-02-03 15:00 | 2 | 3 | 15 | 34.5834 | 807 | 28.04 | 35.06 | 997 | 28.04 | 139.246 | 0 | Heating | 18.5661 | #N/A | #N/A | #N/A | #N/A | 139.246 | #N/A | #N/A | 3.1545 | #N/A | 0 | 0 | 0 | 0 | 0 | 0 | 0 | 0.06189% | 1 | 50% | 0% | 0% | 0% | 8.2745 | 0 | 0 | 0 | 8.2745 | #N/A
2007-02-03 16:00 | 2 | 3 | 16 | 34.625 | 808 | 28.04 | 35.06 | 996 | 28.04 | 149.832 | 0 | Heating | 19.9776 | #N/A | #N/A | #N/A | #N/A | 149.832 | #N/A | #N/A | 3.1545 | #N/A | 0 | 0 | 0 | 0 | 0 | 0 | 0 | 0.06659% | 1 | 50% | 0% | 0% | 0% | 8.2745 | 0 | 0 | 0 | 8.2745 | #N/A
2007-02-03 17:00 | 2 | 3 | 17 | 34.6667 | 809 | 28.04 | 33.98 | 995 | 28.04 | 137.2258 | 0 | Heating | 18.2968 | #N/A | #N/A | #N/A | #N/A | 137.2258 | #N/A | #N/A | 3.1545 | #N/A | 0 | 0 | 0 | 0 | 0 | 0 | 0 | 0.06099% | 1 | 50% | 0% | 0% | 0% | 8.2745 | 0 | 0 | 0 | 8.2745 | #N/A
2007-02-03 18:00 | 2 | 3 | 18 | 34.7084 | 810 | 24.98 | 33.98 | 995 | 24.98 | 142.9252 | 0 | Heating | 19.0567 | #N/A | #N/A | #N/A | #N/A | 142.9252 | #N/A | #N/A | 3.0513 | #N/A | 0 | 0 | 0 | 0 | 0 | 0 | 0 | 0.06352% | 1 | 50% | 0% | 0% | 0% | 8.2745 | 0 | 0 | 0 | 8.2745 | #N/A
2007-02-03 19:00 | 2 | 3 | 19 | 34.75 | 811 | 23 | 33.98 | 994 | 23 | 147.1652 | 0 | Heating | 19.622 | #N/A | #N/A | #N/A | #N/A | 147.1652 | #N/A | #N/A | 2.9925 | #N/A | 0 | 0 | 0 | 0 | 0 | 0 | 0 | 0.06541% | 1 | 50% | 0% | 0% | 0% | 8.2745 | 0 | 0 | 0 | 8.2745 | #N/A
2007-02-03 20:00 | 2 | 3 | 20 | 34.7917 | 812 | 23 | 33.98 | 994 | 23 | 169.7204 | 0 | Heating | 22.6294 | #N/A | #N/A | #N/A | #N/A | 169.7204 | #N/A | #N/A | 2.9925 | #N/A | 0 | 0 | 0 | 0 | 0 | 0 | 0 | 0.07543% | 1 | 50% | 0% | 0% | 0% | 8.2745 | 0 | 0 | 0 | 8.2745 | #N/A
2007-02-03 21:00 | 2 | 3 | 21 | 34.8334 | 813 | 19.04 | 33.08 | 994 | 19.04 | 175.5367 | 0 | Heating | 23.4049 | #N/A | #N/A | #N/A | #N/A | 175.5367 | #N/A | #N/A | 2.8915 | #N/A | 0 | 0 | 0 | 0 | 0 | 0 | 0 | 0.07802% | 1 | 50% | 0% | 0% | 0% | 8.2745 | 0 | 0 | 0 | 8.2745 | #N/A
2007-02-03 22:00 | 2 | 3 | 22 | 34.875 | 814 | 21.02 | 33.98 | 994 | 21.02 | 188.9483 | 0 | Heating | 25.1931 | #N/A | #N/A | #N/A | #N/A | 188.9483 | #N/A | #N/A | 2.9394 | #N/A | 0 | 0 | 0 | 0 | 0 | 0 | 0 | 0.08398% | 1 | 50% | 0% | 0% | 0% | 8.2745 | 0 | 0 | 0 | 8.2745 | #N/A
2007-02-03 23:00 | 2 | 3 | 23 | 34.9167 | 815 | 21.02 | 35.06 | 994 | 21.02 | 204.5742 | 0 | Heating | 27.2766 | #N/A | #N/A | #N/A | #N/A | 204.5742 | #N/A | #N/A | 2.9394 | #N/A | 0 | 0 | 0 | 0 | 0 | 0 | 0 | 0.09092% | 1 | 50% | 0% | 0% | 0% | 8.2745 | 0 | 0 | 0 | 8.2745 | #N/A
2007-02-04 | 2 | 4 | 0 | 34.9584 | 816 | 21.92 | 35.96 | 996 | 21.92 | 220.6056 | 0 | Heating | 29.4141 | #N/A | #N/A | #N/A | #N/A | 220.6056 | #N/A | #N/A | 2.9629 | #N/A | 0 | 0 | 0 | 0 | 0 | 0 | 0 | 0.09805% | 1 | 50% | 0% | 0% | 0% | 8.2745 | 0 | 0 | 0 | 8.2745 | #N/A
2007-02-04 01:00 | 2 | 4 | 1 | 35 | 817 | 21.92 | 33.08 | 998 | 21.92 | 242.0651 | 0 | Heating | 32.2754 | #N/A | #N/A | #N/A | #N/A | 242.0651 | #N/A | #N/A | 2.9629 | #N/A | 0 | 0 | 0 | 0 | 0 | 0 | 0 | 0.1076% | 1 | 50% | 0% | 0% | 0% | 8.2745 | 0 | 0 | 0 | 8.2745 | #N/A
2007-02-04 02:00 | 2 | 4 | 2 | 35.0417 | 818 | 21.92 | 32 | 1001 | 21.92 | 277.6622 | 0 | Heating | 37.0216 | #N/A | #N/A | #N/A | #N/A | 277.6622 | #N/A | #N/A | 2.9629 | #N/A | 0 | 0 | 0 | 0 | 0 | 0 | 0 | 0.1234% | 1 | 50% | 0% | 0% | 0% | 8.2745 | 0 | 0 | 0 | 8.2745 | #N/A
2007-02-04 03:00 | 2 | 4 | 3 | 35.0834 | 819 | 21.92 | 28.94 | 1003 | 21.92 | 310.7127 | 0 | Heating | 41.4284 | #N/A | #N/A | #N/A | #N/A | 310.7127 | #N/A | #N/A | 2.9629 | #N/A | 0 | 0 | 0 | 0 | 0 | 0 | 0 | 0.1381% | 1 | 50% | 0% | 0% | 0% | 8.2745 | 0 | 0 | 0 | 8.2745 | #N/A
2007-02-04 04:00 | 2 | 4 | 4 | 35.125 | 820 | 21.02 | 26.96 | 1005 | 21.02 | 338.6254 | 0 | Heating | 45.15 | #N/A | #N/A | #N/A | #N/A | 338.6254 | #N/A | #N/A | 2.9394 | #N/A | 0 | 0 | 0 | 0 | 0 | 0 | 0 | 0.1505% | 1 | 50% | 0% | 0% | 0% | 8.2745 | 0 | 0 | 0 | 8.2745 | #N/A
2007-02-04 05:00 | 2 | 4 | 5 | 35.1667 | 821 | 21.02 | 26.06 | 1006 | 21.02 | 351.2567 | 0 | Heating | 46.8342 | #N/A | #N/A | #N/A | #N/A | 351.2567 | #N/A | #N/A | 2.9394 | #N/A | 0 | 0 | 0 | 0 | 0 | 0 | 0 | 0.1561% | 1 | 50% | 0% | 0% | 0% | 8.2745 | 0 | 0 | 0 | 8.2745 | #N/A
2007-02-04 06:00 | 2 | 4 | 6 | 35.2084 | 822 | 19.94 | 24.98 | 1008 | 19.94 | 325.3889 | 0 | Heating | 43.3852 | #N/A | #N/A | #N/A | #N/A | 325.3889 | #N/A | #N/A | 2.9127 | #N/A | 0 | 0 | 0 | 0 | 0 | 0 | 0 | 0.1446% | 1 | 50% | 0% | 0% | 0% | 8.2745 | 0 | 0 | 0 | 8.2745 | #N/A
2007-02-04 07:00 | 2 | 4 | 7 | 35.25 | 823 | 19.04 | 26.06 | 1009 | 19.04 | 1092.7299 | 0 | Heating | 145.6973 | #N/A | #N/A | #N/A | #N/A | 1092.7299 | #N/A | #N/A | 2.8915 | #N/A | 0 | 0 | 0 | 0 | 0 | 0 | 0 | 0.4857% | 1 | 50% | 0% | 0% | 0% | 8.2745 | 0 | 0 | 0 | 8.2745 | #N/A
2007-02-04 08:00 | 2 | 4 | 8 | 35.2917 | 824 | 19.04 | 24.08 | 1012 | 19.04 | 782.8035 | 0 | Heating | 104.3738 | #N/A | #N/A | #N/A | #N/A | 782.8035 | #N/A | #N/A | 2.8915 | #N/A | 0 | 0 | 0 | 0 | 0 | 0 | 0 | 0.3479% | 1 | 50% | 0% | 0% | 0% | 8.2745 | 0 | 0 | 0 | 8.2745 | #N/A
2007-02-04 09:00 | 2 | 4 | 9 | 35.3334 | 825 | 21.02 | 24.98 | 1012 | 21.02 | 458.7959 | 0 | Heating | 61.1728 | #N/A | #N/A | #N/A | #N/A | 458.7959 | #N/A | #N/A | 2.9394 | #N/A | 0 | 0 | 0 | 0 | 0 | 0 | 0 | 0.2039% | 1 | 50% | 0% | 0% | 0% | 8.2745 | 0 | 0 | 0 | 8.2745 | #N/A
2007-02-04 10:00 | 2 | 4 | 10 | 35.375 | 826 | 21.2 | 24.08 | 1013 | 21.2 | 418.3232 | 0 | Heating | 55.7764 | #N/A | #N/A | #N/A | #N/A | 418.3232 | #N/A | #N/A | 2.944 | #N/A | 0 | 0 | 0 | 0 | 0 | 0 | 0 | 0.1859% | 1 | 50% | 0% | 0% | 0% | 8.2745 | 0 | 0 | 0 | 8.2745 | #N/A
2007-02-04 11:00 | 2 | 4 | 11 | 35.4167 | 827 | 23 | 21.92 | 1014 | 23 | 420.3793 | 0 | Heating | 56.0506 | #N/A | #N/A | #N/A | #N/A | 420.3793 | #N/A | #N/A | 2.9925 | #N/A | 0 | 0 | 0 | 0 | 0 | 0 | 0 | 0.1868% | 1 | 50% | 0% | 0% | 0% | 8.2745 | 0 | 0 | 0 | 8.2745 | #N/A
2007-02-04 12:00 | 2 | 4 | 12 | 35.4584 | 828 | 24.98 | 21.02 | 1015 | 24.98 | 365.6761 | 0 | Heating | 48.7568 | #N/A | #N/A | #N/A | #N/A | 365.6761 | #N/A | #N/A | 3.0513 | #N/A | 0 | 0 | 0 | 0 | 0 | 0 | 0 | 0.1625% | 1 | 50% | 0% | 0% | 0% | 8.2745 | 0 | 0 | 0 | 8.2745 | #N/A
2007-02-04 13:00 | 2 | 4 | 13 | 35.5 | 829 | 23 | 17.06 | 1015 | 23 | 416.2172 | 0 | Heating | 55.4956 | #N/A | #N/A | #N/A | #N/A | 416.2172 | #N/A | #N/A | 2.9925 | #N/A | 0 | 0 | 0 | 0 | 0 | 0 | 0 | 0.185% | 1 | 50% | 0% | 0% | 0% | 8.2745 | 0 | 0 | 0 | 8.2745 | #N/A
2007-02-04 14:00 | 2 | 4 | 14 | 35.5417 | 830 | 21.92 | 15.98 | 1016 | 21.92 | 364.7586 | 0 | Heating | 48.6345 | #N/A | #N/A | #N/A | #N/A | 364.7586 | #N/A | #N/A | 2.9629 | #N/A | 0 | 0 | 0 | 0 | 0 | 0 | 0 | 0.1621% | 1 | 50% | 0% | 0% | 0% | 8.2745 | 0 | 0 | 0 | 8.2745 | #N/A
2007-02-04 15:00 | 2 | 4 | 15 | 35.5834 | 831 | 24.98 | 15.98 | 1017 | 24.98 | 364.7907 | 0 | Heating | 48.6388 | #N/A | #N/A | #N/A | #N/A | 364.7907 | #N/A | #N/A | 3.0513 | #N/A | 0 | 0 | 0 | 0 | 0 | 0 | 0 | 0.1621% | 1 | 50% | 0% | 0% | 0% | 8.2745 | 0 | 0 | 0 | 8.2745 | #N/A
2007-02-04 16:00 | 2 | 4 | 16 | 35.625 | 832 | 24.08 | 15.08 | 1018 | 24.08 | 366.0065 | 0 | Heating | 48.8009 | #N/A | #N/A | #N/A | #N/A | 366.0065 | #N/A | #N/A | 3.0238 | #N/A | 0 | 0 | 0 | 0 | 0 | 0 | 0 | 0.1627% | 1 | 50% | 0% | 0% | 0% | 8.2745 | 0 | 0 | 0 | 8.2745 | #N/A
2007-02-04 17:00 | 2 | 4 | 17 | 35.6667 | 833 | 24.08 | 15.98 | 1019 | 24.08 | 341.9633 | 0 | Heating | 45.5951 | #N/A | #N/A | #N/A | #N/A | 341.9633 | #N/A | #N/A | 3.0238 | #N/A | 0 | 0 | 0 | 0 | 0 | 0 | 0 | 0.152% | 1 | 50% | 0% | 0% | 0% | 8.2745 | 0 | 0 | 0 | 8.2745 | #N/A
2007-02-04 18:00 | 2 | 4 | 18 | 35.7084 | 834 | 19.94 | 15.08 | 1020 | 19.94 | 399.4211 | 0 | Heating | 53.2561 | #N/A | #N/A | #N/A | #N/A | 399.4211 | #N/A | #N/A | 2.9127 | #N/A | 0 | 0 | 0 | 0 | 0 | 0 | 0 | 0.1775% | 1 | 50% | 0% | 0% | 0% | 8.2745 | 0 | 0 | 0 | 8.2745 | #N/A
2007-02-04 19:00 | 2 | 4 | 19 | 35.75 | 835 | 17.96 | 14 | 1021 | 17.96 | 463.808 | 0 | Heating | 61.8411 | #N/A | #N/A | #N/A | #N/A | 463.808 | #N/A | #N/A | 2.8673 | #N/A | 0 | 0 | 0 | 0 | 0 | 0 | 0 | 0.2061% | 1 | 50% | 0% | 0% | 0% | 8.2745 | 0 | 0 | 0 | 8.2745 | #N/A
2007-02-04 20:00 | 2 | 4 | 20 | 35.7917 | 836 | 17.96 | 12.92 | 1021 | 17.96 | 489.68 | 0 | Heating | 65.2907 | #N/A | #N/A | #N/A | #N/A | 489.68 | #N/A | #N/A | 2.8673 | #N/A | 0 | 0 | 0 | 0 | 0 | 0 | 0 | 0.2176% | 1 | 50% | 0% | 0% | 0% | 8.2745 | 0 | 0 | 0 | 8.2745 | #N/A
2007-02-04 21:00 | 2 | 4 | 21 | 35.8334 | 837 | 15.08 | 12.02 | 1020 | 15.08 | 541.2583 | 0 | Heating | 72.1678 | #N/A | #N/A | #N/A | #N/A | 541.2583 | #N/A | #N/A | 2.8087 | #N/A | 0 | 0 | 0 | 0 | 0 | 0 | 0 | 0.2406% | 1 | 50% | 0% | 0% | 0% | 8.2745 | 0 | 0 | 0 | 8.2745 | #N/A
2007-02-04 22:00 | 2 | 4 | 22 | 35.875 | 838 | 14 | 12.02 | 1020 | 14 | 567.5309 | 0 | Heating | 75.6708 | #N/A | #N/A | #N/A | #N/A | 567.5309 | #N/A | #N/A | 2.7888 | #N/A | 0 | 0 | 0 | 0 | 0 | 0 | 0 | 0.2522% | 1 | 50% | 0% | 0% | 0% | 8.2745 | 0 | 0 | 0 | 8.2745 | #N/A
2007-02-04 23:00 | 2 | 4 | 23 | 35.9167 | 839 | 14 | 12.02 | 1021 | 14 | 217.684 | 0 | Heating | 29.0245 | #N/A | #N/A | #N/A | #N/A | 217.684 | #N/A | #N/A | 2.7888 | #N/A | 0 | 0 | 0 | 0 | 0 | 0 | 0 | 0.09675% | 1 | 50% | 0% | 0% | 0% | 8.2745 | 0 | 0 | 0 | 8.2745 | #N/A
2007-02-05 | 2 | 5 | 0 | 35.9584 | 840 | 17.06 | 12.02 | 1020 | 17.06 | 369.4567 | 0 | Heating | 49.2609 | #N/A | #N/A | #N/A | #N/A | 369.4567 | #N/A | #N/A | 2.8481 | #N/A | 0 | 0 | 0 | 0 | 0 | 0 | 0 | 0.1642% | 1 | 50% | 0% | 0% | 0% | 8.2745 | 0 | 0 | 0 | 8.2745 | #N/A
2007-02-05 01:00 | 2 | 5 | 1 | 36 | 841 | 17.96 | 12.92 | 1020 | 17.96 | 383.4142 | 0 | Heating | 51.1219 | #N/A | #N/A | #N/A | #N/A | 383.4142 | #N/A | #N/A | 2.8673 | #N/A | 0 | 0 | 0 | 0 | 0 | 0 | 0 | 0.1704% | 1 | 50% | 0% | 0% | 0% | 8.2745 | 0 | 0 | 0 | 8.2745 | #N/A
2007-02-05 02:00 | 2 | 5 | 2 | 36.0417 | 842 | 17.96 | 12.92 | 1020 | 17.96 | 376.7055 | 0 | Heating | 50.2274 | #N/A | #N/A | #N/A | #N/A | 376.7055 | #N/A | #N/A | 2.8673 | #N/A | 0 | 0 | 0 | 0 | 0 | 0 | 0 | 0.1674% | 1 | 50% | 0% | 0% | 0% | 8.2745 | 0 | 0 | 0 | 8.2745 | #N/A
2007-02-05 03:00 | 2 | 5 | 3 | 36.0834 | 843 | 17.96 | 12.92 | 1020 | 17.96 | 401.6043 | 0 | Heating | 53.5472 | #N/A | #N/A | #N/A | #N/A | 401.6043 | #N/A | #N/A | 2.8673 | #N/A | 0 | 0 | 0 | 0 | 0 | 0 | 0 | 0.1785% | 1 | 50% | 0% | 0% | 0% | 8.2745 | 0 | 0 | 0 | 8.2745 | #N/A
2007-02-05 04:00 | 2 | 5 | 4 | 36.125 | 844 | 17.96 | 14 | 1020 | 17.96 | 420.6289 | 0 | Heating | 56.0839 | #N/A | #N/A | #N/A | #N/A | 420.6289 | #N/A | #N/A | 2.8673 | #N/A | 0 | 0 | 0 | 0 | 0 | 0 | 0 | 0.1869% | 1 | 50% | 0% | 0% | 0% | 8.2745 | 0 | 0 | 0 | 8.2745 | #N/A
2007-02-05 05:00 | 2 | 5 | 5 | 36.1667 | 845 | 17.96 | 12.92 | 1020 | 17.96 | 452.6961 | 0 | Heating | 60.3595 | #N/A | #N/A | #N/A | #N/A | 452.6961 | #N/A | #N/A | 2.8673 | #N/A | 0 | 0 | 0 | 0 | 0 | 0 | 0 | 0.2012% | 1 | 50% | 0% | 0% | 0% | 8.2745 | 0 | 0 | 0 | 8.2745 | #N/A
2007-02-05 06:00 | 2 | 5 | 6 | 36.2084 | 846 | 17.96 | 12.02 | 1019 | 17.96 | 487.1209 | 0 | Heating | 64.9494 | #N/A | #N/A | #N/A | #N/A | 487.1209 | #N/A | #N/A | 2.8673 | #N/A | 0 | 0 | 0 | 0 | 0 | 0 | 0 | 0.2165% | 1 | 50% | 0% | 0% | 0% | 8.2745 | 0 | 0 | 0 | 8.2745 | #N/A
2007-02-05 07:00 | 2 | 5 | 7 | 36.25 | 847 | 17.96 | 10.94 | 1018 | 17.96 | 1023.7483 | 0 | Heating | 136.4998 | #N/A | #N/A | #N/A | #N/A | 1023.7483 | #N/A | #N/A | 2.8673 | #N/A | 0 | 0 | 0 | 0 | 0 | 0 | 0 | 0.455% | 1 | 50% | 0% | 0% | 0% | 8.2745 | 0 | 0 | 0 | 8.2745 | #N/A
2007-02-05 08:00 | 2 | 5 | 8 | 36.2917 | 848 | 17.96 | 12.92 | 1020 | 17.96 | 717.9526 | 0 | Heating | 95.727 | #N/A | #N/A | #N/A | #N/A | 717.9526 | #N/A | #N/A | 2.8673 | #N/A | 0 | 0 | 0 | 0 | 0 | 0 | 0 | 0.3191% | 1 | 50% | 0% | 0% | 0% | 8.2745 | 0 | 0 | 0 | 8.2745 | #N/A
2007-02-05 09:00 | 2 | 5 | 9 | 36.3334 | 849 | 19.04 | 14 | 1020 | 19.04 | 466.7961 | 0 | Heating | 62.2395 | #N/A | #N/A | #N/A | #N/A | 466.7961 | #N/A | #N/A | 2.8915 | #N/A | 0 | 0 | 0 | 0 | 0 | 0 | 0 | 0.2075% | 1 | 50% | 0% | 0% | 0% | 8.2745 | 0 | 0 | 0 | 8.2745 | #N/A
2007-02-05 10:00 | 2 | 5 | 10 | 36.375 | 850 | 21.92 | 14 | 1019 | 21.92 | 444.7403 | 0 | Heating | 59.2987 | #N/A | #N/A | #N/A | #N/A | 444.7403 | #N/A | #N/A | 2.9629 | #N/A | 0 | 0 | 0 | 0 | 0 | 0 | 0 | 0.1977% | 1 | 50% | 0% | 0% | 0% | 8.2745 | 0 | 0 | 0 | 8.2745 | #N/A
2007-02-05 11:00 | 2 | 5 | 11 | 36.4167 | 851 | 21.92 | 12.92 | 1018 | 21.92 | 445.9456 | 0 | Heating | 59.4594 | #N/A | #N/A | #N/A | #N/A | 445.9456 | #N/A | #N/A | 2.9629 | #N/A | 0 | 0 | 0 | 0 | 0 | 0 | 0 | 0.1982% | 1 | 50% | 0% | 0% | 0% | 8.2745 | 0 | 0 | 0 | 8.2745 | #N/A
2007-02-05 12:00 | 2 | 5 | 12 | 36.4584 | 852 | 23 | 12.92 | 1017 | 23 | 387.5682 | 0 | Heating | 51.6758 | #N/A | #N/A | #N/A | #N/A | 387.5682 | #N/A | #N/A | 2.9925 | #N/A | 0 | 0 | 0 | 0 | 0 | 0 | 0 | 0.1723% | 1 | 50% | 0% | 0% | 0% | 8.2745 | 0 | 0 | 0 | 8.2745 | #N/A
2007-02-05 13:00 | 2 | 5 | 13 | 36.5 | 853 | 26.06 | 12.92 | 1015 | 26.06 | 368.1833 | 0 | Heating | 49.0911 | #N/A | #N/A | #N/A | #N/A | 368.1833 | #N/A | #N/A | 3.0859 | #N/A | 0 | 0 | 0 | 0 | 0 | 0 | 0 | 0.1636% | 1 | 50% | 0% | 0% | 0% | 8.2745 | 0 | 0 | 0 | 8.2745 | #N/A
2007-02-05 14:00 | 2 | 5 | 14 | 36.5417 | 854 | 26.06 | 12.02 | 1014 | 26.06 | 321.7163 | 0 | Heating | 42.8955 | #N/A | #N/A | #N/A | #N/A | 321.7163 | #N/A | #N/A | 3.0859 | #N/A | 0 | 0 | 0 | 0 | 0 | 0 | 0 | 0.143% | 1 | 50% | 0% | 0% | 0% | 8.2745 | 0 | 0 | 0 | 8.2745 | #N/A
2007-02-05 15:00 | 2 | 5 | 15 | 36.5834 | 855 | 28.04 | 14 | 1012 | 28.04 | 318.5808 | 0 | Heating | 42.4774 | #N/A | #N/A | #N/A | #N/A | 318.5808 | #N/A | #N/A | 3.1545 | #N/A | 0 | 0 | 0 | 0 | 0 | 0 | 0 | 0.1416% | 1 | 50% | 0% | 0% | 0% | 8.2745 | 0 | 0 | 0 | 8.2745 | #N/A
2007-02-05 16:00 | 2 | 5 | 16 | 36.625 | 856 | 26.96 | 15.08 | 1011 | 26.96 | 287.3131 | 0 | Heating | 38.3084 | #N/A | #N/A | #N/A | #N/A | 287.3131 | #N/A | #N/A | 3.1163 | #N/A | 0 | 0 | 0 | 0 | 0 | 0 | 0 | 0.1277% | 1 | 50% | 0% | 0% | 0% | 8.2745 | 0 | 0 | 0 | 8.2745 | #N/A
2007-02-05 17:00 | 2 | 5 | 17 | 36.6667 | 857 | 26.96 | 17.06 | 1009 | 26.96 | 241.2564 | 0 | Heating | 32.1675 | #N/A | #N/A | #N/A | #N/A | 241.2564 | #N/A | #N/A | 3.1163 | #N/A | 0 | 0 | 0 | 0 | 0 | 0 | 0 | 0.1072% | 1 | 50% | 0% | 0% | 0% | 8.2745 | 0 | 0 | 0 | 8.2745 | #N/A
2007-02-05 18:00 | 2 | 5 | 18 | 36.7084 | 858 | 26.06 | 17.96 | 1008 | 26.06 | 276.3555 | 0 | Heating | 36.8474 | #N/A | #N/A | #N/A | #N/A | 276.3555 | #N/A | #N/A | 3.0859 | #N/A | 0 | 0 | 0 | 0 | 0 | 0 | 0 | 0.1228% | 1 | 50% | 0% | 0% | 0% | 8.2745 | 0 | 0 | 0 | 8.2745 | #N/A
2007-02-05 19:00 | 2 | 5 | 19 | 36.75 | 859 | 24.98 | 17.96 | 1007 | 24.98 | 341.0243 | 0 | Heating | 45.4699 | #N/A | #N/A | #N/A | #N/A | 341.0243 | #N/A | #N/A | 3.0513 | #N/A | 0 | 0 | 0 | 0 | 0 | 0 | 0 | 0.1516% | 1 | 50% | 0% | 0% | 0% | 8.2745 | 0 | 0 | 0 | 8.2745 | #N/A
2007-02-05 20:00 | 2 | 5 | 20 | 36.7917 | 860 | 24.98 | 19.94 | 1005 | 24.98 | 360.0299 | 0 | Heating | 48.004 | #N/A | #N/A | #N/A | #N/A | 360.0299 | #N/A | #N/A | 3.0513 | #N/A | 0 | 0 | 0 | 0 | 0 | 0 | 0 | 0.16% | 1 | 50% | 0% | 0% | 0% | 8.2745 | 0 | 0 | 0 | 8.2745 | #N/A
2007-02-05 21:00 | 2 | 5 | 21 | 36.8334 | 861 | 24.98 | 21.92 | 1004 | 24.98 | 411.7501 | 0 | Heating | 54.9 | #N/A | #N/A | #N/A | #N/A | 411.7501 | #N/A | #N/A | 3.0513 | #N/A | 0 | 0 | 0 | 0 | 0 | 0 | 0 | 0.183% | 1 | 50% | 0% | 0% | 0% | 8.2745 | 0 | 0 | 0 | 8.2745 | #N/A
2007-02-05 22:00 | 2 | 5 | 22 | 36.875 | 862 | 26.06 | 23 | 1003 | 26.06 | 424.3752 | 0 | Heating | 56.5834 | #N/A | #N/A | #N/A | #N/A | 424.3752 | #N/A | #N/A | 3.0859 | #N/A | 0 | 0 | 0 | 0 | 0 | 0 | 0 | 0.1886% | 1 | 50% | 0% | 0% | 0% | 8.2745 | 0 | 0 | 0 | 8.2745 | #N/A
2007-02-05 23:00 | 2 | 5 | 23 | 36.9167 | 863 | 26.06 | 21.92 | 1002 | 26.06 | 49.523 | 0 | Heating | 6.6031 | #N/A | #N/A | #N/A | #N/A | 49.523 | #N/A | #N/A | 3.0859 | #N/A | 0 | 0 | 0 | 0 | 0 | 0 | 0 | 0.02201% | 1 | 50% | 0% | 0% | 0% | 8.2745 | 0 | 0 | 0 | 8.2745 | #N/A
2007-02-06 | 2 | 6 | 0 | 36.9584 | 864 | 26.96 | 24.08 | 1001 | 26.96 | 128.9745 | 0 | Heating | 17.1966 | #N/A | #N/A | #N/A | #N/A | 128.9745 | #N/A | #N/A | 3.1163 | #N/A | 0 | 0 | 0 | 0 | 0 | 0 | 0 | 0.05732% | 1 | 50% | 0% | 0% | 0% | 8.2745 | 0 | 0 | 0 | 8.2745 | #N/A
2007-02-06 01:00 | 2 | 6 | 1 | 37 | 865 | 26.96 | 28.94 | 1001 | 26.96 | 100.4265 | 0 | Heating | 13.3902 | #N/A | #N/A | #N/A | #N/A | 100.4265 | #N/A | #N/A | 3.1163 | #N/A | 0 | 0 | 0 | 0 | 0 | 0 | 0 | 0.04463% | 1 | 50% | 0% | 0% | 0% | 8.2745 | 0 | 0 | 0 | 8.2745 | #N/A
2007-02-06 02:00 | 2 | 6 | 2 | 37.0417 | 866 | 26.96 | 28.04 | 1002 | 26.96 | 112.4583 | 0 | Heating | 14.9944 | #N/A | #N/A | #N/A | #N/A | 112.4583 | #N/A | #N/A | 3.1163 | #N/A | 0 | 0 | 0 | 0 | 0 | 0 | 0 | 0.04998% | 1 | 50% | 0% | 0% | 0% | 8.2745 | 0 | 0 | 0 | 8.2745 | #N/A
2007-02-06 03:00 | 2 | 6 | 3 | 37.0834 | 867 | 26.06 | 24.08 | 1002 | 26.06 | 167.668 | 0 | Heating | 22.3557 | #N/A | #N/A | #N/A | #N/A | 167.668 | #N/A | #N/A | 3.0859 | #N/A | 0 | 0 | 0 | 0 | 0 | 0 | 0 | 0.07452% | 1 | 50% | 0% | 0% | 0% | 8.2745 | 0 | 0 | 0 | 8.2745 | #N/A
2007-02-06 04:00 | 2 | 6 | 4 | 37.1251 | 868 | 24.98 | 23 | 1002 | 24.98 | 214.7466 | 0 | Heating | 28.6329 | #N/A | #N/A | #N/A | #N/A | 214.7466 | #N/A | #N/A | 3.0513 | #N/A | 0 | 0 | 0 | 0 | 0 | 0 | 0 | 0.09544% | 1 | 50% | 0% | 0% | 0% | 8.2745 | 0 | 0 | 0 | 8.2745 | #N/A
2007-02-06 05:00 | 2 | 6 | 5 | 37.1667 | 869 | 24.98 | 21.02 | 1003 | 24.98 | 254.6003 | 0 | Heating | 33.9467 | #N/A | #N/A | #N/A | #N/A | 254.6003 | #N/A | #N/A | 3.0513 | #N/A | 0 | 0 | 0 | 0 | 0 | 0 | 0 | 0.1132% | 1 | 50% | 0% | 0% | 0% | 8.2745 | 0 | 0 | 0 | 8.2745 | #N/A
2007-02-06 06:00 | 2 | 6 | 6 | 37.2084 | 870 | 26.06 | 17.96 | 1004 | 26.06 | 292.124 | 0 | Heating | 38.9499 | #N/A | #N/A | #N/A | #N/A | 292.124 | #N/A | #N/A | 3.0859 | #N/A | 0 | 0 | 0 | 0 | 0 | 0 | 0 | 0.1298% | 1 | 50% | 0% | 0% | 0% | 8.2745 | 0 | 0 | 0 | 8.2745 | #N/A
2007-02-06 07:00 | 2 | 6 | 7 | 37.2501 | 871 | 26.06 | 17.06 | 1005 | 26.06 | 826.0804 | 0 | Heating | 110.1441 | #N/A | #N/A | #N/A | #N/A | 826.0804 | #N/A | #N/A | 3.0859 | #N/A | 0 | 0 | 0 | 0 | 0 | 0 | 0 | 0.3671% | 1 | 50% | 0% | 0% | 0% | 8.2745 | 0 | 0 | 0 | 8.2745 | #N/A
2007-02-06 08:00 | 2 | 6 | 8 | 37.2917 | 872 | 26.06 | 15.08 | 1005 | 26.06 | 610.9175 | 0 | Heating | 81.4557 | #N/A | #N/A | #N/A | #N/A | 610.9175 | #N/A | #N/A | 3.0859 | #N/A | 0 | 0 | 0 | 0 | 0 | 0 | 0 | 0.2715% | 1 | 50% | 0% | 0% | 0% | 8.2745 | 0 | 0 | 0 | 8.2745 | #N/A
2007-02-06 09:00 | 2 | 6 | 9 | 37.3334 | 873 | 28.04 | 15.98 | 1006 | 28.04 | 416.4508 | 0 | Heating | 55.5268 | #N/A | #N/A | #N/A | #N/A | 416.4508 | #N/A | #N/A | 3.1545 | #N/A | 0 | 0 | 0 | 0 | 0 | 0 | 0 | 0.1851% | 1 | 50% | 0% | 0% | 0% | 8.2745 | 0 | 0 | 0 | 8.2745 | #N/A
2007-02-06 10:00 | 2 | 6 | 10 | 37.3751 | 874 | 30.02 | 15.98 | 1006 | 30.02 | 368.7734 | 0 | Heating | 49.1698 | #N/A | #N/A | #N/A | #N/A | 368.7734 | #N/A | #N/A | 3.2302 | #N/A | 0 | 0 | 0 | 0 | 0 | 0 | 0 | 0.1639% | 1 | 50% | 0% | 0% | 0% | 8.2745 | 0 | 0 | 0 | 8.2745 | #N/A
2007-02-06 11:00 | 2 | 6 | 11 | 37.4167 | 875 | 30.02 | 15.08 | 1007 | 30.02 | 338.9097 | 0 | Heating | 45.188 | #N/A | #N/A | #N/A | #N/A | 338.9097 | #N/A | #N/A | 3.2302 | #N/A | 0 | 0 | 0 | 0 | 0 | 0 | 0 | 0.1506% | 1 | 50% | 0% | 0% | 0% | 8.2745 | 0 | 0 | 0 | 8.2745 | #N/A
2007-02-06 12:00 | 2 | 6 | 12 | 37.4584 | 876 | 30.02 | 12.92 | 1006 | 30.02 | 318.3273 | 0 | Heating | 42.4436 | #N/A | #N/A | #N/A | #N/A | 318.3273 | #N/A | #N/A | 3.2302 | #N/A | 0 | 0 | 0 | 0 | 0 | 0 | 0 | 0.1415% | 1 | 50% | 0% | 0% | 0% | 8.2745 | 0 | 0 | 0 | 8.2745 | #N/A
2007-02-06 13:00 | 2 | 6 | 13 | 37.5001 | 877 | 33.08 | 12.92 | 1006 | 33.08 | 323.7186 | 0 | Heating | 43.1625 | #N/A | #N/A | #N/A | #N/A | 323.7186 | #N/A | #N/A | 3.3624 | #N/A | 0 | 0 | 0 | 0 | 0 | 0 | 0 | 0.1439% | 1 | 50% | 0% | 0% | 0% | 8.2745 | 0 | 0 | 0 | 8.2745 | #N/A
2007-02-06 14:00 | 2 | 6 | 14 | 37.5417 | 878 | 33.08 | 10.04 | 1006 | 33.08 | 232.5444 | 0 | Heating | 31.0059 | #N/A | #N/A | #N/A | #N/A | 232.5444 | #N/A | #N/A | 3.3624 | #N/A | 0 | 0 | 0 | 0 | 0 | 0 | 0 | 0.1034% | 1 | 50% | 0% | 0% | 0% | 8.2745 | 0 | 0 | 0 | 8.2745 | #N/A
2007-02-06 15:00 | 2 | 6 | 15 | 37.5834 | 879 | 32 | 10.04 | 1006 | 32 | 215.1721 | 0 | Heating | 28.6896 | #N/A | #N/A | #N/A | #N/A | 215.1721 | #N/A | #N/A | 3.3135 | #N/A | 0 | 0 | 0 | 0 | 0 | 0 | 0 | 0.09563% | 1 | 50% | 0% | 0% | 0% | 8.2745 | 0 | 0 | 0 | 8.2745 | #N/A
2007-02-06 16:00 | 2 | 6 | 16 | 37.6251 | 880 | 30.02 | 8.96 | 1006 | 30.02 | 212.25 | 0 | Heating | 28.3 | #N/A | #N/A | #N/A | #N/A | 212.25 | #N/A | #N/A | 3.2302 | #N/A | 0 | 0 | 0 | 0 | 0 | 0 | 0 | 0.09433% | 1 | 50% | 0% | 0% | 0% | 8.2745 | 0 | 0 | 0 | 8.2745 | #N/A
2007-02-06 17:00 | 2 | 6 | 17 | 37.6667 | 881 | 30.02 | 10.04 | 1007 | 30.02 | 245.6949 | 0 | Heating | 32.7593 | #N/A | #N/A | #N/A | #N/A | 245.6949 | #N/A | #N/A | 3.2302 | #N/A | 0 | 0 | 0 | 0 | 0 | 0 | 0 | 0.1092% | 1 | 50% | 0% | 0% | 0% | 8.2745 | 0 | 0 | 0 | 8.2745 | #N/A
2007-02-06 18:00 | 2 | 6 | 18 | 37.7084 | 882 | 24.98 | 6.98 | 1007 | 24.98 | 319.9136 | 0 | Heating | 42.6551 | #N/A | #N/A | #N/A | #N/A | 319.9136 | #N/A | #N/A | 3.0513 | #N/A | 0 | 0 | 0 | 0 | 0 | 0 | 0 | 0.1422% | 1 | 50% | 0% | 0% | 0% | 8.2745 | 0 | 0 | 0 | 8.2745 | #N/A
2007-02-06 19:00 | 2 | 6 | 19 | 37.7501 | 883 | 23 | 5 | 1007 | 23 | 413.5419 | 0 | Heating | 55.1389 | #N/A | #N/A | #N/A | #N/A | 413.5419 | #N/A | #N/A | 2.9925 | #N/A | 0 | 0 | 0 | 0 | 0 | 0 | 0 | 0.1838% | 1 | 50% | 0% | 0% | 0% | 8.2745 | 0 | 0 | 0 | 8.2745 | #N/A
2007-02-06 20:00 | 2 | 6 | 20 | 37.7917 | 884 | 23 | 6.08 | 1009 | 23 | 444.9291 | 0 | Heating | 59.3239 | #N/A | #N/A | #N/A | #N/A | 444.9291 | #N/A | #N/A | 2.9925 | #N/A | 0 | 0 | 0 | 0 | 0 | 0 | 0 | 0.1977% | 1 | 50% | 0% | 0% | 0% | 8.2745 | 0 | 0 | 0 | 8.2745 | #N/A
2007-02-06 21:00 | 2 | 6 | 21 | 37.8334 | 885 | 21.02 | 8.06 | 1009 | 21.02 | 517.6872 | 0 | Heating | 69.025 | #N/A | #N/A | #N/A | #N/A | 517.6872 | #N/A | #N/A | 2.9394 | #N/A | 0 | 0 | 0 | 0 | 0 | 0 | 0 | 0.2301% | 1 | 50% | 0% | 0% | 0% | 8.2745 | 0 | 0 | 0 | 8.2745 | #N/A
2007-02-06 22:00 | 2 | 6 | 22 | 37.8751 | 886 | 19.94 | 5 | 1009 | 19.94 | 548.5168 | 0 | Heating | 73.1356 | #N/A | #N/A | #N/A | #N/A | 548.5168 | #N/A | #N/A | 2.9127 | #N/A | 0 | 0 | 0 | 0 | 0 | 0 | 0 | 0.2438% | 1 | 50% | 0% | 0% | 0% | 8.2745 | 0 | 0 | 0 | 8.2745 | #N/A
2007-02-06 23:00 | 2 | 6 | 23 | 37.9167 | 887 | 19.94 | 3.92 | 1010 | 19.94 | 237.655 | 0 | Heating | 31.6873 | #N/A | #N/A | #N/A | #N/A | 237.655 | #N/A | #N/A | 2.9127 | #N/A | 0 | 0 | 0 | 0 | 0 | 0 | 0 | 0.1056% | 1 | 50% | 0% | 0% | 0% | 8.2745 | 0 | 0 | 0 | 8.2745 | #N/A
2007-02-07 | 2 | 7 | 0 | 37.9584 | 888 | 17.96 | 3.92 | 1010 | 17.96 | 379.1313 | 0 | Heating | 50.5508 | #N/A | #N/A | #N/A | #N/A | 379.1313 | #N/A | #N/A | 2.8673 | #N/A | 0 | 0 | 0 | 0 | 0 | 0 | 0 | 0.1685% | 1 | 50% | 0% | 0% | 0% | 8.2745 | 0 | 0 | 0 | 8.2745 | #N/A
2007-02-07 01:00 | 2 | 7 | 1 | 38.0001 | 889 | 15.08 | 3.02 | 1010 | 15.08 | 455.9767 | 0 | Heating | 60.7969 | #N/A | #N/A | #N/A | #N/A | 455.9767 | #N/A | #N/A | 2.8087 | #N/A | 0 | 0 | 0 | 0 | 0 | 0 | 0 | 0.2027% | 1 | 50% | 0% | 0% | 0% | 8.2745 | 0 | 0 | 0 | 8.2745 | #N/A
2007-02-07 02:00 | 2 | 7 | 2 | 38.0417 | 890 | 15.08 | 3.02 | 1010 | 15.08 | 502.2756 | 0 | Heating | 66.9701 | #N/A | #N/A | #N/A | #N/A | 502.2756 | #N/A | #N/A | 2.8087 | #N/A | 0 | 0 | 0 | 0 | 0 | 0 | 0 | 0.2232% | 1 | 50% | 0% | 0% | 0% | 8.2745 | 0 | 0 | 0 | 8.2745 | #N/A
2007-02-07 03:00 | 2 | 7 | 3 | 38.0834 | 891 | 15.08 | 1.94 | 1010 | 15.08 | 528.4212 | 0 | Heating | 70.4562 | #N/A | #N/A | #N/A | #N/A | 528.4212 | #N/A | #N/A | 2.8087 | #N/A | 0 | 0 | 0 | 0 | 0 | 0 | 0 | 0.2349% | 1 | 50% | 0% | 0% | 0% | 8.2745 | 0 | 0 | 0 | 8.2745 | #N/A
2007-02-07 04:00 | 2 | 7 | 4 | 38.1251 | 892 | 14 | 1.04 | 1010 | 14 | 564.8294 | 0 | Heating | 75.3106 | #N/A | #N/A | #N/A | #N/A | 564.8294 | #N/A | #N/A | 2.7888 | #N/A | 0 | 0 | 0 | 0 | 0 | 0 | 0 | 0.251% | 1 | 50% | 0% | 0% | 0% | 8.2745 | 0 | 0 | 0 | 8.2745 | #N/A
2007-02-07 05:00 | 2 | 7 | 5 | 38.1667 | 893 | 14 | 1.04 | 1009 | 14 | 587.0769 | 0 | Heating | 78.2769 | #N/A | #N/A | #N/A | #N/A | 587.0769 | #N/A | #N/A | 2.7888 | #N/A | 0 | 0 | 0 | 0 | 0 | 0 | 0 | 0.2609% | 1 | 50% | 0% | 0% | 0% | 8.2745 | 0 | 0 | 0 | 8.2745 | #N/A
2007-02-07 06:00 | 2 | 7 | 6 | 38.2084 | 894 | 14 | -0.04 | 1009 | 14 | 603.6361 | 0 | Heating | 80.4848 | #N/A | #N/A | #N/A | #N/A | 603.6361 | #N/A | #N/A | 2.7888 | #N/A | 0 | 0 | 0 | 0 | 0 | 0 | 0 | 0.2683% | 1 | 50% | 0% | 0% | 0% | 8.2745 | 0 | 0 | 0 | 8.2745 | #N/A
2007-02-07 07:00 | 2 | 7 | 7 | 38.2501 | 895 | 12.02 | -0.94 | 1008 | 12.02 | 1085.4608 | 0 | Heating | 144.7281 | #N/A | #N/A | #N/A | #N/A | 1085.4608 | #N/A | #N/A | 2.7546 | #N/A | 0 | 0 | 0 | 0 | 0 | 0 | 0 | 0.4824% | 1 | 50% | 0% | 0% | 0% | 8.2745 | 0 | 0 | 0 | 8.2745 | #N/A
2007-02-07 08:00 | 2 | 7 | 8 | 38.2917 | 896 | 12.02 | -7.96 | 1008 | 12.02 | 776.4606 | 0 | Heating | 103.5281 | #N/A | #N/A | #N/A | #N/A | 776.4606 | #N/A | #N/A | 2.7546 | #N/A | 0 | 0 | 0 | 0 | 0 | 0 | 0 | 0.3451% | 1 | 50% | 0% | 0% | 0% | 8.2745 | 0 | 0 | 0 | 8.2745 | #N/A
2007-02-07 09:00 | 2 | 7 | 9 | 38.3334 | 897 | 15.98 | -7.96 | 1007 | 15.98 | 485.3709 | 0 | Heating | 64.7161 | #N/A | #N/A | #N/A | #N/A | 485.3709 | #N/A | #N/A | 2.8262 | #N/A | 0 | 0 | 0 | 0 | 0 | 0 | 0 | 0.2157% | 1 | 50% | 0% | 0% | 0% | 8.2745 | 0 | 0 | 0 | 8.2745 | #N/A
2007-02-07 10:00 | 2 | 7 | 10 | 38.3751 | 898 | 17.96 | -7.06 | 1007 | 17.96 | 440.0101 | 0 | Heating | 58.668 | #N/A | #N/A | #N/A | #N/A | 440.0101 | #N/A | #N/A | 2.8673 | #N/A | 0 | 0 | 0 | 0 | 0 | 0 | 0 | 0.1956% | 1 | 50% | 0% | 0% | 0% | 8.2745 | 0 | 0 | 0 | 8.2745 | #N/A
2007-02-07 11:00 | 2 | 7 | 11 | 38.4167 | 899 | 17.96 | -5.98 | 1006 | 17.96 | 395.8056 | 0 | Heating | 52.7741 | #N/A | #N/A | #N/A | #N/A | 395.8056 | #N/A | #N/A | 2.8673 | #N/A | 0 | 0 | 0 | 0 | 0 | 0 | 0 | 0.1759% | 1 | 50% | 0% | 0% | 0% | 8.2745 | 0 | 0 | 0 | 8.2745 | #N/A
2007-02-07 12:00 | 2 | 7 | 12 | 38.4584 | 900 | 21.02 | -2.02 | 1006 | 21.02 | 361.5142 | 0 | Heating | 48.2019 | #N/A | #N/A | #N/A | #N/A | 361.5142 | #N/A | #N/A | 2.9394 | #N/A | 0 | 0 | 0 | 0 | 0 | 0 | 0 | 0.1607% | 1 | 50% | 0% | 0% | 0% | 8.2745 | 0 | 0 | 0 | 8.2745 | #N/A
2007-02-07 13:00 | 2 | 7 | 13 | 38.5001 | 901 | 23 | 1.94 | 1004 | 23 | 316.3112 | 0 | Heating | 42.1748 | #N/A | #N/A | #N/A | #N/A | 316.3112 | #N/A | #N/A | 2.9925 | #N/A | 0 | 0 | 0 | 0 | 0 | 0 | 0 | 0.1406% | 1 | 50% | 0% | 0% | 0% | 8.2745 | 0 | 0 | 0 | 8.2745 | #N/A
2007-02-07 14:00 | 2 | 7 | 14 | 38.5417 | 902 | 23 | 3.02 | 1004 | 23 | 206.7457 | 0 | Heating | 27.5661 | #N/A | #N/A | #N/A | #N/A | 206.7457 | #N/A | #N/A | 2.9925 | #N/A | 0 | 0 | 0 | 0 | 0 | 0 | 0 | 0.09189% | 1 | 50% | 0% | 0% | 0% | 8.2745 | 0 | 0 | 0 | 8.2745 | #N/A
2007-02-07 15:00 | 2 | 7 | 15 | 38.5834 | 903 | 24.08 | 3.92 | 1003 | 24.08 | 164.5158 | 0 | Heating | 21.9354 | #N/A | #N/A | #N/A | #N/A | 164.5158 | #N/A | #N/A | 3.0238 | #N/A | 0 | 0 | 0 | 0 | 0 | 0 | 0 | 0.07312% | 1 | 50% | 0% | 0% | 0% | 8.2745 | 0 | 0 | 0 | 8.2745 | #N/A
2007-02-07 16:00 | 2 | 7 | 16 | 38.6251 | 904 | 24.08 | 3.92 | 1002 | 24.08 | 133.5428 | 0 | Heating | 17.8057 | #N/A | #N/A | #N/A | #N/A | 133.5428 | #N/A | #N/A | 3.0238 | #N/A | 0 | 0 | 0 | 0 | 0 | 0 | 0 | 0.05935% | 1 | 50% | 0% | 0% | 0% | 8.2745 | 0 | 0 | 0 | 8.2745 | #N/A
2007-02-07 17:00 | 2 | 7 | 17 | 38.6667 | 905 | 24.08 | 3.02 | 1003 | 24.08 | 99.8841 | 0 | Heating | 13.3179 | #N/A | #N/A | #N/A | #N/A | 99.8841 | #N/A | #N/A | 3.0238 | #N/A | 0 | 0 | 0 | 0 | 0 | 0 | 0 | 0.04439% | 1 | 50% | 0% | 0% | 0% | 8.2745 | 0 | 0 | 0 | 8.2745 | #N/A
2007-02-07 18:00 | 2 | 7 | 18 | 38.7084 | 906 | 23 | 10.04 | 1003 | 23 | 151.1357 | 0 | Heating | 20.1514 | #N/A | #N/A | #N/A | #N/A | 151.1357 | #N/A | #N/A | 2.9925 | #N/A | 0 | 0 | 0 | 0 | 0 | 0 | 0 | 0.06717% | 1 | 50% | 0% | 0% | 0% | 8.2745 | 0 | 0 | 0 | 8.2745 | #N/A
2007-02-07 19:00 | 2 | 7 | 19 | 38.7501 | 907 | 21.92 | 6.08 | 1003 | 21.92 | 223.5494 | 0 | Heating | 29.8066 | #N/A | #N/A | #N/A | #N/A | 223.5494 | #N/A | #N/A | 2.9629 | #N/A | 0 | 0 | 0 | 0 | 0 | 0 | 0 | 0.09936% | 1 | 50% | 0% | 0% | 0% | 8.2745 | 0 | 0 | 0 | 8.2745 | #N/A
2007-02-07 20:00 | 2 | 7 | 20 | 38.7917 | 908 | 21.92 | 10.94 | 1003 | 21.92 | 251.4966 | 0 | Heating | 33.5329 | #N/A | #N/A | #N/A | #N/A | 251.4966 | #N/A | #N/A | 2.9629 | #N/A | 0 | 0 | 0 | 0 | 0 | 0 | 0 | 0.1118% | 1 | 50% | 0% | 0% | 0% | 8.2745 | 0 | 0 | 0 | 8.2745 | #N/A
2007-02-07 21:00 | 2 | 7 | 21 | 38.8334 | 909 | 19.94 | 12.02 | 1004 | 19.94 | 296.3135 | 0 | Heating | 39.5085 | #N/A | #N/A | #N/A | #N/A | 296.3135 | #N/A | #N/A | 2.9127 | #N/A | 0 | 0 | 0 | 0 | 0 | 0 | 0 | 0.1317% | 1 | 50% | 0% | 0% | 0% | 8.2745 | 0 | 0 | 0 | 8.2745 | #N/A
2007-02-07 22:00 | 2 | 7 | 22 | 38.8751 | 910 | 19.04 | 12.02 | 1004 | 19.04 | 331.1226 | 0 | Heating | 44.1497 | #N/A | #N/A | #N/A | #N/A | 331.1226 | #N/A | #N/A | 2.8915 | #N/A | 0 | 0 | 0 | 0 | 0 | 0 | 0 | 0.1472% | 1 | 50% | 0% | 0% | 0% | 8.2745 | 0 | 0 | 0 | 8.2745 | #N/A
2007-02-07 23:00 | 2 | 7 | 23 | 38.9167 | 911 | 19.04 | 12.92 | 1004 | 19.04 | 13.9293 | 0 | Heating | 1.8572 | #N/A | #N/A | #N/A | #N/A | 13.9293 | #N/A | #N/A | 2.8915 | #N/A | 0 | 0 | 0 | 0 | 0 | 0 | 0 | 0.006191% | 1 | 50% | 0% | 0% | 0% | 8.2745 | 0 | 0 | 0 | 8.2745 | #N/A
2007-02-08 | 2 | 8 | 0 | 38.9584 | 912 | 19.04 | 12.02 | 1005 | 19.04 | 68.3074 | 0 | Heating | 9.1077 | #N/A | #N/A | #N/A | #N/A | 68.3074 | #N/A | #N/A | 2.8915 | #N/A | 0 | 0 | 0 | 0 | 0 | 0 | 0 | 0.03036% | 1 | 50% | 0% | 0% | 0% | 8.2745 | 0 | 0 | 0 | 8.2745 | #N/A
2007-02-08 01:00 | 2 | 8 | 1 | 39.0001 | 913 | 19.04 | 12.02 | 1005 | 19.04 | 121.4675 | 0 | Heating | 16.1957 | #N/A | #N/A | #N/A | #N/A | 121.4675 | #N/A | #N/A | 2.8915 | #N/A | 0 | 0 | 0 | 0 | 0 | 0 | 0 | 0.05399% | 1 | 50% | 0% | 0% | 0% | 8.2745 | 0 | 0 | 0 | 8.2745 | #N/A
2007-02-08 02:00 | 2 | 8 | 2 | 39.0417 | 914 | 19.04 | 14 | 1004 | 19.04 | 179.1129 | 0 | Heating | 23.8817 | #N/A | #N/A | #N/A | #N/A | 179.1129 | #N/A | #N/A | 2.8915 | #N/A | 0 | 0 | 0 | 0 | 0 | 0 | 0 | 0.07961% | 1 | 50% | 0% | 0% | 0% | 8.2745 | 0 | 0 | 0 | 8.2745 | #N/A
2007-02-08 03:00 | 2 | 8 | 3 | 39.0834 | 915 | 19.04 | 8.96 | 1004 | 19.04 | 245.1353 | 0 | Heating | 32.6847 | #N/A | #N/A | #N/A | #N/A | 245.1353 | #N/A | #N/A | 2.8915 | #N/A | 0 | 0 | 0 | 0 | 0 | 0 | 0 | 0.1089% | 1 | 50% | 0% | 0% | 0% | 8.2745 | 0 | 0 | 0 | 8.2745 | #N/A
2007-02-08 04:00 | 2 | 8 | 4 | 39.1251 | 916 | 19.04 | 10.94 | 1005 | 19.04 | 294.5718 | 0 | Heating | 39.2762 | #N/A | #N/A | #N/A | #N/A | 294.5718 | #N/A | #N/A | 2.8915 | #N/A | 0 | 0 | 0 | 0 | 0 | 0 | 0 | 0.1309% | 1 | 50% | 0% | 0% | 0% | 8.2745 | 0 | 0 | 0 | 8.2745 | #N/A
2007-02-08 05:00 | 2 | 8 | 5 | 39.1667 | 917 | 19.04 | 12.02 | 1005 | 19.04 | 285.8195 | 0 | Heating | 38.1093 | #N/A | #N/A | #N/A | #N/A | 285.8195 | #N/A | #N/A | 2.8915 | #N/A | 0 | 0 | 0 | 0 | 0 | 0 | 0 | 0.127% | 1 | 50% | 0% | 0% | 0% | 8.2745 | 0 | 0 | 0 | 8.2745 | #N/A
2007-02-08 06:00 | 2 | 8 | 6 | 39.2084 | 918 | 21.02 | 15.08 | 1006 | 21.02 | 253.594 | 0 | Heating | 33.8125 | #N/A | #N/A | #N/A | #N/A | 253.594 | #N/A | #N/A | 2.9394 | #N/A | 0 | 0 | 0 | 0 | 0 | 0 | 0 | 0.1127% | 1 | 50% | 0% | 0% | 0% | 8.2745 | 0 | 0 | 0 | 8.2745 | #N/A
2007-02-08 07:00 | 2 | 8 | 7 | 39.2501 | 919 | 21.02 | 19.94 | 1007 | 21.02 | 760.859 | 0 | Heating | 101.4479 | #N/A | #N/A | #N/A | #N/A | 760.859 | #N/A | #N/A | 2.9394 | #N/A | 0 | 0 | 0 | 0 | 0 | 0 | 0 | 0.3382% | 1 | 50% | 0% | 0% | 0% | 8.2745 | 0 | 0 | 0 | 8.2745 | #N/A
2007-02-08 08:00 | 2 | 8 | 8 | 39.2917 | 920 | 21.02 | 19.04 | 1008 | 21.02 | 533.5893 | 0 | Heating | 71.1452 | #N/A | #N/A | #N/A | #N/A | 533.5893 | #N/A | #N/A | 2.9394 | #N/A | 0 | 0 | 0 | 0 | 0 | 0 | 0 | 0.2372% | 1 | 50% | 0% | 0% | 0% | 8.2745 | 0 | 0 | 0 | 8.2745 | #N/A
2007-02-08 09:00 | 2 | 8 | 9 | 39.3334 | 921 | 19.4 | 19.04 | 1009 | 19.4 | 311.9005 | 0 | Heating | 41.5867 | #N/A | #N/A | #N/A | #N/A | 311.9005 | #N/A | #N/A | 2.8998 | #N/A | 0 | 0 | 0 | 0 | 0 | 0 | 0 | 0.1386% | 1 | 50% | 0% | 0% | 0% | 8.2745 | 0 | 0 | 0 | 8.2745 | #N/A
2007-02-08 10:00 | 2 | 8 | 10 | 39.3751 | 922 | 19.4 | 17.96 | 1009 | 19.4 | 203.0497 | 0 | Heating | 27.0733 | #N/A | #N/A | #N/A | #N/A | 203.0497 | #N/A | #N/A | 2.8998 | #N/A | 0 | 0 | 0 | 0 | 0 | 0 | 0 | 0.09024% | 1 | 50% | 0% | 0% | 0% | 8.2745 | 0 | 0 | 0 | 8.2745 | #N/A
2007-02-08 11:00 | 2 | 8 | 11 | 39.4167 | 923 | 21.02 | 17.06 | 1010 | 21.02 | 186.0057 | 0 | Heating | 24.8008 | #N/A | #N/A | #N/A | #N/A | 186.0057 | #N/A | #N/A | 2.9394 | #N/A | 0 | 0 | 0 | 0 | 0 | 0 | 0 | 0.08267% | 1 | 50% | 0% | 0% | 0% | 8.2745 | 0 | 0 | 0 | 8.2745 | #N/A
2007-02-08 12:00 | 2 | 8 | 12 | 39.4584 | 924 | 21.2 | 17.06 | 1010 | 21.2 | 175.0608 | 0 | Heating | 23.3414 | #N/A | #N/A | #N/A | #N/A | 175.0608 | #N/A | #N/A | 2.944 | #N/A | 0 | 0 | 0 | 0 | 0 | 0 | 0 | 0.0778% | 1 | 50% | 0% | 0% | 0% | 8.2745 | 0 | 0 | 0 | 8.2745 | #N/A
2007-02-08 13:00 | 2 | 8 | 13 | 39.5001 | 925 | 24.08 | 15.98 | 1010 | 24.08 | 192.7258 | 0 | Heating | 25.6968 | #N/A | #N/A | #N/A | #N/A | 192.7258 | #N/A | #N/A | 3.0238 | #N/A | 0 | 0 | 0 | 0 | 0 | 0 | 0 | 0.08566% | 1 | 50% | 0% | 0% | 0% | 8.2745 | 0 | 0 | 0 | 8.2745 | #N/A
2007-02-08 14:00 | 2 | 8 | 14 | 39.5417 | 926 | 24.08 | 15.98 | 1009 | 24.08 | 119.0392 | 0 | Heating | 15.8719 | #N/A | #N/A | #N/A | #N/A | 119.0392 | #N/A | #N/A | 3.0238 | #N/A | 0 | 0 | 0 | 0 | 0 | 0 | 0 | 0.05291% | 1 | 50% | 0% | 0% | 0% | 8.2745 | 0 | 0 | 0 | 8.2745 | #N/A
2007-02-08 15:00 | 2 | 8 | 15 | 39.5834 | 927 | 26.96 | 15.08 | 1009 | 26.96 | 93.1971 | 0 | Heating | 12.4263 | #N/A | #N/A | #N/A | #N/A | 93.1971 | #N/A | #N/A | 3.1163 | #N/A | 0 | 0 | 0 | 0 | 0 | 0 | 0 | 0.04142% | 1 | 50% | 0% | 0% | 0% | 8.2745 | 0 | 0 | 0 | 8.2745 | #N/A
2007-02-08 16:00 | 2 | 8 | 16 | 39.6251 | 928 | 28.04 | 12.92 | 1009 | 28.04 | 88.2178 | 0 | Heating | 11.7624 | #N/A | #N/A | #N/A | #N/A | 88.2178 | #N/A | #N/A | 3.1545 | #N/A | 0 | 0 | 0 | 0 | 0 | 0 | 0 | 0.03921% | 1 | 50% | 0% | 0% | 0% | 8.2745 | 0 | 0 | 0 | 8.2745 | #N/A
2007-02-08 17:00 | 2 | 8 | 17 | 39.6667 | 929 | 28.04 | 12.92 | 1009 | 28.04 | 80.833 | 0 | Heating | 10.7777 | #N/A | #N/A | #N/A | #N/A | 80.833 | #N/A | #N/A | 3.1545 | #N/A | 0 | 0 | 0 | 0 | 0 | 0 | 0 | 0.03593% | 1 | 50% | 0% | 0% | 0% | 8.2745 | 0 | 0 | 0 | 8.2745 | #N/A
2007-02-08 18:00 | 2 | 8 | 18 | 39.7084 | 930 | 28.4 | 12.92 | 1009 | 28.4 | 124.2713 | 0 | Heating | 16.5695 | #N/A | #N/A | #N/A | #N/A | 124.2713 | #N/A | #N/A | 3.1678 | #N/A | 0 | 0 | 0 | 0 | 0 | 0 | 0 | 0.05523% | 1 | 50% | 0% | 0% | 0% | 8.2745 | 0 | 0 | 0 | 8.2745 | #N/A
2007-02-08 19:00 | 2 | 8 | 19 | 39.7501 | 931 | 26.96 | 12.92 | 1009 | 26.96 | 194.5631 | 0 | Heating | 25.9417 | #N/A | #N/A | #N/A | #N/A | 194.5631 | #N/A | #N/A | 3.1163 | #N/A | 0 | 0 | 0 | 0 | 0 | 0 | 0 | 0.08647% | 1 | 50% | 0% | 0% | 0% | 8.2745 | 0 | 0 | 0 | 8.2745 | #N/A
2007-02-08 20:00 | 2 | 8 | 20 | 39.7917 | 932 | 26.96 | 14 | 1008 | 26.96 | 230.6849 | 0 | Heating | 30.758 | #N/A | #N/A | #N/A | #N/A | 230.6849 | #N/A | #N/A | 3.1163 | #N/A | 0 | 0 | 0 | 0 | 0 | 0 | 0 | 0.1025% | 1 | 50% | 0% | 0% | 0% | 8.2745 | 0 | 0 | 0 | 8.2745 | #N/A
2007-02-08 21:00 | 2 | 8 | 21 | 39.8334 | 933 | 24.8 | 14 | 1007 | 24.8 | 301.1478 | 0 | Heating | 40.153 | #N/A | #N/A | #N/A | #N/A | 301.1478 | #N/A | #N/A | 3.0457 | #N/A | 0 | 0 | 0 | 0 | 0 | 0 | 0 | 0.1338% | 1 | 50% | 0% | 0% | 0% | 8.2745 | 0 | 0 | 0 | 8.2745 | #N/A
2007-02-08 22:00 | 2 | 8 | 22 | 39.8751 | 934 | 24.8 | 15.98 | 1007 | 24.8 | 328.2906 | 0 | Heating | 43.7721 | #N/A | #N/A | #N/A | #N/A | 328.2906 | #N/A | #N/A | 3.0457 | #N/A | 0 | 0 | 0 | 0 | 0 | 0 | 0 | 0.1459% | 1 | 50% | 0% | 0% | 0% | 8.2745 | 0 | 0 | 0 | 8.2745 | #N/A
2007-02-08 23:00 | 2 | 8 | 23 | 39.9167 | 935 | 24.08 | 15.08 | 1007 | 24.08 | 13.1477 | 0 | Heating | 1.753 | #N/A | #N/A | #N/A | #N/A | 13.1477 | #N/A | #N/A | 3.0238 | #N/A | 0 | 0 | 0 | 0 | 0 | 0 | 0 | 0.005843% | 1 | 50% | 0% | 0% | 0% | 8.2745 | 0 | 0 | 0 | 8.2745 | #N/A
2007-02-09 | 2 | 9 | 0 | 39.9584 | 936 | 23 | 15.08 | 1007 | 23 | 64.0788 | 0 | Heating | 8.5438 | #N/A | #N/A | #N/A | #N/A | 64.0788 | #N/A | #N/A | 2.9925 | #N/A | 0 | 0 | 0 | 0 | 0 | 0 | 0 | 0.02848% | 1 | 50% | 0% | 0% | 0% | 8.2745 | 0 | 0 | 0 | 8.2745 | #N/A
2007-02-09 01:00 | 2 | 9 | 1 | 40.0001 | 937 | 23 | 14 | 1006 | 23 | 113.7047 | 0 | Heating | 15.1606 | #N/A | #N/A | #N/A | #N/A | 113.7047 | #N/A | #N/A | 2.9925 | #N/A | 0 | 0 | 0 | 0 | 0 | 0 | 0 | 0.05054% | 1 | 50% | 0% | 0% | 0% | 8.2745 | 0 | 0 | 0 | 8.2745 | #N/A
2007-02-09 02:00 | 2 | 9 | 2 | 40.0417 | 938 | 23 | 15.08 | 1006 | 23 | 142.768 | 0 | Heating | 19.0357 | #N/A | #N/A | #N/A | #N/A | 142.768 | #N/A | #N/A | 2.9925 | #N/A | 0 | 0 | 0 | 0 | 0 | 0 | 0 | 0.06345% | 1 | 50% | 0% | 0% | 0% | 8.2745 | 0 | 0 | 0 | 8.2745 | #N/A
2007-02-09 03:00 | 2 | 9 | 3 | 40.0834 | 939 | 23 | 17.06 | 1005 | 23 | 192.7525 | 0 | Heating | 25.7003 | #N/A | #N/A | #N/A | #N/A | 192.7525 | #N/A | #N/A | 2.9925 | #N/A | 0 | 0 | 0 | 0 | 0 | 0 | 0 | 0.08567% | 1 | 50% | 0% | 0% | 0% | 8.2745 | 0 | 0 | 0 | 8.2745 | #N/A
2007-02-09 04:00 | 2 | 9 | 4 | 40.1251 | 940 | 21.2 | 19.94 | 1004 | 21.2 | 224.2288 | 0 | Heating | 29.8972 | #N/A | #N/A | #N/A | #N/A | 224.2288 | #N/A | #N/A | 2.944 | #N/A | 0 | 0 | 0 | 0 | 0 | 0 | 0 | 0.09966% | 1 | 50% | 0% | 0% | 0% | 8.2745 | 0 | 0 | 0 | 8.2745 | #N/A
2007-02-09 05:00 | 2 | 9 | 5 | 40.1667 | 941 | 21.92 | 19.94 | 1003 | 21.92 | 246.3144 | 0 | Heating | 32.8419 | #N/A | #N/A | #N/A | #N/A | 246.3144 | #N/A | #N/A | 2.9629 | #N/A | 0 | 0 | 0 | 0 | 0 | 0 | 0 | 0.1095% | 1 | 50% | 0% | 0% | 0% | 8.2745 | 0 | 0 | 0 | 8.2745 | #N/A
2007-02-09 06:00 | 2 | 9 | 6 | 40.2084 | 942 | 19.04 | 21.02 | 1003 | 19.04 | 251.3268 | 0 | Heating | 33.5102 | #N/A | #N/A | #N/A | #N/A | 251.3268 | #N/A | #N/A | 2.8915 | #N/A | 0 | 0 | 0 | 0 | 0 | 0 | 0 | 0.1117% | 1 | 50% | 0% | 0% | 0% | 8.2745 | 0 | 0 | 0 | 8.2745 | #N/A
2007-02-09 07:00 | 2 | 9 | 7 | 40.2501 | 943 | 17.96 | 21.02 | 1003 | 17.96 | 724.8279 | 0 | Heating | 96.6437 | #N/A | #N/A | #N/A | #N/A | 724.8279 | #N/A | #N/A | 2.8673 | #N/A | 0 | 0 | 0 | 0 | 0 | 0 | 0 | 0.3221% | 1 | 50% | 0% | 0% | 0% | 8.2745 | 0 | 0 | 0 | 8.2745 | #N/A
2007-02-09 08:00 | 2 | 9 | 8 | 40.2917 | 944 | 17.96 | 21.92 | 1001 | 17.96 | 538.0843 | 0 | Heating | 71.7446 | #N/A | #N/A | #N/A | #N/A | 538.0843 | #N/A | #N/A | 2.8673 | #N/A | 0 | 0 | 0 | 0 | 0 | 0 | 0 | 0.2391% | 1 | 50% | 0% | 0% | 0% | 8.2745 | 0 | 0 | 0 | 8.2745 | #N/A
2007-02-09 09:00 | 2 | 9 | 9 | 40.3334 | 945 | 15.8 | 21.92 | 1000 | 15.8 | 420.7349 | 0 | Heating | 56.098 | #N/A | #N/A | #N/A | #N/A | 420.7349 | #N/A | #N/A | 2.8226 | #N/A | 0 | 0 | 0 | 0 | 0 | 0 | 0 | 0.187% | 1 | 50% | 0% | 0% | 0% | 8.2745 | 0 | 0 | 0 | 8.2745 | #N/A
2007-02-09 10:00 | 2 | 9 | 10 | 40.3751 | 946 | 15.98 | 23 | 999 | 15.98 | 392.0087 | 0 | Heating | 52.2678 | #N/A | #N/A | #N/A | #N/A | 392.0087 | #N/A | #N/A | 2.8262 | #N/A | 0 | 0 | 0 | 0 | 0 | 0 | 0 | 0.1742% | 1 | 50% | 0% | 0% | 0% | 8.2745 | 0 | 0 | 0 | 8.2745 | #N/A
2007-02-09 11:00 | 2 | 9 | 11 | 40.4167 | 947 | 17.6 | 24.08 | 998 | 17.6 | 381.3547 | 0 | Heating | 50.8473 | #N/A | #N/A | #N/A | #N/A | 381.3547 | #N/A | #N/A | 2.8595 | #N/A | 0 | 0 | 0 | 0 | 0 | 0 | 0 | 0.1695% | 1 | 50% | 0% | 0% | 0% | 8.2745 | 0 | 0 | 0 | 8.2745 | #N/A
2007-02-09 12:00 | 2 | 9 | 12 | 40.4584 | 948 | 21.92 | 24.98 | 997 | 21.92 | 330.7821 | 0 | Heating | 44.1043 | #N/A | #N/A | #N/A | #N/A | 330.7821 | #N/A | #N/A | 2.9629 | #N/A | 0 | 0 | 0 | 0 | 0 | 0 | 0 | 0.147% | 1 | 50% | 0% | 0% | 0% | 8.2745 | 0 | 0 | 0 | 8.2745 | #N/A
2007-02-09 13:00 | 2 | 9 | 13 | 40.5001 | 949 | 21.2 | 26.06 | 996 | 21.2 | 296.951 | 0 | Heating | 39.5935 | #N/A | #N/A | #N/A | #N/A | 296.951 | #N/A | #N/A | 2.944 | #N/A | 0 | 0 | 0 | 0 | 0 | 0 | 0 | 0.132% | 1 | 50% | 0% | 0% | 0% | 8.2745 | 0 | 0 | 0 | 8.2745 | #N/A
2007-02-09 14:00 | 2 | 9 | 14 | 40.5417 | 950 | 24.08 | 26.06 | 995 | 24.08 | 284.5634 | 0 | Heating | 37.9418 | #N/A | #N/A | #N/A | #N/A | 284.5634 | #N/A | #N/A | 3.0238 | #N/A | 0 | 0 | 0 | 0 | 0 | 0 | 0 | 0.1265% | 1 | 50% | 0% | 0% | 0% | 8.2745 | 0 | 0 | 0 | 8.2745 | #N/A
2007-02-09 15:00 | 2 | 9 | 15 | 40.5834 | 951 | 24.98 | 26.06 | 995 | 24.98 | 345.075 | 0 | Heating | 46.01 | #N/A | #N/A | #N/A | #N/A | 345.075 | #N/A | #N/A | 3.0513 | #N/A | 0 | 0 | 0 | 0 | 0 | 0 | 0 | 0.1534% | 1 | 50% | 0% | 0% | 0% | 8.2745 | 0 | 0 | 0 | 8.2745 | #N/A
2007-02-09 16:00 | 2 | 9 | 16 | 40.6251 | 952 | 24.98 | 26.06 | 995 | 24.98 | 349.1646 | 0 | Heating | 46.5553 | #N/A | #N/A | #N/A | #N/A | 349.1646 | #N/A | #N/A | 3.0513 | #N/A | 0 | 0 | 0 | 0 | 0 | 0 | 0 | 0.1552% | 1 | 50% | 0% | 0% | 0% | 8.2745 | 0 | 0 | 0 | 8.2745 | #N/A
2007-02-09 17:00 | 2 | 9 | 17 | 40.6667 | 953 | 24.98 | 26.06 | 995 | 24.98 | 339.7504 | 0 | Heating | 45.3001 | #N/A | #N/A | #N/A | #N/A | 339.7504 | #N/A | #N/A | 3.0513 | #N/A | 0 | 0 | 0 | 0 | 0 | 0 | 0 | 0.151% | 1 | 50% | 0% | 0% | 0% | 8.2745 | 0 | 0 | 0 | 8.2745 | #N/A
2007-02-09 18:00 | 2 | 9 | 18 | 40.7084 | 954 | 19.94 | 26.06 | 995 | 19.94 | 374.7297 | 0 | Heating | 49.964 | #N/A | #N/A | #N/A | #N/A | 374.7297 | #N/A | #N/A | 2.9127 | #N/A | 0 | 0 | 0 | 0 | 0 | 0 | 0 | 0.1665% | 1 | 50% | 0% | 0% | 0% | 8.2745 | 0 | 0 | 0 | 8.2745 | #N/A
2007-02-09 19:00 | 2 | 9 | 19 | 40.7501 | 955 | 15.98 | 26.06 | 995 | 15.98 | 13.0475 | 0 | Heating | 1.7397 | #N/A | #N/A | #N/A | #N/A | 13.0475 | #N/A | #N/A | 2.8262 | #N/A | 0 | 0 | 0 | 0 | 0 | 0 | 0 | 0.005799% | 1 | 50% | 0% | 0% | 0% | 8.2745 | 0 | 0 | 0 | 8.2745 | #N/A
2007-02-09 20:00 | 2 | 9 | 20 | 40.7917 | 956 | 15.98 | 24.98 | 996 | 15.98 | 65.6509 | 0 | Heating | 8.7534 | #N/A | #N/A | #N/A | #N/A | 65.6509 | #N/A | #N/A | 2.8262 | #N/A | 0 | 0 | 0 | 0 | 0 | 0 | 0 | 0.02918% | 1 | 50% | 0% | 0% | 0% | 8.2745 | 0 | 0 | 0 | 8.2745 | #N/A
2007-02-09 21:00 | 2 | 9 | 21 | 40.8334 | 957 | 12.02 | 24.98 | 996 | 12.02 | 90.0385 | 0 | Heating | 12.0051 | #N/A | #N/A | #N/A | #N/A | 90.0385 | #N/A | #N/A | 2.7546 | #N/A | 0 | 0 | 0 | 0 | 0 | 0 | 0 | 0.04002% | 1 | 50% | 0% | 0% | 0% | 8.2745 | 0 | 0 | 0 | 8.2745 | #N/A
2007-02-09 22:00 | 2 | 9 | 22 | 40.8751 | 958 | 10.94 | 24.98 | 996 | 10.94 | 155.0676 | 0 | Heating | 20.6757 | #N/A | #N/A | #N/A | #N/A | 155.0676 | #N/A | #N/A | 2.737 | #N/A | 0 | 0 | 0 | 0 | 0 | 0 | 0 | 0.06892% | 1 | 50% | 0% | 0% | 0% | 8.2745 | 0 | 0 | 0 | 8.2745 | #N/A
2007-02-09 23:00 | 2 | 9 | 23 | 40.9167 | 959 | 10.94 | 23 | 997 | 10.94 | 226.8882 | 0 | Heating | 30.2518 | #N/A | #N/A | #N/A | #N/A | 226.8882 | #N/A | #N/A | 2.737 | #N/A | 0 | 0 | 0 | 0 | 0 | 0 | 0 | 0.1008% | 1 | 50% | 0% | 0% | 0% | 8.2745 | 0 | 0 | 0 | 8.2745 | #N/A
2007-02-10 | 2 | 10 | 0 | 40.9584 | 960 | 5 | 21.02 | 997 | 5 | 300.7562 | 0 | Heating | 40.1008 | #N/A | #N/A | #N/A | #N/A | 300.7562 | #N/A | #N/A | 2.6507 | #N/A | 0 | 0 | 0 | 0 | 0 | 0 | 0 | 0.1337% | 1 | 50% | 0% | 0% | 0% | 8.2745 | 0 | 0 | 0 | 8.2745 | #N/A
2007-02-10 01:00 | 2 | 10 | 1 | 41.0001 | 961 | 3.02 | 17.96 | 998 | 3.02 | 347.0311 | 0 | Heating | 46.2708 | #N/A | #N/A | #N/A | #N/A | 347.0311 | #N/A | #N/A | 2.6241 | #N/A | 0 | 0 | 0 | 0 | 0 | 0 | 0 | 0.1542% | 1 | 50% | 0% | 0% | 0% | 8.2745 | 0 | 0 | 0 | 8.2745 | #N/A
2007-02-10 02:00 | 2 | 10 | 2 | 41.0417 | 962 | 3.02 | 12.92 | 998 | 3.02 | 394.9931 | 0 | Heating | 52.6657 | #N/A | #N/A | #N/A | #N/A | 394.9931 | #N/A | #N/A | 2.6241 | #N/A | 0 | 0 | 0 | 0 | 0 | 0 | 0 | 0.1756% | 1 | 50% | 0% | 0% | 0% | 8.2745 | 0 | 0 | 0 | 8.2745 | #N/A
2007-02-10 03:00 | 2 | 10 | 3 | 41.0834 | 963 | 1.04 | 8.06 | 999 | 1.04 | 470.5556 | 0 | Heating | 62.7408 | #N/A | #N/A | #N/A | #N/A | 470.5556 | #N/A | #N/A | 2.5975 | #N/A | 0 | 0 | 0 | 0 | 0 | 0 | 0 | 0.2091% | 1 | 50% | 0% | 0% | 0% | 8.2745 | 0 | 0 | 0 | 8.2745 | #N/A
2007-02-10 04:00 | 2 | 10 | 4 | 41.1251 | 964 | -2.02 | 5 | 999 | -2.02 | 524.3758 | 0 | Heating | 69.9168 | #N/A | #N/A | #N/A | #N/A | 524.3758 | #N/A | #N/A | 2.5555 | #N/A | 0 | 0 | 0 | 0 | 0 | 0 | 0 | 0.2331% | 1 | 50% | 0% | 0% | 0% | 8.2745 | 0 | 0 | 0 | 8.2745 | #N/A
2007-02-10 05:00 | 2 | 10 | 5 | 41.1667 | 965 | -2.02 | 6.08 | 1001 | -2.02 | 559.805 | 0 | Heating | 74.6407 | #N/A | #N/A | #N/A | #N/A | 559.805 | #N/A | #N/A | 2.5555 | #N/A | 0 | 0 | 0 | 0 | 0 | 0 | 0 | 0.2488% | 1 | 50% | 0% | 0% | 0% | 8.2745 | 0 | 0 | 0 | 8.2745 | #N/A
2007-02-10 06:00 | 2 | 10 | 6 | 41.2084 | 966 | -0.94 | 6.98 | 1002 | -0.94 | 562.9257 | 0 | Heating | 75.0568 | #N/A | #N/A | #N/A | #N/A | 562.9257 | #N/A | #N/A | 2.5706 | #N/A | 0 | 0 | 0 | 0 | 0 | 0 | 0 | 0.2502% | 1 | 50% | 0% | 0% | 0% | 8.2745 | 0 | 0 | 0 | 8.2745 | #N/A
2007-02-10 07:00 | 2 | 10 | 7 | 41.2501 | 967 | -2.02 | 6.98 | 1003 | -2.02 | 539.6338 | 0 | Heating | 71.9512 | #N/A | #N/A | #N/A | #N/A | 539.6338 | #N/A | #N/A | 2.5555 | #N/A | 0 | 0 | 0 | 0 | 0 | 0 | 0 | 0.2398% | 1 | 50% | 0% | 0% | 0% | 8.2745 | 0 | 0 | 0 | 8.2745 | #N/A
2007-02-10 08:00 | 2 | 10 | 8 | 41.2917 | 968 | -2.02 | 3.92 | 1004 | -2.02 | 552.4288 | 0 | Heating | 73.6572 | #N/A | #N/A | #N/A | #N/A | 552.4288 | #N/A | #N/A | 2.5555 | #N/A | 0 | 0 | 0 | 0 | 0 | 0 | 0 | 0.2455% | 1 | 50% | 0% | 0% | 0% | 8.2745 | 0 | 0 | 0 | 8.2745 | #N/A
2007-02-10 09:00 | 2 | 10 | 9 | 41.3334 | 969 | 6.98 | 5 | 1005 | 6.98 | 536.6927 | 0 | Heating | 71.559 | #N/A | #N/A | #N/A | #N/A | 536.6927 | #N/A | #N/A | 2.6781 | #N/A | 0 | 0 | 0 | 0 | 0 | 0 | 0 | 0.2385% | 1 | 50% | 0% | 0% | 0% | 8.2745 | 0 | 0 | 0 | 8.2745 | #N/A
2007-02-10 10:00 | 2 | 10 | 10 | 41.3751 | 970 | 15.08 | 6.08 | 1006 | 15.08 | 465.3676 | 0 | Heating | 62.049 | #N/A | #N/A | #N/A | #N/A | 465.3676 | #N/A | #N/A | 2.8087 | #N/A | 0 | 0 | 0 | 0 | 0 | 0 | 0 | 0.2068% | 1 | 50% | 0% | 0% | 0% | 8.2745 | 0 | 0 | 0 | 8.2745 | #N/A
2007-02-10 11:00 | 2 | 10 | 11 | 41.4167 | 971 | 15.08 | 6.98 | 1007 | 15.08 | 410.7387 | 0 | Heating | 54.7652 | #N/A | #N/A | #N/A | #N/A | 410.7387 | #N/A | #N/A | 2.8087 | #N/A | 0 | 0 | 0 | 0 | 0 | 0 | 0 | 0.1826% | 1 | 50% | 0% | 0% | 0% | 8.2745 | 0 | 0 | 0 | 8.2745 | #N/A
2007-02-10 12:00 | 2 | 10 | 12 | 41.4584 | 972 | 19.04 | 6.98 | 1007 | 19.04 | 377.4199 | 0 | Heating | 50.3227 | #N/A | #N/A | #N/A | #N/A | 377.4199 | #N/A | #N/A | 2.8915 | #N/A | 0 | 0 | 0 | 0 | 0 | 0 | 0 | 0.1677% | 1 | 50% | 0% | 0% | 0% | 8.2745 | 0 | 0 | 0 | 8.2745 | #N/A
2007-02-10 13:00 | 2 | 10 | 13 | 41.5001 | 973 | 24.08 | 6.98 | 1007 | 24.08 | 368.9367 | 0 | Heating | 49.1916 | #N/A | #N/A | #N/A | #N/A | 368.9367 | #N/A | #N/A | 3.0238 | #N/A | 0 | 0 | 0 | 0 | 0 | 0 | 0 | 0.164% | 1 | 50% | 0% | 0% | 0% | 8.2745 | 0 | 0 | 0 | 8.2745 | #N/A
2007-02-10 14:00 | 2 | 10 | 14 | 41.5417 | 974 | 24.08 | 5 | 1007 | 24.08 | 342.7044 | 0 | Heating | 45.6939 | #N/A | #N/A | #N/A | #N/A | 342.7044 | #N/A | #N/A | 3.0238 | #N/A | 0 | 0 | 0 | 0 | 0 | 0 | 0 | 0.1523% | 1 | 50% | 0% | 0% | 0% | 8.2745 | 0 | 0 | 0 | 8.2745 | #N/A
2007-02-10 15:00 | 2 | 10 | 15 | 41.5834 | 975 | 26.96 | 3.02 | 1007 | 26.96 | 322.5484 | 0 | Heating | 43.0065 | #N/A | #N/A | #N/A | #N/A | 322.5484 | #N/A | #N/A | 3.1163 | #N/A | 0 | 0 | 0 | 0 | 0 | 0 | 0 | 0.1434% | 1 | 50% | 0% | 0% | 0% | 8.2745 | 0 | 0 | 0 | 8.2745 | #N/A
2007-02-10 16:00 | 2 | 10 | 16 | 41.6251 | 976 | 26.06 | 3.02 | 1007 | 26.06 | 349.2753 | 0 | Heating | 46.57 | #N/A | #N/A | #N/A | #N/A | 349.2753 | #N/A | #N/A | 3.0859 | #N/A | 0 | 0 | 0 | 0 | 0 | 0 | 0 | 0.1552% | 1 | 50% | 0% | 0% | 0% | 8.2745 | 0 | 0 | 0 | 8.2745 | #N/A
2007-02-10 17:00 | 2 | 10 | 17 | 41.6667 | 977 | 26.06 | 3.02 | 1007 | 26.06 | 371.9866 | 0 | Heating | 49.5982 | #N/A | #N/A | #N/A | #N/A | 371.9866 | #N/A | #N/A | 3.0859 | #N/A | 0 | 0 | 0 | 0 | 0 | 0 | 0 | 0.1653% | 1 | 50% | 0% | 0% | 0% | 8.2745 | 0 | 0 | 0 | 8.2745 | #N/A
2007-02-10 18:00 | 2 | 10 | 18 | 41.7084 | 978 | 21.02 | -0.04 | 1007 | 21.02 | 454.4966 | 0 | Heating | 60.5995 | #N/A | #N/A | #N/A | #N/A | 454.4966 | #N/A | #N/A | 2.9394 | #N/A | 0 | 0 | 0 | 0 | 0 | 0 | 0 | 0.202% | 1 | 50% | 0% | 0% | 0% | 8.2745 | 0 | 0 | 0 | 8.2745 | #N/A
2007-02-10 19:00 | 2 | 10 | 19 | 41.7501 | 979 | 17.06 | -2.02 | 1009 | 17.06 | 521.888 | 0 | Heating | 69.5851 | #N/A | #N/A | #N/A | #N/A | 521.888 | #N/A | #N/A | 2.8481 | #N/A | 0 | 0 | 0 | 0 | 0 | 0 | 0 | 0.232% | 1 | 50% | 0% | 0% | 0% | 8.2745 | 0 | 0 | 0 | 8.2745 | #N/A
2007-02-10 20:00 | 2 | 10 | 20 | 41.7917 | 980 | 17.06 | -2.92 | 1009 | 17.06 | 628.1288 | 0 | Heating | 83.7505 | #N/A | #N/A | #N/A | #N/A | 628.1288 | #N/A | #N/A | 2.8481 | #N/A | 0 | 0 | 0 | 0 | 0 | 0 | 0 | 0.2792% | 1 | 50% | 0% | 0% | 0% | 8.2745 | 0 | 0 | 0 | 8.2745 | #N/A
2007-02-10 21:00 | 2 | 10 | 21 | 41.8334 | 981 | 12.92 | -5.08 | 1009 | 12.92 | 686.5384 | 0 | Heating | 91.5384 | #N/A | #N/A | #N/A | #N/A | 686.5384 | #N/A | #N/A | 2.7697 | #N/A | 0 | 0 | 0 | 0 | 0 | 0 | 0 | 0.3051% | 1 | 50% | 0% | 0% | 0% | 8.2745 | 0 | 0 | 0 | 8.2745 | #N/A
2007-02-10 22:00 | 2 | 10 | 22 | 41.8751 | 982 | 10.94 | -4 | 1010 | 10.94 | 735.7106 | 0 | Heating | 98.0947 | #N/A | #N/A | #N/A | #N/A | 735.7106 | #N/A | #N/A | 2.737 | #N/A | 0 | 0 | 0 | 0 | 0 | 0 | 0 | 0.327% | 1 | 50% | 0% | 0% | 0% | 8.2745 | 0 | 0 | 0 | 8.2745 | #N/A
2007-02-10 23:00 | 2 | 10 | 23 | 41.9167 | 983 | 10.94 | -2.92 | 1010 | 10.94 | 783.9327 | 0 | Heating | 104.5244 | #N/A | #N/A | #N/A | #N/A | 783.9327 | #N/A | #N/A | 2.737 | #N/A | 0 | 0 | 0 | 0 | 0 | 0 | 0 | 0.3484% | 1 | 50% | 0% | 0% | 0% | 8.2745 | 0 | 0 | 0 | 8.2745 | #N/A
2007-02-11 | 2 | 11 | 0 | 41.9584 | 984 | 14 | -2.02 | 1010 | 14 | 836.9266 | 0 | Heating | 111.5902 | #N/A | #N/A | #N/A | #N/A | 836.9266 | #N/A | #N/A | 2.7888 | #N/A | 0 | 0 | 0 | 0 | 0 | 0 | 0 | 0.372% | 1 | 50% | 0% | 0% | 0% | 8.2745 | 0 | 0 | 0 | 8.2745 | #N/A
2007-02-11 01:00 | 2 | 11 | 1 | 42.0001 | 985 | 15.08 | -4 | 1011 | 15.08 | 854.5079 | 0 | Heating | 113.9344 | #N/A | #N/A | #N/A | #N/A | 854.5079 | #N/A | #N/A | 2.8087 | #N/A | 0 | 0 | 0 | 0 | 0 | 0 | 0 | 0.3798% | 1 | 50% | 0% | 0% | 0% | 8.2745 | 0 | 0 | 0 | 8.2745 | #N/A
2007-02-11 02:00 | 2 | 11 | 2 | 42.0417 | 986 | 15.08 | -5.98 | 1012 | 15.08 | 923.0419 | 0 | Heating | 123.0723 | #N/A | #N/A | #N/A | #N/A | 923.0419 | #N/A | #N/A | 2.8087 | #N/A | 0 | 0 | 0 | 0 | 0 | 0 | 0 | 0.4102% | 1 | 50% | 0% | 0% | 0% | 8.2745 | 0 | 0 | 0 | 8.2745 | #N/A
2007-02-11 03:00 | 2 | 11 | 3 | 42.0834 | 987 | 17.06 | -2.92 | 1011 | 17.06 | 934.0601 | 0 | Heating | 124.5413 | #N/A | #N/A | #N/A | #N/A | 934.0601 | #N/A | #N/A | 2.8481 | #N/A | 0 | 0 | 0 | 0 | 0 | 0 | 0 | 0.4151% | 1 | 50% | 0% | 0% | 0% | 8.2745 | 0 | 0 | 0 | 8.2745 | #N/A
2007-02-11 04:00 | 2 | 11 | 4 | 42.1251 | 988 | 19.94 | -2.92 | 1011 | 19.94 | 912.5114 | 0 | Heating | 121.6682 | #N/A | #N/A | #N/A | #N/A | 912.5114 | #N/A | #N/A | 2.9127 | #N/A | 0 | 0 | 0 | 0 | 0 | 0 | 0 | 0.4056% | 1 | 50% | 0% | 0% | 0% | 8.2745 | 0 | 0 | 0 | 8.2745 | #N/A
2007-02-11 05:00 | 2 | 11 | 5 | 42.1667 | 989 | 19.94 | -4 | 1012 | 19.94 | 923.322 | 0 | Heating | 123.1096 | #N/A | #N/A | #N/A | #N/A | 923.322 | #N/A | #N/A | 2.9127 | #N/A | 0 | 0 | 0 | 0 | 0 | 0 | 0 | 0.4104% | 1 | 50% | 0% | 0% | 0% | 8.2745 | 0 | 0 | 0 | 8.2745 | #N/A
2007-02-11 06:00 | 2 | 11 | 6 | 42.2084 | 990 | 30.2 | -5.08 | 1012 | 30.2 | 891.2526 | 0 | Heating | 118.8337 | #N/A | #N/A | #N/A | #N/A | 891.2526 | #N/A | #N/A | 3.2375 | #N/A | 0 | 0 | 0 | 0 | 0 | 0 | 0 | 0.3961% | 1 | 50% | 0% | 0% | 0% | 8.2745 | 0 | 0 | 0 | 8.2745 | #N/A
2007-02-11 07:00 | 2 | 11 | 7 | 42.2501 | 991 | 33.08 | -5.08 | 1012 | 33.08 | 1830.1975 | 0 | Heating | 244.0263 | #N/A | #N/A | #N/A | #N/A | 1830.1975 | #N/A | #N/A | 3.3624 | #N/A | 0 | 0 | 0 | 0 | 0 | 0 | 0 | 0.8134% | 1 | 50% | 0% | 0% | 0% | 8.2745 | 0 | 0 | 0 | 8.2745 | #N/A
2007-02-11 08:00 | 2 | 11 | 8 | 42.2917 | 992 | 33.08 | -4 | 1012 | 33.08 | 1400.9851 | 0 | Heating | 186.798 | #N/A | #N/A | #N/A | #N/A | 1400.9851 | #N/A | #N/A | 3.3624 | #N/A | 0 | 0 | 0 | 0 | 0 | 0 | 0 | 0.6227% | 1 | 50% | 0% | 0% | 0% | 8.2745 | 0 | 0 | 0 | 8.2745 | #N/A
2007-02-11 09:00 | 2 | 11 | 9 | 42.3334 | 993 | 32 | -2.02 | 1013 | 32 | 796.8008 | 0 | Heating | 106.2401 | #N/A | #N/A | #N/A | #N/A | 796.8008 | #N/A | #N/A | 3.3135 | #N/A | 0 | 0 | 0 | 0 | 0 | 0 | 0 | 0.3541% | 1 | 50% | 0% | 0% | 0% | 8.2745 | 0 | 0 | 0 | 8.2745 | #N/A
2007-02-11 10:00 | 2 | 11 | 10 | 42.3751 | 994 | 32 | -0.04 | 1013 | 32 | 708.6859 | 0 | Heating | 94.4914 | #N/A | #N/A | #N/A | #N/A | 708.6859 | #N/A | #N/A | 3.3135 | #N/A | 0 | 0 | 0 | 0 | 0 | 0 | 0 | 0.315% | 1 | 50% | 0% | 0% | 0% | 8.2745 | 0 | 0 | 0 | 8.2745 | #N/A
2007-02-11 11:00 | 2 | 11 | 11 | 42.4167 | 995 | 33.98 | 1.94 | 1012 | 33.98 | 672.0193 | 0 | Heating | 89.6026 | #N/A | #N/A | #N/A | #N/A | 672.0193 | #N/A | #N/A | 3.405 | #N/A | 0 | 0 | 0 | 0 | 0 | 0 | 0 | 0.2987% | 1 | 50% | 0% | 0% | 0% | 8.2745 | 0 | 0 | 0 | 8.2745 | #N/A
2007-02-11 12:00 | 2 | 11 | 12 | 42.4584 | 996 | 35.96 | 3.92 | 1012 | 35.96 | 601.7959 | 0 | Heating | 80.2394 | #N/A | #N/A | #N/A | #N/A | 601.7959 | #N/A | #N/A | 3.5052 | #N/A | 0 | 0 | 0 | 0 | 0 | 0 | 0 | 0.2675% | 1 | 50% | 0% | 0% | 0% | 8.2745 | 0 | 0 | 0 | 8.2745 | #N/A
2007-02-11 13:00 | 2 | 11 | 13 | 42.5001 | 997 | 37.04 | 5 | 1011 | 37.04 | 623.6297 | 0 | Heating | 83.1506 | #N/A | #N/A | #N/A | #N/A | 623.6297 | #N/A | #N/A | 3.5637 | #N/A | 0 | 0 | 0 | 0 | 0 | 0 | 0 | 0.2772% | 1 | 50% | 0% | 0% | 0% | 8.2745 | 0 | 0 | 0 | 8.2745 | #N/A
2007-02-11 14:00 | 2 | 11 | 14 | 42.5417 | 998 | 37.04 | 8.06 | 1010 | 37.04 | 432.8946 | 0 | Heating | 57.7193 | #N/A | #N/A | #N/A | #N/A | 432.8946 | #N/A | #N/A | 3.5637 | #N/A | 0 | 0 | 0 | 0 | 0 | 0 | 0 | 0.1924% | 1 | 50% | 0% | 0% | 0% | 8.2745 | 0 | 0 | 0 | 8.2745 | #N/A
2007-02-11 15:00 | 2 | 11 | 15 | 42.5834 | 999 | 37.94 | 10.04 | 1009 | 37.94 | 412.5627 | 0 | Heating | 55.0084 | #N/A | #N/A | #N/A | #N/A | 412.5627 | #N/A | #N/A | 3.6146 | #N/A | 0 | 0 | 0 | 0 | 0 | 0 | 0 | 0.1834% | 1 | 50% | 0% | 0% | 0% | 8.2745 | 0 | 0 | 0 | 8.2745 | #N/A
2007-02-11 16:00 | 2 | 11 | 16 | 42.6251 | 1000 | 37.94 | 8.96 | 1009 | 37.94 | 419.2384 | 0 | Heating | 55.8985 | #N/A | #N/A | #N/A | #N/A | 419.2384 | #N/A | #N/A | 3.6146 | #N/A | 0 | 0 | 0 | 0 | 0 | 0 | 0 | 0.1863% | 1 | 50% | 0% | 0% | 0% | 8.2745 | 0 | 0 | 0 | 8.2745 | #N/A
2007-02-11 17:00 | 2 | 11 | 17 | 42.6667 | 1001 | 37.94 | 10.04 | 1009 | 37.94 | 364.4635 | 0 | Heating | 48.5951 | #N/A | #N/A | #N/A | #N/A | 364.4635 | #N/A | #N/A | 3.6146 | #N/A | 0 | 0 | 0 | 0 | 0 | 0 | 0 | 0.162% | 1 | 50% | 0% | 0% | 0% | 8.2745 | 0 | 0 | 0 | 8.2745 | #N/A
2007-02-11 18:00 | 2 | 11 | 18 | 42.7084 | 1002 | 37.94 | 8.96 | 1009 | 37.94 | 416.4712 | 0 | Heating | 55.5295 | #N/A | #N/A | #N/A | #N/A | 416.4712 | #N/A | #N/A | 3.6146 | #N/A | 0 | 0 | 0 | 0 | 0 | 0 | 0 | 0.1851% | 1 | 50% | 0% | 0% | 0% | 8.2745 | 0 | 0 | 0 | 8.2745 | #N/A
2007-02-11 19:00 | 2 | 11 | 19 | 42.7501 | 1003 | 37.94 | 8.96 | 1009 | 37.94 | 509.3528 | 0 | Heating | 67.9137 | #N/A | #N/A | #N/A | #N/A | 509.3528 | #N/A | #N/A | 3.6146 | #N/A | 0 | 0 | 0 | 0 | 0 | 0 | 0 | 0.2264% | 1 | 50% | 0% | 0% | 0% | 8.2745 | 0 | 0 | 0 | 8.2745 | #N/A
2007-02-11 20:00 | 2 | 11 | 20 | 42.7917 | 1004 | 37.94 | 10.04 | 1009 | 37.94 | 528.8754 | 0 | Heating | 70.5167 | #N/A | #N/A | #N/A | #N/A | 528.8754 | #N/A | #N/A | 3.6146 | #N/A | 0 | 0 | 0 | 0 | 0 | 0 | 0 | 0.2351% | 1 | 50% | 0% | 0% | 0% | 8.2745 | 0 | 0 | 0 | 8.2745 | #N/A
2007-02-11 21:00 | 2 | 11 | 21 | 42.8334 | 1005 | 37.4 | 8.96 | 1010 | 37.4 | 602.85 | 0 | Heating | 80.38 | #N/A | #N/A | #N/A | #N/A | 602.85 | #N/A | #N/A | 3.5838 | #N/A | 0 | 0 | 0 | 0 | 0 | 0 | 0 | 0.2679% | 1 | 50% | 0% | 0% | 0% | 8.2745 | 0 | 0 | 0 | 8.2745 | #N/A
2007-02-11 22:00 | 2 | 11 | 22 | 42.8751 | 1006 | 37.4 | 10.04 | 1010 | 37.4 | 694.3871 | 0 | Heating | 92.5849 | #N/A | #N/A | #N/A | #N/A | 694.3871 | #N/A | #N/A | 3.5838 | #N/A | 0 | 0 | 0 | 0 | 0 | 0 | 0 | 0.3086% | 1 | 50% | 0% | 0% | 0% | 8.2745 | 0 | 0 | 0 | 8.2745 | #N/A
2007-02-11 23:00 | 2 | 11 | 23 | 42.9167 | 1007 | 37.04 | 8.96 | 1011 | 37.04 | 260.2089 | 0 | Heating | 34.6945 | #N/A | #N/A | #N/A | #N/A | 260.2089 | #N/A | #N/A | 3.5637 | #N/A | 0 | 0 | 0 | 0 | 0 | 0 | 0 | 0.1156% | 1 | 50% | 0% | 0% | 0% | 8.2745 | 0 | 0 | 0 | 8.2745 | #N/A
2007-02-12 | 2 | 12 | 0 | 42.9584 | 1008 | 35.06 | 8.96 | 1011 | 35.06 | 387.0334 | 0 | Heating | 51.6044 | #N/A | #N/A | #N/A | #N/A | 387.0334 | #N/A | #N/A | 3.4585 | #N/A | 0 | 0 | 0 | 0 | 0 | 0 | 0 | 0.172% | 1 | 50% | 0% | 0% | 0% | 8.2745 | 0 | 0 | 0 | 8.2745 | #N/A
2007-02-12 01:00 | 2 | 12 | 1 | 43.0001 | 1009 | 35.6 | 10.04 | 1012 | 35.6 | 433.5584 | 0 | Heating | 57.8078 | #N/A | #N/A | #N/A | #N/A | 433.5584 | #N/A | #N/A | 3.4863 | #N/A | 0 | 0 | 0 | 0 | 0 | 0 | 0 | 0.1927% | 1 | 50% | 0% | 0% | 0% | 8.2745 | 0 | 0 | 0 | 8.2745 | #N/A
2007-02-12 02:00 | 2 | 12 | 2 | 43.0417 | 1010 | 37.04 | 12.02 | 1013 | 37.04 | 439.3339 | 0 | Heating | 58.5778 | #N/A | #N/A | #N/A | #N/A | 439.3339 | #N/A | #N/A | 3.5637 | #N/A | 0 | 0 | 0 | 0 | 0 | 0 | 0 | 0.1953% | 1 | 50% | 0% | 0% | 0% | 8.2745 | 0 | 0 | 0 | 8.2745 | #N/A
2007-02-12 03:00 | 2 | 12 | 3 | 43.0834 | 1011 | 35.06 | 14 | 1013 | 35.06 | 453.107 | 0 | Heating | 60.4143 | #N/A | #N/A | #N/A | #N/A | 453.107 | #N/A | #N/A | 3.4585 | #N/A | 0 | 0 | 0 | 0 | 0 | 0 | 0 | 0.2014% | 1 | 50% | 0% | 0% | 0% | 8.2745 | 0 | 0 | 0 | 8.2745 | #N/A
2007-02-12 04:00 | 2 | 12 | 4 | 43.1251 | 1012 | 35.96 | 15.08 | 1014 | 35.96 | 474.7419 | 0 | Heating | 63.2989 | #N/A | #N/A | #N/A | #N/A | 474.7419 | #N/A | #N/A | 3.5052 | #N/A | 0 | 0 | 0 | 0 | 0 | 0 | 0 | 0.211% | 1 | 50% | 0% | 0% | 0% | 8.2745 | 0 | 0 | 0 | 8.2745 | #N/A
2007-02-12 05:00 | 2 | 12 | 5 | 43.1667 | 1013 | 35.96 | 12.92 | 1014 | 35.96 | 489.4704 | 0 | Heating | 65.2627 | #N/A | #N/A | #N/A | #N/A | 489.4704 | #N/A | #N/A | 3.5052 | #N/A | 0 | 0 | 0 | 0 | 0 | 0 | 0 | 0.2175% | 1 | 50% | 0% | 0% | 0% | 8.2745 | 0 | 0 | 0 | 8.2745 | #N/A
2007-02-12 06:00 | 2 | 12 | 6 | 43.2084 | 1014 | 37.04 | 14 | 1014 | 37.04 | 493.8975 | 0 | Heating | 65.853 | #N/A | #N/A | #N/A | #N/A | 493.8975 | #N/A | #N/A | 3.5637 | #N/A | 0 | 0 | 0 | 0 | 0 | 0 | 0 | 0.2195% | 1 | 50% | 0% | 0% | 0% | 8.2745 | 0 | 0 | 0 | 8.2745 | #N/A
2007-02-12 07:00 | 2 | 12 | 7 | 43.2501 | 1015 | 37.04 | 15.08 | 1015 | 37.04 | 1099.4225 | 0 | Heating | 146.5897 | #N/A | #N/A | #N/A | #N/A | 1099.4225 | #N/A | #N/A | 3.5637 | #N/A | 0 | 0 | 0 | 0 | 0 | 0 | 0 | 0.4886% | 1 | 50% | 0% | 0% | 0% | 8.2745 | 0 | 0 | 0 | 8.2745 | #N/A
2007-02-12 08:00 | 2 | 12 | 8 | 43.2917 | 1016 | 37.04 | 15.08 | 1016 | 37.04 | 791.2308 | 0 | Heating | 105.4974 | #N/A | #N/A | #N/A | #N/A | 791.2308 | #N/A | #N/A | 3.5637 | #N/A | 0 | 0 | 0 | 0 | 0 | 0 | 0 | 0.3517% | 1 | 50% | 0% | 0% | 0% | 8.2745 | 0 | 0 | 0 | 8.2745 | #N/A
2007-02-12 09:00 | 2 | 12 | 9 | 43.3334 | 1017 | 37.04 | 15.98 | 1016 | 37.04 | 520.5999 | 0 | Heating | 69.4133 | #N/A | #N/A | #N/A | #N/A | 520.5999 | #N/A | #N/A | 3.5637 | #N/A | 0 | 0 | 0 | 0 | 0 | 0 | 0 | 0.2314% | 1 | 50% | 0% | 0% | 0% | 8.2745 | 0 | 0 | 0 | 8.2745 | #N/A
2007-02-12 10:00 | 2 | 12 | 10 | 43.3751 | 1018 | 37.04 | 15.08 | 1017 | 37.04 | 469.4287 | 0 | Heating | 62.5905 | #N/A | #N/A | #N/A | #N/A | 469.4287 | #N/A | #N/A | 3.5637 | #N/A | 0 | 0 | 0 | 0 | 0 | 0 | 0 | 0.2086% | 1 | 50% | 0% | 0% | 0% | 8.2745 | 0 | 0 | 0 | 8.2745 | #N/A
2007-02-12 11:00 | 2 | 12 | 11 | 43.4167 | 1019 | 37.04 | 17.96 | 1017 | 37.04 | 453.5203 | 0 | Heating | 60.4694 | #N/A | #N/A | #N/A | #N/A | 453.5203 | #N/A | #N/A | 3.5637 | #N/A | 0 | 0 | 0 | 0 | 0 | 0 | 0 | 0.2016% | 1 | 50% | 0% | 0% | 0% | 8.2745 | 0 | 0 | 0 | 8.2745 | #N/A
2007-02-12 12:00 | 2 | 12 | 12 | 43.4584 | 1020 | 37.4 | 19.94 | 1017 | 37.4 | 409.3303 | 0 | Heating | 54.5774 | #N/A | #N/A | #N/A | #N/A | 409.3303 | #N/A | #N/A | 3.5838 | #N/A | 0 | 0 | 0 | 0 | 0 | 0 | 0 | 0.1819% | 1 | 50% | 0% | 0% | 0% | 8.2745 | 0 | 0 | 0 | 8.2745 | #N/A
2007-02-12 13:00 | 2 | 12 | 13 | 43.5001 | 1021 | 37.4 | 17.96 | 1016 | 37.4 | 424.0365 | 0 | Heating | 56.5382 | #N/A | #N/A | #N/A | #N/A | 424.0365 | #N/A | #N/A | 3.5838 | #N/A | 0 | 0 | 0 | 0 | 0 | 0 | 0 | 0.1885% | 1 | 50% | 0% | 0% | 0% | 8.2745 | 0 | 0 | 0 | 8.2745 | #N/A
2007-02-12 14:00 | 2 | 12 | 14 | 43.5417 | 1022 | 37.04 | 15.98 | 1016 | 37.04 | 322.4079 | 0 | Heating | 42.9877 | #N/A | #N/A | #N/A | #N/A | 322.4079 | #N/A | #N/A | 3.5637 | #N/A | 0 | 0 | 0 | 0 | 0 | 0 | 0 | 0.1433% | 1 | 50% | 0% | 0% | 0% | 8.2745 | 0 | 0 | 0 | 8.2745 | #N/A
2007-02-12 15:00 | 2 | 12 | 15 | 43.5834 | 1023 | 37.4 | 15.98 | 1015 | 37.4 | 285.1333 | 0 | Heating | 38.0178 | #N/A | #N/A | #N/A | #N/A | 285.1333 | #N/A | #N/A | 3.5838 | #N/A | 0 | 0 | 0 | 0 | 0 | 0 | 0 | 0.1267% | 1 | 50% | 0% | 0% | 0% | 8.2745 | 0 | 0 | 0 | 8.2745 | #N/A
2007-02-12 16:00 | 2 | 12 | 16 | 43.6251 | 1024 | 35.6 | 17.96 | 1015 | 35.6 | 270.7755 | 0 | Heating | 36.1034 | #N/A | #N/A | #N/A | #N/A | 270.7755 | #N/A | #N/A | 3.4863 | #N/A | 0 | 0 | 0 | 0 | 0 | 0 | 0 | 0.1203% | 1 | 50% | 0% | 0% | 0% | 8.2745 | 0 | 0 | 0 | 8.2745 | #N/A
2007-02-12 17:00 | 2 | 12 | 17 | 43.6667 | 1025 | 35.96 | 17.96 | 1015 | 35.96 | 249.1972 | 0 | Heating | 33.2263 | #N/A | #N/A | #N/A | #N/A | 249.1972 | #N/A | #N/A | 3.5052 | #N/A | 0 | 0 | 0 | 0 | 0 | 0 | 0 | 0.1108% | 1 | 50% | 0% | 0% | 0% | 8.2745 | 0 | 0 | 0 | 8.2745 | #N/A
2007-02-12 18:00 | 2 | 12 | 18 | 43.7084 | 1026 | 35.06 | 17.96 | 1015 | 35.06 | 297.1214 | 0 | Heating | 39.6162 | #N/A | #N/A | #N/A | #N/A | 297.1214 | #N/A | #N/A | 3.4585 | #N/A | 0 | 0 | 0 | 0 | 0 | 0 | 0 | 0.1321% | 1 | 50% | 0% | 0% | 0% | 8.2745 | 0 | 0 | 0 | 8.2745 | #N/A
2007-02-12 19:00 | 2 | 12 | 19 | 43.7501 | 1027 | 35.06 | 17.96 | 1014 | 35.06 | 364.4811 | 0 | Heating | 48.5975 | #N/A | #N/A | #N/A | #N/A | 364.4811 | #N/A | #N/A | 3.4585 | #N/A | 0 | 0 | 0 | 0 | 0 | 0 | 0 | 0.162% | 1 | 50% | 0% | 0% | 0% | 8.2745 | 0 | 0 | 0 | 8.2745 | #N/A
2007-02-12 20:00 | 2 | 12 | 20 | 43.7917 | 1028 | 35.06 | 17.06 | 1014 | 35.06 | 403.4347 | 0 | Heating | 53.7913 | #N/A | #N/A | #N/A | #N/A | 403.4347 | #N/A | #N/A | 3.4585 | #N/A | 0 | 0 | 0 | 0 | 0 | 0 | 0 | 0.1793% | 1 | 50% | 0% | 0% | 0% | 8.2745 | 0 | 0 | 0 | 8.2745 | #N/A
2007-02-12 21:00 | 2 | 12 | 21 | 43.8334 | 1029 | 33.98 | 17.06 | 1013 | 33.98 | 468.6634 | 0 | Heating | 62.4885 | #N/A | #N/A | #N/A | #N/A | 468.6634 | #N/A | #N/A | 3.405 | #N/A | 0 | 0 | 0 | 0 | 0 | 0 | 0 | 0.2083% | 1 | 50% | 0% | 0% | 0% | 8.2745 | 0 | 0 | 0 | 8.2745 | #N/A
2007-02-12 22:00 | 2 | 12 | 22 | 43.8751 | 1030 | 33.08 | 17.06 | 1013 | 33.08 | 486.9621 | 0 | Heating | 64.9283 | #N/A | #N/A | #N/A | #N/A | 486.9621 | #N/A | #N/A | 3.3624 | #N/A | 0 | 0 | 0 | 0 | 0 | 0 | 0 | 0.2164% | 1 | 50% | 0% | 0% | 0% | 8.2745 | 0 | 0 | 0 | 8.2745 | #N/A
2007-02-12 23:00 | 2 | 12 | 23 | 43.9167 | 1031 | 33.08 | 17.06 | 1012 | 33.08 | 120.7498 | 0 | Heating | 16.1 | #N/A | #N/A | #N/A | #N/A | 120.7498 | #N/A | #N/A | 3.3624 | #N/A | 0 | 0 | 0 | 0 | 0 | 0 | 0 | 0.05367% | 1 | 50% | 0% | 0% | 0% | 8.2745 | 0 | 0 | 0 | 8.2745 | #N/A
2007-02-13 | 2 | 13 | 0 | 43.9584 | 1032 | 33.08 | 15.98 | 1012 | 33.08 | 248.7572 | 0 | Heating | 33.1676 | #N/A | #N/A | #N/A | #N/A | 248.7572 | #N/A | #N/A | 3.3624 | #N/A | 0 | 0 | 0 | 0 | 0 | 0 | 0 | 0.1106% | 1 | 50% | 0% | 0% | 0% | 8.2745 | 0 | 0 | 0 | 8.2745 | #N/A
2007-02-13 01:00 | 2 | 13 | 1 | 44.0001 | 1033 | 32 | 17.06 | 1011 | 32 | 289.6248 | 0 | Heating | 38.6166 | #N/A | #N/A | #N/A | #N/A | 289.6248 | #N/A | #N/A | 3.3135 | #N/A | 0 | 0 | 0 | 0 | 0 | 0 | 0 | 0.1287% | 1 | 50% | 0% | 0% | 0% | 8.2745 | 0 | 0 | 0 | 8.2745 | #N/A
2007-02-13 02:00 | 2 | 13 | 2 | 44.0417 | 1034 | 32 | 17.06 | 1010 | 32 | 322.6495 | 0 | Heating | 43.0199 | #N/A | #N/A | #N/A | #N/A | 322.6495 | #N/A | #N/A | 3.3135 | #N/A | 0 | 0 | 0 | 0 | 0 | 0 | 0 | 0.1434% | 1 | 50% | 0% | 0% | 0% | 8.2745 | 0 | 0 | 0 | 8.2745 | #N/A
2007-02-13 03:00 | 2 | 13 | 3 | 44.0834 | 1035 | 32 | 17.06 | 1009 | 32 | 351.8775 | 0 | Heating | 46.917 | #N/A | #N/A | #N/A | #N/A | 351.8775 | #N/A | #N/A | 3.3135 | #N/A | 0 | 0 | 0 | 0 | 0 | 0 | 0 | 0.1564% | 1 | 50% | 0% | 0% | 0% | 8.2745 | 0 | 0 | 0 | 8.2745 | #N/A
2007-02-13 04:00 | 2 | 13 | 4 | 44.1251 | 1036 | 32 | 15.98 | 1009 | 32 | 357.5509 | 0 | Heating | 47.6735 | #N/A | #N/A | #N/A | #N/A | 357.5509 | #N/A | #N/A | 3.3135 | #N/A | 0 | 0 | 0 | 0 | 0 | 0 | 0 | 0.1589% | 1 | 50% | 0% | 0% | 0% | 8.2745 | 0 | 0 | 0 | 8.2745 | #N/A
2007-02-13 05:00 | 2 | 13 | 5 | 44.1667 | 1037 | 32 | 15.98 | 1008 | 32 | 375.885 | 0 | Heating | 50.118 | #N/A | #N/A | #N/A | #N/A | 375.885 | #N/A | #N/A | 3.3135 | #N/A | 0 | 0 | 0 | 0 | 0 | 0 | 0 | 0.1671% | 1 | 50% | 0% | 0% | 0% | 8.2745 | 0 | 0 | 0 | 8.2745 | #N/A
2007-02-13 06:00 | 2 | 13 | 6 | 44.2084 | 1038 | 32 | 17.06 | 1008 | 32 | 377.6113 | 0 | Heating | 50.3482 | #N/A | #N/A | #N/A | #N/A | 377.6113 | #N/A | #N/A | 3.3135 | #N/A | 0 | 0 | 0 | 0 | 0 | 0 | 0 | 0.1678% | 1 | 50% | 0% | 0% | 0% | 8.2745 | 0 | 0 | 0 | 8.2745 | #N/A
2007-02-13 07:00 | 2 | 13 | 7 | 44.2501 | 1039 | 30.02 | 17.06 | 1007 | 30.02 | 863.2941 | 0 | Heating | 115.1059 | #N/A | #N/A | #N/A | #N/A | 863.2941 | #N/A | #N/A | 3.2302 | #N/A | 0 | 0 | 0 | 0 | 0 | 0 | 0 | 0.3837% | 1 | 50% | 0% | 0% | 0% | 8.2745 | 0 | 0 | 0 | 8.2745 | #N/A
2007-02-13 08:00 | 2 | 13 | 8 | 44.2917 | 1040 | 30.02 | 17.06 | 1007 | 30.02 | 617.1117 | 0 | Heating | 82.2816 | #N/A | #N/A | #N/A | #N/A | 617.1117 | #N/A | #N/A | 3.2302 | #N/A | 0 | 0 | 0 | 0 | 0 | 0 | 0 | 0.2743% | 1 | 50% | 0% | 0% | 0% | 8.2745 | 0 | 0 | 0 | 8.2745 | #N/A
2007-02-13 09:00 | 2 | 13 | 9 | 44.3334 | 1041 | 33.08 | 17.96 | 1007 | 33.08 | 379.344 | 0 | Heating | 50.5792 | #N/A | #N/A | #N/A | #N/A | 379.344 | #N/A | #N/A | 3.3624 | #N/A | 0 | 0 | 0 | 0 | 0 | 0 | 0 | 0.1686% | 1 | 50% | 0% | 0% | 0% | 8.2745 | 0 | 0 | 0 | 8.2745 | #N/A
2007-02-13 10:00 | 2 | 13 | 10 | 44.3751 | 1042 | 33.98 | 19.04 | 1007 | 33.98 | 340.9799 | 0 | Heating | 45.464 | #N/A | #N/A | #N/A | #N/A | 340.9799 | #N/A | #N/A | 3.405 | #N/A | 0 | 0 | 0 | 0 | 0 | 0 | 0 | 0.1515% | 1 | 50% | 0% | 0% | 0% | 8.2745 | 0 | 0 | 0 | 8.2745 | #N/A
2007-02-13 11:00 | 2 | 13 | 11 | 44.4167 | 1043 | 33.98 | 19.94 | 1007 | 33.98 | 331.4813 | 0 | Heating | 44.1975 | #N/A | #N/A | #N/A | #N/A | 331.4813 | #N/A | #N/A | 3.405 | #N/A | 0 | 0 | 0 | 0 | 0 | 0 | 0 | 0.1473% | 1 | 50% | 0% | 0% | 0% | 8.2745 | 0 | 0 | 0 | 8.2745 | #N/A
2007-02-13 12:00 | 2 | 13 | 12 | 44.4584 | 1044 | 35.96 | 19.94 | 1006 | 35.96 | 284.8011 | 0 | Heating | 37.9735 | #N/A | #N/A | #N/A | #N/A | 284.8011 | #N/A | #N/A | 3.5052 | #N/A | 0 | 0 | 0 | 0 | 0 | 0 | 0 | 0.1266% | 1 | 50% | 0% | 0% | 0% | 8.2745 | 0 | 0 | 0 | 8.2745 | #N/A
2007-02-13 13:00 | 2 | 13 | 13 | 44.5001 | 1045 | 37.94 | 17.06 | 1005 | 37.94 | 310.9608 | 0 | Heating | 41.4614 | #N/A | #N/A | #N/A | #N/A | 310.9608 | #N/A | #N/A | 3.6146 | #N/A | 0 | 0 | 0 | 0 | 0 | 0 | 0 | 0.1382% | 1 | 50% | 0% | 0% | 0% | 8.2745 | 0 | 0 | 0 | 8.2745 | #N/A
2007-02-13 14:00 | 2 | 13 | 14 | 44.5417 | 1046 | 37.94 | 17.96 | 1005 | 37.94 | 260.0125 | 0 | Heating | 34.6683 | #N/A | #N/A | #N/A | #N/A | 260.0125 | #N/A | #N/A | 3.6146 | #N/A | 0 | 0 | 0 | 0 | 0 | 0 | 0 | 0.1156% | 1 | 50% | 0% | 0% | 0% | 8.2745 | 0 | 0 | 0 | 8.2745 | #N/A
2007-02-13 15:00 | 2 | 13 | 15 | 44.5834 | 1047 | 37.94 | 17.06 | 1005 | 37.94 | 259.9409 | 0 | Heating | 34.6588 | #N/A | #N/A | #N/A | #N/A | 259.9409 | #N/A | #N/A | 3.6146 | #N/A | 0 | 0 | 0 | 0 | 0 | 0 | 0 | 0.1155% | 1 | 50% | 0% | 0% | 0% | 8.2745 | 0 | 0 | 0 | 8.2745 | #N/A
2007-02-13 16:00 | 2 | 13 | 16 | 44.6251 | 1048 | 37.94 | 15.98 | 1006 | 37.94 | 236.736 | 0 | Heating | 31.5648 | #N/A | #N/A | #N/A | #N/A | 236.736 | #N/A | #N/A | 3.6146 | #N/A | 0 | 0 | 0 | 0 | 0 | 0 | 0 | 0.1052% | 1 | 50% | 0% | 0% | 0% | 8.2745 | 0 | 0 | 0 | 8.2745 | #N/A
2007-02-13 17:00 | 2 | 13 | 17 | 44.6667 | 1049 | 37.94 | 14 | 1006 | 37.94 | 211.1037 | 0 | Heating | 28.1472 | #N/A | #N/A | #N/A | #N/A | 211.1037 | #N/A | #N/A | 3.6146 | #N/A | 0 | 0 | 0 | 0 | 0 | 0 | 0 | 0.09382% | 1 | 50% | 0% | 0% | 0% | 8.2745 | 0 | 0 | 0 | 8.2745 | #N/A
2007-02-13 18:00 | 2 | 13 | 18 | 44.7084 | 1050 | 33.98 | 12.02 | 1006 | 33.98 | 286.9348 | 0 | Heating | 38.258 | #N/A | #N/A | #N/A | #N/A | 286.9348 | #N/A | #N/A | 3.405 | #N/A | 0 | 0 | 0 | 0 | 0 | 0 | 0 | 0.1275% | 1 | 50% | 0% | 0% | 0% | 8.2745 | 0 | 0 | 0 | 8.2745 | #N/A
2007-02-13 19:00 | 2 | 13 | 19 | 44.7501 | 1051 | 33.08 | 15.08 | 1006 | 33.08 | 383.6264 | 0 | Heating | 51.1502 | #N/A | #N/A | #N/A | #N/A | 383.6264 | #N/A | #N/A | 3.3624 | #N/A | 0 | 0 | 0 | 0 | 0 | 0 | 0 | 0.1705% | 1 | 50% | 0% | 0% | 0% | 8.2745 | 0 | 0 | 0 | 8.2745 | #N/A
2007-02-13 20:00 | 2 | 13 | 20 | 44.7917 | 1052 | 33.08 | 19.04 | 1006 | 33.08 | 398.1518 | 0 | Heating | 53.0869 | #N/A | #N/A | #N/A | #N/A | 398.1518 | #N/A | #N/A | 3.3624 | #N/A | 0 | 0 | 0 | 0 | 0 | 0 | 0 | 0.177% | 1 | 50% | 0% | 0% | 0% | 8.2745 | 0 | 0 | 0 | 8.2745 | #N/A
2007-02-13 21:00 | 2 | 13 | 21 | 44.8334 | 1053 | 32 | 17.96 | 1006 | 32 | 450.3176 | 0 | Heating | 60.0423 | #N/A | #N/A | #N/A | #N/A | 450.3176 | #N/A | #N/A | 3.3135 | #N/A | 0 | 0 | 0 | 0 | 0 | 0 | 0 | 0.2001% | 1 | 50% | 0% | 0% | 0% | 8.2745 | 0 | 0 | 0 | 8.2745 | #N/A
2007-02-13 22:00 | 2 | 13 | 22 | 44.8751 | 1054 | 30.92 | 15.98 | 1006 | 30.92 | 492.3262 | 0 | Heating | 65.6435 | #N/A | #N/A | #N/A | #N/A | 492.3262 | #N/A | #N/A | 3.2671 | #N/A | 0 | 0 | 0 | 0 | 0 | 0 | 0 | 0.2188% | 1 | 50% | 0% | 0% | 0% | 8.2745 | 0 | 0 | 0 | 8.2745 | #N/A
2007-02-13 23:00 | 2 | 13 | 23 | 44.9167 | 1055 | 30.92 | 14 | 1005 | 30.92 | 112.17 | 0 | Heating | 14.956 | #N/A | #N/A | #N/A | #N/A | 112.17 | #N/A | #N/A | 3.2671 | #N/A | 0 | 0 | 0 | 0 | 0 | 0 | 0 | 0.04985% | 1 | 50% | 0% | 0% | 0% | 8.2745 | 0 | 0 | 0 | 8.2745 | #N/A
2007-02-14 | 2 | 14 | 0 | 44.9584 | 1056 | 30.02 | 14 | 1005 | 30.02 | 225.7753 | 0 | Heating | 30.1034 | #N/A | #N/A | #N/A | #N/A | 225.7753 | #N/A | #N/A | 3.2302 | #N/A | 0 | 0 | 0 | 0 | 0 | 0 | 0 | 0.1003% | 1 | 50% | 0% | 0% | 0% | 8.2745 | 0 | 0 | 0 | 8.2745 | #N/A
2007-02-14 01:00 | 2 | 14 | 1 | 45.0001 | 1057 | 28.94 | 17.06 | 1005 | 28.94 | 270.7416 | 0 | Heating | 36.0989 | #N/A | #N/A | #N/A | #N/A | 270.7416 | #N/A | #N/A | 3.188 | #N/A | 0 | 0 | 0 | 0 | 0 | 0 | 0 | 0.1203% | 1 | 50% | 0% | 0% | 0% | 8.2745 | 0 | 0 | 0 | 8.2745 | #N/A
2007-02-14 02:00 | 2 | 14 | 2 | 45.0417 | 1058 | 28.94 | 17.96 | 1005 | 28.94 | 310.8104 | 0 | Heating | 41.4414 | #N/A | #N/A | #N/A | #N/A | 310.8104 | #N/A | #N/A | 3.188 | #N/A | 0 | 0 | 0 | 0 | 0 | 0 | 0 | 0.1381% | 1 | 50% | 0% | 0% | 0% | 8.2745 | 0 | 0 | 0 | 8.2745 | #N/A
2007-02-14 03:00 | 2 | 14 | 3 | 45.0834 | 1059 | 28.04 | 15.98 | 1005 | 28.04 | 328.8276 | 0 | Heating | 43.8437 | #N/A | #N/A | #N/A | #N/A | 328.8276 | #N/A | #N/A | 3.1545 | #N/A | 0 | 0 | 0 | 0 | 0 | 0 | 0 | 0.1461% | 1 | 50% | 0% | 0% | 0% | 8.2745 | 0 | 0 | 0 | 8.2745 | #N/A
2007-02-14 04:00 | 2 | 14 | 4 | 45.1251 | 1060 | 26.06 | 17.06 | 1004 | 26.06 | 343.486 | 0 | Heating | 45.7981 | #N/A | #N/A | #N/A | #N/A | 343.486 | #N/A | #N/A | 3.0859 | #N/A | 0 | 0 | 0 | 0 | 0 | 0 | 0 | 0.1527% | 1 | 50% | 0% | 0% | 0% | 8.2745 | 0 | 0 | 0 | 8.2745 | #N/A
2007-02-14 05:00 | 2 | 14 | 5 | 45.1667 | 1061 | 26.06 | 17.96 | 1005 | 26.06 | 365.8433 | 0 | Heating | 48.7791 | #N/A | #N/A | #N/A | #N/A | 365.8433 | #N/A | #N/A | 3.0859 | #N/A | 0 | 0 | 0 | 0 | 0 | 0 | 0 | 0.1626% | 1 | 50% | 0% | 0% | 0% | 8.2745 | 0 | 0 | 0 | 8.2745 | #N/A
2007-02-14 06:00 | 2 | 14 | 6 | 45.2084 | 1062 | 24.98 | 19.94 | 1005 | 24.98 | 347.0004 | 0 | Heating | 46.2667 | #N/A | #N/A | #N/A | #N/A | 347.0004 | #N/A | #N/A | 3.0513 | #N/A | 0 | 0 | 0 | 0 | 0 | 0 | 0 | 0.1542% | 1 | 50% | 0% | 0% | 0% | 8.2745 | 0 | 0 | 0 | 8.2745 | #N/A
2007-02-14 07:00 | 2 | 14 | 7 | 45.2501 | 1063 | 24.08 | 19.94 | 1006 | 24.08 | 827.4492 | 0 | Heating | 110.3266 | #N/A | #N/A | #N/A | #N/A | 827.4492 | #N/A | #N/A | 3.0238 | #N/A | 0 | 0 | 0 | 0 | 0 | 0 | 0 | 0.3678% | 1 | 50% | 0% | 0% | 0% | 8.2745 | 0 | 0 | 0 | 8.2745 | #N/A
2007-02-14 08:00 | 2 | 14 | 8 | 45.2917 | 1064 | 24.08 | 19.04 | 1007 | 24.08 | 605.5073 | 0 | Heating | 80.7343 | #N/A | #N/A | #N/A | #N/A | 605.5073 | #N/A | #N/A | 3.0238 | #N/A | 0 | 0 | 0 | 0 | 0 | 0 | 0 | 0.2691% | 1 | 50% | 0% | 0% | 0% | 8.2745 | 0 | 0 | 0 | 8.2745 | #N/A
2007-02-14 09:00 | 2 | 14 | 9 | 45.3334 | 1065 | 30.92 | 19.04 | 1007 | 30.92 | 346.7746 | 0 | Heating | 46.2366 | #N/A | #N/A | #N/A | #N/A | 346.7746 | #N/A | #N/A | 3.2671 | #N/A | 0 | 0 | 0 | 0 | 0 | 0 | 0 | 0.1541% | 1 | 50% | 0% | 0% | 0% | 8.2745 | 0 | 0 | 0 | 8.2745 | #N/A
2007-02-14 10:00 | 2 | 14 | 10 | 45.3751 | 1066 | 35.06 | 19.94 | 1008 | 35.06 | 256.8236 | 0 | Heating | 34.2431 | #N/A | #N/A | #N/A | #N/A | 256.8236 | #N/A | #N/A | 3.4585 | #N/A | 0 | 0 | 0 | 0 | 0 | 0 | 0 | 0.1141% | 1 | 50% | 0% | 0% | 0% | 8.2745 | 0 | 0 | 0 | 8.2745 | #N/A
2007-02-14 11:00 | 2 | 14 | 11 | 45.4167 | 1067 | 35.06 | 19.04 | 1009 | 35.06 | 219.4714 | 0 | Heating | 29.2629 | #N/A | #N/A | #N/A | #N/A | 219.4714 | #N/A | #N/A | 3.4585 | #N/A | 0 | 0 | 0 | 0 | 0 | 0 | 0 | 0.09754% | 1 | 50% | 0% | 0% | 0% | 8.2745 | 0 | 0 | 0 | 8.2745 | #N/A
2007-02-14 12:00 | 2 | 14 | 12 | 45.4584 | 1068 | 35.06 | 19.04 | 1009 | 35.06 | 158.6471 | 0 | Heating | 21.1529 | #N/A | #N/A | #N/A | #N/A | 158.6471 | #N/A | #N/A | 3.4585 | #N/A | 0 | 0 | 0 | 0 | 0 | 0 | 0 | 0.07051% | 1 | 50% | 0% | 0% | 0% | 8.2745 | 0 | 0 | 0 | 8.2745 | #N/A
2007-02-14 13:00 | 2 | 14 | 13 | 45.5001 | 1069 | 35.96 | 19.94 | 1009 | 35.96 | 152.8232 | 0 | Heating | 20.3764 | #N/A | #N/A | #N/A | #N/A | 152.8232 | #N/A | #N/A | 3.5052 | #N/A | 0 | 0 | 0 | 0 | 0 | 0 | 0 | 0.06792% | 1 | 50% | 0% | 0% | 0% | 8.2745 | 0 | 0 | 0 | 8.2745 | #N/A
2007-02-14 14:00 | 2 | 14 | 14 | 45.5417 | 1070 | 35.96 | 19.94 | 1009 | 35.96 | 78.3613 | 0 | Heating | 10.4482 | #N/A | #N/A | #N/A | #N/A | 78.3613 | #N/A | #N/A | 3.5052 | #N/A | 0 | 0 | 0 | 0 | 0 | 0 | 0 | 0.03483% | 1 | 50% | 0% | 0% | 0% | 8.2745 | 0 | 0 | 0 | 8.2745 | #N/A
2007-02-14 15:00 | 2 | 14 | 15 | 45.5834 | 1071 | 39.02 | 17.06 | 1009 | 39.02 | 67.1993 | 0 | Heating | 8.9599 | #N/A | #N/A | #N/A | #N/A | 67.1993 | #N/A | #N/A | 3.6785 | #N/A | 0 | 0 | 0 | 0 | 0 | 0 | 0 | 0.02987% | 1 | 50% | 0% | 0% | 0% | 8.2745 | 0 | 0 | 0 | 8.2745 | #N/A
2007-02-14 16:00 | 2 | 14 | 16 | 45.6251 | 1072 | 37.94 | 14 | 1009 | 37.94 | 69.7236 | 0 | Heating | 9.2965 | #N/A | #N/A | #N/A | #N/A | 69.7236 | #N/A | #N/A | 3.6146 | #N/A | 0 | 0 | 0 | 0 | 0 | 0 | 0 | 0.03099% | 1 | 50% | 0% | 0% | 0% | 8.2745 | 0 | 0 | 0 | 8.2745 | #N/A
2007-02-14 17:00 | 2 | 14 | 17 | 45.6667 | 1073 | 37.94 | 14 | 1010 | 37.94 | 75.3765 | 0 | Heating | 10.0502 | #N/A | #N/A | #N/A | #N/A | 75.3765 | #N/A | #N/A | 3.6146 | #N/A | 0 | 0 | 0 | 0 | 0 | 0 | 0 | 0.0335% | 1 | 50% | 0% | 0% | 0% | 8.2745 | 0 | 0 | 0 | 8.2745 | #N/A
2007-02-14 18:00 | 2 | 14 | 18 | 45.7084 | 1074 | 35.96 | 14 | 1010 | 35.96 | 131.7159 | 0 | Heating | 17.5621 | #N/A | #N/A | #N/A | #N/A | 131.7159 | #N/A | #N/A | 3.5052 | #N/A | 0 | 0 | 0 | 0 | 0 | 0 | 0 | 0.05854% | 1 | 50% | 0% | 0% | 0% | 8.2745 | 0 | 0 | 0 | 8.2745 | #N/A
2007-02-14 19:00 | 2 | 14 | 19 | 45.7501 | 1075 | 32 | 15.98 | 1010 | 32 | 207.3569 | 0 | Heating | 27.6476 | #N/A | #N/A | #N/A | #N/A | 207.3569 | #N/A | #N/A | 3.3135 | #N/A | 0 | 0 | 0 | 0 | 0 | 0 | 0 | 0.09216% | 1 | 50% | 0% | 0% | 0% | 8.2745 | 0 | 0 | 0 | 8.2745 | #N/A
2007-02-14 20:00 | 2 | 14 | 20 | 45.7917 | 1076 | 32 | 14 | 1010 | 32 | 257.5781 | 0 | Heating | 34.3438 | #N/A | #N/A | #N/A | #N/A | 257.5781 | #N/A | #N/A | 3.3135 | #N/A | 0 | 0 | 0 | 0 | 0 | 0 | 0 | 0.1145% | 1 | 50% | 0% | 0% | 0% | 8.2745 | 0 | 0 | 0 | 8.2745 | #N/A
2007-02-14 21:00 | 2 | 14 | 21 | 45.8334 | 1077 | 32 | 15.08 | 1010 | 32 | 334.281 | 0 | Heating | 44.5708 | #N/A | #N/A | #N/A | #N/A | 334.281 | #N/A | #N/A | 3.3135 | #N/A | 0 | 0 | 0 | 0 | 0 | 0 | 0 | 0.1486% | 1 | 50% | 0% | 0% | 0% | 8.2745 | 0 | 0 | 0 | 8.2745 | #N/A
2007-02-14 22:00 | 2 | 14 | 22 | 45.8751 | 1078 | 30.02 | 17.06 | 1010 | 30.02 | 368.2893 | 0 | Heating | 49.1052 | #N/A | #N/A | #N/A | #N/A | 368.2893 | #N/A | #N/A | 3.2302 | #N/A | 0 | 0 | 0 | 0 | 0 | 0 | 0 | 0.1637% | 1 | 50% | 0% | 0% | 0% | 8.2745 | 0 | 0 | 0 | 8.2745 | #N/A
2007-02-14 23:00 | 2 | 14 | 23 | 45.9167 | 1079 | 30.02 | 17.06 | 1009 | 30.02 | 24.2725 | 0 | Heating | 3.2363 | #N/A | #N/A | #N/A | #N/A | 24.2725 | #N/A | #N/A | 3.2302 | #N/A | 0 | 0 | 0 | 0 | 0 | 0 | 0 | 0.01079% | 1 | 50% | 0% | 0% | 0% | 8.2745 | 0 | 0 | 0 | 8.2745 | #N/A
2007-02-15 | 2 | 15 | 0 | 45.9584 | 1080 | 33.98 | 21.02 | 1008 | 33.98 | 60.2082 | 0 | Heating | 8.0278 | #N/A | #N/A | #N/A | #N/A | 60.2082 | #N/A | #N/A | 3.405 | #N/A | 0 | 0 | 0 | 0 | 0 | 0 | 0 | 0.02676% | 1 | 50% | 0% | 0% | 0% | 8.2745 | 0 | 0 | 0 | 8.2745 | #N/A
2007-02-15 01:00 | 2 | 15 | 1 | 46.0001 | 1081 | 35.96 | 23 | 1007 | 35.96 | 53.2231 | 0 | Heating | 7.0964 | #N/A | #N/A | #N/A | #N/A | 53.2231 | #N/A | #N/A | 3.5052 | #N/A | 0 | 0 | 0 | 0 | 0 | 0 | 0 | 0.02365% | 1 | 50% | 0% | 0% | 0% | 8.2745 | 0 | 0 | 0 | 8.2745 | #N/A
2007-02-15 02:00 | 2 | 15 | 2 | 46.0417 | 1082 | 35.96 | 23 | 1006 | 35.96 | 52.6233 | 0 | Heating | 7.0164 | #N/A | #N/A | #N/A | #N/A | 52.6233 | #N/A | #N/A | 3.5052 | #N/A | 0 | 0 | 0 | 0 | 0 | 0 | 0 | 0.02339% | 1 | 50% | 0% | 0% | 0% | 8.2745 | 0 | 0 | 0 | 8.2745 | #N/A
2007-02-15 03:00 | 2 | 15 | 3 | 46.0834 | 1083 | 35.96 | 21.02 | 1005 | 35.96 | 98.7008 | 0 | Heating | 13.1601 | #N/A | #N/A | #N/A | #N/A | 98.7008 | #N/A | #N/A | 3.5052 | #N/A | 0 | 0 | 0 | 0 | 0 | 0 | 0 | 0.04387% | 1 | 50% | 0% | 0% | 0% | 8.2745 | 0 | 0 | 0 | 8.2745 | #N/A
2007-02-15 04:00 | 2 | 15 | 4 | 46.1251 | 1084 | 35.96 | 21.02 | 1004 | 35.96 | 146.0239 | 0 | Heating | 19.4698 | #N/A | #N/A | #N/A | #N/A | 146.0239 | #N/A | #N/A | 3.5052 | #N/A | 0 | 0 | 0 | 0 | 0 | 0 | 0 | 0.0649% | 1 | 50% | 0% | 0% | 0% | 8.2745 | 0 | 0 | 0 | 8.2745 | #N/A
2007-02-15 05:00 | 2 | 15 | 5 | 46.1667 | 1085 | 35.96 | 21.02 | 1003 | 35.96 | 172.7607 | 0 | Heating | 23.0348 | #N/A | #N/A | #N/A | #N/A | 172.7607 | #N/A | #N/A | 3.5052 | #N/A | 0 | 0 | 0 | 0 | 0 | 0 | 0 | 0.07678% | 1 | 50% | 0% | 0% | 0% | 8.2745 | 0 | 0 | 0 | 8.2745 | #N/A
2007-02-15 06:00 | 2 | 15 | 6 | 46.2084 | 1086 | 35.96 | 21.02 | 1002 | 35.96 | 145.7824 | 0 | Heating | 19.4377 | #N/A | #N/A | #N/A | #N/A | 145.7824 | #N/A | #N/A | 3.5052 | #N/A | 0 | 0 | 0 | 0 | 0 | 0 | 0 | 0.06479% | 1 | 50% | 0% | 0% | 0% | 8.2745 | 0 | 0 | 0 | 8.2745 | #N/A
2007-02-15 07:00 | 2 | 15 | 7 | 46.2501 | 1087 | 35.06 | 23 | 1002 | 35.06 | 581.0603 | 0 | Heating | 77.4747 | #N/A | #N/A | #N/A | #N/A | 581.0603 | #N/A | #N/A | 3.4585 | #N/A | 0 | 0 | 0 | 0 | 0 | 0 | 0 | 0.2582% | 1 | 50% | 0% | 0% | 0% | 8.2745 | 0 | 0 | 0 | 8.2745 | #N/A
2007-02-15 08:00 | 2 | 15 | 8 | 46.2917 | 1088 | 35.06 | 24.08 | 1002 | 35.06 | 314.9628 | 0 | Heating | 41.995 | #N/A | #N/A | #N/A | #N/A | 314.9628 | #N/A | #N/A | 3.4585 | #N/A | 0 | 0 | 0 | 0 | 0 | 0 | 0 | 0.14% | 1 | 50% | 0% | 0% | 0% | 8.2745 | 0 | 0 | 0 | 8.2745 | #N/A
2007-02-15 09:00 | 2 | 15 | 9 | 46.3334 | 1089 | 37.04 | 24.98 | 1001 | 37.04 | 81.9577 | 0 | Heating | 10.9277 | #N/A | #N/A | #N/A | #N/A | 81.9577 | #N/A | #N/A | 3.5637 | #N/A | 0 | 0 | 0 | 0 | 0 | 0 | 0 | 0.03643% | 1 | 50% | 0% | 0% | 0% | 8.2745 | 0 | 0 | 0 | 8.2745 | #N/A
2007-02-15 10:00 | 2 | 15 | 10 | 46.3751 | 1090 | 39.92 | 26.06 | 1001 | 39.92 | 35.3173 | 0 | Heating | 4.709 | #N/A | #N/A | #N/A | #N/A | 35.3173 | #N/A | #N/A | 3.7339 | #N/A | 0 | 0 | 0 | 0 | 0 | 0 | 0 | 0.0157% | 1 | 50% | 0% | 0% | 0% | 8.2745 | 0 | 0 | 0 | 8.2745 | #N/A
2007-02-15 11:00 | 2 | 15 | 11 | 46.4167 | 1091 | 39.92 | 26.96 | 1000 | 39.92 | 22.9454 | 0 | Heating | 3.0594 | #N/A | #N/A | #N/A | #N/A | 22.9454 | #N/A | #N/A | 3.7339 | #N/A | 0 | 0 | 0 | 0 | 0 | 0 | 0 | 0.0102% | 1 | 50% | 0% | 0% | 0% | 8.2745 | 0 | 0 | 0 | 8.2745 | #N/A
2007-02-15 12:00 | 2 | 15 | 12 | 46.4584 | 1092 | 46.04 | 28.94 | 1000 | 46.04 | 11.4589 | 0 | Heating | 1.5279 | #N/A | #N/A | #N/A | #N/A | 11.4589 | #N/A | #N/A | 4.1705 | #N/A | 0 | 0 | 0 | 0 | 0 | 0 | 0 | 0.005093% | 1 | 50% | 0% | 0% | 0% | 8.2745 | 0 | 0 | 0 | 8.2745 | #N/A
2007-02-15 13:00 | 2 | 15 | 13 | 46.5001 | 1093 | 46.94 | 28.94 | 999 | 46.94 | 11.5307 | 0 | Heating | 1.5374 | #N/A | #N/A | #N/A | #N/A | 11.5307 | #N/A | #N/A | 4.2441 | #N/A | 0 | 0 | 0 | 0 | 0 | 0 | 0 | 0.005125% | 1 | 50% | 0% | 0% | 0% | 8.2745 | 0 | 0 | 0 | 8.2745 | #N/A
2007-02-15 14:00 | 2 | 15 | 14 | 46.5417 | 1094 | 46.94 | 30.92 | 999 | 46.94 | 5.8781 | 0 | Heating | 0.78375 | #N/A | #N/A | #N/A | #N/A | 5.8781 | #N/A | #N/A | 4.2441 | #N/A | 0 | 0 | 0 | 0 | 0 | 0 | 0 | 0.002613% | 1 | 50% | 0% | 0% | 0% | 8.2745 | 0 | 0 | 0 | 8.2745 | #N/A
2007-02-15 15:00 | 2 | 15 | 15 | 46.5834 | 1095 | 44.06 | 30.92 | 999 | 44.06 | 3.6728 | 0 | Heating | 0.4897 | #N/A | #N/A | #N/A | #N/A | 3.6728 | #N/A | #N/A | 4.0174 | #N/A | 0 | 0 | 0 | 0 | 0 | 0 | 0 | 0.001632% | 1 | 50% | 0% | 0% | 0% | 8.2745 | 0 | 0 | 0 | 8.2745 | #N/A
2007-02-15 16:00 | 2 | 15 | 16 | 46.6251 | 1096 | 44.06 | 30.92 | 999 | 44.06 | 3.0677 | 0 | Heating | 0.40903 | #N/A | #N/A | #N/A | #N/A | 3.0677 | #N/A | #N/A | 4.0174 | #N/A | 0 | 0 | 0 | 0 | 0 | 0 | 0 | 0.001363% | 1 | 50% | 0% | 0% | 0% | 8.2745 | 0 | 0 | 0 | 8.2745 | #N/A
2007-02-15 17:00 | 2 | 15 | 17 | 46.6667 | 1097 | 44.06 | 30.92 | 999 | 44.06 | 1.7363 | 0 | Heating | 0.2315 | #N/A | #N/A | #N/A | #N/A | 1.7363 | #N/A | #N/A | 4.0174 | #N/A | 0 | 0 | 0 | 0 | 0 | 0 | 0 | 0.0007717% | 1 | 50% | 0% | 0% | 0% | 8.2745 | 0 | 0 | 0 | 8.2745 | #N/A
2007-02-15 18:00 | 2 | 15 | 18 | 46.7084 | 1098 | 39.92 | 32 | 999 | 39.92 | 4.1392 | 0 | Heating | 0.5519 | #N/A | #N/A | #N/A | #N/A | 4.1392 | #N/A | #N/A | 3.7339 | #N/A | 0 | 0 | 0 | 0 | 0 | 0 | 0 | 0.00184% | 1 | 50% | 0% | 0% | 0% | 8.2745 | 0 | 0 | 0 | 8.2745 | #N/A
2007-02-15 19:00 | 2 | 15 | 19 | 46.7501 | 1099 | 39.02 | 32 | 1000 | 39.02 | 11.7472 | 0 | Heating | 1.5663 | #N/A | #N/A | #N/A | #N/A | 11.7472 | #N/A | #N/A | 3.6785 | #N/A | 0 | 0 | 0 | 0 | 0 | 0 | 0 | 0.005221% | 1 | 50% | 0% | 0% | 0% | 8.2745 | 0 | 0 | 0 | 8.2745 | #N/A
2007-02-15 20:00 | 2 | 15 | 20 | 46.7917 | 1100 | 39.02 | 33.08 | 1000 | 39.02 | 24.1182 | 0 | Heating | 3.2158 | #N/A | #N/A | #N/A | #N/A | 24.1182 | #N/A | #N/A | 3.6785 | #N/A | 0 | 0 | 0 | 0 | 0 | 0 | 0 | 0.01072% | 1 | 50% | 0% | 0% | 0% | 8.2745 | 0 | 0 | 0 | 8.2745 | #N/A
2007-02-15 21:00 | 2 | 15 | 21 | 46.8334 | 1101 | 35.96 | 33.08 | 1000 | 35.96 | 45.5057 | 0 | Heating | 6.0674 | #N/A | #N/A | #N/A | #N/A | 45.5057 | #N/A | #N/A | 3.5052 | #N/A | 0 | 0 | 0 | 0 | 0 | 0 | 0 | 0.02022% | 1 | 50% | 0% | 0% | 0% | 8.2745 | 0 | 0 | 0 | 8.2745 | #N/A
2007-02-15 22:00 | 2 | 15 | 22 | 46.8751 | 1102 | 35.96 | 33.98 | 1000 | 35.96 | 64.5284 | 0 | Heating | 8.6038 | #N/A | #N/A | #N/A | #N/A | 64.5284 | #N/A | #N/A | 3.5052 | #N/A | 0 | 0 | 0 | 0 | 0 | 0 | 0 | 0.02868% | 1 | 50% | 0% | 0% | 0% | 8.2745 | 0 | 0 | 0 | 8.2745 | #N/A
2007-02-15 23:00 | 2 | 15 | 23 | 46.9167 | 1103 | 35.96 | 33.98 | 1000 | 35.96 | 0 | 0 | Cooling | 0 | #N/A | #N/A | #N/A | #N/A | 0 | 0 | 0 | 0 | 0 | 0 | #N/A | #N/A | 88 | 88 | 0 | #N/A | 0% | 1 | 50% | 0% | 0% | 0% | 8.2745 | 0 | 0 | 0 | 8.2745 | #N/A
2007-02-16 | 2 | 16 | 0 | 46.9584 | 1104 | 30.2 | 33.98 | 1000 | 30.2 | 0 | 0 | Cooling | 0 | #N/A | #N/A | #N/A | #N/A | 0 | 0 | 0 | 0 | 0 | 0 | #N/A | #N/A | 88 | 88 | 0 | #N/A | 0% | 1 | 50% | 0% | 0% | 0% | 8.2745 | 0 | 0 | 0 | 8.2745 | #N/A
2007-02-16 01:00 | 2 | 16 | 1 | 47.0001 | 1105 | 30.2 | 37.04 | 1000 | 30.2 | 0 | 0 | Cooling | 0 | #N/A | #N/A | #N/A | #N/A | 0 | 0 | 0 | 0 | 0 | 0 | #N/A | #N/A | 88 | 88 | 0 | #N/A | 0% | 1 | 50% | 0% | 0% | 0% | 8.2745 | 0 | 0 | 0 | 8.2745 | #N/A
2007-02-16 02:00 | 2 | 16 | 2 | 47.0417 | 1106 | 30.92 | 37.04 | 1001 | 30.92 | 0.016763 | 0 | Heating | 0.0022351 | #N/A | #N/A | #N/A | #N/A | 0.016763 | #N/A | #N/A | 3.2671 | #N/A | 0 | 0 | 0 | 0 | 0 | 0 | 0 | 7.45e-06% | 1 | 50% | 0% | 0% | 0% | 8.2745 | 0 | 0 | 0 | 8.2745 | #N/A
2007-02-16 03:00 | 2 | 16 | 3 | 47.0834 | 1107 | 30.02 | 35.96 | 1001 | 30.02 | 1.198 | 0 | Heating | 0.15974 | #N/A | #N/A | #N/A | #N/A | 1.198 | #N/A | #N/A | 3.2302 | #N/A | 0 | 0 | 0 | 0 | 0 | 0 | 0 | 0.0005325% | 1 | 50% | 0% | 0% | 0% | 8.2745 | 0 | 0 | 0 | 8.2745 | #N/A
2007-02-16 04:00 | 2 | 16 | 4 | 47.1251 | 1108 | 30.92 | 35.06 | 1001 | 30.92 | 3.6673 | 0 | Heating | 0.48897 | #N/A | #N/A | #N/A | #N/A | 3.6673 | #N/A | #N/A | 3.2671 | #N/A | 0 | 0 | 0 | 0 | 0 | 0 | 0 | 0.00163% | 1 | 50% | 0% | 0% | 0% | 8.2745 | 0 | 0 | 0 | 8.2745 | #N/A
2007-02-16 05:00 | 2 | 16 | 5 | 47.1667 | 1109 | 30.92 | 35.06 | 1002 | 30.92 | 5.7772 | 0 | Heating | 0.7703 | #N/A | #N/A | #N/A | #N/A | 5.7772 | #N/A | #N/A | 3.2671 | #N/A | 0 | 0 | 0 | 0 | 0 | 0 | 0 | 0.002568% | 1 | 50% | 0% | 0% | 0% | 8.2745 | 0 | 0 | 0 | 8.2745 | #N/A
2007-02-16 06:00 | 2 | 16 | 6 | 47.2084 | 1110 | 26.96 | 33.98 | 1002 | 26.96 | 6.478 | 0 | Heating | 0.86373 | #N/A | #N/A | #N/A | #N/A | 6.478 | #N/A | #N/A | 3.1163 | #N/A | 0 | 0 | 0 | 0 | 0 | 0 | 0 | 0.002879% | 1 | 50% | 0% | 0% | 0% | 8.2745 | 0 | 0 | 0 | 8.2745 | #N/A
2007-02-16 07:00 | 2 | 16 | 7 | 47.2501 | 1111 | 26.06 | 33.98 | 1003 | 26.06 | 334.6484 | 0 | Heating | 44.6198 | #N/A | #N/A | #N/A | #N/A | 334.6484 | #N/A | #N/A | 3.0859 | #N/A | 0 | 0 | 0 | 0 | 0 | 0 | 0 | 0.1487% | 1 | 50% | 0% | 0% | 0% | 8.2745 | 0 | 0 | 0 | 8.2745 | #N/A
2007-02-16 08:00 | 2 | 16 | 8 | 47.2917 | 1112 | 26.06 | 33.98 | 1004 | 26.06 | 208.1313 | 0 | Heating | 27.7508 | #N/A | #N/A | #N/A | #N/A | 208.1313 | #N/A | #N/A | 3.0859 | #N/A | 0 | 0 | 0 | 0 | 0 | 0 | 0 | 0.0925% | 1 | 50% | 0% | 0% | 0% | 8.2745 | 0 | 0 | 0 | 8.2745 | #N/A
2007-02-16 09:00 | 2 | 16 | 9 | 47.3334 | 1113 | 26.96 | 33.98 | 1004 | 26.96 | 128.5695 | 0 | Heating | 17.1426 | #N/A | #N/A | #N/A | #N/A | 128.5695 | #N/A | #N/A | 3.1163 | #N/A | 0 | 0 | 0 | 0 | 0 | 0 | 0 | 0.05714% | 1 | 50% | 0% | 0% | 0% | 8.2745 | 0 | 0 | 0 | 8.2745 | #N/A
2007-02-16 10:00 | 2 | 16 | 10 | 47.3751 | 1114 | 28.94 | 33.08 | 1004 | 28.94 | 97.3635 | 0 | Heating | 12.9818 | #N/A | #N/A | #N/A | #N/A | 97.3635 | #N/A | #N/A | 3.188 | #N/A | 0 | 0 | 0 | 0 | 0 | 0 | 0 | 0.04327% | 1 | 50% | 0% | 0% | 0% | 8.2745 | 0 | 0 | 0 | 8.2745 | #N/A
2007-02-16 11:00 | 2 | 16 | 11 | 47.4167 | 1115 | 28.94 | 32 | 1004 | 28.94 | 77.791 | 0 | Heating | 10.3721 | #N/A | #N/A | #N/A | #N/A | 77.791 | #N/A | #N/A | 3.188 | #N/A | 0 | 0 | 0 | 0 | 0 | 0 | 0 | 0.03457% | 1 | 50% | 0% | 0% | 0% | 8.2745 | 0 | 0 | 0 | 8.2745 | #N/A
2007-02-16 12:00 | 2 | 16 | 12 | 47.4584 | 1116 | 30.02 | 32 | 1004 | 30.02 | 60.8201 | 0 | Heating | 8.1093 | #N/A | #N/A | #N/A | #N/A | 60.8201 | #N/A | #N/A | 3.2302 | #N/A | 0 | 0 | 0 | 0 | 0 | 0 | 0 | 0.02703% | 1 | 50% | 0% | 0% | 0% | 8.2745 | 0 | 0 | 0 | 8.2745 | #N/A
2007-02-16 13:00 | 2 | 16 | 13 | 47.5001 | 1117 | 32 | 28.94 | 1004 | 32 | 50.9711 | 0 | Heating | 6.7961 | #N/A | #N/A | #N/A | #N/A | 50.9711 | #N/A | #N/A | 3.3135 | #N/A | 0 | 0 | 0 | 0 | 0 | 0 | 0 | 0.02265% | 1 | 50% | 0% | 0% | 0% | 8.2745 | 0 | 0 | 0 | 8.2745 | #N/A
2007-02-16 14:00 | 2 | 16 | 14 | 47.5417 | 1118 | 32 | 28.04 | 1004 | 32 | 39.4022 | 0 | Heating | 5.2536 | #N/A | #N/A | #N/A | #N/A | 39.4022 | #N/A | #N/A | 3.3135 | #N/A | 0 | 0 | 0 | 0 | 0 | 0 | 0 | 0.01751% | 1 | 50% | 0% | 0% | 0% | 8.2745 | 0 | 0 | 0 | 8.2745 | #N/A
2007-02-16 15:00 | 2 | 16 | 15 | 47.5834 | 1119 | 30.92 | 28.04 | 1004 | 30.92 | 72.861 | 0 | Heating | 9.7148 | #N/A | #N/A | #N/A | #N/A | 72.861 | #N/A | #N/A | 3.2671 | #N/A | 0 | 0 | 0 | 0 | 0 | 0 | 0 | 0.03238% | 1 | 50% | 0% | 0% | 0% | 8.2745 | 0 | 0 | 0 | 8.2745 | #N/A
2007-02-16 16:00 | 2 | 16 | 16 | 47.6251 | 1120 | 30.92 | 26.96 | 1004 | 30.92 | 80.2465 | 0 | Heating | 10.6995 | #N/A | #N/A | #N/A | #N/A | 80.2465 | #N/A | #N/A | 3.2671 | #N/A | 0 | 0 | 0 | 0 | 0 | 0 | 0 | 0.03567% | 1 | 50% | 0% | 0% | 0% | 8.2745 | 0 | 0 | 0 | 8.2745 | #N/A
2007-02-16 17:00 | 2 | 16 | 17 | 47.6667 | 1121 | 30.92 | 23 | 1005 | 30.92 | 79.1852 | 0 | Heating | 10.558 | #N/A | #N/A | #N/A | #N/A | 79.1852 | #N/A | #N/A | 3.2671 | #N/A | 0 | 0 | 0 | 0 | 0 | 0 | 0 | 0.03519% | 1 | 50% | 0% | 0% | 0% | 8.2745 | 0 | 0 | 0 | 8.2745 | #N/A
2007-02-16 18:00 | 2 | 16 | 18 | 47.7084 | 1122 | 28.94 | 21.02 | 1006 | 28.94 | 134.0117 | 0 | Heating | 17.8682 | #N/A | #N/A | #N/A | #N/A | 134.0117 | #N/A | #N/A | 3.188 | #N/A | 0 | 0 | 0 | 0 | 0 | 0 | 0 | 0.05956% | 1 | 50% | 0% | 0% | 0% | 8.2745 | 0 | 0 | 0 | 8.2745 | #N/A
2007-02-16 19:00 | 2 | 16 | 19 | 47.7501 | 1123 | 28.94 | 19.94 | 1006 | 28.94 | 0.033036 | 0 | Heating | 0.0044048 | #N/A | #N/A | #N/A | #N/A | 0.033036 | #N/A | #N/A | 3.188 | #N/A | 0 | 0 | 0 | 0 | 0 | 0 | 0 | 1.468e-05% | 1 | 50% | 0% | 0% | 0% | 8.2745 | 0 | 0 | 0 | 8.2745 | #N/A
2007-02-16 20:00 | 2 | 16 | 20 | 47.7917 | 1124 | 28.94 | 15.98 | 1007 | 28.94 | 4.2355 | 0 | Heating | 0.56473 | #N/A | #N/A | #N/A | #N/A | 4.2355 | #N/A | #N/A | 3.188 | #N/A | 0 | 0 | 0 | 0 | 0 | 0 | 0 | 0.001882% | 1 | 50% | 0% | 0% | 0% | 8.2745 | 0 | 0 | 0 | 8.2745 | #N/A
2007-02-16 21:00 | 2 | 16 | 21 | 47.8334 | 1125 | 26.96 | 15.98 | 1007 | 26.96 | 7.4865 | 0 | Heating | 0.9982 | #N/A | #N/A | #N/A | #N/A | 7.4865 | #N/A | #N/A | 3.1163 | #N/A | 0 | 0 | 0 | 0 | 0 | 0 | 0 | 0.003327% | 1 | 50% | 0% | 0% | 0% | 8.2745 | 0 | 0 | 0 | 8.2745 | #N/A
2007-02-16 22:00 | 2 | 16 | 22 | 47.8751 | 1126 | 26.06 | 10.94 | 1007 | 26.06 | 17.7175 | 0 | Heating | 2.3623 | #N/A | #N/A | #N/A | #N/A | 17.7175 | #N/A | #N/A | 3.0859 | #N/A | 0 | 0 | 0 | 0 | 0 | 0 | 0 | 0.007874% | 1 | 50% | 0% | 0% | 0% | 8.2745 | 0 | 0 | 0 | 8.2745 | #N/A
2007-02-16 23:00 | 2 | 16 | 23 | 47.9167 | 1127 | 26.06 | 10.94 | 1008 | 26.06 | 48.324 | 0 | Heating | 6.4432 | #N/A | #N/A | #N/A | #N/A | 48.324 | #N/A | #N/A | 3.0859 | #N/A | 0 | 0 | 0 | 0 | 0 | 0 | 0 | 0.02148% | 1 | 50% | 0% | 0% | 0% | 8.2745 | 0 | 0 | 0 | 8.2745 | #N/A
2007-02-17 | 2 | 17 | 0 | 47.9584 | 1128 | 23 | 12.02 | 1009 | 23 | 93.1829 | 0 | Heating | 12.4244 | #N/A | #N/A | #N/A | #N/A | 93.1829 | #N/A | #N/A | 2.9925 | #N/A | 0 | 0 | 0 | 0 | 0 | 0 | 0 | 0.04141% | 1 | 50% | 0% | 0% | 0% | 8.2745 | 0 | 0 | 0 | 8.2745 | #N/A
2007-02-17 01:00 | 2 | 17 | 1 | 48.0001 | 1129 | 21.92 | 10.94 | 1009 | 21.92 | 129.1821 | 0 | Heating | 17.2243 | #N/A | #N/A | #N/A | #N/A | 129.1821 | #N/A | #N/A | 2.9629 | #N/A | 0 | 0 | 0 | 0 | 0 | 0 | 0 | 0.05741% | 1 | 50% | 0% | 0% | 0% | 8.2745 | 0 | 0 | 0 | 8.2745 | #N/A
2007-02-17 02:00 | 2 | 17 | 2 | 48.0417 | 1130 | 21.92 | 10.94 | 1008 | 21.92 | 171.0001 | 0 | Heating | 22.8 | #N/A | #N/A | #N/A | #N/A | 171.0001 | #N/A | #N/A | 2.9629 | #N/A | 0 | 0 | 0 | 0 | 0 | 0 | 0 | 0.076% | 1 | 50% | 0% | 0% | 0% | 8.2745 | 0 | 0 | 0 | 8.2745 | #N/A
2007-02-17 03:00 | 2 | 17 | 3 | 48.0834 | 1131 | 21.92 | 10.04 | 1008 | 21.92 | 191.8369 | 0 | Heating | 25.5783 | #N/A | #N/A | #N/A | #N/A | 191.8369 | #N/A | #N/A | 2.9629 | #N/A | 0 | 0 | 0 | 0 | 0 | 0 | 0 | 0.08526% | 1 | 50% | 0% | 0% | 0% | 8.2745 | 0 | 0 | 0 | 8.2745 | #N/A
2007-02-17 04:00 | 2 | 17 | 4 | 48.1251 | 1132 | 21.02 | 10.04 | 1008 | 21.02 | 224.0823 | 0 | Heating | 29.8776 | #N/A | #N/A | #N/A | #N/A | 224.0823 | #N/A | #N/A | 2.9394 | #N/A | 0 | 0 | 0 | 0 | 0 | 0 | 0 | 0.09959% | 1 | 50% | 0% | 0% | 0% | 8.2745 | 0 | 0 | 0 | 8.2745 | #N/A
2007-02-17 05:00 | 2 | 17 | 5 | 48.1667 | 1133 | 21.02 | 8.96 | 1008 | 21.02 | 259.0582 | 0 | Heating | 34.5411 | #N/A | #N/A | #N/A | #N/A | 259.0582 | #N/A | #N/A | 2.9394 | #N/A | 0 | 0 | 0 | 0 | 0 | 0 | 0 | 0.1151% | 1 | 50% | 0% | 0% | 0% | 8.2745 | 0 | 0 | 0 | 8.2745 | #N/A
2007-02-17 06:00 | 2 | 17 | 6 | 48.2084 | 1134 | 19.94 | 8.96 | 1009 | 19.94 | 259.9932 | 0 | Heating | 34.6658 | #N/A | #N/A | #N/A | #N/A | 259.9932 | #N/A | #N/A | 2.9127 | #N/A | 0 | 0 | 0 | 0 | 0 | 0 | 0 | 0.1156% | 1 | 50% | 0% | 0% | 0% | 8.2745 | 0 | 0 | 0 | 8.2745 | #N/A
2007-02-17 07:00 | 2 | 17 | 7 | 48.2501 | 1135 | 17.96 | 8.96 | 1009 | 17.96 | 248.307 | 0 | Heating | 33.1076 | #N/A | #N/A | #N/A | #N/A | 248.307 | #N/A | #N/A | 2.8673 | #N/A | 0 | 0 | 0 | 0 | 0 | 0 | 0 | 0.1104% | 1 | 50% | 0% | 0% | 0% | 8.2745 | 0 | 0 | 0 | 8.2745 | #N/A
2007-02-17 08:00 | 2 | 17 | 8 | 48.2917 | 1136 | 17.96 | 10.04 | 1009 | 17.96 | 245.9022 | 0 | Heating | 32.787 | #N/A | #N/A | #N/A | #N/A | 245.9022 | #N/A | #N/A | 2.8673 | #N/A | 0 | 0 | 0 | 0 | 0 | 0 | 0 | 0.1093% | 1 | 50% | 0% | 0% | 0% | 8.2745 | 0 | 0 | 0 | 8.2745 | #N/A
2007-02-17 09:00 | 2 | 17 | 9 | 48.3334 | 1137 | 19.04 | 10.94 | 1009 | 19.04 | 198.8955 | 0 | Heating | 26.5194 | #N/A | #N/A | #N/A | #N/A | 198.8955 | #N/A | #N/A | 2.8915 | #N/A | 0 | 0 | 0 | 0 | 0 | 0 | 0 | 0.0884% | 1 | 50% | 0% | 0% | 0% | 8.2745 | 0 | 0 | 0 | 8.2745 | #N/A
2007-02-17 10:00 | 2 | 17 | 10 | 48.3751 | 1138 | 19.94 | 10.94 | 1009 | 19.94 | 175.2873 | 0 | Heating | 23.3716 | #N/A | #N/A | #N/A | #N/A | 175.2873 | #N/A | #N/A | 2.9127 | #N/A | 0 | 0 | 0 | 0 | 0 | 0 | 0 | 0.07791% | 1 | 50% | 0% | 0% | 0% | 8.2745 | 0 | 0 | 0 | 8.2745 | #N/A
2007-02-17 11:00 | 2 | 17 | 11 | 48.4167 | 1139 | 19.94 | 10.04 | 1009 | 19.94 | 185.2352 | 0 | Heating | 24.698 | #N/A | #N/A | #N/A | #N/A | 185.2352 | #N/A | #N/A | 2.9127 | #N/A | 0 | 0 | 0 | 0 | 0 | 0 | 0 | 0.08233% | 1 | 50% | 0% | 0% | 0% | 8.2745 | 0 | 0 | 0 | 8.2745 | #N/A
2007-02-17 12:00 | 2 | 17 | 12 | 48.4584 | 1140 | 24.08 | 10.04 | 1009 | 24.08 | 154.2589 | 0 | Heating | 20.5678 | #N/A | #N/A | #N/A | #N/A | 154.2589 | #N/A | #N/A | 3.0238 | #N/A | 0 | 0 | 0 | 0 | 0 | 0 | 0 | 0.06856% | 1 | 50% | 0% | 0% | 0% | 8.2745 | 0 | 0 | 0 | 8.2745 | #N/A
2007-02-17 13:00 | 2 | 17 | 13 | 48.5001 | 1141 | 24.08 | 8.96 | 1008 | 24.08 | 125.5168 | 0 | Heating | 16.7356 | #N/A | #N/A | #N/A | #N/A | 125.5168 | #N/A | #N/A | 3.0238 | #N/A | 0 | 0 | 0 | 0 | 0 | 0 | 0 | 0.05579% | 1 | 50% | 0% | 0% | 0% | 8.2745 | 0 | 0 | 0 | 8.2745 | #N/A
2007-02-17 14:00 | 2 | 17 | 14 | 48.5417 | 1142 | 24.08 | 6.98 | 1008 | 24.08 | 117.8285 | 0 | Heating | 15.7105 | #N/A | #N/A | #N/A | #N/A | 117.8285 | #N/A | #N/A | 3.0238 | #N/A | 0 | 0 | 0 | 0 | 0 | 0 | 0 | 0.05237% | 1 | 50% | 0% | 0% | 0% | 8.2745 | 0 | 0 | 0 | 8.2745 | #N/A
2007-02-17 15:00 | 2 | 17 | 15 | 48.5834 | 1143 | 24.08 | 6.98 | 1007 | 24.08 | 128.6094 | 0 | Heating | 17.1479 | #N/A | #N/A | #N/A | #N/A | 128.6094 | #N/A | #N/A | 3.0238 | #N/A | 0 | 0 | 0 | 0 | 0 | 0 | 0 | 0.05716% | 1 | 50% | 0% | 0% | 0% | 8.2745 | 0 | 0 | 0 | 8.2745 | #N/A
2007-02-17 16:00 | 2 | 17 | 16 | 48.6251 | 1144 | 21.92 | 5 | 1007 | 21.92 | 141.5534 | 0 | Heating | 18.8738 | #N/A | #N/A | #N/A | #N/A | 141.5534 | #N/A | #N/A | 2.9629 | #N/A | 0 | 0 | 0 | 0 | 0 | 0 | 0 | 0.06291% | 1 | 50% | 0% | 0% | 0% | 8.2745 | 0 | 0 | 0 | 8.2745 | #N/A
2007-02-17 17:00 | 2 | 17 | 17 | 48.6667 | 1145 | 21.92 | 5 | 1007 | 21.92 | 118.2637 | 0 | Heating | 15.7685 | #N/A | #N/A | #N/A | #N/A | 118.2637 | #N/A | #N/A | 2.9629 | #N/A | 0 | 0 | 0 | 0 | 0 | 0 | 0 | 0.05256% | 1 | 50% | 0% | 0% | 0% | 8.2745 | 0 | 0 | 0 | 8.2745 | #N/A
2007-02-17 18:00 | 2 | 17 | 18 | 48.7084 | 1146 | 15.98 | 6.08 | 1008 | 15.98 | 150.4953 | 0 | Heating | 20.066 | #N/A | #N/A | #N/A | #N/A | 150.4953 | #N/A | #N/A | 2.8262 | #N/A | 0 | 0 | 0 | 0 | 0 | 0 | 0 | 0.06689% | 1 | 50% | 0% | 0% | 0% | 8.2745 | 0 | 0 | 0 | 8.2745 | #N/A
2007-02-17 19:00 | 2 | 17 | 19 | 48.7501 | 1147 | 15.08 | 8.06 | 1009 | 15.08 | 181.89 | 0 | Heating | 24.252 | #N/A | #N/A | #N/A | #N/A | 181.89 | #N/A | #N/A | 2.8087 | #N/A | 0 | 0 | 0 | 0 | 0 | 0 | 0 | 0.08084% | 1 | 50% | 0% | 0% | 0% | 8.2745 | 0 | 0 | 0 | 8.2745 | #N/A
2007-02-17 20:00 | 2 | 17 | 20 | 48.7917 | 1148 | 15.08 | 6.98 | 1009 | 15.08 | 205.5744 | 0 | Heating | 27.4099 | #N/A | #N/A | #N/A | #N/A | 205.5744 | #N/A | #N/A | 2.8087 | #N/A | 0 | 0 | 0 | 0 | 0 | 0 | 0 | 0.09137% | 1 | 50% | 0% | 0% | 0% | 8.2745 | 0 | 0 | 0 | 8.2745 | #N/A
2007-02-17 21:00 | 2 | 17 | 21 | 48.8334 | 1149 | 14 | 8.96 | 1009 | 14 | 213.1553 | 0 | Heating | 28.4207 | #N/A | #N/A | #N/A | #N/A | 213.1553 | #N/A | #N/A | 2.7888 | #N/A | 0 | 0 | 0 | 0 | 0 | 0 | 0 | 0.09474% | 1 | 50% | 0% | 0% | 0% | 8.2745 | 0 | 0 | 0 | 8.2745 | #N/A
2007-02-17 22:00 | 2 | 17 | 22 | 48.8751 | 1150 | 12.92 | 8.96 | 1009 | 12.92 | 247.4592 | 0 | Heating | 32.9946 | #N/A | #N/A | #N/A | #N/A | 247.4592 | #N/A | #N/A | 2.7697 | #N/A | 0 | 0 | 0 | 0 | 0 | 0 | 0 | 0.11% | 1 | 50% | 0% | 0% | 0% | 8.2745 | 0 | 0 | 0 | 8.2745 | #N/A
2007-02-17 23:00 | 2 | 17 | 23 | 48.9167 | 1151 | 12.92 | 8.06 | 1009 | 12.92 | 278.8631 | 0 | Heating | 37.1817 | #N/A | #N/A | #N/A | #N/A | 278.8631 | #N/A | #N/A | 2.7697 | #N/A | 0 | 0 | 0 | 0 | 0 | 0 | 0 | 0.1239% | 1 | 50% | 0% | 0% | 0% | 8.2745 | 0 | 0 | 0 | 8.2745 | #N/A
2007-02-18 | 2 | 18 | 0 | 48.9584 | 1152 | 12.92 | 8.06 | 1010 | 12.92 | 318.6632 | 0 | Heating | 42.4884 | #N/A | #N/A | #N/A | #N/A | 318.6632 | #N/A | #N/A | 2.7697 | #N/A | 0 | 0 | 0 | 0 | 0 | 0 | 0 | 0.1416% | 1 | 50% | 0% | 0% | 0% | 8.2745 | 0 | 0 | 0 | 8.2745 | #N/A
2007-02-18 01:00 | 2 | 18 | 1 | 49.0001 | 1153 | 12.02 | 8.06 | 1010 | 12.02 | 322.6861 | 0 | Heating | 43.0248 | #N/A | #N/A | #N/A | #N/A | 322.6861 | #N/A | #N/A | 2.7546 | #N/A | 0 | 0 | 0 | 0 | 0 | 0 | 0 | 0.1434% | 1 | 50% | 0% | 0% | 0% | 8.2745 | 0 | 0 | 0 | 8.2745 | #N/A
2007-02-18 02:00 | 2 | 18 | 2 | 49.0417 | 1154 | 12.02 | 6.98 | 1010 | 12.02 | 336.903 | 0 | Heating | 44.9204 | #N/A | #N/A | #N/A | #N/A | 336.903 | #N/A | #N/A | 2.7546 | #N/A | 0 | 0 | 0 | 0 | 0 | 0 | 0 | 0.1497% | 1 | 50% | 0% | 0% | 0% | 8.2745 | 0 | 0 | 0 | 8.2745 | #N/A
2007-02-18 03:00 | 2 | 18 | 3 | 49.0834 | 1155 | 10.94 | 6.98 | 1010 | 10.94 | 335.7496 | 0 | Heating | 44.7666 | #N/A | #N/A | #N/A | #N/A | 335.7496 | #N/A | #N/A | 2.737 | #N/A | 0 | 0 | 0 | 0 | 0 | 0 | 0 | 0.1492% | 1 | 50% | 0% | 0% | 0% | 8.2745 | 0 | 0 | 0 | 8.2745 | #N/A
2007-02-18 04:00 | 2 | 18 | 4 | 49.1251 | 1156 | 10.04 | 8.06 | 1010 | 10.04 | 344.8487 | 0 | Heating | 45.9798 | #N/A | #N/A | #N/A | #N/A | 344.8487 | #N/A | #N/A | 2.723 | #N/A | 0 | 0 | 0 | 0 | 0 | 0 | 0 | 0.1533% | 1 | 50% | 0% | 0% | 0% | 8.2745 | 0 | 0 | 0 | 8.2745 | #N/A
2007-02-18 05:00 | 2 | 18 | 5 | 49.1667 | 1157 | 10.04 | 8.06 | 1010 | 10.04 | 373.6098 | 0 | Heating | 49.8146 | #N/A | #N/A | #N/A | #N/A | 373.6098 | #N/A | #N/A | 2.723 | #N/A | 0 | 0 | 0 | 0 | 0 | 0 | 0 | 0.166% | 1 | 50% | 0% | 0% | 0% | 8.2745 | 0 | 0 | 0 | 8.2745 | #N/A
2007-02-18 06:00 | 2 | 18 | 6 | 49.2084 | 1158 | 8.06 | 8.96 | 1011 | 8.06 | 382.7839 | 0 | Heating | 51.0379 | #N/A | #N/A | #N/A | #N/A | 382.7839 | #N/A | #N/A | 2.6935 | #N/A | 0 | 0 | 0 | 0 | 0 | 0 | 0 | 0.1701% | 1 | 50% | 0% | 0% | 0% | 8.2745 | 0 | 0 | 0 | 8.2745 | #N/A
2007-02-18 07:00 | 2 | 18 | 7 | 49.2501 | 1159 | 8.06 | 6.98 | 1011 | 8.06 | 1029.4071 | 0 | Heating | 137.2543 | #N/A | #N/A | #N/A | #N/A | 1029.4071 | #N/A | #N/A | 2.6935 | #N/A | 0 | 0 | 0 | 0 | 0 | 0 | 0 | 0.4575% | 1 | 50% | 0% | 0% | 0% | 8.2745 | 0 | 0 | 0 | 8.2745 | #N/A
2007-02-18 08:00 | 2 | 18 | 8 | 49.2917 | 1160 | 8.06 | 6.98 | 1011 | 8.06 | 708.8549 | 0 | Heating | 94.514 | #N/A | #N/A | #N/A | #N/A | 708.8549 | #N/A | #N/A | 2.6935 | #N/A | 0 | 0 | 0 | 0 | 0 | 0 | 0 | 0.315% | 1 | 50% | 0% | 0% | 0% | 8.2745 | 0 | 0 | 0 | 8.2745 | #N/A
2007-02-18 09:00 | 2 | 18 | 9 | 49.3334 | 1161 | 12.92 | 8.06 | 1011 | 12.92 | 401.2934 | 0 | Heating | 53.5058 | #N/A | #N/A | #N/A | #N/A | 401.2934 | #N/A | #N/A | 2.7697 | #N/A | 0 | 0 | 0 | 0 | 0 | 0 | 0 | 0.1784% | 1 | 50% | 0% | 0% | 0% | 8.2745 | 0 | 0 | 0 | 8.2745 | #N/A
2007-02-18 10:00 | 2 | 18 | 10 | 49.3751 | 1162 | 15.98 | 8.96 | 1011 | 15.98 | 305.4981 | 0 | Heating | 40.7331 | #N/A | #N/A | #N/A | #N/A | 305.4981 | #N/A | #N/A | 2.8262 | #N/A | 0 | 0 | 0 | 0 | 0 | 0 | 0 | 0.1358% | 1 | 50% | 0% | 0% | 0% | 8.2745 | 0 | 0 | 0 | 8.2745 | #N/A
2007-02-18 11:00 | 2 | 18 | 11 | 49.4167 | 1163 | 15.98 | 10.94 | 1011 | 15.98 | 264.636 | 0 | Heating | 35.2848 | #N/A | #N/A | #N/A | #N/A | 264.636 | #N/A | #N/A | 2.8262 | #N/A | 0 | 0 | 0 | 0 | 0 | 0 | 0 | 0.1176% | 1 | 50% | 0% | 0% | 0% | 8.2745 | 0 | 0 | 0 | 8.2745 | #N/A
2007-02-18 12:00 | 2 | 18 | 12 | 49.4584 | 1164 | 21.02 | 12.92 | 1010 | 21.02 | 219.6907 | 0 | Heating | 29.2921 | #N/A | #N/A | #N/A | #N/A | 219.6907 | #N/A | #N/A | 2.9394 | #N/A | 0 | 0 | 0 | 0 | 0 | 0 | 0 | 0.09764% | 1 | 50% | 0% | 0% | 0% | 8.2745 | 0 | 0 | 0 | 8.2745 | #N/A
2007-02-18 13:00 | 2 | 18 | 13 | 49.5001 | 1165 | 21.92 | 15.98 | 1010 | 21.92 | 228.151 | 0 | Heating | 30.4201 | #N/A | #N/A | #N/A | #N/A | 228.151 | #N/A | #N/A | 2.9629 | #N/A | 0 | 0 | 0 | 0 | 0 | 0 | 0 | 0.1014% | 1 | 50% | 0% | 0% | 0% | 8.2745 | 0 | 0 | 0 | 8.2745 | #N/A
2007-02-18 14:00 | 2 | 18 | 14 | 49.5417 | 1166 | 21.92 | 17.06 | 1009 | 21.92 | 149.0343 | 0 | Heating | 19.8712 | #N/A | #N/A | #N/A | #N/A | 149.0343 | #N/A | #N/A | 2.9629 | #N/A | 0 | 0 | 0 | 0 | 0 | 0 | 0 | 0.06624% | 1 | 50% | 0% | 0% | 0% | 8.2745 | 0 | 0 | 0 | 8.2745 | #N/A
2007-02-18 15:00 | 2 | 18 | 15 | 49.5834 | 1167 | 26.96 | 19.04 | 1008 | 26.96 | 123.0566 | 0 | Heating | 16.4075 | #N/A | #N/A | #N/A | #N/A | 123.0566 | #N/A | #N/A | 3.1163 | #N/A | 0 | 0 | 0 | 0 | 0 | 0 | 0 | 0.05469% | 1 | 50% | 0% | 0% | 0% | 8.2745 | 0 | 0 | 0 | 8.2745 | #N/A
2007-02-18 16:00 | 2 | 18 | 16 | 49.6251 | 1168 | 26.96 | 19.94 | 1008 | 26.96 | 108.1728 | 0 | Heating | 14.423 | #N/A | #N/A | #N/A | #N/A | 108.1728 | #N/A | #N/A | 3.1163 | #N/A | 0 | 0 | 0 | 0 | 0 | 0 | 0 | 0.04808% | 1 | 50% | 0% | 0% | 0% | 8.2745 | 0 | 0 | 0 | 8.2745 | #N/A
2007-02-18 17:00 | 2 | 18 | 17 | 49.6667 | 1169 | 26.96 | 19.04 | 1007 | 26.96 | 83.7856 | 0 | Heating | 11.1714 | #N/A | #N/A | #N/A | #N/A | 83.7856 | #N/A | #N/A | 3.1163 | #N/A | 0 | 0 | 0 | 0 | 0 | 0 | 0 | 0.03724% | 1 | 50% | 0% | 0% | 0% | 8.2745 | 0 | 0 | 0 | 8.2745 | #N/A
2007-02-18 18:00 | 2 | 18 | 18 | 49.7084 | 1170 | 24.08 | 17.96 | 1007 | 24.08 | 124.7039 | 0 | Heating | 16.6272 | #N/A | #N/A | #N/A | #N/A | 124.7039 | #N/A | #N/A | 3.0238 | #N/A | 0 | 0 | 0 | 0 | 0 | 0 | 0 | 0.05542% | 1 | 50% | 0% | 0% | 0% | 8.2745 | 0 | 0 | 0 | 8.2745 | #N/A
2007-02-18 19:00 | 2 | 18 | 19 | 49.7501 | 1171 | 23 | 17.96 | 1007 | 23 | 209.4016 | 0 | Heating | 27.9202 | #N/A | #N/A | #N/A | #N/A | 209.4016 | #N/A | #N/A | 2.9925 | #N/A | 0 | 0 | 0 | 0 | 0 | 0 | 0 | 0.09307% | 1 | 50% | 0% | 0% | 0% | 8.2745 | 0 | 0 | 0 | 8.2745 | #N/A
2007-02-18 20:00 | 2 | 18 | 20 | 49.7917 | 1172 | 23 | 17.96 | 1006 | 23 | 240.8891 | 0 | Heating | 32.1185 | #N/A | #N/A | #N/A | #N/A | 240.8891 | #N/A | #N/A | 2.9925 | #N/A | 0 | 0 | 0 | 0 | 0 | 0 | 0 | 0.1071% | 1 | 50% | 0% | 0% | 0% | 8.2745 | 0 | 0 | 0 | 8.2745 | #N/A
2007-02-18 21:00 | 2 | 18 | 21 | 49.8334 | 1173 | 19.94 | 19.04 | 1006 | 19.94 | 281.8888 | 0 | Heating | 37.5852 | #N/A | #N/A | #N/A | #N/A | 281.8888 | #N/A | #N/A | 2.9127 | #N/A | 0 | 0 | 0 | 0 | 0 | 0 | 0 | 0.1253% | 1 | 50% | 0% | 0% | 0% | 8.2745 | 0 | 0 | 0 | 8.2745 | #N/A
2007-02-18 22:00 | 2 | 18 | 22 | 49.8751 | 1174 | 19.94 | 19.94 | 1005 | 19.94 | 282.7947 | 0 | Heating | 37.706 | #N/A | #N/A | #N/A | #N/A | 282.7947 | #N/A | #N/A | 2.9127 | #N/A | 0 | 0 | 0 | 0 | 0 | 0 | 0 | 0.1257% | 1 | 50% | 0% | 0% | 0% | 8.2745 | 0 | 0 | 0 | 8.2745 | #N/A
2007-02-18 23:00 | 2 | 18 | 23 | 49.9167 | 1175 | 19.94 | 26.06 | 1004 | 19.94 | 5.0404 | 0 | Heating | 0.67206 | #N/A | #N/A | #N/A | #N/A | 5.0404 | #N/A | #N/A | 2.9127 | #N/A | 0 | 0 | 0 | 0 | 0 | 0 | 0 | 0.00224% | 1 | 50% | 0% | 0% | 0% | 8.2745 | 0 | 0 | 0 | 8.2745 | #N/A
2007-02-19 | 2 | 19 | 0 | 49.9584 | 1176 | 19.94 | 24.98 | 1004 | 19.94 | 15.4535 | 0 | Heating | 2.0605 | #N/A | #N/A | #N/A | #N/A | 15.4535 | #N/A | #N/A | 2.9127 | #N/A | 0 | 0 | 0 | 0 | 0 | 0 | 0 | 0.006868% | 1 | 50% | 0% | 0% | 0% | 8.2745 | 0 | 0 | 0 | 8.2745 | #N/A
2007-02-19 01:00 | 2 | 19 | 1 | 50.0001 | 1177 | 19.04 | 24.98 | 1004 | 19.04 | 28.0981 | 0 | Heating | 3.7464 | #N/A | #N/A | #N/A | #N/A | 28.0981 | #N/A | #N/A | 2.8915 | #N/A | 0 | 0 | 0 | 0 | 0 | 0 | 0 | 0.01249% | 1 | 50% | 0% | 0% | 0% | 8.2745 | 0 | 0 | 0 | 8.2745 | #N/A
2007-02-19 02:00 | 2 | 19 | 2 | 50.0417 | 1178 | 19.04 | 26.06 | 1003 | 19.04 | 39.7387 | 0 | Heating | 5.2985 | #N/A | #N/A | #N/A | #N/A | 39.7387 | #N/A | #N/A | 2.8915 | #N/A | 0 | 0 | 0 | 0 | 0 | 0 | 0 | 0.01766% | 1 | 50% | 0% | 0% | 0% | 8.2745 | 0 | 0 | 0 | 8.2745 | #N/A
2007-02-19 03:00 | 2 | 19 | 3 | 50.0834 | 1179 | 21.92 | 28.94 | 1002 | 21.92 | 50.3712 | 0 | Heating | 6.7162 | #N/A | #N/A | #N/A | #N/A | 50.3712 | #N/A | #N/A | 2.9629 | #N/A | 0 | 0 | 0 | 0 | 0 | 0 | 0 | 0.02239% | 1 | 50% | 0% | 0% | 0% | 8.2745 | 0 | 0 | 0 | 8.2745 | #N/A
2007-02-19 04:00 | 2 | 19 | 4 | 50.1251 | 1180 | 19.94 | 30.02 | 1001 | 19.94 | 81.1418 | 0 | Heating | 10.8189 | #N/A | #N/A | #N/A | #N/A | 81.1418 | #N/A | #N/A | 2.9127 | #N/A | 0 | 0 | 0 | 0 | 0 | 0 | 0 | 0.03606% | 1 | 50% | 0% | 0% | 0% | 8.2745 | 0 | 0 | 0 | 8.2745 | #N/A
2007-02-19 05:00 | 2 | 19 | 5 | 50.1667 | 1181 | 19.94 | 30.02 | 1001 | 19.94 | 120.1685 | 0 | Heating | 16.0225 | #N/A | #N/A | #N/A | #N/A | 120.1685 | #N/A | #N/A | 2.9127 | #N/A | 0 | 0 | 0 | 0 | 0 | 0 | 0 | 0.05341% | 1 | 50% | 0% | 0% | 0% | 8.2745 | 0 | 0 | 0 | 8.2745 | #N/A
2007-02-19 06:00 | 2 | 19 | 6 | 50.2084 | 1182 | 17.96 | 28.94 | 1000 | 17.96 | 113.9611 | 0 | Heating | 15.1948 | #N/A | #N/A | #N/A | #N/A | 113.9611 | #N/A | #N/A | 2.8673 | #N/A | 0 | 0 | 0 | 0 | 0 | 0 | 0 | 0.05065% | 1 | 50% | 0% | 0% | 0% | 8.2745 | 0 | 0 | 0 | 8.2745 | #N/A
2007-02-19 07:00 | 2 | 19 | 7 | 50.2501 | 1183 | 17.96 | 30.02 | 1000 | 17.96 | 631.4648 | 0 | Heating | 84.1953 | #N/A | #N/A | #N/A | #N/A | 631.4648 | #N/A | #N/A | 2.8673 | #N/A | 0 | 0 | 0 | 0 | 0 | 0 | 0 | 0.2807% | 1 | 50% | 0% | 0% | 0% | 8.2745 | 0 | 0 | 0 | 8.2745 | #N/A
2007-02-19 08:00 | 2 | 19 | 8 | 50.2917 | 1184 | 17.96 | 30.02 | 1000 | 17.96 | 395.9035 | 0 | Heating | 52.7871 | #N/A | #N/A | #N/A | #N/A | 395.9035 | #N/A | #N/A | 2.8673 | #N/A | 0 | 0 | 0 | 0 | 0 | 0 | 0 | 0.176% | 1 | 50% | 0% | 0% | 0% | 8.2745 | 0 | 0 | 0 | 8.2745 | #N/A
2007-02-19 09:00 | 2 | 19 | 9 | 50.3334 | 1185 | 26.06 | 30.92 | 999 | 26.06 | 178.395 | 0 | Heating | 23.786 | #N/A | #N/A | #N/A | #N/A | 178.395 | #N/A | #N/A | 3.0859 | #N/A | 0 | 0 | 0 | 0 | 0 | 0 | 0 | 0.07929% | 1 | 50% | 0% | 0% | 0% | 8.2745 | 0 | 0 | 0 | 8.2745 | #N/A
2007-02-19 10:00 | 2 | 19 | 10 | 50.3751 | 1186 | 33.08 | 30.02 | 999 | 33.08 | 149.4798 | 0 | Heating | 19.9306 | #N/A | #N/A | #N/A | #N/A | 149.4798 | #N/A | #N/A | 3.3624 | #N/A | 0 | 0 | 0 | 0 | 0 | 0 | 0 | 0.06644% | 1 | 50% | 0% | 0% | 0% | 8.2745 | 0 | 0 | 0 | 8.2745 | #N/A
2007-02-19 11:00 | 2 | 19 | 11 | 50.4167 | 1187 | 33.08 | 30.92 | 998 | 33.08 | 144.6237 | 0 | Heating | 19.2832 | #N/A | #N/A | #N/A | #N/A | 144.6237 | #N/A | #N/A | 3.3624 | #N/A | 0 | 0 | 0 | 0 | 0 | 0 | 0 | 0.06428% | 1 | 50% | 0% | 0% | 0% | 8.2745 | 0 | 0 | 0 | 8.2745 | #N/A
2007-02-19 12:00 | 2 | 19 | 12 | 50.4584 | 1188 | 39.02 | 33.98 | 997 | 39.02 | 91.1873 | 0 | Heating | 12.1583 | #N/A | #N/A | #N/A | #N/A | 91.1873 | #N/A | #N/A | 3.6785 | #N/A | 0 | 0 | 0 | 0 | 0 | 0 | 0 | 0.04053% | 1 | 50% | 0% | 0% | 0% | 8.2745 | 0 | 0 | 0 | 8.2745 | #N/A
2007-02-19 13:00 | 2 | 19 | 13 | 50.5001 | 1189 | 41 | 33.98 | 997 | 41 | 119.6753 | 0 | Heating | 15.9567 | #N/A | #N/A | #N/A | #N/A | 119.6753 | #N/A | #N/A | 3.8033 | #N/A | 0 | 0 | 0 | 0 | 0 | 0 | 0 | 0.05319% | 1 | 50% | 0% | 0% | 0% | 8.2745 | 0 | 0 | 0 | 8.2745 | #N/A
2007-02-19 14:00 | 2 | 19 | 14 | 50.5417 | 1190 | 42.08 | 33.98 | 996 | 42.08 | 71.4648 | 0 | Heating | 9.5286 | #N/A | #N/A | #N/A | #N/A | 71.4648 | #N/A | #N/A | 3.8759 | #N/A | 0 | 0 | 0 | 0 | 0 | 0 | 0 | 0.03176% | 1 | 50% | 0% | 0% | 0% | 8.2745 | 0 | 0 | 0 | 8.2745 | #N/A
2007-02-19 15:00 | 2 | 19 | 15 | 50.5834 | 1191 | 37.94 | 33.98 | 995 | 37.94 | 74.3739 | 0 | Heating | 9.9165 | #N/A | #N/A | #N/A | #N/A | 74.3739 | #N/A | #N/A | 3.6146 | #N/A | 0 | 0 | 0 | 0 | 0 | 0 | 0 | 0.03306% | 1 | 50% | 0% | 0% | 0% | 8.2745 | 0 | 0 | 0 | 8.2745 | #N/A
2007-02-19 16:00 | 2 | 19 | 16 | 50.6251 | 1192 | 37.04 | 33.98 | 995 | 37.04 | 84.1938 | 0 | Heating | 11.2258 | #N/A | #N/A | #N/A | #N/A | 84.1938 | #N/A | #N/A | 3.5637 | #N/A | 0 | 0 | 0 | 0 | 0 | 0 | 0 | 0.03742% | 1 | 50% | 0% | 0% | 0% | 8.2745 | 0 | 0 | 0 | 8.2745 | #N/A
2007-02-19 17:00 | 2 | 19 | 17 | 50.6667 | 1193 | 37.04 | 33.98 | 995 | 37.04 | 66.5699 | 0 | Heating | 8.876 | #N/A | #N/A | #N/A | #N/A | 66.5699 | #N/A | #N/A | 3.5637 | #N/A | 0 | 0 | 0 | 0 | 0 | 0 | 0 | 0.02959% | 1 | 50% | 0% | 0% | 0% | 8.2745 | 0 | 0 | 0 | 8.2745 | #N/A
2007-02-19 18:00 | 2 | 19 | 18 | 50.7084 | 1194 | 37.4 | 33.98 | 996 | 37.4 | 97.5438 | 0 | Heating | 13.0058 | #N/A | #N/A | #N/A | #N/A | 97.5438 | #N/A | #N/A | 3.5838 | #N/A | 0 | 0 | 0 | 0 | 0 | 0 | 0 | 0.04335% | 1 | 50% | 0% | 0% | 0% | 8.2745 | 0 | 0 | 0 | 8.2745 | #N/A
2007-02-19 19:00 | 2 | 19 | 19 | 50.7501 | 1195 | 35.6 | 33.98 | 996 | 35.6 | 155.8939 | 0 | Heating | 20.7859 | #N/A | #N/A | #N/A | #N/A | 155.8939 | #N/A | #N/A | 3.4863 | #N/A | 0 | 0 | 0 | 0 | 0 | 0 | 0 | 0.06929% | 1 | 50% | 0% | 0% | 0% | 8.2745 | 0 | 0 | 0 | 8.2745 | #N/A
2007-02-19 20:00 | 2 | 19 | 20 | 50.7917 | 1196 | 35.96 | 33.98 | 996 | 35.96 | 175.1315 | 0 | Heating | 23.3509 | #N/A | #N/A | #N/A | #N/A | 175.1315 | #N/A | #N/A | 3.5052 | #N/A | 0 | 0 | 0 | 0 | 0 | 0 | 0 | 0.07784% | 1 | 50% | 0% | 0% | 0% | 8.2745 | 0 | 0 | 0 | 8.2745 | #N/A
2007-02-19 21:00 | 2 | 19 | 21 | 50.8334 | 1197 | 35.6 | 33.08 | 996 | 35.6 | 220.3986 | 0 | Heating | 29.3865 | #N/A | #N/A | #N/A | #N/A | 220.3986 | #N/A | #N/A | 3.4863 | #N/A | 0 | 0 | 0 | 0 | 0 | 0 | 0 | 0.09795% | 1 | 50% | 0% | 0% | 0% | 8.2745 | 0 | 0 | 0 | 8.2745 | #N/A
2007-02-19 22:00 | 2 | 19 | 22 | 50.8751 | 1198 | 35.06 | 33.08 | 996 | 35.06 | 248.1298 | 0 | Heating | 33.084 | #N/A | #N/A | #N/A | #N/A | 248.1298 | #N/A | #N/A | 3.4585 | #N/A | 0 | 0 | 0 | 0 | 0 | 0 | 0 | 0.1103% | 1 | 50% | 0% | 0% | 0% | 8.2745 | 0 | 0 | 0 | 8.2745 | #N/A
2007-02-19 23:00 | 2 | 19 | 23 | 50.9167 | 1199 | 35.06 | 32 | 996 | 35.06 | 2.2078 | 0 | Heating | 0.29438 | #N/A | #N/A | #N/A | #N/A | 2.2078 | #N/A | #N/A | 3.4585 | #N/A | 0 | 0 | 0 | 0 | 0 | 0 | 0 | 0.0009813% | 1 | 50% | 0% | 0% | 0% | 8.2745 | 0 | 0 | 0 | 8.2745 | #N/A
2007-02-20 | 2 | 20 | 0 | 50.9584 | 1200 | 33.8 | 32 | 996 | 33.8 | 10.6666 | 0 | Heating | 1.4222 | #N/A | #N/A | #N/A | #N/A | 10.6666 | #N/A | #N/A | 3.3963 | #N/A | 0 | 0 | 0 | 0 | 0 | 0 | 0 | 0.004741% | 1 | 50% | 0% | 0% | 0% | 8.2745 | 0 | 0 | 0 | 8.2745 | #N/A
2007-02-20 01:00 | 2 | 20 | 1 | 51.0001 | 1201 | 32 | 30.92 | 996 | 32 | 14.3951 | 0 | Heating | 1.9193 | #N/A | #N/A | #N/A | #N/A | 14.3951 | #N/A | #N/A | 3.3135 | #N/A | 0 | 0 | 0 | 0 | 0 | 0 | 0 | 0.006398% | 1 | 50% | 0% | 0% | 0% | 8.2745 | 0 | 0 | 0 | 8.2745 | #N/A
2007-02-20 02:00 | 2 | 20 | 2 | 51.0417 | 1202 | 32 | 30.92 | 996 | 32 | 19.0545 | 0 | Heating | 2.5406 | #N/A | #N/A | #N/A | #N/A | 19.0545 | #N/A | #N/A | 3.3135 | #N/A | 0 | 0 | 0 | 0 | 0 | 0 | 0 | 0.008469% | 1 | 50% | 0% | 0% | 0% | 8.2745 | 0 | 0 | 0 | 8.2745 | #N/A
2007-02-20 03:00 | 2 | 20 | 3 | 51.0834 | 1203 | 30.2 | 30.92 | 996 | 30.2 | 32.8635 | 0 | Heating | 4.3818 | #N/A | #N/A | #N/A | #N/A | 32.8635 | #N/A | #N/A | 3.2375 | #N/A | 0 | 0 | 0 | 0 | 0 | 0 | 0 | 0.01461% | 1 | 50% | 0% | 0% | 0% | 8.2745 | 0 | 0 | 0 | 8.2745 | #N/A
2007-02-20 04:00 | 2 | 20 | 4 | 51.1251 | 1204 | 28.94 | 30.92 | 996 | 28.94 | 48.8063 | 0 | Heating | 6.5075 | #N/A | #N/A | #N/A | #N/A | 48.8063 | #N/A | #N/A | 3.188 | #N/A | 0 | 0 | 0 | 0 | 0 | 0 | 0 | 0.02169% | 1 | 50% | 0% | 0% | 0% | 8.2745 | 0 | 0 | 0 | 8.2745 | #N/A
2007-02-20 05:00 | 2 | 20 | 5 | 51.1667 | 1205 | 28.94 | 30.92 | 996 | 28.94 | 63.6787 | 0 | Heating | 8.4905 | #N/A | #N/A | #N/A | #N/A | 63.6787 | #N/A | #N/A | 3.188 | #N/A | 0 | 0 | 0 | 0 | 0 | 0 | 0 | 0.0283% | 1 | 50% | 0% | 0% | 0% | 8.2745 | 0 | 0 | 0 | 8.2745 | #N/A
2007-02-20 06:00 | 2 | 20 | 6 | 51.2084 | 1206 | 26.96 | 30.92 | 997 | 26.96 | 61.8772 | 0 | Heating | 8.2503 | #N/A | #N/A | #N/A | #N/A | 61.8772 | #N/A | #N/A | 3.1163 | #N/A | 0 | 0 | 0 | 0 | 0 | 0 | 0 | 0.0275% | 1 | 50% | 0% | 0% | 0% | 8.2745 | 0 | 0 | 0 | 8.2745 | #N/A
2007-02-20 07:00 | 2 | 20 | 7 | 51.2501 | 1207 | 26.96 | 30.92 | 997 | 26.96 | 545.3217 | 0 | Heating | 72.7096 | #N/A | #N/A | #N/A | #N/A | 545.3217 | #N/A | #N/A | 3.1163 | #N/A | 0 | 0 | 0 | 0 | 0 | 0 | 0 | 0.2424% | 1 | 50% | 0% | 0% | 0% | 8.2745 | 0 | 0 | 0 | 8.2745 | #N/A
2007-02-20 08:00 | 2 | 20 | 8 | 51.2917 | 1208 | 26.96 | 30.92 | 997 | 26.96 | 328.6844 | 0 | Heating | 43.8246 | #N/A | #N/A | #N/A | #N/A | 328.6844 | #N/A | #N/A | 3.1163 | #N/A | 0 | 0 | 0 | 0 | 0 | 0 | 0 | 0.1461% | 1 | 50% | 0% | 0% | 0% | 8.2745 | 0 | 0 | 0 | 8.2745 | #N/A
2007-02-20 09:00 | 2 | 20 | 9 | 51.3334 | 1209 | 26.96 | 30.92 | 997 | 26.96 | 127.5698 | 0 | Heating | 17.0093 | #N/A | #N/A | #N/A | #N/A | 127.5698 | #N/A | #N/A | 3.1163 | #N/A | 0 | 0 | 0 | 0 | 0 | 0 | 0 | 0.0567% | 1 | 50% | 0% | 0% | 0% | 8.2745 | 0 | 0 | 0 | 8.2745 | #N/A
2007-02-20 10:00 | 2 | 20 | 10 | 51.3751 | 1210 | 28.94 | 30.92 | 997 | 28.94 | 86.5707 | 0 | Heating | 11.5428 | #N/A | #N/A | #N/A | #N/A | 86.5707 | #N/A | #N/A | 3.188 | #N/A | 0 | 0 | 0 | 0 | 0 | 0 | 0 | 0.03848% | 1 | 50% | 0% | 0% | 0% | 8.2745 | 0 | 0 | 0 | 8.2745 | #N/A
2007-02-20 11:00 | 2 | 20 | 11 | 51.4167 | 1211 | 28.94 | 32 | 996 | 28.94 | 89.1572 | 0 | Heating | 11.8876 | #N/A | #N/A | #N/A | #N/A | 89.1572 | #N/A | #N/A | 3.188 | #N/A | 0 | 0 | 0 | 0 | 0 | 0 | 0 | 0.03963% | 1 | 50% | 0% | 0% | 0% | 8.2745 | 0 | 0 | 0 | 8.2745 | #N/A
2007-02-20 12:00 | 2 | 20 | 12 | 51.4584 | 1212 | 28.94 | 32 | 996 | 28.94 | 63.9341 | 0 | Heating | 8.5245 | #N/A | #N/A | #N/A | #N/A | 63.9341 | #N/A | #N/A | 3.188 | #N/A | 0 | 0 | 0 | 0 | 0 | 0 | 0 | 0.02842% | 1 | 50% | 0% | 0% | 0% | 8.2745 | 0 | 0 | 0 | 8.2745 | #N/A
2007-02-20 13:00 | 2 | 20 | 13 | 51.5001 | 1213 | 28.94 | 33.08 | 995 | 28.94 | 61.1269 | 0 | Heating | 8.1503 | #N/A | #N/A | #N/A | #N/A | 61.1269 | #N/A | #N/A | 3.188 | #N/A | 0 | 0 | 0 | 0 | 0 | 0 | 0 | 0.02717% | 1 | 50% | 0% | 0% | 0% | 8.2745 | 0 | 0 | 0 | 8.2745 | #N/A
2007-02-20 14:00 | 2 | 20 | 14 | 51.5417 | 1214 | 28.94 | 33.08 | 993 | 28.94 | 13.2313 | 0 | Heating | 1.7642 | #N/A | #N/A | #N/A | #N/A | 13.2313 | #N/A | #N/A | 3.188 | #N/A | 0 | 0 | 0 | 0 | 0 | 0 | 0 | 0.005881% | 1 | 50% | 0% | 0% | 0% | 8.2745 | 0 | 0 | 0 | 8.2745 | #N/A
2007-02-20 15:00 | 2 | 20 | 15 | 51.5834 | 1215 | 28.94 | 32 | 993 | 28.94 | 11.3193 | 0 | Heating | 1.5092 | #N/A | #N/A | #N/A | #N/A | 11.3193 | #N/A | #N/A | 3.188 | #N/A | 0 | 0 | 0 | 0 | 0 | 0 | 0 | 0.005031% | 1 | 50% | 0% | 0% | 0% | 8.2745 | 0 | 0 | 0 | 8.2745 | #N/A
2007-02-20 16:00 | 2 | 20 | 16 | 51.6251 | 1216 | 28.04 | 30.92 | 992 | 28.04 | 13.5212 | 0 | Heating | 1.8028 | #N/A | #N/A | #N/A | #N/A | 13.5212 | #N/A | #N/A | 3.1545 | #N/A | 0 | 0 | 0 | 0 | 0 | 0 | 0 | 0.006009% | 1 | 50% | 0% | 0% | 0% | 8.2745 | 0 | 0 | 0 | 8.2745 | #N/A
2007-02-20 17:00 | 2 | 20 | 17 | 51.6667 | 1217 | 26.96 | 30.92 | 992 | 26.96 | 12.56 | 0 | Heating | 1.6747 | #N/A | #N/A | #N/A | #N/A | 12.56 | #N/A | #N/A | 3.1163 | #N/A | 0 | 0 | 0 | 0 | 0 | 0 | 0 | 0.005582% | 1 | 50% | 0% | 0% | 0% | 8.2745 | 0 | 0 | 0 | 8.2745 | #N/A
2007-02-20 18:00 | 2 | 20 | 18 | 51.7084 | 1218 | 26.06 | 30.92 | 992 | 26.06 | 26.3044 | 0 | Heating | 3.5073 | #N/A | #N/A | #N/A | #N/A | 26.3044 | #N/A | #N/A | 3.0859 | #N/A | 0 | 0 | 0 | 0 | 0 | 0 | 0 | 0.01169% | 1 | 50% | 0% | 0% | 0% | 8.2745 | 0 | 0 | 0 | 8.2745 | #N/A
2007-02-20 19:00 | 2 | 20 | 19 | 51.7501 | 1219 | 24.98 | 30.92 | 991 | 24.98 | 84.8798 | 0 | Heating | 11.3173 | #N/A | #N/A | #N/A | #N/A | 84.8798 | #N/A | #N/A | 3.0513 | #N/A | 0 | 0 | 0 | 0 | 0 | 0 | 0 | 0.03772% | 1 | 50% | 0% | 0% | 0% | 8.2745 | 0 | 0 | 0 | 8.2745 | #N/A
2007-02-20 20:00 | 2 | 20 | 20 | 51.7917 | 1220 | 24.98 | 30.92 | 991 | 24.98 | 107.8266 | 0 | Heating | 14.3769 | #N/A | #N/A | #N/A | #N/A | 107.8266 | #N/A | #N/A | 3.0513 | #N/A | 0 | 0 | 0 | 0 | 0 | 0 | 0 | 0.04792% | 1 | 50% | 0% | 0% | 0% | 8.2745 | 0 | 0 | 0 | 8.2745 | #N/A
2007-02-20 21:00 | 2 | 20 | 21 | 51.8334 | 1221 | 24.98 | 30.02 | 991 | 24.98 | 159.2324 | 0 | Heating | 21.231 | #N/A | #N/A | #N/A | #N/A | 159.2324 | #N/A | #N/A | 3.0513 | #N/A | 0 | 0 | 0 | 0 | 0 | 0 | 0 | 0.07077% | 1 | 50% | 0% | 0% | 0% | 8.2745 | 0 | 0 | 0 | 8.2745 | #N/A
2007-02-20 22:00 | 2 | 20 | 22 | 51.8751 | 1222 | 24.8 | 30.02 | 990 | 24.8 | 186.7632 | 0 | Heating | 24.9018 | #N/A | #N/A | #N/A | #N/A | 186.7632 | #N/A | #N/A | 3.0457 | #N/A | 0 | 0 | 0 | 0 | 0 | 0 | 0 | 0.08301% | 1 | 50% | 0% | 0% | 0% | 8.2745 | 0 | 0 | 0 | 8.2745 | #N/A
2007-02-20 23:00 | 2 | 20 | 23 | 51.9167 | 1223 | 24.98 | 30.02 | 989 | 24.98 | 0.4049 | 0 | Heating | 0.053986 | #N/A | #N/A | #N/A | #N/A | 0.4049 | #N/A | #N/A | 3.0513 | #N/A | 0 | 0 | 0 | 0 | 0 | 0 | 0 | 0.00018% | 1 | 50% | 0% | 0% | 0% | 8.2745 | 0 | 0 | 0 | 8.2745 | #N/A
2007-02-21 | 2 | 21 | 0 | 51.9584 | 1224 | 24.98 | 30.02 | 989 | 24.98 | 5.2495 | 0 | Heating | 0.69994 | #N/A | #N/A | #N/A | #N/A | 5.2495 | #N/A | #N/A | 3.0513 | #N/A | 0 | 0 | 0 | 0 | 0 | 0 | 0 | 0.002333% | 1 | 50% | 0% | 0% | 0% | 8.2745 | 0 | 0 | 0 | 8.2745 | #N/A
2007-02-21 01:00 | 2 | 21 | 1 | 52.0001 | 1225 | 24.08 | 30.92 | 988 | 24.08 | 9.2244 | 0 | Heating | 1.2299 | #N/A | #N/A | #N/A | #N/A | 9.2244 | #N/A | #N/A | 3.0238 | #N/A | 0 | 0 | 0 | 0 | 0 | 0 | 0 | 0.0041% | 1 | 50% | 0% | 0% | 0% | 8.2745 | 0 | 0 | 0 | 8.2745 | #N/A
2007-02-21 02:00 | 2 | 21 | 2 | 52.0417 | 1226 | 24.08 | 30.92 | 988 | 24.08 | 12.2017 | 0 | Heating | 1.6269 | #N/A | #N/A | #N/A | #N/A | 12.2017 | #N/A | #N/A | 3.0238 | #N/A | 0 | 0 | 0 | 0 | 0 | 0 | 0 | 0.005423% | 1 | 50% | 0% | 0% | 0% | 8.2745 | 0 | 0 | 0 | 8.2745 | #N/A
2007-02-21 03:00 | 2 | 21 | 3 | 52.0834 | 1227 | 24.08 | 30.92 | 987 | 24.08 | 14.416 | 0 | Heating | 1.9221 | #N/A | #N/A | #N/A | #N/A | 14.416 | #N/A | #N/A | 3.0238 | #N/A | 0 | 0 | 0 | 0 | 0 | 0 | 0 | 0.006407% | 1 | 50% | 0% | 0% | 0% | 8.2745 | 0 | 0 | 0 | 8.2745 | #N/A
2007-02-21 04:00 | 2 | 21 | 4 | 52.1251 | 1228 | 23 | 30.92 | 987 | 23 | 16.3773 | 0 | Heating | 2.1836 | #N/A | #N/A | #N/A | #N/A | 16.3773 | #N/A | #N/A | 2.9925 | #N/A | 0 | 0 | 0 | 0 | 0 | 0 | 0 | 0.007279% | 1 | 50% | 0% | 0% | 0% | 8.2745 | 0 | 0 | 0 | 8.2745 | #N/A
2007-02-21 05:00 | 2 | 21 | 5 | 52.1667 | 1229 | 23 | 30.92 | 987 | 23 | 18.178 | 0 | Heating | 2.4237 | #N/A | #N/A | #N/A | #N/A | 18.178 | #N/A | #N/A | 2.9925 | #N/A | 0 | 0 | 0 | 0 | 0 | 0 | 0 | 0.008079% | 1 | 50% | 0% | 0% | 0% | 8.2745 | 0 | 0 | 0 | 8.2745 | #N/A
2007-02-21 06:00 | 2 | 21 | 6 | 52.2084 | 1230 | 21.92 | 30.92 | 987 | 21.92 | 18.2813 | 0 | Heating | 2.4375 | #N/A | #N/A | #N/A | #N/A | 18.2813 | #N/A | #N/A | 2.9629 | #N/A | 0 | 0 | 0 | 0 | 0 | 0 | 0 | 0.008125% | 1 | 50% | 0% | 0% | 0% | 8.2745 | 0 | 0 | 0 | 8.2745 | #N/A
2007-02-21 07:00 | 2 | 21 | 7 | 52.2501 | 1231 | 21.2 | 30.92 | 987 | 21.2 | 513.4923 | 0 | Heating | 68.4656 | #N/A | #N/A | #N/A | #N/A | 513.4923 | #N/A | #N/A | 2.944 | #N/A | 0 | 0 | 0 | 0 | 0 | 0 | 0 | 0.2282% | 1 | 50% | 0% | 0% | 0% | 8.2745 | 0 | 0 | 0 | 8.2745 | #N/A
2007-02-21 08:00 | 2 | 21 | 8 | 52.2917 | 1232 | 19.94 | 32 | 988 | 19.94 | 286.7701 | 0 | Heating | 38.236 | #N/A | #N/A | #N/A | #N/A | 286.7701 | #N/A | #N/A | 2.9127 | #N/A | 0 | 0 | 0 | 0 | 0 | 0 | 0 | 0.1275% | 1 | 50% | 0% | 0% | 0% | 8.2745 | 0 | 0 | 0 | 8.2745 | #N/A
2007-02-21 09:00 | 2 | 21 | 9 | 52.3334 | 1233 | 19.04 | 32 | 988 | 19.04 | 87.7484 | 0 | Heating | 11.6998 | #N/A | #N/A | #N/A | #N/A | 87.7484 | #N/A | #N/A | 2.8915 | #N/A | 0 | 0 | 0 | 0 | 0 | 0 | 0 | 0.039% | 1 | 50% | 0% | 0% | 0% | 8.2745 | 0 | 0 | 0 | 8.2745 | #N/A
2007-02-21 10:00 | 2 | 21 | 10 | 52.3751 | 1234 | 19.94 | 33.08 | 989 | 19.94 | 60.6092 | 0 | Heating | 8.0812 | #N/A | #N/A | #N/A | #N/A | 60.6092 | #N/A | #N/A | 2.9127 | #N/A | 0 | 0 | 0 | 0 | 0 | 0 | 0 | 0.02694% | 1 | 50% | 0% | 0% | 0% | 8.2745 | 0 | 0 | 0 | 8.2745 | #N/A
2007-02-21 11:00 | 2 | 21 | 11 | 52.4167 | 1235 | 19.94 | 33.08 | 989 | 19.94 | 60.5853 | 0 | Heating | 8.078 | #N/A | #N/A | #N/A | #N/A | 60.5853 | #N/A | #N/A | 2.9127 | #N/A | 0 | 0 | 0 | 0 | 0 | 0 | 0 | 0.02693% | 1 | 50% | 0% | 0% | 0% | 8.2745 | 0 | 0 | 0 | 8.2745 | #N/A
2007-02-21 12:00 | 2 | 21 | 12 | 52.4584 | 1236 | 19.04 | 33.08 | 989 | 19.04 | 29.4153 | 0 | Heating | 3.922 | #N/A | #N/A | #N/A | #N/A | 29.4153 | #N/A | #N/A | 2.8915 | #N/A | 0 | 0 | 0 | 0 | 0 | 0 | 0 | 0.01307% | 1 | 50% | 0% | 0% | 0% | 8.2745 | 0 | 0 | 0 | 8.2745 | #N/A
2007-02-21 13:00 | 2 | 21 | 13 | 52.5001 | 1237 | 21.02 | 32 | 989 | 21.02 | 37.4745 | 0 | Heating | 4.9966 | #N/A | #N/A | #N/A | #N/A | 37.4745 | #N/A | #N/A | 2.9394 | #N/A | 0 | 0 | 0 | 0 | 0 | 0 | 0 | 0.01666% | 1 | 50% | 0% | 0% | 0% | 8.2745 | 0 | 0 | 0 | 8.2745 | #N/A
2007-02-21 14:00 | 2 | 21 | 14 | 52.5417 | 1238 | 21.02 | 32 | 989 | 21.02 | 11.0315 | 0 | Heating | 1.4709 | #N/A | #N/A | #N/A | #N/A | 11.0315 | #N/A | #N/A | 2.9394 | #N/A | 0 | 0 | 0 | 0 | 0 | 0 | 0 | 0.004903% | 1 | 50% | 0% | 0% | 0% | 8.2745 | 0 | 0 | 0 | 8.2745 | #N/A
2007-02-21 15:00 | 2 | 21 | 15 | 52.5834 | 1239 | 21.02 | 33.08 | 989 | 21.02 | 10.3635 | 0 | Heating | 1.3818 | #N/A | #N/A | #N/A | #N/A | 10.3635 | #N/A | #N/A | 2.9394 | #N/A | 0 | 0 | 0 | 0 | 0 | 0 | 0 | 0.004606% | 1 | 50% | 0% | 0% | 0% | 8.2745 | 0 | 0 | 0 | 8.2745 | #N/A
2007-02-21 16:00 | 2 | 21 | 16 | 52.6251 | 1240 | 21.02 | 33.98 | 989 | 21.02 | 11.0932 | 0 | Heating | 1.4791 | #N/A | #N/A | #N/A | #N/A | 11.0932 | #N/A | #N/A | 2.9394 | #N/A | 0 | 0 | 0 | 0 | 0 | 0 | 0 | 0.00493% | 1 | 50% | 0% | 0% | 0% | 8.2745 | 0 | 0 | 0 | 8.2745 | #N/A
2007-02-21 17:00 | 2 | 21 | 17 | 52.6667 | 1241 | 21.02 | 32 | 990 | 21.02 | 7.7118 | 0 | Heating | 1.0282 | #N/A | #N/A | #N/A | #N/A | 7.7118 | #N/A | #N/A | 2.9394 | #N/A | 0 | 0 | 0 | 0 | 0 | 0 | 0 | 0.003427% | 1 | 50% | 0% | 0% | 0% | 8.2745 | 0 | 0 | 0 | 8.2745 | #N/A
2007-02-21 18:00 | 2 | 21 | 18 | 52.7084 | 1242 | 19.04 | 30.02 | 991 | 19.04 | 12.4515 | 0 | Heating | 1.6602 | #N/A | #N/A | #N/A | #N/A | 12.4515 | #N/A | #N/A | 2.8915 | #N/A | 0 | 0 | 0 | 0 | 0 | 0 | 0 | 0.005534% | 1 | 50% | 0% | 0% | 0% | 8.2745 | 0 | 0 | 0 | 8.2745 | #N/A
2007-02-21 19:00 | 2 | 21 | 19 | 52.7501 | 1243 | 19.04 | 30.02 | 991 | 19.04 | 62.146 | 0 | Heating | 8.2861 | #N/A | #N/A | #N/A | #N/A | 62.146 | #N/A | #N/A | 2.8915 | #N/A | 0 | 0 | 0 | 0 | 0 | 0 | 0 | 0.02762% | 1 | 50% | 0% | 0% | 0% | 8.2745 | 0 | 0 | 0 | 8.2745 | #N/A
2007-02-21 20:00 | 2 | 21 | 20 | 52.7917 | 1244 | 19.04 | 30.92 | 992 | 19.04 | 88.0249 | 0 | Heating | 11.7366 | #N/A | #N/A | #N/A | #N/A | 88.0249 | #N/A | #N/A | 2.8915 | #N/A | 0 | 0 | 0 | 0 | 0 | 0 | 0 | 0.03912% | 1 | 50% | 0% | 0% | 0% | 8.2745 | 0 | 0 | 0 | 8.2745 | #N/A
2007-02-21 21:00 | 2 | 21 | 21 | 52.8334 | 1245 | 19.04 | 30.02 | 992 | 19.04 | 133.0231 | 0 | Heating | 17.7364 | #N/A | #N/A | #N/A | #N/A | 133.0231 | #N/A | #N/A | 2.8915 | #N/A | 0 | 0 | 0 | 0 | 0 | 0 | 0 | 0.05912% | 1 | 50% | 0% | 0% | 0% | 8.2745 | 0 | 0 | 0 | 8.2745 | #N/A
2007-02-21 22:00 | 2 | 21 | 22 | 52.8751 | 1246 | 19.94 | 28.94 | 993 | 19.94 | 158.0082 | 0 | Heating | 21.0678 | #N/A | #N/A | #N/A | #N/A | 158.0082 | #N/A | #N/A | 2.9127 | #N/A | 0 | 0 | 0 | 0 | 0 | 0 | 0 | 0.07023% | 1 | 50% | 0% | 0% | 0% | 8.2745 | 0 | 0 | 0 | 8.2745 | #N/A
2007-02-21 23:00 | 2 | 21 | 23 | 52.9167 | 1247 | 19.94 | 26.96 | 993 | 19.94 | 0 | 0 | Cooling | 0 | #N/A | #N/A | #N/A | #N/A | 0 | 0 | 0 | 0 | 0 | 0 | #N/A | #N/A | 88 | 88 | 0 | #N/A | 0% | 1 | 50% | 0% | 0% | 0% | 8.2745 | 0 | 0 | 0 | 8.2745 | #N/A
2007-02-22 | 2 | 22 | 0 | 52.9584 | 1248 | 21.92 | 24.98 | 994 | 21.92 | 1.8715 | 0 | Heating | 0.24953 | #N/A | #N/A | #N/A | #N/A | 1.8715 | #N/A | #N/A | 2.9629 | #N/A | 0 | 0 | 0 | 0 | 0 | 0 | 0 | 0.0008318% | 1 | 50% | 0% | 0% | 0% | 8.2745 | 0 | 0 | 0 | 8.2745 | #N/A
2007-02-22 01:00 | 2 | 22 | 1 | 53.0001 | 1249 | 21.92 | 24.98 | 994 | 21.92 | 6.3099 | 0 | Heating | 0.84132 | #N/A | #N/A | #N/A | #N/A | 6.3099 | #N/A | #N/A | 2.9629 | #N/A | 0 | 0 | 0 | 0 | 0 | 0 | 0 | 0.002804% | 1 | 50% | 0% | 0% | 0% | 8.2745 | 0 | 0 | 0 | 8.2745 | #N/A
2007-02-22 02:00 | 2 | 22 | 2 | 53.0417 | 1250 | 21.92 | 24.08 | 995 | 21.92 | 11.2078 | 0 | Heating | 1.4944 | #N/A | #N/A | #N/A | #N/A | 11.2078 | #N/A | #N/A | 2.9629 | #N/A | 0 | 0 | 0 | 0 | 0 | 0 | 0 | 0.004981% | 1 | 50% | 0% | 0% | 0% | 8.2745 | 0 | 0 | 0 | 8.2745 | #N/A
2007-02-22 03:00 | 2 | 22 | 3 | 53.0834 | 1251 | 21.2 | 24.08 | 995 | 21.2 | 17.4594 | 0 | Heating | 2.3279 | #N/A | #N/A | #N/A | #N/A | 17.4594 | #N/A | #N/A | 2.944 | #N/A | 0 | 0 | 0 | 0 | 0 | 0 | 0 | 0.00776% | 1 | 50% | 0% | 0% | 0% | 8.2745 | 0 | 0 | 0 | 8.2745 | #N/A
2007-02-22 04:00 | 2 | 22 | 4 | 53.1251 | 1252 | 21.02 | 24.98 | 996 | 21.02 | 26.647 | 0 | Heating | 3.5529 | #N/A | #N/A | #N/A | #N/A | 26.647 | #N/A | #N/A | 2.9394 | #N/A | 0 | 0 | 0 | 0 | 0 | 0 | 0 | 0.01184% | 1 | 50% | 0% | 0% | 0% | 8.2745 | 0 | 0 | 0 | 8.2745 | #N/A
2007-02-22 05:00 | 2 | 22 | 5 | 53.1667 | 1253 | 21.02 | 24.08 | 997 | 21.02 | 31.7492 | 0 | Heating | 4.2332 | #N/A | #N/A | #N/A | #N/A | 31.7492 | #N/A | #N/A | 2.9394 | #N/A | 0 | 0 | 0 | 0 | 0 | 0 | 0 | 0.01411% | 1 | 50% | 0% | 0% | 0% | 8.2745 | 0 | 0 | 0 | 8.2745 | #N/A
2007-02-22 06:00 | 2 | 22 | 6 | 53.2084 | 1254 | 19.94 | 23 | 997 | 19.94 | 39.038 | 0 | Heating | 5.2051 | #N/A | #N/A | #N/A | #N/A | 39.038 | #N/A | #N/A | 2.9127 | #N/A | 0 | 0 | 0 | 0 | 0 | 0 | 0 | 0.01735% | 1 | 50% | 0% | 0% | 0% | 8.2745 | 0 | 0 | 0 | 8.2745 | #N/A
2007-02-22 07:00 | 2 | 22 | 7 | 53.2501 | 1255 | 19.4 | 21.02 | 998 | 19.4 | 542.1562 | 0 | Heating | 72.2875 | #N/A | #N/A | #N/A | #N/A | 542.1562 | #N/A | #N/A | 2.8998 | #N/A | 0 | 0 | 0 | 0 | 0 | 0 | 0 | 0.241% | 1 | 50% | 0% | 0% | 0% | 8.2745 | 0 | 0 | 0 | 8.2745 | #N/A
2007-02-22 08:00 | 2 | 22 | 8 | 53.2917 | 1256 | 17.96 | 21.02 | 999 | 17.96 | 299.5792 | 0 | Heating | 39.9439 | #N/A | #N/A | #N/A | #N/A | 299.5792 | #N/A | #N/A | 2.8673 | #N/A | 0 | 0 | 0 | 0 | 0 | 0 | 0 | 0.1331% | 1 | 50% | 0% | 0% | 0% | 8.2745 | 0 | 0 | 0 | 8.2745 | #N/A
2007-02-22 09:00 | 2 | 22 | 9 | 53.3334 | 1257 | 21.2 | 19.94 | 1000 | 21.2 | 90.683 | 0 | Heating | 12.0911 | #N/A | #N/A | #N/A | #N/A | 90.683 | #N/A | #N/A | 2.944 | #N/A | 0 | 0 | 0 | 0 | 0 | 0 | 0 | 0.0403% | 1 | 50% | 0% | 0% | 0% | 8.2745 | 0 | 0 | 0 | 8.2745 | #N/A
2007-02-22 10:00 | 2 | 22 | 10 | 53.3751 | 1258 | 26.06 | 17.06 | 1000 | 26.06 | 66.8264 | 0 | Heating | 8.9102 | #N/A | #N/A | #N/A | #N/A | 66.8264 | #N/A | #N/A | 3.0859 | #N/A | 0 | 0 | 0 | 0 | 0 | 0 | 0 | 0.0297% | 1 | 50% | 0% | 0% | 0% | 8.2745 | 0 | 0 | 0 | 8.2745 | #N/A
2007-02-22 11:00 | 2 | 22 | 11 | 53.4167 | 1259 | 26.06 | 17.96 | 1000 | 26.06 | 64.2484 | 0 | Heating | 8.5665 | #N/A | #N/A | #N/A | #N/A | 64.2484 | #N/A | #N/A | 3.0859 | #N/A | 0 | 0 | 0 | 0 | 0 | 0 | 0 | 0.02855% | 1 | 50% | 0% | 0% | 0% | 8.2745 | 0 | 0 | 0 | 8.2745 | #N/A
2007-02-22 12:00 | 2 | 22 | 12 | 53.4584 | 1260 | 30.02 | 19.04 | 1000 | 30.02 | 50.6243 | 0 | Heating | 6.7499 | #N/A | #N/A | #N/A | #N/A | 50.6243 | #N/A | #N/A | 3.2302 | #N/A | 0 | 0 | 0 | 0 | 0 | 0 | 0 | 0.0225% | 1 | 50% | 0% | 0% | 0% | 8.2745 | 0 | 0 | 0 | 8.2745 | #N/A
2007-02-22 13:00 | 2 | 22 | 13 | 53.5001 | 1261 | 33.08 | 17.06 | 1000 | 33.08 | 57.0341 | 0 | Heating | 7.6045 | #N/A | #N/A | #N/A | #N/A | 57.0341 | #N/A | #N/A | 3.3624 | #N/A | 0 | 0 | 0 | 0 | 0 | 0 | 0 | 0.02535% | 1 | 50% | 0% | 0% | 0% | 8.2745 | 0 | 0 | 0 | 8.2745 | #N/A
2007-02-22 14:00 | 2 | 22 | 14 | 53.5417 | 1262 | 33.08 | 15.98 | 1000 | 33.08 | 23.2364 | 0 | Heating | 3.0982 | #N/A | #N/A | #N/A | #N/A | 23.2364 | #N/A | #N/A | 3.3624 | #N/A | 0 | 0 | 0 | 0 | 0 | 0 | 0 | 0.01033% | 1 | 50% | 0% | 0% | 0% | 8.2745 | 0 | 0 | 0 | 8.2745 | #N/A
2007-02-22 15:00 | 2 | 22 | 15 | 53.5834 | 1263 | 35.06 | 17.96 | 1000 | 35.06 | 18.4307 | 0 | Heating | 2.4574 | #N/A | #N/A | #N/A | #N/A | 18.4307 | #N/A | #N/A | 3.4585 | #N/A | 0 | 0 | 0 | 0 | 0 | 0 | 0 | 0.008191% | 1 | 50% | 0% | 0% | 0% | 8.2745 | 0 | 0 | 0 | 8.2745 | #N/A
2007-02-22 16:00 | 2 | 22 | 16 | 53.6251 | 1264 | 35.06 | 19.94 | 1000 | 35.06 | 18.1877 | 0 | Heating | 2.425 | #N/A | #N/A | #N/A | #N/A | 18.1877 | #N/A | #N/A | 3.4585 | #N/A | 0 | 0 | 0 | 0 | 0 | 0 | 0 | 0.008083% | 1 | 50% | 0% | 0% | 0% | 8.2745 | 0 | 0 | 0 | 8.2745 | #N/A
2007-02-22 17:00 | 2 | 22 | 17 | 53.6667 | 1265 | 35.06 | 23 | 1000 | 35.06 | 10.716 | 0 | Heating | 1.4288 | #N/A | #N/A | #N/A | #N/A | 10.716 | #N/A | #N/A | 3.4585 | #N/A | 0 | 0 | 0 | 0 | 0 | 0 | 0 | 0.004763% | 1 | 50% | 0% | 0% | 0% | 8.2745 | 0 | 0 | 0 | 8.2745 | #N/A
2007-02-22 18:00 | 2 | 22 | 18 | 53.7084 | 1266 | 33.98 | 24.98 | 1001 | 33.98 | 22.9314 | 0 | Heating | 3.0575 | #N/A | #N/A | #N/A | #N/A | 22.9314 | #N/A | #N/A | 3.405 | #N/A | 0 | 0 | 0 | 0 | 0 | 0 | 0 | 0.01019% | 1 | 50% | 0% | 0% | 0% | 8.2745 | 0 | 0 | 0 | 8.2745 | #N/A
2007-02-22 19:00 | 2 | 22 | 19 | 53.7501 | 1267 | 33.08 | 26.96 | 1002 | 33.08 | 62.3064 | 0 | Heating | 8.3075 | #N/A | #N/A | #N/A | #N/A | 62.3064 | #N/A | #N/A | 3.3624 | #N/A | 0 | 0 | 0 | 0 | 0 | 0 | 0 | 0.02769% | 1 | 50% | 0% | 0% | 0% | 8.2745 | 0 | 0 | 0 | 8.2745 | #N/A
2007-02-22 20:00 | 2 | 22 | 20 | 53.7917 | 1268 | 33.08 | 26.06 | 1002 | 33.08 | 89.1689 | 0 | Heating | 11.8892 | #N/A | #N/A | #N/A | #N/A | 89.1689 | #N/A | #N/A | 3.3624 | #N/A | 0 | 0 | 0 | 0 | 0 | 0 | 0 | 0.03963% | 1 | 50% | 0% | 0% | 0% | 8.2745 | 0 | 0 | 0 | 8.2745 | #N/A
2007-02-22 21:00 | 2 | 22 | 21 | 53.8334 | 1269 | 33.08 | 26.06 | 1003 | 33.08 | 144.7687 | 0 | Heating | 19.3025 | #N/A | #N/A | #N/A | #N/A | 144.7687 | #N/A | #N/A | 3.3624 | #N/A | 0 | 0 | 0 | 0 | 0 | 0 | 0 | 0.06434% | 1 | 50% | 0% | 0% | 0% | 8.2745 | 0 | 0 | 0 | 8.2745 | #N/A
2007-02-22 22:00 | 2 | 22 | 22 | 53.8751 | 1270 | 33.98 | 24.98 | 1003 | 33.98 | 189.3403 | 0 | Heating | 25.2454 | #N/A | #N/A | #N/A | #N/A | 189.3403 | #N/A | #N/A | 3.405 | #N/A | 0 | 0 | 0 | 0 | 0 | 0 | 0 | 0.08415% | 1 | 50% | 0% | 0% | 0% | 8.2745 | 0 | 0 | 0 | 8.2745 | #N/A
2007-02-22 23:00 | 2 | 22 | 23 | 53.9167 | 1271 | 33.98 | 24.98 | 1003 | 33.98 | 1.8079 | 0 | Heating | 0.24106 | #N/A | #N/A | #N/A | #N/A | 1.8079 | #N/A | #N/A | 3.405 | #N/A | 0 | 0 | 0 | 0 | 0 | 0 | 0 | 0.0008035% | 1 | 50% | 0% | 0% | 0% | 8.2745 | 0 | 0 | 0 | 8.2745 | #N/A
2007-02-23 | 2 | 23 | 0 | 53.9584 | 1272 | 33.98 | 26.96 | 1003 | 33.98 | 7.5485 | 0 | Heating | 1.0065 | #N/A | #N/A | #N/A | #N/A | 7.5485 | #N/A | #N/A | 3.405 | #N/A | 0 | 0 | 0 | 0 | 0 | 0 | 0 | 0.003355% | 1 | 50% | 0% | 0% | 0% | 8.2745 | 0 | 0 | 0 | 8.2745 | #N/A
2007-02-23 01:00 | 2 | 23 | 1 | 54.0001 | 1273 | 33.98 | 26.96 | 1003 | 33.98 | 11.7779 | 0 | Heating | 1.5704 | #N/A | #N/A | #N/A | #N/A | 11.7779 | #N/A | #N/A | 3.405 | #N/A | 0 | 0 | 0 | 0 | 0 | 0 | 0 | 0.005235% | 1 | 50% | 0% | 0% | 0% | 8.2745 | 0 | 0 | 0 | 8.2745 | #N/A
2007-02-23 02:00 | 2 | 23 | 2 | 54.0417 | 1274 | 33.98 | 26.96 | 1002 | 33.98 | 14.5184 | 0 | Heating | 1.9358 | #N/A | #N/A | #N/A | #N/A | 14.5184 | #N/A | #N/A | 3.405 | #N/A | 0 | 0 | 0 | 0 | 0 | 0 | 0 | 0.006453% | 1 | 50% | 0% | 0% | 0% | 8.2745 | 0 | 0 | 0 | 8.2745 | #N/A
2007-02-23 03:00 | 2 | 23 | 3 | 54.0834 | 1275 | 33.8 | 26.96 | 1001 | 33.8 | 16.6942 | 0 | Heating | 2.2259 | #N/A | #N/A | #N/A | #N/A | 16.6942 | #N/A | #N/A | 3.3963 | #N/A | 0 | 0 | 0 | 0 | 0 | 0 | 0 | 0.00742% | 1 | 50% | 0% | 0% | 0% | 8.2745 | 0 | 0 | 0 | 8.2745 | #N/A
2007-02-23 04:00 | 2 | 23 | 4 | 54.1251 | 1276 | 33.08 | 26.96 | 1001 | 33.08 | 17.8649 | 0 | Heating | 2.382 | #N/A | #N/A | #N/A | #N/A | 17.8649 | #N/A | #N/A | 3.3624 | #N/A | 0 | 0 | 0 | 0 | 0 | 0 | 0 | 0.00794% | 1 | 50% | 0% | 0% | 0% | 8.2745 | 0 | 0 | 0 | 8.2745 | #N/A
2007-02-23 05:00 | 2 | 23 | 5 | 54.1667 | 1277 | 33.08 | 26.96 | 1001 | 33.08 | 20.0366 | 0 | Heating | 2.6715 | #N/A | #N/A | #N/A | #N/A | 20.0366 | #N/A | #N/A | 3.3624 | #N/A | 0 | 0 | 0 | 0 | 0 | 0 | 0 | 0.008905% | 1 | 50% | 0% | 0% | 0% | 8.2745 | 0 | 0 | 0 | 8.2745 | #N/A
2007-02-23 06:00 | 2 | 23 | 6 | 54.2084 | 1278 | 32 | 26.96 | 1001 | 32 | 18.447 | 0 | Heating | 2.4596 | #N/A | #N/A | #N/A | #N/A | 18.447 | #N/A | #N/A | 3.3135 | #N/A | 0 | 0 | 0 | 0 | 0 | 0 | 0 | 0.008199% | 1 | 50% | 0% | 0% | 0% | 8.2745 | 0 | 0 | 0 | 8.2745 | #N/A
2007-02-23 07:00 | 2 | 23 | 7 | 54.2501 | 1279 | 33.08 | 28.04 | 1001 | 33.08 | 461.4163 | 0 | Heating | 61.5222 | #N/A | #N/A | #N/A | #N/A | 461.4163 | #N/A | #N/A | 3.3624 | #N/A | 0 | 0 | 0 | 0 | 0 | 0 | 0 | 0.2051% | 1 | 50% | 0% | 0% | 0% | 8.2745 | 0 | 0 | 0 | 8.2745 | #N/A
2007-02-23 08:00 | 2 | 23 | 8 | 54.2917 | 1280 | 33.08 | 28.04 | 1000 | 33.08 | 271.2181 | 0 | Heating | 36.1624 | #N/A | #N/A | #N/A | #N/A | 271.2181 | #N/A | #N/A | 3.3624 | #N/A | 0 | 0 | 0 | 0 | 0 | 0 | 0 | 0.1205% | 1 | 50% | 0% | 0% | 0% | 8.2745 | 0 | 0 | 0 | 8.2745 | #N/A
2007-02-23 09:00 | 2 | 23 | 9 | 54.3334 | 1281 | 33.98 | 28.04 | 1000 | 33.98 | 161.1948 | 0 | Heating | 21.4926 | #N/A | #N/A | #N/A | #N/A | 161.1948 | #N/A | #N/A | 3.405 | #N/A | 0 | 0 | 0 | 0 | 0 | 0 | 0 | 0.07164% | 1 | 50% | 0% | 0% | 0% | 8.2745 | 0 | 0 | 0 | 8.2745 | #N/A
2007-02-23 10:00 | 2 | 23 | 10 | 54.3751 | 1282 | 33.98 | 28.94 | 999 | 33.98 | 140.5953 | 0 | Heating | 18.746 | #N/A | #N/A | #N/A | #N/A | 140.5953 | #N/A | #N/A | 3.405 | #N/A | 0 | 0 | 0 | 0 | 0 | 0 | 0 | 0.06249% | 1 | 50% | 0% | 0% | 0% | 8.2745 | 0 | 0 | 0 | 8.2745 | #N/A
2007-02-23 11:00 | 2 | 23 | 11 | 54.4167 | 1283 | 33.98 | 28.04 | 998 | 33.98 | 141.4414 | 0 | Heating | 18.8589 | #N/A | #N/A | #N/A | #N/A | 141.4414 | #N/A | #N/A | 3.405 | #N/A | 0 | 0 | 0 | 0 | 0 | 0 | 0 | 0.06286% | 1 | 50% | 0% | 0% | 0% | 8.2745 | 0 | 0 | 0 | 8.2745 | #N/A
2007-02-23 12:00 | 2 | 23 | 12 | 54.4584 | 1284 | 35.06 | 28.04 | 998 | 35.06 | 125.9554 | 0 | Heating | 16.7941 | #N/A | #N/A | #N/A | #N/A | 125.9554 | #N/A | #N/A | 3.4585 | #N/A | 0 | 0 | 0 | 0 | 0 | 0 | 0 | 0.05598% | 1 | 50% | 0% | 0% | 0% | 8.2745 | 0 | 0 | 0 | 8.2745 | #N/A
2007-02-23 13:00 | 2 | 23 | 13 | 54.5001 | 1285 | 33.8 | 30.02 | 997 | 33.8 | 110.3838 | 0 | Heating | 14.7178 | #N/A | #N/A | #N/A | #N/A | 110.3838 | #N/A | #N/A | 3.3963 | #N/A | 0 | 0 | 0 | 0 | 0 | 0 | 0 | 0.04906% | 1 | 50% | 0% | 0% | 0% | 8.2745 | 0 | 0 | 0 | 8.2745 | #N/A
2007-02-23 14:00 | 2 | 23 | 14 | 54.5417 | 1286 | 33.98 | 30.92 | 997 | 33.98 | 107.2759 | 0 | Heating | 14.3034 | #N/A | #N/A | #N/A | #N/A | 107.2759 | #N/A | #N/A | 3.405 | #N/A | 0 | 0 | 0 | 0 | 0 | 0 | 0 | 0.04768% | 1 | 50% | 0% | 0% | 0% | 8.2745 | 0 | 0 | 0 | 8.2745 | #N/A
2007-02-23 15:00 | 2 | 23 | 15 | 54.5834 | 1287 | 35.6 | 32 | 998 | 35.6 | 173.9926 | 0 | Heating | 23.199 | #N/A | #N/A | #N/A | #N/A | 173.9926 | #N/A | #N/A | 3.4863 | #N/A | 0 | 0 | 0 | 0 | 0 | 0 | 0 | 0.07733% | 1 | 50% | 0% | 0% | 0% | 8.2745 | 0 | 0 | 0 | 8.2745 | #N/A
2007-02-23 16:00 | 2 | 23 | 16 | 54.6251 | 1288 | 35.6 | 32 | 998 | 35.6 | 193.2921 | 0 | Heating | 25.7723 | #N/A | #N/A | #N/A | #N/A | 193.2921 | #N/A | #N/A | 3.4863 | #N/A | 0 | 0 | 0 | 0 | 0 | 0 | 0 | 0.08591% | 1 | 50% | 0% | 0% | 0% | 8.2745 | 0 | 0 | 0 | 8.2745 | #N/A
2007-02-23 17:00 | 2 | 23 | 17 | 54.6667 | 1289 | 35.96 | 32 | 999 | 35.96 | 167.5627 | 0 | Heating | 22.3417 | #N/A | #N/A | #N/A | #N/A | 167.5627 | #N/A | #N/A | 3.5052 | #N/A | 0 | 0 | 0 | 0 | 0 | 0 | 0 | 0.07447% | 1 | 50% | 0% | 0% | 0% | 8.2745 | 0 | 0 | 0 | 8.2745 | #N/A
2007-02-23 18:00 | 2 | 23 | 18 | 54.7084 | 1290 | 35.96 | 33.08 | 1000 | 35.96 | 199.1442 | 0 | Heating | 26.5526 | #N/A | #N/A | #N/A | #N/A | 199.1442 | #N/A | #N/A | 3.5052 | #N/A | 0 | 0 | 0 | 0 | 0 | 0 | 0 | 0.08851% | 1 | 50% | 0% | 0% | 0% | 8.2745 | 0 | 0 | 0 | 8.2745 | #N/A
2007-02-23 19:00 | 2 | 23 | 19 | 54.7501 | 1291 | 35.96 | 33.08 | 1000 | 35.96 | 0 | 0 | Cooling | 0 | #N/A | #N/A | #N/A | #N/A | 0 | 0 | 0 | 0 | 0 | 0 | #N/A | #N/A | 88 | 88 | 0 | #N/A | 0% | 1 | 50% | 0% | 0% | 0% | 8.2745 | 0 | 0 | 0 | 8.2745 | #N/A
2007-02-23 20:00 | 2 | 23 | 20 | 54.7917 | 1292 | 35.96 | 32 | 1001 | 35.96 | 3.1558 | 0 | Heating | 0.42077 | #N/A | #N/A | #N/A | #N/A | 3.1558 | #N/A | #N/A | 3.5052 | #N/A | 0 | 0 | 0 | 0 | 0 | 0 | 0 | 0.001403% | 1 | 50% | 0% | 0% | 0% | 8.2745 | 0 | 0 | 0 | 8.2745 | #N/A
2007-02-23 21:00 | 2 | 23 | 21 | 54.8334 | 1293 | 35.96 | 30.92 | 1001 | 35.96 | 5.9045 | 0 | Heating | 0.78726 | #N/A | #N/A | #N/A | #N/A | 5.9045 | #N/A | #N/A | 3.5052 | #N/A | 0 | 0 | 0 | 0 | 0 | 0 | 0 | 0.002624% | 1 | 50% | 0% | 0% | 0% | 8.2745 | 0 | 0 | 0 | 8.2745 | #N/A
2007-02-23 22:00 | 2 | 23 | 22 | 54.8751 | 1294 | 35.96 | 21.02 | 1003 | 35.96 | 11.1056 | 0 | Heating | 1.4807 | #N/A | #N/A | #N/A | #N/A | 11.1056 | #N/A | #N/A | 3.5052 | #N/A | 0 | 0 | 0 | 0 | 0 | 0 | 0 | 0.004936% | 1 | 50% | 0% | 0% | 0% | 8.2745 | 0 | 0 | 0 | 8.2745 | #N/A
2007-02-23 23:00 | 2 | 23 | 23 | 54.9167 | 1295 | 35.96 | 17.96 | 1003 | 35.96 | 28.2125 | 0 | Heating | 3.7617 | #N/A | #N/A | #N/A | #N/A | 28.2125 | #N/A | #N/A | 3.5052 | #N/A | 0 | 0 | 0 | 0 | 0 | 0 | 0 | 0.01254% | 1 | 50% | 0% | 0% | 0% | 8.2745 | 0 | 0 | 0 | 8.2745 | #N/A
2007-02-24 | 2 | 24 | 0 | 54.9584 | 1296 | 35.06 | 8.96 | 1005 | 35.06 | 155.4013 | 0 | Heating | 20.7202 | #N/A | #N/A | #N/A | #N/A | 155.4013 | #N/A | #N/A | 3.4585 | #N/A | 0 | 0 | 0 | 0 | 0 | 0 | 0 | 0.06907% | 1 | 50% | 0% | 0% | 0% | 8.2745 | 0 | 0 | 0 | 8.2745 | #N/A
2007-02-24 01:00 | 2 | 24 | 1 | 55.0001 | 1297 | 33.98 | 8.96 | 1006 | 33.98 | 244.8678 | 0 | Heating | 32.649 | #N/A | #N/A | #N/A | #N/A | 244.8678 | #N/A | #N/A | 3.405 | #N/A | 0 | 0 | 0 | 0 | 0 | 0 | 0 | 0.1088% | 1 | 50% | 0% | 0% | 0% | 8.2745 | 0 | 0 | 0 | 8.2745 | #N/A
2007-02-24 02:00 | 2 | 24 | 2 | 55.0417 | 1298 | 33.98 | 8.06 | 1007 | 33.98 | 289.1054 | 0 | Heating | 38.5474 | #N/A | #N/A | #N/A | #N/A | 289.1054 | #N/A | #N/A | 3.405 | #N/A | 0 | 0 | 0 | 0 | 0 | 0 | 0 | 0.1285% | 1 | 50% | 0% | 0% | 0% | 8.2745 | 0 | 0 | 0 | 8.2745 | #N/A
2007-02-24 03:00 | 2 | 24 | 3 | 55.0834 | 1299 | 33.8 | 6.08 | 1007 | 33.8 | 339.1065 | 0 | Heating | 45.2142 | #N/A | #N/A | #N/A | #N/A | 339.1065 | #N/A | #N/A | 3.3963 | #N/A | 0 | 0 | 0 | 0 | 0 | 0 | 0 | 0.1507% | 1 | 50% | 0% | 0% | 0% | 8.2745 | 0 | 0 | 0 | 8.2745 | #N/A
2007-02-24 04:00 | 2 | 24 | 4 | 55.1251 | 1300 | 33.8 | 3.92 | 1006 | 33.8 | 388.822 | 0 | Heating | 51.8429 | #N/A | #N/A | #N/A | #N/A | 388.822 | #N/A | #N/A | 3.3963 | #N/A | 0 | 0 | 0 | 0 | 0 | 0 | 0 | 0.1728% | 1 | 50% | 0% | 0% | 0% | 8.2745 | 0 | 0 | 0 | 8.2745 | #N/A
2007-02-24 05:00 | 2 | 24 | 5 | 55.1667 | 1301 | 33.08 | 5 | 1006 | 33.08 | 425.0719 | 0 | Heating | 56.6762 | #N/A | #N/A | #N/A | #N/A | 425.0719 | #N/A | #N/A | 3.3624 | #N/A | 0 | 0 | 0 | 0 | 0 | 0 | 0 | 0.1889% | 1 | 50% | 0% | 0% | 0% | 8.2745 | 0 | 0 | 0 | 8.2745 | #N/A
2007-02-24 06:00 | 2 | 24 | 6 | 55.2084 | 1302 | 32 | 5 | 1006 | 32 | 449.725 | 0 | Heating | 59.9633 | #N/A | #N/A | #N/A | #N/A | 449.725 | #N/A | #N/A | 3.3135 | #N/A | 0 | 0 | 0 | 0 | 0 | 0 | 0 | 0.1999% | 1 | 50% | 0% | 0% | 0% | 8.2745 | 0 | 0 | 0 | 8.2745 | #N/A
2007-02-24 07:00 | 2 | 24 | 7 | 55.2501 | 1303 | 32 | 3.92 | 1007 | 32 | 436.2707 | 0 | Heating | 58.1694 | #N/A | #N/A | #N/A | #N/A | 436.2707 | #N/A | #N/A | 3.3135 | #N/A | 0 | 0 | 0 | 0 | 0 | 0 | 0 | 0.1939% | 1 | 50% | 0% | 0% | 0% | 8.2745 | 0 | 0 | 0 | 8.2745 | #N/A
2007-02-24 08:00 | 2 | 24 | 8 | 55.2917 | 1304 | 33.08 | 3.92 | 1008 | 33.08 | 409.1569 | 0 | Heating | 54.5543 | #N/A | #N/A | #N/A | #N/A | 409.1569 | #N/A | #N/A | 3.3624 | #N/A | 0 | 0 | 0 | 0 | 0 | 0 | 0 | 0.1818% | 1 | 50% | 0% | 0% | 0% | 8.2745 | 0 | 0 | 0 | 8.2745 | #N/A
2007-02-24 09:00 | 2 | 24 | 9 | 55.3334 | 1305 | 33.8 | 5 | 1008 | 33.8 | 391.3882 | 0 | Heating | 52.1851 | #N/A | #N/A | #N/A | #N/A | 391.3882 | #N/A | #N/A | 3.3963 | #N/A | 0 | 0 | 0 | 0 | 0 | 0 | 0 | 0.174% | 1 | 50% | 0% | 0% | 0% | 8.2745 | 0 | 0 | 0 | 8.2745 | #N/A
2007-02-24 10:00 | 2 | 24 | 10 | 55.3751 | 1306 | 35.6 | 5 | 1007 | 35.6 | 373.0398 | 0 | Heating | 49.7386 | #N/A | #N/A | #N/A | #N/A | 373.0398 | #N/A | #N/A | 3.4863 | #N/A | 0 | 0 | 0 | 0 | 0 | 0 | 0 | 0.1658% | 1 | 50% | 0% | 0% | 0% | 8.2745 | 0 | 0 | 0 | 8.2745 | #N/A
2007-02-24 11:00 | 2 | 24 | 11 | 55.4167 | 1307 | 35.06 | 3.92 | 1006 | 35.06 | 372.1889 | 0 | Heating | 49.6252 | #N/A | #N/A | #N/A | #N/A | 372.1889 | #N/A | #N/A | 3.4585 | #N/A | 0 | 0 | 0 | 0 | 0 | 0 | 0 | 0.1654% | 1 | 50% | 0% | 0% | 0% | 8.2745 | 0 | 0 | 0 | 8.2745 | #N/A
2007-02-24 12:00 | 2 | 24 | 12 | 55.4584 | 1308 | 37.04 | 3.92 | 1005 | 37.04 | 343.276 | 0 | Heating | 45.7701 | #N/A | #N/A | #N/A | #N/A | 343.276 | #N/A | #N/A | 3.5637 | #N/A | 0 | 0 | 0 | 0 | 0 | 0 | 0 | 0.1526% | 1 | 50% | 0% | 0% | 0% | 8.2745 | 0 | 0 | 0 | 8.2745 | #N/A
2007-02-24 13:00 | 2 | 24 | 13 | 55.5001 | 1309 | 37.94 | 6.08 | 1005 | 37.94 | 338.4947 | 0 | Heating | 45.1326 | #N/A | #N/A | #N/A | #N/A | 338.4947 | #N/A | #N/A | 3.6146 | #N/A | 0 | 0 | 0 | 0 | 0 | 0 | 0 | 0.1504% | 1 | 50% | 0% | 0% | 0% | 8.2745 | 0 | 0 | 0 | 8.2745 | #N/A
2007-02-24 14:00 | 2 | 24 | 14 | 55.5417 | 1310 | 37.94 | 5 | 1004 | 37.94 | 329.3111 | 0 | Heating | 43.9081 | #N/A | #N/A | #N/A | #N/A | 329.3111 | #N/A | #N/A | 3.6146 | #N/A | 0 | 0 | 0 | 0 | 0 | 0 | 0 | 0.1464% | 1 | 50% | 0% | 0% | 0% | 8.2745 | 0 | 0 | 0 | 8.2745 | #N/A
2007-02-24 15:00 | 2 | 24 | 15 | 55.5834 | 1311 | 35.96 | 6.98 | 1004 | 35.96 | 331.1069 | 0 | Heating | 44.1476 | #N/A | #N/A | #N/A | #N/A | 331.1069 | #N/A | #N/A | 3.5052 | #N/A | 0 | 0 | 0 | 0 | 0 | 0 | 0 | 0.1472% | 1 | 50% | 0% | 0% | 0% | 8.2745 | 0 | 0 | 0 | 8.2745 | #N/A
2007-02-24 16:00 | 2 | 24 | 16 | 55.6251 | 1312 | 35.06 | 8.06 | 1004 | 35.06 | 349.5576 | 0 | Heating | 46.6077 | #N/A | #N/A | #N/A | #N/A | 349.5576 | #N/A | #N/A | 3.4585 | #N/A | 0 | 0 | 0 | 0 | 0 | 0 | 0 | 0.1554% | 1 | 50% | 0% | 0% | 0% | 8.2745 | 0 | 0 | 0 | 8.2745 | #N/A
2007-02-24 17:00 | 2 | 24 | 17 | 55.6667 | 1313 | 35.06 | 8.06 | 1004 | 35.06 | 347.84 | 0 | Heating | 46.3787 | #N/A | #N/A | #N/A | #N/A | 347.84 | #N/A | #N/A | 3.4585 | #N/A | 0 | 0 | 0 | 0 | 0 | 0 | 0 | 0.1546% | 1 | 50% | 0% | 0% | 0% | 8.2745 | 0 | 0 | 0 | 8.2745 | #N/A
2007-02-24 18:00 | 2 | 24 | 18 | 55.7084 | 1314 | 33.8 | 8.06 | 1004 | 33.8 | 362.4247 | 0 | Heating | 48.3233 | #N/A | #N/A | #N/A | #N/A | 362.4247 | #N/A | #N/A | 3.3963 | #N/A | 0 | 0 | 0 | 0 | 0 | 0 | 0 | 0.1611% | 1 | 50% | 0% | 0% | 0% | 8.2745 | 0 | 0 | 0 | 8.2745 | #N/A
2007-02-24 19:00 | 2 | 24 | 19 | 55.7501 | 1315 | 32 | 6.98 | 1004 | 32 | 397.7946 | 0 | Heating | 53.0393 | #N/A | #N/A | #N/A | #N/A | 397.7946 | #N/A | #N/A | 3.3135 | #N/A | 0 | 0 | 0 | 0 | 0 | 0 | 0 | 0.1768% | 1 | 50% | 0% | 0% | 0% | 8.2745 | 0 | 0 | 0 | 8.2745 | #N/A
2007-02-24 20:00 | 2 | 24 | 20 | 55.7917 | 1316 | 32 | 6.98 | 1004 | 32 | 438.6551 | 0 | Heating | 58.4873 | #N/A | #N/A | #N/A | #N/A | 438.6551 | #N/A | #N/A | 3.3135 | #N/A | 0 | 0 | 0 | 0 | 0 | 0 | 0 | 0.195% | 1 | 50% | 0% | 0% | 0% | 8.2745 | 0 | 0 | 0 | 8.2745 | #N/A
2007-02-24 21:00 | 2 | 24 | 21 | 55.8334 | 1317 | 32 | 6.98 | 1005 | 32 | 457.2446 | 0 | Heating | 60.9659 | #N/A | #N/A | #N/A | #N/A | 457.2446 | #N/A | #N/A | 3.3135 | #N/A | 0 | 0 | 0 | 0 | 0 | 0 | 0 | 0.2032% | 1 | 50% | 0% | 0% | 0% | 8.2745 | 0 | 0 | 0 | 8.2745 | #N/A
2007-02-24 22:00 | 2 | 24 | 22 | 55.8751 | 1318 | 32 | 5 | 1006 | 32 | 501.3216 | 0 | Heating | 66.8429 | #N/A | #N/A | #N/A | #N/A | 501.3216 | #N/A | #N/A | 3.3135 | #N/A | 0 | 0 | 0 | 0 | 0 | 0 | 0 | 0.2228% | 1 | 50% | 0% | 0% | 0% | 8.2745 | 0 | 0 | 0 | 8.2745 | #N/A
2007-02-24 23:00 | 2 | 24 | 23 | 55.9167 | 1319 | 32 | 3.92 | 1007 | 32 | 548.9822 | 0 | Heating | 73.1976 | #N/A | #N/A | #N/A | #N/A | 548.9822 | #N/A | #N/A | 3.3135 | #N/A | 0 | 0 | 0 | 0 | 0 | 0 | 0 | 0.244% | 1 | 50% | 0% | 0% | 0% | 8.2745 | 0 | 0 | 0 | 8.2745 | #N/A
2007-02-25 | 2 | 25 | 0 | 55.9584 | 1320 | 32 | 1.04 | 1008 | 32 | 597.3444 | 0 | Heating | 79.6459 | #N/A | #N/A | #N/A | #N/A | 597.3444 | #N/A | #N/A | 3.3135 | #N/A | 0 | 0 | 0 | 0 | 0 | 0 | 0 | 0.2655% | 1 | 50% | 0% | 0% | 0% | 8.2745 | 0 | 0 | 0 | 8.2745 | #N/A
2007-02-25 01:00 | 2 | 25 | 1 | 56.0001 | 1321 | 30.92 | 1.04 | 1010 | 30.92 | 597.7454 | 0 | Heating | 79.6994 | #N/A | #N/A | #N/A | #N/A | 597.7454 | #N/A | #N/A | 3.2671 | #N/A | 0 | 0 | 0 | 0 | 0 | 0 | 0 | 0.2657% | 1 | 50% | 0% | 0% | 0% | 8.2745 | 0 | 0 | 0 | 8.2745 | #N/A
2007-02-25 02:00 | 2 | 25 | 2 | 56.0417 | 1322 | 30.92 | -2.92 | 1011 | 30.92 | 636.8251 | 0 | Heating | 84.91 | #N/A | #N/A | #N/A | #N/A | 636.8251 | #N/A | #N/A | 3.2671 | #N/A | 0 | 0 | 0 | 0 | 0 | 0 | 0 | 0.283% | 1 | 50% | 0% | 0% | 0% | 8.2745 | 0 | 0 | 0 | 8.2745 | #N/A
2007-02-25 03:00 | 2 | 25 | 3 | 56.0834 | 1323 | 28.04 | -9.94 | 1012 | 28.04 | 701.8278 | 0 | Heating | 93.577 | #N/A | #N/A | #N/A | #N/A | 701.8278 | #N/A | #N/A | 3.1545 | #N/A | 0 | 0 | 0 | 0 | 0 | 0 | 0 | 0.3119% | 1 | 50% | 0% | 0% | 0% | 8.2745 | 0 | 0 | 0 | 8.2745 | #N/A
2007-02-25 04:00 | 2 | 25 | 4 | 56.1251 | 1324 | 24.98 | -9.04 | 1013 | 24.98 | 745.3377 | 0 | Heating | 99.3784 | #N/A | #N/A | #N/A | #N/A | 745.3377 | #N/A | #N/A | 3.0513 | #N/A | 0 | 0 | 0 | 0 | 0 | 0 | 0 | 0.3313% | 1 | 50% | 0% | 0% | 0% | 8.2745 | 0 | 0 | 0 | 8.2745 | #N/A
2007-02-25 05:00 | 2 | 25 | 5 | 56.1667 | 1325 | 24.98 | -9.94 | 1014 | 24.98 | 784.8285 | 0 | Heating | 104.6438 | #N/A | #N/A | #N/A | #N/A | 784.8285 | #N/A | #N/A | 3.0513 | #N/A | 0 | 0 | 0 | 0 | 0 | 0 | 0 | 0.3488% | 1 | 50% | 0% | 0% | 0% | 8.2745 | 0 | 0 | 0 | 8.2745 | #N/A
2007-02-25 06:00 | 2 | 25 | 6 | 56.2084 | 1326 | 21.92 | -9.94 | 1016 | 21.92 | 810.1576 | 0 | Heating | 108.021 | #N/A | #N/A | #N/A | #N/A | 810.1576 | #N/A | #N/A | 2.9629 | #N/A | 0 | 0 | 0 | 0 | 0 | 0 | 0 | 0.3601% | 1 | 50% | 0% | 0% | 0% | 8.2745 | 0 | 0 | 0 | 8.2745 | #N/A
2007-02-25 07:00 | 2 | 25 | 7 | 56.2501 | 1327 | 21.92 | -11.02 | 1017 | 21.92 | 1601.7148 | 0 | Heating | 213.562 | #N/A | #N/A | #N/A | #N/A | 1601.7148 | #N/A | #N/A | 2.9629 | #N/A | 0 | 0 | 0 | 0 | 0 | 0 | 0 | 0.7119% | 1 | 50% | 0% | 0% | 0% | 8.2745 | 0 | 0 | 0 | 8.2745 | #N/A
2007-02-25 08:00 | 2 | 25 | 8 | 56.2917 | 1328 | 21.92 | -11.02 | 1018 | 21.92 | 1177.9566 | 0 | Heating | 157.0609 | #N/A | #N/A | #N/A | #N/A | 1177.9566 | #N/A | #N/A | 2.9629 | #N/A | 0 | 0 | 0 | 0 | 0 | 0 | 0 | 0.5235% | 1 | 50% | 0% | 0% | 0% | 8.2745 | 0 | 0 | 0 | 8.2745 | #N/A
2007-02-25 09:00 | 2 | 25 | 9 | 56.3334 | 1329 | 33.08 | -9.94 | 1019 | 33.08 | 639.4942 | 0 | Heating | 85.2659 | #N/A | #N/A | #N/A | #N/A | 639.4942 | #N/A | #N/A | 3.3624 | #N/A | 0 | 0 | 0 | 0 | 0 | 0 | 0 | 0.2842% | 1 | 50% | 0% | 0% | 0% | 8.2745 | 0 | 0 | 0 | 8.2745 | #N/A
2007-02-25 10:00 | 2 | 25 | 10 | 56.3751 | 1330 | 37.04 | -2.92 | 1019 | 37.04 | 559.8385 | 0 | Heating | 74.6451 | #N/A | #N/A | #N/A | #N/A | 559.8385 | #N/A | #N/A | 3.5637 | #N/A | 0 | 0 | 0 | 0 | 0 | 0 | 0 | 0.2488% | 1 | 50% | 0% | 0% | 0% | 8.2745 | 0 | 0 | 0 | 8.2745 | #N/A
2007-02-25 11:00 | 2 | 25 | 11 | 56.4167 | 1331 | 37.04 | -0.04 | 1019 | 37.04 | 504.6945 | 0 | Heating | 67.2926 | #N/A | #N/A | #N/A | #N/A | 504.6945 | #N/A | #N/A | 3.5637 | #N/A | 0 | 0 | 0 | 0 | 0 | 0 | 0 | 0.2243% | 1 | 50% | 0% | 0% | 0% | 8.2745 | 0 | 0 | 0 | 8.2745 | #N/A
2007-02-25 12:00 | 2 | 25 | 12 | 56.4584 | 1332 | 39.02 | 1.94 | 1019 | 39.02 | 457.3031 | 0 | Heating | 60.9737 | #N/A | #N/A | #N/A | #N/A | 457.3031 | #N/A | #N/A | 3.6785 | #N/A | 0 | 0 | 0 | 0 | 0 | 0 | 0 | 0.2032% | 1 | 50% | 0% | 0% | 0% | 8.2745 | 0 | 0 | 0 | 8.2745 | #N/A
2007-02-25 13:00 | 2 | 25 | 13 | 56.5001 | 1333 | 39.02 | -0.94 | 1019 | 39.02 | 460.9243 | 0 | Heating | 61.4566 | #N/A | #N/A | #N/A | #N/A | 460.9243 | #N/A | #N/A | 3.6785 | #N/A | 0 | 0 | 0 | 0 | 0 | 0 | 0 | 0.2049% | 1 | 50% | 0% | 0% | 0% | 8.2745 | 0 | 0 | 0 | 8.2745 | #N/A
2007-02-25 14:00 | 2 | 25 | 14 | 56.5417 | 1334 | 39.02 | -0.04 | 1018 | 39.02 | 375.6714 | 0 | Heating | 50.0895 | #N/A | #N/A | #N/A | #N/A | 375.6714 | #N/A | #N/A | 3.6785 | #N/A | 0 | 0 | 0 | 0 | 0 | 0 | 0 | 0.167% | 1 | 50% | 0% | 0% | 0% | 8.2745 | 0 | 0 | 0 | 8.2745 | #N/A
2007-02-25 15:00 | 2 | 25 | 15 | 56.5834 | 1335 | 39.92 | 1.94 | 1018 | 39.92 | 320.5065 | 0 | Heating | 42.7342 | #N/A | #N/A | #N/A | #N/A | 320.5065 | #N/A | #N/A | 3.7339 | #N/A | 0 | 0 | 0 | 0 | 0 | 0 | 0 | 0.1424% | 1 | 50% | 0% | 0% | 0% | 8.2745 | 0 | 0 | 0 | 8.2745 | #N/A
2007-02-25 16:00 | 2 | 25 | 16 | 56.6251 | 1336 | 39.02 | 3.02 | 1018 | 39.02 | 300.4931 | 0 | Heating | 40.0657 | #N/A | #N/A | #N/A | #N/A | 300.4931 | #N/A | #N/A | 3.6785 | #N/A | 0 | 0 | 0 | 0 | 0 | 0 | 0 | 0.1336% | 1 | 50% | 0% | 0% | 0% | 8.2745 | 0 | 0 | 0 | 8.2745 | #N/A
2007-02-25 17:00 | 2 | 25 | 17 | 56.6667 | 1337 | 39.02 | 3.92 | 1018 | 39.02 | 276.4818 | 0 | Heating | 36.8642 | #N/A | #N/A | #N/A | #N/A | 276.4818 | #N/A | #N/A | 3.6785 | #N/A | 0 | 0 | 0 | 0 | 0 | 0 | 0 | 0.1229% | 1 | 50% | 0% | 0% | 0% | 8.2745 | 0 | 0 | 0 | 8.2745 | #N/A
2007-02-25 18:00 | 2 | 25 | 18 | 56.7084 | 1338 | 37.94 | 3.92 | 1018 | 37.94 | 366.3319 | 0 | Heating | 48.8443 | #N/A | #N/A | #N/A | #N/A | 366.3319 | #N/A | #N/A | 3.6146 | #N/A | 0 | 0 | 0 | 0 | 0 | 0 | 0 | 0.1628% | 1 | 50% | 0% | 0% | 0% | 8.2745 | 0 | 0 | 0 | 8.2745 | #N/A
2007-02-25 19:00 | 2 | 25 | 19 | 56.7501 | 1339 | 37.04 | 3.92 | 1019 | 37.04 | 468.2613 | 0 | Heating | 62.4348 | #N/A | #N/A | #N/A | #N/A | 468.2613 | #N/A | #N/A | 3.5637 | #N/A | 0 | 0 | 0 | 0 | 0 | 0 | 0 | 0.2081% | 1 | 50% | 0% | 0% | 0% | 8.2745 | 0 | 0 | 0 | 8.2745 | #N/A
2007-02-25 20:00 | 2 | 25 | 20 | 56.7917 | 1340 | 37.04 | 3.92 | 1019 | 37.04 | 511.0758 | 0 | Heating | 68.1434 | #N/A | #N/A | #N/A | #N/A | 511.0758 | #N/A | #N/A | 3.5637 | #N/A | 0 | 0 | 0 | 0 | 0 | 0 | 0 | 0.2271% | 1 | 50% | 0% | 0% | 0% | 8.2745 | 0 | 0 | 0 | 8.2745 | #N/A
2007-02-25 21:00 | 2 | 25 | 21 | 56.8334 | 1341 | 35.06 | 3.92 | 1019 | 35.06 | 551.5254 | 0 | Heating | 73.5367 | #N/A | #N/A | #N/A | #N/A | 551.5254 | #N/A | #N/A | 3.4585 | #N/A | 0 | 0 | 0 | 0 | 0 | 0 | 0 | 0.2451% | 1 | 50% | 0% | 0% | 0% | 8.2745 | 0 | 0 | 0 | 8.2745 | #N/A
2007-02-25 22:00 | 2 | 25 | 22 | 56.8751 | 1342 | 33.08 | 3.92 | 1019 | 33.08 | 599.3319 | 0 | Heating | 79.9109 | #N/A | #N/A | #N/A | #N/A | 599.3319 | #N/A | #N/A | 3.3624 | #N/A | 0 | 0 | 0 | 0 | 0 | 0 | 0 | 0.2664% | 1 | 50% | 0% | 0% | 0% | 8.2745 | 0 | 0 | 0 | 8.2745 | #N/A
2007-02-25 23:00 | 2 | 25 | 23 | 56.9167 | 1343 | 33.08 | 3.02 | 1020 | 33.08 | 197.476 | 0 | Heating | 26.3301 | #N/A | #N/A | #N/A | #N/A | 197.476 | #N/A | #N/A | 3.3624 | #N/A | 0 | 0 | 0 | 0 | 0 | 0 | 0 | 0.08777% | 1 | 50% | 0% | 0% | 0% | 8.2745 | 0 | 0 | 0 | 8.2745 | #N/A
2007-02-26 | 2 | 26 | 0 | 56.9584 | 1344 | 33.08 | 3.02 | 1020 | 33.08 | 344.1602 | 0 | Heating | 45.888 | #N/A | #N/A | #N/A | #N/A | 344.1602 | #N/A | #N/A | 3.3624 | #N/A | 0 | 0 | 0 | 0 | 0 | 0 | 0 | 0.153% | 1 | 50% | 0% | 0% | 0% | 8.2745 | 0 | 0 | 0 | 8.2745 | #N/A
2007-02-26 01:00 | 2 | 26 | 1 | 57.0001 | 1345 | 32 | -0.04 | 1021 | 32 | 416.4764 | 0 | Heating | 55.5302 | #N/A | #N/A | #N/A | #N/A | 416.4764 | #N/A | #N/A | 3.3135 | #N/A | 0 | 0 | 0 | 0 | 0 | 0 | 0 | 0.1851% | 1 | 50% | 0% | 0% | 0% | 8.2745 | 0 | 0 | 0 | 8.2745 | #N/A
2007-02-26 02:00 | 2 | 26 | 2 | 57.0417 | 1346 | 32 | -0.04 | 1021 | 32 | 482.8192 | 0 | Heating | 64.3759 | #N/A | #N/A | #N/A | #N/A | 482.8192 | #N/A | #N/A | 3.3135 | #N/A | 0 | 0 | 0 | 0 | 0 | 0 | 0 | 0.2146% | 1 | 50% | 0% | 0% | 0% | 8.2745 | 0 | 0 | 0 | 8.2745 | #N/A
2007-02-26 03:00 | 2 | 26 | 3 | 57.0834 | 1347 | 30.02 | -0.04 | 1020 | 30.02 | 508.5926 | 0 | Heating | 67.8123 | #N/A | #N/A | #N/A | #N/A | 508.5926 | #N/A | #N/A | 3.2302 | #N/A | 0 | 0 | 0 | 0 | 0 | 0 | 0 | 0.226% | 1 | 50% | 0% | 0% | 0% | 8.2745 | 0 | 0 | 0 | 8.2745 | #N/A
2007-02-26 04:00 | 2 | 26 | 4 | 57.1251 | 1348 | 28.04 | -0.04 | 1020 | 28.04 | 517.9507 | 0 | Heating | 69.0601 | #N/A | #N/A | #N/A | #N/A | 517.9507 | #N/A | #N/A | 3.1545 | #N/A | 0 | 0 | 0 | 0 | 0 | 0 | 0 | 0.2302% | 1 | 50% | 0% | 0% | 0% | 8.2745 | 0 | 0 | 0 | 8.2745 | #N/A
2007-02-26 05:00 | 2 | 26 | 5 | 57.1667 | 1349 | 28.04 | 6.08 | 1021 | 28.04 | 517.8253 | 0 | Heating | 69.0434 | #N/A | #N/A | #N/A | #N/A | 517.8253 | #N/A | #N/A | 3.1545 | #N/A | 0 | 0 | 0 | 0 | 0 | 0 | 0 | 0.2301% | 1 | 50% | 0% | 0% | 0% | 8.2745 | 0 | 0 | 0 | 8.2745 | #N/A
2007-02-26 06:00 | 2 | 26 | 6 | 57.2084 | 1350 | 26.06 | 10.94 | 1021 | 26.06 | 491.7446 | 0 | Heating | 65.566 | #N/A | #N/A | #N/A | #N/A | 491.7446 | #N/A | #N/A | 3.0859 | #N/A | 0 | 0 | 0 | 0 | 0 | 0 | 0 | 0.2186% | 1 | 50% | 0% | 0% | 0% | 8.2745 | 0 | 0 | 0 | 8.2745 | #N/A
2007-02-26 07:00 | 2 | 26 | 7 | 57.2501 | 1351 | 24.98 | 10.94 | 1021 | 24.98 | 1064.6902 | 0 | Heating | 141.9587 | #N/A | #N/A | #N/A | #N/A | 1064.6902 | #N/A | #N/A | 3.0513 | #N/A | 0 | 0 | 0 | 0 | 0 | 0 | 0 | 0.4732% | 1 | 50% | 0% | 0% | 0% | 8.2745 | 0 | 0 | 0 | 8.2745 | #N/A
2007-02-26 08:00 | 2 | 26 | 8 | 57.2917 | 1352 | 24.98 | 15.08 | 1022 | 24.98 | 726.9103 | 0 | Heating | 96.9214 | #N/A | #N/A | #N/A | #N/A | 726.9103 | #N/A | #N/A | 3.0513 | #N/A | 0 | 0 | 0 | 0 | 0 | 0 | 0 | 0.3231% | 1 | 50% | 0% | 0% | 0% | 8.2745 | 0 | 0 | 0 | 8.2745 | #N/A
2007-02-26 09:00 | 2 | 26 | 9 | 57.3334 | 1353 | 32 | 14 | 1022 | 32 | 422.336 | 0 | Heating | 56.3115 | #N/A | #N/A | #N/A | #N/A | 422.336 | #N/A | #N/A | 3.3135 | #N/A | 0 | 0 | 0 | 0 | 0 | 0 | 0 | 0.1877% | 1 | 50% | 0% | 0% | 0% | 8.2745 | 0 | 0 | 0 | 8.2745 | #N/A
2007-02-26 10:00 | 2 | 26 | 10 | 57.3751 | 1354 | 35.96 | 15.08 | 1022 | 35.96 | 313.0437 | 0 | Heating | 41.7392 | #N/A | #N/A | #N/A | #N/A | 313.0437 | #N/A | #N/A | 3.5052 | #N/A | 0 | 0 | 0 | 0 | 0 | 0 | 0 | 0.1391% | 1 | 50% | 0% | 0% | 0% | 8.2745 | 0 | 0 | 0 | 8.2745 | #N/A
2007-02-26 11:00 | 2 | 26 | 11 | 57.4167 | 1355 | 35.96 | 15.08 | 1022 | 35.96 | 281.0514 | 0 | Heating | 37.4735 | #N/A | #N/A | #N/A | #N/A | 281.0514 | #N/A | #N/A | 3.5052 | #N/A | 0 | 0 | 0 | 0 | 0 | 0 | 0 | 0.1249% | 1 | 50% | 0% | 0% | 0% | 8.2745 | 0 | 0 | 0 | 8.2745 | #N/A
2007-02-26 12:00 | 2 | 26 | 12 | 57.4584 | 1356 | 41 | 15.08 | 1021 | 41 | 268.7244 | 0 | Heating | 35.8299 | #N/A | #N/A | #N/A | #N/A | 268.7244 | #N/A | #N/A | 3.8033 | #N/A | 0 | 0 | 0 | 0 | 0 | 0 | 0 | 0.1194% | 1 | 50% | 0% | 0% | 0% | 8.2745 | 0 | 0 | 0 | 8.2745 | #N/A
2007-02-26 13:00 | 2 | 26 | 13 | 57.5001 | 1357 | 44.06 | 17.96 | 1020 | 44.06 | 316.5826 | 0 | Heating | 42.211 | #N/A | #N/A | #N/A | #N/A | 316.5826 | #N/A | #N/A | 4.0174 | #N/A | 0 | 0 | 0 | 0 | 0 | 0 | 0 | 0.1407% | 1 | 50% | 0% | 0% | 0% | 8.2745 | 0 | 0 | 0 | 8.2745 | #N/A
2007-02-26 14:00 | 2 | 26 | 14 | 57.5417 | 1358 | 44.06 | 14 | 1019 | 44.06 | 217.3901 | 0 | Heating | 28.9853 | #N/A | #N/A | #N/A | #N/A | 217.3901 | #N/A | #N/A | 4.0174 | #N/A | 0 | 0 | 0 | 0 | 0 | 0 | 0 | 0.09662% | 1 | 50% | 0% | 0% | 0% | 8.2745 | 0 | 0 | 0 | 8.2745 | #N/A
2007-02-26 15:00 | 2 | 26 | 15 | 57.5834 | 1359 | 42.98 | 12.92 | 1018 | 42.98 | 187.3496 | 0 | Heating | 24.9799 | #N/A | #N/A | #N/A | #N/A | 187.3496 | #N/A | #N/A | 3.9388 | #N/A | 0 | 0 | 0 | 0 | 0 | 0 | 0 | 0.08327% | 1 | 50% | 0% | 0% | 0% | 8.2745 | 0 | 0 | 0 | 8.2745 | #N/A
2007-02-26 16:00 | 2 | 26 | 16 | 57.6251 | 1360 | 42.98 | 10.94 | 1018 | 42.98 | 153.4849 | 0 | Heating | 20.4647 | #N/A | #N/A | #N/A | #N/A | 153.4849 | #N/A | #N/A | 3.9388 | #N/A | 0 | 0 | 0 | 0 | 0 | 0 | 0 | 0.06822% | 1 | 50% | 0% | 0% | 0% | 8.2745 | 0 | 0 | 0 | 8.2745 | #N/A
2007-02-26 17:00 | 2 | 26 | 17 | 57.6667 | 1361 | 42.98 | 10.04 | 1017 | 42.98 | 126.3127 | 0 | Heating | 16.8417 | #N/A | #N/A | #N/A | #N/A | 126.3127 | #N/A | #N/A | 3.9388 | #N/A | 0 | 0 | 0 | 0 | 0 | 0 | 0 | 0.05614% | 1 | 50% | 0% | 0% | 0% | 8.2745 | 0 | 0 | 0 | 8.2745 | #N/A
2007-02-26 18:00 | 2 | 26 | 18 | 57.7084 | 1362 | 39.02 | 10.04 | 1017 | 39.02 | 180.0335 | 0 | Heating | 24.0045 | #N/A | #N/A | #N/A | #N/A | 180.0335 | #N/A | #N/A | 3.6785 | #N/A | 0 | 0 | 0 | 0 | 0 | 0 | 0 | 0.08001% | 1 | 50% | 0% | 0% | 0% | 8.2745 | 0 | 0 | 0 | 8.2745 | #N/A
2007-02-26 19:00 | 2 | 26 | 19 | 57.7501 | 1363 | 39.02 | 8.96 | 1017 | 39.02 | 277.2842 | 0 | Heating | 36.9712 | #N/A | #N/A | #N/A | #N/A | 277.2842 | #N/A | #N/A | 3.6785 | #N/A | 0 | 0 | 0 | 0 | 0 | 0 | 0 | 0.1232% | 1 | 50% | 0% | 0% | 0% | 8.2745 | 0 | 0 | 0 | 8.2745 | #N/A
2007-02-26 20:00 | 2 | 26 | 20 | 57.7917 | 1364 | 39.02 | 8.06 | 1017 | 39.02 | 336.9859 | 0 | Heating | 44.9315 | #N/A | #N/A | #N/A | #N/A | 336.9859 | #N/A | #N/A | 3.6785 | #N/A | 0 | 0 | 0 | 0 | 0 | 0 | 0 | 0.1498% | 1 | 50% | 0% | 0% | 0% | 8.2745 | 0 | 0 | 0 | 8.2745 | #N/A
2007-02-26 21:00 | 2 | 26 | 21 | 57.8334 | 1365 | 37.94 | 6.08 | 1017 | 37.94 | 440.4298 | 0 | Heating | 58.724 | #N/A | #N/A | #N/A | #N/A | 440.4298 | #N/A | #N/A | 3.6146 | #N/A | 0 | 0 | 0 | 0 | 0 | 0 | 0 | 0.1957% | 1 | 50% | 0% | 0% | 0% | 8.2745 | 0 | 0 | 0 | 8.2745 | #N/A
2007-02-26 22:00 | 2 | 26 | 22 | 57.8751 | 1366 | 37.94 | 5 | 1017 | 37.94 | 478.879 | 0 | Heating | 63.8505 | #N/A | #N/A | #N/A | #N/A | 478.879 | #N/A | #N/A | 3.6146 | #N/A | 0 | 0 | 0 | 0 | 0 | 0 | 0 | 0.2128% | 1 | 50% | 0% | 0% | 0% | 8.2745 | 0 | 0 | 0 | 8.2745 | #N/A
2007-02-26 23:00 | 2 | 26 | 23 | 57.9167 | 1367 | 37.94 | 5 | 1017 | 37.94 | 111.3183 | 0 | Heating | 14.8424 | #N/A | #N/A | #N/A | #N/A | 111.3183 | #N/A | #N/A | 3.6146 | #N/A | 0 | 0 | 0 | 0 | 0 | 0 | 0 | 0.04947% | 1 | 50% | 0% | 0% | 0% | 8.2745 | 0 | 0 | 0 | 8.2745 | #N/A
2007-02-27 | 2 | 27 | 0 | 57.9584 | 1368 | 35.96 | 6.98 | 1017 | 35.96 | 194.7594 | 0 | Heating | 25.9679 | #N/A | #N/A | #N/A | #N/A | 194.7594 | #N/A | #N/A | 3.5052 | #N/A | 0 | 0 | 0 | 0 | 0 | 0 | 0 | 0.08656% | 1 | 50% | 0% | 0% | 0% | 8.2745 | 0 | 0 | 0 | 8.2745 | #N/A
2007-02-27 01:00 | 2 | 27 | 1 | 58.0001 | 1369 | 35.6 | 5 | 1017 | 35.6 | 226.897 | 0 | Heating | 30.2529 | #N/A | #N/A | #N/A | #N/A | 226.897 | #N/A | #N/A | 3.4863 | #N/A | 0 | 0 | 0 | 0 | 0 | 0 | 0 | 0.1008% | 1 | 50% | 0% | 0% | 0% | 8.2745 | 0 | 0 | 0 | 8.2745 | #N/A
2007-02-27 02:00 | 2 | 27 | 2 | 58.0417 | 1370 | 35.06 | 10.04 | 1017 | 35.06 | 233.8886 | 0 | Heating | 31.1851 | #N/A | #N/A | #N/A | #N/A | 233.8886 | #N/A | #N/A | 3.4585 | #N/A | 0 | 0 | 0 | 0 | 0 | 0 | 0 | 0.104% | 1 | 50% | 0% | 0% | 0% | 8.2745 | 0 | 0 | 0 | 8.2745 | #N/A
2007-02-27 03:00 | 2 | 27 | 3 | 58.0834 | 1371 | 32 | 10.04 | 1017 | 32 | 238.2936 | 0 | Heating | 31.7725 | #N/A | #N/A | #N/A | #N/A | 238.2936 | #N/A | #N/A | 3.3135 | #N/A | 0 | 0 | 0 | 0 | 0 | 0 | 0 | 0.1059% | 1 | 50% | 0% | 0% | 0% | 8.2745 | 0 | 0 | 0 | 8.2745 | #N/A
2007-02-27 04:00 | 2 | 27 | 4 | 58.1251 | 1372 | 32 | 10.04 | 1017 | 32 | 264.9101 | 0 | Heating | 35.3213 | #N/A | #N/A | #N/A | #N/A | 264.9101 | #N/A | #N/A | 3.3135 | #N/A | 0 | 0 | 0 | 0 | 0 | 0 | 0 | 0.1177% | 1 | 50% | 0% | 0% | 0% | 8.2745 | 0 | 0 | 0 | 8.2745 | #N/A
2007-02-27 05:00 | 2 | 27 | 5 | 58.1667 | 1373 | 32 | 12.02 | 1017 | 32 | 300.664 | 0 | Heating | 40.0885 | #N/A | #N/A | #N/A | #N/A | 300.664 | #N/A | #N/A | 3.3135 | #N/A | 0 | 0 | 0 | 0 | 0 | 0 | 0 | 0.1336% | 1 | 50% | 0% | 0% | 0% | 8.2745 | 0 | 0 | 0 | 8.2745 | #N/A
2007-02-27 06:00 | 2 | 27 | 6 | 58.2084 | 1374 | 33.08 | 15.08 | 1017 | 33.08 | 288.9215 | 0 | Heating | 38.5229 | #N/A | #N/A | #N/A | #N/A | 288.9215 | #N/A | #N/A | 3.3624 | #N/A | 0 | 0 | 0 | 0 | 0 | 0 | 0 | 0.1284% | 1 | 50% | 0% | 0% | 0% | 8.2745 | 0 | 0 | 0 | 8.2745 | #N/A
2007-02-27 07:00 | 2 | 27 | 7 | 58.2501 | 1375 | 33.8 | 15.98 | 1018 | 33.8 | 791.4785 | 0 | Heating | 105.5305 | #N/A | #N/A | #N/A | #N/A | 791.4785 | #N/A | #N/A | 3.3963 | #N/A | 0 | 0 | 0 | 0 | 0 | 0 | 0 | 0.3518% | 1 | 50% | 0% | 0% | 0% | 8.2745 | 0 | 0 | 0 | 8.2745 | #N/A
2007-02-27 08:00 | 2 | 27 | 8 | 58.2917 | 1376 | 33.08 | 15.98 | 1018 | 33.08 | 530.3604 | 0 | Heating | 70.7147 | #N/A | #N/A | #N/A | #N/A | 530.3604 | #N/A | #N/A | 3.3624 | #N/A | 0 | 0 | 0 | 0 | 0 | 0 | 0 | 0.2357% | 1 | 50% | 0% | 0% | 0% | 8.2745 | 0 | 0 | 0 | 8.2745 | #N/A
2007-02-27 09:00 | 2 | 27 | 9 | 58.3334 | 1377 | 33.98 | 17.06 | 1018 | 33.98 | 252.3467 | 0 | Heating | 33.6462 | #N/A | #N/A | #N/A | #N/A | 252.3467 | #N/A | #N/A | 3.405 | #N/A | 0 | 0 | 0 | 0 | 0 | 0 | 0 | 0.1122% | 1 | 50% | 0% | 0% | 0% | 8.2745 | 0 | 0 | 0 | 8.2745 | #N/A
2007-02-27 10:00 | 2 | 27 | 10 | 58.3751 | 1378 | 35.06 | 19.04 | 1018 | 35.06 | 196.0542 | 0 | Heating | 26.1406 | #N/A | #N/A | #N/A | #N/A | 196.0542 | #N/A | #N/A | 3.4585 | #N/A | 0 | 0 | 0 | 0 | 0 | 0 | 0 | 0.08714% | 1 | 50% | 0% | 0% | 0% | 8.2745 | 0 | 0 | 0 | 8.2745 | #N/A
2007-02-27 11:00 | 2 | 27 | 11 | 58.4167 | 1379 | 35.06 | 19.04 | 1019 | 35.06 | 166.9911 | 0 | Heating | 22.2655 | #N/A | #N/A | #N/A | #N/A | 166.9911 | #N/A | #N/A | 3.4585 | #N/A | 0 | 0 | 0 | 0 | 0 | 0 | 0 | 0.07422% | 1 | 50% | 0% | 0% | 0% | 8.2745 | 0 | 0 | 0 | 8.2745 | #N/A
2007-02-27 12:00 | 2 | 27 | 12 | 58.4584 | 1380 | 41 | 19.94 | 1018 | 41 | 138.2346 | 0 | Heating | 18.4313 | #N/A | #N/A | #N/A | #N/A | 138.2346 | #N/A | #N/A | 3.8033 | #N/A | 0 | 0 | 0 | 0 | 0 | 0 | 0 | 0.06144% | 1 | 50% | 0% | 0% | 0% | 8.2745 | 0 | 0 | 0 | 8.2745 | #N/A
2007-02-27 13:00 | 2 | 27 | 13 | 58.5001 | 1381 | 41 | 21.02 | 1018 | 41 | 157.8093 | 0 | Heating | 21.0412 | #N/A | #N/A | #N/A | #N/A | 157.8093 | #N/A | #N/A | 3.8033 | #N/A | 0 | 0 | 0 | 0 | 0 | 0 | 0 | 0.07014% | 1 | 50% | 0% | 0% | 0% | 8.2745 | 0 | 0 | 0 | 8.2745 | #N/A
2007-02-27 14:00 | 2 | 27 | 14 | 58.5417 | 1382 | 41 | 19.94 | 1017 | 41 | 78.351 | 0 | Heating | 10.4468 | #N/A | #N/A | #N/A | #N/A | 78.351 | #N/A | #N/A | 3.8033 | #N/A | 0 | 0 | 0 | 0 | 0 | 0 | 0 | 0.03482% | 1 | 50% | 0% | 0% | 0% | 8.2745 | 0 | 0 | 0 | 8.2745 | #N/A
2007-02-27 15:00 | 2 | 27 | 15 | 58.5834 | 1383 | 39.02 | 19.94 | 1016 | 39.02 | 61.5113 | 0 | Heating | 8.2015 | #N/A | #N/A | #N/A | #N/A | 61.5113 | #N/A | #N/A | 3.6785 | #N/A | 0 | 0 | 0 | 0 | 0 | 0 | 0 | 0.02734% | 1 | 50% | 0% | 0% | 0% | 8.2745 | 0 | 0 | 0 | 8.2745 | #N/A
2007-02-27 16:00 | 2 | 27 | 16 | 58.6251 | 1384 | 37.94 | 19.94 | 1016 | 37.94 | 56.1621 | 0 | Heating | 7.4883 | #N/A | #N/A | #N/A | #N/A | 56.1621 | #N/A | #N/A | 3.6146 | #N/A | 0 | 0 | 0 | 0 | 0 | 0 | 0 | 0.02496% | 1 | 50% | 0% | 0% | 0% | 8.2745 | 0 | 0 | 0 | 8.2745 | #N/A
2007-02-27 17:00 | 2 | 27 | 17 | 58.6667 | 1385 | 37.94 | 17.96 | 1016 | 37.94 | 40.1404 | 0 | Heating | 5.3521 | #N/A | #N/A | #N/A | #N/A | 40.1404 | #N/A | #N/A | 3.6146 | #N/A | 0 | 0 | 0 | 0 | 0 | 0 | 0 | 0.01784% | 1 | 50% | 0% | 0% | 0% | 8.2745 | 0 | 0 | 0 | 8.2745 | #N/A
2007-02-27 18:00 | 2 | 27 | 18 | 58.7084 | 1386 | 39.92 | 17.96 | 1016 | 39.92 | 54.6956 | 0 | Heating | 7.2927 | #N/A | #N/A | #N/A | #N/A | 54.6956 | #N/A | #N/A | 3.7339 | #N/A | 0 | 0 | 0 | 0 | 0 | 0 | 0 | 0.02431% | 1 | 50% | 0% | 0% | 0% | 8.2745 | 0 | 0 | 0 | 8.2745 | #N/A
2007-02-27 19:00 | 2 | 27 | 19 | 58.7501 | 1387 | 37.4 | 17.06 | 1016 | 37.4 | 138.4463 | 0 | Heating | 18.4595 | #N/A | #N/A | #N/A | #N/A | 138.4463 | #N/A | #N/A | 3.5838 | #N/A | 0 | 0 | 0 | 0 | 0 | 0 | 0 | 0.06153% | 1 | 50% | 0% | 0% | 0% | 8.2745 | 0 | 0 | 0 | 8.2745 | #N/A
2007-02-27 20:00 | 2 | 27 | 20 | 58.7917 | 1388 | 35.96 | 15.98 | 1016 | 35.96 | 196.2607 | 0 | Heating | 26.1681 | #N/A | #N/A | #N/A | #N/A | 196.2607 | #N/A | #N/A | 3.5052 | #N/A | 0 | 0 | 0 | 0 | 0 | 0 | 0 | 0.08723% | 1 | 50% | 0% | 0% | 0% | 8.2745 | 0 | 0 | 0 | 8.2745 | #N/A
2007-02-27 21:00 | 2 | 27 | 21 | 58.8334 | 1389 | 35.96 | 17.06 | 1017 | 35.96 | 260.0567 | 0 | Heating | 34.6742 | #N/A | #N/A | #N/A | #N/A | 260.0567 | #N/A | #N/A | 3.5052 | #N/A | 0 | 0 | 0 | 0 | 0 | 0 | 0 | 0.1156% | 1 | 50% | 0% | 0% | 0% | 8.2745 | 0 | 0 | 0 | 8.2745 | #N/A
2007-02-27 22:00 | 2 | 27 | 22 | 58.8751 | 1390 | 35.6 | 17.06 | 1017 | 35.6 | 317.2072 | 0 | Heating | 42.2943 | #N/A | #N/A | #N/A | #N/A | 317.2072 | #N/A | #N/A | 3.4863 | #N/A | 0 | 0 | 0 | 0 | 0 | 0 | 0 | 0.141% | 1 | 50% | 0% | 0% | 0% | 8.2745 | 0 | 0 | 0 | 8.2745 | #N/A
2007-02-27 23:00 | 2 | 27 | 23 | 58.9167 | 1391 | 35.96 | 15.98 | 1017 | 35.96 | 20.6236 | 0 | Heating | 2.7498 | #N/A | #N/A | #N/A | #N/A | 20.6236 | #N/A | #N/A | 3.5052 | #N/A | 0 | 0 | 0 | 0 | 0 | 0 | 0 | 0.009166% | 1 | 50% | 0% | 0% | 0% | 8.2745 | 0 | 0 | 0 | 8.2745 | #N/A
2007-02-28 | 2 | 28 | 0 | 58.9584 | 1392 | 35.6 | 15.98 | 1017 | 35.6 | 85.5072 | 0 | Heating | 11.401 | #N/A | #N/A | #N/A | #N/A | 85.5072 | #N/A | #N/A | 3.4863 | #N/A | 0 | 0 | 0 | 0 | 0 | 0 | 0 | 0.038% | 1 | 50% | 0% | 0% | 0% | 8.2745 | 0 | 0 | 0 | 8.2745 | #N/A
2007-02-28 01:00 | 2 | 28 | 1 | 59.0001 | 1393 | 35.06 | 17.06 | 1017 | 35.06 | 133.2671 | 0 | Heating | 17.7689 | #N/A | #N/A | #N/A | #N/A | 133.2671 | #N/A | #N/A | 3.4585 | #N/A | 0 | 0 | 0 | 0 | 0 | 0 | 0 | 0.05923% | 1 | 50% | 0% | 0% | 0% | 8.2745 | 0 | 0 | 0 | 8.2745 | #N/A
2007-02-28 02:00 | 2 | 28 | 2 | 59.0417 | 1394 | 35.06 | 19.04 | 1017 | 35.06 | 149.1408 | 0 | Heating | 19.8854 | #N/A | #N/A | #N/A | #N/A | 149.1408 | #N/A | #N/A | 3.4585 | #N/A | 0 | 0 | 0 | 0 | 0 | 0 | 0 | 0.06628% | 1 | 50% | 0% | 0% | 0% | 8.2745 | 0 | 0 | 0 | 8.2745 | #N/A
2007-02-28 03:00 | 2 | 28 | 3 | 59.0834 | 1395 | 33.8 | 19.04 | 1017 | 33.8 | 155.0648 | 0 | Heating | 20.6753 | #N/A | #N/A | #N/A | #N/A | 155.0648 | #N/A | #N/A | 3.3963 | #N/A | 0 | 0 | 0 | 0 | 0 | 0 | 0 | 0.06892% | 1 | 50% | 0% | 0% | 0% | 8.2745 | 0 | 0 | 0 | 8.2745 | #N/A
2007-02-28 04:00 | 2 | 28 | 4 | 59.1251 | 1396 | 33.8 | 17.06 | 1016 | 33.8 | 188.9822 | 0 | Heating | 25.1976 | #N/A | #N/A | #N/A | #N/A | 188.9822 | #N/A | #N/A | 3.3963 | #N/A | 0 | 0 | 0 | 0 | 0 | 0 | 0 | 0.08399% | 1 | 50% | 0% | 0% | 0% | 8.2745 | 0 | 0 | 0 | 8.2745 | #N/A
2007-02-28 05:00 | 2 | 28 | 5 | 59.1667 | 1397 | 33.98 | 19.04 | 1017 | 33.98 | 217.4489 | 0 | Heating | 28.9932 | #N/A | #N/A | #N/A | #N/A | 217.4489 | #N/A | #N/A | 3.405 | #N/A | 0 | 0 | 0 | 0 | 0 | 0 | 0 | 0.09664% | 1 | 50% | 0% | 0% | 0% | 8.2745 | 0 | 0 | 0 | 8.2745 | #N/A
2007-02-28 06:00 | 2 | 28 | 6 | 59.2084 | 1398 | 35.06 | 17.06 | 1017 | 35.06 | 242.7674 | 0 | Heating | 32.369 | #N/A | #N/A | #N/A | #N/A | 242.7674 | #N/A | #N/A | 3.4585 | #N/A | 0 | 0 | 0 | 0 | 0 | 0 | 0 | 0.1079% | 1 | 50% | 0% | 0% | 0% | 8.2745 | 0 | 0 | 0 | 8.2745 | #N/A
2007-02-28 07:00 | 2 | 28 | 7 | 59.2501 | 1399 | 35.6 | 17.06 | 1018 | 35.6 | 744.0992 | 0 | Heating | 99.2132 | #N/A | #N/A | #N/A | #N/A | 744.0992 | #N/A | #N/A | 3.4863 | #N/A | 0 | 0 | 0 | 0 | 0 | 0 | 0 | 0.3307% | 1 | 50% | 0% | 0% | 0% | 8.2745 | 0 | 0 | 0 | 8.2745 | #N/A
2007-02-28 08:00 | 2 | 28 | 8 | 59.2917 | 1400 | 35.96 | 17.06 | 1018 | 35.96 | 469.6541 | 0 | Heating | 62.6206 | #N/A | #N/A | #N/A | #N/A | 469.6541 | #N/A | #N/A | 3.5052 | #N/A | 0 | 0 | 0 | 0 | 0 | 0 | 0 | 0.2087% | 1 | 50% | 0% | 0% | 0% | 8.2745 | 0 | 0 | 0 | 8.2745 | #N/A
2007-02-28 09:00 | 2 | 28 | 9 | 59.3334 | 1401 | 37.04 | 15.98 | 1019 | 37.04 | 212.8982 | 0 | Heating | 28.3864 | #N/A | #N/A | #N/A | #N/A | 212.8982 | #N/A | #N/A | 3.5637 | #N/A | 0 | 0 | 0 | 0 | 0 | 0 | 0 | 0.09462% | 1 | 50% | 0% | 0% | 0% | 8.2745 | 0 | 0 | 0 | 8.2745 | #N/A
2007-02-28 10:00 | 2 | 28 | 10 | 59.3751 | 1402 | 37.4 | 12.92 | 1020 | 37.4 | 157.3525 | 0 | Heating | 20.9803 | #N/A | #N/A | #N/A | #N/A | 157.3525 | #N/A | #N/A | 3.5838 | #N/A | 0 | 0 | 0 | 0 | 0 | 0 | 0 | 0.06993% | 1 | 50% | 0% | 0% | 0% | 8.2745 | 0 | 0 | 0 | 8.2745 | #N/A
2007-02-28 11:00 | 2 | 28 | 11 | 59.4167 | 1403 | 37.94 | 8.96 | 1020 | 37.94 | 145.5855 | 0 | Heating | 19.4114 | #N/A | #N/A | #N/A | #N/A | 145.5855 | #N/A | #N/A | 3.6146 | #N/A | 0 | 0 | 0 | 0 | 0 | 0 | 0 | 0.0647% | 1 | 50% | 0% | 0% | 0% | 8.2745 | 0 | 0 | 0 | 8.2745 | #N/A
2007-02-28 12:00 | 2 | 28 | 12 | 59.4584 | 1404 | 39.92 | 10.04 | 1020 | 39.92 | 122.2344 | 0 | Heating | 16.2979 | #N/A | #N/A | #N/A | #N/A | 122.2344 | #N/A | #N/A | 3.7339 | #N/A | 0 | 0 | 0 | 0 | 0 | 0 | 0 | 0.05433% | 1 | 50% | 0% | 0% | 0% | 8.2745 | 0 | 0 | 0 | 8.2745 | #N/A
2007-02-28 13:00 | 2 | 28 | 13 | 59.5001 | 1405 | 41 | 8.96 | 1020 | 41 | 146.451 | 0 | Heating | 19.5268 | #N/A | #N/A | #N/A | #N/A | 146.451 | #N/A | #N/A | 3.8033 | #N/A | 0 | 0 | 0 | 0 | 0 | 0 | 0 | 0.06509% | 1 | 50% | 0% | 0% | 0% | 8.2745 | 0 | 0 | 0 | 8.2745 | #N/A
2007-02-28 14:00 | 2 | 28 | 14 | 59.5417 | 1406 | 41 | 8.06 | 1019 | 41 | 85.1307 | 0 | Heating | 11.3508 | #N/A | #N/A | #N/A | #N/A | 85.1307 | #N/A | #N/A | 3.8033 | #N/A | 0 | 0 | 0 | 0 | 0 | 0 | 0 | 0.03784% | 1 | 50% | 0% | 0% | 0% | 8.2745 | 0 | 0 | 0 | 8.2745 | #N/A
2007-02-28 15:00 | 2 | 28 | 15 | 59.5834 | 1407 | 42.8 | 8.06 | 1019 | 42.8 | 77.0497 | 0 | Heating | 10.2733 | #N/A | #N/A | #N/A | #N/A | 77.0497 | #N/A | #N/A | 3.9261 | #N/A | 0 | 0 | 0 | 0 | 0 | 0 | 0 | 0.03424% | 1 | 50% | 0% | 0% | 0% | 8.2745 | 0 | 0 | 0 | 8.2745 | #N/A
2007-02-28 16:00 | 2 | 28 | 16 | 59.6251 | 1408 | 42.08 | 3.92 | 1019 | 42.08 | 84.4169 | 0 | Heating | 11.2556 | #N/A | #N/A | #N/A | #N/A | 84.4169 | #N/A | #N/A | 3.8759 | #N/A | 0 | 0 | 0 | 0 | 0 | 0 | 0 | 0.03752% | 1 | 50% | 0% | 0% | 0% | 8.2745 | 0 | 0 | 0 | 8.2745 | #N/A
2007-02-28 17:00 | 2 | 28 | 17 | 59.6667 | 1409 | 42.08 | 1.94 | 1019 | 42.08 | 79.7516 | 0 | Heating | 10.6335 | #N/A | #N/A | #N/A | #N/A | 79.7516 | #N/A | #N/A | 3.8759 | #N/A | 0 | 0 | 0 | 0 | 0 | 0 | 0 | 0.03545% | 1 | 50% | 0% | 0% | 0% | 8.2745 | 0 | 0 | 0 | 8.2745 | #N/A
2007-02-28 18:00 | 2 | 28 | 18 | 59.7084 | 1410 | 39.2 | 1.94 | 1019 | 39.2 | 125.4343 | 0 | Heating | 16.7246 | #N/A | #N/A | #N/A | #N/A | 125.4343 | #N/A | #N/A | 3.6894 | #N/A | 0 | 0 | 0 | 0 | 0 | 0 | 0 | 0.05575% | 1 | 50% | 0% | 0% | 0% | 8.2745 | 0 | 0 | 0 | 8.2745 | #N/A
2007-02-28 19:00 | 2 | 28 | 19 | 59.7501 | 1411 | 37.04 | 3.02 | 1019 | 37.04 | 228.1466 | 0 | Heating | 30.4195 | #N/A | #N/A | #N/A | #N/A | 228.1466 | #N/A | #N/A | 3.5637 | #N/A | 0 | 0 | 0 | 0 | 0 | 0 | 0 | 0.1014% | 1 | 50% | 0% | 0% | 0% | 8.2745 | 0 | 0 | 0 | 8.2745 | #N/A
2007-02-28 20:00 | 2 | 28 | 20 | 59.7917 | 1412 | 35.96 | 5 | 1019 | 35.96 | 277.1403 | 0 | Heating | 36.952 | #N/A | #N/A | #N/A | #N/A | 277.1403 | #N/A | #N/A | 3.5052 | #N/A | 0 | 0 | 0 | 0 | 0 | 0 | 0 | 0.1232% | 1 | 50% | 0% | 0% | 0% | 8.2745 | 0 | 0 | 0 | 8.2745 | #N/A
2007-02-28 21:00 | 2 | 28 | 21 | 59.8334 | 1413 | 35.42 | 1.94 | 1019 | 35.42 | 364.0793 | 0 | Heating | 48.5439 | #N/A | #N/A | #N/A | #N/A | 364.0793 | #N/A | #N/A | 3.477 | #N/A | 0 | 0 | 0 | 0 | 0 | 0 | 0 | 0.1618% | 1 | 50% | 0% | 0% | 0% | 8.2745 | 0 | 0 | 0 | 8.2745 | #N/A
2007-02-28 22:00 | 2 | 28 | 22 | 59.8751 | 1414 | 33.98 | 4.46 | 1018 | 33.98 | 424.655 | 0 | Heating | 56.6207 | #N/A | #N/A | #N/A | #N/A | 424.655 | #N/A | #N/A | 3.405 | #N/A | 0 | 0 | 0 | 0 | 0 | 0 | 0 | 0.1887% | 1 | 50% | 0% | 0% | 0% | 8.2745 | 0 | 0 | 0 | 8.2745 | #N/A
2007-02-28 23:00 | 2 | 28 | 23 | 59.9167 | 1415 | 32.72 | 6.62 | 1018 | 32.72 | 97.6327 | 0 | Heating | 13.0177 | #N/A | #N/A | #N/A | #N/A | 97.6327 | #N/A | #N/A | 3.3458 | #N/A | 0 | 0 | 0 | 0 | 0 | 0 | 0 | 0.04339% | 1 | 50% | 0% | 0% | 0% | 8.2745 | 0 | 0 | 0 | 8.2745 | #N/A
2007-03-01 | 3 | 1 | 0 | 59.9584 | 1416 | 31.1 | 8.96 | 1017 | 31.1 | 165.8268 | 0 | Heating | 22.1102 | #N/A | #N/A | #N/A | #N/A | 165.8268 | #N/A | #N/A | 3.2747 | #N/A | 0 | 0 | 0 | 0 | 0 | 0 | 0 | 0.0737% | 1 | 50% | 0% | 0% | 0% | 8.2745 | 0 | 0 | 0 | 8.2745 | #N/A
2007-03-01 01:00 | 3 | 1 | 1 | 60.0001 | 1417 | 29.3 | 11.3 | 1013 | 29.3 | 201.8115 | 0 | Heating | 26.9082 | #N/A | #N/A | #N/A | #N/A | 201.8115 | #N/A | #N/A | 3.2018 | #N/A | 0 | 0 | 0 | 0 | 0 | 0 | 0 | 0.08969% | 1 | 50% | 0% | 0% | 0% | 8.2745 | 0 | 0 | 0 | 8.2745 | #N/A
2007-03-01 02:00 | 3 | 1 | 2 | 60.0417 | 1418 | 28.76 | 13.64 | 1013 | 28.76 | 223.8365 | 0 | Heating | 29.8449 | #N/A | #N/A | #N/A | #N/A | 223.8365 | #N/A | #N/A | 3.1812 | #N/A | 0 | 0 | 0 | 0 | 0 | 0 | 0 | 0.09948% | 1 | 50% | 0% | 0% | 0% | 8.2745 | 0 | 0 | 0 | 8.2745 | #N/A
2007-03-01 03:00 | 3 | 1 | 3 | 60.0834 | 1419 | 26.96 | 15.8 | 1013 | 26.96 | 244.0293 | 0 | Heating | 32.5372 | #N/A | #N/A | #N/A | #N/A | 244.0293 | #N/A | #N/A | 3.1163 | #N/A | 0 | 0 | 0 | 0 | 0 | 0 | 0 | 0.1085% | 1 | 50% | 0% | 0% | 0% | 8.2745 | 0 | 0 | 0 | 8.2745 | #N/A
2007-03-01 04:00 | 3 | 1 | 4 | 60.1251 | 1420 | 25.16 | 17.96 | 1013 | 25.16 | 261.4303 | 0 | Heating | 34.8574 | #N/A | #N/A | #N/A | #N/A | 261.4303 | #N/A | #N/A | 3.0569 | #N/A | 0 | 0 | 0 | 0 | 0 | 0 | 0 | 0.1162% | 1 | 50% | 0% | 0% | 0% | 8.2745 | 0 | 0 | 0 | 8.2745 | #N/A
2007-03-01 05:00 | 3 | 1 | 5 | 60.1667 | 1421 | 23.72 | 17.96 | 1013 | 23.72 | 279.3141 | 0 | Heating | 37.2419 | #N/A | #N/A | #N/A | #N/A | 279.3141 | #N/A | #N/A | 3.0132 | #N/A | 0 | 0 | 0 | 0 | 0 | 0 | 0 | 0.1241% | 1 | 50% | 0% | 0% | 0% | 8.2745 | 0 | 0 | 0 | 8.2745 | #N/A
2007-03-01 06:00 | 3 | 1 | 6 | 60.2084 | 1422 | 22.46 | 17.96 | 1013 | 22.46 | 278.2632 | 0 | Heating | 37.1018 | #N/A | #N/A | #N/A | #N/A | 278.2632 | #N/A | #N/A | 2.9775 | #N/A | 0 | 0 | 0 | 0 | 0 | 0 | 0 | 0.1237% | 1 | 50% | 0% | 0% | 0% | 8.2745 | 0 | 0 | 0 | 8.2745 | #N/A
2007-03-01 07:00 | 3 | 1 | 7 | 60.2501 | 1423 | 21.92 | 14 | 1013 | 21.92 | 745.9012 | 0 | Heating | 99.4535 | #N/A | #N/A | #N/A | #N/A | 745.9012 | #N/A | #N/A | 2.9629 | #N/A | 0 | 0 | 0 | 0 | 0 | 0 | 0 | 0.3315% | 1 | 50% | 0% | 0% | 0% | 8.2745 | 0 | 0 | 0 | 8.2745 | #N/A
2007-03-01 08:00 | 3 | 1 | 8 | 60.2917 | 1424 | 21.92 | 12.02 | 1013 | 21.92 | 510.3511 | 0 | Heating | 68.0468 | #N/A | #N/A | #N/A | #N/A | 510.3511 | #N/A | #N/A | 2.9629 | #N/A | 0 | 0 | 0 | 0 | 0 | 0 | 0 | 0.2268% | 1 | 50% | 0% | 0% | 0% | 8.2745 | 0 | 0 | 0 | 8.2745 | #N/A
2007-03-01 09:00 | 3 | 1 | 9 | 60.3334 | 1425 | 23 | 14 | 1013 | 23 | 248.4253 | 0 | Heating | 33.1234 | #N/A | #N/A | #N/A | #N/A | 248.4253 | #N/A | #N/A | 2.9925 | #N/A | 0 | 0 | 0 | 0 | 0 | 0 | 0 | 0.1104% | 1 | 50% | 0% | 0% | 0% | 8.2745 | 0 | 0 | 0 | 8.2745 | #N/A
2007-03-01 10:00 | 3 | 1 | 10 | 60.3751 | 1426 | 24.08 | 15.08 | 1013 | 24.08 | 164.4458 | 0 | Heating | 21.9261 | #N/A | #N/A | #N/A | #N/A | 164.4458 | #N/A | #N/A | 3.0238 | #N/A | 0 | 0 | 0 | 0 | 0 | 0 | 0 | 0.07309% | 1 | 50% | 0% | 0% | 0% | 8.2745 | 0 | 0 | 0 | 8.2745 | #N/A
2007-03-01 11:00 | 3 | 1 | 11 | 60.4167 | 1427 | 24.08 | 15.08 | 1013 | 24.08 | 143.1006 | 0 | Heating | 19.0801 | #N/A | #N/A | #N/A | #N/A | 143.1006 | #N/A | #N/A | 3.0238 | #N/A | 0 | 0 | 0 | 0 | 0 | 0 | 0 | 0.0636% | 1 | 50% | 0% | 0% | 0% | 8.2745 | 0 | 0 | 0 | 8.2745 | #N/A
2007-03-01 12:00 | 3 | 1 | 12 | 60.4584 | 1428 | 28.04 | 14 | 1011 | 28.04 | 118.7361 | 0 | Heating | 15.8315 | #N/A | #N/A | #N/A | #N/A | 118.7361 | #N/A | #N/A | 3.1545 | #N/A | 0 | 0 | 0 | 0 | 0 | 0 | 0 | 0.05277% | 1 | 50% | 0% | 0% | 0% | 8.2745 | 0 | 0 | 0 | 8.2745 | #N/A
2007-03-01 13:00 | 3 | 1 | 13 | 60.5001 | 1429 | 30.02 | 12.02 | 1010 | 30.02 | 135.5484 | 0 | Heating | 18.0731 | #N/A | #N/A | #N/A | #N/A | 135.5484 | #N/A | #N/A | 3.2302 | #N/A | 0 | 0 | 0 | 0 | 0 | 0 | 0 | 0.06024% | 1 | 50% | 0% | 0% | 0% | 8.2745 | 0 | 0 | 0 | 8.2745 | #N/A
2007-03-01 14:00 | 3 | 1 | 14 | 60.5417 | 1430 | 30.02 | 12.92 | 1008 | 30.02 | 49.2784 | 0 | Heating | 6.5704 | #N/A | #N/A | #N/A | #N/A | 49.2784 | #N/A | #N/A | 3.2302 | #N/A | 0 | 0 | 0 | 0 | 0 | 0 | 0 | 0.0219% | 1 | 50% | 0% | 0% | 0% | 8.2745 | 0 | 0 | 0 | 8.2745 | #N/A
2007-03-01 15:00 | 3 | 1 | 15 | 60.5834 | 1431 | 33.98 | 14 | 1007 | 33.98 | 28.7548 | 0 | Heating | 3.834 | #N/A | #N/A | #N/A | #N/A | 28.7548 | #N/A | #N/A | 3.405 | #N/A | 0 | 0 | 0 | 0 | 0 | 0 | 0 | 0.01278% | 1 | 50% | 0% | 0% | 0% | 8.2745 | 0 | 0 | 0 | 8.2745 | #N/A
2007-03-01 16:00 | 3 | 1 | 16 | 60.6251 | 1432 | 35.06 | 15.08 | 1006 | 35.06 | 19.4458 | 0 | Heating | 2.5928 | #N/A | #N/A | #N/A | #N/A | 19.4458 | #N/A | #N/A | 3.4585 | #N/A | 0 | 0 | 0 | 0 | 0 | 0 | 0 | 0.008643% | 1 | 50% | 0% | 0% | 0% | 8.2745 | 0 | 0 | 0 | 8.2745 | #N/A
2007-03-01 17:00 | 3 | 1 | 17 | 60.6667 | 1433 | 35.06 | 15.98 | 1005 | 35.06 | 8.5993 | 0 | Heating | 1.1466 | #N/A | #N/A | #N/A | #N/A | 8.5993 | #N/A | #N/A | 3.4585 | #N/A | 0 | 0 | 0 | 0 | 0 | 0 | 0 | 0.003822% | 1 | 50% | 0% | 0% | 0% | 8.2745 | 0 | 0 | 0 | 8.2745 | #N/A
2007-03-01 18:00 | 3 | 1 | 18 | 60.7084 | 1434 | 30.92 | 17.06 | 1004 | 30.92 | 16.1231 | 0 | Heating | 2.1497 | #N/A | #N/A | #N/A | #N/A | 16.1231 | #N/A | #N/A | 3.2671 | #N/A | 0 | 0 | 0 | 0 | 0 | 0 | 0 | 0.007166% | 1 | 50% | 0% | 0% | 0% | 8.2745 | 0 | 0 | 0 | 8.2745 | #N/A
2007-03-01 19:00 | 3 | 1 | 19 | 60.7501 | 1435 | 26.06 | 17.96 | 1004 | 26.06 | 52.9823 | 0 | Heating | 7.0643 | #N/A | #N/A | #N/A | #N/A | 52.9823 | #N/A | #N/A | 3.0859 | #N/A | 0 | 0 | 0 | 0 | 0 | 0 | 0 | 0.02355% | 1 | 50% | 0% | 0% | 0% | 8.2745 | 0 | 0 | 0 | 8.2745 | #N/A
2007-03-01 20:00 | 3 | 1 | 20 | 60.7917 | 1436 | 26.06 | 17.06 | 1003 | 26.06 | 72.8547 | 0 | Heating | 9.714 | #N/A | #N/A | #N/A | #N/A | 72.8547 | #N/A | #N/A | 3.0859 | #N/A | 0 | 0 | 0 | 0 | 0 | 0 | 0 | 0.03238% | 1 | 50% | 0% | 0% | 0% | 8.2745 | 0 | 0 | 0 | 8.2745 | #N/A
2007-03-01 21:00 | 3 | 1 | 21 | 60.8334 | 1437 | 26.06 | 15.98 | 1002 | 26.06 | 99.7249 | 0 | Heating | 13.2967 | #N/A | #N/A | #N/A | #N/A | 99.7249 | #N/A | #N/A | 3.0859 | #N/A | 0 | 0 | 0 | 0 | 0 | 0 | 0 | 0.04432% | 1 | 50% | 0% | 0% | 0% | 8.2745 | 0 | 0 | 0 | 8.2745 | #N/A
2007-03-01 22:00 | 3 | 1 | 22 | 60.8751 | 1438 | 21.92 | 17.06 | 1000 | 21.92 | 141.3975 | 0 | Heating | 18.853 | #N/A | #N/A | #N/A | #N/A | 141.3975 | #N/A | #N/A | 2.9629 | #N/A | 0 | 0 | 0 | 0 | 0 | 0 | 0 | 0.06284% | 1 | 50% | 0% | 0% | 0% | 8.2745 | 0 | 0 | 0 | 8.2745 | #N/A
2007-03-01 23:00 | 3 | 1 | 23 | 60.9167 | 1439 | 21.92 | 15.98 | 1000 | 21.92 | 0.087462 | 0 | Heating | 0.011662 | #N/A | #N/A | #N/A | #N/A | 0.087462 | #N/A | #N/A | 2.9629 | #N/A | 0 | 0 | 0 | 0 | 0 | 0 | 0 | 3.887e-05% | 1 | 50% | 0% | 0% | 0% | 8.2745 | 0 | 0 | 0 | 8.2745 | #N/A
2007-03-02 | 3 | 2 | 0 | 60.9584 | 1440 | 24.98 | 15.98 | 1001 | 24.98 | 2.2984 | 0 | Heating | 0.30645 | #N/A | #N/A | #N/A | #N/A | 2.2984 | #N/A | #N/A | 3.0513 | #N/A | 0 | 0 | 0 | 0 | 0 | 0 | 0 | 0.001021% | 1 | 50% | 0% | 0% | 0% | 8.2745 | 0 | 0 | 0 | 8.2745 | #N/A
2007-03-02 01:00 | 3 | 2 | 1 | 61.0001 | 1441 | 26.06 | 17.06 | 1001 | 26.06 | 7.9262 | 0 | Heating | 1.0568 | #N/A | #N/A | #N/A | #N/A | 7.9262 | #N/A | #N/A | 3.0859 | #N/A | 0 | 0 | 0 | 0 | 0 | 0 | 0 | 0.003523% | 1 | 50% | 0% | 0% | 0% | 8.2745 | 0 | 0 | 0 | 8.2745 | #N/A
2007-03-02 02:00 | 3 | 2 | 2 | 61.0418 | 1442 | 26.06 | 15.98 | 1000 | 26.06 | 11.3312 | 0 | Heating | 1.5108 | #N/A | #N/A | #N/A | #N/A | 11.3312 | #N/A | #N/A | 3.0859 | #N/A | 0 | 0 | 0 | 0 | 0 | 0 | 0 | 0.005036% | 1 | 50% | 0% | 0% | 0% | 8.2745 | 0 | 0 | 0 | 8.2745 | #N/A
2007-03-02 03:00 | 3 | 2 | 3 | 61.0834 | 1443 | 28.04 | 15.08 | 999 | 28.04 | 13.1642 | 0 | Heating | 1.7552 | #N/A | #N/A | #N/A | #N/A | 13.1642 | #N/A | #N/A | 3.1545 | #N/A | 0 | 0 | 0 | 0 | 0 | 0 | 0 | 0.005851% | 1 | 50% | 0% | 0% | 0% | 8.2745 | 0 | 0 | 0 | 8.2745 | #N/A
2007-03-02 04:00 | 3 | 2 | 4 | 61.1251 | 1444 | 30.02 | 14 | 999 | 30.02 | 15.7114 | 0 | Heating | 2.0948 | #N/A | #N/A | #N/A | #N/A | 15.7114 | #N/A | #N/A | 3.2302 | #N/A | 0 | 0 | 0 | 0 | 0 | 0 | 0 | 0.006983% | 1 | 50% | 0% | 0% | 0% | 8.2745 | 0 | 0 | 0 | 8.2745 | #N/A
2007-03-02 05:00 | 3 | 2 | 5 | 61.1668 | 1445 | 30.02 | 12.92 | 998 | 30.02 | 18.346 | 0 | Heating | 2.4461 | #N/A | #N/A | #N/A | #N/A | 18.346 | #N/A | #N/A | 3.2302 | #N/A | 0 | 0 | 0 | 0 | 0 | 0 | 0 | 0.008154% | 1 | 50% | 0% | 0% | 0% | 8.2745 | 0 | 0 | 0 | 8.2745 | #N/A
2007-03-02 06:00 | 3 | 2 | 6 | 61.2084 | 1446 | 30.02 | 12.02 | 997 | 30.02 | 18.5488 | 0 | Heating | 2.4732 | #N/A | #N/A | #N/A | #N/A | 18.5488 | #N/A | #N/A | 3.2302 | #N/A | 0 | 0 | 0 | 0 | 0 | 0 | 0 | 0.008244% | 1 | 50% | 0% | 0% | 0% | 8.2745 | 0 | 0 | 0 | 8.2745 | #N/A
2007-03-02 07:00 | 3 | 2 | 7 | 61.2501 | 1447 | 30.92 | 12.02 | 996 | 30.92 | 472.8044 | 0 | Heating | 63.0406 | #N/A | #N/A | #N/A | #N/A | 472.8044 | #N/A | #N/A | 3.2671 | #N/A | 0 | 0 | 0 | 0 | 0 | 0 | 0 | 0.2101% | 1 | 50% | 0% | 0% | 0% | 8.2745 | 0 | 0 | 0 | 8.2745 | #N/A
2007-03-02 08:00 | 3 | 2 | 8 | 61.2918 | 1448 | 30.92 | 12.92 | 996 | 30.92 | 214.4997 | 0 | Heating | 28.6 | #N/A | #N/A | #N/A | #N/A | 214.4997 | #N/A | #N/A | 3.2671 | #N/A | 0 | 0 | 0 | 0 | 0 | 0 | 0 | 0.09533% | 1 | 50% | 0% | 0% | 0% | 8.2745 | 0 | 0 | 0 | 8.2745 | #N/A
2007-03-02 09:00 | 3 | 2 | 9 | 61.3334 | 1449 | 33.08 | 12.92 | 995 | 33.08 | 93.4139 | 0 | Heating | 12.4552 | #N/A | #N/A | #N/A | #N/A | 93.4139 | #N/A | #N/A | 3.3624 | #N/A | 0 | 0 | 0 | 0 | 0 | 0 | 0 | 0.04152% | 1 | 50% | 0% | 0% | 0% | 8.2745 | 0 | 0 | 0 | 8.2745 | #N/A
2007-03-02 10:00 | 3 | 2 | 10 | 61.3751 | 1450 | 35.06 | 15.08 | 995 | 35.06 | 67.7033 | 0 | Heating | 9.0271 | #N/A | #N/A | #N/A | #N/A | 67.7033 | #N/A | #N/A | 3.4585 | #N/A | 0 | 0 | 0 | 0 | 0 | 0 | 0 | 0.03009% | 1 | 50% | 0% | 0% | 0% | 8.2745 | 0 | 0 | 0 | 8.2745 | #N/A
2007-03-02 11:00 | 3 | 2 | 11 | 61.4168 | 1451 | 35.06 | 15.98 | 995 | 35.06 | 66.8732 | 0 | Heating | 8.9164 | #N/A | #N/A | #N/A | #N/A | 66.8732 | #N/A | #N/A | 3.4585 | #N/A | 0 | 0 | 0 | 0 | 0 | 0 | 0 | 0.02972% | 1 | 50% | 0% | 0% | 0% | 8.2745 | 0 | 0 | 0 | 8.2745 | #N/A
2007-03-02 12:00 | 3 | 2 | 12 | 61.4584 | 1452 | 37.94 | 15.98 | 994 | 37.94 | 46.8515 | 0 | Heating | 6.2469 | #N/A | #N/A | #N/A | #N/A | 46.8515 | #N/A | #N/A | 3.6146 | #N/A | 0 | 0 | 0 | 0 | 0 | 0 | 0 | 0.02082% | 1 | 50% | 0% | 0% | 0% | 8.2745 | 0 | 0 | 0 | 8.2745 | #N/A
2007-03-02 13:00 | 3 | 2 | 13 | 61.5001 | 1453 | 35.6 | 17.06 | 993 | 35.6 | 22.8455 | 0 | Heating | 3.0461 | #N/A | #N/A | #N/A | #N/A | 22.8455 | #N/A | #N/A | 3.4863 | #N/A | 0 | 0 | 0 | 0 | 0 | 0 | 0 | 0.01015% | 1 | 50% | 0% | 0% | 0% | 8.2745 | 0 | 0 | 0 | 8.2745 | #N/A
2007-03-02 14:00 | 3 | 2 | 14 | 61.5418 | 1454 | 33.98 | 19.04 | 992 | 33.98 | 8.7352 | 0 | Heating | 1.1647 | #N/A | #N/A | #N/A | #N/A | 8.7352 | #N/A | #N/A | 3.405 | #N/A | 0 | 0 | 0 | 0 | 0 | 0 | 0 | 0.003882% | 1 | 50% | 0% | 0% | 0% | 8.2745 | 0 | 0 | 0 | 8.2745 | #N/A
2007-03-02 15:00 | 3 | 2 | 15 | 61.5834 | 1455 | 33.08 | 19.04 | 991 | 33.08 | 22.4638 | 0 | Heating | 2.9952 | #N/A | #N/A | #N/A | #N/A | 22.4638 | #N/A | #N/A | 3.3624 | #N/A | 0 | 0 | 0 | 0 | 0 | 0 | 0 | 0.009984% | 1 | 50% | 0% | 0% | 0% | 8.2745 | 0 | 0 | 0 | 8.2745 | #N/A
2007-03-02 16:00 | 3 | 2 | 16 | 61.6251 | 1456 | 30.92 | 21.92 | 991 | 30.92 | 19.3274 | 0 | Heating | 2.577 | #N/A | #N/A | #N/A | #N/A | 19.3274 | #N/A | #N/A | 3.2671 | #N/A | 0 | 0 | 0 | 0 | 0 | 0 | 0 | 0.00859% | 1 | 50% | 0% | 0% | 0% | 8.2745 | 0 | 0 | 0 | 8.2745 | #N/A
2007-03-02 17:00 | 3 | 2 | 17 | 61.6668 | 1457 | 30.92 | 26.96 | 991 | 30.92 | 8.8674 | 0 | Heating | 1.1823 | #N/A | #N/A | #N/A | #N/A | 8.8674 | #N/A | #N/A | 3.2671 | #N/A | 0 | 0 | 0 | 0 | 0 | 0 | 0 | 0.003941% | 1 | 50% | 0% | 0% | 0% | 8.2745 | 0 | 0 | 0 | 8.2745 | #N/A
2007-03-02 18:00 | 3 | 2 | 18 | 61.7084 | 1458 | 24.08 | 26.06 | 992 | 24.08 | 21.7506 | 0 | Heating | 2.9001 | #N/A | #N/A | #N/A | #N/A | 21.7506 | #N/A | #N/A | 3.0238 | #N/A | 0 | 0 | 0 | 0 | 0 | 0 | 0 | 0.009667% | 1 | 50% | 0% | 0% | 0% | 8.2745 | 0 | 0 | 0 | 8.2745 | #N/A
2007-03-02 19:00 | 3 | 2 | 19 | 61.7501 | 1459 | 21.92 | 26.06 | 993 | 21.92 | 0 | 0 | Cooling | 0 | #N/A | #N/A | #N/A | #N/A | 0 | 0 | 0 | 0 | 0 | 0 | #N/A | #N/A | 88 | 88 | 0 | #N/A | 0% | 1 | 50% | 0% | 0% | 0% | 8.2745 | 0 | 0 | 0 | 8.2745 | #N/A
2007-03-02 20:00 | 3 | 2 | 20 | 61.7918 | 1460 | 21.92 | 26.96 | 993 | 21.92 | 0 | 0 | Cooling | 0 | #N/A | #N/A | #N/A | #N/A | 0 | 0 | 0 | 0 | 0 | 0 | #N/A | #N/A | 88 | 88 | 0 | #N/A | 0% | 1 | 50% | 0% | 0% | 0% | 8.2745 | 0 | 0 | 0 | 8.2745 | #N/A
2007-03-02 21:00 | 3 | 2 | 21 | 61.8334 | 1461 | 19.94 | 26.96 | 994 | 19.94 | 0 | 0 | Cooling | 0 | #N/A | #N/A | #N/A | #N/A | 0 | 0 | 0 | 0 | 0 | 0 | #N/A | #N/A | 88 | 88 | 0 | #N/A | 0% | 1 | 50% | 0% | 0% | 0% | 8.2745 | 0 | 0 | 0 | 8.2745 | #N/A
2007-03-02 22:00 | 3 | 2 | 22 | 61.8751 | 1462 | 19.04 | 26.96 | 995 | 19.04 | 0.42955 | 0 | Heating | 0.057274 | #N/A | #N/A | #N/A | #N/A | 0.42955 | #N/A | #N/A | 2.8915 | #N/A | 0 | 0 | 0 | 0 | 0 | 0 | 0 | 0.0001909% | 1 | 50% | 0% | 0% | 0% | 8.2745 | 0 | 0 | 0 | 8.2745 | #N/A
2007-03-02 23:00 | 3 | 2 | 23 | 61.9168 | 1463 | 19.04 | 26.06 | 995 | 19.04 | 2.9586 | 0 | Heating | 0.39448 | #N/A | #N/A | #N/A | #N/A | 2.9586 | #N/A | #N/A | 2.8915 | #N/A | 0 | 0 | 0 | 0 | 0 | 0 | 0 | 0.001315% | 1 | 50% | 0% | 0% | 0% | 8.2745 | 0 | 0 | 0 | 8.2745 | #N/A
2007-03-03 | 3 | 3 | 0 | 61.9584 | 1464 | 15.08 | 26.96 | 995 | 15.08 | 6.2294 | 0 | Heating | 0.83059 | #N/A | #N/A | #N/A | #N/A | 6.2294 | #N/A | #N/A | 2.8087 | #N/A | 0 | 0 | 0 | 0 | 0 | 0 | 0 | 0.002769% | 1 | 50% | 0% | 0% | 0% | 8.2745 | 0 | 0 | 0 | 8.2745 | #N/A
2007-03-03 01:00 | 3 | 3 | 1 | 62.0001 | 1465 | 12.92 | 28.04 | 995 | 12.92 | 8.4962 | 0 | Heating | 1.1328 | #N/A | #N/A | #N/A | #N/A | 8.4962 | #N/A | #N/A | 2.7697 | #N/A | 0 | 0 | 0 | 0 | 0 | 0 | 0 | 0.003776% | 1 | 50% | 0% | 0% | 0% | 8.2745 | 0 | 0 | 0 | 8.2745 | #N/A
2007-03-03 02:00 | 3 | 3 | 2 | 62.0418 | 1466 | 12.92 | 28.04 | 996 | 12.92 | 11.5468 | 0 | Heating | 1.5396 | #N/A | #N/A | #N/A | #N/A | 11.5468 | #N/A | #N/A | 2.7697 | #N/A | 0 | 0 | 0 | 0 | 0 | 0 | 0 | 0.005132% | 1 | 50% | 0% | 0% | 0% | 8.2745 | 0 | 0 | 0 | 8.2745 | #N/A
2007-03-03 03:00 | 3 | 3 | 3 | 62.0834 | 1467 | 10.04 | 15.98 | 995 | 10.04 | 13.9843 | 0 | Heating | 1.8646 | #N/A | #N/A | #N/A | #N/A | 13.9843 | #N/A | #N/A | 2.723 | #N/A | 0 | 0 | 0 | 0 | 0 | 0 | 0 | 0.006215% | 1 | 50% | 0% | 0% | 0% | 8.2745 | 0 | 0 | 0 | 8.2745 | #N/A
2007-03-03 04:00 | 3 | 3 | 4 | 62.1251 | 1468 | 8.96 | 17.96 | 995 | 8.96 | 15.8029 | 0 | Heating | 2.1071 | #N/A | #N/A | #N/A | #N/A | 15.8029 | #N/A | #N/A | 2.7067 | #N/A | 0 | 0 | 0 | 0 | 0 | 0 | 0 | 0.007024% | 1 | 50% | 0% | 0% | 0% | 8.2745 | 0 | 0 | 0 | 8.2745 | #N/A
2007-03-03 05:00 | 3 | 3 | 5 | 62.1668 | 1469 | 8.96 | 19.04 | 996 | 8.96 | 24.0043 | 0 | Heating | 3.2006 | #N/A | #N/A | #N/A | #N/A | 24.0043 | #N/A | #N/A | 2.7067 | #N/A | 0 | 0 | 0 | 0 | 0 | 0 | 0 | 0.01067% | 1 | 50% | 0% | 0% | 0% | 8.2745 | 0 | 0 | 0 | 8.2745 | #N/A
2007-03-03 06:00 | 3 | 3 | 6 | 62.2084 | 1470 | 8.06 | 19.04 | 996 | 8.06 | 44.371 | 0 | Heating | 5.9161 | #N/A | #N/A | #N/A | #N/A | 44.371 | #N/A | #N/A | 2.6935 | #N/A | 0 | 0 | 0 | 0 | 0 | 0 | 0 | 0.01972% | 1 | 50% | 0% | 0% | 0% | 8.2745 | 0 | 0 | 0 | 8.2745 | #N/A
2007-03-03 07:00 | 3 | 3 | 7 | 62.2501 | 1471 | 5 | 17.96 | 996 | 5 | 45.1574 | 0 | Heating | 6.021 | #N/A | #N/A | #N/A | #N/A | 45.1574 | #N/A | #N/A | 2.6507 | #N/A | 0 | 0 | 0 | 0 | 0 | 0 | 0 | 0.02007% | 1 | 50% | 0% | 0% | 0% | 8.2745 | 0 | 0 | 0 | 8.2745 | #N/A
2007-03-03 08:00 | 3 | 3 | 8 | 62.2918 | 1472 | 5 | 19.04 | 996 | 5 | 24.9145 | 0 | Heating | 3.3219 | #N/A | #N/A | #N/A | #N/A | 24.9145 | #N/A | #N/A | 2.6507 | #N/A | 0 | 0 | 0 | 0 | 0 | 0 | 0 | 0.01107% | 1 | 50% | 0% | 0% | 0% | 8.2745 | 0 | 0 | 0 | 8.2745 | #N/A
2007-03-03 09:00 | 3 | 3 | 9 | 62.3334 | 1473 | 12.02 | 21.02 | 997 | 12.02 | 12.5242 | 0 | Heating | 1.6699 | #N/A | #N/A | #N/A | #N/A | 12.5242 | #N/A | #N/A | 2.7546 | #N/A | 0 | 0 | 0 | 0 | 0 | 0 | 0 | 0.005566% | 1 | 50% | 0% | 0% | 0% | 8.2745 | 0 | 0 | 0 | 8.2745 | #N/A
2007-03-03 10:00 | 3 | 3 | 10 | 62.3751 | 1474 | 14 | 19.04 | 997 | 14 | 11.7407 | 0 | Heating | 1.5654 | #N/A | #N/A | #N/A | #N/A | 11.7407 | #N/A | #N/A | 2.7888 | #N/A | 0 | 0 | 0 | 0 | 0 | 0 | 0 | 0.005218% | 1 | 50% | 0% | 0% | 0% | 8.2745 | 0 | 0 | 0 | 8.2745 | #N/A
2007-03-03 11:00 | 3 | 3 | 11 | 62.4168 | 1475 | 14 | 21.92 | 997 | 14 | 10.7795 | 0 | Heating | 1.4373 | #N/A | #N/A | #N/A | #N/A | 10.7795 | #N/A | #N/A | 2.7888 | #N/A | 0 | 0 | 0 | 0 | 0 | 0 | 0 | 0.004791% | 1 | 50% | 0% | 0% | 0% | 8.2745 | 0 | 0 | 0 | 8.2745 | #N/A
2007-03-03 12:00 | 3 | 3 | 12 | 62.4584 | 1476 | 17.06 | 21.92 | 997 | 17.06 | 9.1121 | 0 | Heating | 1.2149 | #N/A | #N/A | #N/A | #N/A | 9.1121 | #N/A | #N/A | 2.8481 | #N/A | 0 | 0 | 0 | 0 | 0 | 0 | 0 | 0.00405% | 1 | 50% | 0% | 0% | 0% | 8.2745 | 0 | 0 | 0 | 8.2745 | #N/A
2007-03-03 13:00 | 3 | 3 | 13 | 62.5001 | 1477 | 19.04 | 19.94 | 997 | 19.04 | 9.2894 | 0 | Heating | 1.2386 | #N/A | #N/A | #N/A | #N/A | 9.2894 | #N/A | #N/A | 2.8915 | #N/A | 0 | 0 | 0 | 0 | 0 | 0 | 0 | 0.004129% | 1 | 50% | 0% | 0% | 0% | 8.2745 | 0 | 0 | 0 | 8.2745 | #N/A
2007-03-03 14:00 | 3 | 3 | 14 | 62.5418 | 1478 | 19.04 | 17.96 | 997 | 19.04 | 9.8823 | 0 | Heating | 1.3176 | #N/A | #N/A | #N/A | #N/A | 9.8823 | #N/A | #N/A | 2.8915 | #N/A | 0 | 0 | 0 | 0 | 0 | 0 | 0 | 0.004392% | 1 | 50% | 0% | 0% | 0% | 8.2745 | 0 | 0 | 0 | 8.2745 | #N/A
2007-03-03 15:00 | 3 | 3 | 15 | 62.5834 | 1479 | 24.08 | 17.96 | 997 | 24.08 | 12.6196 | 0 | Heating | 1.6826 | #N/A | #N/A | #N/A | #N/A | 12.6196 | #N/A | #N/A | 3.0238 | #N/A | 0 | 0 | 0 | 0 | 0 | 0 | 0 | 0.005609% | 1 | 50% | 0% | 0% | 0% | 8.2745 | 0 | 0 | 0 | 8.2745 | #N/A
2007-03-03 16:00 | 3 | 3 | 16 | 62.6251 | 1480 | 24.08 | 15.98 | 998 | 24.08 | 24.9818 | 0 | Heating | 3.3309 | #N/A | #N/A | #N/A | #N/A | 24.9818 | #N/A | #N/A | 3.0238 | #N/A | 0 | 0 | 0 | 0 | 0 | 0 | 0 | 0.0111% | 1 | 50% | 0% | 0% | 0% | 8.2745 | 0 | 0 | 0 | 8.2745 | #N/A
2007-03-03 17:00 | 3 | 3 | 17 | 62.6668 | 1481 | 24.08 | 17.06 | 999 | 24.08 | 34.7574 | 0 | Heating | 4.6343 | #N/A | #N/A | #N/A | #N/A | 34.7574 | #N/A | #N/A | 3.0238 | #N/A | 0 | 0 | 0 | 0 | 0 | 0 | 0 | 0.01545% | 1 | 50% | 0% | 0% | 0% | 8.2745 | 0 | 0 | 0 | 8.2745 | #N/A
2007-03-03 18:00 | 3 | 3 | 18 | 62.7084 | 1482 | 21.02 | 15.08 | 999 | 21.02 | 57.8829 | 0 | Heating | 7.7177 | #N/A | #N/A | #N/A | #N/A | 57.8829 | #N/A | #N/A | 2.9394 | #N/A | 0 | 0 | 0 | 0 | 0 | 0 | 0 | 0.02573% | 1 | 50% | 0% | 0% | 0% | 8.2745 | 0 | 0 | 0 | 8.2745 | #N/A
2007-03-03 19:00 | 3 | 3 | 19 | 62.7501 | 1483 | 21.02 | 10.94 | 1000 | 21.02 | 97.3129 | 0 | Heating | 12.975 | #N/A | #N/A | #N/A | #N/A | 97.3129 | #N/A | #N/A | 2.9394 | #N/A | 0 | 0 | 0 | 0 | 0 | 0 | 0 | 0.04325% | 1 | 50% | 0% | 0% | 0% | 8.2745 | 0 | 0 | 0 | 8.2745 | #N/A
2007-03-03 20:00 | 3 | 3 | 20 | 62.7918 | 1484 | 21.02 | 10.94 | 1001 | 21.02 | 161.9066 | 0 | Heating | 21.5875 | #N/A | #N/A | #N/A | #N/A | 161.9066 | #N/A | #N/A | 2.9394 | #N/A | 0 | 0 | 0 | 0 | 0 | 0 | 0 | 0.07196% | 1 | 50% | 0% | 0% | 0% | 8.2745 | 0 | 0 | 0 | 8.2745 | #N/A
2007-03-03 21:00 | 3 | 3 | 21 | 62.8334 | 1485 | 17.06 | 10.04 | 1002 | 17.06 | 212.2294 | 0 | Heating | 28.2973 | #N/A | #N/A | #N/A | #N/A | 212.2294 | #N/A | #N/A | 2.8481 | #N/A | 0 | 0 | 0 | 0 | 0 | 0 | 0 | 0.09432% | 1 | 50% | 0% | 0% | 0% | 8.2745 | 0 | 0 | 0 | 8.2745 | #N/A
2007-03-03 22:00 | 3 | 3 | 22 | 62.8751 | 1486 | 15.08 | 12.02 | 1002 | 15.08 | 271.2179 | 0 | Heating | 36.1624 | #N/A | #N/A | #N/A | #N/A | 271.2179 | #N/A | #N/A | 2.8087 | #N/A | 0 | 0 | 0 | 0 | 0 | 0 | 0 | 0.1205% | 1 | 50% | 0% | 0% | 0% | 8.2745 | 0 | 0 | 0 | 8.2745 | #N/A
2007-03-03 23:00 | 3 | 3 | 23 | 62.9168 | 1487 | 15.08 | 10.04 | 1002 | 15.08 | 326.8461 | 0 | Heating | 43.5795 | #N/A | #N/A | #N/A | #N/A | 326.8461 | #N/A | #N/A | 2.8087 | #N/A | 0 | 0 | 0 | 0 | 0 | 0 | 0 | 0.1453% | 1 | 50% | 0% | 0% | 0% | 8.2745 | 0 | 0 | 0 | 8.2745 | #N/A
2007-03-04 | 3 | 4 | 0 | 62.9584 | 1488 | 12.02 | 6.98 | 1003 | 12.02 | 380.4676 | 0 | Heating | 50.729 | #N/A | #N/A | #N/A | #N/A | 380.4676 | #N/A | #N/A | 2.7546 | #N/A | 0 | 0 | 0 | 0 | 0 | 0 | 0 | 0.1691% | 1 | 50% | 0% | 0% | 0% | 8.2745 | 0 | 0 | 0 | 8.2745 | #N/A
2007-03-04 01:00 | 3 | 4 | 1 | 63.0001 | 1489 | 8.96 | 8.96 | 1003 | 8.96 | 403.5614 | 0 | Heating | 53.8082 | #N/A | #N/A | #N/A | #N/A | 403.5614 | #N/A | #N/A | 2.7067 | #N/A | 0 | 0 | 0 | 0 | 0 | 0 | 0 | 0.1794% | 1 | 50% | 0% | 0% | 0% | 8.2745 | 0 | 0 | 0 | 8.2745 | #N/A
2007-03-04 02:00 | 3 | 4 | 2 | 63.0418 | 1490 | 8.96 | 12.02 | 1003 | 8.96 | 428.9741 | 0 | Heating | 57.1965 | #N/A | #N/A | #N/A | #N/A | 428.9741 | #N/A | #N/A | 2.7067 | #N/A | 0 | 0 | 0 | 0 | 0 | 0 | 0 | 0.1907% | 1 | 50% | 0% | 0% | 0% | 8.2745 | 0 | 0 | 0 | 8.2745 | #N/A
2007-03-04 03:00 | 3 | 4 | 3 | 63.0834 | 1491 | 10.04 | 14 | 1003 | 10.04 | 451.9638 | 0 | Heating | 60.2618 | #N/A | #N/A | #N/A | #N/A | 451.9638 | #N/A | #N/A | 2.723 | #N/A | 0 | 0 | 0 | 0 | 0 | 0 | 0 | 0.2009% | 1 | 50% | 0% | 0% | 0% | 8.2745 | 0 | 0 | 0 | 8.2745 | #N/A
2007-03-04 04:00 | 3 | 4 | 4 | 63.1251 | 1492 | 10.04 | 12.92 | 1003 | 10.04 | 469.077 | 0 | Heating | 62.5436 | #N/A | #N/A | #N/A | #N/A | 469.077 | #N/A | #N/A | 2.723 | #N/A | 0 | 0 | 0 | 0 | 0 | 0 | 0 | 0.2085% | 1 | 50% | 0% | 0% | 0% | 8.2745 | 0 | 0 | 0 | 8.2745 | #N/A
2007-03-04 05:00 | 3 | 4 | 5 | 63.1668 | 1493 | 10.04 | 12.92 | 1005 | 10.04 | 491.1433 | 0 | Heating | 65.4858 | #N/A | #N/A | #N/A | #N/A | 491.1433 | #N/A | #N/A | 2.723 | #N/A | 0 | 0 | 0 | 0 | 0 | 0 | 0 | 0.2183% | 1 | 50% | 0% | 0% | 0% | 8.2745 | 0 | 0 | 0 | 8.2745 | #N/A
2007-03-04 06:00 | 3 | 4 | 6 | 63.2084 | 1494 | 10.04 | 8.06 | 1005 | 10.04 | 527.7122 | 0 | Heating | 70.3616 | #N/A | #N/A | #N/A | #N/A | 527.7122 | #N/A | #N/A | 2.723 | #N/A | 0 | 0 | 0 | 0 | 0 | 0 | 0 | 0.2345% | 1 | 50% | 0% | 0% | 0% | 8.2745 | 0 | 0 | 0 | 8.2745 | #N/A
2007-03-04 07:00 | 3 | 4 | 7 | 63.2501 | 1495 | 10.04 | 6.08 | 1006 | 10.04 | 1051.5922 | 0 | Heating | 140.2123 | #N/A | #N/A | #N/A | #N/A | 1051.5922 | #N/A | #N/A | 2.723 | #N/A | 0 | 0 | 0 | 0 | 0 | 0 | 0 | 0.4674% | 1 | 50% | 0% | 0% | 0% | 8.2745 | 0 | 0 | 0 | 8.2745 | #N/A
2007-03-04 08:00 | 3 | 4 | 8 | 63.2918 | 1496 | 10.04 | 6.98 | 1006 | 10.04 | 743.5471 | 0 | Heating | 99.1396 | #N/A | #N/A | #N/A | #N/A | 743.5471 | #N/A | #N/A | 2.723 | #N/A | 0 | 0 | 0 | 0 | 0 | 0 | 0 | 0.3305% | 1 | 50% | 0% | 0% | 0% | 8.2745 | 0 | 0 | 0 | 8.2745 | #N/A
2007-03-04 09:00 | 3 | 4 | 9 | 63.3334 | 1497 | 17.06 | 3.92 | 1007 | 17.06 | 477.1099 | 0 | Heating | 63.6146 | #N/A | #N/A | #N/A | #N/A | 477.1099 | #N/A | #N/A | 2.8481 | #N/A | 0 | 0 | 0 | 0 | 0 | 0 | 0 | 0.212% | 1 | 50% | 0% | 0% | 0% | 8.2745 | 0 | 0 | 0 | 8.2745 | #N/A
2007-03-04 10:00 | 3 | 4 | 10 | 63.3751 | 1498 | 23 | 3.92 | 1008 | 23 | 427.1609 | 0 | Heating | 56.9548 | #N/A | #N/A | #N/A | #N/A | 427.1609 | #N/A | #N/A | 2.9925 | #N/A | 0 | 0 | 0 | 0 | 0 | 0 | 0 | 0.1898% | 1 | 50% | 0% | 0% | 0% | 8.2745 | 0 | 0 | 0 | 8.2745 | #N/A
2007-03-04 11:00 | 3 | 4 | 11 | 63.4168 | 1499 | 23 | 6.98 | 1008 | 23 | 371.3563 | 0 | Heating | 49.5142 | #N/A | #N/A | #N/A | #N/A | 371.3563 | #N/A | #N/A | 2.9925 | #N/A | 0 | 0 | 0 | 0 | 0 | 0 | 0 | 0.165% | 1 | 50% | 0% | 0% | 0% | 8.2745 | 0 | 0 | 0 | 8.2745 | #N/A
2007-03-04 12:00 | 3 | 4 | 12 | 63.4584 | 1500 | 32 | 5 | 1008 | 32 | 337.6334 | 0 | Heating | 45.0178 | #N/A | #N/A | #N/A | #N/A | 337.6334 | #N/A | #N/A | 3.3135 | #N/A | 0 | 0 | 0 | 0 | 0 | 0 | 0 | 0.1501% | 1 | 50% | 0% | 0% | 0% | 8.2745 | 0 | 0 | 0 | 8.2745 | #N/A
2007-03-04 13:00 | 3 | 4 | 13 | 63.5001 | 1501 | 33.08 | 6.98 | 1008 | 33.08 | 367.194 | 0 | Heating | 48.9592 | #N/A | #N/A | #N/A | #N/A | 367.194 | #N/A | #N/A | 3.3624 | #N/A | 0 | 0 | 0 | 0 | 0 | 0 | 0 | 0.1632% | 1 | 50% | 0% | 0% | 0% | 8.2745 | 0 | 0 | 0 | 8.2745 | #N/A
2007-03-04 14:00 | 3 | 4 | 14 | 63.5418 | 1502 | 33.08 | 8.06 | 1008 | 33.08 | 260.8378 | 0 | Heating | 34.7784 | #N/A | #N/A | #N/A | #N/A | 260.8378 | #N/A | #N/A | 3.3624 | #N/A | 0 | 0 | 0 | 0 | 0 | 0 | 0 | 0.1159% | 1 | 50% | 0% | 0% | 0% | 8.2745 | 0 | 0 | 0 | 8.2745 | #N/A
2007-03-04 15:00 | 3 | 4 | 15 | 63.5834 | 1503 | 37.04 | 8.06 | 1008 | 37.04 | 231.3263 | 0 | Heating | 30.8435 | #N/A | #N/A | #N/A | #N/A | 231.3263 | #N/A | #N/A | 3.5637 | #N/A | 0 | 0 | 0 | 0 | 0 | 0 | 0 | 0.1028% | 1 | 50% | 0% | 0% | 0% | 8.2745 | 0 | 0 | 0 | 8.2745 | #N/A
2007-03-04 16:00 | 3 | 4 | 16 | 63.6251 | 1504 | 37.04 | 8.06 | 1008 | 37.04 | 232.2691 | 0 | Heating | 30.9692 | #N/A | #N/A | #N/A | #N/A | 232.2691 | #N/A | #N/A | 3.5637 | #N/A | 0 | 0 | 0 | 0 | 0 | 0 | 0 | 0.1032% | 1 | 50% | 0% | 0% | 0% | 8.2745 | 0 | 0 | 0 | 8.2745 | #N/A
2007-03-04 17:00 | 3 | 4 | 17 | 63.6668 | 1505 | 37.04 | 8.06 | 1009 | 37.04 | 223.8003 | 0 | Heating | 29.84 | #N/A | #N/A | #N/A | #N/A | 223.8003 | #N/A | #N/A | 3.5637 | #N/A | 0 | 0 | 0 | 0 | 0 | 0 | 0 | 0.09947% | 1 | 50% | 0% | 0% | 0% | 8.2745 | 0 | 0 | 0 | 8.2745 | #N/A
2007-03-04 18:00 | 3 | 4 | 18 | 63.7084 | 1506 | 35.96 | 6.98 | 1009 | 35.96 | 289.6303 | 0 | Heating | 38.6174 | #N/A | #N/A | #N/A | #N/A | 289.6303 | #N/A | #N/A | 3.5052 | #N/A | 0 | 0 | 0 | 0 | 0 | 0 | 0 | 0.1287% | 1 | 50% | 0% | 0% | 0% | 8.2745 | 0 | 0 | 0 | 8.2745 | #N/A
2007-03-04 19:00 | 3 | 4 | 19 | 63.7501 | 1507 | 35.06 | 6.98 | 1010 | 35.06 | 387.4738 | 0 | Heating | 51.6632 | #N/A | #N/A | #N/A | #N/A | 387.4738 | #N/A | #N/A | 3.4585 | #N/A | 0 | 0 | 0 | 0 | 0 | 0 | 0 | 0.1722% | 1 | 50% | 0% | 0% | 0% | 8.2745 | 0 | 0 | 0 | 8.2745 | #N/A
2007-03-04 20:00 | 3 | 4 | 20 | 63.7918 | 1508 | 35.06 | 8.06 | 1010 | 35.06 | 408.5667 | 0 | Heating | 54.4756 | #N/A | #N/A | #N/A | #N/A | 408.5667 | #N/A | #N/A | 3.4585 | #N/A | 0 | 0 | 0 | 0 | 0 | 0 | 0 | 0.1816% | 1 | 50% | 0% | 0% | 0% | 8.2745 | 0 | 0 | 0 | 8.2745 | #N/A
2007-03-04 21:00 | 3 | 4 | 21 | 63.8334 | 1509 | 33.98 | 8.06 | 1010 | 33.98 | 476.9217 | 0 | Heating | 63.5896 | #N/A | #N/A | #N/A | #N/A | 476.9217 | #N/A | #N/A | 3.405 | #N/A | 0 | 0 | 0 | 0 | 0 | 0 | 0 | 0.212% | 1 | 50% | 0% | 0% | 0% | 8.2745 | 0 | 0 | 0 | 8.2745 | #N/A
2007-03-04 22:00 | 3 | 4 | 22 | 63.8751 | 1510 | 33.98 | 10.04 | 1011 | 33.98 | 489.8627 | 0 | Heating | 65.315 | #N/A | #N/A | #N/A | #N/A | 489.8627 | #N/A | #N/A | 3.405 | #N/A | 0 | 0 | 0 | 0 | 0 | 0 | 0 | 0.2177% | 1 | 50% | 0% | 0% | 0% | 8.2745 | 0 | 0 | 0 | 8.2745 | #N/A
2007-03-04 23:00 | 3 | 4 | 23 | 63.9168 | 1511 | 33.98 | 12.02 | 1011 | 33.98 | 126.5795 | 0 | Heating | 16.8773 | #N/A | #N/A | #N/A | #N/A | 126.5795 | #N/A | #N/A | 3.405 | #N/A | 0 | 0 | 0 | 0 | 0 | 0 | 0 | 0.05626% | 1 | 50% | 0% | 0% | 0% | 8.2745 | 0 | 0 | 0 | 8.2745 | #N/A
2007-03-05 | 3 | 5 | 0 | 63.9584 | 1512 | 33.98 | 14 | 1012 | 33.98 | 244.4385 | 0 | Heating | 32.5918 | #N/A | #N/A | #N/A | #N/A | 244.4385 | #N/A | #N/A | 3.405 | #N/A | 0 | 0 | 0 | 0 | 0 | 0 | 0 | 0.1086% | 1 | 50% | 0% | 0% | 0% | 8.2745 | 0 | 0 | 0 | 8.2745 | #N/A
2007-03-05 01:00 | 3 | 5 | 1 | 64.0001 | 1513 | 33.98 | 12.02 | 1012 | 33.98 | 321.2932 | 0 | Heating | 42.8391 | #N/A | #N/A | #N/A | #N/A | 321.2932 | #N/A | #N/A | 3.405 | #N/A | 0 | 0 | 0 | 0 | 0 | 0 | 0 | 0.1428% | 1 | 50% | 0% | 0% | 0% | 8.2745 | 0 | 0 | 0 | 8.2745 | #N/A
2007-03-05 02:00 | 3 | 5 | 2 | 64.0418 | 1514 | 33.98 | 12.02 | 1013 | 33.98 | 387.742 | 0 | Heating | 51.6989 | #N/A | #N/A | #N/A | #N/A | 387.742 | #N/A | #N/A | 3.405 | #N/A | 0 | 0 | 0 | 0 | 0 | 0 | 0 | 0.1723% | 1 | 50% | 0% | 0% | 0% | 8.2745 | 0 | 0 | 0 | 8.2745 | #N/A
2007-03-05 03:00 | 3 | 5 | 3 | 64.0834 | 1515 | 35.06 | 12.92 | 1013 | 35.06 | 400.3766 | 0 | Heating | 53.3835 | #N/A | #N/A | #N/A | #N/A | 400.3766 | #N/A | #N/A | 3.4585 | #N/A | 0 | 0 | 0 | 0 | 0 | 0 | 0 | 0.1779% | 1 | 50% | 0% | 0% | 0% | 8.2745 | 0 | 0 | 0 | 8.2745 | #N/A
2007-03-05 04:00 | 3 | 5 | 4 | 64.1251 | 1516 | 35.06 | 14 | 1014 | 35.06 | 397.0395 | 0 | Heating | 52.9386 | #N/A | #N/A | #N/A | #N/A | 397.0395 | #N/A | #N/A | 3.4585 | #N/A | 0 | 0 | 0 | 0 | 0 | 0 | 0 | 0.1765% | 1 | 50% | 0% | 0% | 0% | 8.2745 | 0 | 0 | 0 | 8.2745 | #N/A
2007-03-05 05:00 | 3 | 5 | 5 | 64.1668 | 1517 | 35.06 | 14 | 1014 | 35.06 | 409.3515 | 0 | Heating | 54.5802 | #N/A | #N/A | #N/A | #N/A | 409.3515 | #N/A | #N/A | 3.4585 | #N/A | 0 | 0 | 0 | 0 | 0 | 0 | 0 | 0.1819% | 1 | 50% | 0% | 0% | 0% | 8.2745 | 0 | 0 | 0 | 8.2745 | #N/A
2007-03-05 06:00 | 3 | 5 | 6 | 64.2084 | 1518 | 35.6 | 14 | 1015 | 35.6 | 420.3173 | 0 | Heating | 56.0423 | #N/A | #N/A | #N/A | #N/A | 420.3173 | #N/A | #N/A | 3.4863 | #N/A | 0 | 0 | 0 | 0 | 0 | 0 | 0 | 0.1868% | 1 | 50% | 0% | 0% | 0% | 8.2745 | 0 | 0 | 0 | 8.2745 | #N/A
2007-03-05 07:00 | 3 | 5 | 7 | 64.2501 | 1519 | 37.04 | 14 | 1016 | 37.04 | 894.7022 | 0 | Heating | 119.2936 | #N/A | #N/A | #N/A | #N/A | 894.7022 | #N/A | #N/A | 3.5637 | #N/A | 0 | 0 | 0 | 0 | 0 | 0 | 0 | 0.3976% | 1 | 50% | 0% | 0% | 0% | 8.2745 | 0 | 0 | 0 | 8.2745 | #N/A
2007-03-05 08:00 | 3 | 5 | 8 | 64.2918 | 1520 | 37.04 | 12.02 | 1017 | 37.04 | 668.8535 | 0 | Heating | 89.1805 | #N/A | #N/A | #N/A | #N/A | 668.8535 | #N/A | #N/A | 3.5637 | #N/A | 0 | 0 | 0 | 0 | 0 | 0 | 0 | 0.2973% | 1 | 50% | 0% | 0% | 0% | 8.2745 | 0 | 0 | 0 | 8.2745 | #N/A
2007-03-05 09:00 | 3 | 5 | 9 | 64.3334 | 1521 | 39.02 | 14 | 1017 | 39.02 | 404.1152 | 0 | Heating | 53.882 | #N/A | #N/A | #N/A | #N/A | 404.1152 | #N/A | #N/A | 3.6785 | #N/A | 0 | 0 | 0 | 0 | 0 | 0 | 0 | 0.1796% | 1 | 50% | 0% | 0% | 0% | 8.2745 | 0 | 0 | 0 | 8.2745 | #N/A
2007-03-05 10:00 | 3 | 5 | 10 | 64.3751 | 1522 | 42.08 | 14 | 1018 | 42.08 | 303.055 | 0 | Heating | 40.4073 | #N/A | #N/A | #N/A | #N/A | 303.055 | #N/A | #N/A | 3.8759 | #N/A | 0 | 0 | 0 | 0 | 0 | 0 | 0 | 0.1347% | 1 | 50% | 0% | 0% | 0% | 8.2745 | 0 | 0 | 0 | 8.2745 | #N/A
2007-03-05 11:00 | 3 | 5 | 11 | 64.4168 | 1523 | 42.08 | 12.92 | 1018 | 42.08 | 291.381 | 0 | Heating | 38.8508 | #N/A | #N/A | #N/A | #N/A | 291.381 | #N/A | #N/A | 3.8759 | #N/A | 0 | 0 | 0 | 0 | 0 | 0 | 0 | 0.1295% | 1 | 50% | 0% | 0% | 0% | 8.2745 | 0 | 0 | 0 | 8.2745 | #N/A
2007-03-05 12:00 | 3 | 5 | 12 | 64.4584 | 1524 | 42.98 | 12.92 | 1018 | 42.98 | 244.2749 | 0 | Heating | 32.57 | #N/A | #N/A | #N/A | #N/A | 244.2749 | #N/A | #N/A | 3.9388 | #N/A | 0 | 0 | 0 | 0 | 0 | 0 | 0 | 0.1086% | 1 | 50% | 0% | 0% | 0% | 8.2745 | 0 | 0 | 0 | 8.2745 | #N/A
2007-03-05 13:00 | 3 | 5 | 13 | 64.5001 | 1525 | 44.06 | 10.04 | 1017 | 44.06 | 244.869 | 0 | Heating | 32.6492 | #N/A | #N/A | #N/A | #N/A | 244.869 | #N/A | #N/A | 4.0174 | #N/A | 0 | 0 | 0 | 0 | 0 | 0 | 0 | 0.1088% | 1 | 50% | 0% | 0% | 0% | 8.2745 | 0 | 0 | 0 | 8.2745 | #N/A
2007-03-05 14:00 | 3 | 5 | 14 | 64.5418 | 1526 | 44.06 | 8.06 | 1017 | 44.06 | 190.2281 | 0 | Heating | 25.3637 | #N/A | #N/A | #N/A | #N/A | 190.2281 | #N/A | #N/A | 4.0174 | #N/A | 0 | 0 | 0 | 0 | 0 | 0 | 0 | 0.08455% | 1 | 50% | 0% | 0% | 0% | 8.2745 | 0 | 0 | 0 | 8.2745 | #N/A
2007-03-05 15:00 | 3 | 5 | 15 | 64.5834 | 1527 | 48.02 | 8.96 | 1017 | 48.02 | 133.8237 | 0 | Heating | 17.8432 | #N/A | #N/A | #N/A | #N/A | 133.8237 | #N/A | #N/A | 4.3357 | #N/A | 0 | 0 | 0 | 0 | 0 | 0 | 0 | 0.05948% | 1 | 50% | 0% | 0% | 0% | 8.2745 | 0 | 0 | 0 | 8.2745 | #N/A
2007-03-05 16:00 | 3 | 5 | 16 | 64.6251 | 1528 | 48.02 | 8.06 | 1017 | 48.02 | 124.4521 | 0 | Heating | 16.5936 | #N/A | #N/A | #N/A | #N/A | 124.4521 | #N/A | #N/A | 4.3357 | #N/A | 0 | 0 | 0 | 0 | 0 | 0 | 0 | 0.05531% | 1 | 50% | 0% | 0% | 0% | 8.2745 | 0 | 0 | 0 | 8.2745 | #N/A
2007-03-05 17:00 | 3 | 5 | 17 | 64.6668 | 1529 | 48.02 | 3.92 | 1017 | 48.02 | 112.7182 | 0 | Heating | 15.0291 | #N/A | #N/A | #N/A | #N/A | 112.7182 | #N/A | #N/A | 4.3357 | #N/A | 0 | 0 | 0 | 0 | 0 | 0 | 0 | 0.0501% | 1 | 50% | 0% | 0% | 0% | 8.2745 | 0 | 0 | 0 | 8.2745 | #N/A
2007-03-05 18:00 | 3 | 5 | 18 | 64.7084 | 1530 | 46.94 | 3.02 | 1017 | 46.94 | 192.876 | 0 | Heating | 25.7168 | #N/A | #N/A | #N/A | #N/A | 192.876 | #N/A | #N/A | 4.2441 | #N/A | 0 | 0 | 0 | 0 | 0 | 0 | 0 | 0.08572% | 1 | 50% | 0% | 0% | 0% | 8.2745 | 0 | 0 | 0 | 8.2745 | #N/A
2007-03-05 19:00 | 3 | 5 | 19 | 64.7501 | 1531 | 48.92 | 3.02 | 1018 | 48.92 | 323.5218 | 0 | Heating | 43.1362 | #N/A | #N/A | #N/A | #N/A | 323.5218 | #N/A | #N/A | 4.4149 | #N/A | 0 | 0 | 0 | 0 | 0 | 0 | 0 | 0.1438% | 1 | 50% | 0% | 0% | 0% | 8.2745 | 0 | 0 | 0 | 8.2745 | #N/A
2007-03-05 20:00 | 3 | 5 | 20 | 64.7918 | 1532 | 48.92 | 1.94 | 1018 | 48.92 | 374.8381 | 0 | Heating | 49.9784 | #N/A | #N/A | #N/A | #N/A | 374.8381 | #N/A | #N/A | 4.4149 | #N/A | 0 | 0 | 0 | 0 | 0 | 0 | 0 | 0.1666% | 1 | 50% | 0% | 0% | 0% | 8.2745 | 0 | 0 | 0 | 8.2745 | #N/A
2007-03-05 21:00 | 3 | 5 | 21 | 64.8334 | 1533 | 48.92 | 1.94 | 1018 | 48.92 | 467.098 | 0 | Heating | 62.2797 | #N/A | #N/A | #N/A | #N/A | 467.098 | #N/A | #N/A | 4.4149 | #N/A | 0 | 0 | 0 | 0 | 0 | 0 | 0 | 0.2076% | 1 | 50% | 0% | 0% | 0% | 8.2745 | 0 | 0 | 0 | 8.2745 | #N/A
2007-03-05 22:00 | 3 | 5 | 22 | 64.8751 | 1534 | 48.92 | 3.02 | 1019 | 48.92 | 496.3236 | 0 | Heating | 66.1765 | #N/A | #N/A | #N/A | #N/A | 496.3236 | #N/A | #N/A | 4.4149 | #N/A | 0 | 0 | 0 | 0 | 0 | 0 | 0 | 0.2206% | 1 | 50% | 0% | 0% | 0% | 8.2745 | 0 | 0 | 0 | 8.2745 | #N/A
2007-03-05 23:00 | 3 | 5 | 23 | 64.9168 | 1535 | 48.92 | 3.92 | 1019 | 48.92 | 129.8918 | 0 | Heating | 17.3189 | #N/A | #N/A | #N/A | #N/A | 129.8918 | #N/A | #N/A | 4.4149 | #N/A | 0 | 0 | 0 | 0 | 0 | 0 | 0 | 0.05773% | 1 | 50% | 0% | 0% | 0% | 8.2745 | 0 | 0 | 0 | 8.2745 | #N/A
2007-03-06 | 3 | 6 | 0 | 64.9584 | 1536 | 48.02 | 3.92 | 1019 | 48.02 | 258.7741 | 0 | Heating | 34.5032 | #N/A | #N/A | #N/A | #N/A | 258.7741 | #N/A | #N/A | 4.3357 | #N/A | 0 | 0 | 0 | 0 | 0 | 0 | 0 | 0.115% | 1 | 50% | 0% | 0% | 0% | 8.2745 | 0 | 0 | 0 | 8.2745 | #N/A
2007-03-06 01:00 | 3 | 6 | 1 | 65.0001 | 1537 | 48.92 | 3.92 | 1019 | 48.92 | 312.1008 | 0 | Heating | 41.6134 | #N/A | #N/A | #N/A | #N/A | 312.1008 | #N/A | #N/A | 4.4149 | #N/A | 0 | 0 | 0 | 0 | 0 | 0 | 0 | 0.1387% | 1 | 50% | 0% | 0% | 0% | 8.2745 | 0 | 0 | 0 | 8.2745 | #N/A
2007-03-06 02:00 | 3 | 6 | 2 | 65.0418 | 1538 | 48.92 | 1.04 | 1019 | 48.92 | 347.4089 | 0 | Heating | 46.3212 | #N/A | #N/A | #N/A | #N/A | 347.4089 | #N/A | #N/A | 4.4149 | #N/A | 0 | 0 | 0 | 0 | 0 | 0 | 0 | 0.1544% | 1 | 50% | 0% | 0% | 0% | 8.2745 | 0 | 0 | 0 | 8.2745 | #N/A
2007-03-06 03:00 | 3 | 6 | 3 | 65.0834 | 1539 | 48.92 | 1.04 | 1020 | 48.92 | 388.3668 | 0 | Heating | 51.7822 | #N/A | #N/A | #N/A | #N/A | 388.3668 | #N/A | #N/A | 4.4149 | #N/A | 0 | 0 | 0 | 0 | 0 | 0 | 0 | 0.1726% | 1 | 50% | 0% | 0% | 0% | 8.2745 | 0 | 0 | 0 | 8.2745 | #N/A
2007-03-06 04:00 | 3 | 6 | 4 | 65.1251 | 1540 | 48.92 | -0.94 | 1020 | 48.92 | 429.2459 | 0 | Heating | 57.2328 | #N/A | #N/A | #N/A | #N/A | 429.2459 | #N/A | #N/A | 4.4149 | #N/A | 0 | 0 | 0 | 0 | 0 | 0 | 0 | 0.1908% | 1 | 50% | 0% | 0% | 0% | 8.2745 | 0 | 0 | 0 | 8.2745 | #N/A
2007-03-06 05:00 | 3 | 6 | 5 | 65.1668 | 1541 | 48.92 | -2.02 | 1020 | 48.92 | 464.8521 | 0 | Heating | 61.9803 | #N/A | #N/A | #N/A | #N/A | 464.8521 | #N/A | #N/A | 4.4149 | #N/A | 0 | 0 | 0 | 0 | 0 | 0 | 0 | 0.2066% | 1 | 50% | 0% | 0% | 0% | 8.2745 | 0 | 0 | 0 | 8.2745 | #N/A
2007-03-06 06:00 | 3 | 6 | 6 | 65.2084 | 1542 | 48.92 | -0.94 | 1021 | 48.92 | 482.3609 | 0 | Heating | 64.3148 | #N/A | #N/A | #N/A | #N/A | 482.3609 | #N/A | #N/A | 4.4149 | #N/A | 0 | 0 | 0 | 0 | 0 | 0 | 0 | 0.2144% | 1 | 50% | 0% | 0% | 0% | 8.2745 | 0 | 0 | 0 | 8.2745 | #N/A
2007-03-06 07:00 | 3 | 6 | 7 | 65.2501 | 1543 | 50 | -2.92 | 1022 | 50 | 1011.5045 | 0 | Heating | 134.8673 | #N/A | #N/A | #N/A | #N/A | 1011.5045 | #N/A | #N/A | 4.5134 | #N/A | 0 | 0 | 0 | 0 | 0 | 0 | 0 | 0.4496% | 1 | 50% | 0% | 0% | 0% | 8.2745 | 0 | 0 | 0 | 8.2745 | #N/A
2007-03-06 08:00 | 3 | 6 | 8 | 65.2918 | 1544 | 48.92 | -4 | 1023 | 48.92 | 636.2263 | 0 | Heating | 84.8302 | #N/A | #N/A | #N/A | #N/A | 636.2263 | #N/A | #N/A | 4.4149 | #N/A | 0 | 0 | 0 | 0 | 0 | 0 | 0 | 0.2828% | 1 | 50% | 0% | 0% | 0% | 8.2745 | 0 | 0 | 0 | 8.2745 | #N/A
2007-03-06 09:00 | 3 | 6 | 9 | 65.3334 | 1545 | 48.2 | -5.98 | 1024 | 48.2 | 326.4881 | 0 | Heating | 43.5317 | #N/A | #N/A | #N/A | #N/A | 326.4881 | #N/A | #N/A | 4.3513 | #N/A | 0 | 0 | 0 | 0 | 0 | 0 | 0 | 0.1451% | 1 | 50% | 0% | 0% | 0% | 8.2745 | 0 | 0 | 0 | 8.2745 | #N/A
2007-03-06 10:00 | 3 | 6 | 10 | 65.3751 | 1546 | 48.92 | -7.06 | 1024 | 48.92 | 257.5574 | 0 | Heating | 34.341 | #N/A | #N/A | #N/A | #N/A | 257.5574 | #N/A | #N/A | 4.4149 | #N/A | 0 | 0 | 0 | 0 | 0 | 0 | 0 | 0.1145% | 1 | 50% | 0% | 0% | 0% | 8.2745 | 0 | 0 | 0 | 8.2745 | #N/A
2007-03-06 11:00 | 3 | 6 | 11 | 65.4168 | 1547 | 48.92 | -5.08 | 1024 | 48.92 | 244.9643 | 0 | Heating | 32.6619 | #N/A | #N/A | #N/A | #N/A | 244.9643 | #N/A | #N/A | 4.4149 | #N/A | 0 | 0 | 0 | 0 | 0 | 0 | 0 | 0.1089% | 1 | 50% | 0% | 0% | 0% | 8.2745 | 0 | 0 | 0 | 8.2745 | #N/A
2007-03-06 12:00 | 3 | 6 | 12 | 65.4584 | 1548 | 50 | -5.08 | 1024 | 50 | 227.1049 | 0 | Heating | 30.2807 | #N/A | #N/A | #N/A | #N/A | 227.1049 | #N/A | #N/A | 4.5134 | #N/A | 0 | 0 | 0 | 0 | 0 | 0 | 0 | 0.1009% | 1 | 50% | 0% | 0% | 0% | 8.2745 | 0 | 0 | 0 | 8.2745 | #N/A
2007-03-06 13:00 | 3 | 6 | 13 | 65.5001 | 1549 | 50 | -2.02 | 1024 | 50 | 247.2368 | 0 | Heating | 32.9649 | #N/A | #N/A | #N/A | #N/A | 247.2368 | #N/A | #N/A | 4.5134 | #N/A | 0 | 0 | 0 | 0 | 0 | 0 | 0 | 0.1099% | 1 | 50% | 0% | 0% | 0% | 8.2745 | 0 | 0 | 0 | 8.2745 | #N/A
2007-03-06 14:00 | 3 | 6 | 14 | 65.5418 | 1550 | 50 | -2.92 | 1024 | 50 | 175.7951 | 0 | Heating | 23.4393 | #N/A | #N/A | #N/A | #N/A | 175.7951 | #N/A | #N/A | 4.5134 | #N/A | 0 | 0 | 0 | 0 | 0 | 0 | 0 | 0.07813% | 1 | 50% | 0% | 0% | 0% | 8.2745 | 0 | 0 | 0 | 8.2745 | #N/A
2007-03-06 15:00 | 3 | 6 | 15 | 65.5834 | 1551 | 37.94 | -0.04 | 1024 | 37.94 | 158.1914 | 0 | Heating | 21.0922 | #N/A | #N/A | #N/A | #N/A | 158.1914 | #N/A | #N/A | 3.6146 | #N/A | 0 | 0 | 0 | 0 | 0 | 0 | 0 | 0.07031% | 1 | 50% | 0% | 0% | 0% | 8.2745 | 0 | 0 | 0 | 8.2745 | #N/A
2007-03-06 16:00 | 3 | 6 | 16 | 65.6251 | 1552 | 33.8 | 1.94 | 1024 | 33.8 | 156.9223 | 0 | Heating | 20.923 | #N/A | #N/A | #N/A | #N/A | 156.9223 | #N/A | #N/A | 3.3963 | #N/A | 0 | 0 | 0 | 0 | 0 | 0 | 0 | 0.06974% | 1 | 50% | 0% | 0% | 0% | 8.2745 | 0 | 0 | 0 | 8.2745 | #N/A
2007-03-06 17:00 | 3 | 6 | 17 | 65.6668 | 1553 | 33.98 | -0.04 | 1025 | 33.98 | 135.2721 | 0 | Heating | 18.0363 | #N/A | #N/A | #N/A | #N/A | 135.2721 | #N/A | #N/A | 3.405 | #N/A | 0 | 0 | 0 | 0 | 0 | 0 | 0 | 0.06012% | 1 | 50% | 0% | 0% | 0% | 8.2745 | 0 | 0 | 0 | 8.2745 | #N/A
2007-03-06 18:00 | 3 | 6 | 18 | 65.7084 | 1554 | 32 | -0.94 | 1026 | 32 | 192.0379 | 0 | Heating | 25.6051 | #N/A | #N/A | #N/A | #N/A | 192.0379 | #N/A | #N/A | 3.3135 | #N/A | 0 | 0 | 0 | 0 | 0 | 0 | 0 | 0.08535% | 1 | 50% | 0% | 0% | 0% | 8.2745 | 0 | 0 | 0 | 8.2745 | #N/A
2007-03-06 19:00 | 3 | 6 | 19 | 65.7501 | 1555 | 32 | -0.04 | 1027 | 32 | 334.9657 | 0 | Heating | 44.6621 | #N/A | #N/A | #N/A | #N/A | 334.9657 | #N/A | #N/A | 3.3135 | #N/A | 0 | 0 | 0 | 0 | 0 | 0 | 0 | 0.1489% | 1 | 50% | 0% | 0% | 0% | 8.2745 | 0 | 0 | 0 | 8.2745 | #N/A
2007-03-06 20:00 | 3 | 6 | 20 | 65.7918 | 1556 | 30.92 | -2.02 | 1028 | 30.92 | 386.2925 | 0 | Heating | 51.5057 | #N/A | #N/A | #N/A | #N/A | 386.2925 | #N/A | #N/A | 3.2671 | #N/A | 0 | 0 | 0 | 0 | 0 | 0 | 0 | 0.1717% | 1 | 50% | 0% | 0% | 0% | 8.2745 | 0 | 0 | 0 | 8.2745 | #N/A
2007-03-06 21:00 | 3 | 6 | 21 | 65.8334 | 1557 | 30.02 | -2.92 | 1029 | 30.02 | 486.1149 | 0 | Heating | 64.8153 | #N/A | #N/A | #N/A | #N/A | 486.1149 | #N/A | #N/A | 3.2302 | #N/A | 0 | 0 | 0 | 0 | 0 | 0 | 0 | 0.2161% | 1 | 50% | 0% | 0% | 0% | 8.2745 | 0 | 0 | 0 | 8.2745 | #N/A
2007-03-06 22:00 | 3 | 6 | 22 | 65.8751 | 1558 | 30.92 | -2.92 | 1029 | 30.92 | 572.464 | 0 | Heating | 76.3285 | #N/A | #N/A | #N/A | #N/A | 572.464 | #N/A | #N/A | 3.2671 | #N/A | 0 | 0 | 0 | 0 | 0 | 0 | 0 | 0.2544% | 1 | 50% | 0% | 0% | 0% | 8.2745 | 0 | 0 | 0 | 8.2745 | #N/A
2007-03-06 23:00 | 3 | 6 | 23 | 65.9168 | 1559 | 30.92 | -4 | 1030 | 30.92 | 244.3389 | 0 | Heating | 32.5785 | #N/A | #N/A | #N/A | #N/A | 244.3389 | #N/A | #N/A | 3.2671 | #N/A | 0 | 0 | 0 | 0 | 0 | 0 | 0 | 0.1086% | 1 | 50% | 0% | 0% | 0% | 8.2745 | 0 | 0 | 0 | 8.2745 | #N/A
2007-03-07 | 3 | 7 | 0 | 65.9584 | 1560 | 30.2 | -4 | 1030 | 30.2 | 383.344 | 0 | Heating | 51.1125 | #N/A | #N/A | #N/A | #N/A | 383.344 | #N/A | #N/A | 3.2375 | #N/A | 0 | 0 | 0 | 0 | 0 | 0 | 0 | 0.1704% | 1 | 50% | 0% | 0% | 0% | 8.2745 | 0 | 0 | 0 | 8.2745 | #N/A
2007-03-07 01:00 | 3 | 7 | 1 | 66.0001 | 1561 | 28.94 | -2.92 | 1030 | 28.94 | 458.7517 | 0 | Heating | 61.1669 | #N/A | #N/A | #N/A | #N/A | 458.7517 | #N/A | #N/A | 3.188 | #N/A | 0 | 0 | 0 | 0 | 0 | 0 | 0 | 0.2039% | 1 | 50% | 0% | 0% | 0% | 8.2745 | 0 | 0 | 0 | 8.2745 | #N/A
2007-03-07 02:00 | 3 | 7 | 2 | 66.0418 | 1562 | 28.94 | -2.92 | 1031 | 28.94 | 509.8385 | 0 | Heating | 67.9785 | #N/A | #N/A | #N/A | #N/A | 509.8385 | #N/A | #N/A | 3.188 | #N/A | 0 | 0 | 0 | 0 | 0 | 0 | 0 | 0.2266% | 1 | 50% | 0% | 0% | 0% | 8.2745 | 0 | 0 | 0 | 8.2745 | #N/A
2007-03-07 03:00 | 3 | 7 | 3 | 66.0834 | 1563 | 26.6 | -2.92 | 1031 | 26.6 | 550.1663 | 0 | Heating | 73.3555 | #N/A | #N/A | #N/A | #N/A | 550.1663 | #N/A | #N/A | 3.104 | #N/A | 0 | 0 | 0 | 0 | 0 | 0 | 0 | 0.2445% | 1 | 50% | 0% | 0% | 0% | 8.2745 | 0 | 0 | 0 | 8.2745 | #N/A
2007-03-07 04:00 | 3 | 7 | 4 | 66.1251 | 1564 | 24.8 | -0.94 | 1031 | 24.8 | 599.6775 | 0 | Heating | 79.957 | #N/A | #N/A | #N/A | #N/A | 599.6775 | #N/A | #N/A | 3.0457 | #N/A | 0 | 0 | 0 | 0 | 0 | 0 | 0 | 0.2665% | 1 | 50% | 0% | 0% | 0% | 8.2745 | 0 | 0 | 0 | 8.2745 | #N/A
2007-03-07 05:00 | 3 | 7 | 5 | 66.1668 | 1565 | 24.98 | -2.92 | 1031 | 24.98 | 644.6191 | 0 | Heating | 85.9492 | #N/A | #N/A | #N/A | #N/A | 644.6191 | #N/A | #N/A | 3.0513 | #N/A | 0 | 0 | 0 | 0 | 0 | 0 | 0 | 0.2865% | 1 | 50% | 0% | 0% | 0% | 8.2745 | 0 | 0 | 0 | 8.2745 | #N/A
2007-03-07 06:00 | 3 | 7 | 6 | 66.2084 | 1566 | 24.8 | -2.02 | 1031 | 24.8 | 671.0236 | 0 | Heating | 89.4698 | #N/A | #N/A | #N/A | #N/A | 671.0236 | #N/A | #N/A | 3.0457 | #N/A | 0 | 0 | 0 | 0 | 0 | 0 | 0 | 0.2982% | 1 | 50% | 0% | 0% | 0% | 8.2745 | 0 | 0 | 0 | 8.2745 | #N/A
2007-03-07 07:00 | 3 | 7 | 7 | 66.2501 | 1567 | 24.8 | -0.94 | 1032 | 24.8 | 1107.0916 | 0 | Heating | 147.6122 | #N/A | #N/A | #N/A | #N/A | 1107.0916 | #N/A | #N/A | 3.0457 | #N/A | 0 | 0 | 0 | 0 | 0 | 0 | 0 | 0.492% | 1 | 50% | 0% | 0% | 0% | 8.2745 | 0 | 0 | 0 | 8.2745 | #N/A
2007-03-07 08:00 | 3 | 7 | 8 | 66.2918 | 1568 | 23 | 1.94 | 1032 | 23 | 696.1913 | 0 | Heating | 92.8255 | #N/A | #N/A | #N/A | #N/A | 696.1913 | #N/A | #N/A | 2.9925 | #N/A | 0 | 0 | 0 | 0 | 0 | 0 | 0 | 0.3094% | 1 | 50% | 0% | 0% | 0% | 8.2745 | 0 | 0 | 0 | 8.2745 | #N/A
2007-03-07 09:00 | 3 | 7 | 9 | 66.3334 | 1569 | 24.8 | -0.94 | 1033 | 24.8 | 351.5824 | 0 | Heating | 46.8777 | #N/A | #N/A | #N/A | #N/A | 351.5824 | #N/A | #N/A | 3.0457 | #N/A | 0 | 0 | 0 | 0 | 0 | 0 | 0 | 0.1563% | 1 | 50% | 0% | 0% | 0% | 8.2745 | 0 | 0 | 0 | 8.2745 | #N/A
2007-03-07 10:00 | 3 | 7 | 10 | 66.3751 | 1570 | 24.8 | -0.94 | 1033 | 24.8 | 257.1333 | 0 | Heating | 34.2844 | #N/A | #N/A | #N/A | #N/A | 257.1333 | #N/A | #N/A | 3.0457 | #N/A | 0 | 0 | 0 | 0 | 0 | 0 | 0 | 0.1143% | 1 | 50% | 0% | 0% | 0% | 8.2745 | 0 | 0 | 0 | 8.2745 | #N/A
2007-03-07 11:00 | 3 | 7 | 11 | 66.4168 | 1571 | 24.08 | -2.92 | 1032 | 24.08 | 224.7003 | 0 | Heating | 29.96 | #N/A | #N/A | #N/A | #N/A | 224.7003 | #N/A | #N/A | 3.0238 | #N/A | 0 | 0 | 0 | 0 | 0 | 0 | 0 | 0.09987% | 1 | 50% | 0% | 0% | 0% | 8.2745 | 0 | 0 | 0 | 8.2745 | #N/A
2007-03-07 12:00 | 3 | 7 | 12 | 66.4584 | 1572 | 24.8 | -2.02 | 1032 | 24.8 | 211.7152 | 0 | Heating | 28.2287 | #N/A | #N/A | #N/A | #N/A | 211.7152 | #N/A | #N/A | 3.0457 | #N/A | 0 | 0 | 0 | 0 | 0 | 0 | 0 | 0.0941% | 1 | 50% | 0% | 0% | 0% | 8.2745 | 0 | 0 | 0 | 8.2745 | #N/A
2007-03-07 13:00 | 3 | 7 | 13 | 66.5001 | 1573 | 24.8 | -4 | 1031 | 24.8 | 230.4964 | 0 | Heating | 30.7328 | #N/A | #N/A | #N/A | #N/A | 230.4964 | #N/A | #N/A | 3.0457 | #N/A | 0 | 0 | 0 | 0 | 0 | 0 | 0 | 0.1024% | 1 | 50% | 0% | 0% | 0% | 8.2745 | 0 | 0 | 0 | 8.2745 | #N/A
2007-03-07 14:00 | 3 | 7 | 14 | 66.5418 | 1574 | 26.96 | -0.94 | 1030 | 26.96 | 135.5238 | 0 | Heating | 18.0698 | #N/A | #N/A | #N/A | #N/A | 135.5238 | #N/A | #N/A | 3.1163 | #N/A | 0 | 0 | 0 | 0 | 0 | 0 | 0 | 0.06023% | 1 | 50% | 0% | 0% | 0% | 8.2745 | 0 | 0 | 0 | 8.2745 | #N/A
2007-03-07 15:00 | 3 | 7 | 15 | 66.5834 | 1575 | 28.94 | -0.94 | 1029 | 28.94 | 106.5733 | 0 | Heating | 14.2098 | #N/A | #N/A | #N/A | #N/A | 106.5733 | #N/A | #N/A | 3.188 | #N/A | 0 | 0 | 0 | 0 | 0 | 0 | 0 | 0.04737% | 1 | 50% | 0% | 0% | 0% | 8.2745 | 0 | 0 | 0 | 8.2745 | #N/A
2007-03-07 16:00 | 3 | 7 | 16 | 66.6251 | 1576 | 30.02 | -5.08 | 1028 | 30.02 | 99.1068 | 0 | Heating | 13.2142 | #N/A | #N/A | #N/A | #N/A | 99.1068 | #N/A | #N/A | 3.2302 | #N/A | 0 | 0 | 0 | 0 | 0 | 0 | 0 | 0.04405% | 1 | 50% | 0% | 0% | 0% | 8.2745 | 0 | 0 | 0 | 8.2745 | #N/A
2007-03-07 17:00 | 3 | 7 | 17 | 66.6668 | 1577 | 30.02 | -4 | 1028 | 30.02 | 73.9446 | 0 | Heating | 9.8593 | #N/A | #N/A | #N/A | #N/A | 73.9446 | #N/A | #N/A | 3.2302 | #N/A | 0 | 0 | 0 | 0 | 0 | 0 | 0 | 0.03286% | 1 | 50% | 0% | 0% | 0% | 8.2745 | 0 | 0 | 0 | 8.2745 | #N/A
2007-03-07 18:00 | 3 | 7 | 18 | 66.7084 | 1578 | 28.04 | 1.04 | 1028 | 28.04 | 109.456 | 0 | Heating | 14.5941 | #N/A | #N/A | #N/A | #N/A | 109.456 | #N/A | #N/A | 3.1545 | #N/A | 0 | 0 | 0 | 0 | 0 | 0 | 0 | 0.04865% | 1 | 50% | 0% | 0% | 0% | 8.2745 | 0 | 0 | 0 | 8.2745 | #N/A
2007-03-07 19:00 | 3 | 7 | 19 | 66.7501 | 1579 | 26.96 | 1.94 | 1028 | 26.96 | 221.1937 | 0 | Heating | 29.4925 | #N/A | #N/A | #N/A | #N/A | 221.1937 | #N/A | #N/A | 3.1163 | #N/A | 0 | 0 | 0 | 0 | 0 | 0 | 0 | 0.09831% | 1 | 50% | 0% | 0% | 0% | 8.2745 | 0 | 0 | 0 | 8.2745 | #N/A
2007-03-07 20:00 | 3 | 7 | 20 | 66.7918 | 1580 | 26.96 | 5 | 1028 | 26.96 | 283.3319 | 0 | Heating | 37.7776 | #N/A | #N/A | #N/A | #N/A | 283.3319 | #N/A | #N/A | 3.1163 | #N/A | 0 | 0 | 0 | 0 | 0 | 0 | 0 | 0.1259% | 1 | 50% | 0% | 0% | 0% | 8.2745 | 0 | 0 | 0 | 8.2745 | #N/A
2007-03-07 21:00 | 3 | 7 | 21 | 66.8334 | 1581 | 24.98 | 5 | 1028 | 24.98 | 366.1857 | 0 | Heating | 48.8248 | #N/A | #N/A | #N/A | #N/A | 366.1857 | #N/A | #N/A | 3.0513 | #N/A | 0 | 0 | 0 | 0 | 0 | 0 | 0 | 0.1627% | 1 | 50% | 0% | 0% | 0% | 8.2745 | 0 | 0 | 0 | 8.2745 | #N/A
2007-03-07 22:00 | 3 | 7 | 22 | 66.8751 | 1582 | 23 | 5 | 1027 | 23 | 439.3029 | 0 | Heating | 58.5737 | #N/A | #N/A | #N/A | #N/A | 439.3029 | #N/A | #N/A | 2.9925 | #N/A | 0 | 0 | 0 | 0 | 0 | 0 | 0 | 0.1952% | 1 | 50% | 0% | 0% | 0% | 8.2745 | 0 | 0 | 0 | 8.2745 | #N/A
2007-03-07 23:00 | 3 | 7 | 23 | 66.9168 | 1583 | 23 | 6.08 | 1027 | 23 | 93.0929 | 0 | Heating | 12.4124 | #N/A | #N/A | #N/A | #N/A | 93.0929 | #N/A | #N/A | 2.9925 | #N/A | 0 | 0 | 0 | 0 | 0 | 0 | 0 | 0.04137% | 1 | 50% | 0% | 0% | 0% | 8.2745 | 0 | 0 | 0 | 8.2745 | #N/A
2007-03-08 | 3 | 8 | 0 | 66.9584 | 1584 | 19.04 | 6.08 | 1027 | 19.04 | 186.295 | 0 | Heating | 24.8393 | #N/A | #N/A | #N/A | #N/A | 186.295 | #N/A | #N/A | 2.8915 | #N/A | 0 | 0 | 0 | 0 | 0 | 0 | 0 | 0.0828% | 1 | 50% | 0% | 0% | 0% | 8.2745 | 0 | 0 | 0 | 8.2745 | #N/A
2007-03-08 01:00 | 3 | 8 | 1 | 67.0001 | 1585 | 14 | 6.08 | 1026 | 14 | 273.5646 | 0 | Heating | 36.4753 | #N/A | #N/A | #N/A | #N/A | 273.5646 | #N/A | #N/A | 2.7888 | #N/A | 0 | 0 | 0 | 0 | 0 | 0 | 0 | 0.1216% | 1 | 50% | 0% | 0% | 0% | 8.2745 | 0 | 0 | 0 | 8.2745 | #N/A
2007-03-08 02:00 | 3 | 8 | 2 | 67.0418 | 1586 | 14 | 8.06 | 1026 | 14 | 333.506 | 0 | Heating | 44.4675 | #N/A | #N/A | #N/A | #N/A | 333.506 | #N/A | #N/A | 2.7888 | #N/A | 0 | 0 | 0 | 0 | 0 | 0 | 0 | 0.1482% | 1 | 50% | 0% | 0% | 0% | 8.2745 | 0 | 0 | 0 | 8.2745 | #N/A
2007-03-08 03:00 | 3 | 8 | 3 | 67.0834 | 1587 | 12.92 | 6.08 | 1025 | 12.92 | 371.019 | 0 | Heating | 49.4692 | #N/A | #N/A | #N/A | #N/A | 371.019 | #N/A | #N/A | 2.7697 | #N/A | 0 | 0 | 0 | 0 | 0 | 0 | 0 | 0.1649% | 1 | 50% | 0% | 0% | 0% | 8.2745 | 0 | 0 | 0 | 8.2745 | #N/A
2007-03-08 04:00 | 3 | 8 | 4 | 67.1251 | 1588 | 12.02 | 6.08 | 1025 | 12.02 | 408.7231 | 0 | Heating | 54.4964 | #N/A | #N/A | #N/A | #N/A | 408.7231 | #N/A | #N/A | 2.7546 | #N/A | 0 | 0 | 0 | 0 | 0 | 0 | 0 | 0.1817% | 1 | 50% | 0% | 0% | 0% | 8.2745 | 0 | 0 | 0 | 8.2745 | #N/A
2007-03-08 05:00 | 3 | 8 | 5 | 67.1668 | 1589 | 12.02 | 6.08 | 1025 | 12.02 | 460.2809 | 0 | Heating | 61.3708 | #N/A | #N/A | #N/A | #N/A | 460.2809 | #N/A | #N/A | 2.7546 | #N/A | 0 | 0 | 0 | 0 | 0 | 0 | 0 | 0.2046% | 1 | 50% | 0% | 0% | 0% | 8.2745 | 0 | 0 | 0 | 8.2745 | #N/A
2007-03-08 06:00 | 3 | 8 | 6 | 67.2084 | 1590 | 12.02 | 5 | 1024 | 12.02 | 492.8635 | 0 | Heating | 65.7151 | #N/A | #N/A | #N/A | #N/A | 492.8635 | #N/A | #N/A | 2.7546 | #N/A | 0 | 0 | 0 | 0 | 0 | 0 | 0 | 0.2191% | 1 | 50% | 0% | 0% | 0% | 8.2745 | 0 | 0 | 0 | 8.2745 | #N/A
2007-03-08 07:00 | 3 | 8 | 7 | 67.2501 | 1591 | 14 | 5 | 1025 | 14 | 968.8784 | 0 | Heating | 129.1838 | #N/A | #N/A | #N/A | #N/A | 968.8784 | #N/A | #N/A | 2.7888 | #N/A | 0 | 0 | 0 | 0 | 0 | 0 | 0 | 0.4306% | 1 | 50% | 0% | 0% | 0% | 8.2745 | 0 | 0 | 0 | 8.2745 | #N/A
2007-03-08 08:00 | 3 | 8 | 8 | 67.2918 | 1592 | 14 | 6.98 | 1025 | 14 | 571.0049 | 0 | Heating | 76.134 | #N/A | #N/A | #N/A | #N/A | 571.0049 | #N/A | #N/A | 2.7888 | #N/A | 0 | 0 | 0 | 0 | 0 | 0 | 0 | 0.2538% | 1 | 50% | 0% | 0% | 0% | 8.2745 | 0 | 0 | 0 | 8.2745 | #N/A
2007-03-08 09:00 | 3 | 8 | 9 | 67.3334 | 1593 | 19.04 | 10.94 | 1024 | 19.04 | 257.6241 | 0 | Heating | 34.3499 | #N/A | #N/A | #N/A | #N/A | 257.6241 | #N/A | #N/A | 2.8915 | #N/A | 0 | 0 | 0 | 0 | 0 | 0 | 0 | 0.1145% | 1 | 50% | 0% | 0% | 0% | 8.2745 | 0 | 0 | 0 | 8.2745 | #N/A
2007-03-08 10:00 | 3 | 8 | 10 | 67.3751 | 1594 | 24.08 | 8.06 | 1023 | 24.08 | 175.7404 | 0 | Heating | 23.4321 | #N/A | #N/A | #N/A | #N/A | 175.7404 | #N/A | #N/A | 3.0238 | #N/A | 0 | 0 | 0 | 0 | 0 | 0 | 0 | 0.07811% | 1 | 50% | 0% | 0% | 0% | 8.2745 | 0 | 0 | 0 | 8.2745 | #N/A
2007-03-08 11:00 | 3 | 8 | 11 | 67.4168 | 1595 | 24.08 | 5 | 1022 | 24.08 | 145.0397 | 0 | Heating | 19.3386 | #N/A | #N/A | #N/A | #N/A | 145.0397 | #N/A | #N/A | 3.0238 | #N/A | 0 | 0 | 0 | 0 | 0 | 0 | 0 | 0.06446% | 1 | 50% | 0% | 0% | 0% | 8.2745 | 0 | 0 | 0 | 8.2745 | #N/A
2007-03-08 12:00 | 3 | 8 | 12 | 67.4584 | 1596 | 26.96 | 1.94 | 1021 | 26.96 | 97.8059 | 0 | Heating | 13.0408 | #N/A | #N/A | #N/A | #N/A | 97.8059 | #N/A | #N/A | 3.1163 | #N/A | 0 | 0 | 0 | 0 | 0 | 0 | 0 | 0.04347% | 1 | 50% | 0% | 0% | 0% | 8.2745 | 0 | 0 | 0 | 8.2745 | #N/A
2007-03-08 13:00 | 3 | 8 | 13 | 67.5001 | 1597 | 28.94 | -0.04 | 1020 | 28.94 | 83.9866 | 0 | Heating | 11.1982 | #N/A | #N/A | #N/A | #N/A | 83.9866 | #N/A | #N/A | 3.188 | #N/A | 0 | 0 | 0 | 0 | 0 | 0 | 0 | 0.03733% | 1 | 50% | 0% | 0% | 0% | 8.2745 | 0 | 0 | 0 | 8.2745 | #N/A
2007-03-08 14:00 | 3 | 8 | 14 | 67.5418 | 1598 | 28.94 | 8.06 | 1019 | 28.94 | 31.8628 | 0 | Heating | 4.2484 | #N/A | #N/A | #N/A | #N/A | 31.8628 | #N/A | #N/A | 3.188 | #N/A | 0 | 0 | 0 | 0 | 0 | 0 | 0 | 0.01416% | 1 | 50% | 0% | 0% | 0% | 8.2745 | 0 | 0 | 0 | 8.2745 | #N/A
2007-03-08 15:00 | 3 | 8 | 15 | 67.5834 | 1599 | 30.92 | 6.98 | 1018 | 30.92 | 19.5123 | 0 | Heating | 2.6016 | #N/A | #N/A | #N/A | #N/A | 19.5123 | #N/A | #N/A | 3.2671 | #N/A | 0 | 0 | 0 | 0 | 0 | 0 | 0 | 0.008672% | 1 | 50% | 0% | 0% | 0% | 8.2745 | 0 | 0 | 0 | 8.2745 | #N/A
2007-03-08 16:00 | 3 | 8 | 16 | 67.6251 | 1600 | 30.92 | 6.08 | 1017 | 30.92 | 11.7041 | 0 | Heating | 1.5605 | #N/A | #N/A | #N/A | #N/A | 11.7041 | #N/A | #N/A | 3.2671 | #N/A | 0 | 0 | 0 | 0 | 0 | 0 | 0 | 0.005202% | 1 | 50% | 0% | 0% | 0% | 8.2745 | 0 | 0 | 0 | 8.2745 | #N/A
2007-03-08 17:00 | 3 | 8 | 17 | 67.6668 | 1601 | 30.92 | 3.92 | 1017 | 30.92 | 7.876 | 0 | Heating | 1.0501 | #N/A | #N/A | #N/A | #N/A | 7.876 | #N/A | #N/A | 3.2671 | #N/A | 0 | 0 | 0 | 0 | 0 | 0 | 0 | 0.0035% | 1 | 50% | 0% | 0% | 0% | 8.2745 | 0 | 0 | 0 | 8.2745 | #N/A
2007-03-08 18:00 | 3 | 8 | 18 | 67.7084 | 1602 | 28.94 | 1.04 | 1016 | 28.94 | 16.1936 | 0 | Heating | 2.1592 | #N/A | #N/A | #N/A | #N/A | 16.1936 | #N/A | #N/A | 3.188 | #N/A | 0 | 0 | 0 | 0 | 0 | 0 | 0 | 0.007197% | 1 | 50% | 0% | 0% | 0% | 8.2745 | 0 | 0 | 0 | 8.2745 | #N/A
2007-03-08 19:00 | 3 | 8 | 19 | 67.7501 | 1603 | 24.98 | 1.94 | 1015 | 24.98 | 74.8818 | 0 | Heating | 9.9842 | #N/A | #N/A | #N/A | #N/A | 74.8818 | #N/A | #N/A | 3.0513 | #N/A | 0 | 0 | 0 | 0 | 0 | 0 | 0 | 0.03328% | 1 | 50% | 0% | 0% | 0% | 8.2745 | 0 | 0 | 0 | 8.2745 | #N/A
2007-03-08 20:00 | 3 | 8 | 20 | 67.7918 | 1604 | 24.98 | 8.96 | 1015 | 24.98 | 123.1836 | 0 | Heating | 16.4245 | #N/A | #N/A | #N/A | #N/A | 123.1836 | #N/A | #N/A | 3.0513 | #N/A | 0 | 0 | 0 | 0 | 0 | 0 | 0 | 0.05475% | 1 | 50% | 0% | 0% | 0% | 8.2745 | 0 | 0 | 0 | 8.2745 | #N/A
2007-03-08 21:00 | 3 | 8 | 21 | 67.8334 | 1605 | 24.08 | 12.92 | 1014 | 24.08 | 205.1072 | 0 | Heating | 27.3476 | #N/A | #N/A | #N/A | #N/A | 205.1072 | #N/A | #N/A | 3.0238 | #N/A | 0 | 0 | 0 | 0 | 0 | 0 | 0 | 0.09116% | 1 | 50% | 0% | 0% | 0% | 8.2745 | 0 | 0 | 0 | 8.2745 | #N/A
2007-03-08 22:00 | 3 | 8 | 22 | 67.8751 | 1606 | 21.92 | 10.94 | 1013 | 21.92 | 239.6496 | 0 | Heating | 31.9533 | #N/A | #N/A | #N/A | #N/A | 239.6496 | #N/A | #N/A | 2.9629 | #N/A | 0 | 0 | 0 | 0 | 0 | 0 | 0 | 0.1065% | 1 | 50% | 0% | 0% | 0% | 8.2745 | 0 | 0 | 0 | 8.2745 | #N/A
2007-03-08 23:00 | 3 | 8 | 23 | 67.9168 | 1607 | 21.92 | 12.02 | 1013 | 21.92 | 7.9602 | 0 | Heating | 1.0614 | #N/A | #N/A | #N/A | #N/A | 7.9602 | #N/A | #N/A | 2.9629 | #N/A | 0 | 0 | 0 | 0 | 0 | 0 | 0 | 0.003538% | 1 | 50% | 0% | 0% | 0% | 8.2745 | 0 | 0 | 0 | 8.2745 | #N/A
2007-03-09 | 3 | 9 | 0 | 67.9584 | 1608 | 19.94 | 12.02 | 1012 | 19.94 | 27.8561 | 0 | Heating | 3.7141 | #N/A | #N/A | #N/A | #N/A | 27.8561 | #N/A | #N/A | 2.9127 | #N/A | 0 | 0 | 0 | 0 | 0 | 0 | 0 | 0.01238% | 1 | 50% | 0% | 0% | 0% | 8.2745 | 0 | 0 | 0 | 8.2745 | #N/A
2007-03-09 01:00 | 3 | 9 | 1 | 68.0001 | 1609 | 19.04 | 10.04 | 1011 | 19.04 | 61.615 | 0 | Heating | 8.2153 | #N/A | #N/A | #N/A | #N/A | 61.615 | #N/A | #N/A | 2.8915 | #N/A | 0 | 0 | 0 | 0 | 0 | 0 | 0 | 0.02738% | 1 | 50% | 0% | 0% | 0% | 8.2745 | 0 | 0 | 0 | 8.2745 | #N/A
2007-03-09 02:00 | 3 | 9 | 2 | 68.0418 | 1610 | 19.04 | 8.96 | 1010 | 19.04 | 113.5319 | 0 | Heating | 15.1376 | #N/A | #N/A | #N/A | #N/A | 113.5319 | #N/A | #N/A | 2.8915 | #N/A | 0 | 0 | 0 | 0 | 0 | 0 | 0 | 0.05046% | 1 | 50% | 0% | 0% | 0% | 8.2745 | 0 | 0 | 0 | 8.2745 | #N/A
2007-03-09 03:00 | 3 | 9 | 3 | 68.0834 | 1611 | 17.06 | 8.96 | 1010 | 17.06 | 159.7761 | 0 | Heating | 21.3035 | #N/A | #N/A | #N/A | #N/A | 159.7761 | #N/A | #N/A | 2.8481 | #N/A | 0 | 0 | 0 | 0 | 0 | 0 | 0 | 0.07101% | 1 | 50% | 0% | 0% | 0% | 8.2745 | 0 | 0 | 0 | 8.2745 | #N/A
2007-03-09 04:00 | 3 | 9 | 4 | 68.1251 | 1612 | 15.08 | 10.04 | 1010 | 15.08 | 194.7664 | 0 | Heating | 25.9689 | #N/A | #N/A | #N/A | #N/A | 194.7664 | #N/A | #N/A | 2.8087 | #N/A | 0 | 0 | 0 | 0 | 0 | 0 | 0 | 0.08656% | 1 | 50% | 0% | 0% | 0% | 8.2745 | 0 | 0 | 0 | 8.2745 | #N/A
2007-03-09 05:00 | 3 | 9 | 5 | 68.1668 | 1613 | 15.08 | 10.04 | 1009 | 15.08 | 246.899 | 0 | Heating | 32.9199 | #N/A | #N/A | #N/A | #N/A | 246.899 | #N/A | #N/A | 2.8087 | #N/A | 0 | 0 | 0 | 0 | 0 | 0 | 0 | 0.1097% | 1 | 50% | 0% | 0% | 0% | 8.2745 | 0 | 0 | 0 | 8.2745 | #N/A
2007-03-09 06:00 | 3 | 9 | 6 | 68.2084 | 1614 | 14 | 10.94 | 1009 | 14 | 269.4844 | 0 | Heating | 35.9313 | #N/A | #N/A | #N/A | #N/A | 269.4844 | #N/A | #N/A | 2.7888 | #N/A | 0 | 0 | 0 | 0 | 0 | 0 | 0 | 0.1198% | 1 | 50% | 0% | 0% | 0% | 8.2745 | 0 | 0 | 0 | 8.2745 | #N/A
2007-03-09 07:00 | 3 | 9 | 7 | 68.2501 | 1615 | 15.08 | 12.02 | 1008 | 15.08 | 723.7485 | 0 | Heating | 96.4998 | #N/A | #N/A | #N/A | #N/A | 723.7485 | #N/A | #N/A | 2.8087 | #N/A | 0 | 0 | 0 | 0 | 0 | 0 | 0 | 0.3217% | 1 | 50% | 0% | 0% | 0% | 8.2745 | 0 | 0 | 0 | 8.2745 | #N/A
2007-03-09 08:00 | 3 | 9 | 8 | 68.2918 | 1616 | 15.08 | 15.08 | 1007 | 15.08 | 418.581 | 0 | Heating | 55.8108 | #N/A | #N/A | #N/A | #N/A | 418.581 | #N/A | #N/A | 2.8087 | #N/A | 0 | 0 | 0 | 0 | 0 | 0 | 0 | 0.186% | 1 | 50% | 0% | 0% | 0% | 8.2745 | 0 | 0 | 0 | 8.2745 | #N/A
2007-03-09 09:00 | 3 | 9 | 9 | 68.3334 | 1617 | 19.94 | 15.98 | 1007 | 19.94 | 247.0776 | 0 | Heating | 32.9437 | #N/A | #N/A | #N/A | #N/A | 247.0776 | #N/A | #N/A | 2.9127 | #N/A | 0 | 0 | 0 | 0 | 0 | 0 | 0 | 0.1098% | 1 | 50% | 0% | 0% | 0% | 8.2745 | 0 | 0 | 0 | 8.2745 | #N/A
2007-03-09 10:00 | 3 | 9 | 10 | 68.3751 | 1618 | 24.08 | 15.98 | 1007 | 24.08 | 204.9271 | 0 | Heating | 27.3236 | #N/A | #N/A | #N/A | #N/A | 204.9271 | #N/A | #N/A | 3.0238 | #N/A | 0 | 0 | 0 | 0 | 0 | 0 | 0 | 0.09108% | 1 | 50% | 0% | 0% | 0% | 8.2745 | 0 | 0 | 0 | 8.2745 | #N/A
2007-03-09 11:00 | 3 | 9 | 11 | 68.4168 | 1619 | 24.08 | 19.04 | 1007 | 24.08 | 199.0943 | 0 | Heating | 26.5459 | #N/A | #N/A | #N/A | #N/A | 199.0943 | #N/A | #N/A | 3.0238 | #N/A | 0 | 0 | 0 | 0 | 0 | 0 | 0 | 0.08849% | 1 | 50% | 0% | 0% | 0% | 8.2745 | 0 | 0 | 0 | 8.2745 | #N/A
2007-03-09 12:00 | 3 | 9 | 12 | 68.4584 | 1620 | 32 | 19.94 | 1006 | 32 | 141.0114 | 0 | Heating | 18.8015 | #N/A | #N/A | #N/A | #N/A | 141.0114 | #N/A | #N/A | 3.3135 | #N/A | 0 | 0 | 0 | 0 | 0 | 0 | 0 | 0.06267% | 1 | 50% | 0% | 0% | 0% | 8.2745 | 0 | 0 | 0 | 8.2745 | #N/A
2007-03-09 13:00 | 3 | 9 | 13 | 68.5001 | 1621 | 33.08 | 19.94 | 1006 | 33.08 | 101.0571 | 0 | Heating | 13.4743 | #N/A | #N/A | #N/A | #N/A | 101.0571 | #N/A | #N/A | 3.3624 | #N/A | 0 | 0 | 0 | 0 | 0 | 0 | 0 | 0.04491% | 1 | 50% | 0% | 0% | 0% | 8.2745 | 0 | 0 | 0 | 8.2745 | #N/A
2007-03-09 14:00 | 3 | 9 | 14 | 68.5418 | 1622 | 33.08 | 19.04 | 1005 | 33.08 | 77.0104 | 0 | Heating | 10.2681 | #N/A | #N/A | #N/A | #N/A | 77.0104 | #N/A | #N/A | 3.3624 | #N/A | 0 | 0 | 0 | 0 | 0 | 0 | 0 | 0.03423% | 1 | 50% | 0% | 0% | 0% | 8.2745 | 0 | 0 | 0 | 8.2745 | #N/A
2007-03-09 15:00 | 3 | 9 | 15 | 68.5834 | 1623 | 35.06 | 21.02 | 1005 | 35.06 | 134.8474 | 0 | Heating | 17.9797 | #N/A | #N/A | #N/A | #N/A | 134.8474 | #N/A | #N/A | 3.4585 | #N/A | 0 | 0 | 0 | 0 | 0 | 0 | 0 | 0.05993% | 1 | 50% | 0% | 0% | 0% | 8.2745 | 0 | 0 | 0 | 8.2745 | #N/A
2007-03-09 16:00 | 3 | 9 | 16 | 68.6251 | 1624 | 35.96 | 21.02 | 1004 | 35.96 | 144.392 | 0 | Heating | 19.2523 | #N/A | #N/A | #N/A | #N/A | 144.392 | #N/A | #N/A | 3.5052 | #N/A | 0 | 0 | 0 | 0 | 0 | 0 | 0 | 0.06417% | 1 | 50% | 0% | 0% | 0% | 8.2745 | 0 | 0 | 0 | 8.2745 | #N/A
2007-03-09 17:00 | 3 | 9 | 17 | 68.6668 | 1625 | 35.96 | 21.02 | 1004 | 35.96 | 107.0687 | 0 | Heating | 14.2758 | #N/A | #N/A | #N/A | #N/A | 107.0687 | #N/A | #N/A | 3.5052 | #N/A | 0 | 0 | 0 | 0 | 0 | 0 | 0 | 0.04759% | 1 | 50% | 0% | 0% | 0% | 8.2745 | 0 | 0 | 0 | 8.2745 | #N/A
2007-03-09 18:00 | 3 | 9 | 18 | 68.7084 | 1626 | 37.04 | 21.92 | 1005 | 37.04 | 124.4002 | 0 | Heating | 16.5867 | #N/A | #N/A | #N/A | #N/A | 124.4002 | #N/A | #N/A | 3.5637 | #N/A | 0 | 0 | 0 | 0 | 0 | 0 | 0 | 0.05529% | 1 | 50% | 0% | 0% | 0% | 8.2745 | 0 | 0 | 0 | 8.2745 | #N/A
2007-03-09 19:00 | 3 | 9 | 19 | 68.7501 | 1627 | 35.96 | 21.92 | 1005 | 35.96 | 0 | 0 | Cooling | 0 | #N/A | #N/A | #N/A | #N/A | 0 | 0 | 0 | 0 | 0 | 0 | #N/A | #N/A | 88 | 88 | 0 | #N/A | 0% | 1 | 50% | 0% | 0% | 0% | 8.2745 | 0 | 0 | 0 | 8.2745 | #N/A
2007-03-09 20:00 | 3 | 9 | 20 | 68.7918 | 1628 | 35.96 | 23 | 1005 | 35.96 | 0 | 0 | Cooling | 0 | #N/A | #N/A | #N/A | #N/A | 0 | 0 | 0 | 0 | 0 | 0 | #N/A | #N/A | 88 | 88 | 0 | #N/A | 0% | 1 | 50% | 0% | 0% | 0% | 8.2745 | 0 | 0 | 0 | 8.2745 | #N/A
2007-03-09 21:00 | 3 | 9 | 21 | 68.8334 | 1629 | 35.06 | 28.94 | 1005 | 35.06 | 0 | 0 | Cooling | 0 | #N/A | #N/A | #N/A | #N/A | 0 | 0 | 0 | 0 | 0 | 0 | #N/A | #N/A | 88 | 88 | 0 | #N/A | 0% | 1 | 50% | 0% | 0% | 0% | 8.2745 | 0 | 0 | 0 | 8.2745 | #N/A
2007-03-09 22:00 | 3 | 9 | 22 | 68.8751 | 1630 | 35.06 | 24.98 | 1006 | 35.06 | 6.8332 | 0 | Heating | 0.91109 | #N/A | #N/A | #N/A | #N/A | 6.8332 | #N/A | #N/A | 3.4585 | #N/A | 0 | 0 | 0 | 0 | 0 | 0 | 0 | 0.003037% | 1 | 50% | 0% | 0% | 0% | 8.2745 | 0 | 0 | 0 | 8.2745 | #N/A
2007-03-09 23:00 | 3 | 9 | 23 | 68.9168 | 1631 | 35.06 | 26.96 | 1006 | 35.06 | 14.6413 | 0 | Heating | 1.9522 | #N/A | #N/A | #N/A | #N/A | 14.6413 | #N/A | #N/A | 3.4585 | #N/A | 0 | 0 | 0 | 0 | 0 | 0 | 0 | 0.006507% | 1 | 50% | 0% | 0% | 0% | 8.2745 | 0 | 0 | 0 | 8.2745 | #N/A
2007-03-10 | 3 | 10 | 0 | 68.9584 | 1632 | 35.06 | 26.06 | 1006 | 35.06 | 18.0171 | 0 | Heating | 2.4023 | #N/A | #N/A | #N/A | #N/A | 18.0171 | #N/A | #N/A | 3.4585 | #N/A | 0 | 0 | 0 | 0 | 0 | 0 | 0 | 0.008008% | 1 | 50% | 0% | 0% | 0% | 8.2745 | 0 | 0 | 0 | 8.2745 | #N/A
2007-03-10 01:00 | 3 | 10 | 1 | 69.0001 | 1633 | 33.98 | 28.94 | 1006 | 33.98 | 16.7008 | 0 | Heating | 2.2268 | #N/A | #N/A | #N/A | #N/A | 16.7008 | #N/A | #N/A | 3.405 | #N/A | 0 | 0 | 0 | 0 | 0 | 0 | 0 | 0.007423% | 1 | 50% | 0% | 0% | 0% | 8.2745 | 0 | 0 | 0 | 8.2745 | #N/A
2007-03-10 02:00 | 3 | 10 | 2 | 69.0418 | 1634 | 33.98 | 30.02 | 1006 | 33.98 | 17.0017 | 0 | Heating | 2.2669 | #N/A | #N/A | #N/A | #N/A | 17.0017 | #N/A | #N/A | 3.405 | #N/A | 0 | 0 | 0 | 0 | 0 | 0 | 0 | 0.007556% | 1 | 50% | 0% | 0% | 0% | 8.2745 | 0 | 0 | 0 | 8.2745 | #N/A
2007-03-10 03:00 | 3 | 10 | 3 | 69.0834 | 1635 | 35.6 | 30.02 | 1006 | 35.6 | 18.436 | 0 | Heating | 2.4581 | #N/A | #N/A | #N/A | #N/A | 18.436 | #N/A | #N/A | 3.4863 | #N/A | 0 | 0 | 0 | 0 | 0 | 0 | 0 | 0.008194% | 1 | 50% | 0% | 0% | 0% | 8.2745 | 0 | 0 | 0 | 8.2745 | #N/A
2007-03-10 04:00 | 3 | 10 | 4 | 69.1251 | 1636 | 35.06 | 33.08 | 1007 | 35.06 | 16.0648 | 0 | Heating | 2.142 | #N/A | #N/A | #N/A | #N/A | 16.0648 | #N/A | #N/A | 3.4585 | #N/A | 0 | 0 | 0 | 0 | 0 | 0 | 0 | 0.00714% | 1 | 50% | 0% | 0% | 0% | 8.2745 | 0 | 0 | 0 | 8.2745 | #N/A
2007-03-10 05:00 | 3 | 10 | 5 | 69.1668 | 1637 | 35.06 | 32 | 1007 | 35.06 | 16.2484 | 0 | Heating | 2.1665 | #N/A | #N/A | #N/A | #N/A | 16.2484 | #N/A | #N/A | 3.4585 | #N/A | 0 | 0 | 0 | 0 | 0 | 0 | 0 | 0.007222% | 1 | 50% | 0% | 0% | 0% | 8.2745 | 0 | 0 | 0 | 8.2745 | #N/A
2007-03-10 06:00 | 3 | 10 | 6 | 69.2084 | 1638 | 35.6 | 33.98 | 1008 | 35.6 | 27.8666 | 0 | Heating | 3.7155 | #N/A | #N/A | #N/A | #N/A | 27.8666 | #N/A | #N/A | 3.4863 | #N/A | 0 | 0 | 0 | 0 | 0 | 0 | 0 | 0.01239% | 1 | 50% | 0% | 0% | 0% | 8.2745 | 0 | 0 | 0 | 8.2745 | #N/A
2007-03-10 07:00 | 3 | 10 | 7 | 69.2501 | 1639 | 35.06 | 35.06 | 1009 | 35.06 | 21.1792 | 0 | Heating | 2.8239 | #N/A | #N/A | #N/A | #N/A | 21.1792 | #N/A | #N/A | 3.4585 | #N/A | 0 | 0 | 0 | 0 | 0 | 0 | 0 | 0.009413% | 1 | 50% | 0% | 0% | 0% | 8.2745 | 0 | 0 | 0 | 8.2745 | #N/A
2007-03-10 08:00 | 3 | 10 | 8 | 69.2918 | 1640 | 35.06 | 37.04 | 1009 | 35.06 | 13.3757 | 0 | Heating | 1.7834 | #N/A | #N/A | #N/A | #N/A | 13.3757 | #N/A | #N/A | 3.4585 | #N/A | 0 | 0 | 0 | 0 | 0 | 0 | 0 | 0.005945% | 1 | 50% | 0% | 0% | 0% | 8.2745 | 0 | 0 | 0 | 8.2745 | #N/A
2007-03-10 09:00 | 3 | 10 | 9 | 69.3334 | 1641 | 35.6 | 39.92 | 1010 | 35.6 | 9.0644 | 0 | Heating | 1.2086 | #N/A | #N/A | #N/A | #N/A | 9.0644 | #N/A | #N/A | 3.4863 | #N/A | 0 | 0 | 0 | 0 | 0 | 0 | 0 | 0.004029% | 1 | 50% | 0% | 0% | 0% | 8.2745 | 0 | 0 | 0 | 8.2745 | #N/A
2007-03-10 10:00 | 3 | 10 | 10 | 69.3751 | 1642 | 35.6 | 42.08 | 1010 | 35.6 | 6.3972 | 0 | Heating | 0.85296 | #N/A | #N/A | #N/A | #N/A | 6.3972 | #N/A | #N/A | 3.4863 | #N/A | 0 | 0 | 0 | 0 | 0 | 0 | 0 | 0.002843% | 1 | 50% | 0% | 0% | 0% | 8.2745 | 0 | 0 | 0 | 8.2745 | #N/A
2007-03-10 11:00 | 3 | 10 | 11 | 69.4168 | 1643 | 35.06 | 42.08 | 1010 | 35.06 | 5.3312 | 0 | Heating | 0.71083 | #N/A | #N/A | #N/A | #N/A | 5.3312 | #N/A | #N/A | 3.4585 | #N/A | 0 | 0 | 0 | 0 | 0 | 0 | 0 | 0.002369% | 1 | 50% | 0% | 0% | 0% | 8.2745 | 0 | 0 | 0 | 8.2745 | #N/A
2007-03-10 12:00 | 3 | 10 | 12 | 69.4584 | 1644 | 37.94 | 41 | 1010 | 37.94 | 2.7345 | 0 | Heating | 0.36461 | #N/A | #N/A | #N/A | #N/A | 2.7345 | #N/A | #N/A | 3.6146 | #N/A | 0 | 0 | 0 | 0 | 0 | 0 | 0 | 0.001215% | 1 | 50% | 0% | 0% | 0% | 8.2745 | 0 | 0 | 0 | 8.2745 | #N/A
2007-03-10 13:00 | 3 | 10 | 13 | 69.5001 | 1645 | 39.2 | 42.08 | 1009 | 39.2 | 0.93544 | 0 | Heating | 0.12472 | #N/A | #N/A | #N/A | #N/A | 0.93544 | #N/A | #N/A | 3.6894 | #N/A | 0 | 0 | 0 | 0 | 0 | 0 | 0 | 0.0004157% | 1 | 50% | 0% | 0% | 0% | 8.2745 | 0 | 0 | 0 | 8.2745 | #N/A
2007-03-10 14:00 | 3 | 10 | 14 | 69.5418 | 1646 | 39.02 | 42.08 | 1007 | 39.02 | 0.021106 | 0 | Heating | 0.0028142 | #N/A | #N/A | #N/A | #N/A | 0.021106 | #N/A | #N/A | 3.6785 | #N/A | 0 | 0 | 0 | 0 | 0 | 0 | 0 | 9.381e-06% | 1 | 50% | 0% | 0% | 0% | 8.2745 | 0 | 0 | 0 | 8.2745 | #N/A
2007-03-10 15:00 | 3 | 10 | 15 | 69.5834 | 1647 | 39.92 | 42.08 | 1007 | 39.92 | 0 | 0 | Cooling | 0 | #N/A | #N/A | #N/A | #N/A | 0 | 0 | 0 | 0 | 0 | 0 | #N/A | #N/A | 88 | 88 | 0 | #N/A | 0% | 1 | 50% | 0% | 0% | 0% | 8.2745 | 0 | 0 | 0 | 8.2745 | #N/A
2007-03-10 16:00 | 3 | 10 | 16 | 69.6251 | 1648 | 41 | 42.08 | 1006 | 41 | 0.035351 | 0 | Heating | 0.0047135 | #N/A | #N/A | #N/A | #N/A | 0.035351 | #N/A | #N/A | 3.8033 | #N/A | 0 | 0 | 0 | 0 | 0 | 0 | 0 | 1.571e-05% | 1 | 50% | 0% | 0% | 0% | 8.2745 | 0 | 0 | 0 | 8.2745 | #N/A
2007-03-10 17:00 | 3 | 10 | 17 | 69.6668 | 1649 | 41 | 41 | 1006 | 41 | 0.22679 | 0 | Heating | 0.030238 | #N/A | #N/A | #N/A | #N/A | 0.22679 | #N/A | #N/A | 3.8033 | #N/A | 0 | 0 | 0 | 0 | 0 | 0 | 0 | 0.0001008% | 1 | 50% | 0% | 0% | 0% | 8.2745 | 0 | 0 | 0 | 8.2745 | #N/A
2007-03-10 18:00 | 3 | 10 | 18 | 69.7084 | 1650 | 37.4 | 39.92 | 1006 | 37.4 | 1.4059 | 0 | Heating | 0.18745 | #N/A | #N/A | #N/A | #N/A | 1.4059 | #N/A | #N/A | 3.5838 | #N/A | 0 | 0 | 0 | 0 | 0 | 0 | 0 | 0.0006248% | 1 | 50% | 0% | 0% | 0% | 8.2745 | 0 | 0 | 0 | 8.2745 | #N/A
2007-03-10 19:00 | 3 | 10 | 19 | 69.7501 | 1651 | 42.98 | 39.92 | 1006 | 42.98 | 3.7849 | 0 | Heating | 0.50465 | #N/A | #N/A | #N/A | #N/A | 3.7849 | #N/A | #N/A | 3.9388 | #N/A | 0 | 0 | 0 | 0 | 0 | 0 | 0 | 0.001682% | 1 | 50% | 0% | 0% | 0% | 8.2745 | 0 | 0 | 0 | 8.2745 | #N/A
2007-03-10 20:00 | 3 | 10 | 20 | 69.7918 | 1652 | 42.98 | 39.92 | 1006 | 42.98 | 6.19 | 0 | Heating | 0.82533 | #N/A | #N/A | #N/A | #N/A | 6.19 | #N/A | #N/A | 3.9388 | #N/A | 0 | 0 | 0 | 0 | 0 | 0 | 0 | 0.002751% | 1 | 50% | 0% | 0% | 0% | 8.2745 | 0 | 0 | 0 | 8.2745 | #N/A
2007-03-10 21:00 | 3 | 10 | 21 | 69.8334 | 1653 | 42.8 | 39.92 | 1006 | 42.8 | 6.8753 | 0 | Heating | 0.91671 | #N/A | #N/A | #N/A | #N/A | 6.8753 | #N/A | #N/A | 3.9261 | #N/A | 0 | 0 | 0 | 0 | 0 | 0 | 0 | 0.003056% | 1 | 50% | 0% | 0% | 0% | 8.2745 | 0 | 0 | 0 | 8.2745 | #N/A
2007-03-10 22:00 | 3 | 10 | 22 | 69.8751 | 1654 | 42.8 | 39.92 | 1006 | 42.8 | 8.2236 | 0 | Heating | 1.0965 | #N/A | #N/A | #N/A | #N/A | 8.2236 | #N/A | #N/A | 3.9261 | #N/A | 0 | 0 | 0 | 0 | 0 | 0 | 0 | 0.003655% | 1 | 50% | 0% | 0% | 0% | 8.2745 | 0 | 0 | 0 | 8.2745 | #N/A
2007-03-10 23:00 | 3 | 10 | 23 | 69.9168 | 1655 | 42.98 | 39.02 | 1006 | 42.98 | 10.365 | 0 | Heating | 1.382 | #N/A | #N/A | #N/A | #N/A | 10.365 | #N/A | #N/A | 3.9388 | #N/A | 0 | 0 | 0 | 0 | 0 | 0 | 0 | 0.004607% | 1 | 50% | 0% | 0% | 0% | 8.2745 | 0 | 0 | 0 | 8.2745 | #N/A
2007-03-11 | 3 | 11 | 0 | 69.9584 | 1656 | 42.98 | 39.02 | 1006 | 42.98 | 13.0689 | 0 | Heating | 1.7425 | #N/A | #N/A | #N/A | #N/A | 13.0689 | #N/A | #N/A | 3.9388 | #N/A | 0 | 0 | 0 | 0 | 0 | 0 | 0 | 0.005808% | 1 | 50% | 0% | 0% | 0% | 8.2745 | 0 | 0 | 0 | 8.2745 | #N/A
2007-03-11 01:00 | 3 | 11 | 1 | 70.0001 | 1657 | 46.04 | 39.02 | 1005 | 46.04 | 12.6757 | 0 | Heating | 1.6901 | #N/A | #N/A | #N/A | #N/A | 12.6757 | #N/A | #N/A | 4.1705 | #N/A | 0 | 0 | 0 | 0 | 0 | 0 | 0 | 0.005634% | 1 | 50% | 0% | 0% | 0% | 8.2745 | 0 | 0 | 0 | 8.2745 | #N/A
2007-03-11 02:00 | 3 | 11 | 2 | 70.0418 | 1658 | 46.04 | 39.02 | 1005 | 46.04 | 13.1425 | 0 | Heating | 1.7523 | #N/A | #N/A | #N/A | #N/A | 13.1425 | #N/A | #N/A | 4.1705 | #N/A | 0 | 0 | 0 | 0 | 0 | 0 | 0 | 0.005841% | 1 | 50% | 0% | 0% | 0% | 8.2745 | 0 | 0 | 0 | 8.2745 | #N/A
2007-03-11 03:00 | 3 | 11 | 3 | 70.0834 | 1659 | 46.04 | 37.94 | 1005 | 46.04 | 14.5753 | 0 | Heating | 1.9434 | #N/A | #N/A | #N/A | #N/A | 14.5753 | #N/A | #N/A | 4.1705 | #N/A | 0 | 0 | 0 | 0 | 0 | 0 | 0 | 0.006478% | 1 | 50% | 0% | 0% | 0% | 8.2745 | 0 | 0 | 0 | 8.2745 | #N/A
2007-03-11 04:00 | 3 | 11 | 4 | 70.1251 | 1660 | 42.98 | 39.02 | 1005 | 42.98 | 15.4059 | 0 | Heating | 2.0541 | #N/A | #N/A | #N/A | #N/A | 15.4059 | #N/A | #N/A | 3.9388 | #N/A | 0 | 0 | 0 | 0 | 0 | 0 | 0 | 0.006847% | 1 | 50% | 0% | 0% | 0% | 8.2745 | 0 | 0 | 0 | 8.2745 | #N/A
2007-03-11 05:00 | 3 | 11 | 5 | 70.1668 | 1661 | 42.98 | 39.02 | 1006 | 42.98 | 16.0056 | 0 | Heating | 2.1341 | #N/A | #N/A | #N/A | #N/A | 16.0056 | #N/A | #N/A | 3.9388 | #N/A | 0 | 0 | 0 | 0 | 0 | 0 | 0 | 0.007114% | 1 | 50% | 0% | 0% | 0% | 8.2745 | 0 | 0 | 0 | 8.2745 | #N/A
2007-03-11 06:00 | 3 | 11 | 6 | 70.2084 | 1662 | 44.6 | 39.92 | 1006 | 44.6 | 14.9661 | 0 | Heating | 1.9955 | #N/A | #N/A | #N/A | #N/A | 14.9661 | #N/A | #N/A | 4.058 | #N/A | 0 | 0 | 0 | 0 | 0 | 0 | 0 | 0.006652% | 1 | 50% | 0% | 0% | 0% | 8.2745 | 0 | 0 | 0 | 8.2745 | #N/A
2007-03-11 07:00 | 3 | 11 | 7 | 70.2501 | 1663 | 44.6 | 39.92 | 1007 | 44.6 | 542.2358 | 0 | Heating | 72.2981 | #N/A | #N/A | #N/A | #N/A | 542.2358 | #N/A | #N/A | 4.058 | #N/A | 0 | 0 | 0 | 0 | 0 | 0 | 0 | 0.241% | 1 | 50% | 0% | 0% | 0% | 8.2745 | 0 | 0 | 0 | 8.2745 | #N/A
2007-03-11 08:00 | 3 | 11 | 8 | 70.2918 | 1664 | 44.06 | 41 | 1008 | 44.06 | 319.934 | 0 | Heating | 42.6579 | #N/A | #N/A | #N/A | #N/A | 319.934 | #N/A | #N/A | 4.0174 | #N/A | 0 | 0 | 0 | 0 | 0 | 0 | 0 | 0.1422% | 1 | 50% | 0% | 0% | 0% | 8.2745 | 0 | 0 | 0 | 8.2745 | #N/A
2007-03-11 09:00 | 3 | 11 | 9 | 70.3334 | 1665 | 42.98 | 42.08 | 1009 | 42.98 | 101.0251 | 0 | Heating | 13.47 | #N/A | #N/A | #N/A | #N/A | 101.0251 | #N/A | #N/A | 3.9388 | #N/A | 0 | 0 | 0 | 0 | 0 | 0 | 0 | 0.0449% | 1 | 50% | 0% | 0% | 0% | 8.2745 | 0 | 0 | 0 | 8.2745 | #N/A
2007-03-11 10:00 | 3 | 11 | 10 | 70.3751 | 1666 | 44.96 | 42.08 | 1009 | 44.96 | 42.0155 | 0 | Heating | 5.6021 | #N/A | #N/A | #N/A | #N/A | 42.0155 | #N/A | #N/A | 4.0856 | #N/A | 0 | 0 | 0 | 0 | 0 | 0 | 0 | 0.01867% | 1 | 50% | 0% | 0% | 0% | 8.2745 | 0 | 0 | 0 | 8.2745 | #N/A
2007-03-11 11:00 | 3 | 11 | 11 | 70.4168 | 1667 | 44.96 | 41 | 1009 | 44.96 | 27.2292 | 0 | Heating | 3.6306 | #N/A | #N/A | #N/A | #N/A | 27.2292 | #N/A | #N/A | 4.0856 | #N/A | 0 | 0 | 0 | 0 | 0 | 0 | 0 | 0.0121% | 1 | 50% | 0% | 0% | 0% | 8.2745 | 0 | 0 | 0 | 8.2745 | #N/A
2007-03-11 12:00 | 3 | 11 | 12 | 70.4584 | 1668 | 50 | 39.92 | 1009 | 50 | 11.3556 | 0 | Heating | 1.5141 | #N/A | #N/A | #N/A | #N/A | 11.3556 | #N/A | #N/A | 4.5134 | #N/A | 0 | 0 | 0 | 0 | 0 | 0 | 0 | 0.005047% | 1 | 50% | 0% | 0% | 0% | 8.2745 | 0 | 0 | 0 | 8.2745 | #N/A
2007-03-11 13:00 | 3 | 11 | 13 | 70.5001 | 1669 | 51.08 | 39.02 | 1009 | 51.08 | 9.1196 | 0 | Heating | 1.216 | #N/A | #N/A | #N/A | #N/A | 9.1196 | #N/A | #N/A | 4.6159 | #N/A | 0 | 0 | 0 | 0 | 0 | 0 | 0 | 0.004053% | 1 | 50% | 0% | 0% | 0% | 8.2745 | 0 | 0 | 0 | 8.2745 | #N/A
2007-03-11 14:00 | 3 | 11 | 14 | 70.5418 | 1670 | 51.08 | 39.92 | 1008 | 51.08 | 3.4166 | 0 | Heating | 0.45555 | #N/A | #N/A | #N/A | #N/A | 3.4166 | #N/A | #N/A | 4.6159 | #N/A | 0 | 0 | 0 | 0 | 0 | 0 | 0 | 0.001518% | 1 | 50% | 0% | 0% | 0% | 8.2745 | 0 | 0 | 0 | 8.2745 | #N/A
2007-03-11 15:00 | 3 | 11 | 15 | 70.5834 | 1671 | 53.06 | 39.02 | 1007 | 53.06 | 1.6884 | 0 | Heating | 0.22512 | #N/A | #N/A | #N/A | #N/A | 1.6884 | #N/A | #N/A | 4.8142 | #N/A | 0 | 0 | 0 | 0 | 0 | 0 | 0 | 0.0007504% | 1 | 50% | 0% | 0% | 0% | 8.2745 | 0 | 0 | 0 | 8.2745 | #N/A
2007-03-11 16:00 | 3 | 11 | 16 | 70.6251 | 1672 | 53.06 | 37.94 | 1007 | 53.06 | 0.29019 | 0 | Heating | 0.038693 | #N/A | #N/A | #N/A | #N/A | 0.29019 | #N/A | #N/A | 4.8142 | #N/A | 0 | 0 | 0 | 0 | 0 | 0 | 0 | 0.000129% | 1 | 50% | 0% | 0% | 0% | 8.2745 | 0 | 0 | 0 | 8.2745 | #N/A
2007-03-11 17:00 | 3 | 11 | 17 | 70.6668 | 1673 | 53.06 | 37.94 | 1007 | 53.06 | 0 | 0.0011152 | Cooling | 0.00018587 | #N/A | #N/A | #N/A | #N/A | 0 | 0 | 0 | 0 | 0 | 0.0011152 | #N/A | #N/A | 88 | #N/A | #N/A | #N/A | 6.196e-07% | 1 | 50% | 0% | 0% | 0% | 8.2745 | 0 | 0 | 0 | 8.2745 | #N/A
2007-03-11 18:00 | 3 | 11 | 18 | 70.7084 | 1674 | 48.92 | 37.04 | 1007 | 48.92 | 0.23264 | 0 | Heating | 0.031018 | #N/A | #N/A | #N/A | #N/A | 0.23264 | #N/A | #N/A | 4.4149 | #N/A | 0 | 0 | 0 | 0 | 0 | 0 | 0 | 0.0001034% | 1 | 50% | 0% | 0% | 0% | 8.2745 | 0 | 0 | 0 | 8.2745 | #N/A
2007-03-11 19:00 | 3 | 11 | 19 | 70.7501 | 1675 | 42.98 | 35.96 | 1007 | 42.98 | 3.0203 | 0 | Heating | 0.40271 | #N/A | #N/A | #N/A | #N/A | 3.0203 | #N/A | #N/A | 3.9388 | #N/A | 0 | 0 | 0 | 0 | 0 | 0 | 0 | 0.001342% | 1 | 50% | 0% | 0% | 0% | 8.2745 | 0 | 0 | 0 | 8.2745 | #N/A
2007-03-11 20:00 | 3 | 11 | 20 | 70.7918 | 1676 | 42.98 | 35.06 | 1008 | 42.98 | 6.4777 | 0 | Heating | 0.86369 | #N/A | #N/A | #N/A | #N/A | 6.4777 | #N/A | #N/A | 3.9388 | #N/A | 0 | 0 | 0 | 0 | 0 | 0 | 0 | 0.002879% | 1 | 50% | 0% | 0% | 0% | 8.2745 | 0 | 0 | 0 | 8.2745 | #N/A
2007-03-11 21:00 | 3 | 11 | 21 | 70.8334 | 1677 | 42.08 | 42.08 | 1009 | 42.08 | 27.5719 | 0 | Heating | 3.6763 | #N/A | #N/A | #N/A | #N/A | 27.5719 | #N/A | #N/A | 3.8759 | #N/A | 0 | 0 | 0 | 0 | 0 | 0 | 0 | 0.01225% | 1 | 50% | 0% | 0% | 0% | 8.2745 | 0 | 0 | 0 | 8.2745 | #N/A
2007-03-11 22:00 | 3 | 11 | 22 | 70.8751 | 1678 | 39.92 | 42.08 | 1008 | 39.92 | 52.6525 | 0 | Heating | 7.0203 | #N/A | #N/A | #N/A | #N/A | 52.6525 | #N/A | #N/A | 3.7339 | #N/A | 0 | 0 | 0 | 0 | 0 | 0 | 0 | 0.0234% | 1 | 50% | 0% | 0% | 0% | 8.2745 | 0 | 0 | 0 | 8.2745 | #N/A
2007-03-11 23:00 | 3 | 11 | 23 | 70.9168 | 1679 | 39.92 | 42.08 | 1007 | 39.92 | 0 | 0 | Cooling | 0 | #N/A | #N/A | #N/A | #N/A | 0 | 0 | 0 | 0 | 0 | 0 | #N/A | #N/A | 88 | 88 | 0 | #N/A | 0% | 1 | 50% | 0% | 0% | 0% | 8.2745 | 0 | 0 | 0 | 8.2745 | #N/A
2007-03-12 | 3 | 12 | 0 | 70.9584 | 1680 | 37.94 | 44.06 | 1005 | 37.94 | 0 | 0 | Cooling | 0 | #N/A | #N/A | #N/A | #N/A | 0 | 0 | 0 | 0 | 0 | 0 | #N/A | #N/A | 88 | 88 | 0 | #N/A | 0% | 1 | 50% | 0% | 0% | 0% | 8.2745 | 0 | 0 | 0 | 8.2745 | #N/A
2007-03-12 01:00 | 3 | 12 | 1 | 71.0001 | 1681 | 37.94 | 42.08 | 1004 | 37.94 | 0 | 0 | Cooling | 0 | #N/A | #N/A | #N/A | #N/A | 0 | 0 | 0 | 0 | 0 | 0 | #N/A | #N/A | 88 | 88 | 0 | #N/A | 0% | 1 | 50% | 0% | 0% | 0% | 8.2745 | 0 | 0 | 0 | 8.2745 | #N/A
2007-03-12 02:00 | 3 | 12 | 2 | 71.0418 | 1682 | 37.94 | 42.08 | 1004 | 37.94 | 0 | 0 | Cooling | 0 | #N/A | #N/A | #N/A | #N/A | 0 | 0 | 0 | 0 | 0 | 0 | #N/A | #N/A | 88 | 88 | 0 | #N/A | 0% | 1 | 50% | 0% | 0% | 0% | 8.2745 | 0 | 0 | 0 | 8.2745 | #N/A
2007-03-12 03:00 | 3 | 12 | 3 | 71.0834 | 1683 | 37.04 | 39.92 | 1003 | 37.04 | 0 | 0 | Cooling | 0 | #N/A | #N/A | #N/A | #N/A | 0 | 0 | 0 | 0 | 0 | 0 | #N/A | #N/A | 88 | 88 | 0 | #N/A | 0% | 1 | 50% | 0% | 0% | 0% | 8.2745 | 0 | 0 | 0 | 8.2745 | #N/A
2007-03-12 04:00 | 3 | 12 | 4 | 71.1251 | 1684 | 35.06 | 39.02 | 1003 | 35.06 | 0.27976 | 0 | Heating | 0.037301 | #N/A | #N/A | #N/A | #N/A | 0.27976 | #N/A | #N/A | 3.4585 | #N/A | 0 | 0 | 0 | 0 | 0 | 0 | 0 | 0.0001243% | 1 | 50% | 0% | 0% | 0% | 8.2745 | 0 | 0 | 0 | 8.2745 | #N/A
2007-03-12 05:00 | 3 | 12 | 5 | 71.1668 | 1685 | 35.06 | 39.02 | 1003 | 35.06 | 1.2219 | 0 | Heating | 0.16291 | #N/A | #N/A | #N/A | #N/A | 1.2219 | #N/A | #N/A | 3.4585 | #N/A | 0 | 0 | 0 | 0 | 0 | 0 | 0 | 0.000543% | 1 | 50% | 0% | 0% | 0% | 8.2745 | 0 | 0 | 0 | 8.2745 | #N/A
2007-03-12 06:00 | 3 | 12 | 6 | 71.2084 | 1686 | 35.06 | 39.92 | 1003 | 35.06 | 0.44346 | 0 | Heating | 0.059128 | #N/A | #N/A | #N/A | #N/A | 0.44346 | #N/A | #N/A | 3.4585 | #N/A | 0 | 0 | 0 | 0 | 0 | 0 | 0 | 0.0001971% | 1 | 50% | 0% | 0% | 0% | 8.2745 | 0 | 0 | 0 | 8.2745 | #N/A
2007-03-12 07:00 | 3 | 12 | 7 | 71.2501 | 1687 | 35.06 | 39.92 | 1003 | 35.06 | 269.046 | 0 | Heating | 35.8728 | #N/A | #N/A | #N/A | #N/A | 269.046 | #N/A | #N/A | 3.4585 | #N/A | 0 | 0 | 0 | 0 | 0 | 0 | 0 | 0.1196% | 1 | 50% | 0% | 0% | 0% | 8.2745 | 0 | 0 | 0 | 8.2745 | #N/A
2007-03-12 08:00 | 3 | 12 | 8 | 71.2918 | 1688 | 35.06 | 41 | 1003 | 35.06 | 121.5152 | 0 | Heating | 16.202 | #N/A | #N/A | #N/A | #N/A | 121.5152 | #N/A | #N/A | 3.4585 | #N/A | 0 | 0 | 0 | 0 | 0 | 0 | 0 | 0.05401% | 1 | 50% | 0% | 0% | 0% | 8.2745 | 0 | 0 | 0 | 8.2745 | #N/A
2007-03-12 09:00 | 3 | 12 | 9 | 71.3334 | 1689 | 37.04 | 42.08 | 1004 | 37.04 | 10.5767 | 0 | Heating | 1.4102 | #N/A | #N/A | #N/A | #N/A | 10.5767 | #N/A | #N/A | 3.5637 | #N/A | 0 | 0 | 0 | 0 | 0 | 0 | 0 | 0.004701% | 1 | 50% | 0% | 0% | 0% | 8.2745 | 0 | 0 | 0 | 8.2745 | #N/A
2007-03-12 10:00 | 3 | 12 | 10 | 71.3751 | 1690 | 37.94 | 41 | 1004 | 37.94 | 9.7758 | 0 | Heating | 1.3034 | #N/A | #N/A | #N/A | #N/A | 9.7758 | #N/A | #N/A | 3.6146 | #N/A | 0 | 0 | 0 | 0 | 0 | 0 | 0 | 0.004345% | 1 | 50% | 0% | 0% | 0% | 8.2745 | 0 | 0 | 0 | 8.2745 | #N/A
2007-03-12 11:00 | 3 | 12 | 11 | 71.4168 | 1691 | 37.94 | 39.92 | 1004 | 37.94 | 10.1641 | 0 | Heating | 1.3552 | #N/A | #N/A | #N/A | #N/A | 10.1641 | #N/A | #N/A | 3.6146 | #N/A | 0 | 0 | 0 | 0 | 0 | 0 | 0 | 0.004517% | 1 | 50% | 0% | 0% | 0% | 8.2745 | 0 | 0 | 0 | 8.2745 | #N/A
2007-03-12 12:00 | 3 | 12 | 12 | 71.4584 | 1692 | 39.92 | 41 | 1004 | 39.92 | 6.8638 | 0 | Heating | 0.91517 | #N/A | #N/A | #N/A | #N/A | 6.8638 | #N/A | #N/A | 3.7339 | #N/A | 0 | 0 | 0 | 0 | 0 | 0 | 0 | 0.003051% | 1 | 50% | 0% | 0% | 0% | 8.2745 | 0 | 0 | 0 | 8.2745 | #N/A
2007-03-12 13:00 | 3 | 12 | 13 | 71.5001 | 1693 | 41 | 42.08 | 1003 | 41 | 7.9112 | 0 | Heating | 1.0548 | #N/A | #N/A | #N/A | #N/A | 7.9112 | #N/A | #N/A | 3.8033 | #N/A | 0 | 0 | 0 | 0 | 0 | 0 | 0 | 0.003516% | 1 | 50% | 0% | 0% | 0% | 8.2745 | 0 | 0 | 0 | 8.2745 | #N/A
2007-03-12 14:00 | 3 | 12 | 14 | 71.5418 | 1694 | 41 | 42.98 | 1002 | 41 | 1.9899 | 0 | Heating | 0.26532 | #N/A | #N/A | #N/A | #N/A | 1.9899 | #N/A | #N/A | 3.8033 | #N/A | 0 | 0 | 0 | 0 | 0 | 0 | 0 | 0.0008844% | 1 | 50% | 0% | 0% | 0% | 8.2745 | 0 | 0 | 0 | 8.2745 | #N/A
2007-03-12 15:00 | 3 | 12 | 15 | 71.5834 | 1695 | 42.98 | 42.98 | 1002 | 42.98 | 2.3371 | 0 | Heating | 0.31161 | #N/A | #N/A | #N/A | #N/A | 2.3371 | #N/A | #N/A | 3.9388 | #N/A | 0 | 0 | 0 | 0 | 0 | 0 | 0 | 0.001039% | 1 | 50% | 0% | 0% | 0% | 8.2745 | 0 | 0 | 0 | 8.2745 | #N/A
2007-03-12 16:00 | 3 | 12 | 16 | 71.6251 | 1696 | 44.06 | 44.06 | 1001 | 44.06 | 1.0077 | 0 | Heating | 0.13436 | #N/A | #N/A | #N/A | #N/A | 1.0077 | #N/A | #N/A | 4.0174 | #N/A | 0 | 0 | 0 | 0 | 0 | 0 | 0 | 0.0004479% | 1 | 50% | 0% | 0% | 0% | 8.2745 | 0 | 0 | 0 | 8.2745 | #N/A
2007-03-12 17:00 | 3 | 12 | 17 | 71.6668 | 1697 | 44.06 | 44.06 | 1001 | 44.06 | 0 | 0.19594 | Cooling | 0.032657 | #N/A | #N/A | #N/A | #N/A | 0 | 0 | 0 | 0 | 0 | 0.19594 | #N/A | #N/A | 88 | #N/A | #N/A | #N/A | 0.0001089% | 1 | 50% | 0% | 0% | 0% | 8.2745 | 0 | 0 | 0 | 8.2745 | #N/A
2007-03-12 18:00 | 3 | 12 | 18 | 71.7084 | 1698 | 42.98 | 42.98 | 1001 | 42.98 | 0.36604 | 0 | Heating | 0.048805 | #N/A | #N/A | #N/A | #N/A | 0.36604 | #N/A | #N/A | 3.9388 | #N/A | 0 | 0 | 0 | 0 | 0 | 0 | 0 | 0.0001627% | 1 | 50% | 0% | 0% | 0% | 8.2745 | 0 | 0 | 0 | 8.2745 | #N/A
2007-03-12 19:00 | 3 | 12 | 19 | 71.7501 | 1699 | 41 | 42.08 | 1002 | 41 | 6.2805 | 0 | Heating | 0.8374 | #N/A | #N/A | #N/A | #N/A | 6.2805 | #N/A | #N/A | 3.8033 | #N/A | 0 | 0 | 0 | 0 | 0 | 0 | 0 | 0.002791% | 1 | 50% | 0% | 0% | 0% | 8.2745 | 0 | 0 | 0 | 8.2745 | #N/A
2007-03-12 20:00 | 3 | 12 | 20 | 71.7918 | 1700 | 41 | 42.08 | 1002 | 41 | 11.5235 | 0 | Heating | 1.5365 | #N/A | #N/A | #N/A | #N/A | 11.5235 | #N/A | #N/A | 3.8033 | #N/A | 0 | 0 | 0 | 0 | 0 | 0 | 0 | 0.005122% | 1 | 50% | 0% | 0% | 0% | 8.2745 | 0 | 0 | 0 | 8.2745 | #N/A
2007-03-12 21:00 | 3 | 12 | 21 | 71.8334 | 1701 | 39.02 | 41 | 1002 | 39.02 | 25.4747 | 0 | Heating | 3.3966 | #N/A | #N/A | #N/A | #N/A | 25.4747 | #N/A | #N/A | 3.6785 | #N/A | 0 | 0 | 0 | 0 | 0 | 0 | 0 | 0.01132% | 1 | 50% | 0% | 0% | 0% | 8.2745 | 0 | 0 | 0 | 8.2745 | #N/A
2007-03-12 22:00 | 3 | 12 | 22 | 71.8751 | 1702 | 37.94 | 39.92 | 1002 | 37.94 | 58.2642 | 0 | Heating | 7.7686 | #N/A | #N/A | #N/A | #N/A | 58.2642 | #N/A | #N/A | 3.6146 | #N/A | 0 | 0 | 0 | 0 | 0 | 0 | 0 | 0.0259% | 1 | 50% | 0% | 0% | 0% | 8.2745 | 0 | 0 | 0 | 8.2745 | #N/A
2007-03-12 23:00 | 3 | 12 | 23 | 71.9168 | 1703 | 37.94 | 39.02 | 1002 | 37.94 | 0 | 0 | Cooling | 0 | #N/A | #N/A | #N/A | #N/A | 0 | 0 | 0 | 0 | 0 | 0 | #N/A | #N/A | 88 | 88 | 0 | #N/A | 0% | 1 | 50% | 0% | 0% | 0% | 8.2745 | 0 | 0 | 0 | 8.2745 | #N/A
2007-03-13 | 3 | 13 | 0 | 71.9584 | 1704 | 39.02 | 37.94 | 1001 | 39.02 | 0 | 0 | Cooling | 0 | #N/A | #N/A | #N/A | #N/A | 0 | 0 | 0 | 0 | 0 | 0 | #N/A | #N/A | 88 | 88 | 0 | #N/A | 0% | 1 | 50% | 0% | 0% | 0% | 8.2745 | 0 | 0 | 0 | 8.2745 | #N/A
2007-03-13 01:00 | 3 | 13 | 1 | 72.0001 | 1705 | 39.92 | 37.94 | 1001 | 39.92 | 0 | 0 | Cooling | 0 | #N/A | #N/A | #N/A | #N/A | 0 | 0 | 0 | 0 | 0 | 0 | #N/A | #N/A | 88 | 88 | 0 | #N/A | 0% | 1 | 50% | 0% | 0% | 0% | 8.2745 | 0 | 0 | 0 | 8.2745 | #N/A
2007-03-13 02:00 | 3 | 13 | 2 | 72.0418 | 1706 | 39.92 | 37.94 | 1000 | 39.92 | 0 | 0 | Cooling | 0 | #N/A | #N/A | #N/A | #N/A | 0 | 0 | 0 | 0 | 0 | 0 | #N/A | #N/A | 88 | 88 | 0 | #N/A | 0% | 1 | 50% | 0% | 0% | 0% | 8.2745 | 0 | 0 | 0 | 8.2745 | #N/A
2007-03-13 03:00 | 3 | 13 | 3 | 72.0834 | 1707 | 41 | 37.04 | 999 | 41 | 0.043366 | 0 | Heating | 0.0057821 | #N/A | #N/A | #N/A | #N/A | 0.043366 | #N/A | #N/A | 3.8033 | #N/A | 0 | 0 | 0 | 0 | 0 | 0 | 0 | 1.927e-05% | 1 | 50% | 0% | 0% | 0% | 8.2745 | 0 | 0 | 0 | 8.2745 | #N/A
2007-03-13 04:00 | 3 | 13 | 4 | 72.1251 | 1708 | 39.92 | 39.02 | 999 | 39.92 | 0.12546 | 0 | Heating | 0.016729 | #N/A | #N/A | #N/A | #N/A | 0.12546 | #N/A | #N/A | 3.7339 | #N/A | 0 | 0 | 0 | 0 | 0 | 0 | 0 | 5.576e-05% | 1 | 50% | 0% | 0% | 0% | 8.2745 | 0 | 0 | 0 | 8.2745 | #N/A
2007-03-13 05:00 | 3 | 13 | 5 | 72.1668 | 1709 | 39.92 | 37.94 | 999 | 39.92 | 0.37901 | 0 | Heating | 0.050535 | #N/A | #N/A | #N/A | #N/A | 0.37901 | #N/A | #N/A | 3.7339 | #N/A | 0 | 0 | 0 | 0 | 0 | 0 | 0 | 0.0001684% | 1 | 50% | 0% | 0% | 0% | 8.2745 | 0 | 0 | 0 | 8.2745 | #N/A
2007-03-13 06:00 | 3 | 13 | 6 | 72.2084 | 1710 | 39.92 | 39.92 | 1000 | 39.92 | 0.14568 | 0 | Heating | 0.019424 | #N/A | #N/A | #N/A | #N/A | 0.14568 | #N/A | #N/A | 3.7339 | #N/A | 0 | 0 | 0 | 0 | 0 | 0 | 0 | 6.475e-05% | 1 | 50% | 0% | 0% | 0% | 8.2745 | 0 | 0 | 0 | 8.2745 | #N/A
2007-03-13 07:00 | 3 | 13 | 7 | 72.2501 | 1711 | 39.02 | 55.94 | 1000 | 39.02 | 180.6654 | 0 | Heating | 24.0887 | #N/A | #N/A | #N/A | #N/A | 180.6654 | #N/A | #N/A | 3.6785 | #N/A | 0 | 0 | 0 | 0 | 0 | 0 | 0 | 0.0803% | 1 | 50% | 0% | 0% | 0% | 8.2745 | 0 | 0 | 0 | 8.2745 | #N/A
2007-03-13 08:00 | 3 | 13 | 8 | 72.2918 | 1712 | 39.02 | 57.92 | 1001 | 39.02 | 0 | 73.2544 | Cooling | 12.2091 | #N/A | #N/A | #N/A | #N/A | 0 | 0 | 0 | 0 | 0 | 73.2544 | #N/A | #N/A | 88 | #N/A | #N/A | #N/A | 0.0407% | 1 | 50% | 0% | 0% | 0% | 8.2745 | 0 | 0 | 0 | 8.2745 | #N/A
2007-03-13 09:00 | 3 | 13 | 9 | 72.3334 | 1713 | 39.02 | 59 | 1001 | 39.02 | 0 | 749.2709 | Cooling | 124.8785 | #N/A | #N/A | #N/A | #N/A | 0 | 0 | 0 | 0 | 0 | 749.2709 | #N/A | #N/A | 88 | #N/A | #N/A | #N/A | 0.4163% | 1 | 50% | 0% | 0% | 0% | 8.2745 | 0 | 0 | 0 | 8.2745 | #N/A
2007-03-13 10:00 | 3 | 13 | 10 | 72.3751 | 1714 | 39.92 | 59 | 1002 | 39.92 | 0 | 907.9489 | Cooling | 151.3248 | #N/A | #N/A | #N/A | #N/A | 0 | 0 | 0 | 0 | 0 | 907.9489 | #N/A | #N/A | 88 | #N/A | #N/A | #N/A | 0.5044% | 1 | 50% | 0% | 0% | 0% | 8.2745 | 0 | 0 | 0 | 8.2745 | #N/A
2007-03-13 11:00 | 3 | 13 | 11 | 72.4168 | 1715 | 39.92 | 57.92 | 1001 | 39.92 | 0 | 905.6737 | Cooling | 150.9456 | #N/A | #N/A | #N/A | #N/A | 0 | 0 | 0 | 0 | 0 | 905.6737 | #N/A | #N/A | 88 | #N/A | #N/A | #N/A | 0.5032% | 1 | 50% | 0% | 0% | 0% | 8.2745 | 0 | 0 | 0 | 8.2745 | #N/A
2007-03-13 12:00 | 3 | 13 | 12 | 72.4584 | 1716 | 42.08 | 57.02 | 1002 | 42.08 | 0 | 983.6317 | Cooling | 163.9386 | #N/A | #N/A | #N/A | #N/A | 0 | 0 | 0 | 0 | 0 | 983.6317 | #N/A | #N/A | 88 | #N/A | #N/A | #N/A | 0.5465% | 1 | 50% | 0% | 0% | 0% | 8.2745 | 0 | 0 | 0 | 8.2745 | #N/A
2007-03-13 13:00 | 3 | 13 | 13 | 72.5001 | 1717 | 41 | 57.02 | 1002 | 41 | 0 | 827.3396 | Cooling | 137.8899 | #N/A | #N/A | #N/A | #N/A | 0 | 0 | 0 | 0 | 0 | 827.3396 | #N/A | #N/A | 88 | #N/A | #N/A | #N/A | 0.4596% | 1 | 50% | 0% | 0% | 0% | 8.2745 | 0 | 0 | 0 | 8.2745 | #N/A
2007-03-13 14:00 | 3 | 13 | 14 | 72.5418 | 1718 | 41 | 55.94 | 1001 | 41 | 0 | 958.5797 | Cooling | 159.7633 | #N/A | #N/A | #N/A | #N/A | 0 | 0 | 0 | 0 | 0 | 958.5797 | #N/A | #N/A | 88 | #N/A | #N/A | #N/A | 0.5325% | 1 | 50% | 0% | 0% | 0% | 8.2745 | 0 | 0 | 0 | 8.2745 | #N/A
2007-03-13 15:00 | 3 | 13 | 15 | 72.5834 | 1719 | 42.8 | 55.94 | 1001 | 42.8 | 0 | 1023.5453 | Cooling | 170.5909 | #N/A | #N/A | #N/A | #N/A | 0 | 0 | 0 | 0 | 0 | 1023.5453 | #N/A | #N/A | 88 | #N/A | #N/A | #N/A | 0.5686% | 1 | 50% | 0% | 0% | 0% | 8.2745 | 0 | 0 | 0 | 8.2745 | #N/A
2007-03-13 16:00 | 3 | 13 | 16 | 72.6251 | 1720 | 42.08 | 55.94 | 1001 | 42.08 | 0 | 1041.5494 | Cooling | 173.5916 | #N/A | #N/A | #N/A | #N/A | 0 | 0 | 0 | 0 | 0 | 1041.5494 | #N/A | #N/A | 88 | #N/A | #N/A | #N/A | 0.5786% | 1 | 50% | 0% | 0% | 0% | 8.2745 | 0 | 0 | 0 | 8.2745 | #N/A
2007-03-13 17:00 | 3 | 13 | 17 | 72.6668 | 1721 | 42.08 | 55.04 | 1002 | 42.08 | 0 | 931.627 | Cooling | 155.2712 | #N/A | #N/A | #N/A | #N/A | 0 | 0 | 0 | 0 | 0 | 931.627 | #N/A | #N/A | 88 | #N/A | #N/A | #N/A | 0.5176% | 1 | 50% | 0% | 0% | 0% | 8.2745 | 0 | 0 | 0 | 8.2745 | #N/A
2007-03-13 18:00 | 3 | 13 | 18 | 72.7084 | 1722 | 39.02 | 53.06 | 1002 | 39.02 | 0 | 473.5517 | Cooling | 78.9253 | #N/A | #N/A | #N/A | #N/A | 0 | 0 | 0 | 0 | 0 | 473.5517 | #N/A | #N/A | 88 | #N/A | #N/A | #N/A | 0.2631% | 1 | 50% | 0% | 0% | 0% | 8.2745 | 0 | 0 | 0 | 8.2745 | #N/A
2007-03-13 19:00 | 3 | 13 | 19 | 72.7501 | 1723 | 37.94 | 51.98 | 1003 | 37.94 | 0 | 133.3723 | Cooling | 22.2287 | #N/A | #N/A | #N/A | #N/A | 0 | 0 | 0 | 0 | 0 | 133.3723 | #N/A | #N/A | 88 | #N/A | #N/A | #N/A | 0.0741% | 1 | 50% | 0% | 0% | 0% | 8.2745 | 0 | 0 | 0 | 8.2745 | #N/A
2007-03-13 20:00 | 3 | 13 | 20 | 72.7918 | 1724 | 37.94 | 51.98 | 1003 | 37.94 | 0 | 76.1778 | Cooling | 12.6963 | #N/A | #N/A | #N/A | #N/A | 0 | 0 | 0 | 0 | 0 | 76.1778 | #N/A | #N/A | 88 | #N/A | #N/A | #N/A | 0.04232% | 1 | 50% | 0% | 0% | 0% | 8.2745 | 0 | 0 | 0 | 8.2745 | #N/A
2007-03-13 21:00 | 3 | 13 | 21 | 72.8334 | 1725 | 37.04 | 51.08 | 1003 | 37.04 | 0 | 37.3643 | Cooling | 6.2274 | #N/A | #N/A | #N/A | #N/A | 0 | 0 | 0 | 0 | 0 | 37.3643 | #N/A | #N/A | 88 | #N/A | #N/A | #N/A | 0.02076% | 1 | 50% | 0% | 0% | 0% | 8.2745 | 0 | 0 | 0 | 8.2745 | #N/A
2007-03-13 22:00 | 3 | 13 | 22 | 72.8751 | 1726 | 35.96 | 51.08 | 1003 | 35.96 | 0 | 2.9513 | Cooling | 0.49189 | #N/A | #N/A | #N/A | #N/A | 0 | 0 | 0 | 0 | 0 | 2.9513 | #N/A | #N/A | 88 | #N/A | #N/A | #N/A | 0.00164% | 1 | 50% | 0% | 0% | 0% | 8.2745 | 0 | 0 | 0 | 8.2745 | #N/A
2007-03-13 23:00 | 3 | 13 | 23 | 72.9168 | 1727 | 35.96 | 50 | 1003 | 35.96 | 0 | 0 | Cooling | 0 | #N/A | #N/A | #N/A | #N/A | 0 | 0 | 0 | 0 | 0 | 0 | #N/A | #N/A | 88 | 88 | 0 | #N/A | 0% | 1 | 50% | 0% | 0% | 0% | 8.2745 | 0 | 0 | 0 | 8.2745 | #N/A
2007-03-14 | 3 | 14 | 0 | 72.9584 | 1728 | 35.06 | 51.08 | 1003 | 35.06 | 0 | 0 | Cooling | 0 | #N/A | #N/A | #N/A | #N/A | 0 | 0 | 0 | 0 | 0 | 0 | #N/A | #N/A | 88 | 88 | 0 | #N/A | 0% | 1 | 50% | 0% | 0% | 0% | 8.2745 | 0 | 0 | 0 | 8.2745 | #N/A
2007-03-14 01:00 | 3 | 14 | 1 | 73.0001 | 1729 | 35.06 | 51.98 | 1003 | 35.06 | 0 | 0 | Cooling | 0 | #N/A | #N/A | #N/A | #N/A | 0 | 0 | 0 | 0 | 0 | 0 | #N/A | #N/A | 88 | 88 | 0 | #N/A | 0% | 1 | 50% | 0% | 0% | 0% | 8.2745 | 0 | 0 | 0 | 8.2745 | #N/A
2007-03-14 02:00 | 3 | 14 | 2 | 73.0418 | 1730 | 35.06 | 51.98 | 1003 | 35.06 | 0 | 0 | Cooling | 0 | #N/A | #N/A | #N/A | #N/A | 0 | 0 | 0 | 0 | 0 | 0 | #N/A | #N/A | 88 | 88 | 0 | #N/A | 0% | 1 | 50% | 0% | 0% | 0% | 8.2745 | 0 | 0 | 0 | 8.2745 | #N/A
2007-03-14 03:00 | 3 | 14 | 3 | 73.0834 | 1731 | 35.06 | 51.98 | 1002 | 35.06 | 0 | 0 | Cooling | 0 | #N/A | #N/A | #N/A | #N/A | 0 | 0 | 0 | 0 | 0 | 0 | #N/A | #N/A | 88 | 88 | 0 | #N/A | 0% | 1 | 50% | 0% | 0% | 0% | 8.2745 | 0 | 0 | 0 | 8.2745 | #N/A
2007-03-14 04:00 | 3 | 14 | 4 | 73.1251 | 1732 | 35.06 | 51.08 | 1002 | 35.06 | 0 | 0 | Cooling | 0 | #N/A | #N/A | #N/A | #N/A | 0 | 0 | 0 | 0 | 0 | 0 | #N/A | #N/A | 88 | 88 | 0 | #N/A | 0% | 1 | 50% | 0% | 0% | 0% | 8.2745 | 0 | 0 | 0 | 8.2745 | #N/A
2007-03-14 05:00 | 3 | 14 | 5 | 73.1668 | 1733 | 35.06 | 48.92 | 1002 | 35.06 | 0 | 0 | Cooling | 0 | #N/A | #N/A | #N/A | #N/A | 0 | 0 | 0 | 0 | 0 | 0 | #N/A | #N/A | 88 | 88 | 0 | #N/A | 0% | 1 | 50% | 0% | 0% | 0% | 8.2745 | 0 | 0 | 0 | 8.2745 | #N/A
2007-03-14 06:00 | 3 | 14 | 6 | 73.2084 | 1734 | 33.98 | 48.92 | 1003 | 33.98 | 0 | 0 | Cooling | 0 | #N/A | #N/A | #N/A | #N/A | 0 | 0 | 0 | 0 | 0 | 0 | #N/A | #N/A | 88 | 88 | 0 | #N/A | 0% | 1 | 50% | 0% | 0% | 0% | 8.2745 | 0 | 0 | 0 | 8.2745 | #N/A
2007-03-14 07:00 | 3 | 14 | 7 | 73.2501 | 1735 | 33.8 | 48.92 | 1003 | 33.8 | 8.6497 | 0 | Heating | 1.1533 | #N/A | #N/A | #N/A | #N/A | 8.6497 | #N/A | #N/A | 3.3963 | #N/A | 0 | 0 | 0 | 0 | 0 | 0 | 0 | 0.003844% | 1 | 50% | 0% | 0% | 0% | 8.2745 | 0 | 0 | 0 | 8.2745 | #N/A
2007-03-14 08:00 | 3 | 14 | 8 | 73.2918 | 1736 | 33.98 | 50 | 1003 | 33.98 | 0 | 0.8184 | Cooling | 0.1364 | #N/A | #N/A | #N/A | #N/A | 0 | 0 | 0 | 0 | 0 | 0.8184 | #N/A | #N/A | 88 | #N/A | #N/A | #N/A | 0.0004547% | 1 | 50% | 0% | 0% | 0% | 8.2745 | 0 | 0 | 0 | 8.2745 | #N/A
2007-03-14 09:00 | 3 | 14 | 9 | 73.3334 | 1737 | 33.8 | 53.06 | 1003 | 33.8 | 0 | 105.5257 | Cooling | 17.5876 | #N/A | #N/A | #N/A | #N/A | 0 | 0 | 0 | 0 | 0 | 105.5257 | #N/A | #N/A | 88 | #N/A | #N/A | #N/A | 0.05863% | 1 | 50% | 0% | 0% | 0% | 8.2745 | 0 | 0 | 0 | 8.2745 | #N/A
2007-03-14 10:00 | 3 | 14 | 10 | 73.3751 | 1738 | 32 | 55.94 | 1002 | 32 | 0 | 556.6894 | Cooling | 92.7816 | #N/A | #N/A | #N/A | #N/A | 0 | 0 | 0 | 0 | 0 | 556.6894 | #N/A | #N/A | 88 | #N/A | #N/A | #N/A | 0.3093% | 1 | 50% | 0% | 0% | 0% | 8.2745 | 0 | 0 | 0 | 8.2745 | #N/A
2007-03-14 11:00 | 3 | 14 | 11 | 73.4168 | 1739 | 32 | 57.02 | 1002 | 32 | 0 | 945.9771 | Cooling | 157.6628 | #N/A | #N/A | #N/A | #N/A | 0 | 0 | 0 | 0 | 0 | 945.9771 | #N/A | #N/A | 88 | #N/A | #N/A | #N/A | 0.5255% | 1 | 50% | 0% | 0% | 0% | 8.2745 | 0 | 0 | 0 | 8.2745 | #N/A
2007-03-14 12:00 | 3 | 14 | 12 | 73.4584 | 1740 | 33.8 | 57.92 | 1001 | 33.8 | 0 | 1404.0875 | Cooling | 234.0146 | #N/A | #N/A | #N/A | #N/A | 0 | 0 | 0 | 0 | 0 | 1404.0875 | #N/A | #N/A | 88 | #N/A | #N/A | #N/A | 0.78% | 1 | 50% | 0% | 0% | 0% | 8.2745 | 0 | 0 | 0 | 8.2745 | #N/A
2007-03-14 13:00 | 3 | 14 | 13 | 73.5001 | 1741 | 39.02 | 60.08 | 1000 | 39.02 | 0 | 1505.7694 | Cooling | 250.9616 | #N/A | #N/A | #N/A | #N/A | 0 | 0 | 0 | 0 | 0 | 1505.7694 | #N/A | #N/A | 88 | #N/A | #N/A | #N/A | 0.8365% | 1 | 50% | 0% | 0% | 0% | 8.2745 | 0 | 0 | 0 | 8.2745 | #N/A
2007-03-14 14:00 | 3 | 14 | 14 | 73.5418 | 1742 | 39.02 | 57.02 | 999 | 39.02 | 0 | 1458.4521 | Cooling | 243.0754 | #N/A | #N/A | #N/A | #N/A | 0 | 0 | 0 | 0 | 0 | 1458.4521 | #N/A | #N/A | 88 | #N/A | #N/A | #N/A | 0.8103% | 1 | 50% | 0% | 0% | 0% | 8.2745 | 0 | 0 | 0 | 8.2745 | #N/A
2007-03-14 15:00 | 3 | 14 | 15 | 73.5834 | 1743 | 39.02 | 55.94 | 999 | 39.02 | 0 | 1509.7432 | Cooling | 251.6239 | #N/A | #N/A | #N/A | #N/A | 0 | 0 | 0 | 0 | 0 | 1509.7432 | #N/A | #N/A | 88 | #N/A | #N/A | #N/A | 0.8387% | 1 | 50% | 0% | 0% | 0% | 8.2745 | 0 | 0 | 0 | 8.2745 | #N/A
2007-03-14 16:00 | 3 | 14 | 16 | 73.6251 | 1744 | 39.02 | 53.96 | 999 | 39.02 | 0 | 1513.204 | Cooling | 252.2007 | #N/A | #N/A | #N/A | #N/A | 0 | 0 | 0 | 0 | 0 | 1513.204 | #N/A | #N/A | 88 | #N/A | #N/A | #N/A | 0.8407% | 1 | 50% | 0% | 0% | 0% | 8.2745 | 0 | 0 | 0 | 8.2745 | #N/A
2007-03-14 17:00 | 3 | 14 | 17 | 73.6668 | 1745 | 39.02 | 55.94 | 999 | 39.02 | 0 | 1568.3522 | Cooling | 261.392 | #N/A | #N/A | #N/A | #N/A | 0 | 0 | 0 | 0 | 0 | 1568.3522 | #N/A | #N/A | 88 | #N/A | #N/A | #N/A | 0.8713% | 1 | 50% | 0% | 0% | 0% | 8.2745 | 0 | 0 | 0 | 8.2745 | #N/A
2007-03-14 18:00 | 3 | 14 | 18 | 73.7084 | 1746 | 37.94 | 55.04 | 999 | 37.94 | 0 | 1529.4653 | Cooling | 254.9109 | #N/A | #N/A | #N/A | #N/A | 0 | 0 | 0 | 0 | 0 | 1529.4653 | #N/A | #N/A | 88 | #N/A | #N/A | #N/A | 0.8497% | 1 | 50% | 0% | 0% | 0% | 8.2745 | 0 | 0 | 0 | 8.2745 | #N/A
2007-03-14 19:00 | 3 | 14 | 19 | 73.7501 | 1747 | 37.04 | 55.04 | 999 | 37.04 | 0 | 1571.0735 | Cooling | 261.8456 | #N/A | #N/A | #N/A | #N/A | 0 | 0 | 0 | 0 | 0 | 1571.0735 | #N/A | #N/A | 88 | #N/A | #N/A | #N/A | 0.8728% | 1 | 50% | 0% | 0% | 0% | 8.2745 | 0 | 0 | 0 | 8.2745 | #N/A
2007-03-14 20:00 | 3 | 14 | 20 | 73.7918 | 1748 | 37.04 | 53.96 | 999 | 37.04 | 0 | 1267.3977 | Cooling | 211.2329 | #N/A | #N/A | #N/A | #N/A | 0 | 0 | 0 | 0 | 0 | 1267.3977 | #N/A | #N/A | 88 | #N/A | #N/A | #N/A | 0.7041% | 1 | 50% | 0% | 0% | 0% | 8.2745 | 0 | 0 | 0 | 8.2745 | #N/A
2007-03-14 21:00 | 3 | 14 | 21 | 73.8334 | 1749 | 35.06 | 53.06 | 1000 | 35.06 | 0 | 989.9599 | Cooling | 164.9933 | #N/A | #N/A | #N/A | #N/A | 0 | 0 | 0 | 0 | 0 | 989.9599 | #N/A | #N/A | 88 | #N/A | #N/A | #N/A | 0.55% | 1 | 50% | 0% | 0% | 0% | 8.2745 | 0 | 0 | 0 | 8.2745 | #N/A
2007-03-14 22:00 | 3 | 14 | 22 | 73.8751 | 1750 | 30.02 | 53.06 | 1000 | 30.02 | 0 | 716.0971 | Cooling | 119.3495 | #N/A | #N/A | #N/A | #N/A | 0 | 0 | 0 | 0 | 0 | 716.0971 | #N/A | #N/A | 88 | #N/A | #N/A | #N/A | 0.3978% | 1 | 50% | 0% | 0% | 0% | 8.2745 | 0 | 0 | 0 | 8.2745 | #N/A
2007-03-14 23:00 | 3 | 14 | 23 | 73.9168 | 1751 | 30.02 | 53.06 | 1000 | 30.02 | 0 | 5.6015 | Cooling | 0.93358 | #N/A | #N/A | #N/A | #N/A | 0 | 0 | 0 | 0 | 0 | 5.6015 | #N/A | #N/A | 88 | #N/A | #N/A | #N/A | 0.003112% | 1 | 50% | 0% | 0% | 0% | 8.2745 | 0 | 0 | 0 | 8.2745 | #N/A
2007-03-15 | 3 | 15 | 0 | 73.9584 | 1752 | 28.94 | 53.06 | 1001 | 28.94 | 0 | 19.5189 | Cooling | 3.2532 | #N/A | #N/A | #N/A | #N/A | 0 | 0 | 0 | 0 | 0 | 19.5189 | #N/A | #N/A | 88 | #N/A | #N/A | #N/A | 0.01084% | 1 | 50% | 0% | 0% | 0% | 8.2745 | 0 | 0 | 0 | 8.2745 | #N/A
2007-03-15 01:00 | 3 | 15 | 1 | 74.0001 | 1753 | 28.94 | 53.06 | 1000 | 28.94 | 0 | 11.1102 | Cooling | 1.8517 | #N/A | #N/A | #N/A | #N/A | 0 | 0 | 0 | 0 | 0 | 11.1102 | #N/A | #N/A | 88 | #N/A | #N/A | #N/A | 0.006172% | 1 | 50% | 0% | 0% | 0% | 8.2745 | 0 | 0 | 0 | 8.2745 | #N/A
2007-03-15 02:00 | 3 | 15 | 2 | 74.0418 | 1754 | 28.94 | 50 | 1001 | 28.94 | 0 | 3.9915 | Cooling | 0.66526 | #N/A | #N/A | #N/A | #N/A | 0 | 0 | 0 | 0 | 0 | 3.9915 | #N/A | #N/A | 88 | #N/A | #N/A | #N/A | 0.002218% | 1 | 50% | 0% | 0% | 0% | 8.2745 | 0 | 0 | 0 | 8.2745 | #N/A
2007-03-15 03:00 | 3 | 15 | 3 | 74.0834 | 1755 | 26.96 | 48.92 | 1000 | 26.96 | 0 | 0.0044609 | Cooling | 0.00074348 | #N/A | #N/A | #N/A | #N/A | 0 | 0 | 0 | 0 | 0 | 0.0044609 | #N/A | #N/A | 88 | #N/A | #N/A | #N/A | 2.478e-06% | 1 | 50% | 0% | 0% | 0% | 8.2745 | 0 | 0 | 0 | 8.2745 | #N/A
2007-03-15 04:00 | 3 | 15 | 4 | 74.1251 | 1756 | 24.08 | 48.92 | 1000 | 24.08 | 0 | 0.0058549 | Cooling | 0.00097582 | #N/A | #N/A | #N/A | #N/A | 0 | 0 | 0 | 0 | 0 | 0.0058549 | #N/A | #N/A | 88 | #N/A | #N/A | #N/A | 3.253e-06% | 1 | 50% | 0% | 0% | 0% | 8.2745 | 0 | 0 | 0 | 8.2745 | #N/A
2007-03-15 05:00 | 3 | 15 | 5 | 74.1668 | 1757 | 24.08 | 51.08 | 1001 | 24.08 | 0 | 1.4494 | Cooling | 0.24157 | #N/A | #N/A | #N/A | #N/A | 0 | 0 | 0 | 0 | 0 | 1.4494 | #N/A | #N/A | 88 | #N/A | #N/A | #N/A | 0.0008052% | 1 | 50% | 0% | 0% | 0% | 8.2745 | 0 | 0 | 0 | 8.2745 | #N/A
2007-03-15 06:00 | 3 | 15 | 6 | 74.2084 | 1758 | 21.92 | 48.92 | 1001 | 21.92 | 0 | 0.90978 | Cooling | 0.15163 | #N/A | #N/A | #N/A | #N/A | 0 | 0 | 0 | 0 | 0 | 0.90978 | #N/A | #N/A | 88 | #N/A | #N/A | #N/A | 0.0005054% | 1 | 50% | 0% | 0% | 0% | 8.2745 | 0 | 0 | 0 | 8.2745 | #N/A
2007-03-15 07:00 | 3 | 15 | 7 | 74.2501 | 1759 | 23 | 48.02 | 1002 | 23 | 0 | 0.0279 | Cooling | 0.0046499 | #N/A | #N/A | #N/A | #N/A | 0 | 0 | 0 | 0 | 0 | 0.0279 | #N/A | #N/A | 88 | #N/A | #N/A | #N/A | 1.55e-05% | 1 | 50% | 0% | 0% | 0% | 8.2745 | 0 | 0 | 0 | 8.2745 | #N/A
2007-03-15 08:00 | 3 | 15 | 8 | 74.2918 | 1760 | 23 | 50 | 1002 | 23 | 0 | 0.4317 | Cooling | 0.071951 | #N/A | #N/A | #N/A | #N/A | 0 | 0 | 0 | 0 | 0 | 0.4317 | #N/A | #N/A | 88 | #N/A | #N/A | #N/A | 0.0002398% | 1 | 50% | 0% | 0% | 0% | 8.2745 | 0 | 0 | 0 | 8.2745 | #N/A
2007-03-15 09:00 | 3 | 15 | 9 | 74.3334 | 1761 | 30.92 | 53.06 | 1002 | 30.92 | 0 | 362.5369 | Cooling | 60.4228 | #N/A | #N/A | #N/A | #N/A | 0 | 0 | 0 | 0 | 0 | 362.5369 | #N/A | #N/A | 88 | #N/A | #N/A | #N/A | 0.2014% | 1 | 50% | 0% | 0% | 0% | 8.2745 | 0 | 0 | 0 | 8.2745 | #N/A
2007-03-15 10:00 | 3 | 15 | 10 | 74.3751 | 1762 | 35.96 | 53.06 | 1002 | 35.96 | 0 | 842.629 | Cooling | 140.4382 | #N/A | #N/A | #N/A | #N/A | 0 | 0 | 0 | 0 | 0 | 842.629 | #N/A | #N/A | 88 | #N/A | #N/A | #N/A | 0.4681% | 1 | 50% | 0% | 0% | 0% | 8.2745 | 0 | 0 | 0 | 8.2745 | #N/A
2007-03-15 11:00 | 3 | 15 | 11 | 74.4168 | 1763 | 35.96 | 53.06 | 1002 | 35.96 | 0 | 1162.0079 | Cooling | 193.668 | #N/A | #N/A | #N/A | #N/A | 0 | 0 | 0 | 0 | 0 | 1162.0079 | #N/A | #N/A | 88 | #N/A | #N/A | #N/A | 0.6456% | 1 | 50% | 0% | 0% | 0% | 8.2745 | 0 | 0 | 0 | 8.2745 | #N/A
2007-03-15 12:00 | 3 | 15 | 12 | 74.4584 | 1764 | 42.98 | 53.06 | 1002 | 42.98 | 0 | 1252.4858 | Cooling | 208.7476 | #N/A | #N/A | #N/A | #N/A | 0 | 0 | 0 | 0 | 0 | 1252.4858 | #N/A | #N/A | 88 | #N/A | #N/A | #N/A | 0.6958% | 1 | 50% | 0% | 0% | 0% | 8.2745 | 0 | 0 | 0 | 8.2745 | #N/A
2007-03-15 13:00 | 3 | 15 | 13 | 74.5001 | 1765 | 44.96 | 55.04 | 1001 | 44.96 | 0 | 1477.9737 | Cooling | 246.329 | #N/A | #N/A | #N/A | #N/A | 0 | 0 | 0 | 0 | 0 | 1477.9737 | #N/A | #N/A | 88 | #N/A | #N/A | #N/A | 0.8211% | 1 | 50% | 0% | 0% | 0% | 8.2745 | 0 | 0 | 0 | 8.2745 | #N/A
2007-03-15 14:00 | 3 | 15 | 14 | 74.5418 | 1766 | 44.96 | 55.04 | 1000 | 44.96 | 0 | 1471.7348 | Cooling | 245.2891 | #N/A | #N/A | #N/A | #N/A | 0 | 0 | 0 | 0 | 0 | 1471.7348 | #N/A | #N/A | 88 | #N/A | #N/A | #N/A | 0.8176% | 1 | 50% | 0% | 0% | 0% | 8.2745 | 0 | 0 | 0 | 8.2745 | #N/A
2007-03-15 15:00 | 3 | 15 | 15 | 74.5834 | 1767 | 46.94 | 55.94 | 1000 | 46.94 | 0 | 1555.9779 | Cooling | 259.3297 | #N/A | #N/A | #N/A | #N/A | 0 | 0 | 0 | 0 | 0 | 1555.9779 | #N/A | #N/A | 88 | #N/A | #N/A | #N/A | 0.8644% | 1 | 50% | 0% | 0% | 0% | 8.2745 | 0 | 0 | 0 | 8.2745 | #N/A
2007-03-15 16:00 | 3 | 15 | 16 | 74.6251 | 1768 | 46.94 | 55.94 | 1000 | 46.94 | 0 | 1585.4672 | Cooling | 264.2445 | #N/A | #N/A | #N/A | #N/A | 0 | 0 | 0 | 0 | 0 | 1585.4672 | #N/A | #N/A | 88 | #N/A | #N/A | #N/A | 0.8808% | 1 | 50% | 0% | 0% | 0% | 8.2745 | 0 | 0 | 0 | 8.2745 | #N/A
2007-03-15 17:00 | 3 | 15 | 17 | 74.6668 | 1769 | 46.94 | 55.94 | 1000 | 46.94 | 0 | 1940.5711 | Cooling | 323.4285 | #N/A | #N/A | #N/A | #N/A | 0 | 0 | 0 | 0 | 0 | 1940.5711 | #N/A | #N/A | 88 | #N/A | #N/A | #N/A | 1.078% | 1 | 50% | 0% | 0% | 0% | 8.2745 | 0 | 0 | 0 | 8.2745 | #N/A
2007-03-15 18:00 | 3 | 15 | 18 | 74.7084 | 1770 | 42.98 | 55.94 | 1000 | 42.98 | 0 | 1769.1905 | Cooling | 294.8651 | #N/A | #N/A | #N/A | #N/A | 0 | 0 | 0 | 0 | 0 | 1769.1905 | #N/A | #N/A | 88 | #N/A | #N/A | #N/A | 0.9829% | 1 | 50% | 0% | 0% | 0% | 8.2745 | 0 | 0 | 0 | 8.2745 | #N/A
2007-03-15 19:00 | 3 | 15 | 19 | 74.7501 | 1771 | 42.08 | 55.04 | 1000 | 42.08 | 0 | 1403.1664 | Cooling | 233.8611 | #N/A | #N/A | #N/A | #N/A | 0 | 0 | 0 | 0 | 0 | 1403.1664 | #N/A | #N/A | 88 | #N/A | #N/A | #N/A | 0.7795% | 1 | 50% | 0% | 0% | 0% | 8.2745 | 0 | 0 | 0 | 8.2745 | #N/A
2007-03-15 20:00 | 3 | 15 | 20 | 74.7918 | 1772 | 42.08 | 55.04 | 1000 | 42.08 | 0 | 1164.5429 | Cooling | 194.0905 | #N/A | #N/A | #N/A | #N/A | 0 | 0 | 0 | 0 | 0 | 1164.5429 | #N/A | #N/A | 88 | #N/A | #N/A | #N/A | 0.647% | 1 | 50% | 0% | 0% | 0% | 8.2745 | 0 | 0 | 0 | 8.2745 | #N/A
2007-03-15 21:00 | 3 | 15 | 21 | 74.8334 | 1773 | 39.02 | 53.96 | 1000 | 39.02 | 0 | 832.3 | Cooling | 138.7167 | #N/A | #N/A | #N/A | #N/A | 0 | 0 | 0 | 0 | 0 | 832.3 | #N/A | #N/A | 88 | #N/A | #N/A | #N/A | 0.4624% | 1 | 50% | 0% | 0% | 0% | 8.2745 | 0 | 0 | 0 | 8.2745 | #N/A
2007-03-15 22:00 | 3 | 15 | 22 | 74.8751 | 1774 | 39.02 | 51.98 | 1000 | 39.02 | 0 | 617.0447 | Cooling | 102.8408 | #N/A | #N/A | #N/A | #N/A | 0 | 0 | 0 | 0 | 0 | 617.0447 | #N/A | #N/A | 88 | #N/A | #N/A | #N/A | 0.3428% | 1 | 50% | 0% | 0% | 0% | 8.2745 | 0 | 0 | 0 | 8.2745 | #N/A
2007-03-15 23:00 | 3 | 15 | 23 | 74.9168 | 1775 | 39.02 | 51.08 | 1000 | 39.02 | 0 | 5.5664 | Cooling | 0.92773 | #N/A | #N/A | #N/A | #N/A | 0 | 0 | 0 | 0 | 0 | 5.5664 | #N/A | #N/A | 88 | #N/A | #N/A | #N/A | 0.003092% | 1 | 50% | 0% | 0% | 0% | 8.2745 | 0 | 0 | 0 | 8.2745 | #N/A
2007-03-16 | 3 | 16 | 0 | 74.9584 | 1776 | 35.96 | 51.08 | 1000 | 35.96 | 0 | 14.0003 | Cooling | 2.3334 | #N/A | #N/A | #N/A | #N/A | 0 | 0 | 0 | 0 | 0 | 14.0003 | #N/A | #N/A | 88 | #N/A | #N/A | #N/A | 0.007778% | 1 | 50% | 0% | 0% | 0% | 8.2745 | 0 | 0 | 0 | 8.2745 | #N/A
2007-03-16 01:00 | 3 | 16 | 1 | 75.0001 | 1777 | 35.96 | 51.98 | 1000 | 35.96 | 0 | 23.3087 | Cooling | 3.8848 | #N/A | #N/A | #N/A | #N/A | 0 | 0 | 0 | 0 | 0 | 23.3087 | #N/A | #N/A | 88 | #N/A | #N/A | #N/A | 0.01295% | 1 | 50% | 0% | 0% | 0% | 8.2745 | 0 | 0 | 0 | 8.2745 | #N/A
2007-03-16 02:00 | 3 | 16 | 2 | 75.0418 | 1778 | 35.96 | 51.98 | 999 | 35.96 | 0 | 32.106 | Cooling | 5.351 | #N/A | #N/A | #N/A | #N/A | 0 | 0 | 0 | 0 | 0 | 32.106 | #N/A | #N/A | 88 | #N/A | #N/A | #N/A | 0.01784% | 1 | 50% | 0% | 0% | 0% | 8.2745 | 0 | 0 | 0 | 8.2745 | #N/A
2007-03-16 03:00 | 3 | 16 | 3 | 75.0834 | 1779 | 35.6 | 51.98 | 999 | 35.6 | 0 | 25.2258 | Cooling | 4.2043 | #N/A | #N/A | #N/A | #N/A | 0 | 0 | 0 | 0 | 0 | 25.2258 | #N/A | #N/A | 88 | #N/A | #N/A | #N/A | 0.01401% | 1 | 50% | 0% | 0% | 0% | 8.2745 | 0 | 0 | 0 | 8.2745 | #N/A
2007-03-16 04:00 | 3 | 16 | 4 | 75.1251 | 1780 | 35.6 | 51.98 | 999 | 35.6 | 0 | 19.976 | Cooling | 3.3293 | #N/A | #N/A | #N/A | #N/A | 0 | 0 | 0 | 0 | 0 | 19.976 | #N/A | #N/A | 88 | #N/A | #N/A | #N/A | 0.0111% | 1 | 50% | 0% | 0% | 0% | 8.2745 | 0 | 0 | 0 | 8.2745 | #N/A
2007-03-16 05:00 | 3 | 16 | 5 | 75.1668 | 1781 | 35.96 | 51.98 | 999 | 35.96 | 0 | 18.7229 | Cooling | 3.1205 | #N/A | #N/A | #N/A | #N/A | 0 | 0 | 0 | 0 | 0 | 18.7229 | #N/A | #N/A | 88 | #N/A | #N/A | #N/A | 0.0104% | 1 | 50% | 0% | 0% | 0% | 8.2745 | 0 | 0 | 0 | 8.2745 | #N/A
2007-03-16 06:00 | 3 | 16 | 6 | 75.2084 | 1782 | 35.96 | 51.98 | 999 | 35.96 | 0 | 26.8341 | Cooling | 4.4723 | #N/A | #N/A | #N/A | #N/A | 0 | 0 | 0 | 0 | 0 | 26.8341 | #N/A | #N/A | 88 | #N/A | #N/A | #N/A | 0.01491% | 1 | 50% | 0% | 0% | 0% | 8.2745 | 0 | 0 | 0 | 8.2745 | #N/A
2007-03-16 07:00 | 3 | 16 | 7 | 75.2501 | 1783 | 35.6 | 53.06 | 999 | 35.6 | 0 | 669.2899 | Cooling | 111.5483 | #N/A | #N/A | #N/A | #N/A | 0 | 0 | 0 | 0 | 0 | 669.2899 | #N/A | #N/A | 88 | #N/A | #N/A | #N/A | 0.3718% | 1 | 50% | 0% | 0% | 0% | 8.2745 | 0 | 0 | 0 | 8.2745 | #N/A
2007-03-16 08:00 | 3 | 16 | 8 | 75.2918 | 1784 | 35.06 | 53.96 | 999 | 35.06 | 0 | 1037.9958 | Cooling | 172.9993 | #N/A | #N/A | #N/A | #N/A | 0 | 0 | 0 | 0 | 0 | 1037.9958 | #N/A | #N/A | 88 | #N/A | #N/A | #N/A | 0.5767% | 1 | 50% | 0% | 0% | 0% | 8.2745 | 0 | 0 | 0 | 8.2745 | #N/A
2007-03-16 09:00 | 3 | 16 | 9 | 75.3334 | 1785 | 35.96 | 55.04 | 999 | 35.96 | 0 | 1357.9984 | Cooling | 226.3331 | #N/A | #N/A | #N/A | #N/A | 0 | 0 | 0 | 0 | 0 | 1357.9984 | #N/A | #N/A | 88 | #N/A | #N/A | #N/A | 0.7544% | 1 | 50% | 0% | 0% | 0% | 8.2745 | 0 | 0 | 0 | 8.2745 | #N/A
2007-03-16 10:00 | 3 | 16 | 10 | 75.3751 | 1786 | 35.96 | 55.94 | 998 | 35.96 | 0 | 1479.9099 | Cooling | 246.6516 | #N/A | #N/A | #N/A | #N/A | 0 | 0 | 0 | 0 | 0 | 1479.9099 | #N/A | #N/A | 88 | #N/A | #N/A | #N/A | 0.8222% | 1 | 50% | 0% | 0% | 0% | 8.2745 | 0 | 0 | 0 | 8.2745 | #N/A
2007-03-16 11:00 | 3 | 16 | 11 | 75.4168 | 1787 | 35.96 | 55.94 | 998 | 35.96 | 0 | 1319.0933 | Cooling | 219.8489 | #N/A | #N/A | #N/A | #N/A | 0 | 0 | 0 | 0 | 0 | 1319.0933 | #N/A | #N/A | 88 | #N/A | #N/A | #N/A | 0.7328% | 1 | 50% | 0% | 0% | 0% | 8.2745 | 0 | 0 | 0 | 8.2745 | #N/A
2007-03-16 12:00 | 3 | 16 | 12 | 75.4584 | 1788 | 37.4 | 55.94 | 998 | 37.4 | 0 | 1332.746 | Cooling | 222.1243 | #N/A | #N/A | #N/A | #N/A | 0 | 0 | 0 | 0 | 0 | 1332.746 | #N/A | #N/A | 88 | #N/A | #N/A | #N/A | 0.7404% | 1 | 50% | 0% | 0% | 0% | 8.2745 | 0 | 0 | 0 | 8.2745 | #N/A
2007-03-16 13:00 | 3 | 16 | 13 | 75.5001 | 1789 | 42.98 | 55.94 | 997 | 42.98 | 0 | 1333.5057 | Cooling | 222.251 | #N/A | #N/A | #N/A | #N/A | 0 | 0 | 0 | 0 | 0 | 1333.5057 | #N/A | #N/A | 88 | #N/A | #N/A | #N/A | 0.7408% | 1 | 50% | 0% | 0% | 0% | 8.2745 | 0 | 0 | 0 | 8.2745 | #N/A
2007-03-16 14:00 | 3 | 16 | 14 | 75.5418 | 1790 | 42.98 | 55.94 | 996 | 42.98 | 0 | 1321.2847 | Cooling | 220.2141 | #N/A | #N/A | #N/A | #N/A | 0 | 0 | 0 | 0 | 0 | 1321.2847 | #N/A | #N/A | 88 | #N/A | #N/A | #N/A | 0.734% | 1 | 50% | 0% | 0% | 0% | 8.2745 | 0 | 0 | 0 | 8.2745 | #N/A
2007-03-16 15:00 | 3 | 16 | 15 | 75.5834 | 1791 | 50 | 57.02 | 996 | 50 | 0 | 1313.0853 | Cooling | 218.8475 | #N/A | #N/A | #N/A | #N/A | 0 | 0 | 0 | 0 | 0 | 1313.0853 | #N/A | #N/A | 88 | #N/A | #N/A | #N/A | 0.7295% | 1 | 50% | 0% | 0% | 0% | 8.2745 | 0 | 0 | 0 | 8.2745 | #N/A
2007-03-16 16:00 | 3 | 16 | 16 | 75.6251 | 1792 | 48.92 | 57.92 | 996 | 48.92 | 0 | 1639.9399 | Cooling | 273.3233 | #N/A | #N/A | #N/A | #N/A | 0 | 0 | 0 | 0 | 0 | 1639.9399 | #N/A | #N/A | 88 | #N/A | #N/A | #N/A | 0.9111% | 1 | 50% | 0% | 0% | 0% | 8.2745 | 0 | 0 | 0 | 8.2745 | #N/A
2007-03-16 17:00 | 3 | 16 | 17 | 75.6668 | 1793 | 48.92 | 57.92 | 995 | 48.92 | 0 | 1736.0035 | Cooling | 289.3339 | #N/A | #N/A | #N/A | #N/A | 0 | 0 | 0 | 0 | 0 | 1736.0035 | #N/A | #N/A | 88 | #N/A | #N/A | #N/A | 0.9644% | 1 | 50% | 0% | 0% | 0% | 8.2745 | 0 | 0 | 0 | 8.2745 | #N/A
2007-03-16 18:00 | 3 | 16 | 18 | 75.7084 | 1794 | 46.04 | 59 | 995 | 46.04 | 0 | 1528.4325 | Cooling | 254.7387 | #N/A | #N/A | #N/A | #N/A | 0 | 0 | 0 | 0 | 0 | 1528.4325 | #N/A | #N/A | 88 | #N/A | #N/A | #N/A | 0.8491% | 1 | 50% | 0% | 0% | 0% | 8.2745 | 0 | 0 | 0 | 8.2745 | #N/A
2007-03-16 19:00 | 3 | 16 | 19 | 75.7501 | 1795 | 46.4 | 59 | 995 | 46.4 | 0 | 124.5883 | Cooling | 20.7647 | #N/A | #N/A | #N/A | #N/A | 0 | 0 | 0 | 0 | 0 | 124.5883 | #N/A | #N/A | 88 | #N/A | #N/A | #N/A | 0.06922% | 1 | 50% | 0% | 0% | 0% | 8.2745 | 0 | 0 | 0 | 8.2745 | #N/A
2007-03-16 20:00 | 3 | 16 | 20 | 75.7918 | 1796 | 46.04 | 59 | 995 | 46.04 | 0 | 278.4539 | Cooling | 46.409 | #N/A | #N/A | #N/A | #N/A | 0 | 0 | 0 | 0 | 0 | 278.4539 | #N/A | #N/A | 88 | #N/A | #N/A | #N/A | 0.1547% | 1 | 50% | 0% | 0% | 0% | 8.2745 | 0 | 0 | 0 | 8.2745 | #N/A
2007-03-16 21:00 | 3 | 16 | 21 | 75.8334 | 1797 | 44.96 | 59 | 995 | 44.96 | 0 | 275.2679 | Cooling | 45.878 | #N/A | #N/A | #N/A | #N/A | 0 | 0 | 0 | 0 | 0 | 275.2679 | #N/A | #N/A | 88 | #N/A | #N/A | #N/A | 0.1529% | 1 | 50% | 0% | 0% | 0% | 8.2745 | 0 | 0 | 0 | 8.2745 | #N/A
2007-03-16 22:00 | 3 | 16 | 22 | 75.8751 | 1798 | 44.6 | 60.08 | 995 | 44.6 | 0 | 217.9467 | Cooling | 36.3245 | #N/A | #N/A | #N/A | #N/A | 0 | 0 | 0 | 0 | 0 | 217.9467 | #N/A | #N/A | 88 | #N/A | #N/A | #N/A | 0.1211% | 1 | 50% | 0% | 0% | 0% | 8.2745 | 0 | 0 | 0 | 8.2745 | #N/A
2007-03-16 23:00 | 3 | 16 | 23 | 75.9168 | 1799 | 44.06 | 59 | 994 | 44.06 | 0 | 154.9987 | Cooling | 25.8331 | #N/A | #N/A | #N/A | #N/A | 0 | 0 | 0 | 0 | 0 | 154.9987 | #N/A | #N/A | 88 | #N/A | #N/A | #N/A | 0.08611% | 1 | 50% | 0% | 0% | 0% | 8.2745 | 0 | 0 | 0 | 8.2745 | #N/A
2007-03-17 | 3 | 17 | 0 | 75.9584 | 1800 | 42.98 | 59 | 994 | 42.98 | 0 | 82.2832 | Cooling | 13.7139 | #N/A | #N/A | #N/A | #N/A | 0 | 0 | 0 | 0 | 0 | 82.2832 | #N/A | #N/A | 88 | #N/A | #N/A | #N/A | 0.04571% | 1 | 50% | 0% | 0% | 0% | 8.2745 | 0 | 0 | 0 | 8.2745 | #N/A
2007-03-17 01:00 | 3 | 17 | 1 | 76.0001 | 1801 | 42.08 | 57.92 | 993 | 42.08 | 0 | 60.0086 | Cooling | 10.0014 | #N/A | #N/A | #N/A | #N/A | 0 | 0 | 0 | 0 | 0 | 60.0086 | #N/A | #N/A | 88 | #N/A | #N/A | #N/A | 0.03334% | 1 | 50% | 0% | 0% | 0% | 8.2745 | 0 | 0 | 0 | 8.2745 | #N/A
2007-03-17 02:00 | 3 | 17 | 2 | 76.0418 | 1802 | 42.08 | 59 | 992 | 42.08 | 0 | 76.9987 | Cooling | 12.8331 | #N/A | #N/A | #N/A | #N/A | 0 | 0 | 0 | 0 | 0 | 76.9987 | #N/A | #N/A | 88 | #N/A | #N/A | #N/A | 0.04278% | 1 | 50% | 0% | 0% | 0% | 8.2745 | 0 | 0 | 0 | 8.2745 | #N/A
2007-03-17 03:00 | 3 | 17 | 3 | 76.0834 | 1803 | 39.2 | 59 | 991 | 39.2 | 0 | 90.985 | Cooling | 15.1642 | #N/A | #N/A | #N/A | #N/A | 0 | 0 | 0 | 0 | 0 | 90.985 | #N/A | #N/A | 88 | #N/A | #N/A | #N/A | 0.05055% | 1 | 50% | 0% | 0% | 0% | 8.2745 | 0 | 0 | 0 | 8.2745 | #N/A
2007-03-17 04:00 | 3 | 17 | 4 | 76.1251 | 1804 | 39.02 | 55.94 | 990 | 39.02 | 0 | 53.9999 | Cooling | 9 | #N/A | #N/A | #N/A | #N/A | 0 | 0 | 0 | 0 | 0 | 53.9999 | #N/A | #N/A | 88 | #N/A | #N/A | #N/A | 0.03% | 1 | 50% | 0% | 0% | 0% | 8.2745 | 0 | 0 | 0 | 8.2745 | #N/A
2007-03-17 05:00 | 3 | 17 | 5 | 76.1668 | 1805 | 39.02 | 55.04 | 990 | 39.02 | 0 | 31.4876 | Cooling | 5.2479 | #N/A | #N/A | #N/A | #N/A | 0 | 0 | 0 | 0 | 0 | 31.4876 | #N/A | #N/A | 88 | #N/A | #N/A | #N/A | 0.01749% | 1 | 50% | 0% | 0% | 0% | 8.2745 | 0 | 0 | 0 | 8.2745 | #N/A
2007-03-17 06:00 | 3 | 17 | 6 | 76.2084 | 1806 | 33.98 | 53.96 | 989 | 33.98 | 0 | 35.8111 | Cooling | 5.9685 | #N/A | #N/A | #N/A | #N/A | 0 | 0 | 0 | 0 | 0 | 35.8111 | #N/A | #N/A | 88 | #N/A | #N/A | #N/A | 0.0199% | 1 | 50% | 0% | 0% | 0% | 8.2745 | 0 | 0 | 0 | 8.2745 | #N/A
2007-03-17 07:00 | 3 | 17 | 7 | 76.2501 | 1807 | 33.98 | 53.96 | 988 | 33.98 | 0 | 51.7972 | Cooling | 8.6329 | #N/A | #N/A | #N/A | #N/A | 0 | 0 | 0 | 0 | 0 | 51.7972 | #N/A | #N/A | 88 | #N/A | #N/A | #N/A | 0.02878% | 1 | 50% | 0% | 0% | 0% | 8.2745 | 0 | 0 | 0 | 8.2745 | #N/A
2007-03-17 08:00 | 3 | 17 | 8 | 76.2918 | 1808 | 33.98 | 48.92 | 988 | 33.98 | 0 | 17.5065 | Cooling | 2.9177 | #N/A | #N/A | #N/A | #N/A | 0 | 0 | 0 | 0 | 0 | 17.5065 | #N/A | #N/A | 88 | #N/A | #N/A | #N/A | 0.009726% | 1 | 50% | 0% | 0% | 0% | 8.2745 | 0 | 0 | 0 | 8.2745 | #N/A
2007-03-17 09:00 | 3 | 17 | 9 | 76.3334 | 1809 | 46.94 | 48.92 | 988 | 46.94 | 0 | 0.0087729 | Cooling | 0.0014621 | #N/A | #N/A | #N/A | #N/A | 0 | 0 | 0 | 0 | 0 | 0.0087729 | #N/A | #N/A | 88 | #N/A | #N/A | #N/A | 4.874e-06% | 1 | 50% | 0% | 0% | 0% | 8.2745 | 0 | 0 | 0 | 8.2745 | #N/A
2007-03-17 10:00 | 3 | 17 | 10 | 76.3751 | 1810 | 50 | 48.92 | 989 | 50 | 0 | 0.0052281 | Cooling | 0.00087134 | #N/A | #N/A | #N/A | #N/A | 0 | 0 | 0 | 0 | 0 | 0.0052281 | #N/A | #N/A | 88 | #N/A | #N/A | #N/A | 2.904e-06% | 1 | 50% | 0% | 0% | 0% | 8.2745 | 0 | 0 | 0 | 8.2745 | #N/A
2007-03-17 11:00 | 3 | 17 | 11 | 76.4168 | 1811 | 50 | 48.92 | 989 | 50 | 0 | 0.002201 | Cooling | 0.00036684 | #N/A | #N/A | #N/A | #N/A | 0 | 0 | 0 | 0 | 0 | 0.002201 | #N/A | #N/A | 88 | #N/A | #N/A | #N/A | 1.223e-06% | 1 | 50% | 0% | 0% | 0% | 8.2745 | 0 | 0 | 0 | 8.2745 | #N/A
2007-03-17 12:00 | 3 | 17 | 12 | 76.4584 | 1812 | 55.04 | 48.92 | 988 | 55.04 | 0 | 0.00067017 | Cooling | 0.0001117 | #N/A | #N/A | #N/A | #N/A | 0 | 0 | 0 | 0 | 0 | 0.00067017 | #N/A | #N/A | 88 | #N/A | #N/A | #N/A | 3.723e-07% | 1 | 50% | 0% | 0% | 0% | 8.2745 | 0 | 0 | 0 | 8.2745 | #N/A
2007-03-17 13:00 | 3 | 17 | 13 | 76.5001 | 1813 | 57.92 | 48.92 | 989 | 57.92 | 0 | 0.00012295 | Cooling | 2.0492e-05 | #N/A | #N/A | #N/A | #N/A | 0 | 0 | 0 | 0 | 0 | 0.00012295 | #N/A | #N/A | 88 | #N/A | #N/A | #N/A | 6.831e-08% | 1 | 50% | 0% | 0% | 0% | 8.2745 | 0 | 0 | 0 | 8.2745 | #N/A
2007-03-17 14:00 | 3 | 17 | 14 | 76.5418 | 1814 | 59 | 48.02 | 988 | 59 | 0 | 0.002395 | Cooling | 0.00039916 | #N/A | #N/A | #N/A | #N/A | 0 | 0 | 0 | 0 | 0 | 0.002395 | #N/A | #N/A | 88 | #N/A | #N/A | #N/A | 1.331e-06% | 1 | 50% | 0% | 0% | 0% | 8.2745 | 0 | 0 | 0 | 8.2745 | #N/A
2007-03-17 15:00 | 3 | 17 | 15 | 76.5834 | 1815 | 60.08 | 48.92 | 987 | 60.08 | 0 | 0.00083469 | Cooling | 0.00013911 | #N/A | #N/A | #N/A | #N/A | 0 | 0 | 0 | 0 | 0 | 0.00083469 | #N/A | #N/A | 88 | #N/A | #N/A | #N/A | 4.637e-07% | 1 | 50% | 0% | 0% | 0% | 8.2745 | 0 | 0 | 0 | 8.2745 | #N/A
2007-03-17 16:00 | 3 | 17 | 16 | 76.6251 | 1816 | 60.98 | 48.92 | 988 | 60.98 | 0 | 0 | Cooling | 0 | #N/A | #N/A | #N/A | #N/A | 0 | 0 | 0 | 0 | 0 | 0 | #N/A | #N/A | 88 | 88 | 0 | #N/A | 0% | 1 | 50% | 0% | 0% | 0% | 8.2745 | 0 | 0 | 0 | 8.2745 | #N/A
2007-03-17 17:00 | 3 | 17 | 17 | 76.6668 | 1817 | 60.98 | 48.92 | 987 | 60.98 | 0 | 1.3854e-05 | Cooling | 2.309e-06 | #N/A | #N/A | #N/A | #N/A | 0 | 0 | 0 | 0 | 0 | 1.3854e-05 | #N/A | #N/A | 88 | #N/A | #N/A | #N/A | 7.697e-09% | 1 | 50% | 0% | 0% | 0% | 8.2745 | 0 | 0 | 0 | 8.2745 | #N/A
2007-03-17 18:00 | 3 | 17 | 18 | 76.7084 | 1818 | 55.04 | 48.92 | 987 | 55.04 | 0 | 2.7707e-05 | Cooling | 4.6179e-06 | #N/A | #N/A | #N/A | #N/A | 0 | 0 | 0 | 0 | 0 | 2.7707e-05 | #N/A | #N/A | 88 | #N/A | #N/A | #N/A | 1.539e-08% | 1 | 50% | 0% | 0% | 0% | 8.2745 | 0 | 0 | 0 | 8.2745 | #N/A
2007-03-17 19:00 | 3 | 17 | 19 | 76.7501 | 1819 | 51.08 | 46.04 | 988 | 51.08 | 0 | 0.00030651 | Cooling | 5.1086e-05 | #N/A | #N/A | #N/A | #N/A | 0 | 0 | 0 | 0 | 0 | 0.00030651 | #N/A | #N/A | 88 | #N/A | #N/A | #N/A | 1.703e-07% | 1 | 50% | 0% | 0% | 0% | 8.2745 | 0 | 0 | 0 | 8.2745 | #N/A
2007-03-17 20:00 | 3 | 17 | 20 | 76.7918 | 1820 | 51.08 | 37.94 | 989 | 51.08 | 0 | 0.050469 | Cooling | 0.0084115 | #N/A | #N/A | #N/A | #N/A | 0 | 0 | 0 | 0 | 0 | 0.050469 | #N/A | #N/A | 88 | #N/A | #N/A | #N/A | 2.804e-05% | 1 | 50% | 0% | 0% | 0% | 8.2745 | 0 | 0 | 0 | 8.2745 | #N/A
2007-03-17 21:00 | 3 | 17 | 21 | 76.8334 | 1821 | 51.98 | 35.96 | 991 | 51.98 | 0 | 0.10096 | Cooling | 0.016827 | #N/A | #N/A | #N/A | #N/A | 0 | 0 | 0 | 0 | 0 | 0.10096 | #N/A | #N/A | 88 | #N/A | #N/A | #N/A | 5.609e-05% | 1 | 50% | 0% | 0% | 0% | 8.2745 | 0 | 0 | 0 | 8.2745 | #N/A
2007-03-17 22:00 | 3 | 17 | 22 | 76.8751 | 1822 | 50 | 35.96 | 991 | 50 | 0 | 0.070405 | Cooling | 0.011734 | #N/A | #N/A | #N/A | #N/A | 0 | 0 | 0 | 0 | 0 | 0.070405 | #N/A | #N/A | 88 | #N/A | #N/A | #N/A | 3.911e-05% | 1 | 50% | 0% | 0% | 0% | 8.2745 | 0 | 0 | 0 | 8.2745 | #N/A
2007-03-17 23:00 | 3 | 17 | 23 | 76.9168 | 1823 | 50 | 33.98 | 991 | 50 | 0 | 0.046213 | Cooling | 0.0077021 | #N/A | #N/A | #N/A | #N/A | 0 | 0 | 0 | 0 | 0 | 0.046213 | #N/A | #N/A | 88 | #N/A | #N/A | #N/A | 2.567e-05% | 1 | 50% | 0% | 0% | 0% | 8.2745 | 0 | 0 | 0 | 8.2745 | #N/A
2007-03-18 | 3 | 18 | 0 | 76.9584 | 1824 | 50 | 33.08 | 991 | 50 | 0 | 0.015502 | Cooling | 0.0025837 | #N/A | #N/A | #N/A | #N/A | 0 | 0 | 0 | 0 | 0 | 0.015502 | #N/A | #N/A | 88 | #N/A | #N/A | #N/A | 8.612e-06% | 1 | 50% | 0% | 0% | 0% | 8.2745 | 0 | 0 | 0 | 8.2745 | #N/A
2007-03-18 01:00 | 3 | 18 | 1 | 77.0001 | 1825 | 51.98 | 33.08 | 991 | 51.98 | 0 | 0.034572 | Cooling | 0.005762 | #N/A | #N/A | #N/A | #N/A | 0 | 0 | 0 | 0 | 0 | 0.034572 | #N/A | #N/A | 88 | #N/A | #N/A | #N/A | 1.921e-05% | 1 | 50% | 0% | 0% | 0% | 8.2745 | 0 | 0 | 0 | 8.2745 | #N/A
2007-03-18 02:00 | 3 | 18 | 2 | 77.0418 | 1826 | 51.98 | 33.98 | 992 | 51.98 | 0 | 0.030714 | Cooling | 0.005119 | #N/A | #N/A | #N/A | #N/A | 0 | 0 | 0 | 0 | 0 | 0.030714 | #N/A | #N/A | 88 | #N/A | #N/A | #N/A | 1.706e-05% | 1 | 50% | 0% | 0% | 0% | 8.2745 | 0 | 0 | 0 | 8.2745 | #N/A
2007-03-18 03:00 | 3 | 18 | 3 | 77.0834 | 1827 | 51.98 | 33.98 | 991 | 51.98 | 0 | 0.02401 | Cooling | 0.0040017 | #N/A | #N/A | #N/A | #N/A | 0 | 0 | 0 | 0 | 0 | 0.02401 | #N/A | #N/A | 88 | #N/A | #N/A | #N/A | 1.334e-05% | 1 | 50% | 0% | 0% | 0% | 8.2745 | 0 | 0 | 0 | 8.2745 | #N/A
2007-03-18 04:00 | 3 | 18 | 4 | 77.1251 | 1828 | 50 | 35.06 | 991 | 50 | 0 | 0.014917 | Cooling | 0.0024862 | #N/A | #N/A | #N/A | #N/A | 0 | 0 | 0 | 0 | 0 | 0.014917 | #N/A | #N/A | 88 | #N/A | #N/A | #N/A | 8.287e-06% | 1 | 50% | 0% | 0% | 0% | 8.2745 | 0 | 0 | 0 | 8.2745 | #N/A
2007-03-18 05:00 | 3 | 18 | 5 | 77.1668 | 1829 | 50 | 35.06 | 991 | 50 | 0 | 0.0051882 | Cooling | 0.0008647 | #N/A | #N/A | #N/A | #N/A | 0 | 0 | 0 | 0 | 0 | 0.0051882 | #N/A | #N/A | 88 | #N/A | #N/A | #N/A | 2.882e-06% | 1 | 50% | 0% | 0% | 0% | 8.2745 | 0 | 0 | 0 | 8.2745 | #N/A
2007-03-18 06:00 | 3 | 18 | 6 | 77.2084 | 1830 | 51.98 | 33.08 | 991 | 51.98 | 0 | 0.034809 | Cooling | 0.0058015 | #N/A | #N/A | #N/A | #N/A | 0 | 0 | 0 | 0 | 0 | 0.034809 | #N/A | #N/A | 88 | #N/A | #N/A | #N/A | 1.934e-05% | 1 | 50% | 0% | 0% | 0% | 8.2745 | 0 | 0 | 0 | 8.2745 | #N/A
2007-03-18 07:00 | 3 | 18 | 7 | 77.2501 | 1831 | 51.98 | 32 | 992 | 51.98 | 74.1732 | 0 | Heating | 9.8898 | #N/A | #N/A | #N/A | #N/A | 74.1732 | #N/A | #N/A | 4.7043 | #N/A | 0 | 0 | 0 | 0 | 0 | 0 | 0 | 0.03297% | 1 | 50% | 0% | 0% | 0% | 8.2745 | 0 | 0 | 0 | 8.2745 | #N/A
2007-03-18 08:00 | 3 | 18 | 8 | 77.2918 | 1832 | 51.98 | 30.02 | 992 | 51.98 | 8.2515 | 0 | Heating | 1.1002 | #N/A | #N/A | #N/A | #N/A | 8.2515 | #N/A | #N/A | 4.7043 | #N/A | 0 | 0 | 0 | 0 | 0 | 0 | 0 | 0.003667% | 1 | 50% | 0% | 0% | 0% | 8.2745 | 0 | 0 | 0 | 8.2745 | #N/A
2007-03-18 09:00 | 3 | 18 | 9 | 77.3334 | 1833 | 53.96 | 33.98 | 993 | 53.96 | 0 | 0.10429 | Cooling | 0.017382 | #N/A | #N/A | #N/A | #N/A | 0 | 0 | 0 | 0 | 0 | 0.10429 | #N/A | #N/A | 88 | #N/A | #N/A | #N/A | 5.794e-05% | 1 | 50% | 0% | 0% | 0% | 8.2745 | 0 | 0 | 0 | 8.2745 | #N/A
2007-03-18 10:00 | 3 | 18 | 10 | 77.3751 | 1834 | 57.92 | 33.98 | 994 | 57.92 | 0 | 0.0968 | Cooling | 0.016133 | #N/A | #N/A | #N/A | #N/A | 0 | 0 | 0 | 0 | 0 | 0.0968 | #N/A | #N/A | 88 | #N/A | #N/A | #N/A | 5.378e-05% | 1 | 50% | 0% | 0% | 0% | 8.2745 | 0 | 0 | 0 | 8.2745 | #N/A
2007-03-18 11:00 | 3 | 18 | 11 | 77.4168 | 1835 | 57.92 | 30.92 | 994 | 57.92 | 0 | 0.58258 | Cooling | 0.097097 | #N/A | #N/A | #N/A | #N/A | 0 | 0 | 0 | 0 | 0 | 0.58258 | #N/A | #N/A | 88 | #N/A | #N/A | #N/A | 0.0003237% | 1 | 50% | 0% | 0% | 0% | 8.2745 | 0 | 0 | 0 | 8.2745 | #N/A
2007-03-18 12:00 | 3 | 18 | 12 | 77.4584 | 1836 | 60.08 | 26.96 | 995 | 60.08 | 0 | 0.80642 | Cooling | 0.1344 | #N/A | #N/A | #N/A | #N/A | 0 | 0 | 0 | 0 | 0 | 0.80642 | #N/A | #N/A | 88 | #N/A | #N/A | #N/A | 0.000448% | 1 | 50% | 0% | 0% | 0% | 8.2745 | 0 | 0 | 0 | 8.2745 | #N/A
2007-03-18 13:00 | 3 | 18 | 13 | 77.5001 | 1837 | 60.98 | 28.04 | 996 | 60.98 | 0 | 0.52223 | Cooling | 0.087039 | #N/A | #N/A | #N/A | #N/A | 0 | 0 | 0 | 0 | 0 | 0.52223 | #N/A | #N/A | 88 | #N/A | #N/A | #N/A | 0.0002901% | 1 | 50% | 0% | 0% | 0% | 8.2745 | 0 | 0 | 0 | 8.2745 | #N/A
2007-03-18 14:00 | 3 | 18 | 14 | 77.5418 | 1838 | 60.98 | 33.98 | 997 | 60.98 | 0 | 0.39492 | Cooling | 0.06582 | #N/A | #N/A | #N/A | #N/A | 0 | 0 | 0 | 0 | 0 | 0.39492 | #N/A | #N/A | 88 | #N/A | #N/A | #N/A | 0.0002194% | 1 | 50% | 0% | 0% | 0% | 8.2745 | 0 | 0 | 0 | 8.2745 | #N/A
2007-03-18 15:00 | 3 | 18 | 15 | 77.5834 | 1839 | 60.08 | 30.92 | 998 | 60.08 | 0 | 0.5607 | Cooling | 0.093449 | #N/A | #N/A | #N/A | #N/A | 0 | 0 | 0 | 0 | 0 | 0.5607 | #N/A | #N/A | 88 | #N/A | #N/A | #N/A | 0.0003115% | 1 | 50% | 0% | 0% | 0% | 8.2745 | 0 | 0 | 0 | 8.2745 | #N/A
2007-03-18 16:00 | 3 | 18 | 16 | 77.6251 | 1840 | 57.92 | 26.06 | 999 | 57.92 | 0 | 0.88507 | Cooling | 0.14751 | #N/A | #N/A | #N/A | #N/A | 0 | 0 | 0 | 0 | 0 | 0.88507 | #N/A | #N/A | 88 | #N/A | #N/A | #N/A | 0.0004917% | 1 | 50% | 0% | 0% | 0% | 8.2745 | 0 | 0 | 0 | 8.2745 | #N/A
2007-03-18 17:00 | 3 | 18 | 17 | 77.6668 | 1841 | 57.92 | 23 | 1000 | 57.92 | 0 | 0.16821 | Cooling | 0.028035 | #N/A | #N/A | #N/A | #N/A | 0 | 0 | 0 | 0 | 0 | 0.16821 | #N/A | #N/A | 88 | #N/A | #N/A | #N/A | 9.345e-05% | 1 | 50% | 0% | 0% | 0% | 8.2745 | 0 | 0 | 0 | 8.2745 | #N/A
2007-03-18 18:00 | 3 | 18 | 18 | 77.7084 | 1842 | 53.06 | 23 | 1001 | 53.06 | 0 | 0.13366 | Cooling | 0.022277 | #N/A | #N/A | #N/A | #N/A | 0 | 0 | 0 | 0 | 0 | 0.13366 | #N/A | #N/A | 88 | #N/A | #N/A | #N/A | 7.426e-05% | 1 | 50% | 0% | 0% | 0% | 8.2745 | 0 | 0 | 0 | 8.2745 | #N/A
2007-03-18 19:00 | 3 | 18 | 19 | 77.7501 | 1843 | 51.08 | 23 | 1002 | 51.08 | 0 | 0.49134 | Cooling | 0.08189 | #N/A | #N/A | #N/A | #N/A | 0 | 0 | 0 | 0 | 0 | 0.49134 | #N/A | #N/A | 88 | #N/A | #N/A | #N/A | 0.000273% | 1 | 50% | 0% | 0% | 0% | 8.2745 | 0 | 0 | 0 | 8.2745 | #N/A
2007-03-18 20:00 | 3 | 18 | 20 | 77.7918 | 1844 | 51.08 | 24.08 | 1003 | 51.08 | 1.4193 | 0 | Heating | 0.18924 | #N/A | #N/A | #N/A | #N/A | 1.4193 | #N/A | #N/A | 4.6159 | #N/A | 0 | 0 | 0 | 0 | 0 | 0 | 0 | 0.0006308% | 1 | 50% | 0% | 0% | 0% | 8.2745 | 0 | 0 | 0 | 8.2745 | #N/A
2007-03-18 21:00 | 3 | 18 | 21 | 77.8334 | 1845 | 46.04 | 21.92 | 1004 | 46.04 | 6.8623 | 0 | Heating | 0.91497 | #N/A | #N/A | #N/A | #N/A | 6.8623 | #N/A | #N/A | 4.1705 | #N/A | 0 | 0 | 0 | 0 | 0 | 0 | 0 | 0.00305% | 1 | 50% | 0% | 0% | 0% | 8.2745 | 0 | 0 | 0 | 8.2745 | #N/A
2007-03-18 22:00 | 3 | 18 | 22 | 77.8751 | 1846 | 44.96 | 19.94 | 1005 | 44.96 | 10.4205 | 0 | Heating | 1.3894 | #N/A | #N/A | #N/A | #N/A | 10.4205 | #N/A | #N/A | 4.0856 | #N/A | 0 | 0 | 0 | 0 | 0 | 0 | 0 | 0.004631% | 1 | 50% | 0% | 0% | 0% | 8.2745 | 0 | 0 | 0 | 8.2745 | #N/A
2007-03-18 23:00 | 3 | 18 | 23 | 77.9168 | 1847 | 44.96 | 19.94 | 1005 | 44.96 | 0 | 0 | Cooling | 0 | #N/A | #N/A | #N/A | #N/A | 0 | 0 | 0 | 0 | 0 | 0 | #N/A | #N/A | 88 | 88 | 0 | #N/A | 0% | 1 | 50% | 0% | 0% | 0% | 8.2745 | 0 | 0 | 0 | 8.2745 | #N/A
2007-03-19 | 3 | 19 | 0 | 77.9584 | 1848 | 44.06 | 21.02 | 1005 | 44.06 | 0 | 0 | Cooling | 0 | #N/A | #N/A | #N/A | #N/A | 0 | 0 | 0 | 0 | 0 | 0 | #N/A | #N/A | 88 | 88 | 0 | #N/A | 0% | 1 | 50% | 0% | 0% | 0% | 8.2745 | 0 | 0 | 0 | 8.2745 | #N/A
2007-03-19 01:00 | 3 | 19 | 1 | 78.0001 | 1849 | 44.96 | 24.08 | 1006 | 44.96 | 0 | 0 | Cooling | 0 | #N/A | #N/A | #N/A | #N/A | 0 | 0 | 0 | 0 | 0 | 0 | #N/A | #N/A | 88 | 88 | 0 | #N/A | 0% | 1 | 50% | 0% | 0% | 0% | 8.2745 | 0 | 0 | 0 | 8.2745 | #N/A
2007-03-19 02:00 | 3 | 19 | 2 | 78.0418 | 1850 | 44.96 | 24.08 | 1006 | 44.96 | 0 | 0 | Cooling | 0 | #N/A | #N/A | #N/A | #N/A | 0 | 0 | 0 | 0 | 0 | 0 | #N/A | #N/A | 88 | 88 | 0 | #N/A | 0% | 1 | 50% | 0% | 0% | 0% | 8.2745 | 0 | 0 | 0 | 8.2745 | #N/A
2007-03-19 03:00 | 3 | 19 | 3 | 78.0834 | 1851 | 42.08 | 24.08 | 1006 | 42.08 | 0 | 0 | Cooling | 0 | #N/A | #N/A | #N/A | #N/A | 0 | 0 | 0 | 0 | 0 | 0 | #N/A | #N/A | 88 | 88 | 0 | #N/A | 0% | 1 | 50% | 0% | 0% | 0% | 8.2745 | 0 | 0 | 0 | 8.2745 | #N/A
2007-03-19 04:00 | 3 | 19 | 4 | 78.1251 | 1852 | 39.92 | 24.08 | 1006 | 39.92 | 0 | 0 | Cooling | 0 | #N/A | #N/A | #N/A | #N/A | 0 | 0 | 0 | 0 | 0 | 0 | #N/A | #N/A | 88 | 88 | 0 | #N/A | 0% | 1 | 50% | 0% | 0% | 0% | 8.2745 | 0 | 0 | 0 | 8.2745 | #N/A
2007-03-19 05:00 | 3 | 19 | 5 | 78.1668 | 1853 | 39.92 | 26.06 | 1006 | 39.92 | 0 | 0 | Cooling | 0 | #N/A | #N/A | #N/A | #N/A | 0 | 0 | 0 | 0 | 0 | 0 | #N/A | #N/A | 88 | 88 | 0 | #N/A | 0% | 1 | 50% | 0% | 0% | 0% | 8.2745 | 0 | 0 | 0 | 8.2745 | #N/A
2007-03-19 06:00 | 3 | 19 | 6 | 78.2084 | 1854 | 39.02 | 24.98 | 1006 | 39.02 | 1.9499 | 0 | Heating | 0.25999 | #N/A | #N/A | #N/A | #N/A | 1.9499 | #N/A | #N/A | 3.6785 | #N/A | 0 | 0 | 0 | 0 | 0 | 0 | 0 | 0.0008666% | 1 | 50% | 0% | 0% | 0% | 8.2745 | 0 | 0 | 0 | 8.2745 | #N/A
2007-03-19 07:00 | 3 | 19 | 7 | 78.2501 | 1855 | 37.94 | 26.06 | 1006 | 37.94 | 278.3462 | 0 | Heating | 37.1128 | #N/A | #N/A | #N/A | #N/A | 278.3462 | #N/A | #N/A | 3.6146 | #N/A | 0 | 0 | 0 | 0 | 0 | 0 | 0 | 0.1237% | 1 | 50% | 0% | 0% | 0% | 8.2745 | 0 | 0 | 0 | 8.2745 | #N/A
2007-03-19 08:00 | 3 | 19 | 8 | 78.2918 | 1856 | 37.94 | 26.06 | 1006 | 37.94 | 61.1603 | 0 | Heating | 8.1547 | #N/A | #N/A | #N/A | #N/A | 61.1603 | #N/A | #N/A | 3.6146 | #N/A | 0 | 0 | 0 | 0 | 0 | 0 | 0 | 0.02718% | 1 | 50% | 0% | 0% | 0% | 8.2745 | 0 | 0 | 0 | 8.2745 | #N/A
2007-03-19 09:00 | 3 | 19 | 9 | 78.3334 | 1857 | 37.4 | 26.06 | 1006 | 37.4 | 2.278 | 0 | Heating | 0.30373 | #N/A | #N/A | #N/A | #N/A | 2.278 | #N/A | #N/A | 3.5838 | #N/A | 0 | 0 | 0 | 0 | 0 | 0 | 0 | 0.001012% | 1 | 50% | 0% | 0% | 0% | 8.2745 | 0 | 0 | 0 | 8.2745 | #N/A
2007-03-19 10:00 | 3 | 19 | 10 | 78.3751 | 1858 | 35.6 | 24.98 | 1006 | 35.6 | 0.16348 | 0 | Heating | 0.021797 | #N/A | #N/A | #N/A | #N/A | 0.16348 | #N/A | #N/A | 3.4863 | #N/A | 0 | 0 | 0 | 0 | 0 | 0 | 0 | 7.266e-05% | 1 | 50% | 0% | 0% | 0% | 8.2745 | 0 | 0 | 0 | 8.2745 | #N/A
2007-03-19 11:00 | 3 | 19 | 11 | 78.4168 | 1859 | 35.96 | 28.94 | 1007 | 35.96 | 0.24528 | 0 | Heating | 0.032704 | #N/A | #N/A | #N/A | #N/A | 0.24528 | #N/A | #N/A | 3.5052 | #N/A | 0 | 0 | 0 | 0 | 0 | 0 | 0 | 0.000109% | 1 | 50% | 0% | 0% | 0% | 8.2745 | 0 | 0 | 0 | 8.2745 | #N/A
2007-03-19 12:00 | 3 | 19 | 12 | 78.4584 | 1860 | 39.92 | 35.96 | 1007 | 39.92 | 0.95755 | 0 | Heating | 0.12767 | #N/A | #N/A | #N/A | #N/A | 0.95755 | #N/A | #N/A | 3.7339 | #N/A | 0 | 0 | 0 | 0 | 0 | 0 | 0 | 0.0004256% | 1 | 50% | 0% | 0% | 0% | 8.2745 | 0 | 0 | 0 | 8.2745 | #N/A
2007-03-19 13:00 | 3 | 19 | 13 | 78.5001 | 1861 | 42.08 | 35.96 | 1007 | 42.08 | 3.1888 | 0 | Heating | 0.42518 | #N/A | #N/A | #N/A | #N/A | 3.1888 | #N/A | #N/A | 3.8759 | #N/A | 0 | 0 | 0 | 0 | 0 | 0 | 0 | 0.001417% | 1 | 50% | 0% | 0% | 0% | 8.2745 | 0 | 0 | 0 | 8.2745 | #N/A
2007-03-19 14:00 | 3 | 19 | 14 | 78.5418 | 1862 | 42.08 | 37.04 | 1006 | 42.08 | 0 | 0.056584 | Cooling | 0.0094306 | #N/A | #N/A | #N/A | #N/A | 0 | 0 | 0 | 0 | 0 | 0.056584 | #N/A | #N/A | 88 | #N/A | #N/A | #N/A | 3.144e-05% | 1 | 50% | 0% | 0% | 0% | 8.2745 | 0 | 0 | 0 | 8.2745 | #N/A
2007-03-19 15:00 | 3 | 19 | 15 | 78.5834 | 1863 | 44.96 | 35.96 | 1006 | 44.96 | 0 | 0.354 | Cooling | 0.059 | #N/A | #N/A | #N/A | #N/A | 0 | 0 | 0 | 0 | 0 | 0.354 | #N/A | #N/A | 88 | #N/A | #N/A | #N/A | 0.0001967% | 1 | 50% | 0% | 0% | 0% | 8.2745 | 0 | 0 | 0 | 8.2745 | #N/A
2007-03-19 16:00 | 3 | 19 | 16 | 78.6251 | 1864 | 44.06 | 35.96 | 1006 | 44.06 | 0 | 0.44616 | Cooling | 0.07436 | #N/A | #N/A | #N/A | #N/A | 0 | 0 | 0 | 0 | 0 | 0.44616 | #N/A | #N/A | 88 | #N/A | #N/A | #N/A | 0.0002479% | 1 | 50% | 0% | 0% | 0% | 8.2745 | 0 | 0 | 0 | 8.2745 | #N/A
2007-03-19 17:00 | 3 | 19 | 17 | 78.6668 | 1865 | 44.06 | 37.94 | 1006 | 44.06 | 0 | 0.426 | Cooling | 0.071001 | #N/A | #N/A | #N/A | #N/A | 0 | 0 | 0 | 0 | 0 | 0.426 | #N/A | #N/A | 88 | #N/A | #N/A | #N/A | 0.0002367% | 1 | 50% | 0% | 0% | 0% | 8.2745 | 0 | 0 | 0 | 8.2745 | #N/A
2007-03-19 18:00 | 3 | 19 | 18 | 78.7084 | 1866 | 39.92 | 37.94 | 1006 | 39.92 | 0 | 0.43128 | Cooling | 0.07188 | #N/A | #N/A | #N/A | #N/A | 0 | 0 | 0 | 0 | 0 | 0.43128 | #N/A | #N/A | 88 | #N/A | #N/A | #N/A | 0.0002396% | 1 | 50% | 0% | 0% | 0% | 8.2745 | 0 | 0 | 0 | 8.2745 | #N/A
2007-03-19 19:00 | 3 | 19 | 19 | 78.7501 | 1867 | 37.94 | 37.94 | 1006 | 37.94 | 2.8021 | 0 | Heating | 0.37361 | #N/A | #N/A | #N/A | #N/A | 2.8021 | #N/A | #N/A | 3.6146 | #N/A | 0 | 0 | 0 | 0 | 0 | 0 | 0 | 0.001245% | 1 | 50% | 0% | 0% | 0% | 8.2745 | 0 | 0 | 0 | 8.2745 | #N/A
2007-03-19 20:00 | 3 | 19 | 20 | 78.7918 | 1868 | 37.94 | 37.94 | 1007 | 37.94 | 5.5497 | 0 | Heating | 0.73997 | #N/A | #N/A | #N/A | #N/A | 5.5497 | #N/A | #N/A | 3.6146 | #N/A | 0 | 0 | 0 | 0 | 0 | 0 | 0 | 0.002467% | 1 | 50% | 0% | 0% | 0% | 8.2745 | 0 | 0 | 0 | 8.2745 | #N/A
2007-03-19 21:00 | 3 | 19 | 21 | 78.8334 | 1869 | 32 | 37.94 | 1007 | 32 | 9.6335 | 0 | Heating | 1.2845 | #N/A | #N/A | #N/A | #N/A | 9.6335 | #N/A | #N/A | 3.3135 | #N/A | 0 | 0 | 0 | 0 | 0 | 0 | 0 | 0.004282% | 1 | 50% | 0% | 0% | 0% | 8.2745 | 0 | 0 | 0 | 8.2745 | #N/A
2007-03-19 22:00 | 3 | 19 | 22 | 78.8751 | 1870 | 30.92 | 37.04 | 1007 | 30.92 | 13.6183 | 0 | Heating | 1.8158 | #N/A | #N/A | #N/A | #N/A | 13.6183 | #N/A | #N/A | 3.2671 | #N/A | 0 | 0 | 0 | 0 | 0 | 0 | 0 | 0.006053% | 1 | 50% | 0% | 0% | 0% | 8.2745 | 0 | 0 | 0 | 8.2745 | #N/A
2007-03-19 23:00 | 3 | 19 | 23 | 78.9168 | 1871 | 30.92 | 37.94 | 1006 | 30.92 | 0 | 0 | Cooling | 0 | #N/A | #N/A | #N/A | #N/A | 0 | 0 | 0 | 0 | 0 | 0 | #N/A | #N/A | 88 | 88 | 0 | #N/A | 0% | 1 | 50% | 0% | 0% | 0% | 8.2745 | 0 | 0 | 0 | 8.2745 | #N/A
2007-03-20 | 3 | 20 | 0 | 78.9584 | 1872 | 28.94 | 37.04 | 1006 | 28.94 | 0 | 0 | Cooling | 0 | #N/A | #N/A | #N/A | #N/A | 0 | 0 | 0 | 0 | 0 | 0 | #N/A | #N/A | 88 | 88 | 0 | #N/A | 0% | 1 | 50% | 0% | 0% | 0% | 8.2745 | 0 | 0 | 0 | 8.2745 | #N/A
2007-03-20 01:00 | 3 | 20 | 1 | 79.0001 | 1873 | 28.94 | 37.94 | 1006 | 28.94 | 0 | 0 | Cooling | 0 | #N/A | #N/A | #N/A | #N/A | 0 | 0 | 0 | 0 | 0 | 0 | #N/A | #N/A | 88 | 88 | 0 | #N/A | 0% | 1 | 50% | 0% | 0% | 0% | 8.2745 | 0 | 0 | 0 | 8.2745 | #N/A
2007-03-20 02:00 | 3 | 20 | 2 | 79.0418 | 1874 | 28.94 | 33.98 | 1006 | 28.94 | 0 | 0 | Cooling | 0 | #N/A | #N/A | #N/A | #N/A | 0 | 0 | 0 | 0 | 0 | 0 | #N/A | #N/A | 88 | 88 | 0 | #N/A | 0% | 1 | 50% | 0% | 0% | 0% | 8.2745 | 0 | 0 | 0 | 8.2745 | #N/A
2007-03-20 03:00 | 3 | 20 | 3 | 79.0834 | 1875 | 26.06 | 33.08 | 1006 | 26.06 | 0 | 0 | Cooling | 0 | #N/A | #N/A | #N/A | #N/A | 0 | 0 | 0 | 0 | 0 | 0 | #N/A | #N/A | 88 | 88 | 0 | #N/A | 0% | 1 | 50% | 0% | 0% | 0% | 8.2745 | 0 | 0 | 0 | 8.2745 | #N/A
2007-03-20 04:00 | 3 | 20 | 4 | 79.1251 | 1876 | 24.08 | 32 | 1006 | 24.08 | 0.52106 | 0 | Heating | 0.069475 | #N/A | #N/A | #N/A | #N/A | 0.52106 | #N/A | #N/A | 3.0238 | #N/A | 0 | 0 | 0 | 0 | 0 | 0 | 0 | 0.0002316% | 1 | 50% | 0% | 0% | 0% | 8.2745 | 0 | 0 | 0 | 8.2745 | #N/A
2007-03-20 05:00 | 3 | 20 | 5 | 79.1668 | 1877 | 24.08 | 30.92 | 1006 | 24.08 | 3.8439 | 0 | Heating | 0.51252 | #N/A | #N/A | #N/A | #N/A | 3.8439 | #N/A | #N/A | 3.0238 | #N/A | 0 | 0 | 0 | 0 | 0 | 0 | 0 | 0.001708% | 1 | 50% | 0% | 0% | 0% | 8.2745 | 0 | 0 | 0 | 8.2745 | #N/A
2007-03-20 06:00 | 3 | 20 | 6 | 79.2084 | 1878 | 21.92 | 28.94 | 1006 | 21.92 | 6.4598 | 0 | Heating | 0.8613 | #N/A | #N/A | #N/A | #N/A | 6.4598 | #N/A | #N/A | 2.9629 | #N/A | 0 | 0 | 0 | 0 | 0 | 0 | 0 | 0.002871% | 1 | 50% | 0% | 0% | 0% | 8.2745 | 0 | 0 | 0 | 8.2745 | #N/A
2007-03-20 07:00 | 3 | 20 | 7 | 79.2501 | 1879 | 24.08 | 28.94 | 1006 | 24.08 | 343.4422 | 0 | Heating | 45.7923 | #N/A | #N/A | #N/A | #N/A | 343.4422 | #N/A | #N/A | 3.0238 | #N/A | 0 | 0 | 0 | 0 | 0 | 0 | 0 | 0.1526% | 1 | 50% | 0% | 0% | 0% | 8.2745 | 0 | 0 | 0 | 8.2745 | #N/A
2007-03-20 08:00 | 3 | 20 | 8 | 79.2918 | 1880 | 24.08 | 28.94 | 1005 | 24.08 | 186.2928 | 0 | Heating | 24.839 | #N/A | #N/A | #N/A | #N/A | 186.2928 | #N/A | #N/A | 3.0238 | #N/A | 0 | 0 | 0 | 0 | 0 | 0 | 0 | 0.0828% | 1 | 50% | 0% | 0% | 0% | 8.2745 | 0 | 0 | 0 | 8.2745 | #N/A
2007-03-20 09:00 | 3 | 20 | 9 | 79.3334 | 1881 | 33.08 | 30.02 | 1005 | 33.08 | 21.3508 | 0 | Heating | 2.8468 | #N/A | #N/A | #N/A | #N/A | 21.3508 | #N/A | #N/A | 3.3624 | #N/A | 0 | 0 | 0 | 0 | 0 | 0 | 0 | 0.009489% | 1 | 50% | 0% | 0% | 0% | 8.2745 | 0 | 0 | 0 | 8.2745 | #N/A
2007-03-20 10:00 | 3 | 20 | 10 | 79.3751 | 1882 | 37.04 | 30.92 | 1005 | 37.04 | 13.7137 | 0 | Heating | 1.8285 | #N/A | #N/A | #N/A | #N/A | 13.7137 | #N/A | #N/A | 3.5637 | #N/A | 0 | 0 | 0 | 0 | 0 | 0 | 0 | 0.006095% | 1 | 50% | 0% | 0% | 0% | 8.2745 | 0 | 0 | 0 | 8.2745 | #N/A
2007-03-20 11:00 | 3 | 20 | 11 | 79.4168 | 1883 | 37.04 | 32 | 1005 | 37.04 | 14.225 | 0 | Heating | 1.8967 | #N/A | #N/A | #N/A | #N/A | 14.225 | #N/A | #N/A | 3.5637 | #N/A | 0 | 0 | 0 | 0 | 0 | 0 | 0 | 0.006322% | 1 | 50% | 0% | 0% | 0% | 8.2745 | 0 | 0 | 0 | 8.2745 | #N/A
2007-03-20 12:00 | 3 | 20 | 12 | 79.4584 | 1884 | 39.02 | 32 | 1004 | 39.02 | 11.4905 | 0 | Heating | 1.5321 | #N/A | #N/A | #N/A | #N/A | 11.4905 | #N/A | #N/A | 3.6785 | #N/A | 0 | 0 | 0 | 0 | 0 | 0 | 0 | 0.005107% | 1 | 50% | 0% | 0% | 0% | 8.2745 | 0 | 0 | 0 | 8.2745 | #N/A
2007-03-20 13:00 | 3 | 20 | 13 | 79.5001 | 1885 | 39.92 | 33.08 | 1003 | 39.92 | 11.7505 | 0 | Heating | 1.5667 | #N/A | #N/A | #N/A | #N/A | 11.7505 | #N/A | #N/A | 3.7339 | #N/A | 0 | 0 | 0 | 0 | 0 | 0 | 0 | 0.005222% | 1 | 50% | 0% | 0% | 0% | 8.2745 | 0 | 0 | 0 | 8.2745 | #N/A
2007-03-20 14:00 | 3 | 20 | 14 | 79.5418 | 1886 | 39.92 | 33.08 | 1002 | 39.92 | 6.7264 | 0 | Heating | 0.89685 | #N/A | #N/A | #N/A | #N/A | 6.7264 | #N/A | #N/A | 3.7339 | #N/A | 0 | 0 | 0 | 0 | 0 | 0 | 0 | 0.002989% | 1 | 50% | 0% | 0% | 0% | 8.2745 | 0 | 0 | 0 | 8.2745 | #N/A
2007-03-20 15:00 | 3 | 20 | 15 | 79.5834 | 1887 | 44.06 | 32 | 1002 | 44.06 | 6.0709 | 0 | Heating | 0.80945 | #N/A | #N/A | #N/A | #N/A | 6.0709 | #N/A | #N/A | 4.0174 | #N/A | 0 | 0 | 0 | 0 | 0 | 0 | 0 | 0.002698% | 1 | 50% | 0% | 0% | 0% | 8.2745 | 0 | 0 | 0 | 8.2745 | #N/A
2007-03-20 16:00 | 3 | 20 | 16 | 79.6251 | 1888 | 44.96 | 33.08 | 1002 | 44.96 | 6.3203 | 0 | Heating | 0.8427 | #N/A | #N/A | #N/A | #N/A | 6.3203 | #N/A | #N/A | 4.0856 | #N/A | 0 | 0 | 0 | 0 | 0 | 0 | 0 | 0.002809% | 1 | 50% | 0% | 0% | 0% | 8.2745 | 0 | 0 | 0 | 8.2745 | #N/A
2007-03-20 17:00 | 3 | 20 | 17 | 79.6668 | 1889 | 44.96 | 33.08 | 1002 | 44.96 | 4.4699 | 0 | Heating | 0.59599 | #N/A | #N/A | #N/A | #N/A | 4.4699 | #N/A | #N/A | 4.0856 | #N/A | 0 | 0 | 0 | 0 | 0 | 0 | 0 | 0.001987% | 1 | 50% | 0% | 0% | 0% | 8.2745 | 0 | 0 | 0 | 8.2745 | #N/A
2007-03-20 18:00 | 3 | 20 | 18 | 79.7084 | 1890 | 41 | 33.08 | 1001 | 41 | 7.7782 | 0 | Heating | 1.0371 | #N/A | #N/A | #N/A | #N/A | 7.7782 | #N/A | #N/A | 3.8033 | #N/A | 0 | 0 | 0 | 0 | 0 | 0 | 0 | 0.003457% | 1 | 50% | 0% | 0% | 0% | 8.2745 | 0 | 0 | 0 | 8.2745 | #N/A
2007-03-20 19:00 | 3 | 20 | 19 | 79.7501 | 1891 | 41 | 33.08 | 1002 | 41 | 14.1815 | 0 | Heating | 1.8909 | #N/A | #N/A | #N/A | #N/A | 14.1815 | #N/A | #N/A | 3.8033 | #N/A | 0 | 0 | 0 | 0 | 0 | 0 | 0 | 0.006303% | 1 | 50% | 0% | 0% | 0% | 8.2745 | 0 | 0 | 0 | 8.2745 | #N/A
2007-03-20 20:00 | 3 | 20 | 20 | 79.7918 | 1892 | 41 | 33.08 | 1002 | 41 | 27.4368 | 0 | Heating | 3.6582 | #N/A | #N/A | #N/A | #N/A | 27.4368 | #N/A | #N/A | 3.8033 | #N/A | 0 | 0 | 0 | 0 | 0 | 0 | 0 | 0.01219% | 1 | 50% | 0% | 0% | 0% | 8.2745 | 0 | 0 | 0 | 8.2745 | #N/A
2007-03-20 21:00 | 3 | 20 | 21 | 79.8334 | 1893 | 37.04 | 33.08 | 1002 | 37.04 | 71.7193 | 0 | Heating | 9.5626 | #N/A | #N/A | #N/A | #N/A | 71.7193 | #N/A | #N/A | 3.5637 | #N/A | 0 | 0 | 0 | 0 | 0 | 0 | 0 | 0.03188% | 1 | 50% | 0% | 0% | 0% | 8.2745 | 0 | 0 | 0 | 8.2745 | #N/A
2007-03-20 22:00 | 3 | 20 | 22 | 79.8751 | 1894 | 37.04 | 33.08 | 1001 | 37.04 | 94.6303 | 0 | Heating | 12.6174 | #N/A | #N/A | #N/A | #N/A | 94.6303 | #N/A | #N/A | 3.5637 | #N/A | 0 | 0 | 0 | 0 | 0 | 0 | 0 | 0.04206% | 1 | 50% | 0% | 0% | 0% | 8.2745 | 0 | 0 | 0 | 8.2745 | #N/A
2007-03-20 23:00 | 3 | 20 | 23 | 79.9168 | 1895 | 37.04 | 30.92 | 1001 | 37.04 | 0 | 0 | Cooling | 0 | #N/A | #N/A | #N/A | #N/A | 0 | 0 | 0 | 0 | 0 | 0 | #N/A | #N/A | 88 | 88 | 0 | #N/A | 0% | 1 | 50% | 0% | 0% | 0% | 8.2745 | 0 | 0 | 0 | 8.2745 | #N/A
2007-03-21 | 3 | 21 | 0 | 79.9584 | 1896 | 39.02 | 30.02 | 1001 | 39.02 | 0 | 0 | Cooling | 0 | #N/A | #N/A | #N/A | #N/A | 0 | 0 | 0 | 0 | 0 | 0 | #N/A | #N/A | 88 | 88 | 0 | #N/A | 0% | 1 | 50% | 0% | 0% | 0% | 8.2745 | 0 | 0 | 0 | 8.2745 | #N/A
2007-03-21 01:00 | 3 | 21 | 1 | 80.0001 | 1897 | 39.92 | 28.04 | 1001 | 39.92 | 0.28554 | 0 | Heating | 0.038072 | #N/A | #N/A | #N/A | #N/A | 0.28554 | #N/A | #N/A | 3.7339 | #N/A | 0 | 0 | 0 | 0 | 0 | 0 | 0 | 0.0001269% | 1 | 50% | 0% | 0% | 0% | 8.2745 | 0 | 0 | 0 | 8.2745 | #N/A
2007-03-21 02:00 | 3 | 21 | 2 | 80.0418 | 1898 | 39.92 | 26.06 | 1001 | 39.92 | 3.6342 | 0 | Heating | 0.48457 | #N/A | #N/A | #N/A | #N/A | 3.6342 | #N/A | #N/A | 3.7339 | #N/A | 0 | 0 | 0 | 0 | 0 | 0 | 0 | 0.001615% | 1 | 50% | 0% | 0% | 0% | 8.2745 | 0 | 0 | 0 | 8.2745 | #N/A
2007-03-21 03:00 | 3 | 21 | 3 | 80.0834 | 1899 | 37.94 | 24.98 | 1001 | 37.94 | 7.73 | 0 | Heating | 1.0307 | #N/A | #N/A | #N/A | #N/A | 7.73 | #N/A | #N/A | 3.6146 | #N/A | 0 | 0 | 0 | 0 | 0 | 0 | 0 | 0.003436% | 1 | 50% | 0% | 0% | 0% | 8.2745 | 0 | 0 | 0 | 8.2745 | #N/A
2007-03-21 04:00 | 3 | 21 | 4 | 80.1251 | 1900 | 39.02 | 24.98 | 1001 | 39.02 | 11.6331 | 0 | Heating | 1.5511 | #N/A | #N/A | #N/A | #N/A | 11.6331 | #N/A | #N/A | 3.6785 | #N/A | 0 | 0 | 0 | 0 | 0 | 0 | 0 | 0.00517% | 1 | 50% | 0% | 0% | 0% | 8.2745 | 0 | 0 | 0 | 8.2745 | #N/A
2007-03-21 05:00 | 3 | 21 | 5 | 80.1668 | 1901 | 39.02 | 24.98 | 1002 | 39.02 | 14.2961 | 0 | Heating | 1.9061 | #N/A | #N/A | #N/A | #N/A | 14.2961 | #N/A | #N/A | 3.6785 | #N/A | 0 | 0 | 0 | 0 | 0 | 0 | 0 | 0.006354% | 1 | 50% | 0% | 0% | 0% | 8.2745 | 0 | 0 | 0 | 8.2745 | #N/A
2007-03-21 06:00 | 3 | 21 | 6 | 80.2084 | 1902 | 37.94 | 24.98 | 1003 | 37.94 | 14.6038 | 0 | Heating | 1.9472 | #N/A | #N/A | #N/A | #N/A | 14.6038 | #N/A | #N/A | 3.6146 | #N/A | 0 | 0 | 0 | 0 | 0 | 0 | 0 | 0.006491% | 1 | 50% | 0% | 0% | 0% | 8.2745 | 0 | 0 | 0 | 8.2745 | #N/A
2007-03-21 07:00 | 3 | 21 | 7 | 80.2501 | 1903 | 35.6 | 24.08 | 1003 | 35.6 | 385.9219 | 0 | Heating | 51.4563 | #N/A | #N/A | #N/A | #N/A | 385.9219 | #N/A | #N/A | 3.4863 | #N/A | 0 | 0 | 0 | 0 | 0 | 0 | 0 | 0.1715% | 1 | 50% | 0% | 0% | 0% | 8.2745 | 0 | 0 | 0 | 8.2745 | #N/A
2007-03-21 08:00 | 3 | 21 | 8 | 80.2918 | 1904 | 35.06 | 26.06 | 1004 | 35.06 | 160.6588 | 0 | Heating | 21.4212 | #N/A | #N/A | #N/A | #N/A | 160.6588 | #N/A | #N/A | 3.4585 | #N/A | 0 | 0 | 0 | 0 | 0 | 0 | 0 | 0.0714% | 1 | 50% | 0% | 0% | 0% | 8.2745 | 0 | 0 | 0 | 8.2745 | #N/A
2007-03-21 09:00 | 3 | 21 | 9 | 80.3334 | 1905 | 33.08 | 26.06 | 1004 | 33.08 | 30.1673 | 0 | Heating | 4.0223 | #N/A | #N/A | #N/A | #N/A | 30.1673 | #N/A | #N/A | 3.3624 | #N/A | 0 | 0 | 0 | 0 | 0 | 0 | 0 | 0.01341% | 1 | 50% | 0% | 0% | 0% | 8.2745 | 0 | 0 | 0 | 8.2745 | #N/A
2007-03-21 10:00 | 3 | 21 | 10 | 80.3751 | 1906 | 33.8 | 26.06 | 1005 | 33.8 | 14.0982 | 0 | Heating | 1.8798 | #N/A | #N/A | #N/A | #N/A | 14.0982 | #N/A | #N/A | 3.3963 | #N/A | 0 | 0 | 0 | 0 | 0 | 0 | 0 | 0.006266% | 1 | 50% | 0% | 0% | 0% | 8.2745 | 0 | 0 | 0 | 8.2745 | #N/A
2007-03-21 11:00 | 3 | 21 | 11 | 80.4168 | 1907 | 33.98 | 24.08 | 1005 | 33.98 | 11.3159 | 0 | Heating | 1.5088 | #N/A | #N/A | #N/A | #N/A | 11.3159 | #N/A | #N/A | 3.405 | #N/A | 0 | 0 | 0 | 0 | 0 | 0 | 0 | 0.005029% | 1 | 50% | 0% | 0% | 0% | 8.2745 | 0 | 0 | 0 | 8.2745 | #N/A
2007-03-21 12:00 | 3 | 21 | 12 | 80.4584 | 1908 | 35.6 | 24.08 | 1005 | 35.6 | 7.3148 | 0 | Heating | 0.9753 | #N/A | #N/A | #N/A | #N/A | 7.3148 | #N/A | #N/A | 3.4863 | #N/A | 0 | 0 | 0 | 0 | 0 | 0 | 0 | 0.003251% | 1 | 50% | 0% | 0% | 0% | 8.2745 | 0 | 0 | 0 | 8.2745 | #N/A
2007-03-21 13:00 | 3 | 21 | 13 | 80.5001 | 1909 | 35.96 | 26.06 | 1005 | 35.96 | 7.4742 | 0 | Heating | 0.99656 | #N/A | #N/A | #N/A | #N/A | 7.4742 | #N/A | #N/A | 3.5052 | #N/A | 0 | 0 | 0 | 0 | 0 | 0 | 0 | 0.003322% | 1 | 50% | 0% | 0% | 0% | 8.2745 | 0 | 0 | 0 | 8.2745 | #N/A
2007-03-21 14:00 | 3 | 21 | 14 | 80.5418 | 1910 | 35.96 | 24.98 | 1006 | 35.96 | 2.8183 | 0 | Heating | 0.37577 | #N/A | #N/A | #N/A | #N/A | 2.8183 | #N/A | #N/A | 3.5052 | #N/A | 0 | 0 | 0 | 0 | 0 | 0 | 0 | 0.001253% | 1 | 50% | 0% | 0% | 0% | 8.2745 | 0 | 0 | 0 | 8.2745 | #N/A
2007-03-21 15:00 | 3 | 21 | 15 | 80.5834 | 1911 | 37.4 | 24.98 | 1006 | 37.4 | 1.845 | 0 | Heating | 0.24601 | #N/A | #N/A | #N/A | #N/A | 1.845 | #N/A | #N/A | 3.5838 | #N/A | 0 | 0 | 0 | 0 | 0 | 0 | 0 | 0.00082% | 1 | 50% | 0% | 0% | 0% | 8.2745 | 0 | 0 | 0 | 8.2745 | #N/A
2007-03-21 16:00 | 3 | 21 | 16 | 80.6251 | 1912 | 37.4 | 23 | 1006 | 37.4 | 1.0516 | 0 | Heating | 0.14022 | #N/A | #N/A | #N/A | #N/A | 1.0516 | #N/A | #N/A | 3.5838 | #N/A | 0 | 0 | 0 | 0 | 0 | 0 | 0 | 0.0004674% | 1 | 50% | 0% | 0% | 0% | 8.2745 | 0 | 0 | 0 | 8.2745 | #N/A
2007-03-21 17:00 | 3 | 21 | 17 | 80.6668 | 1913 | 37.04 | 21.92 | 1007 | 37.04 | 0 | 0.2451 | Cooling | 0.04085 | #N/A | #N/A | #N/A | #N/A | 0 | 0 | 0 | 0 | 0 | 0.2451 | #N/A | #N/A | 88 | #N/A | #N/A | #N/A | 0.0001362% | 1 | 50% | 0% | 0% | 0% | 8.2745 | 0 | 0 | 0 | 8.2745 | #N/A
2007-03-21 18:00 | 3 | 21 | 18 | 80.7084 | 1914 | 37.4 | 23 | 1007 | 37.4 | 0.60686 | 0 | Heating | 0.080914 | #N/A | #N/A | #N/A | #N/A | 0.60686 | #N/A | #N/A | 3.5838 | #N/A | 0 | 0 | 0 | 0 | 0 | 0 | 0 | 0.0002697% | 1 | 50% | 0% | 0% | 0% | 8.2745 | 0 | 0 | 0 | 8.2745 | #N/A
2007-03-21 19:00 | 3 | 21 | 19 | 80.7501 | 1915 | 37.4 | 21.02 | 1008 | 37.4 | 3.5139 | 0 | Heating | 0.46852 | #N/A | #N/A | #N/A | #N/A | 3.5139 | #N/A | #N/A | 3.5838 | #N/A | 0 | 0 | 0 | 0 | 0 | 0 | 0 | 0.001562% | 1 | 50% | 0% | 0% | 0% | 8.2745 | 0 | 0 | 0 | 8.2745 | #N/A
2007-03-21 20:00 | 3 | 21 | 20 | 80.7918 | 1916 | 37.04 | 21.92 | 1008 | 37.04 | 5.5094 | 0 | Heating | 0.73459 | #N/A | #N/A | #N/A | #N/A | 5.5094 | #N/A | #N/A | 3.5637 | #N/A | 0 | 0 | 0 | 0 | 0 | 0 | 0 | 0.002449% | 1 | 50% | 0% | 0% | 0% | 8.2745 | 0 | 0 | 0 | 8.2745 | #N/A
2007-03-21 21:00 | 3 | 21 | 21 | 80.8334 | 1917 | 37.4 | 24.08 | 1009 | 37.4 | 17.6255 | 0 | Heating | 2.3501 | #N/A | #N/A | #N/A | #N/A | 17.6255 | #N/A | #N/A | 3.5838 | #N/A | 0 | 0 | 0 | 0 | 0 | 0 | 0 | 0.007834% | 1 | 50% | 0% | 0% | 0% | 8.2745 | 0 | 0 | 0 | 8.2745 | #N/A
2007-03-21 22:00 | 3 | 21 | 22 | 80.8751 | 1918 | 37.4 | 24.98 | 1009 | 37.4 | 37.0332 | 0 | Heating | 4.9378 | #N/A | #N/A | #N/A | #N/A | 37.0332 | #N/A | #N/A | 3.5838 | #N/A | 0 | 0 | 0 | 0 | 0 | 0 | 0 | 0.01646% | 1 | 50% | 0% | 0% | 0% | 8.2745 | 0 | 0 | 0 | 8.2745 | #N/A
2007-03-21 23:00 | 3 | 21 | 23 | 80.9168 | 1919 | 37.94 | 24.98 | 1009 | 37.94 | 0 | 0 | Cooling | 0 | #N/A | #N/A | #N/A | #N/A | 0 | 0 | 0 | 0 | 0 | 0 | #N/A | #N/A | 88 | 88 | 0 | #N/A | 0% | 1 | 50% | 0% | 0% | 0% | 8.2745 | 0 | 0 | 0 | 8.2745 | #N/A
2007-03-22 | 3 | 22 | 0 | 80.9584 | 1920 | 41 | 24.08 | 1009 | 41 | 0 | 0 | Cooling | 0 | #N/A | #N/A | #N/A | #N/A | 0 | 0 | 0 | 0 | 0 | 0 | #N/A | #N/A | 88 | 88 | 0 | #N/A | 0% | 1 | 50% | 0% | 0% | 0% | 8.2745 | 0 | 0 | 0 | 8.2745 | #N/A
2007-03-22 01:00 | 3 | 22 | 1 | 81.0001 | 1921 | 41 | 24.08 | 1009 | 41 | 1.3273 | 0 | Heating | 0.17697 | #N/A | #N/A | #N/A | #N/A | 1.3273 | #N/A | #N/A | 3.8033 | #N/A | 0 | 0 | 0 | 0 | 0 | 0 | 0 | 0.0005899% | 1 | 50% | 0% | 0% | 0% | 8.2745 | 0 | 0 | 0 | 8.2745 | #N/A
2007-03-22 02:00 | 3 | 22 | 2 | 81.0418 | 1922 | 39.92 | 24.98 | 1009 | 39.92 | 2.2883 | 0 | Heating | 0.3051 | #N/A | #N/A | #N/A | #N/A | 2.2883 | #N/A | #N/A | 3.7339 | #N/A | 0 | 0 | 0 | 0 | 0 | 0 | 0 | 0.001017% | 1 | 50% | 0% | 0% | 0% | 8.2745 | 0 | 0 | 0 | 8.2745 | #N/A
2007-03-22 03:00 | 3 | 22 | 3 | 81.0834 | 1923 | 39.02 | 26.96 | 1008 | 39.02 | 2.2922 | 0 | Heating | 0.30563 | #N/A | #N/A | #N/A | #N/A | 2.2922 | #N/A | #N/A | 3.6785 | #N/A | 0 | 0 | 0 | 0 | 0 | 0 | 0 | 0.001019% | 1 | 50% | 0% | 0% | 0% | 8.2745 | 0 | 0 | 0 | 8.2745 | #N/A
2007-03-22 04:00 | 3 | 22 | 4 | 81.1251 | 1924 | 39.02 | 26.06 | 1008 | 39.02 | 2.0544 | 0 | Heating | 0.27392 | #N/A | #N/A | #N/A | #N/A | 2.0544 | #N/A | #N/A | 3.6785 | #N/A | 0 | 0 | 0 | 0 | 0 | 0 | 0 | 0.0009131% | 1 | 50% | 0% | 0% | 0% | 8.2745 | 0 | 0 | 0 | 8.2745 | #N/A
2007-03-22 05:00 | 3 | 22 | 5 | 81.1668 | 1925 | 39.02 | 28.04 | 1008 | 39.02 | 2.2598 | 0 | Heating | 0.3013 | #N/A | #N/A | #N/A | #N/A | 2.2598 | #N/A | #N/A | 3.6785 | #N/A | 0 | 0 | 0 | 0 | 0 | 0 | 0 | 0.001004% | 1 | 50% | 0% | 0% | 0% | 8.2745 | 0 | 0 | 0 | 8.2745 | #N/A
2007-03-22 06:00 | 3 | 22 | 6 | 81.2084 | 1926 | 37.94 | 30.02 | 1008 | 37.94 | 0.79794 | 0 | Heating | 0.10639 | #N/A | #N/A | #N/A | #N/A | 0.79794 | #N/A | #N/A | 3.6146 | #N/A | 0 | 0 | 0 | 0 | 0 | 0 | 0 | 0.0003546% | 1 | 50% | 0% | 0% | 0% | 8.2745 | 0 | 0 | 0 | 8.2745 | #N/A
2007-03-22 07:00 | 3 | 22 | 7 | 81.2501 | 1927 | 37.04 | 30.02 | 1007 | 37.04 | 226.7695 | 0 | Heating | 30.2359 | #N/A | #N/A | #N/A | #N/A | 226.7695 | #N/A | #N/A | 3.5637 | #N/A | 0 | 0 | 0 | 0 | 0 | 0 | 0 | 0.1008% | 1 | 50% | 0% | 0% | 0% | 8.2745 | 0 | 0 | 0 | 8.2745 | #N/A
2007-03-22 08:00 | 3 | 22 | 8 | 81.2918 | 1928 | 37.04 | 30.92 | 1006 | 37.04 | 64.0575 | 0 | Heating | 8.541 | #N/A | #N/A | #N/A | #N/A | 64.0575 | #N/A | #N/A | 3.5637 | #N/A | 0 | 0 | 0 | 0 | 0 | 0 | 0 | 0.02847% | 1 | 50% | 0% | 0% | 0% | 8.2745 | 0 | 0 | 0 | 8.2745 | #N/A
2007-03-22 09:00 | 3 | 22 | 9 | 81.3334 | 1929 | 39.02 | 28.94 | 1006 | 39.02 | 3.04 | 0 | Heating | 0.40534 | #N/A | #N/A | #N/A | #N/A | 3.04 | #N/A | #N/A | 3.6785 | #N/A | 0 | 0 | 0 | 0 | 0 | 0 | 0 | 0.001351% | 1 | 50% | 0% | 0% | 0% | 8.2745 | 0 | 0 | 0 | 8.2745 | #N/A
2007-03-22 10:00 | 3 | 22 | 10 | 81.3751 | 1930 | 39.92 | 28.04 | 1005 | 39.92 | 0.40161 | 0 | Heating | 0.053549 | #N/A | #N/A | #N/A | #N/A | 0.40161 | #N/A | #N/A | 3.7339 | #N/A | 0 | 0 | 0 | 0 | 0 | 0 | 0 | 0.0001785% | 1 | 50% | 0% | 0% | 0% | 8.2745 | 0 | 0 | 0 | 8.2745 | #N/A
2007-03-22 11:00 | 3 | 22 | 11 | 81.4168 | 1931 | 39.92 | 26.96 | 1005 | 39.92 | 0.37122 | 0 | Heating | 0.049496 | #N/A | #N/A | #N/A | #N/A | 0.37122 | #N/A | #N/A | 3.7339 | #N/A | 0 | 0 | 0 | 0 | 0 | 0 | 0 | 0.000165% | 1 | 50% | 0% | 0% | 0% | 8.2745 | 0 | 0 | 0 | 8.2745 | #N/A
2007-03-22 12:00 | 3 | 22 | 12 | 81.4584 | 1932 | 41 | 28.04 | 1003 | 41 | 0 | 0.060778 | Cooling | 0.01013 | #N/A | #N/A | #N/A | #N/A | 0 | 0 | 0 | 0 | 0 | 0.060778 | #N/A | #N/A | 88 | #N/A | #N/A | #N/A | 3.377e-05% | 1 | 50% | 0% | 0% | 0% | 8.2745 | 0 | 0 | 0 | 8.2745 | #N/A
2007-03-22 13:00 | 3 | 22 | 13 | 81.5001 | 1933 | 41 | 26.96 | 1001 | 41 | 0.0095366 | 0 | Heating | 0.0012715 | #N/A | #N/A | #N/A | #N/A | 0.0095366 | #N/A | #N/A | 3.8033 | #N/A | 0 | 0 | 0 | 0 | 0 | 0 | 0 | 4.238e-06% | 1 | 50% | 0% | 0% | 0% | 8.2745 | 0 | 0 | 0 | 8.2745 | #N/A
2007-03-22 14:00 | 3 | 22 | 14 | 81.5418 | 1934 | 41 | 26.96 | 1000 | 41 | 0 | 0 | Cooling | 0 | #N/A | #N/A | #N/A | #N/A | 0 | 0 | 0 | 0 | 0 | 0 | #N/A | #N/A | 88 | 88 | 0 | #N/A | 0% | 1 | 50% | 0% | 0% | 0% | 8.2745 | 0 | 0 | 0 | 8.2745 | #N/A
2007-03-22 15:00 | 3 | 22 | 15 | 81.5834 | 1935 | 41 | 26.06 | 998 | 41 | 0 | 13.6473 | Cooling | 2.2746 | #N/A | #N/A | #N/A | #N/A | 0 | 0 | 0 | 0 | 0 | 13.6473 | #N/A | #N/A | 88 | #N/A | #N/A | #N/A | 0.007582% | 1 | 50% | 0% | 0% | 0% | 8.2745 | 0 | 0 | 0 | 8.2745 | #N/A
2007-03-22 16:00 | 3 | 22 | 16 | 81.6251 | 1936 | 41 | 24.98 | 997 | 41 | 0 | 44.9021 | Cooling | 7.4837 | #N/A | #N/A | #N/A | #N/A | 0 | 0 | 0 | 0 | 0 | 44.9021 | #N/A | #N/A | 88 | #N/A | #N/A | #N/A | 0.02495% | 1 | 50% | 0% | 0% | 0% | 8.2745 | 0 | 0 | 0 | 8.2745 | #N/A
2007-03-22 17:00 | 3 | 22 | 17 | 81.6668 | 1937 | 41 | 26.96 | 996 | 41 | 0 | 133.6936 | Cooling | 22.2823 | #N/A | #N/A | #N/A | #N/A | 0 | 0 | 0 | 0 | 0 | 133.6936 | #N/A | #N/A | 88 | #N/A | #N/A | #N/A | 0.07427% | 1 | 50% | 0% | 0% | 0% | 8.2745 | 0 | 0 | 0 | 8.2745 | #N/A
2007-03-22 18:00 | 3 | 22 | 18 | 81.7084 | 1938 | 39.02 | 26.96 | 996 | 39.02 | 0 | 125.0075 | Cooling | 20.8346 | #N/A | #N/A | #N/A | #N/A | 0 | 0 | 0 | 0 | 0 | 125.0075 | #N/A | #N/A | 88 | #N/A | #N/A | #N/A | 0.06945% | 1 | 50% | 0% | 0% | 0% | 8.2745 | 0 | 0 | 0 | 8.2745 | #N/A
2007-03-22 19:00 | 3 | 22 | 19 | 81.7501 | 1939 | 35.96 | 26.06 | 996 | 35.96 | 0 | 23.1282 | Cooling | 3.8547 | #N/A | #N/A | #N/A | #N/A | 0 | 0 | 0 | 0 | 0 | 23.1282 | #N/A | #N/A | 88 | #N/A | #N/A | #N/A | 0.01285% | 1 | 50% | 0% | 0% | 0% | 8.2745 | 0 | 0 | 0 | 8.2745 | #N/A
2007-03-22 20:00 | 3 | 22 | 20 | 81.7918 | 1940 | 35.96 | 28.04 | 996 | 35.96 | 0 | 1.9554 | Cooling | 0.3259 | #N/A | #N/A | #N/A | #N/A | 0 | 0 | 0 | 0 | 0 | 1.9554 | #N/A | #N/A | 88 | #N/A | #N/A | #N/A | 0.001086% | 1 | 50% | 0% | 0% | 0% | 8.2745 | 0 | 0 | 0 | 8.2745 | #N/A
2007-03-22 21:00 | 3 | 22 | 21 | 81.8334 | 1941 | 37.04 | 32 | 995 | 37.04 | 0 | 0 | Cooling | 0 | #N/A | #N/A | #N/A | #N/A | 0 | 0 | 0 | 0 | 0 | 0 | #N/A | #N/A | 88 | 88 | 0 | #N/A | 0% | 1 | 50% | 0% | 0% | 0% | 8.2745 | 0 | 0 | 0 | 8.2745 | #N/A
2007-03-22 22:00 | 3 | 22 | 22 | 81.8751 | 1942 | 33.98 | 32 | 995 | 33.98 | 0 | 0 | Cooling | 0 | #N/A | #N/A | #N/A | #N/A | 0 | 0 | 0 | 0 | 0 | 0 | #N/A | #N/A | 88 | 88 | 0 | #N/A | 0% | 1 | 50% | 0% | 0% | 0% | 8.2745 | 0 | 0 | 0 | 8.2745 | #N/A
2007-03-22 23:00 | 3 | 22 | 23 | 81.9168 | 1943 | 33.98 | 32 | 995 | 33.98 | 0 | 0 | Cooling | 0 | #N/A | #N/A | #N/A | #N/A | 0 | 0 | 0 | 0 | 0 | 0 | #N/A | #N/A | 88 | 88 | 0 | #N/A | 0% | 1 | 50% | 0% | 0% | 0% | 8.2745 | 0 | 0 | 0 | 8.2745 | #N/A
2007-03-23 | 3 | 23 | 0 | 81.9584 | 1944 | 32 | 32 | 994 | 32 | 0 | 0 | Cooling | 0 | #N/A | #N/A | #N/A | #N/A | 0 | 0 | 0 | 0 | 0 | 0 | #N/A | #N/A | 88 | 88 | 0 | #N/A | 0% | 1 | 50% | 0% | 0% | 0% | 8.2745 | 0 | 0 | 0 | 8.2745 | #N/A
2007-03-23 01:00 | 3 | 23 | 1 | 82.0001 | 1945 | 30.92 | 33.08 | 995 | 30.92 | 0 | 0 | Cooling | 0 | #N/A | #N/A | #N/A | #N/A | 0 | 0 | 0 | 0 | 0 | 0 | #N/A | #N/A | 88 | 88 | 0 | #N/A | 0% | 1 | 50% | 0% | 0% | 0% | 8.2745 | 0 | 0 | 0 | 8.2745 | #N/A
2007-03-23 02:00 | 3 | 23 | 2 | 82.0418 | 1946 | 30.92 | 35.96 | 995 | 30.92 | 0 | 0 | Cooling | 0 | #N/A | #N/A | #N/A | #N/A | 0 | 0 | 0 | 0 | 0 | 0 | #N/A | #N/A | 88 | 88 | 0 | #N/A | 0% | 1 | 50% | 0% | 0% | 0% | 8.2745 | 0 | 0 | 0 | 8.2745 | #N/A
2007-03-23 03:00 | 3 | 23 | 3 | 82.0834 | 1947 | 30.02 | 37.94 | 995 | 30.02 | 0 | 0 | Cooling | 0 | #N/A | #N/A | #N/A | #N/A | 0 | 0 | 0 | 0 | 0 | 0 | #N/A | #N/A | 88 | 88 | 0 | #N/A | 0% | 1 | 50% | 0% | 0% | 0% | 8.2745 | 0 | 0 | 0 | 8.2745 | #N/A
2007-03-23 04:00 | 3 | 23 | 4 | 82.1251 | 1948 | 30.02 | 37.94 | 997 | 30.02 | 0 | 0 | Cooling | 0 | #N/A | #N/A | #N/A | #N/A | 0 | 0 | 0 | 0 | 0 | 0 | #N/A | #N/A | 88 | 88 | 0 | #N/A | 0% | 1 | 50% | 0% | 0% | 0% | 8.2745 | 0 | 0 | 0 | 8.2745 | #N/A
2007-03-23 05:00 | 3 | 23 | 5 | 82.1668 | 1949 | 30.02 | 33.98 | 999 | 30.02 | 0 | 0 | Cooling | 0 | #N/A | #N/A | #N/A | #N/A | 0 | 0 | 0 | 0 | 0 | 0 | #N/A | #N/A | 88 | 88 | 0 | #N/A | 0% | 1 | 50% | 0% | 0% | 0% | 8.2745 | 0 | 0 | 0 | 8.2745 | #N/A
2007-03-23 06:00 | 3 | 23 | 6 | 82.2084 | 1950 | 28.04 | 32 | 1000 | 28.04 | 0 | 0 | Cooling | 0 | #N/A | #N/A | #N/A | #N/A | 0 | 0 | 0 | 0 | 0 | 0 | #N/A | #N/A | 88 | 88 | 0 | #N/A | 0% | 1 | 50% | 0% | 0% | 0% | 8.2745 | 0 | 0 | 0 | 8.2745 | #N/A
2007-03-23 07:00 | 3 | 23 | 7 | 82.2501 | 1951 | 26.96 | 33.08 | 1000 | 26.96 | 105.8766 | 0 | Heating | 14.1169 | #N/A | #N/A | #N/A | #N/A | 105.8766 | #N/A | #N/A | 3.1163 | #N/A | 0 | 0 | 0 | 0 | 0 | 0 | 0 | 0.04706% | 1 | 50% | 0% | 0% | 0% | 8.2745 | 0 | 0 | 0 | 8.2745 | #N/A
2007-03-23 08:00 | 3 | 23 | 8 | 82.2918 | 1952 | 26.96 | 35.96 | 999 | 26.96 | 13.1184 | 0 | Heating | 1.7491 | #N/A | #N/A | #N/A | #N/A | 13.1184 | #N/A | #N/A | 3.1163 | #N/A | 0 | 0 | 0 | 0 | 0 | 0 | 0 | 0.00583% | 1 | 50% | 0% | 0% | 0% | 8.2745 | 0 | 0 | 0 | 8.2745 | #N/A
2007-03-23 09:00 | 3 | 23 | 9 | 82.3334 | 1953 | 28.04 | 37.04 | 999 | 28.04 | 6.2095 | 0 | Heating | 0.82793 | #N/A | #N/A | #N/A | #N/A | 6.2095 | #N/A | #N/A | 3.1545 | #N/A | 0 | 0 | 0 | 0 | 0 | 0 | 0 | 0.00276% | 1 | 50% | 0% | 0% | 0% | 8.2745 | 0 | 0 | 0 | 8.2745 | #N/A
2007-03-23 10:00 | 3 | 23 | 10 | 82.3751 | 1954 | 28.04 | 30.92 | 1004 | 28.04 | 13.5613 | 0 | Heating | 1.8082 | #N/A | #N/A | #N/A | #N/A | 13.5613 | #N/A | #N/A | 3.1545 | #N/A | 0 | 0 | 0 | 0 | 0 | 0 | 0 | 0.006027% | 1 | 50% | 0% | 0% | 0% | 8.2745 | 0 | 0 | 0 | 8.2745 | #N/A
2007-03-23 11:00 | 3 | 23 | 11 | 82.4168 | 1955 | 28.04 | 28.94 | 1005 | 28.04 | 65.8573 | 0 | Heating | 8.781 | #N/A | #N/A | #N/A | #N/A | 65.8573 | #N/A | #N/A | 3.1545 | #N/A | 0 | 0 | 0 | 0 | 0 | 0 | 0 | 0.02927% | 1 | 50% | 0% | 0% | 0% | 8.2745 | 0 | 0 | 0 | 8.2745 | #N/A
2007-03-23 12:00 | 3 | 23 | 12 | 82.4584 | 1956 | 28.94 | 26.06 | 1006 | 28.94 | 37.7295 | 0 | Heating | 5.0306 | #N/A | #N/A | #N/A | #N/A | 37.7295 | #N/A | #N/A | 3.188 | #N/A | 0 | 0 | 0 | 0 | 0 | 0 | 0 | 0.01677% | 1 | 50% | 0% | 0% | 0% | 8.2745 | 0 | 0 | 0 | 8.2745 | #N/A
2007-03-23 13:00 | 3 | 23 | 13 | 82.5001 | 1957 | 30.02 | 19.94 | 1007 | 30.02 | 20.9175 | 0 | Heating | 2.789 | #N/A | #N/A | #N/A | #N/A | 20.9175 | #N/A | #N/A | 3.2302 | #N/A | 0 | 0 | 0 | 0 | 0 | 0 | 0 | 0.009297% | 1 | 50% | 0% | 0% | 0% | 8.2745 | 0 | 0 | 0 | 8.2745 | #N/A
2007-03-23 14:00 | 3 | 23 | 14 | 82.5418 | 1958 | 30.02 | 17.06 | 1007 | 30.02 | 17.0027 | 0 | Heating | 2.267 | #N/A | #N/A | #N/A | #N/A | 17.0027 | #N/A | #N/A | 3.2302 | #N/A | 0 | 0 | 0 | 0 | 0 | 0 | 0 | 0.007557% | 1 | 50% | 0% | 0% | 0% | 8.2745 | 0 | 0 | 0 | 8.2745 | #N/A
2007-03-23 15:00 | 3 | 23 | 15 | 82.5834 | 1959 | 30.92 | 17.06 | 1008 | 30.92 | 43.2233 | 0 | Heating | 5.7631 | #N/A | #N/A | #N/A | #N/A | 43.2233 | #N/A | #N/A | 3.2671 | #N/A | 0 | 0 | 0 | 0 | 0 | 0 | 0 | 0.01921% | 1 | 50% | 0% | 0% | 0% | 8.2745 | 0 | 0 | 0 | 8.2745 | #N/A
2007-03-23 16:00 | 3 | 23 | 16 | 82.6251 | 1960 | 32 | 14 | 1009 | 32 | 55.0155 | 0 | Heating | 7.3354 | #N/A | #N/A | #N/A | #N/A | 55.0155 | #N/A | #N/A | 3.3135 | #N/A | 0 | 0 | 0 | 0 | 0 | 0 | 0 | 0.02445% | 1 | 50% | 0% | 0% | 0% | 8.2745 | 0 | 0 | 0 | 8.2745 | #N/A
2007-03-23 17:00 | 3 | 23 | 17 | 82.6668 | 1961 | 32 | 12.02 | 1010 | 32 | 55.2508 | 0 | Heating | 7.3668 | #N/A | #N/A | #N/A | #N/A | 55.2508 | #N/A | #N/A | 3.3135 | #N/A | 0 | 0 | 0 | 0 | 0 | 0 | 0 | 0.02456% | 1 | 50% | 0% | 0% | 0% | 8.2745 | 0 | 0 | 0 | 8.2745 | #N/A
2007-03-23 18:00 | 3 | 23 | 18 | 82.7084 | 1962 | 30.2 | 12.92 | 1010 | 30.2 | 100.5665 | 0 | Heating | 13.4089 | #N/A | #N/A | #N/A | #N/A | 100.5665 | #N/A | #N/A | 3.2375 | #N/A | 0 | 0 | 0 | 0 | 0 | 0 | 0 | 0.0447% | 1 | 50% | 0% | 0% | 0% | 8.2745 | 0 | 0 | 0 | 8.2745 | #N/A
2007-03-23 19:00 | 3 | 23 | 19 | 82.7501 | 1963 | 30.02 | 12.02 | 1011 | 30.02 | 0 | 0 | Cooling | 0 | #N/A | #N/A | #N/A | #N/A | 0 | 0 | 0 | 0 | 0 | 0 | #N/A | #N/A | 88 | 88 | 0 | #N/A | 0% | 1 | 50% | 0% | 0% | 0% | 8.2745 | 0 | 0 | 0 | 8.2745 | #N/A
2007-03-23 20:00 | 3 | 23 | 20 | 82.7918 | 1964 | 30.02 | 15.98 | 1012 | 30.02 | 0.19613 | 0 | Heating | 0.026151 | #N/A | #N/A | #N/A | #N/A | 0.19613 | #N/A | #N/A | 3.2302 | #N/A | 0 | 0 | 0 | 0 | 0 | 0 | 0 | 8.717e-05% | 1 | 50% | 0% | 0% | 0% | 8.2745 | 0 | 0 | 0 | 8.2745 | #N/A
2007-03-23 21:00 | 3 | 23 | 21 | 82.8334 | 1965 | 28.94 | 19.94 | 1013 | 28.94 | 2.7406 | 0 | Heating | 0.36541 | #N/A | #N/A | #N/A | #N/A | 2.7406 | #N/A | #N/A | 3.188 | #N/A | 0 | 0 | 0 | 0 | 0 | 0 | 0 | 0.001218% | 1 | 50% | 0% | 0% | 0% | 8.2745 | 0 | 0 | 0 | 8.2745 | #N/A
2007-03-23 22:00 | 3 | 23 | 22 | 82.8751 | 1966 | 28.94 | 21.92 | 1013 | 28.94 | 7.8973 | 0 | Heating | 1.053 | #N/A | #N/A | #N/A | #N/A | 7.8973 | #N/A | #N/A | 3.188 | #N/A | 0 | 0 | 0 | 0 | 0 | 0 | 0 | 0.00351% | 1 | 50% | 0% | 0% | 0% | 8.2745 | 0 | 0 | 0 | 8.2745 | #N/A
2007-03-23 23:00 | 3 | 23 | 23 | 82.9168 | 1967 | 28.94 | 17.96 | 1013 | 28.94 | 12.9994 | 0 | Heating | 1.7332 | #N/A | #N/A | #N/A | #N/A | 12.9994 | #N/A | #N/A | 3.188 | #N/A | 0 | 0 | 0 | 0 | 0 | 0 | 0 | 0.005777% | 1 | 50% | 0% | 0% | 0% | 8.2745 | 0 | 0 | 0 | 8.2745 | #N/A
2007-03-24 | 3 | 24 | 0 | 82.9584 | 1968 | 28.04 | 15.08 | 1013 | 28.04 | 18.8145 | 0 | Heating | 2.5086 | #N/A | #N/A | #N/A | #N/A | 18.8145 | #N/A | #N/A | 3.1545 | #N/A | 0 | 0 | 0 | 0 | 0 | 0 | 0 | 0.008362% | 1 | 50% | 0% | 0% | 0% | 8.2745 | 0 | 0 | 0 | 8.2745 | #N/A
2007-03-24 01:00 | 3 | 24 | 1 | 83.0001 | 1969 | 28.04 | 14 | 1013 | 28.04 | 32.6907 | 0 | Heating | 4.3588 | #N/A | #N/A | #N/A | #N/A | 32.6907 | #N/A | #N/A | 3.1545 | #N/A | 0 | 0 | 0 | 0 | 0 | 0 | 0 | 0.01453% | 1 | 50% | 0% | 0% | 0% | 8.2745 | 0 | 0 | 0 | 8.2745 | #N/A
2007-03-24 02:00 | 3 | 24 | 2 | 83.0418 | 1970 | 28.04 | 21.92 | 1014 | 28.04 | 84.9029 | 0 | Heating | 11.3204 | #N/A | #N/A | #N/A | #N/A | 84.9029 | #N/A | #N/A | 3.1545 | #N/A | 0 | 0 | 0 | 0 | 0 | 0 | 0 | 0.03773% | 1 | 50% | 0% | 0% | 0% | 8.2745 | 0 | 0 | 0 | 8.2745 | #N/A
2007-03-24 03:00 | 3 | 24 | 3 | 83.0834 | 1971 | 26.96 | 21.02 | 1014 | 26.96 | 121.4427 | 0 | Heating | 16.1924 | #N/A | #N/A | #N/A | #N/A | 121.4427 | #N/A | #N/A | 3.1163 | #N/A | 0 | 0 | 0 | 0 | 0 | 0 | 0 | 0.05397% | 1 | 50% | 0% | 0% | 0% | 8.2745 | 0 | 0 | 0 | 8.2745 | #N/A
2007-03-24 04:00 | 3 | 24 | 4 | 83.1251 | 1972 | 26.06 | 23 | 1014 | 26.06 | 151.6191 | 0 | Heating | 20.2159 | #N/A | #N/A | #N/A | #N/A | 151.6191 | #N/A | #N/A | 3.0859 | #N/A | 0 | 0 | 0 | 0 | 0 | 0 | 0 | 0.06739% | 1 | 50% | 0% | 0% | 0% | 8.2745 | 0 | 0 | 0 | 8.2745 | #N/A
2007-03-24 05:00 | 3 | 24 | 5 | 83.1668 | 1973 | 26.06 | 15.98 | 1014 | 26.06 | 202.8281 | 0 | Heating | 27.0437 | #N/A | #N/A | #N/A | #N/A | 202.8281 | #N/A | #N/A | 3.0859 | #N/A | 0 | 0 | 0 | 0 | 0 | 0 | 0 | 0.09015% | 1 | 50% | 0% | 0% | 0% | 8.2745 | 0 | 0 | 0 | 8.2745 | #N/A
2007-03-24 06:00 | 3 | 24 | 6 | 83.2084 | 1974 | 24.8 | 19.94 | 1015 | 24.8 | 197.5738 | 0 | Heating | 26.3432 | #N/A | #N/A | #N/A | #N/A | 197.5738 | #N/A | #N/A | 3.0457 | #N/A | 0 | 0 | 0 | 0 | 0 | 0 | 0 | 0.08781% | 1 | 50% | 0% | 0% | 0% | 8.2745 | 0 | 0 | 0 | 8.2745 | #N/A
2007-03-24 07:00 | 3 | 24 | 7 | 83.2501 | 1975 | 24.98 | 21.02 | 1015 | 24.98 | 142.0507 | 0 | Heating | 18.9401 | #N/A | #N/A | #N/A | #N/A | 142.0507 | #N/A | #N/A | 3.0513 | #N/A | 0 | 0 | 0 | 0 | 0 | 0 | 0 | 0.06313% | 1 | 50% | 0% | 0% | 0% | 8.2745 | 0 | 0 | 0 | 8.2745 | #N/A
2007-03-24 08:00 | 3 | 24 | 8 | 83.2918 | 1976 | 24.98 | 19.94 | 1016 | 24.98 | 109.6858 | 0 | Heating | 14.6248 | #N/A | #N/A | #N/A | #N/A | 109.6858 | #N/A | #N/A | 3.0513 | #N/A | 0 | 0 | 0 | 0 | 0 | 0 | 0 | 0.04875% | 1 | 50% | 0% | 0% | 0% | 8.2745 | 0 | 0 | 0 | 8.2745 | #N/A
2007-03-24 09:00 | 3 | 24 | 9 | 83.3334 | 1977 | 30.02 | 15.98 | 1016 | 30.02 | 53.2055 | 0 | Heating | 7.0941 | #N/A | #N/A | #N/A | #N/A | 53.2055 | #N/A | #N/A | 3.2302 | #N/A | 0 | 0 | 0 | 0 | 0 | 0 | 0 | 0.02365% | 1 | 50% | 0% | 0% | 0% | 8.2745 | 0 | 0 | 0 | 8.2745 | #N/A
2007-03-24 10:00 | 3 | 24 | 10 | 83.3751 | 1978 | 32 | 17.06 | 1016 | 32 | 44.0544 | 0 | Heating | 5.8739 | #N/A | #N/A | #N/A | #N/A | 44.0544 | #N/A | #N/A | 3.3135 | #N/A | 0 | 0 | 0 | 0 | 0 | 0 | 0 | 0.01958% | 1 | 50% | 0% | 0% | 0% | 8.2745 | 0 | 0 | 0 | 8.2745 | #N/A
2007-03-24 11:00 | 3 | 24 | 11 | 83.4168 | 1979 | 32 | 19.94 | 1016 | 32 | 70.5616 | 0 | Heating | 9.4082 | #N/A | #N/A | #N/A | #N/A | 70.5616 | #N/A | #N/A | 3.3135 | #N/A | 0 | 0 | 0 | 0 | 0 | 0 | 0 | 0.03136% | 1 | 50% | 0% | 0% | 0% | 8.2745 | 0 | 0 | 0 | 8.2745 | #N/A
2007-03-24 12:00 | 3 | 24 | 12 | 83.4584 | 1980 | 37.94 | 17.06 | 1016 | 37.94 | 50.8919 | 0 | Heating | 6.7856 | #N/A | #N/A | #N/A | #N/A | 50.8919 | #N/A | #N/A | 3.6146 | #N/A | 0 | 0 | 0 | 0 | 0 | 0 | 0 | 0.02262% | 1 | 50% | 0% | 0% | 0% | 8.2745 | 0 | 0 | 0 | 8.2745 | #N/A
2007-03-24 13:00 | 3 | 24 | 13 | 83.5001 | 1981 | 37.04 | 14 | 1015 | 37.04 | 47.0685 | 0 | Heating | 6.2758 | #N/A | #N/A | #N/A | #N/A | 47.0685 | #N/A | #N/A | 3.5637 | #N/A | 0 | 0 | 0 | 0 | 0 | 0 | 0 | 0.02092% | 1 | 50% | 0% | 0% | 0% | 8.2745 | 0 | 0 | 0 | 8.2745 | #N/A
2007-03-24 14:00 | 3 | 24 | 14 | 83.5418 | 1982 | 37.04 | 17.06 | 1014 | 37.04 | 41.2796 | 0 | Heating | 5.5039 | #N/A | #N/A | #N/A | #N/A | 41.2796 | #N/A | #N/A | 3.5637 | #N/A | 0 | 0 | 0 | 0 | 0 | 0 | 0 | 0.01835% | 1 | 50% | 0% | 0% | 0% | 8.2745 | 0 | 0 | 0 | 8.2745 | #N/A
2007-03-24 15:00 | 3 | 24 | 15 | 83.5834 | 1983 | 42.08 | 15.98 | 1014 | 42.08 | 37.8633 | 0 | Heating | 5.0484 | #N/A | #N/A | #N/A | #N/A | 37.8633 | #N/A | #N/A | 3.8759 | #N/A | 0 | 0 | 0 | 0 | 0 | 0 | 0 | 0.01683% | 1 | 50% | 0% | 0% | 0% | 8.2745 | 0 | 0 | 0 | 8.2745 | #N/A
2007-03-24 16:00 | 3 | 24 | 16 | 83.6251 | 1984 | 39.92 | 15.08 | 1014 | 39.92 | 39.245 | 0 | Heating | 5.2327 | #N/A | #N/A | #N/A | #N/A | 39.245 | #N/A | #N/A | 3.7339 | #N/A | 0 | 0 | 0 | 0 | 0 | 0 | 0 | 0.01744% | 1 | 50% | 0% | 0% | 0% | 8.2745 | 0 | 0 | 0 | 8.2745 | #N/A
2007-03-24 17:00 | 3 | 24 | 17 | 83.6668 | 1985 | 39.92 | 14 | 1013 | 39.92 | 23.4655 | 0 | Heating | 3.1287 | #N/A | #N/A | #N/A | #N/A | 23.4655 | #N/A | #N/A | 3.7339 | #N/A | 0 | 0 | 0 | 0 | 0 | 0 | 0 | 0.01043% | 1 | 50% | 0% | 0% | 0% | 8.2745 | 0 | 0 | 0 | 8.2745 | #N/A
2007-03-24 18:00 | 3 | 24 | 18 | 83.7084 | 1986 | 37.04 | 14 | 1012 | 37.04 | 34.8618 | 0 | Heating | 4.6482 | #N/A | #N/A | #N/A | #N/A | 34.8618 | #N/A | #N/A | 3.5637 | #N/A | 0 | 0 | 0 | 0 | 0 | 0 | 0 | 0.01549% | 1 | 50% | 0% | 0% | 0% | 8.2745 | 0 | 0 | 0 | 8.2745 | #N/A
2007-03-24 19:00 | 3 | 24 | 19 | 83.7501 | 1987 | 35.06 | 15.08 | 1012 | 35.06 | 80.4252 | 0 | Heating | 10.7234 | #N/A | #N/A | #N/A | #N/A | 80.4252 | #N/A | #N/A | 3.4585 | #N/A | 0 | 0 | 0 | 0 | 0 | 0 | 0 | 0.03574% | 1 | 50% | 0% | 0% | 0% | 8.2745 | 0 | 0 | 0 | 8.2745 | #N/A
2007-03-24 20:00 | 3 | 24 | 20 | 83.7918 | 1988 | 35.06 | 15.08 | 1013 | 35.06 | 132.3247 | 0 | Heating | 17.6433 | #N/A | #N/A | #N/A | #N/A | 132.3247 | #N/A | #N/A | 3.4585 | #N/A | 0 | 0 | 0 | 0 | 0 | 0 | 0 | 0.05881% | 1 | 50% | 0% | 0% | 0% | 8.2745 | 0 | 0 | 0 | 8.2745 | #N/A
2007-03-24 21:00 | 3 | 24 | 21 | 83.8334 | 1989 | 32 | 17.96 | 1013 | 32 | 167.4084 | 0 | Heating | 22.3211 | #N/A | #N/A | #N/A | #N/A | 167.4084 | #N/A | #N/A | 3.3135 | #N/A | 0 | 0 | 0 | 0 | 0 | 0 | 0 | 0.0744% | 1 | 50% | 0% | 0% | 0% | 8.2745 | 0 | 0 | 0 | 8.2745 | #N/A
2007-03-24 22:00 | 3 | 24 | 22 | 83.8751 | 1990 | 30.02 | 21.02 | 1013 | 30.02 | 220.608 | 0 | Heating | 29.4144 | #N/A | #N/A | #N/A | #N/A | 220.608 | #N/A | #N/A | 3.2302 | #N/A | 0 | 0 | 0 | 0 | 0 | 0 | 0 | 0.09805% | 1 | 50% | 0% | 0% | 0% | 8.2745 | 0 | 0 | 0 | 8.2745 | #N/A
2007-03-24 23:00 | 3 | 24 | 23 | 83.9168 | 1991 | 30.02 | 15.08 | 1013 | 30.02 | 271.4779 | 0 | Heating | 36.1971 | #N/A | #N/A | #N/A | #N/A | 271.4779 | #N/A | #N/A | 3.2302 | #N/A | 0 | 0 | 0 | 0 | 0 | 0 | 0 | 0.1207% | 1 | 50% | 0% | 0% | 0% | 8.2745 | 0 | 0 | 0 | 8.2745 | #N/A
2007-03-25 | 3 | 25 | 0 | 83.9584 | 1992 | 28.94 | 12.92 | 1012 | 28.94 | 326.0385 | 0 | Heating | 43.4718 | #N/A | #N/A | #N/A | #N/A | 326.0385 | #N/A | #N/A | 3.188 | #N/A | 0 | 0 | 0 | 0 | 0 | 0 | 0 | 0.1449% | 1 | 50% | 0% | 0% | 0% | 8.2745 | 0 | 0 | 0 | 8.2745 | #N/A
2007-03-25 01:00 | 3 | 25 | 1 | 84.0001 | 1993 | 28.04 | 17.06 | 1012 | 28.04 | 346.2301 | 0 | Heating | 46.164 | #N/A | #N/A | #N/A | #N/A | 346.2301 | #N/A | #N/A | 3.1545 | #N/A | 0 | 0 | 0 | 0 | 0 | 0 | 0 | 0.1539% | 1 | 50% | 0% | 0% | 0% | 8.2745 | 0 | 0 | 0 | 8.2745 | #N/A
2007-03-25 02:00 | 3 | 25 | 2 | 84.0418 | 1994 | 28.04 | 17.06 | 1012 | 28.04 | 348.8225 | 0 | Heating | 46.5097 | #N/A | #N/A | #N/A | #N/A | 348.8225 | #N/A | #N/A | 3.1545 | #N/A | 0 | 0 | 0 | 0 | 0 | 0 | 0 | 0.155% | 1 | 50% | 0% | 0% | 0% | 8.2745 | 0 | 0 | 0 | 8.2745 | #N/A
2007-03-25 03:00 | 3 | 25 | 3 | 84.0834 | 1995 | 26.96 | 17.96 | 1012 | 26.96 | 347.296 | 0 | Heating | 46.3061 | #N/A | #N/A | #N/A | #N/A | 347.296 | #N/A | #N/A | 3.1163 | #N/A | 0 | 0 | 0 | 0 | 0 | 0 | 0 | 0.1544% | 1 | 50% | 0% | 0% | 0% | 8.2745 | 0 | 0 | 0 | 8.2745 | #N/A
2007-03-25 04:00 | 3 | 25 | 4 | 84.1251 | 1996 | 26.06 | 17.96 | 1011 | 26.06 | 355.1566 | 0 | Heating | 47.3542 | #N/A | #N/A | #N/A | #N/A | 355.1566 | #N/A | #N/A | 3.0859 | #N/A | 0 | 0 | 0 | 0 | 0 | 0 | 0 | 0.1578% | 1 | 50% | 0% | 0% | 0% | 8.2745 | 0 | 0 | 0 | 8.2745 | #N/A
2007-03-25 05:00 | 3 | 25 | 5 | 84.1668 | 1997 | 26.06 | 19.04 | 1011 | 26.06 | 352.4618 | 0 | Heating | 46.9949 | #N/A | #N/A | #N/A | #N/A | 352.4618 | #N/A | #N/A | 3.0859 | #N/A | 0 | 0 | 0 | 0 | 0 | 0 | 0 | 0.1566% | 1 | 50% | 0% | 0% | 0% | 8.2745 | 0 | 0 | 0 | 8.2745 | #N/A
2007-03-25 06:00 | 3 | 25 | 6 | 84.2084 | 1998 | 24.98 | 17.96 | 1011 | 24.98 | 338.1826 | 0 | Heating | 45.091 | #N/A | #N/A | #N/A | #N/A | 338.1826 | #N/A | #N/A | 3.0513 | #N/A | 0 | 0 | 0 | 0 | 0 | 0 | 0 | 0.1503% | 1 | 50% | 0% | 0% | 0% | 8.2745 | 0 | 0 | 0 | 8.2745 | #N/A
2007-03-25 07:00 | 3 | 25 | 7 | 84.2501 | 1999 | 26.96 | 19.04 | 1011 | 26.96 | 822.7308 | 0 | Heating | 109.6974 | #N/A | #N/A | #N/A | #N/A | 822.7308 | #N/A | #N/A | 3.1163 | #N/A | 0 | 0 | 0 | 0 | 0 | 0 | 0 | 0.3657% | 1 | 50% | 0% | 0% | 0% | 8.2745 | 0 | 0 | 0 | 8.2745 | #N/A
2007-03-25 08:00 | 3 | 25 | 8 | 84.2918 | 2000 | 26.96 | 19.94 | 1012 | 26.96 | 500.4635 | 0 | Heating | 66.7285 | #N/A | #N/A | #N/A | #N/A | 500.4635 | #N/A | #N/A | 3.1163 | #N/A | 0 | 0 | 0 | 0 | 0 | 0 | 0 | 0.2224% | 1 | 50% | 0% | 0% | 0% | 8.2745 | 0 | 0 | 0 | 8.2745 | #N/A
2007-03-25 09:00 | 3 | 25 | 9 | 84.3334 | 2001 | 33.08 | 19.94 | 1012 | 33.08 | 232.2649 | 0 | Heating | 30.9687 | #N/A | #N/A | #N/A | #N/A | 232.2649 | #N/A | #N/A | 3.3624 | #N/A | 0 | 0 | 0 | 0 | 0 | 0 | 0 | 0.1032% | 1 | 50% | 0% | 0% | 0% | 8.2745 | 0 | 0 | 0 | 8.2745 | #N/A
2007-03-25 10:00 | 3 | 25 | 10 | 84.3751 | 2002 | 33.98 | 15.98 | 1011 | 33.98 | 173.9434 | 0 | Heating | 23.1925 | #N/A | #N/A | #N/A | #N/A | 173.9434 | #N/A | #N/A | 3.405 | #N/A | 0 | 0 | 0 | 0 | 0 | 0 | 0 | 0.07731% | 1 | 50% | 0% | 0% | 0% | 8.2745 | 0 | 0 | 0 | 8.2745 | #N/A
2007-03-25 11:00 | 3 | 25 | 11 | 84.4168 | 2003 | 33.98 | 15.98 | 1011 | 33.98 | 157.0363 | 0 | Heating | 20.9382 | #N/A | #N/A | #N/A | #N/A | 157.0363 | #N/A | #N/A | 3.405 | #N/A | 0 | 0 | 0 | 0 | 0 | 0 | 0 | 0.06979% | 1 | 50% | 0% | 0% | 0% | 8.2745 | 0 | 0 | 0 | 8.2745 | #N/A
2007-03-25 12:00 | 3 | 25 | 12 | 84.4584 | 2004 | 35.96 | 15.08 | 1010 | 35.96 | 115.8166 | 0 | Heating | 15.4422 | #N/A | #N/A | #N/A | #N/A | 115.8166 | #N/A | #N/A | 3.5052 | #N/A | 0 | 0 | 0 | 0 | 0 | 0 | 0 | 0.05147% | 1 | 50% | 0% | 0% | 0% | 8.2745 | 0 | 0 | 0 | 8.2745 | #N/A
2007-03-25 13:00 | 3 | 25 | 13 | 84.5001 | 2005 | 37.04 | 17.06 | 1009 | 37.04 | 114.476 | 0 | Heating | 15.2635 | #N/A | #N/A | #N/A | #N/A | 114.476 | #N/A | #N/A | 3.5637 | #N/A | 0 | 0 | 0 | 0 | 0 | 0 | 0 | 0.05088% | 1 | 50% | 0% | 0% | 0% | 8.2745 | 0 | 0 | 0 | 8.2745 | #N/A
2007-03-25 14:00 | 3 | 25 | 14 | 84.5418 | 2006 | 37.04 | 15.08 | 1008 | 37.04 | 52.3626 | 0 | Heating | 6.9817 | #N/A | #N/A | #N/A | #N/A | 52.3626 | #N/A | #N/A | 3.5637 | #N/A | 0 | 0 | 0 | 0 | 0 | 0 | 0 | 0.02327% | 1 | 50% | 0% | 0% | 0% | 8.2745 | 0 | 0 | 0 | 8.2745 | #N/A
2007-03-25 15:00 | 3 | 25 | 15 | 84.5834 | 2007 | 35.96 | 15.08 | 1007 | 35.96 | 33.9174 | 0 | Heating | 4.5223 | #N/A | #N/A | #N/A | #N/A | 33.9174 | #N/A | #N/A | 3.5052 | #N/A | 0 | 0 | 0 | 0 | 0 | 0 | 0 | 0.01507% | 1 | 50% | 0% | 0% | 0% | 8.2745 | 0 | 0 | 0 | 8.2745 | #N/A
2007-03-25 16:00 | 3 | 25 | 16 | 84.6251 | 2008 | 35.06 | 12.92 | 1006 | 35.06 | 17.803 | 0 | Heating | 2.3737 | #N/A | #N/A | #N/A | #N/A | 17.803 | #N/A | #N/A | 3.4585 | #N/A | 0 | 0 | 0 | 0 | 0 | 0 | 0 | 0.007912% | 1 | 50% | 0% | 0% | 0% | 8.2745 | 0 | 0 | 0 | 8.2745 | #N/A
2007-03-25 17:00 | 3 | 25 | 17 | 84.6668 | 2009 | 35.06 | 12.02 | 1006 | 35.06 | 9.4021 | 0 | Heating | 1.2536 | #N/A | #N/A | #N/A | #N/A | 9.4021 | #N/A | #N/A | 3.4585 | #N/A | 0 | 0 | 0 | 0 | 0 | 0 | 0 | 0.004179% | 1 | 50% | 0% | 0% | 0% | 8.2745 | 0 | 0 | 0 | 8.2745 | #N/A
2007-03-25 18:00 | 3 | 25 | 18 | 84.7084 | 2010 | 30.02 | 8.06 | 1006 | 30.02 | 20.1608 | 0 | Heating | 2.6881 | #N/A | #N/A | #N/A | #N/A | 20.1608 | #N/A | #N/A | 3.2302 | #N/A | 0 | 0 | 0 | 0 | 0 | 0 | 0 | 0.00896% | 1 | 50% | 0% | 0% | 0% | 8.2745 | 0 | 0 | 0 | 8.2745 | #N/A
2007-03-25 19:00 | 3 | 25 | 19 | 84.7501 | 2011 | 28.94 | 15.98 | 1006 | 28.94 | 76.1712 | 0 | Heating | 10.1562 | #N/A | #N/A | #N/A | #N/A | 76.1712 | #N/A | #N/A | 3.188 | #N/A | 0 | 0 | 0 | 0 | 0 | 0 | 0 | 0.03385% | 1 | 50% | 0% | 0% | 0% | 8.2745 | 0 | 0 | 0 | 8.2745 | #N/A
2007-03-25 20:00 | 3 | 25 | 20 | 84.7918 | 2012 | 28.94 | 15.08 | 1007 | 28.94 | 125.7553 | 0 | Heating | 16.7674 | #N/A | #N/A | #N/A | #N/A | 125.7553 | #N/A | #N/A | 3.188 | #N/A | 0 | 0 | 0 | 0 | 0 | 0 | 0 | 0.05589% | 1 | 50% | 0% | 0% | 0% | 8.2745 | 0 | 0 | 0 | 8.2745 | #N/A
2007-03-25 21:00 | 3 | 25 | 21 | 84.8334 | 2013 | 26.06 | 17.06 | 1007 | 26.06 | 213.004 | 0 | Heating | 28.4005 | #N/A | #N/A | #N/A | #N/A | 213.004 | #N/A | #N/A | 3.0859 | #N/A | 0 | 0 | 0 | 0 | 0 | 0 | 0 | 0.09467% | 1 | 50% | 0% | 0% | 0% | 8.2745 | 0 | 0 | 0 | 8.2745 | #N/A
2007-03-25 22:00 | 3 | 25 | 22 | 84.8751 | 2014 | 24.98 | 12.02 | 1007 | 24.98 | 256.7588 | 0 | Heating | 34.2345 | #N/A | #N/A | #N/A | #N/A | 256.7588 | #N/A | #N/A | 3.0513 | #N/A | 0 | 0 | 0 | 0 | 0 | 0 | 0 | 0.1141% | 1 | 50% | 0% | 0% | 0% | 8.2745 | 0 | 0 | 0 | 8.2745 | #N/A
2007-03-25 23:00 | 3 | 25 | 23 | 84.9168 | 2015 | 24.98 | 12.02 | 1007 | 24.98 | 4.7727 | 0 | Heating | 0.63636 | #N/A | #N/A | #N/A | #N/A | 4.7727 | #N/A | #N/A | 3.0513 | #N/A | 0 | 0 | 0 | 0 | 0 | 0 | 0 | 0.002121% | 1 | 50% | 0% | 0% | 0% | 8.2745 | 0 | 0 | 0 | 8.2745 | #N/A
2007-03-26 | 3 | 26 | 0 | 84.9584 | 2016 | 23 | 12.92 | 1006 | 23 | 14.2027 | 0 | Heating | 1.8937 | #N/A | #N/A | #N/A | #N/A | 14.2027 | #N/A | #N/A | 2.9925 | #N/A | 0 | 0 | 0 | 0 | 0 | 0 | 0 | 0.006312% | 1 | 50% | 0% | 0% | 0% | 8.2745 | 0 | 0 | 0 | 8.2745 | #N/A
2007-03-26 01:00 | 3 | 26 | 1 | 85.0001 | 2017 | 21.92 | 15.08 | 1005 | 21.92 | 15.4769 | 0 | Heating | 2.0636 | #N/A | #N/A | #N/A | #N/A | 15.4769 | #N/A | #N/A | 2.9629 | #N/A | 0 | 0 | 0 | 0 | 0 | 0 | 0 | 0.006879% | 1 | 50% | 0% | 0% | 0% | 8.2745 | 0 | 0 | 0 | 8.2745 | #N/A
2007-03-26 02:00 | 3 | 26 | 2 | 85.0418 | 2018 | 21.92 | 15.98 | 1005 | 21.92 | 17.4363 | 0 | Heating | 2.3248 | #N/A | #N/A | #N/A | #N/A | 17.4363 | #N/A | #N/A | 2.9629 | #N/A | 0 | 0 | 0 | 0 | 0 | 0 | 0 | 0.007749% | 1 | 50% | 0% | 0% | 0% | 8.2745 | 0 | 0 | 0 | 8.2745 | #N/A
2007-03-26 03:00 | 3 | 26 | 3 | 85.0835 | 2019 | 21.02 | 17.96 | 1005 | 21.02 | 21.5723 | 0 | Heating | 2.8763 | #N/A | #N/A | #N/A | #N/A | 21.5723 | #N/A | #N/A | 2.9394 | #N/A | 0 | 0 | 0 | 0 | 0 | 0 | 0 | 0.009588% | 1 | 50% | 0% | 0% | 0% | 8.2745 | 0 | 0 | 0 | 8.2745 | #N/A
2007-03-26 04:00 | 3 | 26 | 4 | 85.1251 | 2020 | 19.04 | 17.96 | 1004 | 19.04 | 27.4598 | 0 | Heating | 3.6613 | #N/A | #N/A | #N/A | #N/A | 27.4598 | #N/A | #N/A | 2.8915 | #N/A | 0 | 0 | 0 | 0 | 0 | 0 | 0 | 0.0122% | 1 | 50% | 0% | 0% | 0% | 8.2745 | 0 | 0 | 0 | 8.2745 | #N/A
2007-03-26 05:00 | 3 | 26 | 5 | 85.1668 | 2021 | 19.04 | 19.04 | 1004 | 19.04 | 42.8835 | 0 | Heating | 5.7178 | #N/A | #N/A | #N/A | #N/A | 42.8835 | #N/A | #N/A | 2.8915 | #N/A | 0 | 0 | 0 | 0 | 0 | 0 | 0 | 0.01906% | 1 | 50% | 0% | 0% | 0% | 8.2745 | 0 | 0 | 0 | 8.2745 | #N/A
2007-03-26 06:00 | 3 | 26 | 6 | 85.2085 | 2022 | 19.04 | 19.94 | 1004 | 19.04 | 45.3071 | 0 | Heating | 6.0409 | #N/A | #N/A | #N/A | #N/A | 45.3071 | #N/A | #N/A | 2.8915 | #N/A | 0 | 0 | 0 | 0 | 0 | 0 | 0 | 0.02014% | 1 | 50% | 0% | 0% | 0% | 8.2745 | 0 | 0 | 0 | 8.2745 | #N/A
2007-03-26 07:00 | 3 | 26 | 7 | 85.2501 | 2023 | 21.02 | 19.94 | 1004 | 21.02 | 515.9844 | 0 | Heating | 68.7979 | #N/A | #N/A | #N/A | #N/A | 515.9844 | #N/A | #N/A | 2.9394 | #N/A | 0 | 0 | 0 | 0 | 0 | 0 | 0 | 0.2293% | 1 | 50% | 0% | 0% | 0% | 8.2745 | 0 | 0 | 0 | 8.2745 | #N/A
2007-03-26 08:00 | 3 | 26 | 8 | 85.2918 | 2024 | 21.02 | 21.92 | 1004 | 21.02 | 274.6622 | 0 | Heating | 36.6216 | #N/A | #N/A | #N/A | #N/A | 274.6622 | #N/A | #N/A | 2.9394 | #N/A | 0 | 0 | 0 | 0 | 0 | 0 | 0 | 0.1221% | 1 | 50% | 0% | 0% | 0% | 8.2745 | 0 | 0 | 0 | 8.2745 | #N/A
2007-03-26 09:00 | 3 | 26 | 9 | 85.3335 | 2025 | 26.96 | 24.08 | 1004 | 26.96 | 69.2402 | 0 | Heating | 9.232 | #N/A | #N/A | #N/A | #N/A | 69.2402 | #N/A | #N/A | 3.1163 | #N/A | 0 | 0 | 0 | 0 | 0 | 0 | 0 | 0.03077% | 1 | 50% | 0% | 0% | 0% | 8.2745 | 0 | 0 | 0 | 8.2745 | #N/A
2007-03-26 10:00 | 3 | 26 | 10 | 85.3751 | 2026 | 28.94 | 28.94 | 1006 | 28.94 | 87.9454 | 0 | Heating | 11.7261 | #N/A | #N/A | #N/A | #N/A | 87.9454 | #N/A | #N/A | 3.188 | #N/A | 0 | 0 | 0 | 0 | 0 | 0 | 0 | 0.03909% | 1 | 50% | 0% | 0% | 0% | 8.2745 | 0 | 0 | 0 | 8.2745 | #N/A
2007-03-26 11:00 | 3 | 26 | 11 | 85.4168 | 2027 | 28.94 | 21.92 | 1007 | 28.94 | 92.2498 | 0 | Heating | 12.3 | #N/A | #N/A | #N/A | #N/A | 92.2498 | #N/A | #N/A | 3.188 | #N/A | 0 | 0 | 0 | 0 | 0 | 0 | 0 | 0.041% | 1 | 50% | 0% | 0% | 0% | 8.2745 | 0 | 0 | 0 | 8.2745 | #N/A
2007-03-26 12:00 | 3 | 26 | 12 | 85.4585 | 2028 | 33.08 | 19.94 | 1008 | 33.08 | 70.6021 | 0 | Heating | 9.4136 | #N/A | #N/A | #N/A | #N/A | 70.6021 | #N/A | #N/A | 3.3624 | #N/A | 0 | 0 | 0 | 0 | 0 | 0 | 0 | 0.03138% | 1 | 50% | 0% | 0% | 0% | 8.2745 | 0 | 0 | 0 | 8.2745 | #N/A
2007-03-26 13:00 | 3 | 26 | 13 | 85.5001 | 2029 | 35.06 | 24.08 | 1010 | 35.06 | 129.4735 | 0 | Heating | 17.2631 | #N/A | #N/A | #N/A | #N/A | 129.4735 | #N/A | #N/A | 3.4585 | #N/A | 0 | 0 | 0 | 0 | 0 | 0 | 0 | 0.05754% | 1 | 50% | 0% | 0% | 0% | 8.2745 | 0 | 0 | 0 | 8.2745 | #N/A
2007-03-26 14:00 | 3 | 26 | 14 | 85.5418 | 2030 | 35.06 | 14 | 1011 | 35.06 | 66.1954 | 0 | Heating | 8.8261 | #N/A | #N/A | #N/A | #N/A | 66.1954 | #N/A | #N/A | 3.4585 | #N/A | 0 | 0 | 0 | 0 | 0 | 0 | 0 | 0.02942% | 1 | 50% | 0% | 0% | 0% | 8.2745 | 0 | 0 | 0 | 8.2745 | #N/A
2007-03-26 15:00 | 3 | 26 | 15 | 85.5835 | 2031 | 35.96 | 8.06 | 1011 | 35.96 | 63.2773 | 0 | Heating | 8.437 | #N/A | #N/A | #N/A | #N/A | 63.2773 | #N/A | #N/A | 3.5052 | #N/A | 0 | 0 | 0 | 0 | 0 | 0 | 0 | 0.02812% | 1 | 50% | 0% | 0% | 0% | 8.2745 | 0 | 0 | 0 | 8.2745 | #N/A
2007-03-26 16:00 | 3 | 26 | 16 | 85.6251 | 2032 | 35.06 | 8.06 | 1011 | 35.06 | 65.1255 | 0 | Heating | 8.6834 | #N/A | #N/A | #N/A | #N/A | 65.1255 | #N/A | #N/A | 3.4585 | #N/A | 0 | 0 | 0 | 0 | 0 | 0 | 0 | 0.02894% | 1 | 50% | 0% | 0% | 0% | 8.2745 | 0 | 0 | 0 | 8.2745 | #N/A
2007-03-26 17:00 | 3 | 26 | 17 | 85.6668 | 2033 | 35.06 | 8.06 | 1012 | 35.06 | 50.4599 | 0 | Heating | 6.728 | #N/A | #N/A | #N/A | #N/A | 50.4599 | #N/A | #N/A | 3.4585 | #N/A | 0 | 0 | 0 | 0 | 0 | 0 | 0 | 0.02243% | 1 | 50% | 0% | 0% | 0% | 8.2745 | 0 | 0 | 0 | 8.2745 | #N/A
2007-03-26 18:00 | 3 | 26 | 18 | 85.7085 | 2034 | 30.92 | 8.06 | 1012 | 30.92 | 92.937 | 0 | Heating | 12.3916 | #N/A | #N/A | #N/A | #N/A | 92.937 | #N/A | #N/A | 3.2671 | #N/A | 0 | 0 | 0 | 0 | 0 | 0 | 0 | 0.04131% | 1 | 50% | 0% | 0% | 0% | 8.2745 | 0 | 0 | 0 | 8.2745 | #N/A
2007-03-26 19:00 | 3 | 26 | 19 | 85.7501 | 2035 | 28.94 | 8.06 | 1013 | 28.94 | 183.9385 | 0 | Heating | 24.5251 | #N/A | #N/A | #N/A | #N/A | 183.9385 | #N/A | #N/A | 3.188 | #N/A | 0 | 0 | 0 | 0 | 0 | 0 | 0 | 0.08175% | 1 | 50% | 0% | 0% | 0% | 8.2745 | 0 | 0 | 0 | 8.2745 | #N/A
2007-03-26 20:00 | 3 | 26 | 20 | 85.7918 | 2036 | 28.94 | 8.06 | 1013 | 28.94 | 232.213 | 0 | Heating | 30.9617 | #N/A | #N/A | #N/A | #N/A | 232.213 | #N/A | #N/A | 3.188 | #N/A | 0 | 0 | 0 | 0 | 0 | 0 | 0 | 0.1032% | 1 | 50% | 0% | 0% | 0% | 8.2745 | 0 | 0 | 0 | 8.2745 | #N/A
2007-03-26 21:00 | 3 | 26 | 21 | 85.8335 | 2037 | 26.96 | 8.06 | 1014 | 26.96 | 296.7268 | 0 | Heating | 39.5636 | #N/A | #N/A | #N/A | #N/A | 296.7268 | #N/A | #N/A | 3.1163 | #N/A | 0 | 0 | 0 | 0 | 0 | 0 | 0 | 0.1319% | 1 | 50% | 0% | 0% | 0% | 8.2745 | 0 | 0 | 0 | 8.2745 | #N/A
2007-03-26 22:00 | 3 | 26 | 22 | 85.8751 | 2038 | 26.06 | 8.96 | 1014 | 26.06 | 345.3722 | 0 | Heating | 46.0496 | #N/A | #N/A | #N/A | #N/A | 345.3722 | #N/A | #N/A | 3.0859 | #N/A | 0 | 0 | 0 | 0 | 0 | 0 | 0 | 0.1535% | 1 | 50% | 0% | 0% | 0% | 8.2745 | 0 | 0 | 0 | 8.2745 | #N/A
2007-03-26 23:00 | 3 | 26 | 23 | 85.9168 | 2039 | 26.06 | 8.96 | 1014 | 26.06 | 27.8728 | 0 | Heating | 3.7164 | #N/A | #N/A | #N/A | #N/A | 27.8728 | #N/A | #N/A | 3.0859 | #N/A | 0 | 0 | 0 | 0 | 0 | 0 | 0 | 0.01239% | 1 | 50% | 0% | 0% | 0% | 8.2745 | 0 | 0 | 0 | 8.2745 | #N/A
2007-03-27 | 3 | 27 | 0 | 85.9585 | 2040 | 24.98 | 8.96 | 1014 | 24.98 | 96.2368 | 0 | Heating | 12.8316 | #N/A | #N/A | #N/A | #N/A | 96.2368 | #N/A | #N/A | 3.0513 | #N/A | 0 | 0 | 0 | 0 | 0 | 0 | 0 | 0.04277% | 1 | 50% | 0% | 0% | 0% | 8.2745 | 0 | 0 | 0 | 8.2745 | #N/A
2007-03-27 01:00 | 3 | 27 | 1 | 86.0001 | 2041 | 24.08 | 10.04 | 1014 | 24.08 | 127.5833 | 0 | Heating | 17.0111 | #N/A | #N/A | #N/A | #N/A | 127.5833 | #N/A | #N/A | 3.0238 | #N/A | 0 | 0 | 0 | 0 | 0 | 0 | 0 | 0.0567% | 1 | 50% | 0% | 0% | 0% | 8.2745 | 0 | 0 | 0 | 8.2745 | #N/A
2007-03-27 02:00 | 3 | 27 | 2 | 86.0418 | 2042 | 24.08 | 8.06 | 1014 | 24.08 | 151.2821 | 0 | Heating | 20.171 | #N/A | #N/A | #N/A | #N/A | 151.2821 | #N/A | #N/A | 3.0238 | #N/A | 0 | 0 | 0 | 0 | 0 | 0 | 0 | 0.06724% | 1 | 50% | 0% | 0% | 0% | 8.2745 | 0 | 0 | 0 | 8.2745 | #N/A
2007-03-27 03:00 | 3 | 27 | 3 | 86.0835 | 2043 | 21.92 | 6.08 | 1014 | 21.92 | 191.6469 | 0 | Heating | 25.5529 | #N/A | #N/A | #N/A | #N/A | 191.6469 | #N/A | #N/A | 2.9629 | #N/A | 0 | 0 | 0 | 0 | 0 | 0 | 0 | 0.08518% | 1 | 50% | 0% | 0% | 0% | 8.2745 | 0 | 0 | 0 | 8.2745 | #N/A
2007-03-27 04:00 | 3 | 27 | 4 | 86.1251 | 2044 | 21.02 | 8.06 | 1014 | 21.02 | 220.3349 | 0 | Heating | 29.378 | #N/A | #N/A | #N/A | #N/A | 220.3349 | #N/A | #N/A | 2.9394 | #N/A | 0 | 0 | 0 | 0 | 0 | 0 | 0 | 0.09793% | 1 | 50% | 0% | 0% | 0% | 8.2745 | 0 | 0 | 0 | 8.2745 | #N/A
2007-03-27 05:00 | 3 | 27 | 5 | 86.1668 | 2045 | 21.02 | 5 | 1014 | 21.02 | 254.19 | 0 | Heating | 33.892 | #N/A | #N/A | #N/A | #N/A | 254.19 | #N/A | #N/A | 2.9394 | #N/A | 0 | 0 | 0 | 0 | 0 | 0 | 0 | 0.113% | 1 | 50% | 0% | 0% | 0% | 8.2745 | 0 | 0 | 0 | 8.2745 | #N/A
2007-03-27 06:00 | 3 | 27 | 6 | 86.2085 | 2046 | 21.02 | 6.08 | 1015 | 21.02 | 291.7799 | 0 | Heating | 38.904 | #N/A | #N/A | #N/A | #N/A | 291.7799 | #N/A | #N/A | 2.9394 | #N/A | 0 | 0 | 0 | 0 | 0 | 0 | 0 | 0.1297% | 1 | 50% | 0% | 0% | 0% | 8.2745 | 0 | 0 | 0 | 8.2745 | #N/A
2007-03-27 07:00 | 3 | 27 | 7 | 86.2501 | 2047 | 23 | 6.08 | 1015 | 23 | 745.347 | 0 | Heating | 99.3796 | #N/A | #N/A | #N/A | #N/A | 745.347 | #N/A | #N/A | 2.9925 | #N/A | 0 | 0 | 0 | 0 | 0 | 0 | 0 | 0.3313% | 1 | 50% | 0% | 0% | 0% | 8.2745 | 0 | 0 | 0 | 8.2745 | #N/A
2007-03-27 08:00 | 3 | 27 | 8 | 86.2918 | 2048 | 23 | 6.98 | 1016 | 23 | 456.572 | 0 | Heating | 60.8763 | #N/A | #N/A | #N/A | #N/A | 456.572 | #N/A | #N/A | 2.9925 | #N/A | 0 | 0 | 0 | 0 | 0 | 0 | 0 | 0.2029% | 1 | 50% | 0% | 0% | 0% | 8.2745 | 0 | 0 | 0 | 8.2745 | #N/A
2007-03-27 09:00 | 3 | 27 | 9 | 86.3335 | 2049 | 26.96 | 10.94 | 1016 | 26.96 | 238.876 | 0 | Heating | 31.8501 | #N/A | #N/A | #N/A | #N/A | 238.876 | #N/A | #N/A | 3.1163 | #N/A | 0 | 0 | 0 | 0 | 0 | 0 | 0 | 0.1062% | 1 | 50% | 0% | 0% | 0% | 8.2745 | 0 | 0 | 0 | 8.2745 | #N/A
2007-03-27 10:00 | 3 | 27 | 10 | 86.3751 | 2050 | 30.92 | 14 | 1016 | 30.92 | 204.4348 | 0 | Heating | 27.258 | #N/A | #N/A | #N/A | #N/A | 204.4348 | #N/A | #N/A | 3.2671 | #N/A | 0 | 0 | 0 | 0 | 0 | 0 | 0 | 0.09086% | 1 | 50% | 0% | 0% | 0% | 8.2745 | 0 | 0 | 0 | 8.2745 | #N/A
2007-03-27 11:00 | 3 | 27 | 11 | 86.4168 | 2051 | 30.92 | 8.06 | 1016 | 30.92 | 211.7849 | 0 | Heating | 28.238 | #N/A | #N/A | #N/A | #N/A | 211.7849 | #N/A | #N/A | 3.2671 | #N/A | 0 | 0 | 0 | 0 | 0 | 0 | 0 | 0.09413% | 1 | 50% | 0% | 0% | 0% | 8.2745 | 0 | 0 | 0 | 8.2745 | #N/A
2007-03-27 12:00 | 3 | 27 | 12 | 86.4585 | 2052 | 33.98 | 10.94 | 1016 | 33.98 | 163.6693 | 0 | Heating | 21.8226 | #N/A | #N/A | #N/A | #N/A | 163.6693 | #N/A | #N/A | 3.405 | #N/A | 0 | 0 | 0 | 0 | 0 | 0 | 0 | 0.07274% | 1 | 50% | 0% | 0% | 0% | 8.2745 | 0 | 0 | 0 | 8.2745 | #N/A
2007-03-27 13:00 | 3 | 27 | 13 | 86.5001 | 2053 | 35.96 | 15.98 | 1016 | 35.96 | 220.6427 | 0 | Heating | 29.419 | #N/A | #N/A | #N/A | #N/A | 220.6427 | #N/A | #N/A | 3.5052 | #N/A | 0 | 0 | 0 | 0 | 0 | 0 | 0 | 0.09806% | 1 | 50% | 0% | 0% | 0% | 8.2745 | 0 | 0 | 0 | 8.2745 | #N/A
2007-03-27 14:00 | 3 | 27 | 14 | 86.5418 | 2054 | 35.96 | 14 | 1015 | 35.96 | 123.2818 | 0 | Heating | 16.4376 | #N/A | #N/A | #N/A | #N/A | 123.2818 | #N/A | #N/A | 3.5052 | #N/A | 0 | 0 | 0 | 0 | 0 | 0 | 0 | 0.05479% | 1 | 50% | 0% | 0% | 0% | 8.2745 | 0 | 0 | 0 | 8.2745 | #N/A
2007-03-27 15:00 | 3 | 27 | 15 | 86.5835 | 2055 | 37.04 | 8.06 | 1015 | 37.04 | 79.61 | 0 | Heating | 10.6147 | #N/A | #N/A | #N/A | #N/A | 79.61 | #N/A | #N/A | 3.5637 | #N/A | 0 | 0 | 0 | 0 | 0 | 0 | 0 | 0.03538% | 1 | 50% | 0% | 0% | 0% | 8.2745 | 0 | 0 | 0 | 8.2745 | #N/A
2007-03-27 16:00 | 3 | 27 | 16 | 86.6251 | 2056 | 35.96 | 6.08 | 1015 | 35.96 | 70.5786 | 0 | Heating | 9.4105 | #N/A | #N/A | #N/A | #N/A | 70.5786 | #N/A | #N/A | 3.5052 | #N/A | 0 | 0 | 0 | 0 | 0 | 0 | 0 | 0.03137% | 1 | 50% | 0% | 0% | 0% | 8.2745 | 0 | 0 | 0 | 8.2745 | #N/A
2007-03-27 17:00 | 3 | 27 | 17 | 86.6668 | 2057 | 35.96 | 6.98 | 1015 | 35.96 | 55.8692 | 0 | Heating | 7.4492 | #N/A | #N/A | #N/A | #N/A | 55.8692 | #N/A | #N/A | 3.5052 | #N/A | 0 | 0 | 0 | 0 | 0 | 0 | 0 | 0.02483% | 1 | 50% | 0% | 0% | 0% | 8.2745 | 0 | 0 | 0 | 8.2745 | #N/A
2007-03-27 18:00 | 3 | 27 | 18 | 86.7085 | 2058 | 32 | 6.98 | 1015 | 32 | 94.378 | 0 | Heating | 12.5837 | #N/A | #N/A | #N/A | #N/A | 94.378 | #N/A | #N/A | 3.3135 | #N/A | 0 | 0 | 0 | 0 | 0 | 0 | 0 | 0.04195% | 1 | 50% | 0% | 0% | 0% | 8.2745 | 0 | 0 | 0 | 8.2745 | #N/A
2007-03-27 19:00 | 3 | 27 | 19 | 86.7501 | 2059 | 28.94 | 6.98 | 1015 | 28.94 | 179.0928 | 0 | Heating | 23.879 | #N/A | #N/A | #N/A | #N/A | 179.0928 | #N/A | #N/A | 3.188 | #N/A | 0 | 0 | 0 | 0 | 0 | 0 | 0 | 0.0796% | 1 | 50% | 0% | 0% | 0% | 8.2745 | 0 | 0 | 0 | 8.2745 | #N/A
2007-03-27 20:00 | 3 | 27 | 20 | 86.7918 | 2060 | 28.94 | 8.06 | 1015 | 28.94 | 227.55 | 0 | Heating | 30.34 | #N/A | #N/A | #N/A | #N/A | 227.55 | #N/A | #N/A | 3.188 | #N/A | 0 | 0 | 0 | 0 | 0 | 0 | 0 | 0.1011% | 1 | 50% | 0% | 0% | 0% | 8.2745 | 0 | 0 | 0 | 8.2745 | #N/A
2007-03-27 21:00 | 3 | 27 | 21 | 86.8335 | 2061 | 26.96 | 8.96 | 1015 | 26.96 | 284.8094 | 0 | Heating | 37.9746 | #N/A | #N/A | #N/A | #N/A | 284.8094 | #N/A | #N/A | 3.1163 | #N/A | 0 | 0 | 0 | 0 | 0 | 0 | 0 | 0.1266% | 1 | 50% | 0% | 0% | 0% | 8.2745 | 0 | 0 | 0 | 8.2745 | #N/A
2007-03-27 22:00 | 3 | 27 | 22 | 86.8751 | 2062 | 26.06 | 10.04 | 1015 | 26.06 | 321.2847 | 0 | Heating | 42.838 | #N/A | #N/A | #N/A | #N/A | 321.2847 | #N/A | #N/A | 3.0859 | #N/A | 0 | 0 | 0 | 0 | 0 | 0 | 0 | 0.1428% | 1 | 50% | 0% | 0% | 0% | 8.2745 | 0 | 0 | 0 | 8.2745 | #N/A
2007-03-27 23:00 | 3 | 27 | 23 | 86.9168 | 2063 | 26.06 | 10.94 | 1014 | 26.06 | 20.5729 | 0 | Heating | 2.7431 | #N/A | #N/A | #N/A | #N/A | 20.5729 | #N/A | #N/A | 3.0859 | #N/A | 0 | 0 | 0 | 0 | 0 | 0 | 0 | 0.009144% | 1 | 50% | 0% | 0% | 0% | 8.2745 | 0 | 0 | 0 | 8.2745 | #N/A
2007-03-28 | 3 | 28 | 0 | 86.9585 | 2064 | 26.96 | 12.92 | 1014 | 26.96 | 73.3941 | 0 | Heating | 9.7859 | #N/A | #N/A | #N/A | #N/A | 73.3941 | #N/A | #N/A | 3.1163 | #N/A | 0 | 0 | 0 | 0 | 0 | 0 | 0 | 0.03262% | 1 | 50% | 0% | 0% | 0% | 8.2745 | 0 | 0 | 0 | 8.2745 | #N/A
2007-03-28 01:00 | 3 | 28 | 1 | 87.0001 | 2065 | 26.96 | 15.08 | 1014 | 26.96 | 108.6371 | 0 | Heating | 14.4849 | #N/A | #N/A | #N/A | #N/A | 108.6371 | #N/A | #N/A | 3.1163 | #N/A | 0 | 0 | 0 | 0 | 0 | 0 | 0 | 0.04828% | 1 | 50% | 0% | 0% | 0% | 8.2745 | 0 | 0 | 0 | 8.2745 | #N/A
2007-03-28 02:00 | 3 | 28 | 2 | 87.0418 | 2066 | 26.96 | 15.08 | 1014 | 26.96 | 135.6082 | 0 | Heating | 18.0811 | #N/A | #N/A | #N/A | #N/A | 135.6082 | #N/A | #N/A | 3.1163 | #N/A | 0 | 0 | 0 | 0 | 0 | 0 | 0 | 0.06027% | 1 | 50% | 0% | 0% | 0% | 8.2745 | 0 | 0 | 0 | 8.2745 | #N/A
2007-03-28 03:00 | 3 | 28 | 3 | 87.0835 | 2067 | 24.98 | 15.08 | 1014 | 24.98 | 165.3948 | 0 | Heating | 22.0526 | #N/A | #N/A | #N/A | #N/A | 165.3948 | #N/A | #N/A | 3.0513 | #N/A | 0 | 0 | 0 | 0 | 0 | 0 | 0 | 0.07351% | 1 | 50% | 0% | 0% | 0% | 8.2745 | 0 | 0 | 0 | 8.2745 | #N/A
2007-03-28 04:00 | 3 | 28 | 4 | 87.1251 | 2068 | 24.98 | 14 | 1014 | 24.98 | 199.1758 | 0 | Heating | 26.5568 | #N/A | #N/A | #N/A | #N/A | 199.1758 | #N/A | #N/A | 3.0513 | #N/A | 0 | 0 | 0 | 0 | 0 | 0 | 0 | 0.08852% | 1 | 50% | 0% | 0% | 0% | 8.2745 | 0 | 0 | 0 | 8.2745 | #N/A
2007-03-28 05:00 | 3 | 28 | 5 | 87.1668 | 2069 | 24.98 | 14 | 1014 | 24.98 | 208.9566 | 0 | Heating | 27.8609 | #N/A | #N/A | #N/A | #N/A | 208.9566 | #N/A | #N/A | 3.0513 | #N/A | 0 | 0 | 0 | 0 | 0 | 0 | 0 | 0.09287% | 1 | 50% | 0% | 0% | 0% | 8.2745 | 0 | 0 | 0 | 8.2745 | #N/A
2007-03-28 06:00 | 3 | 28 | 6 | 87.2085 | 2070 | 24.08 | 14 | 1014 | 24.08 | 182.7452 | 0 | Heating | 24.366 | #N/A | #N/A | #N/A | #N/A | 182.7452 | #N/A | #N/A | 3.0238 | #N/A | 0 | 0 | 0 | 0 | 0 | 0 | 0 | 0.08122% | 1 | 50% | 0% | 0% | 0% | 8.2745 | 0 | 0 | 0 | 8.2745 | #N/A
2007-03-28 07:00 | 3 | 28 | 7 | 87.2501 | 2071 | 24.98 | 17.06 | 1015 | 24.98 | 621.2347 | 0 | Heating | 82.8313 | #N/A | #N/A | #N/A | #N/A | 621.2347 | #N/A | #N/A | 3.0513 | #N/A | 0 | 0 | 0 | 0 | 0 | 0 | 0 | 0.2761% | 1 | 50% | 0% | 0% | 0% | 8.2745 | 0 | 0 | 0 | 8.2745 | #N/A
2007-03-28 08:00 | 3 | 28 | 8 | 87.2918 | 2072 | 24.98 | 17.96 | 1014 | 24.98 | 301.3805 | 0 | Heating | 40.1841 | #N/A | #N/A | #N/A | #N/A | 301.3805 | #N/A | #N/A | 3.0513 | #N/A | 0 | 0 | 0 | 0 | 0 | 0 | 0 | 0.1339% | 1 | 50% | 0% | 0% | 0% | 8.2745 | 0 | 0 | 0 | 8.2745 | #N/A
2007-03-28 09:00 | 3 | 28 | 9 | 87.3335 | 2073 | 30.92 | 15.98 | 1015 | 30.92 | 77.2239 | 0 | Heating | 10.2965 | #N/A | #N/A | #N/A | #N/A | 77.2239 | #N/A | #N/A | 3.2671 | #N/A | 0 | 0 | 0 | 0 | 0 | 0 | 0 | 0.03432% | 1 | 50% | 0% | 0% | 0% | 8.2745 | 0 | 0 | 0 | 8.2745 | #N/A
2007-03-28 10:00 | 3 | 28 | 10 | 87.3751 | 2074 | 33.08 | 19.94 | 1015 | 33.08 | 55.4 | 0 | Heating | 7.3867 | #N/A | #N/A | #N/A | #N/A | 55.4 | #N/A | #N/A | 3.3624 | #N/A | 0 | 0 | 0 | 0 | 0 | 0 | 0 | 0.02462% | 1 | 50% | 0% | 0% | 0% | 8.2745 | 0 | 0 | 0 | 8.2745 | #N/A
2007-03-28 11:00 | 3 | 28 | 11 | 87.4168 | 2075 | 33.08 | 21.02 | 1014 | 33.08 | 50.1663 | 0 | Heating | 6.6888 | #N/A | #N/A | #N/A | #N/A | 50.1663 | #N/A | #N/A | 3.3624 | #N/A | 0 | 0 | 0 | 0 | 0 | 0 | 0 | 0.0223% | 1 | 50% | 0% | 0% | 0% | 8.2745 | 0 | 0 | 0 | 8.2745 | #N/A
2007-03-28 12:00 | 3 | 28 | 12 | 87.4585 | 2076 | 37.94 | 21.92 | 1014 | 37.94 | 24.0367 | 0 | Heating | 3.2049 | #N/A | #N/A | #N/A | #N/A | 24.0367 | #N/A | #N/A | 3.6146 | #N/A | 0 | 0 | 0 | 0 | 0 | 0 | 0 | 0.01068% | 1 | 50% | 0% | 0% | 0% | 8.2745 | 0 | 0 | 0 | 8.2745 | #N/A
2007-03-28 13:00 | 3 | 28 | 13 | 87.5001 | 2077 | 39.92 | 21.02 | 1014 | 39.92 | 28.5272 | 0 | Heating | 3.8036 | #N/A | #N/A | #N/A | #N/A | 28.5272 | #N/A | #N/A | 3.7339 | #N/A | 0 | 0 | 0 | 0 | 0 | 0 | 0 | 0.01268% | 1 | 50% | 0% | 0% | 0% | 8.2745 | 0 | 0 | 0 | 8.2745 | #N/A
2007-03-28 14:00 | 3 | 28 | 14 | 87.5418 | 2078 | 39.92 | 15.98 | 1013 | 39.92 | 8.2046 | 0 | Heating | 1.0939 | #N/A | #N/A | #N/A | #N/A | 8.2046 | #N/A | #N/A | 3.7339 | #N/A | 0 | 0 | 0 | 0 | 0 | 0 | 0 | 0.003646% | 1 | 50% | 0% | 0% | 0% | 8.2745 | 0 | 0 | 0 | 8.2745 | #N/A
2007-03-28 15:00 | 3 | 28 | 15 | 87.5835 | 2079 | 42.08 | 10.94 | 1013 | 42.08 | 6.2759 | 0 | Heating | 0.83679 | #N/A | #N/A | #N/A | #N/A | 6.2759 | #N/A | #N/A | 3.8759 | #N/A | 0 | 0 | 0 | 0 | 0 | 0 | 0 | 0.002789% | 1 | 50% | 0% | 0% | 0% | 8.2745 | 0 | 0 | 0 | 8.2745 | #N/A
2007-03-28 16:00 | 3 | 28 | 16 | 87.6251 | 2080 | 41 | 6.98 | 1013 | 41 | 6.0524 | 0 | Heating | 0.80699 | #N/A | #N/A | #N/A | #N/A | 6.0524 | #N/A | #N/A | 3.8033 | #N/A | 0 | 0 | 0 | 0 | 0 | 0 | 0 | 0.00269% | 1 | 50% | 0% | 0% | 0% | 8.2745 | 0 | 0 | 0 | 8.2745 | #N/A
2007-03-28 17:00 | 3 | 28 | 17 | 87.6668 | 2081 | 41 | 10.94 | 1014 | 41 | 5.0176 | 0 | Heating | 0.66902 | #N/A | #N/A | #N/A | #N/A | 5.0176 | #N/A | #N/A | 3.8033 | #N/A | 0 | 0 | 0 | 0 | 0 | 0 | 0 | 0.00223% | 1 | 50% | 0% | 0% | 0% | 8.2745 | 0 | 0 | 0 | 8.2745 | #N/A
2007-03-28 18:00 | 3 | 28 | 18 | 87.7085 | 2082 | 35.96 | 12.02 | 1014 | 35.96 | 8.4633 | 0 | Heating | 1.1284 | #N/A | #N/A | #N/A | #N/A | 8.4633 | #N/A | #N/A | 3.5052 | #N/A | 0 | 0 | 0 | 0 | 0 | 0 | 0 | 0.003761% | 1 | 50% | 0% | 0% | 0% | 8.2745 | 0 | 0 | 0 | 8.2745 | #N/A
2007-03-28 19:00 | 3 | 28 | 19 | 87.7501 | 2083 | 35.06 | 14 | 1015 | 35.06 | 40.8355 | 0 | Heating | 5.4447 | #N/A | #N/A | #N/A | #N/A | 40.8355 | #N/A | #N/A | 3.4585 | #N/A | 0 | 0 | 0 | 0 | 0 | 0 | 0 | 0.01815% | 1 | 50% | 0% | 0% | 0% | 8.2745 | 0 | 0 | 0 | 8.2745 | #N/A
2007-03-28 20:00 | 3 | 28 | 20 | 87.7918 | 2084 | 35.06 | 15.08 | 1016 | 35.06 | 61.6674 | 0 | Heating | 8.2223 | #N/A | #N/A | #N/A | #N/A | 61.6674 | #N/A | #N/A | 3.4585 | #N/A | 0 | 0 | 0 | 0 | 0 | 0 | 0 | 0.02741% | 1 | 50% | 0% | 0% | 0% | 8.2745 | 0 | 0 | 0 | 8.2745 | #N/A
2007-03-28 21:00 | 3 | 28 | 21 | 87.8335 | 2085 | 33.08 | 17.06 | 1016 | 33.08 | 114.5546 | 0 | Heating | 15.2739 | #N/A | #N/A | #N/A | #N/A | 114.5546 | #N/A | #N/A | 3.3624 | #N/A | 0 | 0 | 0 | 0 | 0 | 0 | 0 | 0.05091% | 1 | 50% | 0% | 0% | 0% | 8.2745 | 0 | 0 | 0 | 8.2745 | #N/A
2007-03-28 22:00 | 3 | 28 | 22 | 87.8751 | 2086 | 32 | 19.04 | 1016 | 32 | 177.9506 | 0 | Heating | 23.7267 | #N/A | #N/A | #N/A | #N/A | 177.9506 | #N/A | #N/A | 3.3135 | #N/A | 0 | 0 | 0 | 0 | 0 | 0 | 0 | 0.07909% | 1 | 50% | 0% | 0% | 0% | 8.2745 | 0 | 0 | 0 | 8.2745 | #N/A
2007-03-28 23:00 | 3 | 28 | 23 | 87.9168 | 2087 | 32 | 17.96 | 1016 | 32 | 2.3528 | 0 | Heating | 0.31371 | #N/A | #N/A | #N/A | #N/A | 2.3528 | #N/A | #N/A | 3.3135 | #N/A | 0 | 0 | 0 | 0 | 0 | 0 | 0 | 0.001046% | 1 | 50% | 0% | 0% | 0% | 8.2745 | 0 | 0 | 0 | 8.2745 | #N/A
2007-03-29 | 3 | 29 | 0 | 87.9585 | 2088 | 30.92 | 19.04 | 1016 | 30.92 | 10.1524 | 0 | Heating | 1.3536 | #N/A | #N/A | #N/A | #N/A | 10.1524 | #N/A | #N/A | 3.2671 | #N/A | 0 | 0 | 0 | 0 | 0 | 0 | 0 | 0.004512% | 1 | 50% | 0% | 0% | 0% | 8.2745 | 0 | 0 | 0 | 8.2745 | #N/A
2007-03-29 01:00 | 3 | 29 | 1 | 88.0001 | 2089 | 30.02 | 19.04 | 1017 | 30.02 | 15.9925 | 0 | Heating | 2.1323 | #N/A | #N/A | #N/A | #N/A | 15.9925 | #N/A | #N/A | 3.2302 | #N/A | 0 | 0 | 0 | 0 | 0 | 0 | 0 | 0.007108% | 1 | 50% | 0% | 0% | 0% | 8.2745 | 0 | 0 | 0 | 8.2745 | #N/A
2007-03-29 02:00 | 3 | 29 | 2 | 88.0418 | 2090 | 30.02 | 19.04 | 1017 | 30.02 | 34.9111 | 0 | Heating | 4.6548 | #N/A | #N/A | #N/A | #N/A | 34.9111 | #N/A | #N/A | 3.2302 | #N/A | 0 | 0 | 0 | 0 | 0 | 0 | 0 | 0.01552% | 1 | 50% | 0% | 0% | 0% | 8.2745 | 0 | 0 | 0 | 8.2745 | #N/A
2007-03-29 03:00 | 3 | 29 | 3 | 88.0835 | 2091 | 28.94 | 19.94 | 1017 | 28.94 | 61.924 | 0 | Heating | 8.2565 | #N/A | #N/A | #N/A | #N/A | 61.924 | #N/A | #N/A | 3.188 | #N/A | 0 | 0 | 0 | 0 | 0 | 0 | 0 | 0.02752% | 1 | 50% | 0% | 0% | 0% | 8.2745 | 0 | 0 | 0 | 8.2745 | #N/A
2007-03-29 04:00 | 3 | 29 | 4 | 88.1251 | 2092 | 28.04 | 19.04 | 1017 | 28.04 | 106.0697 | 0 | Heating | 14.1426 | #N/A | #N/A | #N/A | #N/A | 106.0697 | #N/A | #N/A | 3.1545 | #N/A | 0 | 0 | 0 | 0 | 0 | 0 | 0 | 0.04714% | 1 | 50% | 0% | 0% | 0% | 8.2745 | 0 | 0 | 0 | 8.2745 | #N/A
2007-03-29 05:00 | 3 | 29 | 5 | 88.1668 | 2093 | 28.04 | 19.04 | 1018 | 28.04 | 151.7782 | 0 | Heating | 20.2371 | #N/A | #N/A | #N/A | #N/A | 151.7782 | #N/A | #N/A | 3.1545 | #N/A | 0 | 0 | 0 | 0 | 0 | 0 | 0 | 0.06746% | 1 | 50% | 0% | 0% | 0% | 8.2745 | 0 | 0 | 0 | 8.2745 | #N/A
2007-03-29 06:00 | 3 | 29 | 6 | 88.2085 | 2094 | 28.04 | 17.96 | 1018 | 28.04 | 164.24 | 0 | Heating | 21.8987 | #N/A | #N/A | #N/A | #N/A | 164.24 | #N/A | #N/A | 3.1545 | #N/A | 0 | 0 | 0 | 0 | 0 | 0 | 0 | 0.073% | 1 | 50% | 0% | 0% | 0% | 8.2745 | 0 | 0 | 0 | 8.2745 | #N/A
2007-03-29 07:00 | 3 | 29 | 7 | 88.2501 | 2095 | 30.02 | 19.94 | 1019 | 30.02 | 587.076 | 0 | Heating | 78.2768 | #N/A | #N/A | #N/A | #N/A | 587.076 | #N/A | #N/A | 3.2302 | #N/A | 0 | 0 | 0 | 0 | 0 | 0 | 0 | 0.2609% | 1 | 50% | 0% | 0% | 0% | 8.2745 | 0 | 0 | 0 | 8.2745 | #N/A
2007-03-29 08:00 | 3 | 29 | 8 | 88.2918 | 2096 | 30.02 | 21.92 | 1019 | 30.02 | 281.5762 | 0 | Heating | 37.5435 | #N/A | #N/A | #N/A | #N/A | 281.5762 | #N/A | #N/A | 3.2302 | #N/A | 0 | 0 | 0 | 0 | 0 | 0 | 0 | 0.1251% | 1 | 50% | 0% | 0% | 0% | 8.2745 | 0 | 0 | 0 | 8.2745 | #N/A
2007-03-29 09:00 | 3 | 29 | 9 | 88.3335 | 2097 | 33.98 | 21.02 | 1019 | 33.98 | 55.6892 | 0 | Heating | 7.4252 | #N/A | #N/A | #N/A | #N/A | 55.6892 | #N/A | #N/A | 3.405 | #N/A | 0 | 0 | 0 | 0 | 0 | 0 | 0 | 0.02475% | 1 | 50% | 0% | 0% | 0% | 8.2745 | 0 | 0 | 0 | 8.2745 | #N/A
2007-03-29 10:00 | 3 | 29 | 10 | 88.3751 | 2098 | 35.06 | 21.92 | 1019 | 35.06 | 22.7773 | 0 | Heating | 3.037 | #N/A | #N/A | #N/A | #N/A | 22.7773 | #N/A | #N/A | 3.4585 | #N/A | 0 | 0 | 0 | 0 | 0 | 0 | 0 | 0.01012% | 1 | 50% | 0% | 0% | 0% | 8.2745 | 0 | 0 | 0 | 8.2745 | #N/A
2007-03-29 11:00 | 3 | 29 | 11 | 88.4168 | 2099 | 35.06 | 21.02 | 1019 | 35.06 | 13.77 | 0 | Heating | 1.836 | #N/A | #N/A | #N/A | #N/A | 13.77 | #N/A | #N/A | 3.4585 | #N/A | 0 | 0 | 0 | 0 | 0 | 0 | 0 | 0.00612% | 1 | 50% | 0% | 0% | 0% | 8.2745 | 0 | 0 | 0 | 8.2745 | #N/A
2007-03-29 12:00 | 3 | 29 | 12 | 88.4585 | 2100 | 37.04 | 19.94 | 1018 | 37.04 | 7.7847 | 0 | Heating | 1.038 | #N/A | #N/A | #N/A | #N/A | 7.7847 | #N/A | #N/A | 3.5637 | #N/A | 0 | 0 | 0 | 0 | 0 | 0 | 0 | 0.00346% | 1 | 50% | 0% | 0% | 0% | 8.2745 | 0 | 0 | 0 | 8.2745 | #N/A
2007-03-29 13:00 | 3 | 29 | 13 | 88.5001 | 2101 | 41 | 17.96 | 1018 | 41 | 8.8782 | 0 | Heating | 1.1838 | #N/A | #N/A | #N/A | #N/A | 8.8782 | #N/A | #N/A | 3.8033 | #N/A | 0 | 0 | 0 | 0 | 0 | 0 | 0 | 0.003946% | 1 | 50% | 0% | 0% | 0% | 8.2745 | 0 | 0 | 0 | 8.2745 | #N/A
2007-03-29 14:00 | 3 | 29 | 14 | 88.5418 | 2102 | 41 | 17.06 | 1017 | 41 | 3.0657 | 0 | Heating | 0.40875 | #N/A | #N/A | #N/A | #N/A | 3.0657 | #N/A | #N/A | 3.8033 | #N/A | 0 | 0 | 0 | 0 | 0 | 0 | 0 | 0.001363% | 1 | 50% | 0% | 0% | 0% | 8.2745 | 0 | 0 | 0 | 8.2745 | #N/A
2007-03-29 15:00 | 3 | 29 | 15 | 88.5835 | 2103 | 42.08 | 15.98 | 1016 | 42.08 | 1.87 | 0 | Heating | 0.24933 | #N/A | #N/A | #N/A | #N/A | 1.87 | #N/A | #N/A | 3.8759 | #N/A | 0 | 0 | 0 | 0 | 0 | 0 | 0 | 0.0008311% | 1 | 50% | 0% | 0% | 0% | 8.2745 | 0 | 0 | 0 | 8.2745 | #N/A
2007-03-29 16:00 | 3 | 29 | 16 | 88.6251 | 2104 | 44.06 | 15.08 | 1016 | 44.06 | 1.6646 | 0 | Heating | 0.22194 | #N/A | #N/A | #N/A | #N/A | 1.6646 | #N/A | #N/A | 4.0174 | #N/A | 0 | 0 | 0 | 0 | 0 | 0 | 0 | 0.0007398% | 1 | 50% | 0% | 0% | 0% | 8.2745 | 0 | 0 | 0 | 8.2745 | #N/A
2007-03-29 17:00 | 3 | 29 | 17 | 88.6668 | 2105 | 44.06 | 15.08 | 1016 | 44.06 | 0.67981 | 0 | Heating | 0.090641 | #N/A | #N/A | #N/A | #N/A | 0.67981 | #N/A | #N/A | 4.0174 | #N/A | 0 | 0 | 0 | 0 | 0 | 0 | 0 | 0.0003021% | 1 | 50% | 0% | 0% | 0% | 8.2745 | 0 | 0 | 0 | 8.2745 | #N/A
2007-03-29 18:00 | 3 | 29 | 18 | 88.7085 | 2106 | 42.08 | 15.98 | 1016 | 42.08 | 1.665 | 0 | Heating | 0.22201 | #N/A | #N/A | #N/A | #N/A | 1.665 | #N/A | #N/A | 3.8759 | #N/A | 0 | 0 | 0 | 0 | 0 | 0 | 0 | 0.00074% | 1 | 50% | 0% | 0% | 0% | 8.2745 | 0 | 0 | 0 | 8.2745 | #N/A
2007-03-29 19:00 | 3 | 29 | 19 | 88.7501 | 2107 | 39.02 | 15.08 | 1015 | 39.02 | 6.4633 | 0 | Heating | 0.86177 | #N/A | #N/A | #N/A | #N/A | 6.4633 | #N/A | #N/A | 3.6785 | #N/A | 0 | 0 | 0 | 0 | 0 | 0 | 0 | 0.002873% | 1 | 50% | 0% | 0% | 0% | 8.2745 | 0 | 0 | 0 | 8.2745 | #N/A
2007-03-29 20:00 | 3 | 29 | 20 | 88.7918 | 2108 | 39.02 | 15.98 | 1015 | 39.02 | 9.3079 | 0 | Heating | 1.241 | #N/A | #N/A | #N/A | #N/A | 9.3079 | #N/A | #N/A | 3.6785 | #N/A | 0 | 0 | 0 | 0 | 0 | 0 | 0 | 0.004137% | 1 | 50% | 0% | 0% | 0% | 8.2745 | 0 | 0 | 0 | 8.2745 | #N/A
2007-03-29 21:00 | 3 | 29 | 21 | 88.8335 | 2109 | 33.98 | 17.96 | 1015 | 33.98 | 27.0037 | 0 | Heating | 3.6005 | #N/A | #N/A | #N/A | #N/A | 27.0037 | #N/A | #N/A | 3.405 | #N/A | 0 | 0 | 0 | 0 | 0 | 0 | 0 | 0.012% | 1 | 50% | 0% | 0% | 0% | 8.2745 | 0 | 0 | 0 | 8.2745 | #N/A
2007-03-29 22:00 | 3 | 29 | 22 | 88.8751 | 2110 | 33.98 | 19.04 | 1015 | 33.98 | 51.8674 | 0 | Heating | 6.9157 | #N/A | #N/A | #N/A | #N/A | 51.8674 | #N/A | #N/A | 3.405 | #N/A | 0 | 0 | 0 | 0 | 0 | 0 | 0 | 0.02305% | 1 | 50% | 0% | 0% | 0% | 8.2745 | 0 | 0 | 0 | 8.2745 | #N/A
2007-03-29 23:00 | 3 | 29 | 23 | 88.9168 | 2111 | 33.98 | 19.94 | 1015 | 33.98 | 0 | 0 | Cooling | 0 | #N/A | #N/A | #N/A | #N/A | 0 | 0 | 0 | 0 | 0 | 0 | #N/A | #N/A | 88 | 88 | 0 | #N/A | 0% | 1 | 50% | 0% | 0% | 0% | 8.2745 | 0 | 0 | 0 | 8.2745 | #N/A
2007-03-30 | 3 | 30 | 0 | 88.9585 | 2112 | 33.08 | 19.94 | 1015 | 33.08 | 0 | 0 | Cooling | 0 | #N/A | #N/A | #N/A | #N/A | 0 | 0 | 0 | 0 | 0 | 0 | #N/A | #N/A | 88 | 88 | 0 | #N/A | 0% | 1 | 50% | 0% | 0% | 0% | 8.2745 | 0 | 0 | 0 | 8.2745 | #N/A
2007-03-30 01:00 | 3 | 30 | 1 | 89.0001 | 2113 | 33.98 | 21.92 | 1014 | 33.98 | 0 | 0 | Cooling | 0 | #N/A | #N/A | #N/A | #N/A | 0 | 0 | 0 | 0 | 0 | 0 | #N/A | #N/A | 88 | 88 | 0 | #N/A | 0% | 1 | 50% | 0% | 0% | 0% | 8.2745 | 0 | 0 | 0 | 8.2745 | #N/A
2007-03-30 02:00 | 3 | 30 | 2 | 89.0418 | 2114 | 33.98 | 21.02 | 1014 | 33.98 | 0.13245 | 0 | Heating | 0.01766 | #N/A | #N/A | #N/A | #N/A | 0.13245 | #N/A | #N/A | 3.405 | #N/A | 0 | 0 | 0 | 0 | 0 | 0 | 0 | 5.887e-05% | 1 | 50% | 0% | 0% | 0% | 8.2745 | 0 | 0 | 0 | 8.2745 | #N/A
2007-03-30 03:00 | 3 | 30 | 3 | 89.0835 | 2115 | 32 | 30.92 | 1014 | 32 | 1.3168 | 0 | Heating | 0.17558 | #N/A | #N/A | #N/A | #N/A | 1.3168 | #N/A | #N/A | 3.3135 | #N/A | 0 | 0 | 0 | 0 | 0 | 0 | 0 | 0.0005853% | 1 | 50% | 0% | 0% | 0% | 8.2745 | 0 | 0 | 0 | 8.2745 | #N/A
2007-03-30 04:00 | 3 | 30 | 4 | 89.1251 | 2116 | 32 | 30.92 | 1014 | 32 | 4.9331 | 0 | Heating | 0.65775 | #N/A | #N/A | #N/A | #N/A | 4.9331 | #N/A | #N/A | 3.3135 | #N/A | 0 | 0 | 0 | 0 | 0 | 0 | 0 | 0.002192% | 1 | 50% | 0% | 0% | 0% | 8.2745 | 0 | 0 | 0 | 8.2745 | #N/A
2007-03-30 05:00 | 3 | 30 | 5 | 89.1668 | 2117 | 32 | 32 | 1013 | 32 | 8.4953 | 0 | Heating | 1.1327 | #N/A | #N/A | #N/A | #N/A | 8.4953 | #N/A | #N/A | 3.3135 | #N/A | 0 | 0 | 0 | 0 | 0 | 0 | 0 | 0.003776% | 1 | 50% | 0% | 0% | 0% | 8.2745 | 0 | 0 | 0 | 8.2745 | #N/A
2007-03-30 06:00 | 3 | 30 | 6 | 89.2085 | 2118 | 30.92 | 30.02 | 1013 | 30.92 | 10.8698 | 0 | Heating | 1.4493 | #N/A | #N/A | #N/A | #N/A | 10.8698 | #N/A | #N/A | 3.2671 | #N/A | 0 | 0 | 0 | 0 | 0 | 0 | 0 | 0.004831% | 1 | 50% | 0% | 0% | 0% | 8.2745 | 0 | 0 | 0 | 8.2745 | #N/A
2007-03-30 07:00 | 3 | 30 | 7 | 89.2501 | 2119 | 33.98 | 28.94 | 1012 | 33.98 | 367.0312 | 0 | Heating | 48.9375 | #N/A | #N/A | #N/A | #N/A | 367.0312 | #N/A | #N/A | 3.405 | #N/A | 0 | 0 | 0 | 0 | 0 | 0 | 0 | 0.1631% | 1 | 50% | 0% | 0% | 0% | 8.2745 | 0 | 0 | 0 | 8.2745 | #N/A
2007-03-30 08:00 | 3 | 30 | 8 | 89.2918 | 2120 | 33.98 | 30.02 | 1012 | 33.98 | 223.4669 | 0 | Heating | 29.7956 | #N/A | #N/A | #N/A | #N/A | 223.4669 | #N/A | #N/A | 3.405 | #N/A | 0 | 0 | 0 | 0 | 0 | 0 | 0 | 0.09932% | 1 | 50% | 0% | 0% | 0% | 8.2745 | 0 | 0 | 0 | 8.2745 | #N/A
2007-03-30 09:00 | 3 | 30 | 9 | 89.3335 | 2121 | 41 | 26.96 | 1012 | 41 | 141.9282 | 0 | Heating | 18.9238 | #N/A | #N/A | #N/A | #N/A | 141.9282 | #N/A | #N/A | 3.8033 | #N/A | 0 | 0 | 0 | 0 | 0 | 0 | 0 | 0.06308% | 1 | 50% | 0% | 0% | 0% | 8.2745 | 0 | 0 | 0 | 8.2745 | #N/A
2007-03-30 10:00 | 3 | 30 | 10 | 89.3751 | 2122 | 44.06 | 30.92 | 1011 | 44.06 | 132.2337 | 0 | Heating | 17.6312 | #N/A | #N/A | #N/A | #N/A | 132.2337 | #N/A | #N/A | 4.0174 | #N/A | 0 | 0 | 0 | 0 | 0 | 0 | 0 | 0.05877% | 1 | 50% | 0% | 0% | 0% | 8.2745 | 0 | 0 | 0 | 8.2745 | #N/A
2007-03-30 11:00 | 3 | 30 | 11 | 89.4168 | 2123 | 44.06 | 30.92 | 1011 | 44.06 | 154.1337 | 0 | Heating | 20.5512 | #N/A | #N/A | #N/A | #N/A | 154.1337 | #N/A | #N/A | 4.0174 | #N/A | 0 | 0 | 0 | 0 | 0 | 0 | 0 | 0.0685% | 1 | 50% | 0% | 0% | 0% | 8.2745 | 0 | 0 | 0 | 8.2745 | #N/A
2007-03-30 12:00 | 3 | 30 | 12 | 89.4585 | 2124 | 48.02 | 33.98 | 1010 | 48.02 | 139.2663 | 0 | Heating | 18.5688 | #N/A | #N/A | #N/A | #N/A | 139.2663 | #N/A | #N/A | 4.3357 | #N/A | 0 | 0 | 0 | 0 | 0 | 0 | 0 | 0.0619% | 1 | 50% | 0% | 0% | 0% | 8.2745 | 0 | 0 | 0 | 8.2745 | #N/A
2007-03-30 13:00 | 3 | 30 | 13 | 89.5001 | 2125 | 50 | 33.98 | 1010 | 50 | 118.8716 | 0 | Heating | 15.8496 | #N/A | #N/A | #N/A | #N/A | 118.8716 | #N/A | #N/A | 4.5134 | #N/A | 0 | 0 | 0 | 0 | 0 | 0 | 0 | 0.05283% | 1 | 50% | 0% | 0% | 0% | 8.2745 | 0 | 0 | 0 | 8.2745 | #N/A
2007-03-30 14:00 | 3 | 30 | 14 | 89.5418 | 2126 | 50 | 35.06 | 1008 | 50 | 106.032 | 0 | Heating | 14.1376 | #N/A | #N/A | #N/A | #N/A | 106.032 | #N/A | #N/A | 4.5134 | #N/A | 0 | 0 | 0 | 0 | 0 | 0 | 0 | 0.04713% | 1 | 50% | 0% | 0% | 0% | 8.2745 | 0 | 0 | 0 | 8.2745 | #N/A
2007-03-30 15:00 | 3 | 30 | 15 | 89.5835 | 2127 | 53.06 | 35.06 | 1008 | 53.06 | 169.5838 | 0 | Heating | 22.6112 | #N/A | #N/A | #N/A | #N/A | 169.5838 | #N/A | #N/A | 4.8142 | #N/A | 0 | 0 | 0 | 0 | 0 | 0 | 0 | 0.07537% | 1 | 50% | 0% | 0% | 0% | 8.2745 | 0 | 0 | 0 | 8.2745 | #N/A
2007-03-30 16:00 | 3 | 30 | 16 | 89.6251 | 2128 | 53.06 | 35.96 | 1006 | 53.06 | 177.164 | 0 | Heating | 23.6219 | #N/A | #N/A | #N/A | #N/A | 177.164 | #N/A | #N/A | 4.8142 | #N/A | 0 | 0 | 0 | 0 | 0 | 0 | 0 | 0.07874% | 1 | 50% | 0% | 0% | 0% | 8.2745 | 0 | 0 | 0 | 8.2745 | #N/A
2007-03-30 17:00 | 3 | 30 | 17 | 89.6668 | 2129 | 53.06 | 35.96 | 1006 | 53.06 | 142.014 | 0 | Heating | 18.9352 | #N/A | #N/A | #N/A | #N/A | 142.014 | #N/A | #N/A | 4.8142 | #N/A | 0 | 0 | 0 | 0 | 0 | 0 | 0 | 0.06312% | 1 | 50% | 0% | 0% | 0% | 8.2745 | 0 | 0 | 0 | 8.2745 | #N/A
2007-03-30 18:00 | 3 | 30 | 18 | 89.7085 | 2130 | 50 | 35.06 | 1006 | 50 | 159.5336 | 0 | Heating | 21.2711 | #N/A | #N/A | #N/A | #N/A | 159.5336 | #N/A | #N/A | 4.5134 | #N/A | 0 | 0 | 0 | 0 | 0 | 0 | 0 | 0.0709% | 1 | 50% | 0% | 0% | 0% | 8.2745 | 0 | 0 | 0 | 8.2745 | #N/A
2007-03-30 19:00 | 3 | 30 | 19 | 89.7501 | 2131 | 48.92 | 35.06 | 1006 | 48.92 | 0 | 0 | Cooling | 0 | #N/A | #N/A | #N/A | #N/A | 0 | 0 | 0 | 0 | 0 | 0 | #N/A | #N/A | 88 | 88 | 0 | #N/A | 0% | 1 | 50% | 0% | 0% | 0% | 8.2745 | 0 | 0 | 0 | 8.2745 | #N/A
2007-03-30 20:00 | 3 | 30 | 20 | 89.7918 | 2132 | 48.92 | 33.98 | 1006 | 48.92 | 0.7888 | 0 | Heating | 0.10517 | #N/A | #N/A | #N/A | #N/A | 0.7888 | #N/A | #N/A | 4.4149 | #N/A | 0 | 0 | 0 | 0 | 0 | 0 | 0 | 0.0003506% | 1 | 50% | 0% | 0% | 0% | 8.2745 | 0 | 0 | 0 | 8.2745 | #N/A
2007-03-30 21:00 | 3 | 30 | 21 | 89.8335 | 2133 | 44.06 | 35.06 | 1006 | 44.06 | 3.4725 | 0 | Heating | 0.463 | #N/A | #N/A | #N/A | #N/A | 3.4725 | #N/A | #N/A | 4.0174 | #N/A | 0 | 0 | 0 | 0 | 0 | 0 | 0 | 0.001543% | 1 | 50% | 0% | 0% | 0% | 8.2745 | 0 | 0 | 0 | 8.2745 | #N/A
2007-03-30 22:00 | 3 | 30 | 22 | 89.8751 | 2134 | 42.98 | 33.98 | 1005 | 42.98 | 7.2134 | 0 | Heating | 0.96178 | #N/A | #N/A | #N/A | #N/A | 7.2134 | #N/A | #N/A | 3.9388 | #N/A | 0 | 0 | 0 | 0 | 0 | 0 | 0 | 0.003206% | 1 | 50% | 0% | 0% | 0% | 8.2745 | 0 | 0 | 0 | 8.2745 | #N/A
2007-03-30 23:00 | 3 | 30 | 23 | 89.9168 | 2135 | 42.98 | 33.98 | 1005 | 42.98 | 9.8837 | 0 | Heating | 1.3178 | #N/A | #N/A | #N/A | #N/A | 9.8837 | #N/A | #N/A | 3.9388 | #N/A | 0 | 0 | 0 | 0 | 0 | 0 | 0 | 0.004393% | 1 | 50% | 0% | 0% | 0% | 8.2745 | 0 | 0 | 0 | 8.2745 | #N/A
2007-03-31 | 3 | 31 | 0 | 89.9585 | 2136 | 41 | 33.98 | 1004 | 41 | 12.4033 | 0 | Heating | 1.6538 | #N/A | #N/A | #N/A | #N/A | 12.4033 | #N/A | #N/A | 3.8033 | #N/A | 0 | 0 | 0 | 0 | 0 | 0 | 0 | 0.005513% | 1 | 50% | 0% | 0% | 0% | 8.2745 | 0 | 0 | 0 | 8.2745 | #N/A
2007-03-31 01:00 | 3 | 31 | 1 | 90.0001 | 2137 | 39.92 | 33.98 | 1004 | 39.92 | 13.7302 | 0 | Heating | 1.8307 | #N/A | #N/A | #N/A | #N/A | 13.7302 | #N/A | #N/A | 3.7339 | #N/A | 0 | 0 | 0 | 0 | 0 | 0 | 0 | 0.006102% | 1 | 50% | 0% | 0% | 0% | 8.2745 | 0 | 0 | 0 | 8.2745 | #N/A
2007-03-31 02:00 | 3 | 31 | 2 | 90.0418 | 2138 | 39.92 | 33.98 | 1003 | 39.92 | 14.8591 | 0 | Heating | 1.9812 | #N/A | #N/A | #N/A | #N/A | 14.8591 | #N/A | #N/A | 3.7339 | #N/A | 0 | 0 | 0 | 0 | 0 | 0 | 0 | 0.006604% | 1 | 50% | 0% | 0% | 0% | 8.2745 | 0 | 0 | 0 | 8.2745 | #N/A
2007-03-31 03:00 | 3 | 31 | 3 | 90.0835 | 2139 | 39.02 | 33.98 | 1003 | 39.02 | 15.7778 | 0 | Heating | 2.1037 | #N/A | #N/A | #N/A | #N/A | 15.7778 | #N/A | #N/A | 3.6785 | #N/A | 0 | 0 | 0 | 0 | 0 | 0 | 0 | 0.007012% | 1 | 50% | 0% | 0% | 0% | 8.2745 | 0 | 0 | 0 | 8.2745 | #N/A
2007-03-31 04:00 | 3 | 31 | 4 | 90.1251 | 2140 | 39.02 | 33.98 | 1003 | 39.02 | 16.6555 | 0 | Heating | 2.2207 | #N/A | #N/A | #N/A | #N/A | 16.6555 | #N/A | #N/A | 3.6785 | #N/A | 0 | 0 | 0 | 0 | 0 | 0 | 0 | 0.007402% | 1 | 50% | 0% | 0% | 0% | 8.2745 | 0 | 0 | 0 | 8.2745 | #N/A
2007-03-31 05:00 | 3 | 31 | 5 | 90.1668 | 2141 | 39.02 | 33.98 | 1003 | 39.02 | 17.9532 | 0 | Heating | 2.3938 | #N/A | #N/A | #N/A | #N/A | 17.9532 | #N/A | #N/A | 3.6785 | #N/A | 0 | 0 | 0 | 0 | 0 | 0 | 0 | 0.007979% | 1 | 50% | 0% | 0% | 0% | 8.2745 | 0 | 0 | 0 | 8.2745 | #N/A
2007-03-31 06:00 | 3 | 31 | 6 | 90.2085 | 2142 | 37.94 | 33.98 | 1003 | 37.94 | 16.8052 | 0 | Heating | 2.2407 | #N/A | #N/A | #N/A | #N/A | 16.8052 | #N/A | #N/A | 3.6146 | #N/A | 0 | 0 | 0 | 0 | 0 | 0 | 0 | 0.007469% | 1 | 50% | 0% | 0% | 0% | 8.2745 | 0 | 0 | 0 | 8.2745 | #N/A
2007-03-31 07:00 | 3 | 31 | 7 | 90.2501 | 2143 | 37.94 | 33.98 | 1003 | 37.94 | 13.759 | 0 | Heating | 1.8345 | #N/A | #N/A | #N/A | #N/A | 13.759 | #N/A | #N/A | 3.6146 | #N/A | 0 | 0 | 0 | 0 | 0 | 0 | 0 | 0.006115% | 1 | 50% | 0% | 0% | 0% | 8.2745 | 0 | 0 | 0 | 8.2745 | #N/A
2007-03-31 08:00 | 3 | 31 | 8 | 90.2918 | 2144 | 37.94 | 35.06 | 1003 | 37.94 | 10.635 | 0 | Heating | 1.418 | #N/A | #N/A | #N/A | #N/A | 10.635 | #N/A | #N/A | 3.6146 | #N/A | 0 | 0 | 0 | 0 | 0 | 0 | 0 | 0.004727% | 1 | 50% | 0% | 0% | 0% | 8.2745 | 0 | 0 | 0 | 8.2745 | #N/A
2007-03-31 09:00 | 3 | 31 | 9 | 90.3335 | 2145 | 42.08 | 35.96 | 1003 | 42.08 | 7.1893 | 0 | Heating | 0.95857 | #N/A | #N/A | #N/A | #N/A | 7.1893 | #N/A | #N/A | 3.8759 | #N/A | 0 | 0 | 0 | 0 | 0 | 0 | 0 | 0.003195% | 1 | 50% | 0% | 0% | 0% | 8.2745 | 0 | 0 | 0 | 8.2745 | #N/A
2007-03-31 10:00 | 3 | 31 | 10 | 90.3751 | 2146 | 44.96 | 37.94 | 1003 | 44.96 | 3.7657 | 0 | Heating | 0.50209 | #N/A | #N/A | #N/A | #N/A | 3.7657 | #N/A | #N/A | 4.0856 | #N/A | 0 | 0 | 0 | 0 | 0 | 0 | 0 | 0.001674% | 1 | 50% | 0% | 0% | 0% | 8.2745 | 0 | 0 | 0 | 8.2745 | #N/A
2007-03-31 11:00 | 3 | 31 | 11 | 90.4168 | 2147 | 44.96 | 37.94 | 1003 | 44.96 | 1.7883 | 0 | Heating | 0.23844 | #N/A | #N/A | #N/A | #N/A | 1.7883 | #N/A | #N/A | 4.0856 | #N/A | 0 | 0 | 0 | 0 | 0 | 0 | 0 | 0.0007948% | 1 | 50% | 0% | 0% | 0% | 8.2745 | 0 | 0 | 0 | 8.2745 | #N/A
2007-03-31 12:00 | 3 | 31 | 12 | 90.4585 | 2148 | 48.02 | 39.02 | 1002 | 48.02 | 0.097593 | 0 | Heating | 0.013012 | #N/A | #N/A | #N/A | #N/A | 0.097593 | #N/A | #N/A | 4.3357 | #N/A | 0 | 0 | 0 | 0 | 0 | 0 | 0 | 4.337e-05% | 1 | 50% | 0% | 0% | 0% | 8.2745 | 0 | 0 | 0 | 8.2745 | #N/A
2007-03-31 13:00 | 3 | 31 | 13 | 90.5001 | 2149 | 48.92 | 39.92 | 1001 | 48.92 | 0 | 0 | Cooling | 0 | #N/A | #N/A | #N/A | #N/A | 0 | 0 | 0 | 0 | 0 | 0 | #N/A | #N/A | 88 | 88 | 0 | #N/A | 0% | 1 | 50% | 0% | 0% | 0% | 8.2745 | 0 | 0 | 0 | 8.2745 | #N/A
2007-03-31 14:00 | 3 | 31 | 14 | 90.5418 | 2150 | 48.92 | 39.92 | 1001 | 48.92 | 0 | 0 | Cooling | 0 | #N/A | #N/A | #N/A | #N/A | 0 | 0 | 0 | 0 | 0 | 0 | #N/A | #N/A | 88 | 88 | 0 | #N/A | 0% | 1 | 50% | 0% | 0% | 0% | 8.2745 | 0 | 0 | 0 | 8.2745 | #N/A
2007-03-31 15:00 | 3 | 31 | 15 | 90.5835 | 2151 | 48.02 | 39.92 | 1001 | 48.02 | 0 | 0 | Cooling | 0 | #N/A | #N/A | #N/A | #N/A | 0 | 0 | 0 | 0 | 0 | 0 | #N/A | #N/A | 88 | 88 | 0 | #N/A | 0% | 1 | 50% | 0% | 0% | 0% | 8.2745 | 0 | 0 | 0 | 8.2745 | #N/A
2007-03-31 16:00 | 3 | 31 | 16 | 90.6251 | 2152 | 46.04 | 41 | 1000 | 46.04 | 0 | 0 | Cooling | 0 | #N/A | #N/A | #N/A | #N/A | 0 | 0 | 0 | 0 | 0 | 0 | #N/A | #N/A | 88 | 88 | 0 | #N/A | 0% | 1 | 50% | 0% | 0% | 0% | 8.2745 | 0 | 0 | 0 | 8.2745 | #N/A
2007-03-31 17:00 | 3 | 31 | 17 | 90.6668 | 2153 | 46.04 | 41 | 1000 | 46.04 | 0 | 0 | Cooling | 0 | #N/A | #N/A | #N/A | #N/A | 0 | 0 | 0 | 0 | 0 | 0 | #N/A | #N/A | 88 | 88 | 0 | #N/A | 0% | 1 | 50% | 0% | 0% | 0% | 8.2745 | 0 | 0 | 0 | 8.2745 | #N/A
2007-03-31 18:00 | 3 | 31 | 18 | 90.7085 | 2154 | 44.06 | 39.92 | 1000 | 44.06 | 0 | 0 | Cooling | 0 | #N/A | #N/A | #N/A | #N/A | 0 | 0 | 0 | 0 | 0 | 0 | #N/A | #N/A | 88 | 88 | 0 | #N/A | 0% | 1 | 50% | 0% | 0% | 0% | 8.2745 | 0 | 0 | 0 | 8.2745 | #N/A
2007-03-31 19:00 | 3 | 31 | 19 | 90.7501 | 2155 | 43.16 | 39.92 | 1000 | 43.16 | 0 | 0 | Cooling | 0 | #N/A | #N/A | #N/A | #N/A | 0 | 0 | 0 | 0 | 0 | 0 | #N/A | #N/A | 88 | 88 | 0 | #N/A | 0% | 1 | 50% | 0% | 0% | 0% | 8.2745 | 0 | 0 | 0 | 8.2745 | #N/A
2007-03-31 20:00 | 3 | 31 | 20 | 90.7918 | 2156 | 42.62 | 41 | 1000 | 42.62 | 0 | 0 | Cooling | 0 | #N/A | #N/A | #N/A | #N/A | 0 | 0 | 0 | 0 | 0 | 0 | #N/A | #N/A | 88 | 88 | 0 | #N/A | 0% | 1 | 50% | 0% | 0% | 0% | 8.2745 | 0 | 0 | 0 | 8.2745 | #N/A
2007-03-31 21:00 | 3 | 31 | 21 | 90.8335 | 2157 | 41.54 | 41 | 1000 | 41.54 | 0 | 0 | Cooling | 0 | #N/A | #N/A | #N/A | #N/A | 0 | 0 | 0 | 0 | 0 | 0 | #N/A | #N/A | 88 | 88 | 0 | #N/A | 0% | 1 | 50% | 0% | 0% | 0% | 8.2745 | 0 | 0 | 0 | 8.2745 | #N/A
2007-03-31 22:00 | 3 | 31 | 22 | 90.8751 | 2158 | 38.48 | 40.46 | 1000 | 38.48 | 0 | 0 | Cooling | 0 | #N/A | #N/A | #N/A | #N/A | 0 | 0 | 0 | 0 | 0 | 0 | #N/A | #N/A | 88 | 88 | 0 | #N/A | 0% | 1 | 50% | 0% | 0% | 0% | 8.2745 | 0 | 0 | 0 | 8.2745 | #N/A
2007-03-31 23:00 | 3 | 31 | 23 | 90.9168 | 2159 | 35.42 | 39.92 | 1000 | 35.42 | 2.4363 | 0 | Heating | 0.32484 | #N/A | #N/A | #N/A | #N/A | 2.4363 | #N/A | #N/A | 3.477 | #N/A | 0 | 0 | 0 | 0 | 0 | 0 | 0 | 0.001083% | 1 | 50% | 0% | 0% | 0% | 8.2745 | 0 | 0 | 0 | 8.2745 | #N/A
2007-04-01 | 4 | 1 | 0 | 90.9585 | 2160 | 33.08 | 39.38 | 1000 | 33.08 | 6.2761 | 0 | Heating | 0.83681 | #N/A | #N/A | #N/A | #N/A | 6.2761 | #N/A | #N/A | 3.3624 | #N/A | 0 | 0 | 0 | 0 | 0 | 0 | 0 | 0.002789% | 1 | 50% | 0% | 0% | 0% | 8.2745 | 0 | 0 | 0 | 8.2745 | #N/A
2007-04-01 01:00 | 4 | 1 | 1 | 91.0001 | 2161 | 30.74 | 38.66 | 990 | 30.74 | 7.5504 | 0 | Heating | 1.0067 | #N/A | #N/A | #N/A | #N/A | 7.5504 | #N/A | #N/A | 3.2596 | #N/A | 0 | 0 | 0 | 0 | 0 | 0 | 0 | 0.003356% | 1 | 50% | 0% | 0% | 0% | 8.2745 | 0 | 0 | 0 | 8.2745 | #N/A
2007-04-01 02:00 | 4 | 1 | 2 | 91.0418 | 2162 | 30.92 | 38.12 | 989 | 30.92 | 9.7708 | 0 | Heating | 1.3028 | #N/A | #N/A | #N/A | #N/A | 9.7708 | #N/A | #N/A | 3.2671 | #N/A | 0 | 0 | 0 | 0 | 0 | 0 | 0 | 0.004343% | 1 | 50% | 0% | 0% | 0% | 8.2745 | 0 | 0 | 0 | 8.2745 | #N/A
2007-04-01 03:00 | 4 | 1 | 3 | 91.0835 | 2163 | 30.92 | 37.58 | 989 | 30.92 | 12.0963 | 0 | Heating | 1.6128 | #N/A | #N/A | #N/A | #N/A | 12.0963 | #N/A | #N/A | 3.2671 | #N/A | 0 | 0 | 0 | 0 | 0 | 0 | 0 | 0.005376% | 1 | 50% | 0% | 0% | 0% | 8.2745 | 0 | 0 | 0 | 8.2745 | #N/A
2007-04-01 04:00 | 4 | 1 | 4 | 91.1251 | 2164 | 31.46 | 37.04 | 988 | 31.46 | 14.4351 | 0 | Heating | 1.9247 | #N/A | #N/A | #N/A | #N/A | 14.4351 | #N/A | #N/A | 3.29 | #N/A | 0 | 0 | 0 | 0 | 0 | 0 | 0 | 0.006416% | 1 | 50% | 0% | 0% | 0% | 8.2745 | 0 | 0 | 0 | 8.2745 | #N/A
2007-04-01 05:00 | 4 | 1 | 5 | 91.1668 | 2165 | 32.18 | 35.96 | 988 | 32.18 | 19.9946 | 0 | Heating | 2.6659 | #N/A | #N/A | #N/A | #N/A | 19.9946 | #N/A | #N/A | 3.3215 | #N/A | 0 | 0 | 0 | 0 | 0 | 0 | 0 | 0.008886% | 1 | 50% | 0% | 0% | 0% | 8.2745 | 0 | 0 | 0 | 8.2745 | #N/A
2007-04-01 06:00 | 4 | 1 | 6 | 91.2085 | 2166 | 34.16 | 35.96 | 988 | 34.16 | 21.7221 | 0 | Heating | 2.8963 | #N/A | #N/A | #N/A | #N/A | 21.7221 | #N/A | #N/A | 3.4137 | #N/A | 0 | 0 | 0 | 0 | 0 | 0 | 0 | 0.009654% | 1 | 50% | 0% | 0% | 0% | 8.2745 | 0 | 0 | 0 | 8.2745 | #N/A
2007-04-01 07:00 | 4 | 1 | 7 | 91.2501 | 2167 | 33.98 | 35.96 | 988 | 33.98 | 538.2604 | 0 | Heating | 71.7681 | #N/A | #N/A | #N/A | #N/A | 538.2604 | #N/A | #N/A | 3.405 | #N/A | 0 | 0 | 0 | 0 | 0 | 0 | 0 | 0.2392% | 1 | 50% | 0% | 0% | 0% | 8.2745 | 0 | 0 | 0 | 8.2745 | #N/A
2007-04-01 08:00 | 4 | 1 | 8 | 91.2918 | 2168 | 33.98 | 35.06 | 988 | 33.98 | 320.6967 | 0 | Heating | 42.7596 | #N/A | #N/A | #N/A | #N/A | 320.6967 | #N/A | #N/A | 3.405 | #N/A | 0 | 0 | 0 | 0 | 0 | 0 | 0 | 0.1425% | 1 | 50% | 0% | 0% | 0% | 8.2745 | 0 | 0 | 0 | 8.2745 | #N/A
2007-04-01 09:00 | 4 | 1 | 9 | 91.3335 | 2169 | 39.02 | 35.96 | 988 | 39.02 | 120.1254 | 0 | Heating | 16.0167 | #N/A | #N/A | #N/A | #N/A | 120.1254 | #N/A | #N/A | 3.6785 | #N/A | 0 | 0 | 0 | 0 | 0 | 0 | 0 | 0.05339% | 1 | 50% | 0% | 0% | 0% | 8.2745 | 0 | 0 | 0 | 8.2745 | #N/A
2007-04-01 10:00 | 4 | 1 | 10 | 91.3751 | 2170 | 42.08 | 37.04 | 988 | 42.08 | 83.7831 | 0 | Heating | 11.1711 | #N/A | #N/A | #N/A | #N/A | 83.7831 | #N/A | #N/A | 3.8759 | #N/A | 0 | 0 | 0 | 0 | 0 | 0 | 0 | 0.03724% | 1 | 50% | 0% | 0% | 0% | 8.2745 | 0 | 0 | 0 | 8.2745 | #N/A
2007-04-01 11:00 | 4 | 1 | 11 | 91.4168 | 2171 | 42.08 | 37.94 | 988 | 42.08 | 80.3065 | 0 | Heating | 10.7075 | #N/A | #N/A | #N/A | #N/A | 80.3065 | #N/A | #N/A | 3.8759 | #N/A | 0 | 0 | 0 | 0 | 0 | 0 | 0 | 0.03569% | 1 | 50% | 0% | 0% | 0% | 8.2745 | 0 | 0 | 0 | 8.2745 | #N/A
2007-04-01 12:00 | 4 | 1 | 12 | 91.4585 | 2172 | 48.02 | 35.06 | 988 | 48.02 | 39.7104 | 0 | Heating | 5.2947 | #N/A | #N/A | #N/A | #N/A | 39.7104 | #N/A | #N/A | 4.3357 | #N/A | 0 | 0 | 0 | 0 | 0 | 0 | 0 | 0.01765% | 1 | 50% | 0% | 0% | 0% | 8.2745 | 0 | 0 | 0 | 8.2745 | #N/A
2007-04-01 13:00 | 4 | 1 | 13 | 91.5001 | 2173 | 50 | 32 | 987 | 50 | 51.7184 | 0 | Heating | 6.8958 | #N/A | #N/A | #N/A | #N/A | 51.7184 | #N/A | #N/A | 4.5134 | #N/A | 0 | 0 | 0 | 0 | 0 | 0 | 0 | 0.02299% | 1 | 50% | 0% | 0% | 0% | 8.2745 | 0 | 0 | 0 | 8.2745 | #N/A
2007-04-01 14:00 | 4 | 1 | 14 | 91.5418 | 2174 | 50 | 32 | 987 | 50 | 21.4501 | 0 | Heating | 2.86 | #N/A | #N/A | #N/A | #N/A | 21.4501 | #N/A | #N/A | 4.5134 | #N/A | 0 | 0 | 0 | 0 | 0 | 0 | 0 | 0.009533% | 1 | 50% | 0% | 0% | 0% | 8.2745 | 0 | 0 | 0 | 8.2745 | #N/A
2007-04-01 15:00 | 4 | 1 | 15 | 91.5835 | 2175 | 51.08 | 32 | 988 | 51.08 | 28.2264 | 0 | Heating | 3.7635 | #N/A | #N/A | #N/A | #N/A | 28.2264 | #N/A | #N/A | 4.6159 | #N/A | 0 | 0 | 0 | 0 | 0 | 0 | 0 | 0.01255% | 1 | 50% | 0% | 0% | 0% | 8.2745 | 0 | 0 | 0 | 8.2745 | #N/A
2007-04-01 16:00 | 4 | 1 | 16 | 91.6251 | 2176 | 50 | 28.04 | 988 | 50 | 22.4583 | 0 | Heating | 2.9944 | #N/A | #N/A | #N/A | #N/A | 22.4583 | #N/A | #N/A | 4.5134 | #N/A | 0 | 0 | 0 | 0 | 0 | 0 | 0 | 0.009981% | 1 | 50% | 0% | 0% | 0% | 8.2745 | 0 | 0 | 0 | 8.2745 | #N/A
2007-04-01 17:00 | 4 | 1 | 17 | 91.6668 | 2177 | 50 | 28.04 | 989 | 50 | 11.5119 | 0 | Heating | 1.5349 | #N/A | #N/A | #N/A | #N/A | 11.5119 | #N/A | #N/A | 4.5134 | #N/A | 0 | 0 | 0 | 0 | 0 | 0 | 0 | 0.005116% | 1 | 50% | 0% | 0% | 0% | 8.2745 | 0 | 0 | 0 | 8.2745 | #N/A
2007-04-01 18:00 | 4 | 1 | 18 | 91.7085 | 2178 | 48.02 | 30.02 | 989 | 48.02 | 35.1529 | 0 | Heating | 4.687 | #N/A | #N/A | #N/A | #N/A | 35.1529 | #N/A | #N/A | 4.3357 | #N/A | 0 | 0 | 0 | 0 | 0 | 0 | 0 | 0.01562% | 1 | 50% | 0% | 0% | 0% | 8.2745 | 0 | 0 | 0 | 8.2745 | #N/A
2007-04-01 19:00 | 4 | 1 | 19 | 91.7501 | 2179 | 46.04 | 28.94 | 989 | 46.04 | 99.0316 | 0 | Heating | 13.2042 | #N/A | #N/A | #N/A | #N/A | 99.0316 | #N/A | #N/A | 4.1705 | #N/A | 0 | 0 | 0 | 0 | 0 | 0 | 0 | 0.04401% | 1 | 50% | 0% | 0% | 0% | 8.2745 | 0 | 0 | 0 | 8.2745 | #N/A
2007-04-01 20:00 | 4 | 1 | 20 | 91.7918 | 2180 | 46.04 | 30.02 | 990 | 46.04 | 120.8777 | 0 | Heating | 16.117 | #N/A | #N/A | #N/A | #N/A | 120.8777 | #N/A | #N/A | 4.1705 | #N/A | 0 | 0 | 0 | 0 | 0 | 0 | 0 | 0.05372% | 1 | 50% | 0% | 0% | 0% | 8.2745 | 0 | 0 | 0 | 8.2745 | #N/A
2007-04-01 21:00 | 4 | 1 | 21 | 91.8335 | 2181 | 39.02 | 30.02 | 990 | 39.02 | 177.7105 | 0 | Heating | 23.6947 | #N/A | #N/A | #N/A | #N/A | 177.7105 | #N/A | #N/A | 3.6785 | #N/A | 0 | 0 | 0 | 0 | 0 | 0 | 0 | 0.07898% | 1 | 50% | 0% | 0% | 0% | 8.2745 | 0 | 0 | 0 | 8.2745 | #N/A
2007-04-01 22:00 | 4 | 1 | 22 | 91.8751 | 2182 | 37.94 | 30.92 | 990 | 37.94 | 203.3928 | 0 | Heating | 27.119 | #N/A | #N/A | #N/A | #N/A | 203.3928 | #N/A | #N/A | 3.6146 | #N/A | 0 | 0 | 0 | 0 | 0 | 0 | 0 | 0.0904% | 1 | 50% | 0% | 0% | 0% | 8.2745 | 0 | 0 | 0 | 8.2745 | #N/A
2007-04-01 23:00 | 4 | 1 | 23 | 91.9168 | 2183 | 37.94 | 30.92 | 990 | 37.94 | 0.41914 | 0 | Heating | 0.055886 | #N/A | #N/A | #N/A | #N/A | 0.41914 | #N/A | #N/A | 3.6146 | #N/A | 0 | 0 | 0 | 0 | 0 | 0 | 0 | 0.0001863% | 1 | 50% | 0% | 0% | 0% | 8.2745 | 0 | 0 | 0 | 8.2745 | #N/A
2007-04-02 | 4 | 2 | 0 | 91.9585 | 2184 | 33.08 | 30.92 | 990 | 33.08 | 5.0972 | 0 | Heating | 0.67963 | #N/A | #N/A | #N/A | #N/A | 5.0972 | #N/A | #N/A | 3.3624 | #N/A | 0 | 0 | 0 | 0 | 0 | 0 | 0 | 0.002265% | 1 | 50% | 0% | 0% | 0% | 8.2745 | 0 | 0 | 0 | 8.2745 | #N/A
2007-04-02 01:00 | 4 | 2 | 1 | 92.0001 | 2185 | 30.92 | 28.94 | 990 | 30.92 | 8.5367 | 0 | Heating | 1.1382 | #N/A | #N/A | #N/A | #N/A | 8.5367 | #N/A | #N/A | 3.2671 | #N/A | 0 | 0 | 0 | 0 | 0 | 0 | 0 | 0.003794% | 1 | 50% | 0% | 0% | 0% | 8.2745 | 0 | 0 | 0 | 8.2745 | #N/A
2007-04-02 02:00 | 4 | 2 | 2 | 92.0418 | 2186 | 30.92 | 28.94 | 989 | 30.92 | 11.4288 | 0 | Heating | 1.5238 | #N/A | #N/A | #N/A | #N/A | 11.4288 | #N/A | #N/A | 3.2671 | #N/A | 0 | 0 | 0 | 0 | 0 | 0 | 0 | 0.005079% | 1 | 50% | 0% | 0% | 0% | 8.2745 | 0 | 0 | 0 | 8.2745 | #N/A
2007-04-02 03:00 | 4 | 2 | 3 | 92.0835 | 2187 | 30.92 | 28.94 | 989 | 30.92 | 13.9912 | 0 | Heating | 1.8655 | #N/A | #N/A | #N/A | #N/A | 13.9912 | #N/A | #N/A | 3.2671 | #N/A | 0 | 0 | 0 | 0 | 0 | 0 | 0 | 0.006218% | 1 | 50% | 0% | 0% | 0% | 8.2745 | 0 | 0 | 0 | 8.2745 | #N/A
2007-04-02 04:00 | 4 | 2 | 4 | 92.1251 | 2188 | 30.92 | 28.04 | 989 | 30.92 | 16.7065 | 0 | Heating | 2.2275 | #N/A | #N/A | #N/A | #N/A | 16.7065 | #N/A | #N/A | 3.2671 | #N/A | 0 | 0 | 0 | 0 | 0 | 0 | 0 | 0.007425% | 1 | 50% | 0% | 0% | 0% | 8.2745 | 0 | 0 | 0 | 8.2745 | #N/A
2007-04-02 05:00 | 4 | 2 | 5 | 92.1668 | 2189 | 30.92 | 28.04 | 990 | 30.92 | 26.3414 | 0 | Heating | 3.5122 | #N/A | #N/A | #N/A | #N/A | 26.3414 | #N/A | #N/A | 3.2671 | #N/A | 0 | 0 | 0 | 0 | 0 | 0 | 0 | 0.01171% | 1 | 50% | 0% | 0% | 0% | 8.2745 | 0 | 0 | 0 | 8.2745 | #N/A
2007-04-02 06:00 | 4 | 2 | 6 | 92.2085 | 2190 | 39.02 | 26.96 | 990 | 39.02 | 23.7556 | 0 | Heating | 3.1674 | #N/A | #N/A | #N/A | #N/A | 23.7556 | #N/A | #N/A | 3.6785 | #N/A | 0 | 0 | 0 | 0 | 0 | 0 | 0 | 0.01056% | 1 | 50% | 0% | 0% | 0% | 8.2745 | 0 | 0 | 0 | 8.2745 | #N/A
2007-04-02 07:00 | 4 | 2 | 7 | 92.2501 | 2191 | 39.92 | 26.96 | 990 | 39.92 | 506.7872 | 0 | Heating | 67.5716 | #N/A | #N/A | #N/A | #N/A | 506.7872 | #N/A | #N/A | 3.7339 | #N/A | 0 | 0 | 0 | 0 | 0 | 0 | 0 | 0.2252% | 1 | 50% | 0% | 0% | 0% | 8.2745 | 0 | 0 | 0 | 8.2745 | #N/A
2007-04-02 08:00 | 4 | 2 | 8 | 92.2918 | 2192 | 39.92 | 28.04 | 990 | 39.92 | 292.3798 | 0 | Heating | 38.984 | #N/A | #N/A | #N/A | #N/A | 292.3798 | #N/A | #N/A | 3.7339 | #N/A | 0 | 0 | 0 | 0 | 0 | 0 | 0 | 0.1299% | 1 | 50% | 0% | 0% | 0% | 8.2745 | 0 | 0 | 0 | 8.2745 | #N/A
2007-04-02 09:00 | 4 | 2 | 9 | 92.3335 | 2193 | 42.08 | 28.04 | 990 | 42.08 | 104.1344 | 0 | Heating | 13.8846 | #N/A | #N/A | #N/A | #N/A | 104.1344 | #N/A | #N/A | 3.8759 | #N/A | 0 | 0 | 0 | 0 | 0 | 0 | 0 | 0.04628% | 1 | 50% | 0% | 0% | 0% | 8.2745 | 0 | 0 | 0 | 8.2745 | #N/A
2007-04-02 10:00 | 4 | 2 | 10 | 92.3751 | 2194 | 46.94 | 28.94 | 990 | 46.94 | 72.536 | 0 | Heating | 9.6715 | #N/A | #N/A | #N/A | #N/A | 72.536 | #N/A | #N/A | 4.2441 | #N/A | 0 | 0 | 0 | 0 | 0 | 0 | 0 | 0.03224% | 1 | 50% | 0% | 0% | 0% | 8.2745 | 0 | 0 | 0 | 8.2745 | #N/A
2007-04-02 11:00 | 4 | 2 | 11 | 92.4168 | 2195 | 46.94 | 30.02 | 991 | 46.94 | 64.8704 | 0 | Heating | 8.6494 | #N/A | #N/A | #N/A | #N/A | 64.8704 | #N/A | #N/A | 4.2441 | #N/A | 0 | 0 | 0 | 0 | 0 | 0 | 0 | 0.02883% | 1 | 50% | 0% | 0% | 0% | 8.2745 | 0 | 0 | 0 | 8.2745 | #N/A
2007-04-02 12:00 | 4 | 2 | 12 | 92.4585 | 2196 | 50 | 30.02 | 991 | 50 | 63.0959 | 0 | Heating | 8.4128 | #N/A | #N/A | #N/A | #N/A | 63.0959 | #N/A | #N/A | 4.5134 | #N/A | 0 | 0 | 0 | 0 | 0 | 0 | 0 | 0.02804% | 1 | 50% | 0% | 0% | 0% | 8.2745 | 0 | 0 | 0 | 8.2745 | #N/A
2007-04-02 13:00 | 4 | 2 | 13 | 92.5001 | 2197 | 53.06 | 33.08 | 991 | 53.06 | 96.5184 | 0 | Heating | 12.8691 | #N/A | #N/A | #N/A | #N/A | 96.5184 | #N/A | #N/A | 4.8142 | #N/A | 0 | 0 | 0 | 0 | 0 | 0 | 0 | 0.0429% | 1 | 50% | 0% | 0% | 0% | 8.2745 | 0 | 0 | 0 | 8.2745 | #N/A
2007-04-02 14:00 | 4 | 2 | 14 | 92.5418 | 2198 | 53.06 | 33.98 | 991 | 53.06 | 27.1968 | 0 | Heating | 3.6262 | #N/A | #N/A | #N/A | #N/A | 27.1968 | #N/A | #N/A | 4.8142 | #N/A | 0 | 0 | 0 | 0 | 0 | 0 | 0 | 0.01209% | 1 | 50% | 0% | 0% | 0% | 8.2745 | 0 | 0 | 0 | 8.2745 | #N/A
2007-04-02 15:00 | 4 | 2 | 15 | 92.5835 | 2199 | 59 | 32 | 991 | 59 | 31.9216 | 0 | Heating | 4.2562 | #N/A | #N/A | #N/A | #N/A | 31.9216 | #N/A | #N/A | 5.4953 | #N/A | 0 | 0 | 0 | 0 | 0 | 0 | 0 | 0.01419% | 1 | 50% | 0% | 0% | 0% | 8.2745 | 0 | 0 | 0 | 8.2745 | #N/A
2007-04-02 16:00 | 4 | 2 | 16 | 92.6251 | 2200 | 59 | 30.92 | 991 | 59 | 35.2757 | 0 | Heating | 4.7034 | #N/A | #N/A | #N/A | #N/A | 35.2757 | #N/A | #N/A | 5.4953 | #N/A | 0 | 0 | 0 | 0 | 0 | 0 | 0 | 0.01568% | 1 | 50% | 0% | 0% | 0% | 8.2745 | 0 | 0 | 0 | 8.2745 | #N/A
2007-04-02 17:00 | 4 | 2 | 17 | 92.6668 | 2201 | 59 | 30.92 | 992 | 59 | 13.0494 | 0 | Heating | 1.7399 | #N/A | #N/A | #N/A | #N/A | 13.0494 | #N/A | #N/A | 5.4953 | #N/A | 0 | 0 | 0 | 0 | 0 | 0 | 0 | 0.0058% | 1 | 50% | 0% | 0% | 0% | 8.2745 | 0 | 0 | 0 | 8.2745 | #N/A
2007-04-02 18:00 | 4 | 2 | 18 | 92.7085 | 2202 | 53.06 | 30.02 | 992 | 53.06 | 46.2271 | 0 | Heating | 6.1636 | #N/A | #N/A | #N/A | #N/A | 46.2271 | #N/A | #N/A | 4.8142 | #N/A | 0 | 0 | 0 | 0 | 0 | 0 | 0 | 0.02055% | 1 | 50% | 0% | 0% | 0% | 8.2745 | 0 | 0 | 0 | 8.2745 | #N/A
2007-04-02 19:00 | 4 | 2 | 19 | 92.7501 | 2203 | 48.92 | 30.02 | 993 | 48.92 | 114.9068 | 0 | Heating | 15.3209 | #N/A | #N/A | #N/A | #N/A | 114.9068 | #N/A | #N/A | 4.4149 | #N/A | 0 | 0 | 0 | 0 | 0 | 0 | 0 | 0.05107% | 1 | 50% | 0% | 0% | 0% | 8.2745 | 0 | 0 | 0 | 8.2745 | #N/A
2007-04-02 20:00 | 4 | 2 | 20 | 92.7918 | 2204 | 48.92 | 30.02 | 993 | 48.92 | 137.8101 | 0 | Heating | 18.3747 | #N/A | #N/A | #N/A | #N/A | 137.8101 | #N/A | #N/A | 4.4149 | #N/A | 0 | 0 | 0 | 0 | 0 | 0 | 0 | 0.06125% | 1 | 50% | 0% | 0% | 0% | 8.2745 | 0 | 0 | 0 | 8.2745 | #N/A
2007-04-02 21:00 | 4 | 2 | 21 | 92.8335 | 2205 | 44.06 | 28.04 | 994 | 44.06 | 183.8952 | 0 | Heating | 24.5194 | #N/A | #N/A | #N/A | #N/A | 183.8952 | #N/A | #N/A | 4.0174 | #N/A | 0 | 0 | 0 | 0 | 0 | 0 | 0 | 0.08173% | 1 | 50% | 0% | 0% | 0% | 8.2745 | 0 | 0 | 0 | 8.2745 | #N/A
2007-04-02 22:00 | 4 | 2 | 22 | 92.8751 | 2206 | 41 | 28.04 | 993 | 41 | 209.3602 | 0 | Heating | 27.9147 | #N/A | #N/A | #N/A | #N/A | 209.3602 | #N/A | #N/A | 3.8033 | #N/A | 0 | 0 | 0 | 0 | 0 | 0 | 0 | 0.09305% | 1 | 50% | 0% | 0% | 0% | 8.2745 | 0 | 0 | 0 | 8.2745 | #N/A
2007-04-02 23:00 | 4 | 2 | 23 | 92.9168 | 2207 | 41 | 28.04 | 993 | 41 | 1.4139 | 0 | Heating | 0.18852 | #N/A | #N/A | #N/A | #N/A | 1.4139 | #N/A | #N/A | 3.8033 | #N/A | 0 | 0 | 0 | 0 | 0 | 0 | 0 | 0.0006284% | 1 | 50% | 0% | 0% | 0% | 8.2745 | 0 | 0 | 0 | 8.2745 | #N/A
2007-04-03 | 4 | 3 | 0 | 92.9585 | 2208 | 39.92 | 28.04 | 993 | 39.92 | 8.645 | 0 | Heating | 1.1527 | #N/A | #N/A | #N/A | #N/A | 8.645 | #N/A | #N/A | 3.7339 | #N/A | 0 | 0 | 0 | 0 | 0 | 0 | 0 | 0.003842% | 1 | 50% | 0% | 0% | 0% | 8.2745 | 0 | 0 | 0 | 8.2745 | #N/A
2007-04-03 01:00 | 4 | 3 | 1 | 93.0001 | 2209 | 37.94 | 26.96 | 993 | 37.94 | 12.6315 | 0 | Heating | 1.6842 | #N/A | #N/A | #N/A | #N/A | 12.6315 | #N/A | #N/A | 3.6146 | #N/A | 0 | 0 | 0 | 0 | 0 | 0 | 0 | 0.005614% | 1 | 50% | 0% | 0% | 0% | 8.2745 | 0 | 0 | 0 | 8.2745 | #N/A
2007-04-03 02:00 | 4 | 3 | 2 | 93.0418 | 2210 | 37.94 | 24.98 | 992 | 37.94 | 16.5167 | 0 | Heating | 2.2022 | #N/A | #N/A | #N/A | #N/A | 16.5167 | #N/A | #N/A | 3.6146 | #N/A | 0 | 0 | 0 | 0 | 0 | 0 | 0 | 0.007341% | 1 | 50% | 0% | 0% | 0% | 8.2745 | 0 | 0 | 0 | 8.2745 | #N/A
2007-04-03 03:00 | 4 | 3 | 3 | 93.0835 | 2211 | 35.96 | 24.98 | 991 | 35.96 | 31.4577 | 0 | Heating | 4.1944 | #N/A | #N/A | #N/A | #N/A | 31.4577 | #N/A | #N/A | 3.5052 | #N/A | 0 | 0 | 0 | 0 | 0 | 0 | 0 | 0.01398% | 1 | 50% | 0% | 0% | 0% | 8.2745 | 0 | 0 | 0 | 8.2745 | #N/A
2007-04-03 04:00 | 4 | 3 | 4 | 93.1251 | 2212 | 35.06 | 24.08 | 990 | 35.06 | 60.9082 | 0 | Heating | 8.1211 | #N/A | #N/A | #N/A | #N/A | 60.9082 | #N/A | #N/A | 3.4585 | #N/A | 0 | 0 | 0 | 0 | 0 | 0 | 0 | 0.02707% | 1 | 50% | 0% | 0% | 0% | 8.2745 | 0 | 0 | 0 | 8.2745 | #N/A
2007-04-03 05:00 | 4 | 3 | 5 | 93.1668 | 2213 | 35.06 | 24.08 | 988 | 35.06 | 101.4583 | 0 | Heating | 13.5278 | #N/A | #N/A | #N/A | #N/A | 101.4583 | #N/A | #N/A | 3.4585 | #N/A | 0 | 0 | 0 | 0 | 0 | 0 | 0 | 0.04509% | 1 | 50% | 0% | 0% | 0% | 8.2745 | 0 | 0 | 0 | 8.2745 | #N/A
2007-04-03 06:00 | 4 | 3 | 6 | 93.2085 | 2214 | 32 | 28.04 | 988 | 32 | 68.4576 | 0 | Heating | 9.1277 | #N/A | #N/A | #N/A | #N/A | 68.4576 | #N/A | #N/A | 3.3135 | #N/A | 0 | 0 | 0 | 0 | 0 | 0 | 0 | 0.03043% | 1 | 50% | 0% | 0% | 0% | 8.2745 | 0 | 0 | 0 | 8.2745 | #N/A
2007-04-03 07:00 | 4 | 3 | 7 | 93.2501 | 2215 | 35.06 | 28.04 | 987 | 35.06 | 519.9549 | 0 | Heating | 69.3273 | #N/A | #N/A | #N/A | #N/A | 519.9549 | #N/A | #N/A | 3.4585 | #N/A | 0 | 0 | 0 | 0 | 0 | 0 | 0 | 0.2311% | 1 | 50% | 0% | 0% | 0% | 8.2745 | 0 | 0 | 0 | 8.2745 | #N/A
2007-04-03 08:00 | 4 | 3 | 8 | 93.2918 | 2216 | 35.06 | 28.04 | 986 | 35.06 | 268.5137 | 0 | Heating | 35.8018 | #N/A | #N/A | #N/A | #N/A | 268.5137 | #N/A | #N/A | 3.4585 | #N/A | 0 | 0 | 0 | 0 | 0 | 0 | 0 | 0.1193% | 1 | 50% | 0% | 0% | 0% | 8.2745 | 0 | 0 | 0 | 8.2745 | #N/A
2007-04-03 09:00 | 4 | 3 | 9 | 93.3335 | 2217 | 39.92 | 30.92 | 985 | 39.92 | 72.7923 | 0 | Heating | 9.7056 | #N/A | #N/A | #N/A | #N/A | 72.7923 | #N/A | #N/A | 3.7339 | #N/A | 0 | 0 | 0 | 0 | 0 | 0 | 0 | 0.03235% | 1 | 50% | 0% | 0% | 0% | 8.2745 | 0 | 0 | 0 | 8.2745 | #N/A
2007-04-03 10:00 | 4 | 3 | 10 | 93.3751 | 2218 | 42.98 | 33.08 | 984 | 42.98 | 70.173 | 0 | Heating | 9.3564 | #N/A | #N/A | #N/A | #N/A | 70.173 | #N/A | #N/A | 3.9388 | #N/A | 0 | 0 | 0 | 0 | 0 | 0 | 0 | 0.03119% | 1 | 50% | 0% | 0% | 0% | 8.2745 | 0 | 0 | 0 | 8.2745 | #N/A
2007-04-03 11:00 | 4 | 3 | 11 | 93.4168 | 2219 | 42.98 | 33.08 | 983 | 42.98 | 77.5169 | 0 | Heating | 10.3356 | #N/A | #N/A | #N/A | #N/A | 77.5169 | #N/A | #N/A | 3.9388 | #N/A | 0 | 0 | 0 | 0 | 0 | 0 | 0 | 0.03445% | 1 | 50% | 0% | 0% | 0% | 8.2745 | 0 | 0 | 0 | 8.2745 | #N/A
2007-04-03 12:00 | 4 | 3 | 12 | 93.4585 | 2220 | 46.04 | 33.98 | 981 | 46.04 | 34.9529 | 0 | Heating | 4.6604 | #N/A | #N/A | #N/A | #N/A | 34.9529 | #N/A | #N/A | 4.1705 | #N/A | 0 | 0 | 0 | 0 | 0 | 0 | 0 | 0.01553% | 1 | 50% | 0% | 0% | 0% | 8.2745 | 0 | 0 | 0 | 8.2745 | #N/A
2007-04-03 13:00 | 4 | 3 | 13 | 93.5001 | 2221 | 48.02 | 35.06 | 981 | 48.02 | 67.1601 | 0 | Heating | 8.9547 | #N/A | #N/A | #N/A | #N/A | 67.1601 | #N/A | #N/A | 4.3357 | #N/A | 0 | 0 | 0 | 0 | 0 | 0 | 0 | 0.02985% | 1 | 50% | 0% | 0% | 0% | 8.2745 | 0 | 0 | 0 | 8.2745 | #N/A
2007-04-03 14:00 | 4 | 3 | 14 | 93.5418 | 2222 | 48.02 | 35.96 | 980 | 48.02 | 23.886 | 0 | Heating | 3.1848 | #N/A | #N/A | #N/A | #N/A | 23.886 | #N/A | #N/A | 4.3357 | #N/A | 0 | 0 | 0 | 0 | 0 | 0 | 0 | 0.01062% | 1 | 50% | 0% | 0% | 0% | 8.2745 | 0 | 0 | 0 | 8.2745 | #N/A
2007-04-03 15:00 | 4 | 3 | 15 | 93.5835 | 2223 | 51.98 | 37.94 | 980 | 51.98 | 17.7298 | 0 | Heating | 2.364 | #N/A | #N/A | #N/A | #N/A | 17.7298 | #N/A | #N/A | 4.7043 | #N/A | 0 | 0 | 0 | 0 | 0 | 0 | 0 | 0.00788% | 1 | 50% | 0% | 0% | 0% | 8.2745 | 0 | 0 | 0 | 8.2745 | #N/A
2007-04-03 16:00 | 4 | 3 | 16 | 93.6251 | 2224 | 50 | 37.94 | 980 | 50 | 13.4866 | 0 | Heating | 1.7982 | #N/A | #N/A | #N/A | #N/A | 13.4866 | #N/A | #N/A | 4.5134 | #N/A | 0 | 0 | 0 | 0 | 0 | 0 | 0 | 0.005994% | 1 | 50% | 0% | 0% | 0% | 8.2745 | 0 | 0 | 0 | 8.2745 | #N/A
2007-04-03 17:00 | 4 | 3 | 17 | 93.6668 | 2225 | 50 | 39.02 | 981 | 50 | 7.9875 | 0 | Heating | 1.065 | #N/A | #N/A | #N/A | #N/A | 7.9875 | #N/A | #N/A | 4.5134 | #N/A | 0 | 0 | 0 | 0 | 0 | 0 | 0 | 0.00355% | 1 | 50% | 0% | 0% | 0% | 8.2745 | 0 | 0 | 0 | 8.2745 | #N/A
2007-04-03 18:00 | 4 | 3 | 18 | 93.7085 | 2226 | 48.02 | 39.02 | 982 | 48.02 | 11.3889 | 0 | Heating | 1.5185 | #N/A | #N/A | #N/A | #N/A | 11.3889 | #N/A | #N/A | 4.3357 | #N/A | 0 | 0 | 0 | 0 | 0 | 0 | 0 | 0.005062% | 1 | 50% | 0% | 0% | 0% | 8.2745 | 0 | 0 | 0 | 8.2745 | #N/A
2007-04-03 19:00 | 4 | 3 | 19 | 93.7501 | 2227 | 44.96 | 37.94 | 983 | 44.96 | 36.1388 | 0 | Heating | 4.8185 | #N/A | #N/A | #N/A | #N/A | 36.1388 | #N/A | #N/A | 4.0856 | #N/A | 0 | 0 | 0 | 0 | 0 | 0 | 0 | 0.01606% | 1 | 50% | 0% | 0% | 0% | 8.2745 | 0 | 0 | 0 | 8.2745 | #N/A
2007-04-03 20:00 | 4 | 3 | 20 | 93.7918 | 2228 | 44.96 | 37.04 | 984 | 44.96 | 72.6246 | 0 | Heating | 9.6833 | #N/A | #N/A | #N/A | #N/A | 72.6246 | #N/A | #N/A | 4.0856 | #N/A | 0 | 0 | 0 | 0 | 0 | 0 | 0 | 0.03228% | 1 | 50% | 0% | 0% | 0% | 8.2745 | 0 | 0 | 0 | 8.2745 | #N/A
2007-04-03 21:00 | 4 | 3 | 21 | 93.8335 | 2229 | 41 | 35.96 | 985 | 41 | 129.8014 | 0 | Heating | 17.3069 | #N/A | #N/A | #N/A | #N/A | 129.8014 | #N/A | #N/A | 3.8033 | #N/A | 0 | 0 | 0 | 0 | 0 | 0 | 0 | 0.05769% | 1 | 50% | 0% | 0% | 0% | 8.2745 | 0 | 0 | 0 | 8.2745 | #N/A
2007-04-03 22:00 | 4 | 3 | 22 | 93.8751 | 2230 | 37.94 | 35.06 | 987 | 37.94 | 165.0298 | 0 | Heating | 22.004 | #N/A | #N/A | #N/A | #N/A | 165.0298 | #N/A | #N/A | 3.6146 | #N/A | 0 | 0 | 0 | 0 | 0 | 0 | 0 | 0.07335% | 1 | 50% | 0% | 0% | 0% | 8.2745 | 0 | 0 | 0 | 8.2745 | #N/A
2007-04-03 23:00 | 4 | 3 | 23 | 93.9168 | 2231 | 37.94 | 33.98 | 988 | 37.94 | 0 | 0 | Cooling | 0 | #N/A | #N/A | #N/A | #N/A | 0 | 0 | 0 | 0 | 0 | 0 | #N/A | #N/A | 88 | 88 | 0 | #N/A | 0% | 1 | 50% | 0% | 0% | 0% | 8.2745 | 0 | 0 | 0 | 8.2745 | #N/A
2007-04-04 | 4 | 4 | 0 | 93.9585 | 2232 | 37.04 | 33.08 | 989 | 37.04 | 1.2289 | 0 | Heating | 0.16386 | #N/A | #N/A | #N/A | #N/A | 1.2289 | #N/A | #N/A | 3.5637 | #N/A | 0 | 0 | 0 | 0 | 0 | 0 | 0 | 0.0005462% | 1 | 50% | 0% | 0% | 0% | 8.2745 | 0 | 0 | 0 | 8.2745 | #N/A
2007-04-04 01:00 | 4 | 4 | 1 | 94.0001 | 2233 | 35.96 | 32 | 990 | 35.96 | 5.0117 | 0 | Heating | 0.66823 | #N/A | #N/A | #N/A | #N/A | 5.0117 | #N/A | #N/A | 3.5052 | #N/A | 0 | 0 | 0 | 0 | 0 | 0 | 0 | 0.002227% | 1 | 50% | 0% | 0% | 0% | 8.2745 | 0 | 0 | 0 | 8.2745 | #N/A
2007-04-04 02:00 | 4 | 4 | 2 | 94.0418 | 2234 | 35.96 | 32 | 991 | 35.96 | 7.2887 | 0 | Heating | 0.97182 | #N/A | #N/A | #N/A | #N/A | 7.2887 | #N/A | #N/A | 3.5052 | #N/A | 0 | 0 | 0 | 0 | 0 | 0 | 0 | 0.003239% | 1 | 50% | 0% | 0% | 0% | 8.2745 | 0 | 0 | 0 | 8.2745 | #N/A
2007-04-04 03:00 | 4 | 4 | 3 | 94.0835 | 2235 | 35.06 | 30.02 | 992 | 35.06 | 9.9352 | 0 | Heating | 1.3247 | #N/A | #N/A | #N/A | #N/A | 9.9352 | #N/A | #N/A | 3.4585 | #N/A | 0 | 0 | 0 | 0 | 0 | 0 | 0 | 0.004416% | 1 | 50% | 0% | 0% | 0% | 8.2745 | 0 | 0 | 0 | 8.2745 | #N/A
2007-04-04 04:00 | 4 | 4 | 4 | 94.1251 | 2236 | 35.06 | 30.02 | 993 | 35.06 | 12.9565 | 0 | Heating | 1.7275 | #N/A | #N/A | #N/A | #N/A | 12.9565 | #N/A | #N/A | 3.4585 | #N/A | 0 | 0 | 0 | 0 | 0 | 0 | 0 | 0.005758% | 1 | 50% | 0% | 0% | 0% | 8.2745 | 0 | 0 | 0 | 8.2745 | #N/A
2007-04-04 05:00 | 4 | 4 | 5 | 94.1668 | 2237 | 35.06 | 30.02 | 993 | 35.06 | 15.7747 | 0 | Heating | 2.1033 | #N/A | #N/A | #N/A | #N/A | 15.7747 | #N/A | #N/A | 3.4585 | #N/A | 0 | 0 | 0 | 0 | 0 | 0 | 0 | 0.007011% | 1 | 50% | 0% | 0% | 0% | 8.2745 | 0 | 0 | 0 | 8.2745 | #N/A
2007-04-04 06:00 | 4 | 4 | 6 | 94.2085 | 2238 | 33.98 | 30.92 | 995 | 33.98 | 14.905 | 0 | Heating | 1.9873 | #N/A | #N/A | #N/A | #N/A | 14.905 | #N/A | #N/A | 3.405 | #N/A | 0 | 0 | 0 | 0 | 0 | 0 | 0 | 0.006624% | 1 | 50% | 0% | 0% | 0% | 8.2745 | 0 | 0 | 0 | 8.2745 | #N/A
2007-04-04 07:00 | 4 | 4 | 7 | 94.2501 | 2239 | 35.96 | 32 | 996 | 35.96 | 416.5373 | 0 | Heating | 55.5383 | #N/A | #N/A | #N/A | #N/A | 416.5373 | #N/A | #N/A | 3.5052 | #N/A | 0 | 0 | 0 | 0 | 0 | 0 | 0 | 0.1851% | 1 | 50% | 0% | 0% | 0% | 8.2745 | 0 | 0 | 0 | 8.2745 | #N/A
2007-04-04 08:00 | 4 | 4 | 8 | 94.2918 | 2240 | 35.96 | 33.98 | 997 | 35.96 | 177.8598 | 0 | Heating | 23.7146 | #N/A | #N/A | #N/A | #N/A | 177.8598 | #N/A | #N/A | 3.5052 | #N/A | 0 | 0 | 0 | 0 | 0 | 0 | 0 | 0.07905% | 1 | 50% | 0% | 0% | 0% | 8.2745 | 0 | 0 | 0 | 8.2745 | #N/A
2007-04-04 09:00 | 4 | 4 | 9 | 94.3335 | 2241 | 44.06 | 33.98 | 997 | 44.06 | 15.1209 | 0 | Heating | 2.0161 | #N/A | #N/A | #N/A | #N/A | 15.1209 | #N/A | #N/A | 4.0174 | #N/A | 0 | 0 | 0 | 0 | 0 | 0 | 0 | 0.00672% | 1 | 50% | 0% | 0% | 0% | 8.2745 | 0 | 0 | 0 | 8.2745 | #N/A
2007-04-04 10:00 | 4 | 4 | 10 | 94.3751 | 2242 | 48.02 | 33.98 | 998 | 48.02 | 11.1983 | 0 | Heating | 1.4931 | #N/A | #N/A | #N/A | #N/A | 11.1983 | #N/A | #N/A | 4.3357 | #N/A | 0 | 0 | 0 | 0 | 0 | 0 | 0 | 0.004977% | 1 | 50% | 0% | 0% | 0% | 8.2745 | 0 | 0 | 0 | 8.2745 | #N/A
2007-04-04 11:00 | 4 | 4 | 11 | 94.4168 | 2243 | 48.02 | 33.08 | 999 | 48.02 | 9.5489 | 0 | Heating | 1.2732 | #N/A | #N/A | #N/A | #N/A | 9.5489 | #N/A | #N/A | 4.3357 | #N/A | 0 | 0 | 0 | 0 | 0 | 0 | 0 | 0.004244% | 1 | 50% | 0% | 0% | 0% | 8.2745 | 0 | 0 | 0 | 8.2745 | #N/A
2007-04-04 12:00 | 4 | 4 | 12 | 94.4585 | 2244 | 48.92 | 33.98 | 999 | 48.92 | 4.4443 | 0 | Heating | 0.59258 | #N/A | #N/A | #N/A | #N/A | 4.4443 | #N/A | #N/A | 4.4149 | #N/A | 0 | 0 | 0 | 0 | 0 | 0 | 0 | 0.001975% | 1 | 50% | 0% | 0% | 0% | 8.2745 | 0 | 0 | 0 | 8.2745 | #N/A
2007-04-04 13:00 | 4 | 4 | 13 | 94.5001 | 2245 | 50 | 33.08 | 998 | 50 | 4.4108 | 0 | Heating | 0.58811 | #N/A | #N/A | #N/A | #N/A | 4.4108 | #N/A | #N/A | 4.5134 | #N/A | 0 | 0 | 0 | 0 | 0 | 0 | 0 | 0.00196% | 1 | 50% | 0% | 0% | 0% | 8.2745 | 0 | 0 | 0 | 8.2745 | #N/A
2007-04-04 14:00 | 4 | 4 | 14 | 94.5418 | 2246 | 50 | 33.98 | 998 | 50 | 0.43151 | 0 | Heating | 0.057535 | #N/A | #N/A | #N/A | #N/A | 0.43151 | #N/A | #N/A | 4.5134 | #N/A | 0 | 0 | 0 | 0 | 0 | 0 | 0 | 0.0001918% | 1 | 50% | 0% | 0% | 0% | 8.2745 | 0 | 0 | 0 | 8.2745 | #N/A
2007-04-04 15:00 | 4 | 4 | 15 | 94.5835 | 2247 | 48.92 | 33.08 | 997 | 48.92 | 0 | 0.070541 | Cooling | 0.011757 | #N/A | #N/A | #N/A | #N/A | 0 | 0 | 0 | 0 | 0 | 0.070541 | #N/A | #N/A | 88 | #N/A | #N/A | #N/A | 3.919e-05% | 1 | 50% | 0% | 0% | 0% | 8.2745 | 0 | 0 | 0 | 8.2745 | #N/A
2007-04-04 16:00 | 4 | 4 | 16 | 94.6251 | 2248 | 48.02 | 33.98 | 997 | 48.02 | 0 | 0.071729 | Cooling | 0.011955 | #N/A | #N/A | #N/A | #N/A | 0 | 0 | 0 | 0 | 0 | 0.071729 | #N/A | #N/A | 88 | #N/A | #N/A | #N/A | 3.985e-05% | 1 | 50% | 0% | 0% | 0% | 8.2745 | 0 | 0 | 0 | 8.2745 | #N/A
2007-04-04 17:00 | 4 | 4 | 17 | 94.6668 | 2249 | 48.02 | 33.98 | 997 | 48.02 | 0 | 0.30386 | Cooling | 0.050643 | #N/A | #N/A | #N/A | #N/A | 0 | 0 | 0 | 0 | 0 | 0.30386 | #N/A | #N/A | 88 | #N/A | #N/A | #N/A | 0.0001688% | 1 | 50% | 0% | 0% | 0% | 8.2745 | 0 | 0 | 0 | 8.2745 | #N/A
2007-04-04 18:00 | 4 | 4 | 18 | 94.7085 | 2250 | 44.06 | 33.98 | 996 | 44.06 | 0 | 0.30959 | Cooling | 0.051598 | #N/A | #N/A | #N/A | #N/A | 0 | 0 | 0 | 0 | 0 | 0.30959 | #N/A | #N/A | 88 | #N/A | #N/A | #N/A | 0.000172% | 1 | 50% | 0% | 0% | 0% | 8.2745 | 0 | 0 | 0 | 8.2745 | #N/A
2007-04-04 19:00 | 4 | 4 | 19 | 94.7501 | 2251 | 41 | 33.08 | 997 | 41 | 2.1359 | 0 | Heating | 0.28479 | #N/A | #N/A | #N/A | #N/A | 2.1359 | #N/A | #N/A | 3.8033 | #N/A | 0 | 0 | 0 | 0 | 0 | 0 | 0 | 0.0009493% | 1 | 50% | 0% | 0% | 0% | 8.2745 | 0 | 0 | 0 | 8.2745 | #N/A
2007-04-04 20:00 | 4 | 4 | 20 | 94.7918 | 2252 | 41 | 39.02 | 997 | 41 | 4.6514 | 0 | Heating | 0.62019 | #N/A | #N/A | #N/A | #N/A | 4.6514 | #N/A | #N/A | 3.8033 | #N/A | 0 | 0 | 0 | 0 | 0 | 0 | 0 | 0.002067% | 1 | 50% | 0% | 0% | 0% | 8.2745 | 0 | 0 | 0 | 8.2745 | #N/A
2007-04-04 21:00 | 4 | 4 | 21 | 94.8335 | 2253 | 37.94 | 41 | 996 | 37.94 | 10.6515 | 0 | Heating | 1.4202 | #N/A | #N/A | #N/A | #N/A | 10.6515 | #N/A | #N/A | 3.6146 | #N/A | 0 | 0 | 0 | 0 | 0 | 0 | 0 | 0.004734% | 1 | 50% | 0% | 0% | 0% | 8.2745 | 0 | 0 | 0 | 8.2745 | #N/A
2007-04-04 22:00 | 4 | 4 | 22 | 94.8751 | 2254 | 37.94 | 41 | 995 | 37.94 | 23.4555 | 0 | Heating | 3.1274 | #N/A | #N/A | #N/A | #N/A | 23.4555 | #N/A | #N/A | 3.6146 | #N/A | 0 | 0 | 0 | 0 | 0 | 0 | 0 | 0.01042% | 1 | 50% | 0% | 0% | 0% | 8.2745 | 0 | 0 | 0 | 8.2745 | #N/A
2007-04-04 23:00 | 4 | 4 | 23 | 94.9168 | 2255 | 37.94 | 41 | 994 | 37.94 | 0 | 0 | Cooling | 0 | #N/A | #N/A | #N/A | #N/A | 0 | 0 | 0 | 0 | 0 | 0 | #N/A | #N/A | 88 | 88 | 0 | #N/A | 0% | 1 | 50% | 0% | 0% | 0% | 8.2745 | 0 | 0 | 0 | 8.2745 | #N/A
2007-04-05 | 4 | 5 | 0 | 94.9585 | 2256 | 37.04 | 42.08 | 990 | 37.04 | 0 | 0 | Cooling | 0 | #N/A | #N/A | #N/A | #N/A | 0 | 0 | 0 | 0 | 0 | 0 | #N/A | #N/A | 88 | 88 | 0 | #N/A | 0% | 1 | 50% | 0% | 0% | 0% | 8.2745 | 0 | 0 | 0 | 8.2745 | #N/A
2007-04-05 01:00 | 4 | 5 | 1 | 95.0001 | 2257 | 37.4 | 39.92 | 989 | 37.4 | 0 | 0 | Cooling | 0 | #N/A | #N/A | #N/A | #N/A | 0 | 0 | 0 | 0 | 0 | 0 | #N/A | #N/A | 88 | 88 | 0 | #N/A | 0% | 1 | 50% | 0% | 0% | 0% | 8.2745 | 0 | 0 | 0 | 8.2745 | #N/A
2007-04-05 02:00 | 4 | 5 | 2 | 95.0418 | 2258 | 37.04 | 39.92 | 988 | 37.04 | 0 | 0 | Cooling | 0 | #N/A | #N/A | #N/A | #N/A | 0 | 0 | 0 | 0 | 0 | 0 | #N/A | #N/A | 88 | 88 | 0 | #N/A | 0% | 1 | 50% | 0% | 0% | 0% | 8.2745 | 0 | 0 | 0 | 8.2745 | #N/A
2007-04-05 03:00 | 4 | 5 | 3 | 95.0835 | 2259 | 37.94 | 39.02 | 988 | 37.94 | 0 | 0 | Cooling | 0 | #N/A | #N/A | #N/A | #N/A | 0 | 0 | 0 | 0 | 0 | 0 | #N/A | #N/A | 88 | 88 | 0 | #N/A | 0% | 1 | 50% | 0% | 0% | 0% | 8.2745 | 0 | 0 | 0 | 8.2745 | #N/A
2007-04-05 04:00 | 4 | 5 | 4 | 95.1251 | 2260 | 37.94 | 39.92 | 988 | 37.94 | 0 | 0 | Cooling | 0 | #N/A | #N/A | #N/A | #N/A | 0 | 0 | 0 | 0 | 0 | 0 | #N/A | #N/A | 88 | 88 | 0 | #N/A | 0% | 1 | 50% | 0% | 0% | 0% | 8.2745 | 0 | 0 | 0 | 8.2745 | #N/A
2007-04-05 05:00 | 4 | 5 | 5 | 95.1668 | 2261 | 37.94 | 39.92 | 988 | 37.94 | 0 | 0 | Cooling | 0 | #N/A | #N/A | #N/A | #N/A | 0 | 0 | 0 | 0 | 0 | 0 | #N/A | #N/A | 88 | 88 | 0 | #N/A | 0% | 1 | 50% | 0% | 0% | 0% | 8.2745 | 0 | 0 | 0 | 8.2745 | #N/A
2007-04-05 06:00 | 4 | 5 | 6 | 95.2085 | 2262 | 37.94 | 39.92 | 989 | 37.94 | 0 | 0 | Cooling | 0 | #N/A | #N/A | #N/A | #N/A | 0 | 0 | 0 | 0 | 0 | 0 | #N/A | #N/A | 88 | 88 | 0 | #N/A | 0% | 1 | 50% | 0% | 0% | 0% | 8.2745 | 0 | 0 | 0 | 8.2745 | #N/A
2007-04-05 07:00 | 4 | 5 | 7 | 95.2501 | 2263 | 37.94 | 41 | 989 | 37.94 | 158.7743 | 0 | Heating | 21.1699 | #N/A | #N/A | #N/A | #N/A | 158.7743 | #N/A | #N/A | 3.6146 | #N/A | 0 | 0 | 0 | 0 | 0 | 0 | 0 | 0.07057% | 1 | 50% | 0% | 0% | 0% | 8.2745 | 0 | 0 | 0 | 8.2745 | #N/A
2007-04-05 08:00 | 4 | 5 | 8 | 95.2918 | 2264 | 39.02 | 42.98 | 989 | 39.02 | 25.7667 | 0 | Heating | 3.4356 | #N/A | #N/A | #N/A | #N/A | 25.7667 | #N/A | #N/A | 3.6785 | #N/A | 0 | 0 | 0 | 0 | 0 | 0 | 0 | 0.01145% | 1 | 50% | 0% | 0% | 0% | 8.2745 | 0 | 0 | 0 | 8.2745 | #N/A
2007-04-05 09:00 | 4 | 5 | 9 | 95.3335 | 2265 | 44.06 | 44.96 | 989 | 44.06 | 0.17315 | 0 | Heating | 0.023087 | #N/A | #N/A | #N/A | #N/A | 0.17315 | #N/A | #N/A | 4.0174 | #N/A | 0 | 0 | 0 | 0 | 0 | 0 | 0 | 7.696e-05% | 1 | 50% | 0% | 0% | 0% | 8.2745 | 0 | 0 | 0 | 8.2745 | #N/A
2007-04-05 10:00 | 4 | 5 | 10 | 95.3751 | 2266 | 46.04 | 50 | 989 | 46.04 | 0 | 5.4599 | Cooling | 0.90999 | #N/A | #N/A | #N/A | #N/A | 0 | 0 | 0 | 0 | 0 | 5.4599 | #N/A | #N/A | 88 | #N/A | #N/A | #N/A | 0.003033% | 1 | 50% | 0% | 0% | 0% | 8.2745 | 0 | 0 | 0 | 8.2745 | #N/A
2007-04-05 11:00 | 4 | 5 | 11 | 95.4168 | 2267 | 46.04 | 46.04 | 989 | 46.04 | 0 | 21.8851 | Cooling | 3.6475 | #N/A | #N/A | #N/A | #N/A | 0 | 0 | 0 | 0 | 0 | 21.8851 | #N/A | #N/A | 88 | #N/A | #N/A | #N/A | 0.01216% | 1 | 50% | 0% | 0% | 0% | 8.2745 | 0 | 0 | 0 | 8.2745 | #N/A
2007-04-05 12:00 | 4 | 5 | 12 | 95.4585 | 2268 | 44.96 | 46.94 | 988 | 44.96 | 0 | 147.3454 | Cooling | 24.5576 | #N/A | #N/A | #N/A | #N/A | 0 | 0 | 0 | 0 | 0 | 147.3454 | #N/A | #N/A | 88 | #N/A | #N/A | #N/A | 0.08186% | 1 | 50% | 0% | 0% | 0% | 8.2745 | 0 | 0 | 0 | 8.2745 | #N/A
2007-04-05 13:00 | 4 | 5 | 13 | 95.5001 | 2269 | 44.96 | 48.92 | 988 | 44.96 | 0 | 30.3183 | Cooling | 5.053 | #N/A | #N/A | #N/A | #N/A | 0 | 0 | 0 | 0 | 0 | 30.3183 | #N/A | #N/A | 88 | #N/A | #N/A | #N/A | 0.01684% | 1 | 50% | 0% | 0% | 0% | 8.2745 | 0 | 0 | 0 | 8.2745 | #N/A
2007-04-05 14:00 | 4 | 5 | 14 | 95.5418 | 2270 | 44.96 | 51.08 | 987 | 44.96 | 0 | 184.2417 | Cooling | 30.707 | #N/A | #N/A | #N/A | #N/A | 0 | 0 | 0 | 0 | 0 | 184.2417 | #N/A | #N/A | 88 | #N/A | #N/A | #N/A | 0.1024% | 1 | 50% | 0% | 0% | 0% | 8.2745 | 0 | 0 | 0 | 8.2745 | #N/A
2007-04-05 15:00 | 4 | 5 | 15 | 95.5835 | 2271 | 42.08 | 48.92 | 986 | 42.08 | 0 | 333.7348 | Cooling | 55.6225 | #N/A | #N/A | #N/A | #N/A | 0 | 0 | 0 | 0 | 0 | 333.7348 | #N/A | #N/A | 88 | #N/A | #N/A | #N/A | 0.1854% | 1 | 50% | 0% | 0% | 0% | 8.2745 | 0 | 0 | 0 | 8.2745 | #N/A
2007-04-05 16:00 | 4 | 5 | 16 | 95.6251 | 2272 | 42.08 | 48.92 | 984 | 42.08 | 0 | 441.6828 | Cooling | 73.6138 | #N/A | #N/A | #N/A | #N/A | 0 | 0 | 0 | 0 | 0 | 441.6828 | #N/A | #N/A | 88 | #N/A | #N/A | #N/A | 0.2454% | 1 | 50% | 0% | 0% | 0% | 8.2745 | 0 | 0 | 0 | 8.2745 | #N/A
2007-04-05 17:00 | 4 | 5 | 17 | 95.6668 | 2273 | 42.08 | 48.92 | 983 | 42.08 | 0 | 642.693 | Cooling | 107.1155 | #N/A | #N/A | #N/A | #N/A | 0 | 0 | 0 | 0 | 0 | 642.693 | #N/A | #N/A | 88 | #N/A | #N/A | #N/A | 0.3571% | 1 | 50% | 0% | 0% | 0% | 8.2745 | 0 | 0 | 0 | 8.2745 | #N/A
2007-04-05 18:00 | 4 | 5 | 18 | 95.7085 | 2274 | 39.02 | 46.94 | 983 | 39.02 | 0 | 622.9314 | Cooling | 103.8219 | #N/A | #N/A | #N/A | #N/A | 0 | 0 | 0 | 0 | 0 | 622.9314 | #N/A | #N/A | 88 | #N/A | #N/A | #N/A | 0.3461% | 1 | 50% | 0% | 0% | 0% | 8.2745 | 0 | 0 | 0 | 8.2745 | #N/A
2007-04-05 19:00 | 4 | 5 | 19 | 95.7501 | 2275 | 37.04 | 46.94 | 983 | 37.04 | 0 | 327.2137 | Cooling | 54.5356 | #N/A | #N/A | #N/A | #N/A | 0 | 0 | 0 | 0 | 0 | 327.2137 | #N/A | #N/A | 88 | #N/A | #N/A | #N/A | 0.1818% | 1 | 50% | 0% | 0% | 0% | 8.2745 | 0 | 0 | 0 | 8.2745 | #N/A
2007-04-05 20:00 | 4 | 5 | 20 | 95.7918 | 2276 | 37.04 | 46.04 | 983 | 37.04 | 0 | 152.2791 | Cooling | 25.3799 | #N/A | #N/A | #N/A | #N/A | 0 | 0 | 0 | 0 | 0 | 152.2791 | #N/A | #N/A | 88 | #N/A | #N/A | #N/A | 0.0846% | 1 | 50% | 0% | 0% | 0% | 8.2745 | 0 | 0 | 0 | 8.2745 | #N/A
2007-04-05 21:00 | 4 | 5 | 21 | 95.8335 | 2277 | 37.04 | 48.02 | 982 | 37.04 | 0 | 41.4728 | Cooling | 6.9121 | #N/A | #N/A | #N/A | #N/A | 0 | 0 | 0 | 0 | 0 | 41.4728 | #N/A | #N/A | 88 | #N/A | #N/A | #N/A | 0.02304% | 1 | 50% | 0% | 0% | 0% | 8.2745 | 0 | 0 | 0 | 8.2745 | #N/A
2007-04-05 22:00 | 4 | 5 | 22 | 95.8751 | 2278 | 37.04 | 46.94 | 981 | 37.04 | 0 | 12.4979 | Cooling | 2.083 | #N/A | #N/A | #N/A | #N/A | 0 | 0 | 0 | 0 | 0 | 12.4979 | #N/A | #N/A | 88 | #N/A | #N/A | #N/A | 0.006943% | 1 | 50% | 0% | 0% | 0% | 8.2745 | 0 | 0 | 0 | 8.2745 | #N/A
2007-04-05 23:00 | 4 | 5 | 23 | 95.9168 | 2279 | 37.04 | 46.94 | 980 | 37.04 | 0 | 0 | Cooling | 0 | #N/A | #N/A | #N/A | #N/A | 0 | 0 | 0 | 0 | 0 | 0 | #N/A | #N/A | 88 | 88 | 0 | #N/A | 0% | 1 | 50% | 0% | 0% | 0% | 8.2745 | 0 | 0 | 0 | 8.2745 | #N/A
2007-04-06 | 4 | 6 | 0 | 95.9585 | 2280 | 37.04 | 46.04 | 979 | 37.04 | 0 | 0 | Cooling | 0 | #N/A | #N/A | #N/A | #N/A | 0 | 0 | 0 | 0 | 0 | 0 | #N/A | #N/A | 88 | 88 | 0 | #N/A | 0% | 1 | 50% | 0% | 0% | 0% | 8.2745 | 0 | 0 | 0 | 8.2745 | #N/A
2007-04-06 01:00 | 4 | 6 | 1 | 96.0001 | 2281 | 35.96 | 46.04 | 978 | 35.96 | 0 | 0 | Cooling | 0 | #N/A | #N/A | #N/A | #N/A | 0 | 0 | 0 | 0 | 0 | 0 | #N/A | #N/A | 88 | 88 | 0 | #N/A | 0% | 1 | 50% | 0% | 0% | 0% | 8.2745 | 0 | 0 | 0 | 8.2745 | #N/A
2007-04-06 02:00 | 4 | 6 | 2 | 96.0418 | 2282 | 35.96 | 44.96 | 977 | 35.96 | 0 | 0 | Cooling | 0 | #N/A | #N/A | #N/A | #N/A | 0 | 0 | 0 | 0 | 0 | 0 | #N/A | #N/A | 88 | 88 | 0 | #N/A | 0% | 1 | 50% | 0% | 0% | 0% | 8.2745 | 0 | 0 | 0 | 8.2745 | #N/A
2007-04-06 03:00 | 4 | 6 | 3 | 96.0835 | 2283 | 33.98 | 44.96 | 975 | 33.98 | 0 | 0 | Cooling | 0 | #N/A | #N/A | #N/A | #N/A | 0 | 0 | 0 | 0 | 0 | 0 | #N/A | #N/A | 88 | 88 | 0 | #N/A | 0% | 1 | 50% | 0% | 0% | 0% | 8.2745 | 0 | 0 | 0 | 8.2745 | #N/A
2007-04-06 04:00 | 4 | 6 | 4 | 96.1251 | 2284 | 33.98 | 46.94 | 975 | 33.98 | 0 | 0 | Cooling | 0 | #N/A | #N/A | #N/A | #N/A | 0 | 0 | 0 | 0 | 0 | 0 | #N/A | #N/A | 88 | 88 | 0 | #N/A | 0% | 1 | 50% | 0% | 0% | 0% | 8.2745 | 0 | 0 | 0 | 8.2745 | #N/A
2007-04-06 05:00 | 4 | 6 | 5 | 96.1668 | 2285 | 33.98 | 46.94 | 976 | 33.98 | 0 | 0 | Cooling | 0 | #N/A | #N/A | #N/A | #N/A | 0 | 0 | 0 | 0 | 0 | 0 | #N/A | #N/A | 88 | 88 | 0 | #N/A | 0% | 1 | 50% | 0% | 0% | 0% | 8.2745 | 0 | 0 | 0 | 8.2745 | #N/A
2007-04-06 06:00 | 4 | 6 | 6 | 96.2085 | 2286 | 28.94 | 44.96 | 980 | 28.94 | 0 | 0 | Cooling | 0 | #N/A | #N/A | #N/A | #N/A | 0 | 0 | 0 | 0 | 0 | 0 | #N/A | #N/A | 88 | 88 | 0 | #N/A | 0% | 1 | 50% | 0% | 0% | 0% | 8.2745 | 0 | 0 | 0 | 8.2745 | #N/A
2007-04-06 07:00 | 4 | 6 | 7 | 96.2501 | 2287 | 33.98 | 46.04 | 982 | 33.98 | 1.2108 | 0 | Heating | 0.16145 | #N/A | #N/A | #N/A | #N/A | 1.2108 | #N/A | #N/A | 3.405 | #N/A | 0 | 0 | 0 | 0 | 0 | 0 | 0 | 0.0005382% | 1 | 50% | 0% | 0% | 0% | 8.2745 | 0 | 0 | 0 | 8.2745 | #N/A
2007-04-06 08:00 | 4 | 6 | 8 | 96.2918 | 2288 | 33.98 | 46.04 | 982 | 33.98 | 0 | 0 | Cooling | 0 | #N/A | #N/A | #N/A | #N/A | 0 | 0 | 0 | 0 | 0 | 0 | #N/A | #N/A | 88 | 88 | 0 | #N/A | 0% | 1 | 50% | 0% | 0% | 0% | 8.2745 | 0 | 0 | 0 | 8.2745 | #N/A
2007-04-06 09:00 | 4 | 6 | 9 | 96.3335 | 2289 | 37.94 | 42.98 | 983 | 37.94 | 0 | 0.14846 | Cooling | 0.024743 | #N/A | #N/A | #N/A | #N/A | 0 | 0 | 0 | 0 | 0 | 0.14846 | #N/A | #N/A | 88 | #N/A | #N/A | #N/A | 8.248e-05% | 1 | 50% | 0% | 0% | 0% | 8.2745 | 0 | 0 | 0 | 8.2745 | #N/A
2007-04-06 10:00 | 4 | 6 | 10 | 96.3751 | 2290 | 41 | 35.96 | 983 | 41 | 0 | 0.21299 | Cooling | 0.035498 | #N/A | #N/A | #N/A | #N/A | 0 | 0 | 0 | 0 | 0 | 0.21299 | #N/A | #N/A | 88 | #N/A | #N/A | #N/A | 0.0001183% | 1 | 50% | 0% | 0% | 0% | 8.2745 | 0 | 0 | 0 | 8.2745 | #N/A
2007-04-06 11:00 | 4 | 6 | 11 | 96.4168 | 2291 | 41 | 33.98 | 983 | 41 | 0 | 0.066446 | Cooling | 0.011074 | #N/A | #N/A | #N/A | #N/A | 0 | 0 | 0 | 0 | 0 | 0.066446 | #N/A | #N/A | 88 | #N/A | #N/A | #N/A | 3.691e-05% | 1 | 50% | 0% | 0% | 0% | 8.2745 | 0 | 0 | 0 | 8.2745 | #N/A
2007-04-06 12:00 | 4 | 6 | 12 | 96.4585 | 2292 | 46.94 | 30.02 | 982 | 46.94 | 0 | 0.0051536 | Cooling | 0.00085893 | #N/A | #N/A | #N/A | #N/A | 0 | 0 | 0 | 0 | 0 | 0.0051536 | #N/A | #N/A | 88 | #N/A | #N/A | #N/A | 2.863e-06% | 1 | 50% | 0% | 0% | 0% | 8.2745 | 0 | 0 | 0 | 8.2745 | #N/A
2007-04-06 13:00 | 4 | 6 | 13 | 96.5001 | 2293 | 50 | 30.02 | 982 | 50 | 0 | 0 | Cooling | 0 | #N/A | #N/A | #N/A | #N/A | 0 | 0 | 0 | 0 | 0 | 0 | #N/A | #N/A | 88 | 88 | 0 | #N/A | 0% | 1 | 50% | 0% | 0% | 0% | 8.2745 | 0 | 0 | 0 | 8.2745 | #N/A
2007-04-06 14:00 | 4 | 6 | 14 | 96.5418 | 2294 | 50 | 30.02 | 982 | 50 | 0 | 0 | Cooling | 0 | #N/A | #N/A | #N/A | #N/A | 0 | 0 | 0 | 0 | 0 | 0 | #N/A | #N/A | 88 | 88 | 0 | #N/A | 0% | 1 | 50% | 0% | 0% | 0% | 8.2745 | 0 | 0 | 0 | 8.2745 | #N/A
2007-04-06 15:00 | 4 | 6 | 15 | 96.5835 | 2295 | 53.96 | 30.92 | 982 | 53.96 | 0 | 0 | Cooling | 0 | #N/A | #N/A | #N/A | #N/A | 0 | 0 | 0 | 0 | 0 | 0 | #N/A | #N/A | 88 | 88 | 0 | #N/A | 0% | 1 | 50% | 0% | 0% | 0% | 8.2745 | 0 | 0 | 0 | 8.2745 | #N/A
2007-04-06 16:00 | 4 | 6 | 16 | 96.6251 | 2296 | 55.04 | 33.98 | 984 | 55.04 | 0 | 0 | Cooling | 0 | #N/A | #N/A | #N/A | #N/A | 0 | 0 | 0 | 0 | 0 | 0 | #N/A | #N/A | 88 | 88 | 0 | #N/A | 0% | 1 | 50% | 0% | 0% | 0% | 8.2745 | 0 | 0 | 0 | 8.2745 | #N/A
2007-04-06 17:00 | 4 | 6 | 17 | 96.6668 | 2297 | 55.04 | 37.94 | 985 | 55.04 | 0 | 0 | Cooling | 0 | #N/A | #N/A | #N/A | #N/A | 0 | 0 | 0 | 0 | 0 | 0 | #N/A | #N/A | 88 | 88 | 0 | #N/A | 0% | 1 | 50% | 0% | 0% | 0% | 8.2745 | 0 | 0 | 0 | 8.2745 | #N/A
2007-04-06 18:00 | 4 | 6 | 18 | 96.7085 | 2298 | 51.08 | 37.94 | 987 | 51.08 | 0 | 0 | Cooling | 0 | #N/A | #N/A | #N/A | #N/A | 0 | 0 | 0 | 0 | 0 | 0 | #N/A | #N/A | 88 | 88 | 0 | #N/A | 0% | 1 | 50% | 0% | 0% | 0% | 8.2745 | 0 | 0 | 0 | 8.2745 | #N/A
2007-04-06 19:00 | 4 | 6 | 19 | 96.7501 | 2299 | 46.94 | 37.94 | 988 | 46.94 | 0 | 0 | Cooling | 0 | #N/A | #N/A | #N/A | #N/A | 0 | 0 | 0 | 0 | 0 | 0 | #N/A | #N/A | 88 | 88 | 0 | #N/A | 0% | 1 | 50% | 0% | 0% | 0% | 8.2745 | 0 | 0 | 0 | 8.2745 | #N/A
2007-04-06 20:00 | 4 | 6 | 20 | 96.7918 | 2300 | 46.94 | 35.06 | 989 | 46.94 | 0 | 0 | Cooling | 0 | #N/A | #N/A | #N/A | #N/A | 0 | 0 | 0 | 0 | 0 | 0 | #N/A | #N/A | 88 | 88 | 0 | #N/A | 0% | 1 | 50% | 0% | 0% | 0% | 8.2745 | 0 | 0 | 0 | 8.2745 | #N/A
2007-04-06 21:00 | 4 | 6 | 21 | 96.8335 | 2301 | 44.06 | 33.98 | 991 | 44.06 | 0 | 0 | Cooling | 0 | #N/A | #N/A | #N/A | #N/A | 0 | 0 | 0 | 0 | 0 | 0 | #N/A | #N/A | 88 | 88 | 0 | #N/A | 0% | 1 | 50% | 0% | 0% | 0% | 8.2745 | 0 | 0 | 0 | 8.2745 | #N/A
2007-04-06 22:00 | 4 | 6 | 22 | 96.8751 | 2302 | 37.04 | 30.02 | 991 | 37.04 | 0 | 0 | Cooling | 0 | #N/A | #N/A | #N/A | #N/A | 0 | 0 | 0 | 0 | 0 | 0 | #N/A | #N/A | 88 | 88 | 0 | #N/A | 0% | 1 | 50% | 0% | 0% | 0% | 8.2745 | 0 | 0 | 0 | 8.2745 | #N/A
2007-04-06 23:00 | 4 | 6 | 23 | 96.9168 | 2303 | 37.04 | 30.02 | 993 | 37.04 | 0 | 0 | Cooling | 0 | #N/A | #N/A | #N/A | #N/A | 0 | 0 | 0 | 0 | 0 | 0 | #N/A | #N/A | 88 | 88 | 0 | #N/A | 0% | 1 | 50% | 0% | 0% | 0% | 8.2745 | 0 | 0 | 0 | 8.2745 | #N/A
2007-04-07 | 4 | 7 | 0 | 96.9585 | 2304 | 35.06 | 28.94 | 994 | 35.06 | 0 | 0 | Cooling | 0 | #N/A | #N/A | #N/A | #N/A | 0 | 0 | 0 | 0 | 0 | 0 | #N/A | #N/A | 88 | 88 | 0 | #N/A | 0% | 1 | 50% | 0% | 0% | 0% | 8.2745 | 0 | 0 | 0 | 8.2745 | #N/A
2007-04-07 01:00 | 4 | 7 | 1 | 97.0001 | 2305 | 35.06 | 28.04 | 994 | 35.06 | 0 | 0 | Cooling | 0 | #N/A | #N/A | #N/A | #N/A | 0 | 0 | 0 | 0 | 0 | 0 | #N/A | #N/A | 88 | 88 | 0 | #N/A | 0% | 1 | 50% | 0% | 0% | 0% | 8.2745 | 0 | 0 | 0 | 8.2745 | #N/A
2007-04-07 02:00 | 4 | 7 | 2 | 97.0418 | 2306 | 35.06 | 26.96 | 995 | 35.06 | 0 | 0 | Cooling | 0 | #N/A | #N/A | #N/A | #N/A | 0 | 0 | 0 | 0 | 0 | 0 | #N/A | #N/A | 88 | 88 | 0 | #N/A | 0% | 1 | 50% | 0% | 0% | 0% | 8.2745 | 0 | 0 | 0 | 8.2745 | #N/A
2007-04-07 03:00 | 4 | 7 | 3 | 97.0835 | 2307 | 32 | 30.92 | 996 | 32 | 0 | 0 | Cooling | 0 | #N/A | #N/A | #N/A | #N/A | 0 | 0 | 0 | 0 | 0 | 0 | #N/A | #N/A | 88 | 88 | 0 | #N/A | 0% | 1 | 50% | 0% | 0% | 0% | 8.2745 | 0 | 0 | 0 | 8.2745 | #N/A
2007-04-07 04:00 | 4 | 7 | 4 | 97.1251 | 2308 | 30.92 | 28.94 | 997 | 30.92 | 0 | 0 | Cooling | 0 | #N/A | #N/A | #N/A | #N/A | 0 | 0 | 0 | 0 | 0 | 0 | #N/A | #N/A | 88 | 88 | 0 | #N/A | 0% | 1 | 50% | 0% | 0% | 0% | 8.2745 | 0 | 0 | 0 | 8.2745 | #N/A
2007-04-07 05:00 | 4 | 7 | 5 | 97.1668 | 2309 | 30.92 | 26.06 | 998 | 30.92 | 0 | 0 | Cooling | 0 | #N/A | #N/A | #N/A | #N/A | 0 | 0 | 0 | 0 | 0 | 0 | #N/A | #N/A | 88 | 88 | 0 | #N/A | 0% | 1 | 50% | 0% | 0% | 0% | 8.2745 | 0 | 0 | 0 | 8.2745 | #N/A
2007-04-07 06:00 | 4 | 7 | 6 | 97.2085 | 2310 | 30.02 | 24.98 | 999 | 30.02 | 0 | 0 | Cooling | 0 | #N/A | #N/A | #N/A | #N/A | 0 | 0 | 0 | 0 | 0 | 0 | #N/A | #N/A | 88 | 88 | 0 | #N/A | 0% | 1 | 50% | 0% | 0% | 0% | 8.2745 | 0 | 0 | 0 | 8.2745 | #N/A
2007-04-07 07:00 | 4 | 7 | 7 | 97.2501 | 2311 | 35.06 | 26.06 | 999 | 35.06 | 0 | 0 | Cooling | 0 | #N/A | #N/A | #N/A | #N/A | 0 | 0 | 0 | 0 | 0 | 0 | #N/A | #N/A | 88 | 88 | 0 | #N/A | 0% | 1 | 50% | 0% | 0% | 0% | 8.2745 | 0 | 0 | 0 | 8.2745 | #N/A
2007-04-07 08:00 | 4 | 7 | 8 | 97.2918 | 2312 | 35.06 | 24.98 | 1000 | 35.06 | 0 | 0 | Cooling | 0 | #N/A | #N/A | #N/A | #N/A | 0 | 0 | 0 | 0 | 0 | 0 | #N/A | #N/A | 88 | 88 | 0 | #N/A | 0% | 1 | 50% | 0% | 0% | 0% | 8.2745 | 0 | 0 | 0 | 8.2745 | #N/A
2007-04-07 09:00 | 4 | 7 | 9 | 97.3335 | 2313 | 44.06 | 24.08 | 1000 | 44.06 | 0 | 0 | Cooling | 0 | #N/A | #N/A | #N/A | #N/A | 0 | 0 | 0 | 0 | 0 | 0 | #N/A | #N/A | 88 | 88 | 0 | #N/A | 0% | 1 | 50% | 0% | 0% | 0% | 8.2745 | 0 | 0 | 0 | 8.2745 | #N/A
2007-04-07 10:00 | 4 | 7 | 10 | 97.3751 | 2314 | 48.92 | 23 | 1000 | 48.92 | 0 | 0 | Cooling | 0 | #N/A | #N/A | #N/A | #N/A | 0 | 0 | 0 | 0 | 0 | 0 | #N/A | #N/A | 88 | 88 | 0 | #N/A | 0% | 1 | 50% | 0% | 0% | 0% | 8.2745 | 0 | 0 | 0 | 8.2745 | #N/A
2007-04-07 11:00 | 4 | 7 | 11 | 97.4168 | 2315 | 48.92 | 21.02 | 1000 | 48.92 | 0 | 0 | Cooling | 0 | #N/A | #N/A | #N/A | #N/A | 0 | 0 | 0 | 0 | 0 | 0 | #N/A | #N/A | 88 | 88 | 0 | #N/A | 0% | 1 | 50% | 0% | 0% | 0% | 8.2745 | 0 | 0 | 0 | 8.2745 | #N/A
2007-04-07 12:00 | 4 | 7 | 12 | 97.4585 | 2316 | 53.96 | 17.96 | 1000 | 53.96 | 0 | 0 | Cooling | 0 | #N/A | #N/A | #N/A | #N/A | 0 | 0 | 0 | 0 | 0 | 0 | #N/A | #N/A | 88 | 88 | 0 | #N/A | 0% | 1 | 50% | 0% | 0% | 0% | 8.2745 | 0 | 0 | 0 | 8.2745 | #N/A
2007-04-07 13:00 | 4 | 7 | 13 | 97.5001 | 2317 | 55.04 | 17.96 | 1000 | 55.04 | 0 | 0 | Cooling | 0 | #N/A | #N/A | #N/A | #N/A | 0 | 0 | 0 | 0 | 0 | 0 | #N/A | #N/A | 88 | 88 | 0 | #N/A | 0% | 1 | 50% | 0% | 0% | 0% | 8.2745 | 0 | 0 | 0 | 8.2745 | #N/A
2007-04-07 14:00 | 4 | 7 | 14 | 97.5418 | 2318 | 55.04 | 19.04 | 1000 | 55.04 | 0 | 0 | Cooling | 0 | #N/A | #N/A | #N/A | #N/A | 0 | 0 | 0 | 0 | 0 | 0 | #N/A | #N/A | 88 | 88 | 0 | #N/A | 0% | 1 | 50% | 0% | 0% | 0% | 8.2745 | 0 | 0 | 0 | 8.2745 | #N/A
2007-04-07 15:00 | 4 | 7 | 15 | 97.5835 | 2319 | 53.96 | 19.94 | 1000 | 53.96 | 0 | 0 | Cooling | 0 | #N/A | #N/A | #N/A | #N/A | 0 | 0 | 0 | 0 | 0 | 0 | #N/A | #N/A | 88 | 88 | 0 | #N/A | 0% | 1 | 50% | 0% | 0% | 0% | 8.2745 | 0 | 0 | 0 | 8.2745 | #N/A
2007-04-07 16:00 | 4 | 7 | 16 | 97.6251 | 2320 | 53.96 | 19.04 | 1000 | 53.96 | 0 | 0 | Cooling | 0 | #N/A | #N/A | #N/A | #N/A | 0 | 0 | 0 | 0 | 0 | 0 | #N/A | #N/A | 88 | 88 | 0 | #N/A | 0% | 1 | 50% | 0% | 0% | 0% | 8.2745 | 0 | 0 | 0 | 8.2745 | #N/A
2007-04-07 17:00 | 4 | 7 | 17 | 97.6668 | 2321 | 53.96 | 17.96 | 1000 | 53.96 | 0 | 0 | Cooling | 0 | #N/A | #N/A | #N/A | #N/A | 0 | 0 | 0 | 0 | 0 | 0 | #N/A | #N/A | 88 | 88 | 0 | #N/A | 0% | 1 | 50% | 0% | 0% | 0% | 8.2745 | 0 | 0 | 0 | 8.2745 | #N/A
2007-04-07 18:00 | 4 | 7 | 18 | 97.7085 | 2322 | 53.06 | 17.96 | 1000 | 53.06 | 0 | 0 | Cooling | 0 | #N/A | #N/A | #N/A | #N/A | 0 | 0 | 0 | 0 | 0 | 0 | #N/A | #N/A | 88 | 88 | 0 | #N/A | 0% | 1 | 50% | 0% | 0% | 0% | 8.2745 | 0 | 0 | 0 | 8.2745 | #N/A
2007-04-07 19:00 | 4 | 7 | 19 | 97.7501 | 2323 | 50 | 19.04 | 1000 | 50 | 0 | 0 | Cooling | 0 | #N/A | #N/A | #N/A | #N/A | 0 | 0 | 0 | 0 | 0 | 0 | #N/A | #N/A | 88 | 88 | 0 | #N/A | 0% | 1 | 50% | 0% | 0% | 0% | 8.2745 | 0 | 0 | 0 | 8.2745 | #N/A
2007-04-07 20:00 | 4 | 7 | 20 | 97.7918 | 2324 | 50 | 19.94 | 1001 | 50 | 0 | 0 | Cooling | 0 | #N/A | #N/A | #N/A | #N/A | 0 | 0 | 0 | 0 | 0 | 0 | #N/A | #N/A | 88 | 88 | 0 | #N/A | 0% | 1 | 50% | 0% | 0% | 0% | 8.2745 | 0 | 0 | 0 | 8.2745 | #N/A
2007-04-07 21:00 | 4 | 7 | 21 | 97.8335 | 2325 | 46.94 | 19.04 | 1001 | 46.94 | 0 | 0 | Cooling | 0 | #N/A | #N/A | #N/A | #N/A | 0 | 0 | 0 | 0 | 0 | 0 | #N/A | #N/A | 88 | 88 | 0 | #N/A | 0% | 1 | 50% | 0% | 0% | 0% | 8.2745 | 0 | 0 | 0 | 8.2745 | #N/A
2007-04-07 22:00 | 4 | 7 | 22 | 97.8751 | 2326 | 44.96 | 19.94 | 1000 | 44.96 | 0 | 0 | Cooling | 0 | #N/A | #N/A | #N/A | #N/A | 0 | 0 | 0 | 0 | 0 | 0 | #N/A | #N/A | 88 | 88 | 0 | #N/A | 0% | 1 | 50% | 0% | 0% | 0% | 8.2745 | 0 | 0 | 0 | 8.2745 | #N/A
2007-04-07 23:00 | 4 | 7 | 23 | 97.9168 | 2327 | 44.06 | 21.02 | 1000 | 44.06 | 0 | 0 | Cooling | 0 | #N/A | #N/A | #N/A | #N/A | 0 | 0 | 0 | 0 | 0 | 0 | #N/A | #N/A | 88 | 88 | 0 | #N/A | 0% | 1 | 50% | 0% | 0% | 0% | 8.2745 | 0 | 0 | 0 | 8.2745 | #N/A
2007-04-08 | 4 | 8 | 0 | 97.9585 | 2328 | 42.08 | 21.02 | 999 | 42.08 | 0.44003 | 0 | Heating | 0.058671 | #N/A | #N/A | #N/A | #N/A | 0.44003 | #N/A | #N/A | 3.8759 | #N/A | 0 | 0 | 0 | 0 | 0 | 0 | 0 | 0.0001956% | 1 | 50% | 0% | 0% | 0% | 8.2745 | 0 | 0 | 0 | 8.2745 | #N/A
2007-04-08 01:00 | 4 | 8 | 1 | 98.0001 | 2329 | 42.08 | 21.92 | 999 | 42.08 | 3.1243 | 0 | Heating | 0.41657 | #N/A | #N/A | #N/A | #N/A | 3.1243 | #N/A | #N/A | 3.8759 | #N/A | 0 | 0 | 0 | 0 | 0 | 0 | 0 | 0.001389% | 1 | 50% | 0% | 0% | 0% | 8.2745 | 0 | 0 | 0 | 8.2745 | #N/A
2007-04-08 02:00 | 4 | 8 | 2 | 98.0418 | 2330 | 42.08 | 23 | 999 | 42.08 | 7.2892 | 0 | Heating | 0.97189 | #N/A | #N/A | #N/A | #N/A | 7.2892 | #N/A | #N/A | 3.8759 | #N/A | 0 | 0 | 0 | 0 | 0 | 0 | 0 | 0.00324% | 1 | 50% | 0% | 0% | 0% | 8.2745 | 0 | 0 | 0 | 8.2745 | #N/A
2007-04-08 03:00 | 4 | 8 | 3 | 98.0835 | 2331 | 46.04 | 24.98 | 999 | 46.04 | 9.9893 | 0 | Heating | 1.3319 | #N/A | #N/A | #N/A | #N/A | 9.9893 | #N/A | #N/A | 4.1705 | #N/A | 0 | 0 | 0 | 0 | 0 | 0 | 0 | 0.00444% | 1 | 50% | 0% | 0% | 0% | 8.2745 | 0 | 0 | 0 | 8.2745 | #N/A
2007-04-08 04:00 | 4 | 8 | 4 | 98.1251 | 2332 | 46.4 | 23 | 998 | 46.4 | 13.5815 | 0 | Heating | 1.8109 | #N/A | #N/A | #N/A | #N/A | 13.5815 | #N/A | #N/A | 4.1996 | #N/A | 0 | 0 | 0 | 0 | 0 | 0 | 0 | 0.006036% | 1 | 50% | 0% | 0% | 0% | 8.2745 | 0 | 0 | 0 | 8.2745 | #N/A
2007-04-08 05:00 | 4 | 8 | 5 | 98.1668 | 2333 | 46.94 | 23 | 998 | 46.94 | 13.9195 | 0 | Heating | 1.8559 | #N/A | #N/A | #N/A | #N/A | 13.9195 | #N/A | #N/A | 4.2441 | #N/A | 0 | 0 | 0 | 0 | 0 | 0 | 0 | 0.006186% | 1 | 50% | 0% | 0% | 0% | 8.2745 | 0 | 0 | 0 | 8.2745 | #N/A
2007-04-08 06:00 | 4 | 8 | 6 | 98.2085 | 2334 | 46.94 | 24.08 | 998 | 46.94 | 388.8046 | 0 | Heating | 51.8406 | #N/A | #N/A | #N/A | #N/A | 388.8046 | #N/A | #N/A | 4.2441 | #N/A | 0 | 0 | 0 | 0 | 0 | 0 | 0 | 0.1728% | 1 | 50% | 0% | 0% | 0% | 8.2745 | 0 | 0 | 0 | 8.2745 | #N/A
2007-04-08 07:00 | 4 | 8 | 7 | 98.2501 | 2335 | 48.02 | 26.06 | 998 | 48.02 | 182.3178 | 0 | Heating | 24.309 | #N/A | #N/A | #N/A | #N/A | 182.3178 | #N/A | #N/A | 4.3357 | #N/A | 0 | 0 | 0 | 0 | 0 | 0 | 0 | 0.08103% | 1 | 50% | 0% | 0% | 0% | 8.2745 | 0 | 0 | 0 | 8.2745 | #N/A
2007-04-08 08:00 | 4 | 8 | 8 | 98.2918 | 2336 | 48.02 | 26.96 | 998 | 48.02 | 17.3192 | 0 | Heating | 2.3092 | #N/A | #N/A | #N/A | #N/A | 17.3192 | #N/A | #N/A | 4.3357 | #N/A | 0 | 0 | 0 | 0 | 0 | 0 | 0 | 0.007697% | 1 | 50% | 0% | 0% | 0% | 8.2745 | 0 | 0 | 0 | 8.2745 | #N/A
2007-04-08 09:00 | 4 | 8 | 9 | 98.3335 | 2337 | 51.08 | 30.92 | 998 | 51.08 | 15.2251 | 0 | Heating | 2.03 | #N/A | #N/A | #N/A | #N/A | 15.2251 | #N/A | #N/A | 4.6159 | #N/A | 0 | 0 | 0 | 0 | 0 | 0 | 0 | 0.006767% | 1 | 50% | 0% | 0% | 0% | 8.2745 | 0 | 0 | 0 | 8.2745 | #N/A
2007-04-08 10:00 | 4 | 8 | 10 | 98.3751 | 2338 | 55.04 | 35.06 | 998 | 55.04 | 22.6001 | 0 | Heating | 3.0133 | #N/A | #N/A | #N/A | #N/A | 22.6001 | #N/A | #N/A | 5.0265 | #N/A | 0 | 0 | 0 | 0 | 0 | 0 | 0 | 0.01004% | 1 | 50% | 0% | 0% | 0% | 8.2745 | 0 | 0 | 0 | 8.2745 | #N/A
2007-04-08 11:00 | 4 | 8 | 11 | 98.4168 | 2339 | 55.94 | 37.04 | 998 | 55.94 | 11.3012 | 0 | Heating | 1.5068 | #N/A | #N/A | #N/A | #N/A | 11.3012 | #N/A | #N/A | 5.1278 | #N/A | 0 | 0 | 0 | 0 | 0 | 0 | 0 | 0.005023% | 1 | 50% | 0% | 0% | 0% | 8.2745 | 0 | 0 | 0 | 8.2745 | #N/A
2007-04-08 12:00 | 4 | 8 | 12 | 98.4585 | 2340 | 59 | 32 | 999 | 59 | 19.3327 | 0 | Heating | 2.5777 | #N/A | #N/A | #N/A | #N/A | 19.3327 | #N/A | #N/A | 5.4953 | #N/A | 0 | 0 | 0 | 0 | 0 | 0 | 0 | 0.008592% | 1 | 50% | 0% | 0% | 0% | 8.2745 | 0 | 0 | 0 | 8.2745 | #N/A
2007-04-08 13:00 | 4 | 8 | 13 | 98.5001 | 2341 | 60.08 | 28.94 | 999 | 60.08 | 8.2185 | 0 | Heating | 1.0958 | #N/A | #N/A | #N/A | #N/A | 8.2185 | #N/A | #N/A | 5.6339 | #N/A | 0 | 0 | 0 | 0 | 0 | 0 | 0 | 0.003653% | 1 | 50% | 0% | 0% | 0% | 8.2745 | 0 | 0 | 0 | 8.2745 | #N/A
2007-04-08 14:00 | 4 | 8 | 14 | 98.5418 | 2342 | 60.08 | 28.04 | 999 | 60.08 | 3.6781 | 0 | Heating | 0.49041 | #N/A | #N/A | #N/A | #N/A | 3.6781 | #N/A | #N/A | 5.6339 | #N/A | 0 | 0 | 0 | 0 | 0 | 0 | 0 | 0.001635% | 1 | 50% | 0% | 0% | 0% | 8.2745 | 0 | 0 | 0 | 8.2745 | #N/A
2007-04-08 15:00 | 4 | 8 | 15 | 98.5835 | 2343 | 51.98 | 26.06 | 999 | 51.98 | 2.4894 | 0 | Heating | 0.33192 | #N/A | #N/A | #N/A | #N/A | 2.4894 | #N/A | #N/A | 4.7043 | #N/A | 0 | 0 | 0 | 0 | 0 | 0 | 0 | 0.001106% | 1 | 50% | 0% | 0% | 0% | 8.2745 | 0 | 0 | 0 | 8.2745 | #N/A
2007-04-08 16:00 | 4 | 8 | 16 | 98.6251 | 2344 | 51.98 | 17.06 | 999 | 51.98 | 0.34081 | 0 | Heating | 0.045442 | #N/A | #N/A | #N/A | #N/A | 0.34081 | #N/A | #N/A | 4.7043 | #N/A | 0 | 0 | 0 | 0 | 0 | 0 | 0 | 0.0001515% | 1 | 50% | 0% | 0% | 0% | 8.2745 | 0 | 0 | 0 | 8.2745 | #N/A
2007-04-08 17:00 | 4 | 8 | 17 | 98.6668 | 2345 | 51.98 | 17.96 | 1000 | 51.98 | 2.3929 | 0 | Heating | 0.31905 | #N/A | #N/A | #N/A | #N/A | 2.3929 | #N/A | #N/A | 4.7043 | #N/A | 0 | 0 | 0 | 0 | 0 | 0 | 0 | 0.001064% | 1 | 50% | 0% | 0% | 0% | 8.2745 | 0 | 0 | 0 | 8.2745 | #N/A
2007-04-08 18:00 | 4 | 8 | 18 | 98.7085 | 2346 | 46.94 | 19.04 | 1000 | 46.94 | 8.3482 | 0 | Heating | 1.1131 | #N/A | #N/A | #N/A | #N/A | 8.3482 | #N/A | #N/A | 4.2441 | #N/A | 0 | 0 | 0 | 0 | 0 | 0 | 0 | 0.00371% | 1 | 50% | 0% | 0% | 0% | 8.2745 | 0 | 0 | 0 | 8.2745 | #N/A
2007-04-08 19:00 | 4 | 8 | 19 | 98.7501 | 2347 | 42.98 | 17.06 | 1001 | 42.98 | 22.0948 | 0 | Heating | 2.946 | #N/A | #N/A | #N/A | #N/A | 22.0948 | #N/A | #N/A | 3.9388 | #N/A | 0 | 0 | 0 | 0 | 0 | 0 | 0 | 0.00982% | 1 | 50% | 0% | 0% | 0% | 8.2745 | 0 | 0 | 0 | 8.2745 | #N/A
2007-04-08 20:00 | 4 | 8 | 20 | 98.7918 | 2348 | 42.98 | 17.96 | 1001 | 42.98 | 73.3473 | 0 | Heating | 9.7796 | #N/A | #N/A | #N/A | #N/A | 73.3473 | #N/A | #N/A | 3.9388 | #N/A | 0 | 0 | 0 | 0 | 0 | 0 | 0 | 0.0326% | 1 | 50% | 0% | 0% | 0% | 8.2745 | 0 | 0 | 0 | 8.2745 | #N/A
2007-04-08 21:00 | 4 | 8 | 21 | 98.8335 | 2349 | 42.98 | 19.04 | 1002 | 42.98 | 124.4267 | 0 | Heating | 16.5902 | #N/A | #N/A | #N/A | #N/A | 124.4267 | #N/A | #N/A | 3.9388 | #N/A | 0 | 0 | 0 | 0 | 0 | 0 | 0 | 0.0553% | 1 | 50% | 0% | 0% | 0% | 8.2745 | 0 | 0 | 0 | 8.2745 | #N/A
2007-04-08 22:00 | 4 | 8 | 22 | 98.8751 | 2350 | 42.98 | 19.94 | 1002 | 42.98 | 0 | 0 | Cooling | 0 | #N/A | #N/A | #N/A | #N/A | 0 | 0 | 0 | 0 | 0 | 0 | #N/A | #N/A | 88 | 88 | 0 | #N/A | 0% | 1 | 50% | 0% | 0% | 0% | 8.2745 | 0 | 0 | 0 | 8.2745 | #N/A
2007-04-08 23:00 | 4 | 8 | 23 | 98.9168 | 2351 | 42.98 | 19.04 | 1002 | 42.98 | 3.2328 | 0 | Heating | 0.43103 | #N/A | #N/A | #N/A | #N/A | 3.2328 | #N/A | #N/A | 3.9388 | #N/A | 0 | 0 | 0 | 0 | 0 | 0 | 0 | 0.001437% | 1 | 50% | 0% | 0% | 0% | 8.2745 | 0 | 0 | 0 | 8.2745 | #N/A
2007-04-09 | 4 | 9 | 0 | 98.9585 | 2352 | 42.98 | 19.04 | 1002 | 42.98 | 8.8314 | 0 | Heating | 1.1775 | #N/A | #N/A | #N/A | #N/A | 8.8314 | #N/A | #N/A | 3.9388 | #N/A | 0 | 0 | 0 | 0 | 0 | 0 | 0 | 0.003925% | 1 | 50% | 0% | 0% | 0% | 8.2745 | 0 | 0 | 0 | 8.2745 | #N/A
2007-04-09 01:00 | 4 | 9 | 1 | 99.0001 | 2353 | 42.98 | 19.04 | 1002 | 42.98 | 14.0465 | 0 | Heating | 1.8729 | #N/A | #N/A | #N/A | #N/A | 14.0465 | #N/A | #N/A | 3.9388 | #N/A | 0 | 0 | 0 | 0 | 0 | 0 | 0 | 0.006243% | 1 | 50% | 0% | 0% | 0% | 8.2745 | 0 | 0 | 0 | 8.2745 | #N/A
2007-04-09 02:00 | 4 | 9 | 2 | 99.0418 | 2354 | 42.98 | 17.06 | 1002 | 42.98 | 15.4564 | 0 | Heating | 2.0608 | #N/A | #N/A | #N/A | #N/A | 15.4564 | #N/A | #N/A | 3.9388 | #N/A | 0 | 0 | 0 | 0 | 0 | 0 | 0 | 0.006869% | 1 | 50% | 0% | 0% | 0% | 8.2745 | 0 | 0 | 0 | 8.2745 | #N/A
2007-04-09 03:00 | 4 | 9 | 3 | 99.0835 | 2355 | 41 | 17.06 | 1002 | 41 | 16.6403 | 0 | Heating | 2.2187 | #N/A | #N/A | #N/A | #N/A | 16.6403 | #N/A | #N/A | 3.8033 | #N/A | 0 | 0 | 0 | 0 | 0 | 0 | 0 | 0.007396% | 1 | 50% | 0% | 0% | 0% | 8.2745 | 0 | 0 | 0 | 8.2745 | #N/A
2007-04-09 04:00 | 4 | 9 | 4 | 99.1251 | 2356 | 39.92 | 12.92 | 1002 | 39.92 | 31.7477 | 0 | Heating | 4.233 | #N/A | #N/A | #N/A | #N/A | 31.7477 | #N/A | #N/A | 3.7339 | #N/A | 0 | 0 | 0 | 0 | 0 | 0 | 0 | 0.01411% | 1 | 50% | 0% | 0% | 0% | 8.2745 | 0 | 0 | 0 | 8.2745 | #N/A
2007-04-09 05:00 | 4 | 9 | 5 | 99.1668 | 2357 | 39.92 | 12.92 | 1002 | 39.92 | 59.7079 | 0 | Heating | 7.961 | #N/A | #N/A | #N/A | #N/A | 59.7079 | #N/A | #N/A | 3.7339 | #N/A | 0 | 0 | 0 | 0 | 0 | 0 | 0 | 0.02654% | 1 | 50% | 0% | 0% | 0% | 8.2745 | 0 | 0 | 0 | 8.2745 | #N/A
2007-04-09 06:00 | 4 | 9 | 6 | 99.2085 | 2358 | 37.04 | 15.98 | 1003 | 37.04 | 539.8993 | 0 | Heating | 71.9866 | #N/A | #N/A | #N/A | #N/A | 539.8993 | #N/A | #N/A | 3.5637 | #N/A | 0 | 0 | 0 | 0 | 0 | 0 | 0 | 0.24% | 1 | 50% | 0% | 0% | 0% | 8.2745 | 0 | 0 | 0 | 8.2745 | #N/A
2007-04-09 07:00 | 4 | 9 | 7 | 99.2501 | 2359 | 42.08 | 17.96 | 1003 | 42.08 | 292.9935 | 0 | Heating | 39.0658 | #N/A | #N/A | #N/A | #N/A | 292.9935 | #N/A | #N/A | 3.8759 | #N/A | 0 | 0 | 0 | 0 | 0 | 0 | 0 | 0.1302% | 1 | 50% | 0% | 0% | 0% | 8.2745 | 0 | 0 | 0 | 8.2745 | #N/A
2007-04-09 08:00 | 4 | 9 | 8 | 99.2918 | 2360 | 42.08 | 12.92 | 1004 | 42.08 | 77.7299 | 0 | Heating | 10.364 | #N/A | #N/A | #N/A | #N/A | 77.7299 | #N/A | #N/A | 3.8759 | #N/A | 0 | 0 | 0 | 0 | 0 | 0 | 0 | 0.03455% | 1 | 50% | 0% | 0% | 0% | 8.2745 | 0 | 0 | 0 | 8.2745 | #N/A
2007-04-09 09:00 | 4 | 9 | 9 | 99.3335 | 2361 | 46.94 | 10.94 | 1004 | 46.94 | 43.4916 | 0 | Heating | 5.7989 | #N/A | #N/A | #N/A | #N/A | 43.4916 | #N/A | #N/A | 4.2441 | #N/A | 0 | 0 | 0 | 0 | 0 | 0 | 0 | 0.01933% | 1 | 50% | 0% | 0% | 0% | 8.2745 | 0 | 0 | 0 | 8.2745 | #N/A
2007-04-09 10:00 | 4 | 9 | 10 | 99.3751 | 2362 | 48.92 | 8.96 | 1005 | 48.92 | 43.2101 | 0 | Heating | 5.7614 | #N/A | #N/A | #N/A | #N/A | 43.2101 | #N/A | #N/A | 4.4149 | #N/A | 0 | 0 | 0 | 0 | 0 | 0 | 0 | 0.0192% | 1 | 50% | 0% | 0% | 0% | 8.2745 | 0 | 0 | 0 | 8.2745 | #N/A
2007-04-09 11:00 | 4 | 9 | 11 | 99.4168 | 2363 | 48.92 | 8.06 | 1005 | 48.92 | 31.6933 | 0 | Heating | 4.2258 | #N/A | #N/A | #N/A | #N/A | 31.6933 | #N/A | #N/A | 4.4149 | #N/A | 0 | 0 | 0 | 0 | 0 | 0 | 0 | 0.01409% | 1 | 50% | 0% | 0% | 0% | 8.2745 | 0 | 0 | 0 | 8.2745 | #N/A
2007-04-09 12:00 | 4 | 9 | 12 | 99.4585 | 2364 | 51.98 | 10.94 | 1005 | 51.98 | 37.2055 | 0 | Heating | 4.9607 | #N/A | #N/A | #N/A | #N/A | 37.2055 | #N/A | #N/A | 4.7043 | #N/A | 0 | 0 | 0 | 0 | 0 | 0 | 0 | 0.01654% | 1 | 50% | 0% | 0% | 0% | 8.2745 | 0 | 0 | 0 | 8.2745 | #N/A
2007-04-09 13:00 | 4 | 9 | 13 | 99.5001 | 2365 | 53.06 | 10.04 | 1005 | 53.06 | 8.7671 | 0 | Heating | 1.1689 | #N/A | #N/A | #N/A | #N/A | 8.7671 | #N/A | #N/A | 4.8142 | #N/A | 0 | 0 | 0 | 0 | 0 | 0 | 0 | 0.003896% | 1 | 50% | 0% | 0% | 0% | 8.2745 | 0 | 0 | 0 | 8.2745 | #N/A
2007-04-09 14:00 | 4 | 9 | 14 | 99.5418 | 2366 | 53.06 | 8.96 | 1005 | 53.06 | 7.0115 | 0 | Heating | 0.93486 | #N/A | #N/A | #N/A | #N/A | 7.0115 | #N/A | #N/A | 4.8142 | #N/A | 0 | 0 | 0 | 0 | 0 | 0 | 0 | 0.003116% | 1 | 50% | 0% | 0% | 0% | 8.2745 | 0 | 0 | 0 | 8.2745 | #N/A
2007-04-09 15:00 | 4 | 9 | 15 | 99.5835 | 2367 | 51.08 | 10.94 | 1005 | 51.08 | 6.1463 | 0 | Heating | 0.81951 | #N/A | #N/A | #N/A | #N/A | 6.1463 | #N/A | #N/A | 4.6159 | #N/A | 0 | 0 | 0 | 0 | 0 | 0 | 0 | 0.002732% | 1 | 50% | 0% | 0% | 0% | 8.2745 | 0 | 0 | 0 | 8.2745 | #N/A
2007-04-09 16:00 | 4 | 9 | 16 | 99.6251 | 2368 | 50 | 8.96 | 1006 | 50 | 5.5279 | 0 | Heating | 0.73705 | #N/A | #N/A | #N/A | #N/A | 5.5279 | #N/A | #N/A | 4.5134 | #N/A | 0 | 0 | 0 | 0 | 0 | 0 | 0 | 0.002457% | 1 | 50% | 0% | 0% | 0% | 8.2745 | 0 | 0 | 0 | 8.2745 | #N/A
2007-04-09 17:00 | 4 | 9 | 17 | 99.6668 | 2369 | 50 | 8.06 | 1006 | 50 | 7.0041 | 0 | Heating | 0.93387 | #N/A | #N/A | #N/A | #N/A | 7.0041 | #N/A | #N/A | 4.5134 | #N/A | 0 | 0 | 0 | 0 | 0 | 0 | 0 | 0.003113% | 1 | 50% | 0% | 0% | 0% | 8.2745 | 0 | 0 | 0 | 8.2745 | #N/A
2007-04-09 18:00 | 4 | 9 | 18 | 99.7085 | 2370 | 46.94 | 10.94 | 1007 | 46.94 | 35.4915 | 0 | Heating | 4.7322 | #N/A | #N/A | #N/A | #N/A | 35.4915 | #N/A | #N/A | 4.2441 | #N/A | 0 | 0 | 0 | 0 | 0 | 0 | 0 | 0.01577% | 1 | 50% | 0% | 0% | 0% | 8.2745 | 0 | 0 | 0 | 8.2745 | #N/A
2007-04-09 19:00 | 4 | 9 | 19 | 99.7501 | 2371 | 42.98 | 10.94 | 1007 | 42.98 | 61.2896 | 0 | Heating | 8.1719 | #N/A | #N/A | #N/A | #N/A | 61.2896 | #N/A | #N/A | 3.9388 | #N/A | 0 | 0 | 0 | 0 | 0 | 0 | 0 | 0.02724% | 1 | 50% | 0% | 0% | 0% | 8.2745 | 0 | 0 | 0 | 8.2745 | #N/A
2007-04-09 20:00 | 4 | 9 | 20 | 99.7918 | 2372 | 42.98 | 12.92 | 1008 | 42.98 | 131.3252 | 0 | Heating | 17.51 | #N/A | #N/A | #N/A | #N/A | 131.3252 | #N/A | #N/A | 3.9388 | #N/A | 0 | 0 | 0 | 0 | 0 | 0 | 0 | 0.05837% | 1 | 50% | 0% | 0% | 0% | 8.2745 | 0 | 0 | 0 | 8.2745 | #N/A
2007-04-09 21:00 | 4 | 9 | 21 | 99.8335 | 2373 | 39.92 | 14 | 1009 | 39.92 | 177.634 | 0 | Heating | 23.6845 | #N/A | #N/A | #N/A | #N/A | 177.634 | #N/A | #N/A | 3.7339 | #N/A | 0 | 0 | 0 | 0 | 0 | 0 | 0 | 0.07895% | 1 | 50% | 0% | 0% | 0% | 8.2745 | 0 | 0 | 0 | 8.2745 | #N/A
2007-04-09 22:00 | 4 | 9 | 22 | 99.8751 | 2374 | 37.94 | 15.98 | 1009 | 37.94 | 0.76192 | 0 | Heating | 0.10159 | #N/A | #N/A | #N/A | #N/A | 0.76192 | #N/A | #N/A | 3.6146 | #N/A | 0 | 0 | 0 | 0 | 0 | 0 | 0 | 0.0003386% | 1 | 50% | 0% | 0% | 0% | 8.2745 | 0 | 0 | 0 | 8.2745 | #N/A
2007-04-09 23:00 | 4 | 9 | 23 | 99.9168 | 2375 | 37.94 | 17.06 | 1009 | 37.94 | 11.0158 | 0 | Heating | 1.4688 | #N/A | #N/A | #N/A | #N/A | 11.0158 | #N/A | #N/A | 3.6146 | #N/A | 0 | 0 | 0 | 0 | 0 | 0 | 0 | 0.004896% | 1 | 50% | 0% | 0% | 0% | 8.2745 | 0 | 0 | 0 | 8.2745 | #N/A
2007-04-10 | 4 | 10 | 0 | 99.9585 | 2376 | 35.96 | 19.04 | 1009 | 35.96 | 13.8728 | 0 | Heating | 1.8497 | #N/A | #N/A | #N/A | #N/A | 13.8728 | #N/A | #N/A | 3.5052 | #N/A | 0 | 0 | 0 | 0 | 0 | 0 | 0 | 0.006166% | 1 | 50% | 0% | 0% | 0% | 8.2745 | 0 | 0 | 0 | 8.2745 | #N/A
2007-04-10 01:00 | 4 | 10 | 1 | 100.0001 | 2377 | 28.94 | 19.04 | 1009 | 28.94 | 16.9263 | 0 | Heating | 2.2568 | #N/A | #N/A | #N/A | #N/A | 16.9263 | #N/A | #N/A | 3.188 | #N/A | 0 | 0 | 0 | 0 | 0 | 0 | 0 | 0.007523% | 1 | 50% | 0% | 0% | 0% | 8.2745 | 0 | 0 | 0 | 8.2745 | #N/A
2007-04-10 02:00 | 4 | 10 | 2 | 100.0418 | 2378 | 28.94 | 17.96 | 1009 | 28.94 | 21.9175 | 0 | Heating | 2.9223 | #N/A | #N/A | #N/A | #N/A | 21.9175 | #N/A | #N/A | 3.188 | #N/A | 0 | 0 | 0 | 0 | 0 | 0 | 0 | 0.009741% | 1 | 50% | 0% | 0% | 0% | 8.2745 | 0 | 0 | 0 | 8.2745 | #N/A
2007-04-10 03:00 | 4 | 10 | 3 | 100.0835 | 2379 | 26.96 | 19.94 | 1010 | 26.96 | 25.4724 | 0 | Heating | 3.3963 | #N/A | #N/A | #N/A | #N/A | 25.4724 | #N/A | #N/A | 3.1163 | #N/A | 0 | 0 | 0 | 0 | 0 | 0 | 0 | 0.01132% | 1 | 50% | 0% | 0% | 0% | 8.2745 | 0 | 0 | 0 | 8.2745 | #N/A
2007-04-10 04:00 | 4 | 10 | 4 | 100.1251 | 2380 | 26.96 | 17.06 | 1010 | 26.96 | 61.0723 | 0 | Heating | 8.143 | #N/A | #N/A | #N/A | #N/A | 61.0723 | #N/A | #N/A | 3.1163 | #N/A | 0 | 0 | 0 | 0 | 0 | 0 | 0 | 0.02714% | 1 | 50% | 0% | 0% | 0% | 8.2745 | 0 | 0 | 0 | 8.2745 | #N/A
2007-04-10 05:00 | 4 | 10 | 5 | 100.1668 | 2381 | 26.96 | 15.98 | 1010 | 26.96 | 88.0179 | 0 | Heating | 11.7357 | #N/A | #N/A | #N/A | #N/A | 88.0179 | #N/A | #N/A | 3.1163 | #N/A | 0 | 0 | 0 | 0 | 0 | 0 | 0 | 0.03912% | 1 | 50% | 0% | 0% | 0% | 8.2745 | 0 | 0 | 0 | 8.2745 | #N/A
2007-04-10 06:00 | 4 | 10 | 6 | 100.2085 | 2382 | 30.92 | 15.98 | 1011 | 30.92 | 557.2758 | 0 | Heating | 74.3034 | #N/A | #N/A | #N/A | #N/A | 557.2758 | #N/A | #N/A | 3.2671 | #N/A | 0 | 0 | 0 | 0 | 0 | 0 | 0 | 0.2477% | 1 | 50% | 0% | 0% | 0% | 8.2745 | 0 | 0 | 0 | 8.2745 | #N/A
2007-04-10 07:00 | 4 | 10 | 7 | 100.2501 | 2383 | 37.04 | 15.98 | 1011 | 37.04 | 313.4896 | 0 | Heating | 41.7986 | #N/A | #N/A | #N/A | #N/A | 313.4896 | #N/A | #N/A | 3.5637 | #N/A | 0 | 0 | 0 | 0 | 0 | 0 | 0 | 0.1393% | 1 | 50% | 0% | 0% | 0% | 8.2745 | 0 | 0 | 0 | 8.2745 | #N/A
2007-04-10 08:00 | 4 | 10 | 8 | 100.2918 | 2384 | 37.04 | 15.98 | 1011 | 37.04 | 102.6149 | 0 | Heating | 13.682 | #N/A | #N/A | #N/A | #N/A | 102.6149 | #N/A | #N/A | 3.5637 | #N/A | 0 | 0 | 0 | 0 | 0 | 0 | 0 | 0.04561% | 1 | 50% | 0% | 0% | 0% | 8.2745 | 0 | 0 | 0 | 8.2745 | #N/A
2007-04-10 09:00 | 4 | 10 | 9 | 100.3335 | 2385 | 44.96 | 15.98 | 1011 | 44.96 | 53.8586 | 0 | Heating | 7.1811 | #N/A | #N/A | #N/A | #N/A | 53.8586 | #N/A | #N/A | 4.0856 | #N/A | 0 | 0 | 0 | 0 | 0 | 0 | 0 | 0.02394% | 1 | 50% | 0% | 0% | 0% | 8.2745 | 0 | 0 | 0 | 8.2745 | #N/A
2007-04-10 10:00 | 4 | 10 | 10 | 100.3751 | 2386 | 50 | 12.92 | 1011 | 50 | 47.289 | 0 | Heating | 6.3052 | #N/A | #N/A | #N/A | #N/A | 47.289 | #N/A | #N/A | 4.5134 | #N/A | 0 | 0 | 0 | 0 | 0 | 0 | 0 | 0.02102% | 1 | 50% | 0% | 0% | 0% | 8.2745 | 0 | 0 | 0 | 8.2745 | #N/A
2007-04-10 11:00 | 4 | 10 | 11 | 100.4168 | 2387 | 50 | 15.98 | 1010 | 50 | 26.7345 | 0 | Heating | 3.5646 | #N/A | #N/A | #N/A | #N/A | 26.7345 | #N/A | #N/A | 4.5134 | #N/A | 0 | 0 | 0 | 0 | 0 | 0 | 0 | 0.01188% | 1 | 50% | 0% | 0% | 0% | 8.2745 | 0 | 0 | 0 | 8.2745 | #N/A
2007-04-10 12:00 | 4 | 10 | 12 | 100.4585 | 2388 | 60.08 | 15.98 | 1009 | 60.08 | 22.2983 | 0 | Heating | 2.9731 | #N/A | #N/A | #N/A | #N/A | 22.2983 | #N/A | #N/A | 5.6339 | #N/A | 0 | 0 | 0 | 0 | 0 | 0 | 0 | 0.00991% | 1 | 50% | 0% | 0% | 0% | 8.2745 | 0 | 0 | 0 | 8.2745 | #N/A
2007-04-10 13:00 | 4 | 10 | 13 | 100.5001 | 2389 | 60.98 | 17.06 | 1008 | 60.98 | 7.2969 | 0 | Heating | 0.97292 | #N/A | #N/A | #N/A | #N/A | 7.2969 | #N/A | #N/A | 5.753 | #N/A | 0 | 0 | 0 | 0 | 0 | 0 | 0 | 0.003243% | 1 | 50% | 0% | 0% | 0% | 8.2745 | 0 | 0 | 0 | 8.2745 | #N/A
2007-04-10 14:00 | 4 | 10 | 14 | 100.5418 | 2390 | 60.98 | 17.06 | 1007 | 60.98 | 3.9215 | 0 | Heating | 0.52286 | #N/A | #N/A | #N/A | #N/A | 3.9215 | #N/A | #N/A | 5.753 | #N/A | 0 | 0 | 0 | 0 | 0 | 0 | 0 | 0.001743% | 1 | 50% | 0% | 0% | 0% | 8.2745 | 0 | 0 | 0 | 8.2745 | #N/A
2007-04-10 15:00 | 4 | 10 | 15 | 100.5835 | 2391 | 66.02 | 15.98 | 1006 | 66.02 | 3.0095 | 0 | Heating | 0.40127 | #N/A | #N/A | #N/A | #N/A | 3.0095 | #N/A | #N/A | 6.4831 | #N/A | 0 | 0 | 0 | 0 | 0 | 0 | 0 | 0.001338% | 1 | 50% | 0% | 0% | 0% | 8.2745 | 0 | 0 | 0 | 8.2745 | #N/A
2007-04-10 16:00 | 4 | 10 | 16 | 100.6251 | 2392 | 64.94 | 17.06 | 1005 | 64.94 | 0.82932 | 0 | Heating | 0.11058 | #N/A | #N/A | #N/A | #N/A | 0.82932 | #N/A | #N/A | 6.3174 | #N/A | 0 | 0 | 0 | 0 | 0 | 0 | 0 | 0.0003686% | 1 | 50% | 0% | 0% | 0% | 8.2745 | 0 | 0 | 0 | 8.2745 | #N/A
2007-04-10 17:00 | 4 | 10 | 17 | 100.6668 | 2393 | 64.94 | 17.06 | 1003 | 64.94 | 1.2958 | 0 | Heating | 0.17277 | #N/A | #N/A | #N/A | #N/A | 1.2958 | #N/A | #N/A | 6.3174 | #N/A | 0 | 0 | 0 | 0 | 0 | 0 | 0 | 0.0005759% | 1 | 50% | 0% | 0% | 0% | 8.2745 | 0 | 0 | 0 | 8.2745 | #N/A
2007-04-10 18:00 | 4 | 10 | 18 | 100.7085 | 2394 | 62.06 | 17.06 | 1003 | 62.06 | 5.4401 | 0 | Heating | 0.72535 | #N/A | #N/A | #N/A | #N/A | 5.4401 | #N/A | #N/A | 5.9003 | #N/A | 0 | 0 | 0 | 0 | 0 | 0 | 0 | 0.002418% | 1 | 50% | 0% | 0% | 0% | 8.2745 | 0 | 0 | 0 | 8.2745 | #N/A
2007-04-10 19:00 | 4 | 10 | 19 | 100.7501 | 2395 | 59 | 17.06 | 1003 | 59 | 7.9216 | 0 | Heating | 1.0562 | #N/A | #N/A | #N/A | #N/A | 7.9216 | #N/A | #N/A | 5.4953 | #N/A | 0 | 0 | 0 | 0 | 0 | 0 | 0 | 0.003521% | 1 | 50% | 0% | 0% | 0% | 8.2745 | 0 | 0 | 0 | 8.2745 | #N/A
2007-04-10 20:00 | 4 | 10 | 20 | 100.7918 | 2396 | 59 | 17.96 | 1003 | 59 | 13.0272 | 0 | Heating | 1.737 | #N/A | #N/A | #N/A | #N/A | 13.0272 | #N/A | #N/A | 5.4953 | #N/A | 0 | 0 | 0 | 0 | 0 | 0 | 0 | 0.00579% | 1 | 50% | 0% | 0% | 0% | 8.2745 | 0 | 0 | 0 | 8.2745 | #N/A
2007-04-10 21:00 | 4 | 10 | 21 | 100.8335 | 2397 | 55.94 | 17.96 | 1003 | 55.94 | 20.3582 | 0 | Heating | 2.7144 | #N/A | #N/A | #N/A | #N/A | 20.3582 | #N/A | #N/A | 5.1278 | #N/A | 0 | 0 | 0 | 0 | 0 | 0 | 0 | 0.009048% | 1 | 50% | 0% | 0% | 0% | 8.2745 | 0 | 0 | 0 | 8.2745 | #N/A
2007-04-10 22:00 | 4 | 10 | 22 | 100.8751 | 2398 | 55.94 | 19.04 | 1003 | 55.94 | 0 | 0 | Cooling | 0 | #N/A | #N/A | #N/A | #N/A | 0 | 0 | 0 | 0 | 0 | 0 | #N/A | #N/A | 88 | 88 | 0 | #N/A | 0% | 1 | 50% | 0% | 0% | 0% | 8.2745 | 0 | 0 | 0 | 8.2745 | #N/A
2007-04-10 23:00 | 4 | 10 | 23 | 100.9168 | 2399 | 55.94 | 19.04 | 1003 | 55.94 | 0 | 0 | Cooling | 0 | #N/A | #N/A | #N/A | #N/A | 0 | 0 | 0 | 0 | 0 | 0 | #N/A | #N/A | 88 | 88 | 0 | #N/A | 0% | 1 | 50% | 0% | 0% | 0% | 8.2745 | 0 | 0 | 0 | 8.2745 | #N/A
2007-04-11 | 4 | 11 | 0 | 100.9585 | 2400 | 55.94 | 19.04 | 1004 | 55.94 | 0 | 0 | Cooling | 0 | #N/A | #N/A | #N/A | #N/A | 0 | 0 | 0 | 0 | 0 | 0 | #N/A | #N/A | 88 | 88 | 0 | #N/A | 0% | 1 | 50% | 0% | 0% | 0% | 8.2745 | 0 | 0 | 0 | 8.2745 | #N/A
2007-04-11 01:00 | 4 | 11 | 1 | 101.0001 | 2401 | 55.94 | 19.04 | 1003 | 55.94 | 0 | 0 | Cooling | 0 | #N/A | #N/A | #N/A | #N/A | 0 | 0 | 0 | 0 | 0 | 0 | #N/A | #N/A | 88 | 88 | 0 | #N/A | 0% | 1 | 50% | 0% | 0% | 0% | 8.2745 | 0 | 0 | 0 | 8.2745 | #N/A
2007-04-11 02:00 | 4 | 11 | 2 | 101.0418 | 2402 | 55.94 | 19.94 | 1002 | 55.94 | 0.037325 | 0 | Heating | 0.0049767 | #N/A | #N/A | #N/A | #N/A | 0.037325 | #N/A | #N/A | 5.1278 | #N/A | 0 | 0 | 0 | 0 | 0 | 0 | 0 | 1.659e-05% | 1 | 50% | 0% | 0% | 0% | 8.2745 | 0 | 0 | 0 | 8.2745 | #N/A
2007-04-11 03:00 | 4 | 11 | 3 | 101.0835 | 2403 | 55.94 | 33.08 | 1002 | 55.94 | 0.35084 | 0 | Heating | 0.046778 | #N/A | #N/A | #N/A | #N/A | 0.35084 | #N/A | #N/A | 5.1278 | #N/A | 0 | 0 | 0 | 0 | 0 | 0 | 0 | 0.0001559% | 1 | 50% | 0% | 0% | 0% | 8.2745 | 0 | 0 | 0 | 8.2745 | #N/A
2007-04-11 04:00 | 4 | 11 | 4 | 101.1251 | 2404 | 53.96 | 30.92 | 1002 | 53.96 | 0.11967 | 0 | Heating | 0.015956 | #N/A | #N/A | #N/A | #N/A | 0.11967 | #N/A | #N/A | 4.9089 | #N/A | 0 | 0 | 0 | 0 | 0 | 0 | 0 | 5.319e-05% | 1 | 50% | 0% | 0% | 0% | 8.2745 | 0 | 0 | 0 | 8.2745 | #N/A
2007-04-11 05:00 | 4 | 11 | 5 | 101.1668 | 2405 | 53.96 | 32 | 1002 | 53.96 | 0 | 0 | Cooling | 0 | #N/A | #N/A | #N/A | #N/A | 0 | 0 | 0 | 0 | 0 | 0 | #N/A | #N/A | 88 | 88 | 0 | #N/A | 0% | 1 | 50% | 0% | 0% | 0% | 8.2745 | 0 | 0 | 0 | 8.2745 | #N/A
2007-04-11 06:00 | 4 | 11 | 6 | 101.2085 | 2406 | 51.08 | 32 | 1003 | 51.08 | 234.0933 | 0 | Heating | 31.2124 | #N/A | #N/A | #N/A | #N/A | 234.0933 | #N/A | #N/A | 4.6159 | #N/A | 0 | 0 | 0 | 0 | 0 | 0 | 0 | 0.104% | 1 | 50% | 0% | 0% | 0% | 8.2745 | 0 | 0 | 0 | 8.2745 | #N/A
2007-04-11 07:00 | 4 | 11 | 7 | 101.2501 | 2407 | 53.96 | 32 | 1003 | 53.96 | 72.1571 | 0 | Heating | 9.6209 | #N/A | #N/A | #N/A | #N/A | 72.1571 | #N/A | #N/A | 4.9089 | #N/A | 0 | 0 | 0 | 0 | 0 | 0 | 0 | 0.03207% | 1 | 50% | 0% | 0% | 0% | 8.2745 | 0 | 0 | 0 | 8.2745 | #N/A
2007-04-11 08:00 | 4 | 11 | 8 | 101.2918 | 2408 | 53.96 | 32 | 1003 | 53.96 | 6.4896 | 0 | Heating | 0.86528 | #N/A | #N/A | #N/A | #N/A | 6.4896 | #N/A | #N/A | 4.9089 | #N/A | 0 | 0 | 0 | 0 | 0 | 0 | 0 | 0.002884% | 1 | 50% | 0% | 0% | 0% | 8.2745 | 0 | 0 | 0 | 8.2745 | #N/A
2007-04-11 09:00 | 4 | 11 | 9 | 101.3335 | 2409 | 59 | 35.06 | 1004 | 59 | 5.2192 | 0 | Heating | 0.69589 | #N/A | #N/A | #N/A | #N/A | 5.2192 | #N/A | #N/A | 5.4953 | #N/A | 0 | 0 | 0 | 0 | 0 | 0 | 0 | 0.00232% | 1 | 50% | 0% | 0% | 0% | 8.2745 | 0 | 0 | 0 | 8.2745 | #N/A
2007-04-11 10:00 | 4 | 11 | 10 | 101.3751 | 2410 | 60.08 | 37.94 | 1004 | 60.08 | 6.8027 | 0 | Heating | 0.90703 | #N/A | #N/A | #N/A | #N/A | 6.8027 | #N/A | #N/A | 5.6339 | #N/A | 0 | 0 | 0 | 0 | 0 | 0 | 0 | 0.003023% | 1 | 50% | 0% | 0% | 0% | 8.2745 | 0 | 0 | 0 | 8.2745 | #N/A
2007-04-11 11:00 | 4 | 11 | 11 | 101.4168 | 2411 | 60.08 | 39.92 | 1005 | 60.08 | 4.08 | 0 | Heating | 0.544 | #N/A | #N/A | #N/A | #N/A | 4.08 | #N/A | #N/A | 5.6339 | #N/A | 0 | 0 | 0 | 0 | 0 | 0 | 0 | 0.001813% | 1 | 50% | 0% | 0% | 0% | 8.2745 | 0 | 0 | 0 | 8.2745 | #N/A
2007-04-11 12:00 | 4 | 11 | 12 | 101.4585 | 2412 | 64.94 | 42.08 | 1005 | 64.94 | 4.7681 | 0 | Heating | 0.63574 | #N/A | #N/A | #N/A | #N/A | 4.7681 | #N/A | #N/A | 6.3174 | #N/A | 0 | 0 | 0 | 0 | 0 | 0 | 0 | 0.002119% | 1 | 50% | 0% | 0% | 0% | 8.2745 | 0 | 0 | 0 | 8.2745 | #N/A
2007-04-11 13:00 | 4 | 11 | 13 | 101.5001 | 2413 | 64.04 | 44.96 | 1005 | 64.04 | 0.15082 | 0 | Heating | 0.020109 | #N/A | #N/A | #N/A | #N/A | 0.15082 | #N/A | #N/A | 6.1832 | #N/A | 0 | 0 | 0 | 0 | 0 | 0 | 0 | 6.703e-05% | 1 | 50% | 0% | 0% | 0% | 8.2745 | 0 | 0 | 0 | 8.2745 | #N/A
2007-04-11 14:00 | 4 | 11 | 14 | 101.5418 | 2414 | 64.04 | 41 | 1005 | 64.04 | 0 | 0.031405 | Cooling | 0.0052341 | #N/A | #N/A | #N/A | #N/A | 0 | 0 | 0 | 0 | 0 | 0.031405 | #N/A | #N/A | 88 | #N/A | #N/A | #N/A | 1.745e-05% | 1 | 50% | 0% | 0% | 0% | 8.2745 | 0 | 0 | 0 | 8.2745 | #N/A
2007-04-11 15:00 | 4 | 11 | 15 | 101.5835 | 2415 | 57.02 | 42.98 | 1005 | 57.02 | 0 | 0.15391 | Cooling | 0.025652 | #N/A | #N/A | #N/A | #N/A | 0 | 0 | 0 | 0 | 0 | 0.15391 | #N/A | #N/A | 88 | #N/A | #N/A | #N/A | 8.551e-05% | 1 | 50% | 0% | 0% | 0% | 8.2745 | 0 | 0 | 0 | 8.2745 | #N/A
2007-04-11 16:00 | 4 | 11 | 16 | 101.6251 | 2416 | 53.96 | 39.02 | 1005 | 53.96 | 0 | 0.30829 | Cooling | 0.051382 | #N/A | #N/A | #N/A | #N/A | 0 | 0 | 0 | 0 | 0 | 0.30829 | #N/A | #N/A | 88 | #N/A | #N/A | #N/A | 0.0001713% | 1 | 50% | 0% | 0% | 0% | 8.2745 | 0 | 0 | 0 | 8.2745 | #N/A
2007-04-11 17:00 | 4 | 11 | 17 | 101.6668 | 2417 | 53.96 | 33.98 | 1006 | 53.96 | 0 | 0.34693 | Cooling | 0.057821 | #N/A | #N/A | #N/A | #N/A | 0 | 0 | 0 | 0 | 0 | 0.34693 | #N/A | #N/A | 88 | #N/A | #N/A | #N/A | 0.0001927% | 1 | 50% | 0% | 0% | 0% | 8.2745 | 0 | 0 | 0 | 8.2745 | #N/A
2007-04-11 18:00 | 4 | 11 | 18 | 101.7085 | 2418 | 48.02 | 30.02 | 1007 | 48.02 | 0 | 0.1415 | Cooling | 0.023583 | #N/A | #N/A | #N/A | #N/A | 0 | 0 | 0 | 0 | 0 | 0.1415 | #N/A | #N/A | 88 | #N/A | #N/A | #N/A | 7.861e-05% | 1 | 50% | 0% | 0% | 0% | 8.2745 | 0 | 0 | 0 | 8.2745 | #N/A
2007-04-11 19:00 | 4 | 11 | 19 | 101.7501 | 2419 | 48.02 | 28.04 | 1008 | 48.02 | 3.0093 | 0 | Heating | 0.40123 | #N/A | #N/A | #N/A | #N/A | 3.0093 | #N/A | #N/A | 4.3357 | #N/A | 0 | 0 | 0 | 0 | 0 | 0 | 0 | 0.001337% | 1 | 50% | 0% | 0% | 0% | 8.2745 | 0 | 0 | 0 | 8.2745 | #N/A
2007-04-11 20:00 | 4 | 11 | 20 | 101.7918 | 2420 | 48.02 | 26.96 | 1010 | 48.02 | 12.2268 | 0 | Heating | 1.6302 | #N/A | #N/A | #N/A | #N/A | 12.2268 | #N/A | #N/A | 4.3357 | #N/A | 0 | 0 | 0 | 0 | 0 | 0 | 0 | 0.005434% | 1 | 50% | 0% | 0% | 0% | 8.2745 | 0 | 0 | 0 | 8.2745 | #N/A
2007-04-11 21:00 | 4 | 11 | 21 | 101.8335 | 2421 | 46.94 | 26.06 | 1010 | 46.94 | 25.2842 | 0 | Heating | 3.3712 | #N/A | #N/A | #N/A | #N/A | 25.2842 | #N/A | #N/A | 4.2441 | #N/A | 0 | 0 | 0 | 0 | 0 | 0 | 0 | 0.01124% | 1 | 50% | 0% | 0% | 0% | 8.2745 | 0 | 0 | 0 | 8.2745 | #N/A
2007-04-11 22:00 | 4 | 11 | 22 | 101.8751 | 2422 | 46.04 | 24.08 | 1011 | 46.04 | 0 | 0 | Cooling | 0 | #N/A | #N/A | #N/A | #N/A | 0 | 0 | 0 | 0 | 0 | 0 | #N/A | #N/A | 88 | 88 | 0 | #N/A | 0% | 1 | 50% | 0% | 0% | 0% | 8.2745 | 0 | 0 | 0 | 8.2745 | #N/A
2007-04-11 23:00 | 4 | 11 | 23 | 101.9168 | 2423 | 46.04 | 24.08 | 1012 | 46.04 | 0 | 0 | Cooling | 0 | #N/A | #N/A | #N/A | #N/A | 0 | 0 | 0 | 0 | 0 | 0 | #N/A | #N/A | 88 | 88 | 0 | #N/A | 0% | 1 | 50% | 0% | 0% | 0% | 8.2745 | 0 | 0 | 0 | 8.2745 | #N/A
2007-04-12 | 4 | 12 | 0 | 101.9585 | 2424 | 41 | 23 | 1012 | 41 | 0.18711 | 0 | Heating | 0.024948 | #N/A | #N/A | #N/A | #N/A | 0.18711 | #N/A | #N/A | 3.8033 | #N/A | 0 | 0 | 0 | 0 | 0 | 0 | 0 | 8.316e-05% | 1 | 50% | 0% | 0% | 0% | 8.2745 | 0 | 0 | 0 | 8.2745 | #N/A
2007-04-12 01:00 | 4 | 12 | 1 | 102.0001 | 2425 | 37.94 | 23 | 1012 | 37.94 | 3.6082 | 0 | Heating | 0.48109 | #N/A | #N/A | #N/A | #N/A | 3.6082 | #N/A | #N/A | 3.6146 | #N/A | 0 | 0 | 0 | 0 | 0 | 0 | 0 | 0.001604% | 1 | 50% | 0% | 0% | 0% | 8.2745 | 0 | 0 | 0 | 8.2745 | #N/A
2007-04-12 02:00 | 4 | 12 | 2 | 102.0418 | 2426 | 39.02 | 21.92 | 1012 | 39.02 | 8.8455 | 0 | Heating | 1.1794 | #N/A | #N/A | #N/A | #N/A | 8.8455 | #N/A | #N/A | 3.6785 | #N/A | 0 | 0 | 0 | 0 | 0 | 0 | 0 | 0.003931% | 1 | 50% | 0% | 0% | 0% | 8.2745 | 0 | 0 | 0 | 8.2745 | #N/A
2007-04-12 03:00 | 4 | 12 | 3 | 102.0835 | 2427 | 35.06 | 21.92 | 1012 | 35.06 | 12.1075 | 0 | Heating | 1.6143 | #N/A | #N/A | #N/A | #N/A | 12.1075 | #N/A | #N/A | 3.4585 | #N/A | 0 | 0 | 0 | 0 | 0 | 0 | 0 | 0.005381% | 1 | 50% | 0% | 0% | 0% | 8.2745 | 0 | 0 | 0 | 8.2745 | #N/A
2007-04-12 04:00 | 4 | 12 | 4 | 102.1251 | 2428 | 37.04 | 21.92 | 1012 | 37.04 | 14.3199 | 0 | Heating | 1.9093 | #N/A | #N/A | #N/A | #N/A | 14.3199 | #N/A | #N/A | 3.5637 | #N/A | 0 | 0 | 0 | 0 | 0 | 0 | 0 | 0.006364% | 1 | 50% | 0% | 0% | 0% | 8.2745 | 0 | 0 | 0 | 8.2745 | #N/A
2007-04-12 05:00 | 4 | 12 | 5 | 102.1668 | 2429 | 37.04 | 19.94 | 1013 | 37.04 | 14.9575 | 0 | Heating | 1.9943 | #N/A | #N/A | #N/A | #N/A | 14.9575 | #N/A | #N/A | 3.5637 | #N/A | 0 | 0 | 0 | 0 | 0 | 0 | 0 | 0.006648% | 1 | 50% | 0% | 0% | 0% | 8.2745 | 0 | 0 | 0 | 8.2745 | #N/A
2007-04-12 06:00 | 4 | 12 | 6 | 102.2085 | 2430 | 33.98 | 21.92 | 1014 | 33.98 | 410.8706 | 0 | Heating | 54.7827 | #N/A | #N/A | #N/A | #N/A | 410.8706 | #N/A | #N/A | 3.405 | #N/A | 0 | 0 | 0 | 0 | 0 | 0 | 0 | 0.1826% | 1 | 50% | 0% | 0% | 0% | 8.2745 | 0 | 0 | 0 | 8.2745 | #N/A
2007-04-12 07:00 | 4 | 12 | 7 | 102.2501 | 2431 | 35.96 | 24.98 | 1015 | 35.96 | 188.5383 | 0 | Heating | 25.1384 | #N/A | #N/A | #N/A | #N/A | 188.5383 | #N/A | #N/A | 3.5052 | #N/A | 0 | 0 | 0 | 0 | 0 | 0 | 0 | 0.08379% | 1 | 50% | 0% | 0% | 0% | 8.2745 | 0 | 0 | 0 | 8.2745 | #N/A
2007-04-12 08:00 | 4 | 12 | 8 | 102.2918 | 2432 | 35.96 | 26.96 | 1016 | 35.96 | 20.6106 | 0 | Heating | 2.7481 | #N/A | #N/A | #N/A | #N/A | 20.6106 | #N/A | #N/A | 3.5052 | #N/A | 0 | 0 | 0 | 0 | 0 | 0 | 0 | 0.00916% | 1 | 50% | 0% | 0% | 0% | 8.2745 | 0 | 0 | 0 | 8.2745 | #N/A
2007-04-12 09:00 | 4 | 12 | 9 | 102.3335 | 2433 | 41 | 26.06 | 1016 | 41 | 8.3609 | 0 | Heating | 1.1148 | #N/A | #N/A | #N/A | #N/A | 8.3609 | #N/A | #N/A | 3.8033 | #N/A | 0 | 0 | 0 | 0 | 0 | 0 | 0 | 0.003716% | 1 | 50% | 0% | 0% | 0% | 8.2745 | 0 | 0 | 0 | 8.2745 | #N/A
2007-04-12 10:00 | 4 | 12 | 10 | 102.3751 | 2434 | 51.08 | 23 | 1017 | 51.08 | 5.2636 | 0 | Heating | 0.70182 | #N/A | #N/A | #N/A | #N/A | 5.2636 | #N/A | #N/A | 4.6159 | #N/A | 0 | 0 | 0 | 0 | 0 | 0 | 0 | 0.002339% | 1 | 50% | 0% | 0% | 0% | 8.2745 | 0 | 0 | 0 | 8.2745 | #N/A
2007-04-12 11:00 | 4 | 12 | 11 | 102.4168 | 2435 | 51.08 | 24.08 | 1017 | 51.08 | 2.5081 | 0 | Heating | 0.33441 | #N/A | #N/A | #N/A | #N/A | 2.5081 | #N/A | #N/A | 4.6159 | #N/A | 0 | 0 | 0 | 0 | 0 | 0 | 0 | 0.001115% | 1 | 50% | 0% | 0% | 0% | 8.2745 | 0 | 0 | 0 | 8.2745 | #N/A
2007-04-12 12:00 | 4 | 12 | 12 | 102.4585 | 2436 | 60.98 | 19.94 | 1017 | 60.98 | 2.7786 | 0 | Heating | 0.37048 | #N/A | #N/A | #N/A | #N/A | 2.7786 | #N/A | #N/A | 5.753 | #N/A | 0 | 0 | 0 | 0 | 0 | 0 | 0 | 0.001235% | 1 | 50% | 0% | 0% | 0% | 8.2745 | 0 | 0 | 0 | 8.2745 | #N/A
2007-04-12 13:00 | 4 | 12 | 13 | 102.5001 | 2437 | 62.96 | 17.06 | 1017 | 62.96 | 0 | 0.23139 | Cooling | 0.038565 | #N/A | #N/A | #N/A | #N/A | 0 | 0 | 0 | 0 | 0 | 0.23139 | #N/A | #N/A | 88 | #N/A | #N/A | #N/A | 0.0001286% | 1 | 50% | 0% | 0% | 0% | 8.2745 | 0 | 0 | 0 | 8.2745 | #N/A
2007-04-12 14:00 | 4 | 12 | 14 | 102.5418 | 2438 | 62.96 | 15.98 | 1016 | 62.96 | 0 | 0.19872 | Cooling | 0.03312 | #N/A | #N/A | #N/A | #N/A | 0 | 0 | 0 | 0 | 0 | 0.19872 | #N/A | #N/A | 88 | #N/A | #N/A | #N/A | 0.0001104% | 1 | 50% | 0% | 0% | 0% | 8.2745 | 0 | 0 | 0 | 8.2745 | #N/A
2007-04-12 15:00 | 4 | 12 | 15 | 102.5835 | 2439 | 68 | 15.98 | 1016 | 68 | 0 | 0.12987 | Cooling | 0.021645 | #N/A | #N/A | #N/A | #N/A | 0 | 0 | 0 | 0 | 0 | 0.12987 | #N/A | #N/A | 88 | #N/A | #N/A | #N/A | 7.215e-05% | 1 | 50% | 0% | 0% | 0% | 8.2745 | 0 | 0 | 0 | 8.2745 | #N/A
2007-04-12 16:00 | 4 | 12 | 16 | 102.6251 | 2440 | 69.08 | 15.08 | 1015 | 69.08 | 0 | 0.067286 | Cooling | 0.011214 | #N/A | #N/A | #N/A | #N/A | 0 | 0 | 0 | 0 | 0 | 0.067286 | #N/A | #N/A | 88 | #N/A | #N/A | #N/A | 3.738e-05% | 1 | 50% | 0% | 0% | 0% | 8.2745 | 0 | 0 | 0 | 8.2745 | #N/A
2007-04-12 17:00 | 4 | 12 | 17 | 102.6668 | 2441 | 69.08 | 12.92 | 1016 | 69.08 | 0 | 0.067914 | Cooling | 0.011319 | #N/A | #N/A | #N/A | #N/A | 0 | 0 | 0 | 0 | 0 | 0.067914 | #N/A | #N/A | 88 | #N/A | #N/A | #N/A | 3.773e-05% | 1 | 50% | 0% | 0% | 0% | 8.2745 | 0 | 0 | 0 | 8.2745 | #N/A
2007-04-12 18:00 | 4 | 12 | 18 | 102.7085 | 2442 | 64.04 | 12.02 | 1016 | 64.04 | 0 | 0.12128 | Cooling | 0.020213 | #N/A | #N/A | #N/A | #N/A | 0 | 0 | 0 | 0 | 0 | 0.12128 | #N/A | #N/A | 88 | #N/A | #N/A | #N/A | 6.738e-05% | 1 | 50% | 0% | 0% | 0% | 8.2745 | 0 | 0 | 0 | 8.2745 | #N/A
2007-04-12 19:00 | 4 | 12 | 19 | 102.7501 | 2443 | 60.08 | 17.96 | 1017 | 60.08 | 0.37771 | 0 | Heating | 0.050362 | #N/A | #N/A | #N/A | #N/A | 0.37771 | #N/A | #N/A | 5.6339 | #N/A | 0 | 0 | 0 | 0 | 0 | 0 | 0 | 0.0001679% | 1 | 50% | 0% | 0% | 0% | 8.2745 | 0 | 0 | 0 | 8.2745 | #N/A
2007-04-12 20:00 | 4 | 12 | 20 | 102.7918 | 2444 | 60.08 | 15.98 | 1017 | 60.08 | 3.673 | 0 | Heating | 0.48974 | #N/A | #N/A | #N/A | #N/A | 3.673 | #N/A | #N/A | 5.6339 | #N/A | 0 | 0 | 0 | 0 | 0 | 0 | 0 | 0.001632% | 1 | 50% | 0% | 0% | 0% | 8.2745 | 0 | 0 | 0 | 8.2745 | #N/A
2007-04-12 21:00 | 4 | 12 | 21 | 102.8335 | 2445 | 51.98 | 15.98 | 1017 | 51.98 | 4.7712 | 0 | Heating | 0.63616 | #N/A | #N/A | #N/A | #N/A | 4.7712 | #N/A | #N/A | 4.7043 | #N/A | 0 | 0 | 0 | 0 | 0 | 0 | 0 | 0.002121% | 1 | 50% | 0% | 0% | 0% | 8.2745 | 0 | 0 | 0 | 8.2745 | #N/A
2007-04-12 22:00 | 4 | 12 | 22 | 102.8751 | 2446 | 50 | 17.96 | 1017 | 50 | 0 | 0 | Cooling | 0 | #N/A | #N/A | #N/A | #N/A | 0 | 0 | 0 | 0 | 0 | 0 | #N/A | #N/A | 88 | 88 | 0 | #N/A | 0% | 1 | 50% | 0% | 0% | 0% | 8.2745 | 0 | 0 | 0 | 8.2745 | #N/A
2007-04-12 23:00 | 4 | 12 | 23 | 102.9168 | 2447 | 50 | 21.02 | 1017 | 50 | 0 | 0 | Cooling | 0 | #N/A | #N/A | #N/A | #N/A | 0 | 0 | 0 | 0 | 0 | 0 | #N/A | #N/A | 88 | 88 | 0 | #N/A | 0% | 1 | 50% | 0% | 0% | 0% | 8.2745 | 0 | 0 | 0 | 8.2745 | #N/A
2007-04-13 | 4 | 13 | 0 | 102.9585 | 2448 | 48.92 | 23 | 1017 | 48.92 | 0 | 0 | Cooling | 0 | #N/A | #N/A | #N/A | #N/A | 0 | 0 | 0 | 0 | 0 | 0 | #N/A | #N/A | 88 | 88 | 0 | #N/A | 0% | 1 | 50% | 0% | 0% | 0% | 8.2745 | 0 | 0 | 0 | 8.2745 | #N/A
2007-04-13 01:00 | 4 | 13 | 1 | 103.0001 | 2449 | 48.02 | 26.06 | 1016 | 48.02 | 0 | 0 | Cooling | 0 | #N/A | #N/A | #N/A | #N/A | 0 | 0 | 0 | 0 | 0 | 0 | #N/A | #N/A | 88 | 88 | 0 | #N/A | 0% | 1 | 50% | 0% | 0% | 0% | 8.2745 | 0 | 0 | 0 | 8.2745 | #N/A
2007-04-13 02:00 | 4 | 13 | 2 | 103.0418 | 2450 | 48.02 | 24.98 | 1017 | 48.02 | 0 | 0 | Cooling | 0 | #N/A | #N/A | #N/A | #N/A | 0 | 0 | 0 | 0 | 0 | 0 | #N/A | #N/A | 88 | 88 | 0 | #N/A | 0% | 1 | 50% | 0% | 0% | 0% | 8.2745 | 0 | 0 | 0 | 8.2745 | #N/A
2007-04-13 03:00 | 4 | 13 | 3 | 103.0835 | 2451 | 44.96 | 26.96 | 1017 | 44.96 | 0 | 0 | Cooling | 0 | #N/A | #N/A | #N/A | #N/A | 0 | 0 | 0 | 0 | 0 | 0 | #N/A | #N/A | 88 | 88 | 0 | #N/A | 0% | 1 | 50% | 0% | 0% | 0% | 8.2745 | 0 | 0 | 0 | 8.2745 | #N/A
2007-04-13 04:00 | 4 | 13 | 4 | 103.1251 | 2452 | 44.96 | 26.96 | 1017 | 44.96 | 0 | 0 | Cooling | 0 | #N/A | #N/A | #N/A | #N/A | 0 | 0 | 0 | 0 | 0 | 0 | #N/A | #N/A | 88 | 88 | 0 | #N/A | 0% | 1 | 50% | 0% | 0% | 0% | 8.2745 | 0 | 0 | 0 | 8.2745 | #N/A
2007-04-13 05:00 | 4 | 13 | 5 | 103.1668 | 2453 | 44.96 | 28.94 | 1018 | 44.96 | 0 | 0 | Cooling | 0 | #N/A | #N/A | #N/A | #N/A | 0 | 0 | 0 | 0 | 0 | 0 | #N/A | #N/A | 88 | 88 | 0 | #N/A | 0% | 1 | 50% | 0% | 0% | 0% | 8.2745 | 0 | 0 | 0 | 8.2745 | #N/A
2007-04-13 06:00 | 4 | 13 | 6 | 103.2085 | 2454 | 46.94 | 28.94 | 1018 | 46.94 | 170.9224 | 0 | Heating | 22.7897 | #N/A | #N/A | #N/A | #N/A | 170.9224 | #N/A | #N/A | 4.2441 | #N/A | 0 | 0 | 0 | 0 | 0 | 0 | 0 | 0.07597% | 1 | 50% | 0% | 0% | 0% | 8.2745 | 0 | 0 | 0 | 8.2745 | #N/A
2007-04-13 07:00 | 4 | 13 | 7 | 103.2501 | 2455 | 48.02 | 28.94 | 1018 | 48.02 | 79.0011 | 0 | Heating | 10.5335 | #N/A | #N/A | #N/A | #N/A | 79.0011 | #N/A | #N/A | 4.3357 | #N/A | 0 | 0 | 0 | 0 | 0 | 0 | 0 | 0.03511% | 1 | 50% | 0% | 0% | 0% | 8.2745 | 0 | 0 | 0 | 8.2745 | #N/A
2007-04-13 08:00 | 4 | 13 | 8 | 103.2918 | 2456 | 48.02 | 26.96 | 1018 | 48.02 | 14.6197 | 0 | Heating | 1.9493 | #N/A | #N/A | #N/A | #N/A | 14.6197 | #N/A | #N/A | 4.3357 | #N/A | 0 | 0 | 0 | 0 | 0 | 0 | 0 | 0.006498% | 1 | 50% | 0% | 0% | 0% | 8.2745 | 0 | 0 | 0 | 8.2745 | #N/A
2007-04-13 09:00 | 4 | 13 | 9 | 103.3335 | 2457 | 59 | 23 | 1018 | 59 | 11.8023 | 0 | Heating | 1.5736 | #N/A | #N/A | #N/A | #N/A | 11.8023 | #N/A | #N/A | 5.4953 | #N/A | 0 | 0 | 0 | 0 | 0 | 0 | 0 | 0.005245% | 1 | 50% | 0% | 0% | 0% | 8.2745 | 0 | 0 | 0 | 8.2745 | #N/A
2007-04-13 10:00 | 4 | 13 | 10 | 103.3751 | 2458 | 62.96 | 24.08 | 1018 | 62.96 | 12.4999 | 0 | Heating | 1.6667 | #N/A | #N/A | #N/A | #N/A | 12.4999 | #N/A | #N/A | 6.0268 | #N/A | 0 | 0 | 0 | 0 | 0 | 0 | 0 | 0.005556% | 1 | 50% | 0% | 0% | 0% | 8.2745 | 0 | 0 | 0 | 8.2745 | #N/A
2007-04-13 11:00 | 4 | 13 | 11 | 103.4168 | 2459 | 62.96 | 24.08 | 1018 | 62.96 | 11.69 | 0 | Heating | 1.5587 | #N/A | #N/A | #N/A | #N/A | 11.69 | #N/A | #N/A | 6.0268 | #N/A | 0 | 0 | 0 | 0 | 0 | 0 | 0 | 0.005196% | 1 | 50% | 0% | 0% | 0% | 8.2745 | 0 | 0 | 0 | 8.2745 | #N/A
2007-04-13 12:00 | 4 | 13 | 12 | 103.4585 | 2460 | 69.08 | 24.08 | 1018 | 69.08 | 6.8104 | 0 | Heating | 0.90805 | #N/A | #N/A | #N/A | #N/A | 6.8104 | #N/A | #N/A | 6.9815 | #N/A | 0 | 0 | 0 | 0 | 0 | 0 | 0 | 0.003027% | 1 | 50% | 0% | 0% | 0% | 8.2745 | 0 | 0 | 0 | 8.2745 | #N/A
2007-04-13 13:00 | 4 | 13 | 13 | 103.5001 | 2461 | 71.06 | 24.08 | 1017 | 71.06 | 4.4552 | 0 | Heating | 0.59403 | #N/A | #N/A | #N/A | #N/A | 4.4552 | #N/A | #N/A | 7.3273 | #N/A | 0 | 0 | 0 | 0 | 0 | 0 | 0 | 0.00198% | 1 | 50% | 0% | 0% | 0% | 8.2745 | 0 | 0 | 0 | 8.2745 | #N/A
2007-04-13 14:00 | 4 | 13 | 14 | 103.5418 | 2462 | 71.06 | 21.92 | 1015 | 71.06 | 6.1294 | 0 | Heating | 0.81726 | #N/A | #N/A | #N/A | #N/A | 6.1294 | #N/A | #N/A | 7.3273 | #N/A | 0 | 0 | 0 | 0 | 0 | 0 | 0 | 0.002724% | 1 | 50% | 0% | 0% | 0% | 8.2745 | 0 | 0 | 0 | 8.2745 | #N/A
2007-04-13 15:00 | 4 | 13 | 15 | 103.5835 | 2463 | 75.92 | 23 | 1014 | 75.92 | 3.6755 | 0 | Heating | 0.49006 | #N/A | #N/A | #N/A | #N/A | 3.6755 | #N/A | #N/A | 8.2577 | #N/A | 0 | 0 | 0 | 0 | 0 | 0 | 0 | 0.001634% | 1 | 50% | 0% | 0% | 0% | 8.2745 | 0 | 0 | 0 | 8.2745 | #N/A
2007-04-13 16:00 | 4 | 13 | 16 | 103.6251 | 2464 | 77 | 21.92 | 1014 | 77 | 1.0317 | 0 | Heating | 0.13756 | #N/A | #N/A | #N/A | #N/A | 1.0317 | #N/A | #N/A | 8.4809 | #N/A | 0 | 0 | 0 | 0 | 0 | 0 | 0 | 0.0004585% | 1 | 50% | 0% | 0% | 0% | 8.2745 | 0 | 0 | 0 | 8.2745 | #N/A
2007-04-13 17:00 | 4 | 13 | 17 | 103.6668 | 2465 | 77 | 21.02 | 1013 | 77 | 2.4479 | 0 | Heating | 0.32638 | #N/A | #N/A | #N/A | #N/A | 2.4479 | #N/A | #N/A | 8.4809 | #N/A | 0 | 0 | 0 | 0 | 0 | 0 | 0 | 0.001088% | 1 | 50% | 0% | 0% | 0% | 8.2745 | 0 | 0 | 0 | 8.2745 | #N/A
2007-04-13 18:00 | 4 | 13 | 18 | 103.7085 | 2466 | 77 | 21.92 | 1013 | 77 | 0 | 0 | Cooling | 0 | #N/A | #N/A | #N/A | #N/A | 0 | 0 | 0 | 0 | 0 | 0 | #N/A | #N/A | 88 | 88 | 0 | #N/A | 0% | 1 | 50% | 0% | 0% | 0% | 8.2745 | 0 | 0 | 0 | 8.2745 | #N/A
2007-04-13 19:00 | 4 | 13 | 19 | 103.7501 | 2467 | 75.02 | 24.08 | 1012 | 75.02 | 0 | 0 | Cooling | 0 | #N/A | #N/A | #N/A | #N/A | 0 | 0 | 0 | 0 | 0 | 0 | #N/A | #N/A | 88 | 88 | 0 | #N/A | 0% | 1 | 50% | 0% | 0% | 0% | 8.2745 | 0 | 0 | 0 | 8.2745 | #N/A
2007-04-13 20:00 | 4 | 13 | 20 | 103.7918 | 2468 | 75.02 | 24.98 | 1012 | 75.02 | 0 | 0 | Cooling | 0 | #N/A | #N/A | #N/A | #N/A | 0 | 0 | 0 | 0 | 0 | 0 | #N/A | #N/A | 88 | 88 | 0 | #N/A | 0% | 1 | 50% | 0% | 0% | 0% | 8.2745 | 0 | 0 | 0 | 8.2745 | #N/A
2007-04-13 21:00 | 4 | 13 | 21 | 103.8335 | 2469 | 71.96 | 26.06 | 1012 | 71.96 | 0 | 0 | Cooling | 0 | #N/A | #N/A | #N/A | #N/A | 0 | 0 | 0 | 0 | 0 | 0 | #N/A | #N/A | 88 | 88 | 0 | #N/A | 0% | 1 | 50% | 0% | 0% | 0% | 8.2745 | 0 | 0 | 0 | 8.2745 | #N/A
2007-04-13 22:00 | 4 | 13 | 22 | 103.8751 | 2470 | 69.98 | 26.96 | 1012 | 69.98 | 0 | 0 | Cooling | 0 | #N/A | #N/A | #N/A | #N/A | 0 | 0 | 0 | 0 | 0 | 0 | #N/A | #N/A | 88 | 88 | 0 | #N/A | 0% | 1 | 50% | 0% | 0% | 0% | 8.2745 | 0 | 0 | 0 | 8.2745 | #N/A
2007-04-13 23:00 | 4 | 13 | 23 | 103.9168 | 2471 | 69.98 | 26.06 | 1012 | 69.98 | 0 | 0 | Cooling | 0 | #N/A | #N/A | #N/A | #N/A | 0 | 0 | 0 | 0 | 0 | 0 | #N/A | #N/A | 88 | 88 | 0 | #N/A | 0% | 1 | 50% | 0% | 0% | 0% | 8.2745 | 0 | 0 | 0 | 8.2745 | #N/A
2007-04-14 | 4 | 14 | 0 | 103.9585 | 2472 | 69.08 | 24.98 | 1011 | 69.08 | 0 | 0 | Cooling | 0 | #N/A | #N/A | #N/A | #N/A | 0 | 0 | 0 | 0 | 0 | 0 | #N/A | #N/A | 88 | 88 | 0 | #N/A | 0% | 1 | 50% | 0% | 0% | 0% | 8.2745 | 0 | 0 | 0 | 8.2745 | #N/A
2007-04-14 01:00 | 4 | 14 | 1 | 104.0001 | 2473 | 69.08 | 24.98 | 1010 | 69.08 | 0 | 0 | Cooling | 0 | #N/A | #N/A | #N/A | #N/A | 0 | 0 | 0 | 0 | 0 | 0 | #N/A | #N/A | 88 | 88 | 0 | #N/A | 0% | 1 | 50% | 0% | 0% | 0% | 8.2745 | 0 | 0 | 0 | 8.2745 | #N/A
2007-04-14 02:00 | 4 | 14 | 2 | 104.0418 | 2474 | 69.08 | 26.96 | 1010 | 69.08 | 0 | 0 | Cooling | 0 | #N/A | #N/A | #N/A | #N/A | 0 | 0 | 0 | 0 | 0 | 0 | #N/A | #N/A | 88 | 88 | 0 | #N/A | 0% | 1 | 50% | 0% | 0% | 0% | 8.2745 | 0 | 0 | 0 | 8.2745 | #N/A
2007-04-14 03:00 | 4 | 14 | 3 | 104.0835 | 2475 | 66.02 | 28.04 | 1009 | 66.02 | 0 | 0 | Cooling | 0 | #N/A | #N/A | #N/A | #N/A | 0 | 0 | 0 | 0 | 0 | 0 | #N/A | #N/A | 88 | 88 | 0 | #N/A | 0% | 1 | 50% | 0% | 0% | 0% | 8.2745 | 0 | 0 | 0 | 8.2745 | #N/A
2007-04-14 04:00 | 4 | 14 | 4 | 104.1251 | 2476 | 64.94 | 28.94 | 1009 | 64.94 | 0 | 0 | Cooling | 0 | #N/A | #N/A | #N/A | #N/A | 0 | 0 | 0 | 0 | 0 | 0 | #N/A | #N/A | 88 | 88 | 0 | #N/A | 0% | 1 | 50% | 0% | 0% | 0% | 8.2745 | 0 | 0 | 0 | 8.2745 | #N/A
2007-04-14 05:00 | 4 | 14 | 5 | 104.1668 | 2477 | 64.94 | 35.96 | 1009 | 64.94 | 0 | 0 | Cooling | 0 | #N/A | #N/A | #N/A | #N/A | 0 | 0 | 0 | 0 | 0 | 0 | #N/A | #N/A | 88 | 88 | 0 | #N/A | 0% | 1 | 50% | 0% | 0% | 0% | 8.2745 | 0 | 0 | 0 | 8.2745 | #N/A
2007-04-14 06:00 | 4 | 14 | 6 | 104.2085 | 2478 | 62.96 | 39.02 | 1009 | 62.96 | 0 | 0 | Cooling | 0 | #N/A | #N/A | #N/A | #N/A | 0 | 0 | 0 | 0 | 0 | 0 | #N/A | #N/A | 88 | 88 | 0 | #N/A | 0% | 1 | 50% | 0% | 0% | 0% | 8.2745 | 0 | 0 | 0 | 8.2745 | #N/A
2007-04-14 07:00 | 4 | 14 | 7 | 104.2501 | 2479 | 64.94 | 39.02 | 1010 | 64.94 | 0 | 0 | Cooling | 0 | #N/A | #N/A | #N/A | #N/A | 0 | 0 | 0 | 0 | 0 | 0 | #N/A | #N/A | 88 | 88 | 0 | #N/A | 0% | 1 | 50% | 0% | 0% | 0% | 8.2745 | 0 | 0 | 0 | 8.2745 | #N/A
2007-04-14 08:00 | 4 | 14 | 8 | 104.2918 | 2480 | 64.94 | 44.96 | 1010 | 64.94 | 0 | 0 | Cooling | 0 | #N/A | #N/A | #N/A | #N/A | 0 | 0 | 0 | 0 | 0 | 0 | #N/A | #N/A | 88 | 88 | 0 | #N/A | 0% | 1 | 50% | 0% | 0% | 0% | 8.2745 | 0 | 0 | 0 | 8.2745 | #N/A
2007-04-14 09:00 | 4 | 14 | 9 | 104.3335 | 2481 | 69.98 | 46.94 | 1010 | 69.98 | 0 | 0 | Cooling | 0 | #N/A | #N/A | #N/A | #N/A | 0 | 0 | 0 | 0 | 0 | 0 | #N/A | #N/A | 88 | 88 | 0 | #N/A | 0% | 1 | 50% | 0% | 0% | 0% | 8.2745 | 0 | 0 | 0 | 8.2745 | #N/A
2007-04-14 10:00 | 4 | 14 | 10 | 104.3751 | 2482 | 71.96 | 48.02 | 1009 | 71.96 | 0 | 0 | Cooling | 0 | #N/A | #N/A | #N/A | #N/A | 0 | 0 | 0 | 0 | 0 | 0 | #N/A | #N/A | 88 | 88 | 0 | #N/A | 0% | 1 | 50% | 0% | 0% | 0% | 8.2745 | 0 | 0 | 0 | 8.2745 | #N/A
2007-04-14 11:00 | 4 | 14 | 11 | 104.4168 | 2483 | 71.96 | 53.06 | 1009 | 71.96 | 0 | 0 | Cooling | 0 | #N/A | #N/A | #N/A | #N/A | 0 | 0 | 0 | 0 | 0 | 0 | #N/A | #N/A | 88 | 88 | 0 | #N/A | 0% | 1 | 50% | 0% | 0% | 0% | 8.2745 | 0 | 0 | 0 | 8.2745 | #N/A
2007-04-14 12:00 | 4 | 14 | 12 | 104.4585 | 2484 | 73.94 | 51.98 | 1008 | 73.94 | 0 | 0 | Cooling | 0 | #N/A | #N/A | #N/A | #N/A | 0 | 0 | 0 | 0 | 0 | 0 | #N/A | #N/A | 88 | 88 | 0 | #N/A | 0% | 1 | 50% | 0% | 0% | 0% | 8.2745 | 0 | 0 | 0 | 8.2745 | #N/A
2007-04-14 13:00 | 4 | 14 | 13 | 104.5001 | 2485 | 75.92 | 53.06 | 1007 | 75.92 | 0 | 0 | Cooling | 0 | #N/A | #N/A | #N/A | #N/A | 0 | 0 | 0 | 0 | 0 | 0 | #N/A | #N/A | 88 | 88 | 0 | #N/A | 0% | 1 | 50% | 0% | 0% | 0% | 8.2745 | 0 | 0 | 0 | 8.2745 | #N/A
2007-04-14 14:00 | 4 | 14 | 14 | 104.5418 | 2486 | 75.92 | 51.98 | 1006 | 75.92 | 0 | 0 | Cooling | 0 | #N/A | #N/A | #N/A | #N/A | 0 | 0 | 0 | 0 | 0 | 0 | #N/A | #N/A | 88 | 88 | 0 | #N/A | 0% | 1 | 50% | 0% | 0% | 0% | 8.2745 | 0 | 0 | 0 | 8.2745 | #N/A
2007-04-14 15:00 | 4 | 14 | 15 | 104.5835 | 2487 | 78.08 | 51.98 | 1005 | 78.08 | 0 | 0 | Cooling | 0 | #N/A | #N/A | #N/A | #N/A | 0 | 0 | 0 | 0 | 0 | 0 | #N/A | #N/A | 88 | 88 | 0 | #N/A | 0% | 1 | 50% | 0% | 0% | 0% | 8.2745 | 0 | 0 | 0 | 8.2745 | #N/A
2007-04-14 16:00 | 4 | 14 | 16 | 104.6251 | 2488 | 77 | 53.06 | 1004 | 77 | 0 | 0 | Cooling | 0 | #N/A | #N/A | #N/A | #N/A | 0 | 0 | 0 | 0 | 0 | 0 | #N/A | #N/A | 88 | 88 | 0 | #N/A | 0% | 1 | 50% | 0% | 0% | 0% | 8.2745 | 0 | 0 | 0 | 8.2745 | #N/A
2007-04-14 17:00 | 4 | 14 | 17 | 104.6668 | 2489 | 77 | 53.06 | 1004 | 77 | 0 | 0 | Cooling | 0 | #N/A | #N/A | #N/A | #N/A | 0 | 0 | 0 | 0 | 0 | 0 | #N/A | #N/A | 88 | 88 | 0 | #N/A | 0% | 1 | 50% | 0% | 0% | 0% | 8.2745 | 0 | 0 | 0 | 8.2745 | #N/A
2007-04-14 18:00 | 4 | 14 | 18 | 104.7085 | 2490 | 73.94 | 51.98 | 1003 | 73.94 | 0 | 0 | Cooling | 0 | #N/A | #N/A | #N/A | #N/A | 0 | 0 | 0 | 0 | 0 | 0 | #N/A | #N/A | 88 | 88 | 0 | #N/A | 0% | 1 | 50% | 0% | 0% | 0% | 8.2745 | 0 | 0 | 0 | 8.2745 | #N/A
2007-04-14 19:00 | 4 | 14 | 19 | 104.7501 | 2491 | 71.96 | 48.02 | 1003 | 71.96 | 0 | 0 | Cooling | 0 | #N/A | #N/A | #N/A | #N/A | 0 | 0 | 0 | 0 | 0 | 0 | #N/A | #N/A | 88 | 88 | 0 | #N/A | 0% | 1 | 50% | 0% | 0% | 0% | 8.2745 | 0 | 0 | 0 | 8.2745 | #N/A
2007-04-14 20:00 | 4 | 14 | 20 | 104.7918 | 2492 | 71.96 | 50 | 1003 | 71.96 | 0 | 0 | Cooling | 0 | #N/A | #N/A | #N/A | #N/A | 0 | 0 | 0 | 0 | 0 | 0 | #N/A | #N/A | 88 | 88 | 0 | #N/A | 0% | 1 | 50% | 0% | 0% | 0% | 8.2745 | 0 | 0 | 0 | 8.2745 | #N/A
2007-04-14 21:00 | 4 | 14 | 21 | 104.8335 | 2493 | 68 | 51.08 | 1003 | 68 | 0 | 0 | Cooling | 0 | #N/A | #N/A | #N/A | #N/A | 0 | 0 | 0 | 0 | 0 | 0 | #N/A | #N/A | 88 | 88 | 0 | #N/A | 0% | 1 | 50% | 0% | 0% | 0% | 8.2745 | 0 | 0 | 0 | 8.2745 | #N/A
2007-04-14 22:00 | 4 | 14 | 22 | 104.8751 | 2494 | 66.92 | 51.08 | 1003 | 66.92 | 0 | 0 | Cooling | 0 | #N/A | #N/A | #N/A | #N/A | 0 | 0 | 0 | 0 | 0 | 0 | #N/A | #N/A | 88 | 88 | 0 | #N/A | 0% | 1 | 50% | 0% | 0% | 0% | 8.2745 | 0 | 0 | 0 | 8.2745 | #N/A
2007-04-14 23:00 | 4 | 14 | 23 | 104.9168 | 2495 | 66.92 | 51.08 | 1004 | 66.92 | 0 | 0 | Cooling | 0 | #N/A | #N/A | #N/A | #N/A | 0 | 0 | 0 | 0 | 0 | 0 | #N/A | #N/A | 88 | 88 | 0 | #N/A | 0% | 1 | 50% | 0% | 0% | 0% | 8.2745 | 0 | 0 | 0 | 8.2745 | #N/A
2007-04-15 | 4 | 15 | 0 | 104.9585 | 2496 | 66.02 | 51.08 | 1003 | 66.02 | 0 | 0 | Cooling | 0 | #N/A | #N/A | #N/A | #N/A | 0 | 0 | 0 | 0 | 0 | 0 | #N/A | #N/A | 88 | 88 | 0 | #N/A | 0% | 1 | 50% | 0% | 0% | 0% | 8.2745 | 0 | 0 | 0 | 8.2745 | #N/A
2007-04-15 01:00 | 4 | 15 | 1 | 105.0001 | 2497 | 64.94 | 51.08 | 1003 | 64.94 | 0 | 0 | Cooling | 0 | #N/A | #N/A | #N/A | #N/A | 0 | 0 | 0 | 0 | 0 | 0 | #N/A | #N/A | 88 | 88 | 0 | #N/A | 0% | 1 | 50% | 0% | 0% | 0% | 8.2745 | 0 | 0 | 0 | 8.2745 | #N/A
2007-04-15 02:00 | 4 | 15 | 2 | 105.0418 | 2498 | 64.94 | 51.08 | 1002 | 64.94 | 0 | 0 | Cooling | 0 | #N/A | #N/A | #N/A | #N/A | 0 | 0 | 0 | 0 | 0 | 0 | #N/A | #N/A | 88 | 88 | 0 | #N/A | 0% | 1 | 50% | 0% | 0% | 0% | 8.2745 | 0 | 0 | 0 | 8.2745 | #N/A
2007-04-15 03:00 | 4 | 15 | 3 | 105.0835 | 2499 | 64.04 | 51.08 | 1002 | 64.04 | 0 | 0 | Cooling | 0 | #N/A | #N/A | #N/A | #N/A | 0 | 0 | 0 | 0 | 0 | 0 | #N/A | #N/A | 88 | 88 | 0 | #N/A | 0% | 1 | 50% | 0% | 0% | 0% | 8.2745 | 0 | 0 | 0 | 8.2745 | #N/A
2007-04-15 04:00 | 4 | 15 | 4 | 105.1251 | 2500 | 64.04 | 51.08 | 1001 | 64.04 | 0 | 0 | Cooling | 0 | #N/A | #N/A | #N/A | #N/A | 0 | 0 | 0 | 0 | 0 | 0 | #N/A | #N/A | 88 | 88 | 0 | #N/A | 0% | 1 | 50% | 0% | 0% | 0% | 8.2745 | 0 | 0 | 0 | 8.2745 | #N/A
2007-04-15 05:00 | 4 | 15 | 5 | 105.1668 | 2501 | 64.04 | 51.98 | 1002 | 64.04 | 0 | 0 | Cooling | 0 | #N/A | #N/A | #N/A | #N/A | 0 | 0 | 0 | 0 | 0 | 0 | #N/A | #N/A | 88 | 88 | 0 | #N/A | 0% | 1 | 50% | 0% | 0% | 0% | 8.2745 | 0 | 0 | 0 | 8.2745 | #N/A
2007-04-15 06:00 | 4 | 15 | 6 | 105.2085 | 2502 | 64.04 | 51.98 | 1002 | 64.04 | 0 | 8.1582 | Cooling | 1.3597 | #N/A | #N/A | #N/A | #N/A | 0 | 0 | 0 | 0 | 0 | 8.1582 | #N/A | #N/A | 88 | #N/A | #N/A | #N/A | 0.004532% | 1 | 50% | 0% | 0% | 0% | 8.2745 | 0 | 0 | 0 | 8.2745 | #N/A
2007-04-15 07:00 | 4 | 15 | 7 | 105.2501 | 2503 | 64.04 | 51.98 | 1002 | 64.04 | 1.2601 | 0 | Heating | 0.16802 | #N/A | #N/A | #N/A | #N/A | 1.2601 | #N/A | #N/A | 6.1832 | #N/A | 0 | 0 | 0 | 0 | 0 | 0 | 0 | 0.0005601% | 1 | 50% | 0% | 0% | 0% | 8.2745 | 0 | 0 | 0 | 8.2745 | #N/A
2007-04-15 08:00 | 4 | 15 | 8 | 105.2918 | 2504 | 62.96 | 51.98 | 1002 | 62.96 | 0 | 93.4138 | Cooling | 15.569 | #N/A | #N/A | #N/A | #N/A | 0 | 0 | 0 | 0 | 0 | 93.4138 | #N/A | #N/A | 88 | #N/A | #N/A | #N/A | 0.0519% | 1 | 50% | 0% | 0% | 0% | 8.2745 | 0 | 0 | 0 | 8.2745 | #N/A
2007-04-15 09:00 | 4 | 15 | 9 | 105.3335 | 2505 | 62.96 | 51.98 | 1002 | 62.96 | 0 | 124.3289 | Cooling | 20.7215 | #N/A | #N/A | #N/A | #N/A | 0 | 0 | 0 | 0 | 0 | 124.3289 | #N/A | #N/A | 88 | #N/A | #N/A | #N/A | 0.06907% | 1 | 50% | 0% | 0% | 0% | 8.2745 | 0 | 0 | 0 | 8.2745 | #N/A
2007-04-15 10:00 | 4 | 15 | 10 | 105.3751 | 2506 | 64.94 | 53.06 | 1001 | 64.94 | 0 | 191.7738 | Cooling | 31.9623 | #N/A | #N/A | #N/A | #N/A | 0 | 0 | 0 | 0 | 0 | 191.7738 | #N/A | #N/A | 88 | #N/A | #N/A | #N/A | 0.1065% | 1 | 50% | 0% | 0% | 0% | 8.2745 | 0 | 0 | 0 | 8.2745 | #N/A
2007-04-15 11:00 | 4 | 15 | 11 | 105.4168 | 2507 | 64.94 | 53.96 | 1000 | 64.94 | 0 | 428.5184 | Cooling | 71.4197 | #N/A | #N/A | #N/A | #N/A | 0 | 0 | 0 | 0 | 0 | 428.5184 | #N/A | #N/A | 88 | #N/A | #N/A | #N/A | 0.2381% | 1 | 50% | 0% | 0% | 0% | 8.2745 | 0 | 0 | 0 | 8.2745 | #N/A
2007-04-15 12:00 | 4 | 15 | 12 | 105.4585 | 2508 | 64.04 | 53.06 | 999 | 64.04 | 0 | 425.5364 | Cooling | 70.9227 | #N/A | #N/A | #N/A | #N/A | 0 | 0 | 0 | 0 | 0 | 425.5364 | #N/A | #N/A | 88 | #N/A | #N/A | #N/A | 0.2364% | 1 | 50% | 0% | 0% | 0% | 8.2745 | 0 | 0 | 0 | 8.2745 | #N/A
2007-04-15 13:00 | 4 | 15 | 13 | 105.5001 | 2509 | 62.96 | 53.06 | 999 | 62.96 | 0 | 630.8527 | Cooling | 105.1421 | #N/A | #N/A | #N/A | #N/A | 0 | 0 | 0 | 0 | 0 | 630.8527 | #N/A | #N/A | 88 | #N/A | #N/A | #N/A | 0.3505% | 1 | 50% | 0% | 0% | 0% | 8.2745 | 0 | 0 | 0 | 8.2745 | #N/A
2007-04-15 14:00 | 4 | 15 | 14 | 105.5418 | 2510 | 57.02 | 51.98 | 998 | 57.02 | 0 | 690.2696 | Cooling | 115.0449 | #N/A | #N/A | #N/A | #N/A | 0 | 0 | 0 | 0 | 0 | 690.2696 | #N/A | #N/A | 88 | #N/A | #N/A | #N/A | 0.3835% | 1 | 50% | 0% | 0% | 0% | 8.2745 | 0 | 0 | 0 | 8.2745 | #N/A
2007-04-15 15:00 | 4 | 15 | 15 | 105.5835 | 2511 | 42.98 | 51.98 | 996 | 42.98 | 0 | 716.6853 | Cooling | 119.4476 | #N/A | #N/A | #N/A | #N/A | 0 | 0 | 0 | 0 | 0 | 716.6853 | #N/A | #N/A | 88 | #N/A | #N/A | #N/A | 0.3982% | 1 | 50% | 0% | 0% | 0% | 8.2745 | 0 | 0 | 0 | 8.2745 | #N/A
2007-04-15 16:00 | 4 | 15 | 16 | 105.6251 | 2512 | 41 | 51.98 | 996 | 41 | 0 | 805.7163 | Cooling | 134.2861 | #N/A | #N/A | #N/A | #N/A | 0 | 0 | 0 | 0 | 0 | 805.7163 | #N/A | #N/A | 88 | #N/A | #N/A | #N/A | 0.4476% | 1 | 50% | 0% | 0% | 0% | 8.2745 | 0 | 0 | 0 | 8.2745 | #N/A
2007-04-15 17:00 | 4 | 15 | 17 | 105.6668 | 2513 | 41 | 51.98 | 996 | 41 | 0 | 675.2675 | Cooling | 112.5446 | #N/A | #N/A | #N/A | #N/A | 0 | 0 | 0 | 0 | 0 | 675.2675 | #N/A | #N/A | 88 | #N/A | #N/A | #N/A | 0.3751% | 1 | 50% | 0% | 0% | 0% | 8.2745 | 0 | 0 | 0 | 8.2745 | #N/A
2007-04-15 18:00 | 4 | 15 | 18 | 105.7085 | 2514 | 35.96 | 51.98 | 996 | 35.96 | 0 | 423.0822 | Cooling | 70.5137 | #N/A | #N/A | #N/A | #N/A | 0 | 0 | 0 | 0 | 0 | 423.0822 | #N/A | #N/A | 88 | #N/A | #N/A | #N/A | 0.235% | 1 | 50% | 0% | 0% | 0% | 8.2745 | 0 | 0 | 0 | 8.2745 | #N/A
2007-04-15 19:00 | 4 | 15 | 19 | 105.7501 | 2515 | 33.98 | 53.06 | 996 | 33.98 | 0 | 284.5496 | Cooling | 47.4249 | #N/A | #N/A | #N/A | #N/A | 0 | 0 | 0 | 0 | 0 | 284.5496 | #N/A | #N/A | 88 | #N/A | #N/A | #N/A | 0.1581% | 1 | 50% | 0% | 0% | 0% | 8.2745 | 0 | 0 | 0 | 8.2745 | #N/A
2007-04-15 20:00 | 4 | 15 | 20 | 105.7918 | 2516 | 33.08 | 53.06 | 996 | 33.08 | 0 | 174.7496 | Cooling | 29.1249 | #N/A | #N/A | #N/A | #N/A | 0 | 0 | 0 | 0 | 0 | 174.7496 | #N/A | #N/A | 88 | #N/A | #N/A | #N/A | 0.09708% | 1 | 50% | 0% | 0% | 0% | 8.2745 | 0 | 0 | 0 | 8.2745 | #N/A
2007-04-15 21:00 | 4 | 15 | 21 | 105.8335 | 2517 | 32 | 51.98 | 996 | 32 | 0 | 101.1749 | Cooling | 16.8625 | #N/A | #N/A | #N/A | #N/A | 0 | 0 | 0 | 0 | 0 | 101.1749 | #N/A | #N/A | 88 | #N/A | #N/A | #N/A | 0.05621% | 1 | 50% | 0% | 0% | 0% | 8.2745 | 0 | 0 | 0 | 8.2745 | #N/A
2007-04-15 22:00 | 4 | 15 | 22 | 105.8751 | 2518 | 30.02 | 53.06 | 996 | 30.02 | 0 | 0 | Cooling | 0 | #N/A | #N/A | #N/A | #N/A | 0 | 0 | 0 | 0 | 0 | 0 | #N/A | #N/A | 88 | 88 | 0 | #N/A | 0% | 1 | 50% | 0% | 0% | 0% | 8.2745 | 0 | 0 | 0 | 8.2745 | #N/A
2007-04-15 23:00 | 4 | 15 | 23 | 105.9168 | 2519 | 28.94 | 53.06 | 995 | 28.94 | 0 | 0 | Cooling | 0 | #N/A | #N/A | #N/A | #N/A | 0 | 0 | 0 | 0 | 0 | 0 | #N/A | #N/A | 88 | 88 | 0 | #N/A | 0% | 1 | 50% | 0% | 0% | 0% | 8.2745 | 0 | 0 | 0 | 8.2745 | #N/A
2007-04-16 | 4 | 16 | 0 | 105.9585 | 2520 | 30.02 | 51.98 | 995 | 30.02 | 0 | 0 | Cooling | 0 | #N/A | #N/A | #N/A | #N/A | 0 | 0 | 0 | 0 | 0 | 0 | #N/A | #N/A | 88 | 88 | 0 | #N/A | 0% | 1 | 50% | 0% | 0% | 0% | 8.2745 | 0 | 0 | 0 | 8.2745 | #N/A
2007-04-16 01:00 | 4 | 16 | 1 | 106.0001 | 2521 | 30.02 | 51.98 | 995 | 30.02 | 0 | 0 | Cooling | 0 | #N/A | #N/A | #N/A | #N/A | 0 | 0 | 0 | 0 | 0 | 0 | #N/A | #N/A | 88 | 88 | 0 | #N/A | 0% | 1 | 50% | 0% | 0% | 0% | 8.2745 | 0 | 0 | 0 | 8.2745 | #N/A
2007-04-16 02:00 | 4 | 16 | 2 | 106.0418 | 2522 | 30.02 | 50 | 995 | 30.02 | 0 | 0 | Cooling | 0 | #N/A | #N/A | #N/A | #N/A | 0 | 0 | 0 | 0 | 0 | 0 | #N/A | #N/A | 88 | 88 | 0 | #N/A | 0% | 1 | 50% | 0% | 0% | 0% | 8.2745 | 0 | 0 | 0 | 8.2745 | #N/A
2007-04-16 03:00 | 4 | 16 | 3 | 106.0835 | 2523 | 28.94 | 48.92 | 994 | 28.94 | 0 | 0 | Cooling | 0 | #N/A | #N/A | #N/A | #N/A | 0 | 0 | 0 | 0 | 0 | 0 | #N/A | #N/A | 88 | 88 | 0 | #N/A | 0% | 1 | 50% | 0% | 0% | 0% | 8.2745 | 0 | 0 | 0 | 8.2745 | #N/A
2007-04-16 04:00 | 4 | 16 | 4 | 106.1251 | 2524 | 28.94 | 48.02 | 993 | 28.94 | 0 | 0 | Cooling | 0 | #N/A | #N/A | #N/A | #N/A | 0 | 0 | 0 | 0 | 0 | 0 | #N/A | #N/A | 88 | 88 | 0 | #N/A | 0% | 1 | 50% | 0% | 0% | 0% | 8.2745 | 0 | 0 | 0 | 8.2745 | #N/A
2007-04-16 05:00 | 4 | 16 | 5 | 106.1668 | 2525 | 28.94 | 46.04 | 993 | 28.94 | 0 | 0 | Cooling | 0 | #N/A | #N/A | #N/A | #N/A | 0 | 0 | 0 | 0 | 0 | 0 | #N/A | #N/A | 88 | 88 | 0 | #N/A | 0% | 1 | 50% | 0% | 0% | 0% | 8.2745 | 0 | 0 | 0 | 8.2745 | #N/A
2007-04-16 06:00 | 4 | 16 | 6 | 106.2085 | 2526 | 26.96 | 46.04 | 993 | 26.96 | 8.0098 | 0 | Heating | 1.068 | #N/A | #N/A | #N/A | #N/A | 8.0098 | #N/A | #N/A | 3.1163 | #N/A | 0 | 0 | 0 | 0 | 0 | 0 | 0 | 0.00356% | 1 | 50% | 0% | 0% | 0% | 8.2745 | 0 | 0 | 0 | 8.2745 | #N/A
2007-04-16 07:00 | 4 | 16 | 7 | 106.2501 | 2527 | 26.96 | 50 | 993 | 26.96 | 0 | 1.0654 | Cooling | 0.17756 | #N/A | #N/A | #N/A | #N/A | 0 | 0 | 0 | 0 | 0 | 1.0654 | #N/A | #N/A | 88 | #N/A | #N/A | #N/A | 0.0005919% | 1 | 50% | 0% | 0% | 0% | 8.2745 | 0 | 0 | 0 | 8.2745 | #N/A
2007-04-16 08:00 | 4 | 16 | 8 | 106.2918 | 2528 | 26.96 | 53.96 | 993 | 26.96 | 0 | 195.8054 | Cooling | 32.6342 | #N/A | #N/A | #N/A | #N/A | 0 | 0 | 0 | 0 | 0 | 195.8054 | #N/A | #N/A | 88 | #N/A | #N/A | #N/A | 0.1088% | 1 | 50% | 0% | 0% | 0% | 8.2745 | 0 | 0 | 0 | 8.2745 | #N/A
2007-04-16 09:00 | 4 | 16 | 9 | 106.3335 | 2529 | 30.02 | 53.96 | 993 | 30.02 | 0 | 569.56 | Cooling | 94.9267 | #N/A | #N/A | #N/A | #N/A | 0 | 0 | 0 | 0 | 0 | 569.56 | #N/A | #N/A | 88 | #N/A | #N/A | #N/A | 0.3164% | 1 | 50% | 0% | 0% | 0% | 8.2745 | 0 | 0 | 0 | 8.2745 | #N/A
2007-04-16 10:00 | 4 | 16 | 10 | 106.3751 | 2530 | 30.92 | 53.96 | 992 | 30.92 | 0 | 720.3166 | Cooling | 120.0528 | #N/A | #N/A | #N/A | #N/A | 0 | 0 | 0 | 0 | 0 | 720.3166 | #N/A | #N/A | 88 | #N/A | #N/A | #N/A | 0.4002% | 1 | 50% | 0% | 0% | 0% | 8.2745 | 0 | 0 | 0 | 8.2745 | #N/A
2007-04-16 11:00 | 4 | 16 | 11 | 106.4168 | 2531 | 30.92 | 55.04 | 991 | 30.92 | 0 | 996.6414 | Cooling | 166.1069 | #N/A | #N/A | #N/A | #N/A | 0 | 0 | 0 | 0 | 0 | 996.6414 | #N/A | #N/A | 88 | #N/A | #N/A | #N/A | 0.5537% | 1 | 50% | 0% | 0% | 0% | 8.2745 | 0 | 0 | 0 | 8.2745 | #N/A
2007-04-16 12:00 | 4 | 16 | 12 | 106.4585 | 2532 | 33.98 | 55.94 | 991 | 33.98 | 0 | 1040.0381 | Cooling | 173.3397 | #N/A | #N/A | #N/A | #N/A | 0 | 0 | 0 | 0 | 0 | 1040.0381 | #N/A | #N/A | 88 | #N/A | #N/A | #N/A | 0.5778% | 1 | 50% | 0% | 0% | 0% | 8.2745 | 0 | 0 | 0 | 8.2745 | #N/A
2007-04-16 13:00 | 4 | 16 | 13 | 106.5001 | 2533 | 37.04 | 55.94 | 990 | 37.04 | 0 | 1327.9591 | Cooling | 221.3265 | #N/A | #N/A | #N/A | #N/A | 0 | 0 | 0 | 0 | 0 | 1327.9591 | #N/A | #N/A | 88 | #N/A | #N/A | #N/A | 0.7378% | 1 | 50% | 0% | 0% | 0% | 8.2745 | 0 | 0 | 0 | 8.2745 | #N/A
2007-04-16 14:00 | 4 | 16 | 14 | 106.5418 | 2534 | 37.04 | 51.98 | 990 | 37.04 | 0 | 1104.7895 | Cooling | 184.1316 | #N/A | #N/A | #N/A | #N/A | 0 | 0 | 0 | 0 | 0 | 1104.7895 | #N/A | #N/A | 88 | #N/A | #N/A | #N/A | 0.6138% | 1 | 50% | 0% | 0% | 0% | 8.2745 | 0 | 0 | 0 | 8.2745 | #N/A
2007-04-16 15:00 | 4 | 16 | 15 | 106.5835 | 2535 | 41 | 51.98 | 991 | 41 | 0 | 800.5341 | Cooling | 133.4224 | #N/A | #N/A | #N/A | #N/A | 0 | 0 | 0 | 0 | 0 | 800.5341 | #N/A | #N/A | 88 | #N/A | #N/A | #N/A | 0.4447% | 1 | 50% | 0% | 0% | 0% | 8.2745 | 0 | 0 | 0 | 8.2745 | #N/A
2007-04-16 16:00 | 4 | 16 | 16 | 106.6251 | 2536 | 41 | 46.04 | 992 | 41 | 0 | 450.1824 | Cooling | 75.0304 | #N/A | #N/A | #N/A | #N/A | 0 | 0 | 0 | 0 | 0 | 450.1824 | #N/A | #N/A | 88 | #N/A | #N/A | #N/A | 0.2501% | 1 | 50% | 0% | 0% | 0% | 8.2745 | 0 | 0 | 0 | 8.2745 | #N/A
2007-04-16 17:00 | 4 | 16 | 17 | 106.6668 | 2537 | 41 | 33.98 | 993 | 41 | 0 | 255.0326 | Cooling | 42.5054 | #N/A | #N/A | #N/A | #N/A | 0 | 0 | 0 | 0 | 0 | 255.0326 | #N/A | #N/A | 88 | #N/A | #N/A | #N/A | 0.1417% | 1 | 50% | 0% | 0% | 0% | 8.2745 | 0 | 0 | 0 | 8.2745 | #N/A
2007-04-16 18:00 | 4 | 16 | 18 | 106.7085 | 2538 | 39.02 | 28.94 | 994 | 39.02 | 0 | 70.2855 | Cooling | 11.7143 | #N/A | #N/A | #N/A | #N/A | 0 | 0 | 0 | 0 | 0 | 70.2855 | #N/A | #N/A | 88 | #N/A | #N/A | #N/A | 0.03905% | 1 | 50% | 0% | 0% | 0% | 8.2745 | 0 | 0 | 0 | 8.2745 | #N/A
2007-04-16 19:00 | 4 | 16 | 19 | 106.7501 | 2539 | 35.96 | 35.06 | 996 | 35.96 | 0 | 0.053391 | Cooling | 0.0088984 | #N/A | #N/A | #N/A | #N/A | 0 | 0 | 0 | 0 | 0 | 0.053391 | #N/A | #N/A | 88 | #N/A | #N/A | #N/A | 2.966e-05% | 1 | 50% | 0% | 0% | 0% | 8.2745 | 0 | 0 | 0 | 8.2745 | #N/A
2007-04-16 20:00 | 4 | 16 | 20 | 106.7918 | 2540 | 35.96 | 33.98 | 999 | 35.96 | 0 | 0.072285 | Cooling | 0.012048 | #N/A | #N/A | #N/A | #N/A | 0 | 0 | 0 | 0 | 0 | 0.072285 | #N/A | #N/A | 88 | #N/A | #N/A | #N/A | 4.016e-05% | 1 | 50% | 0% | 0% | 0% | 8.2745 | 0 | 0 | 0 | 8.2745 | #N/A
2007-04-16 21:00 | 4 | 16 | 21 | 106.8335 | 2541 | 33.08 | 26.06 | 1000 | 33.08 | 0 | 0.2637 | Cooling | 0.04395 | #N/A | #N/A | #N/A | #N/A | 0 | 0 | 0 | 0 | 0 | 0.2637 | #N/A | #N/A | 88 | #N/A | #N/A | #N/A | 0.0001465% | 1 | 50% | 0% | 0% | 0% | 8.2745 | 0 | 0 | 0 | 8.2745 | #N/A
2007-04-16 22:00 | 4 | 16 | 22 | 106.8751 | 2542 | 30.92 | 21.02 | 1002 | 30.92 | 0 | 0.022337 | Cooling | 0.0037229 | #N/A | #N/A | #N/A | #N/A | 0 | 0 | 0 | 0 | 0 | 0.022337 | #N/A | #N/A | 88 | #N/A | #N/A | #N/A | 1.241e-05% | 1 | 50% | 0% | 0% | 0% | 8.2745 | 0 | 0 | 0 | 8.2745 | #N/A
2007-04-16 23:00 | 4 | 16 | 23 | 106.9168 | 2543 | 30.92 | 17.96 | 1003 | 30.92 | 0 | 0.068908 | Cooling | 0.011485 | #N/A | #N/A | #N/A | #N/A | 0 | 0 | 0 | 0 | 0 | 0.068908 | #N/A | #N/A | 88 | #N/A | #N/A | #N/A | 3.828e-05% | 1 | 50% | 0% | 0% | 0% | 8.2745 | 0 | 0 | 0 | 8.2745 | #N/A
2007-04-17 | 4 | 17 | 0 | 106.9585 | 2544 | 30.02 | 17.96 | 1004 | 30.02 | 0 | 0.084245 | Cooling | 0.014041 | #N/A | #N/A | #N/A | #N/A | 0 | 0 | 0 | 0 | 0 | 0.084245 | #N/A | #N/A | 88 | #N/A | #N/A | #N/A | 4.68e-05% | 1 | 50% | 0% | 0% | 0% | 8.2745 | 0 | 0 | 0 | 8.2745 | #N/A
2007-04-17 01:00 | 4 | 17 | 1 | 107.0001 | 2545 | 28.94 | 19.94 | 1005 | 28.94 | 0 | 0.076121 | Cooling | 0.012687 | #N/A | #N/A | #N/A | #N/A | 0 | 0 | 0 | 0 | 0 | 0.076121 | #N/A | #N/A | 88 | #N/A | #N/A | #N/A | 4.229e-05% | 1 | 50% | 0% | 0% | 0% | 8.2745 | 0 | 0 | 0 | 8.2745 | #N/A
2007-04-17 02:00 | 4 | 17 | 2 | 107.0418 | 2546 | 28.94 | 15.08 | 1006 | 28.94 | 0 | 0.08119 | Cooling | 0.013532 | #N/A | #N/A | #N/A | #N/A | 0 | 0 | 0 | 0 | 0 | 0.08119 | #N/A | #N/A | 88 | #N/A | #N/A | #N/A | 4.511e-05% | 1 | 50% | 0% | 0% | 0% | 8.2745 | 0 | 0 | 0 | 8.2745 | #N/A
2007-04-17 03:00 | 4 | 17 | 3 | 107.0835 | 2547 | 28.04 | 15.08 | 1008 | 28.04 | 0 | 0.07991 | Cooling | 0.013318 | #N/A | #N/A | #N/A | #N/A | 0 | 0 | 0 | 0 | 0 | 0.07991 | #N/A | #N/A | 88 | #N/A | #N/A | #N/A | 4.439e-05% | 1 | 50% | 0% | 0% | 0% | 8.2745 | 0 | 0 | 0 | 8.2745 | #N/A
2007-04-17 04:00 | 4 | 17 | 4 | 107.1251 | 2548 | 26.96 | 15.08 | 1009 | 26.96 | 0 | 0.070446 | Cooling | 0.011741 | #N/A | #N/A | #N/A | #N/A | 0 | 0 | 0 | 0 | 0 | 0.070446 | #N/A | #N/A | 88 | #N/A | #N/A | #N/A | 3.914e-05% | 1 | 50% | 0% | 0% | 0% | 8.2745 | 0 | 0 | 0 | 8.2745 | #N/A
2007-04-17 05:00 | 4 | 17 | 5 | 107.1668 | 2549 | 26.96 | 15.08 | 1010 | 26.96 | 0 | 0.11542 | Cooling | 0.019237 | #N/A | #N/A | #N/A | #N/A | 0 | 0 | 0 | 0 | 0 | 0.11542 | #N/A | #N/A | 88 | #N/A | #N/A | #N/A | 6.412e-05% | 1 | 50% | 0% | 0% | 0% | 8.2745 | 0 | 0 | 0 | 8.2745 | #N/A
2007-04-17 06:00 | 4 | 17 | 6 | 107.2085 | 2550 | 26.06 | 12.02 | 1010 | 26.06 | 192.6872 | 0 | Heating | 25.6916 | #N/A | #N/A | #N/A | #N/A | 192.6872 | #N/A | #N/A | 3.0859 | #N/A | 0 | 0 | 0 | 0 | 0 | 0 | 0 | 0.08564% | 1 | 50% | 0% | 0% | 0% | 8.2745 | 0 | 0 | 0 | 8.2745 | #N/A
2007-04-17 07:00 | 4 | 17 | 7 | 107.2501 | 2551 | 30.02 | 12.02 | 1011 | 30.02 | 68.5267 | 0 | Heating | 9.1369 | #N/A | #N/A | #N/A | #N/A | 68.5267 | #N/A | #N/A | 3.2302 | #N/A | 0 | 0 | 0 | 0 | 0 | 0 | 0 | 0.03046% | 1 | 50% | 0% | 0% | 0% | 8.2745 | 0 | 0 | 0 | 8.2745 | #N/A
2007-04-17 08:00 | 4 | 17 | 8 | 107.2918 | 2552 | 30.02 | 10.94 | 1012 | 30.02 | 3.1423 | 0 | Heating | 0.41897 | #N/A | #N/A | #N/A | #N/A | 3.1423 | #N/A | #N/A | 3.2302 | #N/A | 0 | 0 | 0 | 0 | 0 | 0 | 0 | 0.001397% | 1 | 50% | 0% | 0% | 0% | 8.2745 | 0 | 0 | 0 | 8.2745 | #N/A
2007-04-17 09:00 | 4 | 17 | 9 | 107.3335 | 2553 | 37.04 | 10.94 | 1012 | 37.04 | 1.0359 | 0 | Heating | 0.13812 | #N/A | #N/A | #N/A | #N/A | 1.0359 | #N/A | #N/A | 3.5637 | #N/A | 0 | 0 | 0 | 0 | 0 | 0 | 0 | 0.0004604% | 1 | 50% | 0% | 0% | 0% | 8.2745 | 0 | 0 | 0 | 8.2745 | #N/A
2007-04-17 10:00 | 4 | 17 | 10 | 107.3751 | 2554 | 39.02 | 10.04 | 1013 | 39.02 | 0.19457 | 0 | Heating | 0.025943 | #N/A | #N/A | #N/A | #N/A | 0.19457 | #N/A | #N/A | 3.6785 | #N/A | 0 | 0 | 0 | 0 | 0 | 0 | 0 | 8.648e-05% | 1 | 50% | 0% | 0% | 0% | 8.2745 | 0 | 0 | 0 | 8.2745 | #N/A
2007-04-17 11:00 | 4 | 17 | 11 | 107.4168 | 2555 | 39.02 | 12.92 | 1013 | 39.02 | 0 | 0.082606 | Cooling | 0.013768 | #N/A | #N/A | #N/A | #N/A | 0 | 0 | 0 | 0 | 0 | 0.082606 | #N/A | #N/A | 88 | #N/A | #N/A | #N/A | 4.589e-05% | 1 | 50% | 0% | 0% | 0% | 8.2745 | 0 | 0 | 0 | 8.2745 | #N/A
2007-04-17 12:00 | 4 | 17 | 12 | 107.4585 | 2556 | 44.96 | 15.98 | 1013 | 44.96 | 0 | 0.30516 | Cooling | 0.05086 | #N/A | #N/A | #N/A | #N/A | 0 | 0 | 0 | 0 | 0 | 0.30516 | #N/A | #N/A | 88 | #N/A | #N/A | #N/A | 0.0001695% | 1 | 50% | 0% | 0% | 0% | 8.2745 | 0 | 0 | 0 | 8.2745 | #N/A
2007-04-17 13:00 | 4 | 17 | 13 | 107.5001 | 2557 | 46.94 | 12.92 | 1013 | 46.94 | 0 | 0.096547 | Cooling | 0.016091 | #N/A | #N/A | #N/A | #N/A | 0 | 0 | 0 | 0 | 0 | 0.096547 | #N/A | #N/A | 88 | #N/A | #N/A | #N/A | 5.364e-05% | 1 | 50% | 0% | 0% | 0% | 8.2745 | 0 | 0 | 0 | 8.2745 | #N/A
2007-04-17 14:00 | 4 | 17 | 14 | 107.5418 | 2558 | 46.94 | 15.98 | 1013 | 46.94 | 0 | 0.08292 | Cooling | 0.01382 | #N/A | #N/A | #N/A | #N/A | 0 | 0 | 0 | 0 | 0 | 0.08292 | #N/A | #N/A | 88 | #N/A | #N/A | #N/A | 4.607e-05% | 1 | 50% | 0% | 0% | 0% | 8.2745 | 0 | 0 | 0 | 8.2745 | #N/A
2007-04-17 15:00 | 4 | 17 | 15 | 107.5835 | 2559 | 51.98 | 12.92 | 1012 | 51.98 | 0 | 0.098045 | Cooling | 0.016341 | #N/A | #N/A | #N/A | #N/A | 0 | 0 | 0 | 0 | 0 | 0.098045 | #N/A | #N/A | 88 | #N/A | #N/A | #N/A | 5.447e-05% | 1 | 50% | 0% | 0% | 0% | 8.2745 | 0 | 0 | 0 | 8.2745 | #N/A
2007-04-17 16:00 | 4 | 17 | 16 | 107.6251 | 2560 | 53.06 | 10.94 | 1012 | 53.06 | 0 | 0.14758 | Cooling | 0.024596 | #N/A | #N/A | #N/A | #N/A | 0 | 0 | 0 | 0 | 0 | 0.14758 | #N/A | #N/A | 88 | #N/A | #N/A | #N/A | 8.199e-05% | 1 | 50% | 0% | 0% | 0% | 8.2745 | 0 | 0 | 0 | 8.2745 | #N/A
2007-04-17 17:00 | 4 | 17 | 17 | 107.6668 | 2561 | 53.06 | 8.96 | 1011 | 53.06 | 0 | 0.1267 | Cooling | 0.021117 | #N/A | #N/A | #N/A | #N/A | 0 | 0 | 0 | 0 | 0 | 0.1267 | #N/A | #N/A | 88 | #N/A | #N/A | #N/A | 7.039e-05% | 1 | 50% | 0% | 0% | 0% | 8.2745 | 0 | 0 | 0 | 8.2745 | #N/A
2007-04-17 18:00 | 4 | 17 | 18 | 107.7085 | 2562 | 50 | 8.06 | 1011 | 50 | 0.74981 | 0 | Heating | 0.099974 | #N/A | #N/A | #N/A | #N/A | 0.74981 | #N/A | #N/A | 4.5134 | #N/A | 0 | 0 | 0 | 0 | 0 | 0 | 0 | 0.0003332% | 1 | 50% | 0% | 0% | 0% | 8.2745 | 0 | 0 | 0 | 8.2745 | #N/A
2007-04-17 19:00 | 4 | 17 | 19 | 107.7501 | 2563 | 48.02 | 8.06 | 1011 | 48.02 | 0.32639 | 0 | Heating | 0.043519 | #N/A | #N/A | #N/A | #N/A | 0.32639 | #N/A | #N/A | 4.3357 | #N/A | 0 | 0 | 0 | 0 | 0 | 0 | 0 | 0.0001451% | 1 | 50% | 0% | 0% | 0% | 8.2745 | 0 | 0 | 0 | 8.2745 | #N/A
2007-04-17 20:00 | 4 | 17 | 20 | 107.7918 | 2564 | 48.02 | 8.96 | 1011 | 48.02 | 2.6464 | 0 | Heating | 0.35285 | #N/A | #N/A | #N/A | #N/A | 2.6464 | #N/A | #N/A | 4.3357 | #N/A | 0 | 0 | 0 | 0 | 0 | 0 | 0 | 0.001176% | 1 | 50% | 0% | 0% | 0% | 8.2745 | 0 | 0 | 0 | 8.2745 | #N/A
2007-04-17 21:00 | 4 | 17 | 21 | 107.8335 | 2565 | 44.06 | 10.94 | 1011 | 44.06 | 6.3756 | 0 | Heating | 0.85008 | #N/A | #N/A | #N/A | #N/A | 6.3756 | #N/A | #N/A | 4.0174 | #N/A | 0 | 0 | 0 | 0 | 0 | 0 | 0 | 0.002834% | 1 | 50% | 0% | 0% | 0% | 8.2745 | 0 | 0 | 0 | 8.2745 | #N/A
2007-04-17 22:00 | 4 | 17 | 22 | 107.8751 | 2566 | 42.08 | 12.92 | 1010 | 42.08 | 46.3699 | 0 | Heating | 6.1827 | #N/A | #N/A | #N/A | #N/A | 46.3699 | #N/A | #N/A | 3.8759 | #N/A | 0 | 0 | 0 | 0 | 0 | 0 | 0 | 0.02061% | 1 | 50% | 0% | 0% | 0% | 8.2745 | 0 | 0 | 0 | 8.2745 | #N/A
2007-04-17 23:00 | 4 | 17 | 23 | 107.9168 | 2567 | 42.08 | 19.04 | 1010 | 42.08 | 3.9138 | 0 | Heating | 0.52184 | #N/A | #N/A | #N/A | #N/A | 3.9138 | #N/A | #N/A | 3.8759 | #N/A | 0 | 0 | 0 | 0 | 0 | 0 | 0 | 0.001739% | 1 | 50% | 0% | 0% | 0% | 8.2745 | 0 | 0 | 0 | 8.2745 | #N/A
2007-04-18 | 4 | 18 | 0 | 107.9585 | 2568 | 37.94 | 17.06 | 1009 | 37.94 | 0 | 0.0021525 | Cooling | 0.00035875 | #N/A | #N/A | #N/A | #N/A | 0 | 0 | 0 | 0 | 0 | 0.0021525 | #N/A | #N/A | 88 | #N/A | #N/A | #N/A | 1.196e-06% | 1 | 50% | 0% | 0% | 0% | 8.2745 | 0 | 0 | 0 | 8.2745 | #N/A
2007-04-18 01:00 | 4 | 18 | 1 | 108.0001 | 2569 | 35.96 | 15.98 | 1009 | 35.96 | 0 | 0.0011533 | Cooling | 0.00019222 | #N/A | #N/A | #N/A | #N/A | 0 | 0 | 0 | 0 | 0 | 0.0011533 | #N/A | #N/A | 88 | #N/A | #N/A | #N/A | 6.407e-07% | 1 | 50% | 0% | 0% | 0% | 8.2745 | 0 | 0 | 0 | 8.2745 | #N/A
2007-04-18 02:00 | 4 | 18 | 2 | 108.0418 | 2570 | 35.96 | 17.96 | 1009 | 35.96 | 0 | 0 | Cooling | 0 | #N/A | #N/A | #N/A | #N/A | 0 | 0 | 0 | 0 | 0 | 0 | #N/A | #N/A | 88 | 88 | 0 | #N/A | 0% | 1 | 50% | 0% | 0% | 0% | 8.2745 | 0 | 0 | 0 | 8.2745 | #N/A
2007-04-18 03:00 | 4 | 18 | 3 | 108.0835 | 2571 | 33.08 | 21.02 | 1009 | 33.08 | 0 | 0 | Cooling | 0 | #N/A | #N/A | #N/A | #N/A | 0 | 0 | 0 | 0 | 0 | 0 | #N/A | #N/A | 88 | 88 | 0 | #N/A | 0% | 1 | 50% | 0% | 0% | 0% | 8.2745 | 0 | 0 | 0 | 8.2745 | #N/A
2007-04-18 04:00 | 4 | 18 | 4 | 108.1251 | 2572 | 30.92 | 24.08 | 1009 | 30.92 | 0 | 0 | Cooling | 0 | #N/A | #N/A | #N/A | #N/A | 0 | 0 | 0 | 0 | 0 | 0 | #N/A | #N/A | 88 | 88 | 0 | #N/A | 0% | 1 | 50% | 0% | 0% | 0% | 8.2745 | 0 | 0 | 0 | 8.2745 | #N/A
2007-04-18 05:00 | 4 | 18 | 5 | 108.1668 | 2573 | 30.92 | 30.92 | 1009 | 30.92 | 0 | 0 | Cooling | 0 | #N/A | #N/A | #N/A | #N/A | 0 | 0 | 0 | 0 | 0 | 0 | #N/A | #N/A | 88 | 88 | 0 | #N/A | 0% | 1 | 50% | 0% | 0% | 0% | 8.2745 | 0 | 0 | 0 | 8.2745 | #N/A
2007-04-18 06:00 | 4 | 18 | 6 | 108.2085 | 2574 | 30.02 | 30.92 | 1007 | 30.02 | 196.8834 | 0 | Heating | 26.2511 | #N/A | #N/A | #N/A | #N/A | 196.8834 | #N/A | #N/A | 3.2302 | #N/A | 0 | 0 | 0 | 0 | 0 | 0 | 0 | 0.0875% | 1 | 50% | 0% | 0% | 0% | 8.2745 | 0 | 0 | 0 | 8.2745 | #N/A
2007-04-18 07:00 | 4 | 18 | 7 | 108.2501 | 2575 | 33.98 | 32 | 1006 | 33.98 | 86.644 | 0 | Heating | 11.5525 | #N/A | #N/A | #N/A | #N/A | 86.644 | #N/A | #N/A | 3.405 | #N/A | 0 | 0 | 0 | 0 | 0 | 0 | 0 | 0.03851% | 1 | 50% | 0% | 0% | 0% | 8.2745 | 0 | 0 | 0 | 8.2745 | #N/A
2007-04-18 08:00 | 4 | 18 | 8 | 108.2918 | 2576 | 33.98 | 33.08 | 1005 | 33.98 | 8.2333 | 0 | Heating | 1.0978 | #N/A | #N/A | #N/A | #N/A | 8.2333 | #N/A | #N/A | 3.405 | #N/A | 0 | 0 | 0 | 0 | 0 | 0 | 0 | 0.003659% | 1 | 50% | 0% | 0% | 0% | 8.2745 | 0 | 0 | 0 | 8.2745 | #N/A
2007-04-18 09:00 | 4 | 18 | 9 | 108.3335 | 2577 | 41 | 33.98 | 1003 | 41 | 4.2228 | 0 | Heating | 0.56305 | #N/A | #N/A | #N/A | #N/A | 4.2228 | #N/A | #N/A | 3.8033 | #N/A | 0 | 0 | 0 | 0 | 0 | 0 | 0 | 0.001877% | 1 | 50% | 0% | 0% | 0% | 8.2745 | 0 | 0 | 0 | 8.2745 | #N/A
2007-04-18 10:00 | 4 | 18 | 10 | 108.3751 | 2578 | 42.98 | 33.98 | 1002 | 42.98 | 3.0936 | 0 | Heating | 0.41248 | #N/A | #N/A | #N/A | #N/A | 3.0936 | #N/A | #N/A | 3.9388 | #N/A | 0 | 0 | 0 | 0 | 0 | 0 | 0 | 0.001375% | 1 | 50% | 0% | 0% | 0% | 8.2745 | 0 | 0 | 0 | 8.2745 | #N/A
2007-04-18 11:00 | 4 | 18 | 11 | 108.4168 | 2579 | 42.98 | 37.04 | 1002 | 42.98 | 0.46493 | 0 | Heating | 0.061991 | #N/A | #N/A | #N/A | #N/A | 0.46493 | #N/A | #N/A | 3.9388 | #N/A | 0 | 0 | 0 | 0 | 0 | 0 | 0 | 0.0002066% | 1 | 50% | 0% | 0% | 0% | 8.2745 | 0 | 0 | 0 | 8.2745 | #N/A
2007-04-18 12:00 | 4 | 18 | 12 | 108.4585 | 2580 | 46.94 | 39.92 | 1000 | 46.94 | 1.2025 | 0 | Heating | 0.16033 | #N/A | #N/A | #N/A | #N/A | 1.2025 | #N/A | #N/A | 4.2441 | #N/A | 0 | 0 | 0 | 0 | 0 | 0 | 0 | 0.0005344% | 1 | 50% | 0% | 0% | 0% | 8.2745 | 0 | 0 | 0 | 8.2745 | #N/A
2007-04-18 13:00 | 4 | 18 | 13 | 108.5001 | 2581 | 48.02 | 39.02 | 998 | 48.02 | 0 | 0.19 | Cooling | 0.031667 | #N/A | #N/A | #N/A | #N/A | 0 | 0 | 0 | 0 | 0 | 0.19 | #N/A | #N/A | 88 | #N/A | #N/A | #N/A | 0.0001056% | 1 | 50% | 0% | 0% | 0% | 8.2745 | 0 | 0 | 0 | 8.2745 | #N/A
2007-04-18 14:00 | 4 | 18 | 14 | 108.5418 | 2582 | 48.02 | 42.98 | 996 | 48.02 | 0 | 0.11944 | Cooling | 0.019906 | #N/A | #N/A | #N/A | #N/A | 0 | 0 | 0 | 0 | 0 | 0.11944 | #N/A | #N/A | 88 | #N/A | #N/A | #N/A | 6.635e-05% | 1 | 50% | 0% | 0% | 0% | 8.2745 | 0 | 0 | 0 | 8.2745 | #N/A
2007-04-18 15:00 | 4 | 18 | 15 | 108.5835 | 2583 | 50 | 42.98 | 994 | 50 | 0 | 0.099179 | Cooling | 0.01653 | #N/A | #N/A | #N/A | #N/A | 0 | 0 | 0 | 0 | 0 | 0.099179 | #N/A | #N/A | 88 | #N/A | #N/A | #N/A | 5.51e-05% | 1 | 50% | 0% | 0% | 0% | 8.2745 | 0 | 0 | 0 | 8.2745 | #N/A
2007-04-18 16:00 | 4 | 18 | 16 | 108.6251 | 2584 | 50 | 42.08 | 994 | 50 | 0 | 0.02968 | Cooling | 0.0049466 | #N/A | #N/A | #N/A | #N/A | 0 | 0 | 0 | 0 | 0 | 0.02968 | #N/A | #N/A | 88 | #N/A | #N/A | #N/A | 1.649e-05% | 1 | 50% | 0% | 0% | 0% | 8.2745 | 0 | 0 | 0 | 8.2745 | #N/A
2007-04-18 17:00 | 4 | 18 | 17 | 108.6668 | 2585 | 50 | 42.08 | 993 | 50 | 0 | 0.28582 | Cooling | 0.047637 | #N/A | #N/A | #N/A | #N/A | 0 | 0 | 0 | 0 | 0 | 0.28582 | #N/A | #N/A | 88 | #N/A | #N/A | #N/A | 0.0001588% | 1 | 50% | 0% | 0% | 0% | 8.2745 | 0 | 0 | 0 | 8.2745 | #N/A
2007-04-18 18:00 | 4 | 18 | 18 | 108.7085 | 2586 | 48.92 | 42.08 | 994 | 48.92 | 0 | 0.19419 | Cooling | 0.032364 | #N/A | #N/A | #N/A | #N/A | 0 | 0 | 0 | 0 | 0 | 0.19419 | #N/A | #N/A | 88 | #N/A | #N/A | #N/A | 0.0001079% | 1 | 50% | 0% | 0% | 0% | 8.2745 | 0 | 0 | 0 | 8.2745 | #N/A
2007-04-18 19:00 | 4 | 18 | 19 | 108.7501 | 2587 | 48.02 | 42.98 | 994 | 48.02 | 0 | 0.10363 | Cooling | 0.017272 | #N/A | #N/A | #N/A | #N/A | 0 | 0 | 0 | 0 | 0 | 0.10363 | #N/A | #N/A | 88 | #N/A | #N/A | #N/A | 5.757e-05% | 1 | 50% | 0% | 0% | 0% | 8.2745 | 0 | 0 | 0 | 8.2745 | #N/A
2007-04-18 20:00 | 4 | 18 | 20 | 108.7918 | 2588 | 48.02 | 42.98 | 995 | 48.02 | 0 | 0.076338 | Cooling | 0.012723 | #N/A | #N/A | #N/A | #N/A | 0 | 0 | 0 | 0 | 0 | 0.076338 | #N/A | #N/A | 88 | #N/A | #N/A | #N/A | 4.241e-05% | 1 | 50% | 0% | 0% | 0% | 8.2745 | 0 | 0 | 0 | 8.2745 | #N/A
2007-04-18 21:00 | 4 | 18 | 21 | 108.8335 | 2589 | 44.96 | 42.98 | 996 | 44.96 | 1.0535 | 0 | Heating | 0.14047 | #N/A | #N/A | #N/A | #N/A | 1.0535 | #N/A | #N/A | 4.0856 | #N/A | 0 | 0 | 0 | 0 | 0 | 0 | 0 | 0.0004682% | 1 | 50% | 0% | 0% | 0% | 8.2745 | 0 | 0 | 0 | 8.2745 | #N/A
2007-04-18 22:00 | 4 | 18 | 22 | 108.8751 | 2590 | 44.06 | 42.98 | 996 | 44.06 | 0 | 0 | Cooling | 0 | #N/A | #N/A | #N/A | #N/A | 0 | 0 | 0 | 0 | 0 | 0 | #N/A | #N/A | 88 | 88 | 0 | #N/A | 0% | 1 | 50% | 0% | 0% | 0% | 8.2745 | 0 | 0 | 0 | 8.2745 | #N/A
2007-04-18 23:00 | 4 | 18 | 23 | 108.9168 | 2591 | 44.06 | 44.06 | 996 | 44.06 | 0 | 0 | Cooling | 0 | #N/A | #N/A | #N/A | #N/A | 0 | 0 | 0 | 0 | 0 | 0 | #N/A | #N/A | 88 | 88 | 0 | #N/A | 0% | 1 | 50% | 0% | 0% | 0% | 8.2745 | 0 | 0 | 0 | 8.2745 | #N/A
2007-04-19 | 4 | 19 | 0 | 108.9585 | 2592 | 41 | 44.06 | 997 | 41 | 0 | 0 | Cooling | 0 | #N/A | #N/A | #N/A | #N/A | 0 | 0 | 0 | 0 | 0 | 0 | #N/A | #N/A | 88 | 88 | 0 | #N/A | 0% | 1 | 50% | 0% | 0% | 0% | 8.2745 | 0 | 0 | 0 | 8.2745 | #N/A
2007-04-19 01:00 | 4 | 19 | 1 | 109.0001 | 2593 | 42.98 | 42.98 | 998 | 42.98 | 0 | 0 | Cooling | 0 | #N/A | #N/A | #N/A | #N/A | 0 | 0 | 0 | 0 | 0 | 0 | #N/A | #N/A | 88 | 88 | 0 | #N/A | 0% | 1 | 50% | 0% | 0% | 0% | 8.2745 | 0 | 0 | 0 | 8.2745 | #N/A
2007-04-19 02:00 | 4 | 19 | 2 | 109.0418 | 2594 | 42.98 | 42.08 | 998 | 42.98 | 0 | 0 | Cooling | 0 | #N/A | #N/A | #N/A | #N/A | 0 | 0 | 0 | 0 | 0 | 0 | #N/A | #N/A | 88 | 88 | 0 | #N/A | 0% | 1 | 50% | 0% | 0% | 0% | 8.2745 | 0 | 0 | 0 | 8.2745 | #N/A
2007-04-19 03:00 | 4 | 19 | 3 | 109.0835 | 2595 | 37.4 | 42.08 | 999 | 37.4 | 0 | 0 | Cooling | 0 | #N/A | #N/A | #N/A | #N/A | 0 | 0 | 0 | 0 | 0 | 0 | #N/A | #N/A | 88 | 88 | 0 | #N/A | 0% | 1 | 50% | 0% | 0% | 0% | 8.2745 | 0 | 0 | 0 | 8.2745 | #N/A
2007-04-19 04:00 | 4 | 19 | 4 | 109.1252 | 2596 | 39.02 | 39.92 | 999 | 39.02 | 0 | 0 | Cooling | 0 | #N/A | #N/A | #N/A | #N/A | 0 | 0 | 0 | 0 | 0 | 0 | #N/A | #N/A | 88 | 88 | 0 | #N/A | 0% | 1 | 50% | 0% | 0% | 0% | 8.2745 | 0 | 0 | 0 | 8.2745 | #N/A
2007-04-19 05:00 | 4 | 19 | 5 | 109.1668 | 2597 | 35.96 | 39.92 | 999 | 35.96 | 0 | 0 | Cooling | 0 | #N/A | #N/A | #N/A | #N/A | 0 | 0 | 0 | 0 | 0 | 0 | #N/A | #N/A | 88 | 88 | 0 | #N/A | 0% | 1 | 50% | 0% | 0% | 0% | 8.2745 | 0 | 0 | 0 | 8.2745 | #N/A
2007-04-19 06:00 | 4 | 19 | 6 | 109.2085 | 2598 | 42.98 | 39.92 | 1000 | 42.98 | 109.929 | 0 | Heating | 14.6572 | #N/A | #N/A | #N/A | #N/A | 109.929 | #N/A | #N/A | 3.9388 | #N/A | 0 | 0 | 0 | 0 | 0 | 0 | 0 | 0.04886% | 1 | 50% | 0% | 0% | 0% | 8.2745 | 0 | 0 | 0 | 8.2745 | #N/A
2007-04-19 07:00 | 4 | 19 | 7 | 109.2502 | 2599 | 44.96 | 42.08 | 1001 | 44.96 | 11.2721 | 0 | Heating | 1.5029 | #N/A | #N/A | #N/A | #N/A | 11.2721 | #N/A | #N/A | 4.0856 | #N/A | 0 | 0 | 0 | 0 | 0 | 0 | 0 | 0.00501% | 1 | 50% | 0% | 0% | 0% | 8.2745 | 0 | 0 | 0 | 8.2745 | #N/A
2007-04-19 08:00 | 4 | 19 | 8 | 109.2918 | 2600 | 44.96 | 44.06 | 1001 | 44.96 | 0 | 0.014432 | Cooling | 0.0024054 | #N/A | #N/A | #N/A | #N/A | 0 | 0 | 0 | 0 | 0 | 0.014432 | #N/A | #N/A | 88 | #N/A | #N/A | #N/A | 8.018e-06% | 1 | 50% | 0% | 0% | 0% | 8.2745 | 0 | 0 | 0 | 8.2745 | #N/A
2007-04-19 09:00 | 4 | 19 | 9 | 109.3335 | 2601 | 50 | 46.94 | 1001 | 50 | 0 | 0.0091313 | Cooling | 0.0015219 | #N/A | #N/A | #N/A | #N/A | 0 | 0 | 0 | 0 | 0 | 0.0091313 | #N/A | #N/A | 88 | #N/A | #N/A | #N/A | 5.073e-06% | 1 | 50% | 0% | 0% | 0% | 8.2745 | 0 | 0 | 0 | 8.2745 | #N/A
2007-04-19 10:00 | 4 | 19 | 10 | 109.3752 | 2602 | 51.98 | 46.94 | 1001 | 51.98 | 0 | 0.065951 | Cooling | 0.010992 | #N/A | #N/A | #N/A | #N/A | 0 | 0 | 0 | 0 | 0 | 0.065951 | #N/A | #N/A | 88 | #N/A | #N/A | #N/A | 3.664e-05% | 1 | 50% | 0% | 0% | 0% | 8.2745 | 0 | 0 | 0 | 8.2745 | #N/A
2007-04-19 11:00 | 4 | 19 | 11 | 109.4168 | 2603 | 51.98 | 48.02 | 1000 | 51.98 | 0 | 0.10528 | Cooling | 0.017547 | #N/A | #N/A | #N/A | #N/A | 0 | 0 | 0 | 0 | 0 | 0.10528 | #N/A | #N/A | 88 | #N/A | #N/A | #N/A | 5.849e-05% | 1 | 50% | 0% | 0% | 0% | 8.2745 | 0 | 0 | 0 | 8.2745 | #N/A
2007-04-19 12:00 | 4 | 19 | 12 | 109.4585 | 2604 | 55.94 | 48.92 | 1003 | 55.94 | 0 | 0.067111 | Cooling | 0.011185 | #N/A | #N/A | #N/A | #N/A | 0 | 0 | 0 | 0 | 0 | 0.067111 | #N/A | #N/A | 88 | #N/A | #N/A | #N/A | 3.728e-05% | 1 | 50% | 0% | 0% | 0% | 8.2745 | 0 | 0 | 0 | 8.2745 | #N/A
2007-04-19 13:00 | 4 | 19 | 13 | 109.5002 | 2605 | 57.02 | 50 | 999 | 57.02 | 0 | 3.2278 | Cooling | 0.53797 | #N/A | #N/A | #N/A | #N/A | 0 | 0 | 0 | 0 | 0 | 3.2278 | #N/A | #N/A | 88 | #N/A | #N/A | #N/A | 0.001793% | 1 | 50% | 0% | 0% | 0% | 8.2745 | 0 | 0 | 0 | 8.2745 | #N/A
2007-04-19 14:00 | 4 | 19 | 14 | 109.5418 | 2606 | 57.02 | 50 | 1000 | 57.02 | 0 | 17.0959 | Cooling | 2.8493 | #N/A | #N/A | #N/A | #N/A | 0 | 0 | 0 | 0 | 0 | 17.0959 | #N/A | #N/A | 88 | #N/A | #N/A | #N/A | 0.009498% | 1 | 50% | 0% | 0% | 0% | 8.2745 | 0 | 0 | 0 | 8.2745 | #N/A
2007-04-19 15:00 | 4 | 19 | 15 | 109.5835 | 2607 | 60.08 | 48.92 | 1001 | 60.08 | 0 | 2.9898 | Cooling | 0.49831 | #N/A | #N/A | #N/A | #N/A | 0 | 0 | 0 | 0 | 0 | 2.9898 | #N/A | #N/A | 88 | #N/A | #N/A | #N/A | 0.001661% | 1 | 50% | 0% | 0% | 0% | 8.2745 | 0 | 0 | 0 | 8.2745 | #N/A
2007-04-19 16:00 | 4 | 19 | 16 | 109.6252 | 2608 | 60.08 | 48.92 | 1000 | 60.08 | 0 | 0.047061 | Cooling | 0.0078435 | #N/A | #N/A | #N/A | #N/A | 0 | 0 | 0 | 0 | 0 | 0.047061 | #N/A | #N/A | 88 | #N/A | #N/A | #N/A | 2.615e-05% | 1 | 50% | 0% | 0% | 0% | 8.2745 | 0 | 0 | 0 | 8.2745 | #N/A
2007-04-19 17:00 | 4 | 19 | 17 | 109.6668 | 2609 | 60.08 | 48.92 | 1000 | 60.08 | 0 | 0.20922 | Cooling | 0.03487 | #N/A | #N/A | #N/A | #N/A | 0 | 0 | 0 | 0 | 0 | 0.20922 | #N/A | #N/A | 88 | #N/A | #N/A | #N/A | 0.0001162% | 1 | 50% | 0% | 0% | 0% | 8.2745 | 0 | 0 | 0 | 8.2745 | #N/A
2007-04-19 18:00 | 4 | 19 | 18 | 109.7085 | 2610 | 55.94 | 50 | 1000 | 55.94 | 0 | 3.2551 | Cooling | 0.54251 | #N/A | #N/A | #N/A | #N/A | 0 | 0 | 0 | 0 | 0 | 3.2551 | #N/A | #N/A | 88 | #N/A | #N/A | #N/A | 0.001808% | 1 | 50% | 0% | 0% | 0% | 8.2745 | 0 | 0 | 0 | 8.2745 | #N/A
2007-04-19 19:00 | 4 | 19 | 19 | 109.7502 | 2611 | 51.08 | 48.92 | 1000 | 51.08 | 0 | 0.45993 | Cooling | 0.076655 | #N/A | #N/A | #N/A | #N/A | 0 | 0 | 0 | 0 | 0 | 0.45993 | #N/A | #N/A | 88 | #N/A | #N/A | #N/A | 0.0002555% | 1 | 50% | 0% | 0% | 0% | 8.2745 | 0 | 0 | 0 | 8.2745 | #N/A
2007-04-19 20:00 | 4 | 19 | 20 | 109.7918 | 2612 | 51.08 | 48.92 | 1001 | 51.08 | 0 | 0.090262 | Cooling | 0.015044 | #N/A | #N/A | #N/A | #N/A | 0 | 0 | 0 | 0 | 0 | 0.090262 | #N/A | #N/A | 88 | #N/A | #N/A | #N/A | 5.015e-05% | 1 | 50% | 0% | 0% | 0% | 8.2745 | 0 | 0 | 0 | 8.2745 | #N/A
2007-04-19 21:00 | 4 | 19 | 21 | 109.8335 | 2613 | 46.04 | 48.02 | 1001 | 46.04 | 0 | 0.034259 | Cooling | 0.0057098 | #N/A | #N/A | #N/A | #N/A | 0 | 0 | 0 | 0 | 0 | 0.034259 | #N/A | #N/A | 88 | #N/A | #N/A | #N/A | 1.903e-05% | 1 | 50% | 0% | 0% | 0% | 8.2745 | 0 | 0 | 0 | 8.2745 | #N/A
2007-04-19 22:00 | 4 | 19 | 22 | 109.8752 | 2614 | 44.96 | 48.02 | 1002 | 44.96 | 0 | 0 | Cooling | 0 | #N/A | #N/A | #N/A | #N/A | 0 | 0 | 0 | 0 | 0 | 0 | #N/A | #N/A | 88 | 88 | 0 | #N/A | 0% | 1 | 50% | 0% | 0% | 0% | 8.2745 | 0 | 0 | 0 | 8.2745 | #N/A
2007-04-19 23:00 | 4 | 19 | 23 | 109.9168 | 2615 | 44.96 | 48.02 | 1002 | 44.96 | 0 | 0 | Cooling | 0 | #N/A | #N/A | #N/A | #N/A | 0 | 0 | 0 | 0 | 0 | 0 | #N/A | #N/A | 88 | 88 | 0 | #N/A | 0% | 1 | 50% | 0% | 0% | 0% | 8.2745 | 0 | 0 | 0 | 8.2745 | #N/A
2007-04-20 | 4 | 20 | 0 | 109.9585 | 2616 | 42.08 | 46.94 | 1002 | 42.08 | 0 | 0 | Cooling | 0 | #N/A | #N/A | #N/A | #N/A | 0 | 0 | 0 | 0 | 0 | 0 | #N/A | #N/A | 88 | 88 | 0 | #N/A | 0% | 1 | 50% | 0% | 0% | 0% | 8.2745 | 0 | 0 | 0 | 8.2745 | #N/A
2007-04-20 01:00 | 4 | 20 | 1 | 110.0002 | 2617 | 41 | 46.94 | 1002 | 41 | 0 | 0 | Cooling | 0 | #N/A | #N/A | #N/A | #N/A | 0 | 0 | 0 | 0 | 0 | 0 | #N/A | #N/A | 88 | 88 | 0 | #N/A | 0% | 1 | 50% | 0% | 0% | 0% | 8.2745 | 0 | 0 | 0 | 8.2745 | #N/A
2007-04-20 02:00 | 4 | 20 | 2 | 110.0418 | 2618 | 41 | 46.94 | 1002 | 41 | 0 | 0 | Cooling | 0 | #N/A | #N/A | #N/A | #N/A | 0 | 0 | 0 | 0 | 0 | 0 | #N/A | #N/A | 88 | 88 | 0 | #N/A | 0% | 1 | 50% | 0% | 0% | 0% | 8.2745 | 0 | 0 | 0 | 8.2745 | #N/A
2007-04-20 03:00 | 4 | 20 | 3 | 110.0835 | 2619 | 33.08 | 46.04 | 1002 | 33.08 | 0 | 0 | Cooling | 0 | #N/A | #N/A | #N/A | #N/A | 0 | 0 | 0 | 0 | 0 | 0 | #N/A | #N/A | 88 | 88 | 0 | #N/A | 0% | 1 | 50% | 0% | 0% | 0% | 8.2745 | 0 | 0 | 0 | 8.2745 | #N/A
2007-04-20 04:00 | 4 | 20 | 4 | 110.1252 | 2620 | 33.08 | 46.04 | 1003 | 33.08 | 0 | 0 | Cooling | 0 | #N/A | #N/A | #N/A | #N/A | 0 | 0 | 0 | 0 | 0 | 0 | #N/A | #N/A | 88 | 88 | 0 | #N/A | 0% | 1 | 50% | 0% | 0% | 0% | 8.2745 | 0 | 0 | 0 | 8.2745 | #N/A
2007-04-20 05:00 | 4 | 20 | 5 | 110.1668 | 2621 | 33.08 | 46.04 | 1003 | 33.08 | 0 | 0 | Cooling | 0 | #N/A | #N/A | #N/A | #N/A | 0 | 0 | 0 | 0 | 0 | 0 | #N/A | #N/A | 88 | 88 | 0 | #N/A | 0% | 1 | 50% | 0% | 0% | 0% | 8.2745 | 0 | 0 | 0 | 8.2745 | #N/A
2007-04-20 06:00 | 4 | 20 | 6 | 110.2085 | 2622 | 30.92 | 46.04 | 1004 | 30.92 | 38.441 | 0 | Heating | 5.1255 | #N/A | #N/A | #N/A | #N/A | 38.441 | #N/A | #N/A | 3.2671 | #N/A | 0 | 0 | 0 | 0 | 0 | 0 | 0 | 0.01708% | 1 | 50% | 0% | 0% | 0% | 8.2745 | 0 | 0 | 0 | 8.2745 | #N/A
2007-04-20 07:00 | 4 | 20 | 7 | 110.2502 | 2623 | 39.92 | 46.04 | 1005 | 39.92 | 4.9461 | 0 | Heating | 0.65948 | #N/A | #N/A | #N/A | #N/A | 4.9461 | #N/A | #N/A | 3.7339 | #N/A | 0 | 0 | 0 | 0 | 0 | 0 | 0 | 0.002198% | 1 | 50% | 0% | 0% | 0% | 8.2745 | 0 | 0 | 0 | 8.2745 | #N/A
2007-04-20 08:00 | 4 | 20 | 8 | 110.2918 | 2624 | 39.92 | 46.04 | 1005 | 39.92 | 0 | 0.081082 | Cooling | 0.013514 | #N/A | #N/A | #N/A | #N/A | 0 | 0 | 0 | 0 | 0 | 0.081082 | #N/A | #N/A | 88 | #N/A | #N/A | #N/A | 4.505e-05% | 1 | 50% | 0% | 0% | 0% | 8.2745 | 0 | 0 | 0 | 8.2745 | #N/A
2007-04-20 09:00 | 4 | 20 | 9 | 110.3335 | 2625 | 48.92 | 48.92 | 1005 | 48.92 | 0 | 0.028675 | Cooling | 0.0047792 | #N/A | #N/A | #N/A | #N/A | 0 | 0 | 0 | 0 | 0 | 0.028675 | #N/A | #N/A | 88 | #N/A | #N/A | #N/A | 1.593e-05% | 1 | 50% | 0% | 0% | 0% | 8.2745 | 0 | 0 | 0 | 8.2745 | #N/A
2007-04-20 10:00 | 4 | 20 | 10 | 110.3752 | 2626 | 50 | 50 | 1005 | 50 | 0.023832 | 0 | Heating | 0.0031776 | #N/A | #N/A | #N/A | #N/A | 0.023832 | #N/A | #N/A | 4.5134 | #N/A | 0 | 0 | 0 | 0 | 0 | 0 | 0 | 1.059e-05% | 1 | 50% | 0% | 0% | 0% | 8.2745 | 0 | 0 | 0 | 8.2745 | #N/A
2007-04-20 11:00 | 4 | 20 | 11 | 110.4168 | 2627 | 50 | 53.06 | 1005 | 50 | 0 | 30.6392 | Cooling | 5.1065 | #N/A | #N/A | #N/A | #N/A | 0 | 0 | 0 | 0 | 0 | 30.6392 | #N/A | #N/A | 88 | #N/A | #N/A | #N/A | 0.01702% | 1 | 50% | 0% | 0% | 0% | 8.2745 | 0 | 0 | 0 | 8.2745 | #N/A
2007-04-20 12:00 | 4 | 20 | 12 | 110.4585 | 2628 | 55.94 | 55.04 | 1005 | 55.94 | 0 | 117.2694 | Cooling | 19.5449 | #N/A | #N/A | #N/A | #N/A | 0 | 0 | 0 | 0 | 0 | 117.2694 | #N/A | #N/A | 88 | #N/A | #N/A | #N/A | 0.06515% | 1 | 50% | 0% | 0% | 0% | 8.2745 | 0 | 0 | 0 | 8.2745 | #N/A
2007-04-20 13:00 | 4 | 20 | 13 | 110.5002 | 2629 | 57.92 | 53.96 | 1005 | 57.92 | 0 | 129.1144 | Cooling | 21.5191 | #N/A | #N/A | #N/A | #N/A | 0 | 0 | 0 | 0 | 0 | 129.1144 | #N/A | #N/A | 88 | #N/A | #N/A | #N/A | 0.07173% | 1 | 50% | 0% | 0% | 0% | 8.2745 | 0 | 0 | 0 | 8.2745 | #N/A
2007-04-20 14:00 | 4 | 20 | 14 | 110.5418 | 2630 | 57.92 | 55.04 | 1005 | 57.92 | 0 | 0 | Cooling | 0 | #N/A | #N/A | #N/A | #N/A | 0 | 0 | 0 | 0 | 0 | 0 | #N/A | #N/A | 88 | 88 | 0 | #N/A | 0% | 1 | 50% | 0% | 0% | 0% | 8.2745 | 0 | 0 | 0 | 8.2745 | #N/A
2007-04-20 15:00 | 4 | 20 | 15 | 110.5835 | 2631 | 62.06 | 55.04 | 1004 | 62.06 | 0 | 0 | Cooling | 0 | #N/A | #N/A | #N/A | #N/A | 0 | 0 | 0 | 0 | 0 | 0 | #N/A | #N/A | 88 | 88 | 0 | #N/A | 0% | 1 | 50% | 0% | 0% | 0% | 8.2745 | 0 | 0 | 0 | 8.2745 | #N/A
2007-04-20 16:00 | 4 | 20 | 16 | 110.6252 | 2632 | 62.06 | 55.94 | 1004 | 62.06 | 0 | 174.1768 | Cooling | 29.0295 | #N/A | #N/A | #N/A | #N/A | 0 | 0 | 0 | 0 | 0 | 174.1768 | #N/A | #N/A | 88 | #N/A | #N/A | #N/A | 0.09676% | 1 | 50% | 0% | 0% | 0% | 8.2745 | 0 | 0 | 0 | 8.2745 | #N/A
2007-04-20 17:00 | 4 | 20 | 17 | 110.6668 | 2633 | 62.06 | 55.04 | 1004 | 62.06 | 0 | 183.0427 | Cooling | 30.5071 | #N/A | #N/A | #N/A | #N/A | 0 | 0 | 0 | 0 | 0 | 183.0427 | #N/A | #N/A | 88 | #N/A | #N/A | #N/A | 0.1017% | 1 | 50% | 0% | 0% | 0% | 8.2745 | 0 | 0 | 0 | 8.2745 | #N/A
2007-04-20 18:00 | 4 | 20 | 18 | 110.7085 | 2634 | 62.06 | 55.04 | 1003 | 62.06 | 0 | 0 | Cooling | 0 | #N/A | #N/A | #N/A | #N/A | 0 | 0 | 0 | 0 | 0 | 0 | #N/A | #N/A | 88 | 88 | 0 | #N/A | 0% | 1 | 50% | 0% | 0% | 0% | 8.2745 | 0 | 0 | 0 | 8.2745 | #N/A
2007-04-20 19:00 | 4 | 20 | 19 | 110.7502 | 2635 | 59 | 53.06 | 1003 | 59 | 0 | 0 | Cooling | 0 | #N/A | #N/A | #N/A | #N/A | 0 | 0 | 0 | 0 | 0 | 0 | #N/A | #N/A | 88 | 88 | 0 | #N/A | 0% | 1 | 50% | 0% | 0% | 0% | 8.2745 | 0 | 0 | 0 | 8.2745 | #N/A
2007-04-20 20:00 | 4 | 20 | 20 | 110.7918 | 2636 | 59 | 50 | 1003 | 59 | 0 | 0 | Cooling | 0 | #N/A | #N/A | #N/A | #N/A | 0 | 0 | 0 | 0 | 0 | 0 | #N/A | #N/A | 88 | 88 | 0 | #N/A | 0% | 1 | 50% | 0% | 0% | 0% | 8.2745 | 0 | 0 | 0 | 8.2745 | #N/A
2007-04-20 21:00 | 4 | 20 | 21 | 110.8335 | 2637 | 55.94 | 50 | 1004 | 55.94 | 0 | 0 | Cooling | 0 | #N/A | #N/A | #N/A | #N/A | 0 | 0 | 0 | 0 | 0 | 0 | #N/A | #N/A | 88 | 88 | 0 | #N/A | 0% | 1 | 50% | 0% | 0% | 0% | 8.2745 | 0 | 0 | 0 | 8.2745 | #N/A
2007-04-20 22:00 | 4 | 20 | 22 | 110.8752 | 2638 | 53.06 | 48.02 | 1004 | 53.06 | 0 | 0 | Cooling | 0 | #N/A | #N/A | #N/A | #N/A | 0 | 0 | 0 | 0 | 0 | 0 | #N/A | #N/A | 88 | 88 | 0 | #N/A | 0% | 1 | 50% | 0% | 0% | 0% | 8.2745 | 0 | 0 | 0 | 8.2745 | #N/A
2007-04-20 23:00 | 4 | 20 | 23 | 110.9168 | 2639 | 53.06 | 48.02 | 1004 | 53.06 | 0 | 0 | Cooling | 0 | #N/A | #N/A | #N/A | #N/A | 0 | 0 | 0 | 0 | 0 | 0 | #N/A | #N/A | 88 | 88 | 0 | #N/A | 0% | 1 | 50% | 0% | 0% | 0% | 8.2745 | 0 | 0 | 0 | 8.2745 | #N/A
2007-04-21 | 4 | 21 | 0 | 110.9585 | 2640 | 48.02 | 46.94 | 1004 | 48.02 | 0 | 0 | Cooling | 0 | #N/A | #N/A | #N/A | #N/A | 0 | 0 | 0 | 0 | 0 | 0 | #N/A | #N/A | 88 | 88 | 0 | #N/A | 0% | 1 | 50% | 0% | 0% | 0% | 8.2745 | 0 | 0 | 0 | 8.2745 | #N/A
2007-04-21 01:00 | 4 | 21 | 1 | 111.0002 | 2641 | 46.04 | 44.96 | 1003 | 46.04 | 0 | 0 | Cooling | 0 | #N/A | #N/A | #N/A | #N/A | 0 | 0 | 0 | 0 | 0 | 0 | #N/A | #N/A | 88 | 88 | 0 | #N/A | 0% | 1 | 50% | 0% | 0% | 0% | 8.2745 | 0 | 0 | 0 | 8.2745 | #N/A
2007-04-21 02:00 | 4 | 21 | 2 | 111.0418 | 2642 | 46.04 | 44.06 | 1003 | 46.04 | 0 | 0 | Cooling | 0 | #N/A | #N/A | #N/A | #N/A | 0 | 0 | 0 | 0 | 0 | 0 | #N/A | #N/A | 88 | 88 | 0 | #N/A | 0% | 1 | 50% | 0% | 0% | 0% | 8.2745 | 0 | 0 | 0 | 8.2745 | #N/A
2007-04-21 03:00 | 4 | 21 | 3 | 111.0835 | 2643 | 44.06 | 44.06 | 1003 | 44.06 | 0 | 0 | Cooling | 0 | #N/A | #N/A | #N/A | #N/A | 0 | 0 | 0 | 0 | 0 | 0 | #N/A | #N/A | 88 | 88 | 0 | #N/A | 0% | 1 | 50% | 0% | 0% | 0% | 8.2745 | 0 | 0 | 0 | 8.2745 | #N/A
2007-04-21 04:00 | 4 | 21 | 4 | 111.1252 | 2644 | 42.98 | 44.06 | 1003 | 42.98 | 0 | 0 | Cooling | 0 | #N/A | #N/A | #N/A | #N/A | 0 | 0 | 0 | 0 | 0 | 0 | #N/A | #N/A | 88 | 88 | 0 | #N/A | 0% | 1 | 50% | 0% | 0% | 0% | 8.2745 | 0 | 0 | 0 | 8.2745 | #N/A
2007-04-21 05:00 | 4 | 21 | 5 | 111.1668 | 2645 | 42.98 | 44.06 | 1003 | 42.98 | 0 | 0 | Cooling | 0 | #N/A | #N/A | #N/A | #N/A | 0 | 0 | 0 | 0 | 0 | 0 | #N/A | #N/A | 88 | 88 | 0 | #N/A | 0% | 1 | 50% | 0% | 0% | 0% | 8.2745 | 0 | 0 | 0 | 8.2745 | #N/A
2007-04-21 06:00 | 4 | 21 | 6 | 111.2085 | 2646 | 41 | 42.98 | 1003 | 41 | 0 | 0 | Cooling | 0 | #N/A | #N/A | #N/A | #N/A | 0 | 0 | 0 | 0 | 0 | 0 | #N/A | #N/A | 88 | 88 | 0 | #N/A | 0% | 1 | 50% | 0% | 0% | 0% | 8.2745 | 0 | 0 | 0 | 8.2745 | #N/A
2007-04-21 07:00 | 4 | 21 | 7 | 111.2502 | 2647 | 44.96 | 46.04 | 1003 | 44.96 | 0 | 0 | Cooling | 0 | #N/A | #N/A | #N/A | #N/A | 0 | 0 | 0 | 0 | 0 | 0 | #N/A | #N/A | 88 | 88 | 0 | #N/A | 0% | 1 | 50% | 0% | 0% | 0% | 8.2745 | 0 | 0 | 0 | 8.2745 | #N/A
2007-04-21 08:00 | 4 | 21 | 8 | 111.2918 | 2648 | 44.96 | 51.08 | 1004 | 44.96 | 0 | 0 | Cooling | 0 | #N/A | #N/A | #N/A | #N/A | 0 | 0 | 0 | 0 | 0 | 0 | #N/A | #N/A | 88 | 88 | 0 | #N/A | 0% | 1 | 50% | 0% | 0% | 0% | 8.2745 | 0 | 0 | 0 | 8.2745 | #N/A
2007-04-21 09:00 | 4 | 21 | 9 | 111.3335 | 2649 | 50 | 55.04 | 1004 | 50 | 0 | 0 | Cooling | 0 | #N/A | #N/A | #N/A | #N/A | 0 | 0 | 0 | 0 | 0 | 0 | #N/A | #N/A | 88 | 88 | 0 | #N/A | 0% | 1 | 50% | 0% | 0% | 0% | 8.2745 | 0 | 0 | 0 | 8.2745 | #N/A
2007-04-21 10:00 | 4 | 21 | 10 | 111.3752 | 2650 | 55.04 | 59 | 1004 | 55.04 | 0 | 0 | Cooling | 0 | #N/A | #N/A | #N/A | #N/A | 0 | 0 | 0 | 0 | 0 | 0 | #N/A | #N/A | 88 | 88 | 0 | #N/A | 0% | 1 | 50% | 0% | 0% | 0% | 8.2745 | 0 | 0 | 0 | 8.2745 | #N/A
2007-04-21 11:00 | 4 | 21 | 11 | 111.4168 | 2651 | 55.04 | 57.92 | 1004 | 55.04 | 0 | 0 | Cooling | 0 | #N/A | #N/A | #N/A | #N/A | 0 | 0 | 0 | 0 | 0 | 0 | #N/A | #N/A | 88 | 88 | 0 | #N/A | 0% | 1 | 50% | 0% | 0% | 0% | 8.2745 | 0 | 0 | 0 | 8.2745 | #N/A
2007-04-21 12:00 | 4 | 21 | 12 | 111.4585 | 2652 | 62.96 | 59 | 1003 | 62.96 | 0 | 0 | Cooling | 0 | #N/A | #N/A | #N/A | #N/A | 0 | 0 | 0 | 0 | 0 | 0 | #N/A | #N/A | 88 | 88 | 0 | #N/A | 0% | 1 | 50% | 0% | 0% | 0% | 8.2745 | 0 | 0 | 0 | 8.2745 | #N/A
2007-04-21 13:00 | 4 | 21 | 13 | 111.5002 | 2653 | 66.92 | 60.98 | 1003 | 66.92 | 0 | 11.4315 | Cooling | 1.9052 | #N/A | #N/A | #N/A | #N/A | 0 | 0 | 0 | 0 | 0 | 11.4315 | #N/A | #N/A | 88 | #N/A | #N/A | #N/A | 0.006351% | 1 | 50% | 0% | 0% | 0% | 8.2745 | 0 | 0 | 0 | 8.2745 | #N/A
2007-04-21 14:00 | 4 | 21 | 14 | 111.5418 | 2654 | 66.92 | 60.08 | 1002 | 66.92 | 0 | 49.4347 | Cooling | 8.2391 | #N/A | #N/A | #N/A | #N/A | 0 | 0 | 0 | 0 | 0 | 49.4347 | #N/A | #N/A | 88 | #N/A | #N/A | #N/A | 0.02746% | 1 | 50% | 0% | 0% | 0% | 8.2745 | 0 | 0 | 0 | 8.2745 | #N/A
2007-04-21 15:00 | 4 | 21 | 15 | 111.5835 | 2655 | 71.06 | 60.08 | 1002 | 71.06 | 0 | 80.4234 | Cooling | 13.4039 | #N/A | #N/A | #N/A | #N/A | 0 | 0 | 0 | 0 | 0 | 80.4234 | #N/A | #N/A | 88 | #N/A | #N/A | #N/A | 0.04468% | 1 | 50% | 0% | 0% | 0% | 8.2745 | 0 | 0 | 0 | 8.2745 | #N/A
2007-04-21 16:00 | 4 | 21 | 16 | 111.6252 | 2656 | 71.96 | 60.08 | 1002 | 71.96 | 0 | 113.5666 | Cooling | 18.9278 | #N/A | #N/A | #N/A | #N/A | 0 | 0 | 0 | 0 | 0 | 113.5666 | #N/A | #N/A | 88 | #N/A | #N/A | #N/A | 0.06309% | 1 | 50% | 0% | 0% | 0% | 8.2745 | 0 | 0 | 0 | 8.2745 | #N/A
2007-04-21 17:00 | 4 | 21 | 17 | 111.6668 | 2657 | 71.96 | 59 | 1001 | 71.96 | 0 | 76.3174 | Cooling | 12.7196 | #N/A | #N/A | #N/A | #N/A | 0 | 0 | 0 | 0 | 0 | 76.3174 | #N/A | #N/A | 88 | #N/A | #N/A | #N/A | 0.0424% | 1 | 50% | 0% | 0% | 0% | 8.2745 | 0 | 0 | 0 | 8.2745 | #N/A
2007-04-21 18:00 | 4 | 21 | 18 | 111.7085 | 2658 | 69.08 | 60.08 | 1001 | 69.08 | 0 | 31.6822 | Cooling | 5.2804 | #N/A | #N/A | #N/A | #N/A | 0 | 0 | 0 | 0 | 0 | 31.6822 | #N/A | #N/A | 88 | #N/A | #N/A | #N/A | 0.0176% | 1 | 50% | 0% | 0% | 0% | 8.2745 | 0 | 0 | 0 | 8.2745 | #N/A
2007-04-21 19:00 | 4 | 21 | 19 | 111.7502 | 2659 | 66.92 | 57.92 | 1001 | 66.92 | 0 | 1.9595 | Cooling | 0.32658 | #N/A | #N/A | #N/A | #N/A | 0 | 0 | 0 | 0 | 0 | 1.9595 | #N/A | #N/A | 88 | #N/A | #N/A | #N/A | 0.001089% | 1 | 50% | 0% | 0% | 0% | 8.2745 | 0 | 0 | 0 | 8.2745 | #N/A
2007-04-21 20:00 | 4 | 21 | 20 | 111.7918 | 2660 | 66.92 | 57.92 | 1001 | 66.92 | 0 | 0 | Cooling | 0 | #N/A | #N/A | #N/A | #N/A | 0 | 0 | 0 | 0 | 0 | 0 | #N/A | #N/A | 88 | 88 | 0 | #N/A | 0% | 1 | 50% | 0% | 0% | 0% | 8.2745 | 0 | 0 | 0 | 8.2745 | #N/A
2007-04-21 21:00 | 4 | 21 | 21 | 111.8335 | 2661 | 64.94 | 57.02 | 1002 | 64.94 | 0 | 0 | Cooling | 0 | #N/A | #N/A | #N/A | #N/A | 0 | 0 | 0 | 0 | 0 | 0 | #N/A | #N/A | 88 | 88 | 0 | #N/A | 0% | 1 | 50% | 0% | 0% | 0% | 8.2745 | 0 | 0 | 0 | 8.2745 | #N/A
2007-04-21 22:00 | 4 | 21 | 22 | 111.8752 | 2662 | 62.06 | 57.02 | 1002 | 62.06 | 0 | 0 | Cooling | 0 | #N/A | #N/A | #N/A | #N/A | 0 | 0 | 0 | 0 | 0 | 0 | #N/A | #N/A | 88 | 88 | 0 | #N/A | 0% | 1 | 50% | 0% | 0% | 0% | 8.2745 | 0 | 0 | 0 | 8.2745 | #N/A
2007-04-21 23:00 | 4 | 21 | 23 | 111.9168 | 2663 | 62.06 | 55.94 | 1002 | 62.06 | 0 | 0 | Cooling | 0 | #N/A | #N/A | #N/A | #N/A | 0 | 0 | 0 | 0 | 0 | 0 | #N/A | #N/A | 88 | 88 | 0 | #N/A | 0% | 1 | 50% | 0% | 0% | 0% | 8.2745 | 0 | 0 | 0 | 8.2745 | #N/A
2007-04-22 | 4 | 22 | 0 | 111.9585 | 2664 | 60.08 | 55.94 | 1002 | 60.08 | 0 | 0 | Cooling | 0 | #N/A | #N/A | #N/A | #N/A | 0 | 0 | 0 | 0 | 0 | 0 | #N/A | #N/A | 88 | 88 | 0 | #N/A | 0% | 1 | 50% | 0% | 0% | 0% | 8.2745 | 0 | 0 | 0 | 8.2745 | #N/A
2007-04-22 01:00 | 4 | 22 | 1 | 112.0002 | 2665 | 57.92 | 55.04 | 1001 | 57.92 | 0 | 0 | Cooling | 0 | #N/A | #N/A | #N/A | #N/A | 0 | 0 | 0 | 0 | 0 | 0 | #N/A | #N/A | 88 | 88 | 0 | #N/A | 0% | 1 | 50% | 0% | 0% | 0% | 8.2745 | 0 | 0 | 0 | 8.2745 | #N/A
2007-04-22 02:00 | 4 | 22 | 2 | 112.0418 | 2666 | 57.92 | 53.96 | 1001 | 57.92 | 0 | 0 | Cooling | 0 | #N/A | #N/A | #N/A | #N/A | 0 | 0 | 0 | 0 | 0 | 0 | #N/A | #N/A | 88 | 88 | 0 | #N/A | 0% | 1 | 50% | 0% | 0% | 0% | 8.2745 | 0 | 0 | 0 | 8.2745 | #N/A
2007-04-22 03:00 | 4 | 22 | 3 | 112.0835 | 2667 | 55.04 | 51.98 | 1001 | 55.04 | 0 | 0 | Cooling | 0 | #N/A | #N/A | #N/A | #N/A | 0 | 0 | 0 | 0 | 0 | 0 | #N/A | #N/A | 88 | 88 | 0 | #N/A | 0% | 1 | 50% | 0% | 0% | 0% | 8.2745 | 0 | 0 | 0 | 8.2745 | #N/A
2007-04-22 04:00 | 4 | 22 | 4 | 112.1252 | 2668 | 53.06 | 51.08 | 1001 | 53.06 | 0 | 0 | Cooling | 0 | #N/A | #N/A | #N/A | #N/A | 0 | 0 | 0 | 0 | 0 | 0 | #N/A | #N/A | 88 | 88 | 0 | #N/A | 0% | 1 | 50% | 0% | 0% | 0% | 8.2745 | 0 | 0 | 0 | 8.2745 | #N/A
2007-04-22 05:00 | 4 | 22 | 5 | 112.1668 | 2669 | 53.06 | 51.98 | 1001 | 53.06 | 0 | 0 | Cooling | 0 | #N/A | #N/A | #N/A | #N/A | 0 | 0 | 0 | 0 | 0 | 0 | #N/A | #N/A | 88 | 88 | 0 | #N/A | 0% | 1 | 50% | 0% | 0% | 0% | 8.2745 | 0 | 0 | 0 | 8.2745 | #N/A
2007-04-22 06:00 | 4 | 22 | 6 | 112.2085 | 2670 | 51.98 | 51.98 | 1002 | 51.98 | 0 | 36.7538 | Cooling | 6.1256 | #N/A | #N/A | #N/A | #N/A | 0 | 0 | 0 | 0 | 0 | 36.7538 | #N/A | #N/A | 88 | #N/A | #N/A | #N/A | 0.02042% | 1 | 50% | 0% | 0% | 0% | 8.2745 | 0 | 0 | 0 | 8.2745 | #N/A
2007-04-22 07:00 | 4 | 22 | 7 | 112.2502 | 2671 | 53.96 | 55.04 | 1002 | 53.96 | 0 | 125.8775 | Cooling | 20.9796 | #N/A | #N/A | #N/A | #N/A | 0 | 0 | 0 | 0 | 0 | 125.8775 | #N/A | #N/A | 88 | #N/A | #N/A | #N/A | 0.06993% | 1 | 50% | 0% | 0% | 0% | 8.2745 | 0 | 0 | 0 | 8.2745 | #N/A
2007-04-22 08:00 | 4 | 22 | 8 | 112.2918 | 2672 | 53.96 | 57.02 | 1002 | 53.96 | 0 | 654.1025 | Cooling | 109.0171 | #N/A | #N/A | #N/A | #N/A | 0 | 0 | 0 | 0 | 0 | 654.1025 | #N/A | #N/A | 88 | #N/A | #N/A | #N/A | 0.3634% | 1 | 50% | 0% | 0% | 0% | 8.2745 | 0 | 0 | 0 | 8.2745 | #N/A
2007-04-22 09:00 | 4 | 22 | 9 | 112.3335 | 2673 | 55.94 | 57.02 | 1002 | 55.94 | 0 | 1229.5238 | Cooling | 204.9206 | #N/A | #N/A | #N/A | #N/A | 0 | 0 | 0 | 0 | 0 | 1229.5238 | #N/A | #N/A | 88 | #N/A | #N/A | #N/A | 0.6831% | 1 | 50% | 0% | 0% | 0% | 8.2745 | 0 | 0 | 0 | 8.2745 | #N/A
2007-04-22 10:00 | 4 | 22 | 10 | 112.3752 | 2674 | 59 | 55.94 | 1002 | 59 | 0 | 1438.6869 | Cooling | 239.7812 | #N/A | #N/A | #N/A | #N/A | 0 | 0 | 0 | 0 | 0 | 1438.6869 | #N/A | #N/A | 88 | #N/A | #N/A | #N/A | 0.7993% | 1 | 50% | 0% | 0% | 0% | 8.2745 | 0 | 0 | 0 | 8.2745 | #N/A
2007-04-22 11:00 | 4 | 22 | 11 | 112.4168 | 2675 | 59 | 57.02 | 1001 | 59 | 0 | 1786.3299 | Cooling | 297.7216 | #N/A | #N/A | #N/A | #N/A | 0 | 0 | 0 | 0 | 0 | 1786.3299 | #N/A | #N/A | 88 | #N/A | #N/A | #N/A | 0.9924% | 1 | 50% | 0% | 0% | 0% | 8.2745 | 0 | 0 | 0 | 8.2745 | #N/A
2007-04-22 12:00 | 4 | 22 | 12 | 112.4585 | 2676 | 66.92 | 59 | 1001 | 66.92 | 0 | 1283.0378 | Cooling | 213.8396 | #N/A | #N/A | #N/A | #N/A | 0 | 0 | 0 | 0 | 0 | 1283.0378 | #N/A | #N/A | 88 | #N/A | #N/A | #N/A | 0.7128% | 1 | 50% | 0% | 0% | 0% | 8.2745 | 0 | 0 | 0 | 8.2745 | #N/A
2007-04-22 13:00 | 4 | 22 | 13 | 112.5002 | 2677 | 69.08 | 60.08 | 1001 | 69.08 | 0 | 1503.0257 | Cooling | 250.5043 | #N/A | #N/A | #N/A | #N/A | 0 | 0 | 0 | 0 | 0 | 1503.0257 | #N/A | #N/A | 88 | #N/A | #N/A | #N/A | 0.835% | 1 | 50% | 0% | 0% | 0% | 8.2745 | 0 | 0 | 0 | 8.2745 | #N/A
2007-04-22 14:00 | 4 | 22 | 14 | 112.5418 | 2678 | 69.08 | 60.08 | 1000 | 69.08 | 0 | 1612.8857 | Cooling | 268.8143 | #N/A | #N/A | #N/A | #N/A | 0 | 0 | 0 | 0 | 0 | 1612.8857 | #N/A | #N/A | 88 | #N/A | #N/A | #N/A | 0.896% | 1 | 50% | 0% | 0% | 0% | 8.2745 | 0 | 0 | 0 | 8.2745 | #N/A
2007-04-22 15:00 | 4 | 22 | 15 | 112.5835 | 2679 | 62.96 | 59 | 1000 | 62.96 | 0 | 1655.1136 | Cooling | 275.8523 | #N/A | #N/A | #N/A | #N/A | 0 | 0 | 0 | 0 | 0 | 1655.1136 | #N/A | #N/A | 88 | #N/A | #N/A | #N/A | 0.9195% | 1 | 50% | 0% | 0% | 0% | 8.2745 | 0 | 0 | 0 | 8.2745 | #N/A
2007-04-22 16:00 | 4 | 22 | 16 | 112.6252 | 2680 | 62.96 | 59 | 1000 | 62.96 | 0 | 1716.6748 | Cooling | 286.1125 | #N/A | #N/A | #N/A | #N/A | 0 | 0 | 0 | 0 | 0 | 1716.6748 | #N/A | #N/A | 88 | #N/A | #N/A | #N/A | 0.9537% | 1 | 50% | 0% | 0% | 0% | 8.2745 | 0 | 0 | 0 | 8.2745 | #N/A
2007-04-22 17:00 | 4 | 22 | 17 | 112.6668 | 2681 | 62.96 | 60.08 | 1000 | 62.96 | 0 | 1702.5633 | Cooling | 283.7606 | #N/A | #N/A | #N/A | #N/A | 0 | 0 | 0 | 0 | 0 | 1702.5633 | #N/A | #N/A | 88 | #N/A | #N/A | #N/A | 0.9459% | 1 | 50% | 0% | 0% | 0% | 8.2745 | 0 | 0 | 0 | 8.2745 | #N/A
2007-04-22 18:00 | 4 | 22 | 18 | 112.7085 | 2682 | 59 | 57.92 | 1000 | 59 | 0 | 1561.4906 | Cooling | 260.2484 | #N/A | #N/A | #N/A | #N/A | 0 | 0 | 0 | 0 | 0 | 1561.4906 | #N/A | #N/A | 88 | #N/A | #N/A | #N/A | 0.8675% | 1 | 50% | 0% | 0% | 0% | 8.2745 | 0 | 0 | 0 | 8.2745 | #N/A
2007-04-22 19:00 | 4 | 22 | 19 | 112.7502 | 2683 | 57.92 | 57.92 | 1000 | 57.92 | 0 | 1772.1184 | Cooling | 295.3531 | #N/A | #N/A | #N/A | #N/A | 0 | 0 | 0 | 0 | 0 | 1772.1184 | #N/A | #N/A | 88 | #N/A | #N/A | #N/A | 0.9845% | 1 | 50% | 0% | 0% | 0% | 8.2745 | 0 | 0 | 0 | 8.2745 | #N/A
2007-04-22 20:00 | 4 | 22 | 20 | 112.7918 | 2684 | 57.92 | 57.92 | 1001 | 57.92 | 0 | 1390.619 | Cooling | 231.7698 | #N/A | #N/A | #N/A | #N/A | 0 | 0 | 0 | 0 | 0 | 1390.619 | #N/A | #N/A | 88 | #N/A | #N/A | #N/A | 0.7726% | 1 | 50% | 0% | 0% | 0% | 8.2745 | 0 | 0 | 0 | 8.2745 | #N/A
2007-04-22 21:00 | 4 | 22 | 21 | 112.8335 | 2685 | 55.94 | 57.02 | 1001 | 55.94 | 0 | 1130.5008 | Cooling | 188.4168 | #N/A | #N/A | #N/A | #N/A | 0 | 0 | 0 | 0 | 0 | 1130.5008 | #N/A | #N/A | 88 | #N/A | #N/A | #N/A | 0.6281% | 1 | 50% | 0% | 0% | 0% | 8.2745 | 0 | 0 | 0 | 8.2745 | #N/A
2007-04-22 22:00 | 4 | 22 | 22 | 112.8752 | 2686 | 55.94 | 57.02 | 1001 | 55.94 | 0 | 22.3726 | Cooling | 3.7288 | #N/A | #N/A | #N/A | #N/A | 0 | 0 | 0 | 0 | 0 | 22.3726 | #N/A | #N/A | 88 | #N/A | #N/A | #N/A | 0.01243% | 1 | 50% | 0% | 0% | 0% | 8.2745 | 0 | 0 | 0 | 8.2745 | #N/A
2007-04-22 23:00 | 4 | 22 | 23 | 112.9168 | 2687 | 55.94 | 57.92 | 1002 | 55.94 | 0 | 81.4826 | Cooling | 13.5804 | #N/A | #N/A | #N/A | #N/A | 0 | 0 | 0 | 0 | 0 | 81.4826 | #N/A | #N/A | 88 | #N/A | #N/A | #N/A | 0.04527% | 1 | 50% | 0% | 0% | 0% | 8.2745 | 0 | 0 | 0 | 8.2745 | #N/A
2007-04-23 | 4 | 23 | 0 | 112.9585 | 2688 | 51.08 | 57.92 | 1002 | 51.08 | 0 | 66.3479 | Cooling | 11.058 | #N/A | #N/A | #N/A | #N/A | 0 | 0 | 0 | 0 | 0 | 66.3479 | #N/A | #N/A | 88 | #N/A | #N/A | #N/A | 0.03686% | 1 | 50% | 0% | 0% | 0% | 8.2745 | 0 | 0 | 0 | 8.2745 | #N/A
2007-04-23 01:00 | 4 | 23 | 1 | 113.0002 | 2689 | 48.92 | 57.02 | 1002 | 48.92 | 0 | 56.198 | Cooling | 9.3663 | #N/A | #N/A | #N/A | #N/A | 0 | 0 | 0 | 0 | 0 | 56.198 | #N/A | #N/A | 88 | #N/A | #N/A | #N/A | 0.03122% | 1 | 50% | 0% | 0% | 0% | 8.2745 | 0 | 0 | 0 | 8.2745 | #N/A
2007-04-23 02:00 | 4 | 23 | 2 | 113.0418 | 2690 | 48.02 | 57.02 | 1002 | 48.02 | 0 | 49.3874 | Cooling | 8.2312 | #N/A | #N/A | #N/A | #N/A | 0 | 0 | 0 | 0 | 0 | 49.3874 | #N/A | #N/A | 88 | #N/A | #N/A | #N/A | 0.02744% | 1 | 50% | 0% | 0% | 0% | 8.2745 | 0 | 0 | 0 | 8.2745 | #N/A
2007-04-23 03:00 | 4 | 23 | 3 | 113.0835 | 2691 | 46.04 | 55.94 | 1002 | 46.04 | 0 | 41.8796 | Cooling | 6.9799 | #N/A | #N/A | #N/A | #N/A | 0 | 0 | 0 | 0 | 0 | 41.8796 | #N/A | #N/A | 88 | #N/A | #N/A | #N/A | 0.02327% | 1 | 50% | 0% | 0% | 0% | 8.2745 | 0 | 0 | 0 | 8.2745 | #N/A
2007-04-23 04:00 | 4 | 23 | 4 | 113.1252 | 2692 | 46.04 | 55.04 | 1002 | 46.04 | 0 | 32.1233 | Cooling | 5.3539 | #N/A | #N/A | #N/A | #N/A | 0 | 0 | 0 | 0 | 0 | 32.1233 | #N/A | #N/A | 88 | #N/A | #N/A | #N/A | 0.01785% | 1 | 50% | 0% | 0% | 0% | 8.2745 | 0 | 0 | 0 | 8.2745 | #N/A
2007-04-23 05:00 | 4 | 23 | 5 | 113.1668 | 2693 | 44.96 | 53.96 | 1002 | 44.96 | 0 | 34.0593 | Cooling | 5.6765 | #N/A | #N/A | #N/A | #N/A | 0 | 0 | 0 | 0 | 0 | 34.0593 | #N/A | #N/A | 88 | #N/A | #N/A | #N/A | 0.01892% | 1 | 50% | 0% | 0% | 0% | 8.2745 | 0 | 0 | 0 | 8.2745 | #N/A
2007-04-23 06:00 | 4 | 23 | 6 | 113.2085 | 2694 | 44.96 | 55.04 | 1003 | 44.96 | 0 | 268.4524 | Cooling | 44.7421 | #N/A | #N/A | #N/A | #N/A | 0 | 0 | 0 | 0 | 0 | 268.4524 | #N/A | #N/A | 88 | #N/A | #N/A | #N/A | 0.1491% | 1 | 50% | 0% | 0% | 0% | 8.2745 | 0 | 0 | 0 | 8.2745 | #N/A
2007-04-23 07:00 | 4 | 23 | 7 | 113.2502 | 2695 | 44.96 | 57.92 | 1003 | 44.96 | 0 | 580.769 | Cooling | 96.7948 | #N/A | #N/A | #N/A | #N/A | 0 | 0 | 0 | 0 | 0 | 580.769 | #N/A | #N/A | 88 | #N/A | #N/A | #N/A | 0.3226% | 1 | 50% | 0% | 0% | 0% | 8.2745 | 0 | 0 | 0 | 8.2745 | #N/A
2007-04-23 08:00 | 4 | 23 | 8 | 113.2918 | 2696 | 42.98 | 59 | 1003 | 42.98 | 0 | 1211.0948 | Cooling | 201.8491 | #N/A | #N/A | #N/A | #N/A | 0 | 0 | 0 | 0 | 0 | 1211.0948 | #N/A | #N/A | 88 | #N/A | #N/A | #N/A | 0.6728% | 1 | 50% | 0% | 0% | 0% | 8.2745 | 0 | 0 | 0 | 8.2745 | #N/A
2007-04-23 09:00 | 4 | 23 | 9 | 113.3335 | 2697 | 44.06 | 60.08 | 1003 | 44.06 | 0 | 1601.8995 | Cooling | 266.9833 | #N/A | #N/A | #N/A | #N/A | 0 | 0 | 0 | 0 | 0 | 1601.8995 | #N/A | #N/A | 88 | #N/A | #N/A | #N/A | 0.8899% | 1 | 50% | 0% | 0% | 0% | 8.2745 | 0 | 0 | 0 | 8.2745 | #N/A
2007-04-23 10:00 | 4 | 23 | 10 | 113.3752 | 2698 | 44.96 | 59 | 1003 | 44.96 | 0 | 1958.6869 | Cooling | 326.4478 | #N/A | #N/A | #N/A | #N/A | 0 | 0 | 0 | 0 | 0 | 1958.6869 | #N/A | #N/A | 88 | #N/A | #N/A | #N/A | 1.088% | 1 | 50% | 0% | 0% | 0% | 8.2745 | 0 | 0 | 0 | 8.2745 | #N/A
2007-04-23 11:00 | 4 | 23 | 11 | 113.4168 | 2699 | 44.96 | 59 | 1002 | 44.96 | 0 | 1807.2756 | Cooling | 301.2126 | #N/A | #N/A | #N/A | #N/A | 0 | 0 | 0 | 0 | 0 | 1807.2756 | #N/A | #N/A | 88 | #N/A | #N/A | #N/A | 1.004% | 1 | 50% | 0% | 0% | 0% | 8.2745 | 0 | 0 | 0 | 8.2745 | #N/A
2007-04-23 12:00 | 4 | 23 | 12 | 113.4585 | 2700 | 48.02 | 60.98 | 1002 | 48.02 | 0 | 1634.241 | Cooling | 272.3735 | #N/A | #N/A | #N/A | #N/A | 0 | 0 | 0 | 0 | 0 | 1634.241 | #N/A | #N/A | 88 | #N/A | #N/A | #N/A | 0.9079% | 1 | 50% | 0% | 0% | 0% | 8.2745 | 0 | 0 | 0 | 8.2745 | #N/A
2007-04-23 13:00 | 4 | 23 | 13 | 113.5002 | 2701 | 53.06 | 60.98 | 1001 | 53.06 | 0 | 1716.3952 | Cooling | 286.0659 | #N/A | #N/A | #N/A | #N/A | 0 | 0 | 0 | 0 | 0 | 1716.3952 | #N/A | #N/A | 88 | #N/A | #N/A | #N/A | 0.9536% | 1 | 50% | 0% | 0% | 0% | 8.2745 | 0 | 0 | 0 | 8.2745 | #N/A
2007-04-23 14:00 | 4 | 23 | 14 | 113.5418 | 2702 | 53.06 | 59 | 1001 | 53.06 | 0 | 1770.0883 | Cooling | 295.0147 | #N/A | #N/A | #N/A | #N/A | 0 | 0 | 0 | 0 | 0 | 1770.0883 | #N/A | #N/A | 88 | #N/A | #N/A | #N/A | 0.9834% | 1 | 50% | 0% | 0% | 0% | 8.2745 | 0 | 0 | 0 | 8.2745 | #N/A
2007-04-23 15:00 | 4 | 23 | 15 | 113.5835 | 2703 | 50 | 59 | 1000 | 50 | 0 | 1793.0453 | Cooling | 298.8409 | #N/A | #N/A | #N/A | #N/A | 0 | 0 | 0 | 0 | 0 | 1793.0453 | #N/A | #N/A | 88 | #N/A | #N/A | #N/A | 0.9961% | 1 | 50% | 0% | 0% | 0% | 8.2745 | 0 | 0 | 0 | 8.2745 | #N/A
2007-04-23 16:00 | 4 | 23 | 16 | 113.6252 | 2704 | 48.92 | 60.08 | 1000 | 48.92 | 0 | 1866.7798 | Cooling | 311.13 | #N/A | #N/A | #N/A | #N/A | 0 | 0 | 0 | 0 | 0 | 1866.7798 | #N/A | #N/A | 88 | #N/A | #N/A | #N/A | 1.037% | 1 | 50% | 0% | 0% | 0% | 8.2745 | 0 | 0 | 0 | 8.2745 | #N/A
2007-04-23 17:00 | 4 | 23 | 17 | 113.6668 | 2705 | 48.92 | 57.92 | 1000 | 48.92 | 0 | 1827.156 | Cooling | 304.526 | #N/A | #N/A | #N/A | #N/A | 0 | 0 | 0 | 0 | 0 | 1827.156 | #N/A | #N/A | 88 | #N/A | #N/A | #N/A | 1.015% | 1 | 50% | 0% | 0% | 0% | 8.2745 | 0 | 0 | 0 | 8.2745 | #N/A
2007-04-23 18:00 | 4 | 23 | 18 | 113.7085 | 2706 | 46.04 | 57.92 | 1000 | 46.04 | 0 | 1691.4315 | Cooling | 281.9052 | #N/A | #N/A | #N/A | #N/A | 0 | 0 | 0 | 0 | 0 | 1691.4315 | #N/A | #N/A | 88 | #N/A | #N/A | #N/A | 0.9397% | 1 | 50% | 0% | 0% | 0% | 8.2745 | 0 | 0 | 0 | 8.2745 | #N/A
2007-04-23 19:00 | 4 | 23 | 19 | 113.7502 | 2707 | 44.06 | 57.02 | 1000 | 44.06 | 0 | 1719.5215 | Cooling | 286.5869 | #N/A | #N/A | #N/A | #N/A | 0 | 0 | 0 | 0 | 0 | 1719.5215 | #N/A | #N/A | 88 | #N/A | #N/A | #N/A | 0.9553% | 1 | 50% | 0% | 0% | 0% | 8.2745 | 0 | 0 | 0 | 8.2745 | #N/A
2007-04-23 20:00 | 4 | 23 | 20 | 113.7918 | 2708 | 44.06 | 59 | 1000 | 44.06 | 0 | 1767.4421 | Cooling | 294.5737 | #N/A | #N/A | #N/A | #N/A | 0 | 0 | 0 | 0 | 0 | 1767.4421 | #N/A | #N/A | 88 | #N/A | #N/A | #N/A | 0.9819% | 1 | 50% | 0% | 0% | 0% | 8.2745 | 0 | 0 | 0 | 8.2745 | #N/A
2007-04-23 21:00 | 4 | 23 | 21 | 113.8335 | 2709 | 42.98 | 59 | 1000 | 42.98 | 0 | 1469.3805 | Cooling | 244.8967 | #N/A | #N/A | #N/A | #N/A | 0 | 0 | 0 | 0 | 0 | 1469.3805 | #N/A | #N/A | 88 | #N/A | #N/A | #N/A | 0.8163% | 1 | 50% | 0% | 0% | 0% | 8.2745 | 0 | 0 | 0 | 8.2745 | #N/A
2007-04-23 22:00 | 4 | 23 | 22 | 113.8752 | 2710 | 42.98 | 59 | 1000 | 42.98 | 0 | 117.8169 | Cooling | 19.6361 | #N/A | #N/A | #N/A | #N/A | 0 | 0 | 0 | 0 | 0 | 117.8169 | #N/A | #N/A | 88 | #N/A | #N/A | #N/A | 0.06545% | 1 | 50% | 0% | 0% | 0% | 8.2745 | 0 | 0 | 0 | 8.2745 | #N/A
2007-04-23 23:00 | 4 | 23 | 23 | 113.9168 | 2711 | 42.98 | 59 | 1000 | 42.98 | 0 | 187.3898 | Cooling | 31.2316 | #N/A | #N/A | #N/A | #N/A | 0 | 0 | 0 | 0 | 0 | 187.3898 | #N/A | #N/A | 88 | #N/A | #N/A | #N/A | 0.1041% | 1 | 50% | 0% | 0% | 0% | 8.2745 | 0 | 0 | 0 | 8.2745 | #N/A
2007-04-24 | 4 | 24 | 0 | 113.9585 | 2712 | 39.92 | 59 | 1001 | 39.92 | 0 | 170.8716 | Cooling | 28.4786 | #N/A | #N/A | #N/A | #N/A | 0 | 0 | 0 | 0 | 0 | 170.8716 | #N/A | #N/A | 88 | #N/A | #N/A | #N/A | 0.09493% | 1 | 50% | 0% | 0% | 0% | 8.2745 | 0 | 0 | 0 | 8.2745 | #N/A
2007-04-24 01:00 | 4 | 24 | 1 | 114.0002 | 2713 | 39.02 | 57.92 | 1000 | 39.02 | 0 | 150.859 | Cooling | 25.1432 | #N/A | #N/A | #N/A | #N/A | 0 | 0 | 0 | 0 | 0 | 150.859 | #N/A | #N/A | 88 | #N/A | #N/A | #N/A | 0.08381% | 1 | 50% | 0% | 0% | 0% | 8.2745 | 0 | 0 | 0 | 8.2745 | #N/A
2007-04-24 02:00 | 4 | 24 | 2 | 114.0418 | 2714 | 39.02 | 57.02 | 1000 | 39.02 | 0 | 119.1919 | Cooling | 19.8653 | #N/A | #N/A | #N/A | #N/A | 0 | 0 | 0 | 0 | 0 | 119.1919 | #N/A | #N/A | 88 | #N/A | #N/A | #N/A | 0.06622% | 1 | 50% | 0% | 0% | 0% | 8.2745 | 0 | 0 | 0 | 8.2745 | #N/A
2007-04-24 03:00 | 4 | 24 | 3 | 114.0835 | 2715 | 37.94 | 53.06 | 1000 | 37.94 | 0 | 64.7536 | Cooling | 10.7923 | #N/A | #N/A | #N/A | #N/A | 0 | 0 | 0 | 0 | 0 | 64.7536 | #N/A | #N/A | 88 | #N/A | #N/A | #N/A | 0.03597% | 1 | 50% | 0% | 0% | 0% | 8.2745 | 0 | 0 | 0 | 8.2745 | #N/A
2007-04-24 04:00 | 4 | 24 | 4 | 114.1252 | 2716 | 37.04 | 46.04 | 1001 | 37.04 | 0 | 4.787 | Cooling | 0.79783 | #N/A | #N/A | #N/A | #N/A | 0 | 0 | 0 | 0 | 0 | 4.787 | #N/A | #N/A | 88 | #N/A | #N/A | #N/A | 0.002659% | 1 | 50% | 0% | 0% | 0% | 8.2745 | 0 | 0 | 0 | 8.2745 | #N/A
2007-04-24 05:00 | 4 | 24 | 5 | 114.1668 | 2717 | 37.04 | 41 | 1002 | 37.04 | 0 | 0 | Cooling | 0 | #N/A | #N/A | #N/A | #N/A | 0 | 0 | 0 | 0 | 0 | 0 | #N/A | #N/A | 88 | 88 | 0 | #N/A | 0% | 1 | 50% | 0% | 0% | 0% | 8.2745 | 0 | 0 | 0 | 8.2745 | #N/A
2007-04-24 06:00 | 4 | 24 | 6 | 114.2085 | 2718 | 37.94 | 39.92 | 1002 | 37.94 | 0 | 11.8831 | Cooling | 1.9805 | #N/A | #N/A | #N/A | #N/A | 0 | 0 | 0 | 0 | 0 | 11.8831 | #N/A | #N/A | 88 | #N/A | #N/A | #N/A | 0.006602% | 1 | 50% | 0% | 0% | 0% | 8.2745 | 0 | 0 | 0 | 8.2745 | #N/A
2007-04-24 07:00 | 4 | 24 | 7 | 114.2502 | 2719 | 39.92 | 39.92 | 1003 | 39.92 | 0 | 55.5415 | Cooling | 9.2569 | #N/A | #N/A | #N/A | #N/A | 0 | 0 | 0 | 0 | 0 | 55.5415 | #N/A | #N/A | 88 | #N/A | #N/A | #N/A | 0.03086% | 1 | 50% | 0% | 0% | 0% | 8.2745 | 0 | 0 | 0 | 8.2745 | #N/A
2007-04-24 08:00 | 4 | 24 | 8 | 114.2918 | 2720 | 39.92 | 44.06 | 1003 | 39.92 | 0 | 190.2863 | Cooling | 31.7144 | #N/A | #N/A | #N/A | #N/A | 0 | 0 | 0 | 0 | 0 | 190.2863 | #N/A | #N/A | 88 | #N/A | #N/A | #N/A | 0.1057% | 1 | 50% | 0% | 0% | 0% | 8.2745 | 0 | 0 | 0 | 8.2745 | #N/A
2007-04-24 09:00 | 4 | 24 | 9 | 114.3335 | 2721 | 44.96 | 46.04 | 1003 | 44.96 | 0 | 327.5849 | Cooling | 54.5975 | #N/A | #N/A | #N/A | #N/A | 0 | 0 | 0 | 0 | 0 | 327.5849 | #N/A | #N/A | 88 | #N/A | #N/A | #N/A | 0.182% | 1 | 50% | 0% | 0% | 0% | 8.2745 | 0 | 0 | 0 | 8.2745 | #N/A
2007-04-24 10:00 | 4 | 24 | 10 | 114.3752 | 2722 | 48.92 | 48.02 | 1003 | 48.92 | 0 | 434.805 | Cooling | 72.4675 | #N/A | #N/A | #N/A | #N/A | 0 | 0 | 0 | 0 | 0 | 434.805 | #N/A | #N/A | 88 | #N/A | #N/A | #N/A | 0.2416% | 1 | 50% | 0% | 0% | 0% | 8.2745 | 0 | 0 | 0 | 8.2745 | #N/A
2007-04-24 11:00 | 4 | 24 | 11 | 114.4168 | 2723 | 48.92 | 48.92 | 1002 | 48.92 | 0 | 523.986 | Cooling | 87.331 | #N/A | #N/A | #N/A | #N/A | 0 | 0 | 0 | 0 | 0 | 523.986 | #N/A | #N/A | 88 | #N/A | #N/A | #N/A | 0.2911% | 1 | 50% | 0% | 0% | 0% | 8.2745 | 0 | 0 | 0 | 8.2745 | #N/A
2007-04-24 12:00 | 4 | 24 | 12 | 114.4585 | 2724 | 53.96 | 48.02 | 1001 | 53.96 | 0 | 612.7521 | Cooling | 102.1254 | #N/A | #N/A | #N/A | #N/A | 0 | 0 | 0 | 0 | 0 | 612.7521 | #N/A | #N/A | 88 | #N/A | #N/A | #N/A | 0.3404% | 1 | 50% | 0% | 0% | 0% | 8.2745 | 0 | 0 | 0 | 8.2745 | #N/A
2007-04-24 13:00 | 4 | 24 | 13 | 114.5002 | 2725 | 57.02 | 50 | 1000 | 57.02 | 0 | 704.6415 | Cooling | 117.4402 | #N/A | #N/A | #N/A | #N/A | 0 | 0 | 0 | 0 | 0 | 704.6415 | #N/A | #N/A | 88 | #N/A | #N/A | #N/A | 0.3915% | 1 | 50% | 0% | 0% | 0% | 8.2745 | 0 | 0 | 0 | 8.2745 | #N/A
2007-04-24 14:00 | 4 | 24 | 14 | 114.5418 | 2726 | 57.02 | 51.08 | 999 | 57.02 | 0 | 956.4649 | Cooling | 159.4108 | #N/A | #N/A | #N/A | #N/A | 0 | 0 | 0 | 0 | 0 | 956.4649 | #N/A | #N/A | 88 | #N/A | #N/A | #N/A | 0.5314% | 1 | 50% | 0% | 0% | 0% | 8.2745 | 0 | 0 | 0 | 8.2745 | #N/A
2007-04-24 15:00 | 4 | 24 | 15 | 114.5835 | 2727 | 57.02 | 51.98 | 998 | 57.02 | 0 | 1324.2095 | Cooling | 220.7016 | #N/A | #N/A | #N/A | #N/A | 0 | 0 | 0 | 0 | 0 | 1324.2095 | #N/A | #N/A | 88 | #N/A | #N/A | #N/A | 0.7357% | 1 | 50% | 0% | 0% | 0% | 8.2745 | 0 | 0 | 0 | 8.2745 | #N/A
2007-04-24 16:00 | 4 | 24 | 16 | 114.6252 | 2728 | 57.92 | 51.08 | 998 | 57.92 | 0 | 1275.3033 | Cooling | 212.5505 | #N/A | #N/A | #N/A | #N/A | 0 | 0 | 0 | 0 | 0 | 1275.3033 | #N/A | #N/A | 88 | #N/A | #N/A | #N/A | 0.7085% | 1 | 50% | 0% | 0% | 0% | 8.2745 | 0 | 0 | 0 | 8.2745 | #N/A
2007-04-24 17:00 | 4 | 24 | 17 | 114.6668 | 2729 | 57.92 | 51.98 | 997 | 57.92 | 0 | 1106.141 | Cooling | 184.3568 | #N/A | #N/A | #N/A | #N/A | 0 | 0 | 0 | 0 | 0 | 1106.141 | #N/A | #N/A | 88 | #N/A | #N/A | #N/A | 0.6145% | 1 | 50% | 0% | 0% | 0% | 8.2745 | 0 | 0 | 0 | 8.2745 | #N/A
2007-04-24 18:00 | 4 | 24 | 18 | 114.7085 | 2730 | 55.04 | 51.08 | 997 | 55.04 | 0 | 794.3866 | Cooling | 132.3978 | #N/A | #N/A | #N/A | #N/A | 0 | 0 | 0 | 0 | 0 | 794.3866 | #N/A | #N/A | 88 | #N/A | #N/A | #N/A | 0.4413% | 1 | 50% | 0% | 0% | 0% | 8.2745 | 0 | 0 | 0 | 8.2745 | #N/A
2007-04-24 19:00 | 4 | 24 | 19 | 114.7502 | 2731 | 51.98 | 50 | 997 | 51.98 | 0 | 497.3869 | Cooling | 82.8978 | #N/A | #N/A | #N/A | #N/A | 0 | 0 | 0 | 0 | 0 | 497.3869 | #N/A | #N/A | 88 | #N/A | #N/A | #N/A | 0.2763% | 1 | 50% | 0% | 0% | 0% | 8.2745 | 0 | 0 | 0 | 8.2745 | #N/A
2007-04-24 20:00 | 4 | 24 | 20 | 114.7918 | 2732 | 51.98 | 50 | 998 | 51.98 | 0 | 358.7879 | Cooling | 59.798 | #N/A | #N/A | #N/A | #N/A | 0 | 0 | 0 | 0 | 0 | 358.7879 | #N/A | #N/A | 88 | #N/A | #N/A | #N/A | 0.1993% | 1 | 50% | 0% | 0% | 0% | 8.2745 | 0 | 0 | 0 | 8.2745 | #N/A
2007-04-24 21:00 | 4 | 24 | 21 | 114.8335 | 2733 | 46.94 | 48.92 | 997 | 46.94 | 0 | 228.7781 | Cooling | 38.1297 | #N/A | #N/A | #N/A | #N/A | 0 | 0 | 0 | 0 | 0 | 228.7781 | #N/A | #N/A | 88 | #N/A | #N/A | #N/A | 0.1271% | 1 | 50% | 0% | 0% | 0% | 8.2745 | 0 | 0 | 0 | 8.2745 | #N/A
2007-04-24 22:00 | 4 | 24 | 22 | 114.8752 | 2734 | 44.96 | 48.92 | 997 | 44.96 | 0 | 0 | Cooling | 0 | #N/A | #N/A | #N/A | #N/A | 0 | 0 | 0 | 0 | 0 | 0 | #N/A | #N/A | 88 | 88 | 0 | #N/A | 0% | 1 | 50% | 0% | 0% | 0% | 8.2745 | 0 | 0 | 0 | 8.2745 | #N/A
2007-04-24 23:00 | 4 | 24 | 23 | 114.9168 | 2735 | 44.96 | 51.08 | 997 | 44.96 | 0 | 9.3686 | Cooling | 1.5614 | #N/A | #N/A | #N/A | #N/A | 0 | 0 | 0 | 0 | 0 | 9.3686 | #N/A | #N/A | 88 | #N/A | #N/A | #N/A | 0.005205% | 1 | 50% | 0% | 0% | 0% | 8.2745 | 0 | 0 | 0 | 8.2745 | #N/A
2007-04-25 | 4 | 25 | 0 | 114.9585 | 2736 | 41 | 51.08 | 996 | 41 | 0 | 20.1637 | Cooling | 3.3606 | #N/A | #N/A | #N/A | #N/A | 0 | 0 | 0 | 0 | 0 | 20.1637 | #N/A | #N/A | 88 | #N/A | #N/A | #N/A | 0.0112% | 1 | 50% | 0% | 0% | 0% | 8.2745 | 0 | 0 | 0 | 8.2745 | #N/A
2007-04-25 01:00 | 4 | 25 | 1 | 115.0002 | 2737 | 39.92 | 50 | 995 | 39.92 | 0 | 8.3642 | Cooling | 1.394 | #N/A | #N/A | #N/A | #N/A | 0 | 0 | 0 | 0 | 0 | 8.3642 | #N/A | #N/A | 88 | #N/A | #N/A | #N/A | 0.004647% | 1 | 50% | 0% | 0% | 0% | 8.2745 | 0 | 0 | 0 | 8.2745 | #N/A
2007-04-25 02:00 | 4 | 25 | 2 | 115.0418 | 2738 | 39.92 | 48.92 | 995 | 39.92 | 0 | 0 | Cooling | 0 | #N/A | #N/A | #N/A | #N/A | 0 | 0 | 0 | 0 | 0 | 0 | #N/A | #N/A | 88 | 88 | 0 | #N/A | 0% | 1 | 50% | 0% | 0% | 0% | 8.2745 | 0 | 0 | 0 | 8.2745 | #N/A
2007-04-25 03:00 | 4 | 25 | 3 | 115.0835 | 2739 | 33.98 | 48.02 | 994 | 33.98 | 0 | 0.0068732 | Cooling | 0.0011455 | #N/A | #N/A | #N/A | #N/A | 0 | 0 | 0 | 0 | 0 | 0.0068732 | #N/A | #N/A | 88 | #N/A | #N/A | #N/A | 3.818e-06% | 1 | 50% | 0% | 0% | 0% | 8.2745 | 0 | 0 | 0 | 8.2745 | #N/A
2007-04-25 04:00 | 4 | 25 | 4 | 115.1252 | 2740 | 32 | 50 | 994 | 32 | 0 | 0.67548 | Cooling | 0.11258 | #N/A | #N/A | #N/A | #N/A | 0 | 0 | 0 | 0 | 0 | 0.67548 | #N/A | #N/A | 88 | #N/A | #N/A | #N/A | 0.0003753% | 1 | 50% | 0% | 0% | 0% | 8.2745 | 0 | 0 | 0 | 8.2745 | #N/A
2007-04-25 05:00 | 4 | 25 | 5 | 115.1668 | 2741 | 32 | 50 | 994 | 32 | 0 | 3.2464 | Cooling | 0.54106 | #N/A | #N/A | #N/A | #N/A | 0 | 0 | 0 | 0 | 0 | 3.2464 | #N/A | #N/A | 88 | #N/A | #N/A | #N/A | 0.001804% | 1 | 50% | 0% | 0% | 0% | 8.2745 | 0 | 0 | 0 | 8.2745 | #N/A
2007-04-25 06:00 | 4 | 25 | 6 | 115.2085 | 2742 | 33.98 | 51.08 | 994 | 33.98 | 0 | 44.04 | Cooling | 7.34 | #N/A | #N/A | #N/A | #N/A | 0 | 0 | 0 | 0 | 0 | 44.04 | #N/A | #N/A | 88 | #N/A | #N/A | #N/A | 0.02447% | 1 | 50% | 0% | 0% | 0% | 8.2745 | 0 | 0 | 0 | 8.2745 | #N/A
2007-04-25 07:00 | 4 | 25 | 7 | 115.2502 | 2743 | 42.08 | 51.08 | 994 | 42.08 | 0 | 83.8854 | Cooling | 13.9809 | #N/A | #N/A | #N/A | #N/A | 0 | 0 | 0 | 0 | 0 | 83.8854 | #N/A | #N/A | 88 | #N/A | #N/A | #N/A | 0.0466% | 1 | 50% | 0% | 0% | 0% | 8.2745 | 0 | 0 | 0 | 8.2745 | #N/A
2007-04-25 08:00 | 4 | 25 | 8 | 115.2918 | 2744 | 42.08 | 51.98 | 994 | 42.08 | 0 | 165.2583 | Cooling | 27.543 | #N/A | #N/A | #N/A | #N/A | 0 | 0 | 0 | 0 | 0 | 165.2583 | #N/A | #N/A | 88 | #N/A | #N/A | #N/A | 0.09181% | 1 | 50% | 0% | 0% | 0% | 8.2745 | 0 | 0 | 0 | 8.2745 | #N/A
2007-04-25 09:00 | 4 | 25 | 9 | 115.3335 | 2745 | 46.94 | 53.06 | 994 | 46.94 | 0 | 235.5735 | Cooling | 39.2622 | #N/A | #N/A | #N/A | #N/A | 0 | 0 | 0 | 0 | 0 | 235.5735 | #N/A | #N/A | 88 | #N/A | #N/A | #N/A | 0.1309% | 1 | 50% | 0% | 0% | 0% | 8.2745 | 0 | 0 | 0 | 8.2745 | #N/A
2007-04-25 10:00 | 4 | 25 | 10 | 115.3752 | 2746 | 51.08 | 53.06 | 994 | 51.08 | 0 | 298.5305 | Cooling | 49.7551 | #N/A | #N/A | #N/A | #N/A | 0 | 0 | 0 | 0 | 0 | 298.5305 | #N/A | #N/A | 88 | #N/A | #N/A | #N/A | 0.1659% | 1 | 50% | 0% | 0% | 0% | 8.2745 | 0 | 0 | 0 | 8.2745 | #N/A
2007-04-25 11:00 | 4 | 25 | 11 | 115.4168 | 2747 | 51.08 | 55.94 | 994 | 51.08 | 0 | 512.0939 | Cooling | 85.349 | #N/A | #N/A | #N/A | #N/A | 0 | 0 | 0 | 0 | 0 | 512.0939 | #N/A | #N/A | 88 | #N/A | #N/A | #N/A | 0.2845% | 1 | 50% | 0% | 0% | 0% | 8.2745 | 0 | 0 | 0 | 8.2745 | #N/A
2007-04-25 12:00 | 4 | 25 | 12 | 115.4585 | 2748 | 57.02 | 55.94 | 994 | 57.02 | 0 | 663.93 | Cooling | 110.655 | #N/A | #N/A | #N/A | #N/A | 0 | 0 | 0 | 0 | 0 | 663.93 | #N/A | #N/A | 88 | #N/A | #N/A | #N/A | 0.3689% | 1 | 50% | 0% | 0% | 0% | 8.2745 | 0 | 0 | 0 | 8.2745 | #N/A
2007-04-25 13:00 | 4 | 25 | 13 | 115.5002 | 2749 | 59 | 57.02 | 994 | 59 | 0 | 762.8536 | Cooling | 127.1423 | #N/A | #N/A | #N/A | #N/A | 0 | 0 | 0 | 0 | 0 | 762.8536 | #N/A | #N/A | 88 | #N/A | #N/A | #N/A | 0.4238% | 1 | 50% | 0% | 0% | 0% | 8.2745 | 0 | 0 | 0 | 8.2745 | #N/A
2007-04-25 14:00 | 4 | 25 | 14 | 115.5418 | 2750 | 59 | 57.92 | 994 | 59 | 0 | 935.7039 | Cooling | 155.9507 | #N/A | #N/A | #N/A | #N/A | 0 | 0 | 0 | 0 | 0 | 935.7039 | #N/A | #N/A | 88 | #N/A | #N/A | #N/A | 0.5198% | 1 | 50% | 0% | 0% | 0% | 8.2745 | 0 | 0 | 0 | 8.2745 | #N/A
2007-04-25 15:00 | 4 | 25 | 15 | 115.5835 | 2751 | 62.06 | 57.92 | 994 | 62.06 | 0 | 1058.3665 | Cooling | 176.3944 | #N/A | #N/A | #N/A | #N/A | 0 | 0 | 0 | 0 | 0 | 1058.3665 | #N/A | #N/A | 88 | #N/A | #N/A | #N/A | 0.588% | 1 | 50% | 0% | 0% | 0% | 8.2745 | 0 | 0 | 0 | 8.2745 | #N/A
2007-04-25 16:00 | 4 | 25 | 16 | 115.6252 | 2752 | 62.96 | 57.92 | 994 | 62.96 | 0 | 1143.816 | Cooling | 190.636 | #N/A | #N/A | #N/A | #N/A | 0 | 0 | 0 | 0 | 0 | 1143.816 | #N/A | #N/A | 88 | #N/A | #N/A | #N/A | 0.6355% | 1 | 50% | 0% | 0% | 0% | 8.2745 | 0 | 0 | 0 | 8.2745 | #N/A
2007-04-25 17:00 | 4 | 25 | 17 | 115.6668 | 2753 | 62.96 | 57.02 | 994 | 62.96 | 0 | 1088.1678 | Cooling | 181.3613 | #N/A | #N/A | #N/A | #N/A | 0 | 0 | 0 | 0 | 0 | 1088.1678 | #N/A | #N/A | 88 | #N/A | #N/A | #N/A | 0.6045% | 1 | 50% | 0% | 0% | 0% | 8.2745 | 0 | 0 | 0 | 8.2745 | #N/A
2007-04-25 18:00 | 4 | 25 | 18 | 115.7085 | 2754 | 62.06 | 55.94 | 994 | 62.06 | 0 | 926.152 | Cooling | 154.3587 | #N/A | #N/A | #N/A | #N/A | 0 | 0 | 0 | 0 | 0 | 926.152 | #N/A | #N/A | 88 | #N/A | #N/A | #N/A | 0.5145% | 1 | 50% | 0% | 0% | 0% | 8.2745 | 0 | 0 | 0 | 8.2745 | #N/A
2007-04-25 19:00 | 4 | 25 | 19 | 115.7502 | 2755 | 62.06 | 53.96 | 995 | 62.06 | 0 | 661.8964 | Cooling | 110.3161 | #N/A | #N/A | #N/A | #N/A | 0 | 0 | 0 | 0 | 0 | 661.8964 | #N/A | #N/A | 88 | #N/A | #N/A | #N/A | 0.3677% | 1 | 50% | 0% | 0% | 0% | 8.2745 | 0 | 0 | 0 | 8.2745 | #N/A
2007-04-25 20:00 | 4 | 25 | 20 | 115.7918 | 2756 | 62.06 | 55.04 | 995 | 62.06 | 0 | 517.3685 | Cooling | 86.2281 | #N/A | #N/A | #N/A | #N/A | 0 | 0 | 0 | 0 | 0 | 517.3685 | #N/A | #N/A | 88 | #N/A | #N/A | #N/A | 0.2874% | 1 | 50% | 0% | 0% | 0% | 8.2745 | 0 | 0 | 0 | 8.2745 | #N/A
2007-04-25 21:00 | 4 | 25 | 21 | 115.8335 | 2757 | 57.92 | 53.06 | 996 | 57.92 | 0 | 374.4049 | Cooling | 62.4008 | #N/A | #N/A | #N/A | #N/A | 0 | 0 | 0 | 0 | 0 | 374.4049 | #N/A | #N/A | 88 | #N/A | #N/A | #N/A | 0.208% | 1 | 50% | 0% | 0% | 0% | 8.2745 | 0 | 0 | 0 | 8.2745 | #N/A
2007-04-25 22:00 | 4 | 25 | 22 | 115.8752 | 2758 | 51.98 | 51.08 | 996 | 51.98 | 0 | 10.5415 | Cooling | 1.7569 | #N/A | #N/A | #N/A | #N/A | 0 | 0 | 0 | 0 | 0 | 10.5415 | #N/A | #N/A | 88 | #N/A | #N/A | #N/A | 0.005856% | 1 | 50% | 0% | 0% | 0% | 8.2745 | 0 | 0 | 0 | 8.2745 | #N/A
2007-04-25 23:00 | 4 | 25 | 23 | 115.9168 | 2759 | 51.98 | 48.92 | 996 | 51.98 | 0 | 2.7681 | Cooling | 0.46135 | #N/A | #N/A | #N/A | #N/A | 0 | 0 | 0 | 0 | 0 | 2.7681 | #N/A | #N/A | 88 | #N/A | #N/A | #N/A | 0.001538% | 1 | 50% | 0% | 0% | 0% | 8.2745 | 0 | 0 | 0 | 8.2745 | #N/A
2007-04-26 | 4 | 26 | 0 | 115.9585 | 2760 | 44.96 | 48.92 | 997 | 44.96 | 0 | 0.0056575 | Cooling | 0.00094292 | #N/A | #N/A | #N/A | #N/A | 0 | 0 | 0 | 0 | 0 | 0.0056575 | #N/A | #N/A | 88 | #N/A | #N/A | #N/A | 3.143e-06% | 1 | 50% | 0% | 0% | 0% | 8.2745 | 0 | 0 | 0 | 8.2745 | #N/A
2007-04-26 01:00 | 4 | 26 | 1 | 116.0002 | 2761 | 44.06 | 48.92 | 997 | 44.06 | 0 | 0.0054064 | Cooling | 0.00090107 | #N/A | #N/A | #N/A | #N/A | 0 | 0 | 0 | 0 | 0 | 0.0054064 | #N/A | #N/A | 88 | #N/A | #N/A | #N/A | 3.004e-06% | 1 | 50% | 0% | 0% | 0% | 8.2745 | 0 | 0 | 0 | 8.2745 | #N/A
2007-04-26 02:00 | 4 | 26 | 2 | 116.0418 | 2762 | 44.06 | 48.02 | 996 | 44.06 | 0 | 0.012304 | Cooling | 0.0020506 | #N/A | #N/A | #N/A | #N/A | 0 | 0 | 0 | 0 | 0 | 0.012304 | #N/A | #N/A | 88 | #N/A | #N/A | #N/A | 6.835e-06% | 1 | 50% | 0% | 0% | 0% | 8.2745 | 0 | 0 | 0 | 8.2745 | #N/A
2007-04-26 03:00 | 4 | 26 | 3 | 116.0835 | 2763 | 44.06 | 48.02 | 996 | 44.06 | 0 | 0.014707 | Cooling | 0.0024512 | #N/A | #N/A | #N/A | #N/A | 0 | 0 | 0 | 0 | 0 | 0.014707 | #N/A | #N/A | 88 | #N/A | #N/A | #N/A | 8.171e-06% | 1 | 50% | 0% | 0% | 0% | 8.2745 | 0 | 0 | 0 | 8.2745 | #N/A
2007-04-26 04:00 | 4 | 26 | 4 | 116.1252 | 2764 | 42.98 | 48.92 | 997 | 42.98 | 0 | 0.0045215 | Cooling | 0.00075359 | #N/A | #N/A | #N/A | #N/A | 0 | 0 | 0 | 0 | 0 | 0.0045215 | #N/A | #N/A | 88 | #N/A | #N/A | #N/A | 2.512e-06% | 1 | 50% | 0% | 0% | 0% | 8.2745 | 0 | 0 | 0 | 8.2745 | #N/A
2007-04-26 05:00 | 4 | 26 | 5 | 116.1668 | 2765 | 42.98 | 48.02 | 997 | 42.98 | 0 | 0.011176 | Cooling | 0.0018627 | #N/A | #N/A | #N/A | #N/A | 0 | 0 | 0 | 0 | 0 | 0.011176 | #N/A | #N/A | 88 | #N/A | #N/A | #N/A | 6.209e-06% | 1 | 50% | 0% | 0% | 0% | 8.2745 | 0 | 0 | 0 | 8.2745 | #N/A
2007-04-26 06:00 | 4 | 26 | 6 | 116.2085 | 2766 | 42.98 | 46.94 | 998 | 42.98 | 0 | 0.070732 | Cooling | 0.011789 | #N/A | #N/A | #N/A | #N/A | 0 | 0 | 0 | 0 | 0 | 0.070732 | #N/A | #N/A | 88 | #N/A | #N/A | #N/A | 3.93e-05% | 1 | 50% | 0% | 0% | 0% | 8.2745 | 0 | 0 | 0 | 8.2745 | #N/A
2007-04-26 07:00 | 4 | 26 | 7 | 116.2502 | 2767 | 42.98 | 50 | 998 | 42.98 | 0 | 3.6942 | Cooling | 0.6157 | #N/A | #N/A | #N/A | #N/A | 0 | 0 | 0 | 0 | 0 | 3.6942 | #N/A | #N/A | 88 | #N/A | #N/A | #N/A | 0.002052% | 1 | 50% | 0% | 0% | 0% | 8.2745 | 0 | 0 | 0 | 8.2745 | #N/A
2007-04-26 08:00 | 4 | 26 | 8 | 116.2918 | 2768 | 42.98 | 50 | 998 | 42.98 | 0 | 123.7031 | Cooling | 20.6172 | #N/A | #N/A | #N/A | #N/A | 0 | 0 | 0 | 0 | 0 | 123.7031 | #N/A | #N/A | 88 | #N/A | #N/A | #N/A | 0.06872% | 1 | 50% | 0% | 0% | 0% | 8.2745 | 0 | 0 | 0 | 8.2745 | #N/A
2007-04-26 09:00 | 4 | 26 | 9 | 116.3335 | 2769 | 44.96 | 48.92 | 998 | 44.96 | 0 | 216.4243 | Cooling | 36.0707 | #N/A | #N/A | #N/A | #N/A | 0 | 0 | 0 | 0 | 0 | 216.4243 | #N/A | #N/A | 88 | #N/A | #N/A | #N/A | 0.1202% | 1 | 50% | 0% | 0% | 0% | 8.2745 | 0 | 0 | 0 | 8.2745 | #N/A
2007-04-26 10:00 | 4 | 26 | 10 | 116.3752 | 2770 | 44.96 | 50 | 998 | 44.96 | 0 | 274.5094 | Cooling | 45.7516 | #N/A | #N/A | #N/A | #N/A | 0 | 0 | 0 | 0 | 0 | 274.5094 | #N/A | #N/A | 88 | #N/A | #N/A | #N/A | 0.1525% | 1 | 50% | 0% | 0% | 0% | 8.2745 | 0 | 0 | 0 | 8.2745 | #N/A
2007-04-26 11:00 | 4 | 26 | 11 | 116.4168 | 2771 | 44.96 | 48.92 | 998 | 44.96 | 0 | 318.7842 | Cooling | 53.1307 | #N/A | #N/A | #N/A | #N/A | 0 | 0 | 0 | 0 | 0 | 318.7842 | #N/A | #N/A | 88 | #N/A | #N/A | #N/A | 0.1771% | 1 | 50% | 0% | 0% | 0% | 8.2745 | 0 | 0 | 0 | 8.2745 | #N/A
2007-04-26 12:00 | 4 | 26 | 12 | 116.4585 | 2772 | 48.92 | 48.92 | 998 | 48.92 | 0 | 326.4322 | Cooling | 54.4054 | #N/A | #N/A | #N/A | #N/A | 0 | 0 | 0 | 0 | 0 | 326.4322 | #N/A | #N/A | 88 | #N/A | #N/A | #N/A | 0.1814% | 1 | 50% | 0% | 0% | 0% | 8.2745 | 0 | 0 | 0 | 8.2745 | #N/A
2007-04-26 13:00 | 4 | 26 | 13 | 116.5002 | 2773 | 53.96 | 48.02 | 998 | 53.96 | 0 | 331.1215 | Cooling | 55.1869 | #N/A | #N/A | #N/A | #N/A | 0 | 0 | 0 | 0 | 0 | 331.1215 | #N/A | #N/A | 88 | #N/A | #N/A | #N/A | 0.184% | 1 | 50% | 0% | 0% | 0% | 8.2745 | 0 | 0 | 0 | 8.2745 | #N/A
2007-04-26 14:00 | 4 | 26 | 14 | 116.5418 | 2774 | 53.96 | 51.98 | 997 | 53.96 | 0 | 335.0897 | Cooling | 55.8483 | #N/A | #N/A | #N/A | #N/A | 0 | 0 | 0 | 0 | 0 | 335.0897 | #N/A | #N/A | 88 | #N/A | #N/A | #N/A | 0.1862% | 1 | 50% | 0% | 0% | 0% | 8.2745 | 0 | 0 | 0 | 8.2745 | #N/A
2007-04-26 15:00 | 4 | 26 | 15 | 116.5835 | 2775 | 57.02 | 51.08 | 997 | 57.02 | 0 | 258.5034 | Cooling | 43.0839 | #N/A | #N/A | #N/A | #N/A | 0 | 0 | 0 | 0 | 0 | 258.5034 | #N/A | #N/A | 88 | #N/A | #N/A | #N/A | 0.1436% | 1 | 50% | 0% | 0% | 0% | 8.2745 | 0 | 0 | 0 | 8.2745 | #N/A
2007-04-26 16:00 | 4 | 26 | 16 | 116.6252 | 2776 | 55.94 | 51.08 | 996 | 55.94 | 0 | 189.7635 | Cooling | 31.6273 | #N/A | #N/A | #N/A | #N/A | 0 | 0 | 0 | 0 | 0 | 189.7635 | #N/A | #N/A | 88 | #N/A | #N/A | #N/A | 0.1054% | 1 | 50% | 0% | 0% | 0% | 8.2745 | 0 | 0 | 0 | 8.2745 | #N/A
2007-04-26 17:00 | 4 | 26 | 17 | 116.6668 | 2777 | 55.94 | 51.98 | 995 | 55.94 | 0 | 314.19 | Cooling | 52.365 | #N/A | #N/A | #N/A | #N/A | 0 | 0 | 0 | 0 | 0 | 314.19 | #N/A | #N/A | 88 | #N/A | #N/A | #N/A | 0.1745% | 1 | 50% | 0% | 0% | 0% | 8.2745 | 0 | 0 | 0 | 8.2745 | #N/A
2007-04-26 18:00 | 4 | 26 | 18 | 116.7085 | 2778 | 50 | 46.94 | 995 | 50 | 0 | 214.8349 | Cooling | 35.8058 | #N/A | #N/A | #N/A | #N/A | 0 | 0 | 0 | 0 | 0 | 214.8349 | #N/A | #N/A | 88 | #N/A | #N/A | #N/A | 0.1194% | 1 | 50% | 0% | 0% | 0% | 8.2745 | 0 | 0 | 0 | 8.2745 | #N/A
2007-04-26 19:00 | 4 | 26 | 19 | 116.7502 | 2779 | 46.94 | 48.02 | 994 | 46.94 | 0 | 113.7878 | Cooling | 18.9646 | #N/A | #N/A | #N/A | #N/A | 0 | 0 | 0 | 0 | 0 | 113.7878 | #N/A | #N/A | 88 | #N/A | #N/A | #N/A | 0.06322% | 1 | 50% | 0% | 0% | 0% | 8.2745 | 0 | 0 | 0 | 8.2745 | #N/A
2007-04-26 20:00 | 4 | 26 | 20 | 116.7918 | 2780 | 46.04 | 46.94 | 995 | 46.04 | 0 | 75.9556 | Cooling | 12.6593 | #N/A | #N/A | #N/A | #N/A | 0 | 0 | 0 | 0 | 0 | 75.9556 | #N/A | #N/A | 88 | #N/A | #N/A | #N/A | 0.0422% | 1 | 50% | 0% | 0% | 0% | 8.2745 | 0 | 0 | 0 | 8.2745 | #N/A
2007-04-26 21:00 | 4 | 26 | 21 | 116.8335 | 2781 | 46.94 | 46.94 | 995 | 46.94 | 0 | 75.94 | Cooling | 12.6567 | #N/A | #N/A | #N/A | #N/A | 0 | 0 | 0 | 0 | 0 | 75.94 | #N/A | #N/A | 88 | #N/A | #N/A | #N/A | 0.04219% | 1 | 50% | 0% | 0% | 0% | 8.2745 | 0 | 0 | 0 | 8.2745 | #N/A
2007-04-26 22:00 | 4 | 26 | 22 | 116.8752 | 2782 | 44.96 | 46.94 | 995 | 44.96 | 0 | 0 | Cooling | 0 | #N/A | #N/A | #N/A | #N/A | 0 | 0 | 0 | 0 | 0 | 0 | #N/A | #N/A | 88 | 88 | 0 | #N/A | 0% | 1 | 50% | 0% | 0% | 0% | 8.2745 | 0 | 0 | 0 | 8.2745 | #N/A
2007-04-26 23:00 | 4 | 26 | 23 | 116.9168 | 2783 | 44.96 | 46.04 | 995 | 44.96 | 0 | 0.0007152 | Cooling | 0.0001192 | #N/A | #N/A | #N/A | #N/A | 0 | 0 | 0 | 0 | 0 | 0.0007152 | #N/A | #N/A | 88 | #N/A | #N/A | #N/A | 3.973e-07% | 1 | 50% | 0% | 0% | 0% | 8.2745 | 0 | 0 | 0 | 8.2745 | #N/A
2007-04-27 | 4 | 27 | 0 | 116.9585 | 2784 | 44.06 | 44.06 | 996 | 44.06 | 0 | 0.00053856 | Cooling | 8.9761e-05 | #N/A | #N/A | #N/A | #N/A | 0 | 0 | 0 | 0 | 0 | 0.00053856 | #N/A | #N/A | 88 | #N/A | #N/A | #N/A | 2.992e-07% | 1 | 50% | 0% | 0% | 0% | 8.2745 | 0 | 0 | 0 | 8.2745 | #N/A
2007-04-27 01:00 | 4 | 27 | 1 | 117.0002 | 2785 | 44.06 | 41 | 995 | 44.06 | 0 | 0.013637 | Cooling | 0.0022729 | #N/A | #N/A | #N/A | #N/A | 0 | 0 | 0 | 0 | 0 | 0.013637 | #N/A | #N/A | 88 | #N/A | #N/A | #N/A | 7.576e-06% | 1 | 50% | 0% | 0% | 0% | 8.2745 | 0 | 0 | 0 | 8.2745 | #N/A
2007-04-27 02:00 | 4 | 27 | 2 | 117.0418 | 2786 | 44.06 | 39.02 | 997 | 44.06 | 0 | 0.054288 | Cooling | 0.0090479 | #N/A | #N/A | #N/A | #N/A | 0 | 0 | 0 | 0 | 0 | 0.054288 | #N/A | #N/A | 88 | #N/A | #N/A | #N/A | 3.016e-05% | 1 | 50% | 0% | 0% | 0% | 8.2745 | 0 | 0 | 0 | 8.2745 | #N/A
2007-04-27 03:00 | 4 | 27 | 3 | 117.0835 | 2787 | 41 | 39.02 | 998 | 41 | 0 | 0.063873 | Cooling | 0.010645 | #N/A | #N/A | #N/A | #N/A | 0 | 0 | 0 | 0 | 0 | 0.063873 | #N/A | #N/A | 88 | #N/A | #N/A | #N/A | 3.548e-05% | 1 | 50% | 0% | 0% | 0% | 8.2745 | 0 | 0 | 0 | 8.2745 | #N/A
2007-04-27 04:00 | 4 | 27 | 4 | 117.1252 | 2788 | 42.98 | 39.02 | 998 | 42.98 | 0 | 0.052433 | Cooling | 0.0087388 | #N/A | #N/A | #N/A | #N/A | 0 | 0 | 0 | 0 | 0 | 0.052433 | #N/A | #N/A | 88 | #N/A | #N/A | #N/A | 2.913e-05% | 1 | 50% | 0% | 0% | 0% | 8.2745 | 0 | 0 | 0 | 8.2745 | #N/A
2007-04-27 05:00 | 4 | 27 | 5 | 117.1668 | 2789 | 42.98 | 37.04 | 1000 | 42.98 | 0 | 0.079884 | Cooling | 0.013314 | #N/A | #N/A | #N/A | #N/A | 0 | 0 | 0 | 0 | 0 | 0.079884 | #N/A | #N/A | 88 | #N/A | #N/A | #N/A | 4.438e-05% | 1 | 50% | 0% | 0% | 0% | 8.2745 | 0 | 0 | 0 | 8.2745 | #N/A
2007-04-27 06:00 | 4 | 27 | 6 | 117.2085 | 2790 | 42.98 | 35.96 | 1001 | 42.98 | 2.0043 | 0 | Heating | 0.26724 | #N/A | #N/A | #N/A | #N/A | 2.0043 | #N/A | #N/A | 3.9388 | #N/A | 0 | 0 | 0 | 0 | 0 | 0 | 0 | 0.0008908% | 1 | 50% | 0% | 0% | 0% | 8.2745 | 0 | 0 | 0 | 8.2745 | #N/A
2007-04-27 07:00 | 4 | 27 | 7 | 117.2502 | 2791 | 44.06 | 35.96 | 1002 | 44.06 | 0 | 0.26521 | Cooling | 0.044202 | #N/A | #N/A | #N/A | #N/A | 0 | 0 | 0 | 0 | 0 | 0.26521 | #N/A | #N/A | 88 | #N/A | #N/A | #N/A | 0.0001473% | 1 | 50% | 0% | 0% | 0% | 8.2745 | 0 | 0 | 0 | 8.2745 | #N/A
2007-04-27 08:00 | 4 | 27 | 8 | 117.2918 | 2792 | 44.06 | 35.06 | 1002 | 44.06 | 0 | 0.05445 | Cooling | 0.0090751 | #N/A | #N/A | #N/A | #N/A | 0 | 0 | 0 | 0 | 0 | 0.05445 | #N/A | #N/A | 88 | #N/A | #N/A | #N/A | 3.025e-05% | 1 | 50% | 0% | 0% | 0% | 8.2745 | 0 | 0 | 0 | 8.2745 | #N/A
2007-04-27 09:00 | 4 | 27 | 9 | 117.3335 | 2793 | 48.02 | 35.06 | 1002 | 48.02 | 0 | 0.19977 | Cooling | 0.033295 | #N/A | #N/A | #N/A | #N/A | 0 | 0 | 0 | 0 | 0 | 0.19977 | #N/A | #N/A | 88 | #N/A | #N/A | #N/A | 0.000111% | 1 | 50% | 0% | 0% | 0% | 8.2745 | 0 | 0 | 0 | 8.2745 | #N/A
2007-04-27 10:00 | 4 | 27 | 10 | 117.3752 | 2794 | 48.92 | 33.98 | 1003 | 48.92 | 0 | 0.13913 | Cooling | 0.023189 | #N/A | #N/A | #N/A | #N/A | 0 | 0 | 0 | 0 | 0 | 0.13913 | #N/A | #N/A | 88 | #N/A | #N/A | #N/A | 7.73e-05% | 1 | 50% | 0% | 0% | 0% | 8.2745 | 0 | 0 | 0 | 8.2745 | #N/A
2007-04-27 11:00 | 4 | 27 | 11 | 117.4168 | 2795 | 48.92 | 39.02 | 1003 | 48.92 | 0 | 0.025635 | Cooling | 0.0042724 | #N/A | #N/A | #N/A | #N/A | 0 | 0 | 0 | 0 | 0 | 0.025635 | #N/A | #N/A | 88 | #N/A | #N/A | #N/A | 1.424e-05% | 1 | 50% | 0% | 0% | 0% | 8.2745 | 0 | 0 | 0 | 8.2745 | #N/A
2007-04-27 12:00 | 4 | 27 | 12 | 117.4585 | 2796 | 50 | 39.02 | 1002 | 50 | 0 | 0.0045665 | Cooling | 0.00076109 | #N/A | #N/A | #N/A | #N/A | 0 | 0 | 0 | 0 | 0 | 0.0045665 | #N/A | #N/A | 88 | #N/A | #N/A | #N/A | 2.537e-06% | 1 | 50% | 0% | 0% | 0% | 8.2745 | 0 | 0 | 0 | 8.2745 | #N/A
2007-04-27 13:00 | 4 | 27 | 13 | 117.5002 | 2797 | 51.08 | 35.96 | 1002 | 51.08 | 0 | 2.6593 | Cooling | 0.44322 | #N/A | #N/A | #N/A | #N/A | 0 | 0 | 0 | 0 | 0 | 2.6593 | #N/A | #N/A | 88 | #N/A | #N/A | #N/A | 0.001477% | 1 | 50% | 0% | 0% | 0% | 8.2745 | 0 | 0 | 0 | 8.2745 | #N/A
2007-04-27 14:00 | 4 | 27 | 14 | 117.5418 | 2798 | 51.08 | 37.94 | 1002 | 51.08 | 0 | 7.5145 | Cooling | 1.2524 | #N/A | #N/A | #N/A | #N/A | 0 | 0 | 0 | 0 | 0 | 7.5145 | #N/A | #N/A | 88 | #N/A | #N/A | #N/A | 0.004175% | 1 | 50% | 0% | 0% | 0% | 8.2745 | 0 | 0 | 0 | 8.2745 | #N/A
2007-04-27 15:00 | 4 | 27 | 15 | 117.5835 | 2799 | 51.98 | 37.04 | 1002 | 51.98 | 0 | 16.9301 | Cooling | 2.8217 | #N/A | #N/A | #N/A | #N/A | 0 | 0 | 0 | 0 | 0 | 16.9301 | #N/A | #N/A | 88 | #N/A | #N/A | #N/A | 0.009406% | 1 | 50% | 0% | 0% | 0% | 8.2745 | 0 | 0 | 0 | 8.2745 | #N/A
2007-04-27 16:00 | 4 | 27 | 16 | 117.6252 | 2800 | 51.98 | 37.04 | 1002 | 51.98 | 0 | 20.4414 | Cooling | 3.4069 | #N/A | #N/A | #N/A | #N/A | 0 | 0 | 0 | 0 | 0 | 20.4414 | #N/A | #N/A | 88 | #N/A | #N/A | #N/A | 0.01136% | 1 | 50% | 0% | 0% | 0% | 8.2745 | 0 | 0 | 0 | 8.2745 | #N/A
2007-04-27 17:00 | 4 | 27 | 17 | 117.6668 | 2801 | 51.98 | 35.96 | 1002 | 51.98 | 0 | 7.2423 | Cooling | 1.2071 | #N/A | #N/A | #N/A | #N/A | 0 | 0 | 0 | 0 | 0 | 7.2423 | #N/A | #N/A | 88 | #N/A | #N/A | #N/A | 0.004024% | 1 | 50% | 0% | 0% | 0% | 8.2745 | 0 | 0 | 0 | 8.2745 | #N/A
2007-04-27 18:00 | 4 | 27 | 18 | 117.7085 | 2802 | 50 | 33.98 | 1002 | 50 | 0 | 0 | Cooling | 0 | #N/A | #N/A | #N/A | #N/A | 0 | 0 | 0 | 0 | 0 | 0 | #N/A | #N/A | 88 | 88 | 0 | #N/A | 0% | 1 | 50% | 0% | 0% | 0% | 8.2745 | 0 | 0 | 0 | 8.2745 | #N/A
2007-04-27 19:00 | 4 | 27 | 19 | 117.7502 | 2803 | 48.02 | 35.06 | 1002 | 48.02 | 0 | 0.0062099 | Cooling | 0.001035 | #N/A | #N/A | #N/A | #N/A | 0 | 0 | 0 | 0 | 0 | 0.0062099 | #N/A | #N/A | 88 | #N/A | #N/A | #N/A | 3.45e-06% | 1 | 50% | 0% | 0% | 0% | 8.2745 | 0 | 0 | 0 | 8.2745 | #N/A
2007-04-27 20:00 | 4 | 27 | 20 | 117.7918 | 2804 | 48.02 | 33.08 | 1002 | 48.02 | 0 | 0.023847 | Cooling | 0.0039746 | #N/A | #N/A | #N/A | #N/A | 0 | 0 | 0 | 0 | 0 | 0.023847 | #N/A | #N/A | 88 | #N/A | #N/A | #N/A | 1.325e-05% | 1 | 50% | 0% | 0% | 0% | 8.2745 | 0 | 0 | 0 | 8.2745 | #N/A
2007-04-27 21:00 | 4 | 27 | 21 | 117.8335 | 2805 | 46.04 | 33.98 | 1001 | 46.04 | 0 | 0.016775 | Cooling | 0.0027959 | #N/A | #N/A | #N/A | #N/A | 0 | 0 | 0 | 0 | 0 | 0.016775 | #N/A | #N/A | 88 | #N/A | #N/A | #N/A | 9.32e-06% | 1 | 50% | 0% | 0% | 0% | 8.2745 | 0 | 0 | 0 | 8.2745 | #N/A
2007-04-27 22:00 | 4 | 27 | 22 | 117.8752 | 2806 | 44.96 | 33.98 | 1001 | 44.96 | 0 | 0.0077893 | Cooling | 0.0012982 | #N/A | #N/A | #N/A | #N/A | 0 | 0 | 0 | 0 | 0 | 0.0077893 | #N/A | #N/A | 88 | #N/A | #N/A | #N/A | 4.327e-06% | 1 | 50% | 0% | 0% | 0% | 8.2745 | 0 | 0 | 0 | 8.2745 | #N/A
2007-04-27 23:00 | 4 | 27 | 23 | 117.9168 | 2807 | 44.96 | 33.98 | 1001 | 44.96 | 0 | 0.0031881 | Cooling | 0.00053135 | #N/A | #N/A | #N/A | #N/A | 0 | 0 | 0 | 0 | 0 | 0.0031881 | #N/A | #N/A | 88 | #N/A | #N/A | #N/A | 1.771e-06% | 1 | 50% | 0% | 0% | 0% | 8.2745 | 0 | 0 | 0 | 8.2745 | #N/A
2007-04-28 | 4 | 28 | 0 | 117.9585 | 2808 | 44.96 | 35.06 | 1001 | 44.96 | 0 | 0.0013559 | Cooling | 0.00022599 | #N/A | #N/A | #N/A | #N/A | 0 | 0 | 0 | 0 | 0 | 0.0013559 | #N/A | #N/A | 88 | #N/A | #N/A | #N/A | 7.533e-07% | 1 | 50% | 0% | 0% | 0% | 8.2745 | 0 | 0 | 0 | 8.2745 | #N/A
2007-04-28 01:00 | 4 | 28 | 1 | 118.0002 | 2809 | 44.96 | 37.04 | 1001 | 44.96 | 0 | 0 | Cooling | 0 | #N/A | #N/A | #N/A | #N/A | 0 | 0 | 0 | 0 | 0 | 0 | #N/A | #N/A | 88 | 88 | 0 | #N/A | 0% | 1 | 50% | 0% | 0% | 0% | 8.2745 | 0 | 0 | 0 | 8.2745 | #N/A
2007-04-28 02:00 | 4 | 28 | 2 | 118.0418 | 2810 | 44.96 | 37.04 | 1001 | 44.96 | 0 | 0 | Cooling | 0 | #N/A | #N/A | #N/A | #N/A | 0 | 0 | 0 | 0 | 0 | 0 | #N/A | #N/A | 88 | 88 | 0 | #N/A | 0% | 1 | 50% | 0% | 0% | 0% | 8.2745 | 0 | 0 | 0 | 8.2745 | #N/A
2007-04-28 03:00 | 4 | 28 | 3 | 118.0835 | 2811 | 42.08 | 37.94 | 1000 | 42.08 | 0 | 0 | Cooling | 0 | #N/A | #N/A | #N/A | #N/A | 0 | 0 | 0 | 0 | 0 | 0 | #N/A | #N/A | 88 | 88 | 0 | #N/A | 0% | 1 | 50% | 0% | 0% | 0% | 8.2745 | 0 | 0 | 0 | 8.2745 | #N/A
2007-04-28 04:00 | 4 | 28 | 4 | 118.1252 | 2812 | 39.02 | 37.04 | 1000 | 39.02 | 0 | 0 | Cooling | 0 | #N/A | #N/A | #N/A | #N/A | 0 | 0 | 0 | 0 | 0 | 0 | #N/A | #N/A | 88 | 88 | 0 | #N/A | 0% | 1 | 50% | 0% | 0% | 0% | 8.2745 | 0 | 0 | 0 | 8.2745 | #N/A
2007-04-28 05:00 | 4 | 28 | 5 | 118.1668 | 2813 | 39.02 | 37.04 | 1000 | 39.02 | 0 | 0 | Cooling | 0 | #N/A | #N/A | #N/A | #N/A | 0 | 0 | 0 | 0 | 0 | 0 | #N/A | #N/A | 88 | 88 | 0 | #N/A | 0% | 1 | 50% | 0% | 0% | 0% | 8.2745 | 0 | 0 | 0 | 8.2745 | #N/A
2007-04-28 06:00 | 4 | 28 | 6 | 118.2085 | 2814 | 41 | 37.94 | 1000 | 41 | 0 | 0 | Cooling | 0 | #N/A | #N/A | #N/A | #N/A | 0 | 0 | 0 | 0 | 0 | 0 | #N/A | #N/A | 88 | 88 | 0 | #N/A | 0% | 1 | 50% | 0% | 0% | 0% | 8.2745 | 0 | 0 | 0 | 8.2745 | #N/A
2007-04-28 07:00 | 4 | 28 | 7 | 118.2502 | 2815 | 46.04 | 37.94 | 1001 | 46.04 | 0 | 0 | Cooling | 0 | #N/A | #N/A | #N/A | #N/A | 0 | 0 | 0 | 0 | 0 | 0 | #N/A | #N/A | 88 | 88 | 0 | #N/A | 0% | 1 | 50% | 0% | 0% | 0% | 8.2745 | 0 | 0 | 0 | 8.2745 | #N/A
2007-04-28 08:00 | 4 | 28 | 8 | 118.2918 | 2816 | 46.04 | 39.02 | 1000 | 46.04 | 0 | 0 | Cooling | 0 | #N/A | #N/A | #N/A | #N/A | 0 | 0 | 0 | 0 | 0 | 0 | #N/A | #N/A | 88 | 88 | 0 | #N/A | 0% | 1 | 50% | 0% | 0% | 0% | 8.2745 | 0 | 0 | 0 | 8.2745 | #N/A
2007-04-28 09:00 | 4 | 28 | 9 | 118.3335 | 2817 | 51.08 | 39.92 | 1001 | 51.08 | 0 | 0 | Cooling | 0 | #N/A | #N/A | #N/A | #N/A | 0 | 0 | 0 | 0 | 0 | 0 | #N/A | #N/A | 88 | 88 | 0 | #N/A | 0% | 1 | 50% | 0% | 0% | 0% | 8.2745 | 0 | 0 | 0 | 8.2745 | #N/A
2007-04-28 10:00 | 4 | 28 | 10 | 118.3752 | 2818 | 53.96 | 39.92 | 1001 | 53.96 | 0 | 0 | Cooling | 0 | #N/A | #N/A | #N/A | #N/A | 0 | 0 | 0 | 0 | 0 | 0 | #N/A | #N/A | 88 | 88 | 0 | #N/A | 0% | 1 | 50% | 0% | 0% | 0% | 8.2745 | 0 | 0 | 0 | 8.2745 | #N/A
2007-04-28 11:00 | 4 | 28 | 11 | 118.4168 | 2819 | 53.96 | 42.08 | 1001 | 53.96 | 0 | 0 | Cooling | 0 | #N/A | #N/A | #N/A | #N/A | 0 | 0 | 0 | 0 | 0 | 0 | #N/A | #N/A | 88 | 88 | 0 | #N/A | 0% | 1 | 50% | 0% | 0% | 0% | 8.2745 | 0 | 0 | 0 | 8.2745 | #N/A
2007-04-28 12:00 | 4 | 28 | 12 | 118.4585 | 2820 | 57.92 | 41 | 1001 | 57.92 | 0 | 0 | Cooling | 0 | #N/A | #N/A | #N/A | #N/A | 0 | 0 | 0 | 0 | 0 | 0 | #N/A | #N/A | 88 | 88 | 0 | #N/A | 0% | 1 | 50% | 0% | 0% | 0% | 8.2745 | 0 | 0 | 0 | 8.2745 | #N/A
2007-04-28 13:00 | 4 | 28 | 13 | 118.5002 | 2821 | 60.08 | 42.08 | 1001 | 60.08 | 0 | 0 | Cooling | 0 | #N/A | #N/A | #N/A | #N/A | 0 | 0 | 0 | 0 | 0 | 0 | #N/A | #N/A | 88 | 88 | 0 | #N/A | 0% | 1 | 50% | 0% | 0% | 0% | 8.2745 | 0 | 0 | 0 | 8.2745 | #N/A
2007-04-28 14:00 | 4 | 28 | 14 | 118.5418 | 2822 | 60.08 | 42.98 | 1001 | 60.08 | 0 | 0 | Cooling | 0 | #N/A | #N/A | #N/A | #N/A | 0 | 0 | 0 | 0 | 0 | 0 | #N/A | #N/A | 88 | 88 | 0 | #N/A | 0% | 1 | 50% | 0% | 0% | 0% | 8.2745 | 0 | 0 | 0 | 8.2745 | #N/A
2007-04-28 15:00 | 4 | 28 | 15 | 118.5835 | 2823 | 60.98 | 42.08 | 1001 | 60.98 | 0 | 0 | Cooling | 0 | #N/A | #N/A | #N/A | #N/A | 0 | 0 | 0 | 0 | 0 | 0 | #N/A | #N/A | 88 | 88 | 0 | #N/A | 0% | 1 | 50% | 0% | 0% | 0% | 8.2745 | 0 | 0 | 0 | 8.2745 | #N/A
2007-04-28 16:00 | 4 | 28 | 16 | 118.6252 | 2824 | 60.98 | 41 | 1001 | 60.98 | 0 | 0 | Cooling | 0 | #N/A | #N/A | #N/A | #N/A | 0 | 0 | 0 | 0 | 0 | 0 | #N/A | #N/A | 88 | 88 | 0 | #N/A | 0% | 1 | 50% | 0% | 0% | 0% | 8.2745 | 0 | 0 | 0 | 8.2745 | #N/A
2007-04-28 17:00 | 4 | 28 | 17 | 118.6668 | 2825 | 60.98 | 41 | 1002 | 60.98 | 0 | 0 | Cooling | 0 | #N/A | #N/A | #N/A | #N/A | 0 | 0 | 0 | 0 | 0 | 0 | #N/A | #N/A | 88 | 88 | 0 | #N/A | 0% | 1 | 50% | 0% | 0% | 0% | 8.2745 | 0 | 0 | 0 | 8.2745 | #N/A
2007-04-28 18:00 | 4 | 28 | 18 | 118.7085 | 2826 | 59 | 41 | 1002 | 59 | 0 | 0 | Cooling | 0 | #N/A | #N/A | #N/A | #N/A | 0 | 0 | 0 | 0 | 0 | 0 | #N/A | #N/A | 88 | 88 | 0 | #N/A | 0% | 1 | 50% | 0% | 0% | 0% | 8.2745 | 0 | 0 | 0 | 8.2745 | #N/A
2007-04-28 19:00 | 4 | 28 | 19 | 118.7502 | 2827 | 55.94 | 39.92 | 1003 | 55.94 | 0 | 0 | Cooling | 0 | #N/A | #N/A | #N/A | #N/A | 0 | 0 | 0 | 0 | 0 | 0 | #N/A | #N/A | 88 | 88 | 0 | #N/A | 0% | 1 | 50% | 0% | 0% | 0% | 8.2745 | 0 | 0 | 0 | 8.2745 | #N/A
2007-04-28 20:00 | 4 | 28 | 20 | 118.7918 | 2828 | 55.94 | 39.92 | 1004 | 55.94 | 0 | 0 | Cooling | 0 | #N/A | #N/A | #N/A | #N/A | 0 | 0 | 0 | 0 | 0 | 0 | #N/A | #N/A | 88 | 88 | 0 | #N/A | 0% | 1 | 50% | 0% | 0% | 0% | 8.2745 | 0 | 0 | 0 | 8.2745 | #N/A
2007-04-28 21:00 | 4 | 28 | 21 | 118.8335 | 2829 | 51.98 | 41 | 1004 | 51.98 | 0 | 0 | Cooling | 0 | #N/A | #N/A | #N/A | #N/A | 0 | 0 | 0 | 0 | 0 | 0 | #N/A | #N/A | 88 | 88 | 0 | #N/A | 0% | 1 | 50% | 0% | 0% | 0% | 8.2745 | 0 | 0 | 0 | 8.2745 | #N/A
2007-04-28 22:00 | 4 | 28 | 22 | 118.8752 | 2830 | 51.08 | 39.92 | 1004 | 51.08 | 0 | 0 | Cooling | 0 | #N/A | #N/A | #N/A | #N/A | 0 | 0 | 0 | 0 | 0 | 0 | #N/A | #N/A | 88 | 88 | 0 | #N/A | 0% | 1 | 50% | 0% | 0% | 0% | 8.2745 | 0 | 0 | 0 | 8.2745 | #N/A
2007-04-28 23:00 | 4 | 28 | 23 | 118.9168 | 2831 | 51.08 | 39.02 | 1005 | 51.08 | 0 | 0 | Cooling | 0 | #N/A | #N/A | #N/A | #N/A | 0 | 0 | 0 | 0 | 0 | 0 | #N/A | #N/A | 88 | 88 | 0 | #N/A | 0% | 1 | 50% | 0% | 0% | 0% | 8.2745 | 0 | 0 | 0 | 8.2745 | #N/A
2007-04-29 | 4 | 29 | 0 | 118.9585 | 2832 | 48.02 | 37.94 | 1005 | 48.02 | 0 | 0 | Cooling | 0 | #N/A | #N/A | #N/A | #N/A | 0 | 0 | 0 | 0 | 0 | 0 | #N/A | #N/A | 88 | 88 | 0 | #N/A | 0% | 1 | 50% | 0% | 0% | 0% | 8.2745 | 0 | 0 | 0 | 8.2745 | #N/A
2007-04-29 01:00 | 4 | 29 | 1 | 119.0002 | 2833 | 51.08 | 37.04 | 1006 | 51.08 | 0 | 0 | Cooling | 0 | #N/A | #N/A | #N/A | #N/A | 0 | 0 | 0 | 0 | 0 | 0 | #N/A | #N/A | 88 | 88 | 0 | #N/A | 0% | 1 | 50% | 0% | 0% | 0% | 8.2745 | 0 | 0 | 0 | 8.2745 | #N/A
2007-04-29 02:00 | 4 | 29 | 2 | 119.0418 | 2834 | 51.08 | 35.06 | 1006 | 51.08 | 0 | 0 | Cooling | 0 | #N/A | #N/A | #N/A | #N/A | 0 | 0 | 0 | 0 | 0 | 0 | #N/A | #N/A | 88 | 88 | 0 | #N/A | 0% | 1 | 50% | 0% | 0% | 0% | 8.2745 | 0 | 0 | 0 | 8.2745 | #N/A
2007-04-29 03:00 | 4 | 29 | 3 | 119.0835 | 2835 | 50 | 33.98 | 1006 | 50 | 0 | 0 | Cooling | 0 | #N/A | #N/A | #N/A | #N/A | 0 | 0 | 0 | 0 | 0 | 0 | #N/A | #N/A | 88 | 88 | 0 | #N/A | 0% | 1 | 50% | 0% | 0% | 0% | 8.2745 | 0 | 0 | 0 | 8.2745 | #N/A
2007-04-29 04:00 | 4 | 29 | 4 | 119.1252 | 2836 | 50 | 33.08 | 1006 | 50 | 0.017255 | 0 | Heating | 0.0023006 | #N/A | #N/A | #N/A | #N/A | 0.017255 | #N/A | #N/A | 4.5134 | #N/A | 0 | 0 | 0 | 0 | 0 | 0 | 0 | 7.669e-06% | 1 | 50% | 0% | 0% | 0% | 8.2745 | 0 | 0 | 0 | 8.2745 | #N/A
2007-04-29 05:00 | 4 | 29 | 5 | 119.1668 | 2837 | 50 | 33.98 | 1007 | 50 | 0 | 0 | Cooling | 0 | #N/A | #N/A | #N/A | #N/A | 0 | 0 | 0 | 0 | 0 | 0 | #N/A | #N/A | 88 | 88 | 0 | #N/A | 0% | 1 | 50% | 0% | 0% | 0% | 8.2745 | 0 | 0 | 0 | 8.2745 | #N/A
2007-04-29 06:00 | 4 | 29 | 6 | 119.2085 | 2838 | 48.92 | 35.96 | 1007 | 48.92 | 203.4953 | 0 | Heating | 27.1327 | #N/A | #N/A | #N/A | #N/A | 203.4953 | #N/A | #N/A | 4.4149 | #N/A | 0 | 0 | 0 | 0 | 0 | 0 | 0 | 0.09044% | 1 | 50% | 0% | 0% | 0% | 8.2745 | 0 | 0 | 0 | 8.2745 | #N/A
2007-04-29 07:00 | 4 | 29 | 7 | 119.2502 | 2839 | 48.92 | 35.96 | 1008 | 48.92 | 46.5437 | 0 | Heating | 6.2058 | #N/A | #N/A | #N/A | #N/A | 46.5437 | #N/A | #N/A | 4.4149 | #N/A | 0 | 0 | 0 | 0 | 0 | 0 | 0 | 0.02069% | 1 | 50% | 0% | 0% | 0% | 8.2745 | 0 | 0 | 0 | 8.2745 | #N/A
2007-04-29 08:00 | 4 | 29 | 8 | 119.2918 | 2840 | 48.02 | 35.96 | 1008 | 48.02 | 3.1359 | 0 | Heating | 0.41812 | #N/A | #N/A | #N/A | #N/A | 3.1359 | #N/A | #N/A | 4.3357 | #N/A | 0 | 0 | 0 | 0 | 0 | 0 | 0 | 0.001394% | 1 | 50% | 0% | 0% | 0% | 8.2745 | 0 | 0 | 0 | 8.2745 | #N/A
2007-04-29 09:00 | 4 | 29 | 9 | 119.3335 | 2841 | 48.02 | 37.94 | 1009 | 48.02 | 0.29565 | 0 | Heating | 0.03942 | #N/A | #N/A | #N/A | #N/A | 0.29565 | #N/A | #N/A | 4.3357 | #N/A | 0 | 0 | 0 | 0 | 0 | 0 | 0 | 0.0001314% | 1 | 50% | 0% | 0% | 0% | 8.2745 | 0 | 0 | 0 | 8.2745 | #N/A
2007-04-29 10:00 | 4 | 29 | 10 | 119.3752 | 2842 | 48.02 | 39.02 | 1009 | 48.02 | 0 | 0.081592 | Cooling | 0.013599 | #N/A | #N/A | #N/A | #N/A | 0 | 0 | 0 | 0 | 0 | 0.081592 | #N/A | #N/A | 88 | #N/A | #N/A | #N/A | 4.533e-05% | 1 | 50% | 0% | 0% | 0% | 8.2745 | 0 | 0 | 0 | 8.2745 | #N/A
2007-04-29 11:00 | 4 | 29 | 11 | 119.4168 | 2843 | 50 | 37.94 | 1009 | 50 | 0 | 0.054111 | Cooling | 0.0090185 | #N/A | #N/A | #N/A | #N/A | 0 | 0 | 0 | 0 | 0 | 0.054111 | #N/A | #N/A | 88 | #N/A | #N/A | #N/A | 3.006e-05% | 1 | 50% | 0% | 0% | 0% | 8.2745 | 0 | 0 | 0 | 8.2745 | #N/A
2007-04-29 12:00 | 4 | 29 | 12 | 119.4585 | 2844 | 53.06 | 39.02 | 1008 | 53.06 | 0 | 0.069283 | Cooling | 0.011547 | #N/A | #N/A | #N/A | #N/A | 0 | 0 | 0 | 0 | 0 | 0.069283 | #N/A | #N/A | 88 | #N/A | #N/A | #N/A | 3.849e-05% | 1 | 50% | 0% | 0% | 0% | 8.2745 | 0 | 0 | 0 | 8.2745 | #N/A
2007-04-29 13:00 | 4 | 29 | 13 | 119.5002 | 2845 | 53.06 | 37.94 | 1008 | 53.06 | 0 | 11.3172 | Cooling | 1.8862 | #N/A | #N/A | #N/A | #N/A | 0 | 0 | 0 | 0 | 0 | 11.3172 | #N/A | #N/A | 88 | #N/A | #N/A | #N/A | 0.006287% | 1 | 50% | 0% | 0% | 0% | 8.2745 | 0 | 0 | 0 | 8.2745 | #N/A
2007-04-29 14:00 | 4 | 29 | 14 | 119.5418 | 2846 | 53.06 | 39.92 | 1008 | 53.06 | 0 | 34.8518 | Cooling | 5.8086 | #N/A | #N/A | #N/A | #N/A | 0 | 0 | 0 | 0 | 0 | 34.8518 | #N/A | #N/A | 88 | #N/A | #N/A | #N/A | 0.01936% | 1 | 50% | 0% | 0% | 0% | 8.2745 | 0 | 0 | 0 | 8.2745 | #N/A
2007-04-29 15:00 | 4 | 29 | 15 | 119.5835 | 2847 | 51.08 | 37.94 | 1008 | 51.08 | 0 | 82.3135 | Cooling | 13.7189 | #N/A | #N/A | #N/A | #N/A | 0 | 0 | 0 | 0 | 0 | 82.3135 | #N/A | #N/A | 88 | #N/A | #N/A | #N/A | 0.04573% | 1 | 50% | 0% | 0% | 0% | 8.2745 | 0 | 0 | 0 | 8.2745 | #N/A
2007-04-29 16:00 | 4 | 29 | 16 | 119.6252 | 2848 | 48.02 | 35.96 | 1007 | 48.02 | 0 | 179.1071 | Cooling | 29.8512 | #N/A | #N/A | #N/A | #N/A | 0 | 0 | 0 | 0 | 0 | 179.1071 | #N/A | #N/A | 88 | #N/A | #N/A | #N/A | 0.0995% | 1 | 50% | 0% | 0% | 0% | 8.2745 | 0 | 0 | 0 | 8.2745 | #N/A
2007-04-29 17:00 | 4 | 29 | 17 | 119.6668 | 2849 | 48.02 | 33.98 | 1007 | 48.02 | 0 | 150.975 | Cooling | 25.1625 | #N/A | #N/A | #N/A | #N/A | 0 | 0 | 0 | 0 | 0 | 150.975 | #N/A | #N/A | 88 | #N/A | #N/A | #N/A | 0.08387% | 1 | 50% | 0% | 0% | 0% | 8.2745 | 0 | 0 | 0 | 8.2745 | #N/A
2007-04-29 18:00 | 4 | 29 | 18 | 119.7085 | 2850 | 46.04 | 35.06 | 1007 | 46.04 | 0 | 12.0674 | Cooling | 2.0112 | #N/A | #N/A | #N/A | #N/A | 0 | 0 | 0 | 0 | 0 | 12.0674 | #N/A | #N/A | 88 | #N/A | #N/A | #N/A | 0.006704% | 1 | 50% | 0% | 0% | 0% | 8.2745 | 0 | 0 | 0 | 8.2745 | #N/A
2007-04-29 19:00 | 4 | 29 | 19 | 119.7502 | 2851 | 44.06 | 33.98 | 1006 | 44.06 | 0 | 2.607 | Cooling | 0.4345 | #N/A | #N/A | #N/A | #N/A | 0 | 0 | 0 | 0 | 0 | 2.607 | #N/A | #N/A | 88 | #N/A | #N/A | #N/A | 0.001448% | 1 | 50% | 0% | 0% | 0% | 8.2745 | 0 | 0 | 0 | 8.2745 | #N/A
2007-04-29 20:00 | 4 | 29 | 20 | 119.7918 | 2852 | 44.06 | 33.08 | 1006 | 44.06 | 0 | 0.011015 | Cooling | 0.0018359 | #N/A | #N/A | #N/A | #N/A | 0 | 0 | 0 | 0 | 0 | 0.011015 | #N/A | #N/A | 88 | #N/A | #N/A | #N/A | 6.12e-06% | 1 | 50% | 0% | 0% | 0% | 8.2745 | 0 | 0 | 0 | 8.2745 | #N/A
2007-04-29 21:00 | 4 | 29 | 21 | 119.8335 | 2853 | 42.98 | 35.06 | 1006 | 42.98 | 0 | 0.0092249 | Cooling | 0.0015375 | #N/A | #N/A | #N/A | #N/A | 0 | 0 | 0 | 0 | 0 | 0.0092249 | #N/A | #N/A | 88 | #N/A | #N/A | #N/A | 5.125e-06% | 1 | 50% | 0% | 0% | 0% | 8.2745 | 0 | 0 | 0 | 8.2745 | #N/A
2007-04-29 22:00 | 4 | 29 | 22 | 119.8752 | 2854 | 42.08 | 35.06 | 1006 | 42.08 | 0 | 0 | Cooling | 0 | #N/A | #N/A | #N/A | #N/A | 0 | 0 | 0 | 0 | 0 | 0 | #N/A | #N/A | 88 | 88 | 0 | #N/A | 0% | 1 | 50% | 0% | 0% | 0% | 8.2745 | 0 | 0 | 0 | 8.2745 | #N/A
2007-04-29 23:00 | 4 | 29 | 23 | 119.9168 | 2855 | 42.08 | 37.94 | 1006 | 42.08 | 0 | 0 | Cooling | 0 | #N/A | #N/A | #N/A | #N/A | 0 | 0 | 0 | 0 | 0 | 0 | #N/A | #N/A | 88 | 88 | 0 | #N/A | 0% | 1 | 50% | 0% | 0% | 0% | 8.2745 | 0 | 0 | 0 | 8.2745 | #N/A
2007-04-30 | 4 | 30 | 0 | 119.9585 | 2856 | 41 | 37.04 | 1005 | 41 | 0 | 0 | Cooling | 0 | #N/A | #N/A | #N/A | #N/A | 0 | 0 | 0 | 0 | 0 | 0 | #N/A | #N/A | 88 | 88 | 0 | #N/A | 0% | 1 | 50% | 0% | 0% | 0% | 8.2745 | 0 | 0 | 0 | 8.2745 | #N/A
2007-04-30 01:00 | 4 | 30 | 1 | 120.0002 | 2857 | 41 | 37.04 | 1005 | 41 | 0 | 0 | Cooling | 0 | #N/A | #N/A | #N/A | #N/A | 0 | 0 | 0 | 0 | 0 | 0 | #N/A | #N/A | 88 | 88 | 0 | #N/A | 0% | 1 | 50% | 0% | 0% | 0% | 8.2745 | 0 | 0 | 0 | 8.2745 | #N/A
2007-04-30 02:00 | 4 | 30 | 2 | 120.0418 | 2858 | 41 | 37.94 | 1005 | 41 | 0 | 0 | Cooling | 0 | #N/A | #N/A | #N/A | #N/A | 0 | 0 | 0 | 0 | 0 | 0 | #N/A | #N/A | 88 | 88 | 0 | #N/A | 0% | 1 | 50% | 0% | 0% | 0% | 8.2745 | 0 | 0 | 0 | 8.2745 | #N/A
2007-04-30 03:00 | 4 | 30 | 3 | 120.0835 | 2859 | 41 | 37.94 | 1005 | 41 | 0 | 0 | Cooling | 0 | #N/A | #N/A | #N/A | #N/A | 0 | 0 | 0 | 0 | 0 | 0 | #N/A | #N/A | 88 | 88 | 0 | #N/A | 0% | 1 | 50% | 0% | 0% | 0% | 8.2745 | 0 | 0 | 0 | 8.2745 | #N/A
2007-04-30 04:00 | 4 | 30 | 4 | 120.1252 | 2860 | 39.92 | 37.94 | 1005 | 39.92 | 0 | 0 | Cooling | 0 | #N/A | #N/A | #N/A | #N/A | 0 | 0 | 0 | 0 | 0 | 0 | #N/A | #N/A | 88 | 88 | 0 | #N/A | 0% | 1 | 50% | 0% | 0% | 0% | 8.2745 | 0 | 0 | 0 | 8.2745 | #N/A
2007-04-30 05:00 | 4 | 30 | 5 | 120.1668 | 2861 | 39.92 | 35.96 | 1005 | 39.92 | 0 | 0 | Cooling | 0 | #N/A | #N/A | #N/A | #N/A | 0 | 0 | 0 | 0 | 0 | 0 | #N/A | #N/A | 88 | 88 | 0 | #N/A | 0% | 1 | 50% | 0% | 0% | 0% | 8.2745 | 0 | 0 | 0 | 8.2745 | #N/A
2007-04-30 06:00 | 4 | 30 | 6 | 120.2085 | 2862 | 41 | 37.94 | 1005 | 41 | 70.3708 | 0 | Heating | 9.3828 | #N/A | #N/A | #N/A | #N/A | 70.3708 | #N/A | #N/A | 3.8033 | #N/A | 0 | 0 | 0 | 0 | 0 | 0 | 0 | 0.03128% | 1 | 50% | 0% | 0% | 0% | 8.2745 | 0 | 0 | 0 | 8.2745 | #N/A
2007-04-30 07:00 | 4 | 30 | 7 | 120.2502 | 2863 | 42.08 | 41 | 1006 | 42.08 | 3.8067 | 0 | Heating | 0.50756 | #N/A | #N/A | #N/A | #N/A | 3.8067 | #N/A | #N/A | 3.8759 | #N/A | 0 | 0 | 0 | 0 | 0 | 0 | 0 | 0.001692% | 1 | 50% | 0% | 0% | 0% | 8.2745 | 0 | 0 | 0 | 8.2745 | #N/A
2007-04-30 08:00 | 4 | 30 | 8 | 120.2918 | 2864 | 42.08 | 44.06 | 1005 | 42.08 | 0 | 23.5042 | Cooling | 3.9174 | #N/A | #N/A | #N/A | #N/A | 0 | 0 | 0 | 0 | 0 | 23.5042 | #N/A | #N/A | 88 | #N/A | #N/A | #N/A | 0.01306% | 1 | 50% | 0% | 0% | 0% | 8.2745 | 0 | 0 | 0 | 8.2745 | #N/A
2007-04-30 09:00 | 4 | 30 | 9 | 120.3335 | 2865 | 42.98 | 42.98 | 1005 | 42.98 | 0 | 202.9079 | Cooling | 33.818 | #N/A | #N/A | #N/A | #N/A | 0 | 0 | 0 | 0 | 0 | 202.9079 | #N/A | #N/A | 88 | #N/A | #N/A | #N/A | 0.1127% | 1 | 50% | 0% | 0% | 0% | 8.2745 | 0 | 0 | 0 | 8.2745 | #N/A
2007-04-30 10:00 | 4 | 30 | 10 | 120.3752 | 2866 | 44.06 | 42.98 | 1004 | 44.06 | 0 | 343.6508 | Cooling | 57.2751 | #N/A | #N/A | #N/A | #N/A | 0 | 0 | 0 | 0 | 0 | 343.6508 | #N/A | #N/A | 88 | #N/A | #N/A | #N/A | 0.1909% | 1 | 50% | 0% | 0% | 0% | 8.2745 | 0 | 0 | 0 | 8.2745 | #N/A
2007-04-30 11:00 | 4 | 30 | 11 | 120.4168 | 2867 | 44.06 | 41 | 1003 | 44.06 | 0 | 552.9337 | Cooling | 92.1556 | #N/A | #N/A | #N/A | #N/A | 0 | 0 | 0 | 0 | 0 | 552.9337 | #N/A | #N/A | 88 | #N/A | #N/A | #N/A | 0.3072% | 1 | 50% | 0% | 0% | 0% | 8.2745 | 0 | 0 | 0 | 8.2745 | #N/A
2007-04-30 12:00 | 4 | 30 | 12 | 120.4585 | 2868 | 44.06 | 41 | 1002 | 44.06 | 0 | 639.8383 | Cooling | 106.6397 | #N/A | #N/A | #N/A | #N/A | 0 | 0 | 0 | 0 | 0 | 639.8383 | #N/A | #N/A | 88 | #N/A | #N/A | #N/A | 0.3555% | 1 | 50% | 0% | 0% | 0% | 8.2745 | 0 | 0 | 0 | 8.2745 | #N/A
2007-04-30 13:00 | 4 | 30 | 13 | 120.5002 | 2869 | 44.96 | 39.92 | 1001 | 44.96 | 0 | 971.6807 | Cooling | 161.9468 | #N/A | #N/A | #N/A | #N/A | 0 | 0 | 0 | 0 | 0 | 971.6807 | #N/A | #N/A | 88 | #N/A | #N/A | #N/A | 0.5398% | 1 | 50% | 0% | 0% | 0% | 8.2745 | 0 | 0 | 0 | 8.2745 | #N/A
2007-04-30 14:00 | 4 | 30 | 14 | 120.5418 | 2870 | 44.96 | 42.08 | 1000 | 44.96 | 0 | 1175.1333 | Cooling | 195.8555 | #N/A | #N/A | #N/A | #N/A | 0 | 0 | 0 | 0 | 0 | 1175.1333 | #N/A | #N/A | 88 | #N/A | #N/A | #N/A | 0.6529% | 1 | 50% | 0% | 0% | 0% | 8.2745 | 0 | 0 | 0 | 8.2745 | #N/A
2007-04-30 15:00 | 4 | 30 | 15 | 120.5835 | 2871 | 44.96 | 42.98 | 999 | 44.96 | 0 | 1255.333 | Cooling | 209.2222 | #N/A | #N/A | #N/A | #N/A | 0 | 0 | 0 | 0 | 0 | 1255.333 | #N/A | #N/A | 88 | #N/A | #N/A | #N/A | 0.6974% | 1 | 50% | 0% | 0% | 0% | 8.2745 | 0 | 0 | 0 | 8.2745 | #N/A
2007-04-30 16:00 | 4 | 30 | 16 | 120.6252 | 2872 | 44.6 | 42.08 | 999 | 44.6 | 0 | 1350.1832 | Cooling | 225.0305 | #N/A | #N/A | #N/A | #N/A | 0 | 0 | 0 | 0 | 0 | 1350.1832 | #N/A | #N/A | 88 | #N/A | #N/A | #N/A | 0.7501% | 1 | 50% | 0% | 0% | 0% | 8.2745 | 0 | 0 | 0 | 8.2745 | #N/A
2007-04-30 17:00 | 4 | 30 | 17 | 120.6668 | 2873 | 44.96 | 44.06 | 999 | 44.96 | 0 | 1323.1153 | Cooling | 220.5192 | #N/A | #N/A | #N/A | #N/A | 0 | 0 | 0 | 0 | 0 | 1323.1153 | #N/A | #N/A | 88 | #N/A | #N/A | #N/A | 0.7351% | 1 | 50% | 0% | 0% | 0% | 8.2745 | 0 | 0 | 0 | 8.2745 | #N/A
2007-04-30 18:00 | 4 | 30 | 18 | 120.7085 | 2874 | 46.04 | 42.98 | 999 | 46.04 | 0 | 980.783 | Cooling | 163.4638 | #N/A | #N/A | #N/A | #N/A | 0 | 0 | 0 | 0 | 0 | 980.783 | #N/A | #N/A | 88 | #N/A | #N/A | #N/A | 0.5449% | 1 | 50% | 0% | 0% | 0% | 8.2745 | 0 | 0 | 0 | 8.2745 | #N/A
2007-04-30 19:00 | 4 | 30 | 19 | 120.7502 | 2875 | 46.58 | 42.08 | 999 | 46.58 | 0 | 616.0682 | Cooling | 102.678 | #N/A | #N/A | #N/A | #N/A | 0 | 0 | 0 | 0 | 0 | 616.0682 | #N/A | #N/A | 88 | #N/A | #N/A | #N/A | 0.3423% | 1 | 50% | 0% | 0% | 0% | 8.2745 | 0 | 0 | 0 | 8.2745 | #N/A
2007-04-30 20:00 | 4 | 30 | 20 | 120.7918 | 2876 | 46.76 | 41 | 999 | 46.76 | 0 | 382.0467 | Cooling | 63.6744 | #N/A | #N/A | #N/A | #N/A | 0 | 0 | 0 | 0 | 0 | 382.0467 | #N/A | #N/A | 88 | #N/A | #N/A | #N/A | 0.2122% | 1 | 50% | 0% | 0% | 0% | 8.2745 | 0 | 0 | 0 | 8.2745 | #N/A
2007-04-30 21:00 | 4 | 30 | 21 | 120.8335 | 2877 | 47.3 | 41 | 999 | 47.3 | 0 | 173.1919 | Cooling | 28.8653 | #N/A | #N/A | #N/A | #N/A | 0 | 0 | 0 | 0 | 0 | 173.1919 | #N/A | #N/A | 88 | #N/A | #N/A | #N/A | 0.09622% | 1 | 50% | 0% | 0% | 0% | 8.2745 | 0 | 0 | 0 | 8.2745 | #N/A
2007-04-30 22:00 | 4 | 30 | 22 | 120.8752 | 2878 | 47.48 | 40.82 | 999 | 47.48 | 0 | 0 | Cooling | 0 | #N/A | #N/A | #N/A | #N/A | 0 | 0 | 0 | 0 | 0 | 0 | #N/A | #N/A | 88 | 88 | 0 | #N/A | 0% | 1 | 50% | 0% | 0% | 0% | 8.2745 | 0 | 0 | 0 | 8.2745 | #N/A
2007-04-30 23:00 | 4 | 30 | 23 | 120.9168 | 2879 | 47.84 | 40.64 | 999 | 47.84 | 0 | 0 | Cooling | 0 | #N/A | #N/A | #N/A | #N/A | 0 | 0 | 0 | 0 | 0 | 0 | #N/A | #N/A | 88 | 88 | 0 | #N/A | 0% | 1 | 50% | 0% | 0% | 0% | 8.2745 | 0 | 0 | 0 | 8.2745 | #N/A
2007-05-01 | 5 | 1 | 0 | 120.9585 | 2880 | 48.56 | 40.46 | 999 | 48.56 | 0 | 0 | Cooling | 0 | #N/A | #N/A | #N/A | #N/A | 0 | 0 | 0 | 0 | 0 | 0 | #N/A | #N/A | 88 | 88 | 0 | #N/A | 0% | 1 | 50% | 0% | 0% | 0% | 8.2745 | 0 | 0 | 0 | 8.2745 | #N/A
2007-05-01 01:00 | 5 | 1 | 1 | 121.0002 | 2881 | 48.56 | 40.46 | 999 | 48.56 | 0 | 0 | Cooling | 0 | #N/A | #N/A | #N/A | #N/A | 0 | 0 | 0 | 0 | 0 | 0 | #N/A | #N/A | 88 | 88 | 0 | #N/A | 0% | 1 | 50% | 0% | 0% | 0% | 8.2745 | 0 | 0 | 0 | 8.2745 | #N/A
2007-05-01 02:00 | 5 | 1 | 2 | 121.0418 | 2882 | 48.2 | 40.28 | 999 | 48.2 | 0 | 0 | Cooling | 0 | #N/A | #N/A | #N/A | #N/A | 0 | 0 | 0 | 0 | 0 | 0 | #N/A | #N/A | 88 | 88 | 0 | #N/A | 0% | 1 | 50% | 0% | 0% | 0% | 8.2745 | 0 | 0 | 0 | 8.2745 | #N/A
2007-05-01 03:00 | 5 | 1 | 3 | 121.0835 | 2883 | 48.2 | 40.1 | 999 | 48.2 | 0 | 0.0001091 | Cooling | 1.8183e-05 | #N/A | #N/A | #N/A | #N/A | 0 | 0 | 0 | 0 | 0 | 0.0001091 | #N/A | #N/A | 88 | #N/A | #N/A | #N/A | 6.061e-08% | 1 | 50% | 0% | 0% | 0% | 8.2745 | 0 | 0 | 0 | 8.2745 | #N/A
2007-05-01 04:00 | 5 | 1 | 4 | 121.1252 | 2884 | 48.02 | 39.92 | 999 | 48.02 | 0 | 0.0013975 | Cooling | 0.00023292 | #N/A | #N/A | #N/A | #N/A | 0 | 0 | 0 | 0 | 0 | 0.0013975 | #N/A | #N/A | 88 | #N/A | #N/A | #N/A | 7.764e-07% | 1 | 50% | 0% | 0% | 0% | 8.2745 | 0 | 0 | 0 | 8.2745 | #N/A
2007-05-01 05:00 | 5 | 1 | 5 | 121.1668 | 2885 | 48.2 | 41 | 999 | 48.2 | 0 | 0.003195 | Cooling | 0.0005325 | #N/A | #N/A | #N/A | #N/A | 0 | 0 | 0 | 0 | 0 | 0.003195 | #N/A | #N/A | 88 | #N/A | #N/A | #N/A | 1.775e-06% | 1 | 50% | 0% | 0% | 0% | 8.2745 | 0 | 0 | 0 | 8.2745 | #N/A
2007-05-01 06:00 | 5 | 1 | 6 | 121.2085 | 2886 | 50.36 | 42.98 | 1001 | 50.36 | 0 | 0.0020711 | Cooling | 0.00034519 | #N/A | #N/A | #N/A | #N/A | 0 | 0 | 0 | 0 | 0 | 0.0020711 | #N/A | #N/A | 88 | #N/A | #N/A | #N/A | 1.151e-06% | 1 | 50% | 0% | 0% | 0% | 8.2745 | 0 | 0 | 0 | 8.2745 | #N/A
2007-05-01 07:00 | 5 | 1 | 7 | 121.2502 | 2887 | 48.92 | 44.96 | 1002 | 48.92 | 0 | 0 | Cooling | 0 | #N/A | #N/A | #N/A | #N/A | 0 | 0 | 0 | 0 | 0 | 0 | #N/A | #N/A | 88 | 88 | 0 | #N/A | 0% | 1 | 50% | 0% | 0% | 0% | 8.2745 | 0 | 0 | 0 | 8.2745 | #N/A
2007-05-01 08:00 | 5 | 1 | 8 | 121.2918 | 2888 | 48.92 | 41 | 1003 | 48.92 | 0 | 35.4815 | Cooling | 5.9136 | #N/A | #N/A | #N/A | #N/A | 0 | 0 | 0 | 0 | 0 | 35.4815 | #N/A | #N/A | 88 | #N/A | #N/A | #N/A | 0.01971% | 1 | 50% | 0% | 0% | 0% | 8.2745 | 0 | 0 | 0 | 8.2745 | #N/A
2007-05-01 09:00 | 5 | 1 | 9 | 121.3335 | 2889 | 55.94 | 41 | 1004 | 55.94 | 0 | 50.0924 | Cooling | 8.3487 | #N/A | #N/A | #N/A | #N/A | 0 | 0 | 0 | 0 | 0 | 50.0924 | #N/A | #N/A | 88 | #N/A | #N/A | #N/A | 0.02783% | 1 | 50% | 0% | 0% | 0% | 8.2745 | 0 | 0 | 0 | 8.2745 | #N/A
2007-05-01 10:00 | 5 | 1 | 10 | 121.3752 | 2890 | 57.92 | 42.08 | 1005 | 57.92 | 0 | 3.6607 | Cooling | 0.61012 | #N/A | #N/A | #N/A | #N/A | 0 | 0 | 0 | 0 | 0 | 3.6607 | #N/A | #N/A | 88 | #N/A | #N/A | #N/A | 0.002034% | 1 | 50% | 0% | 0% | 0% | 8.2745 | 0 | 0 | 0 | 8.2745 | #N/A
2007-05-01 11:00 | 5 | 1 | 11 | 121.4168 | 2891 | 57.92 | 44.06 | 1005 | 57.92 | 0 | 0.029185 | Cooling | 0.0048641 | #N/A | #N/A | #N/A | #N/A | 0 | 0 | 0 | 0 | 0 | 0.029185 | #N/A | #N/A | 88 | #N/A | #N/A | #N/A | 1.621e-05% | 1 | 50% | 0% | 0% | 0% | 8.2745 | 0 | 0 | 0 | 8.2745 | #N/A
2007-05-01 12:00 | 5 | 1 | 12 | 121.4585 | 2892 | 66.02 | 44.96 | 1005 | 66.02 | 0 | 3.2625 | Cooling | 0.54375 | #N/A | #N/A | #N/A | #N/A | 0 | 0 | 0 | 0 | 0 | 3.2625 | #N/A | #N/A | 88 | #N/A | #N/A | #N/A | 0.001813% | 1 | 50% | 0% | 0% | 0% | 8.2745 | 0 | 0 | 0 | 8.2745 | #N/A
2007-05-01 13:00 | 5 | 1 | 13 | 121.5002 | 2893 | 68 | 39.92 | 1005 | 68 | 0 | 40.4238 | Cooling | 6.7373 | #N/A | #N/A | #N/A | #N/A | 0 | 0 | 0 | 0 | 0 | 40.4238 | #N/A | #N/A | 88 | #N/A | #N/A | #N/A | 0.02246% | 1 | 50% | 0% | 0% | 0% | 8.2745 | 0 | 0 | 0 | 8.2745 | #N/A
2007-05-01 14:00 | 5 | 1 | 14 | 121.5418 | 2894 | 68 | 37.04 | 1005 | 68 | 0 | 139.3726 | Cooling | 23.2288 | #N/A | #N/A | #N/A | #N/A | 0 | 0 | 0 | 0 | 0 | 139.3726 | #N/A | #N/A | 88 | #N/A | #N/A | #N/A | 0.07743% | 1 | 50% | 0% | 0% | 0% | 8.2745 | 0 | 0 | 0 | 8.2745 | #N/A
2007-05-01 15:00 | 5 | 1 | 15 | 121.5835 | 2895 | 69.08 | 42.08 | 1004 | 69.08 | 0 | 253.0968 | Cooling | 42.1828 | #N/A | #N/A | #N/A | #N/A | 0 | 0 | 0 | 0 | 0 | 253.0968 | #N/A | #N/A | 88 | #N/A | #N/A | #N/A | 0.1406% | 1 | 50% | 0% | 0% | 0% | 8.2745 | 0 | 0 | 0 | 8.2745 | #N/A
2007-05-01 16:00 | 5 | 1 | 16 | 121.6252 | 2896 | 66.92 | 39.02 | 1004 | 66.92 | 0 | 259.5073 | Cooling | 43.2512 | #N/A | #N/A | #N/A | #N/A | 0 | 0 | 0 | 0 | 0 | 259.5073 | #N/A | #N/A | 88 | #N/A | #N/A | #N/A | 0.1442% | 1 | 50% | 0% | 0% | 0% | 8.2745 | 0 | 0 | 0 | 8.2745 | #N/A
2007-05-01 17:00 | 5 | 1 | 17 | 121.6668 | 2897 | 66.92 | 35.96 | 1004 | 66.92 | 0 | 185.8833 | Cooling | 30.9806 | #N/A | #N/A | #N/A | #N/A | 0 | 0 | 0 | 0 | 0 | 185.8833 | #N/A | #N/A | 88 | #N/A | #N/A | #N/A | 0.1033% | 1 | 50% | 0% | 0% | 0% | 8.2745 | 0 | 0 | 0 | 8.2745 | #N/A
2007-05-01 18:00 | 5 | 1 | 18 | 121.7085 | 2898 | 62.06 | 33.98 | 1004 | 62.06 | 0 | 136.8176 | Cooling | 22.8029 | #N/A | #N/A | #N/A | #N/A | 0 | 0 | 0 | 0 | 0 | 136.8176 | #N/A | #N/A | 88 | #N/A | #N/A | #N/A | 0.07601% | 1 | 50% | 0% | 0% | 0% | 8.2745 | 0 | 0 | 0 | 8.2745 | #N/A
2007-05-01 19:00 | 5 | 1 | 19 | 121.7502 | 2899 | 60.08 | 33.98 | 1004 | 60.08 | 0 | 54.3033 | Cooling | 9.0506 | #N/A | #N/A | #N/A | #N/A | 0 | 0 | 0 | 0 | 0 | 54.3033 | #N/A | #N/A | 88 | #N/A | #N/A | #N/A | 0.03017% | 1 | 50% | 0% | 0% | 0% | 8.2745 | 0 | 0 | 0 | 8.2745 | #N/A
2007-05-01 20:00 | 5 | 1 | 20 | 121.7918 | 2900 | 60.08 | 33.98 | 1005 | 60.08 | 0 | 0.023837 | Cooling | 0.0039728 | #N/A | #N/A | #N/A | #N/A | 0 | 0 | 0 | 0 | 0 | 0.023837 | #N/A | #N/A | 88 | #N/A | #N/A | #N/A | 1.324e-05% | 1 | 50% | 0% | 0% | 0% | 8.2745 | 0 | 0 | 0 | 8.2745 | #N/A
2007-05-01 21:00 | 5 | 1 | 21 | 121.8335 | 2901 | 55.04 | 33.98 | 1006 | 55.04 | 0 | 0.029702 | Cooling | 0.0049504 | #N/A | #N/A | #N/A | #N/A | 0 | 0 | 0 | 0 | 0 | 0.029702 | #N/A | #N/A | 88 | #N/A | #N/A | #N/A | 1.65e-05% | 1 | 50% | 0% | 0% | 0% | 8.2745 | 0 | 0 | 0 | 8.2745 | #N/A
2007-05-01 22:00 | 5 | 1 | 22 | 121.8752 | 2902 | 53.96 | 33.08 | 1006 | 53.96 | 0 | 0.0072005 | Cooling | 0.0012001 | #N/A | #N/A | #N/A | #N/A | 0 | 0 | 0 | 0 | 0 | 0.0072005 | #N/A | #N/A | 88 | #N/A | #N/A | #N/A | 4e-06% | 1 | 50% | 0% | 0% | 0% | 8.2745 | 0 | 0 | 0 | 8.2745 | #N/A
2007-05-01 23:00 | 5 | 1 | 23 | 121.9168 | 2903 | 53.96 | 33.98 | 1006 | 53.96 | 0 | 0.013857 | Cooling | 0.0023095 | #N/A | #N/A | #N/A | #N/A | 0 | 0 | 0 | 0 | 0 | 0.013857 | #N/A | #N/A | 88 | #N/A | #N/A | #N/A | 7.698e-06% | 1 | 50% | 0% | 0% | 0% | 8.2745 | 0 | 0 | 0 | 8.2745 | #N/A
2007-05-02 | 5 | 2 | 0 | 121.9585 | 2904 | 51.08 | 35.06 | 1006 | 51.08 | 0 | 0.0066186 | Cooling | 0.0011031 | #N/A | #N/A | #N/A | #N/A | 0 | 0 | 0 | 0 | 0 | 0.0066186 | #N/A | #N/A | 88 | #N/A | #N/A | #N/A | 3.677e-06% | 1 | 50% | 0% | 0% | 0% | 8.2745 | 0 | 0 | 0 | 8.2745 | #N/A
2007-05-02 01:00 | 5 | 2 | 1 | 122.0002 | 2905 | 50 | 35.06 | 1006 | 50 | 0 | 0.0027448 | Cooling | 0.00045746 | #N/A | #N/A | #N/A | #N/A | 0 | 0 | 0 | 0 | 0 | 0.0027448 | #N/A | #N/A | 88 | #N/A | #N/A | #N/A | 1.525e-06% | 1 | 50% | 0% | 0% | 0% | 8.2745 | 0 | 0 | 0 | 8.2745 | #N/A
2007-05-02 02:00 | 5 | 2 | 2 | 122.0418 | 2906 | 50 | 35.96 | 1006 | 50 | 0 | 0.00028746 | Cooling | 4.7911e-05 | #N/A | #N/A | #N/A | #N/A | 0 | 0 | 0 | 0 | 0 | 0.00028746 | #N/A | #N/A | 88 | #N/A | #N/A | #N/A | 1.597e-07% | 1 | 50% | 0% | 0% | 0% | 8.2745 | 0 | 0 | 0 | 8.2745 | #N/A
2007-05-02 03:00 | 5 | 2 | 3 | 122.0835 | 2907 | 44.96 | 37.04 | 1006 | 44.96 | 0 | 0 | Cooling | 0 | #N/A | #N/A | #N/A | #N/A | 0 | 0 | 0 | 0 | 0 | 0 | #N/A | #N/A | 88 | 88 | 0 | #N/A | 0% | 1 | 50% | 0% | 0% | 0% | 8.2745 | 0 | 0 | 0 | 8.2745 | #N/A
2007-05-02 04:00 | 5 | 2 | 4 | 122.1252 | 2908 | 42.08 | 37.04 | 1006 | 42.08 | 0 | 0 | Cooling | 0 | #N/A | #N/A | #N/A | #N/A | 0 | 0 | 0 | 0 | 0 | 0 | #N/A | #N/A | 88 | 88 | 0 | #N/A | 0% | 1 | 50% | 0% | 0% | 0% | 8.2745 | 0 | 0 | 0 | 8.2745 | #N/A
2007-05-02 05:00 | 5 | 2 | 5 | 122.1668 | 2909 | 42.08 | 35.96 | 1006 | 42.08 | 0 | 0 | Cooling | 0 | #N/A | #N/A | #N/A | #N/A | 0 | 0 | 0 | 0 | 0 | 0 | #N/A | #N/A | 88 | 88 | 0 | #N/A | 0% | 1 | 50% | 0% | 0% | 0% | 8.2745 | 0 | 0 | 0 | 8.2745 | #N/A
2007-05-02 06:00 | 5 | 2 | 6 | 122.2085 | 2910 | 44.06 | 33.98 | 1006 | 44.06 | 9.2376 | 0 | Heating | 1.2317 | #N/A | #N/A | #N/A | #N/A | 9.2376 | #N/A | #N/A | 4.0174 | #N/A | 0 | 0 | 0 | 0 | 0 | 0 | 0 | 0.004106% | 1 | 50% | 0% | 0% | 0% | 8.2745 | 0 | 0 | 0 | 8.2745 | #N/A
2007-05-02 07:00 | 5 | 2 | 7 | 122.2502 | 2911 | 51.08 | 35.06 | 1007 | 51.08 | 0 | 0.063755 | Cooling | 0.010626 | #N/A | #N/A | #N/A | #N/A | 0 | 0 | 0 | 0 | 0 | 0.063755 | #N/A | #N/A | 88 | #N/A | #N/A | #N/A | 3.542e-05% | 1 | 50% | 0% | 0% | 0% | 8.2745 | 0 | 0 | 0 | 8.2745 | #N/A
2007-05-02 08:00 | 5 | 2 | 8 | 122.2918 | 2912 | 51.08 | 37.04 | 1007 | 51.08 | 0 | 0.0078412 | Cooling | 0.0013069 | #N/A | #N/A | #N/A | #N/A | 0 | 0 | 0 | 0 | 0 | 0.0078412 | #N/A | #N/A | 88 | #N/A | #N/A | #N/A | 4.356e-06% | 1 | 50% | 0% | 0% | 0% | 8.2745 | 0 | 0 | 0 | 8.2745 | #N/A
2007-05-02 09:00 | 5 | 2 | 9 | 122.3335 | 2913 | 53.96 | 35.96 | 1007 | 53.96 | 0 | 18.3611 | Cooling | 3.0602 | #N/A | #N/A | #N/A | #N/A | 0 | 0 | 0 | 0 | 0 | 18.3611 | #N/A | #N/A | 88 | #N/A | #N/A | #N/A | 0.0102% | 1 | 50% | 0% | 0% | 0% | 8.2745 | 0 | 0 | 0 | 8.2745 | #N/A
2007-05-02 10:00 | 5 | 2 | 10 | 122.3752 | 2914 | 55.04 | 39.92 | 1007 | 55.04 | 0 | 113.5352 | Cooling | 18.9225 | #N/A | #N/A | #N/A | #N/A | 0 | 0 | 0 | 0 | 0 | 113.5352 | #N/A | #N/A | 88 | #N/A | #N/A | #N/A | 0.06308% | 1 | 50% | 0% | 0% | 0% | 8.2745 | 0 | 0 | 0 | 8.2745 | #N/A
2007-05-02 11:00 | 5 | 2 | 11 | 122.4168 | 2915 | 55.04 | 37.04 | 1006 | 55.04 | 0 | 223.2783 | Cooling | 37.213 | #N/A | #N/A | #N/A | #N/A | 0 | 0 | 0 | 0 | 0 | 223.2783 | #N/A | #N/A | 88 | #N/A | #N/A | #N/A | 0.124% | 1 | 50% | 0% | 0% | 0% | 8.2745 | 0 | 0 | 0 | 8.2745 | #N/A
2007-05-02 12:00 | 5 | 2 | 12 | 122.4585 | 2916 | 60.08 | 35.96 | 1005 | 60.08 | 0 | 273.0089 | Cooling | 45.5015 | #N/A | #N/A | #N/A | #N/A | 0 | 0 | 0 | 0 | 0 | 273.0089 | #N/A | #N/A | 88 | #N/A | #N/A | #N/A | 0.1517% | 1 | 50% | 0% | 0% | 0% | 8.2745 | 0 | 0 | 0 | 8.2745 | #N/A
2007-05-02 13:00 | 5 | 2 | 13 | 122.5002 | 2917 | 60.08 | 35.06 | 1005 | 60.08 | 0 | 354.0846 | Cooling | 59.0141 | #N/A | #N/A | #N/A | #N/A | 0 | 0 | 0 | 0 | 0 | 354.0846 | #N/A | #N/A | 88 | #N/A | #N/A | #N/A | 0.1967% | 1 | 50% | 0% | 0% | 0% | 8.2745 | 0 | 0 | 0 | 8.2745 | #N/A
2007-05-02 14:00 | 5 | 2 | 14 | 122.5418 | 2918 | 60.08 | 35.06 | 1005 | 60.08 | 0 | 402.4811 | Cooling | 67.0802 | #N/A | #N/A | #N/A | #N/A | 0 | 0 | 0 | 0 | 0 | 402.4811 | #N/A | #N/A | 88 | #N/A | #N/A | #N/A | 0.2236% | 1 | 50% | 0% | 0% | 0% | 8.2745 | 0 | 0 | 0 | 8.2745 | #N/A
2007-05-02 15:00 | 5 | 2 | 15 | 122.5835 | 2919 | 60.08 | 33.98 | 1004 | 60.08 | 0 | 392.4465 | Cooling | 65.4078 | #N/A | #N/A | #N/A | #N/A | 0 | 0 | 0 | 0 | 0 | 392.4465 | #N/A | #N/A | 88 | #N/A | #N/A | #N/A | 0.218% | 1 | 50% | 0% | 0% | 0% | 8.2745 | 0 | 0 | 0 | 8.2745 | #N/A
2007-05-02 16:00 | 5 | 2 | 16 | 122.6252 | 2920 | 60.08 | 32 | 1004 | 60.08 | 0 | 377.2533 | Cooling | 62.8756 | #N/A | #N/A | #N/A | #N/A | 0 | 0 | 0 | 0 | 0 | 377.2533 | #N/A | #N/A | 88 | #N/A | #N/A | #N/A | 0.2096% | 1 | 50% | 0% | 0% | 0% | 8.2745 | 0 | 0 | 0 | 8.2745 | #N/A
2007-05-02 17:00 | 5 | 2 | 17 | 122.6668 | 2921 | 60.08 | 30.92 | 1003 | 60.08 | 0 | 346.9943 | Cooling | 57.8324 | #N/A | #N/A | #N/A | #N/A | 0 | 0 | 0 | 0 | 0 | 346.9943 | #N/A | #N/A | 88 | #N/A | #N/A | #N/A | 0.1928% | 1 | 50% | 0% | 0% | 0% | 8.2745 | 0 | 0 | 0 | 8.2745 | #N/A
2007-05-02 18:00 | 5 | 2 | 18 | 122.7085 | 2922 | 57.02 | 30.92 | 1003 | 57.02 | 0 | 297.8109 | Cooling | 49.6351 | #N/A | #N/A | #N/A | #N/A | 0 | 0 | 0 | 0 | 0 | 297.8109 | #N/A | #N/A | 88 | #N/A | #N/A | #N/A | 0.1655% | 1 | 50% | 0% | 0% | 0% | 8.2745 | 0 | 0 | 0 | 8.2745 | #N/A
2007-05-02 19:00 | 5 | 2 | 19 | 122.7502 | 2923 | 55.94 | 33.98 | 1003 | 55.94 | 0 | 168.8451 | Cooling | 28.1408 | #N/A | #N/A | #N/A | #N/A | 0 | 0 | 0 | 0 | 0 | 168.8451 | #N/A | #N/A | 88 | #N/A | #N/A | #N/A | 0.0938% | 1 | 50% | 0% | 0% | 0% | 8.2745 | 0 | 0 | 0 | 8.2745 | #N/A
2007-05-02 20:00 | 5 | 2 | 20 | 122.7918 | 2924 | 55.94 | 33.98 | 1003 | 55.94 | 0 | 35.6601 | Cooling | 5.9433 | #N/A | #N/A | #N/A | #N/A | 0 | 0 | 0 | 0 | 0 | 35.6601 | #N/A | #N/A | 88 | #N/A | #N/A | #N/A | 0.01981% | 1 | 50% | 0% | 0% | 0% | 8.2745 | 0 | 0 | 0 | 8.2745 | #N/A
2007-05-02 21:00 | 5 | 2 | 21 | 122.8335 | 2925 | 51.08 | 33.98 | 1003 | 51.08 | 0 | 0.00080698 | Cooling | 0.0001345 | #N/A | #N/A | #N/A | #N/A | 0 | 0 | 0 | 0 | 0 | 0.00080698 | #N/A | #N/A | 88 | #N/A | #N/A | #N/A | 4.483e-07% | 1 | 50% | 0% | 0% | 0% | 8.2745 | 0 | 0 | 0 | 8.2745 | #N/A
2007-05-02 22:00 | 5 | 2 | 22 | 122.8752 | 2926 | 50 | 35.96 | 1003 | 50 | 0 | 0 | Cooling | 0 | #N/A | #N/A | #N/A | #N/A | 0 | 0 | 0 | 0 | 0 | 0 | #N/A | #N/A | 88 | 88 | 0 | #N/A | 0% | 1 | 50% | 0% | 0% | 0% | 8.2745 | 0 | 0 | 0 | 8.2745 | #N/A
2007-05-02 23:00 | 5 | 2 | 23 | 122.9168 | 2927 | 50 | 37.94 | 1003 | 50 | 0 | 0 | Cooling | 0 | #N/A | #N/A | #N/A | #N/A | 0 | 0 | 0 | 0 | 0 | 0 | #N/A | #N/A | 88 | 88 | 0 | #N/A | 0% | 1 | 50% | 0% | 0% | 0% | 8.2745 | 0 | 0 | 0 | 8.2745 | #N/A
2007-05-03 | 5 | 3 | 0 | 122.9585 | 2928 | 50 | 37.94 | 1003 | 50 | 0 | 0 | Cooling | 0 | #N/A | #N/A | #N/A | #N/A | 0 | 0 | 0 | 0 | 0 | 0 | #N/A | #N/A | 88 | 88 | 0 | #N/A | 0% | 1 | 50% | 0% | 0% | 0% | 8.2745 | 0 | 0 | 0 | 8.2745 | #N/A
2007-05-03 01:00 | 5 | 3 | 1 | 123.0002 | 2929 | 48.92 | 35.96 | 1003 | 48.92 | 0 | 0.001491 | Cooling | 0.0002485 | #N/A | #N/A | #N/A | #N/A | 0 | 0 | 0 | 0 | 0 | 0.001491 | #N/A | #N/A | 88 | #N/A | #N/A | #N/A | 8.283e-07% | 1 | 50% | 0% | 0% | 0% | 8.2745 | 0 | 0 | 0 | 8.2745 | #N/A
2007-05-03 02:00 | 5 | 3 | 2 | 123.0418 | 2930 | 48.92 | 33.08 | 1002 | 48.92 | 0 | 0.016699 | Cooling | 0.0027832 | #N/A | #N/A | #N/A | #N/A | 0 | 0 | 0 | 0 | 0 | 0.016699 | #N/A | #N/A | 88 | #N/A | #N/A | #N/A | 9.277e-06% | 1 | 50% | 0% | 0% | 0% | 8.2745 | 0 | 0 | 0 | 8.2745 | #N/A
2007-05-03 03:00 | 5 | 3 | 3 | 123.0835 | 2931 | 50 | 33.98 | 1002 | 50 | 0 | 0.018328 | Cooling | 0.0030547 | #N/A | #N/A | #N/A | #N/A | 0 | 0 | 0 | 0 | 0 | 0.018328 | #N/A | #N/A | 88 | #N/A | #N/A | #N/A | 1.018e-05% | 1 | 50% | 0% | 0% | 0% | 8.2745 | 0 | 0 | 0 | 8.2745 | #N/A
2007-05-03 04:00 | 5 | 3 | 4 | 123.1252 | 2932 | 50 | 33.98 | 1002 | 50 | 0 | 0.014579 | Cooling | 0.0024299 | #N/A | #N/A | #N/A | #N/A | 0 | 0 | 0 | 0 | 0 | 0.014579 | #N/A | #N/A | 88 | #N/A | #N/A | #N/A | 8.1e-06% | 1 | 50% | 0% | 0% | 0% | 8.2745 | 0 | 0 | 0 | 8.2745 | #N/A
2007-05-03 05:00 | 5 | 3 | 5 | 123.1668 | 2933 | 50 | 35.96 | 1002 | 50 | 0 | 0.0057476 | Cooling | 0.00095793 | #N/A | #N/A | #N/A | #N/A | 0 | 0 | 0 | 0 | 0 | 0.0057476 | #N/A | #N/A | 88 | #N/A | #N/A | #N/A | 3.193e-06% | 1 | 50% | 0% | 0% | 0% | 8.2745 | 0 | 0 | 0 | 8.2745 | #N/A
2007-05-03 06:00 | 5 | 3 | 6 | 123.2085 | 2934 | 50 | 33.98 | 1003 | 50 | 3.1148 | 0 | Heating | 0.41531 | #N/A | #N/A | #N/A | #N/A | 3.1148 | #N/A | #N/A | 4.5134 | #N/A | 0 | 0 | 0 | 0 | 0 | 0 | 0 | 0.001384% | 1 | 50% | 0% | 0% | 0% | 8.2745 | 0 | 0 | 0 | 8.2745 | #N/A
2007-05-03 07:00 | 5 | 3 | 7 | 123.2502 | 2935 | 51.08 | 37.94 | 1003 | 51.08 | 0 | 0.0071762 | Cooling | 0.001196 | #N/A | #N/A | #N/A | #N/A | 0 | 0 | 0 | 0 | 0 | 0.0071762 | #N/A | #N/A | 88 | #N/A | #N/A | #N/A | 3.987e-06% | 1 | 50% | 0% | 0% | 0% | 8.2745 | 0 | 0 | 0 | 8.2745 | #N/A
2007-05-03 08:00 | 5 | 3 | 8 | 123.2918 | 2936 | 51.08 | 37.04 | 1003 | 51.08 | 0 | 0.011551 | Cooling | 0.0019251 | #N/A | #N/A | #N/A | #N/A | 0 | 0 | 0 | 0 | 0 | 0.011551 | #N/A | #N/A | 88 | #N/A | #N/A | #N/A | 6.417e-06% | 1 | 50% | 0% | 0% | 0% | 8.2745 | 0 | 0 | 0 | 8.2745 | #N/A
2007-05-03 09:00 | 5 | 3 | 9 | 123.3335 | 2937 | 55.94 | 37.04 | 1004 | 55.94 | 0 | 0.033408 | Cooling | 0.005568 | #N/A | #N/A | #N/A | #N/A | 0 | 0 | 0 | 0 | 0 | 0.033408 | #N/A | #N/A | 88 | #N/A | #N/A | #N/A | 1.856e-05% | 1 | 50% | 0% | 0% | 0% | 8.2745 | 0 | 0 | 0 | 8.2745 | #N/A
2007-05-03 10:00 | 5 | 3 | 10 | 123.3752 | 2938 | 60.98 | 37.94 | 1004 | 60.98 | 0 | 60.8905 | Cooling | 10.1484 | #N/A | #N/A | #N/A | #N/A | 0 | 0 | 0 | 0 | 0 | 60.8905 | #N/A | #N/A | 88 | #N/A | #N/A | #N/A | 0.03383% | 1 | 50% | 0% | 0% | 0% | 8.2745 | 0 | 0 | 0 | 8.2745 | #N/A
2007-05-03 11:00 | 5 | 3 | 11 | 123.4168 | 2939 | 60.98 | 37.94 | 1004 | 60.98 | 0 | 210.1716 | Cooling | 35.0286 | #N/A | #N/A | #N/A | #N/A | 0 | 0 | 0 | 0 | 0 | 210.1716 | #N/A | #N/A | 88 | #N/A | #N/A | #N/A | 0.1168% | 1 | 50% | 0% | 0% | 0% | 8.2745 | 0 | 0 | 0 | 8.2745 | #N/A
2007-05-03 12:00 | 5 | 3 | 12 | 123.4585 | 2940 | 62.96 | 37.94 | 1003 | 62.96 | 0 | 310.8499 | Cooling | 51.8083 | #N/A | #N/A | #N/A | #N/A | 0 | 0 | 0 | 0 | 0 | 310.8499 | #N/A | #N/A | 88 | #N/A | #N/A | #N/A | 0.1727% | 1 | 50% | 0% | 0% | 0% | 8.2745 | 0 | 0 | 0 | 8.2745 | #N/A
2007-05-03 13:00 | 5 | 3 | 13 | 123.5002 | 2941 | 62.96 | 37.94 | 1003 | 62.96 | 0 | 371.0393 | Cooling | 61.8399 | #N/A | #N/A | #N/A | #N/A | 0 | 0 | 0 | 0 | 0 | 371.0393 | #N/A | #N/A | 88 | #N/A | #N/A | #N/A | 0.2061% | 1 | 50% | 0% | 0% | 0% | 8.2745 | 0 | 0 | 0 | 8.2745 | #N/A
2007-05-03 14:00 | 5 | 3 | 14 | 123.5418 | 2942 | 62.96 | 33.98 | 1002 | 62.96 | 0 | 376.1114 | Cooling | 62.6852 | #N/A | #N/A | #N/A | #N/A | 0 | 0 | 0 | 0 | 0 | 376.1114 | #N/A | #N/A | 88 | #N/A | #N/A | #N/A | 0.209% | 1 | 50% | 0% | 0% | 0% | 8.2745 | 0 | 0 | 0 | 8.2745 | #N/A
2007-05-03 15:00 | 5 | 3 | 15 | 123.5835 | 2943 | 64.04 | 28.94 | 1002 | 64.04 | 0 | 345.9647 | Cooling | 57.6608 | #N/A | #N/A | #N/A | #N/A | 0 | 0 | 0 | 0 | 0 | 345.9647 | #N/A | #N/A | 88 | #N/A | #N/A | #N/A | 0.1922% | 1 | 50% | 0% | 0% | 0% | 8.2745 | 0 | 0 | 0 | 8.2745 | #N/A
2007-05-03 16:00 | 5 | 3 | 16 | 123.6252 | 2944 | 60.08 | 28.04 | 1002 | 60.08 | 0 | 328.7029 | Cooling | 54.7838 | #N/A | #N/A | #N/A | #N/A | 0 | 0 | 0 | 0 | 0 | 328.7029 | #N/A | #N/A | 88 | #N/A | #N/A | #N/A | 0.1826% | 1 | 50% | 0% | 0% | 0% | 8.2745 | 0 | 0 | 0 | 8.2745 | #N/A
2007-05-03 17:00 | 5 | 3 | 17 | 123.6668 | 2945 | 60.08 | 26.06 | 1002 | 60.08 | 0 | 303.5122 | Cooling | 50.5854 | #N/A | #N/A | #N/A | #N/A | 0 | 0 | 0 | 0 | 0 | 303.5122 | #N/A | #N/A | 88 | #N/A | #N/A | #N/A | 0.1686% | 1 | 50% | 0% | 0% | 0% | 8.2745 | 0 | 0 | 0 | 8.2745 | #N/A
2007-05-03 18:00 | 5 | 3 | 18 | 123.7085 | 2946 | 55.94 | 24.98 | 1002 | 55.94 | 0 | 191.7392 | Cooling | 31.9565 | #N/A | #N/A | #N/A | #N/A | 0 | 0 | 0 | 0 | 0 | 191.7392 | #N/A | #N/A | 88 | #N/A | #N/A | #N/A | 0.1065% | 1 | 50% | 0% | 0% | 0% | 8.2745 | 0 | 0 | 0 | 8.2745 | #N/A
2007-05-03 19:00 | 5 | 3 | 19 | 123.7502 | 2947 | 53.96 | 24.08 | 1002 | 53.96 | 0 | 55.9766 | Cooling | 9.3294 | #N/A | #N/A | #N/A | #N/A | 0 | 0 | 0 | 0 | 0 | 55.9766 | #N/A | #N/A | 88 | #N/A | #N/A | #N/A | 0.0311% | 1 | 50% | 0% | 0% | 0% | 8.2745 | 0 | 0 | 0 | 8.2745 | #N/A
2007-05-03 20:00 | 5 | 3 | 20 | 123.7918 | 2948 | 53.96 | 28.04 | 1003 | 53.96 | 0 | 0.0042964 | Cooling | 0.00071606 | #N/A | #N/A | #N/A | #N/A | 0 | 0 | 0 | 0 | 0 | 0.0042964 | #N/A | #N/A | 88 | #N/A | #N/A | #N/A | 2.387e-06% | 1 | 50% | 0% | 0% | 0% | 8.2745 | 0 | 0 | 0 | 8.2745 | #N/A
2007-05-03 21:00 | 5 | 3 | 21 | 123.8335 | 2949 | 50 | 28.04 | 1004 | 50 | 0 | 0.0012157 | Cooling | 0.00020261 | #N/A | #N/A | #N/A | #N/A | 0 | 0 | 0 | 0 | 0 | 0.0012157 | #N/A | #N/A | 88 | #N/A | #N/A | #N/A | 6.754e-07% | 1 | 50% | 0% | 0% | 0% | 8.2745 | 0 | 0 | 0 | 8.2745 | #N/A
2007-05-03 22:00 | 5 | 3 | 22 | 123.8752 | 2950 | 50 | 28.04 | 1004 | 50 | 0 | 0.0049198 | Cooling | 0.00081997 | #N/A | #N/A | #N/A | #N/A | 0 | 0 | 0 | 0 | 0 | 0.0049198 | #N/A | #N/A | 88 | #N/A | #N/A | #N/A | 2.733e-06% | 1 | 50% | 0% | 0% | 0% | 8.2745 | 0 | 0 | 0 | 8.2745 | #N/A
2007-05-03 23:00 | 5 | 3 | 23 | 123.9168 | 2951 | 50 | 28.94 | 1004 | 50 | 0 | 0.0078499 | Cooling | 0.0013083 | #N/A | #N/A | #N/A | #N/A | 0 | 0 | 0 | 0 | 0 | 0.0078499 | #N/A | #N/A | 88 | #N/A | #N/A | #N/A | 4.361e-06% | 1 | 50% | 0% | 0% | 0% | 8.2745 | 0 | 0 | 0 | 8.2745 | #N/A
2007-05-04 | 5 | 4 | 0 | 123.9585 | 2952 | 50 | 28.04 | 1004 | 50 | 0 | 0.010738 | Cooling | 0.0017897 | #N/A | #N/A | #N/A | #N/A | 0 | 0 | 0 | 0 | 0 | 0.010738 | #N/A | #N/A | 88 | #N/A | #N/A | #N/A | 5.966e-06% | 1 | 50% | 0% | 0% | 0% | 8.2745 | 0 | 0 | 0 | 8.2745 | #N/A
2007-05-04 01:00 | 5 | 4 | 1 | 124.0002 | 2953 | 48.92 | 30.02 | 1004 | 48.92 | 0 | 0.0032227 | Cooling | 0.00053712 | #N/A | #N/A | #N/A | #N/A | 0 | 0 | 0 | 0 | 0 | 0.0032227 | #N/A | #N/A | 88 | #N/A | #N/A | #N/A | 1.79e-06% | 1 | 50% | 0% | 0% | 0% | 8.2745 | 0 | 0 | 0 | 8.2745 | #N/A
2007-05-04 02:00 | 5 | 4 | 2 | 124.0418 | 2954 | 48.92 | 28.94 | 1003 | 48.92 | 0 | 0.0018148 | Cooling | 0.00030247 | #N/A | #N/A | #N/A | #N/A | 0 | 0 | 0 | 0 | 0 | 0.0018148 | #N/A | #N/A | 88 | #N/A | #N/A | #N/A | 1.008e-06% | 1 | 50% | 0% | 0% | 0% | 8.2745 | 0 | 0 | 0 | 8.2745 | #N/A
2007-05-04 03:00 | 5 | 4 | 3 | 124.0835 | 2955 | 46.94 | 28.04 | 1003 | 46.94 | 0 | 0.0082707 | Cooling | 0.0013784 | #N/A | #N/A | #N/A | #N/A | 0 | 0 | 0 | 0 | 0 | 0.0082707 | #N/A | #N/A | 88 | #N/A | #N/A | #N/A | 4.595e-06% | 1 | 50% | 0% | 0% | 0% | 8.2745 | 0 | 0 | 0 | 8.2745 | #N/A
2007-05-04 04:00 | 5 | 4 | 4 | 124.1252 | 2956 | 48.92 | 28.94 | 1003 | 48.92 | 0 | 0.0057857 | Cooling | 0.00096428 | #N/A | #N/A | #N/A | #N/A | 0 | 0 | 0 | 0 | 0 | 0.0057857 | #N/A | #N/A | 88 | #N/A | #N/A | #N/A | 3.214e-06% | 1 | 50% | 0% | 0% | 0% | 8.2745 | 0 | 0 | 0 | 8.2745 | #N/A
2007-05-04 05:00 | 5 | 4 | 5 | 124.1668 | 2957 | 48.92 | 26.06 | 1003 | 48.92 | 0 | 0.021553 | Cooling | 0.0035922 | #N/A | #N/A | #N/A | #N/A | 0 | 0 | 0 | 0 | 0 | 0.021553 | #N/A | #N/A | 88 | #N/A | #N/A | #N/A | 1.197e-05% | 1 | 50% | 0% | 0% | 0% | 8.2745 | 0 | 0 | 0 | 8.2745 | #N/A
2007-05-04 06:00 | 5 | 4 | 6 | 124.2085 | 2958 | 48.92 | 28.04 | 1003 | 48.92 | 46.359 | 0 | Heating | 6.1812 | #N/A | #N/A | #N/A | #N/A | 46.359 | #N/A | #N/A | 4.4149 | #N/A | 0 | 0 | 0 | 0 | 0 | 0 | 0 | 0.0206% | 1 | 50% | 0% | 0% | 0% | 8.2745 | 0 | 0 | 0 | 8.2745 | #N/A
2007-05-04 07:00 | 5 | 4 | 7 | 124.2502 | 2959 | 50 | 26.06 | 1003 | 50 | 0.068623 | 0 | Heating | 0.0091497 | #N/A | #N/A | #N/A | #N/A | 0.068623 | #N/A | #N/A | 4.5134 | #N/A | 0 | 0 | 0 | 0 | 0 | 0 | 0 | 3.05e-05% | 1 | 50% | 0% | 0% | 0% | 8.2745 | 0 | 0 | 0 | 8.2745 | #N/A
2007-05-04 08:00 | 5 | 4 | 8 | 124.2918 | 2960 | 50 | 26.06 | 1003 | 50 | 0 | 3.4116 | Cooling | 0.5686 | #N/A | #N/A | #N/A | #N/A | 0 | 0 | 0 | 0 | 0 | 3.4116 | #N/A | #N/A | 88 | #N/A | #N/A | #N/A | 0.001895% | 1 | 50% | 0% | 0% | 0% | 8.2745 | 0 | 0 | 0 | 8.2745 | #N/A
2007-05-04 09:00 | 5 | 4 | 9 | 124.3335 | 2961 | 50 | 28.94 | 1004 | 50 | 0 | 34.7552 | Cooling | 5.7925 | #N/A | #N/A | #N/A | #N/A | 0 | 0 | 0 | 0 | 0 | 34.7552 | #N/A | #N/A | 88 | #N/A | #N/A | #N/A | 0.01931% | 1 | 50% | 0% | 0% | 0% | 8.2745 | 0 | 0 | 0 | 8.2745 | #N/A
2007-05-04 10:00 | 5 | 4 | 10 | 124.3752 | 2962 | 50 | 30.92 | 1003 | 50 | 0 | 14.693 | Cooling | 2.4488 | #N/A | #N/A | #N/A | #N/A | 0 | 0 | 0 | 0 | 0 | 14.693 | #N/A | #N/A | 88 | #N/A | #N/A | #N/A | 0.008163% | 1 | 50% | 0% | 0% | 0% | 8.2745 | 0 | 0 | 0 | 8.2745 | #N/A
2007-05-04 11:00 | 5 | 4 | 11 | 124.4168 | 2963 | 50 | 30.92 | 1003 | 50 | 0 | 92.8907 | Cooling | 15.4818 | #N/A | #N/A | #N/A | #N/A | 0 | 0 | 0 | 0 | 0 | 92.8907 | #N/A | #N/A | 88 | #N/A | #N/A | #N/A | 0.05161% | 1 | 50% | 0% | 0% | 0% | 8.2745 | 0 | 0 | 0 | 8.2745 | #N/A
2007-05-04 12:00 | 5 | 4 | 12 | 124.4585 | 2964 | 53.06 | 30.02 | 1002 | 53.06 | 0 | 197.2953 | Cooling | 32.8825 | #N/A | #N/A | #N/A | #N/A | 0 | 0 | 0 | 0 | 0 | 197.2953 | #N/A | #N/A | 88 | #N/A | #N/A | #N/A | 0.1096% | 1 | 50% | 0% | 0% | 0% | 8.2745 | 0 | 0 | 0 | 8.2745 | #N/A
2007-05-04 13:00 | 5 | 4 | 13 | 124.5002 | 2965 | 53.06 | 30.92 | 1002 | 53.06 | 0 | 255.7832 | Cooling | 42.6305 | #N/A | #N/A | #N/A | #N/A | 0 | 0 | 0 | 0 | 0 | 255.7832 | #N/A | #N/A | 88 | #N/A | #N/A | #N/A | 0.1421% | 1 | 50% | 0% | 0% | 0% | 8.2745 | 0 | 0 | 0 | 8.2745 | #N/A
2007-05-04 14:00 | 5 | 4 | 14 | 124.5418 | 2966 | 53.06 | 30.92 | 1002 | 53.06 | 0 | 164.9956 | Cooling | 27.4993 | #N/A | #N/A | #N/A | #N/A | 0 | 0 | 0 | 0 | 0 | 164.9956 | #N/A | #N/A | 88 | #N/A | #N/A | #N/A | 0.09166% | 1 | 50% | 0% | 0% | 0% | 8.2745 | 0 | 0 | 0 | 8.2745 | #N/A
2007-05-04 15:00 | 5 | 4 | 15 | 124.5835 | 2967 | 50 | 30.92 | 1002 | 50 | 0 | 167.8875 | Cooling | 27.9812 | #N/A | #N/A | #N/A | #N/A | 0 | 0 | 0 | 0 | 0 | 167.8875 | #N/A | #N/A | 88 | #N/A | #N/A | #N/A | 0.09327% | 1 | 50% | 0% | 0% | 0% | 8.2745 | 0 | 0 | 0 | 8.2745 | #N/A
2007-05-04 16:00 | 5 | 4 | 16 | 124.6252 | 2968 | 50 | 30.92 | 1001 | 50 | 0 | 244.6229 | Cooling | 40.7705 | #N/A | #N/A | #N/A | #N/A | 0 | 0 | 0 | 0 | 0 | 244.6229 | #N/A | #N/A | 88 | #N/A | #N/A | #N/A | 0.1359% | 1 | 50% | 0% | 0% | 0% | 8.2745 | 0 | 0 | 0 | 8.2745 | #N/A
2007-05-04 17:00 | 5 | 4 | 17 | 124.6668 | 2969 | 50 | 30.92 | 1001 | 50 | 0 | 157.6893 | Cooling | 26.2815 | #N/A | #N/A | #N/A | #N/A | 0 | 0 | 0 | 0 | 0 | 157.6893 | #N/A | #N/A | 88 | #N/A | #N/A | #N/A | 0.08761% | 1 | 50% | 0% | 0% | 0% | 8.2745 | 0 | 0 | 0 | 8.2745 | #N/A
2007-05-04 18:00 | 5 | 4 | 18 | 124.7085 | 2970 | 51.08 | 30.92 | 1001 | 51.08 | 0 | 0 | Cooling | 0 | #N/A | #N/A | #N/A | #N/A | 0 | 0 | 0 | 0 | 0 | 0 | #N/A | #N/A | 88 | 88 | 0 | #N/A | 0% | 1 | 50% | 0% | 0% | 0% | 8.2745 | 0 | 0 | 0 | 8.2745 | #N/A
2007-05-04 19:00 | 5 | 4 | 19 | 124.7502 | 2971 | 50 | 33.08 | 1001 | 50 | 0 | 0 | Cooling | 0 | #N/A | #N/A | #N/A | #N/A | 0 | 0 | 0 | 0 | 0 | 0 | #N/A | #N/A | 88 | 88 | 0 | #N/A | 0% | 1 | 50% | 0% | 0% | 0% | 8.2745 | 0 | 0 | 0 | 8.2745 | #N/A
2007-05-04 20:00 | 5 | 4 | 20 | 124.7918 | 2972 | 50 | 33.08 | 1001 | 50 | 0 | 0 | Cooling | 0 | #N/A | #N/A | #N/A | #N/A | 0 | 0 | 0 | 0 | 0 | 0 | #N/A | #N/A | 88 | 88 | 0 | #N/A | 0% | 1 | 50% | 0% | 0% | 0% | 8.2745 | 0 | 0 | 0 | 8.2745 | #N/A
2007-05-04 21:00 | 5 | 4 | 21 | 124.8335 | 2973 | 48.02 | 41 | 1003 | 48.02 | 0 | 0 | Cooling | 0 | #N/A | #N/A | #N/A | #N/A | 0 | 0 | 0 | 0 | 0 | 0 | #N/A | #N/A | 88 | 88 | 0 | #N/A | 0% | 1 | 50% | 0% | 0% | 0% | 8.2745 | 0 | 0 | 0 | 8.2745 | #N/A
2007-05-04 22:00 | 5 | 4 | 22 | 124.8752 | 2974 | 48.02 | 46.04 | 1002 | 48.02 | 0 | 0 | Cooling | 0 | #N/A | #N/A | #N/A | #N/A | 0 | 0 | 0 | 0 | 0 | 0 | #N/A | #N/A | 88 | 88 | 0 | #N/A | 0% | 1 | 50% | 0% | 0% | 0% | 8.2745 | 0 | 0 | 0 | 8.2745 | #N/A
2007-05-04 23:00 | 5 | 4 | 23 | 124.9168 | 2975 | 48.02 | 46.04 | 1002 | 48.02 | 0 | 0 | Cooling | 0 | #N/A | #N/A | #N/A | #N/A | 0 | 0 | 0 | 0 | 0 | 0 | #N/A | #N/A | 88 | 88 | 0 | #N/A | 0% | 1 | 50% | 0% | 0% | 0% | 8.2745 | 0 | 0 | 0 | 8.2745 | #N/A
2007-05-05 | 5 | 5 | 0 | 124.9585 | 2976 | 48.02 | 48.92 | 1002 | 48.02 | 0 | 0 | Cooling | 0 | #N/A | #N/A | #N/A | #N/A | 0 | 0 | 0 | 0 | 0 | 0 | #N/A | #N/A | 88 | 88 | 0 | #N/A | 0% | 1 | 50% | 0% | 0% | 0% | 8.2745 | 0 | 0 | 0 | 8.2745 | #N/A
2007-05-05 01:00 | 5 | 5 | 1 | 125.0002 | 2977 | 46.94 | 48.92 | 1001 | 46.94 | 0 | 0 | Cooling | 0 | #N/A | #N/A | #N/A | #N/A | 0 | 0 | 0 | 0 | 0 | 0 | #N/A | #N/A | 88 | 88 | 0 | #N/A | 0% | 1 | 50% | 0% | 0% | 0% | 8.2745 | 0 | 0 | 0 | 8.2745 | #N/A
2007-05-05 02:00 | 5 | 5 | 2 | 125.0418 | 2978 | 46.94 | 50 | 1001 | 46.94 | 0 | 0 | Cooling | 0 | #N/A | #N/A | #N/A | #N/A | 0 | 0 | 0 | 0 | 0 | 0 | #N/A | #N/A | 88 | 88 | 0 | #N/A | 0% | 1 | 50% | 0% | 0% | 0% | 8.2745 | 0 | 0 | 0 | 8.2745 | #N/A
2007-05-05 03:00 | 5 | 5 | 3 | 125.0835 | 2979 | 46.94 | 51.08 | 1000 | 46.94 | 0 | 0 | Cooling | 0 | #N/A | #N/A | #N/A | #N/A | 0 | 0 | 0 | 0 | 0 | 0 | #N/A | #N/A | 88 | 88 | 0 | #N/A | 0% | 1 | 50% | 0% | 0% | 0% | 8.2745 | 0 | 0 | 0 | 8.2745 | #N/A
2007-05-05 04:00 | 5 | 5 | 4 | 125.1252 | 2980 | 46.94 | 51.08 | 1000 | 46.94 | 0 | 0 | Cooling | 0 | #N/A | #N/A | #N/A | #N/A | 0 | 0 | 0 | 0 | 0 | 0 | #N/A | #N/A | 88 | 88 | 0 | #N/A | 0% | 1 | 50% | 0% | 0% | 0% | 8.2745 | 0 | 0 | 0 | 8.2745 | #N/A
2007-05-05 05:00 | 5 | 5 | 5 | 125.1668 | 2981 | 46.94 | 51.08 | 998 | 46.94 | 0 | 0.051307 | Cooling | 0.0085512 | #N/A | #N/A | #N/A | #N/A | 0 | 0 | 0 | 0 | 0 | 0.051307 | #N/A | #N/A | 88 | #N/A | #N/A | #N/A | 2.85e-05% | 1 | 50% | 0% | 0% | 0% | 8.2745 | 0 | 0 | 0 | 8.2745 | #N/A
2007-05-05 06:00 | 5 | 5 | 6 | 125.2085 | 2982 | 46.04 | 51.08 | 998 | 46.04 | 0 | 2.7365 | Cooling | 0.45609 | #N/A | #N/A | #N/A | #N/A | 0 | 0 | 0 | 0 | 0 | 2.7365 | #N/A | #N/A | 88 | #N/A | #N/A | #N/A | 0.00152% | 1 | 50% | 0% | 0% | 0% | 8.2745 | 0 | 0 | 0 | 8.2745 | #N/A
2007-05-05 07:00 | 5 | 5 | 7 | 125.2502 | 2983 | 46.94 | 50 | 997 | 46.94 | 0 | 5.0092 | Cooling | 0.83487 | #N/A | #N/A | #N/A | #N/A | 0 | 0 | 0 | 0 | 0 | 5.0092 | #N/A | #N/A | 88 | #N/A | #N/A | #N/A | 0.002783% | 1 | 50% | 0% | 0% | 0% | 8.2745 | 0 | 0 | 0 | 8.2745 | #N/A
2007-05-05 08:00 | 5 | 5 | 8 | 125.2918 | 2984 | 46.94 | 46.94 | 996 | 46.94 | 0 | 0 | Cooling | 0 | #N/A | #N/A | #N/A | #N/A | 0 | 0 | 0 | 0 | 0 | 0 | #N/A | #N/A | 88 | 88 | 0 | #N/A | 0% | 1 | 50% | 0% | 0% | 0% | 8.2745 | 0 | 0 | 0 | 8.2745 | #N/A
2007-05-05 09:00 | 5 | 5 | 9 | 125.3335 | 2985 | 48.92 | 44.06 | 996 | 48.92 | 0 | 0 | Cooling | 0 | #N/A | #N/A | #N/A | #N/A | 0 | 0 | 0 | 0 | 0 | 0 | #N/A | #N/A | 88 | 88 | 0 | #N/A | 0% | 1 | 50% | 0% | 0% | 0% | 8.2745 | 0 | 0 | 0 | 8.2745 | #N/A
2007-05-05 10:00 | 5 | 5 | 10 | 125.3752 | 2986 | 51.98 | 44.96 | 995 | 51.98 | 0 | 0 | Cooling | 0 | #N/A | #N/A | #N/A | #N/A | 0 | 0 | 0 | 0 | 0 | 0 | #N/A | #N/A | 88 | 88 | 0 | #N/A | 0% | 1 | 50% | 0% | 0% | 0% | 8.2745 | 0 | 0 | 0 | 8.2745 | #N/A
2007-05-05 11:00 | 5 | 5 | 11 | 125.4168 | 2987 | 51.98 | 44.96 | 995 | 51.98 | 0 | 0 | Cooling | 0 | #N/A | #N/A | #N/A | #N/A | 0 | 0 | 0 | 0 | 0 | 0 | #N/A | #N/A | 88 | 88 | 0 | #N/A | 0% | 1 | 50% | 0% | 0% | 0% | 8.2745 | 0 | 0 | 0 | 8.2745 | #N/A
2007-05-05 12:00 | 5 | 5 | 12 | 125.4585 | 2988 | 57.02 | 48.02 | 995 | 57.02 | 0 | 0 | Cooling | 0 | #N/A | #N/A | #N/A | #N/A | 0 | 0 | 0 | 0 | 0 | 0 | #N/A | #N/A | 88 | 88 | 0 | #N/A | 0% | 1 | 50% | 0% | 0% | 0% | 8.2745 | 0 | 0 | 0 | 8.2745 | #N/A
2007-05-05 13:00 | 5 | 5 | 13 | 125.5002 | 2989 | 60.08 | 48.02 | 995 | 60.08 | 0 | 0 | Cooling | 0 | #N/A | #N/A | #N/A | #N/A | 0 | 0 | 0 | 0 | 0 | 0 | #N/A | #N/A | 88 | 88 | 0 | #N/A | 0% | 1 | 50% | 0% | 0% | 0% | 8.2745 | 0 | 0 | 0 | 8.2745 | #N/A
2007-05-05 14:00 | 5 | 5 | 14 | 125.5418 | 2990 | 60.08 | 53.96 | 994 | 60.08 | 0 | 0 | Cooling | 0 | #N/A | #N/A | #N/A | #N/A | 0 | 0 | 0 | 0 | 0 | 0 | #N/A | #N/A | 88 | 88 | 0 | #N/A | 0% | 1 | 50% | 0% | 0% | 0% | 8.2745 | 0 | 0 | 0 | 8.2745 | #N/A
2007-05-05 15:00 | 5 | 5 | 15 | 125.5835 | 2991 | 62.06 | 55.94 | 994 | 62.06 | 0 | 0 | Cooling | 0 | #N/A | #N/A | #N/A | #N/A | 0 | 0 | 0 | 0 | 0 | 0 | #N/A | #N/A | 88 | 88 | 0 | #N/A | 0% | 1 | 50% | 0% | 0% | 0% | 8.2745 | 0 | 0 | 0 | 8.2745 | #N/A
2007-05-05 16:00 | 5 | 5 | 16 | 125.6252 | 2992 | 62.06 | 57.92 | 994 | 62.06 | 0 | 27.196 | Cooling | 4.5327 | #N/A | #N/A | #N/A | #N/A | 0 | 0 | 0 | 0 | 0 | 27.196 | #N/A | #N/A | 88 | #N/A | #N/A | #N/A | 0.01511% | 1 | 50% | 0% | 0% | 0% | 8.2745 | 0 | 0 | 0 | 8.2745 | #N/A
2007-05-05 17:00 | 5 | 5 | 17 | 125.6668 | 2993 | 62.06 | 57.02 | 993 | 62.06 | 0 | 50.1795 | Cooling | 8.3632 | #N/A | #N/A | #N/A | #N/A | 0 | 0 | 0 | 0 | 0 | 50.1795 | #N/A | #N/A | 88 | #N/A | #N/A | #N/A | 0.02788% | 1 | 50% | 0% | 0% | 0% | 8.2745 | 0 | 0 | 0 | 8.2745 | #N/A
2007-05-05 18:00 | 5 | 5 | 18 | 125.7085 | 2994 | 57.92 | 57.92 | 994 | 57.92 | 0 | 52.8955 | Cooling | 8.8159 | #N/A | #N/A | #N/A | #N/A | 0 | 0 | 0 | 0 | 0 | 52.8955 | #N/A | #N/A | 88 | #N/A | #N/A | #N/A | 0.02939% | 1 | 50% | 0% | 0% | 0% | 8.2745 | 0 | 0 | 0 | 8.2745 | #N/A
2007-05-05 19:00 | 5 | 5 | 19 | 125.7502 | 2995 | 55.94 | 57.92 | 994 | 55.94 | 0 | 35.4085 | Cooling | 5.9014 | #N/A | #N/A | #N/A | #N/A | 0 | 0 | 0 | 0 | 0 | 35.4085 | #N/A | #N/A | 88 | #N/A | #N/A | #N/A | 0.01967% | 1 | 50% | 0% | 0% | 0% | 8.2745 | 0 | 0 | 0 | 8.2745 | #N/A
2007-05-05 20:00 | 5 | 5 | 20 | 125.7918 | 2996 | 55.94 | 57.92 | 995 | 55.94 | 0 | 35.0088 | Cooling | 5.8348 | #N/A | #N/A | #N/A | #N/A | 0 | 0 | 0 | 0 | 0 | 35.0088 | #N/A | #N/A | 88 | #N/A | #N/A | #N/A | 0.01945% | 1 | 50% | 0% | 0% | 0% | 8.2745 | 0 | 0 | 0 | 8.2745 | #N/A
2007-05-05 21:00 | 5 | 5 | 21 | 125.8335 | 2997 | 55.04 | 57.02 | 995 | 55.04 | 0 | 12.2356 | Cooling | 2.0393 | #N/A | #N/A | #N/A | #N/A | 0 | 0 | 0 | 0 | 0 | 12.2356 | #N/A | #N/A | 88 | #N/A | #N/A | #N/A | 0.006798% | 1 | 50% | 0% | 0% | 0% | 8.2745 | 0 | 0 | 0 | 8.2745 | #N/A
2007-05-05 22:00 | 5 | 5 | 22 | 125.8752 | 2998 | 51.98 | 55.94 | 995 | 51.98 | 0 | 0 | Cooling | 0 | #N/A | #N/A | #N/A | #N/A | 0 | 0 | 0 | 0 | 0 | 0 | #N/A | #N/A | 88 | 88 | 0 | #N/A | 0% | 1 | 50% | 0% | 0% | 0% | 8.2745 | 0 | 0 | 0 | 8.2745 | #N/A
2007-05-05 23:00 | 5 | 5 | 23 | 125.9168 | 2999 | 51.98 | 55.94 | 995 | 51.98 | 0 | 0 | Cooling | 0 | #N/A | #N/A | #N/A | #N/A | 0 | 0 | 0 | 0 | 0 | 0 | #N/A | #N/A | 88 | 88 | 0 | #N/A | 0% | 1 | 50% | 0% | 0% | 0% | 8.2745 | 0 | 0 | 0 | 8.2745 | #N/A
2007-05-06 | 5 | 6 | 0 | 125.9585 | 3000 | 48.92 | 55.04 | 994 | 48.92 | 0 | 0 | Cooling | 0 | #N/A | #N/A | #N/A | #N/A | 0 | 0 | 0 | 0 | 0 | 0 | #N/A | #N/A | 88 | 88 | 0 | #N/A | 0% | 1 | 50% | 0% | 0% | 0% | 8.2745 | 0 | 0 | 0 | 8.2745 | #N/A
2007-05-06 01:00 | 5 | 6 | 1 | 126.0002 | 3001 | 42.98 | 53.96 | 994 | 42.98 | 0 | 0 | Cooling | 0 | #N/A | #N/A | #N/A | #N/A | 0 | 0 | 0 | 0 | 0 | 0 | #N/A | #N/A | 88 | 88 | 0 | #N/A | 0% | 1 | 50% | 0% | 0% | 0% | 8.2745 | 0 | 0 | 0 | 8.2745 | #N/A
2007-05-06 02:00 | 5 | 6 | 2 | 126.0418 | 3002 | 42.98 | 55.04 | 994 | 42.98 | 0 | 0 | Cooling | 0 | #N/A | #N/A | #N/A | #N/A | 0 | 0 | 0 | 0 | 0 | 0 | #N/A | #N/A | 88 | 88 | 0 | #N/A | 0% | 1 | 50% | 0% | 0% | 0% | 8.2745 | 0 | 0 | 0 | 8.2745 | #N/A
2007-05-06 03:00 | 5 | 6 | 3 | 126.0835 | 3003 | 44.96 | 55.04 | 994 | 44.96 | 0 | 0 | Cooling | 0 | #N/A | #N/A | #N/A | #N/A | 0 | 0 | 0 | 0 | 0 | 0 | #N/A | #N/A | 88 | 88 | 0 | #N/A | 0% | 1 | 50% | 0% | 0% | 0% | 8.2745 | 0 | 0 | 0 | 8.2745 | #N/A
2007-05-06 04:00 | 5 | 6 | 4 | 126.1252 | 3004 | 42.08 | 55.94 | 993 | 42.08 | 0 | 0 | Cooling | 0 | #N/A | #N/A | #N/A | #N/A | 0 | 0 | 0 | 0 | 0 | 0 | #N/A | #N/A | 88 | 88 | 0 | #N/A | 0% | 1 | 50% | 0% | 0% | 0% | 8.2745 | 0 | 0 | 0 | 8.2745 | #N/A
2007-05-06 05:00 | 5 | 6 | 5 | 126.1668 | 3005 | 42.08 | 55.94 | 994 | 42.08 | 0 | 0 | Cooling | 0 | #N/A | #N/A | #N/A | #N/A | 0 | 0 | 0 | 0 | 0 | 0 | #N/A | #N/A | 88 | 88 | 0 | #N/A | 0% | 1 | 50% | 0% | 0% | 0% | 8.2745 | 0 | 0 | 0 | 8.2745 | #N/A
2007-05-06 06:00 | 5 | 6 | 6 | 126.2085 | 3006 | 46.04 | 55.94 | 994 | 46.04 | 0 | 280.3889 | Cooling | 46.7315 | #N/A | #N/A | #N/A | #N/A | 0 | 0 | 0 | 0 | 0 | 280.3889 | #N/A | #N/A | 88 | #N/A | #N/A | #N/A | 0.1558% | 1 | 50% | 0% | 0% | 0% | 8.2745 | 0 | 0 | 0 | 8.2745 | #N/A
2007-05-06 07:00 | 5 | 6 | 7 | 126.2502 | 3007 | 48.92 | 57.02 | 994 | 48.92 | 0 | 289.0331 | Cooling | 48.1722 | #N/A | #N/A | #N/A | #N/A | 0 | 0 | 0 | 0 | 0 | 289.0331 | #N/A | #N/A | 88 | #N/A | #N/A | #N/A | 0.1606% | 1 | 50% | 0% | 0% | 0% | 8.2745 | 0 | 0 | 0 | 8.2745 | #N/A
2007-05-06 08:00 | 5 | 6 | 8 | 126.2918 | 3008 | 48.92 | 57.92 | 994 | 48.92 | 0 | 718.555 | Cooling | 119.7592 | #N/A | #N/A | #N/A | #N/A | 0 | 0 | 0 | 0 | 0 | 718.555 | #N/A | #N/A | 88 | #N/A | #N/A | #N/A | 0.3992% | 1 | 50% | 0% | 0% | 0% | 8.2745 | 0 | 0 | 0 | 8.2745 | #N/A
2007-05-06 09:00 | 5 | 6 | 9 | 126.3335 | 3009 | 55.94 | 57.02 | 994 | 55.94 | 0 | 706.1031 | Cooling | 117.6839 | #N/A | #N/A | #N/A | #N/A | 0 | 0 | 0 | 0 | 0 | 706.1031 | #N/A | #N/A | 88 | #N/A | #N/A | #N/A | 0.3923% | 1 | 50% | 0% | 0% | 0% | 8.2745 | 0 | 0 | 0 | 8.2745 | #N/A
2007-05-06 10:00 | 5 | 6 | 10 | 126.3752 | 3010 | 59 | 57.02 | 994 | 59 | 0 | 596.1929 | Cooling | 99.3655 | #N/A | #N/A | #N/A | #N/A | 0 | 0 | 0 | 0 | 0 | 596.1929 | #N/A | #N/A | 88 | #N/A | #N/A | #N/A | 0.3312% | 1 | 50% | 0% | 0% | 0% | 8.2745 | 0 | 0 | 0 | 8.2745 | #N/A
2007-05-06 11:00 | 5 | 6 | 11 | 126.4168 | 3011 | 60.98 | 57.02 | 994 | 60.98 | 0 | 619.3874 | Cooling | 103.2312 | #N/A | #N/A | #N/A | #N/A | 0 | 0 | 0 | 0 | 0 | 619.3874 | #N/A | #N/A | 88 | #N/A | #N/A | #N/A | 0.3441% | 1 | 50% | 0% | 0% | 0% | 8.2745 | 0 | 0 | 0 | 8.2745 | #N/A
2007-05-06 12:00 | 5 | 6 | 12 | 126.4585 | 3012 | 60.08 | 55.94 | 994 | 60.08 | 0 | 452.4679 | Cooling | 75.4113 | #N/A | #N/A | #N/A | #N/A | 0 | 0 | 0 | 0 | 0 | 452.4679 | #N/A | #N/A | 88 | #N/A | #N/A | #N/A | 0.2514% | 1 | 50% | 0% | 0% | 0% | 8.2745 | 0 | 0 | 0 | 8.2745 | #N/A
2007-05-06 13:00 | 5 | 6 | 13 | 126.5002 | 3013 | 59 | 55.94 | 994 | 59 | 0 | 523.0253 | Cooling | 87.1709 | #N/A | #N/A | #N/A | #N/A | 0 | 0 | 0 | 0 | 0 | 523.0253 | #N/A | #N/A | 88 | #N/A | #N/A | #N/A | 0.2906% | 1 | 50% | 0% | 0% | 0% | 8.2745 | 0 | 0 | 0 | 8.2745 | #N/A
2007-05-06 14:00 | 5 | 6 | 14 | 126.5418 | 3014 | 59 | 55.04 | 994 | 59 | 0 | 470.477 | Cooling | 78.4128 | #N/A | #N/A | #N/A | #N/A | 0 | 0 | 0 | 0 | 0 | 470.477 | #N/A | #N/A | 88 | #N/A | #N/A | #N/A | 0.2614% | 1 | 50% | 0% | 0% | 0% | 8.2745 | 0 | 0 | 0 | 8.2745 | #N/A
2007-05-06 15:00 | 5 | 6 | 15 | 126.5835 | 3015 | 60.98 | 55.04 | 993 | 60.98 | 0 | 437.2077 | Cooling | 72.8679 | #N/A | #N/A | #N/A | #N/A | 0 | 0 | 0 | 0 | 0 | 437.2077 | #N/A | #N/A | 88 | #N/A | #N/A | #N/A | 0.2429% | 1 | 50% | 0% | 0% | 0% | 8.2745 | 0 | 0 | 0 | 8.2745 | #N/A
2007-05-06 16:00 | 5 | 6 | 16 | 126.6252 | 3016 | 62.06 | 53.96 | 992 | 62.06 | 0 | 386.0194 | Cooling | 64.3366 | #N/A | #N/A | #N/A | #N/A | 0 | 0 | 0 | 0 | 0 | 386.0194 | #N/A | #N/A | 88 | #N/A | #N/A | #N/A | 0.2145% | 1 | 50% | 0% | 0% | 0% | 8.2745 | 0 | 0 | 0 | 8.2745 | #N/A
2007-05-06 17:00 | 5 | 6 | 17 | 126.6668 | 3017 | 62.06 | 53.96 | 992 | 62.06 | 0 | 326.5214 | Cooling | 54.4202 | #N/A | #N/A | #N/A | #N/A | 0 | 0 | 0 | 0 | 0 | 326.5214 | #N/A | #N/A | 88 | #N/A | #N/A | #N/A | 0.1814% | 1 | 50% | 0% | 0% | 0% | 8.2745 | 0 | 0 | 0 | 8.2745 | #N/A
2007-05-06 18:00 | 5 | 6 | 18 | 126.7085 | 3018 | 57.92 | 53.96 | 990 | 57.92 | 0 | 291.4295 | Cooling | 48.5716 | #N/A | #N/A | #N/A | #N/A | 0 | 0 | 0 | 0 | 0 | 291.4295 | #N/A | #N/A | 88 | #N/A | #N/A | #N/A | 0.1619% | 1 | 50% | 0% | 0% | 0% | 8.2745 | 0 | 0 | 0 | 8.2745 | #N/A
2007-05-06 19:00 | 5 | 6 | 19 | 126.7502 | 3019 | 55.04 | 55.04 | 989 | 55.04 | 0 | 322.3317 | Cooling | 53.7219 | #N/A | #N/A | #N/A | #N/A | 0 | 0 | 0 | 0 | 0 | 322.3317 | #N/A | #N/A | 88 | #N/A | #N/A | #N/A | 0.1791% | 1 | 50% | 0% | 0% | 0% | 8.2745 | 0 | 0 | 0 | 8.2745 | #N/A
2007-05-06 20:00 | 5 | 6 | 20 | 126.7918 | 3020 | 55.04 | 55.04 | 988 | 55.04 | 0 | 266.7974 | Cooling | 44.4662 | #N/A | #N/A | #N/A | #N/A | 0 | 0 | 0 | 0 | 0 | 266.7974 | #N/A | #N/A | 88 | #N/A | #N/A | #N/A | 0.1482% | 1 | 50% | 0% | 0% | 0% | 8.2745 | 0 | 0 | 0 | 8.2745 | #N/A
2007-05-06 21:00 | 5 | 6 | 21 | 126.8335 | 3021 | 51.98 | 55.04 | 989 | 51.98 | 0 | 243.4154 | Cooling | 40.5692 | #N/A | #N/A | #N/A | #N/A | 0 | 0 | 0 | 0 | 0 | 243.4154 | #N/A | #N/A | 88 | #N/A | #N/A | #N/A | 0.1352% | 1 | 50% | 0% | 0% | 0% | 8.2745 | 0 | 0 | 0 | 8.2745 | #N/A
2007-05-06 22:00 | 5 | 6 | 22 | 126.8752 | 3022 | 48.92 | 53.96 | 989 | 48.92 | 0 | 0 | Cooling | 0 | #N/A | #N/A | #N/A | #N/A | 0 | 0 | 0 | 0 | 0 | 0 | #N/A | #N/A | 88 | 88 | 0 | #N/A | 0% | 1 | 50% | 0% | 0% | 0% | 8.2745 | 0 | 0 | 0 | 8.2745 | #N/A
2007-05-06 23:00 | 5 | 6 | 23 | 126.9168 | 3023 | 48.92 | 55.04 | 989 | 48.92 | 0 | 15.0651 | Cooling | 2.5109 | #N/A | #N/A | #N/A | #N/A | 0 | 0 | 0 | 0 | 0 | 15.0651 | #N/A | #N/A | 88 | #N/A | #N/A | #N/A | 0.00837% | 1 | 50% | 0% | 0% | 0% | 8.2745 | 0 | 0 | 0 | 8.2745 | #N/A
2007-05-07 | 5 | 7 | 0 | 126.9585 | 3024 | 44.96 | 53.96 | 990 | 44.96 | 0 | 10.9671 | Cooling | 1.8278 | #N/A | #N/A | #N/A | #N/A | 0 | 0 | 0 | 0 | 0 | 10.9671 | #N/A | #N/A | 88 | #N/A | #N/A | #N/A | 0.006093% | 1 | 50% | 0% | 0% | 0% | 8.2745 | 0 | 0 | 0 | 8.2745 | #N/A
2007-05-07 01:00 | 5 | 7 | 1 | 127.0002 | 3025 | 39.92 | 50 | 991 | 39.92 | 0 | 3.8196 | Cooling | 0.63659 | #N/A | #N/A | #N/A | #N/A | 0 | 0 | 0 | 0 | 0 | 3.8196 | #N/A | #N/A | 88 | #N/A | #N/A | #N/A | 0.002122% | 1 | 50% | 0% | 0% | 0% | 8.2745 | 0 | 0 | 0 | 8.2745 | #N/A
2007-05-07 02:00 | 5 | 7 | 2 | 127.0418 | 3026 | 39.92 | 48.92 | 992 | 39.92 | 0 | 0.093269 | Cooling | 0.015545 | #N/A | #N/A | #N/A | #N/A | 0 | 0 | 0 | 0 | 0 | 0.093269 | #N/A | #N/A | 88 | #N/A | #N/A | #N/A | 5.182e-05% | 1 | 50% | 0% | 0% | 0% | 8.2745 | 0 | 0 | 0 | 8.2745 | #N/A
2007-05-07 03:00 | 5 | 7 | 3 | 127.0835 | 3027 | 41 | 48.92 | 992 | 41 | 0 | 0.004447 | Cooling | 0.00074117 | #N/A | #N/A | #N/A | #N/A | 0 | 0 | 0 | 0 | 0 | 0.004447 | #N/A | #N/A | 88 | #N/A | #N/A | #N/A | 2.471e-06% | 1 | 50% | 0% | 0% | 0% | 8.2745 | 0 | 0 | 0 | 8.2745 | #N/A
2007-05-07 04:00 | 5 | 7 | 4 | 127.1252 | 3028 | 41 | 48.02 | 993 | 41 | 0 | 0.0056904 | Cooling | 0.0009484 | #N/A | #N/A | #N/A | #N/A | 0 | 0 | 0 | 0 | 0 | 0.0056904 | #N/A | #N/A | 88 | #N/A | #N/A | #N/A | 3.161e-06% | 1 | 50% | 0% | 0% | 0% | 8.2745 | 0 | 0 | 0 | 8.2745 | #N/A
2007-05-07 05:00 | 5 | 7 | 5 | 127.1668 | 3029 | 41 | 46.94 | 994 | 41 | 0 | 0.018967 | Cooling | 0.0031612 | #N/A | #N/A | #N/A | #N/A | 0 | 0 | 0 | 0 | 0 | 0.018967 | #N/A | #N/A | 88 | #N/A | #N/A | #N/A | 1.054e-05% | 1 | 50% | 0% | 0% | 0% | 8.2745 | 0 | 0 | 0 | 8.2745 | #N/A
2007-05-07 06:00 | 5 | 7 | 6 | 127.2085 | 3030 | 39.02 | 46.94 | 995 | 39.02 | 2.7073 | 0 | Heating | 0.36098 | #N/A | #N/A | #N/A | #N/A | 2.7073 | #N/A | #N/A | 3.6785 | #N/A | 0 | 0 | 0 | 0 | 0 | 0 | 0 | 0.001203% | 1 | 50% | 0% | 0% | 0% | 8.2745 | 0 | 0 | 0 | 8.2745 | #N/A
2007-05-07 07:00 | 5 | 7 | 7 | 127.2502 | 3031 | 46.04 | 48.02 | 996 | 46.04 | 0 | 0.07898 | Cooling | 0.013163 | #N/A | #N/A | #N/A | #N/A | 0 | 0 | 0 | 0 | 0 | 0.07898 | #N/A | #N/A | 88 | #N/A | #N/A | #N/A | 4.388e-05% | 1 | 50% | 0% | 0% | 0% | 8.2745 | 0 | 0 | 0 | 8.2745 | #N/A
2007-05-07 08:00 | 5 | 7 | 8 | 127.2918 | 3032 | 46.04 | 48.02 | 996 | 46.04 | 0 | 0.028033 | Cooling | 0.0046722 | #N/A | #N/A | #N/A | #N/A | 0 | 0 | 0 | 0 | 0 | 0.028033 | #N/A | #N/A | 88 | #N/A | #N/A | #N/A | 1.557e-05% | 1 | 50% | 0% | 0% | 0% | 8.2745 | 0 | 0 | 0 | 8.2745 | #N/A
2007-05-07 09:00 | 5 | 7 | 9 | 127.3335 | 3033 | 53.06 | 46.94 | 996 | 53.06 | 0 | 0.033072 | Cooling | 0.0055121 | #N/A | #N/A | #N/A | #N/A | 0 | 0 | 0 | 0 | 0 | 0.033072 | #N/A | #N/A | 88 | #N/A | #N/A | #N/A | 1.837e-05% | 1 | 50% | 0% | 0% | 0% | 8.2745 | 0 | 0 | 0 | 8.2745 | #N/A
2007-05-07 10:00 | 5 | 7 | 10 | 127.3752 | 3034 | 55.94 | 46.94 | 997 | 55.94 | 0 | 18.4463 | Cooling | 3.0744 | #N/A | #N/A | #N/A | #N/A | 0 | 0 | 0 | 0 | 0 | 18.4463 | #N/A | #N/A | 88 | #N/A | #N/A | #N/A | 0.01025% | 1 | 50% | 0% | 0% | 0% | 8.2745 | 0 | 0 | 0 | 8.2745 | #N/A
2007-05-07 11:00 | 5 | 7 | 11 | 127.4168 | 3035 | 55.94 | 48.02 | 997 | 55.94 | 0 | 122.9276 | Cooling | 20.4879 | #N/A | #N/A | #N/A | #N/A | 0 | 0 | 0 | 0 | 0 | 122.9276 | #N/A | #N/A | 88 | #N/A | #N/A | #N/A | 0.06829% | 1 | 50% | 0% | 0% | 0% | 8.2745 | 0 | 0 | 0 | 8.2745 | #N/A
2007-05-07 12:00 | 5 | 7 | 12 | 127.4585 | 3036 | 59 | 46.04 | 997 | 59 | 0 | 175.5876 | Cooling | 29.2646 | #N/A | #N/A | #N/A | #N/A | 0 | 0 | 0 | 0 | 0 | 175.5876 | #N/A | #N/A | 88 | #N/A | #N/A | #N/A | 0.09755% | 1 | 50% | 0% | 0% | 0% | 8.2745 | 0 | 0 | 0 | 8.2745 | #N/A
2007-05-07 13:00 | 5 | 7 | 13 | 127.5002 | 3037 | 62.96 | 46.04 | 997 | 62.96 | 0 | 326.3956 | Cooling | 54.3993 | #N/A | #N/A | #N/A | #N/A | 0 | 0 | 0 | 0 | 0 | 326.3956 | #N/A | #N/A | 88 | #N/A | #N/A | #N/A | 0.1813% | 1 | 50% | 0% | 0% | 0% | 8.2745 | 0 | 0 | 0 | 8.2745 | #N/A
2007-05-07 14:00 | 5 | 7 | 14 | 127.5418 | 3038 | 62.96 | 41 | 996 | 62.96 | 0 | 369.4689 | Cooling | 61.5781 | #N/A | #N/A | #N/A | #N/A | 0 | 0 | 0 | 0 | 0 | 369.4689 | #N/A | #N/A | 88 | #N/A | #N/A | #N/A | 0.2053% | 1 | 50% | 0% | 0% | 0% | 8.2745 | 0 | 0 | 0 | 8.2745 | #N/A
2007-05-07 15:00 | 5 | 7 | 15 | 127.5835 | 3039 | 64.04 | 39.02 | 997 | 64.04 | 0 | 429.6058 | Cooling | 71.601 | #N/A | #N/A | #N/A | #N/A | 0 | 0 | 0 | 0 | 0 | 429.6058 | #N/A | #N/A | 88 | #N/A | #N/A | #N/A | 0.2387% | 1 | 50% | 0% | 0% | 0% | 8.2745 | 0 | 0 | 0 | 8.2745 | #N/A
2007-05-07 16:00 | 5 | 7 | 16 | 127.6252 | 3040 | 64.94 | 37.04 | 996 | 64.94 | 0 | 436.1318 | Cooling | 72.6886 | #N/A | #N/A | #N/A | #N/A | 0 | 0 | 0 | 0 | 0 | 436.1318 | #N/A | #N/A | 88 | #N/A | #N/A | #N/A | 0.2423% | 1 | 50% | 0% | 0% | 0% | 8.2745 | 0 | 0 | 0 | 8.2745 | #N/A
2007-05-07 17:00 | 5 | 7 | 17 | 127.6668 | 3041 | 64.94 | 37.94 | 997 | 64.94 | 0 | 392.8956 | Cooling | 65.4826 | #N/A | #N/A | #N/A | #N/A | 0 | 0 | 0 | 0 | 0 | 392.8956 | #N/A | #N/A | 88 | #N/A | #N/A | #N/A | 0.2183% | 1 | 50% | 0% | 0% | 0% | 8.2745 | 0 | 0 | 0 | 8.2745 | #N/A
2007-05-07 18:00 | 5 | 7 | 18 | 127.7085 | 3042 | 64.04 | 37.04 | 997 | 64.04 | 0 | 334.5486 | Cooling | 55.7581 | #N/A | #N/A | #N/A | #N/A | 0 | 0 | 0 | 0 | 0 | 334.5486 | #N/A | #N/A | 88 | #N/A | #N/A | #N/A | 0.1859% | 1 | 50% | 0% | 0% | 0% | 8.2745 | 0 | 0 | 0 | 8.2745 | #N/A
2007-05-07 19:00 | 5 | 7 | 19 | 127.7502 | 3043 | 62.96 | 35.96 | 997 | 62.96 | 0 | 211.9006 | Cooling | 35.3168 | #N/A | #N/A | #N/A | #N/A | 0 | 0 | 0 | 0 | 0 | 211.9006 | #N/A | #N/A | 88 | #N/A | #N/A | #N/A | 0.1177% | 1 | 50% | 0% | 0% | 0% | 8.2745 | 0 | 0 | 0 | 8.2745 | #N/A
2007-05-07 20:00 | 5 | 7 | 20 | 127.7918 | 3044 | 62.96 | 35.96 | 997 | 62.96 | 0 | 77.8153 | Cooling | 12.9692 | #N/A | #N/A | #N/A | #N/A | 0 | 0 | 0 | 0 | 0 | 77.8153 | #N/A | #N/A | 88 | #N/A | #N/A | #N/A | 0.04323% | 1 | 50% | 0% | 0% | 0% | 8.2745 | 0 | 0 | 0 | 8.2745 | #N/A
2007-05-07 21:00 | 5 | 7 | 21 | 127.8335 | 3045 | 53.96 | 37.94 | 997 | 53.96 | 0 | 17.1918 | Cooling | 2.8653 | #N/A | #N/A | #N/A | #N/A | 0 | 0 | 0 | 0 | 0 | 17.1918 | #N/A | #N/A | 88 | #N/A | #N/A | #N/A | 0.009551% | 1 | 50% | 0% | 0% | 0% | 8.2745 | 0 | 0 | 0 | 8.2745 | #N/A
2007-05-07 22:00 | 5 | 7 | 22 | 127.8752 | 3046 | 51.08 | 44.96 | 997 | 51.08 | 0 | 0 | Cooling | 0 | #N/A | #N/A | #N/A | #N/A | 0 | 0 | 0 | 0 | 0 | 0 | #N/A | #N/A | 88 | 88 | 0 | #N/A | 0% | 1 | 50% | 0% | 0% | 0% | 8.2745 | 0 | 0 | 0 | 8.2745 | #N/A
2007-05-07 23:00 | 5 | 7 | 23 | 127.9168 | 3047 | 51.08 | 46.94 | 998 | 51.08 | 0 | 0 | Cooling | 0 | #N/A | #N/A | #N/A | #N/A | 0 | 0 | 0 | 0 | 0 | 0 | #N/A | #N/A | 88 | 88 | 0 | #N/A | 0% | 1 | 50% | 0% | 0% | 0% | 8.2745 | 0 | 0 | 0 | 8.2745 | #N/A
2007-05-08 | 5 | 8 | 0 | 127.9585 | 3048 | 46.94 | 44.96 | 1000 | 46.94 | 0 | 0 | Cooling | 0 | #N/A | #N/A | #N/A | #N/A | 0 | 0 | 0 | 0 | 0 | 0 | #N/A | #N/A | 88 | 88 | 0 | #N/A | 0% | 1 | 50% | 0% | 0% | 0% | 8.2745 | 0 | 0 | 0 | 8.2745 | #N/A
2007-05-08 01:00 | 5 | 8 | 1 | 128.0002 | 3049 | 46.94 | 39.92 | 1001 | 46.94 | 0 | 0.0031171 | Cooling | 0.00051952 | #N/A | #N/A | #N/A | #N/A | 0 | 0 | 0 | 0 | 0 | 0.0031171 | #N/A | #N/A | 88 | #N/A | #N/A | #N/A | 1.732e-06% | 1 | 50% | 0% | 0% | 0% | 8.2745 | 0 | 0 | 0 | 8.2745 | #N/A
2007-05-08 02:00 | 5 | 8 | 2 | 128.0418 | 3050 | 46.94 | 33.08 | 1002 | 46.94 | 0 | 0.055921 | Cooling | 0.0093201 | #N/A | #N/A | #N/A | #N/A | 0 | 0 | 0 | 0 | 0 | 0.055921 | #N/A | #N/A | 88 | #N/A | #N/A | #N/A | 3.107e-05% | 1 | 50% | 0% | 0% | 0% | 8.2745 | 0 | 0 | 0 | 8.2745 | #N/A
2007-05-08 03:00 | 5 | 8 | 3 | 128.0835 | 3051 | 46.94 | 30.92 | 1004 | 46.94 | 0 | 0.095447 | Cooling | 0.015908 | #N/A | #N/A | #N/A | #N/A | 0 | 0 | 0 | 0 | 0 | 0.095447 | #N/A | #N/A | 88 | #N/A | #N/A | #N/A | 5.303e-05% | 1 | 50% | 0% | 0% | 0% | 8.2745 | 0 | 0 | 0 | 8.2745 | #N/A
2007-05-08 04:00 | 5 | 8 | 4 | 128.1252 | 3052 | 46.94 | 30.92 | 1005 | 46.94 | 0 | 0.092129 | Cooling | 0.015355 | #N/A | #N/A | #N/A | #N/A | 0 | 0 | 0 | 0 | 0 | 0.092129 | #N/A | #N/A | 88 | #N/A | #N/A | #N/A | 5.118e-05% | 1 | 50% | 0% | 0% | 0% | 8.2745 | 0 | 0 | 0 | 8.2745 | #N/A
2007-05-08 05:00 | 5 | 8 | 5 | 128.1668 | 3053 | 46.94 | 30.92 | 1005 | 46.94 | 0 | 0.11974 | Cooling | 0.019956 | #N/A | #N/A | #N/A | #N/A | 0 | 0 | 0 | 0 | 0 | 0.11974 | #N/A | #N/A | 88 | #N/A | #N/A | #N/A | 6.652e-05% | 1 | 50% | 0% | 0% | 0% | 8.2745 | 0 | 0 | 0 | 8.2745 | #N/A
2007-05-08 06:00 | 5 | 8 | 6 | 128.2085 | 3054 | 44.96 | 30.02 | 1006 | 44.96 | 24.7142 | 0 | Heating | 3.2952 | #N/A | #N/A | #N/A | #N/A | 24.7142 | #N/A | #N/A | 4.0856 | #N/A | 0 | 0 | 0 | 0 | 0 | 0 | 0 | 0.01098% | 1 | 50% | 0% | 0% | 0% | 8.2745 | 0 | 0 | 0 | 8.2745 | #N/A
2007-05-08 07:00 | 5 | 8 | 7 | 128.2502 | 3055 | 48.92 | 30.02 | 1007 | 48.92 | 0 | 0.30955 | Cooling | 0.051591 | #N/A | #N/A | #N/A | #N/A | 0 | 0 | 0 | 0 | 0 | 0.30955 | #N/A | #N/A | 88 | #N/A | #N/A | #N/A | 0.000172% | 1 | 50% | 0% | 0% | 0% | 8.2745 | 0 | 0 | 0 | 8.2745 | #N/A
2007-05-08 08:00 | 5 | 8 | 8 | 128.2918 | 3056 | 48.92 | 28.94 | 1008 | 48.92 | 0 | 0.08479 | Cooling | 0.014132 | #N/A | #N/A | #N/A | #N/A | 0 | 0 | 0 | 0 | 0 | 0.08479 | #N/A | #N/A | 88 | #N/A | #N/A | #N/A | 4.711e-05% | 1 | 50% | 0% | 0% | 0% | 8.2745 | 0 | 0 | 0 | 8.2745 | #N/A
2007-05-08 09:00 | 5 | 8 | 9 | 128.3335 | 3057 | 57.92 | 26.96 | 1008 | 57.92 | 0 | 0.11924 | Cooling | 0.019874 | #N/A | #N/A | #N/A | #N/A | 0 | 0 | 0 | 0 | 0 | 0.11924 | #N/A | #N/A | 88 | #N/A | #N/A | #N/A | 6.625e-05% | 1 | 50% | 0% | 0% | 0% | 8.2745 | 0 | 0 | 0 | 8.2745 | #N/A
2007-05-08 10:00 | 5 | 8 | 10 | 128.3752 | 3058 | 60.98 | 26.96 | 1009 | 60.98 | 0 | 0.098237 | Cooling | 0.016373 | #N/A | #N/A | #N/A | #N/A | 0 | 0 | 0 | 0 | 0 | 0.098237 | #N/A | #N/A | 88 | #N/A | #N/A | #N/A | 5.458e-05% | 1 | 50% | 0% | 0% | 0% | 8.2745 | 0 | 0 | 0 | 8.2745 | #N/A
2007-05-08 11:00 | 5 | 8 | 11 | 128.4168 | 3059 | 60.98 | 26.96 | 1010 | 60.98 | 0 | 0.091542 | Cooling | 0.015257 | #N/A | #N/A | #N/A | #N/A | 0 | 0 | 0 | 0 | 0 | 0.091542 | #N/A | #N/A | 88 | #N/A | #N/A | #N/A | 5.086e-05% | 1 | 50% | 0% | 0% | 0% | 8.2745 | 0 | 0 | 0 | 8.2745 | #N/A
2007-05-08 12:00 | 5 | 8 | 12 | 128.4585 | 3060 | 66.02 | 24.08 | 1010 | 66.02 | 0 | 0.070277 | Cooling | 0.011713 | #N/A | #N/A | #N/A | #N/A | 0 | 0 | 0 | 0 | 0 | 0.070277 | #N/A | #N/A | 88 | #N/A | #N/A | #N/A | 3.904e-05% | 1 | 50% | 0% | 0% | 0% | 8.2745 | 0 | 0 | 0 | 8.2745 | #N/A
2007-05-08 13:00 | 5 | 8 | 13 | 128.5002 | 3061 | 68 | 23 | 1010 | 68 | 0 | 0.051789 | Cooling | 0.0086315 | #N/A | #N/A | #N/A | #N/A | 0 | 0 | 0 | 0 | 0 | 0.051789 | #N/A | #N/A | 88 | #N/A | #N/A | #N/A | 2.877e-05% | 1 | 50% | 0% | 0% | 0% | 8.2745 | 0 | 0 | 0 | 8.2745 | #N/A
2007-05-08 14:00 | 5 | 8 | 14 | 128.5418 | 3062 | 68 | 24.08 | 1010 | 68 | 0 | 0.04427 | Cooling | 0.0073783 | #N/A | #N/A | #N/A | #N/A | 0 | 0 | 0 | 0 | 0 | 0.04427 | #N/A | #N/A | 88 | #N/A | #N/A | #N/A | 2.459e-05% | 1 | 50% | 0% | 0% | 0% | 8.2745 | 0 | 0 | 0 | 8.2745 | #N/A
2007-05-08 15:00 | 5 | 8 | 15 | 128.5835 | 3063 | 71.06 | 23 | 1009 | 71.06 | 0 | 0.036101 | Cooling | 0.0060168 | #N/A | #N/A | #N/A | #N/A | 0 | 0 | 0 | 0 | 0 | 0.036101 | #N/A | #N/A | 88 | #N/A | #N/A | #N/A | 2.006e-05% | 1 | 50% | 0% | 0% | 0% | 8.2745 | 0 | 0 | 0 | 8.2745 | #N/A
2007-05-08 16:00 | 5 | 8 | 16 | 128.6252 | 3064 | 71.06 | 24.98 | 1009 | 71.06 | 0 | 0.028149 | Cooling | 0.0046915 | #N/A | #N/A | #N/A | #N/A | 0 | 0 | 0 | 0 | 0 | 0.028149 | #N/A | #N/A | 88 | #N/A | #N/A | #N/A | 1.564e-05% | 1 | 50% | 0% | 0% | 0% | 8.2745 | 0 | 0 | 0 | 8.2745 | #N/A
2007-05-08 17:00 | 5 | 8 | 17 | 128.6668 | 3065 | 71.06 | 23 | 1009 | 71.06 | 0 | 0.03342 | Cooling | 0.0055701 | #N/A | #N/A | #N/A | #N/A | 0 | 0 | 0 | 0 | 0 | 0.03342 | #N/A | #N/A | 88 | #N/A | #N/A | #N/A | 1.857e-05% | 1 | 50% | 0% | 0% | 0% | 8.2745 | 0 | 0 | 0 | 8.2745 | #N/A
2007-05-08 18:00 | 5 | 8 | 18 | 128.7085 | 3066 | 71.96 | 24.08 | 1009 | 71.96 | 0 | 0.033952 | Cooling | 0.0056587 | #N/A | #N/A | #N/A | #N/A | 0 | 0 | 0 | 0 | 0 | 0.033952 | #N/A | #N/A | 88 | #N/A | #N/A | #N/A | 1.886e-05% | 1 | 50% | 0% | 0% | 0% | 8.2745 | 0 | 0 | 0 | 8.2745 | #N/A
2007-05-08 19:00 | 5 | 8 | 19 | 128.7502 | 3067 | 68 | 24.08 | 1009 | 68 | 0 | 0.032768 | Cooling | 0.0054613 | #N/A | #N/A | #N/A | #N/A | 0 | 0 | 0 | 0 | 0 | 0.032768 | #N/A | #N/A | 88 | #N/A | #N/A | #N/A | 1.82e-05% | 1 | 50% | 0% | 0% | 0% | 8.2745 | 0 | 0 | 0 | 8.2745 | #N/A
2007-05-08 20:00 | 5 | 8 | 20 | 128.7918 | 3068 | 68 | 26.06 | 1009 | 68 | 0 | 0.085185 | Cooling | 0.014197 | #N/A | #N/A | #N/A | #N/A | 0 | 0 | 0 | 0 | 0 | 0.085185 | #N/A | #N/A | 88 | #N/A | #N/A | #N/A | 4.732e-05% | 1 | 50% | 0% | 0% | 0% | 8.2745 | 0 | 0 | 0 | 8.2745 | #N/A
2007-05-08 21:00 | 5 | 8 | 21 | 128.8335 | 3069 | 64.04 | 30.02 | 1010 | 64.04 | 0 | 0 | Cooling | 0 | #N/A | #N/A | #N/A | #N/A | 0 | 0 | 0 | 0 | 0 | 0 | #N/A | #N/A | 88 | 88 | 0 | #N/A | 0% | 1 | 50% | 0% | 0% | 0% | 8.2745 | 0 | 0 | 0 | 8.2745 | #N/A
2007-05-08 22:00 | 5 | 8 | 22 | 128.8752 | 3070 | 62.06 | 30.02 | 1011 | 62.06 | 0 | 0 | Cooling | 0 | #N/A | #N/A | #N/A | #N/A | 0 | 0 | 0 | 0 | 0 | 0 | #N/A | #N/A | 88 | 88 | 0 | #N/A | 0% | 1 | 50% | 0% | 0% | 0% | 8.2745 | 0 | 0 | 0 | 8.2745 | #N/A
2007-05-08 23:00 | 5 | 8 | 23 | 128.9168 | 3071 | 62.06 | 30.02 | 1010 | 62.06 | 0 | 0 | Cooling | 0 | #N/A | #N/A | #N/A | #N/A | 0 | 0 | 0 | 0 | 0 | 0 | #N/A | #N/A | 88 | 88 | 0 | #N/A | 0% | 1 | 50% | 0% | 0% | 0% | 8.2745 | 0 | 0 | 0 | 8.2745 | #N/A
2007-05-09 | 5 | 9 | 0 | 128.9585 | 3072 | 60.08 | 28.94 | 1010 | 60.08 | 0 | 0.0014494 | Cooling | 0.00024157 | #N/A | #N/A | #N/A | #N/A | 0 | 0 | 0 | 0 | 0 | 0.0014494 | #N/A | #N/A | 88 | #N/A | #N/A | #N/A | 8.052e-07% | 1 | 50% | 0% | 0% | 0% | 8.2745 | 0 | 0 | 0 | 8.2745 | #N/A
2007-05-09 01:00 | 5 | 9 | 1 | 129.0002 | 3073 | 57.92 | 28.04 | 1010 | 57.92 | 0 | 0.0099643 | Cooling | 0.0016607 | #N/A | #N/A | #N/A | #N/A | 0 | 0 | 0 | 0 | 0 | 0.0099643 | #N/A | #N/A | 88 | #N/A | #N/A | #N/A | 5.536e-06% | 1 | 50% | 0% | 0% | 0% | 8.2745 | 0 | 0 | 0 | 8.2745 | #N/A
2007-05-09 02:00 | 5 | 9 | 2 | 129.0418 | 3074 | 57.92 | 26.96 | 1010 | 57.92 | 0 | 0.016825 | Cooling | 0.0028042 | #N/A | #N/A | #N/A | #N/A | 0 | 0 | 0 | 0 | 0 | 0.016825 | #N/A | #N/A | 88 | #N/A | #N/A | #N/A | 9.347e-06% | 1 | 50% | 0% | 0% | 0% | 8.2745 | 0 | 0 | 0 | 8.2745 | #N/A
2007-05-09 03:00 | 5 | 9 | 3 | 129.0835 | 3075 | 57.02 | 26.06 | 1010 | 57.02 | 0 | 0.021979 | Cooling | 0.0036632 | #N/A | #N/A | #N/A | #N/A | 0 | 0 | 0 | 0 | 0 | 0.021979 | #N/A | #N/A | 88 | #N/A | #N/A | #N/A | 1.221e-05% | 1 | 50% | 0% | 0% | 0% | 8.2745 | 0 | 0 | 0 | 8.2745 | #N/A
2007-05-09 04:00 | 5 | 9 | 4 | 129.1252 | 3076 | 57.02 | 26.96 | 1011 | 57.02 | 0 | 0.017123 | Cooling | 0.0028539 | #N/A | #N/A | #N/A | #N/A | 0 | 0 | 0 | 0 | 0 | 0.017123 | #N/A | #N/A | 88 | #N/A | #N/A | #N/A | 9.513e-06% | 1 | 50% | 0% | 0% | 0% | 8.2745 | 0 | 0 | 0 | 8.2745 | #N/A
2007-05-09 05:00 | 5 | 9 | 5 | 129.1668 | 3077 | 55.94 | 26.96 | 1011 | 55.94 | 0 | 0.02002 | Cooling | 0.0033367 | #N/A | #N/A | #N/A | #N/A | 0 | 0 | 0 | 0 | 0 | 0.02002 | #N/A | #N/A | 88 | #N/A | #N/A | #N/A | 1.112e-05% | 1 | 50% | 0% | 0% | 0% | 8.2745 | 0 | 0 | 0 | 8.2745 | #N/A
2007-05-09 06:00 | 5 | 9 | 6 | 129.2085 | 3078 | 55.94 | 30.02 | 1011 | 55.94 | 91.0858 | 0 | Heating | 12.1448 | #N/A | #N/A | #N/A | #N/A | 91.0858 | #N/A | #N/A | 5.1278 | #N/A | 0 | 0 | 0 | 0 | 0 | 0 | 0 | 0.04048% | 1 | 50% | 0% | 0% | 0% | 8.2745 | 0 | 0 | 0 | 8.2745 | #N/A
2007-05-09 07:00 | 5 | 9 | 7 | 129.2502 | 3079 | 57.02 | 32 | 1011 | 57.02 | 7.0512 | 0 | Heating | 0.94016 | #N/A | #N/A | #N/A | #N/A | 7.0512 | #N/A | #N/A | 5.2534 | #N/A | 0 | 0 | 0 | 0 | 0 | 0 | 0 | 0.003134% | 1 | 50% | 0% | 0% | 0% | 8.2745 | 0 | 0 | 0 | 8.2745 | #N/A
2007-05-09 08:00 | 5 | 9 | 8 | 129.2918 | 3080 | 57.02 | 33.08 | 1011 | 57.02 | 0 | 0.0051051 | Cooling | 0.00085085 | #N/A | #N/A | #N/A | #N/A | 0 | 0 | 0 | 0 | 0 | 0.0051051 | #N/A | #N/A | 88 | #N/A | #N/A | #N/A | 2.836e-06% | 1 | 50% | 0% | 0% | 0% | 8.2745 | 0 | 0 | 0 | 8.2745 | #N/A
2007-05-09 09:00 | 5 | 9 | 9 | 129.3335 | 3081 | 62.06 | 33.08 | 1010 | 62.06 | 0 | 3.1317 | Cooling | 0.52194 | #N/A | #N/A | #N/A | #N/A | 0 | 0 | 0 | 0 | 0 | 3.1317 | #N/A | #N/A | 88 | #N/A | #N/A | #N/A | 0.00174% | 1 | 50% | 0% | 0% | 0% | 8.2745 | 0 | 0 | 0 | 8.2745 | #N/A
2007-05-09 10:00 | 5 | 9 | 10 | 129.3752 | 3082 | 64.04 | 32 | 1009 | 64.04 | 0 | 148.5908 | Cooling | 24.7651 | #N/A | #N/A | #N/A | #N/A | 0 | 0 | 0 | 0 | 0 | 148.5908 | #N/A | #N/A | 88 | #N/A | #N/A | #N/A | 0.08255% | 1 | 50% | 0% | 0% | 0% | 8.2745 | 0 | 0 | 0 | 8.2745 | #N/A
2007-05-09 11:00 | 5 | 9 | 11 | 129.4168 | 3083 | 64.04 | 32 | 1007 | 64.04 | 0 | 352.7949 | Cooling | 58.7992 | #N/A | #N/A | #N/A | #N/A | 0 | 0 | 0 | 0 | 0 | 352.7949 | #N/A | #N/A | 88 | #N/A | #N/A | #N/A | 0.196% | 1 | 50% | 0% | 0% | 0% | 8.2745 | 0 | 0 | 0 | 8.2745 | #N/A
2007-05-09 12:00 | 5 | 9 | 12 | 129.4585 | 3084 | 66.02 | 33.98 | 1006 | 66.02 | 0 | 456.905 | Cooling | 76.1508 | #N/A | #N/A | #N/A | #N/A | 0 | 0 | 0 | 0 | 0 | 456.905 | #N/A | #N/A | 88 | #N/A | #N/A | #N/A | 0.2538% | 1 | 50% | 0% | 0% | 0% | 8.2745 | 0 | 0 | 0 | 8.2745 | #N/A
2007-05-09 13:00 | 5 | 9 | 13 | 129.5002 | 3085 | 66.02 | 32 | 1006 | 66.02 | 0 | 666.2398 | Cooling | 111.04 | #N/A | #N/A | #N/A | #N/A | 0 | 0 | 0 | 0 | 0 | 666.2398 | #N/A | #N/A | 88 | #N/A | #N/A | #N/A | 0.3701% | 1 | 50% | 0% | 0% | 0% | 8.2745 | 0 | 0 | 0 | 8.2745 | #N/A
2007-05-09 14:00 | 5 | 9 | 14 | 129.5418 | 3086 | 66.02 | 35.06 | 1005 | 66.02 | 0 | 784.3849 | Cooling | 130.7308 | #N/A | #N/A | #N/A | #N/A | 0 | 0 | 0 | 0 | 0 | 784.3849 | #N/A | #N/A | 88 | #N/A | #N/A | #N/A | 0.4358% | 1 | 50% | 0% | 0% | 0% | 8.2745 | 0 | 0 | 0 | 8.2745 | #N/A
2007-05-09 15:00 | 5 | 9 | 15 | 129.5835 | 3087 | 64.94 | 39.02 | 1004 | 64.94 | 0 | 910.0069 | Cooling | 151.6678 | #N/A | #N/A | #N/A | #N/A | 0 | 0 | 0 | 0 | 0 | 910.0069 | #N/A | #N/A | 88 | #N/A | #N/A | #N/A | 0.5056% | 1 | 50% | 0% | 0% | 0% | 8.2745 | 0 | 0 | 0 | 8.2745 | #N/A
2007-05-09 16:00 | 5 | 9 | 16 | 129.6252 | 3088 | 64.94 | 37.04 | 1002 | 64.94 | 0 | 1143.0547 | Cooling | 190.5091 | #N/A | #N/A | #N/A | #N/A | 0 | 0 | 0 | 0 | 0 | 1143.0547 | #N/A | #N/A | 88 | #N/A | #N/A | #N/A | 0.635% | 1 | 50% | 0% | 0% | 0% | 8.2745 | 0 | 0 | 0 | 8.2745 | #N/A
2007-05-09 17:00 | 5 | 9 | 17 | 129.6668 | 3089 | 64.94 | 35.96 | 1002 | 64.94 | 0 | 1260.5092 | Cooling | 210.0849 | #N/A | #N/A | #N/A | #N/A | 0 | 0 | 0 | 0 | 0 | 1260.5092 | #N/A | #N/A | 88 | #N/A | #N/A | #N/A | 0.7003% | 1 | 50% | 0% | 0% | 0% | 8.2745 | 0 | 0 | 0 | 8.2745 | #N/A
2007-05-09 18:00 | 5 | 9 | 18 | 129.7085 | 3090 | 62.96 | 35.06 | 1001 | 62.96 | 0 | 1100.8294 | Cooling | 183.4716 | #N/A | #N/A | #N/A | #N/A | 0 | 0 | 0 | 0 | 0 | 1100.8294 | #N/A | #N/A | 88 | #N/A | #N/A | #N/A | 0.6116% | 1 | 50% | 0% | 0% | 0% | 8.2745 | 0 | 0 | 0 | 8.2745 | #N/A
2007-05-09 19:00 | 5 | 9 | 19 | 129.7502 | 3091 | 62.96 | 37.04 | 1001 | 62.96 | 0 | 830.7755 | Cooling | 138.4626 | #N/A | #N/A | #N/A | #N/A | 0 | 0 | 0 | 0 | 0 | 830.7755 | #N/A | #N/A | 88 | #N/A | #N/A | #N/A | 0.4615% | 1 | 50% | 0% | 0% | 0% | 8.2745 | 0 | 0 | 0 | 8.2745 | #N/A
2007-05-09 20:00 | 5 | 9 | 20 | 129.7918 | 3092 | 62.96 | 37.94 | 1002 | 62.96 | 0 | 671.3428 | Cooling | 111.8905 | #N/A | #N/A | #N/A | #N/A | 0 | 0 | 0 | 0 | 0 | 671.3428 | #N/A | #N/A | 88 | #N/A | #N/A | #N/A | 0.373% | 1 | 50% | 0% | 0% | 0% | 8.2745 | 0 | 0 | 0 | 8.2745 | #N/A
2007-05-09 21:00 | 5 | 9 | 21 | 129.8335 | 3093 | 62.06 | 42.98 | 1002 | 62.06 | 0 | 504.3922 | Cooling | 84.0654 | #N/A | #N/A | #N/A | #N/A | 0 | 0 | 0 | 0 | 0 | 504.3922 | #N/A | #N/A | 88 | #N/A | #N/A | #N/A | 0.2802% | 1 | 50% | 0% | 0% | 0% | 8.2745 | 0 | 0 | 0 | 8.2745 | #N/A
2007-05-09 22:00 | 5 | 9 | 22 | 129.8752 | 3094 | 62.06 | 44.96 | 1002 | 62.06 | 0 | 0 | Cooling | 0 | #N/A | #N/A | #N/A | #N/A | 0 | 0 | 0 | 0 | 0 | 0 | #N/A | #N/A | 88 | 88 | 0 | #N/A | 0% | 1 | 50% | 0% | 0% | 0% | 8.2745 | 0 | 0 | 0 | 8.2745 | #N/A
2007-05-09 23:00 | 5 | 9 | 23 | 129.9168 | 3095 | 62.06 | 48.92 | 1002 | 62.06 | 0 | 0 | Cooling | 0 | #N/A | #N/A | #N/A | #N/A | 0 | 0 | 0 | 0 | 0 | 0 | #N/A | #N/A | 88 | 88 | 0 | #N/A | 0% | 1 | 50% | 0% | 0% | 0% | 8.2745 | 0 | 0 | 0 | 8.2745 | #N/A
2007-05-10 | 5 | 10 | 0 | 129.9585 | 3096 | 62.96 | 51.08 | 1002 | 62.96 | 0 | 4.2424 | Cooling | 0.70707 | #N/A | #N/A | #N/A | #N/A | 0 | 0 | 0 | 0 | 0 | 4.2424 | #N/A | #N/A | 88 | #N/A | #N/A | #N/A | 0.002357% | 1 | 50% | 0% | 0% | 0% | 8.2745 | 0 | 0 | 0 | 8.2745 | #N/A
2007-05-10 01:00 | 5 | 10 | 1 | 130.0002 | 3097 | 62.96 | 51.08 | 1002 | 62.96 | 0 | 8.9484 | Cooling | 1.4914 | #N/A | #N/A | #N/A | #N/A | 0 | 0 | 0 | 0 | 0 | 8.9484 | #N/A | #N/A | 88 | #N/A | #N/A | #N/A | 0.004971% | 1 | 50% | 0% | 0% | 0% | 8.2745 | 0 | 0 | 0 | 8.2745 | #N/A
2007-05-10 02:00 | 5 | 10 | 2 | 130.0418 | 3098 | 62.96 | 51.08 | 1001 | 62.96 | 0 | 9.3852 | Cooling | 1.5642 | #N/A | #N/A | #N/A | #N/A | 0 | 0 | 0 | 0 | 0 | 9.3852 | #N/A | #N/A | 88 | #N/A | #N/A | #N/A | 0.005214% | 1 | 50% | 0% | 0% | 0% | 8.2745 | 0 | 0 | 0 | 8.2745 | #N/A
2007-05-10 03:00 | 5 | 10 | 3 | 130.0835 | 3099 | 62.96 | 50 | 1001 | 62.96 | 0 | 5.8552 | Cooling | 0.97586 | #N/A | #N/A | #N/A | #N/A | 0 | 0 | 0 | 0 | 0 | 5.8552 | #N/A | #N/A | 88 | #N/A | #N/A | #N/A | 0.003253% | 1 | 50% | 0% | 0% | 0% | 8.2745 | 0 | 0 | 0 | 8.2745 | #N/A
2007-05-10 04:00 | 5 | 10 | 4 | 130.1252 | 3100 | 62.06 | 48.92 | 1001 | 62.06 | 0 | 0.15053 | Cooling | 0.025089 | #N/A | #N/A | #N/A | #N/A | 0 | 0 | 0 | 0 | 0 | 0.15053 | #N/A | #N/A | 88 | #N/A | #N/A | #N/A | 8.363e-05% | 1 | 50% | 0% | 0% | 0% | 8.2745 | 0 | 0 | 0 | 8.2745 | #N/A
2007-05-10 05:00 | 5 | 10 | 5 | 130.1668 | 3101 | 62.06 | 48.02 | 1001 | 62.06 | 0 | 0 | Cooling | 0 | #N/A | #N/A | #N/A | #N/A | 0 | 0 | 0 | 0 | 0 | 0 | #N/A | #N/A | 88 | 88 | 0 | #N/A | 0% | 1 | 50% | 0% | 0% | 0% | 8.2745 | 0 | 0 | 0 | 8.2745 | #N/A
2007-05-10 06:00 | 5 | 10 | 6 | 130.2085 | 3102 | 62.96 | 48.92 | 1001 | 62.96 | 0 | 442.2924 | Cooling | 73.7154 | #N/A | #N/A | #N/A | #N/A | 0 | 0 | 0 | 0 | 0 | 442.2924 | #N/A | #N/A | 88 | #N/A | #N/A | #N/A | 0.2457% | 1 | 50% | 0% | 0% | 0% | 8.2745 | 0 | 0 | 0 | 8.2745 | #N/A
2007-05-10 07:00 | 5 | 10 | 7 | 130.2502 | 3103 | 62.06 | 48.92 | 1001 | 62.06 | 0 | 490.806 | Cooling | 81.801 | #N/A | #N/A | #N/A | #N/A | 0 | 0 | 0 | 0 | 0 | 490.806 | #N/A | #N/A | 88 | #N/A | #N/A | #N/A | 0.2727% | 1 | 50% | 0% | 0% | 0% | 8.2745 | 0 | 0 | 0 | 8.2745 | #N/A
2007-05-10 08:00 | 5 | 10 | 8 | 130.2918 | 3104 | 62.06 | 51.08 | 1001 | 62.06 | 0 | 766.6767 | Cooling | 127.7794 | #N/A | #N/A | #N/A | #N/A | 0 | 0 | 0 | 0 | 0 | 766.6767 | #N/A | #N/A | 88 | #N/A | #N/A | #N/A | 0.4259% | 1 | 50% | 0% | 0% | 0% | 8.2745 | 0 | 0 | 0 | 8.2745 | #N/A
2007-05-10 09:00 | 5 | 10 | 9 | 130.3335 | 3105 | 66.02 | 50 | 1000 | 66.02 | 0 | 986.5367 | Cooling | 164.4228 | #N/A | #N/A | #N/A | #N/A | 0 | 0 | 0 | 0 | 0 | 986.5367 | #N/A | #N/A | 88 | #N/A | #N/A | #N/A | 0.5481% | 1 | 50% | 0% | 0% | 0% | 8.2745 | 0 | 0 | 0 | 8.2745 | #N/A
2007-05-10 10:00 | 5 | 10 | 10 | 130.3752 | 3106 | 69.08 | 50 | 1000 | 69.08 | 0 | 1216.9166 | Cooling | 202.8194 | #N/A | #N/A | #N/A | #N/A | 0 | 0 | 0 | 0 | 0 | 1216.9166 | #N/A | #N/A | 88 | #N/A | #N/A | #N/A | 0.6761% | 1 | 50% | 0% | 0% | 0% | 8.2745 | 0 | 0 | 0 | 8.2745 | #N/A
2007-05-10 11:00 | 5 | 10 | 11 | 130.4168 | 3107 | 69.98 | 53.06 | 1000 | 69.98 | 0 | 1469.4089 | Cooling | 244.9015 | #N/A | #N/A | #N/A | #N/A | 0 | 0 | 0 | 0 | 0 | 1469.4089 | #N/A | #N/A | 88 | #N/A | #N/A | #N/A | 0.8163% | 1 | 50% | 0% | 0% | 0% | 8.2745 | 0 | 0 | 0 | 8.2745 | #N/A
2007-05-10 12:00 | 5 | 10 | 12 | 130.4585 | 3108 | 75.02 | 51.98 | 999 | 75.02 | 0 | 1481.6786 | Cooling | 246.9464 | #N/A | #N/A | #N/A | #N/A | 0 | 0 | 0 | 0 | 0 | 1481.6786 | #N/A | #N/A | 88 | #N/A | #N/A | #N/A | 0.8232% | 1 | 50% | 0% | 0% | 0% | 8.2745 | 0 | 0 | 0 | 8.2745 | #N/A
2007-05-10 13:00 | 5 | 10 | 13 | 130.5002 | 3109 | 75.02 | 53.06 | 999 | 75.02 | 0 | 1532.1957 | Cooling | 255.366 | #N/A | #N/A | #N/A | #N/A | 0 | 0 | 0 | 0 | 0 | 1532.1957 | #N/A | #N/A | 88 | #N/A | #N/A | #N/A | 0.8512% | 1 | 50% | 0% | 0% | 0% | 8.2745 | 0 | 0 | 0 | 8.2745 | #N/A
2007-05-10 14:00 | 5 | 10 | 14 | 130.5418 | 3110 | 75.02 | 51.08 | 998 | 75.02 | 0 | 1577.86 | Cooling | 262.9767 | #N/A | #N/A | #N/A | #N/A | 0 | 0 | 0 | 0 | 0 | 1577.86 | #N/A | #N/A | 88 | #N/A | #N/A | #N/A | 0.8766% | 1 | 50% | 0% | 0% | 0% | 8.2745 | 0 | 0 | 0 | 8.2745 | #N/A
2007-05-10 15:00 | 5 | 10 | 15 | 130.5835 | 3111 | 80.6 | 51.98 | 998 | 80.6 | 0 | 1574.8068 | Cooling | 262.4678 | #N/A | #N/A | #N/A | #N/A | 0 | 0 | 0 | 0 | 0 | 1574.8068 | #N/A | #N/A | 88 | #N/A | #N/A | #N/A | 0.8749% | 1 | 50% | 0% | 0% | 0% | 8.2745 | 0 | 0 | 0 | 8.2745 | #N/A
2007-05-10 16:00 | 5 | 10 | 16 | 130.6252 | 3112 | 78.98 | 51.98 | 998 | 78.98 | 0 | 1632.2459 | Cooling | 272.041 | #N/A | #N/A | #N/A | #N/A | 0 | 0 | 0 | 0 | 0 | 1632.2459 | #N/A | #N/A | 88 | #N/A | #N/A | #N/A | 0.9068% | 1 | 50% | 0% | 0% | 0% | 8.2745 | 0 | 0 | 0 | 8.2745 | #N/A
2007-05-10 17:00 | 5 | 10 | 17 | 130.6668 | 3113 | 78.98 | 51.08 | 998 | 78.98 | 0 | 1602.9445 | Cooling | 267.1574 | #N/A | #N/A | #N/A | #N/A | 0 | 0 | 0 | 0 | 0 | 1602.9445 | #N/A | #N/A | 88 | #N/A | #N/A | #N/A | 0.8905% | 1 | 50% | 0% | 0% | 0% | 8.2745 | 0 | 0 | 0 | 8.2745 | #N/A
2007-05-10 18:00 | 5 | 10 | 18 | 130.7085 | 3114 | 75.92 | 51.08 | 998 | 75.92 | 0 | 1496.5727 | Cooling | 249.4288 | #N/A | #N/A | #N/A | #N/A | 0 | 0 | 0 | 0 | 0 | 1496.5727 | #N/A | #N/A | 88 | #N/A | #N/A | #N/A | 0.8314% | 1 | 50% | 0% | 0% | 0% | 8.2745 | 0 | 0 | 0 | 8.2745 | #N/A
2007-05-10 19:00 | 5 | 10 | 19 | 130.7502 | 3115 | 73.04 | 51.98 | 998 | 73.04 | 0 | 1456.6509 | Cooling | 242.7752 | #N/A | #N/A | #N/A | #N/A | 0 | 0 | 0 | 0 | 0 | 1456.6509 | #N/A | #N/A | 88 | #N/A | #N/A | #N/A | 0.8093% | 1 | 50% | 0% | 0% | 0% | 8.2745 | 0 | 0 | 0 | 8.2745 | #N/A
2007-05-10 20:00 | 5 | 10 | 20 | 130.7918 | 3116 | 73.04 | 51.98 | 999 | 73.04 | 0 | 1191.2601 | Cooling | 198.5434 | #N/A | #N/A | #N/A | #N/A | 0 | 0 | 0 | 0 | 0 | 1191.2601 | #N/A | #N/A | 88 | #N/A | #N/A | #N/A | 0.6618% | 1 | 50% | 0% | 0% | 0% | 8.2745 | 0 | 0 | 0 | 8.2745 | #N/A
2007-05-10 21:00 | 5 | 10 | 21 | 130.8335 | 3117 | 69.98 | 50 | 999 | 69.98 | 0 | 860.7818 | Cooling | 143.4636 | #N/A | #N/A | #N/A | #N/A | 0 | 0 | 0 | 0 | 0 | 860.7818 | #N/A | #N/A | 88 | #N/A | #N/A | #N/A | 0.4782% | 1 | 50% | 0% | 0% | 0% | 8.2745 | 0 | 0 | 0 | 8.2745 | #N/A
2007-05-10 22:00 | 5 | 10 | 22 | 130.8752 | 3118 | 66.02 | 51.08 | 999 | 66.02 | 0 | 12.8457 | Cooling | 2.141 | #N/A | #N/A | #N/A | #N/A | 0 | 0 | 0 | 0 | 0 | 12.8457 | #N/A | #N/A | 88 | #N/A | #N/A | #N/A | 0.007137% | 1 | 50% | 0% | 0% | 0% | 8.2745 | 0 | 0 | 0 | 8.2745 | #N/A
2007-05-10 23:00 | 5 | 10 | 23 | 130.9168 | 3119 | 66.02 | 50 | 999 | 66.02 | 0 | 14.6142 | Cooling | 2.4357 | #N/A | #N/A | #N/A | #N/A | 0 | 0 | 0 | 0 | 0 | 14.6142 | #N/A | #N/A | 88 | #N/A | #N/A | #N/A | 0.008119% | 1 | 50% | 0% | 0% | 0% | 8.2745 | 0 | 0 | 0 | 8.2745 | #N/A
2007-05-11 | 5 | 11 | 0 | 130.9585 | 3120 | 62.96 | 50 | 999 | 62.96 | 0 | 6.3714 | Cooling | 1.0619 | #N/A | #N/A | #N/A | #N/A | 0 | 0 | 0 | 0 | 0 | 6.3714 | #N/A | #N/A | 88 | #N/A | #N/A | #N/A | 0.00354% | 1 | 50% | 0% | 0% | 0% | 8.2745 | 0 | 0 | 0 | 8.2745 | #N/A
2007-05-11 01:00 | 5 | 11 | 1 | 131.0002 | 3121 | 62.06 | 50 | 999 | 62.06 | 0 | 5.8314 | Cooling | 0.9719 | #N/A | #N/A | #N/A | #N/A | 0 | 0 | 0 | 0 | 0 | 5.8314 | #N/A | #N/A | 88 | #N/A | #N/A | #N/A | 0.00324% | 1 | 50% | 0% | 0% | 0% | 8.2745 | 0 | 0 | 0 | 8.2745 | #N/A
2007-05-11 02:00 | 5 | 11 | 2 | 131.0418 | 3122 | 62.06 | 50 | 999 | 62.06 | 0 | 5.8422 | Cooling | 0.9737 | #N/A | #N/A | #N/A | #N/A | 0 | 0 | 0 | 0 | 0 | 5.8422 | #N/A | #N/A | 88 | #N/A | #N/A | #N/A | 0.003246% | 1 | 50% | 0% | 0% | 0% | 8.2745 | 0 | 0 | 0 | 8.2745 | #N/A
2007-05-11 03:00 | 5 | 11 | 3 | 131.0835 | 3123 | 57.02 | 50 | 999 | 57.02 | 0 | 2.9438 | Cooling | 0.49063 | #N/A | #N/A | #N/A | #N/A | 0 | 0 | 0 | 0 | 0 | 2.9438 | #N/A | #N/A | 88 | #N/A | #N/A | #N/A | 0.001635% | 1 | 50% | 0% | 0% | 0% | 8.2745 | 0 | 0 | 0 | 8.2745 | #N/A
2007-05-11 04:00 | 5 | 11 | 4 | 131.1252 | 3124 | 57.02 | 50 | 1000 | 57.02 | 0 | 2.76 | Cooling | 0.46 | #N/A | #N/A | #N/A | #N/A | 0 | 0 | 0 | 0 | 0 | 2.76 | #N/A | #N/A | 88 | #N/A | #N/A | #N/A | 0.001533% | 1 | 50% | 0% | 0% | 0% | 8.2745 | 0 | 0 | 0 | 8.2745 | #N/A
2007-05-11 05:00 | 5 | 11 | 5 | 131.1668 | 3125 | 57.02 | 51.08 | 1000 | 57.02 | 0 | 9.2645 | Cooling | 1.5441 | #N/A | #N/A | #N/A | #N/A | 0 | 0 | 0 | 0 | 0 | 9.2645 | #N/A | #N/A | 88 | #N/A | #N/A | #N/A | 0.005147% | 1 | 50% | 0% | 0% | 0% | 8.2745 | 0 | 0 | 0 | 8.2745 | #N/A
2007-05-11 06:00 | 5 | 11 | 6 | 131.2085 | 3126 | 57.02 | 51.98 | 1001 | 57.02 | 0 | 173.5929 | Cooling | 28.9322 | #N/A | #N/A | #N/A | #N/A | 0 | 0 | 0 | 0 | 0 | 173.5929 | #N/A | #N/A | 88 | #N/A | #N/A | #N/A | 0.09644% | 1 | 50% | 0% | 0% | 0% | 8.2745 | 0 | 0 | 0 | 8.2745 | #N/A
2007-05-11 07:00 | 5 | 11 | 7 | 131.2502 | 3127 | 59 | 57.02 | 1001 | 59 | 0 | 786.3577 | Cooling | 131.0596 | #N/A | #N/A | #N/A | #N/A | 0 | 0 | 0 | 0 | 0 | 786.3577 | #N/A | #N/A | 88 | #N/A | #N/A | #N/A | 0.4369% | 1 | 50% | 0% | 0% | 0% | 8.2745 | 0 | 0 | 0 | 8.2745 | #N/A
2007-05-11 08:00 | 5 | 11 | 8 | 131.2918 | 3128 | 59 | 51.98 | 1001 | 59 | 0 | 1320.4955 | Cooling | 220.0826 | #N/A | #N/A | #N/A | #N/A | 0 | 0 | 0 | 0 | 0 | 1320.4955 | #N/A | #N/A | 88 | #N/A | #N/A | #N/A | 0.7336% | 1 | 50% | 0% | 0% | 0% | 8.2745 | 0 | 0 | 0 | 8.2745 | #N/A
2007-05-11 09:00 | 5 | 11 | 9 | 131.3335 | 3129 | 64.94 | 60.08 | 1001 | 64.94 | 0 | 1603.3013 | Cooling | 267.2169 | #N/A | #N/A | #N/A | #N/A | 0 | 0 | 0 | 0 | 0 | 1603.3013 | #N/A | #N/A | 88 | #N/A | #N/A | #N/A | 0.8907% | 1 | 50% | 0% | 0% | 0% | 8.2745 | 0 | 0 | 0 | 8.2745 | #N/A
2007-05-11 10:00 | 5 | 11 | 10 | 131.3752 | 3130 | 66.02 | 59 | 1001 | 66.02 | 0 | 1469.2607 | Cooling | 244.8768 | #N/A | #N/A | #N/A | #N/A | 0 | 0 | 0 | 0 | 0 | 1469.2607 | #N/A | #N/A | 88 | #N/A | #N/A | #N/A | 0.8163% | 1 | 50% | 0% | 0% | 0% | 8.2745 | 0 | 0 | 0 | 8.2745 | #N/A
2007-05-11 11:00 | 5 | 11 | 11 | 131.4168 | 3131 | 66.02 | 60.08 | 1001 | 66.02 | 0 | 1503.756 | Cooling | 250.626 | #N/A | #N/A | #N/A | #N/A | 0 | 0 | 0 | 0 | 0 | 1503.756 | #N/A | #N/A | 88 | #N/A | #N/A | #N/A | 0.8354% | 1 | 50% | 0% | 0% | 0% | 8.2745 | 0 | 0 | 0 | 8.2745 | #N/A
2007-05-11 12:00 | 5 | 11 | 12 | 131.4585 | 3132 | 69.98 | 53.96 | 1001 | 69.98 | 0 | 1476.9871 | Cooling | 246.1645 | #N/A | #N/A | #N/A | #N/A | 0 | 0 | 0 | 0 | 0 | 1476.9871 | #N/A | #N/A | 88 | #N/A | #N/A | #N/A | 0.8205% | 1 | 50% | 0% | 0% | 0% | 8.2745 | 0 | 0 | 0 | 8.2745 | #N/A
2007-05-11 13:00 | 5 | 11 | 13 | 131.5002 | 3133 | 71.96 | 59 | 1000 | 71.96 | 0 | 1494.5182 | Cooling | 249.0864 | #N/A | #N/A | #N/A | #N/A | 0 | 0 | 0 | 0 | 0 | 1494.5182 | #N/A | #N/A | 88 | #N/A | #N/A | #N/A | 0.8303% | 1 | 50% | 0% | 0% | 0% | 8.2745 | 0 | 0 | 0 | 8.2745 | #N/A
2007-05-11 14:00 | 5 | 11 | 14 | 131.5418 | 3134 | 71.96 | 62.06 | 1000 | 71.96 | 0 | 1409.8189 | Cooling | 234.9698 | #N/A | #N/A | #N/A | #N/A | 0 | 0 | 0 | 0 | 0 | 1409.8189 | #N/A | #N/A | 88 | #N/A | #N/A | #N/A | 0.7832% | 1 | 50% | 0% | 0% | 0% | 8.2745 | 0 | 0 | 0 | 8.2745 | #N/A
2007-05-11 15:00 | 5 | 11 | 15 | 131.5835 | 3135 | 73.94 | 57.92 | 999 | 73.94 | 0 | 1368.9308 | Cooling | 228.1551 | #N/A | #N/A | #N/A | #N/A | 0 | 0 | 0 | 0 | 0 | 1368.9308 | #N/A | #N/A | 88 | #N/A | #N/A | #N/A | 0.7605% | 1 | 50% | 0% | 0% | 0% | 8.2745 | 0 | 0 | 0 | 8.2745 | #N/A
2007-05-11 16:00 | 5 | 11 | 16 | 131.6252 | 3136 | 73.04 | 53.06 | 999 | 73.04 | 0 | 1400.1644 | Cooling | 233.3607 | #N/A | #N/A | #N/A | #N/A | 0 | 0 | 0 | 0 | 0 | 1400.1644 | #N/A | #N/A | 88 | #N/A | #N/A | #N/A | 0.7779% | 1 | 50% | 0% | 0% | 0% | 8.2745 | 0 | 0 | 0 | 8.2745 | #N/A
2007-05-11 17:00 | 5 | 11 | 17 | 131.6668 | 3137 | 71.96 | 53.06 | 999 | 71.96 | 0 | 1330.0196 | Cooling | 221.6699 | #N/A | #N/A | #N/A | #N/A | 0 | 0 | 0 | 0 | 0 | 1330.0196 | #N/A | #N/A | 88 | #N/A | #N/A | #N/A | 0.7389% | 1 | 50% | 0% | 0% | 0% | 8.2745 | 0 | 0 | 0 | 8.2745 | #N/A
2007-05-11 18:00 | 5 | 11 | 18 | 131.7085 | 3138 | 71.06 | 55.94 | 999 | 71.06 | 0 | 373.2114 | Cooling | 62.2019 | #N/A | #N/A | #N/A | #N/A | 0 | 0 | 0 | 0 | 0 | 373.2114 | #N/A | #N/A | 88 | #N/A | #N/A | #N/A | 0.2073% | 1 | 50% | 0% | 0% | 0% | 8.2745 | 0 | 0 | 0 | 8.2745 | #N/A
2007-05-11 19:00 | 5 | 11 | 19 | 131.7502 | 3139 | 68 | 59 | 999 | 68 | 0 | 696.0858 | Cooling | 116.0143 | #N/A | #N/A | #N/A | #N/A | 0 | 0 | 0 | 0 | 0 | 696.0858 | #N/A | #N/A | 88 | #N/A | #N/A | #N/A | 0.3867% | 1 | 50% | 0% | 0% | 0% | 8.2745 | 0 | 0 | 0 | 8.2745 | #N/A
2007-05-11 20:00 | 5 | 11 | 20 | 131.7918 | 3140 | 68 | 59 | 999 | 68 | 0 | 457.4825 | Cooling | 76.2471 | #N/A | #N/A | #N/A | #N/A | 0 | 0 | 0 | 0 | 0 | 457.4825 | #N/A | #N/A | 88 | #N/A | #N/A | #N/A | 0.2542% | 1 | 50% | 0% | 0% | 0% | 8.2745 | 0 | 0 | 0 | 8.2745 | #N/A
2007-05-11 21:00 | 5 | 11 | 21 | 131.8335 | 3141 | 60.98 | 59 | 999 | 60.98 | 0 | 242.0767 | Cooling | 40.3461 | #N/A | #N/A | #N/A | #N/A | 0 | 0 | 0 | 0 | 0 | 242.0767 | #N/A | #N/A | 88 | #N/A | #N/A | #N/A | 0.1345% | 1 | 50% | 0% | 0% | 0% | 8.2745 | 0 | 0 | 0 | 8.2745 | #N/A
2007-05-11 22:00 | 5 | 11 | 22 | 131.8752 | 3142 | 57.02 | 60.08 | 999 | 57.02 | 0 | 197.8417 | Cooling | 32.9736 | #N/A | #N/A | #N/A | #N/A | 0 | 0 | 0 | 0 | 0 | 197.8417 | #N/A | #N/A | 88 | #N/A | #N/A | #N/A | 0.1099% | 1 | 50% | 0% | 0% | 0% | 8.2745 | 0 | 0 | 0 | 8.2745 | #N/A
2007-05-11 23:00 | 5 | 11 | 23 | 131.9168 | 3143 | 57.02 | 62.96 | 999 | 57.02 | 0 | 160.8301 | Cooling | 26.805 | #N/A | #N/A | #N/A | #N/A | 0 | 0 | 0 | 0 | 0 | 160.8301 | #N/A | #N/A | 88 | #N/A | #N/A | #N/A | 0.08935% | 1 | 50% | 0% | 0% | 0% | 8.2745 | 0 | 0 | 0 | 8.2745 | #N/A
2007-05-12 | 5 | 12 | 0 | 131.9585 | 3144 | 53.96 | 60.98 | 999 | 53.96 | 0 | 152.8955 | Cooling | 25.4826 | #N/A | #N/A | #N/A | #N/A | 0 | 0 | 0 | 0 | 0 | 152.8955 | #N/A | #N/A | 88 | #N/A | #N/A | #N/A | 0.08494% | 1 | 50% | 0% | 0% | 0% | 8.2745 | 0 | 0 | 0 | 8.2745 | #N/A
2007-05-12 01:00 | 5 | 12 | 1 | 132.0002 | 3145 | 51.98 | 60.08 | 999 | 51.98 | 0 | 144.8507 | Cooling | 24.1418 | #N/A | #N/A | #N/A | #N/A | 0 | 0 | 0 | 0 | 0 | 144.8507 | #N/A | #N/A | 88 | #N/A | #N/A | #N/A | 0.08047% | 1 | 50% | 0% | 0% | 0% | 8.2745 | 0 | 0 | 0 | 8.2745 | #N/A
2007-05-12 02:00 | 5 | 12 | 2 | 132.0418 | 3146 | 51.98 | 59 | 999 | 51.98 | 0 | 115.0908 | Cooling | 19.1818 | #N/A | #N/A | #N/A | #N/A | 0 | 0 | 0 | 0 | 0 | 115.0908 | #N/A | #N/A | 88 | #N/A | #N/A | #N/A | 0.06394% | 1 | 50% | 0% | 0% | 0% | 8.2745 | 0 | 0 | 0 | 8.2745 | #N/A
2007-05-12 03:00 | 5 | 12 | 3 | 132.0835 | 3147 | 55.94 | 60.08 | 999 | 55.94 | 0 | 110.3091 | Cooling | 18.3849 | #N/A | #N/A | #N/A | #N/A | 0 | 0 | 0 | 0 | 0 | 110.3091 | #N/A | #N/A | 88 | #N/A | #N/A | #N/A | 0.06128% | 1 | 50% | 0% | 0% | 0% | 8.2745 | 0 | 0 | 0 | 8.2745 | #N/A
2007-05-12 04:00 | 5 | 12 | 4 | 132.1252 | 3148 | 55.04 | 59 | 999 | 55.04 | 0 | 101.341 | Cooling | 16.8902 | #N/A | #N/A | #N/A | #N/A | 0 | 0 | 0 | 0 | 0 | 101.341 | #N/A | #N/A | 88 | #N/A | #N/A | #N/A | 0.0563% | 1 | 50% | 0% | 0% | 0% | 8.2745 | 0 | 0 | 0 | 8.2745 | #N/A
2007-05-12 05:00 | 5 | 12 | 5 | 132.1668 | 3149 | 55.04 | 57.92 | 999 | 55.04 | 0 | 112.9953 | Cooling | 18.8325 | #N/A | #N/A | #N/A | #N/A | 0 | 0 | 0 | 0 | 0 | 112.9953 | #N/A | #N/A | 88 | #N/A | #N/A | #N/A | 0.06278% | 1 | 50% | 0% | 0% | 0% | 8.2745 | 0 | 0 | 0 | 8.2745 | #N/A
2007-05-12 06:00 | 5 | 12 | 6 | 132.2085 | 3150 | 57.92 | 59 | 999 | 57.92 | 0 | 185.5187 | Cooling | 30.9198 | #N/A | #N/A | #N/A | #N/A | 0 | 0 | 0 | 0 | 0 | 185.5187 | #N/A | #N/A | 88 | #N/A | #N/A | #N/A | 0.1031% | 1 | 50% | 0% | 0% | 0% | 8.2745 | 0 | 0 | 0 | 8.2745 | #N/A
2007-05-12 07:00 | 5 | 12 | 7 | 132.2502 | 3151 | 62.06 | 60.98 | 999 | 62.06 | 0 | 293.9858 | Cooling | 48.9976 | #N/A | #N/A | #N/A | #N/A | 0 | 0 | 0 | 0 | 0 | 293.9858 | #N/A | #N/A | 88 | #N/A | #N/A | #N/A | 0.1633% | 1 | 50% | 0% | 0% | 0% | 8.2745 | 0 | 0 | 0 | 8.2745 | #N/A
2007-05-12 08:00 | 5 | 12 | 8 | 132.2918 | 3152 | 62.06 | 57.92 | 999 | 62.06 | 0 | 311.425 | Cooling | 51.9042 | #N/A | #N/A | #N/A | #N/A | 0 | 0 | 0 | 0 | 0 | 311.425 | #N/A | #N/A | 88 | #N/A | #N/A | #N/A | 0.173% | 1 | 50% | 0% | 0% | 0% | 8.2745 | 0 | 0 | 0 | 8.2745 | #N/A
2007-05-12 09:00 | 5 | 12 | 9 | 132.3335 | 3153 | 69.98 | 64.94 | 999 | 69.98 | 0 | 435.0162 | Cooling | 72.5027 | #N/A | #N/A | #N/A | #N/A | 0 | 0 | 0 | 0 | 0 | 435.0162 | #N/A | #N/A | 88 | #N/A | #N/A | #N/A | 0.2417% | 1 | 50% | 0% | 0% | 0% | 8.2745 | 0 | 0 | 0 | 8.2745 | #N/A
2007-05-12 10:00 | 5 | 12 | 10 | 132.3752 | 3154 | 73.04 | 69.08 | 999 | 73.04 | 0 | 379.8567 | Cooling | 63.3095 | #N/A | #N/A | #N/A | #N/A | 0 | 0 | 0 | 0 | 0 | 379.8567 | #N/A | #N/A | 88 | #N/A | #N/A | #N/A | 0.211% | 1 | 50% | 0% | 0% | 0% | 8.2745 | 0 | 0 | 0 | 8.2745 | #N/A
2007-05-12 11:00 | 5 | 12 | 11 | 132.4168 | 3155 | 73.04 | 69.08 | 999 | 73.04 | 0 | 530.165 | Cooling | 88.3608 | #N/A | #N/A | #N/A | #N/A | 0 | 0 | 0 | 0 | 0 | 530.165 | #N/A | #N/A | 88 | #N/A | #N/A | #N/A | 0.2945% | 1 | 50% | 0% | 0% | 0% | 8.2745 | 0 | 0 | 0 | 8.2745 | #N/A
2007-05-12 12:00 | 5 | 12 | 12 | 132.4585 | 3156 | 80.06 | 68 | 998 | 80.06 | 0 | 896.8226 | Cooling | 149.4704 | #N/A | #N/A | #N/A | #N/A | 0 | 0 | 0 | 0 | 0 | 896.8226 | #N/A | #N/A | 88 | #N/A | #N/A | #N/A | 0.4982% | 1 | 50% | 0% | 0% | 0% | 8.2745 | 0 | 0 | 0 | 8.2745 | #N/A
2007-05-12 13:00 | 5 | 12 | 13 | 132.5002 | 3157 | 82.94 | 66.92 | 997 | 82.94 | 0 | 1220.8265 | Cooling | 203.4711 | #N/A | #N/A | #N/A | #N/A | 0 | 0 | 0 | 0 | 0 | 1220.8265 | #N/A | #N/A | 88 | #N/A | #N/A | #N/A | 0.6782% | 1 | 50% | 0% | 0% | 0% | 8.2745 | 0 | 0 | 0 | 8.2745 | #N/A
2007-05-12 14:00 | 5 | 12 | 14 | 132.5418 | 3158 | 82.94 | 66.02 | 996 | 82.94 | 0 | 748.9857 | Cooling | 124.8309 | #N/A | #N/A | #N/A | #N/A | 0 | 0 | 0 | 0 | 0 | 748.9857 | #N/A | #N/A | 88 | #N/A | #N/A | #N/A | 0.4161% | 1 | 50% | 0% | 0% | 0% | 8.2745 | 0 | 0 | 0 | 8.2745 | #N/A
2007-05-12 15:00 | 5 | 12 | 15 | 132.5835 | 3159 | 84.92 | 62.96 | 996 | 84.92 | 0 | 442.2487 | Cooling | 73.7081 | #N/A | #N/A | #N/A | #N/A | 0 | 0 | 0 | 0 | 0 | 442.2487 | #N/A | #N/A | 88 | #N/A | #N/A | #N/A | 0.2457% | 1 | 50% | 0% | 0% | 0% | 8.2745 | 0 | 0 | 0 | 8.2745 | #N/A
2007-05-12 16:00 | 5 | 12 | 16 | 132.6252 | 3160 | 84.02 | 64.94 | 995 | 84.02 | 0 | 863.4255 | Cooling | 143.9043 | #N/A | #N/A | #N/A | #N/A | 0 | 0 | 0 | 0 | 0 | 863.4255 | #N/A | #N/A | 88 | #N/A | #N/A | #N/A | 0.4797% | 1 | 50% | 0% | 0% | 0% | 8.2745 | 0 | 0 | 0 | 8.2745 | #N/A
2007-05-12 17:00 | 5 | 12 | 17 | 132.6668 | 3161 | 84.02 | 64.94 | 997 | 84.02 | 0 | 513.8778 | Cooling | 85.6463 | #N/A | #N/A | #N/A | #N/A | 0 | 0 | 0 | 0 | 0 | 513.8778 | #N/A | #N/A | 88 | #N/A | #N/A | #N/A | 0.2855% | 1 | 50% | 0% | 0% | 0% | 8.2745 | 0 | 0 | 0 | 8.2745 | #N/A
2007-05-12 18:00 | 5 | 12 | 18 | 132.7085 | 3162 | 80.96 | 64.94 | 996 | 80.96 | 0 | 420.2355 | Cooling | 70.0393 | #N/A | #N/A | #N/A | #N/A | 0 | 0 | 0 | 0 | 0 | 420.2355 | #N/A | #N/A | 88 | #N/A | #N/A | #N/A | 0.2335% | 1 | 50% | 0% | 0% | 0% | 8.2745 | 0 | 0 | 0 | 8.2745 | #N/A
2007-05-12 19:00 | 5 | 12 | 19 | 132.7502 | 3163 | 78.08 | 66.02 | 996 | 78.08 | 0 | 371.4713 | Cooling | 61.9119 | #N/A | #N/A | #N/A | #N/A | 0 | 0 | 0 | 0 | 0 | 371.4713 | #N/A | #N/A | 88 | #N/A | #N/A | #N/A | 0.2064% | 1 | 50% | 0% | 0% | 0% | 8.2745 | 0 | 0 | 0 | 8.2745 | #N/A
2007-05-12 20:00 | 5 | 12 | 20 | 132.7918 | 3164 | 78.08 | 66.02 | 996 | 78.08 | 0 | 384.4757 | Cooling | 64.0793 | #N/A | #N/A | #N/A | #N/A | 0 | 0 | 0 | 0 | 0 | 384.4757 | #N/A | #N/A | 88 | #N/A | #N/A | #N/A | 0.2136% | 1 | 50% | 0% | 0% | 0% | 8.2745 | 0 | 0 | 0 | 8.2745 | #N/A
2007-05-12 21:00 | 5 | 12 | 21 | 132.8335 | 3165 | 69.98 | 64.94 | 996 | 69.98 | 0 | 308.405 | Cooling | 51.4008 | #N/A | #N/A | #N/A | #N/A | 0 | 0 | 0 | 0 | 0 | 308.405 | #N/A | #N/A | 88 | #N/A | #N/A | #N/A | 0.1713% | 1 | 50% | 0% | 0% | 0% | 8.2745 | 0 | 0 | 0 | 8.2745 | #N/A
2007-05-12 22:00 | 5 | 12 | 22 | 132.8752 | 3166 | 68 | 64.04 | 996 | 68 | 0 | 259.2196 | Cooling | 43.2033 | #N/A | #N/A | #N/A | #N/A | 0 | 0 | 0 | 0 | 0 | 259.2196 | #N/A | #N/A | 88 | #N/A | #N/A | #N/A | 0.144% | 1 | 50% | 0% | 0% | 0% | 8.2745 | 0 | 0 | 0 | 8.2745 | #N/A
2007-05-12 23:00 | 5 | 12 | 23 | 132.9168 | 3167 | 68 | 64.04 | 996 | 68 | 0 | 204.8337 | Cooling | 34.1389 | #N/A | #N/A | #N/A | #N/A | 0 | 0 | 0 | 0 | 0 | 204.8337 | #N/A | #N/A | 88 | #N/A | #N/A | #N/A | 0.1138% | 1 | 50% | 0% | 0% | 0% | 8.2745 | 0 | 0 | 0 | 8.2745 | #N/A
2007-05-13 | 5 | 13 | 0 | 132.9585 | 3168 | 64.04 | 62.96 | 996 | 64.04 | 0 | 231.6277 | Cooling | 38.6046 | #N/A | #N/A | #N/A | #N/A | 0 | 0 | 0 | 0 | 0 | 231.6277 | #N/A | #N/A | 88 | #N/A | #N/A | #N/A | 0.1287% | 1 | 50% | 0% | 0% | 0% | 8.2745 | 0 | 0 | 0 | 8.2745 | #N/A
2007-05-13 01:00 | 5 | 13 | 1 | 133.0002 | 3169 | 64.94 | 62.96 | 996 | 64.94 | 0 | 223.3733 | Cooling | 37.2289 | #N/A | #N/A | #N/A | #N/A | 0 | 0 | 0 | 0 | 0 | 223.3733 | #N/A | #N/A | 88 | #N/A | #N/A | #N/A | 0.1241% | 1 | 50% | 0% | 0% | 0% | 8.2745 | 0 | 0 | 0 | 8.2745 | #N/A
2007-05-13 02:00 | 5 | 13 | 2 | 133.0419 | 3170 | 64.94 | 64.04 | 996 | 64.94 | 0 | 228.1556 | Cooling | 38.0259 | #N/A | #N/A | #N/A | #N/A | 0 | 0 | 0 | 0 | 0 | 228.1556 | #N/A | #N/A | 88 | #N/A | #N/A | #N/A | 0.1268% | 1 | 50% | 0% | 0% | 0% | 8.2745 | 0 | 0 | 0 | 8.2745 | #N/A
2007-05-13 03:00 | 5 | 13 | 3 | 133.0835 | 3171 | 64.04 | 64.04 | 996 | 64.04 | 0 | 230.0648 | Cooling | 38.3441 | #N/A | #N/A | #N/A | #N/A | 0 | 0 | 0 | 0 | 0 | 230.0648 | #N/A | #N/A | 88 | #N/A | #N/A | #N/A | 0.1278% | 1 | 50% | 0% | 0% | 0% | 8.2745 | 0 | 0 | 0 | 8.2745 | #N/A
2007-05-13 04:00 | 5 | 13 | 4 | 133.1252 | 3172 | 62.96 | 62.96 | 996 | 62.96 | 0 | 216.4563 | Cooling | 36.076 | #N/A | #N/A | #N/A | #N/A | 0 | 0 | 0 | 0 | 0 | 216.4563 | #N/A | #N/A | 88 | #N/A | #N/A | #N/A | 0.1203% | 1 | 50% | 0% | 0% | 0% | 8.2745 | 0 | 0 | 0 | 8.2745 | #N/A
2007-05-13 05:00 | 5 | 13 | 5 | 133.1669 | 3173 | 62.96 | 60.98 | 996 | 62.96 | 0 | 233.5196 | Cooling | 38.9199 | #N/A | #N/A | #N/A | #N/A | 0 | 0 | 0 | 0 | 0 | 233.5196 | #N/A | #N/A | 88 | #N/A | #N/A | #N/A | 0.1297% | 1 | 50% | 0% | 0% | 0% | 8.2745 | 0 | 0 | 0 | 8.2745 | #N/A
2007-05-13 06:00 | 5 | 13 | 6 | 133.2085 | 3174 | 62.06 | 62.96 | 996 | 62.06 | 0 | 1532.1896 | Cooling | 255.3649 | #N/A | #N/A | #N/A | #N/A | 0 | 0 | 0 | 0 | 0 | 1532.1896 | #N/A | #N/A | 88 | #N/A | #N/A | #N/A | 0.8512% | 1 | 50% | 0% | 0% | 0% | 8.2745 | 0 | 0 | 0 | 8.2745 | #N/A
2007-05-13 07:00 | 5 | 13 | 7 | 133.2502 | 3175 | 60.98 | 64.04 | 996 | 60.98 | 0 | 1685.6508 | Cooling | 280.9418 | #N/A | #N/A | #N/A | #N/A | 0 | 0 | 0 | 0 | 0 | 1685.6508 | #N/A | #N/A | 88 | #N/A | #N/A | #N/A | 0.9365% | 1 | 50% | 0% | 0% | 0% | 8.2745 | 0 | 0 | 0 | 8.2745 | #N/A
2007-05-13 08:00 | 5 | 13 | 8 | 133.2919 | 3176 | 60.98 | 64.94 | 996 | 60.98 | 0 | 2339.2702 | Cooling | 389.8784 | #N/A | #N/A | #N/A | #N/A | 0 | 0 | 0 | 0 | 0 | 2339.2702 | #N/A | #N/A | 88 | #N/A | #N/A | #N/A | 1.3% | 1 | 50% | 0% | 0% | 0% | 8.2745 | 0 | 0 | 0 | 8.2745 | #N/A
2007-05-13 09:00 | 5 | 13 | 9 | 133.3335 | 3177 | 60.98 | 60.98 | 996 | 60.98 | 0 | 2435.7921 | Cooling | 405.9654 | #N/A | #N/A | #N/A | #N/A | 0 | 0 | 0 | 0 | 0 | 2435.7921 | #N/A | #N/A | 88 | #N/A | #N/A | #N/A | 1.353% | 1 | 50% | 0% | 0% | 0% | 8.2745 | 0 | 0 | 0 | 8.2745 | #N/A
2007-05-13 10:00 | 5 | 13 | 10 | 133.3752 | 3178 | 62.06 | 66.02 | 996 | 62.06 | 0 | 1977.7984 | Cooling | 329.6331 | #N/A | #N/A | #N/A | #N/A | 0 | 0 | 0 | 0 | 0 | 1977.7984 | #N/A | #N/A | 88 | #N/A | #N/A | #N/A | 1.099% | 1 | 50% | 0% | 0% | 0% | 8.2745 | 0 | 0 | 0 | 8.2745 | #N/A
2007-05-13 11:00 | 5 | 13 | 11 | 133.4169 | 3179 | 62.06 | 60.98 | 996 | 62.06 | 0 | 1857.1015 | Cooling | 309.5169 | #N/A | #N/A | #N/A | #N/A | 0 | 0 | 0 | 0 | 0 | 1857.1015 | #N/A | #N/A | 88 | #N/A | #N/A | #N/A | 1.032% | 1 | 50% | 0% | 0% | 0% | 8.2745 | 0 | 0 | 0 | 8.2745 | #N/A
2007-05-13 12:00 | 5 | 13 | 12 | 133.4585 | 3180 | 64.94 | 64.94 | 996 | 64.94 | 0 | 1798.7031 | Cooling | 299.7839 | #N/A | #N/A | #N/A | #N/A | 0 | 0 | 0 | 0 | 0 | 1798.7031 | #N/A | #N/A | 88 | #N/A | #N/A | #N/A | 0.9993% | 1 | 50% | 0% | 0% | 0% | 8.2745 | 0 | 0 | 0 | 8.2745 | #N/A
2007-05-13 13:00 | 5 | 13 | 13 | 133.5002 | 3181 | 69.08 | 66.02 | 996 | 69.08 | 0 | 1895.8706 | Cooling | 315.9784 | #N/A | #N/A | #N/A | #N/A | 0 | 0 | 0 | 0 | 0 | 1895.8706 | #N/A | #N/A | 88 | #N/A | #N/A | #N/A | 1.053% | 1 | 50% | 0% | 0% | 0% | 8.2745 | 0 | 0 | 0 | 8.2745 | #N/A
2007-05-13 14:00 | 5 | 13 | 14 | 133.5419 | 3182 | 69.08 | 59 | 996 | 69.08 | 0 | 1879.2576 | Cooling | 313.2096 | #N/A | #N/A | #N/A | #N/A | 0 | 0 | 0 | 0 | 0 | 1879.2576 | #N/A | #N/A | 88 | #N/A | #N/A | #N/A | 1.044% | 1 | 50% | 0% | 0% | 0% | 8.2745 | 0 | 0 | 0 | 8.2745 | #N/A
2007-05-13 15:00 | 5 | 13 | 15 | 133.5835 | 3183 | 71.06 | 53.96 | 996 | 71.06 | 0 | 1741.9263 | Cooling | 290.321 | #N/A | #N/A | #N/A | #N/A | 0 | 0 | 0 | 0 | 0 | 1741.9263 | #N/A | #N/A | 88 | #N/A | #N/A | #N/A | 0.9677% | 1 | 50% | 0% | 0% | 0% | 8.2745 | 0 | 0 | 0 | 8.2745 | #N/A
2007-05-13 16:00 | 5 | 13 | 16 | 133.6252 | 3184 | 73.04 | 57.02 | 996 | 73.04 | 0 | 1902.4927 | Cooling | 317.0821 | #N/A | #N/A | #N/A | #N/A | 0 | 0 | 0 | 0 | 0 | 1902.4927 | #N/A | #N/A | 88 | #N/A | #N/A | #N/A | 1.057% | 1 | 50% | 0% | 0% | 0% | 8.2745 | 0 | 0 | 0 | 8.2745 | #N/A
2007-05-13 17:00 | 5 | 13 | 17 | 133.6669 | 3185 | 73.04 | 57.02 | 997 | 73.04 | 0 | 2215.8154 | Cooling | 369.3026 | #N/A | #N/A | #N/A | #N/A | 0 | 0 | 0 | 0 | 0 | 2215.8154 | #N/A | #N/A | 88 | #N/A | #N/A | #N/A | 1.231% | 1 | 50% | 0% | 0% | 0% | 8.2745 | 0 | 0 | 0 | 8.2745 | #N/A
2007-05-13 18:00 | 5 | 13 | 18 | 133.7085 | 3186 | 71.96 | 55.04 | 997 | 71.96 | 0 | 1942.791 | Cooling | 323.7985 | #N/A | #N/A | #N/A | #N/A | 0 | 0 | 0 | 0 | 0 | 1942.791 | #N/A | #N/A | 88 | #N/A | #N/A | #N/A | 1.079% | 1 | 50% | 0% | 0% | 0% | 8.2745 | 0 | 0 | 0 | 8.2745 | #N/A
2007-05-13 19:00 | 5 | 13 | 19 | 133.7502 | 3187 | 71.06 | 53.06 | 997 | 71.06 | 0 | 1404.8772 | Cooling | 234.1462 | #N/A | #N/A | #N/A | #N/A | 0 | 0 | 0 | 0 | 0 | 1404.8772 | #N/A | #N/A | 88 | #N/A | #N/A | #N/A | 0.7805% | 1 | 50% | 0% | 0% | 0% | 8.2745 | 0 | 0 | 0 | 8.2745 | #N/A
2007-05-13 20:00 | 5 | 13 | 20 | 133.7919 | 3188 | 71.06 | 53.06 | 997 | 71.06 | 0 | 989.7315 | Cooling | 164.9553 | #N/A | #N/A | #N/A | #N/A | 0 | 0 | 0 | 0 | 0 | 989.7315 | #N/A | #N/A | 88 | #N/A | #N/A | #N/A | 0.5499% | 1 | 50% | 0% | 0% | 0% | 8.2745 | 0 | 0 | 0 | 8.2745 | #N/A
2007-05-13 21:00 | 5 | 13 | 21 | 133.8335 | 3189 | 66.92 | 53.96 | 998 | 66.92 | 0 | 867.6891 | Cooling | 144.6149 | #N/A | #N/A | #N/A | #N/A | 0 | 0 | 0 | 0 | 0 | 867.6891 | #N/A | #N/A | 88 | #N/A | #N/A | #N/A | 0.482% | 1 | 50% | 0% | 0% | 0% | 8.2745 | 0 | 0 | 0 | 8.2745 | #N/A
2007-05-13 22:00 | 5 | 13 | 22 | 133.8752 | 3190 | 62.06 | 51.98 | 998 | 62.06 | 0 | 46.0407 | Cooling | 7.6734 | #N/A | #N/A | #N/A | #N/A | 0 | 0 | 0 | 0 | 0 | 46.0407 | #N/A | #N/A | 88 | #N/A | #N/A | #N/A | 0.02558% | 1 | 50% | 0% | 0% | 0% | 8.2745 | 0 | 0 | 0 | 8.2745 | #N/A
2007-05-13 23:00 | 5 | 13 | 23 | 133.9169 | 3191 | 62.06 | 48.92 | 999 | 62.06 | 0 | 9.9372 | Cooling | 1.6562 | #N/A | #N/A | #N/A | #N/A | 0 | 0 | 0 | 0 | 0 | 9.9372 | #N/A | #N/A | 88 | #N/A | #N/A | #N/A | 0.005521% | 1 | 50% | 0% | 0% | 0% | 8.2745 | 0 | 0 | 0 | 8.2745 | #N/A
2007-05-14 | 5 | 14 | 0 | 133.9585 | 3192 | 57.92 | 48.02 | 1000 | 57.92 | 0 | 0 | Cooling | 0 | #N/A | #N/A | #N/A | #N/A | 0 | 0 | 0 | 0 | 0 | 0 | #N/A | #N/A | 88 | 88 | 0 | #N/A | 0% | 1 | 50% | 0% | 0% | 0% | 8.2745 | 0 | 0 | 0 | 8.2745 | #N/A
2007-05-14 01:00 | 5 | 14 | 1 | 134.0002 | 3193 | 57.92 | 48.92 | 1000 | 57.92 | 0 | 0 | Cooling | 0 | #N/A | #N/A | #N/A | #N/A | 0 | 0 | 0 | 0 | 0 | 0 | #N/A | #N/A | 88 | 88 | 0 | #N/A | 0% | 1 | 50% | 0% | 0% | 0% | 8.2745 | 0 | 0 | 0 | 8.2745 | #N/A
2007-05-14 02:00 | 5 | 14 | 2 | 134.0419 | 3194 | 57.92 | 48.02 | 1000 | 57.92 | 0 | 0.00077581 | Cooling | 0.0001293 | #N/A | #N/A | #N/A | #N/A | 0 | 0 | 0 | 0 | 0 | 0.00077581 | #N/A | #N/A | 88 | #N/A | #N/A | #N/A | 4.31e-07% | 1 | 50% | 0% | 0% | 0% | 8.2745 | 0 | 0 | 0 | 8.2745 | #N/A
2007-05-14 03:00 | 5 | 14 | 3 | 134.0835 | 3195 | 53.96 | 48.02 | 1000 | 53.96 | 0 | 0.0023049 | Cooling | 0.00038415 | #N/A | #N/A | #N/A | #N/A | 0 | 0 | 0 | 0 | 0 | 0.0023049 | #N/A | #N/A | 88 | #N/A | #N/A | #N/A | 1.281e-06% | 1 | 50% | 0% | 0% | 0% | 8.2745 | 0 | 0 | 0 | 8.2745 | #N/A
2007-05-14 04:00 | 5 | 14 | 4 | 134.1252 | 3196 | 51.98 | 48.02 | 1000 | 51.98 | 0 | 0.0036903 | Cooling | 0.00061505 | #N/A | #N/A | #N/A | #N/A | 0 | 0 | 0 | 0 | 0 | 0.0036903 | #N/A | #N/A | 88 | #N/A | #N/A | #N/A | 2.05e-06% | 1 | 50% | 0% | 0% | 0% | 8.2745 | 0 | 0 | 0 | 8.2745 | #N/A
2007-05-14 05:00 | 5 | 14 | 5 | 134.1669 | 3197 | 51.98 | 46.94 | 1000 | 51.98 | 0 | 0.0141 | Cooling | 0.0023499 | #N/A | #N/A | #N/A | #N/A | 0 | 0 | 0 | 0 | 0 | 0.0141 | #N/A | #N/A | 88 | #N/A | #N/A | #N/A | 7.833e-06% | 1 | 50% | 0% | 0% | 0% | 8.2745 | 0 | 0 | 0 | 8.2745 | #N/A
2007-05-14 06:00 | 5 | 14 | 6 | 134.2085 | 3198 | 51.08 | 48.92 | 1001 | 51.08 | 0 | 14.1411 | Cooling | 2.3568 | #N/A | #N/A | #N/A | #N/A | 0 | 0 | 0 | 0 | 0 | 14.1411 | #N/A | #N/A | 88 | #N/A | #N/A | #N/A | 0.007856% | 1 | 50% | 0% | 0% | 0% | 8.2745 | 0 | 0 | 0 | 8.2745 | #N/A
2007-05-14 07:00 | 5 | 14 | 7 | 134.2502 | 3199 | 50 | 50 | 1001 | 50 | 0 | 118.3844 | Cooling | 19.7307 | #N/A | #N/A | #N/A | #N/A | 0 | 0 | 0 | 0 | 0 | 118.3844 | #N/A | #N/A | 88 | #N/A | #N/A | #N/A | 0.06577% | 1 | 50% | 0% | 0% | 0% | 8.2745 | 0 | 0 | 0 | 8.2745 | #N/A
2007-05-14 08:00 | 5 | 14 | 8 | 134.2919 | 3200 | 50 | 46.04 | 1002 | 50 | 0 | 279.4781 | Cooling | 46.5797 | #N/A | #N/A | #N/A | #N/A | 0 | 0 | 0 | 0 | 0 | 279.4781 | #N/A | #N/A | 88 | #N/A | #N/A | #N/A | 0.1553% | 1 | 50% | 0% | 0% | 0% | 8.2745 | 0 | 0 | 0 | 8.2745 | #N/A
2007-05-14 09:00 | 5 | 14 | 9 | 134.3335 | 3201 | 55.94 | 51.98 | 1002 | 55.94 | 0 | 460.7601 | Cooling | 76.7934 | #N/A | #N/A | #N/A | #N/A | 0 | 0 | 0 | 0 | 0 | 460.7601 | #N/A | #N/A | 88 | #N/A | #N/A | #N/A | 0.256% | 1 | 50% | 0% | 0% | 0% | 8.2745 | 0 | 0 | 0 | 8.2745 | #N/A
2007-05-14 10:00 | 5 | 14 | 10 | 134.3752 | 3202 | 62.96 | 55.04 | 1002 | 62.96 | 0 | 933.9611 | Cooling | 155.6602 | #N/A | #N/A | #N/A | #N/A | 0 | 0 | 0 | 0 | 0 | 933.9611 | #N/A | #N/A | 88 | #N/A | #N/A | #N/A | 0.5189% | 1 | 50% | 0% | 0% | 0% | 8.2745 | 0 | 0 | 0 | 8.2745 | #N/A
2007-05-14 11:00 | 5 | 14 | 11 | 134.4169 | 3203 | 62.96 | 57.92 | 1002 | 62.96 | 0 | 1458.8789 | Cooling | 243.1465 | #N/A | #N/A | #N/A | #N/A | 0 | 0 | 0 | 0 | 0 | 1458.8789 | #N/A | #N/A | 88 | #N/A | #N/A | #N/A | 0.8105% | 1 | 50% | 0% | 0% | 0% | 8.2745 | 0 | 0 | 0 | 8.2745 | #N/A
2007-05-14 12:00 | 5 | 14 | 12 | 134.4585 | 3204 | 69.98 | 57.02 | 1002 | 69.98 | 0 | 1620.6426 | Cooling | 270.1071 | #N/A | #N/A | #N/A | #N/A | 0 | 0 | 0 | 0 | 0 | 1620.6426 | #N/A | #N/A | 88 | #N/A | #N/A | #N/A | 0.9004% | 1 | 50% | 0% | 0% | 0% | 8.2745 | 0 | 0 | 0 | 8.2745 | #N/A
2007-05-14 13:00 | 5 | 14 | 13 | 134.5002 | 3205 | 71.96 | 57.02 | 1003 | 71.96 | 0 | 1730.7142 | Cooling | 288.4524 | #N/A | #N/A | #N/A | #N/A | 0 | 0 | 0 | 0 | 0 | 1730.7142 | #N/A | #N/A | 88 | #N/A | #N/A | #N/A | 0.9615% | 1 | 50% | 0% | 0% | 0% | 8.2745 | 0 | 0 | 0 | 8.2745 | #N/A
2007-05-14 14:00 | 5 | 14 | 14 | 134.5419 | 3206 | 71.96 | 59 | 1003 | 71.96 | 0 | 1976.3033 | Cooling | 329.3839 | #N/A | #N/A | #N/A | #N/A | 0 | 0 | 0 | 0 | 0 | 1976.3033 | #N/A | #N/A | 88 | #N/A | #N/A | #N/A | 1.098% | 1 | 50% | 0% | 0% | 0% | 8.2745 | 0 | 0 | 0 | 8.2745 | #N/A
2007-05-14 15:00 | 5 | 14 | 15 | 134.5835 | 3207 | 77 | 59 | 1003 | 77 | 0 | 2112.6333 | Cooling | 352.1055 | #N/A | #N/A | #N/A | #N/A | 0 | 0 | 0 | 0 | 0 | 2112.6333 | #N/A | #N/A | 88 | #N/A | #N/A | #N/A | 1.174% | 1 | 50% | 0% | 0% | 0% | 8.2745 | 0 | 0 | 0 | 8.2745 | #N/A
2007-05-14 16:00 | 5 | 14 | 16 | 134.6252 | 3208 | 77 | 57.02 | 1003 | 77 | 0 | 1985.2813 | Cooling | 330.8802 | #N/A | #N/A | #N/A | #N/A | 0 | 0 | 0 | 0 | 0 | 1985.2813 | #N/A | #N/A | 88 | #N/A | #N/A | #N/A | 1.103% | 1 | 50% | 0% | 0% | 0% | 8.2745 | 0 | 0 | 0 | 8.2745 | #N/A
2007-05-14 17:00 | 5 | 14 | 17 | 134.6669 | 3209 | 77 | 57.02 | 1004 | 77 | 0 | 1777.6813 | Cooling | 296.2802 | #N/A | #N/A | #N/A | #N/A | 0 | 0 | 0 | 0 | 0 | 1777.6813 | #N/A | #N/A | 88 | #N/A | #N/A | #N/A | 0.9876% | 1 | 50% | 0% | 0% | 0% | 8.2745 | 0 | 0 | 0 | 8.2745 | #N/A
2007-05-14 18:00 | 5 | 14 | 18 | 134.7085 | 3210 | 75.92 | 53.96 | 1004 | 75.92 | 0 | 1365.9959 | Cooling | 227.666 | #N/A | #N/A | #N/A | #N/A | 0 | 0 | 0 | 0 | 0 | 1365.9959 | #N/A | #N/A | 88 | #N/A | #N/A | #N/A | 0.7589% | 1 | 50% | 0% | 0% | 0% | 8.2745 | 0 | 0 | 0 | 8.2745 | #N/A
2007-05-14 19:00 | 5 | 14 | 19 | 134.7502 | 3211 | 73.94 | 53.96 | 1004 | 73.94 | 0 | 970.5048 | Cooling | 161.7508 | #N/A | #N/A | #N/A | #N/A | 0 | 0 | 0 | 0 | 0 | 970.5048 | #N/A | #N/A | 88 | #N/A | #N/A | #N/A | 0.5392% | 1 | 50% | 0% | 0% | 0% | 8.2745 | 0 | 0 | 0 | 8.2745 | #N/A
2007-05-14 20:00 | 5 | 14 | 20 | 134.7919 | 3212 | 73.94 | 53.06 | 1005 | 73.94 | 0 | 634.5829 | Cooling | 105.7638 | #N/A | #N/A | #N/A | #N/A | 0 | 0 | 0 | 0 | 0 | 634.5829 | #N/A | #N/A | 88 | #N/A | #N/A | #N/A | 0.3525% | 1 | 50% | 0% | 0% | 0% | 8.2745 | 0 | 0 | 0 | 8.2745 | #N/A
2007-05-14 21:00 | 5 | 14 | 21 | 134.8335 | 3213 | 69.08 | 51.98 | 1005 | 69.08 | 0 | 326.8031 | Cooling | 54.4672 | #N/A | #N/A | #N/A | #N/A | 0 | 0 | 0 | 0 | 0 | 326.8031 | #N/A | #N/A | 88 | #N/A | #N/A | #N/A | 0.1816% | 1 | 50% | 0% | 0% | 0% | 8.2745 | 0 | 0 | 0 | 8.2745 | #N/A
2007-05-14 22:00 | 5 | 14 | 22 | 134.8752 | 3214 | 66.02 | 51.08 | 1005 | 66.02 | 0 | 14.2934 | Cooling | 2.3822 | #N/A | #N/A | #N/A | #N/A | 0 | 0 | 0 | 0 | 0 | 14.2934 | #N/A | #N/A | 88 | #N/A | #N/A | #N/A | 0.007941% | 1 | 50% | 0% | 0% | 0% | 8.2745 | 0 | 0 | 0 | 8.2745 | #N/A
2007-05-14 23:00 | 5 | 14 | 23 | 134.9169 | 3215 | 66.02 | 51.08 | 1005 | 66.02 | 0 | 14.3649 | Cooling | 2.3942 | #N/A | #N/A | #N/A | #N/A | 0 | 0 | 0 | 0 | 0 | 14.3649 | #N/A | #N/A | 88 | #N/A | #N/A | #N/A | 0.007981% | 1 | 50% | 0% | 0% | 0% | 8.2745 | 0 | 0 | 0 | 8.2745 | #N/A
2007-05-15 | 5 | 15 | 0 | 134.9585 | 3216 | 64.94 | 51.08 | 1005 | 64.94 | 0 | 11.8786 | Cooling | 1.9798 | #N/A | #N/A | #N/A | #N/A | 0 | 0 | 0 | 0 | 0 | 11.8786 | #N/A | #N/A | 88 | #N/A | #N/A | #N/A | 0.006599% | 1 | 50% | 0% | 0% | 0% | 8.2745 | 0 | 0 | 0 | 8.2745 | #N/A
2007-05-15 01:00 | 5 | 15 | 1 | 135.0002 | 3217 | 64.04 | 51.98 | 1005 | 64.04 | 0 | 18.7145 | Cooling | 3.1191 | #N/A | #N/A | #N/A | #N/A | 0 | 0 | 0 | 0 | 0 | 18.7145 | #N/A | #N/A | 88 | #N/A | #N/A | #N/A | 0.0104% | 1 | 50% | 0% | 0% | 0% | 8.2745 | 0 | 0 | 0 | 8.2745 | #N/A
2007-05-15 02:00 | 5 | 15 | 2 | 135.0419 | 3218 | 64.04 | 51.98 | 1005 | 64.04 | 0 | 23.2247 | Cooling | 3.8708 | #N/A | #N/A | #N/A | #N/A | 0 | 0 | 0 | 0 | 0 | 23.2247 | #N/A | #N/A | 88 | #N/A | #N/A | #N/A | 0.0129% | 1 | 50% | 0% | 0% | 0% | 8.2745 | 0 | 0 | 0 | 8.2745 | #N/A
2007-05-15 03:00 | 5 | 15 | 3 | 135.0835 | 3219 | 62.96 | 51.08 | 1005 | 62.96 | 0 | 14.2964 | Cooling | 2.3827 | #N/A | #N/A | #N/A | #N/A | 0 | 0 | 0 | 0 | 0 | 14.2964 | #N/A | #N/A | 88 | #N/A | #N/A | #N/A | 0.007942% | 1 | 50% | 0% | 0% | 0% | 8.2745 | 0 | 0 | 0 | 8.2745 | #N/A
2007-05-15 04:00 | 5 | 15 | 4 | 135.1252 | 3220 | 64.04 | 50 | 1004 | 64.04 | 0 | 3.6769 | Cooling | 0.61282 | #N/A | #N/A | #N/A | #N/A | 0 | 0 | 0 | 0 | 0 | 3.6769 | #N/A | #N/A | 88 | #N/A | #N/A | #N/A | 0.002043% | 1 | 50% | 0% | 0% | 0% | 8.2745 | 0 | 0 | 0 | 8.2745 | #N/A
2007-05-15 05:00 | 5 | 15 | 5 | 135.1669 | 3221 | 62.96 | 48.92 | 1005 | 62.96 | 0 | 0.0047882 | Cooling | 0.00079803 | #N/A | #N/A | #N/A | #N/A | 0 | 0 | 0 | 0 | 0 | 0.0047882 | #N/A | #N/A | 88 | #N/A | #N/A | #N/A | 2.66e-06% | 1 | 50% | 0% | 0% | 0% | 8.2745 | 0 | 0 | 0 | 8.2745 | #N/A
2007-05-15 06:00 | 5 | 15 | 6 | 135.2085 | 3222 | 62.06 | 51.08 | 1005 | 62.06 | 0 | 28.1978 | Cooling | 4.6996 | #N/A | #N/A | #N/A | #N/A | 0 | 0 | 0 | 0 | 0 | 28.1978 | #N/A | #N/A | 88 | #N/A | #N/A | #N/A | 0.01567% | 1 | 50% | 0% | 0% | 0% | 8.2745 | 0 | 0 | 0 | 8.2745 | #N/A
2007-05-15 07:00 | 5 | 15 | 7 | 135.2502 | 3223 | 62.96 | 51.98 | 1005 | 62.96 | 0 | 169.3283 | Cooling | 28.2214 | #N/A | #N/A | #N/A | #N/A | 0 | 0 | 0 | 0 | 0 | 169.3283 | #N/A | #N/A | 88 | #N/A | #N/A | #N/A | 0.09407% | 1 | 50% | 0% | 0% | 0% | 8.2745 | 0 | 0 | 0 | 8.2745 | #N/A
2007-05-15 08:00 | 5 | 15 | 8 | 135.2919 | 3224 | 64.04 | 55.04 | 1005 | 64.04 | 0 | 599.5719 | Cooling | 99.9287 | #N/A | #N/A | #N/A | #N/A | 0 | 0 | 0 | 0 | 0 | 599.5719 | #N/A | #N/A | 88 | #N/A | #N/A | #N/A | 0.3331% | 1 | 50% | 0% | 0% | 0% | 8.2745 | 0 | 0 | 0 | 8.2745 | #N/A
2007-05-15 09:00 | 5 | 15 | 9 | 135.3335 | 3225 | 66.02 | 53.96 | 1005 | 66.02 | 0 | 816.6493 | Cooling | 136.1082 | #N/A | #N/A | #N/A | #N/A | 0 | 0 | 0 | 0 | 0 | 816.6493 | #N/A | #N/A | 88 | #N/A | #N/A | #N/A | 0.4537% | 1 | 50% | 0% | 0% | 0% | 8.2745 | 0 | 0 | 0 | 8.2745 | #N/A
2007-05-15 10:00 | 5 | 15 | 10 | 135.3752 | 3226 | 64.94 | 55.04 | 1004 | 64.94 | 0 | 1036.9605 | Cooling | 172.8267 | #N/A | #N/A | #N/A | #N/A | 0 | 0 | 0 | 0 | 0 | 1036.9605 | #N/A | #N/A | 88 | #N/A | #N/A | #N/A | 0.5761% | 1 | 50% | 0% | 0% | 0% | 8.2745 | 0 | 0 | 0 | 8.2745 | #N/A
2007-05-15 11:00 | 5 | 15 | 11 | 135.4169 | 3227 | 64.94 | 55.04 | 1004 | 64.94 | 0 | 1297.7882 | Cooling | 216.298 | #N/A | #N/A | #N/A | #N/A | 0 | 0 | 0 | 0 | 0 | 1297.7882 | #N/A | #N/A | 88 | #N/A | #N/A | #N/A | 0.721% | 1 | 50% | 0% | 0% | 0% | 8.2745 | 0 | 0 | 0 | 8.2745 | #N/A
2007-05-15 12:00 | 5 | 15 | 12 | 135.4585 | 3228 | 66.92 | 55.04 | 1003 | 66.92 | 0 | 1371.6735 | Cooling | 228.6122 | #N/A | #N/A | #N/A | #N/A | 0 | 0 | 0 | 0 | 0 | 1371.6735 | #N/A | #N/A | 88 | #N/A | #N/A | #N/A | 0.762% | 1 | 50% | 0% | 0% | 0% | 8.2745 | 0 | 0 | 0 | 8.2745 | #N/A
2007-05-15 13:00 | 5 | 15 | 13 | 135.5002 | 3229 | 69.98 | 57.02 | 1003 | 69.98 | 0 | 1829.0485 | Cooling | 304.8414 | #N/A | #N/A | #N/A | #N/A | 0 | 0 | 0 | 0 | 0 | 1829.0485 | #N/A | #N/A | 88 | #N/A | #N/A | #N/A | 1.016% | 1 | 50% | 0% | 0% | 0% | 8.2745 | 0 | 0 | 0 | 8.2745 | #N/A
2007-05-15 14:00 | 5 | 15 | 14 | 135.5419 | 3230 | 71.96 | 57.02 | 1002 | 71.96 | 0 | 2116.4117 | Cooling | 352.7353 | #N/A | #N/A | #N/A | #N/A | 0 | 0 | 0 | 0 | 0 | 2116.4117 | #N/A | #N/A | 88 | #N/A | #N/A | #N/A | 1.176% | 1 | 50% | 0% | 0% | 0% | 8.2745 | 0 | 0 | 0 | 8.2745 | #N/A
2007-05-15 15:00 | 5 | 15 | 15 | 135.5835 | 3231 | 71.06 | 55.94 | 1001 | 71.06 | 0 | 1705.0537 | Cooling | 284.1756 | #N/A | #N/A | #N/A | #N/A | 0 | 0 | 0 | 0 | 0 | 1705.0537 | #N/A | #N/A | 88 | #N/A | #N/A | #N/A | 0.9473% | 1 | 50% | 0% | 0% | 0% | 8.2745 | 0 | 0 | 0 | 8.2745 | #N/A
2007-05-15 16:00 | 5 | 15 | 16 | 135.6252 | 3232 | 69.08 | 55.94 | 1000 | 69.08 | 0 | 2024.2362 | Cooling | 337.3727 | #N/A | #N/A | #N/A | #N/A | 0 | 0 | 0 | 0 | 0 | 2024.2362 | #N/A | #N/A | 88 | #N/A | #N/A | #N/A | 1.125% | 1 | 50% | 0% | 0% | 0% | 8.2745 | 0 | 0 | 0 | 8.2745 | #N/A
2007-05-15 17:00 | 5 | 15 | 17 | 135.6669 | 3233 | 69.08 | 55.04 | 1000 | 69.08 | 0 | 1907.546 | Cooling | 317.9243 | #N/A | #N/A | #N/A | #N/A | 0 | 0 | 0 | 0 | 0 | 1907.546 | #N/A | #N/A | 88 | #N/A | #N/A | #N/A | 1.06% | 1 | 50% | 0% | 0% | 0% | 8.2745 | 0 | 0 | 0 | 8.2745 | #N/A
2007-05-15 18:00 | 5 | 15 | 18 | 135.7085 | 3234 | 69.08 | 53.06 | 1000 | 69.08 | 0 | 1348.8119 | Cooling | 224.802 | #N/A | #N/A | #N/A | #N/A | 0 | 0 | 0 | 0 | 0 | 1348.8119 | #N/A | #N/A | 88 | #N/A | #N/A | #N/A | 0.7493% | 1 | 50% | 0% | 0% | 0% | 8.2745 | 0 | 0 | 0 | 8.2745 | #N/A
2007-05-15 19:00 | 5 | 15 | 19 | 135.7502 | 3235 | 69.98 | 55.04 | 1000 | 69.98 | 0 | 1051.3658 | Cooling | 175.2276 | #N/A | #N/A | #N/A | #N/A | 0 | 0 | 0 | 0 | 0 | 1051.3658 | #N/A | #N/A | 88 | #N/A | #N/A | #N/A | 0.5841% | 1 | 50% | 0% | 0% | 0% | 8.2745 | 0 | 0 | 0 | 8.2745 | #N/A
2007-05-15 20:00 | 5 | 15 | 20 | 135.7919 | 3236 | 69.98 | 57.02 | 1000 | 69.98 | 0 | 1026.4148 | Cooling | 171.0691 | #N/A | #N/A | #N/A | #N/A | 0 | 0 | 0 | 0 | 0 | 1026.4148 | #N/A | #N/A | 88 | #N/A | #N/A | #N/A | 0.5702% | 1 | 50% | 0% | 0% | 0% | 8.2745 | 0 | 0 | 0 | 8.2745 | #N/A
2007-05-15 21:00 | 5 | 15 | 21 | 135.8335 | 3237 | 69.98 | 55.94 | 1000 | 69.98 | 0 | 971.6584 | Cooling | 161.9431 | #N/A | #N/A | #N/A | #N/A | 0 | 0 | 0 | 0 | 0 | 971.6584 | #N/A | #N/A | 88 | #N/A | #N/A | #N/A | 0.5398% | 1 | 50% | 0% | 0% | 0% | 8.2745 | 0 | 0 | 0 | 8.2745 | #N/A
2007-05-15 22:00 | 5 | 15 | 22 | 135.8752 | 3238 | 69.98 | 55.04 | 999 | 69.98 | 0 | 78.061 | Cooling | 13.0102 | #N/A | #N/A | #N/A | #N/A | 0 | 0 | 0 | 0 | 0 | 78.061 | #N/A | #N/A | 88 | #N/A | #N/A | #N/A | 0.04337% | 1 | 50% | 0% | 0% | 0% | 8.2745 | 0 | 0 | 0 | 8.2745 | #N/A
2007-05-15 23:00 | 5 | 15 | 23 | 135.9169 | 3239 | 69.98 | 55.04 | 999 | 69.98 | 0 | 99.0731 | Cooling | 16.5122 | #N/A | #N/A | #N/A | #N/A | 0 | 0 | 0 | 0 | 0 | 99.0731 | #N/A | #N/A | 88 | #N/A | #N/A | #N/A | 0.05504% | 1 | 50% | 0% | 0% | 0% | 8.2745 | 0 | 0 | 0 | 8.2745 | #N/A
2007-05-16 | 5 | 16 | 0 | 135.9585 | 3240 | 69.8 | 55.04 | 998 | 69.8 | 0 | 92.4518 | Cooling | 15.4086 | #N/A | #N/A | #N/A | #N/A | 0 | 0 | 0 | 0 | 0 | 92.4518 | #N/A | #N/A | 88 | #N/A | #N/A | #N/A | 0.05136% | 1 | 50% | 0% | 0% | 0% | 8.2745 | 0 | 0 | 0 | 8.2745 | #N/A
2007-05-16 01:00 | 5 | 16 | 1 | 136.0002 | 3241 | 69.98 | 55.04 | 997 | 69.98 | 0 | 90.8918 | Cooling | 15.1486 | #N/A | #N/A | #N/A | #N/A | 0 | 0 | 0 | 0 | 0 | 90.8918 | #N/A | #N/A | 88 | #N/A | #N/A | #N/A | 0.0505% | 1 | 50% | 0% | 0% | 0% | 8.2745 | 0 | 0 | 0 | 8.2745 | #N/A
2007-05-16 02:00 | 5 | 16 | 2 | 136.0419 | 3242 | 69.98 | 55.04 | 997 | 69.98 | 0 | 92.2229 | Cooling | 15.3705 | #N/A | #N/A | #N/A | #N/A | 0 | 0 | 0 | 0 | 0 | 92.2229 | #N/A | #N/A | 88 | #N/A | #N/A | #N/A | 0.05123% | 1 | 50% | 0% | 0% | 0% | 8.2745 | 0 | 0 | 0 | 8.2745 | #N/A
2007-05-16 03:00 | 5 | 16 | 3 | 136.0835 | 3243 | 69.8 | 55.04 | 996 | 69.8 | 0 | 92.0397 | Cooling | 15.3399 | #N/A | #N/A | #N/A | #N/A | 0 | 0 | 0 | 0 | 0 | 92.0397 | #N/A | #N/A | 88 | #N/A | #N/A | #N/A | 0.05113% | 1 | 50% | 0% | 0% | 0% | 8.2745 | 0 | 0 | 0 | 8.2745 | #N/A
2007-05-16 04:00 | 5 | 16 | 4 | 136.1252 | 3244 | 69.08 | 55.04 | 996 | 69.08 | 0 | 86.3854 | Cooling | 14.3976 | #N/A | #N/A | #N/A | #N/A | 0 | 0 | 0 | 0 | 0 | 86.3854 | #N/A | #N/A | 88 | #N/A | #N/A | #N/A | 0.04799% | 1 | 50% | 0% | 0% | 0% | 8.2745 | 0 | 0 | 0 | 8.2745 | #N/A
2007-05-16 05:00 | 5 | 16 | 5 | 136.1669 | 3245 | 69.08 | 55.94 | 996 | 69.08 | 0 | 117.3128 | Cooling | 19.5521 | #N/A | #N/A | #N/A | #N/A | 0 | 0 | 0 | 0 | 0 | 117.3128 | #N/A | #N/A | 88 | #N/A | #N/A | #N/A | 0.06517% | 1 | 50% | 0% | 0% | 0% | 8.2745 | 0 | 0 | 0 | 8.2745 | #N/A
2007-05-16 06:00 | 5 | 16 | 6 | 136.2085 | 3246 | 66.92 | 55.94 | 996 | 66.92 | 0 | 879.5533 | Cooling | 146.5922 | #N/A | #N/A | #N/A | #N/A | 0 | 0 | 0 | 0 | 0 | 879.5533 | #N/A | #N/A | 88 | #N/A | #N/A | #N/A | 0.4886% | 1 | 50% | 0% | 0% | 0% | 8.2745 | 0 | 0 | 0 | 8.2745 | #N/A
2007-05-16 07:00 | 5 | 16 | 7 | 136.2502 | 3247 | 66.02 | 57.92 | 996 | 66.02 | 0 | 956.6933 | Cooling | 159.4489 | #N/A | #N/A | #N/A | #N/A | 0 | 0 | 0 | 0 | 0 | 956.6933 | #N/A | #N/A | 88 | #N/A | #N/A | #N/A | 0.5315% | 1 | 50% | 0% | 0% | 0% | 8.2745 | 0 | 0 | 0 | 8.2745 | #N/A
2007-05-16 08:00 | 5 | 16 | 8 | 136.2919 | 3248 | 66.02 | 59 | 996 | 66.02 | 0 | 1192.1041 | Cooling | 198.684 | #N/A | #N/A | #N/A | #N/A | 0 | 0 | 0 | 0 | 0 | 1192.1041 | #N/A | #N/A | 88 | #N/A | #N/A | #N/A | 0.6623% | 1 | 50% | 0% | 0% | 0% | 8.2745 | 0 | 0 | 0 | 8.2745 | #N/A
2007-05-16 09:00 | 5 | 16 | 9 | 136.3335 | 3249 | 69.08 | 60.08 | 995 | 69.08 | 0 | 1412.6265 | Cooling | 235.4377 | #N/A | #N/A | #N/A | #N/A | 0 | 0 | 0 | 0 | 0 | 1412.6265 | #N/A | #N/A | 88 | #N/A | #N/A | #N/A | 0.7848% | 1 | 50% | 0% | 0% | 0% | 8.2745 | 0 | 0 | 0 | 8.2745 | #N/A
2007-05-16 10:00 | 5 | 16 | 10 | 136.3752 | 3250 | 71.06 | 60.08 | 995 | 71.06 | 0 | 1626.2562 | Cooling | 271.0427 | #N/A | #N/A | #N/A | #N/A | 0 | 0 | 0 | 0 | 0 | 1626.2562 | #N/A | #N/A | 88 | #N/A | #N/A | #N/A | 0.9035% | 1 | 50% | 0% | 0% | 0% | 8.2745 | 0 | 0 | 0 | 8.2745 | #N/A
2007-05-16 11:00 | 5 | 16 | 11 | 136.4169 | 3251 | 71.06 | 60.08 | 994 | 71.06 | 0 | 1689.5323 | Cooling | 281.5887 | #N/A | #N/A | #N/A | #N/A | 0 | 0 | 0 | 0 | 0 | 1689.5323 | #N/A | #N/A | 88 | #N/A | #N/A | #N/A | 0.9386% | 1 | 50% | 0% | 0% | 0% | 8.2745 | 0 | 0 | 0 | 8.2745 | #N/A
2007-05-16 12:00 | 5 | 16 | 12 | 136.4585 | 3252 | 73.4 | 60.08 | 994 | 73.4 | 0 | 1591.7817 | Cooling | 265.2969 | #N/A | #N/A | #N/A | #N/A | 0 | 0 | 0 | 0 | 0 | 1591.7817 | #N/A | #N/A | 88 | #N/A | #N/A | #N/A | 0.8843% | 1 | 50% | 0% | 0% | 0% | 8.2745 | 0 | 0 | 0 | 8.2745 | #N/A
2007-05-16 13:00 | 5 | 16 | 13 | 136.5002 | 3253 | 73.04 | 59 | 993 | 73.04 | 0 | 1479.4105 | Cooling | 246.5684 | #N/A | #N/A | #N/A | #N/A | 0 | 0 | 0 | 0 | 0 | 1479.4105 | #N/A | #N/A | 88 | #N/A | #N/A | #N/A | 0.8219% | 1 | 50% | 0% | 0% | 0% | 8.2745 | 0 | 0 | 0 | 8.2745 | #N/A
2007-05-16 14:00 | 5 | 16 | 14 | 136.5419 | 3254 | 73.04 | 60.08 | 993 | 73.04 | 0 | 1403.578 | Cooling | 233.9297 | #N/A | #N/A | #N/A | #N/A | 0 | 0 | 0 | 0 | 0 | 1403.578 | #N/A | #N/A | 88 | #N/A | #N/A | #N/A | 0.7798% | 1 | 50% | 0% | 0% | 0% | 8.2745 | 0 | 0 | 0 | 8.2745 | #N/A
2007-05-16 15:00 | 5 | 16 | 15 | 136.5835 | 3255 | 71.06 | 60.98 | 993 | 71.06 | 0 | 1459.4834 | Cooling | 243.2472 | #N/A | #N/A | #N/A | #N/A | 0 | 0 | 0 | 0 | 0 | 1459.4834 | #N/A | #N/A | 88 | #N/A | #N/A | #N/A | 0.8108% | 1 | 50% | 0% | 0% | 0% | 8.2745 | 0 | 0 | 0 | 8.2745 | #N/A
2007-05-16 16:00 | 5 | 16 | 16 | 136.6252 | 3256 | 69.98 | 60.98 | 992 | 69.98 | 0 | 1537.6602 | Cooling | 256.2767 | #N/A | #N/A | #N/A | #N/A | 0 | 0 | 0 | 0 | 0 | 1537.6602 | #N/A | #N/A | 88 | #N/A | #N/A | #N/A | 0.8543% | 1 | 50% | 0% | 0% | 0% | 8.2745 | 0 | 0 | 0 | 8.2745 | #N/A
2007-05-16 17:00 | 5 | 16 | 17 | 136.6669 | 3257 | 71.06 | 60.98 | 991 | 71.06 | 0 | 1523.6674 | Cooling | 253.9446 | #N/A | #N/A | #N/A | #N/A | 0 | 0 | 0 | 0 | 0 | 1523.6674 | #N/A | #N/A | 88 | #N/A | #N/A | #N/A | 0.8465% | 1 | 50% | 0% | 0% | 0% | 8.2745 | 0 | 0 | 0 | 8.2745 | #N/A
2007-05-16 18:00 | 5 | 16 | 18 | 136.7085 | 3258 | 69.98 | 60.98 | 990 | 69.98 | 0 | 1529.0243 | Cooling | 254.8374 | #N/A | #N/A | #N/A | #N/A | 0 | 0 | 0 | 0 | 0 | 1529.0243 | #N/A | #N/A | 88 | #N/A | #N/A | #N/A | 0.8495% | 1 | 50% | 0% | 0% | 0% | 8.2745 | 0 | 0 | 0 | 8.2745 | #N/A
2007-05-16 19:00 | 5 | 16 | 19 | 136.7502 | 3259 | 69.98 | 60.98 | 990 | 69.98 | 0 | 1489.8369 | Cooling | 248.3062 | #N/A | #N/A | #N/A | #N/A | 0 | 0 | 0 | 0 | 0 | 1489.8369 | #N/A | #N/A | 88 | #N/A | #N/A | #N/A | 0.8277% | 1 | 50% | 0% | 0% | 0% | 8.2745 | 0 | 0 | 0 | 8.2745 | #N/A
2007-05-16 20:00 | 5 | 16 | 20 | 136.7919 | 3260 | 69.98 | 60.98 | 990 | 69.98 | 0 | 1405.674 | Cooling | 234.279 | #N/A | #N/A | #N/A | #N/A | 0 | 0 | 0 | 0 | 0 | 1405.674 | #N/A | #N/A | 88 | #N/A | #N/A | #N/A | 0.7809% | 1 | 50% | 0% | 0% | 0% | 8.2745 | 0 | 0 | 0 | 8.2745 | #N/A
2007-05-16 21:00 | 5 | 16 | 21 | 136.8335 | 3261 | 62.6 | 59 | 990 | 62.6 | 0 | 1227.7556 | Cooling | 204.6259 | #N/A | #N/A | #N/A | #N/A | 0 | 0 | 0 | 0 | 0 | 1227.7556 | #N/A | #N/A | 88 | #N/A | #N/A | #N/A | 0.6821% | 1 | 50% | 0% | 0% | 0% | 8.2745 | 0 | 0 | 0 | 8.2745 | #N/A
2007-05-16 22:00 | 5 | 16 | 22 | 136.8752 | 3262 | 53.06 | 57.92 | 990 | 53.06 | 0 | 122.5321 | Cooling | 20.422 | #N/A | #N/A | #N/A | #N/A | 0 | 0 | 0 | 0 | 0 | 122.5321 | #N/A | #N/A | 88 | #N/A | #N/A | #N/A | 0.06807% | 1 | 50% | 0% | 0% | 0% | 8.2745 | 0 | 0 | 0 | 8.2745 | #N/A
2007-05-16 23:00 | 5 | 16 | 23 | 136.9169 | 3263 | 51.08 | 57.92 | 989 | 51.08 | 0 | 133.6735 | Cooling | 22.2789 | #N/A | #N/A | #N/A | #N/A | 0 | 0 | 0 | 0 | 0 | 133.6735 | #N/A | #N/A | 88 | #N/A | #N/A | #N/A | 0.07426% | 1 | 50% | 0% | 0% | 0% | 8.2745 | 0 | 0 | 0 | 8.2745 | #N/A
2007-05-17 | 5 | 17 | 0 | 136.9585 | 3264 | 50 | 55.94 | 988 | 50 | 0 | 95.583 | Cooling | 15.9305 | #N/A | #N/A | #N/A | #N/A | 0 | 0 | 0 | 0 | 0 | 95.583 | #N/A | #N/A | 88 | #N/A | #N/A | #N/A | 0.0531% | 1 | 50% | 0% | 0% | 0% | 8.2745 | 0 | 0 | 0 | 8.2745 | #N/A
2007-05-17 01:00 | 5 | 17 | 1 | 137.0002 | 3265 | 48.02 | 53.96 | 987 | 48.02 | 0 | 59.9919 | Cooling | 9.9986 | #N/A | #N/A | #N/A | #N/A | 0 | 0 | 0 | 0 | 0 | 59.9919 | #N/A | #N/A | 88 | #N/A | #N/A | #N/A | 0.03333% | 1 | 50% | 0% | 0% | 0% | 8.2745 | 0 | 0 | 0 | 8.2745 | #N/A
2007-05-17 02:00 | 5 | 17 | 2 | 137.0419 | 3266 | 46.94 | 53.06 | 986 | 46.94 | 0 | 40.4554 | Cooling | 6.7426 | #N/A | #N/A | #N/A | #N/A | 0 | 0 | 0 | 0 | 0 | 40.4554 | #N/A | #N/A | 88 | #N/A | #N/A | #N/A | 0.02248% | 1 | 50% | 0% | 0% | 0% | 8.2745 | 0 | 0 | 0 | 8.2745 | #N/A
2007-05-17 03:00 | 5 | 17 | 3 | 137.0835 | 3267 | 48.02 | 53.06 | 986 | 48.02 | 0 | 34.9906 | Cooling | 5.8318 | #N/A | #N/A | #N/A | #N/A | 0 | 0 | 0 | 0 | 0 | 34.9906 | #N/A | #N/A | 88 | #N/A | #N/A | #N/A | 0.01944% | 1 | 50% | 0% | 0% | 0% | 8.2745 | 0 | 0 | 0 | 8.2745 | #N/A
2007-05-17 04:00 | 5 | 17 | 4 | 137.1252 | 3268 | 46.94 | 51.08 | 986 | 46.94 | 0 | 20.7957 | Cooling | 3.466 | #N/A | #N/A | #N/A | #N/A | 0 | 0 | 0 | 0 | 0 | 20.7957 | #N/A | #N/A | 88 | #N/A | #N/A | #N/A | 0.01155% | 1 | 50% | 0% | 0% | 0% | 8.2745 | 0 | 0 | 0 | 8.2745 | #N/A
2007-05-17 05:00 | 5 | 17 | 5 | 137.1669 | 3269 | 46.94 | 51.08 | 986 | 46.94 | 0 | 16.1805 | Cooling | 2.6968 | #N/A | #N/A | #N/A | #N/A | 0 | 0 | 0 | 0 | 0 | 16.1805 | #N/A | #N/A | 88 | #N/A | #N/A | #N/A | 0.008989% | 1 | 50% | 0% | 0% | 0% | 8.2745 | 0 | 0 | 0 | 8.2745 | #N/A
2007-05-17 06:00 | 5 | 17 | 6 | 137.2085 | 3270 | 46.04 | 51.98 | 985 | 46.04 | 0 | 111.8342 | Cooling | 18.639 | #N/A | #N/A | #N/A | #N/A | 0 | 0 | 0 | 0 | 0 | 111.8342 | #N/A | #N/A | 88 | #N/A | #N/A | #N/A | 0.06213% | 1 | 50% | 0% | 0% | 0% | 8.2745 | 0 | 0 | 0 | 8.2745 | #N/A
2007-05-17 07:00 | 5 | 17 | 7 | 137.2502 | 3271 | 48.02 | 57.02 | 985 | 48.02 | 0 | 479.7554 | Cooling | 79.9592 | #N/A | #N/A | #N/A | #N/A | 0 | 0 | 0 | 0 | 0 | 479.7554 | #N/A | #N/A | 88 | #N/A | #N/A | #N/A | 0.2665% | 1 | 50% | 0% | 0% | 0% | 8.2745 | 0 | 0 | 0 | 8.2745 | #N/A
2007-05-17 08:00 | 5 | 17 | 8 | 137.2919 | 3272 | 48.02 | 57.92 | 985 | 48.02 | 0 | 1061.4172 | Cooling | 176.9029 | #N/A | #N/A | #N/A | #N/A | 0 | 0 | 0 | 0 | 0 | 1061.4172 | #N/A | #N/A | 88 | #N/A | #N/A | #N/A | 0.5897% | 1 | 50% | 0% | 0% | 0% | 8.2745 | 0 | 0 | 0 | 8.2745 | #N/A
2007-05-17 09:00 | 5 | 17 | 9 | 137.3335 | 3273 | 48.92 | 59 | 984 | 48.92 | 0 | 1379.7354 | Cooling | 229.9559 | #N/A | #N/A | #N/A | #N/A | 0 | 0 | 0 | 0 | 0 | 1379.7354 | #N/A | #N/A | 88 | #N/A | #N/A | #N/A | 0.7665% | 1 | 50% | 0% | 0% | 0% | 8.2745 | 0 | 0 | 0 | 8.2745 | #N/A
2007-05-17 10:00 | 5 | 17 | 10 | 137.3752 | 3274 | 51.98 | 59 | 984 | 51.98 | 0 | 1589.5278 | Cooling | 264.9213 | #N/A | #N/A | #N/A | #N/A | 0 | 0 | 0 | 0 | 0 | 1589.5278 | #N/A | #N/A | 88 | #N/A | #N/A | #N/A | 0.8831% | 1 | 50% | 0% | 0% | 0% | 8.2745 | 0 | 0 | 0 | 8.2745 | #N/A
2007-05-17 11:00 | 5 | 17 | 11 | 137.4169 | 3275 | 51.98 | 60.08 | 984 | 51.98 | 0 | 1810.9053 | Cooling | 301.8176 | #N/A | #N/A | #N/A | #N/A | 0 | 0 | 0 | 0 | 0 | 1810.9053 | #N/A | #N/A | 88 | #N/A | #N/A | #N/A | 1.006% | 1 | 50% | 0% | 0% | 0% | 8.2745 | 0 | 0 | 0 | 8.2745 | #N/A
2007-05-17 12:00 | 5 | 17 | 12 | 137.4585 | 3276 | 57.92 | 60.08 | 983 | 57.92 | 0 | 1882.4732 | Cooling | 313.7455 | #N/A | #N/A | #N/A | #N/A | 0 | 0 | 0 | 0 | 0 | 1882.4732 | #N/A | #N/A | 88 | #N/A | #N/A | #N/A | 1.046% | 1 | 50% | 0% | 0% | 0% | 8.2745 | 0 | 0 | 0 | 8.2745 | #N/A
2007-05-17 13:00 | 5 | 17 | 13 | 137.5002 | 3277 | 59 | 55.94 | 982 | 59 | 0 | 1856.2889 | Cooling | 309.3815 | #N/A | #N/A | #N/A | #N/A | 0 | 0 | 0 | 0 | 0 | 1856.2889 | #N/A | #N/A | 88 | #N/A | #N/A | #N/A | 1.031% | 1 | 50% | 0% | 0% | 0% | 8.2745 | 0 | 0 | 0 | 8.2745 | #N/A
2007-05-17 14:00 | 5 | 17 | 14 | 137.5419 | 3278 | 59 | 57.92 | 981 | 59 | 0 | 2069.6655 | Cooling | 344.9442 | #N/A | #N/A | #N/A | #N/A | 0 | 0 | 0 | 0 | 0 | 2069.6655 | #N/A | #N/A | 88 | #N/A | #N/A | #N/A | 1.15% | 1 | 50% | 0% | 0% | 0% | 8.2745 | 0 | 0 | 0 | 8.2745 | #N/A
2007-05-17 15:00 | 5 | 17 | 15 | 137.5835 | 3279 | 62.96 | 55.94 | 981 | 62.96 | 0 | 1993.3929 | Cooling | 332.2321 | #N/A | #N/A | #N/A | #N/A | 0 | 0 | 0 | 0 | 0 | 1993.3929 | #N/A | #N/A | 88 | #N/A | #N/A | #N/A | 1.107% | 1 | 50% | 0% | 0% | 0% | 8.2745 | 0 | 0 | 0 | 8.2745 | #N/A
2007-05-17 16:00 | 5 | 17 | 16 | 137.6252 | 3280 | 62.96 | 55.94 | 980 | 62.96 | 0 | 1816.8818 | Cooling | 302.8136 | #N/A | #N/A | #N/A | #N/A | 0 | 0 | 0 | 0 | 0 | 1816.8818 | #N/A | #N/A | 88 | #N/A | #N/A | #N/A | 1.009% | 1 | 50% | 0% | 0% | 0% | 8.2745 | 0 | 0 | 0 | 8.2745 | #N/A
2007-05-17 17:00 | 5 | 17 | 17 | 137.6669 | 3281 | 62.96 | 55.94 | 981 | 62.96 | 0 | 1638.9005 | Cooling | 273.1501 | #N/A | #N/A | #N/A | #N/A | 0 | 0 | 0 | 0 | 0 | 1638.9005 | #N/A | #N/A | 88 | #N/A | #N/A | #N/A | 0.9105% | 1 | 50% | 0% | 0% | 0% | 8.2745 | 0 | 0 | 0 | 8.2745 | #N/A
2007-05-17 18:00 | 5 | 17 | 18 | 137.7085 | 3282 | 59 | 55.04 | 981 | 59 | 0 | 1261.8546 | Cooling | 210.3091 | #N/A | #N/A | #N/A | #N/A | 0 | 0 | 0 | 0 | 0 | 1261.8546 | #N/A | #N/A | 88 | #N/A | #N/A | #N/A | 0.701% | 1 | 50% | 0% | 0% | 0% | 8.2745 | 0 | 0 | 0 | 8.2745 | #N/A
2007-05-17 19:00 | 5 | 17 | 19 | 137.7502 | 3283 | 55.94 | 53.06 | 982 | 55.94 | 0 | 803.9949 | Cooling | 133.9991 | #N/A | #N/A | #N/A | #N/A | 0 | 0 | 0 | 0 | 0 | 803.9949 | #N/A | #N/A | 88 | #N/A | #N/A | #N/A | 0.4467% | 1 | 50% | 0% | 0% | 0% | 8.2745 | 0 | 0 | 0 | 8.2745 | #N/A
2007-05-17 20:00 | 5 | 17 | 20 | 137.7919 | 3284 | 55.94 | 51.98 | 982 | 55.94 | 0 | 474.3367 | Cooling | 79.0561 | #N/A | #N/A | #N/A | #N/A | 0 | 0 | 0 | 0 | 0 | 474.3367 | #N/A | #N/A | 88 | #N/A | #N/A | #N/A | 0.2635% | 1 | 50% | 0% | 0% | 0% | 8.2745 | 0 | 0 | 0 | 8.2745 | #N/A
2007-05-17 21:00 | 5 | 17 | 21 | 137.8335 | 3285 | 51.08 | 53.06 | 982 | 51.08 | 0 | 411.5841 | Cooling | 68.5973 | #N/A | #N/A | #N/A | #N/A | 0 | 0 | 0 | 0 | 0 | 411.5841 | #N/A | #N/A | 88 | #N/A | #N/A | #N/A | 0.2287% | 1 | 50% | 0% | 0% | 0% | 8.2745 | 0 | 0 | 0 | 8.2745 | #N/A
2007-05-17 22:00 | 5 | 17 | 22 | 137.8752 | 3286 | 50 | 50 | 983 | 50 | 0 | 12.863 | Cooling | 2.1438 | #N/A | #N/A | #N/A | #N/A | 0 | 0 | 0 | 0 | 0 | 12.863 | #N/A | #N/A | 88 | #N/A | #N/A | #N/A | 0.007146% | 1 | 50% | 0% | 0% | 0% | 8.2745 | 0 | 0 | 0 | 8.2745 | #N/A
2007-05-17 23:00 | 5 | 17 | 23 | 137.9169 | 3287 | 50 | 48.02 | 983 | 50 | 0 | 0.89559 | Cooling | 0.14927 | #N/A | #N/A | #N/A | #N/A | 0 | 0 | 0 | 0 | 0 | 0.89559 | #N/A | #N/A | 88 | #N/A | #N/A | #N/A | 0.0004976% | 1 | 50% | 0% | 0% | 0% | 8.2745 | 0 | 0 | 0 | 8.2745 | #N/A
2007-05-18 | 5 | 18 | 0 | 137.9585 | 3288 | 46.94 | 42.98 | 983 | 46.94 | 0 | 0.0026859 | Cooling | 0.00044765 | #N/A | #N/A | #N/A | #N/A | 0 | 0 | 0 | 0 | 0 | 0.0026859 | #N/A | #N/A | 88 | #N/A | #N/A | #N/A | 1.492e-06% | 1 | 50% | 0% | 0% | 0% | 8.2745 | 0 | 0 | 0 | 8.2745 | #N/A
2007-05-18 01:00 | 5 | 18 | 1 | 138.0002 | 3289 | 42.98 | 41 | 983 | 42.98 | 0 | 0.03309 | Cooling | 0.0055149 | #N/A | #N/A | #N/A | #N/A | 0 | 0 | 0 | 0 | 0 | 0.03309 | #N/A | #N/A | 88 | #N/A | #N/A | #N/A | 1.838e-05% | 1 | 50% | 0% | 0% | 0% | 8.2745 | 0 | 0 | 0 | 8.2745 | #N/A
2007-05-18 02:00 | 5 | 18 | 2 | 138.0419 | 3290 | 42.98 | 39.02 | 983 | 42.98 | 0 | 0.066448 | Cooling | 0.011075 | #N/A | #N/A | #N/A | #N/A | 0 | 0 | 0 | 0 | 0 | 0.066448 | #N/A | #N/A | 88 | #N/A | #N/A | #N/A | 3.692e-05% | 1 | 50% | 0% | 0% | 0% | 8.2745 | 0 | 0 | 0 | 8.2745 | #N/A
2007-05-18 03:00 | 5 | 18 | 3 | 138.0835 | 3291 | 42.98 | 39.92 | 983 | 42.98 | 0 | 0.073222 | Cooling | 0.012204 | #N/A | #N/A | #N/A | #N/A | 0 | 0 | 0 | 0 | 0 | 0.073222 | #N/A | #N/A | 88 | #N/A | #N/A | #N/A | 4.068e-05% | 1 | 50% | 0% | 0% | 0% | 8.2745 | 0 | 0 | 0 | 8.2745 | #N/A
2007-05-18 04:00 | 5 | 18 | 4 | 138.1252 | 3292 | 39.92 | 39.92 | 984 | 39.92 | 0 | 0.067002 | Cooling | 0.011167 | #N/A | #N/A | #N/A | #N/A | 0 | 0 | 0 | 0 | 0 | 0.067002 | #N/A | #N/A | 88 | #N/A | #N/A | #N/A | 3.722e-05% | 1 | 50% | 0% | 0% | 0% | 8.2745 | 0 | 0 | 0 | 8.2745 | #N/A
2007-05-18 05:00 | 5 | 18 | 5 | 138.1669 | 3293 | 39.92 | 39.92 | 984 | 39.92 | 0 | 0.076885 | Cooling | 0.012814 | #N/A | #N/A | #N/A | #N/A | 0 | 0 | 0 | 0 | 0 | 0.076885 | #N/A | #N/A | 88 | #N/A | #N/A | #N/A | 4.271e-05% | 1 | 50% | 0% | 0% | 0% | 8.2745 | 0 | 0 | 0 | 8.2745 | #N/A
2007-05-18 06:00 | 5 | 18 | 6 | 138.2085 | 3294 | 46.04 | 41 | 985 | 46.04 | 0 | 0.085723 | Cooling | 0.014287 | #N/A | #N/A | #N/A | #N/A | 0 | 0 | 0 | 0 | 0 | 0.085723 | #N/A | #N/A | 88 | #N/A | #N/A | #N/A | 4.762e-05% | 1 | 50% | 0% | 0% | 0% | 8.2745 | 0 | 0 | 0 | 8.2745 | #N/A
2007-05-18 07:00 | 5 | 18 | 7 | 138.2502 | 3295 | 48.92 | 41 | 985 | 48.92 | 0 | 0.02968 | Cooling | 0.0049466 | #N/A | #N/A | #N/A | #N/A | 0 | 0 | 0 | 0 | 0 | 0.02968 | #N/A | #N/A | 88 | #N/A | #N/A | #N/A | 1.649e-05% | 1 | 50% | 0% | 0% | 0% | 8.2745 | 0 | 0 | 0 | 8.2745 | #N/A
2007-05-18 08:00 | 5 | 18 | 8 | 138.2919 | 3296 | 48.92 | 41 | 985 | 48.92 | 0 | 0.025782 | Cooling | 0.004297 | #N/A | #N/A | #N/A | #N/A | 0 | 0 | 0 | 0 | 0 | 0.025782 | #N/A | #N/A | 88 | #N/A | #N/A | #N/A | 1.432e-05% | 1 | 50% | 0% | 0% | 0% | 8.2745 | 0 | 0 | 0 | 8.2745 | #N/A
2007-05-18 09:00 | 5 | 18 | 9 | 138.3335 | 3297 | 55.04 | 39.92 | 985 | 55.04 | 0 | 16.4375 | Cooling | 2.7396 | #N/A | #N/A | #N/A | #N/A | 0 | 0 | 0 | 0 | 0 | 16.4375 | #N/A | #N/A | 88 | #N/A | #N/A | #N/A | 0.009132% | 1 | 50% | 0% | 0% | 0% | 8.2745 | 0 | 0 | 0 | 8.2745 | #N/A
2007-05-18 10:00 | 5 | 18 | 10 | 138.3752 | 3298 | 57.92 | 41 | 985 | 57.92 | 0 | 64.5684 | Cooling | 10.7614 | #N/A | #N/A | #N/A | #N/A | 0 | 0 | 0 | 0 | 0 | 64.5684 | #N/A | #N/A | 88 | #N/A | #N/A | #N/A | 0.03587% | 1 | 50% | 0% | 0% | 0% | 8.2745 | 0 | 0 | 0 | 8.2745 | #N/A
2007-05-18 11:00 | 5 | 18 | 11 | 138.4169 | 3299 | 57.92 | 39.92 | 985 | 57.92 | 0 | 124.6201 | Cooling | 20.77 | #N/A | #N/A | #N/A | #N/A | 0 | 0 | 0 | 0 | 0 | 124.6201 | #N/A | #N/A | 88 | #N/A | #N/A | #N/A | 0.06923% | 1 | 50% | 0% | 0% | 0% | 8.2745 | 0 | 0 | 0 | 8.2745 | #N/A
2007-05-18 12:00 | 5 | 18 | 12 | 138.4585 | 3300 | 62.96 | 39.02 | 985 | 62.96 | 0 | 171.7714 | Cooling | 28.6286 | #N/A | #N/A | #N/A | #N/A | 0 | 0 | 0 | 0 | 0 | 171.7714 | #N/A | #N/A | 88 | #N/A | #N/A | #N/A | 0.09543% | 1 | 50% | 0% | 0% | 0% | 8.2745 | 0 | 0 | 0 | 8.2745 | #N/A
2007-05-18 13:00 | 5 | 18 | 13 | 138.5002 | 3301 | 64.04 | 39.92 | 985 | 64.04 | 0 | 220.6972 | Cooling | 36.7829 | #N/A | #N/A | #N/A | #N/A | 0 | 0 | 0 | 0 | 0 | 220.6972 | #N/A | #N/A | 88 | #N/A | #N/A | #N/A | 0.1226% | 1 | 50% | 0% | 0% | 0% | 8.2745 | 0 | 0 | 0 | 8.2745 | #N/A
2007-05-18 14:00 | 5 | 18 | 14 | 138.5419 | 3302 | 64.04 | 39.02 | 984 | 64.04 | 0 | 100.9767 | Cooling | 16.8295 | #N/A | #N/A | #N/A | #N/A | 0 | 0 | 0 | 0 | 0 | 100.9767 | #N/A | #N/A | 88 | #N/A | #N/A | #N/A | 0.0561% | 1 | 50% | 0% | 0% | 0% | 8.2745 | 0 | 0 | 0 | 8.2745 | #N/A
2007-05-18 15:00 | 5 | 18 | 15 | 138.5835 | 3303 | 62.06 | 41 | 984 | 62.06 | 0 | 154.9409 | Cooling | 25.8235 | #N/A | #N/A | #N/A | #N/A | 0 | 0 | 0 | 0 | 0 | 154.9409 | #N/A | #N/A | 88 | #N/A | #N/A | #N/A | 0.08608% | 1 | 50% | 0% | 0% | 0% | 8.2745 | 0 | 0 | 0 | 8.2745 | #N/A
2007-05-18 16:00 | 5 | 18 | 16 | 138.6252 | 3304 | 60.08 | 39.02 | 985 | 60.08 | 0 | 163.7119 | Cooling | 27.2853 | #N/A | #N/A | #N/A | #N/A | 0 | 0 | 0 | 0 | 0 | 163.7119 | #N/A | #N/A | 88 | #N/A | #N/A | #N/A | 0.09095% | 1 | 50% | 0% | 0% | 0% | 8.2745 | 0 | 0 | 0 | 8.2745 | #N/A
2007-05-18 17:00 | 5 | 18 | 17 | 138.6669 | 3305 | 60.08 | 39.92 | 985 | 60.08 | 0 | 50.4741 | Cooling | 8.4124 | #N/A | #N/A | #N/A | #N/A | 0 | 0 | 0 | 0 | 0 | 50.4741 | #N/A | #N/A | 88 | #N/A | #N/A | #N/A | 0.02804% | 1 | 50% | 0% | 0% | 0% | 8.2745 | 0 | 0 | 0 | 8.2745 | #N/A
2007-05-18 18:00 | 5 | 18 | 18 | 138.7085 | 3306 | 60.08 | 39.92 | 985 | 60.08 | 0 | 0 | Cooling | 0 | #N/A | #N/A | #N/A | #N/A | 0 | 0 | 0 | 0 | 0 | 0 | #N/A | #N/A | 88 | 88 | 0 | #N/A | 0% | 1 | 50% | 0% | 0% | 0% | 8.2745 | 0 | 0 | 0 | 8.2745 | #N/A
2007-05-18 19:00 | 5 | 18 | 19 | 138.7502 | 3307 | 57.92 | 37.94 | 986 | 57.92 | 0 | 0.0006113 | Cooling | 0.00010188 | #N/A | #N/A | #N/A | #N/A | 0 | 0 | 0 | 0 | 0 | 0.0006113 | #N/A | #N/A | 88 | #N/A | #N/A | #N/A | 3.396e-07% | 1 | 50% | 0% | 0% | 0% | 8.2745 | 0 | 0 | 0 | 8.2745 | #N/A
2007-05-18 20:00 | 5 | 18 | 20 | 138.7919 | 3308 | 57.92 | 39.02 | 986 | 57.92 | 0 | 0.0038652 | Cooling | 0.0006442 | #N/A | #N/A | #N/A | #N/A | 0 | 0 | 0 | 0 | 0 | 0.0038652 | #N/A | #N/A | 88 | #N/A | #N/A | #N/A | 2.147e-06% | 1 | 50% | 0% | 0% | 0% | 8.2745 | 0 | 0 | 0 | 8.2745 | #N/A
2007-05-18 21:00 | 5 | 18 | 21 | 138.8335 | 3309 | 53.96 | 41 | 987 | 53.96 | 0 | 1.7317e-06 | Cooling | 2.8862e-07 | #N/A | #N/A | #N/A | #N/A | 0 | 0 | 0 | 0 | 0 | 1.7317e-06 | #N/A | #N/A | 88 | #N/A | #N/A | #N/A | 9.621e-10% | 1 | 50% | 0% | 0% | 0% | 8.2745 | 0 | 0 | 0 | 8.2745 | #N/A
2007-05-18 22:00 | 5 | 18 | 22 | 138.8752 | 3310 | 51.08 | 44.06 | 987 | 51.08 | 0 | 0 | Cooling | 0 | #N/A | #N/A | #N/A | #N/A | 0 | 0 | 0 | 0 | 0 | 0 | #N/A | #N/A | 88 | 88 | 0 | #N/A | 0% | 1 | 50% | 0% | 0% | 0% | 8.2745 | 0 | 0 | 0 | 8.2745 | #N/A
2007-05-18 23:00 | 5 | 18 | 23 | 138.9169 | 3311 | 51.08 | 44.06 | 988 | 51.08 | 0 | 0 | Cooling | 0 | #N/A | #N/A | #N/A | #N/A | 0 | 0 | 0 | 0 | 0 | 0 | #N/A | #N/A | 88 | 88 | 0 | #N/A | 0% | 1 | 50% | 0% | 0% | 0% | 8.2745 | 0 | 0 | 0 | 8.2745 | #N/A
2007-05-19 | 5 | 19 | 0 | 138.9585 | 3312 | 46.04 | 44.06 | 988 | 46.04 | 0 | 0 | Cooling | 0 | #N/A | #N/A | #N/A | #N/A | 0 | 0 | 0 | 0 | 0 | 0 | #N/A | #N/A | 88 | 88 | 0 | #N/A | 0% | 1 | 50% | 0% | 0% | 0% | 8.2745 | 0 | 0 | 0 | 8.2745 | #N/A
2007-05-19 01:00 | 5 | 19 | 1 | 139.0002 | 3313 | 44.96 | 44.06 | 988 | 44.96 | 0 | 0 | Cooling | 0 | #N/A | #N/A | #N/A | #N/A | 0 | 0 | 0 | 0 | 0 | 0 | #N/A | #N/A | 88 | 88 | 0 | #N/A | 0% | 1 | 50% | 0% | 0% | 0% | 8.2745 | 0 | 0 | 0 | 8.2745 | #N/A
2007-05-19 02:00 | 5 | 19 | 2 | 139.0419 | 3314 | 44.96 | 42.08 | 988 | 44.96 | 0 | 0 | Cooling | 0 | #N/A | #N/A | #N/A | #N/A | 0 | 0 | 0 | 0 | 0 | 0 | #N/A | #N/A | 88 | 88 | 0 | #N/A | 0% | 1 | 50% | 0% | 0% | 0% | 8.2745 | 0 | 0 | 0 | 8.2745 | #N/A
2007-05-19 03:00 | 5 | 19 | 3 | 139.0835 | 3315 | 44.96 | 41 | 989 | 44.96 | 0 | 0.0010702 | Cooling | 0.00017837 | #N/A | #N/A | #N/A | #N/A | 0 | 0 | 0 | 0 | 0 | 0.0010702 | #N/A | #N/A | 88 | #N/A | #N/A | #N/A | 5.946e-07% | 1 | 50% | 0% | 0% | 0% | 8.2745 | 0 | 0 | 0 | 8.2745 | #N/A
2007-05-19 04:00 | 5 | 19 | 4 | 139.1252 | 3316 | 39.02 | 39.02 | 990 | 39.02 | 0 | 0.010463 | Cooling | 0.0017438 | #N/A | #N/A | #N/A | #N/A | 0 | 0 | 0 | 0 | 0 | 0.010463 | #N/A | #N/A | 88 | #N/A | #N/A | #N/A | 5.813e-06% | 1 | 50% | 0% | 0% | 0% | 8.2745 | 0 | 0 | 0 | 8.2745 | #N/A
2007-05-19 05:00 | 5 | 19 | 5 | 139.1669 | 3317 | 39.02 | 39.92 | 991 | 39.02 | 0 | 0.016976 | Cooling | 0.0028293 | #N/A | #N/A | #N/A | #N/A | 0 | 0 | 0 | 0 | 0 | 0.016976 | #N/A | #N/A | 88 | #N/A | #N/A | #N/A | 9.431e-06% | 1 | 50% | 0% | 0% | 0% | 8.2745 | 0 | 0 | 0 | 8.2745 | #N/A
2007-05-19 06:00 | 5 | 19 | 6 | 139.2085 | 3318 | 42.98 | 39.92 | 992 | 42.98 | 0 | 0.018157 | Cooling | 0.0030262 | #N/A | #N/A | #N/A | #N/A | 0 | 0 | 0 | 0 | 0 | 0.018157 | #N/A | #N/A | 88 | #N/A | #N/A | #N/A | 1.009e-05% | 1 | 50% | 0% | 0% | 0% | 8.2745 | 0 | 0 | 0 | 8.2745 | #N/A
2007-05-19 07:00 | 5 | 19 | 7 | 139.2502 | 3319 | 50 | 39.92 | 993 | 50 | 0 | 0.01381 | Cooling | 0.0023017 | #N/A | #N/A | #N/A | #N/A | 0 | 0 | 0 | 0 | 0 | 0.01381 | #N/A | #N/A | 88 | #N/A | #N/A | #N/A | 7.672e-06% | 1 | 50% | 0% | 0% | 0% | 8.2745 | 0 | 0 | 0 | 8.2745 | #N/A
2007-05-19 08:00 | 5 | 19 | 8 | 139.2919 | 3320 | 50 | 39.92 | 994 | 50 | 0 | 0.0088993 | Cooling | 0.0014832 | #N/A | #N/A | #N/A | #N/A | 0 | 0 | 0 | 0 | 0 | 0.0088993 | #N/A | #N/A | 88 | #N/A | #N/A | #N/A | 4.944e-06% | 1 | 50% | 0% | 0% | 0% | 8.2745 | 0 | 0 | 0 | 8.2745 | #N/A
2007-05-19 09:00 | 5 | 19 | 9 | 139.3335 | 3321 | 55.04 | 41 | 994 | 55.04 | 0 | 0.00092647 | Cooling | 0.00015441 | #N/A | #N/A | #N/A | #N/A | 0 | 0 | 0 | 0 | 0 | 0.00092647 | #N/A | #N/A | 88 | #N/A | #N/A | #N/A | 5.147e-07% | 1 | 50% | 0% | 0% | 0% | 8.2745 | 0 | 0 | 0 | 8.2745 | #N/A
2007-05-19 10:00 | 5 | 19 | 10 | 139.3752 | 3322 | 60.08 | 39.02 | 995 | 60.08 | 0 | 0.00013681 | Cooling | 2.2801e-05 | #N/A | #N/A | #N/A | #N/A | 0 | 0 | 0 | 0 | 0 | 0.00013681 | #N/A | #N/A | 88 | #N/A | #N/A | #N/A | 7.6e-08% | 1 | 50% | 0% | 0% | 0% | 8.2745 | 0 | 0 | 0 | 8.2745 | #N/A
2007-05-19 11:00 | 5 | 19 | 11 | 139.4169 | 3323 | 60.08 | 37.04 | 995 | 60.08 | 0 | 0 | Cooling | 0 | #N/A | #N/A | #N/A | #N/A | 0 | 0 | 0 | 0 | 0 | 0 | #N/A | #N/A | 88 | 88 | 0 | #N/A | 0% | 1 | 50% | 0% | 0% | 0% | 8.2745 | 0 | 0 | 0 | 8.2745 | #N/A
2007-05-19 12:00 | 5 | 19 | 12 | 139.4585 | 3324 | 64.04 | 35.96 | 995 | 64.04 | 0 | 0 | Cooling | 0 | #N/A | #N/A | #N/A | #N/A | 0 | 0 | 0 | 0 | 0 | 0 | #N/A | #N/A | 88 | 88 | 0 | #N/A | 0% | 1 | 50% | 0% | 0% | 0% | 8.2745 | 0 | 0 | 0 | 8.2745 | #N/A
2007-05-19 13:00 | 5 | 19 | 13 | 139.5002 | 3325 | 66.02 | 39.02 | 995 | 66.02 | 0 | 0 | Cooling | 0 | #N/A | #N/A | #N/A | #N/A | 0 | 0 | 0 | 0 | 0 | 0 | #N/A | #N/A | 88 | 88 | 0 | #N/A | 0% | 1 | 50% | 0% | 0% | 0% | 8.2745 | 0 | 0 | 0 | 8.2745 | #N/A
2007-05-19 14:00 | 5 | 19 | 14 | 139.5419 | 3326 | 66.02 | 37.94 | 996 | 66.02 | 0 | 0 | Cooling | 0 | #N/A | #N/A | #N/A | #N/A | 0 | 0 | 0 | 0 | 0 | 0 | #N/A | #N/A | 88 | 88 | 0 | #N/A | 0% | 1 | 50% | 0% | 0% | 0% | 8.2745 | 0 | 0 | 0 | 8.2745 | #N/A
2007-05-19 15:00 | 5 | 19 | 15 | 139.5835 | 3327 | 69.98 | 39.92 | 995 | 69.98 | 0 | 0 | Cooling | 0 | #N/A | #N/A | #N/A | #N/A | 0 | 0 | 0 | 0 | 0 | 0 | #N/A | #N/A | 88 | 88 | 0 | #N/A | 0% | 1 | 50% | 0% | 0% | 0% | 8.2745 | 0 | 0 | 0 | 8.2745 | #N/A
2007-05-19 16:00 | 5 | 19 | 16 | 139.6252 | 3328 | 68 | 41 | 995 | 68 | 0 | 0 | Cooling | 0 | #N/A | #N/A | #N/A | #N/A | 0 | 0 | 0 | 0 | 0 | 0 | #N/A | #N/A | 88 | 88 | 0 | #N/A | 0% | 1 | 50% | 0% | 0% | 0% | 8.2745 | 0 | 0 | 0 | 8.2745 | #N/A
2007-05-19 17:00 | 5 | 19 | 17 | 139.6669 | 3329 | 68 | 41 | 994 | 68 | 0 | 0 | Cooling | 0 | #N/A | #N/A | #N/A | #N/A | 0 | 0 | 0 | 0 | 0 | 0 | #N/A | #N/A | 88 | 88 | 0 | #N/A | 0% | 1 | 50% | 0% | 0% | 0% | 8.2745 | 0 | 0 | 0 | 8.2745 | #N/A
2007-05-19 18:00 | 5 | 19 | 18 | 139.7085 | 3330 | 64.94 | 42.98 | 993 | 64.94 | 0 | 0 | Cooling | 0 | #N/A | #N/A | #N/A | #N/A | 0 | 0 | 0 | 0 | 0 | 0 | #N/A | #N/A | 88 | 88 | 0 | #N/A | 0% | 1 | 50% | 0% | 0% | 0% | 8.2745 | 0 | 0 | 0 | 8.2745 | #N/A
2007-05-19 19:00 | 5 | 19 | 19 | 139.7502 | 3331 | 60.98 | 44.96 | 994 | 60.98 | 0 | 0 | Cooling | 0 | #N/A | #N/A | #N/A | #N/A | 0 | 0 | 0 | 0 | 0 | 0 | #N/A | #N/A | 88 | 88 | 0 | #N/A | 0% | 1 | 50% | 0% | 0% | 0% | 8.2745 | 0 | 0 | 0 | 8.2745 | #N/A
2007-05-19 20:00 | 5 | 19 | 20 | 139.7919 | 3332 | 60.98 | 42.98 | 994 | 60.98 | 0 | 0 | Cooling | 0 | #N/A | #N/A | #N/A | #N/A | 0 | 0 | 0 | 0 | 0 | 0 | #N/A | #N/A | 88 | 88 | 0 | #N/A | 0% | 1 | 50% | 0% | 0% | 0% | 8.2745 | 0 | 0 | 0 | 8.2745 | #N/A
2007-05-19 21:00 | 5 | 19 | 21 | 139.8335 | 3333 | 57.02 | 42.98 | 994 | 57.02 | 0 | 0 | Cooling | 0 | #N/A | #N/A | #N/A | #N/A | 0 | 0 | 0 | 0 | 0 | 0 | #N/A | #N/A | 88 | 88 | 0 | #N/A | 0% | 1 | 50% | 0% | 0% | 0% | 8.2745 | 0 | 0 | 0 | 8.2745 | #N/A
2007-05-19 22:00 | 5 | 19 | 22 | 139.8752 | 3334 | 57.02 | 44.06 | 994 | 57.02 | 0 | 0 | Cooling | 0 | #N/A | #N/A | #N/A | #N/A | 0 | 0 | 0 | 0 | 0 | 0 | #N/A | #N/A | 88 | 88 | 0 | #N/A | 0% | 1 | 50% | 0% | 0% | 0% | 8.2745 | 0 | 0 | 0 | 8.2745 | #N/A
2007-05-19 23:00 | 5 | 19 | 23 | 139.9169 | 3335 | 57.02 | 44.06 | 994 | 57.02 | 0 | 0 | Cooling | 0 | #N/A | #N/A | #N/A | #N/A | 0 | 0 | 0 | 0 | 0 | 0 | #N/A | #N/A | 88 | 88 | 0 | #N/A | 0% | 1 | 50% | 0% | 0% | 0% | 8.2745 | 0 | 0 | 0 | 8.2745 | #N/A
2007-05-20 | 5 | 20 | 0 | 139.9585 | 3336 | 50 | 44.96 | 994 | 50 | 0 | 0 | Cooling | 0 | #N/A | #N/A | #N/A | #N/A | 0 | 0 | 0 | 0 | 0 | 0 | #N/A | #N/A | 88 | 88 | 0 | #N/A | 0% | 1 | 50% | 0% | 0% | 0% | 8.2745 | 0 | 0 | 0 | 8.2745 | #N/A
2007-05-20 01:00 | 5 | 20 | 1 | 140.0002 | 3337 | 48.02 | 44.96 | 994 | 48.02 | 0 | 0 | Cooling | 0 | #N/A | #N/A | #N/A | #N/A | 0 | 0 | 0 | 0 | 0 | 0 | #N/A | #N/A | 88 | 88 | 0 | #N/A | 0% | 1 | 50% | 0% | 0% | 0% | 8.2745 | 0 | 0 | 0 | 8.2745 | #N/A
2007-05-20 02:00 | 5 | 20 | 2 | 140.0419 | 3338 | 48.02 | 46.94 | 994 | 48.02 | 0 | 0 | Cooling | 0 | #N/A | #N/A | #N/A | #N/A | 0 | 0 | 0 | 0 | 0 | 0 | #N/A | #N/A | 88 | 88 | 0 | #N/A | 0% | 1 | 50% | 0% | 0% | 0% | 8.2745 | 0 | 0 | 0 | 8.2745 | #N/A
2007-05-20 03:00 | 5 | 20 | 3 | 140.0835 | 3339 | 42.08 | 48.02 | 995 | 42.08 | 0 | 0 | Cooling | 0 | #N/A | #N/A | #N/A | #N/A | 0 | 0 | 0 | 0 | 0 | 0 | #N/A | #N/A | 88 | 88 | 0 | #N/A | 0% | 1 | 50% | 0% | 0% | 0% | 8.2745 | 0 | 0 | 0 | 8.2745 | #N/A
2007-05-20 04:00 | 5 | 20 | 4 | 140.1252 | 3340 | 42.98 | 53.06 | 995 | 42.98 | 0 | 0 | Cooling | 0 | #N/A | #N/A | #N/A | #N/A | 0 | 0 | 0 | 0 | 0 | 0 | #N/A | #N/A | 88 | 88 | 0 | #N/A | 0% | 1 | 50% | 0% | 0% | 0% | 8.2745 | 0 | 0 | 0 | 8.2745 | #N/A
2007-05-20 05:00 | 5 | 20 | 5 | 140.1669 | 3341 | 42.98 | 55.94 | 995 | 42.98 | 0 | 10.7503 | Cooling | 1.7917 | #N/A | #N/A | #N/A | #N/A | 0 | 0 | 0 | 0 | 0 | 10.7503 | #N/A | #N/A | 88 | #N/A | #N/A | #N/A | 0.005972% | 1 | 50% | 0% | 0% | 0% | 8.2745 | 0 | 0 | 0 | 8.2745 | #N/A
2007-05-20 06:00 | 5 | 20 | 6 | 140.2085 | 3342 | 46.94 | 53.06 | 996 | 46.94 | 0 | 436.1543 | Cooling | 72.6924 | #N/A | #N/A | #N/A | #N/A | 0 | 0 | 0 | 0 | 0 | 436.1543 | #N/A | #N/A | 88 | #N/A | #N/A | #N/A | 0.2423% | 1 | 50% | 0% | 0% | 0% | 8.2745 | 0 | 0 | 0 | 8.2745 | #N/A
2007-05-20 07:00 | 5 | 20 | 7 | 140.2502 | 3343 | 55.94 | 53.06 | 996 | 55.94 | 0 | 473.2424 | Cooling | 78.8737 | #N/A | #N/A | #N/A | #N/A | 0 | 0 | 0 | 0 | 0 | 473.2424 | #N/A | #N/A | 88 | #N/A | #N/A | #N/A | 0.2629% | 1 | 50% | 0% | 0% | 0% | 8.2745 | 0 | 0 | 0 | 8.2745 | #N/A
2007-05-20 08:00 | 5 | 20 | 8 | 140.2919 | 3344 | 55.94 | 53.06 | 996 | 55.94 | 0 | 1099.322 | Cooling | 183.2203 | #N/A | #N/A | #N/A | #N/A | 0 | 0 | 0 | 0 | 0 | 1099.322 | #N/A | #N/A | 88 | #N/A | #N/A | #N/A | 0.6107% | 1 | 50% | 0% | 0% | 0% | 8.2745 | 0 | 0 | 0 | 8.2745 | #N/A
2007-05-20 09:00 | 5 | 20 | 9 | 140.3335 | 3345 | 64.04 | 53.96 | 996 | 64.04 | 0 | 1449.0006 | Cooling | 241.5001 | #N/A | #N/A | #N/A | #N/A | 0 | 0 | 0 | 0 | 0 | 1449.0006 | #N/A | #N/A | 88 | #N/A | #N/A | #N/A | 0.805% | 1 | 50% | 0% | 0% | 0% | 8.2745 | 0 | 0 | 0 | 8.2745 | #N/A
2007-05-20 10:00 | 5 | 20 | 10 | 140.3752 | 3346 | 66.92 | 53.96 | 996 | 66.92 | 0 | 1523.6994 | Cooling | 253.9499 | #N/A | #N/A | #N/A | #N/A | 0 | 0 | 0 | 0 | 0 | 1523.6994 | #N/A | #N/A | 88 | #N/A | #N/A | #N/A | 0.8465% | 1 | 50% | 0% | 0% | 0% | 8.2745 | 0 | 0 | 0 | 8.2745 | #N/A
2007-05-20 11:00 | 5 | 20 | 11 | 140.4169 | 3347 | 66.92 | 53.06 | 995 | 66.92 | 0 | 1429.1492 | Cooling | 238.1915 | #N/A | #N/A | #N/A | #N/A | 0 | 0 | 0 | 0 | 0 | 1429.1492 | #N/A | #N/A | 88 | #N/A | #N/A | #N/A | 0.794% | 1 | 50% | 0% | 0% | 0% | 8.2745 | 0 | 0 | 0 | 8.2745 | #N/A
2007-05-20 12:00 | 5 | 20 | 12 | 140.4585 | 3348 | 69.98 | 53.06 | 995 | 69.98 | 0 | 1339.7279 | Cooling | 223.288 | #N/A | #N/A | #N/A | #N/A | 0 | 0 | 0 | 0 | 0 | 1339.7279 | #N/A | #N/A | 88 | #N/A | #N/A | #N/A | 0.7443% | 1 | 50% | 0% | 0% | 0% | 8.2745 | 0 | 0 | 0 | 8.2745 | #N/A
2007-05-20 13:00 | 5 | 20 | 13 | 140.5002 | 3349 | 71.96 | 51.98 | 994 | 71.96 | 0 | 1451.9513 | Cooling | 241.9919 | #N/A | #N/A | #N/A | #N/A | 0 | 0 | 0 | 0 | 0 | 1451.9513 | #N/A | #N/A | 88 | #N/A | #N/A | #N/A | 0.8066% | 1 | 50% | 0% | 0% | 0% | 8.2745 | 0 | 0 | 0 | 8.2745 | #N/A
2007-05-20 14:00 | 5 | 20 | 14 | 140.5419 | 3350 | 71.96 | 51.98 | 994 | 71.96 | 0 | 1518.2466 | Cooling | 253.0411 | #N/A | #N/A | #N/A | #N/A | 0 | 0 | 0 | 0 | 0 | 1518.2466 | #N/A | #N/A | 88 | #N/A | #N/A | #N/A | 0.8435% | 1 | 50% | 0% | 0% | 0% | 8.2745 | 0 | 0 | 0 | 8.2745 | #N/A
2007-05-20 15:00 | 5 | 20 | 15 | 140.5835 | 3351 | 73.94 | 51.08 | 993 | 73.94 | 0 | 1538.459 | Cooling | 256.4098 | #N/A | #N/A | #N/A | #N/A | 0 | 0 | 0 | 0 | 0 | 1538.459 | #N/A | #N/A | 88 | #N/A | #N/A | #N/A | 0.8547% | 1 | 50% | 0% | 0% | 0% | 8.2745 | 0 | 0 | 0 | 8.2745 | #N/A
2007-05-20 16:00 | 5 | 20 | 16 | 140.6252 | 3352 | 71.96 | 50 | 993 | 71.96 | 0 | 1582.7829 | Cooling | 263.7972 | #N/A | #N/A | #N/A | #N/A | 0 | 0 | 0 | 0 | 0 | 1582.7829 | #N/A | #N/A | 88 | #N/A | #N/A | #N/A | 0.8793% | 1 | 50% | 0% | 0% | 0% | 8.2745 | 0 | 0 | 0 | 8.2745 | #N/A
2007-05-20 17:00 | 5 | 20 | 17 | 140.6669 | 3353 | 71.96 | 48.02 | 993 | 71.96 | 0 | 1543.3332 | Cooling | 257.2222 | #N/A | #N/A | #N/A | #N/A | 0 | 0 | 0 | 0 | 0 | 1543.3332 | #N/A | #N/A | 88 | #N/A | #N/A | #N/A | 0.8574% | 1 | 50% | 0% | 0% | 0% | 8.2745 | 0 | 0 | 0 | 8.2745 | #N/A
2007-05-20 18:00 | 5 | 20 | 18 | 140.7085 | 3354 | 69.98 | 48.92 | 993 | 69.98 | 0 | 1430.4809 | Cooling | 238.4135 | #N/A | #N/A | #N/A | #N/A | 0 | 0 | 0 | 0 | 0 | 1430.4809 | #N/A | #N/A | 88 | #N/A | #N/A | #N/A | 0.7947% | 1 | 50% | 0% | 0% | 0% | 8.2745 | 0 | 0 | 0 | 8.2745 | #N/A
2007-05-20 19:00 | 5 | 20 | 19 | 140.7502 | 3355 | 66.02 | 48.92 | 994 | 66.02 | 0 | 1338.9377 | Cooling | 223.1563 | #N/A | #N/A | #N/A | #N/A | 0 | 0 | 0 | 0 | 0 | 1338.9377 | #N/A | #N/A | 88 | #N/A | #N/A | #N/A | 0.7439% | 1 | 50% | 0% | 0% | 0% | 8.2745 | 0 | 0 | 0 | 8.2745 | #N/A
2007-05-20 20:00 | 5 | 20 | 20 | 140.7919 | 3356 | 66.02 | 55.04 | 996 | 66.02 | 0 | 1185.3384 | Cooling | 197.5564 | #N/A | #N/A | #N/A | #N/A | 0 | 0 | 0 | 0 | 0 | 1185.3384 | #N/A | #N/A | 88 | #N/A | #N/A | #N/A | 0.6585% | 1 | 50% | 0% | 0% | 0% | 8.2745 | 0 | 0 | 0 | 8.2745 | #N/A
2007-05-20 21:00 | 5 | 20 | 21 | 140.8335 | 3357 | 62.06 | 55.04 | 998 | 62.06 | 0 | 742.627 | Cooling | 123.7712 | #N/A | #N/A | #N/A | #N/A | 0 | 0 | 0 | 0 | 0 | 742.627 | #N/A | #N/A | 88 | #N/A | #N/A | #N/A | 0.4126% | 1 | 50% | 0% | 0% | 0% | 8.2745 | 0 | 0 | 0 | 8.2745 | #N/A
2007-05-20 22:00 | 5 | 20 | 22 | 140.8752 | 3358 | 60.08 | 55.04 | 998 | 60.08 | 0 | 23.7951 | Cooling | 3.9659 | #N/A | #N/A | #N/A | #N/A | 0 | 0 | 0 | 0 | 0 | 23.7951 | #N/A | #N/A | 88 | #N/A | #N/A | #N/A | 0.01322% | 1 | 50% | 0% | 0% | 0% | 8.2745 | 0 | 0 | 0 | 8.2745 | #N/A
2007-05-20 23:00 | 5 | 20 | 23 | 140.9169 | 3359 | 60.08 | 55.04 | 998 | 60.08 | 0 | 55.2556 | Cooling | 9.2093 | #N/A | #N/A | #N/A | #N/A | 0 | 0 | 0 | 0 | 0 | 55.2556 | #N/A | #N/A | 88 | #N/A | #N/A | #N/A | 0.0307% | 1 | 50% | 0% | 0% | 0% | 8.2745 | 0 | 0 | 0 | 8.2745 | #N/A
2007-05-21 | 5 | 21 | 0 | 140.9585 | 3360 | 53.96 | 55.94 | 998 | 53.96 | 0 | 56.4827 | Cooling | 9.4138 | #N/A | #N/A | #N/A | #N/A | 0 | 0 | 0 | 0 | 0 | 56.4827 | #N/A | #N/A | 88 | #N/A | #N/A | #N/A | 0.03138% | 1 | 50% | 0% | 0% | 0% | 8.2745 | 0 | 0 | 0 | 8.2745 | #N/A
2007-05-21 01:00 | 5 | 21 | 1 | 141.0002 | 3361 | 53.06 | 57.02 | 998 | 53.06 | 0 | 66.0758 | Cooling | 11.0126 | #N/A | #N/A | #N/A | #N/A | 0 | 0 | 0 | 0 | 0 | 66.0758 | #N/A | #N/A | 88 | #N/A | #N/A | #N/A | 0.03671% | 1 | 50% | 0% | 0% | 0% | 8.2745 | 0 | 0 | 0 | 8.2745 | #N/A
2007-05-21 02:00 | 5 | 21 | 2 | 141.0419 | 3362 | 53.06 | 57.92 | 998 | 53.06 | 0 | 70.5308 | Cooling | 11.7551 | #N/A | #N/A | #N/A | #N/A | 0 | 0 | 0 | 0 | 0 | 70.5308 | #N/A | #N/A | 88 | #N/A | #N/A | #N/A | 0.03918% | 1 | 50% | 0% | 0% | 0% | 8.2745 | 0 | 0 | 0 | 8.2745 | #N/A
2007-05-21 03:00 | 5 | 21 | 3 | 141.0835 | 3363 | 48.92 | 57.92 | 998 | 48.92 | 0 | 70.1134 | Cooling | 11.6856 | #N/A | #N/A | #N/A | #N/A | 0 | 0 | 0 | 0 | 0 | 70.1134 | #N/A | #N/A | 88 | #N/A | #N/A | #N/A | 0.03895% | 1 | 50% | 0% | 0% | 0% | 8.2745 | 0 | 0 | 0 | 8.2745 | #N/A
2007-05-21 04:00 | 5 | 21 | 4 | 141.1252 | 3364 | 46.94 | 55.94 | 998 | 46.94 | 0 | 57.482 | Cooling | 9.5803 | #N/A | #N/A | #N/A | #N/A | 0 | 0 | 0 | 0 | 0 | 57.482 | #N/A | #N/A | 88 | #N/A | #N/A | #N/A | 0.03193% | 1 | 50% | 0% | 0% | 0% | 8.2745 | 0 | 0 | 0 | 8.2745 | #N/A
2007-05-21 05:00 | 5 | 21 | 5 | 141.1669 | 3365 | 46.94 | 51.98 | 999 | 46.94 | 0 | 34.749 | Cooling | 5.7915 | #N/A | #N/A | #N/A | #N/A | 0 | 0 | 0 | 0 | 0 | 34.749 | #N/A | #N/A | 88 | #N/A | #N/A | #N/A | 0.01931% | 1 | 50% | 0% | 0% | 0% | 8.2745 | 0 | 0 | 0 | 8.2745 | #N/A
2007-05-21 06:00 | 5 | 21 | 6 | 141.2085 | 3366 | 50 | 51.98 | 1000 | 50 | 0 | 102.4475 | Cooling | 17.0746 | #N/A | #N/A | #N/A | #N/A | 0 | 0 | 0 | 0 | 0 | 102.4475 | #N/A | #N/A | 88 | #N/A | #N/A | #N/A | 0.05692% | 1 | 50% | 0% | 0% | 0% | 8.2745 | 0 | 0 | 0 | 8.2745 | #N/A
2007-05-21 07:00 | 5 | 21 | 7 | 141.2502 | 3367 | 55.94 | 51.08 | 1000 | 55.94 | 0 | 80.7159 | Cooling | 13.4527 | #N/A | #N/A | #N/A | #N/A | 0 | 0 | 0 | 0 | 0 | 80.7159 | #N/A | #N/A | 88 | #N/A | #N/A | #N/A | 0.04484% | 1 | 50% | 0% | 0% | 0% | 8.2745 | 0 | 0 | 0 | 8.2745 | #N/A
2007-05-21 08:00 | 5 | 21 | 8 | 141.2919 | 3368 | 55.94 | 50 | 1001 | 55.94 | 0 | 38.1946 | Cooling | 6.3658 | #N/A | #N/A | #N/A | #N/A | 0 | 0 | 0 | 0 | 0 | 38.1946 | #N/A | #N/A | 88 | #N/A | #N/A | #N/A | 0.02122% | 1 | 50% | 0% | 0% | 0% | 8.2745 | 0 | 0 | 0 | 8.2745 | #N/A
2007-05-21 09:00 | 5 | 21 | 9 | 141.3335 | 3369 | 66.02 | 50 | 1001 | 66.02 | 0 | 117.653 | Cooling | 19.6088 | #N/A | #N/A | #N/A | #N/A | 0 | 0 | 0 | 0 | 0 | 117.653 | #N/A | #N/A | 88 | #N/A | #N/A | #N/A | 0.06536% | 1 | 50% | 0% | 0% | 0% | 8.2745 | 0 | 0 | 0 | 8.2745 | #N/A
2007-05-21 10:00 | 5 | 21 | 10 | 141.3752 | 3370 | 69.98 | 48.02 | 1002 | 69.98 | 0 | 239.2404 | Cooling | 39.8734 | #N/A | #N/A | #N/A | #N/A | 0 | 0 | 0 | 0 | 0 | 239.2404 | #N/A | #N/A | 88 | #N/A | #N/A | #N/A | 0.1329% | 1 | 50% | 0% | 0% | 0% | 8.2745 | 0 | 0 | 0 | 8.2745 | #N/A
2007-05-21 11:00 | 5 | 21 | 11 | 141.4169 | 3371 | 69.98 | 48.02 | 1002 | 69.98 | 0 | 371.3858 | Cooling | 61.8976 | #N/A | #N/A | #N/A | #N/A | 0 | 0 | 0 | 0 | 0 | 371.3858 | #N/A | #N/A | 88 | #N/A | #N/A | #N/A | 0.2063% | 1 | 50% | 0% | 0% | 0% | 8.2745 | 0 | 0 | 0 | 8.2745 | #N/A
2007-05-21 12:00 | 5 | 21 | 12 | 141.4585 | 3372 | 75.02 | 50 | 1001 | 75.02 | 0 | 459.555 | Cooling | 76.5925 | #N/A | #N/A | #N/A | #N/A | 0 | 0 | 0 | 0 | 0 | 459.555 | #N/A | #N/A | 88 | #N/A | #N/A | #N/A | 0.2553% | 1 | 50% | 0% | 0% | 0% | 8.2745 | 0 | 0 | 0 | 8.2745 | #N/A
2007-05-21 13:00 | 5 | 21 | 13 | 141.5002 | 3373 | 75.02 | 51.08 | 1001 | 75.02 | 0 | 623.8211 | Cooling | 103.9702 | #N/A | #N/A | #N/A | #N/A | 0 | 0 | 0 | 0 | 0 | 623.8211 | #N/A | #N/A | 88 | #N/A | #N/A | #N/A | 0.3466% | 1 | 50% | 0% | 0% | 0% | 8.2745 | 0 | 0 | 0 | 8.2745 | #N/A
2007-05-21 14:00 | 5 | 21 | 14 | 141.5419 | 3374 | 75.02 | 51.98 | 1001 | 75.02 | 0 | 784.0505 | Cooling | 130.6751 | #N/A | #N/A | #N/A | #N/A | 0 | 0 | 0 | 0 | 0 | 784.0505 | #N/A | #N/A | 88 | #N/A | #N/A | #N/A | 0.4356% | 1 | 50% | 0% | 0% | 0% | 8.2745 | 0 | 0 | 0 | 8.2745 | #N/A
2007-05-21 15:00 | 5 | 21 | 15 | 141.5835 | 3375 | 77 | 48.02 | 1000 | 77 | 0 | 673.2704 | Cooling | 112.2117 | #N/A | #N/A | #N/A | #N/A | 0 | 0 | 0 | 0 | 0 | 673.2704 | #N/A | #N/A | 88 | #N/A | #N/A | #N/A | 0.374% | 1 | 50% | 0% | 0% | 0% | 8.2745 | 0 | 0 | 0 | 8.2745 | #N/A
2007-05-21 16:00 | 5 | 21 | 16 | 141.6252 | 3376 | 75.02 | 48.92 | 1000 | 75.02 | 0 | 615.8571 | Cooling | 102.6429 | #N/A | #N/A | #N/A | #N/A | 0 | 0 | 0 | 0 | 0 | 615.8571 | #N/A | #N/A | 88 | #N/A | #N/A | #N/A | 0.3421% | 1 | 50% | 0% | 0% | 0% | 8.2745 | 0 | 0 | 0 | 8.2745 | #N/A
2007-05-21 17:00 | 5 | 21 | 17 | 141.6669 | 3377 | 75.02 | 46.94 | 1000 | 75.02 | 0 | 572.231 | Cooling | 95.3718 | #N/A | #N/A | #N/A | #N/A | 0 | 0 | 0 | 0 | 0 | 572.231 | #N/A | #N/A | 88 | #N/A | #N/A | #N/A | 0.3179% | 1 | 50% | 0% | 0% | 0% | 8.2745 | 0 | 0 | 0 | 8.2745 | #N/A
2007-05-21 18:00 | 5 | 21 | 18 | 141.7085 | 3378 | 73.94 | 42.08 | 1000 | 73.94 | 0 | 470.4336 | Cooling | 78.4056 | #N/A | #N/A | #N/A | #N/A | 0 | 0 | 0 | 0 | 0 | 470.4336 | #N/A | #N/A | 88 | #N/A | #N/A | #N/A | 0.2614% | 1 | 50% | 0% | 0% | 0% | 8.2745 | 0 | 0 | 0 | 8.2745 | #N/A
2007-05-21 19:00 | 5 | 21 | 19 | 141.7502 | 3379 | 71.96 | 41 | 1001 | 71.96 | 0 | 338.1125 | Cooling | 56.3521 | #N/A | #N/A | #N/A | #N/A | 0 | 0 | 0 | 0 | 0 | 338.1125 | #N/A | #N/A | 88 | #N/A | #N/A | #N/A | 0.1878% | 1 | 50% | 0% | 0% | 0% | 8.2745 | 0 | 0 | 0 | 8.2745 | #N/A
2007-05-21 20:00 | 5 | 21 | 20 | 141.7919 | 3380 | 71.96 | 42.98 | 1002 | 71.96 | 0 | 95.9766 | Cooling | 15.9961 | #N/A | #N/A | #N/A | #N/A | 0 | 0 | 0 | 0 | 0 | 95.9766 | #N/A | #N/A | 88 | #N/A | #N/A | #N/A | 0.05332% | 1 | 50% | 0% | 0% | 0% | 8.2745 | 0 | 0 | 0 | 8.2745 | #N/A
2007-05-21 21:00 | 5 | 21 | 21 | 141.8335 | 3381 | 66.92 | 42.98 | 1002 | 66.92 | 0 | 0.00098015 | Cooling | 0.00016336 | #N/A | #N/A | #N/A | #N/A | 0 | 0 | 0 | 0 | 0 | 0.00098015 | #N/A | #N/A | 88 | #N/A | #N/A | #N/A | 5.445e-07% | 1 | 50% | 0% | 0% | 0% | 8.2745 | 0 | 0 | 0 | 8.2745 | #N/A
2007-05-21 22:00 | 5 | 21 | 22 | 141.8752 | 3382 | 64.94 | 42.98 | 1002 | 64.94 | 0 | 0.0033734 | Cooling | 0.00056223 | #N/A | #N/A | #N/A | #N/A | 0 | 0 | 0 | 0 | 0 | 0.0033734 | #N/A | #N/A | 88 | #N/A | #N/A | #N/A | 1.874e-06% | 1 | 50% | 0% | 0% | 0% | 8.2745 | 0 | 0 | 0 | 8.2745 | #N/A
2007-05-21 23:00 | 5 | 21 | 23 | 141.9169 | 3383 | 64.94 | 42.98 | 1002 | 64.94 | 0 | 0.012681 | Cooling | 0.0021136 | #N/A | #N/A | #N/A | #N/A | 0 | 0 | 0 | 0 | 0 | 0.012681 | #N/A | #N/A | 88 | #N/A | #N/A | #N/A | 7.045e-06% | 1 | 50% | 0% | 0% | 0% | 8.2745 | 0 | 0 | 0 | 8.2745 | #N/A
2007-05-22 | 5 | 22 | 0 | 141.9585 | 3384 | 62.96 | 42.08 | 1003 | 62.96 | 0 | 0.026055 | Cooling | 0.0043426 | #N/A | #N/A | #N/A | #N/A | 0 | 0 | 0 | 0 | 0 | 0.026055 | #N/A | #N/A | 88 | #N/A | #N/A | #N/A | 1.448e-05% | 1 | 50% | 0% | 0% | 0% | 8.2745 | 0 | 0 | 0 | 8.2745 | #N/A
2007-05-22 01:00 | 5 | 22 | 1 | 142.0002 | 3385 | 62.06 | 42.08 | 1002 | 62.06 | 0 | 0.024921 | Cooling | 0.0041535 | #N/A | #N/A | #N/A | #N/A | 0 | 0 | 0 | 0 | 0 | 0.024921 | #N/A | #N/A | 88 | #N/A | #N/A | #N/A | 1.385e-05% | 1 | 50% | 0% | 0% | 0% | 8.2745 | 0 | 0 | 0 | 8.2745 | #N/A
2007-05-22 02:00 | 5 | 22 | 2 | 142.0419 | 3386 | 62.06 | 42.08 | 1002 | 62.06 | 0 | 0.019674 | Cooling | 0.003279 | #N/A | #N/A | #N/A | #N/A | 0 | 0 | 0 | 0 | 0 | 0.019674 | #N/A | #N/A | 88 | #N/A | #N/A | #N/A | 1.093e-05% | 1 | 50% | 0% | 0% | 0% | 8.2745 | 0 | 0 | 0 | 8.2745 | #N/A
2007-05-22 03:00 | 5 | 22 | 3 | 142.0835 | 3387 | 60.98 | 42.08 | 1003 | 60.98 | 0 | 0.016091 | Cooling | 0.0026819 | #N/A | #N/A | #N/A | #N/A | 0 | 0 | 0 | 0 | 0 | 0.016091 | #N/A | #N/A | 88 | #N/A | #N/A | #N/A | 8.94e-06% | 1 | 50% | 0% | 0% | 0% | 8.2745 | 0 | 0 | 0 | 8.2745 | #N/A
2007-05-22 04:00 | 5 | 22 | 4 | 142.1252 | 3388 | 59 | 42.08 | 1003 | 59 | 0 | 0.015076 | Cooling | 0.0025127 | #N/A | #N/A | #N/A | #N/A | 0 | 0 | 0 | 0 | 0 | 0.015076 | #N/A | #N/A | 88 | #N/A | #N/A | #N/A | 8.376e-06% | 1 | 50% | 0% | 0% | 0% | 8.2745 | 0 | 0 | 0 | 8.2745 | #N/A
2007-05-22 05:00 | 5 | 22 | 5 | 142.1669 | 3389 | 59 | 41 | 1004 | 59 | 0 | 0.029067 | Cooling | 0.0048445 | #N/A | #N/A | #N/A | #N/A | 0 | 0 | 0 | 0 | 0 | 0.029067 | #N/A | #N/A | 88 | #N/A | #N/A | #N/A | 1.615e-05% | 1 | 50% | 0% | 0% | 0% | 8.2745 | 0 | 0 | 0 | 8.2745 | #N/A
2007-05-22 06:00 | 5 | 22 | 6 | 142.2085 | 3390 | 60.98 | 42.98 | 1004 | 60.98 | 0.014361 | 0 | Heating | 0.0019148 | #N/A | #N/A | #N/A | #N/A | 0.014361 | #N/A | #N/A | 5.753 | #N/A | 0 | 0 | 0 | 0 | 0 | 0 | 0 | 6.383e-06% | 1 | 50% | 0% | 0% | 0% | 8.2745 | 0 | 0 | 0 | 8.2745 | #N/A
2007-05-22 07:00 | 5 | 22 | 7 | 142.2502 | 3391 | 62.6 | 44.96 | 1004 | 62.6 | 0 | 0 | Cooling | 0 | #N/A | #N/A | #N/A | #N/A | 0 | 0 | 0 | 0 | 0 | 0 | #N/A | #N/A | 88 | 88 | 0 | #N/A | 0% | 1 | 50% | 0% | 0% | 0% | 8.2745 | 0 | 0 | 0 | 8.2745 | #N/A
2007-05-22 08:00 | 5 | 22 | 8 | 142.2919 | 3392 | 62.06 | 48.02 | 1005 | 62.06 | 0 | 18.6166 | Cooling | 3.1028 | #N/A | #N/A | #N/A | #N/A | 0 | 0 | 0 | 0 | 0 | 18.6166 | #N/A | #N/A | 88 | #N/A | #N/A | #N/A | 0.01034% | 1 | 50% | 0% | 0% | 0% | 8.2745 | 0 | 0 | 0 | 8.2745 | #N/A
2007-05-22 09:00 | 5 | 22 | 9 | 142.3335 | 3393 | 62.96 | 46.94 | 1004 | 62.96 | 0 | 197.3399 | Cooling | 32.89 | #N/A | #N/A | #N/A | #N/A | 0 | 0 | 0 | 0 | 0 | 197.3399 | #N/A | #N/A | 88 | #N/A | #N/A | #N/A | 0.1096% | 1 | 50% | 0% | 0% | 0% | 8.2745 | 0 | 0 | 0 | 8.2745 | #N/A
2007-05-22 10:00 | 5 | 22 | 10 | 142.3752 | 3394 | 62.06 | 44.96 | 1005 | 62.06 | 0 | 343.1063 | Cooling | 57.1844 | #N/A | #N/A | #N/A | #N/A | 0 | 0 | 0 | 0 | 0 | 343.1063 | #N/A | #N/A | 88 | #N/A | #N/A | #N/A | 0.1906% | 1 | 50% | 0% | 0% | 0% | 8.2745 | 0 | 0 | 0 | 8.2745 | #N/A
2007-05-22 11:00 | 5 | 22 | 11 | 142.4169 | 3395 | 64.04 | 44.06 | 1004 | 64.04 | 0 | 459.4328 | Cooling | 76.5721 | #N/A | #N/A | #N/A | #N/A | 0 | 0 | 0 | 0 | 0 | 459.4328 | #N/A | #N/A | 88 | #N/A | #N/A | #N/A | 0.2552% | 1 | 50% | 0% | 0% | 0% | 8.2745 | 0 | 0 | 0 | 8.2745 | #N/A
2007-05-22 12:00 | 5 | 22 | 12 | 142.4585 | 3396 | 64.04 | 42.08 | 1004 | 64.04 | 0 | 537.6524 | Cooling | 89.6087 | #N/A | #N/A | #N/A | #N/A | 0 | 0 | 0 | 0 | 0 | 537.6524 | #N/A | #N/A | 88 | #N/A | #N/A | #N/A | 0.2987% | 1 | 50% | 0% | 0% | 0% | 8.2745 | 0 | 0 | 0 | 8.2745 | #N/A
2007-05-22 13:00 | 5 | 22 | 13 | 142.5002 | 3397 | 62.96 | 42.08 | 1003 | 62.96 | 0 | 580.704 | Cooling | 96.784 | #N/A | #N/A | #N/A | #N/A | 0 | 0 | 0 | 0 | 0 | 580.704 | #N/A | #N/A | 88 | #N/A | #N/A | #N/A | 0.3226% | 1 | 50% | 0% | 0% | 0% | 8.2745 | 0 | 0 | 0 | 8.2745 | #N/A
2007-05-22 14:00 | 5 | 22 | 14 | 142.5419 | 3398 | 62.96 | 42.98 | 1003 | 62.96 | 0 | 626.213 | Cooling | 104.3688 | #N/A | #N/A | #N/A | #N/A | 0 | 0 | 0 | 0 | 0 | 626.213 | #N/A | #N/A | 88 | #N/A | #N/A | #N/A | 0.3479% | 1 | 50% | 0% | 0% | 0% | 8.2745 | 0 | 0 | 0 | 8.2745 | #N/A
2007-05-22 15:00 | 5 | 22 | 15 | 142.5835 | 3399 | 62.06 | 42.08 | 1003 | 62.06 | 0 | 674.528 | Cooling | 112.4213 | #N/A | #N/A | #N/A | #N/A | 0 | 0 | 0 | 0 | 0 | 674.528 | #N/A | #N/A | 88 | #N/A | #N/A | #N/A | 0.3747% | 1 | 50% | 0% | 0% | 0% | 8.2745 | 0 | 0 | 0 | 8.2745 | #N/A
2007-05-22 16:00 | 5 | 22 | 16 | 142.6252 | 3400 | 60.98 | 42.98 | 1003 | 60.98 | 0 | 692.6605 | Cooling | 115.4434 | #N/A | #N/A | #N/A | #N/A | 0 | 0 | 0 | 0 | 0 | 692.6605 | #N/A | #N/A | 88 | #N/A | #N/A | #N/A | 0.3848% | 1 | 50% | 0% | 0% | 0% | 8.2745 | 0 | 0 | 0 | 8.2745 | #N/A
2007-05-22 17:00 | 5 | 22 | 17 | 142.6669 | 3401 | 60.08 | 42.98 | 1002 | 60.08 | 0 | 632.3275 | Cooling | 105.3879 | #N/A | #N/A | #N/A | #N/A | 0 | 0 | 0 | 0 | 0 | 632.3275 | #N/A | #N/A | 88 | #N/A | #N/A | #N/A | 0.3513% | 1 | 50% | 0% | 0% | 0% | 8.2745 | 0 | 0 | 0 | 8.2745 | #N/A
2007-05-22 18:00 | 5 | 22 | 18 | 142.7085 | 3402 | 62.06 | 42.08 | 1002 | 62.06 | 0 | 485.1779 | Cooling | 80.863 | #N/A | #N/A | #N/A | #N/A | 0 | 0 | 0 | 0 | 0 | 485.1779 | #N/A | #N/A | 88 | #N/A | #N/A | #N/A | 0.2695% | 1 | 50% | 0% | 0% | 0% | 8.2745 | 0 | 0 | 0 | 8.2745 | #N/A
2007-05-22 19:00 | 5 | 22 | 19 | 142.7502 | 3403 | 60.08 | 42.08 | 1002 | 60.08 | 0 | 363.3369 | Cooling | 60.5562 | #N/A | #N/A | #N/A | #N/A | 0 | 0 | 0 | 0 | 0 | 363.3369 | #N/A | #N/A | 88 | #N/A | #N/A | #N/A | 0.2019% | 1 | 50% | 0% | 0% | 0% | 8.2745 | 0 | 0 | 0 | 8.2745 | #N/A
2007-05-22 20:00 | 5 | 22 | 20 | 142.7919 | 3404 | 60.08 | 42.08 | 1002 | 60.08 | 0 | 111.1315 | Cooling | 18.5219 | #N/A | #N/A | #N/A | #N/A | 0 | 0 | 0 | 0 | 0 | 111.1315 | #N/A | #N/A | 88 | #N/A | #N/A | #N/A | 0.06174% | 1 | 50% | 0% | 0% | 0% | 8.2745 | 0 | 0 | 0 | 8.2745 | #N/A
2007-05-22 21:00 | 5 | 22 | 21 | 142.8335 | 3405 | 60.08 | 42.08 | 1003 | 60.08 | 0 | 0.0036574 | Cooling | 0.00060956 | #N/A | #N/A | #N/A | #N/A | 0 | 0 | 0 | 0 | 0 | 0.0036574 | #N/A | #N/A | 88 | #N/A | #N/A | #N/A | 2.032e-06% | 1 | 50% | 0% | 0% | 0% | 8.2745 | 0 | 0 | 0 | 8.2745 | #N/A
2007-05-22 22:00 | 5 | 22 | 22 | 142.8752 | 3406 | 60.08 | 42.98 | 1003 | 60.08 | 0 | 1.039e-05 | Cooling | 1.7317e-06 | #N/A | #N/A | #N/A | #N/A | 0 | 0 | 0 | 0 | 0 | 1.039e-05 | #N/A | #N/A | 88 | #N/A | #N/A | #N/A | 5.772e-09% | 1 | 50% | 0% | 0% | 0% | 8.2745 | 0 | 0 | 0 | 8.2745 | #N/A
2007-05-22 23:00 | 5 | 22 | 23 | 142.9169 | 3407 | 60.08 | 42.98 | 1003 | 60.08 | 0 | 0.0013317 | Cooling | 0.00022195 | #N/A | #N/A | #N/A | #N/A | 0 | 0 | 0 | 0 | 0 | 0.0013317 | #N/A | #N/A | 88 | #N/A | #N/A | #N/A | 7.398e-07% | 1 | 50% | 0% | 0% | 0% | 8.2745 | 0 | 0 | 0 | 8.2745 | #N/A
2007-05-23 | 5 | 23 | 0 | 142.9585 | 3408 | 59 | 44.06 | 1003 | 59 | 0 | 0.00055588 | Cooling | 9.2647e-05 | #N/A | #N/A | #N/A | #N/A | 0 | 0 | 0 | 0 | 0 | 0.00055588 | #N/A | #N/A | 88 | #N/A | #N/A | #N/A | 3.088e-07% | 1 | 50% | 0% | 0% | 0% | 8.2745 | 0 | 0 | 0 | 8.2745 | #N/A
2007-05-23 01:00 | 5 | 23 | 1 | 143.0002 | 3409 | 57.92 | 44.96 | 1003 | 57.92 | 0 | 0 | Cooling | 0 | #N/A | #N/A | #N/A | #N/A | 0 | 0 | 0 | 0 | 0 | 0 | #N/A | #N/A | 88 | 88 | 0 | #N/A | 0% | 1 | 50% | 0% | 0% | 0% | 8.2745 | 0 | 0 | 0 | 8.2745 | #N/A
2007-05-23 02:00 | 5 | 23 | 2 | 143.0419 | 3410 | 57.02 | 44.96 | 1002 | 57.02 | 0 | 0 | Cooling | 0 | #N/A | #N/A | #N/A | #N/A | 0 | 0 | 0 | 0 | 0 | 0 | #N/A | #N/A | 88 | 88 | 0 | #N/A | 0% | 1 | 50% | 0% | 0% | 0% | 8.2745 | 0 | 0 | 0 | 8.2745 | #N/A
2007-05-23 03:00 | 5 | 23 | 3 | 143.0835 | 3411 | 55.94 | 44.06 | 1002 | 55.94 | 0 | 0 | Cooling | 0 | #N/A | #N/A | #N/A | #N/A | 0 | 0 | 0 | 0 | 0 | 0 | #N/A | #N/A | 88 | 88 | 0 | #N/A | 0% | 1 | 50% | 0% | 0% | 0% | 8.2745 | 0 | 0 | 0 | 8.2745 | #N/A
2007-05-23 04:00 | 5 | 23 | 4 | 143.1252 | 3412 | 55.94 | 42.08 | 1002 | 55.94 | 0 | 0.018784 | Cooling | 0.0031307 | #N/A | #N/A | #N/A | #N/A | 0 | 0 | 0 | 0 | 0 | 0.018784 | #N/A | #N/A | 88 | #N/A | #N/A | #N/A | 1.044e-05% | 1 | 50% | 0% | 0% | 0% | 8.2745 | 0 | 0 | 0 | 8.2745 | #N/A
2007-05-23 05:00 | 5 | 23 | 5 | 143.1669 | 3413 | 55.94 | 42.08 | 1002 | 55.94 | 0 | 0.03422 | Cooling | 0.0057034 | #N/A | #N/A | #N/A | #N/A | 0 | 0 | 0 | 0 | 0 | 0.03422 | #N/A | #N/A | 88 | #N/A | #N/A | #N/A | 1.901e-05% | 1 | 50% | 0% | 0% | 0% | 8.2745 | 0 | 0 | 0 | 8.2745 | #N/A
2007-05-23 06:00 | 5 | 23 | 6 | 143.2085 | 3414 | 57.02 | 44.06 | 1002 | 57.02 | 0 | 0.0068853 | Cooling | 0.0011476 | #N/A | #N/A | #N/A | #N/A | 0 | 0 | 0 | 0 | 0 | 0.0068853 | #N/A | #N/A | 88 | #N/A | #N/A | #N/A | 3.825e-06% | 1 | 50% | 0% | 0% | 0% | 8.2745 | 0 | 0 | 0 | 8.2745 | #N/A
2007-05-23 07:00 | 5 | 23 | 7 | 143.2502 | 3415 | 60.08 | 46.94 | 1002 | 60.08 | 0 | 0 | Cooling | 0 | #N/A | #N/A | #N/A | #N/A | 0 | 0 | 0 | 0 | 0 | 0 | #N/A | #N/A | 88 | 88 | 0 | #N/A | 0% | 1 | 50% | 0% | 0% | 0% | 8.2745 | 0 | 0 | 0 | 8.2745 | #N/A
2007-05-23 08:00 | 5 | 23 | 8 | 143.2919 | 3416 | 60.08 | 48.02 | 1002 | 60.08 | 0 | 3.1399 | Cooling | 0.52332 | #N/A | #N/A | #N/A | #N/A | 0 | 0 | 0 | 0 | 0 | 3.1399 | #N/A | #N/A | 88 | #N/A | #N/A | #N/A | 0.001744% | 1 | 50% | 0% | 0% | 0% | 8.2745 | 0 | 0 | 0 | 8.2745 | #N/A
2007-05-23 09:00 | 5 | 23 | 9 | 143.3335 | 3417 | 60.98 | 50 | 1002 | 60.98 | 0 | 120.8354 | Cooling | 20.1392 | #N/A | #N/A | #N/A | #N/A | 0 | 0 | 0 | 0 | 0 | 120.8354 | #N/A | #N/A | 88 | #N/A | #N/A | #N/A | 0.06713% | 1 | 50% | 0% | 0% | 0% | 8.2745 | 0 | 0 | 0 | 8.2745 | #N/A
2007-05-23 10:00 | 5 | 23 | 10 | 143.3752 | 3418 | 60.98 | 48.02 | 1002 | 60.98 | 0 | 331.6644 | Cooling | 55.2774 | #N/A | #N/A | #N/A | #N/A | 0 | 0 | 0 | 0 | 0 | 331.6644 | #N/A | #N/A | 88 | #N/A | #N/A | #N/A | 0.1843% | 1 | 50% | 0% | 0% | 0% | 8.2745 | 0 | 0 | 0 | 8.2745 | #N/A
2007-05-23 11:00 | 5 | 23 | 11 | 143.4169 | 3419 | 60.98 | 46.04 | 1001 | 60.98 | 0 | 475.0068 | Cooling | 79.1678 | #N/A | #N/A | #N/A | #N/A | 0 | 0 | 0 | 0 | 0 | 475.0068 | #N/A | #N/A | 88 | #N/A | #N/A | #N/A | 0.2639% | 1 | 50% | 0% | 0% | 0% | 8.2745 | 0 | 0 | 0 | 8.2745 | #N/A
2007-05-23 12:00 | 5 | 23 | 12 | 143.4585 | 3420 | 64.04 | 46.94 | 1001 | 64.04 | 0 | 624.3402 | Cooling | 104.0567 | #N/A | #N/A | #N/A | #N/A | 0 | 0 | 0 | 0 | 0 | 624.3402 | #N/A | #N/A | 88 | #N/A | #N/A | #N/A | 0.3469% | 1 | 50% | 0% | 0% | 0% | 8.2745 | 0 | 0 | 0 | 8.2745 | #N/A
2007-05-23 13:00 | 5 | 23 | 13 | 143.5002 | 3421 | 64.04 | 44.96 | 1001 | 64.04 | 0 | 749.1851 | Cooling | 124.8642 | #N/A | #N/A | #N/A | #N/A | 0 | 0 | 0 | 0 | 0 | 749.1851 | #N/A | #N/A | 88 | #N/A | #N/A | #N/A | 0.4162% | 1 | 50% | 0% | 0% | 0% | 8.2745 | 0 | 0 | 0 | 8.2745 | #N/A
2007-05-23 14:00 | 5 | 23 | 14 | 143.5419 | 3422 | 64.04 | 44.06 | 1000 | 64.04 | 0 | 809.3172 | Cooling | 134.8862 | #N/A | #N/A | #N/A | #N/A | 0 | 0 | 0 | 0 | 0 | 809.3172 | #N/A | #N/A | 88 | #N/A | #N/A | #N/A | 0.4496% | 1 | 50% | 0% | 0% | 0% | 8.2745 | 0 | 0 | 0 | 8.2745 | #N/A
2007-05-23 15:00 | 5 | 23 | 15 | 143.5835 | 3423 | 64.04 | 42.08 | 999 | 64.04 | 0 | 941.6743 | Cooling | 156.9457 | #N/A | #N/A | #N/A | #N/A | 0 | 0 | 0 | 0 | 0 | 941.6743 | #N/A | #N/A | 88 | #N/A | #N/A | #N/A | 0.5232% | 1 | 50% | 0% | 0% | 0% | 8.2745 | 0 | 0 | 0 | 8.2745 | #N/A
2007-05-23 16:00 | 5 | 23 | 16 | 143.6252 | 3424 | 64.94 | 44.06 | 999 | 64.94 | 0 | 1202.3407 | Cooling | 200.3901 | #N/A | #N/A | #N/A | #N/A | 0 | 0 | 0 | 0 | 0 | 1202.3407 | #N/A | #N/A | 88 | #N/A | #N/A | #N/A | 0.668% | 1 | 50% | 0% | 0% | 0% | 8.2745 | 0 | 0 | 0 | 8.2745 | #N/A
2007-05-23 17:00 | 5 | 23 | 17 | 143.6669 | 3425 | 64.94 | 46.04 | 999 | 64.94 | 0 | 968.7955 | Cooling | 161.4659 | #N/A | #N/A | #N/A | #N/A | 0 | 0 | 0 | 0 | 0 | 968.7955 | #N/A | #N/A | 88 | #N/A | #N/A | #N/A | 0.5382% | 1 | 50% | 0% | 0% | 0% | 8.2745 | 0 | 0 | 0 | 8.2745 | #N/A
2007-05-23 18:00 | 5 | 23 | 18 | 143.7085 | 3426 | 60.08 | 42.98 | 999 | 60.08 | 0 | 769.8857 | Cooling | 128.3143 | #N/A | #N/A | #N/A | #N/A | 0 | 0 | 0 | 0 | 0 | 769.8857 | #N/A | #N/A | 88 | #N/A | #N/A | #N/A | 0.4277% | 1 | 50% | 0% | 0% | 0% | 8.2745 | 0 | 0 | 0 | 8.2745 | #N/A
2007-05-23 19:00 | 5 | 23 | 19 | 143.7502 | 3427 | 57.92 | 44.96 | 999 | 57.92 | 0 | 622.6644 | Cooling | 103.7774 | #N/A | #N/A | #N/A | #N/A | 0 | 0 | 0 | 0 | 0 | 622.6644 | #N/A | #N/A | 88 | #N/A | #N/A | #N/A | 0.3459% | 1 | 50% | 0% | 0% | 0% | 8.2745 | 0 | 0 | 0 | 8.2745 | #N/A
2007-05-23 20:00 | 5 | 23 | 20 | 143.7919 | 3428 | 57.02 | 44.06 | 999 | 57.02 | 0 | 358.8558 | Cooling | 59.8093 | #N/A | #N/A | #N/A | #N/A | 0 | 0 | 0 | 0 | 0 | 358.8558 | #N/A | #N/A | 88 | #N/A | #N/A | #N/A | 0.1994% | 1 | 50% | 0% | 0% | 0% | 8.2745 | 0 | 0 | 0 | 8.2745 | #N/A
2007-05-23 21:00 | 5 | 23 | 21 | 143.8335 | 3429 | 57.02 | 44.06 | 1000 | 57.02 | 0 | 198.7032 | Cooling | 33.1172 | #N/A | #N/A | #N/A | #N/A | 0 | 0 | 0 | 0 | 0 | 198.7032 | #N/A | #N/A | 88 | #N/A | #N/A | #N/A | 0.1104% | 1 | 50% | 0% | 0% | 0% | 8.2745 | 0 | 0 | 0 | 8.2745 | #N/A
2007-05-23 22:00 | 5 | 23 | 22 | 143.8752 | 3430 | 55.94 | 44.96 | 1000 | 55.94 | 0 | 0 | Cooling | 0 | #N/A | #N/A | #N/A | #N/A | 0 | 0 | 0 | 0 | 0 | 0 | #N/A | #N/A | 88 | 88 | 0 | #N/A | 0% | 1 | 50% | 0% | 0% | 0% | 8.2745 | 0 | 0 | 0 | 8.2745 | #N/A
2007-05-23 23:00 | 5 | 23 | 23 | 143.9169 | 3431 | 55.94 | 44.06 | 1000 | 55.94 | 0 | 0.0087556 | Cooling | 0.0014593 | #N/A | #N/A | #N/A | #N/A | 0 | 0 | 0 | 0 | 0 | 0.0087556 | #N/A | #N/A | 88 | #N/A | #N/A | #N/A | 4.864e-06% | 1 | 50% | 0% | 0% | 0% | 8.2745 | 0 | 0 | 0 | 8.2745 | #N/A
2007-05-24 | 5 | 24 | 0 | 143.9585 | 3432 | 55.04 | 46.04 | 1000 | 55.04 | 0 | 0.0035847 | Cooling | 0.00059744 | #N/A | #N/A | #N/A | #N/A | 0 | 0 | 0 | 0 | 0 | 0.0035847 | #N/A | #N/A | 88 | #N/A | #N/A | #N/A | 1.991e-06% | 1 | 50% | 0% | 0% | 0% | 8.2745 | 0 | 0 | 0 | 8.2745 | #N/A
2007-05-24 01:00 | 5 | 24 | 1 | 144.0002 | 3433 | 53.96 | 44.96 | 1000 | 53.96 | 0 | 0.0021473 | Cooling | 0.00035789 | #N/A | #N/A | #N/A | #N/A | 0 | 0 | 0 | 0 | 0 | 0.0021473 | #N/A | #N/A | 88 | #N/A | #N/A | #N/A | 1.193e-06% | 1 | 50% | 0% | 0% | 0% | 8.2745 | 0 | 0 | 0 | 8.2745 | #N/A
2007-05-24 02:00 | 5 | 24 | 2 | 144.0419 | 3434 | 53.96 | 44.06 | 1000 | 53.96 | 0 | 0.014915 | Cooling | 0.0024859 | #N/A | #N/A | #N/A | #N/A | 0 | 0 | 0 | 0 | 0 | 0.014915 | #N/A | #N/A | 88 | #N/A | #N/A | #N/A | 8.286e-06% | 1 | 50% | 0% | 0% | 0% | 8.2745 | 0 | 0 | 0 | 8.2745 | #N/A
2007-05-24 03:00 | 5 | 24 | 3 | 144.0835 | 3435 | 55.04 | 44.06 | 999 | 55.04 | 0 | 0.016789 | Cooling | 0.0027982 | #N/A | #N/A | #N/A | #N/A | 0 | 0 | 0 | 0 | 0 | 0.016789 | #N/A | #N/A | 88 | #N/A | #N/A | #N/A | 9.327e-06% | 1 | 50% | 0% | 0% | 0% | 8.2745 | 0 | 0 | 0 | 8.2745 | #N/A
2007-05-24 04:00 | 5 | 24 | 4 | 144.1252 | 3436 | 55.04 | 44.06 | 999 | 55.04 | 0 | 0.012981 | Cooling | 0.0021635 | #N/A | #N/A | #N/A | #N/A | 0 | 0 | 0 | 0 | 0 | 0.012981 | #N/A | #N/A | 88 | #N/A | #N/A | #N/A | 7.212e-06% | 1 | 50% | 0% | 0% | 0% | 8.2745 | 0 | 0 | 0 | 8.2745 | #N/A
2007-05-24 05:00 | 5 | 24 | 5 | 144.1669 | 3437 | 55.04 | 42.98 | 1000 | 55.04 | 0 | 0.027285 | Cooling | 0.0045475 | #N/A | #N/A | #N/A | #N/A | 0 | 0 | 0 | 0 | 0 | 0.027285 | #N/A | #N/A | 88 | #N/A | #N/A | #N/A | 1.516e-05% | 1 | 50% | 0% | 0% | 0% | 8.2745 | 0 | 0 | 0 | 8.2745 | #N/A
2007-05-24 06:00 | 5 | 24 | 6 | 144.2085 | 3438 | 55.04 | 46.04 | 1000 | 55.04 | 0 | 0.008811 | Cooling | 0.0014685 | #N/A | #N/A | #N/A | #N/A | 0 | 0 | 0 | 0 | 0 | 0.008811 | #N/A | #N/A | 88 | #N/A | #N/A | #N/A | 4.895e-06% | 1 | 50% | 0% | 0% | 0% | 8.2745 | 0 | 0 | 0 | 8.2745 | #N/A
2007-05-24 07:00 | 5 | 24 | 7 | 144.2502 | 3439 | 55.94 | 46.94 | 1000 | 55.94 | 0 | 27.8547 | Cooling | 4.6425 | #N/A | #N/A | #N/A | #N/A | 0 | 0 | 0 | 0 | 0 | 27.8547 | #N/A | #N/A | 88 | #N/A | #N/A | #N/A | 0.01547% | 1 | 50% | 0% | 0% | 0% | 8.2745 | 0 | 0 | 0 | 8.2745 | #N/A
2007-05-24 08:00 | 5 | 24 | 8 | 144.2919 | 3440 | 55.94 | 48.02 | 1000 | 55.94 | 0 | 243.1129 | Cooling | 40.5188 | #N/A | #N/A | #N/A | #N/A | 0 | 0 | 0 | 0 | 0 | 243.1129 | #N/A | #N/A | 88 | #N/A | #N/A | #N/A | 0.1351% | 1 | 50% | 0% | 0% | 0% | 8.2745 | 0 | 0 | 0 | 8.2745 | #N/A
2007-05-24 09:00 | 5 | 24 | 9 | 144.3335 | 3441 | 57.02 | 48.02 | 1000 | 57.02 | 0 | 472.3982 | Cooling | 78.733 | #N/A | #N/A | #N/A | #N/A | 0 | 0 | 0 | 0 | 0 | 472.3982 | #N/A | #N/A | 88 | #N/A | #N/A | #N/A | 0.2624% | 1 | 50% | 0% | 0% | 0% | 8.2745 | 0 | 0 | 0 | 8.2745 | #N/A
2007-05-24 10:00 | 5 | 24 | 10 | 144.3752 | 3442 | 59 | 48.02 | 1000 | 59 | 0 | 612.6471 | Cooling | 102.1078 | #N/A | #N/A | #N/A | #N/A | 0 | 0 | 0 | 0 | 0 | 612.6471 | #N/A | #N/A | 88 | #N/A | #N/A | #N/A | 0.3404% | 1 | 50% | 0% | 0% | 0% | 8.2745 | 0 | 0 | 0 | 8.2745 | #N/A
2007-05-24 11:00 | 5 | 24 | 11 | 144.4169 | 3443 | 59 | 46.94 | 1000 | 59 | 0 | 732.1453 | Cooling | 122.0242 | #N/A | #N/A | #N/A | #N/A | 0 | 0 | 0 | 0 | 0 | 732.1453 | #N/A | #N/A | 88 | #N/A | #N/A | #N/A | 0.4067% | 1 | 50% | 0% | 0% | 0% | 8.2745 | 0 | 0 | 0 | 8.2745 | #N/A
2007-05-24 12:00 | 5 | 24 | 12 | 144.4585 | 3444 | 64.04 | 48.92 | 999 | 64.04 | 0 | 985.9942 | Cooling | 164.3324 | #N/A | #N/A | #N/A | #N/A | 0 | 0 | 0 | 0 | 0 | 985.9942 | #N/A | #N/A | 88 | #N/A | #N/A | #N/A | 0.5478% | 1 | 50% | 0% | 0% | 0% | 8.2745 | 0 | 0 | 0 | 8.2745 | #N/A
2007-05-24 13:00 | 5 | 24 | 13 | 144.5002 | 3445 | 68 | 48.92 | 999 | 68 | 0 | 1279.137 | Cooling | 213.1895 | #N/A | #N/A | #N/A | #N/A | 0 | 0 | 0 | 0 | 0 | 1279.137 | #N/A | #N/A | 88 | #N/A | #N/A | #N/A | 0.7106% | 1 | 50% | 0% | 0% | 0% | 8.2745 | 0 | 0 | 0 | 8.2745 | #N/A
2007-05-24 14:00 | 5 | 24 | 14 | 144.5419 | 3446 | 68 | 48.02 | 998 | 68 | 0 | 1347.1224 | Cooling | 224.5204 | #N/A | #N/A | #N/A | #N/A | 0 | 0 | 0 | 0 | 0 | 1347.1224 | #N/A | #N/A | 88 | #N/A | #N/A | #N/A | 0.7484% | 1 | 50% | 0% | 0% | 0% | 8.2745 | 0 | 0 | 0 | 8.2745 | #N/A
2007-05-24 15:00 | 5 | 24 | 15 | 144.5835 | 3447 | 62.06 | 44.96 | 998 | 62.06 | 0 | 1400.5181 | Cooling | 233.4197 | #N/A | #N/A | #N/A | #N/A | 0 | 0 | 0 | 0 | 0 | 1400.5181 | #N/A | #N/A | 88 | #N/A | #N/A | #N/A | 0.7781% | 1 | 50% | 0% | 0% | 0% | 8.2745 | 0 | 0 | 0 | 8.2745 | #N/A
2007-05-24 16:00 | 5 | 24 | 16 | 144.6252 | 3448 | 62.06 | 46.04 | 997 | 62.06 | 0 | 1463.6704 | Cooling | 243.9451 | #N/A | #N/A | #N/A | #N/A | 0 | 0 | 0 | 0 | 0 | 1463.6704 | #N/A | #N/A | 88 | #N/A | #N/A | #N/A | 0.8132% | 1 | 50% | 0% | 0% | 0% | 8.2745 | 0 | 0 | 0 | 8.2745 | #N/A
2007-05-24 17:00 | 5 | 24 | 17 | 144.6669 | 3449 | 62.06 | 46.94 | 997 | 62.06 | 0 | 1391.6686 | Cooling | 231.9448 | #N/A | #N/A | #N/A | #N/A | 0 | 0 | 0 | 0 | 0 | 1391.6686 | #N/A | #N/A | 88 | #N/A | #N/A | #N/A | 0.7731% | 1 | 50% | 0% | 0% | 0% | 8.2745 | 0 | 0 | 0 | 8.2745 | #N/A
2007-05-24 18:00 | 5 | 24 | 18 | 144.7085 | 3450 | 62.06 | 44.96 | 997 | 62.06 | 0 | 1173.9061 | Cooling | 195.651 | #N/A | #N/A | #N/A | #N/A | 0 | 0 | 0 | 0 | 0 | 1173.9061 | #N/A | #N/A | 88 | #N/A | #N/A | #N/A | 0.6522% | 1 | 50% | 0% | 0% | 0% | 8.2745 | 0 | 0 | 0 | 8.2745 | #N/A
2007-05-24 19:00 | 5 | 24 | 19 | 144.7502 | 3451 | 60.98 | 44.06 | 997 | 60.98 | 0 | 813.257 | Cooling | 135.5428 | #N/A | #N/A | #N/A | #N/A | 0 | 0 | 0 | 0 | 0 | 813.257 | #N/A | #N/A | 88 | #N/A | #N/A | #N/A | 0.4518% | 1 | 50% | 0% | 0% | 0% | 8.2745 | 0 | 0 | 0 | 8.2745 | #N/A
2007-05-24 20:00 | 5 | 24 | 20 | 144.7919 | 3452 | 60.98 | 46.04 | 997 | 60.98 | 0 | 537.2474 | Cooling | 89.5412 | #N/A | #N/A | #N/A | #N/A | 0 | 0 | 0 | 0 | 0 | 537.2474 | #N/A | #N/A | 88 | #N/A | #N/A | #N/A | 0.2985% | 1 | 50% | 0% | 0% | 0% | 8.2745 | 0 | 0 | 0 | 8.2745 | #N/A
2007-05-24 21:00 | 5 | 24 | 21 | 144.8335 | 3453 | 57.92 | 46.94 | 997 | 57.92 | 0 | 308.47 | Cooling | 51.4117 | #N/A | #N/A | #N/A | #N/A | 0 | 0 | 0 | 0 | 0 | 308.47 | #N/A | #N/A | 88 | #N/A | #N/A | #N/A | 0.1714% | 1 | 50% | 0% | 0% | 0% | 8.2745 | 0 | 0 | 0 | 8.2745 | #N/A
2007-05-24 22:00 | 5 | 24 | 22 | 144.8752 | 3454 | 57.92 | 46.94 | 996 | 57.92 | 0 | 0 | Cooling | 0 | #N/A | #N/A | #N/A | #N/A | 0 | 0 | 0 | 0 | 0 | 0 | #N/A | #N/A | 88 | 88 | 0 | #N/A | 0% | 1 | 50% | 0% | 0% | 0% | 8.2745 | 0 | 0 | 0 | 8.2745 | #N/A
2007-05-24 23:00 | 5 | 24 | 23 | 144.9169 | 3455 | 57.92 | 46.94 | 996 | 57.92 | 0 | 0 | Cooling | 0 | #N/A | #N/A | #N/A | #N/A | 0 | 0 | 0 | 0 | 0 | 0 | #N/A | #N/A | 88 | 88 | 0 | #N/A | 0% | 1 | 50% | 0% | 0% | 0% | 8.2745 | 0 | 0 | 0 | 8.2745 | #N/A
2007-05-25 | 5 | 25 | 0 | 144.9585 | 3456 | 53.96 | 46.94 | 996 | 53.96 | 0 | 0 | Cooling | 0 | #N/A | #N/A | #N/A | #N/A | 0 | 0 | 0 | 0 | 0 | 0 | #N/A | #N/A | 88 | 88 | 0 | #N/A | 0% | 1 | 50% | 0% | 0% | 0% | 8.2745 | 0 | 0 | 0 | 8.2745 | #N/A
2007-05-25 01:00 | 5 | 25 | 1 | 145.0002 | 3457 | 55.94 | 46.04 | 996 | 55.94 | 0 | 0.0067537 | Cooling | 0.0011256 | #N/A | #N/A | #N/A | #N/A | 0 | 0 | 0 | 0 | 0 | 0.0067537 | #N/A | #N/A | 88 | #N/A | #N/A | #N/A | 3.752e-06% | 1 | 50% | 0% | 0% | 0% | 8.2745 | 0 | 0 | 0 | 8.2745 | #N/A
2007-05-25 02:00 | 5 | 25 | 2 | 145.0419 | 3458 | 55.94 | 44.96 | 995 | 55.94 | 0 | 0.016036 | Cooling | 0.0026726 | #N/A | #N/A | #N/A | #N/A | 0 | 0 | 0 | 0 | 0 | 0.016036 | #N/A | #N/A | 88 | #N/A | #N/A | #N/A | 8.909e-06% | 1 | 50% | 0% | 0% | 0% | 8.2745 | 0 | 0 | 0 | 8.2745 | #N/A
2007-05-25 03:00 | 5 | 25 | 3 | 145.0835 | 3459 | 53.06 | 46.04 | 995 | 53.06 | 0 | 0.010531 | Cooling | 0.0017551 | #N/A | #N/A | #N/A | #N/A | 0 | 0 | 0 | 0 | 0 | 0.010531 | #N/A | #N/A | 88 | #N/A | #N/A | #N/A | 5.85e-06% | 1 | 50% | 0% | 0% | 0% | 8.2745 | 0 | 0 | 0 | 8.2745 | #N/A
2007-05-25 04:00 | 5 | 25 | 4 | 145.1252 | 3460 | 51.98 | 44.96 | 995 | 51.98 | 0 | 0.014908 | Cooling | 0.0024847 | #N/A | #N/A | #N/A | #N/A | 0 | 0 | 0 | 0 | 0 | 0.014908 | #N/A | #N/A | 88 | #N/A | #N/A | #N/A | 8.282e-06% | 1 | 50% | 0% | 0% | 0% | 8.2745 | 0 | 0 | 0 | 8.2745 | #N/A
2007-05-25 05:00 | 5 | 25 | 5 | 145.1669 | 3461 | 51.98 | 44.96 | 995 | 51.98 | 0 | 0.02325 | Cooling | 0.003875 | #N/A | #N/A | #N/A | #N/A | 0 | 0 | 0 | 0 | 0 | 0.02325 | #N/A | #N/A | 88 | #N/A | #N/A | #N/A | 1.292e-05% | 1 | 50% | 0% | 0% | 0% | 8.2745 | 0 | 0 | 0 | 8.2745 | #N/A
2007-05-25 06:00 | 5 | 25 | 6 | 145.2085 | 3462 | 53.06 | 48.02 | 995 | 53.06 | 0 | 0.0048263 | Cooling | 0.00080438 | #N/A | #N/A | #N/A | #N/A | 0 | 0 | 0 | 0 | 0 | 0.0048263 | #N/A | #N/A | 88 | #N/A | #N/A | #N/A | 2.681e-06% | 1 | 50% | 0% | 0% | 0% | 8.2745 | 0 | 0 | 0 | 8.2745 | #N/A
2007-05-25 07:00 | 5 | 25 | 7 | 145.2502 | 3463 | 57.02 | 48.92 | 995 | 57.02 | 0 | 68.3336 | Cooling | 11.3889 | #N/A | #N/A | #N/A | #N/A | 0 | 0 | 0 | 0 | 0 | 68.3336 | #N/A | #N/A | 88 | #N/A | #N/A | #N/A | 0.03796% | 1 | 50% | 0% | 0% | 0% | 8.2745 | 0 | 0 | 0 | 8.2745 | #N/A
2007-05-25 08:00 | 5 | 25 | 8 | 145.2919 | 3464 | 57.02 | 48.92 | 995 | 57.02 | 0 | 402.9748 | Cooling | 67.1625 | #N/A | #N/A | #N/A | #N/A | 0 | 0 | 0 | 0 | 0 | 402.9748 | #N/A | #N/A | 88 | #N/A | #N/A | #N/A | 0.2239% | 1 | 50% | 0% | 0% | 0% | 8.2745 | 0 | 0 | 0 | 8.2745 | #N/A
2007-05-25 09:00 | 5 | 25 | 9 | 145.3335 | 3465 | 66.02 | 48.02 | 995 | 66.02 | 0 | 664.7639 | Cooling | 110.794 | #N/A | #N/A | #N/A | #N/A | 0 | 0 | 0 | 0 | 0 | 664.7639 | #N/A | #N/A | 88 | #N/A | #N/A | #N/A | 0.3693% | 1 | 50% | 0% | 0% | 0% | 8.2745 | 0 | 0 | 0 | 8.2745 | #N/A
2007-05-25 10:00 | 5 | 25 | 10 | 145.3752 | 3466 | 69.08 | 48.92 | 995 | 69.08 | 0 | 825.3912 | Cooling | 137.5652 | #N/A | #N/A | #N/A | #N/A | 0 | 0 | 0 | 0 | 0 | 825.3912 | #N/A | #N/A | 88 | #N/A | #N/A | #N/A | 0.4586% | 1 | 50% | 0% | 0% | 0% | 8.2745 | 0 | 0 | 0 | 8.2745 | #N/A
2007-05-25 11:00 | 5 | 25 | 11 | 145.4169 | 3467 | 69.08 | 50 | 994 | 69.08 | 0 | 1068.4788 | Cooling | 178.0798 | #N/A | #N/A | #N/A | #N/A | 0 | 0 | 0 | 0 | 0 | 1068.4788 | #N/A | #N/A | 88 | #N/A | #N/A | #N/A | 0.5936% | 1 | 50% | 0% | 0% | 0% | 8.2745 | 0 | 0 | 0 | 8.2745 | #N/A
2007-05-25 12:00 | 5 | 25 | 12 | 145.4585 | 3468 | 73.94 | 51.08 | 994 | 73.94 | 0 | 1257.2519 | Cooling | 209.542 | #N/A | #N/A | #N/A | #N/A | 0 | 0 | 0 | 0 | 0 | 1257.2519 | #N/A | #N/A | 88 | #N/A | #N/A | #N/A | 0.6985% | 1 | 50% | 0% | 0% | 0% | 8.2745 | 0 | 0 | 0 | 8.2745 | #N/A
2007-05-25 13:00 | 5 | 25 | 13 | 145.5002 | 3469 | 75.92 | 51.98 | 993 | 75.92 | 0 | 1320.2387 | Cooling | 220.0398 | #N/A | #N/A | #N/A | #N/A | 0 | 0 | 0 | 0 | 0 | 1320.2387 | #N/A | #N/A | 88 | #N/A | #N/A | #N/A | 0.7335% | 1 | 50% | 0% | 0% | 0% | 8.2745 | 0 | 0 | 0 | 8.2745 | #N/A
2007-05-25 14:00 | 5 | 25 | 14 | 145.5419 | 3470 | 75.92 | 51.08 | 993 | 75.92 | 0 | 1181.1128 | Cooling | 196.8521 | #N/A | #N/A | #N/A | #N/A | 0 | 0 | 0 | 0 | 0 | 1181.1128 | #N/A | #N/A | 88 | #N/A | #N/A | #N/A | 0.6562% | 1 | 50% | 0% | 0% | 0% | 8.2745 | 0 | 0 | 0 | 8.2745 | #N/A
2007-05-25 15:00 | 5 | 25 | 15 | 145.5835 | 3471 | 75.92 | 53.06 | 993 | 75.92 | 0 | 1160.126 | Cooling | 193.3543 | #N/A | #N/A | #N/A | #N/A | 0 | 0 | 0 | 0 | 0 | 1160.126 | #N/A | #N/A | 88 | #N/A | #N/A | #N/A | 0.6445% | 1 | 50% | 0% | 0% | 0% | 8.2745 | 0 | 0 | 0 | 8.2745 | #N/A
2007-05-25 16:00 | 5 | 25 | 16 | 145.6252 | 3472 | 75.02 | 53.06 | 993 | 75.02 | 0 | 1262.5098 | Cooling | 210.4183 | #N/A | #N/A | #N/A | #N/A | 0 | 0 | 0 | 0 | 0 | 1262.5098 | #N/A | #N/A | 88 | #N/A | #N/A | #N/A | 0.7014% | 1 | 50% | 0% | 0% | 0% | 8.2745 | 0 | 0 | 0 | 8.2745 | #N/A
2007-05-25 17:00 | 5 | 25 | 17 | 145.6669 | 3473 | 75.02 | 51.98 | 993 | 75.02 | 0 | 1249.2763 | Cooling | 208.2127 | #N/A | #N/A | #N/A | #N/A | 0 | 0 | 0 | 0 | 0 | 1249.2763 | #N/A | #N/A | 88 | #N/A | #N/A | #N/A | 0.694% | 1 | 50% | 0% | 0% | 0% | 8.2745 | 0 | 0 | 0 | 8.2745 | #N/A
2007-05-25 18:00 | 5 | 25 | 18 | 145.7085 | 3474 | 73.94 | 51.98 | 993 | 73.94 | 0 | 111.6279 | Cooling | 18.6046 | #N/A | #N/A | #N/A | #N/A | 0 | 0 | 0 | 0 | 0 | 111.6279 | #N/A | #N/A | 88 | #N/A | #N/A | #N/A | 0.06202% | 1 | 50% | 0% | 0% | 0% | 8.2745 | 0 | 0 | 0 | 8.2745 | #N/A
2007-05-25 19:00 | 5 | 25 | 19 | 145.7502 | 3475 | 71.06 | 51.98 | 993 | 71.06 | 0 | 96.2753 | Cooling | 16.0459 | #N/A | #N/A | #N/A | #N/A | 0 | 0 | 0 | 0 | 0 | 96.2753 | #N/A | #N/A | 88 | #N/A | #N/A | #N/A | 0.05349% | 1 | 50% | 0% | 0% | 0% | 8.2745 | 0 | 0 | 0 | 8.2745 | #N/A
2007-05-25 20:00 | 5 | 25 | 20 | 145.7919 | 3476 | 71.06 | 51.98 | 993 | 71.06 | 0 | 67.231 | Cooling | 11.2052 | #N/A | #N/A | #N/A | #N/A | 0 | 0 | 0 | 0 | 0 | 67.231 | #N/A | #N/A | 88 | #N/A | #N/A | #N/A | 0.03735% | 1 | 50% | 0% | 0% | 0% | 8.2745 | 0 | 0 | 0 | 8.2745 | #N/A
2007-05-25 21:00 | 5 | 25 | 21 | 145.8335 | 3477 | 66.92 | 53.06 | 994 | 66.92 | 0 | 52.4903 | Cooling | 8.7484 | #N/A | #N/A | #N/A | #N/A | 0 | 0 | 0 | 0 | 0 | 52.4903 | #N/A | #N/A | 88 | #N/A | #N/A | #N/A | 0.02916% | 1 | 50% | 0% | 0% | 0% | 8.2745 | 0 | 0 | 0 | 8.2745 | #N/A
2007-05-25 22:00 | 5 | 25 | 22 | 145.8752 | 3478 | 64.04 | 53.06 | 994 | 64.04 | 0 | 39.9816 | Cooling | 6.6636 | #N/A | #N/A | #N/A | #N/A | 0 | 0 | 0 | 0 | 0 | 39.9816 | #N/A | #N/A | 88 | #N/A | #N/A | #N/A | 0.02221% | 1 | 50% | 0% | 0% | 0% | 8.2745 | 0 | 0 | 0 | 8.2745 | #N/A
2007-05-25 23:00 | 5 | 25 | 23 | 145.9169 | 3479 | 64.04 | 51.08 | 993 | 64.04 | 0 | 17.8742 | Cooling | 2.979 | #N/A | #N/A | #N/A | #N/A | 0 | 0 | 0 | 0 | 0 | 17.8742 | #N/A | #N/A | 88 | #N/A | #N/A | #N/A | 0.00993% | 1 | 50% | 0% | 0% | 0% | 8.2745 | 0 | 0 | 0 | 8.2745 | #N/A
2007-05-26 | 5 | 26 | 0 | 145.9585 | 3480 | 57.02 | 51.98 | 993 | 57.02 | 0 | 17.6254 | Cooling | 2.9376 | #N/A | #N/A | #N/A | #N/A | 0 | 0 | 0 | 0 | 0 | 17.6254 | #N/A | #N/A | 88 | #N/A | #N/A | #N/A | 0.009792% | 1 | 50% | 0% | 0% | 0% | 8.2745 | 0 | 0 | 0 | 8.2745 | #N/A
2007-05-26 01:00 | 5 | 26 | 1 | 146.0002 | 3481 | 55.94 | 51.08 | 993 | 55.94 | 0 | 15.0891 | Cooling | 2.5148 | #N/A | #N/A | #N/A | #N/A | 0 | 0 | 0 | 0 | 0 | 15.0891 | #N/A | #N/A | 88 | #N/A | #N/A | #N/A | 0.008383% | 1 | 50% | 0% | 0% | 0% | 8.2745 | 0 | 0 | 0 | 8.2745 | #N/A
2007-05-26 02:00 | 5 | 26 | 2 | 146.0419 | 3482 | 55.94 | 50 | 993 | 55.94 | 0 | 6.9216 | Cooling | 1.1536 | #N/A | #N/A | #N/A | #N/A | 0 | 0 | 0 | 0 | 0 | 6.9216 | #N/A | #N/A | 88 | #N/A | #N/A | #N/A | 0.003845% | 1 | 50% | 0% | 0% | 0% | 8.2745 | 0 | 0 | 0 | 8.2745 | #N/A
2007-05-26 03:00 | 5 | 26 | 3 | 146.0835 | 3483 | 57.92 | 51.08 | 993 | 57.92 | 0 | 7.809 | Cooling | 1.3015 | #N/A | #N/A | #N/A | #N/A | 0 | 0 | 0 | 0 | 0 | 7.809 | #N/A | #N/A | 88 | #N/A | #N/A | #N/A | 0.004338% | 1 | 50% | 0% | 0% | 0% | 8.2745 | 0 | 0 | 0 | 8.2745 | #N/A
2007-05-26 04:00 | 5 | 26 | 4 | 146.1252 | 3484 | 57.92 | 51.08 | 993 | 57.92 | 0 | 7.9441 | Cooling | 1.324 | #N/A | #N/A | #N/A | #N/A | 0 | 0 | 0 | 0 | 0 | 7.9441 | #N/A | #N/A | 88 | #N/A | #N/A | #N/A | 0.004413% | 1 | 50% | 0% | 0% | 0% | 8.2745 | 0 | 0 | 0 | 8.2745 | #N/A
2007-05-26 05:00 | 5 | 26 | 5 | 146.1669 | 3485 | 57.92 | 51.98 | 994 | 57.92 | 0 | 16.279 | Cooling | 2.7132 | #N/A | #N/A | #N/A | #N/A | 0 | 0 | 0 | 0 | 0 | 16.279 | #N/A | #N/A | 88 | #N/A | #N/A | #N/A | 0.009044% | 1 | 50% | 0% | 0% | 0% | 8.2745 | 0 | 0 | 0 | 8.2745 | #N/A
2007-05-26 06:00 | 5 | 26 | 6 | 146.2085 | 3486 | 60.08 | 53.06 | 994 | 60.08 | 0 | 42.4433 | Cooling | 7.0739 | #N/A | #N/A | #N/A | #N/A | 0 | 0 | 0 | 0 | 0 | 42.4433 | #N/A | #N/A | 88 | #N/A | #N/A | #N/A | 0.02358% | 1 | 50% | 0% | 0% | 0% | 8.2745 | 0 | 0 | 0 | 8.2745 | #N/A
2007-05-26 07:00 | 5 | 26 | 7 | 146.2502 | 3487 | 60.98 | 53.06 | 995 | 60.98 | 0 | 57.996 | Cooling | 9.666 | #N/A | #N/A | #N/A | #N/A | 0 | 0 | 0 | 0 | 0 | 57.996 | #N/A | #N/A | 88 | #N/A | #N/A | #N/A | 0.03222% | 1 | 50% | 0% | 0% | 0% | 8.2745 | 0 | 0 | 0 | 8.2745 | #N/A
2007-05-26 08:00 | 5 | 26 | 8 | 146.2919 | 3488 | 60.98 | 53.96 | 995 | 60.98 | 0 | 71.8718 | Cooling | 11.9786 | #N/A | #N/A | #N/A | #N/A | 0 | 0 | 0 | 0 | 0 | 71.8718 | #N/A | #N/A | 88 | #N/A | #N/A | #N/A | 0.03993% | 1 | 50% | 0% | 0% | 0% | 8.2745 | 0 | 0 | 0 | 8.2745 | #N/A
2007-05-26 09:00 | 5 | 26 | 9 | 146.3335 | 3489 | 62.96 | 55.04 | 995 | 62.96 | 0 | 84.8973 | Cooling | 14.1495 | #N/A | #N/A | #N/A | #N/A | 0 | 0 | 0 | 0 | 0 | 84.8973 | #N/A | #N/A | 88 | #N/A | #N/A | #N/A | 0.04717% | 1 | 50% | 0% | 0% | 0% | 8.2745 | 0 | 0 | 0 | 8.2745 | #N/A
2007-05-26 10:00 | 5 | 26 | 10 | 146.3752 | 3490 | 66.02 | 55.04 | 995 | 66.02 | 0 | 57.9269 | Cooling | 9.6545 | #N/A | #N/A | #N/A | #N/A | 0 | 0 | 0 | 0 | 0 | 57.9269 | #N/A | #N/A | 88 | #N/A | #N/A | #N/A | 0.03218% | 1 | 50% | 0% | 0% | 0% | 8.2745 | 0 | 0 | 0 | 8.2745 | #N/A
2007-05-26 11:00 | 5 | 26 | 11 | 146.4169 | 3491 | 66.02 | 55.94 | 995 | 66.02 | 0 | 65.1455 | Cooling | 10.8576 | #N/A | #N/A | #N/A | #N/A | 0 | 0 | 0 | 0 | 0 | 65.1455 | #N/A | #N/A | 88 | #N/A | #N/A | #N/A | 0.03619% | 1 | 50% | 0% | 0% | 0% | 8.2745 | 0 | 0 | 0 | 8.2745 | #N/A
2007-05-26 12:00 | 5 | 26 | 12 | 146.4585 | 3492 | 77 | 57.02 | 995 | 77 | 0 | 75.8148 | Cooling | 12.6358 | #N/A | #N/A | #N/A | #N/A | 0 | 0 | 0 | 0 | 0 | 75.8148 | #N/A | #N/A | 88 | #N/A | #N/A | #N/A | 0.04212% | 1 | 50% | 0% | 0% | 0% | 8.2745 | 0 | 0 | 0 | 8.2745 | #N/A
2007-05-26 13:00 | 5 | 26 | 13 | 146.5002 | 3493 | 82.04 | 59 | 995 | 82.04 | 0 | 95.8981 | Cooling | 15.983 | #N/A | #N/A | #N/A | #N/A | 0 | 0 | 0 | 0 | 0 | 95.8981 | #N/A | #N/A | 88 | #N/A | #N/A | #N/A | 0.05328% | 1 | 50% | 0% | 0% | 0% | 8.2745 | 0 | 0 | 0 | 8.2745 | #N/A
2007-05-26 14:00 | 5 | 26 | 14 | 146.5419 | 3494 | 82.04 | 60.08 | 994 | 82.04 | 0 | 110.7118 | Cooling | 18.452 | #N/A | #N/A | #N/A | #N/A | 0 | 0 | 0 | 0 | 0 | 110.7118 | #N/A | #N/A | 88 | #N/A | #N/A | #N/A | 0.06151% | 1 | 50% | 0% | 0% | 0% | 8.2745 | 0 | 0 | 0 | 8.2745 | #N/A
2007-05-26 15:00 | 5 | 26 | 15 | 146.5835 | 3495 | 82.04 | 60.98 | 995 | 82.04 | 0 | 123.4172 | Cooling | 20.5695 | #N/A | #N/A | #N/A | #N/A | 0 | 0 | 0 | 0 | 0 | 123.4172 | #N/A | #N/A | 88 | #N/A | #N/A | #N/A | 0.06857% | 1 | 50% | 0% | 0% | 0% | 8.2745 | 0 | 0 | 0 | 8.2745 | #N/A
2007-05-26 16:00 | 5 | 26 | 16 | 146.6252 | 3496 | 80.96 | 62.06 | 995 | 80.96 | 0 | 236.1495 | Cooling | 39.3582 | #N/A | #N/A | #N/A | #N/A | 0 | 0 | 0 | 0 | 0 | 236.1495 | #N/A | #N/A | 88 | #N/A | #N/A | #N/A | 0.1312% | 1 | 50% | 0% | 0% | 0% | 8.2745 | 0 | 0 | 0 | 8.2745 | #N/A
2007-05-26 17:00 | 5 | 26 | 17 | 146.6669 | 3497 | 80.96 | 62.06 | 994 | 80.96 | 0 | 287.3925 | Cooling | 47.8987 | #N/A | #N/A | #N/A | #N/A | 0 | 0 | 0 | 0 | 0 | 287.3925 | #N/A | #N/A | 88 | #N/A | #N/A | #N/A | 0.1597% | 1 | 50% | 0% | 0% | 0% | 8.2745 | 0 | 0 | 0 | 8.2745 | #N/A
2007-05-26 18:00 | 5 | 26 | 18 | 146.7085 | 3498 | 80.06 | 62.06 | 994 | 80.06 | 0 | 287.6965 | Cooling | 47.9494 | #N/A | #N/A | #N/A | #N/A | 0 | 0 | 0 | 0 | 0 | 287.6965 | #N/A | #N/A | 88 | #N/A | #N/A | #N/A | 0.1598% | 1 | 50% | 0% | 0% | 0% | 8.2745 | 0 | 0 | 0 | 8.2745 | #N/A
2007-05-26 19:00 | 5 | 26 | 19 | 146.7502 | 3499 | 77 | 62.06 | 993 | 77 | 0 | 238.7137 | Cooling | 39.7856 | #N/A | #N/A | #N/A | #N/A | 0 | 0 | 0 | 0 | 0 | 238.7137 | #N/A | #N/A | 88 | #N/A | #N/A | #N/A | 0.1326% | 1 | 50% | 0% | 0% | 0% | 8.2745 | 0 | 0 | 0 | 8.2745 | #N/A
2007-05-26 20:00 | 5 | 26 | 20 | 146.7919 | 3500 | 77 | 62.06 | 993 | 77 | 0 | 238.4148 | Cooling | 39.7358 | #N/A | #N/A | #N/A | #N/A | 0 | 0 | 0 | 0 | 0 | 238.4148 | #N/A | #N/A | 88 | #N/A | #N/A | #N/A | 0.1325% | 1 | 50% | 0% | 0% | 0% | 8.2745 | 0 | 0 | 0 | 8.2745 | #N/A
2007-05-26 21:00 | 5 | 26 | 21 | 146.8335 | 3501 | 75.92 | 60.98 | 993 | 75.92 | 0 | 170.6765 | Cooling | 28.4461 | #N/A | #N/A | #N/A | #N/A | 0 | 0 | 0 | 0 | 0 | 170.6765 | #N/A | #N/A | 88 | #N/A | #N/A | #N/A | 0.09482% | 1 | 50% | 0% | 0% | 0% | 8.2745 | 0 | 0 | 0 | 8.2745 | #N/A
2007-05-26 22:00 | 5 | 26 | 22 | 146.8752 | 3502 | 71.96 | 60.08 | 993 | 71.96 | 0 | 106.14 | Cooling | 17.69 | #N/A | #N/A | #N/A | #N/A | 0 | 0 | 0 | 0 | 0 | 106.14 | #N/A | #N/A | 88 | #N/A | #N/A | #N/A | 0.05897% | 1 | 50% | 0% | 0% | 0% | 8.2745 | 0 | 0 | 0 | 8.2745 | #N/A
2007-05-26 23:00 | 5 | 26 | 23 | 146.9169 | 3503 | 71.96 | 60.98 | 993 | 71.96 | 0 | 73.8271 | Cooling | 12.3045 | #N/A | #N/A | #N/A | #N/A | 0 | 0 | 0 | 0 | 0 | 73.8271 | #N/A | #N/A | 88 | #N/A | #N/A | #N/A | 0.04102% | 1 | 50% | 0% | 0% | 0% | 8.2745 | 0 | 0 | 0 | 8.2745 | #N/A
2007-05-27 | 5 | 27 | 0 | 146.9585 | 3504 | 64.94 | 60.98 | 993 | 64.94 | 0 | 98.1081 | Cooling | 16.3514 | #N/A | #N/A | #N/A | #N/A | 0 | 0 | 0 | 0 | 0 | 98.1081 | #N/A | #N/A | 88 | #N/A | #N/A | #N/A | 0.0545% | 1 | 50% | 0% | 0% | 0% | 8.2745 | 0 | 0 | 0 | 8.2745 | #N/A
2007-05-27 01:00 | 5 | 27 | 1 | 147.0002 | 3505 | 64.04 | 62.06 | 992 | 64.04 | 0 | 111.7111 | Cooling | 18.6185 | #N/A | #N/A | #N/A | #N/A | 0 | 0 | 0 | 0 | 0 | 111.7111 | #N/A | #N/A | 88 | #N/A | #N/A | #N/A | 0.06206% | 1 | 50% | 0% | 0% | 0% | 8.2745 | 0 | 0 | 0 | 8.2745 | #N/A
2007-05-27 02:00 | 5 | 27 | 2 | 147.0419 | 3506 | 64.04 | 60.98 | 992 | 64.04 | 0 | 109.9863 | Cooling | 18.3311 | #N/A | #N/A | #N/A | #N/A | 0 | 0 | 0 | 0 | 0 | 109.9863 | #N/A | #N/A | 88 | #N/A | #N/A | #N/A | 0.0611% | 1 | 50% | 0% | 0% | 0% | 8.2745 | 0 | 0 | 0 | 8.2745 | #N/A
2007-05-27 03:00 | 5 | 27 | 3 | 147.0835 | 3507 | 64.04 | 62.06 | 991 | 64.04 | 0 | 109.4956 | Cooling | 18.2493 | #N/A | #N/A | #N/A | #N/A | 0 | 0 | 0 | 0 | 0 | 109.4956 | #N/A | #N/A | 88 | #N/A | #N/A | #N/A | 0.06083% | 1 | 50% | 0% | 0% | 0% | 8.2745 | 0 | 0 | 0 | 8.2745 | #N/A
2007-05-27 04:00 | 5 | 27 | 4 | 147.1252 | 3508 | 64.04 | 60.98 | 991 | 64.04 | 0 | 98.377 | Cooling | 16.3962 | #N/A | #N/A | #N/A | #N/A | 0 | 0 | 0 | 0 | 0 | 98.377 | #N/A | #N/A | 88 | #N/A | #N/A | #N/A | 0.05465% | 1 | 50% | 0% | 0% | 0% | 8.2745 | 0 | 0 | 0 | 8.2745 | #N/A
2007-05-27 05:00 | 5 | 27 | 5 | 147.1669 | 3509 | 64.04 | 60.98 | 991 | 64.04 | 0 | 135.4168 | Cooling | 22.5695 | #N/A | #N/A | #N/A | #N/A | 0 | 0 | 0 | 0 | 0 | 135.4168 | #N/A | #N/A | 88 | #N/A | #N/A | #N/A | 0.07523% | 1 | 50% | 0% | 0% | 0% | 8.2745 | 0 | 0 | 0 | 8.2745 | #N/A
2007-05-27 06:00 | 5 | 27 | 6 | 147.2085 | 3510 | 66.02 | 60.08 | 991 | 66.02 | 0 | 1212.4068 | Cooling | 202.0678 | #N/A | #N/A | #N/A | #N/A | 0 | 0 | 0 | 0 | 0 | 1212.4068 | #N/A | #N/A | 88 | #N/A | #N/A | #N/A | 0.6736% | 1 | 50% | 0% | 0% | 0% | 8.2745 | 0 | 0 | 0 | 8.2745 | #N/A
2007-05-27 07:00 | 5 | 27 | 7 | 147.2502 | 3511 | 69.08 | 60.98 | 991 | 69.08 | 0 | 1332.7683 | Cooling | 222.128 | #N/A | #N/A | #N/A | #N/A | 0 | 0 | 0 | 0 | 0 | 1332.7683 | #N/A | #N/A | 88 | #N/A | #N/A | #N/A | 0.7404% | 1 | 50% | 0% | 0% | 0% | 8.2745 | 0 | 0 | 0 | 8.2745 | #N/A
2007-05-27 08:00 | 5 | 27 | 8 | 147.2919 | 3512 | 69.08 | 60.98 | 991 | 69.08 | 0 | 1770.6542 | Cooling | 295.109 | #N/A | #N/A | #N/A | #N/A | 0 | 0 | 0 | 0 | 0 | 1770.6542 | #N/A | #N/A | 88 | #N/A | #N/A | #N/A | 0.9837% | 1 | 50% | 0% | 0% | 0% | 8.2745 | 0 | 0 | 0 | 8.2745 | #N/A
2007-05-27 09:00 | 5 | 27 | 9 | 147.3335 | 3513 | 75.02 | 62.06 | 991 | 75.02 | 0 | 1939.4576 | Cooling | 323.2429 | #N/A | #N/A | #N/A | #N/A | 0 | 0 | 0 | 0 | 0 | 1939.4576 | #N/A | #N/A | 88 | #N/A | #N/A | #N/A | 1.077% | 1 | 50% | 0% | 0% | 0% | 8.2745 | 0 | 0 | 0 | 8.2745 | #N/A
2007-05-27 10:00 | 5 | 27 | 10 | 147.3752 | 3514 | 77 | 64.04 | 991 | 77 | 0 | 2073.9875 | Cooling | 345.6646 | #N/A | #N/A | #N/A | #N/A | 0 | 0 | 0 | 0 | 0 | 2073.9875 | #N/A | #N/A | 88 | #N/A | #N/A | #N/A | 1.152% | 1 | 50% | 0% | 0% | 0% | 8.2745 | 0 | 0 | 0 | 8.2745 | #N/A
2007-05-27 11:00 | 5 | 27 | 11 | 147.4169 | 3515 | 77 | 64.94 | 991 | 77 | 0 | 1895.4692 | Cooling | 315.9115 | #N/A | #N/A | #N/A | #N/A | 0 | 0 | 0 | 0 | 0 | 1895.4692 | #N/A | #N/A | 88 | #N/A | #N/A | #N/A | 1.053% | 1 | 50% | 0% | 0% | 0% | 8.2745 | 0 | 0 | 0 | 8.2745 | #N/A
2007-05-27 12:00 | 5 | 27 | 12 | 147.4585 | 3516 | 84.02 | 64.04 | 992 | 84.02 | 0 | 1690.6671 | Cooling | 281.7779 | #N/A | #N/A | #N/A | #N/A | 0 | 0 | 0 | 0 | 0 | 1690.6671 | #N/A | #N/A | 88 | #N/A | #N/A | #N/A | 0.9393% | 1 | 50% | 0% | 0% | 0% | 8.2745 | 0 | 0 | 0 | 8.2745 | #N/A
2007-05-27 13:00 | 5 | 27 | 13 | 147.5002 | 3517 | 82.04 | 64.94 | 992 | 82.04 | 0 | 1770.232 | Cooling | 295.0387 | #N/A | #N/A | #N/A | #N/A | 0 | 0 | 0 | 0 | 0 | 1770.232 | #N/A | #N/A | 88 | #N/A | #N/A | #N/A | 0.9835% | 1 | 50% | 0% | 0% | 0% | 8.2745 | 0 | 0 | 0 | 8.2745 | #N/A
2007-05-27 14:00 | 5 | 27 | 14 | 147.5419 | 3518 | 82.04 | 66.02 | 992 | 82.04 | 0 | 2033.9003 | Cooling | 338.9834 | #N/A | #N/A | #N/A | #N/A | 0 | 0 | 0 | 0 | 0 | 2033.9003 | #N/A | #N/A | 88 | #N/A | #N/A | #N/A | 1.13% | 1 | 50% | 0% | 0% | 0% | 8.2745 | 0 | 0 | 0 | 8.2745 | #N/A
2007-05-27 15:00 | 5 | 27 | 15 | 147.5835 | 3519 | 84.92 | 66.92 | 992 | 84.92 | 0 | 2164.1964 | Cooling | 360.6994 | #N/A | #N/A | #N/A | #N/A | 0 | 0 | 0 | 0 | 0 | 2164.1964 | #N/A | #N/A | 88 | #N/A | #N/A | #N/A | 1.202% | 1 | 50% | 0% | 0% | 0% | 8.2745 | 0 | 0 | 0 | 8.2745 | #N/A
2007-05-27 16:00 | 5 | 27 | 16 | 147.6252 | 3520 | 82.94 | 62.96 | 992 | 82.94 | 0 | 1972.6248 | Cooling | 328.7708 | #N/A | #N/A | #N/A | #N/A | 0 | 0 | 0 | 0 | 0 | 1972.6248 | #N/A | #N/A | 88 | #N/A | #N/A | #N/A | 1.096% | 1 | 50% | 0% | 0% | 0% | 8.2745 | 0 | 0 | 0 | 8.2745 | #N/A
2007-05-27 17:00 | 5 | 27 | 17 | 147.6669 | 3521 | 82.94 | 62.06 | 993 | 82.94 | 0 | 1731.6729 | Cooling | 288.6122 | #N/A | #N/A | #N/A | #N/A | 0 | 0 | 0 | 0 | 0 | 1731.6729 | #N/A | #N/A | 88 | #N/A | #N/A | #N/A | 0.962% | 1 | 50% | 0% | 0% | 0% | 8.2745 | 0 | 0 | 0 | 8.2745 | #N/A
2007-05-27 18:00 | 5 | 27 | 18 | 147.7085 | 3522 | 82.04 | 62.06 | 993 | 82.04 | 0 | 1573.3467 | Cooling | 262.2244 | #N/A | #N/A | #N/A | #N/A | 0 | 0 | 0 | 0 | 0 | 1573.3467 | #N/A | #N/A | 88 | #N/A | #N/A | #N/A | 0.8741% | 1 | 50% | 0% | 0% | 0% | 8.2745 | 0 | 0 | 0 | 8.2745 | #N/A
2007-05-27 19:00 | 5 | 27 | 19 | 147.7502 | 3523 | 78.98 | 60.98 | 993 | 78.98 | 0 | 1446.7493 | Cooling | 241.1249 | #N/A | #N/A | #N/A | #N/A | 0 | 0 | 0 | 0 | 0 | 1446.7493 | #N/A | #N/A | 88 | #N/A | #N/A | #N/A | 0.8037% | 1 | 50% | 0% | 0% | 0% | 8.2745 | 0 | 0 | 0 | 8.2745 | #N/A
2007-05-27 20:00 | 5 | 27 | 20 | 147.7919 | 3524 | 78.98 | 60.98 | 993 | 78.98 | 0 | 1325.4261 | Cooling | 220.9043 | #N/A | #N/A | #N/A | #N/A | 0 | 0 | 0 | 0 | 0 | 1325.4261 | #N/A | #N/A | 88 | #N/A | #N/A | #N/A | 0.7363% | 1 | 50% | 0% | 0% | 0% | 8.2745 | 0 | 0 | 0 | 8.2745 | #N/A
2007-05-27 21:00 | 5 | 27 | 21 | 147.8335 | 3525 | 75.92 | 60.08 | 994 | 75.92 | 0 | 1184.1879 | Cooling | 197.3646 | #N/A | #N/A | #N/A | #N/A | 0 | 0 | 0 | 0 | 0 | 1184.1879 | #N/A | #N/A | 88 | #N/A | #N/A | #N/A | 0.6579% | 1 | 50% | 0% | 0% | 0% | 8.2745 | 0 | 0 | 0 | 8.2745 | #N/A
2007-05-27 22:00 | 5 | 27 | 22 | 147.8752 | 3526 | 69.98 | 59 | 994 | 69.98 | 0 | 67.6719 | Cooling | 11.2787 | #N/A | #N/A | #N/A | #N/A | 0 | 0 | 0 | 0 | 0 | 67.6719 | #N/A | #N/A | 88 | #N/A | #N/A | #N/A | 0.0376% | 1 | 50% | 0% | 0% | 0% | 8.2745 | 0 | 0 | 0 | 8.2745 | #N/A
2007-05-27 23:00 | 5 | 27 | 23 | 147.9169 | 3527 | 69.98 | 59 | 994 | 69.98 | 0 | 109.5133 | Cooling | 18.2522 | #N/A | #N/A | #N/A | #N/A | 0 | 0 | 0 | 0 | 0 | 109.5133 | #N/A | #N/A | 88 | #N/A | #N/A | #N/A | 0.06084% | 1 | 50% | 0% | 0% | 0% | 8.2745 | 0 | 0 | 0 | 8.2745 | #N/A
2007-05-28 | 5 | 28 | 0 | 147.9585 | 3528 | 62.06 | 59 | 994 | 62.06 | 0 | 99.6595 | Cooling | 16.6099 | #N/A | #N/A | #N/A | #N/A | 0 | 0 | 0 | 0 | 0 | 99.6595 | #N/A | #N/A | 88 | #N/A | #N/A | #N/A | 0.05537% | 1 | 50% | 0% | 0% | 0% | 8.2745 | 0 | 0 | 0 | 8.2745 | #N/A
2007-05-28 01:00 | 5 | 28 | 1 | 148.0002 | 3529 | 62.06 | 59 | 994 | 62.06 | 0 | 98.4684 | Cooling | 16.4114 | #N/A | #N/A | #N/A | #N/A | 0 | 0 | 0 | 0 | 0 | 98.4684 | #N/A | #N/A | 88 | #N/A | #N/A | #N/A | 0.0547% | 1 | 50% | 0% | 0% | 0% | 8.2745 | 0 | 0 | 0 | 8.2745 | #N/A
2007-05-28 02:00 | 5 | 28 | 2 | 148.0419 | 3530 | 62.06 | 59 | 994 | 62.06 | 0 | 97.2424 | Cooling | 16.2071 | #N/A | #N/A | #N/A | #N/A | 0 | 0 | 0 | 0 | 0 | 97.2424 | #N/A | #N/A | 88 | #N/A | #N/A | #N/A | 0.05402% | 1 | 50% | 0% | 0% | 0% | 8.2745 | 0 | 0 | 0 | 8.2745 | #N/A
2007-05-28 03:00 | 5 | 28 | 3 | 148.0835 | 3531 | 60.08 | 57.92 | 994 | 60.08 | 0 | 85.0791 | Cooling | 14.1798 | #N/A | #N/A | #N/A | #N/A | 0 | 0 | 0 | 0 | 0 | 85.0791 | #N/A | #N/A | 88 | #N/A | #N/A | #N/A | 0.04727% | 1 | 50% | 0% | 0% | 0% | 8.2745 | 0 | 0 | 0 | 8.2745 | #N/A
2007-05-28 04:00 | 5 | 28 | 4 | 148.1252 | 3532 | 57.92 | 57.92 | 994 | 57.92 | 0 | 77.3119 | Cooling | 12.8853 | #N/A | #N/A | #N/A | #N/A | 0 | 0 | 0 | 0 | 0 | 77.3119 | #N/A | #N/A | 88 | #N/A | #N/A | #N/A | 0.04295% | 1 | 50% | 0% | 0% | 0% | 8.2745 | 0 | 0 | 0 | 8.2745 | #N/A
2007-05-28 05:00 | 5 | 28 | 5 | 148.1669 | 3533 | 57.92 | 57.92 | 994 | 57.92 | 0 | 100.0076 | Cooling | 16.6679 | #N/A | #N/A | #N/A | #N/A | 0 | 0 | 0 | 0 | 0 | 100.0076 | #N/A | #N/A | 88 | #N/A | #N/A | #N/A | 0.05556% | 1 | 50% | 0% | 0% | 0% | 8.2745 | 0 | 0 | 0 | 8.2745 | #N/A
2007-05-28 06:00 | 5 | 28 | 6 | 148.2085 | 3534 | 57.02 | 57.92 | 994 | 57.02 | 0 | 668.6768 | Cooling | 111.4461 | #N/A | #N/A | #N/A | #N/A | 0 | 0 | 0 | 0 | 0 | 668.6768 | #N/A | #N/A | 88 | #N/A | #N/A | #N/A | 0.3715% | 1 | 50% | 0% | 0% | 0% | 8.2745 | 0 | 0 | 0 | 8.2745 | #N/A
2007-05-28 07:00 | 5 | 28 | 7 | 148.2502 | 3535 | 55.04 | 57.92 | 995 | 55.04 | 0 | 724.1676 | Cooling | 120.6946 | #N/A | #N/A | #N/A | #N/A | 0 | 0 | 0 | 0 | 0 | 724.1676 | #N/A | #N/A | 88 | #N/A | #N/A | #N/A | 0.4023% | 1 | 50% | 0% | 0% | 0% | 8.2745 | 0 | 0 | 0 | 8.2745 | #N/A
2007-05-28 08:00 | 5 | 28 | 8 | 148.2919 | 3536 | 55.04 | 57.92 | 995 | 55.04 | 0 | 924.2066 | Cooling | 154.0344 | #N/A | #N/A | #N/A | #N/A | 0 | 0 | 0 | 0 | 0 | 924.2066 | #N/A | #N/A | 88 | #N/A | #N/A | #N/A | 0.5134% | 1 | 50% | 0% | 0% | 0% | 8.2745 | 0 | 0 | 0 | 8.2745 | #N/A
2007-05-28 09:00 | 5 | 28 | 9 | 148.3335 | 3537 | 53.96 | 55.94 | 995 | 53.96 | 0 | 732.6396 | Cooling | 122.1066 | #N/A | #N/A | #N/A | #N/A | 0 | 0 | 0 | 0 | 0 | 732.6396 | #N/A | #N/A | 88 | #N/A | #N/A | #N/A | 0.407% | 1 | 50% | 0% | 0% | 0% | 8.2745 | 0 | 0 | 0 | 8.2745 | #N/A
2007-05-28 10:00 | 5 | 28 | 10 | 148.3752 | 3538 | 53.6 | 55.94 | 996 | 53.6 | 0 | 608.5996 | Cooling | 101.4333 | #N/A | #N/A | #N/A | #N/A | 0 | 0 | 0 | 0 | 0 | 608.5996 | #N/A | #N/A | 88 | #N/A | #N/A | #N/A | 0.3381% | 1 | 50% | 0% | 0% | 0% | 8.2745 | 0 | 0 | 0 | 8.2745 | #N/A
2007-05-28 11:00 | 5 | 28 | 11 | 148.4169 | 3539 | 53.96 | 57.02 | 996 | 53.96 | 0 | 778.3318 | Cooling | 129.722 | #N/A | #N/A | #N/A | #N/A | 0 | 0 | 0 | 0 | 0 | 778.3318 | #N/A | #N/A | 88 | #N/A | #N/A | #N/A | 0.4324% | 1 | 50% | 0% | 0% | 0% | 8.2745 | 0 | 0 | 0 | 8.2745 | #N/A
2007-05-28 12:00 | 5 | 28 | 12 | 148.4585 | 3540 | 55.04 | 57.02 | 996 | 55.04 | 0 | 938.8272 | Cooling | 156.4712 | #N/A | #N/A | #N/A | #N/A | 0 | 0 | 0 | 0 | 0 | 938.8272 | #N/A | #N/A | 88 | #N/A | #N/A | #N/A | 0.5216% | 1 | 50% | 0% | 0% | 0% | 8.2745 | 0 | 0 | 0 | 8.2745 | #N/A
2007-05-28 13:00 | 5 | 28 | 13 | 148.5002 | 3541 | 55.04 | 57.02 | 996 | 55.04 | 0 | 1087.0056 | Cooling | 181.1676 | #N/A | #N/A | #N/A | #N/A | 0 | 0 | 0 | 0 | 0 | 1087.0056 | #N/A | #N/A | 88 | #N/A | #N/A | #N/A | 0.6039% | 1 | 50% | 0% | 0% | 0% | 8.2745 | 0 | 0 | 0 | 8.2745 | #N/A
2007-05-28 14:00 | 5 | 28 | 14 | 148.5419 | 3542 | 55.94 | 55.94 | 996 | 55.94 | 0 | 1195.5679 | Cooling | 199.2613 | #N/A | #N/A | #N/A | #N/A | 0 | 0 | 0 | 0 | 0 | 1195.5679 | #N/A | #N/A | 88 | #N/A | #N/A | #N/A | 0.6642% | 1 | 50% | 0% | 0% | 0% | 8.2745 | 0 | 0 | 0 | 8.2745 | #N/A
2007-05-28 15:00 | 5 | 28 | 15 | 148.5835 | 3543 | 60.08 | 53.96 | 996 | 60.08 | 0 | 1300.8029 | Cooling | 216.8005 | #N/A | #N/A | #N/A | #N/A | 0 | 0 | 0 | 0 | 0 | 1300.8029 | #N/A | #N/A | 88 | #N/A | #N/A | #N/A | 0.7227% | 1 | 50% | 0% | 0% | 0% | 8.2745 | 0 | 0 | 0 | 8.2745 | #N/A
2007-05-28 16:00 | 5 | 28 | 16 | 148.6252 | 3544 | 59 | 53.96 | 996 | 59 | 0 | 1446.0484 | Cooling | 241.0081 | #N/A | #N/A | #N/A | #N/A | 0 | 0 | 0 | 0 | 0 | 1446.0484 | #N/A | #N/A | 88 | #N/A | #N/A | #N/A | 0.8034% | 1 | 50% | 0% | 0% | 0% | 8.2745 | 0 | 0 | 0 | 8.2745 | #N/A
2007-05-28 17:00 | 5 | 28 | 17 | 148.6669 | 3545 | 59 | 51.98 | 996 | 59 | 0 | 1189.9299 | Cooling | 198.3217 | #N/A | #N/A | #N/A | #N/A | 0 | 0 | 0 | 0 | 0 | 1189.9299 | #N/A | #N/A | 88 | #N/A | #N/A | #N/A | 0.6611% | 1 | 50% | 0% | 0% | 0% | 8.2745 | 0 | 0 | 0 | 8.2745 | #N/A
2007-05-28 18:00 | 5 | 28 | 18 | 148.7085 | 3546 | 57.92 | 48.92 | 996 | 57.92 | 0 | 696.4045 | Cooling | 116.0674 | #N/A | #N/A | #N/A | #N/A | 0 | 0 | 0 | 0 | 0 | 696.4045 | #N/A | #N/A | 88 | #N/A | #N/A | #N/A | 0.3869% | 1 | 50% | 0% | 0% | 0% | 8.2745 | 0 | 0 | 0 | 8.2745 | #N/A
2007-05-28 19:00 | 5 | 28 | 19 | 148.7502 | 3547 | 55.94 | 46.04 | 997 | 55.94 | 0 | 445.9677 | Cooling | 74.3279 | #N/A | #N/A | #N/A | #N/A | 0 | 0 | 0 | 0 | 0 | 445.9677 | #N/A | #N/A | 88 | #N/A | #N/A | #N/A | 0.2478% | 1 | 50% | 0% | 0% | 0% | 8.2745 | 0 | 0 | 0 | 8.2745 | #N/A
2007-05-28 20:00 | 5 | 28 | 20 | 148.7919 | 3548 | 55.94 | 44.06 | 998 | 55.94 | 0 | 223.8686 | Cooling | 37.3114 | #N/A | #N/A | #N/A | #N/A | 0 | 0 | 0 | 0 | 0 | 223.8686 | #N/A | #N/A | 88 | #N/A | #N/A | #N/A | 0.1244% | 1 | 50% | 0% | 0% | 0% | 8.2745 | 0 | 0 | 0 | 8.2745 | #N/A
2007-05-28 21:00 | 5 | 28 | 21 | 148.8335 | 3549 | 53.96 | 41 | 999 | 53.96 | 0 | 52.4728 | Cooling | 8.7455 | #N/A | #N/A | #N/A | #N/A | 0 | 0 | 0 | 0 | 0 | 52.4728 | #N/A | #N/A | 88 | #N/A | #N/A | #N/A | 0.02915% | 1 | 50% | 0% | 0% | 0% | 8.2745 | 0 | 0 | 0 | 8.2745 | #N/A
2007-05-28 22:00 | 5 | 28 | 22 | 148.8752 | 3550 | 53.96 | 41 | 1000 | 53.96 | 0 | 0.012853 | Cooling | 0.0021421 | #N/A | #N/A | #N/A | #N/A | 0 | 0 | 0 | 0 | 0 | 0.012853 | #N/A | #N/A | 88 | #N/A | #N/A | #N/A | 7.14e-06% | 1 | 50% | 0% | 0% | 0% | 8.2745 | 0 | 0 | 0 | 8.2745 | #N/A
2007-05-28 23:00 | 5 | 28 | 23 | 148.9169 | 3551 | 53.96 | 39.92 | 1000 | 53.96 | 0 | 0.045747 | Cooling | 0.0076245 | #N/A | #N/A | #N/A | #N/A | 0 | 0 | 0 | 0 | 0 | 0.045747 | #N/A | #N/A | 88 | #N/A | #N/A | #N/A | 2.541e-05% | 1 | 50% | 0% | 0% | 0% | 8.2745 | 0 | 0 | 0 | 8.2745 | #N/A
2007-05-29 | 5 | 29 | 0 | 148.9585 | 3552 | 53.96 | 39.92 | 1000 | 53.96 | 0 | 0.052376 | Cooling | 0.0087293 | #N/A | #N/A | #N/A | #N/A | 0 | 0 | 0 | 0 | 0 | 0.052376 | #N/A | #N/A | 88 | #N/A | #N/A | #N/A | 2.91e-05% | 1 | 50% | 0% | 0% | 0% | 8.2745 | 0 | 0 | 0 | 8.2745 | #N/A
2007-05-29 01:00 | 5 | 29 | 1 | 149.0002 | 3553 | 51.98 | 39.92 | 1000 | 51.98 | 0 | 0.044173 | Cooling | 0.0073621 | #N/A | #N/A | #N/A | #N/A | 0 | 0 | 0 | 0 | 0 | 0.044173 | #N/A | #N/A | 88 | #N/A | #N/A | #N/A | 2.454e-05% | 1 | 50% | 0% | 0% | 0% | 8.2745 | 0 | 0 | 0 | 8.2745 | #N/A
2007-05-29 02:00 | 5 | 29 | 2 | 149.0419 | 3554 | 51.98 | 39.92 | 1000 | 51.98 | 0 | 0.036425 | Cooling | 0.0060708 | #N/A | #N/A | #N/A | #N/A | 0 | 0 | 0 | 0 | 0 | 0.036425 | #N/A | #N/A | 88 | #N/A | #N/A | #N/A | 2.024e-05% | 1 | 50% | 0% | 0% | 0% | 8.2745 | 0 | 0 | 0 | 8.2745 | #N/A
2007-05-29 03:00 | 5 | 29 | 3 | 149.0835 | 3555 | 46.04 | 39.92 | 1001 | 46.04 | 0 | 0.033065 | Cooling | 0.0055109 | #N/A | #N/A | #N/A | #N/A | 0 | 0 | 0 | 0 | 0 | 0.033065 | #N/A | #N/A | 88 | #N/A | #N/A | #N/A | 1.837e-05% | 1 | 50% | 0% | 0% | 0% | 8.2745 | 0 | 0 | 0 | 8.2745 | #N/A
2007-05-29 04:00 | 5 | 29 | 4 | 149.1252 | 3556 | 44.96 | 37.94 | 1001 | 44.96 | 0 | 0.05199 | Cooling | 0.0086649 | #N/A | #N/A | #N/A | #N/A | 0 | 0 | 0 | 0 | 0 | 0.05199 | #N/A | #N/A | 88 | #N/A | #N/A | #N/A | 2.888e-05% | 1 | 50% | 0% | 0% | 0% | 8.2745 | 0 | 0 | 0 | 8.2745 | #N/A
2007-05-29 05:00 | 5 | 29 | 5 | 149.1669 | 3557 | 44.96 | 37.94 | 1002 | 44.96 | 0 | 0.072407 | Cooling | 0.012068 | #N/A | #N/A | #N/A | #N/A | 0 | 0 | 0 | 0 | 0 | 0.072407 | #N/A | #N/A | 88 | #N/A | #N/A | #N/A | 4.023e-05% | 1 | 50% | 0% | 0% | 0% | 8.2745 | 0 | 0 | 0 | 8.2745 | #N/A
2007-05-29 06:00 | 5 | 29 | 6 | 149.2085 | 3558 | 48.2 | 42.08 | 1003 | 48.2 | 1.0842 | 0 | Heating | 0.14456 | #N/A | #N/A | #N/A | #N/A | 1.0842 | #N/A | #N/A | 4.3513 | #N/A | 0 | 0 | 0 | 0 | 0 | 0 | 0 | 0.0004819% | 1 | 50% | 0% | 0% | 0% | 8.2745 | 0 | 0 | 0 | 8.2745 | #N/A
2007-05-29 07:00 | 5 | 29 | 7 | 149.2502 | 3559 | 53.96 | 44.06 | 1004 | 53.96 | 0 | 0.00071347 | Cooling | 0.00011891 | #N/A | #N/A | #N/A | #N/A | 0 | 0 | 0 | 0 | 0 | 0.00071347 | #N/A | #N/A | 88 | #N/A | #N/A | #N/A | 3.964e-07% | 1 | 50% | 0% | 0% | 0% | 8.2745 | 0 | 0 | 0 | 8.2745 | #N/A
2007-05-29 08:00 | 5 | 29 | 8 | 149.2919 | 3560 | 53.96 | 44.06 | 1004 | 53.96 | 0 | 18.4153 | Cooling | 3.0692 | #N/A | #N/A | #N/A | #N/A | 0 | 0 | 0 | 0 | 0 | 18.4153 | #N/A | #N/A | 88 | #N/A | #N/A | #N/A | 0.01023% | 1 | 50% | 0% | 0% | 0% | 8.2745 | 0 | 0 | 0 | 8.2745 | #N/A
2007-05-29 09:00 | 5 | 29 | 9 | 149.3335 | 3561 | 57.92 | 41 | 1004 | 57.92 | 0 | 160.8414 | Cooling | 26.8069 | #N/A | #N/A | #N/A | #N/A | 0 | 0 | 0 | 0 | 0 | 160.8414 | #N/A | #N/A | 88 | #N/A | #N/A | #N/A | 0.08936% | 1 | 50% | 0% | 0% | 0% | 8.2745 | 0 | 0 | 0 | 8.2745 | #N/A
2007-05-29 10:00 | 5 | 29 | 10 | 149.3752 | 3562 | 60.08 | 39.92 | 1004 | 60.08 | 0 | 318.8691 | Cooling | 53.1448 | #N/A | #N/A | #N/A | #N/A | 0 | 0 | 0 | 0 | 0 | 318.8691 | #N/A | #N/A | 88 | #N/A | #N/A | #N/A | 0.1771% | 1 | 50% | 0% | 0% | 0% | 8.2745 | 0 | 0 | 0 | 8.2745 | #N/A
2007-05-29 11:00 | 5 | 29 | 11 | 149.4169 | 3563 | 60.08 | 39.92 | 1003 | 60.08 | 0 | 403.2287 | Cooling | 67.2048 | #N/A | #N/A | #N/A | #N/A | 0 | 0 | 0 | 0 | 0 | 403.2287 | #N/A | #N/A | 88 | #N/A | #N/A | #N/A | 0.224% | 1 | 50% | 0% | 0% | 0% | 8.2745 | 0 | 0 | 0 | 8.2745 | #N/A
2007-05-29 12:00 | 5 | 29 | 12 | 149.4585 | 3564 | 64.94 | 42.08 | 1003 | 64.94 | 0 | 472.2717 | Cooling | 78.712 | #N/A | #N/A | #N/A | #N/A | 0 | 0 | 0 | 0 | 0 | 472.2717 | #N/A | #N/A | 88 | #N/A | #N/A | #N/A | 0.2624% | 1 | 50% | 0% | 0% | 0% | 8.2745 | 0 | 0 | 0 | 8.2745 | #N/A
2007-05-29 13:00 | 5 | 29 | 13 | 149.5002 | 3565 | 68 | 44.06 | 1003 | 68 | 0 | 562.9293 | Cooling | 93.8215 | #N/A | #N/A | #N/A | #N/A | 0 | 0 | 0 | 0 | 0 | 562.9293 | #N/A | #N/A | 88 | #N/A | #N/A | #N/A | 0.3127% | 1 | 50% | 0% | 0% | 0% | 8.2745 | 0 | 0 | 0 | 8.2745 | #N/A
2007-05-29 14:00 | 5 | 29 | 14 | 149.5419 | 3566 | 68 | 42.98 | 1002 | 68 | 0 | 626.4622 | Cooling | 104.4104 | #N/A | #N/A | #N/A | #N/A | 0 | 0 | 0 | 0 | 0 | 626.4622 | #N/A | #N/A | 88 | #N/A | #N/A | #N/A | 0.348% | 1 | 50% | 0% | 0% | 0% | 8.2745 | 0 | 0 | 0 | 8.2745 | #N/A
2007-05-29 15:00 | 5 | 29 | 15 | 149.5835 | 3567 | 69.08 | 44.06 | 1002 | 69.08 | 0 | 699.9794 | Cooling | 116.6632 | #N/A | #N/A | #N/A | #N/A | 0 | 0 | 0 | 0 | 0 | 699.9794 | #N/A | #N/A | 88 | #N/A | #N/A | #N/A | 0.3889% | 1 | 50% | 0% | 0% | 0% | 8.2745 | 0 | 0 | 0 | 8.2745 | #N/A
2007-05-29 16:00 | 5 | 29 | 16 | 149.6252 | 3568 | 69.98 | 42.08 | 1001 | 69.98 | 0 | 767.9272 | Cooling | 127.9879 | #N/A | #N/A | #N/A | #N/A | 0 | 0 | 0 | 0 | 0 | 767.9272 | #N/A | #N/A | 88 | #N/A | #N/A | #N/A | 0.4266% | 1 | 50% | 0% | 0% | 0% | 8.2745 | 0 | 0 | 0 | 8.2745 | #N/A
2007-05-29 17:00 | 5 | 29 | 17 | 149.6669 | 3569 | 69.8 | 42.08 | 1001 | 69.8 | 0 | 757.1166 | Cooling | 126.1861 | #N/A | #N/A | #N/A | #N/A | 0 | 0 | 0 | 0 | 0 | 757.1166 | #N/A | #N/A | 88 | #N/A | #N/A | #N/A | 0.4206% | 1 | 50% | 0% | 0% | 0% | 8.2745 | 0 | 0 | 0 | 8.2745 | #N/A
2007-05-29 18:00 | 5 | 29 | 18 | 149.7085 | 3570 | 68 | 41 | 1001 | 68 | 0 | 677.5173 | Cooling | 112.9195 | #N/A | #N/A | #N/A | #N/A | 0 | 0 | 0 | 0 | 0 | 677.5173 | #N/A | #N/A | 88 | #N/A | #N/A | #N/A | 0.3764% | 1 | 50% | 0% | 0% | 0% | 8.2745 | 0 | 0 | 0 | 8.2745 | #N/A
2007-05-29 19:00 | 5 | 29 | 19 | 149.7502 | 3571 | 66.02 | 44.06 | 1001 | 66.02 | 0 | 533.6552 | Cooling | 88.9425 | #N/A | #N/A | #N/A | #N/A | 0 | 0 | 0 | 0 | 0 | 533.6552 | #N/A | #N/A | 88 | #N/A | #N/A | #N/A | 0.2965% | 1 | 50% | 0% | 0% | 0% | 8.2745 | 0 | 0 | 0 | 8.2745 | #N/A
2007-05-29 20:00 | 5 | 29 | 20 | 149.7919 | 3572 | 66.02 | 44.06 | 1001 | 66.02 | 0 | 266.564 | Cooling | 44.4273 | #N/A | #N/A | #N/A | #N/A | 0 | 0 | 0 | 0 | 0 | 266.564 | #N/A | #N/A | 88 | #N/A | #N/A | #N/A | 0.1481% | 1 | 50% | 0% | 0% | 0% | 8.2745 | 0 | 0 | 0 | 8.2745 | #N/A
2007-05-29 21:00 | 5 | 29 | 21 | 149.8335 | 3573 | 64.94 | 44.96 | 1000 | 64.94 | 0 | 54.7457 | Cooling | 9.1243 | #N/A | #N/A | #N/A | #N/A | 0 | 0 | 0 | 0 | 0 | 54.7457 | #N/A | #N/A | 88 | #N/A | #N/A | #N/A | 0.03041% | 1 | 50% | 0% | 0% | 0% | 8.2745 | 0 | 0 | 0 | 8.2745 | #N/A
2007-05-29 22:00 | 5 | 29 | 22 | 149.8752 | 3574 | 62.06 | 44.96 | 1001 | 62.06 | 0 | 0.00016624 | Cooling | 2.7707e-05 | #N/A | #N/A | #N/A | #N/A | 0 | 0 | 0 | 0 | 0 | 0.00016624 | #N/A | #N/A | 88 | #N/A | #N/A | #N/A | 9.236e-08% | 1 | 50% | 0% | 0% | 0% | 8.2745 | 0 | 0 | 0 | 8.2745 | #N/A
2007-05-29 23:00 | 5 | 29 | 23 | 149.9169 | 3575 | 62.06 | 46.04 | 1001 | 62.06 | 0 | 0 | Cooling | 0 | #N/A | #N/A | #N/A | #N/A | 0 | 0 | 0 | 0 | 0 | 0 | #N/A | #N/A | 88 | 88 | 0 | #N/A | 0% | 1 | 50% | 0% | 0% | 0% | 8.2745 | 0 | 0 | 0 | 8.2745 | #N/A
2007-05-30 | 5 | 30 | 0 | 149.9585 | 3576 | 57.92 | 46.04 | 1001 | 57.92 | 0 | 0 | Cooling | 0 | #N/A | #N/A | #N/A | #N/A | 0 | 0 | 0 | 0 | 0 | 0 | #N/A | #N/A | 88 | 88 | 0 | #N/A | 0% | 1 | 50% | 0% | 0% | 0% | 8.2745 | 0 | 0 | 0 | 8.2745 | #N/A
2007-05-30 01:00 | 5 | 30 | 1 | 150.0002 | 3577 | 57.92 | 46.04 | 1001 | 57.92 | 0 | 0 | Cooling | 0 | #N/A | #N/A | #N/A | #N/A | 0 | 0 | 0 | 0 | 0 | 0 | #N/A | #N/A | 88 | 88 | 0 | #N/A | 0% | 1 | 50% | 0% | 0% | 0% | 8.2745 | 0 | 0 | 0 | 8.2745 | #N/A
2007-05-30 02:00 | 5 | 30 | 2 | 150.0419 | 3578 | 57.92 | 46.04 | 1001 | 57.92 | 0 | 0 | Cooling | 0 | #N/A | #N/A | #N/A | #N/A | 0 | 0 | 0 | 0 | 0 | 0 | #N/A | #N/A | 88 | 88 | 0 | #N/A | 0% | 1 | 50% | 0% | 0% | 0% | 8.2745 | 0 | 0 | 0 | 8.2745 | #N/A
2007-05-30 03:00 | 5 | 30 | 3 | 150.0835 | 3579 | 57.02 | 44.96 | 1001 | 57.02 | 0 | 0.0070342 | Cooling | 0.0011724 | #N/A | #N/A | #N/A | #N/A | 0 | 0 | 0 | 0 | 0 | 0.0070342 | #N/A | #N/A | 88 | #N/A | #N/A | #N/A | 3.908e-06% | 1 | 50% | 0% | 0% | 0% | 8.2745 | 0 | 0 | 0 | 8.2745 | #N/A
2007-05-30 04:00 | 5 | 30 | 4 | 150.1252 | 3580 | 55.94 | 44.06 | 1001 | 55.94 | 0 | 0.020078 | Cooling | 0.0033463 | #N/A | #N/A | #N/A | #N/A | 0 | 0 | 0 | 0 | 0 | 0.020078 | #N/A | #N/A | 88 | #N/A | #N/A | #N/A | 1.115e-05% | 1 | 50% | 0% | 0% | 0% | 8.2745 | 0 | 0 | 0 | 8.2745 | #N/A
2007-05-30 05:00 | 5 | 30 | 5 | 150.1669 | 3581 | 55.94 | 44.06 | 1001 | 55.94 | 0 | 0.026499 | Cooling | 0.0044165 | #N/A | #N/A | #N/A | #N/A | 0 | 0 | 0 | 0 | 0 | 0.026499 | #N/A | #N/A | 88 | #N/A | #N/A | #N/A | 1.472e-05% | 1 | 50% | 0% | 0% | 0% | 8.2745 | 0 | 0 | 0 | 8.2745 | #N/A
2007-05-30 06:00 | 5 | 30 | 6 | 150.2085 | 3582 | 57.02 | 46.94 | 1001 | 57.02 | 0 | 0.0036608 | Cooling | 0.00061014 | #N/A | #N/A | #N/A | #N/A | 0 | 0 | 0 | 0 | 0 | 0.0036608 | #N/A | #N/A | 88 | #N/A | #N/A | #N/A | 2.034e-06% | 1 | 50% | 0% | 0% | 0% | 8.2745 | 0 | 0 | 0 | 8.2745 | #N/A
2007-05-30 07:00 | 5 | 30 | 7 | 150.2502 | 3583 | 60.98 | 51.08 | 1001 | 60.98 | 0 | 36.7489 | Cooling | 6.1248 | #N/A | #N/A | #N/A | #N/A | 0 | 0 | 0 | 0 | 0 | 36.7489 | #N/A | #N/A | 88 | #N/A | #N/A | #N/A | 0.02042% | 1 | 50% | 0% | 0% | 0% | 8.2745 | 0 | 0 | 0 | 8.2745 | #N/A
2007-05-30 08:00 | 5 | 30 | 8 | 150.2919 | 3584 | 60.98 | 53.96 | 1001 | 60.98 | 0 | 637.7564 | Cooling | 106.2927 | #N/A | #N/A | #N/A | #N/A | 0 | 0 | 0 | 0 | 0 | 637.7564 | #N/A | #N/A | 88 | #N/A | #N/A | #N/A | 0.3543% | 1 | 50% | 0% | 0% | 0% | 8.2745 | 0 | 0 | 0 | 8.2745 | #N/A
2007-05-30 09:00 | 5 | 30 | 9 | 150.3335 | 3585 | 66.02 | 53.06 | 1000 | 66.02 | 0 | 935.9237 | Cooling | 155.9873 | #N/A | #N/A | #N/A | #N/A | 0 | 0 | 0 | 0 | 0 | 935.9237 | #N/A | #N/A | 88 | #N/A | #N/A | #N/A | 0.52% | 1 | 50% | 0% | 0% | 0% | 8.2745 | 0 | 0 | 0 | 8.2745 | #N/A
2007-05-30 10:00 | 5 | 30 | 10 | 150.3752 | 3586 | 66.92 | 53.06 | 1000 | 66.92 | 0 | 1061.102 | Cooling | 176.8503 | #N/A | #N/A | #N/A | #N/A | 0 | 0 | 0 | 0 | 0 | 1061.102 | #N/A | #N/A | 88 | #N/A | #N/A | #N/A | 0.5895% | 1 | 50% | 0% | 0% | 0% | 8.2745 | 0 | 0 | 0 | 8.2745 | #N/A
2007-05-30 11:00 | 5 | 30 | 11 | 150.4169 | 3587 | 66.92 | 53.06 | 998 | 66.92 | 0 | 1269.2516 | Cooling | 211.5419 | #N/A | #N/A | #N/A | #N/A | 0 | 0 | 0 | 0 | 0 | 1269.2516 | #N/A | #N/A | 88 | #N/A | #N/A | #N/A | 0.7051% | 1 | 50% | 0% | 0% | 0% | 8.2745 | 0 | 0 | 0 | 8.2745 | #N/A
2007-05-30 12:00 | 5 | 30 | 12 | 150.4585 | 3588 | 71.96 | 53.06 | 997 | 71.96 | 0 | 1439.064 | Cooling | 239.844 | #N/A | #N/A | #N/A | #N/A | 0 | 0 | 0 | 0 | 0 | 1439.064 | #N/A | #N/A | 88 | #N/A | #N/A | #N/A | 0.7995% | 1 | 50% | 0% | 0% | 0% | 8.2745 | 0 | 0 | 0 | 8.2745 | #N/A
2007-05-30 13:00 | 5 | 30 | 13 | 150.5002 | 3589 | 71.96 | 51.98 | 997 | 71.96 | 0 | 1570.1407 | Cooling | 261.6901 | #N/A | #N/A | #N/A | #N/A | 0 | 0 | 0 | 0 | 0 | 1570.1407 | #N/A | #N/A | 88 | #N/A | #N/A | #N/A | 0.8723% | 1 | 50% | 0% | 0% | 0% | 8.2745 | 0 | 0 | 0 | 8.2745 | #N/A
2007-05-30 14:00 | 5 | 30 | 14 | 150.5419 | 3590 | 71.96 | 53.96 | 996 | 71.96 | 0 | 1728.4289 | Cooling | 288.0715 | #N/A | #N/A | #N/A | #N/A | 0 | 0 | 0 | 0 | 0 | 1728.4289 | #N/A | #N/A | 88 | #N/A | #N/A | #N/A | 0.9602% | 1 | 50% | 0% | 0% | 0% | 8.2745 | 0 | 0 | 0 | 8.2745 | #N/A
2007-05-30 15:00 | 5 | 30 | 15 | 150.5835 | 3591 | 62.96 | 55.04 | 996 | 62.96 | 0 | 1895.8503 | Cooling | 315.9751 | #N/A | #N/A | #N/A | #N/A | 0 | 0 | 0 | 0 | 0 | 1895.8503 | #N/A | #N/A | 88 | #N/A | #N/A | #N/A | 1.053% | 1 | 50% | 0% | 0% | 0% | 8.2745 | 0 | 0 | 0 | 8.2745 | #N/A
2007-05-30 16:00 | 5 | 30 | 16 | 150.6252 | 3592 | 68 | 53.96 | 995 | 68 | 0 | 1910.4384 | Cooling | 318.4064 | #N/A | #N/A | #N/A | #N/A | 0 | 0 | 0 | 0 | 0 | 1910.4384 | #N/A | #N/A | 88 | #N/A | #N/A | #N/A | 1.061% | 1 | 50% | 0% | 0% | 0% | 8.2745 | 0 | 0 | 0 | 8.2745 | #N/A
2007-05-30 17:00 | 5 | 30 | 17 | 150.6669 | 3593 | 68 | 55.94 | 995 | 68 | 0 | 1641.8573 | Cooling | 273.6429 | #N/A | #N/A | #N/A | #N/A | 0 | 0 | 0 | 0 | 0 | 1641.8573 | #N/A | #N/A | 88 | #N/A | #N/A | #N/A | 0.9121% | 1 | 50% | 0% | 0% | 0% | 8.2745 | 0 | 0 | 0 | 8.2745 | #N/A
2007-05-30 18:00 | 5 | 30 | 18 | 150.7085 | 3594 | 57.92 | 55.94 | 994 | 57.92 | 0 | 1844.0679 | Cooling | 307.3447 | #N/A | #N/A | #N/A | #N/A | 0 | 0 | 0 | 0 | 0 | 1844.0679 | #N/A | #N/A | 88 | #N/A | #N/A | #N/A | 1.024% | 1 | 50% | 0% | 0% | 0% | 8.2745 | 0 | 0 | 0 | 8.2745 | #N/A
2007-05-30 19:00 | 5 | 30 | 19 | 150.7502 | 3595 | 57.02 | 55.94 | 994 | 57.02 | 0 | 1631.1715 | Cooling | 271.8619 | #N/A | #N/A | #N/A | #N/A | 0 | 0 | 0 | 0 | 0 | 1631.1715 | #N/A | #N/A | 88 | #N/A | #N/A | #N/A | 0.9062% | 1 | 50% | 0% | 0% | 0% | 8.2745 | 0 | 0 | 0 | 8.2745 | #N/A
2007-05-30 20:00 | 5 | 30 | 20 | 150.7919 | 3596 | 57.02 | 55.94 | 994 | 57.02 | 0 | 1446.0175 | Cooling | 241.0029 | #N/A | #N/A | #N/A | #N/A | 0 | 0 | 0 | 0 | 0 | 1446.0175 | #N/A | #N/A | 88 | #N/A | #N/A | #N/A | 0.8033% | 1 | 50% | 0% | 0% | 0% | 8.2745 | 0 | 0 | 0 | 8.2745 | #N/A
2007-05-30 21:00 | 5 | 30 | 21 | 150.8335 | 3597 | 57.02 | 55.04 | 994 | 57.02 | 0 | 1272.6692 | Cooling | 212.1115 | #N/A | #N/A | #N/A | #N/A | 0 | 0 | 0 | 0 | 0 | 1272.6692 | #N/A | #N/A | 88 | #N/A | #N/A | #N/A | 0.707% | 1 | 50% | 0% | 0% | 0% | 8.2745 | 0 | 0 | 0 | 8.2745 | #N/A
2007-05-30 22:00 | 5 | 30 | 22 | 150.8752 | 3598 | 55.04 | 55.04 | 994 | 55.04 | 0 | 67.5605 | Cooling | 11.2601 | #N/A | #N/A | #N/A | #N/A | 0 | 0 | 0 | 0 | 0 | 67.5605 | #N/A | #N/A | 88 | #N/A | #N/A | #N/A | 0.03753% | 1 | 50% | 0% | 0% | 0% | 8.2745 | 0 | 0 | 0 | 8.2745 | #N/A
2007-05-30 23:00 | 5 | 30 | 23 | 150.9169 | 3599 | 55.04 | 55.04 | 993 | 55.04 | 0 | 118.9395 | Cooling | 19.8232 | #N/A | #N/A | #N/A | #N/A | 0 | 0 | 0 | 0 | 0 | 118.9395 | #N/A | #N/A | 88 | #N/A | #N/A | #N/A | 0.06608% | 1 | 50% | 0% | 0% | 0% | 8.2745 | 0 | 0 | 0 | 8.2745 | #N/A
2007-05-31 | 5 | 31 | 0 | 150.9585 | 3600 | 51.98 | 55.94 | 993 | 51.98 | 0 | 116.6734 | Cooling | 19.4456 | #N/A | #N/A | #N/A | #N/A | 0 | 0 | 0 | 0 | 0 | 116.6734 | #N/A | #N/A | 88 | #N/A | #N/A | #N/A | 0.06482% | 1 | 50% | 0% | 0% | 0% | 8.2745 | 0 | 0 | 0 | 8.2745 | #N/A
2007-05-31 01:00 | 5 | 31 | 1 | 151.0002 | 3601 | 53.06 | 57.02 | 993 | 53.06 | 0 | 129.4575 | Cooling | 21.5762 | #N/A | #N/A | #N/A | #N/A | 0 | 0 | 0 | 0 | 0 | 129.4575 | #N/A | #N/A | 88 | #N/A | #N/A | #N/A | 0.07192% | 1 | 50% | 0% | 0% | 0% | 8.2745 | 0 | 0 | 0 | 8.2745 | #N/A
2007-05-31 02:00 | 5 | 31 | 2 | 151.0419 | 3602 | 53.06 | 57.02 | 993 | 53.06 | 0 | 138.8531 | Cooling | 23.1422 | #N/A | #N/A | #N/A | #N/A | 0 | 0 | 0 | 0 | 0 | 138.8531 | #N/A | #N/A | 88 | #N/A | #N/A | #N/A | 0.07714% | 1 | 50% | 0% | 0% | 0% | 8.2745 | 0 | 0 | 0 | 8.2745 | #N/A
2007-05-31 03:00 | 5 | 31 | 3 | 151.0835 | 3603 | 48.92 | 57.02 | 992 | 48.92 | 0 | 135.2545 | Cooling | 22.5424 | #N/A | #N/A | #N/A | #N/A | 0 | 0 | 0 | 0 | 0 | 135.2545 | #N/A | #N/A | 88 | #N/A | #N/A | #N/A | 0.07514% | 1 | 50% | 0% | 0% | 0% | 8.2745 | 0 | 0 | 0 | 8.2745 | #N/A
2007-05-31 04:00 | 5 | 31 | 4 | 151.1252 | 3604 | 48.02 | 57.02 | 992 | 48.02 | 0 | 130.3324 | Cooling | 21.7221 | #N/A | #N/A | #N/A | #N/A | 0 | 0 | 0 | 0 | 0 | 130.3324 | #N/A | #N/A | 88 | #N/A | #N/A | #N/A | 0.07241% | 1 | 50% | 0% | 0% | 0% | 8.2745 | 0 | 0 | 0 | 8.2745 | #N/A
2007-05-31 05:00 | 5 | 31 | 5 | 151.1669 | 3605 | 48.02 | 57.02 | 991 | 48.02 | 0 | 147.4545 | Cooling | 24.5757 | #N/A | #N/A | #N/A | #N/A | 0 | 0 | 0 | 0 | 0 | 147.4545 | #N/A | #N/A | 88 | #N/A | #N/A | #N/A | 0.08192% | 1 | 50% | 0% | 0% | 0% | 8.2745 | 0 | 0 | 0 | 8.2745 | #N/A
2007-05-31 06:00 | 5 | 31 | 6 | 151.2085 | 3606 | 51.98 | 57.92 | 992 | 51.98 | 0 | 1149.4433 | Cooling | 191.5739 | #N/A | #N/A | #N/A | #N/A | 0 | 0 | 0 | 0 | 0 | 1149.4433 | #N/A | #N/A | 88 | #N/A | #N/A | #N/A | 0.6386% | 1 | 50% | 0% | 0% | 0% | 8.2745 | 0 | 0 | 0 | 8.2745 | #N/A
2007-05-31 07:00 | 5 | 31 | 7 | 151.2502 | 3607 | 55.94 | 57.92 | 991 | 55.94 | 0 | 1328.5534 | Cooling | 221.4256 | #N/A | #N/A | #N/A | #N/A | 0 | 0 | 0 | 0 | 0 | 1328.5534 | #N/A | #N/A | 88 | #N/A | #N/A | #N/A | 0.7381% | 1 | 50% | 0% | 0% | 0% | 8.2745 | 0 | 0 | 0 | 8.2745 | #N/A
2007-05-31 08:00 | 5 | 31 | 8 | 151.2919 | 3608 | 55.94 | 57.92 | 990 | 55.94 | 0 | 1606.4255 | Cooling | 267.7376 | #N/A | #N/A | #N/A | #N/A | 0 | 0 | 0 | 0 | 0 | 1606.4255 | #N/A | #N/A | 88 | #N/A | #N/A | #N/A | 0.8925% | 1 | 50% | 0% | 0% | 0% | 8.2745 | 0 | 0 | 0 | 8.2745 | #N/A
2007-05-31 09:00 | 5 | 31 | 9 | 151.3335 | 3609 | 62.06 | 60.08 | 990 | 62.06 | 0 | 1880.6132 | Cooling | 313.4355 | #N/A | #N/A | #N/A | #N/A | 0 | 0 | 0 | 0 | 0 | 1880.6132 | #N/A | #N/A | 88 | #N/A | #N/A | #N/A | 1.045% | 1 | 50% | 0% | 0% | 0% | 8.2745 | 0 | 0 | 0 | 8.2745 | #N/A
2007-05-31 10:00 | 5 | 31 | 10 | 151.3752 | 3610 | 64.04 | 60.08 | 990 | 64.04 | 0 | 1871.4109 | Cooling | 311.9018 | #N/A | #N/A | #N/A | #N/A | 0 | 0 | 0 | 0 | 0 | 1871.4109 | #N/A | #N/A | 88 | #N/A | #N/A | #N/A | 1.04% | 1 | 50% | 0% | 0% | 0% | 8.2745 | 0 | 0 | 0 | 8.2745 | #N/A
2007-05-31 11:00 | 5 | 31 | 11 | 151.4169 | 3611 | 64.04 | 60.98 | 990 | 64.04 | 0 | 1909.9907 | Cooling | 318.3318 | #N/A | #N/A | #N/A | #N/A | 0 | 0 | 0 | 0 | 0 | 1909.9907 | #N/A | #N/A | 88 | #N/A | #N/A | #N/A | 1.061% | 1 | 50% | 0% | 0% | 0% | 8.2745 | 0 | 0 | 0 | 8.2745 | #N/A
2007-05-31 12:00 | 5 | 31 | 12 | 151.4585 | 3612 | 66.92 | 62.96 | 991 | 66.92 | 0 | 1832.9716 | Cooling | 305.4953 | #N/A | #N/A | #N/A | #N/A | 0 | 0 | 0 | 0 | 0 | 1832.9716 | #N/A | #N/A | 88 | #N/A | #N/A | #N/A | 1.018% | 1 | 50% | 0% | 0% | 0% | 8.2745 | 0 | 0 | 0 | 8.2745 | #N/A
2007-05-31 13:00 | 5 | 31 | 13 | 151.5002 | 3613 | 69.08 | 66.02 | 989 | 69.08 | 0 | 1972.7613 | Cooling | 328.7936 | #N/A | #N/A | #N/A | #N/A | 0 | 0 | 0 | 0 | 0 | 1972.7613 | #N/A | #N/A | 88 | #N/A | #N/A | #N/A | 1.096% | 1 | 50% | 0% | 0% | 0% | 8.2745 | 0 | 0 | 0 | 8.2745 | #N/A
2007-05-31 14:00 | 5 | 31 | 14 | 151.5419 | 3614 | 69.08 | 66.92 | 988 | 69.08 | 0 | 2478.4656 | Cooling | 413.0776 | #N/A | #N/A | #N/A | #N/A | 0 | 0 | 0 | 0 | 0 | 2478.4656 | #N/A | #N/A | 88 | #N/A | #N/A | #N/A | 1.377% | 1 | 50% | 0% | 0% | 0% | 8.2745 | 0 | 0 | 0 | 8.2745 | #N/A
2007-05-31 15:00 | 5 | 31 | 15 | 151.5835 | 3615 | 69.08 | 64.94 | 987 | 69.08 | 0 | 2616.0989 | Cooling | 436.0165 | #N/A | #N/A | #N/A | #N/A | 0 | 0 | 0 | 0 | 0 | 2616.0989 | #N/A | #N/A | 88 | #N/A | #N/A | #N/A | 1.453% | 1 | 50% | 0% | 0% | 0% | 8.2745 | 0 | 0 | 0 | 8.2745 | #N/A
2007-05-31 16:00 | 5 | 31 | 16 | 151.6252 | 3616 | 69.08 | 64.94 | 985 | 69.08 | 0 | 2413.6553 | Cooling | 402.2759 | #N/A | #N/A | #N/A | #N/A | 0 | 0 | 0 | 0 | 0 | 2413.6553 | #N/A | #N/A | 88 | #N/A | #N/A | #N/A | 1.341% | 1 | 50% | 0% | 0% | 0% | 8.2745 | 0 | 0 | 0 | 8.2745 | #N/A
2007-05-31 17:00 | 5 | 31 | 17 | 151.6669 | 3617 | 69.08 | 64.94 | 984 | 69.08 | 0 | 2246.0385 | Cooling | 374.3397 | #N/A | #N/A | #N/A | #N/A | 0 | 0 | 0 | 0 | 0 | 2246.0385 | #N/A | #N/A | 88 | #N/A | #N/A | #N/A | 1.248% | 1 | 50% | 0% | 0% | 0% | 8.2745 | 0 | 0 | 0 | 8.2745 | #N/A
2007-05-31 18:00 | 5 | 31 | 18 | 151.7085 | 3618 | 66.92 | 64.94 | 984 | 66.92 | 0 | 2543.753 | Cooling | 423.9588 | #N/A | #N/A | #N/A | #N/A | 0 | 0 | 0 | 0 | 0 | 2543.753 | #N/A | #N/A | 88 | #N/A | #N/A | #N/A | 1.413% | 1 | 50% | 0% | 0% | 0% | 8.2745 | 0 | 0 | 0 | 8.2745 | #N/A
2007-05-31 19:00 | 5 | 31 | 19 | 151.7502 | 3619 | 61.88 | 64.94 | 982 | 61.88 | 0 | 2465.693 | Cooling | 410.9488 | #N/A | #N/A | #N/A | #N/A | 0 | 0 | 0 | 0 | 0 | 2465.693 | #N/A | #N/A | 88 | #N/A | #N/A | #N/A | 1.37% | 1 | 50% | 0% | 0% | 0% | 8.2745 | 0 | 0 | 0 | 8.2745 | #N/A
2007-05-31 20:00 | 5 | 31 | 20 | 151.7919 | 3620 | 59 | 64.94 | 982 | 59 | 0 | 2382.5156 | Cooling | 397.0859 | #N/A | #N/A | #N/A | #N/A | 0 | 0 | 0 | 0 | 0 | 2382.5156 | #N/A | #N/A | 88 | #N/A | #N/A | #N/A | 1.324% | 1 | 50% | 0% | 0% | 0% | 8.2745 | 0 | 0 | 0 | 8.2745 | #N/A
2007-05-31 21:00 | 5 | 31 | 21 | 151.8335 | 3621 | 55.4 | 68 | 986 | 55.4 | 0 | 2169.2954 | Cooling | 361.5492 | #N/A | #N/A | #N/A | #N/A | 0 | 0 | 0 | 0 | 0 | 2169.2954 | #N/A | #N/A | 88 | #N/A | #N/A | #N/A | 1.205% | 1 | 50% | 0% | 0% | 0% | 8.2745 | 0 | 0 | 0 | 8.2745 | #N/A
2007-05-31 22:00 | 5 | 31 | 22 | 151.8752 | 3622 | 57.38 | 64.94 | 983 | 57.38 | 0 | 252.3092 | Cooling | 42.0515 | #N/A | #N/A | #N/A | #N/A | 0 | 0 | 0 | 0 | 0 | 252.3092 | #N/A | #N/A | 88 | #N/A | #N/A | #N/A | 0.1402% | 1 | 50% | 0% | 0% | 0% | 8.2745 | 0 | 0 | 0 | 8.2745 | #N/A
2007-05-31 23:00 | 5 | 31 | 23 | 151.9169 | 3623 | 59.72 | 61.7 | 982 | 59.72 | 0 | 283.59 | Cooling | 47.265 | #N/A | #N/A | #N/A | #N/A | 0 | 0 | 0 | 0 | 0 | 283.59 | #N/A | #N/A | 88 | #N/A | #N/A | #N/A | 0.1575% | 1 | 50% | 0% | 0% | 0% | 8.2745 | 0 | 0 | 0 | 8.2745 | #N/A
2007-06-01 | 6 | 1 | 0 | 151.9585 | 3624 | 62.24 | 58.64 | 982 | 62.24 | 0 | 158.0522 | Cooling | 26.342 | #N/A | #N/A | #N/A | #N/A | 0 | 0 | 0 | 0 | 0 | 158.0522 | #N/A | #N/A | 88 | #N/A | #N/A | #N/A | 0.08781% | 1 | 50% | 0% | 0% | 0% | 8.2745 | 0 | 0 | 0 | 8.2745 | #N/A
2007-06-01 01:00 | 6 | 1 | 1 | 152.0002 | 3625 | 65.48 | 55.4 | 1004 | 65.48 | 0 | 61.4863 | Cooling | 10.2477 | #N/A | #N/A | #N/A | #N/A | 0 | 0 | 0 | 0 | 0 | 61.4863 | #N/A | #N/A | 88 | #N/A | #N/A | #N/A | 0.03416% | 1 | 50% | 0% | 0% | 0% | 8.2745 | 0 | 0 | 0 | 8.2745 | #N/A
2007-06-01 02:00 | 6 | 1 | 2 | 152.0419 | 3626 | 64.58 | 52.34 | 1004 | 64.58 | 0 | 8.3039 | Cooling | 1.384 | #N/A | #N/A | #N/A | #N/A | 0 | 0 | 0 | 0 | 0 | 8.3039 | #N/A | #N/A | 88 | #N/A | #N/A | #N/A | 0.004613% | 1 | 50% | 0% | 0% | 0% | 8.2745 | 0 | 0 | 0 | 8.2745 | #N/A
2007-06-01 03:00 | 6 | 1 | 3 | 152.0835 | 3627 | 64.76 | 49.1 | 1004 | 64.76 | 0 | 0.0018599 | Cooling | 0.00030998 | #N/A | #N/A | #N/A | #N/A | 0 | 0 | 0 | 0 | 0 | 0.0018599 | #N/A | #N/A | 88 | #N/A | #N/A | #N/A | 1.033e-06% | 1 | 50% | 0% | 0% | 0% | 8.2745 | 0 | 0 | 0 | 8.2745 | #N/A
2007-06-01 04:00 | 6 | 1 | 4 | 152.1252 | 3628 | 65.12 | 46.04 | 1004 | 65.12 | 0 | 0.023754 | Cooling | 0.003959 | #N/A | #N/A | #N/A | #N/A | 0 | 0 | 0 | 0 | 0 | 0.023754 | #N/A | #N/A | 88 | #N/A | #N/A | #N/A | 1.32e-05% | 1 | 50% | 0% | 0% | 0% | 8.2745 | 0 | 0 | 0 | 8.2745 | #N/A
2007-06-01 05:00 | 6 | 1 | 5 | 152.1669 | 3629 | 65.48 | 47.66 | 1004 | 65.48 | 0 | 0.014399 | Cooling | 0.0023999 | #N/A | #N/A | #N/A | #N/A | 0 | 0 | 0 | 0 | 0 | 0.014399 | #N/A | #N/A | 88 | #N/A | #N/A | #N/A | 8e-06% | 1 | 50% | 0% | 0% | 0% | 8.2745 | 0 | 0 | 0 | 8.2745 | #N/A
2007-06-01 06:00 | 6 | 1 | 6 | 152.2085 | 3630 | 66.56 | 50.72 | 1004 | 66.56 | 0 | 35.4422 | Cooling | 5.907 | #N/A | #N/A | #N/A | #N/A | 0 | 0 | 0 | 0 | 0 | 35.4422 | #N/A | #N/A | 88 | #N/A | #N/A | #N/A | 0.01969% | 1 | 50% | 0% | 0% | 0% | 8.2745 | 0 | 0 | 0 | 8.2745 | #N/A
2007-06-01 07:00 | 6 | 1 | 7 | 152.2502 | 3631 | 66.02 | 53.96 | 1004 | 66.02 | 0 | 262.7461 | Cooling | 43.791 | #N/A | #N/A | #N/A | #N/A | 0 | 0 | 0 | 0 | 0 | 262.7461 | #N/A | #N/A | 88 | #N/A | #N/A | #N/A | 0.146% | 1 | 50% | 0% | 0% | 0% | 8.2745 | 0 | 0 | 0 | 8.2745 | #N/A
2007-06-01 08:00 | 6 | 1 | 8 | 152.2919 | 3632 | 66.02 | 55.4 | 1004 | 66.02 | 0 | 727.6614 | Cooling | 121.2769 | #N/A | #N/A | #N/A | #N/A | 0 | 0 | 0 | 0 | 0 | 727.6614 | #N/A | #N/A | 88 | #N/A | #N/A | #N/A | 0.4043% | 1 | 50% | 0% | 0% | 0% | 8.2745 | 0 | 0 | 0 | 8.2745 | #N/A
2007-06-01 09:00 | 6 | 1 | 9 | 152.3335 | 3633 | 68 | 57.02 | 1004 | 68 | 0 | 1247.8441 | Cooling | 207.974 | #N/A | #N/A | #N/A | #N/A | 0 | 0 | 0 | 0 | 0 | 1247.8441 | #N/A | #N/A | 88 | #N/A | #N/A | #N/A | 0.6932% | 1 | 50% | 0% | 0% | 0% | 8.2745 | 0 | 0 | 0 | 8.2745 | #N/A
2007-06-01 10:00 | 6 | 1 | 10 | 152.3752 | 3634 | 66.02 | 59 | 1003 | 66.02 | 0 | 1622.0586 | Cooling | 270.3431 | #N/A | #N/A | #N/A | #N/A | 0 | 0 | 0 | 0 | 0 | 1622.0586 | #N/A | #N/A | 88 | #N/A | #N/A | #N/A | 0.9011% | 1 | 50% | 0% | 0% | 0% | 8.2745 | 0 | 0 | 0 | 8.2745 | #N/A
2007-06-01 11:00 | 6 | 1 | 11 | 152.4169 | 3635 | 66.02 | 57.2 | 1003 | 66.02 | 0 | 1923.7302 | Cooling | 320.6217 | #N/A | #N/A | #N/A | #N/A | 0 | 0 | 0 | 0 | 0 | 1923.7302 | #N/A | #N/A | 88 | #N/A | #N/A | #N/A | 1.069% | 1 | 50% | 0% | 0% | 0% | 8.2745 | 0 | 0 | 0 | 8.2745 | #N/A
2007-06-01 12:00 | 6 | 1 | 12 | 152.4585 | 3636 | 71.96 | 55.76 | 1002 | 71.96 | 0 | 1690.6534 | Cooling | 281.7756 | #N/A | #N/A | #N/A | #N/A | 0 | 0 | 0 | 0 | 0 | 1690.6534 | #N/A | #N/A | 88 | #N/A | #N/A | #N/A | 0.9393% | 1 | 50% | 0% | 0% | 0% | 8.2745 | 0 | 0 | 0 | 8.2745 | #N/A
2007-06-01 13:00 | 6 | 1 | 13 | 152.5002 | 3637 | 77 | 55.04 | 1002 | 77 | 0 | 1404.9736 | Cooling | 234.1623 | #N/A | #N/A | #N/A | #N/A | 0 | 0 | 0 | 0 | 0 | 1404.9736 | #N/A | #N/A | 88 | #N/A | #N/A | #N/A | 0.7805% | 1 | 50% | 0% | 0% | 0% | 8.2745 | 0 | 0 | 0 | 8.2745 | #N/A
2007-06-01 14:00 | 6 | 1 | 14 | 152.5419 | 3638 | 77 | 53.6 | 1002 | 77 | 0 | 1263.4817 | Cooling | 210.5803 | #N/A | #N/A | #N/A | #N/A | 0 | 0 | 0 | 0 | 0 | 1263.4817 | #N/A | #N/A | 88 | #N/A | #N/A | #N/A | 0.7019% | 1 | 50% | 0% | 0% | 0% | 8.2745 | 0 | 0 | 0 | 8.2745 | #N/A
2007-06-01 15:00 | 6 | 1 | 15 | 152.5835 | 3639 | 75.92 | 53.06 | 1001 | 75.92 | 0 | 1222.1648 | Cooling | 203.6941 | #N/A | #N/A | #N/A | #N/A | 0 | 0 | 0 | 0 | 0 | 1222.1648 | #N/A | #N/A | 88 | #N/A | #N/A | #N/A | 0.679% | 1 | 50% | 0% | 0% | 0% | 8.2745 | 0 | 0 | 0 | 8.2745 | #N/A
2007-06-01 16:00 | 6 | 1 | 16 | 152.6252 | 3640 | 73.94 | 53.06 | 1001 | 73.94 | 0 | 1321.234 | Cooling | 220.2057 | #N/A | #N/A | #N/A | #N/A | 0 | 0 | 0 | 0 | 0 | 1321.234 | #N/A | #N/A | 88 | #N/A | #N/A | #N/A | 0.734% | 1 | 50% | 0% | 0% | 0% | 8.2745 | 0 | 0 | 0 | 8.2745 | #N/A
2007-06-01 17:00 | 6 | 1 | 17 | 152.6669 | 3641 | 73.94 | 54.32 | 1001 | 73.94 | 0 | 1310.634 | Cooling | 218.439 | #N/A | #N/A | #N/A | #N/A | 0 | 0 | 0 | 0 | 0 | 1310.634 | #N/A | #N/A | 88 | #N/A | #N/A | #N/A | 0.7281% | 1 | 50% | 0% | 0% | 0% | 8.2745 | 0 | 0 | 0 | 8.2745 | #N/A
2007-06-01 18:00 | 6 | 1 | 18 | 152.7085 | 3642 | 75.92 | 56.3 | 1001 | 75.92 | 0 | 400.7401 | Cooling | 66.79 | #N/A | #N/A | #N/A | #N/A | 0 | 0 | 0 | 0 | 0 | 400.7401 | #N/A | #N/A | 88 | #N/A | #N/A | #N/A | 0.2226% | 1 | 50% | 0% | 0% | 0% | 8.2745 | 0 | 0 | 0 | 8.2745 | #N/A
2007-06-01 19:00 | 6 | 1 | 19 | 152.7502 | 3643 | 73.04 | 59 | 1001 | 73.04 | 0 | 614.5995 | Cooling | 102.4332 | #N/A | #N/A | #N/A | #N/A | 0 | 0 | 0 | 0 | 0 | 614.5995 | #N/A | #N/A | 88 | #N/A | #N/A | #N/A | 0.3414% | 1 | 50% | 0% | 0% | 0% | 8.2745 | 0 | 0 | 0 | 8.2745 | #N/A
2007-06-01 20:00 | 6 | 1 | 20 | 152.7919 | 3644 | 73.04 | 57.74 | 1001 | 73.04 | 0 | 455.6611 | Cooling | 75.9435 | #N/A | #N/A | #N/A | #N/A | 0 | 0 | 0 | 0 | 0 | 455.6611 | #N/A | #N/A | 88 | #N/A | #N/A | #N/A | 0.2531% | 1 | 50% | 0% | 0% | 0% | 8.2745 | 0 | 0 | 0 | 8.2745 | #N/A
2007-06-01 21:00 | 6 | 1 | 21 | 152.8335 | 3645 | 71.06 | 56.66 | 1002 | 71.06 | 0 | 236.8957 | Cooling | 39.4826 | #N/A | #N/A | #N/A | #N/A | 0 | 0 | 0 | 0 | 0 | 236.8957 | #N/A | #N/A | 88 | #N/A | #N/A | #N/A | 0.1316% | 1 | 50% | 0% | 0% | 0% | 8.2745 | 0 | 0 | 0 | 8.2745 | #N/A
2007-06-01 22:00 | 6 | 1 | 22 | 152.8752 | 3646 | 66.92 | 55.94 | 1002 | 66.92 | 0 | 111.4232 | Cooling | 18.5705 | #N/A | #N/A | #N/A | #N/A | 0 | 0 | 0 | 0 | 0 | 111.4232 | #N/A | #N/A | 88 | #N/A | #N/A | #N/A | 0.0619% | 1 | 50% | 0% | 0% | 0% | 8.2745 | 0 | 0 | 0 | 8.2745 | #N/A
2007-06-01 23:00 | 6 | 1 | 23 | 152.9169 | 3647 | 66.92 | 55.76 | 1002 | 66.92 | 0 | 67.4134 | Cooling | 11.2356 | #N/A | #N/A | #N/A | #N/A | 0 | 0 | 0 | 0 | 0 | 67.4134 | #N/A | #N/A | 88 | #N/A | #N/A | #N/A | 0.03745% | 1 | 50% | 0% | 0% | 0% | 8.2745 | 0 | 0 | 0 | 8.2745 | #N/A
2007-06-02 | 6 | 2 | 0 | 152.9585 | 3648 | 64.04 | 55.94 | 1001 | 64.04 | 0 | 62.1512 | Cooling | 10.3585 | #N/A | #N/A | #N/A | #N/A | 0 | 0 | 0 | 0 | 0 | 62.1512 | #N/A | #N/A | 88 | #N/A | #N/A | #N/A | 0.03453% | 1 | 50% | 0% | 0% | 0% | 8.2745 | 0 | 0 | 0 | 8.2745 | #N/A
2007-06-02 01:00 | 6 | 2 | 1 | 153.0002 | 3649 | 62.06 | 55.94 | 1001 | 62.06 | 0 | 56.748 | Cooling | 9.458 | #N/A | #N/A | #N/A | #N/A | 0 | 0 | 0 | 0 | 0 | 56.748 | #N/A | #N/A | 88 | #N/A | #N/A | #N/A | 0.03153% | 1 | 50% | 0% | 0% | 0% | 8.2745 | 0 | 0 | 0 | 8.2745 | #N/A
2007-06-02 02:00 | 6 | 2 | 2 | 153.0419 | 3650 | 62.06 | 54.68 | 1001 | 62.06 | 0 | 47.2435 | Cooling | 7.8739 | #N/A | #N/A | #N/A | #N/A | 0 | 0 | 0 | 0 | 0 | 47.2435 | #N/A | #N/A | 88 | #N/A | #N/A | #N/A | 0.02625% | 1 | 50% | 0% | 0% | 0% | 8.2745 | 0 | 0 | 0 | 8.2745 | #N/A
2007-06-02 03:00 | 6 | 2 | 3 | 153.0835 | 3651 | 59 | 53.78 | 1001 | 59 | 0 | 35.0095 | Cooling | 5.8349 | #N/A | #N/A | #N/A | #N/A | 0 | 0 | 0 | 0 | 0 | 35.0095 | #N/A | #N/A | 88 | #N/A | #N/A | #N/A | 0.01945% | 1 | 50% | 0% | 0% | 0% | 8.2745 | 0 | 0 | 0 | 8.2745 | #N/A
2007-06-02 04:00 | 6 | 2 | 4 | 153.1252 | 3652 | 59 | 53.06 | 1001 | 59 | 0 | 24.7914 | Cooling | 4.1319 | #N/A | #N/A | #N/A | #N/A | 0 | 0 | 0 | 0 | 0 | 24.7914 | #N/A | #N/A | 88 | #N/A | #N/A | #N/A | 0.01377% | 1 | 50% | 0% | 0% | 0% | 8.2745 | 0 | 0 | 0 | 8.2745 | #N/A
2007-06-02 05:00 | 6 | 2 | 5 | 153.1669 | 3653 | 59 | 53.96 | 1002 | 59 | 0 | 43.9273 | Cooling | 7.3212 | #N/A | #N/A | #N/A | #N/A | 0 | 0 | 0 | 0 | 0 | 43.9273 | #N/A | #N/A | 88 | #N/A | #N/A | #N/A | 0.0244% | 1 | 50% | 0% | 0% | 0% | 8.2745 | 0 | 0 | 0 | 8.2745 | #N/A
2007-06-02 06:00 | 6 | 2 | 6 | 153.2085 | 3654 | 62.06 | 56.48 | 1002 | 62.06 | 0 | 111.1525 | Cooling | 18.5254 | #N/A | #N/A | #N/A | #N/A | 0 | 0 | 0 | 0 | 0 | 111.1525 | #N/A | #N/A | 88 | #N/A | #N/A | #N/A | 0.06175% | 1 | 50% | 0% | 0% | 0% | 8.2745 | 0 | 0 | 0 | 8.2745 | #N/A
2007-06-02 07:00 | 6 | 2 | 7 | 153.2502 | 3655 | 66.92 | 59 | 1002 | 66.92 | 0 | 197.8077 | Cooling | 32.9679 | #N/A | #N/A | #N/A | #N/A | 0 | 0 | 0 | 0 | 0 | 197.8077 | #N/A | #N/A | 88 | #N/A | #N/A | #N/A | 0.1099% | 1 | 50% | 0% | 0% | 0% | 8.2745 | 0 | 0 | 0 | 8.2745 | #N/A
2007-06-02 08:00 | 6 | 2 | 8 | 153.2919 | 3656 | 66.92 | 60.08 | 1002 | 66.92 | 0 | 294.567 | Cooling | 49.0945 | #N/A | #N/A | #N/A | #N/A | 0 | 0 | 0 | 0 | 0 | 294.567 | #N/A | #N/A | 88 | #N/A | #N/A | #N/A | 0.1636% | 1 | 50% | 0% | 0% | 0% | 8.2745 | 0 | 0 | 0 | 8.2745 | #N/A
2007-06-02 09:00 | 6 | 2 | 9 | 153.3335 | 3657 | 73.04 | 61.34 | 1002 | 73.04 | 0 | 321.694 | Cooling | 53.6157 | #N/A | #N/A | #N/A | #N/A | 0 | 0 | 0 | 0 | 0 | 321.694 | #N/A | #N/A | 88 | #N/A | #N/A | #N/A | 0.1787% | 1 | 50% | 0% | 0% | 0% | 8.2745 | 0 | 0 | 0 | 8.2745 | #N/A
2007-06-02 10:00 | 6 | 2 | 10 | 153.3752 | 3658 | 75.92 | 62.96 | 1002 | 75.92 | 0 | 284.8844 | Cooling | 47.4807 | #N/A | #N/A | #N/A | #N/A | 0 | 0 | 0 | 0 | 0 | 284.8844 | #N/A | #N/A | 88 | #N/A | #N/A | #N/A | 0.1583% | 1 | 50% | 0% | 0% | 0% | 8.2745 | 0 | 0 | 0 | 8.2745 | #N/A
2007-06-02 11:00 | 6 | 2 | 11 | 153.4169 | 3659 | 75.92 | 62.6 | 1002 | 75.92 | 0 | 296.5862 | Cooling | 49.431 | #N/A | #N/A | #N/A | #N/A | 0 | 0 | 0 | 0 | 0 | 296.5862 | #N/A | #N/A | 88 | #N/A | #N/A | #N/A | 0.1648% | 1 | 50% | 0% | 0% | 0% | 8.2745 | 0 | 0 | 0 | 8.2745 | #N/A
2007-06-02 12:00 | 6 | 2 | 12 | 153.4585 | 3660 | 80.96 | 62.42 | 1002 | 80.96 | 0 | 286.5055 | Cooling | 47.7509 | #N/A | #N/A | #N/A | #N/A | 0 | 0 | 0 | 0 | 0 | 286.5055 | #N/A | #N/A | 88 | #N/A | #N/A | #N/A | 0.1592% | 1 | 50% | 0% | 0% | 0% | 8.2745 | 0 | 0 | 0 | 8.2745 | #N/A
2007-06-02 13:00 | 6 | 2 | 13 | 153.5002 | 3661 | 82.04 | 62.96 | 1002 | 82.04 | 0 | 262.2961 | Cooling | 43.716 | #N/A | #N/A | #N/A | #N/A | 0 | 0 | 0 | 0 | 0 | 262.2961 | #N/A | #N/A | 88 | #N/A | #N/A | #N/A | 0.1457% | 1 | 50% | 0% | 0% | 0% | 8.2745 | 0 | 0 | 0 | 8.2745 | #N/A
2007-06-02 14:00 | 6 | 2 | 14 | 153.5419 | 3662 | 82.04 | 62.24 | 1002 | 82.04 | 0 | 297.3251 | Cooling | 49.5542 | #N/A | #N/A | #N/A | #N/A | 0 | 0 | 0 | 0 | 0 | 297.3251 | #N/A | #N/A | 88 | #N/A | #N/A | #N/A | 0.1652% | 1 | 50% | 0% | 0% | 0% | 8.2745 | 0 | 0 | 0 | 8.2745 | #N/A
2007-06-02 15:00 | 6 | 2 | 15 | 153.5835 | 3663 | 84.02 | 62.24 | 1002 | 84.02 | 0 | 357.8555 | Cooling | 59.6426 | #N/A | #N/A | #N/A | #N/A | 0 | 0 | 0 | 0 | 0 | 357.8555 | #N/A | #N/A | 88 | #N/A | #N/A | #N/A | 0.1988% | 1 | 50% | 0% | 0% | 0% | 8.2745 | 0 | 0 | 0 | 8.2745 | #N/A
2007-06-02 16:00 | 6 | 2 | 16 | 153.6252 | 3664 | 82.94 | 62.96 | 1001 | 82.94 | 0 | 661.9604 | Cooling | 110.3267 | #N/A | #N/A | #N/A | #N/A | 0 | 0 | 0 | 0 | 0 | 661.9604 | #N/A | #N/A | 88 | #N/A | #N/A | #N/A | 0.3678% | 1 | 50% | 0% | 0% | 0% | 8.2745 | 0 | 0 | 0 | 8.2745 | #N/A
2007-06-02 17:00 | 6 | 2 | 17 | 153.6669 | 3665 | 82.94 | 60.98 | 1002 | 82.94 | 0 | 694.0968 | Cooling | 115.6828 | #N/A | #N/A | #N/A | #N/A | 0 | 0 | 0 | 0 | 0 | 694.0968 | #N/A | #N/A | 88 | #N/A | #N/A | #N/A | 0.3856% | 1 | 50% | 0% | 0% | 0% | 8.2745 | 0 | 0 | 0 | 8.2745 | #N/A
2007-06-02 18:00 | 6 | 2 | 18 | 153.7085 | 3666 | 80.96 | 59.54 | 1002 | 80.96 | 0 | 549.1548 | Cooling | 91.5258 | #N/A | #N/A | #N/A | #N/A | 0 | 0 | 0 | 0 | 0 | 549.1548 | #N/A | #N/A | 88 | #N/A | #N/A | #N/A | 0.3051% | 1 | 50% | 0% | 0% | 0% | 8.2745 | 0 | 0 | 0 | 8.2745 | #N/A
2007-06-02 19:00 | 6 | 2 | 19 | 153.7502 | 3667 | 80.06 | 59 | 1002 | 80.06 | 0 | 349.486 | Cooling | 58.2477 | #N/A | #N/A | #N/A | #N/A | 0 | 0 | 0 | 0 | 0 | 349.486 | #N/A | #N/A | 88 | #N/A | #N/A | #N/A | 0.1942% | 1 | 50% | 0% | 0% | 0% | 8.2745 | 0 | 0 | 0 | 8.2745 | #N/A
2007-06-02 20:00 | 6 | 2 | 20 | 153.7919 | 3668 | 80.06 | 57.02 | 1002 | 80.06 | 0 | 245.4694 | Cooling | 40.9116 | #N/A | #N/A | #N/A | #N/A | 0 | 0 | 0 | 0 | 0 | 245.4694 | #N/A | #N/A | 88 | #N/A | #N/A | #N/A | 0.1364% | 1 | 50% | 0% | 0% | 0% | 8.2745 | 0 | 0 | 0 | 8.2745 | #N/A
2007-06-02 21:00 | 6 | 2 | 21 | 153.8335 | 3669 | 75.92 | 55.4 | 1002 | 75.92 | 0 | 128.9748 | Cooling | 21.4958 | #N/A | #N/A | #N/A | #N/A | 0 | 0 | 0 | 0 | 0 | 128.9748 | #N/A | #N/A | 88 | #N/A | #N/A | #N/A | 0.07165% | 1 | 50% | 0% | 0% | 0% | 8.2745 | 0 | 0 | 0 | 8.2745 | #N/A
2007-06-02 22:00 | 6 | 2 | 22 | 153.8752 | 3670 | 75.02 | 53.96 | 1002 | 75.02 | 0 | 61.6644 | Cooling | 10.2774 | #N/A | #N/A | #N/A | #N/A | 0 | 0 | 0 | 0 | 0 | 61.6644 | #N/A | #N/A | 88 | #N/A | #N/A | #N/A | 0.03426% | 1 | 50% | 0% | 0% | 0% | 8.2745 | 0 | 0 | 0 | 8.2745 | #N/A
2007-06-02 23:00 | 6 | 2 | 23 | 153.9169 | 3671 | 75.02 | 54.5 | 1002 | 75.02 | 0 | 39.2552 | Cooling | 6.5425 | #N/A | #N/A | #N/A | #N/A | 0 | 0 | 0 | 0 | 0 | 39.2552 | #N/A | #N/A | 88 | #N/A | #N/A | #N/A | 0.02181% | 1 | 50% | 0% | 0% | 0% | 8.2745 | 0 | 0 | 0 | 8.2745 | #N/A
2007-06-03 | 6 | 3 | 0 | 153.9585 | 3672 | 73.04 | 55.22 | 1002 | 73.04 | 0 | 54.7694 | Cooling | 9.1282 | #N/A | #N/A | #N/A | #N/A | 0 | 0 | 0 | 0 | 0 | 54.7694 | #N/A | #N/A | 88 | #N/A | #N/A | #N/A | 0.03043% | 1 | 50% | 0% | 0% | 0% | 8.2745 | 0 | 0 | 0 | 8.2745 | #N/A
2007-06-03 01:00 | 6 | 3 | 1 | 154.0002 | 3673 | 73.04 | 55.94 | 1001 | 73.04 | 0 | 61.6351 | Cooling | 10.2725 | #N/A | #N/A | #N/A | #N/A | 0 | 0 | 0 | 0 | 0 | 61.6351 | #N/A | #N/A | 88 | #N/A | #N/A | #N/A | 0.03424% | 1 | 50% | 0% | 0% | 0% | 8.2745 | 0 | 0 | 0 | 8.2745 | #N/A
2007-06-03 02:00 | 6 | 3 | 2 | 154.0419 | 3674 | 73.04 | 55.58 | 1001 | 73.04 | 0 | 63.7096 | Cooling | 10.6183 | #N/A | #N/A | #N/A | #N/A | 0 | 0 | 0 | 0 | 0 | 63.7096 | #N/A | #N/A | 88 | #N/A | #N/A | #N/A | 0.03539% | 1 | 50% | 0% | 0% | 0% | 8.2745 | 0 | 0 | 0 | 8.2745 | #N/A
2007-06-03 03:00 | 6 | 3 | 3 | 154.0835 | 3675 | 71.6 | 55.58 | 1001 | 71.6 | 0 | 62.8673 | Cooling | 10.4779 | #N/A | #N/A | #N/A | #N/A | 0 | 0 | 0 | 0 | 0 | 62.8673 | #N/A | #N/A | 88 | #N/A | #N/A | #N/A | 0.03493% | 1 | 50% | 0% | 0% | 0% | 8.2745 | 0 | 0 | 0 | 8.2745 | #N/A
2007-06-03 04:00 | 6 | 3 | 4 | 154.1252 | 3676 | 71.6 | 55.94 | 1001 | 71.6 | 0 | 61.9641 | Cooling | 10.3273 | #N/A | #N/A | #N/A | #N/A | 0 | 0 | 0 | 0 | 0 | 61.9641 | #N/A | #N/A | 88 | #N/A | #N/A | #N/A | 0.03442% | 1 | 50% | 0% | 0% | 0% | 8.2745 | 0 | 0 | 0 | 8.2745 | #N/A
2007-06-03 05:00 | 6 | 3 | 5 | 154.1669 | 3677 | 69.98 | 55.94 | 1001 | 69.98 | 0 | 92.4771 | Cooling | 15.4129 | #N/A | #N/A | #N/A | #N/A | 0 | 0 | 0 | 0 | 0 | 92.4771 | #N/A | #N/A | 88 | #N/A | #N/A | #N/A | 0.05138% | 1 | 50% | 0% | 0% | 0% | 8.2745 | 0 | 0 | 0 | 8.2745 | #N/A
2007-06-03 06:00 | 6 | 3 | 6 | 154.2085 | 3678 | 71.06 | 57.38 | 1002 | 71.06 | 0 | 839.3799 | Cooling | 139.8966 | #N/A | #N/A | #N/A | #N/A | 0 | 0 | 0 | 0 | 0 | 839.3799 | #N/A | #N/A | 88 | #N/A | #N/A | #N/A | 0.4663% | 1 | 50% | 0% | 0% | 0% | 8.2745 | 0 | 0 | 0 | 8.2745 | #N/A
2007-06-03 07:00 | 6 | 3 | 7 | 154.2502 | 3679 | 71.06 | 59 | 1002 | 71.06 | 0 | 1063.7365 | Cooling | 177.2894 | #N/A | #N/A | #N/A | #N/A | 0 | 0 | 0 | 0 | 0 | 1063.7365 | #N/A | #N/A | 88 | #N/A | #N/A | #N/A | 0.591% | 1 | 50% | 0% | 0% | 0% | 8.2745 | 0 | 0 | 0 | 8.2745 | #N/A
2007-06-03 08:00 | 6 | 3 | 8 | 154.2919 | 3680 | 71.06 | 56.3 | 1001 | 71.06 | 0 | 1376.743 | Cooling | 229.4572 | #N/A | #N/A | #N/A | #N/A | 0 | 0 | 0 | 0 | 0 | 1376.743 | #N/A | #N/A | 88 | #N/A | #N/A | #N/A | 0.7649% | 1 | 50% | 0% | 0% | 0% | 8.2745 | 0 | 0 | 0 | 8.2745 | #N/A
2007-06-03 09:00 | 6 | 3 | 9 | 154.3335 | 3681 | 73.94 | 53.96 | 1001 | 73.94 | 0 | 1414.2739 | Cooling | 235.7123 | #N/A | #N/A | #N/A | #N/A | 0 | 0 | 0 | 0 | 0 | 1414.2739 | #N/A | #N/A | 88 | #N/A | #N/A | #N/A | 0.7857% | 1 | 50% | 0% | 0% | 0% | 8.2745 | 0 | 0 | 0 | 8.2745 | #N/A
2007-06-03 10:00 | 6 | 3 | 10 | 154.3752 | 3682 | 75.02 | 51.98 | 1001 | 75.02 | 0 | 1321.4821 | Cooling | 220.247 | #N/A | #N/A | #N/A | #N/A | 0 | 0 | 0 | 0 | 0 | 1321.4821 | #N/A | #N/A | 88 | #N/A | #N/A | #N/A | 0.7342% | 1 | 50% | 0% | 0% | 0% | 8.2745 | 0 | 0 | 0 | 8.2745 | #N/A
2007-06-03 11:00 | 6 | 3 | 11 | 154.4169 | 3683 | 75.02 | 51.62 | 1000 | 75.02 | 0 | 1367.8519 | Cooling | 227.9753 | #N/A | #N/A | #N/A | #N/A | 0 | 0 | 0 | 0 | 0 | 1367.8519 | #N/A | #N/A | 88 | #N/A | #N/A | #N/A | 0.7599% | 1 | 50% | 0% | 0% | 0% | 8.2745 | 0 | 0 | 0 | 8.2745 | #N/A
2007-06-03 12:00 | 6 | 3 | 12 | 154.4585 | 3684 | 75.92 | 51.44 | 1000 | 75.92 | 0 | 1478.8725 | Cooling | 246.4788 | #N/A | #N/A | #N/A | #N/A | 0 | 0 | 0 | 0 | 0 | 1478.8725 | #N/A | #N/A | 88 | #N/A | #N/A | #N/A | 0.8216% | 1 | 50% | 0% | 0% | 0% | 8.2745 | 0 | 0 | 0 | 8.2745 | #N/A
2007-06-03 13:00 | 6 | 3 | 13 | 154.5002 | 3685 | 77 | 51.98 | 999 | 77 | 0 | 1491.7543 | Cooling | 248.6257 | #N/A | #N/A | #N/A | #N/A | 0 | 0 | 0 | 0 | 0 | 1491.7543 | #N/A | #N/A | 88 | #N/A | #N/A | #N/A | 0.8288% | 1 | 50% | 0% | 0% | 0% | 8.2745 | 0 | 0 | 0 | 8.2745 | #N/A
2007-06-03 14:00 | 6 | 3 | 14 | 154.5419 | 3686 | 77 | 51.26 | 999 | 77 | 0 | 1568.7831 | Cooling | 261.4638 | #N/A | #N/A | #N/A | #N/A | 0 | 0 | 0 | 0 | 0 | 1568.7831 | #N/A | #N/A | 88 | #N/A | #N/A | #N/A | 0.8715% | 1 | 50% | 0% | 0% | 0% | 8.2745 | 0 | 0 | 0 | 8.2745 | #N/A
2007-06-03 15:00 | 6 | 3 | 15 | 154.5835 | 3687 | 75.92 | 51.26 | 998 | 75.92 | 0 | 1604.7644 | Cooling | 267.4607 | #N/A | #N/A | #N/A | #N/A | 0 | 0 | 0 | 0 | 0 | 1604.7644 | #N/A | #N/A | 88 | #N/A | #N/A | #N/A | 0.8915% | 1 | 50% | 0% | 0% | 0% | 8.2745 | 0 | 0 | 0 | 8.2745 | #N/A
2007-06-03 16:00 | 6 | 3 | 16 | 154.6252 | 3688 | 75.02 | 51.98 | 998 | 75.02 | 0 | 1681.4176 | Cooling | 280.2363 | #N/A | #N/A | #N/A | #N/A | 0 | 0 | 0 | 0 | 0 | 1681.4176 | #N/A | #N/A | 88 | #N/A | #N/A | #N/A | 0.9341% | 1 | 50% | 0% | 0% | 0% | 8.2745 | 0 | 0 | 0 | 8.2745 | #N/A
2007-06-03 17:00 | 6 | 3 | 17 | 154.6669 | 3689 | 75.02 | 51.26 | 998 | 75.02 | 0 | 1651.7077 | Cooling | 275.2846 | #N/A | #N/A | #N/A | #N/A | 0 | 0 | 0 | 0 | 0 | 1651.7077 | #N/A | #N/A | 88 | #N/A | #N/A | #N/A | 0.9176% | 1 | 50% | 0% | 0% | 0% | 8.2745 | 0 | 0 | 0 | 8.2745 | #N/A
2007-06-03 18:00 | 6 | 3 | 18 | 154.7085 | 3690 | 75.02 | 51.26 | 997 | 75.02 | 0 | 1542.9282 | Cooling | 257.1547 | #N/A | #N/A | #N/A | #N/A | 0 | 0 | 0 | 0 | 0 | 1542.9282 | #N/A | #N/A | 88 | #N/A | #N/A | #N/A | 0.8572% | 1 | 50% | 0% | 0% | 0% | 8.2745 | 0 | 0 | 0 | 8.2745 | #N/A
2007-06-03 19:00 | 6 | 3 | 19 | 154.7502 | 3691 | 71.06 | 51.98 | 997 | 71.06 | 0 | 1506.3165 | Cooling | 251.0527 | #N/A | #N/A | #N/A | #N/A | 0 | 0 | 0 | 0 | 0 | 1506.3165 | #N/A | #N/A | 88 | #N/A | #N/A | #N/A | 0.8368% | 1 | 50% | 0% | 0% | 0% | 8.2745 | 0 | 0 | 0 | 8.2745 | #N/A
2007-06-03 20:00 | 6 | 3 | 20 | 154.7919 | 3692 | 71.06 | 51.62 | 997 | 71.06 | 0 | 1359.249 | Cooling | 226.5415 | #N/A | #N/A | #N/A | #N/A | 0 | 0 | 0 | 0 | 0 | 1359.249 | #N/A | #N/A | 88 | #N/A | #N/A | #N/A | 0.7551% | 1 | 50% | 0% | 0% | 0% | 8.2745 | 0 | 0 | 0 | 8.2745 | #N/A
2007-06-03 21:00 | 6 | 3 | 21 | 154.8335 | 3693 | 68 | 51.8 | 997 | 68 | 0 | 1092.028 | Cooling | 182.0047 | #N/A | #N/A | #N/A | #N/A | 0 | 0 | 0 | 0 | 0 | 1092.028 | #N/A | #N/A | 88 | #N/A | #N/A | #N/A | 0.6067% | 1 | 50% | 0% | 0% | 0% | 8.2745 | 0 | 0 | 0 | 8.2745 | #N/A
2007-06-03 22:00 | 6 | 3 | 22 | 154.8752 | 3694 | 64.94 | 51.98 | 998 | 64.94 | 0 | 36.7025 | Cooling | 6.1171 | #N/A | #N/A | #N/A | #N/A | 0 | 0 | 0 | 0 | 0 | 36.7025 | #N/A | #N/A | 88 | #N/A | #N/A | #N/A | 0.02039% | 1 | 50% | 0% | 0% | 0% | 8.2745 | 0 | 0 | 0 | 8.2745 | #N/A
2007-06-03 23:00 | 6 | 3 | 23 | 154.9169 | 3695 | 64.94 | 51.62 | 998 | 64.94 | 0 | 46.1928 | Cooling | 7.6988 | #N/A | #N/A | #N/A | #N/A | 0 | 0 | 0 | 0 | 0 | 46.1928 | #N/A | #N/A | 88 | #N/A | #N/A | #N/A | 0.02566% | 1 | 50% | 0% | 0% | 0% | 8.2745 | 0 | 0 | 0 | 8.2745 | #N/A
2007-06-04 | 6 | 4 | 0 | 154.9585 | 3696 | 62.96 | 51.44 | 997 | 62.96 | 0 | 31.4757 | Cooling | 5.2459 | #N/A | #N/A | #N/A | #N/A | 0 | 0 | 0 | 0 | 0 | 31.4757 | #N/A | #N/A | 88 | #N/A | #N/A | #N/A | 0.01749% | 1 | 50% | 0% | 0% | 0% | 8.2745 | 0 | 0 | 0 | 8.2745 | #N/A
2007-06-04 01:00 | 6 | 4 | 1 | 155.0002 | 3697 | 64.4 | 51.08 | 997 | 64.4 | 0 | 20.7314 | Cooling | 3.4552 | #N/A | #N/A | #N/A | #N/A | 0 | 0 | 0 | 0 | 0 | 20.7314 | #N/A | #N/A | 88 | #N/A | #N/A | #N/A | 0.01152% | 1 | 50% | 0% | 0% | 0% | 8.2745 | 0 | 0 | 0 | 8.2745 | #N/A
2007-06-04 02:00 | 6 | 4 | 2 | 155.0419 | 3698 | 62.96 | 50.72 | 997 | 62.96 | 0 | 17.0396 | Cooling | 2.8399 | #N/A | #N/A | #N/A | #N/A | 0 | 0 | 0 | 0 | 0 | 17.0396 | #N/A | #N/A | 88 | #N/A | #N/A | #N/A | 0.009466% | 1 | 50% | 0% | 0% | 0% | 8.2745 | 0 | 0 | 0 | 8.2745 | #N/A
2007-06-04 03:00 | 6 | 4 | 3 | 155.0835 | 3699 | 64.04 | 50.72 | 997 | 64.04 | 0 | 14.6167 | Cooling | 2.4361 | #N/A | #N/A | #N/A | #N/A | 0 | 0 | 0 | 0 | 0 | 14.6167 | #N/A | #N/A | 88 | #N/A | #N/A | #N/A | 0.00812% | 1 | 50% | 0% | 0% | 0% | 8.2745 | 0 | 0 | 0 | 8.2745 | #N/A
2007-06-04 04:00 | 6 | 4 | 4 | 155.1252 | 3700 | 64.04 | 51.08 | 997 | 64.04 | 0 | 12.4409 | Cooling | 2.0735 | #N/A | #N/A | #N/A | #N/A | 0 | 0 | 0 | 0 | 0 | 12.4409 | #N/A | #N/A | 88 | #N/A | #N/A | #N/A | 0.006912% | 1 | 50% | 0% | 0% | 0% | 8.2745 | 0 | 0 | 0 | 8.2745 | #N/A
2007-06-04 05:00 | 6 | 4 | 5 | 155.1669 | 3701 | 64.04 | 51.98 | 997 | 64.04 | 0 | 33.6786 | Cooling | 5.6131 | #N/A | #N/A | #N/A | #N/A | 0 | 0 | 0 | 0 | 0 | 33.6786 | #N/A | #N/A | 88 | #N/A | #N/A | #N/A | 0.01871% | 1 | 50% | 0% | 0% | 0% | 8.2745 | 0 | 0 | 0 | 8.2745 | #N/A
2007-06-04 06:00 | 6 | 4 | 6 | 155.2085 | 3702 | 64.94 | 54.5 | 997 | 64.94 | 0 | 606.0306 | Cooling | 101.0051 | #N/A | #N/A | #N/A | #N/A | 0 | 0 | 0 | 0 | 0 | 606.0306 | #N/A | #N/A | 88 | #N/A | #N/A | #N/A | 0.3367% | 1 | 50% | 0% | 0% | 0% | 8.2745 | 0 | 0 | 0 | 8.2745 | #N/A
2007-06-04 07:00 | 6 | 4 | 7 | 155.2502 | 3703 | 68 | 57.02 | 998 | 68 | 0 | 948.7846 | Cooling | 158.1308 | #N/A | #N/A | #N/A | #N/A | 0 | 0 | 0 | 0 | 0 | 948.7846 | #N/A | #N/A | 88 | #N/A | #N/A | #N/A | 0.5271% | 1 | 50% | 0% | 0% | 0% | 8.2745 | 0 | 0 | 0 | 8.2745 | #N/A
2007-06-04 08:00 | 6 | 4 | 8 | 155.2919 | 3704 | 68 | 58.1 | 998 | 68 | 0 | 1497.1685 | Cooling | 249.5281 | #N/A | #N/A | #N/A | #N/A | 0 | 0 | 0 | 0 | 0 | 1497.1685 | #N/A | #N/A | 88 | #N/A | #N/A | #N/A | 0.8318% | 1 | 50% | 0% | 0% | 0% | 8.2745 | 0 | 0 | 0 | 8.2745 | #N/A
2007-06-04 09:00 | 6 | 4 | 9 | 155.3335 | 3705 | 71.96 | 59.36 | 997 | 71.96 | 0 | 1926.2612 | Cooling | 321.0435 | #N/A | #N/A | #N/A | #N/A | 0 | 0 | 0 | 0 | 0 | 1926.2612 | #N/A | #N/A | 88 | #N/A | #N/A | #N/A | 1.07% | 1 | 50% | 0% | 0% | 0% | 8.2745 | 0 | 0 | 0 | 8.2745 | #N/A
2007-06-04 10:00 | 6 | 4 | 10 | 155.3752 | 3706 | 73.94 | 60.98 | 997 | 73.94 | 0 | 2204.0166 | Cooling | 367.3361 | #N/A | #N/A | #N/A | #N/A | 0 | 0 | 0 | 0 | 0 | 2204.0166 | #N/A | #N/A | 88 | #N/A | #N/A | #N/A | 1.224% | 1 | 50% | 0% | 0% | 0% | 8.2745 | 0 | 0 | 0 | 8.2745 | #N/A
2007-06-04 11:00 | 6 | 4 | 11 | 155.4169 | 3707 | 73.94 | 57.56 | 997 | 73.94 | 0 | 1822.8147 | Cooling | 303.8024 | #N/A | #N/A | #N/A | #N/A | 0 | 0 | 0 | 0 | 0 | 1822.8147 | #N/A | #N/A | 88 | #N/A | #N/A | #N/A | 1.013% | 1 | 50% | 0% | 0% | 0% | 8.2745 | 0 | 0 | 0 | 8.2745 | #N/A
2007-06-04 12:00 | 6 | 4 | 12 | 155.4585 | 3708 | 77 | 54.32 | 996 | 77 | 0 | 1671.416 | Cooling | 278.5693 | #N/A | #N/A | #N/A | #N/A | 0 | 0 | 0 | 0 | 0 | 1671.416 | #N/A | #N/A | 88 | #N/A | #N/A | #N/A | 0.9286% | 1 | 50% | 0% | 0% | 0% | 8.2745 | 0 | 0 | 0 | 8.2745 | #N/A
2007-06-04 13:00 | 6 | 4 | 13 | 155.5002 | 3709 | 80.06 | 51.98 | 996 | 80.06 | 0 | 1666.1333 | Cooling | 277.6889 | #N/A | #N/A | #N/A | #N/A | 0 | 0 | 0 | 0 | 0 | 1666.1333 | #N/A | #N/A | 88 | #N/A | #N/A | #N/A | 0.9256% | 1 | 50% | 0% | 0% | 0% | 8.2745 | 0 | 0 | 0 | 8.2745 | #N/A
2007-06-04 14:00 | 6 | 4 | 14 | 155.5419 | 3710 | 80.06 | 51.26 | 995 | 80.06 | 0 | 1700.7987 | Cooling | 283.4664 | #N/A | #N/A | #N/A | #N/A | 0 | 0 | 0 | 0 | 0 | 1700.7987 | #N/A | #N/A | 88 | #N/A | #N/A | #N/A | 0.9449% | 1 | 50% | 0% | 0% | 0% | 8.2745 | 0 | 0 | 0 | 8.2745 | #N/A
2007-06-04 15:00 | 6 | 4 | 15 | 155.5835 | 3711 | 78.98 | 51.26 | 995 | 78.98 | 0 | 1718.2588 | Cooling | 286.3765 | #N/A | #N/A | #N/A | #N/A | 0 | 0 | 0 | 0 | 0 | 1718.2588 | #N/A | #N/A | 88 | #N/A | #N/A | #N/A | 0.9546% | 1 | 50% | 0% | 0% | 0% | 8.2745 | 0 | 0 | 0 | 8.2745 | #N/A
2007-06-04 16:00 | 6 | 4 | 16 | 155.6252 | 3712 | 82.04 | 51.98 | 994 | 82.04 | 0 | 1780.6883 | Cooling | 296.7814 | #N/A | #N/A | #N/A | #N/A | 0 | 0 | 0 | 0 | 0 | 1780.6883 | #N/A | #N/A | 88 | #N/A | #N/A | #N/A | 0.9893% | 1 | 50% | 0% | 0% | 0% | 8.2745 | 0 | 0 | 0 | 8.2745 | #N/A
2007-06-04 17:00 | 6 | 4 | 17 | 155.6669 | 3713 | 82.04 | 50.72 | 994 | 82.04 | 0 | 1751.7761 | Cooling | 291.9627 | #N/A | #N/A | #N/A | #N/A | 0 | 0 | 0 | 0 | 0 | 1751.7761 | #N/A | #N/A | 88 | #N/A | #N/A | #N/A | 0.9732% | 1 | 50% | 0% | 0% | 0% | 8.2745 | 0 | 0 | 0 | 8.2745 | #N/A
2007-06-04 18:00 | 6 | 4 | 18 | 155.7085 | 3714 | 80.06 | 49.82 | 993 | 80.06 | 0 | 1617.6153 | Cooling | 269.6025 | #N/A | #N/A | #N/A | #N/A | 0 | 0 | 0 | 0 | 0 | 1617.6153 | #N/A | #N/A | 88 | #N/A | #N/A | #N/A | 0.8987% | 1 | 50% | 0% | 0% | 0% | 8.2745 | 0 | 0 | 0 | 8.2745 | #N/A
2007-06-04 19:00 | 6 | 4 | 19 | 155.7502 | 3715 | 77 | 50 | 993 | 77 | 0 | 1512.7015 | Cooling | 252.1169 | #N/A | #N/A | #N/A | #N/A | 0 | 0 | 0 | 0 | 0 | 1512.7015 | #N/A | #N/A | 88 | #N/A | #N/A | #N/A | 0.8404% | 1 | 50% | 0% | 0% | 0% | 8.2745 | 0 | 0 | 0 | 8.2745 | #N/A
2007-06-04 20:00 | 6 | 4 | 20 | 155.7919 | 3716 | 77 | 50 | 993 | 77 | 0 | 1416.1496 | Cooling | 236.0249 | #N/A | #N/A | #N/A | #N/A | 0 | 0 | 0 | 0 | 0 | 1416.1496 | #N/A | #N/A | 88 | #N/A | #N/A | #N/A | 0.7867% | 1 | 50% | 0% | 0% | 0% | 8.2745 | 0 | 0 | 0 | 8.2745 | #N/A
2007-06-04 21:00 | 6 | 4 | 21 | 155.8335 | 3717 | 71.96 | 50.54 | 993 | 71.96 | 0 | 1128.1185 | Cooling | 188.0198 | #N/A | #N/A | #N/A | #N/A | 0 | 0 | 0 | 0 | 0 | 1128.1185 | #N/A | #N/A | 88 | #N/A | #N/A | #N/A | 0.6267% | 1 | 50% | 0% | 0% | 0% | 8.2745 | 0 | 0 | 0 | 8.2745 | #N/A
2007-06-04 22:00 | 6 | 4 | 22 | 155.8752 | 3718 | 69.98 | 51.08 | 993 | 69.98 | 0 | 54.8746 | Cooling | 9.1458 | #N/A | #N/A | #N/A | #N/A | 0 | 0 | 0 | 0 | 0 | 54.8746 | #N/A | #N/A | 88 | #N/A | #N/A | #N/A | 0.03049% | 1 | 50% | 0% | 0% | 0% | 8.2745 | 0 | 0 | 0 | 8.2745 | #N/A
2007-06-04 23:00 | 6 | 4 | 23 | 155.9169 | 3719 | 69.98 | 50.9 | 993 | 69.98 | 0 | 46.8529 | Cooling | 7.8088 | #N/A | #N/A | #N/A | #N/A | 0 | 0 | 0 | 0 | 0 | 46.8529 | #N/A | #N/A | 88 | #N/A | #N/A | #N/A | 0.02603% | 1 | 50% | 0% | 0% | 0% | 8.2745 | 0 | 0 | 0 | 8.2745 | #N/A
2007-06-05 | 6 | 5 | 0 | 155.9585 | 3720 | 69.08 | 51.08 | 992 | 69.08 | 0 | 34.402 | Cooling | 5.7337 | #N/A | #N/A | #N/A | #N/A | 0 | 0 | 0 | 0 | 0 | 34.402 | #N/A | #N/A | 88 | #N/A | #N/A | #N/A | 0.01911% | 1 | 50% | 0% | 0% | 0% | 8.2745 | 0 | 0 | 0 | 8.2745 | #N/A
2007-06-05 01:00 | 6 | 5 | 1 | 156.0002 | 3721 | 69.08 | 51.08 | 992 | 69.08 | 0 | 27.4489 | Cooling | 4.5748 | #N/A | #N/A | #N/A | #N/A | 0 | 0 | 0 | 0 | 0 | 27.4489 | #N/A | #N/A | 88 | #N/A | #N/A | #N/A | 0.01525% | 1 | 50% | 0% | 0% | 0% | 8.2745 | 0 | 0 | 0 | 8.2745 | #N/A
2007-06-05 02:00 | 6 | 5 | 2 | 156.0419 | 3722 | 69.08 | 51.08 | 992 | 69.08 | 0 | 31.9818 | Cooling | 5.3303 | #N/A | #N/A | #N/A | #N/A | 0 | 0 | 0 | 0 | 0 | 31.9818 | #N/A | #N/A | 88 | #N/A | #N/A | #N/A | 0.01777% | 1 | 50% | 0% | 0% | 0% | 8.2745 | 0 | 0 | 0 | 8.2745 | #N/A
2007-06-05 03:00 | 6 | 5 | 3 | 156.0835 | 3723 | 71.06 | 51.44 | 992 | 71.06 | 0 | 34.7202 | Cooling | 5.7867 | #N/A | #N/A | #N/A | #N/A | 0 | 0 | 0 | 0 | 0 | 34.7202 | #N/A | #N/A | 88 | #N/A | #N/A | #N/A | 0.01929% | 1 | 50% | 0% | 0% | 0% | 8.2745 | 0 | 0 | 0 | 8.2745 | #N/A
2007-06-05 04:00 | 6 | 5 | 4 | 156.1252 | 3724 | 69.08 | 51.98 | 992 | 69.08 | 0 | 38.732 | Cooling | 6.4553 | #N/A | #N/A | #N/A | #N/A | 0 | 0 | 0 | 0 | 0 | 38.732 | #N/A | #N/A | 88 | #N/A | #N/A | #N/A | 0.02152% | 1 | 50% | 0% | 0% | 0% | 8.2745 | 0 | 0 | 0 | 8.2745 | #N/A
2007-06-05 05:00 | 6 | 5 | 5 | 156.1669 | 3725 | 69.08 | 53.6 | 992 | 69.08 | 0 | 90.9892 | Cooling | 15.1649 | #N/A | #N/A | #N/A | #N/A | 0 | 0 | 0 | 0 | 0 | 90.9892 | #N/A | #N/A | 88 | #N/A | #N/A | #N/A | 0.05055% | 1 | 50% | 0% | 0% | 0% | 8.2745 | 0 | 0 | 0 | 8.2745 | #N/A
2007-06-05 06:00 | 6 | 5 | 6 | 156.2085 | 3726 | 64.94 | 56.84 | 992 | 64.94 | 0 | 1071.564 | Cooling | 178.594 | #N/A | #N/A | #N/A | #N/A | 0 | 0 | 0 | 0 | 0 | 1071.564 | #N/A | #N/A | 88 | #N/A | #N/A | #N/A | 0.5953% | 1 | 50% | 0% | 0% | 0% | 8.2745 | 0 | 0 | 0 | 8.2745 | #N/A
2007-06-05 07:00 | 6 | 5 | 7 | 156.2502 | 3727 | 66.02 | 60.08 | 992 | 66.02 | 0 | 1417.8518 | Cooling | 236.3086 | #N/A | #N/A | #N/A | #N/A | 0 | 0 | 0 | 0 | 0 | 1417.8518 | #N/A | #N/A | 88 | #N/A | #N/A | #N/A | 0.7877% | 1 | 50% | 0% | 0% | 0% | 8.2745 | 0 | 0 | 0 | 8.2745 | #N/A
2007-06-05 08:00 | 6 | 5 | 8 | 156.2919 | 3728 | 66.02 | 59.72 | 992 | 66.02 | 0 | 1850.8199 | Cooling | 308.47 | #N/A | #N/A | #N/A | #N/A | 0 | 0 | 0 | 0 | 0 | 1850.8199 | #N/A | #N/A | 88 | #N/A | #N/A | #N/A | 1.028% | 1 | 50% | 0% | 0% | 0% | 8.2745 | 0 | 0 | 0 | 8.2745 | #N/A
2007-06-05 09:00 | 6 | 5 | 9 | 156.3335 | 3729 | 71.96 | 59.72 | 992 | 71.96 | 0 | 2252.6915 | Cooling | 375.4486 | #N/A | #N/A | #N/A | #N/A | 0 | 0 | 0 | 0 | 0 | 2252.6915 | #N/A | #N/A | 88 | #N/A | #N/A | #N/A | 1.251% | 1 | 50% | 0% | 0% | 0% | 8.2745 | 0 | 0 | 0 | 8.2745 | #N/A
2007-06-05 10:00 | 6 | 5 | 10 | 156.3752 | 3730 | 75.92 | 60.08 | 992 | 75.92 | 0 | 1986.2278 | Cooling | 331.038 | #N/A | #N/A | #N/A | #N/A | 0 | 0 | 0 | 0 | 0 | 1986.2278 | #N/A | #N/A | 88 | #N/A | #N/A | #N/A | 1.103% | 1 | 50% | 0% | 0% | 0% | 8.2745 | 0 | 0 | 0 | 8.2745 | #N/A
2007-06-05 11:00 | 6 | 5 | 11 | 156.4169 | 3731 | 75.92 | 59.72 | 992 | 75.92 | 0 | 2128.8205 | Cooling | 354.8034 | #N/A | #N/A | #N/A | #N/A | 0 | 0 | 0 | 0 | 0 | 2128.8205 | #N/A | #N/A | 88 | #N/A | #N/A | #N/A | 1.183% | 1 | 50% | 0% | 0% | 0% | 8.2745 | 0 | 0 | 0 | 8.2745 | #N/A
2007-06-05 12:00 | 6 | 5 | 12 | 156.4585 | 3732 | 82.94 | 59.54 | 993 | 82.94 | 0 | 2156.9633 | Cooling | 359.4939 | #N/A | #N/A | #N/A | #N/A | 0 | 0 | 0 | 0 | 0 | 2156.9633 | #N/A | #N/A | 88 | #N/A | #N/A | #N/A | 1.198% | 1 | 50% | 0% | 0% | 0% | 8.2745 | 0 | 0 | 0 | 8.2745 | #N/A
2007-06-05 13:00 | 6 | 5 | 13 | 156.5002 | 3733 | 84.2 | 60.08 | 993 | 84.2 | 0 | 1850.8362 | Cooling | 308.4727 | #N/A | #N/A | #N/A | #N/A | 0 | 0 | 0 | 0 | 0 | 1850.8362 | #N/A | #N/A | 88 | #N/A | #N/A | #N/A | 1.028% | 1 | 50% | 0% | 0% | 0% | 8.2745 | 0 | 0 | 0 | 8.2745 | #N/A
2007-06-05 14:00 | 6 | 5 | 14 | 156.5419 | 3734 | 82.94 | 59.36 | 993 | 82.94 | 0 | 1866.5367 | Cooling | 311.0894 | #N/A | #N/A | #N/A | #N/A | 0 | 0 | 0 | 0 | 0 | 1866.5367 | #N/A | #N/A | 88 | #N/A | #N/A | #N/A | 1.037% | 1 | 50% | 0% | 0% | 0% | 8.2745 | 0 | 0 | 0 | 8.2745 | #N/A
2007-06-05 15:00 | 6 | 5 | 15 | 156.5835 | 3735 | 82.94 | 59.36 | 993 | 82.94 | 0 | 1967.6055 | Cooling | 327.9342 | #N/A | #N/A | #N/A | #N/A | 0 | 0 | 0 | 0 | 0 | 1967.6055 | #N/A | #N/A | 88 | #N/A | #N/A | #N/A | 1.093% | 1 | 50% | 0% | 0% | 0% | 8.2745 | 0 | 0 | 0 | 8.2745 | #N/A
2007-06-05 16:00 | 6 | 5 | 16 | 156.6252 | 3736 | 78.8 | 60.08 | 993 | 78.8 | 0 | 2174.4751 | Cooling | 362.4125 | #N/A | #N/A | #N/A | #N/A | 0 | 0 | 0 | 0 | 0 | 2174.4751 | #N/A | #N/A | 88 | #N/A | #N/A | #N/A | 1.208% | 1 | 50% | 0% | 0% | 0% | 8.2745 | 0 | 0 | 0 | 8.2745 | #N/A
2007-06-05 17:00 | 6 | 5 | 17 | 156.6669 | 3737 | 80.06 | 57.74 | 993 | 80.06 | 0 | 2008.1545 | Cooling | 334.6924 | #N/A | #N/A | #N/A | #N/A | 0 | 0 | 0 | 0 | 0 | 2008.1545 | #N/A | #N/A | 88 | #N/A | #N/A | #N/A | 1.116% | 1 | 50% | 0% | 0% | 0% | 8.2745 | 0 | 0 | 0 | 8.2745 | #N/A
2007-06-05 18:00 | 6 | 5 | 18 | 156.7085 | 3738 | 78.98 | 55.94 | 994 | 78.98 | 0 | 1663.1922 | Cooling | 277.1987 | #N/A | #N/A | #N/A | #N/A | 0 | 0 | 0 | 0 | 0 | 1663.1922 | #N/A | #N/A | 88 | #N/A | #N/A | #N/A | 0.924% | 1 | 50% | 0% | 0% | 0% | 8.2745 | 0 | 0 | 0 | 8.2745 | #N/A
2007-06-05 19:00 | 6 | 5 | 19 | 156.7502 | 3739 | 77 | 55.04 | 994 | 77 | 0 | 1365.1082 | Cooling | 227.518 | #N/A | #N/A | #N/A | #N/A | 0 | 0 | 0 | 0 | 0 | 1365.1082 | #N/A | #N/A | 88 | #N/A | #N/A | #N/A | 0.7584% | 1 | 50% | 0% | 0% | 0% | 8.2745 | 0 | 0 | 0 | 8.2745 | #N/A
2007-06-05 20:00 | 6 | 5 | 20 | 156.7919 | 3740 | 77 | 53.78 | 995 | 77 | 0 | 1016.1818 | Cooling | 169.3636 | #N/A | #N/A | #N/A | #N/A | 0 | 0 | 0 | 0 | 0 | 1016.1818 | #N/A | #N/A | 88 | #N/A | #N/A | #N/A | 0.5645% | 1 | 50% | 0% | 0% | 0% | 8.2745 | 0 | 0 | 0 | 8.2745 | #N/A
2007-06-05 21:00 | 6 | 5 | 21 | 156.8335 | 3741 | 73.94 | 52.7 | 995 | 73.94 | 0 | 690.5203 | Cooling | 115.0867 | #N/A | #N/A | #N/A | #N/A | 0 | 0 | 0 | 0 | 0 | 690.5203 | #N/A | #N/A | 88 | #N/A | #N/A | #N/A | 0.3836% | 1 | 50% | 0% | 0% | 0% | 8.2745 | 0 | 0 | 0 | 8.2745 | #N/A
2007-06-05 22:00 | 6 | 5 | 22 | 156.8752 | 3742 | 71.96 | 51.98 | 996 | 71.96 | 0 | 44.7526 | Cooling | 7.4588 | #N/A | #N/A | #N/A | #N/A | 0 | 0 | 0 | 0 | 0 | 44.7526 | #N/A | #N/A | 88 | #N/A | #N/A | #N/A | 0.02486% | 1 | 50% | 0% | 0% | 0% | 8.2745 | 0 | 0 | 0 | 8.2745 | #N/A
2007-06-05 23:00 | 6 | 5 | 23 | 156.9169 | 3743 | 71.96 | 52.16 | 996 | 71.96 | 0 | 41.5771 | Cooling | 6.9295 | #N/A | #N/A | #N/A | #N/A | 0 | 0 | 0 | 0 | 0 | 41.5771 | #N/A | #N/A | 88 | #N/A | #N/A | #N/A | 0.0231% | 1 | 50% | 0% | 0% | 0% | 8.2745 | 0 | 0 | 0 | 8.2745 | #N/A
2007-06-06 | 6 | 6 | 0 | 156.9585 | 3744 | 69.98 | 52.7 | 997 | 69.98 | 0 | 47.2662 | Cooling | 7.8777 | #N/A | #N/A | #N/A | #N/A | 0 | 0 | 0 | 0 | 0 | 47.2662 | #N/A | #N/A | 88 | #N/A | #N/A | #N/A | 0.02626% | 1 | 50% | 0% | 0% | 0% | 8.2745 | 0 | 0 | 0 | 8.2745 | #N/A
2007-06-06 01:00 | 6 | 6 | 1 | 157.0002 | 3745 | 68 | 53.06 | 997 | 68 | 0 | 50.8887 | Cooling | 8.4814 | #N/A | #N/A | #N/A | #N/A | 0 | 0 | 0 | 0 | 0 | 50.8887 | #N/A | #N/A | 88 | #N/A | #N/A | #N/A | 0.02827% | 1 | 50% | 0% | 0% | 0% | 8.2745 | 0 | 0 | 0 | 8.2745 | #N/A
2007-06-06 02:00 | 6 | 6 | 2 | 157.0419 | 3746 | 68 | 51.98 | 998 | 68 | 0 | 40.7942 | Cooling | 6.799 | #N/A | #N/A | #N/A | #N/A | 0 | 0 | 0 | 0 | 0 | 40.7942 | #N/A | #N/A | 88 | #N/A | #N/A | #N/A | 0.02266% | 1 | 50% | 0% | 0% | 0% | 8.2745 | 0 | 0 | 0 | 8.2745 | #N/A
2007-06-06 03:00 | 6 | 6 | 3 | 157.0836 | 3747 | 66.92 | 51.44 | 998 | 66.92 | 0 | 28.2771 | Cooling | 4.7129 | #N/A | #N/A | #N/A | #N/A | 0 | 0 | 0 | 0 | 0 | 28.2771 | #N/A | #N/A | 88 | #N/A | #N/A | #N/A | 0.01571% | 1 | 50% | 0% | 0% | 0% | 8.2745 | 0 | 0 | 0 | 8.2745 | #N/A
2007-06-06 04:00 | 6 | 6 | 4 | 157.1252 | 3748 | 66.02 | 51.08 | 999 | 66.02 | 0 | 16.7459 | Cooling | 2.791 | #N/A | #N/A | #N/A | #N/A | 0 | 0 | 0 | 0 | 0 | 16.7459 | #N/A | #N/A | 88 | #N/A | #N/A | #N/A | 0.009303% | 1 | 50% | 0% | 0% | 0% | 8.2745 | 0 | 0 | 0 | 8.2745 | #N/A
2007-06-06 05:00 | 6 | 6 | 5 | 157.1669 | 3749 | 66.02 | 51.62 | 999 | 66.02 | 0 | 29.8653 | Cooling | 4.9776 | #N/A | #N/A | #N/A | #N/A | 0 | 0 | 0 | 0 | 0 | 29.8653 | #N/A | #N/A | 88 | #N/A | #N/A | #N/A | 0.01659% | 1 | 50% | 0% | 0% | 0% | 8.2745 | 0 | 0 | 0 | 8.2745 | #N/A
2007-06-06 06:00 | 6 | 6 | 6 | 157.2086 | 3750 | 62.06 | 53.78 | 1000 | 62.06 | 0 | 304.1057 | Cooling | 50.6843 | #N/A | #N/A | #N/A | #N/A | 0 | 0 | 0 | 0 | 0 | 304.1057 | #N/A | #N/A | 88 | #N/A | #N/A | #N/A | 0.1689% | 1 | 50% | 0% | 0% | 0% | 8.2745 | 0 | 0 | 0 | 8.2745 | #N/A
2007-06-06 07:00 | 6 | 6 | 7 | 157.2502 | 3751 | 60.98 | 55.94 | 1000 | 60.98 | 0 | 530.5223 | Cooling | 88.4204 | #N/A | #N/A | #N/A | #N/A | 0 | 0 | 0 | 0 | 0 | 530.5223 | #N/A | #N/A | 88 | #N/A | #N/A | #N/A | 0.2947% | 1 | 50% | 0% | 0% | 0% | 8.2745 | 0 | 0 | 0 | 8.2745 | #N/A
2007-06-06 08:00 | 6 | 6 | 8 | 157.2919 | 3752 | 60.98 | 54.68 | 1000 | 60.98 | 0 | 762.4273 | Cooling | 127.0712 | #N/A | #N/A | #N/A | #N/A | 0 | 0 | 0 | 0 | 0 | 762.4273 | #N/A | #N/A | 88 | #N/A | #N/A | #N/A | 0.4236% | 1 | 50% | 0% | 0% | 0% | 8.2745 | 0 | 0 | 0 | 8.2745 | #N/A
2007-06-06 09:00 | 6 | 6 | 9 | 157.3336 | 3753 | 62.6 | 53.78 | 1000 | 62.6 | 0 | 809.3943 | Cooling | 134.8991 | #N/A | #N/A | #N/A | #N/A | 0 | 0 | 0 | 0 | 0 | 809.3943 | #N/A | #N/A | 88 | #N/A | #N/A | #N/A | 0.4497% | 1 | 50% | 0% | 0% | 0% | 8.2745 | 0 | 0 | 0 | 8.2745 | #N/A
2007-06-06 10:00 | 6 | 6 | 10 | 157.3752 | 3754 | 62.6 | 53.06 | 1000 | 62.6 | 0 | 812.919 | Cooling | 135.4865 | #N/A | #N/A | #N/A | #N/A | 0 | 0 | 0 | 0 | 0 | 812.919 | #N/A | #N/A | 88 | #N/A | #N/A | #N/A | 0.4516% | 1 | 50% | 0% | 0% | 0% | 8.2745 | 0 | 0 | 0 | 8.2745 | #N/A
2007-06-06 11:00 | 6 | 6 | 11 | 157.4169 | 3755 | 62.96 | 52.34 | 1000 | 62.96 | 0 | 863.9574 | Cooling | 143.9929 | #N/A | #N/A | #N/A | #N/A | 0 | 0 | 0 | 0 | 0 | 863.9574 | #N/A | #N/A | 88 | #N/A | #N/A | #N/A | 0.48% | 1 | 50% | 0% | 0% | 0% | 8.2745 | 0 | 0 | 0 | 8.2745 | #N/A
2007-06-06 12:00 | 6 | 6 | 12 | 157.4586 | 3756 | 68 | 51.8 | 1000 | 68 | 0 | 939.4296 | Cooling | 156.5716 | #N/A | #N/A | #N/A | #N/A | 0 | 0 | 0 | 0 | 0 | 939.4296 | #N/A | #N/A | 88 | #N/A | #N/A | #N/A | 0.5219% | 1 | 50% | 0% | 0% | 0% | 8.2745 | 0 | 0 | 0 | 8.2745 | #N/A
2007-06-06 13:00 | 6 | 6 | 13 | 157.5002 | 3757 | 73.94 | 51.98 | 1000 | 73.94 | 0 | 1030.816 | Cooling | 171.8027 | #N/A | #N/A | #N/A | #N/A | 0 | 0 | 0 | 0 | 0 | 1030.816 | #N/A | #N/A | 88 | #N/A | #N/A | #N/A | 0.5727% | 1 | 50% | 0% | 0% | 0% | 8.2745 | 0 | 0 | 0 | 8.2745 | #N/A
2007-06-06 14:00 | 6 | 6 | 14 | 157.5419 | 3758 | 73.94 | 51.62 | 1000 | 73.94 | 0 | 1140.8617 | Cooling | 190.1436 | #N/A | #N/A | #N/A | #N/A | 0 | 0 | 0 | 0 | 0 | 1140.8617 | #N/A | #N/A | 88 | #N/A | #N/A | #N/A | 0.6338% | 1 | 50% | 0% | 0% | 0% | 8.2745 | 0 | 0 | 0 | 8.2745 | #N/A
2007-06-06 15:00 | 6 | 6 | 15 | 157.5836 | 3759 | 71.6 | 51.98 | 999 | 71.6 | 0 | 1406.3409 | Cooling | 234.3901 | #N/A | #N/A | #N/A | #N/A | 0 | 0 | 0 | 0 | 0 | 1406.3409 | #N/A | #N/A | 88 | #N/A | #N/A | #N/A | 0.7813% | 1 | 50% | 0% | 0% | 0% | 8.2745 | 0 | 0 | 0 | 8.2745 | #N/A
2007-06-06 16:00 | 6 | 6 | 16 | 157.6252 | 3760 | 68 | 53.06 | 999 | 68 | 0 | 1624.417 | Cooling | 270.7362 | #N/A | #N/A | #N/A | #N/A | 0 | 0 | 0 | 0 | 0 | 1624.417 | #N/A | #N/A | 88 | #N/A | #N/A | #N/A | 0.9025% | 1 | 50% | 0% | 0% | 0% | 8.2745 | 0 | 0 | 0 | 8.2745 | #N/A
2007-06-06 17:00 | 6 | 6 | 17 | 157.6669 | 3761 | 66.92 | 52.34 | 999 | 66.92 | 0 | 1572.2459 | Cooling | 262.041 | #N/A | #N/A | #N/A | #N/A | 0 | 0 | 0 | 0 | 0 | 1572.2459 | #N/A | #N/A | 88 | #N/A | #N/A | #N/A | 0.8735% | 1 | 50% | 0% | 0% | 0% | 8.2745 | 0 | 0 | 0 | 8.2745 | #N/A
2007-06-06 18:00 | 6 | 6 | 18 | 157.7086 | 3762 | 62.96 | 52.34 | 1000 | 62.96 | 0 | 1379.5755 | Cooling | 229.9292 | #N/A | #N/A | #N/A | #N/A | 0 | 0 | 0 | 0 | 0 | 1379.5755 | #N/A | #N/A | 88 | #N/A | #N/A | #N/A | 0.7664% | 1 | 50% | 0% | 0% | 0% | 8.2745 | 0 | 0 | 0 | 8.2745 | #N/A
2007-06-06 19:00 | 6 | 6 | 19 | 157.7502 | 3763 | 60.08 | 53.06 | 1000 | 60.08 | 0 | 1189.9984 | Cooling | 198.3331 | #N/A | #N/A | #N/A | #N/A | 0 | 0 | 0 | 0 | 0 | 1189.9984 | #N/A | #N/A | 88 | #N/A | #N/A | #N/A | 0.6611% | 1 | 50% | 0% | 0% | 0% | 8.2745 | 0 | 0 | 0 | 8.2745 | #N/A
2007-06-06 20:00 | 6 | 6 | 20 | 157.7919 | 3764 | 60.08 | 52.7 | 1000 | 60.08 | 0 | 999.1064 | Cooling | 166.5177 | #N/A | #N/A | #N/A | #N/A | 0 | 0 | 0 | 0 | 0 | 999.1064 | #N/A | #N/A | 88 | #N/A | #N/A | #N/A | 0.5551% | 1 | 50% | 0% | 0% | 0% | 8.2745 | 0 | 0 | 0 | 8.2745 | #N/A
2007-06-06 21:00 | 6 | 6 | 21 | 157.8336 | 3765 | 57.02 | 52.88 | 1000 | 57.02 | 0 | 823.6444 | Cooling | 137.2741 | #N/A | #N/A | #N/A | #N/A | 0 | 0 | 0 | 0 | 0 | 823.6444 | #N/A | #N/A | 88 | #N/A | #N/A | #N/A | 0.4576% | 1 | 50% | 0% | 0% | 0% | 8.2745 | 0 | 0 | 0 | 8.2745 | #N/A
2007-06-06 22:00 | 6 | 6 | 22 | 157.8752 | 3766 | 55.04 | 53.06 | 1000 | 55.04 | 0 | 64.5387 | Cooling | 10.7564 | #N/A | #N/A | #N/A | #N/A | 0 | 0 | 0 | 0 | 0 | 64.5387 | #N/A | #N/A | 88 | #N/A | #N/A | #N/A | 0.03585% | 1 | 50% | 0% | 0% | 0% | 8.2745 | 0 | 0 | 0 | 8.2745 | #N/A
2007-06-06 23:00 | 6 | 6 | 23 | 157.9169 | 3767 | 55.04 | 53.6 | 1000 | 55.04 | 0 | 72.2907 | Cooling | 12.0485 | #N/A | #N/A | #N/A | #N/A | 0 | 0 | 0 | 0 | 0 | 72.2907 | #N/A | #N/A | 88 | #N/A | #N/A | #N/A | 0.04016% | 1 | 50% | 0% | 0% | 0% | 8.2745 | 0 | 0 | 0 | 8.2745 | #N/A
2007-06-07 | 6 | 7 | 0 | 157.9586 | 3768 | 53.96 | 54.32 | 1001 | 53.96 | 0 | 79.6865 | Cooling | 13.2811 | #N/A | #N/A | #N/A | #N/A | 0 | 0 | 0 | 0 | 0 | 79.6865 | #N/A | #N/A | 88 | #N/A | #N/A | #N/A | 0.04427% | 1 | 50% | 0% | 0% | 0% | 8.2745 | 0 | 0 | 0 | 8.2745 | #N/A
2007-06-07 01:00 | 6 | 7 | 1 | 158.0002 | 3769 | 51.98 | 55.04 | 1001 | 51.98 | 0 | 85.6149 | Cooling | 14.2691 | #N/A | #N/A | #N/A | #N/A | 0 | 0 | 0 | 0 | 0 | 85.6149 | #N/A | #N/A | 88 | #N/A | #N/A | #N/A | 0.04756% | 1 | 50% | 0% | 0% | 0% | 8.2745 | 0 | 0 | 0 | 8.2745 | #N/A
2007-06-07 02:00 | 6 | 7 | 2 | 158.0419 | 3770 | 51.98 | 54.68 | 1001 | 51.98 | 0 | 83.9807 | Cooling | 13.9968 | #N/A | #N/A | #N/A | #N/A | 0 | 0 | 0 | 0 | 0 | 83.9807 | #N/A | #N/A | 88 | #N/A | #N/A | #N/A | 0.04666% | 1 | 50% | 0% | 0% | 0% | 8.2745 | 0 | 0 | 0 | 8.2745 | #N/A
2007-06-07 03:00 | 6 | 7 | 3 | 158.0836 | 3771 | 51.98 | 54.68 | 1001 | 51.98 | 0 | 81.8889 | Cooling | 13.6481 | #N/A | #N/A | #N/A | #N/A | 0 | 0 | 0 | 0 | 0 | 81.8889 | #N/A | #N/A | 88 | #N/A | #N/A | #N/A | 0.04549% | 1 | 50% | 0% | 0% | 0% | 8.2745 | 0 | 0 | 0 | 8.2745 | #N/A
2007-06-07 04:00 | 6 | 7 | 4 | 158.1252 | 3772 | 51.08 | 55.04 | 1001 | 51.08 | 0 | 78.6678 | Cooling | 13.1113 | #N/A | #N/A | #N/A | #N/A | 0 | 0 | 0 | 0 | 0 | 78.6678 | #N/A | #N/A | 88 | #N/A | #N/A | #N/A | 0.0437% | 1 | 50% | 0% | 0% | 0% | 8.2745 | 0 | 0 | 0 | 8.2745 | #N/A
2007-06-07 05:00 | 6 | 7 | 5 | 158.1669 | 3773 | 51.08 | 56.3 | 1001 | 51.08 | 0 | 125.9854 | Cooling | 20.9976 | #N/A | #N/A | #N/A | #N/A | 0 | 0 | 0 | 0 | 0 | 125.9854 | #N/A | #N/A | 88 | #N/A | #N/A | #N/A | 0.06999% | 1 | 50% | 0% | 0% | 0% | 8.2745 | 0 | 0 | 0 | 8.2745 | #N/A
2007-06-07 06:00 | 6 | 7 | 6 | 158.2086 | 3774 | 53.06 | 59.18 | 1002 | 53.06 | 0 | 1087.1087 | Cooling | 181.1848 | #N/A | #N/A | #N/A | #N/A | 0 | 0 | 0 | 0 | 0 | 1087.1087 | #N/A | #N/A | 88 | #N/A | #N/A | #N/A | 0.6039% | 1 | 50% | 0% | 0% | 0% | 8.2745 | 0 | 0 | 0 | 8.2745 | #N/A
2007-06-07 07:00 | 6 | 7 | 7 | 158.2502 | 3775 | 57.92 | 62.06 | 1002 | 57.92 | 0 | 1425.3189 | Cooling | 237.5532 | #N/A | #N/A | #N/A | #N/A | 0 | 0 | 0 | 0 | 0 | 1425.3189 | #N/A | #N/A | 88 | #N/A | #N/A | #N/A | 0.7918% | 1 | 50% | 0% | 0% | 0% | 8.2745 | 0 | 0 | 0 | 8.2745 | #N/A
2007-06-07 08:00 | 6 | 7 | 8 | 158.2919 | 3776 | 57.92 | 63.68 | 1002 | 57.92 | 0 | 1934.4033 | Cooling | 322.4005 | #N/A | #N/A | #N/A | #N/A | 0 | 0 | 0 | 0 | 0 | 1934.4033 | #N/A | #N/A | 88 | #N/A | #N/A | #N/A | 1.075% | 1 | 50% | 0% | 0% | 0% | 8.2745 | 0 | 0 | 0 | 8.2745 | #N/A
2007-06-07 09:00 | 6 | 7 | 9 | 158.3336 | 3777 | 64.04 | 65.66 | 1002 | 64.04 | 0 | 2441.9894 | Cooling | 406.9982 | #N/A | #N/A | #N/A | #N/A | 0 | 0 | 0 | 0 | 0 | 2441.9894 | #N/A | #N/A | 88 | #N/A | #N/A | #N/A | 1.357% | 1 | 50% | 0% | 0% | 0% | 8.2745 | 0 | 0 | 0 | 8.2745 | #N/A
2007-06-07 10:00 | 6 | 7 | 10 | 158.3752 | 3778 | 66.92 | 68 | 1002 | 66.92 | 0 | 2429.9121 | Cooling | 404.9853 | #N/A | #N/A | #N/A | #N/A | 0 | 0 | 0 | 0 | 0 | 2429.9121 | #N/A | #N/A | 88 | #N/A | #N/A | #N/A | 1.35% | 1 | 50% | 0% | 0% | 0% | 8.2745 | 0 | 0 | 0 | 8.2745 | #N/A
2007-06-07 11:00 | 6 | 7 | 11 | 158.4169 | 3779 | 66.92 | 67.64 | 1002 | 66.92 | 0 | 2141.917 | Cooling | 356.9862 | #N/A | #N/A | #N/A | #N/A | 0 | 0 | 0 | 0 | 0 | 2141.917 | #N/A | #N/A | 88 | #N/A | #N/A | #N/A | 1.19% | 1 | 50% | 0% | 0% | 0% | 8.2745 | 0 | 0 | 0 | 8.2745 | #N/A
2007-06-07 12:00 | 6 | 7 | 12 | 158.4586 | 3780 | 69.98 | 67.46 | 1002 | 69.98 | 0 | 1979.0642 | Cooling | 329.844 | #N/A | #N/A | #N/A | #N/A | 0 | 0 | 0 | 0 | 0 | 1979.0642 | #N/A | #N/A | 88 | #N/A | #N/A | #N/A | 1.099% | 1 | 50% | 0% | 0% | 0% | 8.2745 | 0 | 0 | 0 | 8.2745 | #N/A
2007-06-07 13:00 | 6 | 7 | 13 | 158.5002 | 3781 | 71.06 | 68 | 1002 | 71.06 | 0 | 2010.0653 | Cooling | 335.0109 | #N/A | #N/A | #N/A | #N/A | 0 | 0 | 0 | 0 | 0 | 2010.0653 | #N/A | #N/A | 88 | #N/A | #N/A | #N/A | 1.117% | 1 | 50% | 0% | 0% | 0% | 8.2745 | 0 | 0 | 0 | 8.2745 | #N/A
2007-06-07 14:00 | 6 | 7 | 14 | 158.5419 | 3782 | 71.06 | 66.92 | 1002 | 71.06 | 0 | 2051.607 | Cooling | 341.9345 | #N/A | #N/A | #N/A | #N/A | 0 | 0 | 0 | 0 | 0 | 2051.607 | #N/A | #N/A | 88 | #N/A | #N/A | #N/A | 1.14% | 1 | 50% | 0% | 0% | 0% | 8.2745 | 0 | 0 | 0 | 8.2745 | #N/A
2007-06-07 15:00 | 6 | 7 | 15 | 158.5836 | 3783 | 69.08 | 66.56 | 1002 | 69.08 | 0 | 2077.2031 | Cooling | 346.2005 | #N/A | #N/A | #N/A | #N/A | 0 | 0 | 0 | 0 | 0 | 2077.2031 | #N/A | #N/A | 88 | #N/A | #N/A | #N/A | 1.154% | 1 | 50% | 0% | 0% | 0% | 8.2745 | 0 | 0 | 0 | 8.2745 | #N/A
2007-06-07 16:00 | 6 | 7 | 16 | 158.6252 | 3784 | 69.98 | 66.92 | 1001 | 69.98 | 0 | 2155.5169 | Cooling | 359.2528 | #N/A | #N/A | #N/A | #N/A | 0 | 0 | 0 | 0 | 0 | 2155.5169 | #N/A | #N/A | 88 | #N/A | #N/A | #N/A | 1.198% | 1 | 50% | 0% | 0% | 0% | 8.2745 | 0 | 0 | 0 | 8.2745 | #N/A
2007-06-07 17:00 | 6 | 7 | 17 | 158.6669 | 3785 | 69.98 | 66.02 | 1002 | 69.98 | 0 | 2123.1409 | Cooling | 353.8568 | #N/A | #N/A | #N/A | #N/A | 0 | 0 | 0 | 0 | 0 | 2123.1409 | #N/A | #N/A | 88 | #N/A | #N/A | #N/A | 1.18% | 1 | 50% | 0% | 0% | 0% | 8.2745 | 0 | 0 | 0 | 8.2745 | #N/A
2007-06-07 18:00 | 6 | 7 | 18 | 158.7086 | 3786 | 66.92 | 65.48 | 1002 | 66.92 | 0 | 1989.347 | Cooling | 331.5578 | #N/A | #N/A | #N/A | #N/A | 0 | 0 | 0 | 0 | 0 | 1989.347 | #N/A | #N/A | 88 | #N/A | #N/A | #N/A | 1.105% | 1 | 50% | 0% | 0% | 0% | 8.2745 | 0 | 0 | 0 | 8.2745 | #N/A
2007-06-07 19:00 | 6 | 7 | 19 | 158.7502 | 3787 | 64.94 | 66.02 | 1002 | 64.94 | 0 | 1890.3742 | Cooling | 315.0624 | #N/A | #N/A | #N/A | #N/A | 0 | 0 | 0 | 0 | 0 | 1890.3742 | #N/A | #N/A | 88 | #N/A | #N/A | #N/A | 1.05% | 1 | 50% | 0% | 0% | 0% | 8.2745 | 0 | 0 | 0 | 8.2745 | #N/A
2007-06-07 20:00 | 6 | 7 | 20 | 158.7919 | 3788 | 64.94 | 65.66 | 1002 | 64.94 | 0 | 1824.2687 | Cooling | 304.0448 | #N/A | #N/A | #N/A | #N/A | 0 | 0 | 0 | 0 | 0 | 1824.2687 | #N/A | #N/A | 88 | #N/A | #N/A | #N/A | 1.013% | 1 | 50% | 0% | 0% | 0% | 8.2745 | 0 | 0 | 0 | 8.2745 | #N/A
2007-06-07 21:00 | 6 | 7 | 21 | 158.8336 | 3789 | 60.08 | 65.84 | 1003 | 60.08 | 0 | 1775.8598 | Cooling | 295.9766 | #N/A | #N/A | #N/A | #N/A | 0 | 0 | 0 | 0 | 0 | 1775.8598 | #N/A | #N/A | 88 | #N/A | #N/A | #N/A | 0.9866% | 1 | 50% | 0% | 0% | 0% | 8.2745 | 0 | 0 | 0 | 8.2745 | #N/A
2007-06-07 22:00 | 6 | 7 | 22 | 158.8752 | 3790 | 57.92 | 66.02 | 1003 | 57.92 | 0 | 786.8368 | Cooling | 131.1395 | #N/A | #N/A | #N/A | #N/A | 0 | 0 | 0 | 0 | 0 | 786.8368 | #N/A | #N/A | 88 | #N/A | #N/A | #N/A | 0.4371% | 1 | 50% | 0% | 0% | 0% | 8.2745 | 0 | 0 | 0 | 8.2745 | #N/A
2007-06-07 23:00 | 6 | 7 | 23 | 158.9169 | 3791 | 57.92 | 65.84 | 1003 | 57.92 | 0 | 933.7241 | Cooling | 155.6207 | #N/A | #N/A | #N/A | #N/A | 0 | 0 | 0 | 0 | 0 | 933.7241 | #N/A | #N/A | 88 | #N/A | #N/A | #N/A | 0.5187% | 1 | 50% | 0% | 0% | 0% | 8.2745 | 0 | 0 | 0 | 8.2745 | #N/A
2007-06-08 | 6 | 8 | 0 | 158.9586 | 3792 | 53.96 | 66.02 | 1003 | 53.96 | 0 | 786.2668 | Cooling | 131.0445 | #N/A | #N/A | #N/A | #N/A | 0 | 0 | 0 | 0 | 0 | 786.2668 | #N/A | #N/A | 88 | #N/A | #N/A | #N/A | 0.4368% | 1 | 50% | 0% | 0% | 0% | 8.2745 | 0 | 0 | 0 | 8.2745 | #N/A
2007-06-08 01:00 | 6 | 8 | 1 | 159.0002 | 3793 | 53.96 | 66.02 | 1003 | 53.96 | 0 | 708.8467 | Cooling | 118.1411 | #N/A | #N/A | #N/A | #N/A | 0 | 0 | 0 | 0 | 0 | 708.8467 | #N/A | #N/A | 88 | #N/A | #N/A | #N/A | 0.3938% | 1 | 50% | 0% | 0% | 0% | 8.2745 | 0 | 0 | 0 | 8.2745 | #N/A
2007-06-08 02:00 | 6 | 8 | 2 | 159.0419 | 3794 | 53.96 | 66.02 | 1003 | 53.96 | 0 | 664.7142 | Cooling | 110.7857 | #N/A | #N/A | #N/A | #N/A | 0 | 0 | 0 | 0 | 0 | 664.7142 | #N/A | #N/A | 88 | #N/A | #N/A | #N/A | 0.3693% | 1 | 50% | 0% | 0% | 0% | 8.2745 | 0 | 0 | 0 | 8.2745 | #N/A
2007-06-08 03:00 | 6 | 8 | 3 | 159.0836 | 3795 | 50 | 66.38 | 1003 | 50 | 0 | 644.3866 | Cooling | 107.3978 | #N/A | #N/A | #N/A | #N/A | 0 | 0 | 0 | 0 | 0 | 644.3866 | #N/A | #N/A | 88 | #N/A | #N/A | #N/A | 0.358% | 1 | 50% | 0% | 0% | 0% | 8.2745 | 0 | 0 | 0 | 8.2745 | #N/A
2007-06-08 04:00 | 6 | 8 | 4 | 159.1252 | 3796 | 51.08 | 66.92 | 1003 | 51.08 | 0 | 624.1261 | Cooling | 104.021 | #N/A | #N/A | #N/A | #N/A | 0 | 0 | 0 | 0 | 0 | 624.1261 | #N/A | #N/A | 88 | #N/A | #N/A | #N/A | 0.3467% | 1 | 50% | 0% | 0% | 0% | 8.2745 | 0 | 0 | 0 | 8.2745 | #N/A
2007-06-08 05:00 | 6 | 8 | 5 | 159.1669 | 3797 | 51.08 | 65.84 | 1003 | 51.08 | 0 | 756.9791 | Cooling | 126.1632 | #N/A | #N/A | #N/A | #N/A | 0 | 0 | 0 | 0 | 0 | 756.9791 | #N/A | #N/A | 88 | #N/A | #N/A | #N/A | 0.4205% | 1 | 50% | 0% | 0% | 0% | 8.2745 | 0 | 0 | 0 | 8.2745 | #N/A
2007-06-08 06:00 | 6 | 8 | 6 | 159.2086 | 3798 | 53.06 | 66.38 | 1004 | 53.06 | 0 | 2590.887 | Cooling | 431.8145 | #N/A | #N/A | #N/A | #N/A | 0 | 0 | 0 | 0 | 0 | 2590.887 | #N/A | #N/A | 88 | #N/A | #N/A | #N/A | 1.439% | 1 | 50% | 0% | 0% | 0% | 8.2745 | 0 | 0 | 0 | 8.2745 | #N/A
2007-06-08 07:00 | 6 | 8 | 7 | 159.2502 | 3799 | 55.94 | 66.92 | 1004 | 55.94 | 0 | 2532.8521 | Cooling | 422.142 | #N/A | #N/A | #N/A | #N/A | 0 | 0 | 0 | 0 | 0 | 2532.8521 | #N/A | #N/A | 88 | #N/A | #N/A | #N/A | 1.407% | 1 | 50% | 0% | 0% | 0% | 8.2745 | 0 | 0 | 0 | 8.2745 | #N/A
2007-06-08 08:00 | 6 | 8 | 8 | 159.2919 | 3800 | 55.94 | 66.92 | 1004 | 55.94 | 0 | 2553.8546 | Cooling | 425.6424 | #N/A | #N/A | #N/A | #N/A | 0 | 0 | 0 | 0 | 0 | 2553.8546 | #N/A | #N/A | 88 | #N/A | #N/A | #N/A | 1.419% | 1 | 50% | 0% | 0% | 0% | 8.2745 | 0 | 0 | 0 | 8.2745 | #N/A
2007-06-08 09:00 | 6 | 8 | 9 | 159.3336 | 3801 | 62.06 | 67.28 | 1004 | 62.06 | 0 | 2522.6007 | Cooling | 420.4335 | #N/A | #N/A | #N/A | #N/A | 0 | 0 | 0 | 0 | 0 | 2522.6007 | #N/A | #N/A | 88 | #N/A | #N/A | #N/A | 1.401% | 1 | 50% | 0% | 0% | 0% | 8.2745 | 0 | 0 | 0 | 8.2745 | #N/A
2007-06-08 10:00 | 6 | 8 | 10 | 159.3752 | 3802 | 64.04 | 68 | 1004 | 64.04 | 0 | 2004.1411 | Cooling | 334.0235 | #N/A | #N/A | #N/A | #N/A | 0 | 0 | 0 | 0 | 0 | 2004.1411 | #N/A | #N/A | 88 | #N/A | #N/A | #N/A | 1.113% | 1 | 50% | 0% | 0% | 0% | 8.2745 | 0 | 0 | 0 | 8.2745 | #N/A
2007-06-08 11:00 | 6 | 8 | 11 | 159.4169 | 3803 | 64.04 | 68.18 | 1004 | 64.04 | 0 | 1992.5443 | Cooling | 332.0907 | #N/A | #N/A | #N/A | #N/A | 0 | 0 | 0 | 0 | 0 | 1992.5443 | #N/A | #N/A | 88 | #N/A | #N/A | #N/A | 1.107% | 1 | 50% | 0% | 0% | 0% | 8.2745 | 0 | 0 | 0 | 8.2745 | #N/A
2007-06-08 12:00 | 6 | 8 | 12 | 159.4586 | 3804 | 64.04 | 68.72 | 1004 | 64.04 | 0 | 1878.1015 | Cooling | 313.0169 | #N/A | #N/A | #N/A | #N/A | 0 | 0 | 0 | 0 | 0 | 1878.1015 | #N/A | #N/A | 88 | #N/A | #N/A | #N/A | 1.043% | 1 | 50% | 0% | 0% | 0% | 8.2745 | 0 | 0 | 0 | 8.2745 | #N/A
2007-06-08 13:00 | 6 | 8 | 13 | 159.5002 | 3805 | 64.04 | 69.98 | 1004 | 64.04 | 0 | 1852.9606 | Cooling | 308.8268 | #N/A | #N/A | #N/A | #N/A | 0 | 0 | 0 | 0 | 0 | 1852.9606 | #N/A | #N/A | 88 | #N/A | #N/A | #N/A | 1.029% | 1 | 50% | 0% | 0% | 0% | 8.2745 | 0 | 0 | 0 | 8.2745 | #N/A
2007-06-08 14:00 | 6 | 8 | 14 | 159.5419 | 3806 | 64.04 | 68.9 | 1004 | 64.04 | 0 | 1784.8484 | Cooling | 297.4747 | #N/A | #N/A | #N/A | #N/A | 0 | 0 | 0 | 0 | 0 | 1784.8484 | #N/A | #N/A | 88 | #N/A | #N/A | #N/A | 0.9916% | 1 | 50% | 0% | 0% | 0% | 8.2745 | 0 | 0 | 0 | 8.2745 | #N/A
2007-06-08 15:00 | 6 | 8 | 15 | 159.5836 | 3807 | 62.6 | 68.72 | 1004 | 62.6 | 0 | 1727.6833 | Cooling | 287.9472 | #N/A | #N/A | #N/A | #N/A | 0 | 0 | 0 | 0 | 0 | 1727.6833 | #N/A | #N/A | 88 | #N/A | #N/A | #N/A | 0.9598% | 1 | 50% | 0% | 0% | 0% | 8.2745 | 0 | 0 | 0 | 8.2745 | #N/A
2007-06-08 16:00 | 6 | 8 | 16 | 159.6252 | 3808 | 68 | 69.08 | 1004 | 68 | 0 | 1742.5089 | Cooling | 290.4181 | #N/A | #N/A | #N/A | #N/A | 0 | 0 | 0 | 0 | 0 | 1742.5089 | #N/A | #N/A | 88 | #N/A | #N/A | #N/A | 0.9681% | 1 | 50% | 0% | 0% | 0% | 8.2745 | 0 | 0 | 0 | 8.2745 | #N/A
2007-06-08 17:00 | 6 | 8 | 17 | 159.6669 | 3809 | 68 | 68.36 | 1004 | 68 | 0 | 1728.5532 | Cooling | 288.0922 | #N/A | #N/A | #N/A | #N/A | 0 | 0 | 0 | 0 | 0 | 1728.5532 | #N/A | #N/A | 88 | #N/A | #N/A | #N/A | 0.9603% | 1 | 50% | 0% | 0% | 0% | 8.2745 | 0 | 0 | 0 | 8.2745 | #N/A
2007-06-08 18:00 | 6 | 8 | 18 | 159.7086 | 3810 | 66.92 | 68.36 | 1004 | 66.92 | 0 | 834.8122 | Cooling | 139.1354 | #N/A | #N/A | #N/A | #N/A | 0 | 0 | 0 | 0 | 0 | 834.8122 | #N/A | #N/A | 88 | #N/A | #N/A | #N/A | 0.4638% | 1 | 50% | 0% | 0% | 0% | 8.2745 | 0 | 0 | 0 | 8.2745 | #N/A
2007-06-08 19:00 | 6 | 8 | 19 | 159.7502 | 3811 | 62.96 | 69.08 | 1004 | 62.96 | 0 | 1209.6154 | Cooling | 201.6026 | #N/A | #N/A | #N/A | #N/A | 0 | 0 | 0 | 0 | 0 | 1209.6154 | #N/A | #N/A | 88 | #N/A | #N/A | #N/A | 0.672% | 1 | 50% | 0% | 0% | 0% | 8.2745 | 0 | 0 | 0 | 8.2745 | #N/A
2007-06-08 20:00 | 6 | 8 | 20 | 159.7919 | 3812 | 62.96 | 68.72 | 1004 | 62.96 | 0 | 1162.1876 | Cooling | 193.6979 | #N/A | #N/A | #N/A | #N/A | 0 | 0 | 0 | 0 | 0 | 1162.1876 | #N/A | #N/A | 88 | #N/A | #N/A | #N/A | 0.6457% | 1 | 50% | 0% | 0% | 0% | 8.2745 | 0 | 0 | 0 | 8.2745 | #N/A
2007-06-08 21:00 | 6 | 8 | 21 | 159.8336 | 3813 | 57.92 | 68.9 | 1005 | 57.92 | 0 | 993.9125 | Cooling | 165.6521 | #N/A | #N/A | #N/A | #N/A | 0 | 0 | 0 | 0 | 0 | 993.9125 | #N/A | #N/A | 88 | #N/A | #N/A | #N/A | 0.5522% | 1 | 50% | 0% | 0% | 0% | 8.2745 | 0 | 0 | 0 | 8.2745 | #N/A
2007-06-08 22:00 | 6 | 8 | 22 | 159.8752 | 3814 | 55.94 | 69.08 | 1005 | 55.94 | 0 | 743.8451 | Cooling | 123.9742 | #N/A | #N/A | #N/A | #N/A | 0 | 0 | 0 | 0 | 0 | 743.8451 | #N/A | #N/A | 88 | #N/A | #N/A | #N/A | 0.4132% | 1 | 50% | 0% | 0% | 0% | 8.2745 | 0 | 0 | 0 | 8.2745 | #N/A
2007-06-08 23:00 | 6 | 8 | 23 | 159.9169 | 3815 | 55.94 | 68.54 | 1005 | 55.94 | 0 | 495.384 | Cooling | 82.564 | #N/A | #N/A | #N/A | #N/A | 0 | 0 | 0 | 0 | 0 | 495.384 | #N/A | #N/A | 88 | #N/A | #N/A | #N/A | 0.2752% | 1 | 50% | 0% | 0% | 0% | 8.2745 | 0 | 0 | 0 | 8.2745 | #N/A
2007-06-09 | 6 | 9 | 0 | 159.9586 | 3816 | 53.06 | 68.36 | 1005 | 53.06 | 0 | 473.2302 | Cooling | 78.8717 | #N/A | #N/A | #N/A | #N/A | 0 | 0 | 0 | 0 | 0 | 473.2302 | #N/A | #N/A | 88 | #N/A | #N/A | #N/A | 0.2629% | 1 | 50% | 0% | 0% | 0% | 8.2745 | 0 | 0 | 0 | 8.2745 | #N/A
2007-06-09 01:00 | 6 | 9 | 1 | 160.0002 | 3817 | 50 | 68 | 1005 | 50 | 0 | 447.7547 | Cooling | 74.6258 | #N/A | #N/A | #N/A | #N/A | 0 | 0 | 0 | 0 | 0 | 447.7547 | #N/A | #N/A | 88 | #N/A | #N/A | #N/A | 0.2488% | 1 | 50% | 0% | 0% | 0% | 8.2745 | 0 | 0 | 0 | 8.2745 | #N/A
2007-06-09 02:00 | 6 | 9 | 2 | 160.0419 | 3818 | 50 | 67.28 | 1005 | 50 | 0 | 385.1803 | Cooling | 64.1967 | #N/A | #N/A | #N/A | #N/A | 0 | 0 | 0 | 0 | 0 | 385.1803 | #N/A | #N/A | 88 | #N/A | #N/A | #N/A | 0.214% | 1 | 50% | 0% | 0% | 0% | 8.2745 | 0 | 0 | 0 | 8.2745 | #N/A
2007-06-09 03:00 | 6 | 9 | 3 | 160.0836 | 3819 | 48.02 | 66.92 | 1004 | 48.02 | 0 | 330.9142 | Cooling | 55.1524 | #N/A | #N/A | #N/A | #N/A | 0 | 0 | 0 | 0 | 0 | 330.9142 | #N/A | #N/A | 88 | #N/A | #N/A | #N/A | 0.1838% | 1 | 50% | 0% | 0% | 0% | 8.2745 | 0 | 0 | 0 | 8.2745 | #N/A
2007-06-09 04:00 | 6 | 9 | 4 | 160.1252 | 3820 | 44.96 | 66.92 | 1004 | 44.96 | 0 | 292.297 | Cooling | 48.7162 | #N/A | #N/A | #N/A | #N/A | 0 | 0 | 0 | 0 | 0 | 292.297 | #N/A | #N/A | 88 | #N/A | #N/A | #N/A | 0.1624% | 1 | 50% | 0% | 0% | 0% | 8.2745 | 0 | 0 | 0 | 8.2745 | #N/A
2007-06-09 05:00 | 6 | 9 | 5 | 160.1669 | 3821 | 44.96 | 66.92 | 1004 | 44.96 | 0 | 371.4848 | Cooling | 61.9141 | #N/A | #N/A | #N/A | #N/A | 0 | 0 | 0 | 0 | 0 | 371.4848 | #N/A | #N/A | 88 | #N/A | #N/A | #N/A | 0.2064% | 1 | 50% | 0% | 0% | 0% | 8.2745 | 0 | 0 | 0 | 8.2745 | #N/A
2007-06-09 06:00 | 6 | 9 | 6 | 160.2086 | 3822 | 48.92 | 68.36 | 1005 | 48.92 | 0 | 605.6469 | Cooling | 100.9411 | #N/A | #N/A | #N/A | #N/A | 0 | 0 | 0 | 0 | 0 | 605.6469 | #N/A | #N/A | 88 | #N/A | #N/A | #N/A | 0.3365% | 1 | 50% | 0% | 0% | 0% | 8.2745 | 0 | 0 | 0 | 8.2745 | #N/A
2007-06-09 07:00 | 6 | 9 | 7 | 160.2502 | 3823 | 51.08 | 69.98 | 1005 | 51.08 | 0 | 900.7244 | Cooling | 150.1207 | #N/A | #N/A | #N/A | #N/A | 0 | 0 | 0 | 0 | 0 | 900.7244 | #N/A | #N/A | 88 | #N/A | #N/A | #N/A | 0.5004% | 1 | 50% | 0% | 0% | 0% | 8.2745 | 0 | 0 | 0 | 8.2745 | #N/A
2007-06-09 08:00 | 6 | 9 | 8 | 160.2919 | 3824 | 51.08 | 70.34 | 1005 | 51.08 | 0 | 1113.5538 | Cooling | 185.5923 | #N/A | #N/A | #N/A | #N/A | 0 | 0 | 0 | 0 | 0 | 1113.5538 | #N/A | #N/A | 88 | #N/A | #N/A | #N/A | 0.6186% | 1 | 50% | 0% | 0% | 0% | 8.2745 | 0 | 0 | 0 | 8.2745 | #N/A
2007-06-09 09:00 | 6 | 9 | 9 | 160.3336 | 3825 | 57.92 | 71.06 | 1005 | 57.92 | 0 | 1267.9828 | Cooling | 211.3305 | #N/A | #N/A | #N/A | #N/A | 0 | 0 | 0 | 0 | 0 | 1267.9828 | #N/A | #N/A | 88 | #N/A | #N/A | #N/A | 0.7044% | 1 | 50% | 0% | 0% | 0% | 8.2745 | 0 | 0 | 0 | 8.2745 | #N/A
2007-06-09 10:00 | 6 | 9 | 10 | 160.3752 | 3826 | 57.92 | 71.96 | 1005 | 57.92 | 0 | 1312.5854 | Cooling | 218.7642 | #N/A | #N/A | #N/A | #N/A | 0 | 0 | 0 | 0 | 0 | 1312.5854 | #N/A | #N/A | 88 | #N/A | #N/A | #N/A | 0.7292% | 1 | 50% | 0% | 0% | 0% | 8.2745 | 0 | 0 | 0 | 8.2745 | #N/A
2007-06-09 11:00 | 6 | 9 | 11 | 160.4169 | 3827 | 57.92 | 71.6 | 1005 | 57.92 | 0 | 1571.2349 | Cooling | 261.8725 | #N/A | #N/A | #N/A | #N/A | 0 | 0 | 0 | 0 | 0 | 1571.2349 | #N/A | #N/A | 88 | #N/A | #N/A | #N/A | 0.8729% | 1 | 50% | 0% | 0% | 0% | 8.2745 | 0 | 0 | 0 | 8.2745 | #N/A
2007-06-09 12:00 | 6 | 9 | 12 | 160.4586 | 3828 | 57.02 | 71.42 | 1004 | 57.02 | 0 | 1574.0592 | Cooling | 262.3432 | #N/A | #N/A | #N/A | #N/A | 0 | 0 | 0 | 0 | 0 | 1574.0592 | #N/A | #N/A | 88 | #N/A | #N/A | #N/A | 0.8745% | 1 | 50% | 0% | 0% | 0% | 8.2745 | 0 | 0 | 0 | 8.2745 | #N/A
2007-06-09 13:00 | 6 | 9 | 13 | 160.5002 | 3829 | 55.94 | 71.96 | 1004 | 55.94 | 0 | 627.497 | Cooling | 104.5828 | #N/A | #N/A | #N/A | #N/A | 0 | 0 | 0 | 0 | 0 | 627.497 | #N/A | #N/A | 88 | #N/A | #N/A | #N/A | 0.3486% | 1 | 50% | 0% | 0% | 0% | 8.2745 | 0 | 0 | 0 | 8.2745 | #N/A
2007-06-09 14:00 | 6 | 9 | 14 | 160.5419 | 3830 | 55.94 | 72.14 | 1004 | 55.94 | 0 | 672.2513 | Cooling | 112.0419 | #N/A | #N/A | #N/A | #N/A | 0 | 0 | 0 | 0 | 0 | 672.2513 | #N/A | #N/A | 88 | #N/A | #N/A | #N/A | 0.3735% | 1 | 50% | 0% | 0% | 0% | 8.2745 | 0 | 0 | 0 | 8.2745 | #N/A
2007-06-09 15:00 | 6 | 9 | 15 | 160.5836 | 3831 | 55.04 | 73.22 | 1003 | 55.04 | 0 | 711.7579 | Cooling | 118.6263 | #N/A | #N/A | #N/A | #N/A | 0 | 0 | 0 | 0 | 0 | 711.7579 | #N/A | #N/A | 88 | #N/A | #N/A | #N/A | 0.3954% | 1 | 50% | 0% | 0% | 0% | 8.2745 | 0 | 0 | 0 | 8.2745 | #N/A
2007-06-09 16:00 | 6 | 9 | 16 | 160.6252 | 3832 | 55.04 | 75.02 | 1003 | 55.04 | 0 | 866.2016 | Cooling | 144.3669 | #N/A | #N/A | #N/A | #N/A | 0 | 0 | 0 | 0 | 0 | 866.2016 | #N/A | #N/A | 88 | #N/A | #N/A | #N/A | 0.4812% | 1 | 50% | 0% | 0% | 0% | 8.2745 | 0 | 0 | 0 | 8.2745 | #N/A
2007-06-09 17:00 | 6 | 9 | 17 | 160.6669 | 3833 | 55.04 | 73.04 | 1003 | 55.04 | 0 | 930.4146 | Cooling | 155.0691 | #N/A | #N/A | #N/A | #N/A | 0 | 0 | 0 | 0 | 0 | 930.4146 | #N/A | #N/A | 88 | #N/A | #N/A | #N/A | 0.5169% | 1 | 50% | 0% | 0% | 0% | 8.2745 | 0 | 0 | 0 | 8.2745 | #N/A
2007-06-09 18:00 | 6 | 9 | 18 | 160.7086 | 3834 | 55.04 | 71.6 | 1002 | 55.04 | 0 | 1912.4943 | Cooling | 318.7491 | #N/A | #N/A | #N/A | #N/A | 0 | 0 | 0 | 0 | 0 | 1912.4943 | #N/A | #N/A | 88 | #N/A | #N/A | #N/A | 1.062% | 1 | 50% | 0% | 0% | 0% | 8.2745 | 0 | 0 | 0 | 8.2745 | #N/A
2007-06-09 19:00 | 6 | 9 | 19 | 160.7502 | 3835 | 53.6 | 71.06 | 1002 | 53.6 | 0 | 2080.4025 | Cooling | 346.7337 | #N/A | #N/A | #N/A | #N/A | 0 | 0 | 0 | 0 | 0 | 2080.4025 | #N/A | #N/A | 88 | #N/A | #N/A | #N/A | 1.156% | 1 | 50% | 0% | 0% | 0% | 8.2745 | 0 | 0 | 0 | 8.2745 | #N/A
2007-06-09 20:00 | 6 | 9 | 20 | 160.7919 | 3836 | 53.96 | 70.16 | 1002 | 53.96 | 0 | 1583.161 | Cooling | 263.8602 | #N/A | #N/A | #N/A | #N/A | 0 | 0 | 0 | 0 | 0 | 1583.161 | #N/A | #N/A | 88 | #N/A | #N/A | #N/A | 0.8795% | 1 | 50% | 0% | 0% | 0% | 8.2745 | 0 | 0 | 0 | 8.2745 | #N/A
2007-06-09 21:00 | 6 | 9 | 21 | 160.8336 | 3837 | 53.6 | 69.44 | 1002 | 53.6 | 0 | 1148.2847 | Cooling | 191.3808 | #N/A | #N/A | #N/A | #N/A | 0 | 0 | 0 | 0 | 0 | 1148.2847 | #N/A | #N/A | 88 | #N/A | #N/A | #N/A | 0.6379% | 1 | 50% | 0% | 0% | 0% | 8.2745 | 0 | 0 | 0 | 8.2745 | #N/A
2007-06-09 22:00 | 6 | 9 | 22 | 160.8752 | 3838 | 55.04 | 69.08 | 1002 | 55.04 | 0 | 719.1595 | Cooling | 119.8599 | #N/A | #N/A | #N/A | #N/A | 0 | 0 | 0 | 0 | 0 | 719.1595 | #N/A | #N/A | 88 | #N/A | #N/A | #N/A | 0.3995% | 1 | 50% | 0% | 0% | 0% | 8.2745 | 0 | 0 | 0 | 8.2745 | #N/A
2007-06-09 23:00 | 6 | 9 | 23 | 160.9169 | 3839 | 55.04 | 68.54 | 1002 | 55.04 | 0 | 443.367 | Cooling | 73.8945 | #N/A | #N/A | #N/A | #N/A | 0 | 0 | 0 | 0 | 0 | 443.367 | #N/A | #N/A | 88 | #N/A | #N/A | #N/A | 0.2463% | 1 | 50% | 0% | 0% | 0% | 8.2745 | 0 | 0 | 0 | 8.2745 | #N/A
2007-06-10 | 6 | 10 | 0 | 160.9586 | 3840 | 55.94 | 68.36 | 1001 | 55.94 | 0 | 476.7606 | Cooling | 79.4601 | #N/A | #N/A | #N/A | #N/A | 0 | 0 | 0 | 0 | 0 | 476.7606 | #N/A | #N/A | 88 | #N/A | #N/A | #N/A | 0.2649% | 1 | 50% | 0% | 0% | 0% | 8.2745 | 0 | 0 | 0 | 8.2745 | #N/A
2007-06-10 01:00 | 6 | 10 | 1 | 161.0002 | 3841 | 55.94 | 68 | 1001 | 55.94 | 0 | 447.9489 | Cooling | 74.6582 | #N/A | #N/A | #N/A | #N/A | 0 | 0 | 0 | 0 | 0 | 447.9489 | #N/A | #N/A | 88 | #N/A | #N/A | #N/A | 0.2489% | 1 | 50% | 0% | 0% | 0% | 8.2745 | 0 | 0 | 0 | 8.2745 | #N/A
2007-06-10 02:00 | 6 | 10 | 2 | 161.0419 | 3842 | 55.94 | 68 | 1000 | 55.94 | 0 | 445.4444 | Cooling | 74.2407 | #N/A | #N/A | #N/A | #N/A | 0 | 0 | 0 | 0 | 0 | 445.4444 | #N/A | #N/A | 88 | #N/A | #N/A | #N/A | 0.2475% | 1 | 50% | 0% | 0% | 0% | 8.2745 | 0 | 0 | 0 | 8.2745 | #N/A
2007-06-10 03:00 | 6 | 10 | 3 | 161.0836 | 3843 | 55.94 | 68.36 | 1000 | 55.94 | 0 | 458.0539 | Cooling | 76.3423 | #N/A | #N/A | #N/A | #N/A | 0 | 0 | 0 | 0 | 0 | 458.0539 | #N/A | #N/A | 88 | #N/A | #N/A | #N/A | 0.2545% | 1 | 50% | 0% | 0% | 0% | 8.2745 | 0 | 0 | 0 | 8.2745 | #N/A
2007-06-10 04:00 | 6 | 10 | 4 | 161.1252 | 3844 | 55.4 | 69.08 | 999 | 55.4 | 0 | 472.2291 | Cooling | 78.7048 | #N/A | #N/A | #N/A | #N/A | 0 | 0 | 0 | 0 | 0 | 472.2291 | #N/A | #N/A | 88 | #N/A | #N/A | #N/A | 0.2623% | 1 | 50% | 0% | 0% | 0% | 8.2745 | 0 | 0 | 0 | 8.2745 | #N/A
2007-06-10 05:00 | 6 | 10 | 5 | 161.1669 | 3845 | 55.94 | 69.44 | 999 | 55.94 | 0 | 710.7286 | Cooling | 118.4548 | #N/A | #N/A | #N/A | #N/A | 0 | 0 | 0 | 0 | 0 | 710.7286 | #N/A | #N/A | 88 | #N/A | #N/A | #N/A | 0.3948% | 1 | 50% | 0% | 0% | 0% | 8.2745 | 0 | 0 | 0 | 8.2745 | #N/A
2007-06-10 06:00 | 6 | 10 | 6 | 161.2086 | 3846 | 57.02 | 71.06 | 999 | 57.02 | 0 | 2848.6129 | Cooling | 474.7688 | #N/A | #N/A | #N/A | #N/A | 0 | 0 | 0 | 0 | 0 | 2848.6129 | #N/A | #N/A | 88 | #N/A | #N/A | #N/A | 1.583% | 1 | 50% | 0% | 0% | 0% | 8.2745 | 0 | 0 | 0 | 8.2745 | #N/A
2007-06-10 07:00 | 6 | 10 | 7 | 161.2502 | 3847 | 57.92 | 73.04 | 999 | 57.92 | 0 | 2193.3613 | Cooling | 365.5602 | #N/A | #N/A | #N/A | #N/A | 0 | 0 | 0 | 0 | 0 | 2193.3613 | #N/A | #N/A | 88 | #N/A | #N/A | #N/A | 1.219% | 1 | 50% | 0% | 0% | 0% | 8.2745 | 0 | 0 | 0 | 8.2745 | #N/A
2007-06-10 08:00 | 6 | 10 | 8 | 161.2919 | 3848 | 57.92 | 73.04 | 999 | 57.92 | 0 | 2365.4078 | Cooling | 394.2346 | #N/A | #N/A | #N/A | #N/A | 0 | 0 | 0 | 0 | 0 | 2365.4078 | #N/A | #N/A | 88 | #N/A | #N/A | #N/A | 1.314% | 1 | 50% | 0% | 0% | 0% | 8.2745 | 0 | 0 | 0 | 8.2745 | #N/A
2007-06-10 09:00 | 6 | 10 | 9 | 161.3336 | 3849 | 62.6 | 73.4 | 999 | 62.6 | 0 | 2256.8643 | Cooling | 376.144 | #N/A | #N/A | #N/A | #N/A | 0 | 0 | 0 | 0 | 0 | 2256.8643 | #N/A | #N/A | 88 | #N/A | #N/A | #N/A | 1.254% | 1 | 50% | 0% | 0% | 0% | 8.2745 | 0 | 0 | 0 | 8.2745 | #N/A
2007-06-10 10:00 | 6 | 10 | 10 | 161.3752 | 3850 | 64.94 | 73.94 | 998 | 64.94 | 0 | 2229.3569 | Cooling | 371.5595 | #N/A | #N/A | #N/A | #N/A | 0 | 0 | 0 | 0 | 0 | 2229.3569 | #N/A | #N/A | 88 | #N/A | #N/A | #N/A | 1.239% | 1 | 50% | 0% | 0% | 0% | 8.2745 | 0 | 0 | 0 | 8.2745 | #N/A
2007-06-10 11:00 | 6 | 10 | 11 | 161.4169 | 3851 | 64.94 | 73.22 | 998 | 64.94 | 0 | 2235.3568 | Cooling | 372.5595 | #N/A | #N/A | #N/A | #N/A | 0 | 0 | 0 | 0 | 0 | 2235.3568 | #N/A | #N/A | 88 | #N/A | #N/A | #N/A | 1.242% | 1 | 50% | 0% | 0% | 0% | 8.2745 | 0 | 0 | 0 | 8.2745 | #N/A
2007-06-10 12:00 | 6 | 10 | 12 | 161.4586 | 3852 | 69.8 | 72.68 | 997 | 69.8 | 0 | 2174.6269 | Cooling | 362.4378 | #N/A | #N/A | #N/A | #N/A | 0 | 0 | 0 | 0 | 0 | 2174.6269 | #N/A | #N/A | 88 | #N/A | #N/A | #N/A | 1.208% | 1 | 50% | 0% | 0% | 0% | 8.2745 | 0 | 0 | 0 | 8.2745 | #N/A
2007-06-10 13:00 | 6 | 10 | 13 | 161.5002 | 3853 | 66.2 | 73.04 | 996 | 66.2 | 0 | 2205.2839 | Cooling | 367.5473 | #N/A | #N/A | #N/A | #N/A | 0 | 0 | 0 | 0 | 0 | 2205.2839 | #N/A | #N/A | 88 | #N/A | #N/A | #N/A | 1.225% | 1 | 50% | 0% | 0% | 0% | 8.2745 | 0 | 0 | 0 | 8.2745 | #N/A
2007-06-10 14:00 | 6 | 10 | 14 | 161.5419 | 3854 | 64.94 | 71.6 | 995 | 64.94 | 0 | 2245.4964 | Cooling | 374.2494 | #N/A | #N/A | #N/A | #N/A | 0 | 0 | 0 | 0 | 0 | 2245.4964 | #N/A | #N/A | 88 | #N/A | #N/A | #N/A | 1.247% | 1 | 50% | 0% | 0% | 0% | 8.2745 | 0 | 0 | 0 | 8.2745 | #N/A
2007-06-10 15:00 | 6 | 10 | 15 | 161.5836 | 3855 | 71.06 | 71.06 | 995 | 71.06 | 0 | 2248.2177 | Cooling | 374.703 | #N/A | #N/A | #N/A | #N/A | 0 | 0 | 0 | 0 | 0 | 2248.2177 | #N/A | #N/A | 88 | #N/A | #N/A | #N/A | 1.249% | 1 | 50% | 0% | 0% | 0% | 8.2745 | 0 | 0 | 0 | 8.2745 | #N/A
2007-06-10 16:00 | 6 | 10 | 16 | 161.6252 | 3856 | 69.98 | 71.06 | 994 | 69.98 | 0 | 2290.2731 | Cooling | 381.7122 | #N/A | #N/A | #N/A | #N/A | 0 | 0 | 0 | 0 | 0 | 2290.2731 | #N/A | #N/A | 88 | #N/A | #N/A | #N/A | 1.272% | 1 | 50% | 0% | 0% | 0% | 8.2745 | 0 | 0 | 0 | 8.2745 | #N/A
2007-06-10 17:00 | 6 | 10 | 17 | 161.6669 | 3857 | 69.98 | 69.8 | 993 | 69.98 | 0 | 2253.5106 | Cooling | 375.5851 | #N/A | #N/A | #N/A | #N/A | 0 | 0 | 0 | 0 | 0 | 2253.5106 | #N/A | #N/A | 88 | #N/A | #N/A | #N/A | 1.252% | 1 | 50% | 0% | 0% | 0% | 8.2745 | 0 | 0 | 0 | 8.2745 | #N/A
2007-06-10 18:00 | 6 | 10 | 18 | 161.7086 | 3858 | 66.02 | 68.9 | 993 | 66.02 | 0 | 2144.1308 | Cooling | 357.3551 | #N/A | #N/A | #N/A | #N/A | 0 | 0 | 0 | 0 | 0 | 2144.1308 | #N/A | #N/A | 88 | #N/A | #N/A | #N/A | 1.191% | 1 | 50% | 0% | 0% | 0% | 8.2745 | 0 | 0 | 0 | 8.2745 | #N/A
2007-06-10 19:00 | 6 | 10 | 19 | 161.7502 | 3859 | 64.94 | 69.08 | 992 | 64.94 | 0 | 2053.6274 | Cooling | 342.2712 | #N/A | #N/A | #N/A | #N/A | 0 | 0 | 0 | 0 | 0 | 2053.6274 | #N/A | #N/A | 88 | #N/A | #N/A | #N/A | 1.141% | 1 | 50% | 0% | 0% | 0% | 8.2745 | 0 | 0 | 0 | 8.2745 | #N/A
2007-06-10 20:00 | 6 | 10 | 20 | 161.7919 | 3860 | 64.94 | 68.72 | 992 | 64.94 | 0 | 1952.5191 | Cooling | 325.4198 | #N/A | #N/A | #N/A | #N/A | 0 | 0 | 0 | 0 | 0 | 1952.5191 | #N/A | #N/A | 88 | #N/A | #N/A | #N/A | 1.085% | 1 | 50% | 0% | 0% | 0% | 8.2745 | 0 | 0 | 0 | 8.2745 | #N/A
2007-06-10 21:00 | 6 | 10 | 21 | 161.8336 | 3861 | 60.08 | 68.9 | 991 | 60.08 | 0 | 1876.7159 | Cooling | 312.786 | #N/A | #N/A | #N/A | #N/A | 0 | 0 | 0 | 0 | 0 | 1876.7159 | #N/A | #N/A | 88 | #N/A | #N/A | #N/A | 1.043% | 1 | 50% | 0% | 0% | 0% | 8.2745 | 0 | 0 | 0 | 8.2745 | #N/A
2007-06-10 22:00 | 6 | 10 | 22 | 161.8752 | 3862 | 57.92 | 69.08 | 991 | 57.92 | 0 | 1191.4854 | Cooling | 198.5809 | #N/A | #N/A | #N/A | #N/A | 0 | 0 | 0 | 0 | 0 | 1191.4854 | #N/A | #N/A | 88 | #N/A | #N/A | #N/A | 0.6619% | 1 | 50% | 0% | 0% | 0% | 8.2745 | 0 | 0 | 0 | 8.2745 | #N/A
2007-06-10 23:00 | 6 | 10 | 23 | 161.9169 | 3863 | 57.92 | 68.54 | 990 | 57.92 | 0 | 1401.8565 | Cooling | 233.6427 | #N/A | #N/A | #N/A | #N/A | 0 | 0 | 0 | 0 | 0 | 1401.8565 | #N/A | #N/A | 88 | #N/A | #N/A | #N/A | 0.7788% | 1 | 50% | 0% | 0% | 0% | 8.2745 | 0 | 0 | 0 | 8.2745 | #N/A
2007-06-11 | 6 | 11 | 0 | 161.9586 | 3864 | 57.92 | 68.36 | 990 | 57.92 | 0 | 1306.483 | Cooling | 217.7472 | #N/A | #N/A | #N/A | #N/A | 0 | 0 | 0 | 0 | 0 | 1306.483 | #N/A | #N/A | 88 | #N/A | #N/A | #N/A | 0.7258% | 1 | 50% | 0% | 0% | 0% | 8.2745 | 0 | 0 | 0 | 8.2745 | #N/A
2007-06-11 01:00 | 6 | 11 | 1 | 162.0002 | 3865 | 57.92 | 68 | 989 | 57.92 | 0 | 1229.912 | Cooling | 204.9853 | #N/A | #N/A | #N/A | #N/A | 0 | 0 | 0 | 0 | 0 | 1229.912 | #N/A | #N/A | 88 | #N/A | #N/A | #N/A | 0.6833% | 1 | 50% | 0% | 0% | 0% | 8.2745 | 0 | 0 | 0 | 8.2745 | #N/A
2007-06-11 02:00 | 6 | 11 | 2 | 162.0419 | 3866 | 57.92 | 63.68 | 990 | 57.92 | 0 | 859.6272 | Cooling | 143.2712 | #N/A | #N/A | #N/A | #N/A | 0 | 0 | 0 | 0 | 0 | 859.6272 | #N/A | #N/A | 88 | #N/A | #N/A | #N/A | 0.4776% | 1 | 50% | 0% | 0% | 0% | 8.2745 | 0 | 0 | 0 | 8.2745 | #N/A
2007-06-11 03:00 | 6 | 11 | 3 | 162.0836 | 3867 | 53.96 | 59.72 | 992 | 53.96 | 0 | 426.6844 | Cooling | 71.1141 | #N/A | #N/A | #N/A | #N/A | 0 | 0 | 0 | 0 | 0 | 426.6844 | #N/A | #N/A | 88 | #N/A | #N/A | #N/A | 0.237% | 1 | 50% | 0% | 0% | 0% | 8.2745 | 0 | 0 | 0 | 8.2745 | #N/A
2007-06-11 04:00 | 6 | 11 | 4 | 162.1252 | 3868 | 53.6 | 55.94 | 993 | 53.6 | 0 | 215.3976 | Cooling | 35.8996 | #N/A | #N/A | #N/A | #N/A | 0 | 0 | 0 | 0 | 0 | 215.3976 | #N/A | #N/A | 88 | #N/A | #N/A | #N/A | 0.1197% | 1 | 50% | 0% | 0% | 0% | 8.2745 | 0 | 0 | 0 | 8.2745 | #N/A
2007-06-11 05:00 | 6 | 11 | 5 | 162.1669 | 3869 | 53.96 | 55.22 | 993 | 53.96 | 0 | 171.4242 | Cooling | 28.5707 | #N/A | #N/A | #N/A | #N/A | 0 | 0 | 0 | 0 | 0 | 171.4242 | #N/A | #N/A | 88 | #N/A | #N/A | #N/A | 0.09524% | 1 | 50% | 0% | 0% | 0% | 8.2745 | 0 | 0 | 0 | 8.2745 | #N/A
2007-06-11 06:00 | 6 | 11 | 6 | 162.2086 | 3870 | 55.94 | 56.12 | 994 | 55.94 | 0 | 908.0671 | Cooling | 151.3445 | #N/A | #N/A | #N/A | #N/A | 0 | 0 | 0 | 0 | 0 | 908.0671 | #N/A | #N/A | 88 | #N/A | #N/A | #N/A | 0.5045% | 1 | 50% | 0% | 0% | 0% | 8.2745 | 0 | 0 | 0 | 8.2745 | #N/A
2007-06-11 07:00 | 6 | 11 | 7 | 162.2502 | 3871 | 60.08 | 57.02 | 994 | 60.08 | 0 | 947.0535 | Cooling | 157.8422 | #N/A | #N/A | #N/A | #N/A | 0 | 0 | 0 | 0 | 0 | 947.0535 | #N/A | #N/A | 88 | #N/A | #N/A | #N/A | 0.5261% | 1 | 50% | 0% | 0% | 0% | 8.2745 | 0 | 0 | 0 | 8.2745 | #N/A
2007-06-11 08:00 | 6 | 11 | 8 | 162.2919 | 3872 | 60.08 | 56.3 | 994 | 60.08 | 0 | 1031.2306 | Cooling | 171.8718 | #N/A | #N/A | #N/A | #N/A | 0 | 0 | 0 | 0 | 0 | 1031.2306 | #N/A | #N/A | 88 | #N/A | #N/A | #N/A | 0.5729% | 1 | 50% | 0% | 0% | 0% | 8.2745 | 0 | 0 | 0 | 8.2745 | #N/A
2007-06-11 09:00 | 6 | 11 | 9 | 162.3336 | 3873 | 66.02 | 55.94 | 994 | 66.02 | 0 | 997.8417 | Cooling | 166.3069 | #N/A | #N/A | #N/A | #N/A | 0 | 0 | 0 | 0 | 0 | 997.8417 | #N/A | #N/A | 88 | #N/A | #N/A | #N/A | 0.5544% | 1 | 50% | 0% | 0% | 0% | 8.2745 | 0 | 0 | 0 | 8.2745 | #N/A
2007-06-11 10:00 | 6 | 11 | 10 | 162.3752 | 3874 | 66.92 | 55.94 | 994 | 66.92 | 0 | 959.0187 | Cooling | 159.8364 | #N/A | #N/A | #N/A | #N/A | 0 | 0 | 0 | 0 | 0 | 959.0187 | #N/A | #N/A | 88 | #N/A | #N/A | #N/A | 0.5328% | 1 | 50% | 0% | 0% | 0% | 8.2745 | 0 | 0 | 0 | 8.2745 | #N/A
2007-06-11 11:00 | 6 | 11 | 11 | 162.4169 | 3875 | 66.92 | 55.22 | 994 | 66.92 | 0 | 965.5159 | Cooling | 160.9193 | #N/A | #N/A | #N/A | #N/A | 0 | 0 | 0 | 0 | 0 | 965.5159 | #N/A | #N/A | 88 | #N/A | #N/A | #N/A | 0.5364% | 1 | 50% | 0% | 0% | 0% | 8.2745 | 0 | 0 | 0 | 8.2745 | #N/A
2007-06-11 12:00 | 6 | 11 | 12 | 162.4586 | 3876 | 73.04 | 54.68 | 994 | 73.04 | 0 | 938.7866 | Cooling | 156.4644 | #N/A | #N/A | #N/A | #N/A | 0 | 0 | 0 | 0 | 0 | 938.7866 | #N/A | #N/A | 88 | #N/A | #N/A | #N/A | 0.5215% | 1 | 50% | 0% | 0% | 0% | 8.2745 | 0 | 0 | 0 | 8.2745 | #N/A
2007-06-11 13:00 | 6 | 11 | 13 | 162.5002 | 3877 | 71.96 | 55.04 | 994 | 71.96 | 0 | 953.0874 | Cooling | 158.8479 | #N/A | #N/A | #N/A | #N/A | 0 | 0 | 0 | 0 | 0 | 953.0874 | #N/A | #N/A | 88 | #N/A | #N/A | #N/A | 0.5295% | 1 | 50% | 0% | 0% | 0% | 8.2745 | 0 | 0 | 0 | 8.2745 | #N/A
2007-06-11 14:00 | 6 | 11 | 14 | 162.5419 | 3878 | 71.96 | 51.62 | 995 | 71.96 | 0 | 680.1432 | Cooling | 113.3572 | #N/A | #N/A | #N/A | #N/A | 0 | 0 | 0 | 0 | 0 | 680.1432 | #N/A | #N/A | 88 | #N/A | #N/A | #N/A | 0.3779% | 1 | 50% | 0% | 0% | 0% | 8.2745 | 0 | 0 | 0 | 8.2745 | #N/A
2007-06-11 15:00 | 6 | 11 | 15 | 162.5836 | 3879 | 77 | 48.92 | 996 | 77 | 0 | 260.3316 | Cooling | 43.3886 | #N/A | #N/A | #N/A | #N/A | 0 | 0 | 0 | 0 | 0 | 260.3316 | #N/A | #N/A | 88 | #N/A | #N/A | #N/A | 0.1446% | 1 | 50% | 0% | 0% | 0% | 8.2745 | 0 | 0 | 0 | 8.2745 | #N/A
2007-06-11 16:00 | 6 | 11 | 16 | 162.6252 | 3880 | 75.02 | 46.94 | 997 | 75.02 | 0 | 36.3467 | Cooling | 6.0578 | #N/A | #N/A | #N/A | #N/A | 0 | 0 | 0 | 0 | 0 | 36.3467 | #N/A | #N/A | 88 | #N/A | #N/A | #N/A | 0.02019% | 1 | 50% | 0% | 0% | 0% | 8.2745 | 0 | 0 | 0 | 8.2745 | #N/A
2007-06-11 17:00 | 6 | 11 | 17 | 162.6669 | 3881 | 75.02 | 45.32 | 997 | 75.02 | 0 | 0.02827 | Cooling | 0.0047117 | #N/A | #N/A | #N/A | #N/A | 0 | 0 | 0 | 0 | 0 | 0.02827 | #N/A | #N/A | 88 | #N/A | #N/A | #N/A | 1.571e-05% | 1 | 50% | 0% | 0% | 0% | 8.2745 | 0 | 0 | 0 | 8.2745 | #N/A
2007-06-11 18:00 | 6 | 11 | 18 | 162.7086 | 3882 | 75.02 | 44.24 | 998 | 75.02 | 0 | 0.043909 | Cooling | 0.0073182 | #N/A | #N/A | #N/A | #N/A | 0 | 0 | 0 | 0 | 0 | 0.043909 | #N/A | #N/A | 88 | #N/A | #N/A | #N/A | 2.439e-05% | 1 | 50% | 0% | 0% | 0% | 8.2745 | 0 | 0 | 0 | 8.2745 | #N/A
2007-06-11 19:00 | 6 | 11 | 19 | 162.7502 | 3883 | 71.96 | 44.06 | 999 | 71.96 | 0 | 0.052045 | Cooling | 0.0086742 | #N/A | #N/A | #N/A | #N/A | 0 | 0 | 0 | 0 | 0 | 0.052045 | #N/A | #N/A | 88 | #N/A | #N/A | #N/A | 2.891e-05% | 1 | 50% | 0% | 0% | 0% | 8.2745 | 0 | 0 | 0 | 8.2745 | #N/A
2007-06-11 20:00 | 6 | 11 | 20 | 162.7919 | 3884 | 71.96 | 42.8 | 999 | 71.96 | 0 | 0.078436 | Cooling | 0.013073 | #N/A | #N/A | #N/A | #N/A | 0 | 0 | 0 | 0 | 0 | 0.078436 | #N/A | #N/A | 88 | #N/A | #N/A | #N/A | 4.358e-05% | 1 | 50% | 0% | 0% | 0% | 8.2745 | 0 | 0 | 0 | 8.2745 | #N/A
2007-06-11 21:00 | 6 | 11 | 21 | 162.8336 | 3885 | 66.92 | 41.72 | 1000 | 66.92 | 0 | 0.070957 | Cooling | 0.011826 | #N/A | #N/A | #N/A | #N/A | 0 | 0 | 0 | 0 | 0 | 0.070957 | #N/A | #N/A | 88 | #N/A | #N/A | #N/A | 3.942e-05% | 1 | 50% | 0% | 0% | 0% | 8.2745 | 0 | 0 | 0 | 8.2745 | #N/A
2007-06-11 22:00 | 6 | 11 | 22 | 162.8752 | 3886 | 66.02 | 41 | 1000 | 66.02 | 0 | 0.043206 | Cooling | 0.0072011 | #N/A | #N/A | #N/A | #N/A | 0 | 0 | 0 | 0 | 0 | 0.043206 | #N/A | #N/A | 88 | #N/A | #N/A | #N/A | 2.4e-05% | 1 | 50% | 0% | 0% | 0% | 8.2745 | 0 | 0 | 0 | 8.2745 | #N/A
2007-06-11 23:00 | 6 | 11 | 23 | 162.9169 | 3887 | 66.02 | 40.28 | 1000 | 66.02 | 0 | 0.086775 | Cooling | 0.014462 | #N/A | #N/A | #N/A | #N/A | 0 | 0 | 0 | 0 | 0 | 0.086775 | #N/A | #N/A | 88 | #N/A | #N/A | #N/A | 4.821e-05% | 1 | 50% | 0% | 0% | 0% | 8.2745 | 0 | 0 | 0 | 8.2745 | #N/A
2007-06-12 | 6 | 12 | 0 | 162.9586 | 3888 | 64.04 | 39.74 | 1000 | 64.04 | 0 | 0.089796 | Cooling | 0.014966 | #N/A | #N/A | #N/A | #N/A | 0 | 0 | 0 | 0 | 0 | 0.089796 | #N/A | #N/A | 88 | #N/A | #N/A | #N/A | 4.989e-05% | 1 | 50% | 0% | 0% | 0% | 8.2745 | 0 | 0 | 0 | 8.2745 | #N/A
2007-06-12 01:00 | 6 | 12 | 1 | 163.0002 | 3889 | 62.06 | 39.02 | 999 | 62.06 | 0 | 0.086212 | Cooling | 0.014369 | #N/A | #N/A | #N/A | #N/A | 0 | 0 | 0 | 0 | 0 | 0.086212 | #N/A | #N/A | 88 | #N/A | #N/A | #N/A | 4.79e-05% | 1 | 50% | 0% | 0% | 0% | 8.2745 | 0 | 0 | 0 | 8.2745 | #N/A
2007-06-12 02:00 | 6 | 12 | 2 | 163.0419 | 3890 | 62.06 | 38.66 | 999 | 62.06 | 0 | 0.071878 | Cooling | 0.01198 | #N/A | #N/A | #N/A | #N/A | 0 | 0 | 0 | 0 | 0 | 0.071878 | #N/A | #N/A | 88 | #N/A | #N/A | #N/A | 3.993e-05% | 1 | 50% | 0% | 0% | 0% | 8.2745 | 0 | 0 | 0 | 8.2745 | #N/A
2007-06-12 03:00 | 6 | 12 | 3 | 163.0836 | 3891 | 60.98 | 38.66 | 999 | 60.98 | 0 | 0.052651 | Cooling | 0.0087752 | #N/A | #N/A | #N/A | #N/A | 0 | 0 | 0 | 0 | 0 | 0.052651 | #N/A | #N/A | 88 | #N/A | #N/A | #N/A | 2.925e-05% | 1 | 50% | 0% | 0% | 0% | 8.2745 | 0 | 0 | 0 | 8.2745 | #N/A
2007-06-12 04:00 | 6 | 12 | 4 | 163.1252 | 3892 | 60.98 | 39.02 | 999 | 60.98 | 0 | 0.038787 | Cooling | 0.0064645 | #N/A | #N/A | #N/A | #N/A | 0 | 0 | 0 | 0 | 0 | 0.038787 | #N/A | #N/A | 88 | #N/A | #N/A | #N/A | 2.155e-05% | 1 | 50% | 0% | 0% | 0% | 8.2745 | 0 | 0 | 0 | 8.2745 | #N/A
2007-06-12 05:00 | 6 | 12 | 5 | 163.1669 | 3893 | 60.98 | 40.28 | 999 | 60.98 | 0 | 0.006797 | Cooling | 0.0011328 | #N/A | #N/A | #N/A | #N/A | 0 | 0 | 0 | 0 | 0 | 0.006797 | #N/A | #N/A | 88 | #N/A | #N/A | #N/A | 3.776e-06% | 1 | 50% | 0% | 0% | 0% | 8.2745 | 0 | 0 | 0 | 8.2745 | #N/A
2007-06-12 06:00 | 6 | 12 | 6 | 163.2086 | 3894 | 60.98 | 43.16 | 999 | 60.98 | 0.58922 | 0 | Heating | 0.078562 | #N/A | #N/A | #N/A | #N/A | 0.58922 | #N/A | #N/A | 5.753 | #N/A | 0 | 0 | 0 | 0 | 0 | 0 | 0 | 0.0002619% | 1 | 50% | 0% | 0% | 0% | 8.2745 | 0 | 0 | 0 | 8.2745 | #N/A
2007-06-12 07:00 | 6 | 12 | 7 | 163.2502 | 3895 | 62.6 | 46.04 | 999 | 62.6 | 0 | 0 | Cooling | 0 | #N/A | #N/A | #N/A | #N/A | 0 | 0 | 0 | 0 | 0 | 0 | #N/A | #N/A | 88 | 88 | 0 | #N/A | 0% | 1 | 50% | 0% | 0% | 0% | 8.2745 | 0 | 0 | 0 | 8.2745 | #N/A
2007-06-12 08:00 | 6 | 12 | 8 | 163.2919 | 3896 | 62.06 | 45.14 | 1000 | 62.06 | 0 | 0.0087954 | Cooling | 0.0014659 | #N/A | #N/A | #N/A | #N/A | 0 | 0 | 0 | 0 | 0 | 0.0087954 | #N/A | #N/A | 88 | #N/A | #N/A | #N/A | 4.886e-06% | 1 | 50% | 0% | 0% | 0% | 8.2745 | 0 | 0 | 0 | 8.2745 | #N/A
2007-06-12 09:00 | 6 | 12 | 9 | 163.3336 | 3897 | 62.06 | 44.42 | 1000 | 62.06 | 0 | 0.047002 | Cooling | 0.0078337 | #N/A | #N/A | #N/A | #N/A | 0 | 0 | 0 | 0 | 0 | 0.047002 | #N/A | #N/A | 88 | #N/A | #N/A | #N/A | 2.611e-05% | 1 | 50% | 0% | 0% | 0% | 8.2745 | 0 | 0 | 0 | 8.2745 | #N/A
2007-06-12 10:00 | 6 | 12 | 10 | 163.3752 | 3898 | 62.6 | 44.06 | 1000 | 62.6 | 0 | 0.027496 | Cooling | 0.0045827 | #N/A | #N/A | #N/A | #N/A | 0 | 0 | 0 | 0 | 0 | 0.027496 | #N/A | #N/A | 88 | #N/A | #N/A | #N/A | 1.528e-05% | 1 | 50% | 0% | 0% | 0% | 8.2745 | 0 | 0 | 0 | 8.2745 | #N/A
2007-06-12 11:00 | 6 | 12 | 11 | 163.4169 | 3899 | 62.06 | 42.62 | 1000 | 62.06 | 0 | 19.5328 | Cooling | 3.2555 | #N/A | #N/A | #N/A | #N/A | 0 | 0 | 0 | 0 | 0 | 19.5328 | #N/A | #N/A | 88 | #N/A | #N/A | #N/A | 0.01085% | 1 | 50% | 0% | 0% | 0% | 8.2745 | 0 | 0 | 0 | 8.2745 | #N/A
2007-06-12 12:00 | 6 | 12 | 12 | 163.4586 | 3900 | 64.4 | 41.36 | 1001 | 64.4 | 0 | 81.0771 | Cooling | 13.5128 | #N/A | #N/A | #N/A | #N/A | 0 | 0 | 0 | 0 | 0 | 81.0771 | #N/A | #N/A | 88 | #N/A | #N/A | #N/A | 0.04504% | 1 | 50% | 0% | 0% | 0% | 8.2745 | 0 | 0 | 0 | 8.2745 | #N/A
2007-06-12 13:00 | 6 | 12 | 13 | 163.5002 | 3901 | 64.4 | 41 | 1001 | 64.4 | 0 | 166.0203 | Cooling | 27.67 | #N/A | #N/A | #N/A | #N/A | 0 | 0 | 0 | 0 | 0 | 166.0203 | #N/A | #N/A | 88 | #N/A | #N/A | #N/A | 0.09223% | 1 | 50% | 0% | 0% | 0% | 8.2745 | 0 | 0 | 0 | 8.2745 | #N/A
2007-06-12 14:00 | 6 | 12 | 14 | 163.5419 | 3902 | 64.04 | 39.92 | 1001 | 64.04 | 0 | 233.3834 | Cooling | 38.8972 | #N/A | #N/A | #N/A | #N/A | 0 | 0 | 0 | 0 | 0 | 233.3834 | #N/A | #N/A | 88 | #N/A | #N/A | #N/A | 0.1297% | 1 | 50% | 0% | 0% | 0% | 8.2745 | 0 | 0 | 0 | 8.2745 | #N/A
2007-06-12 15:00 | 6 | 12 | 15 | 163.5836 | 3903 | 64.4 | 39.56 | 1001 | 64.4 | 0 | 292.7356 | Cooling | 48.7893 | #N/A | #N/A | #N/A | #N/A | 0 | 0 | 0 | 0 | 0 | 292.7356 | #N/A | #N/A | 88 | #N/A | #N/A | #N/A | 0.1626% | 1 | 50% | 0% | 0% | 0% | 8.2745 | 0 | 0 | 0 | 8.2745 | #N/A
2007-06-12 16:00 | 6 | 12 | 16 | 163.6252 | 3904 | 64.04 | 39.92 | 1001 | 64.04 | 0 | 354.0746 | Cooling | 59.0124 | #N/A | #N/A | #N/A | #N/A | 0 | 0 | 0 | 0 | 0 | 354.0746 | #N/A | #N/A | 88 | #N/A | #N/A | #N/A | 0.1967% | 1 | 50% | 0% | 0% | 0% | 8.2745 | 0 | 0 | 0 | 8.2745 | #N/A
2007-06-12 17:00 | 6 | 12 | 17 | 163.6669 | 3905 | 64.04 | 38.3 | 1002 | 64.04 | 0 | 347.9394 | Cooling | 57.9899 | #N/A | #N/A | #N/A | #N/A | 0 | 0 | 0 | 0 | 0 | 347.9394 | #N/A | #N/A | 88 | #N/A | #N/A | #N/A | 0.1933% | 1 | 50% | 0% | 0% | 0% | 8.2745 | 0 | 0 | 0 | 8.2745 | #N/A
2007-06-12 18:00 | 6 | 12 | 18 | 163.7086 | 3906 | 64.04 | 37.22 | 1002 | 64.04 | 0 | 304.5588 | Cooling | 50.7598 | #N/A | #N/A | #N/A | #N/A | 0 | 0 | 0 | 0 | 0 | 304.5588 | #N/A | #N/A | 88 | #N/A | #N/A | #N/A | 0.1692% | 1 | 50% | 0% | 0% | 0% | 8.2745 | 0 | 0 | 0 | 8.2745 | #N/A
2007-06-12 19:00 | 6 | 12 | 19 | 163.7502 | 3907 | 64.04 | 37.04 | 1002 | 64.04 | 0 | 259.2232 | Cooling | 43.2039 | #N/A | #N/A | #N/A | #N/A | 0 | 0 | 0 | 0 | 0 | 259.2232 | #N/A | #N/A | 88 | #N/A | #N/A | #N/A | 0.144% | 1 | 50% | 0% | 0% | 0% | 8.2745 | 0 | 0 | 0 | 8.2745 | #N/A
2007-06-12 20:00 | 6 | 12 | 20 | 163.7919 | 3908 | 64.04 | 37.4 | 1003 | 64.04 | 0 | 142.5829 | Cooling | 23.7638 | #N/A | #N/A | #N/A | #N/A | 0 | 0 | 0 | 0 | 0 | 142.5829 | #N/A | #N/A | 88 | #N/A | #N/A | #N/A | 0.07921% | 1 | 50% | 0% | 0% | 0% | 8.2745 | 0 | 0 | 0 | 8.2745 | #N/A
2007-06-12 21:00 | 6 | 12 | 21 | 163.8336 | 3909 | 62.96 | 38.12 | 1003 | 62.96 | 0 | 39.0944 | Cooling | 6.5157 | #N/A | #N/A | #N/A | #N/A | 0 | 0 | 0 | 0 | 0 | 39.0944 | #N/A | #N/A | 88 | #N/A | #N/A | #N/A | 0.02172% | 1 | 50% | 0% | 0% | 0% | 8.2745 | 0 | 0 | 0 | 8.2745 | #N/A
2007-06-12 22:00 | 6 | 12 | 22 | 163.8752 | 3910 | 62.6 | 39.02 | 1004 | 62.6 | 0 | 7.6196e-05 | Cooling | 1.2699e-05 | #N/A | #N/A | #N/A | #N/A | 0 | 0 | 0 | 0 | 0 | 7.6196e-05 | #N/A | #N/A | 88 | #N/A | #N/A | #N/A | 4.233e-08% | 1 | 50% | 0% | 0% | 0% | 8.2745 | 0 | 0 | 0 | 8.2745 | #N/A
2007-06-12 23:00 | 6 | 12 | 23 | 163.9169 | 3911 | 62.96 | 39.56 | 1004 | 62.96 | 0 | 0.00054203 | Cooling | 9.0338e-05 | #N/A | #N/A | #N/A | #N/A | 0 | 0 | 0 | 0 | 0 | 0.00054203 | #N/A | #N/A | 88 | #N/A | #N/A | #N/A | 3.011e-07% | 1 | 50% | 0% | 0% | 0% | 8.2745 | 0 | 0 | 0 | 8.2745 | #N/A
2007-06-13 | 6 | 13 | 0 | 163.9586 | 3912 | 62.06 | 40.28 | 1005 | 62.06 | 0 | 0.0001749 | Cooling | 2.9151e-05 | #N/A | #N/A | #N/A | #N/A | 0 | 0 | 0 | 0 | 0 | 0.0001749 | #N/A | #N/A | 88 | #N/A | #N/A | #N/A | 9.717e-08% | 1 | 50% | 0% | 0% | 0% | 8.2745 | 0 | 0 | 0 | 8.2745 | #N/A
2007-06-13 01:00 | 6 | 13 | 1 | 164.0002 | 3913 | 60.98 | 41 | 1005 | 60.98 | 0 | 0 | Cooling | 0 | #N/A | #N/A | #N/A | #N/A | 0 | 0 | 0 | 0 | 0 | 0 | #N/A | #N/A | 88 | 88 | 0 | #N/A | 0% | 1 | 50% | 0% | 0% | 0% | 8.2745 | 0 | 0 | 0 | 8.2745 | #N/A
2007-06-13 02:00 | 6 | 13 | 2 | 164.0419 | 3914 | 60.98 | 41 | 1006 | 60.98 | 0 | 0 | Cooling | 0 | #N/A | #N/A | #N/A | #N/A | 0 | 0 | 0 | 0 | 0 | 0 | #N/A | #N/A | 88 | 88 | 0 | #N/A | 0% | 1 | 50% | 0% | 0% | 0% | 8.2745 | 0 | 0 | 0 | 8.2745 | #N/A
2007-06-13 03:00 | 6 | 13 | 3 | 164.0836 | 3915 | 60.8 | 41.36 | 1006 | 60.8 | 0 | 0 | Cooling | 0 | #N/A | #N/A | #N/A | #N/A | 0 | 0 | 0 | 0 | 0 | 0 | #N/A | #N/A | 88 | 88 | 0 | #N/A | 0% | 1 | 50% | 0% | 0% | 0% | 8.2745 | 0 | 0 | 0 | 8.2745 | #N/A
2007-06-13 04:00 | 6 | 13 | 4 | 164.1252 | 3916 | 60.98 | 42.08 | 1006 | 60.98 | 0 | 0 | Cooling | 0 | #N/A | #N/A | #N/A | #N/A | 0 | 0 | 0 | 0 | 0 | 0 | #N/A | #N/A | 88 | 88 | 0 | #N/A | 0% | 1 | 50% | 0% | 0% | 0% | 8.2745 | 0 | 0 | 0 | 8.2745 | #N/A
2007-06-13 05:00 | 6 | 13 | 5 | 164.1669 | 3917 | 60.98 | 42.62 | 1007 | 60.98 | 0 | 0 | Cooling | 0 | #N/A | #N/A | #N/A | #N/A | 0 | 0 | 0 | 0 | 0 | 0 | #N/A | #N/A | 88 | 88 | 0 | #N/A | 0% | 1 | 50% | 0% | 0% | 0% | 8.2745 | 0 | 0 | 0 | 8.2745 | #N/A
2007-06-13 06:00 | 6 | 13 | 6 | 164.2086 | 3918 | 60.8 | 44.78 | 1008 | 60.8 | 0 | 0 | Cooling | 0 | #N/A | #N/A | #N/A | #N/A | 0 | 0 | 0 | 0 | 0 | 0 | #N/A | #N/A | 88 | 88 | 0 | #N/A | 0% | 1 | 50% | 0% | 0% | 0% | 8.2745 | 0 | 0 | 0 | 8.2745 | #N/A
2007-06-13 07:00 | 6 | 13 | 7 | 164.2502 | 3919 | 60.98 | 46.94 | 1008 | 60.98 | 0 | 3.1381 | Cooling | 0.52302 | #N/A | #N/A | #N/A | #N/A | 0 | 0 | 0 | 0 | 0 | 3.1381 | #N/A | #N/A | 88 | #N/A | #N/A | #N/A | 0.001743% | 1 | 50% | 0% | 0% | 0% | 8.2745 | 0 | 0 | 0 | 8.2745 | #N/A
2007-06-13 08:00 | 6 | 13 | 8 | 164.2919 | 3920 | 60.98 | 46.4 | 1008 | 60.98 | 0 | 76.6611 | Cooling | 12.7769 | #N/A | #N/A | #N/A | #N/A | 0 | 0 | 0 | 0 | 0 | 76.6611 | #N/A | #N/A | 88 | #N/A | #N/A | #N/A | 0.04259% | 1 | 50% | 0% | 0% | 0% | 8.2745 | 0 | 0 | 0 | 8.2745 | #N/A
2007-06-13 09:00 | 6 | 13 | 9 | 164.3336 | 3921 | 62.06 | 46.04 | 1009 | 62.06 | 0 | 206.939 | Cooling | 34.4898 | #N/A | #N/A | #N/A | #N/A | 0 | 0 | 0 | 0 | 0 | 206.939 | #N/A | #N/A | 88 | #N/A | #N/A | #N/A | 0.115% | 1 | 50% | 0% | 0% | 0% | 8.2745 | 0 | 0 | 0 | 8.2745 | #N/A
2007-06-13 10:00 | 6 | 13 | 10 | 164.3752 | 3922 | 62.6 | 46.04 | 1009 | 62.6 | 0 | 333.1066 | Cooling | 55.5178 | #N/A | #N/A | #N/A | #N/A | 0 | 0 | 0 | 0 | 0 | 333.1066 | #N/A | #N/A | 88 | #N/A | #N/A | #N/A | 0.1851% | 1 | 50% | 0% | 0% | 0% | 8.2745 | 0 | 0 | 0 | 8.2745 | #N/A
2007-06-13 11:00 | 6 | 13 | 11 | 164.4169 | 3923 | 62.96 | 44.6 | 1009 | 62.96 | 0 | 424.3295 | Cooling | 70.7216 | #N/A | #N/A | #N/A | #N/A | 0 | 0 | 0 | 0 | 0 | 424.3295 | #N/A | #N/A | 88 | #N/A | #N/A | #N/A | 0.2357% | 1 | 50% | 0% | 0% | 0% | 8.2745 | 0 | 0 | 0 | 8.2745 | #N/A
2007-06-13 12:00 | 6 | 13 | 12 | 164.4586 | 3924 | 64.4 | 43.34 | 1008 | 64.4 | 0 | 496.7303 | Cooling | 82.7884 | #N/A | #N/A | #N/A | #N/A | 0 | 0 | 0 | 0 | 0 | 496.7303 | #N/A | #N/A | 88 | #N/A | #N/A | #N/A | 0.276% | 1 | 50% | 0% | 0% | 0% | 8.2745 | 0 | 0 | 0 | 8.2745 | #N/A
2007-06-13 13:00 | 6 | 13 | 13 | 164.5002 | 3925 | 64.04 | 42.98 | 1008 | 64.04 | 0 | 568.9905 | Cooling | 94.8318 | #N/A | #N/A | #N/A | #N/A | 0 | 0 | 0 | 0 | 0 | 568.9905 | #N/A | #N/A | 88 | #N/A | #N/A | #N/A | 0.3161% | 1 | 50% | 0% | 0% | 0% | 8.2745 | 0 | 0 | 0 | 8.2745 | #N/A
2007-06-13 14:00 | 6 | 13 | 14 | 164.5419 | 3926 | 64.04 | 41.54 | 1008 | 64.04 | 0 | 626.1957 | Cooling | 104.366 | #N/A | #N/A | #N/A | #N/A | 0 | 0 | 0 | 0 | 0 | 626.1957 | #N/A | #N/A | 88 | #N/A | #N/A | #N/A | 0.3479% | 1 | 50% | 0% | 0% | 0% | 8.2745 | 0 | 0 | 0 | 8.2745 | #N/A
2007-06-13 15:00 | 6 | 13 | 15 | 164.5836 | 3927 | 64.94 | 41 | 1008 | 64.94 | 0 | 669.2473 | Cooling | 111.5412 | #N/A | #N/A | #N/A | #N/A | 0 | 0 | 0 | 0 | 0 | 669.2473 | #N/A | #N/A | 88 | #N/A | #N/A | #N/A | 0.3718% | 1 | 50% | 0% | 0% | 0% | 8.2745 | 0 | 0 | 0 | 8.2745 | #N/A
2007-06-13 16:00 | 6 | 13 | 16 | 164.6252 | 3928 | 64.4 | 41 | 1008 | 64.4 | 0 | 714.6791 | Cooling | 119.1132 | #N/A | #N/A | #N/A | #N/A | 0 | 0 | 0 | 0 | 0 | 714.6791 | #N/A | #N/A | 88 | #N/A | #N/A | #N/A | 0.397% | 1 | 50% | 0% | 0% | 0% | 8.2745 | 0 | 0 | 0 | 8.2745 | #N/A
2007-06-13 17:00 | 6 | 13 | 17 | 164.6669 | 3929 | 64.94 | 39.92 | 1008 | 64.94 | 0 | 702.4048 | Cooling | 117.0675 | #N/A | #N/A | #N/A | #N/A | 0 | 0 | 0 | 0 | 0 | 702.4048 | #N/A | #N/A | 88 | #N/A | #N/A | #N/A | 0.3902% | 1 | 50% | 0% | 0% | 0% | 8.2745 | 0 | 0 | 0 | 8.2745 | #N/A
2007-06-13 18:00 | 6 | 13 | 18 | 164.7086 | 3930 | 64.4 | 39.56 | 1008 | 64.4 | 0 | 658.7529 | Cooling | 109.7921 | #N/A | #N/A | #N/A | #N/A | 0 | 0 | 0 | 0 | 0 | 658.7529 | #N/A | #N/A | 88 | #N/A | #N/A | #N/A | 0.366% | 1 | 50% | 0% | 0% | 0% | 8.2745 | 0 | 0 | 0 | 8.2745 | #N/A
2007-06-13 19:00 | 6 | 13 | 19 | 164.7502 | 3931 | 64.4 | 39.92 | 1009 | 64.4 | 0 | 613.3855 | Cooling | 102.2309 | #N/A | #N/A | #N/A | #N/A | 0 | 0 | 0 | 0 | 0 | 613.3855 | #N/A | #N/A | 88 | #N/A | #N/A | #N/A | 0.3408% | 1 | 50% | 0% | 0% | 0% | 8.2745 | 0 | 0 | 0 | 8.2745 | #N/A
2007-06-13 20:00 | 6 | 13 | 20 | 164.7919 | 3932 | 64.94 | 40.28 | 1009 | 64.94 | 0 | 494.9317 | Cooling | 82.4886 | #N/A | #N/A | #N/A | #N/A | 0 | 0 | 0 | 0 | 0 | 494.9317 | #N/A | #N/A | 88 | #N/A | #N/A | #N/A | 0.275% | 1 | 50% | 0% | 0% | 0% | 8.2745 | 0 | 0 | 0 | 8.2745 | #N/A
2007-06-13 21:00 | 6 | 13 | 21 | 164.8336 | 3933 | 64.04 | 41.18 | 1009 | 64.04 | 0 | 314.8696 | Cooling | 52.4783 | #N/A | #N/A | #N/A | #N/A | 0 | 0 | 0 | 0 | 0 | 314.8696 | #N/A | #N/A | 88 | #N/A | #N/A | #N/A | 0.1749% | 1 | 50% | 0% | 0% | 0% | 8.2745 | 0 | 0 | 0 | 8.2745 | #N/A
2007-06-13 22:00 | 6 | 13 | 22 | 164.8752 | 3934 | 64.04 | 42.08 | 1010 | 64.04 | 0 | 0 | Cooling | 0 | #N/A | #N/A | #N/A | #N/A | 0 | 0 | 0 | 0 | 0 | 0 | #N/A | #N/A | 88 | 88 | 0 | #N/A | 0% | 1 | 50% | 0% | 0% | 0% | 8.2745 | 0 | 0 | 0 | 8.2745 | #N/A
2007-06-13 23:00 | 6 | 13 | 23 | 164.9169 | 3935 | 64.04 | 41.54 | 1010 | 64.04 | 0 | 0 | Cooling | 0 | #N/A | #N/A | #N/A | #N/A | 0 | 0 | 0 | 0 | 0 | 0 | #N/A | #N/A | 88 | 88 | 0 | #N/A | 0% | 1 | 50% | 0% | 0% | 0% | 8.2745 | 0 | 0 | 0 | 8.2745 | #N/A
2007-06-14 | 6 | 14 | 0 | 164.9586 | 3936 | 64.04 | 41.36 | 1010 | 64.04 | 0 | 0.002821 | Cooling | 0.00047016 | #N/A | #N/A | #N/A | #N/A | 0 | 0 | 0 | 0 | 0 | 0.002821 | #N/A | #N/A | 88 | #N/A | #N/A | #N/A | 1.567e-06% | 1 | 50% | 0% | 0% | 0% | 8.2745 | 0 | 0 | 0 | 8.2745 | #N/A
2007-06-14 01:00 | 6 | 14 | 1 | 165.0002 | 3937 | 62.96 | 41 | 1010 | 62.96 | 0 | 0.0092924 | Cooling | 0.0015487 | #N/A | #N/A | #N/A | #N/A | 0 | 0 | 0 | 0 | 0 | 0.0092924 | #N/A | #N/A | 88 | #N/A | #N/A | #N/A | 5.162e-06% | 1 | 50% | 0% | 0% | 0% | 8.2745 | 0 | 0 | 0 | 8.2745 | #N/A
2007-06-14 02:00 | 6 | 14 | 2 | 165.0419 | 3938 | 62.96 | 41 | 1011 | 62.96 | 0 | 0.0091002 | Cooling | 0.0015167 | #N/A | #N/A | #N/A | #N/A | 0 | 0 | 0 | 0 | 0 | 0.0091002 | #N/A | #N/A | 88 | #N/A | #N/A | #N/A | 5.056e-06% | 1 | 50% | 0% | 0% | 0% | 8.2745 | 0 | 0 | 0 | 8.2745 | #N/A
2007-06-14 03:00 | 6 | 14 | 3 | 165.0836 | 3939 | 60.8 | 41.36 | 1011 | 60.8 | 0 | 0.0058272 | Cooling | 0.0009712 | #N/A | #N/A | #N/A | #N/A | 0 | 0 | 0 | 0 | 0 | 0.0058272 | #N/A | #N/A | 88 | #N/A | #N/A | #N/A | 3.237e-06% | 1 | 50% | 0% | 0% | 0% | 8.2745 | 0 | 0 | 0 | 8.2745 | #N/A
2007-06-14 04:00 | 6 | 14 | 4 | 165.1252 | 3940 | 60.8 | 42.08 | 1012 | 60.8 | 0 | 0.0029491 | Cooling | 0.00049152 | #N/A | #N/A | #N/A | #N/A | 0 | 0 | 0 | 0 | 0 | 0.0029491 | #N/A | #N/A | 88 | #N/A | #N/A | #N/A | 1.638e-06% | 1 | 50% | 0% | 0% | 0% | 8.2745 | 0 | 0 | 0 | 8.2745 | #N/A
2007-06-14 05:00 | 6 | 14 | 5 | 165.1669 | 3941 | 60.08 | 44.42 | 1012 | 60.08 | 0 | 0 | Cooling | 0 | #N/A | #N/A | #N/A | #N/A | 0 | 0 | 0 | 0 | 0 | 0 | #N/A | #N/A | 88 | 88 | 0 | #N/A | 0% | 1 | 50% | 0% | 0% | 0% | 8.2745 | 0 | 0 | 0 | 8.2745 | #N/A
2007-06-14 06:00 | 6 | 14 | 6 | 165.2086 | 3942 | 60.8 | 48.02 | 1013 | 60.8 | 0 | 0 | Cooling | 0 | #N/A | #N/A | #N/A | #N/A | 0 | 0 | 0 | 0 | 0 | 0 | #N/A | #N/A | 88 | 88 | 0 | #N/A | 0% | 1 | 50% | 0% | 0% | 0% | 8.2745 | 0 | 0 | 0 | 8.2745 | #N/A
2007-06-14 07:00 | 6 | 14 | 7 | 165.2502 | 3943 | 60.8 | 51.98 | 1013 | 60.8 | 0 | 148.0953 | Cooling | 24.6825 | #N/A | #N/A | #N/A | #N/A | 0 | 0 | 0 | 0 | 0 | 148.0953 | #N/A | #N/A | 88 | #N/A | #N/A | #N/A | 0.08228% | 1 | 50% | 0% | 0% | 0% | 8.2745 | 0 | 0 | 0 | 8.2745 | #N/A
2007-06-14 08:00 | 6 | 14 | 8 | 165.2919 | 3944 | 62.06 | 50.36 | 1013 | 62.06 | 0 | 447.0347 | Cooling | 74.5058 | #N/A | #N/A | #N/A | #N/A | 0 | 0 | 0 | 0 | 0 | 447.0347 | #N/A | #N/A | 88 | #N/A | #N/A | #N/A | 0.2484% | 1 | 50% | 0% | 0% | 0% | 8.2745 | 0 | 0 | 0 | 8.2745 | #N/A
2007-06-14 09:00 | 6 | 14 | 9 | 165.3336 | 3945 | 69.08 | 49.1 | 1013 | 69.08 | 0 | 522.6746 | Cooling | 87.1124 | #N/A | #N/A | #N/A | #N/A | 0 | 0 | 0 | 0 | 0 | 522.6746 | #N/A | #N/A | 88 | #N/A | #N/A | #N/A | 0.2904% | 1 | 50% | 0% | 0% | 0% | 8.2745 | 0 | 0 | 0 | 8.2745 | #N/A
2007-06-14 10:00 | 6 | 14 | 10 | 165.3752 | 3946 | 69.08 | 48.02 | 1014 | 69.08 | 0 | 630.8968 | Cooling | 105.1495 | #N/A | #N/A | #N/A | #N/A | 0 | 0 | 0 | 0 | 0 | 630.8968 | #N/A | #N/A | 88 | #N/A | #N/A | #N/A | 0.3505% | 1 | 50% | 0% | 0% | 0% | 8.2745 | 0 | 0 | 0 | 8.2745 | #N/A
2007-06-14 11:00 | 6 | 14 | 11 | 165.4169 | 3947 | 69.08 | 47.3 | 1013 | 69.08 | 0 | 739.5423 | Cooling | 123.2571 | #N/A | #N/A | #N/A | #N/A | 0 | 0 | 0 | 0 | 0 | 739.5423 | #N/A | #N/A | 88 | #N/A | #N/A | #N/A | 0.4109% | 1 | 50% | 0% | 0% | 0% | 8.2745 | 0 | 0 | 0 | 8.2745 | #N/A
2007-06-14 12:00 | 6 | 14 | 12 | 165.4586 | 3948 | 69.98 | 46.76 | 1012 | 69.98 | 0 | 813.5722 | Cooling | 135.5954 | #N/A | #N/A | #N/A | #N/A | 0 | 0 | 0 | 0 | 0 | 813.5722 | #N/A | #N/A | 88 | #N/A | #N/A | #N/A | 0.452% | 1 | 50% | 0% | 0% | 0% | 8.2745 | 0 | 0 | 0 | 8.2745 | #N/A
2007-06-14 13:00 | 6 | 14 | 13 | 165.5002 | 3949 | 69.8 | 46.94 | 1012 | 69.8 | 0 | 948.0102 | Cooling | 158.0017 | #N/A | #N/A | #N/A | #N/A | 0 | 0 | 0 | 0 | 0 | 948.0102 | #N/A | #N/A | 88 | #N/A | #N/A | #N/A | 0.5267% | 1 | 50% | 0% | 0% | 0% | 8.2745 | 0 | 0 | 0 | 8.2745 | #N/A
2007-06-14 14:00 | 6 | 14 | 14 | 165.5419 | 3950 | 69.08 | 45.5 | 1011 | 69.08 | 0 | 1157.9868 | Cooling | 192.9978 | #N/A | #N/A | #N/A | #N/A | 0 | 0 | 0 | 0 | 0 | 1157.9868 | #N/A | #N/A | 88 | #N/A | #N/A | #N/A | 0.6433% | 1 | 50% | 0% | 0% | 0% | 8.2745 | 0 | 0 | 0 | 8.2745 | #N/A
2007-06-14 15:00 | 6 | 14 | 15 | 165.5836 | 3951 | 71.96 | 44.96 | 1010 | 71.96 | 0 | 1292.8324 | Cooling | 215.4721 | #N/A | #N/A | #N/A | #N/A | 0 | 0 | 0 | 0 | 0 | 1292.8324 | #N/A | #N/A | 88 | #N/A | #N/A | #N/A | 0.7182% | 1 | 50% | 0% | 0% | 0% | 8.2745 | 0 | 0 | 0 | 8.2745 | #N/A
2007-06-14 16:00 | 6 | 14 | 16 | 165.6252 | 3952 | 75.02 | 44.96 | 1010 | 75.02 | 0 | 1384.7501 | Cooling | 230.7917 | #N/A | #N/A | #N/A | #N/A | 0 | 0 | 0 | 0 | 0 | 1384.7501 | #N/A | #N/A | 88 | #N/A | #N/A | #N/A | 0.7693% | 1 | 50% | 0% | 0% | 0% | 8.2745 | 0 | 0 | 0 | 8.2745 | #N/A
2007-06-14 17:00 | 6 | 14 | 17 | 165.6669 | 3953 | 75.02 | 44.24 | 1009 | 75.02 | 0 | 1375.5773 | Cooling | 229.2629 | #N/A | #N/A | #N/A | #N/A | 0 | 0 | 0 | 0 | 0 | 1375.5773 | #N/A | #N/A | 88 | #N/A | #N/A | #N/A | 0.7642% | 1 | 50% | 0% | 0% | 0% | 8.2745 | 0 | 0 | 0 | 8.2745 | #N/A
2007-06-14 18:00 | 6 | 14 | 18 | 165.7086 | 3954 | 75.02 | 44.24 | 1009 | 75.02 | 0 | 1308.4339 | Cooling | 218.0723 | #N/A | #N/A | #N/A | #N/A | 0 | 0 | 0 | 0 | 0 | 1308.4339 | #N/A | #N/A | 88 | #N/A | #N/A | #N/A | 0.7269% | 1 | 50% | 0% | 0% | 0% | 8.2745 | 0 | 0 | 0 | 8.2745 | #N/A
2007-06-14 19:00 | 6 | 14 | 19 | 165.7502 | 3955 | 68 | 44.96 | 1008 | 68 | 0 | 1251.1039 | Cooling | 208.5173 | #N/A | #N/A | #N/A | #N/A | 0 | 0 | 0 | 0 | 0 | 1251.1039 | #N/A | #N/A | 88 | #N/A | #N/A | #N/A | 0.6951% | 1 | 50% | 0% | 0% | 0% | 8.2745 | 0 | 0 | 0 | 8.2745 | #N/A
2007-06-14 20:00 | 6 | 14 | 20 | 165.7919 | 3956 | 66.02 | 45.68 | 1008 | 66.02 | 0 | 958.533 | Cooling | 159.7555 | #N/A | #N/A | #N/A | #N/A | 0 | 0 | 0 | 0 | 0 | 958.533 | #N/A | #N/A | 88 | #N/A | #N/A | #N/A | 0.5325% | 1 | 50% | 0% | 0% | 0% | 8.2745 | 0 | 0 | 0 | 8.2745 | #N/A
2007-06-14 21:00 | 6 | 14 | 21 | 165.8336 | 3957 | 62.6 | 46.76 | 1008 | 62.6 | 0 | 790.2102 | Cooling | 131.7017 | #N/A | #N/A | #N/A | #N/A | 0 | 0 | 0 | 0 | 0 | 790.2102 | #N/A | #N/A | 88 | #N/A | #N/A | #N/A | 0.439% | 1 | 50% | 0% | 0% | 0% | 8.2745 | 0 | 0 | 0 | 8.2745 | #N/A
2007-06-14 22:00 | 6 | 14 | 22 | 165.8752 | 3958 | 60.8 | 48.02 | 1008 | 60.8 | 0 | 1.3108 | Cooling | 0.21846 | #N/A | #N/A | #N/A | #N/A | 0 | 0 | 0 | 0 | 0 | 1.3108 | #N/A | #N/A | 88 | #N/A | #N/A | #N/A | 0.0007282% | 1 | 50% | 0% | 0% | 0% | 8.2745 | 0 | 0 | 0 | 8.2745 | #N/A
2007-06-14 23:00 | 6 | 14 | 23 | 165.9169 | 3959 | 60.08 | 48.2 | 1008 | 60.08 | 0 | 0 | Cooling | 0 | #N/A | #N/A | #N/A | #N/A | 0 | 0 | 0 | 0 | 0 | 0 | #N/A | #N/A | 88 | 88 | 0 | #N/A | 0% | 1 | 50% | 0% | 0% | 0% | 8.2745 | 0 | 0 | 0 | 8.2745 | #N/A
2007-06-15 | 6 | 15 | 0 | 165.9586 | 3960 | 57.02 | 48.56 | 1008 | 57.02 | 0 | 0 | Cooling | 0 | #N/A | #N/A | #N/A | #N/A | 0 | 0 | 0 | 0 | 0 | 0 | #N/A | #N/A | 88 | 88 | 0 | #N/A | 0% | 1 | 50% | 0% | 0% | 0% | 8.2745 | 0 | 0 | 0 | 8.2745 | #N/A
2007-06-15 01:00 | 6 | 15 | 1 | 166.0002 | 3961 | 53.96 | 48.92 | 1008 | 53.96 | 0 | 0 | Cooling | 0 | #N/A | #N/A | #N/A | #N/A | 0 | 0 | 0 | 0 | 0 | 0 | #N/A | #N/A | 88 | 88 | 0 | #N/A | 0% | 1 | 50% | 0% | 0% | 0% | 8.2745 | 0 | 0 | 0 | 8.2745 | #N/A
2007-06-15 02:00 | 6 | 15 | 2 | 166.0419 | 3962 | 53.96 | 50 | 1008 | 53.96 | 0 | 2.8784 | Cooling | 0.47974 | #N/A | #N/A | #N/A | #N/A | 0 | 0 | 0 | 0 | 0 | 2.8784 | #N/A | #N/A | 88 | #N/A | #N/A | #N/A | 0.001599% | 1 | 50% | 0% | 0% | 0% | 8.2745 | 0 | 0 | 0 | 8.2745 | #N/A
2007-06-15 03:00 | 6 | 15 | 3 | 166.0836 | 3963 | 51.08 | 51.44 | 1007 | 51.08 | 0 | 23.5431 | Cooling | 3.9238 | #N/A | #N/A | #N/A | #N/A | 0 | 0 | 0 | 0 | 0 | 23.5431 | #N/A | #N/A | 88 | #N/A | #N/A | #N/A | 0.01308% | 1 | 50% | 0% | 0% | 0% | 8.2745 | 0 | 0 | 0 | 8.2745 | #N/A
2007-06-15 04:00 | 6 | 15 | 4 | 166.1252 | 3964 | 50 | 53.06 | 1007 | 50 | 0 | 43.1311 | Cooling | 7.1885 | #N/A | #N/A | #N/A | #N/A | 0 | 0 | 0 | 0 | 0 | 43.1311 | #N/A | #N/A | 88 | #N/A | #N/A | #N/A | 0.02396% | 1 | 50% | 0% | 0% | 0% | 8.2745 | 0 | 0 | 0 | 8.2745 | #N/A
2007-06-15 05:00 | 6 | 15 | 5 | 166.1669 | 3965 | 50 | 53.42 | 1007 | 50 | 0 | 84.0074 | Cooling | 14.0012 | #N/A | #N/A | #N/A | #N/A | 0 | 0 | 0 | 0 | 0 | 84.0074 | #N/A | #N/A | 88 | #N/A | #N/A | #N/A | 0.04667% | 1 | 50% | 0% | 0% | 0% | 8.2745 | 0 | 0 | 0 | 8.2745 | #N/A
2007-06-15 06:00 | 6 | 15 | 6 | 166.2086 | 3966 | 55.04 | 55.04 | 1007 | 55.04 | 0 | 1277.7226 | Cooling | 212.9538 | #N/A | #N/A | #N/A | #N/A | 0 | 0 | 0 | 0 | 0 | 1277.7226 | #N/A | #N/A | 88 | #N/A | #N/A | #N/A | 0.7098% | 1 | 50% | 0% | 0% | 0% | 8.2745 | 0 | 0 | 0 | 8.2745 | #N/A
2007-06-15 07:00 | 6 | 15 | 7 | 166.2502 | 3967 | 59 | 57.02 | 1007 | 59 | 0 | 1432.1105 | Cooling | 238.6851 | #N/A | #N/A | #N/A | #N/A | 0 | 0 | 0 | 0 | 0 | 1432.1105 | #N/A | #N/A | 88 | #N/A | #N/A | #N/A | 0.7956% | 1 | 50% | 0% | 0% | 0% | 8.2745 | 0 | 0 | 0 | 8.2745 | #N/A
2007-06-15 08:00 | 6 | 15 | 8 | 166.2919 | 3968 | 59 | 58.64 | 1007 | 59 | 0 | 1814.6817 | Cooling | 302.447 | #N/A | #N/A | #N/A | #N/A | 0 | 0 | 0 | 0 | 0 | 1814.6817 | #N/A | #N/A | 88 | #N/A | #N/A | #N/A | 1.008% | 1 | 50% | 0% | 0% | 0% | 8.2745 | 0 | 0 | 0 | 8.2745 | #N/A
2007-06-15 09:00 | 6 | 15 | 9 | 166.3336 | 3969 | 64.94 | 60.62 | 1007 | 64.94 | 0 | 1571.7668 | Cooling | 261.9611 | #N/A | #N/A | #N/A | #N/A | 0 | 0 | 0 | 0 | 0 | 1571.7668 | #N/A | #N/A | 88 | #N/A | #N/A | #N/A | 0.8732% | 1 | 50% | 0% | 0% | 0% | 8.2745 | 0 | 0 | 0 | 8.2745 | #N/A
2007-06-15 10:00 | 6 | 15 | 10 | 166.3752 | 3970 | 69.08 | 62.96 | 1007 | 69.08 | 0 | 1596.4615 | Cooling | 266.0769 | #N/A | #N/A | #N/A | #N/A | 0 | 0 | 0 | 0 | 0 | 1596.4615 | #N/A | #N/A | 88 | #N/A | #N/A | #N/A | 0.8869% | 1 | 50% | 0% | 0% | 0% | 8.2745 | 0 | 0 | 0 | 8.2745 | #N/A
2007-06-15 11:00 | 6 | 15 | 11 | 166.4169 | 3971 | 69.08 | 62.96 | 1007 | 69.08 | 0 | 1638.3179 | Cooling | 273.053 | #N/A | #N/A | #N/A | #N/A | 0 | 0 | 0 | 0 | 0 | 1638.3179 | #N/A | #N/A | 88 | #N/A | #N/A | #N/A | 0.9102% | 1 | 50% | 0% | 0% | 0% | 8.2745 | 0 | 0 | 0 | 8.2745 | #N/A
2007-06-15 12:00 | 6 | 15 | 12 | 166.4586 | 3972 | 71.96 | 63.14 | 1007 | 71.96 | 0 | 1653.923 | Cooling | 275.6538 | #N/A | #N/A | #N/A | #N/A | 0 | 0 | 0 | 0 | 0 | 1653.923 | #N/A | #N/A | 88 | #N/A | #N/A | #N/A | 0.9188% | 1 | 50% | 0% | 0% | 0% | 8.2745 | 0 | 0 | 0 | 8.2745 | #N/A
2007-06-15 13:00 | 6 | 15 | 13 | 166.5002 | 3973 | 73.94 | 64.04 | 1006 | 73.94 | 0 | 1672.2027 | Cooling | 278.7004 | #N/A | #N/A | #N/A | #N/A | 0 | 0 | 0 | 0 | 0 | 1672.2027 | #N/A | #N/A | 88 | #N/A | #N/A | #N/A | 0.929% | 1 | 50% | 0% | 0% | 0% | 8.2745 | 0 | 0 | 0 | 8.2745 | #N/A
2007-06-15 14:00 | 6 | 15 | 14 | 166.5419 | 3974 | 73.94 | 62.6 | 1006 | 73.94 | 0 | 1562.0732 | Cooling | 260.3455 | #N/A | #N/A | #N/A | #N/A | 0 | 0 | 0 | 0 | 0 | 1562.0732 | #N/A | #N/A | 88 | #N/A | #N/A | #N/A | 0.8678% | 1 | 50% | 0% | 0% | 0% | 8.2745 | 0 | 0 | 0 | 8.2745 | #N/A
2007-06-15 15:00 | 6 | 15 | 15 | 166.5836 | 3975 | 75.92 | 62.06 | 1005 | 75.92 | 0 | 1511.2455 | Cooling | 251.8742 | #N/A | #N/A | #N/A | #N/A | 0 | 0 | 0 | 0 | 0 | 1511.2455 | #N/A | #N/A | 88 | #N/A | #N/A | #N/A | 0.8396% | 1 | 50% | 0% | 0% | 0% | 8.2745 | 0 | 0 | 0 | 8.2745 | #N/A
2007-06-15 16:00 | 6 | 15 | 16 | 166.6252 | 3976 | 75.92 | 62.06 | 1004 | 75.92 | 0 | 1601.659 | Cooling | 266.9432 | #N/A | #N/A | #N/A | #N/A | 0 | 0 | 0 | 0 | 0 | 1601.659 | #N/A | #N/A | 88 | #N/A | #N/A | #N/A | 0.8898% | 1 | 50% | 0% | 0% | 0% | 8.2745 | 0 | 0 | 0 | 8.2745 | #N/A
2007-06-15 17:00 | 6 | 15 | 17 | 166.6669 | 3977 | 75.92 | 61.34 | 1004 | 75.92 | 0 | 1572.7625 | Cooling | 262.1271 | #N/A | #N/A | #N/A | #N/A | 0 | 0 | 0 | 0 | 0 | 1572.7625 | #N/A | #N/A | 88 | #N/A | #N/A | #N/A | 0.8738% | 1 | 50% | 0% | 0% | 0% | 8.2745 | 0 | 0 | 0 | 8.2745 | #N/A
2007-06-15 18:00 | 6 | 15 | 18 | 166.7086 | 3978 | 73.94 | 61.34 | 1003 | 73.94 | 0 | 486.5091 | Cooling | 81.0848 | #N/A | #N/A | #N/A | #N/A | 0 | 0 | 0 | 0 | 0 | 486.5091 | #N/A | #N/A | 88 | #N/A | #N/A | #N/A | 0.2703% | 1 | 50% | 0% | 0% | 0% | 8.2745 | 0 | 0 | 0 | 8.2745 | #N/A
2007-06-15 19:00 | 6 | 15 | 19 | 166.7502 | 3979 | 71.96 | 62.06 | 1003 | 71.96 | 0 | 612.5963 | Cooling | 102.0994 | #N/A | #N/A | #N/A | #N/A | 0 | 0 | 0 | 0 | 0 | 612.5963 | #N/A | #N/A | 88 | #N/A | #N/A | #N/A | 0.3403% | 1 | 50% | 0% | 0% | 0% | 8.2745 | 0 | 0 | 0 | 8.2745 | #N/A
2007-06-15 20:00 | 6 | 15 | 20 | 166.7919 | 3980 | 71.96 | 61.34 | 1003 | 71.96 | 0 | 929.1646 | Cooling | 154.8608 | #N/A | #N/A | #N/A | #N/A | 0 | 0 | 0 | 0 | 0 | 929.1646 | #N/A | #N/A | 88 | #N/A | #N/A | #N/A | 0.5162% | 1 | 50% | 0% | 0% | 0% | 8.2745 | 0 | 0 | 0 | 8.2745 | #N/A
2007-06-15 21:00 | 6 | 15 | 21 | 166.8336 | 3981 | 64.04 | 61.16 | 1004 | 64.04 | 0 | 732.365 | Cooling | 122.0608 | #N/A | #N/A | #N/A | #N/A | 0 | 0 | 0 | 0 | 0 | 732.365 | #N/A | #N/A | 88 | #N/A | #N/A | #N/A | 0.4069% | 1 | 50% | 0% | 0% | 0% | 8.2745 | 0 | 0 | 0 | 8.2745 | #N/A
2007-06-15 22:00 | 6 | 15 | 22 | 166.8752 | 3982 | 60.98 | 60.98 | 1004 | 60.98 | 0 | 375.0875 | Cooling | 62.5146 | #N/A | #N/A | #N/A | #N/A | 0 | 0 | 0 | 0 | 0 | 375.0875 | #N/A | #N/A | 88 | #N/A | #N/A | #N/A | 0.2084% | 1 | 50% | 0% | 0% | 0% | 8.2745 | 0 | 0 | 0 | 8.2745 | #N/A
2007-06-15 23:00 | 6 | 15 | 23 | 166.9169 | 3983 | 60.98 | 61.52 | 1004 | 60.98 | 0 | 234.7898 | Cooling | 39.1316 | #N/A | #N/A | #N/A | #N/A | 0 | 0 | 0 | 0 | 0 | 234.7898 | #N/A | #N/A | 88 | #N/A | #N/A | #N/A | 0.1304% | 1 | 50% | 0% | 0% | 0% | 8.2745 | 0 | 0 | 0 | 8.2745 | #N/A
2007-06-16 | 6 | 16 | 0 | 166.9586 | 3984 | 57.92 | 62.24 | 1004 | 57.92 | 0 | 239.8513 | Cooling | 39.9752 | #N/A | #N/A | #N/A | #N/A | 0 | 0 | 0 | 0 | 0 | 239.8513 | #N/A | #N/A | 88 | #N/A | #N/A | #N/A | 0.1333% | 1 | 50% | 0% | 0% | 0% | 8.2745 | 0 | 0 | 0 | 8.2745 | #N/A
2007-06-16 01:00 | 6 | 16 | 1 | 167.0002 | 3985 | 57.02 | 62.96 | 1003 | 57.02 | 0 | 248.4767 | Cooling | 41.4128 | #N/A | #N/A | #N/A | #N/A | 0 | 0 | 0 | 0 | 0 | 248.4767 | #N/A | #N/A | 88 | #N/A | #N/A | #N/A | 0.138% | 1 | 50% | 0% | 0% | 0% | 8.2745 | 0 | 0 | 0 | 8.2745 | #N/A
2007-06-16 02:00 | 6 | 16 | 2 | 167.0419 | 3986 | 57.02 | 61.88 | 1003 | 57.02 | 0 | 244.3779 | Cooling | 40.7296 | #N/A | #N/A | #N/A | #N/A | 0 | 0 | 0 | 0 | 0 | 244.3779 | #N/A | #N/A | 88 | #N/A | #N/A | #N/A | 0.1358% | 1 | 50% | 0% | 0% | 0% | 8.2745 | 0 | 0 | 0 | 8.2745 | #N/A
2007-06-16 03:00 | 6 | 16 | 3 | 167.0836 | 3987 | 55.04 | 61.34 | 1003 | 55.04 | 0 | 235.6878 | Cooling | 39.2813 | #N/A | #N/A | #N/A | #N/A | 0 | 0 | 0 | 0 | 0 | 235.6878 | #N/A | #N/A | 88 | #N/A | #N/A | #N/A | 0.1309% | 1 | 50% | 0% | 0% | 0% | 8.2745 | 0 | 0 | 0 | 8.2745 | #N/A
2007-06-16 04:00 | 6 | 16 | 4 | 167.1252 | 3988 | 53.06 | 60.98 | 1003 | 53.06 | 0 | 227.6523 | Cooling | 37.942 | #N/A | #N/A | #N/A | #N/A | 0 | 0 | 0 | 0 | 0 | 227.6523 | #N/A | #N/A | 88 | #N/A | #N/A | #N/A | 0.1265% | 1 | 50% | 0% | 0% | 0% | 8.2745 | 0 | 0 | 0 | 8.2745 | #N/A
2007-06-16 05:00 | 6 | 16 | 5 | 167.1669 | 3989 | 53.06 | 60.26 | 1003 | 53.06 | 0 | 321.0108 | Cooling | 53.5018 | #N/A | #N/A | #N/A | #N/A | 0 | 0 | 0 | 0 | 0 | 321.0108 | #N/A | #N/A | 88 | #N/A | #N/A | #N/A | 0.1783% | 1 | 50% | 0% | 0% | 0% | 8.2745 | 0 | 0 | 0 | 8.2745 | #N/A
2007-06-16 06:00 | 6 | 16 | 6 | 167.2086 | 3990 | 57.02 | 61.16 | 1003 | 57.02 | 0 | 705.1048 | Cooling | 117.5175 | #N/A | #N/A | #N/A | #N/A | 0 | 0 | 0 | 0 | 0 | 705.1048 | #N/A | #N/A | 88 | #N/A | #N/A | #N/A | 0.3917% | 1 | 50% | 0% | 0% | 0% | 8.2745 | 0 | 0 | 0 | 8.2745 | #N/A
2007-06-16 07:00 | 6 | 16 | 7 | 167.2502 | 3991 | 59 | 62.06 | 1003 | 59 | 0 | 925.1461 | Cooling | 154.191 | #N/A | #N/A | #N/A | #N/A | 0 | 0 | 0 | 0 | 0 | 925.1461 | #N/A | #N/A | 88 | #N/A | #N/A | #N/A | 0.514% | 1 | 50% | 0% | 0% | 0% | 8.2745 | 0 | 0 | 0 | 8.2745 | #N/A
2007-06-16 08:00 | 6 | 16 | 8 | 167.2919 | 3992 | 59 | 62.42 | 1003 | 59 | 0 | 1075.8941 | Cooling | 179.3157 | #N/A | #N/A | #N/A | #N/A | 0 | 0 | 0 | 0 | 0 | 1075.8941 | #N/A | #N/A | 88 | #N/A | #N/A | #N/A | 0.5977% | 1 | 50% | 0% | 0% | 0% | 8.2745 | 0 | 0 | 0 | 8.2745 | #N/A
2007-06-16 09:00 | 6 | 16 | 9 | 167.3336 | 3993 | 66.02 | 63.14 | 1003 | 66.02 | 0 | 1419.2952 | Cooling | 236.5492 | #N/A | #N/A | #N/A | #N/A | 0 | 0 | 0 | 0 | 0 | 1419.2952 | #N/A | #N/A | 88 | #N/A | #N/A | #N/A | 0.7885% | 1 | 50% | 0% | 0% | 0% | 8.2745 | 0 | 0 | 0 | 8.2745 | #N/A
2007-06-16 10:00 | 6 | 16 | 10 | 167.3752 | 3994 | 68 | 64.04 | 1003 | 68 | 0 | 511.1281 | Cooling | 85.188 | #N/A | #N/A | #N/A | #N/A | 0 | 0 | 0 | 0 | 0 | 511.1281 | #N/A | #N/A | 88 | #N/A | #N/A | #N/A | 0.284% | 1 | 50% | 0% | 0% | 0% | 8.2745 | 0 | 0 | 0 | 8.2745 | #N/A
2007-06-16 11:00 | 6 | 16 | 11 | 167.4169 | 3995 | 68 | 63.68 | 1003 | 68 | 0 | 559.9197 | Cooling | 93.3199 | #N/A | #N/A | #N/A | #N/A | 0 | 0 | 0 | 0 | 0 | 559.9197 | #N/A | #N/A | 88 | #N/A | #N/A | #N/A | 0.3111% | 1 | 50% | 0% | 0% | 0% | 8.2745 | 0 | 0 | 0 | 8.2745 | #N/A
2007-06-16 12:00 | 6 | 16 | 12 | 167.4586 | 3996 | 64.94 | 63.5 | 1002 | 64.94 | 0 | 612.7491 | Cooling | 102.1248 | #N/A | #N/A | #N/A | #N/A | 0 | 0 | 0 | 0 | 0 | 612.7491 | #N/A | #N/A | 88 | #N/A | #N/A | #N/A | 0.3404% | 1 | 50% | 0% | 0% | 0% | 8.2745 | 0 | 0 | 0 | 8.2745 | #N/A
2007-06-16 13:00 | 6 | 16 | 13 | 167.5002 | 3997 | 62.96 | 64.04 | 1002 | 62.96 | 0 | 658.5194 | Cooling | 109.7532 | #N/A | #N/A | #N/A | #N/A | 0 | 0 | 0 | 0 | 0 | 658.5194 | #N/A | #N/A | 88 | #N/A | #N/A | #N/A | 0.3658% | 1 | 50% | 0% | 0% | 0% | 8.2745 | 0 | 0 | 0 | 8.2745 | #N/A
2007-06-16 14:00 | 6 | 16 | 14 | 167.5419 | 3998 | 62.96 | 62.96 | 1001 | 62.96 | 0 | 693.9938 | Cooling | 115.6656 | #N/A | #N/A | #N/A | #N/A | 0 | 0 | 0 | 0 | 0 | 693.9938 | #N/A | #N/A | 88 | #N/A | #N/A | #N/A | 0.3856% | 1 | 50% | 0% | 0% | 0% | 8.2745 | 0 | 0 | 0 | 8.2745 | #N/A
2007-06-16 15:00 | 6 | 16 | 15 | 167.5836 | 3999 | 66.92 | 62.6 | 1001 | 66.92 | 0 | 704.9505 | Cooling | 117.4918 | #N/A | #N/A | #N/A | #N/A | 0 | 0 | 0 | 0 | 0 | 704.9505 | #N/A | #N/A | 88 | #N/A | #N/A | #N/A | 0.3916% | 1 | 50% | 0% | 0% | 0% | 8.2745 | 0 | 0 | 0 | 8.2745 | #N/A
2007-06-16 16:00 | 6 | 16 | 16 | 167.6252 | 4000 | 68 | 62.96 | 1000 | 68 | 0 | 831.3789 | Cooling | 138.5632 | #N/A | #N/A | #N/A | #N/A | 0 | 0 | 0 | 0 | 0 | 831.3789 | #N/A | #N/A | 88 | #N/A | #N/A | #N/A | 0.4619% | 1 | 50% | 0% | 0% | 0% | 8.2745 | 0 | 0 | 0 | 8.2745 | #N/A
2007-06-16 17:00 | 6 | 16 | 17 | 167.6669 | 4001 | 68 | 62.06 | 1000 | 68 | 0 | 884.0586 | Cooling | 147.3431 | #N/A | #N/A | #N/A | #N/A | 0 | 0 | 0 | 0 | 0 | 884.0586 | #N/A | #N/A | 88 | #N/A | #N/A | #N/A | 0.4911% | 1 | 50% | 0% | 0% | 0% | 8.2745 | 0 | 0 | 0 | 8.2745 | #N/A
2007-06-16 18:00 | 6 | 16 | 18 | 167.7086 | 4002 | 69.08 | 61.52 | 1000 | 69.08 | 0 | 871.0093 | Cooling | 145.1682 | #N/A | #N/A | #N/A | #N/A | 0 | 0 | 0 | 0 | 0 | 871.0093 | #N/A | #N/A | 88 | #N/A | #N/A | #N/A | 0.4839% | 1 | 50% | 0% | 0% | 0% | 8.2745 | 0 | 0 | 0 | 8.2745 | #N/A
2007-06-16 19:00 | 6 | 16 | 19 | 167.7502 | 4003 | 68 | 62.06 | 999 | 68 | 0 | 777.1488 | Cooling | 129.5248 | #N/A | #N/A | #N/A | #N/A | 0 | 0 | 0 | 0 | 0 | 777.1488 | #N/A | #N/A | 88 | #N/A | #N/A | #N/A | 0.4317% | 1 | 50% | 0% | 0% | 0% | 8.2745 | 0 | 0 | 0 | 8.2745 | #N/A
2007-06-16 20:00 | 6 | 16 | 20 | 167.7919 | 4004 | 68 | 62.06 | 999 | 68 | 0 | 1183.7692 | Cooling | 197.2949 | #N/A | #N/A | #N/A | #N/A | 0 | 0 | 0 | 0 | 0 | 1183.7692 | #N/A | #N/A | 88 | #N/A | #N/A | #N/A | 0.6576% | 1 | 50% | 0% | 0% | 0% | 8.2745 | 0 | 0 | 0 | 8.2745 | #N/A
2007-06-16 21:00 | 6 | 16 | 21 | 167.8336 | 4005 | 64.94 | 62.42 | 999 | 64.94 | 0 | 993.3506 | Cooling | 165.5584 | #N/A | #N/A | #N/A | #N/A | 0 | 0 | 0 | 0 | 0 | 993.3506 | #N/A | #N/A | 88 | #N/A | #N/A | #N/A | 0.5519% | 1 | 50% | 0% | 0% | 0% | 8.2745 | 0 | 0 | 0 | 8.2745 | #N/A
2007-06-16 22:00 | 6 | 16 | 22 | 167.8752 | 4006 | 64.04 | 62.96 | 999 | 64.04 | 0 | 595.1763 | Cooling | 99.1961 | #N/A | #N/A | #N/A | #N/A | 0 | 0 | 0 | 0 | 0 | 595.1763 | #N/A | #N/A | 88 | #N/A | #N/A | #N/A | 0.3307% | 1 | 50% | 0% | 0% | 0% | 8.2745 | 0 | 0 | 0 | 8.2745 | #N/A
2007-06-16 23:00 | 6 | 16 | 23 | 167.9169 | 4007 | 64.04 | 62.24 | 999 | 64.04 | 0 | 349.6457 | Cooling | 58.2743 | #N/A | #N/A | #N/A | #N/A | 0 | 0 | 0 | 0 | 0 | 349.6457 | #N/A | #N/A | 88 | #N/A | #N/A | #N/A | 0.1942% | 1 | 50% | 0% | 0% | 0% | 8.2745 | 0 | 0 | 0 | 8.2745 | #N/A
2007-06-17 | 6 | 17 | 0 | 167.9586 | 4008 | 64.04 | 61.7 | 999 | 64.04 | 0 | 342.158 | Cooling | 57.0263 | #N/A | #N/A | #N/A | #N/A | 0 | 0 | 0 | 0 | 0 | 342.158 | #N/A | #N/A | 88 | #N/A | #N/A | #N/A | 0.1901% | 1 | 50% | 0% | 0% | 0% | 8.2745 | 0 | 0 | 0 | 8.2745 | #N/A
2007-06-17 01:00 | 6 | 17 | 1 | 168.0002 | 4009 | 64.04 | 60.98 | 999 | 64.04 | 0 | 307.113 | Cooling | 51.1855 | #N/A | #N/A | #N/A | #N/A | 0 | 0 | 0 | 0 | 0 | 307.113 | #N/A | #N/A | 88 | #N/A | #N/A | #N/A | 0.1706% | 1 | 50% | 0% | 0% | 0% | 8.2745 | 0 | 0 | 0 | 8.2745 | #N/A
2007-06-17 02:00 | 6 | 17 | 2 | 168.0419 | 4010 | 64.04 | 60.26 | 999 | 64.04 | 0 | 290.3001 | Cooling | 48.3834 | #N/A | #N/A | #N/A | #N/A | 0 | 0 | 0 | 0 | 0 | 290.3001 | #N/A | #N/A | 88 | #N/A | #N/A | #N/A | 0.1613% | 1 | 50% | 0% | 0% | 0% | 8.2745 | 0 | 0 | 0 | 8.2745 | #N/A
2007-06-17 03:00 | 6 | 17 | 3 | 168.0836 | 4011 | 64.4 | 60.08 | 999 | 64.4 | 0 | 281.7256 | Cooling | 46.9543 | #N/A | #N/A | #N/A | #N/A | 0 | 0 | 0 | 0 | 0 | 281.7256 | #N/A | #N/A | 88 | #N/A | #N/A | #N/A | 0.1565% | 1 | 50% | 0% | 0% | 0% | 8.2745 | 0 | 0 | 0 | 8.2745 | #N/A
2007-06-17 04:00 | 6 | 17 | 4 | 168.1252 | 4012 | 62.6 | 60.08 | 999 | 62.6 | 0 | 262.6263 | Cooling | 43.7711 | #N/A | #N/A | #N/A | #N/A | 0 | 0 | 0 | 0 | 0 | 262.6263 | #N/A | #N/A | 88 | #N/A | #N/A | #N/A | 0.1459% | 1 | 50% | 0% | 0% | 0% | 8.2745 | 0 | 0 | 0 | 8.2745 | #N/A
2007-06-17 05:00 | 6 | 17 | 5 | 168.1669 | 4013 | 60.98 | 60.62 | 999 | 60.98 | 0 | 333.1221 | Cooling | 55.5204 | #N/A | #N/A | #N/A | #N/A | 0 | 0 | 0 | 0 | 0 | 333.1221 | #N/A | #N/A | 88 | #N/A | #N/A | #N/A | 0.1851% | 1 | 50% | 0% | 0% | 0% | 8.2745 | 0 | 0 | 0 | 8.2745 | #N/A
2007-06-17 06:00 | 6 | 17 | 6 | 168.2086 | 4014 | 60.08 | 62.78 | 999 | 60.08 | 0 | 1776.7221 | Cooling | 296.1203 | #N/A | #N/A | #N/A | #N/A | 0 | 0 | 0 | 0 | 0 | 1776.7221 | #N/A | #N/A | 88 | #N/A | #N/A | #N/A | 0.9871% | 1 | 50% | 0% | 0% | 0% | 8.2745 | 0 | 0 | 0 | 8.2745 | #N/A
2007-06-17 07:00 | 6 | 17 | 7 | 168.2502 | 4015 | 62.6 | 64.94 | 999 | 62.6 | 0 | 1901.8304 | Cooling | 316.9717 | #N/A | #N/A | #N/A | #N/A | 0 | 0 | 0 | 0 | 0 | 1901.8304 | #N/A | #N/A | 88 | #N/A | #N/A | #N/A | 1.057% | 1 | 50% | 0% | 0% | 0% | 8.2745 | 0 | 0 | 0 | 8.2745 | #N/A
2007-06-17 08:00 | 6 | 17 | 8 | 168.2919 | 4016 | 60.98 | 64.04 | 999 | 60.98 | 0 | 2467.8372 | Cooling | 411.3062 | #N/A | #N/A | #N/A | #N/A | 0 | 0 | 0 | 0 | 0 | 2467.8372 | #N/A | #N/A | 88 | #N/A | #N/A | #N/A | 1.371% | 1 | 50% | 0% | 0% | 0% | 8.2745 | 0 | 0 | 0 | 8.2745 | #N/A
2007-06-17 09:00 | 6 | 17 | 9 | 168.3336 | 4017 | 62.06 | 63.32 | 998 | 62.06 | 0 | 2278.5855 | Cooling | 379.7642 | #N/A | #N/A | #N/A | #N/A | 0 | 0 | 0 | 0 | 0 | 2278.5855 | #N/A | #N/A | 88 | #N/A | #N/A | #N/A | 1.266% | 1 | 50% | 0% | 0% | 0% | 8.2745 | 0 | 0 | 0 | 8.2745 | #N/A
2007-06-17 10:00 | 6 | 17 | 10 | 168.3752 | 4018 | 64.4 | 62.96 | 998 | 64.4 | 0 | 1968.9078 | Cooling | 328.1513 | #N/A | #N/A | #N/A | #N/A | 0 | 0 | 0 | 0 | 0 | 1968.9078 | #N/A | #N/A | 88 | #N/A | #N/A | #N/A | 1.094% | 1 | 50% | 0% | 0% | 0% | 8.2745 | 0 | 0 | 0 | 8.2745 | #N/A
2007-06-17 11:00 | 6 | 17 | 11 | 168.4169 | 4019 | 64.04 | 62.96 | 997 | 64.04 | 0 | 1969.159 | Cooling | 328.1932 | #N/A | #N/A | #N/A | #N/A | 0 | 0 | 0 | 0 | 0 | 1969.159 | #N/A | #N/A | 88 | #N/A | #N/A | #N/A | 1.094% | 1 | 50% | 0% | 0% | 0% | 8.2745 | 0 | 0 | 0 | 8.2745 | #N/A
2007-06-17 12:00 | 6 | 17 | 12 | 168.4586 | 4020 | 66.02 | 63.14 | 997 | 66.02 | 0 | 1919.4214 | Cooling | 319.9036 | #N/A | #N/A | #N/A | #N/A | 0 | 0 | 0 | 0 | 0 | 1919.4214 | #N/A | #N/A | 88 | #N/A | #N/A | #N/A | 1.066% | 1 | 50% | 0% | 0% | 0% | 8.2745 | 0 | 0 | 0 | 8.2745 | #N/A
2007-06-17 13:00 | 6 | 17 | 13 | 168.5002 | 4021 | 68 | 64.04 | 996 | 68 | 0 | 1972.0813 | Cooling | 328.6802 | #N/A | #N/A | #N/A | #N/A | 0 | 0 | 0 | 0 | 0 | 1972.0813 | #N/A | #N/A | 88 | #N/A | #N/A | #N/A | 1.096% | 1 | 50% | 0% | 0% | 0% | 8.2745 | 0 | 0 | 0 | 8.2745 | #N/A
2007-06-17 14:00 | 6 | 17 | 14 | 168.5419 | 4022 | 68 | 61.88 | 996 | 68 | 0 | 2014.5071 | Cooling | 335.7512 | #N/A | #N/A | #N/A | #N/A | 0 | 0 | 0 | 0 | 0 | 2014.5071 | #N/A | #N/A | 88 | #N/A | #N/A | #N/A | 1.119% | 1 | 50% | 0% | 0% | 0% | 8.2745 | 0 | 0 | 0 | 8.2745 | #N/A
2007-06-17 15:00 | 6 | 17 | 15 | 168.5836 | 4023 | 66.02 | 60.62 | 996 | 66.02 | 0 | 1992.7955 | Cooling | 332.1326 | #N/A | #N/A | #N/A | #N/A | 0 | 0 | 0 | 0 | 0 | 1992.7955 | #N/A | #N/A | 88 | #N/A | #N/A | #N/A | 1.107% | 1 | 50% | 0% | 0% | 0% | 8.2745 | 0 | 0 | 0 | 8.2745 | #N/A
2007-06-17 16:00 | 6 | 17 | 16 | 168.6252 | 4024 | 66.92 | 60.08 | 995 | 66.92 | 0 | 2015.1242 | Cooling | 335.854 | #N/A | #N/A | #N/A | #N/A | 0 | 0 | 0 | 0 | 0 | 2015.1242 | #N/A | #N/A | 88 | #N/A | #N/A | #N/A | 1.12% | 1 | 50% | 0% | 0% | 0% | 8.2745 | 0 | 0 | 0 | 8.2745 | #N/A
2007-06-17 17:00 | 6 | 17 | 17 | 168.6669 | 4025 | 66.92 | 59.36 | 995 | 66.92 | 0 | 1978.5841 | Cooling | 329.764 | #N/A | #N/A | #N/A | #N/A | 0 | 0 | 0 | 0 | 0 | 1978.5841 | #N/A | #N/A | 88 | #N/A | #N/A | #N/A | 1.099% | 1 | 50% | 0% | 0% | 0% | 8.2745 | 0 | 0 | 0 | 8.2745 | #N/A
2007-06-17 18:00 | 6 | 17 | 18 | 168.7086 | 4026 | 69.98 | 59.36 | 995 | 69.98 | 0 | 1867.2437 | Cooling | 311.2073 | #N/A | #N/A | #N/A | #N/A | 0 | 0 | 0 | 0 | 0 | 1867.2437 | #N/A | #N/A | 88 | #N/A | #N/A | #N/A | 1.037% | 1 | 50% | 0% | 0% | 0% | 8.2745 | 0 | 0 | 0 | 8.2745 | #N/A
2007-06-17 19:00 | 6 | 17 | 19 | 168.7502 | 4027 | 69.08 | 60.08 | 995 | 69.08 | 0 | 1783.4984 | Cooling | 297.2497 | #N/A | #N/A | #N/A | #N/A | 0 | 0 | 0 | 0 | 0 | 1783.4984 | #N/A | #N/A | 88 | #N/A | #N/A | #N/A | 0.9908% | 1 | 50% | 0% | 0% | 0% | 8.2745 | 0 | 0 | 0 | 8.2745 | #N/A
2007-06-17 20:00 | 6 | 17 | 20 | 168.7919 | 4028 | 69.08 | 59.72 | 995 | 69.08 | 0 | 1698.8452 | Cooling | 283.1409 | #N/A | #N/A | #N/A | #N/A | 0 | 0 | 0 | 0 | 0 | 1698.8452 | #N/A | #N/A | 88 | #N/A | #N/A | #N/A | 0.9438% | 1 | 50% | 0% | 0% | 0% | 8.2745 | 0 | 0 | 0 | 8.2745 | #N/A
2007-06-17 21:00 | 6 | 17 | 21 | 168.8336 | 4029 | 59 | 59.9 | 995 | 59 | 0 | 1979.3068 | Cooling | 329.8845 | #N/A | #N/A | #N/A | #N/A | 0 | 0 | 0 | 0 | 0 | 1979.3068 | #N/A | #N/A | 88 | #N/A | #N/A | #N/A | 1.1% | 1 | 50% | 0% | 0% | 0% | 8.2745 | 0 | 0 | 0 | 8.2745 | #N/A
2007-06-17 22:00 | 6 | 17 | 22 | 168.8752 | 4030 | 59 | 60.08 | 995 | 59 | 0 | 588.4883 | Cooling | 98.0814 | #N/A | #N/A | #N/A | #N/A | 0 | 0 | 0 | 0 | 0 | 588.4883 | #N/A | #N/A | 88 | #N/A | #N/A | #N/A | 0.3269% | 1 | 50% | 0% | 0% | 0% | 8.2745 | 0 | 0 | 0 | 8.2745 | #N/A
2007-06-17 23:00 | 6 | 17 | 23 | 168.9169 | 4031 | 59 | 59.54 | 994 | 59 | 0 | 576.0602 | Cooling | 96.01 | #N/A | #N/A | #N/A | #N/A | 0 | 0 | 0 | 0 | 0 | 576.0602 | #N/A | #N/A | 88 | #N/A | #N/A | #N/A | 0.32% | 1 | 50% | 0% | 0% | 0% | 8.2745 | 0 | 0 | 0 | 8.2745 | #N/A
2007-06-18 | 6 | 18 | 0 | 168.9586 | 4032 | 57.02 | 59.36 | 994 | 57.02 | 0 | 497.6618 | Cooling | 82.9436 | #N/A | #N/A | #N/A | #N/A | 0 | 0 | 0 | 0 | 0 | 497.6618 | #N/A | #N/A | 88 | #N/A | #N/A | #N/A | 0.2765% | 1 | 50% | 0% | 0% | 0% | 8.2745 | 0 | 0 | 0 | 8.2745 | #N/A
2007-06-18 01:00 | 6 | 18 | 1 | 169.0002 | 4033 | 55.94 | 59 | 994 | 55.94 | 0 | 444.6515 | Cooling | 74.1086 | #N/A | #N/A | #N/A | #N/A | 0 | 0 | 0 | 0 | 0 | 444.6515 | #N/A | #N/A | 88 | #N/A | #N/A | #N/A | 0.247% | 1 | 50% | 0% | 0% | 0% | 8.2745 | 0 | 0 | 0 | 8.2745 | #N/A
2007-06-18 02:00 | 6 | 18 | 2 | 169.0419 | 4034 | 55.94 | 58.64 | 994 | 55.94 | 0 | 413.854 | Cooling | 68.9757 | #N/A | #N/A | #N/A | #N/A | 0 | 0 | 0 | 0 | 0 | 413.854 | #N/A | #N/A | 88 | #N/A | #N/A | #N/A | 0.2299% | 1 | 50% | 0% | 0% | 0% | 8.2745 | 0 | 0 | 0 | 8.2745 | #N/A
2007-06-18 03:00 | 6 | 18 | 3 | 169.0836 | 4035 | 53.96 | 58.64 | 994 | 53.96 | 0 | 394.7432 | Cooling | 65.7905 | #N/A | #N/A | #N/A | #N/A | 0 | 0 | 0 | 0 | 0 | 394.7432 | #N/A | #N/A | 88 | #N/A | #N/A | #N/A | 0.2193% | 1 | 50% | 0% | 0% | 0% | 8.2745 | 0 | 0 | 0 | 8.2745 | #N/A
2007-06-18 04:00 | 6 | 18 | 4 | 169.1252 | 4036 | 53.06 | 59 | 994 | 53.06 | 0 | 377.9489 | Cooling | 62.9915 | #N/A | #N/A | #N/A | #N/A | 0 | 0 | 0 | 0 | 0 | 377.9489 | #N/A | #N/A | 88 | #N/A | #N/A | #N/A | 0.21% | 1 | 50% | 0% | 0% | 0% | 8.2745 | 0 | 0 | 0 | 8.2745 | #N/A
2007-06-18 05:00 | 6 | 18 | 5 | 169.1669 | 4037 | 53.06 | 57.56 | 995 | 53.06 | 0 | 402.6564 | Cooling | 67.1094 | #N/A | #N/A | #N/A | #N/A | 0 | 0 | 0 | 0 | 0 | 402.6564 | #N/A | #N/A | 88 | #N/A | #N/A | #N/A | 0.2237% | 1 | 50% | 0% | 0% | 0% | 8.2745 | 0 | 0 | 0 | 8.2745 | #N/A
2007-06-18 06:00 | 6 | 18 | 6 | 169.2086 | 4038 | 59 | 57.74 | 996 | 59 | 0 | 1533.1443 | Cooling | 255.524 | #N/A | #N/A | #N/A | #N/A | 0 | 0 | 0 | 0 | 0 | 1533.1443 | #N/A | #N/A | 88 | #N/A | #N/A | #N/A | 0.8517% | 1 | 50% | 0% | 0% | 0% | 8.2745 | 0 | 0 | 0 | 8.2745 | #N/A
2007-06-18 07:00 | 6 | 18 | 7 | 169.2502 | 4039 | 62.96 | 57.92 | 996 | 62.96 | 0 | 1406.5078 | Cooling | 234.418 | #N/A | #N/A | #N/A | #N/A | 0 | 0 | 0 | 0 | 0 | 1406.5078 | #N/A | #N/A | 88 | #N/A | #N/A | #N/A | 0.7814% | 1 | 50% | 0% | 0% | 0% | 8.2745 | 0 | 0 | 0 | 8.2745 | #N/A
2007-06-18 08:00 | 6 | 18 | 8 | 169.2919 | 4040 | 62.96 | 56.3 | 997 | 62.96 | 0 | 1299.3702 | Cooling | 216.5617 | #N/A | #N/A | #N/A | #N/A | 0 | 0 | 0 | 0 | 0 | 1299.3702 | #N/A | #N/A | 88 | #N/A | #N/A | #N/A | 0.7219% | 1 | 50% | 0% | 0% | 0% | 8.2745 | 0 | 0 | 0 | 8.2745 | #N/A
2007-06-18 09:00 | 6 | 18 | 9 | 169.3336 | 4041 | 71.06 | 55.04 | 998 | 71.06 | 0 | 1027.9668 | Cooling | 171.3278 | #N/A | #N/A | #N/A | #N/A | 0 | 0 | 0 | 0 | 0 | 1027.9668 | #N/A | #N/A | 88 | #N/A | #N/A | #N/A | 0.5711% | 1 | 50% | 0% | 0% | 0% | 8.2745 | 0 | 0 | 0 | 8.2745 | #N/A
2007-06-18 10:00 | 6 | 18 | 10 | 169.3752 | 4042 | 73.04 | 53.96 | 999 | 73.04 | 0 | 778.9682 | Cooling | 129.828 | #N/A | #N/A | #N/A | #N/A | 0 | 0 | 0 | 0 | 0 | 778.9682 | #N/A | #N/A | 88 | #N/A | #N/A | #N/A | 0.4328% | 1 | 50% | 0% | 0% | 0% | 8.2745 | 0 | 0 | 0 | 8.2745 | #N/A
2007-06-18 11:00 | 6 | 18 | 11 | 169.4169 | 4043 | 73.04 | 53.24 | 1000 | 73.04 | 0 | 675.6542 | Cooling | 112.609 | #N/A | #N/A | #N/A | #N/A | 0 | 0 | 0 | 0 | 0 | 675.6542 | #N/A | #N/A | 88 | #N/A | #N/A | #N/A | 0.3754% | 1 | 50% | 0% | 0% | 0% | 8.2745 | 0 | 0 | 0 | 8.2745 | #N/A
2007-06-18 12:00 | 6 | 18 | 12 | 169.4586 | 4044 | 80.06 | 52.7 | 1001 | 80.06 | 0 | 629.4601 | Cooling | 104.91 | #N/A | #N/A | #N/A | #N/A | 0 | 0 | 0 | 0 | 0 | 629.4601 | #N/A | #N/A | 88 | #N/A | #N/A | #N/A | 0.3497% | 1 | 50% | 0% | 0% | 0% | 8.2745 | 0 | 0 | 0 | 8.2745 | #N/A
2007-06-18 13:00 | 6 | 18 | 13 | 169.5002 | 4045 | 80.96 | 53.06 | 1001 | 80.96 | 0 | 606.467 | Cooling | 101.0778 | #N/A | #N/A | #N/A | #N/A | 0 | 0 | 0 | 0 | 0 | 606.467 | #N/A | #N/A | 88 | #N/A | #N/A | #N/A | 0.3369% | 1 | 50% | 0% | 0% | 0% | 8.2745 | 0 | 0 | 0 | 8.2745 | #N/A
2007-06-18 14:00 | 6 | 18 | 14 | 169.5419 | 4046 | 80.96 | 53.24 | 1002 | 80.96 | 0 | 681.6728 | Cooling | 113.6121 | #N/A | #N/A | #N/A | #N/A | 0 | 0 | 0 | 0 | 0 | 681.6728 | #N/A | #N/A | 88 | #N/A | #N/A | #N/A | 0.3787% | 1 | 50% | 0% | 0% | 0% | 8.2745 | 0 | 0 | 0 | 8.2745 | #N/A
2007-06-18 15:00 | 6 | 18 | 15 | 169.5836 | 4047 | 84.02 | 54.32 | 1002 | 84.02 | 0 | 811.8705 | Cooling | 135.3117 | #N/A | #N/A | #N/A | #N/A | 0 | 0 | 0 | 0 | 0 | 811.8705 | #N/A | #N/A | 88 | #N/A | #N/A | #N/A | 0.451% | 1 | 50% | 0% | 0% | 0% | 8.2745 | 0 | 0 | 0 | 8.2745 | #N/A
2007-06-18 16:00 | 6 | 18 | 16 | 169.6252 | 4048 | 84.02 | 55.94 | 1002 | 84.02 | 0 | 977.8628 | Cooling | 162.9771 | #N/A | #N/A | #N/A | #N/A | 0 | 0 | 0 | 0 | 0 | 977.8628 | #N/A | #N/A | 88 | #N/A | #N/A | #N/A | 0.5433% | 1 | 50% | 0% | 0% | 0% | 8.2745 | 0 | 0 | 0 | 8.2745 | #N/A
2007-06-18 17:00 | 6 | 18 | 17 | 169.6669 | 4049 | 84.02 | 54.32 | 1003 | 84.02 | 0 | 956.5324 | Cooling | 159.4221 | #N/A | #N/A | #N/A | #N/A | 0 | 0 | 0 | 0 | 0 | 956.5324 | #N/A | #N/A | 88 | #N/A | #N/A | #N/A | 0.5314% | 1 | 50% | 0% | 0% | 0% | 8.2745 | 0 | 0 | 0 | 8.2745 | #N/A
2007-06-18 18:00 | 6 | 18 | 18 | 169.7086 | 4050 | 82.04 | 53.24 | 1003 | 82.04 | 0 | 840.2406 | Cooling | 140.0401 | #N/A | #N/A | #N/A | #N/A | 0 | 0 | 0 | 0 | 0 | 840.2406 | #N/A | #N/A | 88 | #N/A | #N/A | #N/A | 0.4668% | 1 | 50% | 0% | 0% | 0% | 8.2745 | 0 | 0 | 0 | 8.2745 | #N/A
2007-06-18 19:00 | 6 | 18 | 19 | 169.7502 | 4051 | 80.06 | 53.06 | 1003 | 80.06 | 0 | 731.9022 | Cooling | 121.9837 | #N/A | #N/A | #N/A | #N/A | 0 | 0 | 0 | 0 | 0 | 731.9022 | #N/A | #N/A | 88 | #N/A | #N/A | #N/A | 0.4066% | 1 | 50% | 0% | 0% | 0% | 8.2745 | 0 | 0 | 0 | 8.2745 | #N/A
2007-06-18 20:00 | 6 | 18 | 20 | 169.7919 | 4052 | 80.06 | 51.08 | 1004 | 80.06 | 0 | 466.4566 | Cooling | 77.7428 | #N/A | #N/A | #N/A | #N/A | 0 | 0 | 0 | 0 | 0 | 466.4566 | #N/A | #N/A | 88 | #N/A | #N/A | #N/A | 0.2591% | 1 | 50% | 0% | 0% | 0% | 8.2745 | 0 | 0 | 0 | 8.2745 | #N/A
2007-06-18 21:00 | 6 | 18 | 21 | 169.8336 | 4053 | 75.02 | 49.46 | 1005 | 75.02 | 0 | 177.4118 | Cooling | 29.5686 | #N/A | #N/A | #N/A | #N/A | 0 | 0 | 0 | 0 | 0 | 177.4118 | #N/A | #N/A | 88 | #N/A | #N/A | #N/A | 0.09856% | 1 | 50% | 0% | 0% | 0% | 8.2745 | 0 | 0 | 0 | 8.2745 | #N/A
2007-06-18 22:00 | 6 | 18 | 22 | 169.8752 | 4054 | 71.96 | 48.02 | 1006 | 71.96 | 0 | 0.0086084 | Cooling | 0.0014347 | #N/A | #N/A | #N/A | #N/A | 0 | 0 | 0 | 0 | 0 | 0.0086084 | #N/A | #N/A | 88 | #N/A | #N/A | #N/A | 4.782e-06% | 1 | 50% | 0% | 0% | 0% | 8.2745 | 0 | 0 | 0 | 8.2745 | #N/A
2007-06-18 23:00 | 6 | 18 | 23 | 169.9169 | 4055 | 71.96 | 47.48 | 1006 | 71.96 | 0 | 0.031812 | Cooling | 0.0053019 | #N/A | #N/A | #N/A | #N/A | 0 | 0 | 0 | 0 | 0 | 0.031812 | #N/A | #N/A | 88 | #N/A | #N/A | #N/A | 1.767e-05% | 1 | 50% | 0% | 0% | 0% | 8.2745 | 0 | 0 | 0 | 8.2745 | #N/A
2007-06-19 | 6 | 19 | 0 | 169.9586 | 4056 | 69.98 | 47.3 | 1007 | 69.98 | 0 | 0.033613 | Cooling | 0.0056021 | #N/A | #N/A | #N/A | #N/A | 0 | 0 | 0 | 0 | 0 | 0.033613 | #N/A | #N/A | 88 | #N/A | #N/A | #N/A | 1.867e-05% | 1 | 50% | 0% | 0% | 0% | 8.2745 | 0 | 0 | 0 | 8.2745 | #N/A
2007-06-19 01:00 | 6 | 19 | 1 | 170.0002 | 4057 | 69.08 | 46.94 | 1007 | 69.08 | 0 | 0.033568 | Cooling | 0.0055946 | #N/A | #N/A | #N/A | #N/A | 0 | 0 | 0 | 0 | 0 | 0.033568 | #N/A | #N/A | 88 | #N/A | #N/A | #N/A | 1.865e-05% | 1 | 50% | 0% | 0% | 0% | 8.2745 | 0 | 0 | 0 | 8.2745 | #N/A
2007-06-19 02:00 | 6 | 19 | 2 | 170.0419 | 4058 | 69.08 | 46.58 | 1007 | 69.08 | 0 | 0.029335 | Cooling | 0.0048892 | #N/A | #N/A | #N/A | #N/A | 0 | 0 | 0 | 0 | 0 | 0.029335 | #N/A | #N/A | 88 | #N/A | #N/A | #N/A | 1.63e-05% | 1 | 50% | 0% | 0% | 0% | 8.2745 | 0 | 0 | 0 | 8.2745 | #N/A
2007-06-19 03:00 | 6 | 19 | 3 | 170.0836 | 4059 | 66.02 | 46.58 | 1008 | 66.02 | 0 | 0.020218 | Cooling | 0.0033696 | #N/A | #N/A | #N/A | #N/A | 0 | 0 | 0 | 0 | 0 | 0.020218 | #N/A | #N/A | 88 | #N/A | #N/A | #N/A | 1.123e-05% | 1 | 50% | 0% | 0% | 0% | 8.2745 | 0 | 0 | 0 | 8.2745 | #N/A
2007-06-19 04:00 | 6 | 19 | 4 | 170.1252 | 4060 | 64.94 | 46.94 | 1008 | 64.94 | 0 | 0.014995 | Cooling | 0.0024992 | #N/A | #N/A | #N/A | #N/A | 0 | 0 | 0 | 0 | 0 | 0.014995 | #N/A | #N/A | 88 | #N/A | #N/A | #N/A | 8.331e-06% | 1 | 50% | 0% | 0% | 0% | 8.2745 | 0 | 0 | 0 | 8.2745 | #N/A
2007-06-19 05:00 | 6 | 19 | 5 | 170.1669 | 4061 | 64.94 | 48.92 | 1009 | 64.94 | 0 | 0.00036886 | Cooling | 6.1476e-05 | #N/A | #N/A | #N/A | #N/A | 0 | 0 | 0 | 0 | 0 | 0.00036886 | #N/A | #N/A | 88 | #N/A | #N/A | #N/A | 2.049e-07% | 1 | 50% | 0% | 0% | 0% | 8.2745 | 0 | 0 | 0 | 8.2745 | #N/A
2007-06-19 06:00 | 6 | 19 | 6 | 170.2086 | 4062 | 66.02 | 52.34 | 1009 | 66.02 | 0 | 138.849 | Cooling | 23.1415 | #N/A | #N/A | #N/A | #N/A | 0 | 0 | 0 | 0 | 0 | 138.849 | #N/A | #N/A | 88 | #N/A | #N/A | #N/A | 0.07714% | 1 | 50% | 0% | 0% | 0% | 8.2745 | 0 | 0 | 0 | 8.2745 | #N/A
2007-06-19 07:00 | 6 | 19 | 7 | 170.2502 | 4063 | 68 | 55.94 | 1010 | 68 | 0 | 522.3995 | Cooling | 87.0666 | #N/A | #N/A | #N/A | #N/A | 0 | 0 | 0 | 0 | 0 | 522.3995 | #N/A | #N/A | 88 | #N/A | #N/A | #N/A | 0.2902% | 1 | 50% | 0% | 0% | 0% | 8.2745 | 0 | 0 | 0 | 8.2745 | #N/A
2007-06-19 08:00 | 6 | 19 | 8 | 170.2919 | 4064 | 68 | 55.94 | 1010 | 68 | 0 | 972.4658 | Cooling | 162.0776 | #N/A | #N/A | #N/A | #N/A | 0 | 0 | 0 | 0 | 0 | 972.4658 | #N/A | #N/A | 88 | #N/A | #N/A | #N/A | 0.5403% | 1 | 50% | 0% | 0% | 0% | 8.2745 | 0 | 0 | 0 | 8.2745 | #N/A
2007-06-19 09:00 | 6 | 19 | 9 | 170.3336 | 4065 | 73.04 | 56.3 | 1010 | 73.04 | 0 | 1328.5392 | Cooling | 221.4232 | #N/A | #N/A | #N/A | #N/A | 0 | 0 | 0 | 0 | 0 | 1328.5392 | #N/A | #N/A | 88 | #N/A | #N/A | #N/A | 0.7381% | 1 | 50% | 0% | 0% | 0% | 8.2745 | 0 | 0 | 0 | 8.2745 | #N/A
2007-06-19 10:00 | 6 | 19 | 10 | 170.3752 | 4066 | 77 | 57.02 | 1011 | 77 | 0 | 1601.7107 | Cooling | 266.9518 | #N/A | #N/A | #N/A | #N/A | 0 | 0 | 0 | 0 | 0 | 1601.7107 | #N/A | #N/A | 88 | #N/A | #N/A | #N/A | 0.8898% | 1 | 50% | 0% | 0% | 0% | 8.2745 | 0 | 0 | 0 | 8.2745 | #N/A
2007-06-19 11:00 | 6 | 19 | 11 | 170.4169 | 4067 | 77 | 53.96 | 1010 | 77 | 0 | 1697.8637 | Cooling | 282.9773 | #N/A | #N/A | #N/A | #N/A | 0 | 0 | 0 | 0 | 0 | 1697.8637 | #N/A | #N/A | 88 | #N/A | #N/A | #N/A | 0.9433% | 1 | 50% | 0% | 0% | 0% | 8.2745 | 0 | 0 | 0 | 8.2745 | #N/A
2007-06-19 12:00 | 6 | 19 | 12 | 170.4586 | 4068 | 82.94 | 51.08 | 1010 | 82.94 | 0 | 1524.9119 | Cooling | 254.152 | #N/A | #N/A | #N/A | #N/A | 0 | 0 | 0 | 0 | 0 | 1524.9119 | #N/A | #N/A | 88 | #N/A | #N/A | #N/A | 0.8472% | 1 | 50% | 0% | 0% | 0% | 8.2745 | 0 | 0 | 0 | 8.2745 | #N/A
2007-06-19 13:00 | 6 | 19 | 13 | 170.5002 | 4069 | 82.94 | 48.92 | 1010 | 82.94 | 0 | 1354.4235 | Cooling | 225.7372 | #N/A | #N/A | #N/A | #N/A | 0 | 0 | 0 | 0 | 0 | 1354.4235 | #N/A | #N/A | 88 | #N/A | #N/A | #N/A | 0.7525% | 1 | 50% | 0% | 0% | 0% | 8.2745 | 0 | 0 | 0 | 8.2745 | #N/A
2007-06-19 14:00 | 6 | 19 | 14 | 170.5419 | 4070 | 82.94 | 47.48 | 1010 | 82.94 | 0 | 1348.7464 | Cooling | 224.7911 | #N/A | #N/A | #N/A | #N/A | 0 | 0 | 0 | 0 | 0 | 1348.7464 | #N/A | #N/A | 88 | #N/A | #N/A | #N/A | 0.7493% | 1 | 50% | 0% | 0% | 0% | 8.2745 | 0 | 0 | 0 | 8.2745 | #N/A
2007-06-19 15:00 | 6 | 19 | 15 | 170.5836 | 4071 | 84.92 | 46.94 | 1010 | 84.92 | 0 | 1374.4628 | Cooling | 229.0771 | #N/A | #N/A | #N/A | #N/A | 0 | 0 | 0 | 0 | 0 | 1374.4628 | #N/A | #N/A | 88 | #N/A | #N/A | #N/A | 0.7636% | 1 | 50% | 0% | 0% | 0% | 8.2745 | 0 | 0 | 0 | 8.2745 | #N/A
2007-06-19 16:00 | 6 | 19 | 16 | 170.6252 | 4072 | 84.92 | 46.94 | 1010 | 84.92 | 0 | 1430.2043 | Cooling | 238.3674 | #N/A | #N/A | #N/A | #N/A | 0 | 0 | 0 | 0 | 0 | 1430.2043 | #N/A | #N/A | 88 | #N/A | #N/A | #N/A | 0.7946% | 1 | 50% | 0% | 0% | 0% | 8.2745 | 0 | 0 | 0 | 8.2745 | #N/A
2007-06-19 17:00 | 6 | 19 | 17 | 170.6669 | 4073 | 84.92 | 45.68 | 1010 | 84.92 | 0 | 1355.3522 | Cooling | 225.892 | #N/A | #N/A | #N/A | #N/A | 0 | 0 | 0 | 0 | 0 | 1355.3522 | #N/A | #N/A | 88 | #N/A | #N/A | #N/A | 0.753% | 1 | 50% | 0% | 0% | 0% | 8.2745 | 0 | 0 | 0 | 8.2745 | #N/A
2007-06-19 18:00 | 6 | 19 | 18 | 170.7086 | 4074 | 82.94 | 44.78 | 1011 | 82.94 | 0 | 1051.4582 | Cooling | 175.243 | #N/A | #N/A | #N/A | #N/A | 0 | 0 | 0 | 0 | 0 | 1051.4582 | #N/A | #N/A | 88 | #N/A | #N/A | #N/A | 0.5841% | 1 | 50% | 0% | 0% | 0% | 8.2745 | 0 | 0 | 0 | 8.2745 | #N/A
2007-06-19 19:00 | 6 | 19 | 19 | 170.7502 | 4075 | 80.96 | 44.96 | 1011 | 80.96 | 0 | 831.3535 | Cooling | 138.5589 | #N/A | #N/A | #N/A | #N/A | 0 | 0 | 0 | 0 | 0 | 831.3535 | #N/A | #N/A | 88 | #N/A | #N/A | #N/A | 0.4619% | 1 | 50% | 0% | 0% | 0% | 8.2745 | 0 | 0 | 0 | 8.2745 | #N/A
2007-06-19 20:00 | 6 | 19 | 20 | 170.7919 | 4076 | 80.96 | 44.96 | 1011 | 80.96 | 0 | 671.4245 | Cooling | 111.9041 | #N/A | #N/A | #N/A | #N/A | 0 | 0 | 0 | 0 | 0 | 671.4245 | #N/A | #N/A | 88 | #N/A | #N/A | #N/A | 0.373% | 1 | 50% | 0% | 0% | 0% | 8.2745 | 0 | 0 | 0 | 8.2745 | #N/A
2007-06-19 21:00 | 6 | 19 | 21 | 170.8336 | 4077 | 78.98 | 45.5 | 1012 | 78.98 | 0 | 488.95 | Cooling | 81.4917 | #N/A | #N/A | #N/A | #N/A | 0 | 0 | 0 | 0 | 0 | 488.95 | #N/A | #N/A | 88 | #N/A | #N/A | #N/A | 0.2716% | 1 | 50% | 0% | 0% | 0% | 8.2745 | 0 | 0 | 0 | 8.2745 | #N/A
2007-06-19 22:00 | 6 | 19 | 22 | 170.8752 | 4078 | 77 | 46.04 | 1013 | 77 | 0 | 0 | Cooling | 0 | #N/A | #N/A | #N/A | #N/A | 0 | 0 | 0 | 0 | 0 | 0 | #N/A | #N/A | 88 | 88 | 0 | #N/A | 0% | 1 | 50% | 0% | 0% | 0% | 8.2745 | 0 | 0 | 0 | 8.2745 | #N/A
2007-06-19 23:00 | 6 | 19 | 23 | 170.9169 | 4079 | 77 | 46.58 | 1013 | 77 | 0 | 0 | Cooling | 0 | #N/A | #N/A | #N/A | #N/A | 0 | 0 | 0 | 0 | 0 | 0 | #N/A | #N/A | 88 | 88 | 0 | #N/A | 0% | 1 | 50% | 0% | 0% | 0% | 8.2745 | 0 | 0 | 0 | 8.2745 | #N/A
2007-06-20 | 6 | 20 | 0 | 170.9586 | 4080 | 73.04 | 47.3 | 1013 | 73.04 | 0 | 0 | Cooling | 0 | #N/A | #N/A | #N/A | #N/A | 0 | 0 | 0 | 0 | 0 | 0 | #N/A | #N/A | 88 | 88 | 0 | #N/A | 0% | 1 | 50% | 0% | 0% | 0% | 8.2745 | 0 | 0 | 0 | 8.2745 | #N/A
2007-06-20 01:00 | 6 | 20 | 1 | 171.0002 | 4081 | 73.04 | 48.02 | 1013 | 73.04 | 0 | 0 | Cooling | 0 | #N/A | #N/A | #N/A | #N/A | 0 | 0 | 0 | 0 | 0 | 0 | #N/A | #N/A | 88 | 88 | 0 | #N/A | 0% | 1 | 50% | 0% | 0% | 0% | 8.2745 | 0 | 0 | 0 | 8.2745 | #N/A
2007-06-20 02:00 | 6 | 20 | 2 | 171.0419 | 4082 | 73.04 | 46.94 | 1013 | 73.04 | 0 | 0.00065459 | Cooling | 0.0001091 | #N/A | #N/A | #N/A | #N/A | 0 | 0 | 0 | 0 | 0 | 0.00065459 | #N/A | #N/A | 88 | #N/A | #N/A | #N/A | 3.637e-07% | 1 | 50% | 0% | 0% | 0% | 8.2745 | 0 | 0 | 0 | 8.2745 | #N/A
2007-06-20 03:00 | 6 | 20 | 3 | 171.0836 | 4083 | 71.06 | 46.4 | 1013 | 71.06 | 0 | 0.0053389 | Cooling | 0.00088981 | #N/A | #N/A | #N/A | #N/A | 0 | 0 | 0 | 0 | 0 | 0.0053389 | #N/A | #N/A | 88 | #N/A | #N/A | #N/A | 2.966e-06% | 1 | 50% | 0% | 0% | 0% | 8.2745 | 0 | 0 | 0 | 8.2745 | #N/A
2007-06-20 04:00 | 6 | 20 | 4 | 171.1252 | 4084 | 69.8 | 46.04 | 1013 | 69.8 | 0 | 0.011738 | Cooling | 0.0019563 | #N/A | #N/A | #N/A | #N/A | 0 | 0 | 0 | 0 | 0 | 0.011738 | #N/A | #N/A | 88 | #N/A | #N/A | #N/A | 6.521e-06% | 1 | 50% | 0% | 0% | 0% | 8.2745 | 0 | 0 | 0 | 8.2745 | #N/A
2007-06-20 05:00 | 6 | 20 | 5 | 171.1669 | 4085 | 69.08 | 47.3 | 1013 | 69.08 | 0 | 0.0014027 | Cooling | 0.00023378 | #N/A | #N/A | #N/A | #N/A | 0 | 0 | 0 | 0 | 0 | 0.0014027 | #N/A | #N/A | 88 | #N/A | #N/A | #N/A | 7.793e-07% | 1 | 50% | 0% | 0% | 0% | 8.2745 | 0 | 0 | 0 | 8.2745 | #N/A
2007-06-20 06:00 | 6 | 20 | 6 | 171.2086 | 4086 | 69.98 | 50.18 | 1014 | 69.98 | 0 | 52.6938 | Cooling | 8.7823 | #N/A | #N/A | #N/A | #N/A | 0 | 0 | 0 | 0 | 0 | 52.6938 | #N/A | #N/A | 88 | #N/A | #N/A | #N/A | 0.02927% | 1 | 50% | 0% | 0% | 0% | 8.2745 | 0 | 0 | 0 | 8.2745 | #N/A
2007-06-20 07:00 | 6 | 20 | 7 | 171.2502 | 4087 | 71.96 | 53.06 | 1014 | 71.96 | 0 | 317.7895 | Cooling | 52.9649 | #N/A | #N/A | #N/A | #N/A | 0 | 0 | 0 | 0 | 0 | 317.7895 | #N/A | #N/A | 88 | #N/A | #N/A | #N/A | 0.1765% | 1 | 50% | 0% | 0% | 0% | 8.2745 | 0 | 0 | 0 | 8.2745 | #N/A
2007-06-20 08:00 | 6 | 20 | 8 | 171.2919 | 4088 | 71.96 | 53.78 | 1014 | 71.96 | 0 | 733.2441 | Cooling | 122.2073 | #N/A | #N/A | #N/A | #N/A | 0 | 0 | 0 | 0 | 0 | 733.2441 | #N/A | #N/A | 88 | #N/A | #N/A | #N/A | 0.4074% | 1 | 50% | 0% | 0% | 0% | 8.2745 | 0 | 0 | 0 | 8.2745 | #N/A
2007-06-20 09:00 | 6 | 20 | 9 | 171.3336 | 4089 | 78.98 | 54.68 | 1013 | 78.98 | 0 | 1176.3686 | Cooling | 196.0614 | #N/A | #N/A | #N/A | #N/A | 0 | 0 | 0 | 0 | 0 | 1176.3686 | #N/A | #N/A | 88 | #N/A | #N/A | #N/A | 0.6535% | 1 | 50% | 0% | 0% | 0% | 8.2745 | 0 | 0 | 0 | 8.2745 | #N/A
2007-06-20 10:00 | 6 | 20 | 10 | 171.3752 | 4090 | 80.06 | 55.94 | 1013 | 80.06 | 0 | 1633.7837 | Cooling | 272.2973 | #N/A | #N/A | #N/A | #N/A | 0 | 0 | 0 | 0 | 0 | 1633.7837 | #N/A | #N/A | 88 | #N/A | #N/A | #N/A | 0.9077% | 1 | 50% | 0% | 0% | 0% | 8.2745 | 0 | 0 | 0 | 8.2745 | #N/A
2007-06-20 11:00 | 6 | 20 | 11 | 171.4169 | 4091 | 80.06 | 54.14 | 1012 | 80.06 | 0 | 1845.5859 | Cooling | 307.5977 | #N/A | #N/A | #N/A | #N/A | 0 | 0 | 0 | 0 | 0 | 1845.5859 | #N/A | #N/A | 88 | #N/A | #N/A | #N/A | 1.025% | 1 | 50% | 0% | 0% | 0% | 8.2745 | 0 | 0 | 0 | 8.2745 | #N/A
2007-06-20 12:00 | 6 | 20 | 12 | 171.4586 | 4092 | 84.02 | 52.7 | 1011 | 84.02 | 0 | 1569.0541 | Cooling | 261.509 | #N/A | #N/A | #N/A | #N/A | 0 | 0 | 0 | 0 | 0 | 1569.0541 | #N/A | #N/A | 88 | #N/A | #N/A | #N/A | 0.8717% | 1 | 50% | 0% | 0% | 0% | 8.2745 | 0 | 0 | 0 | 8.2745 | #N/A
2007-06-20 13:00 | 6 | 20 | 13 | 171.5002 | 4093 | 84.02 | 51.98 | 1011 | 84.02 | 0 | 1606.7382 | Cooling | 267.7897 | #N/A | #N/A | #N/A | #N/A | 0 | 0 | 0 | 0 | 0 | 1606.7382 | #N/A | #N/A | 88 | #N/A | #N/A | #N/A | 0.8926% | 1 | 50% | 0% | 0% | 0% | 8.2745 | 0 | 0 | 0 | 8.2745 | #N/A
2007-06-20 14:00 | 6 | 20 | 14 | 171.5419 | 4094 | 84.02 | 50.9 | 1010 | 84.02 | 0 | 1653.2708 | Cooling | 275.5451 | #N/A | #N/A | #N/A | #N/A | 0 | 0 | 0 | 0 | 0 | 1653.2708 | #N/A | #N/A | 88 | #N/A | #N/A | #N/A | 0.9185% | 1 | 50% | 0% | 0% | 0% | 8.2745 | 0 | 0 | 0 | 8.2745 | #N/A
2007-06-20 15:00 | 6 | 20 | 15 | 171.5836 | 4095 | 84.02 | 50.72 | 1010 | 84.02 | 0 | 1665.742 | Cooling | 277.6237 | #N/A | #N/A | #N/A | #N/A | 0 | 0 | 0 | 0 | 0 | 1665.742 | #N/A | #N/A | 88 | #N/A | #N/A | #N/A | 0.9254% | 1 | 50% | 0% | 0% | 0% | 8.2745 | 0 | 0 | 0 | 8.2745 | #N/A
2007-06-20 16:00 | 6 | 20 | 16 | 171.6252 | 4096 | 84.92 | 51.08 | 1010 | 84.92 | 0 | 1709.4275 | Cooling | 284.9046 | #N/A | #N/A | #N/A | #N/A | 0 | 0 | 0 | 0 | 0 | 1709.4275 | #N/A | #N/A | 88 | #N/A | #N/A | #N/A | 0.9497% | 1 | 50% | 0% | 0% | 0% | 8.2745 | 0 | 0 | 0 | 8.2745 | #N/A
2007-06-20 17:00 | 6 | 20 | 17 | 171.6669 | 4097 | 84.92 | 50 | 1009 | 84.92 | 0 | 1654.5452 | Cooling | 275.7575 | #N/A | #N/A | #N/A | #N/A | 0 | 0 | 0 | 0 | 0 | 1654.5452 | #N/A | #N/A | 88 | #N/A | #N/A | #N/A | 0.9192% | 1 | 50% | 0% | 0% | 0% | 8.2745 | 0 | 0 | 0 | 8.2745 | #N/A
2007-06-20 18:00 | 6 | 20 | 18 | 171.7086 | 4098 | 80.96 | 49.64 | 1009 | 80.96 | 0 | 1535.7108 | Cooling | 255.9518 | #N/A | #N/A | #N/A | #N/A | 0 | 0 | 0 | 0 | 0 | 1535.7108 | #N/A | #N/A | 88 | #N/A | #N/A | #N/A | 0.8532% | 1 | 50% | 0% | 0% | 0% | 8.2745 | 0 | 0 | 0 | 8.2745 | #N/A
2007-06-20 19:00 | 6 | 20 | 19 | 171.7502 | 4099 | 78.98 | 50 | 1009 | 78.98 | 0 | 1418.0376 | Cooling | 236.3396 | #N/A | #N/A | #N/A | #N/A | 0 | 0 | 0 | 0 | 0 | 1418.0376 | #N/A | #N/A | 88 | #N/A | #N/A | #N/A | 0.7878% | 1 | 50% | 0% | 0% | 0% | 8.2745 | 0 | 0 | 0 | 8.2745 | #N/A
2007-06-20 20:00 | 6 | 20 | 20 | 171.7919 | 4100 | 78.98 | 50.36 | 1009 | 78.98 | 0 | 1307.3032 | Cooling | 217.8839 | #N/A | #N/A | #N/A | #N/A | 0 | 0 | 0 | 0 | 0 | 1307.3032 | #N/A | #N/A | 88 | #N/A | #N/A | #N/A | 0.7263% | 1 | 50% | 0% | 0% | 0% | 8.2745 | 0 | 0 | 0 | 8.2745 | #N/A
2007-06-20 21:00 | 6 | 20 | 21 | 171.8336 | 4101 | 73.94 | 51.08 | 1008 | 73.94 | 0 | 1003.9202 | Cooling | 167.32 | #N/A | #N/A | #N/A | #N/A | 0 | 0 | 0 | 0 | 0 | 1003.9202 | #N/A | #N/A | 88 | #N/A | #N/A | #N/A | 0.5577% | 1 | 50% | 0% | 0% | 0% | 8.2745 | 0 | 0 | 0 | 8.2745 | #N/A
2007-06-20 22:00 | 6 | 20 | 22 | 171.8752 | 4102 | 73.04 | 51.98 | 1008 | 73.04 | 0 | 46.2897 | Cooling | 7.7149 | #N/A | #N/A | #N/A | #N/A | 0 | 0 | 0 | 0 | 0 | 46.2897 | #N/A | #N/A | 88 | #N/A | #N/A | #N/A | 0.02572% | 1 | 50% | 0% | 0% | 0% | 8.2745 | 0 | 0 | 0 | 8.2745 | #N/A
2007-06-20 23:00 | 6 | 20 | 23 | 171.9169 | 4103 | 73.04 | 51.26 | 1008 | 73.04 | 0 | 36.1374 | Cooling | 6.0229 | #N/A | #N/A | #N/A | #N/A | 0 | 0 | 0 | 0 | 0 | 36.1374 | #N/A | #N/A | 88 | #N/A | #N/A | #N/A | 0.02008% | 1 | 50% | 0% | 0% | 0% | 8.2745 | 0 | 0 | 0 | 8.2745 | #N/A
2007-06-21 | 6 | 21 | 0 | 171.9586 | 4104 | 71.06 | 50.72 | 1008 | 71.06 | 0 | 17.7533 | Cooling | 2.9589 | #N/A | #N/A | #N/A | #N/A | 0 | 0 | 0 | 0 | 0 | 17.7533 | #N/A | #N/A | 88 | #N/A | #N/A | #N/A | 0.009863% | 1 | 50% | 0% | 0% | 0% | 8.2745 | 0 | 0 | 0 | 8.2745 | #N/A
2007-06-21 01:00 | 6 | 21 | 1 | 172.0002 | 4105 | 69.08 | 50 | 1008 | 69.08 | 0 | 3.6723 | Cooling | 0.61205 | #N/A | #N/A | #N/A | #N/A | 0 | 0 | 0 | 0 | 0 | 3.6723 | #N/A | #N/A | 88 | #N/A | #N/A | #N/A | 0.00204% | 1 | 50% | 0% | 0% | 0% | 8.2745 | 0 | 0 | 0 | 8.2745 | #N/A
2007-06-21 02:00 | 6 | 21 | 2 | 172.0419 | 4106 | 69.08 | 50 | 1008 | 69.08 | 0 | 2.3883 | Cooling | 0.39806 | #N/A | #N/A | #N/A | #N/A | 0 | 0 | 0 | 0 | 0 | 2.3883 | #N/A | #N/A | 88 | #N/A | #N/A | #N/A | 0.001327% | 1 | 50% | 0% | 0% | 0% | 8.2745 | 0 | 0 | 0 | 8.2745 | #N/A
2007-06-21 03:00 | 6 | 21 | 3 | 172.0836 | 4107 | 66.02 | 50.36 | 1007 | 66.02 | 0 | 6.5452 | Cooling | 1.0909 | #N/A | #N/A | #N/A | #N/A | 0 | 0 | 0 | 0 | 0 | 6.5452 | #N/A | #N/A | 88 | #N/A | #N/A | #N/A | 0.003636% | 1 | 50% | 0% | 0% | 0% | 8.2745 | 0 | 0 | 0 | 8.2745 | #N/A
2007-06-21 04:00 | 6 | 21 | 4 | 172.1252 | 4108 | 66.02 | 51.08 | 1007 | 66.02 | 0 | 10.3682 | Cooling | 1.728 | #N/A | #N/A | #N/A | #N/A | 0 | 0 | 0 | 0 | 0 | 10.3682 | #N/A | #N/A | 88 | #N/A | #N/A | #N/A | 0.00576% | 1 | 50% | 0% | 0% | 0% | 8.2745 | 0 | 0 | 0 | 8.2745 | #N/A
2007-06-21 05:00 | 6 | 21 | 5 | 172.1669 | 4109 | 66.02 | 51.98 | 1007 | 66.02 | 0 | 41.2672 | Cooling | 6.8779 | #N/A | #N/A | #N/A | #N/A | 0 | 0 | 0 | 0 | 0 | 41.2672 | #N/A | #N/A | 88 | #N/A | #N/A | #N/A | 0.02293% | 1 | 50% | 0% | 0% | 0% | 8.2745 | 0 | 0 | 0 | 8.2745 | #N/A
2007-06-21 06:00 | 6 | 21 | 6 | 172.2086 | 4110 | 68 | 54.5 | 1006 | 68 | 0 | 850.0651 | Cooling | 141.6775 | #N/A | #N/A | #N/A | #N/A | 0 | 0 | 0 | 0 | 0 | 850.0651 | #N/A | #N/A | 88 | #N/A | #N/A | #N/A | 0.4723% | 1 | 50% | 0% | 0% | 0% | 8.2745 | 0 | 0 | 0 | 8.2745 | #N/A
2007-06-21 07:00 | 6 | 21 | 7 | 172.2502 | 4111 | 69.08 | 57.02 | 1006 | 69.08 | 0 | 1303.4303 | Cooling | 217.2384 | #N/A | #N/A | #N/A | #N/A | 0 | 0 | 0 | 0 | 0 | 1303.4303 | #N/A | #N/A | 88 | #N/A | #N/A | #N/A | 0.7241% | 1 | 50% | 0% | 0% | 0% | 8.2745 | 0 | 0 | 0 | 8.2745 | #N/A
2007-06-21 08:00 | 6 | 21 | 8 | 172.2919 | 4112 | 69.08 | 56.12 | 1006 | 69.08 | 0 | 1664.491 | Cooling | 277.4152 | #N/A | #N/A | #N/A | #N/A | 0 | 0 | 0 | 0 | 0 | 1664.491 | #N/A | #N/A | 88 | #N/A | #N/A | #N/A | 0.9247% | 1 | 50% | 0% | 0% | 0% | 8.2745 | 0 | 0 | 0 | 8.2745 | #N/A
2007-06-21 09:00 | 6 | 21 | 9 | 172.3336 | 4113 | 75.92 | 55.4 | 1006 | 75.92 | 0 | 1796.1757 | Cooling | 299.3626 | #N/A | #N/A | #N/A | #N/A | 0 | 0 | 0 | 0 | 0 | 1796.1757 | #N/A | #N/A | 88 | #N/A | #N/A | #N/A | 0.9979% | 1 | 50% | 0% | 0% | 0% | 8.2745 | 0 | 0 | 0 | 8.2745 | #N/A
2007-06-21 10:00 | 6 | 21 | 10 | 172.3752 | 4114 | 78.08 | 55.04 | 1005 | 78.08 | 0 | 1856.8223 | Cooling | 309.4704 | #N/A | #N/A | #N/A | #N/A | 0 | 0 | 0 | 0 | 0 | 1856.8223 | #N/A | #N/A | 88 | #N/A | #N/A | #N/A | 1.032% | 1 | 50% | 0% | 0% | 0% | 8.2745 | 0 | 0 | 0 | 8.2745 | #N/A
2007-06-21 11:00 | 6 | 21 | 11 | 172.4169 | 4115 | 78.08 | 55.58 | 1005 | 78.08 | 0 | 1999.0679 | Cooling | 333.178 | #N/A | #N/A | #N/A | #N/A | 0 | 0 | 0 | 0 | 0 | 1999.0679 | #N/A | #N/A | 88 | #N/A | #N/A | #N/A | 1.111% | 1 | 50% | 0% | 0% | 0% | 8.2745 | 0 | 0 | 0 | 8.2745 | #N/A
2007-06-21 12:00 | 6 | 21 | 12 | 172.4586 | 4116 | 78.08 | 56.3 | 1005 | 78.08 | 0 | 1642.1405 | Cooling | 273.6901 | #N/A | #N/A | #N/A | #N/A | 0 | 0 | 0 | 0 | 0 | 1642.1405 | #N/A | #N/A | 88 | #N/A | #N/A | #N/A | 0.9123% | 1 | 50% | 0% | 0% | 0% | 8.2745 | 0 | 0 | 0 | 8.2745 | #N/A
2007-06-21 13:00 | 6 | 21 | 13 | 172.5002 | 4117 | 80.96 | 57.92 | 1004 | 80.96 | 0 | 1735.2078 | Cooling | 289.2013 | #N/A | #N/A | #N/A | #N/A | 0 | 0 | 0 | 0 | 0 | 1735.2078 | #N/A | #N/A | 88 | #N/A | #N/A | #N/A | 0.964% | 1 | 50% | 0% | 0% | 0% | 8.2745 | 0 | 0 | 0 | 8.2745 | #N/A
2007-06-21 14:00 | 6 | 21 | 14 | 172.5419 | 4118 | 80.96 | 55.76 | 1004 | 80.96 | 0 | 1772.4452 | Cooling | 295.4075 | #N/A | #N/A | #N/A | #N/A | 0 | 0 | 0 | 0 | 0 | 1772.4452 | #N/A | #N/A | 88 | #N/A | #N/A | #N/A | 0.9847% | 1 | 50% | 0% | 0% | 0% | 8.2745 | 0 | 0 | 0 | 8.2745 | #N/A
2007-06-21 15:00 | 6 | 21 | 15 | 172.5836 | 4119 | 82.04 | 54.5 | 1003 | 82.04 | 0 | 1726.6292 | Cooling | 287.7715 | #N/A | #N/A | #N/A | #N/A | 0 | 0 | 0 | 0 | 0 | 1726.6292 | #N/A | #N/A | 88 | #N/A | #N/A | #N/A | 0.9592% | 1 | 50% | 0% | 0% | 0% | 8.2745 | 0 | 0 | 0 | 8.2745 | #N/A
2007-06-21 16:00 | 6 | 21 | 16 | 172.6252 | 4120 | 80.96 | 53.96 | 1003 | 80.96 | 0 | 1770.9481 | Cooling | 295.158 | #N/A | #N/A | #N/A | #N/A | 0 | 0 | 0 | 0 | 0 | 1770.9481 | #N/A | #N/A | 88 | #N/A | #N/A | #N/A | 0.9839% | 1 | 50% | 0% | 0% | 0% | 8.2745 | 0 | 0 | 0 | 8.2745 | #N/A
2007-06-21 17:00 | 6 | 21 | 17 | 172.6669 | 4121 | 80.96 | 54.68 | 1003 | 80.96 | 0 | 1835.2575 | Cooling | 305.8762 | #N/A | #N/A | #N/A | #N/A | 0 | 0 | 0 | 0 | 0 | 1835.2575 | #N/A | #N/A | 88 | #N/A | #N/A | #N/A | 1.02% | 1 | 50% | 0% | 0% | 0% | 8.2745 | 0 | 0 | 0 | 8.2745 | #N/A
2007-06-21 18:00 | 6 | 21 | 18 | 172.7086 | 4122 | 78.98 | 55.76 | 1002 | 78.98 | 0 | 1550.5607 | Cooling | 258.4268 | #N/A | #N/A | #N/A | #N/A | 0 | 0 | 0 | 0 | 0 | 1550.5607 | #N/A | #N/A | 88 | #N/A | #N/A | #N/A | 0.8614% | 1 | 50% | 0% | 0% | 0% | 8.2745 | 0 | 0 | 0 | 8.2745 | #N/A
2007-06-21 19:00 | 6 | 21 | 19 | 172.7502 | 4123 | 75.92 | 57.92 | 1002 | 75.92 | 0 | 1303.243 | Cooling | 217.2072 | #N/A | #N/A | #N/A | #N/A | 0 | 0 | 0 | 0 | 0 | 1303.243 | #N/A | #N/A | 88 | #N/A | #N/A | #N/A | 0.724% | 1 | 50% | 0% | 0% | 0% | 8.2745 | 0 | 0 | 0 | 8.2745 | #N/A
2007-06-21 20:00 | 6 | 21 | 20 | 172.7919 | 4124 | 75.92 | 57.38 | 1002 | 75.92 | 0 | 1124.3106 | Cooling | 187.3851 | #N/A | #N/A | #N/A | #N/A | 0 | 0 | 0 | 0 | 0 | 1124.3106 | #N/A | #N/A | 88 | #N/A | #N/A | #N/A | 0.6246% | 1 | 50% | 0% | 0% | 0% | 8.2745 | 0 | 0 | 0 | 8.2745 | #N/A
2007-06-21 21:00 | 6 | 21 | 21 | 172.8336 | 4125 | 71.96 | 57.02 | 1002 | 71.96 | 0 | 1044.5199 | Cooling | 174.0867 | #N/A | #N/A | #N/A | #N/A | 0 | 0 | 0 | 0 | 0 | 1044.5199 | #N/A | #N/A | 88 | #N/A | #N/A | #N/A | 0.5803% | 1 | 50% | 0% | 0% | 0% | 8.2745 | 0 | 0 | 0 | 8.2745 | #N/A
2007-06-21 22:00 | 6 | 21 | 22 | 172.8752 | 4126 | 69.98 | 57.02 | 1001 | 69.98 | 0 | 144.2782 | Cooling | 24.0464 | #N/A | #N/A | #N/A | #N/A | 0 | 0 | 0 | 0 | 0 | 144.2782 | #N/A | #N/A | 88 | #N/A | #N/A | #N/A | 0.08015% | 1 | 50% | 0% | 0% | 0% | 8.2745 | 0 | 0 | 0 | 8.2745 | #N/A
2007-06-21 23:00 | 6 | 21 | 23 | 172.9169 | 4127 | 69.98 | 56.48 | 1001 | 69.98 | 0 | 153.628 | Cooling | 25.6047 | #N/A | #N/A | #N/A | #N/A | 0 | 0 | 0 | 0 | 0 | 153.628 | #N/A | #N/A | 88 | #N/A | #N/A | #N/A | 0.08535% | 1 | 50% | 0% | 0% | 0% | 8.2745 | 0 | 0 | 0 | 8.2745 | #N/A
2007-06-22 | 6 | 22 | 0 | 172.9586 | 4128 | 64.94 | 56.3 | 1001 | 64.94 | 0 | 122.3316 | Cooling | 20.3886 | #N/A | #N/A | #N/A | #N/A | 0 | 0 | 0 | 0 | 0 | 122.3316 | #N/A | #N/A | 88 | #N/A | #N/A | #N/A | 0.06796% | 1 | 50% | 0% | 0% | 0% | 8.2745 | 0 | 0 | 0 | 8.2745 | #N/A
2007-06-22 01:00 | 6 | 22 | 1 | 173.0002 | 4129 | 62.96 | 55.94 | 1000 | 62.96 | 0 | 112.1845 | Cooling | 18.6974 | #N/A | #N/A | #N/A | #N/A | 0 | 0 | 0 | 0 | 0 | 112.1845 | #N/A | #N/A | 88 | #N/A | #N/A | #N/A | 0.06232% | 1 | 50% | 0% | 0% | 0% | 8.2745 | 0 | 0 | 0 | 8.2745 | #N/A
2007-06-22 02:00 | 6 | 22 | 2 | 173.0419 | 4130 | 62.96 | 55.22 | 999 | 62.96 | 0 | 101.2866 | Cooling | 16.8811 | #N/A | #N/A | #N/A | #N/A | 0 | 0 | 0 | 0 | 0 | 101.2866 | #N/A | #N/A | 88 | #N/A | #N/A | #N/A | 0.05627% | 1 | 50% | 0% | 0% | 0% | 8.2745 | 0 | 0 | 0 | 8.2745 | #N/A
2007-06-22 03:00 | 6 | 22 | 3 | 173.0836 | 4131 | 60.98 | 55.04 | 999 | 60.98 | 0 | 92.304 | Cooling | 15.384 | #N/A | #N/A | #N/A | #N/A | 0 | 0 | 0 | 0 | 0 | 92.304 | #N/A | #N/A | 88 | #N/A | #N/A | #N/A | 0.05128% | 1 | 50% | 0% | 0% | 0% | 8.2745 | 0 | 0 | 0 | 8.2745 | #N/A
2007-06-22 04:00 | 6 | 22 | 4 | 173.1252 | 4132 | 60.08 | 55.04 | 998 | 60.08 | 0 | 82.9841 | Cooling | 13.8307 | #N/A | #N/A | #N/A | #N/A | 0 | 0 | 0 | 0 | 0 | 82.9841 | #N/A | #N/A | 88 | #N/A | #N/A | #N/A | 0.0461% | 1 | 50% | 0% | 0% | 0% | 8.2745 | 0 | 0 | 0 | 8.2745 | #N/A
2007-06-22 05:00 | 6 | 22 | 5 | 173.1669 | 4133 | 60.08 | 55.04 | 998 | 60.08 | 0 | 107.8533 | Cooling | 17.9756 | #N/A | #N/A | #N/A | #N/A | 0 | 0 | 0 | 0 | 0 | 107.8533 | #N/A | #N/A | 88 | #N/A | #N/A | #N/A | 0.05992% | 1 | 50% | 0% | 0% | 0% | 8.2745 | 0 | 0 | 0 | 8.2745 | #N/A
2007-06-22 06:00 | 6 | 22 | 6 | 173.2086 | 4134 | 60.98 | 56.3 | 998 | 60.98 | 0 | 926.7457 | Cooling | 154.4576 | #N/A | #N/A | #N/A | #N/A | 0 | 0 | 0 | 0 | 0 | 926.7457 | #N/A | #N/A | 88 | #N/A | #N/A | #N/A | 0.5149% | 1 | 50% | 0% | 0% | 0% | 8.2745 | 0 | 0 | 0 | 8.2745 | #N/A
2007-06-22 07:00 | 6 | 22 | 7 | 173.2502 | 4135 | 64.04 | 57.92 | 998 | 64.04 | 0 | 1093.6028 | Cooling | 182.2671 | #N/A | #N/A | #N/A | #N/A | 0 | 0 | 0 | 0 | 0 | 1093.6028 | #N/A | #N/A | 88 | #N/A | #N/A | #N/A | 0.6076% | 1 | 50% | 0% | 0% | 0% | 8.2745 | 0 | 0 | 0 | 8.2745 | #N/A
2007-06-22 08:00 | 6 | 22 | 8 | 173.2919 | 4136 | 64.04 | 57.56 | 998 | 64.04 | 0 | 1202.5295 | Cooling | 200.4216 | #N/A | #N/A | #N/A | #N/A | 0 | 0 | 0 | 0 | 0 | 1202.5295 | #N/A | #N/A | 88 | #N/A | #N/A | #N/A | 0.6681% | 1 | 50% | 0% | 0% | 0% | 8.2745 | 0 | 0 | 0 | 8.2745 | #N/A
2007-06-22 09:00 | 6 | 22 | 9 | 173.3336 | 4137 | 71.06 | 57.56 | 998 | 71.06 | 0 | 1189.9401 | Cooling | 198.3233 | #N/A | #N/A | #N/A | #N/A | 0 | 0 | 0 | 0 | 0 | 1189.9401 | #N/A | #N/A | 88 | #N/A | #N/A | #N/A | 0.6611% | 1 | 50% | 0% | 0% | 0% | 8.2745 | 0 | 0 | 0 | 8.2745 | #N/A
2007-06-22 10:00 | 6 | 22 | 10 | 173.3752 | 4138 | 73.94 | 57.92 | 998 | 73.94 | 0 | 1157.9523 | Cooling | 192.9921 | #N/A | #N/A | #N/A | #N/A | 0 | 0 | 0 | 0 | 0 | 1157.9523 | #N/A | #N/A | 88 | #N/A | #N/A | #N/A | 0.6433% | 1 | 50% | 0% | 0% | 0% | 8.2745 | 0 | 0 | 0 | 8.2745 | #N/A
2007-06-22 11:00 | 6 | 22 | 11 | 173.4169 | 4139 | 73.94 | 61.16 | 997 | 73.94 | 0 | 1454.1509 | Cooling | 242.3585 | #N/A | #N/A | #N/A | #N/A | 0 | 0 | 0 | 0 | 0 | 1454.1509 | #N/A | #N/A | 88 | #N/A | #N/A | #N/A | 0.8079% | 1 | 50% | 0% | 0% | 0% | 8.2745 | 0 | 0 | 0 | 8.2745 | #N/A
2007-06-22 12:00 | 6 | 22 | 12 | 173.4586 | 4140 | 75.92 | 64.76 | 996 | 75.92 | 0 | 1953.966 | Cooling | 325.661 | #N/A | #N/A | #N/A | #N/A | 0 | 0 | 0 | 0 | 0 | 1953.966 | #N/A | #N/A | 88 | #N/A | #N/A | #N/A | 1.086% | 1 | 50% | 0% | 0% | 0% | 8.2745 | 0 | 0 | 0 | 8.2745 | #N/A
2007-06-22 13:00 | 6 | 22 | 13 | 173.5002 | 4141 | 77 | 69.08 | 996 | 77 | 0 | 2122.1573 | Cooling | 353.6929 | #N/A | #N/A | #N/A | #N/A | 0 | 0 | 0 | 0 | 0 | 2122.1573 | #N/A | #N/A | 88 | #N/A | #N/A | #N/A | 1.179% | 1 | 50% | 0% | 0% | 0% | 8.2745 | 0 | 0 | 0 | 8.2745 | #N/A
2007-06-22 14:00 | 6 | 22 | 14 | 173.5419 | 4142 | 77 | 66.02 | 996 | 77 | 0 | 2278.3967 | Cooling | 379.7328 | #N/A | #N/A | #N/A | #N/A | 0 | 0 | 0 | 0 | 0 | 2278.3967 | #N/A | #N/A | 88 | #N/A | #N/A | #N/A | 1.266% | 1 | 50% | 0% | 0% | 0% | 8.2745 | 0 | 0 | 0 | 8.2745 | #N/A
2007-06-22 15:00 | 6 | 22 | 15 | 173.5836 | 4143 | 73.94 | 63.68 | 995 | 73.94 | 0 | 1872.2488 | Cooling | 312.0415 | #N/A | #N/A | #N/A | #N/A | 0 | 0 | 0 | 0 | 0 | 1872.2488 | #N/A | #N/A | 88 | #N/A | #N/A | #N/A | 1.04% | 1 | 50% | 0% | 0% | 0% | 8.2745 | 0 | 0 | 0 | 8.2745 | #N/A
2007-06-22 16:00 | 6 | 22 | 16 | 173.6252 | 4144 | 75.02 | 62.06 | 995 | 75.02 | 0 | 1545.2379 | Cooling | 257.5396 | #N/A | #N/A | #N/A | #N/A | 0 | 0 | 0 | 0 | 0 | 1545.2379 | #N/A | #N/A | 88 | #N/A | #N/A | #N/A | 0.8585% | 1 | 50% | 0% | 0% | 0% | 8.2745 | 0 | 0 | 0 | 8.2745 | #N/A
2007-06-22 17:00 | 6 | 22 | 17 | 173.6669 | 4145 | 75.02 | 60.8 | 996 | 75.02 | 0 | 1386.0402 | Cooling | 231.0067 | #N/A | #N/A | #N/A | #N/A | 0 | 0 | 0 | 0 | 0 | 1386.0402 | #N/A | #N/A | 88 | #N/A | #N/A | #N/A | 0.77% | 1 | 50% | 0% | 0% | 0% | 8.2745 | 0 | 0 | 0 | 8.2745 | #N/A
2007-06-22 18:00 | 6 | 22 | 18 | 173.7086 | 4146 | 69.98 | 59.9 | 996 | 69.98 | 0 | 203.2789 | Cooling | 33.8798 | #N/A | #N/A | #N/A | #N/A | 0 | 0 | 0 | 0 | 0 | 203.2789 | #N/A | #N/A | 88 | #N/A | #N/A | #N/A | 0.1129% | 1 | 50% | 0% | 0% | 0% | 8.2745 | 0 | 0 | 0 | 8.2745 | #N/A
2007-06-22 19:00 | 6 | 22 | 19 | 173.7502 | 4147 | 71.06 | 60.08 | 996 | 71.06 | 0 | 244.8164 | Cooling | 40.8027 | #N/A | #N/A | #N/A | #N/A | 0 | 0 | 0 | 0 | 0 | 244.8164 | #N/A | #N/A | 88 | #N/A | #N/A | #N/A | 0.136% | 1 | 50% | 0% | 0% | 0% | 8.2745 | 0 | 0 | 0 | 8.2745 | #N/A
2007-06-22 20:00 | 6 | 22 | 20 | 173.7919 | 4148 | 71.06 | 59.36 | 996 | 71.06 | 0 | 221.6914 | Cooling | 36.9486 | #N/A | #N/A | #N/A | #N/A | 0 | 0 | 0 | 0 | 0 | 221.6914 | #N/A | #N/A | 88 | #N/A | #N/A | #N/A | 0.1232% | 1 | 50% | 0% | 0% | 0% | 8.2745 | 0 | 0 | 0 | 8.2745 | #N/A
2007-06-22 21:00 | 6 | 22 | 21 | 173.8336 | 4149 | 68 | 59.18 | 997 | 68 | 0 | 170.7928 | Cooling | 28.4655 | #N/A | #N/A | #N/A | #N/A | 0 | 0 | 0 | 0 | 0 | 170.7928 | #N/A | #N/A | 88 | #N/A | #N/A | #N/A | 0.09488% | 1 | 50% | 0% | 0% | 0% | 8.2745 | 0 | 0 | 0 | 8.2745 | #N/A
2007-06-22 22:00 | 6 | 22 | 22 | 173.8752 | 4150 | 68 | 59 | 997 | 68 | 0 | 124.4513 | Cooling | 20.7419 | #N/A | #N/A | #N/A | #N/A | 0 | 0 | 0 | 0 | 0 | 124.4513 | #N/A | #N/A | 88 | #N/A | #N/A | #N/A | 0.06914% | 1 | 50% | 0% | 0% | 0% | 8.2745 | 0 | 0 | 0 | 8.2745 | #N/A
2007-06-22 23:00 | 6 | 22 | 23 | 173.9169 | 4151 | 68 | 56.48 | 998 | 68 | 0 | 69.0146 | Cooling | 11.5024 | #N/A | #N/A | #N/A | #N/A | 0 | 0 | 0 | 0 | 0 | 69.0146 | #N/A | #N/A | 88 | #N/A | #N/A | #N/A | 0.03834% | 1 | 50% | 0% | 0% | 0% | 8.2745 | 0 | 0 | 0 | 8.2745 | #N/A
2007-06-23 | 6 | 23 | 0 | 173.9586 | 4152 | 68 | 54.32 | 998 | 68 | 0 | 42.2855 | Cooling | 7.0476 | #N/A | #N/A | #N/A | #N/A | 0 | 0 | 0 | 0 | 0 | 42.2855 | #N/A | #N/A | 88 | #N/A | #N/A | #N/A | 0.02349% | 1 | 50% | 0% | 0% | 0% | 8.2745 | 0 | 0 | 0 | 8.2745 | #N/A
2007-06-23 01:00 | 6 | 23 | 1 | 174.0002 | 4153 | 66.2 | 51.98 | 998 | 66.2 | 0 | 21.6157 | Cooling | 3.6026 | #N/A | #N/A | #N/A | #N/A | 0 | 0 | 0 | 0 | 0 | 21.6157 | #N/A | #N/A | 88 | #N/A | #N/A | #N/A | 0.01201% | 1 | 50% | 0% | 0% | 0% | 8.2745 | 0 | 0 | 0 | 8.2745 | #N/A
2007-06-23 02:00 | 6 | 23 | 2 | 174.0419 | 4154 | 66.92 | 51.62 | 998 | 66.92 | 0 | 14.603 | Cooling | 2.4338 | #N/A | #N/A | #N/A | #N/A | 0 | 0 | 0 | 0 | 0 | 14.603 | #N/A | #N/A | 88 | #N/A | #N/A | #N/A | 0.008113% | 1 | 50% | 0% | 0% | 0% | 8.2745 | 0 | 0 | 0 | 8.2745 | #N/A
2007-06-23 03:00 | 6 | 23 | 3 | 174.0836 | 4155 | 68 | 51.62 | 998 | 68 | 0 | 14.5511 | Cooling | 2.4252 | #N/A | #N/A | #N/A | #N/A | 0 | 0 | 0 | 0 | 0 | 14.5511 | #N/A | #N/A | 88 | #N/A | #N/A | #N/A | 0.008084% | 1 | 50% | 0% | 0% | 0% | 8.2745 | 0 | 0 | 0 | 8.2745 | #N/A
2007-06-23 04:00 | 6 | 23 | 4 | 174.1252 | 4156 | 68 | 51.98 | 997 | 68 | 0 | 14.1726 | Cooling | 2.3621 | #N/A | #N/A | #N/A | #N/A | 0 | 0 | 0 | 0 | 0 | 14.1726 | #N/A | #N/A | 88 | #N/A | #N/A | #N/A | 0.007874% | 1 | 50% | 0% | 0% | 0% | 8.2745 | 0 | 0 | 0 | 8.2745 | #N/A
2007-06-23 05:00 | 6 | 23 | 5 | 174.1669 | 4157 | 66.92 | 50.72 | 998 | 66.92 | 0 | 17.1965 | Cooling | 2.8661 | #N/A | #N/A | #N/A | #N/A | 0 | 0 | 0 | 0 | 0 | 17.1965 | #N/A | #N/A | 88 | #N/A | #N/A | #N/A | 0.009554% | 1 | 50% | 0% | 0% | 0% | 8.2745 | 0 | 0 | 0 | 8.2745 | #N/A
2007-06-23 06:00 | 6 | 23 | 6 | 174.2086 | 4158 | 68 | 50.72 | 998 | 68 | 0 | 20.4883 | Cooling | 3.4147 | #N/A | #N/A | #N/A | #N/A | 0 | 0 | 0 | 0 | 0 | 20.4883 | #N/A | #N/A | 88 | #N/A | #N/A | #N/A | 0.01138% | 1 | 50% | 0% | 0% | 0% | 8.2745 | 0 | 0 | 0 | 8.2745 | #N/A
2007-06-23 07:00 | 6 | 23 | 7 | 174.2502 | 4159 | 69.8 | 51.08 | 999 | 69.8 | 0 | 17.4048 | Cooling | 2.9008 | #N/A | #N/A | #N/A | #N/A | 0 | 0 | 0 | 0 | 0 | 17.4048 | #N/A | #N/A | 88 | #N/A | #N/A | #N/A | 0.009669% | 1 | 50% | 0% | 0% | 0% | 8.2745 | 0 | 0 | 0 | 8.2745 | #N/A
2007-06-23 08:00 | 6 | 23 | 8 | 174.2919 | 4160 | 71.96 | 50 | 999 | 71.96 | 0 | 9.6043 | Cooling | 1.6007 | #N/A | #N/A | #N/A | #N/A | 0 | 0 | 0 | 0 | 0 | 9.6043 | #N/A | #N/A | 88 | #N/A | #N/A | #N/A | 0.005336% | 1 | 50% | 0% | 0% | 0% | 8.2745 | 0 | 0 | 0 | 8.2745 | #N/A
2007-06-23 09:00 | 6 | 23 | 9 | 174.3336 | 4161 | 75.02 | 49.28 | 999 | 75.02 | 0 | 1.1464 | Cooling | 0.19107 | #N/A | #N/A | #N/A | #N/A | 0 | 0 | 0 | 0 | 0 | 1.1464 | #N/A | #N/A | 88 | #N/A | #N/A | #N/A | 0.0006369% | 1 | 50% | 0% | 0% | 0% | 8.2745 | 0 | 0 | 0 | 8.2745 | #N/A
2007-06-23 10:00 | 6 | 23 | 10 | 174.3752 | 4162 | 75.92 | 48.92 | 999 | 75.92 | 0 | 0 | Cooling | 0 | #N/A | #N/A | #N/A | #N/A | 0 | 0 | 0 | 0 | 0 | 0 | #N/A | #N/A | 88 | 88 | 0 | #N/A | 0% | 1 | 50% | 0% | 0% | 0% | 8.2745 | 0 | 0 | 0 | 8.2745 | #N/A
2007-06-23 11:00 | 6 | 23 | 11 | 174.4169 | 4163 | 75.92 | 49.28 | 999 | 75.92 | 0 | 0 | Cooling | 0 | #N/A | #N/A | #N/A | #N/A | 0 | 0 | 0 | 0 | 0 | 0 | #N/A | #N/A | 88 | 88 | 0 | #N/A | 0% | 1 | 50% | 0% | 0% | 0% | 8.2745 | 0 | 0 | 0 | 8.2745 | #N/A
2007-06-23 12:00 | 6 | 23 | 12 | 174.4586 | 4164 | 78.98 | 49.82 | 999 | 78.98 | 0 | 2.308 | Cooling | 0.38467 | #N/A | #N/A | #N/A | #N/A | 0 | 0 | 0 | 0 | 0 | 2.308 | #N/A | #N/A | 88 | #N/A | #N/A | #N/A | 0.001282% | 1 | 50% | 0% | 0% | 0% | 8.2745 | 0 | 0 | 0 | 8.2745 | #N/A
2007-06-23 13:00 | 6 | 23 | 13 | 174.5002 | 4165 | 80.06 | 51.08 | 999 | 80.06 | 0 | 7.2316 | Cooling | 1.2053 | #N/A | #N/A | #N/A | #N/A | 0 | 0 | 0 | 0 | 0 | 7.2316 | #N/A | #N/A | 88 | #N/A | #N/A | #N/A | 0.004018% | 1 | 50% | 0% | 0% | 0% | 8.2745 | 0 | 0 | 0 | 8.2745 | #N/A
2007-06-23 14:00 | 6 | 23 | 14 | 174.5419 | 4166 | 80.06 | 49.64 | 1000 | 80.06 | 0 | 5.9189 | Cooling | 0.98648 | #N/A | #N/A | #N/A | #N/A | 0 | 0 | 0 | 0 | 0 | 5.9189 | #N/A | #N/A | 88 | #N/A | #N/A | #N/A | 0.003288% | 1 | 50% | 0% | 0% | 0% | 8.2745 | 0 | 0 | 0 | 8.2745 | #N/A
2007-06-23 15:00 | 6 | 23 | 15 | 174.5836 | 4167 | 80.96 | 48.92 | 1000 | 80.96 | 0 | 0.86965 | Cooling | 0.14494 | #N/A | #N/A | #N/A | #N/A | 0 | 0 | 0 | 0 | 0 | 0.86965 | #N/A | #N/A | 88 | #N/A | #N/A | #N/A | 0.0004831% | 1 | 50% | 0% | 0% | 0% | 8.2745 | 0 | 0 | 0 | 8.2745 | #N/A
2007-06-23 16:00 | 6 | 23 | 16 | 174.6252 | 4168 | 80.06 | 48.92 | 1001 | 80.06 | 0 | 0 | Cooling | 0 | #N/A | #N/A | #N/A | #N/A | 0 | 0 | 0 | 0 | 0 | 0 | #N/A | #N/A | 88 | 88 | 0 | #N/A | 0% | 1 | 50% | 0% | 0% | 0% | 8.2745 | 0 | 0 | 0 | 8.2745 | #N/A
2007-06-23 17:00 | 6 | 23 | 17 | 174.6669 | 4169 | 80.06 | 47.66 | 1001 | 80.06 | 0 | 0.0010979 | Cooling | 0.00018298 | #N/A | #N/A | #N/A | #N/A | 0 | 0 | 0 | 0 | 0 | 0.0010979 | #N/A | #N/A | 88 | #N/A | #N/A | #N/A | 6.099e-07% | 1 | 50% | 0% | 0% | 0% | 8.2745 | 0 | 0 | 0 | 8.2745 | #N/A
2007-06-23 18:00 | 6 | 23 | 18 | 174.7086 | 4170 | 78.98 | 46.76 | 1001 | 78.98 | 0 | 0.0068593 | Cooling | 0.0011432 | #N/A | #N/A | #N/A | #N/A | 0 | 0 | 0 | 0 | 0 | 0.0068593 | #N/A | #N/A | 88 | #N/A | #N/A | #N/A | 3.811e-06% | 1 | 50% | 0% | 0% | 0% | 8.2745 | 0 | 0 | 0 | 8.2745 | #N/A
2007-06-23 19:00 | 6 | 23 | 19 | 174.7502 | 4171 | 78.08 | 46.94 | 1001 | 78.08 | 0 | 0.010745 | Cooling | 0.0017909 | #N/A | #N/A | #N/A | #N/A | 0 | 0 | 0 | 0 | 0 | 0.010745 | #N/A | #N/A | 88 | #N/A | #N/A | #N/A | 5.97e-06% | 1 | 50% | 0% | 0% | 0% | 8.2745 | 0 | 0 | 0 | 8.2745 | #N/A
2007-06-23 20:00 | 6 | 23 | 20 | 174.7919 | 4172 | 78.08 | 46.58 | 1002 | 78.08 | 0 | 0.010695 | Cooling | 0.0017825 | #N/A | #N/A | #N/A | #N/A | 0 | 0 | 0 | 0 | 0 | 0.010695 | #N/A | #N/A | 88 | #N/A | #N/A | #N/A | 5.942e-06% | 1 | 50% | 0% | 0% | 0% | 8.2745 | 0 | 0 | 0 | 8.2745 | #N/A
2007-06-23 21:00 | 6 | 23 | 21 | 174.8336 | 4173 | 71.96 | 46.76 | 1002 | 71.96 | 0 | 0.0062584 | Cooling | 0.0010431 | #N/A | #N/A | #N/A | #N/A | 0 | 0 | 0 | 0 | 0 | 0.0062584 | #N/A | #N/A | 88 | #N/A | #N/A | #N/A | 3.477e-06% | 1 | 50% | 0% | 0% | 0% | 8.2745 | 0 | 0 | 0 | 8.2745 | #N/A
2007-06-23 22:00 | 6 | 23 | 22 | 174.8752 | 4174 | 71.96 | 46.94 | 1002 | 71.96 | 0 | 0.0034288 | Cooling | 0.00057147 | #N/A | #N/A | #N/A | #N/A | 0 | 0 | 0 | 0 | 0 | 0.0034288 | #N/A | #N/A | 88 | #N/A | #N/A | #N/A | 1.905e-06% | 1 | 50% | 0% | 0% | 0% | 8.2745 | 0 | 0 | 0 | 8.2745 | #N/A
2007-06-23 23:00 | 6 | 23 | 23 | 174.9169 | 4175 | 71.96 | 45.86 | 1002 | 71.96 | 0 | 0.0030755 | Cooling | 0.00051259 | #N/A | #N/A | #N/A | #N/A | 0 | 0 | 0 | 0 | 0 | 0.0030755 | #N/A | #N/A | 88 | #N/A | #N/A | #N/A | 1.709e-06% | 1 | 50% | 0% | 0% | 0% | 8.2745 | 0 | 0 | 0 | 8.2745 | #N/A
2007-06-24 | 6 | 24 | 0 | 174.9586 | 4176 | 71.06 | 44.96 | 1002 | 71.06 | 0 | 0.0065892 | Cooling | 0.0010982 | #N/A | #N/A | #N/A | #N/A | 0 | 0 | 0 | 0 | 0 | 0.0065892 | #N/A | #N/A | 88 | #N/A | #N/A | #N/A | 3.661e-06% | 1 | 50% | 0% | 0% | 0% | 8.2745 | 0 | 0 | 0 | 8.2745 | #N/A
2007-06-24 01:00 | 6 | 24 | 1 | 175.0002 | 4177 | 71.96 | 44.06 | 1002 | 71.96 | 0 | 0.0081893 | Cooling | 0.0013649 | #N/A | #N/A | #N/A | #N/A | 0 | 0 | 0 | 0 | 0 | 0.0081893 | #N/A | #N/A | 88 | #N/A | #N/A | #N/A | 4.55e-06% | 1 | 50% | 0% | 0% | 0% | 8.2745 | 0 | 0 | 0 | 8.2745 | #N/A
2007-06-24 02:00 | 6 | 24 | 2 | 175.0419 | 4178 | 71.96 | 44.06 | 1002 | 71.96 | 0 | 0.0077737 | Cooling | 0.0012956 | #N/A | #N/A | #N/A | #N/A | 0 | 0 | 0 | 0 | 0 | 0.0077737 | #N/A | #N/A | 88 | #N/A | #N/A | #N/A | 4.319e-06% | 1 | 50% | 0% | 0% | 0% | 8.2745 | 0 | 0 | 0 | 8.2745 | #N/A
2007-06-24 03:00 | 6 | 24 | 3 | 175.0836 | 4179 | 73.04 | 44.42 | 1002 | 73.04 | 0 | 0.0062913 | Cooling | 0.0010486 | #N/A | #N/A | #N/A | #N/A | 0 | 0 | 0 | 0 | 0 | 0.0062913 | #N/A | #N/A | 88 | #N/A | #N/A | #N/A | 3.495e-06% | 1 | 50% | 0% | 0% | 0% | 8.2745 | 0 | 0 | 0 | 8.2745 | #N/A
2007-06-24 04:00 | 6 | 24 | 4 | 175.1252 | 4180 | 71.96 | 44.96 | 1002 | 71.96 | 0 | 0.0048592 | Cooling | 0.00080987 | #N/A | #N/A | #N/A | #N/A | 0 | 0 | 0 | 0 | 0 | 0.0048592 | #N/A | #N/A | 88 | #N/A | #N/A | #N/A | 2.7e-06% | 1 | 50% | 0% | 0% | 0% | 8.2745 | 0 | 0 | 0 | 8.2745 | #N/A
2007-06-24 05:00 | 6 | 24 | 5 | 175.1669 | 4181 | 71.96 | 44.6 | 1003 | 71.96 | 0 | 0.0042202 | Cooling | 0.00070337 | #N/A | #N/A | #N/A | #N/A | 0 | 0 | 0 | 0 | 0 | 0.0042202 | #N/A | #N/A | 88 | #N/A | #N/A | #N/A | 2.345e-06% | 1 | 50% | 0% | 0% | 0% | 8.2745 | 0 | 0 | 0 | 8.2745 | #N/A
2007-06-24 06:00 | 6 | 24 | 6 | 175.2086 | 4182 | 73.04 | 45.68 | 1003 | 73.04 | 1.0951 | 0 | Heating | 0.14601 | #N/A | #N/A | #N/A | #N/A | 1.0951 | #N/A | #N/A | 7.6921 | #N/A | 0 | 0 | 0 | 0 | 0 | 0 | 0 | 0.0004867% | 1 | 50% | 0% | 0% | 0% | 8.2745 | 0 | 0 | 0 | 8.2745 | #N/A
2007-06-24 07:00 | 6 | 24 | 7 | 175.2502 | 4183 | 75.92 | 46.94 | 1003 | 75.92 | 0 | 0.0021595 | Cooling | 0.00035991 | #N/A | #N/A | #N/A | #N/A | 0 | 0 | 0 | 0 | 0 | 0.0021595 | #N/A | #N/A | 88 | #N/A | #N/A | #N/A | 1.2e-06% | 1 | 50% | 0% | 0% | 0% | 8.2745 | 0 | 0 | 0 | 8.2745 | #N/A
2007-06-24 08:00 | 6 | 24 | 8 | 175.2919 | 4184 | 75.92 | 48.38 | 1004 | 75.92 | 0 | 0.0023759 | Cooling | 0.00039599 | #N/A | #N/A | #N/A | #N/A | 0 | 0 | 0 | 0 | 0 | 0.0023759 | #N/A | #N/A | 88 | #N/A | #N/A | #N/A | 1.32e-06% | 1 | 50% | 0% | 0% | 0% | 8.2745 | 0 | 0 | 0 | 8.2745 | #N/A
2007-06-24 09:00 | 6 | 24 | 9 | 175.3336 | 4185 | 78.08 | 50 | 1004 | 78.08 | 0 | 42.2585 | Cooling | 7.0431 | #N/A | #N/A | #N/A | #N/A | 0 | 0 | 0 | 0 | 0 | 42.2585 | #N/A | #N/A | 88 | #N/A | #N/A | #N/A | 0.02348% | 1 | 50% | 0% | 0% | 0% | 8.2745 | 0 | 0 | 0 | 8.2745 | #N/A
2007-06-24 10:00 | 6 | 24 | 10 | 175.3752 | 4186 | 84.02 | 51.98 | 1004 | 84.02 | 0 | 182.9106 | Cooling | 30.4851 | #N/A | #N/A | #N/A | #N/A | 0 | 0 | 0 | 0 | 0 | 182.9106 | #N/A | #N/A | 88 | #N/A | #N/A | #N/A | 0.1016% | 1 | 50% | 0% | 0% | 0% | 8.2745 | 0 | 0 | 0 | 8.2745 | #N/A
2007-06-24 11:00 | 6 | 24 | 11 | 175.4169 | 4187 | 84.02 | 50.9 | 1005 | 84.02 | 0 | 237.9903 | Cooling | 39.6651 | #N/A | #N/A | #N/A | #N/A | 0 | 0 | 0 | 0 | 0 | 237.9903 | #N/A | #N/A | 88 | #N/A | #N/A | #N/A | 0.1322% | 1 | 50% | 0% | 0% | 0% | 8.2745 | 0 | 0 | 0 | 8.2745 | #N/A
2007-06-24 12:00 | 6 | 24 | 12 | 175.4586 | 4188 | 86 | 50 | 1005 | 86 | 0 | 187.1388 | Cooling | 31.1898 | #N/A | #N/A | #N/A | #N/A | 0 | 0 | 0 | 0 | 0 | 187.1388 | #N/A | #N/A | 88 | #N/A | #N/A | #N/A | 0.104% | 1 | 50% | 0% | 0% | 0% | 8.2745 | 0 | 0 | 0 | 8.2745 | #N/A
2007-06-24 13:00 | 6 | 24 | 13 | 175.5002 | 4189 | 77 | 50 | 1005 | 77 | 0 | 235.2244 | Cooling | 39.2041 | #N/A | #N/A | #N/A | #N/A | 0 | 0 | 0 | 0 | 0 | 235.2244 | #N/A | #N/A | 88 | #N/A | #N/A | #N/A | 0.1307% | 1 | 50% | 0% | 0% | 0% | 8.2745 | 0 | 0 | 0 | 8.2745 | #N/A
2007-06-24 14:00 | 6 | 24 | 14 | 175.5419 | 4190 | 77 | 48.56 | 1005 | 77 | 0 | 271.6641 | Cooling | 45.2773 | #N/A | #N/A | #N/A | #N/A | 0 | 0 | 0 | 0 | 0 | 271.6641 | #N/A | #N/A | 88 | #N/A | #N/A | #N/A | 0.1509% | 1 | 50% | 0% | 0% | 0% | 8.2745 | 0 | 0 | 0 | 8.2745 | #N/A
2007-06-24 15:00 | 6 | 24 | 15 | 175.5836 | 4191 | 78.8 | 48.02 | 1005 | 78.8 | 0 | 338.7978 | Cooling | 56.4663 | #N/A | #N/A | #N/A | #N/A | 0 | 0 | 0 | 0 | 0 | 338.7978 | #N/A | #N/A | 88 | #N/A | #N/A | #N/A | 0.1882% | 1 | 50% | 0% | 0% | 0% | 8.2745 | 0 | 0 | 0 | 8.2745 | #N/A
2007-06-24 16:00 | 6 | 24 | 16 | 175.6252 | 4192 | 80.06 | 48.02 | 1005 | 80.06 | 0 | 398.6676 | Cooling | 66.4446 | #N/A | #N/A | #N/A | #N/A | 0 | 0 | 0 | 0 | 0 | 398.6676 | #N/A | #N/A | 88 | #N/A | #N/A | #N/A | 0.2215% | 1 | 50% | 0% | 0% | 0% | 8.2745 | 0 | 0 | 0 | 8.2745 | #N/A
2007-06-24 17:00 | 6 | 24 | 17 | 175.6669 | 4193 | 80.06 | 46.76 | 1005 | 80.06 | 0 | 394.508 | Cooling | 65.7513 | #N/A | #N/A | #N/A | #N/A | 0 | 0 | 0 | 0 | 0 | 394.508 | #N/A | #N/A | 88 | #N/A | #N/A | #N/A | 0.2192% | 1 | 50% | 0% | 0% | 0% | 8.2745 | 0 | 0 | 0 | 8.2745 | #N/A
2007-06-24 18:00 | 6 | 24 | 18 | 175.7086 | 4194 | 80.06 | 45.86 | 1006 | 80.06 | 0 | 344.3985 | Cooling | 57.3997 | #N/A | #N/A | #N/A | #N/A | 0 | 0 | 0 | 0 | 0 | 344.3985 | #N/A | #N/A | 88 | #N/A | #N/A | #N/A | 0.1913% | 1 | 50% | 0% | 0% | 0% | 8.2745 | 0 | 0 | 0 | 8.2745 | #N/A
2007-06-24 19:00 | 6 | 24 | 19 | 175.7502 | 4195 | 77 | 46.04 | 1006 | 77 | 0 | 278.0045 | Cooling | 46.3341 | #N/A | #N/A | #N/A | #N/A | 0 | 0 | 0 | 0 | 0 | 278.0045 | #N/A | #N/A | 88 | #N/A | #N/A | #N/A | 0.1544% | 1 | 50% | 0% | 0% | 0% | 8.2745 | 0 | 0 | 0 | 8.2745 | #N/A
2007-06-24 20:00 | 6 | 24 | 20 | 175.7919 | 4196 | 77 | 44.78 | 1006 | 77 | 0 | 94.8788 | Cooling | 15.8131 | #N/A | #N/A | #N/A | #N/A | 0 | 0 | 0 | 0 | 0 | 94.8788 | #N/A | #N/A | 88 | #N/A | #N/A | #N/A | 0.05271% | 1 | 50% | 0% | 0% | 0% | 8.2745 | 0 | 0 | 0 | 8.2745 | #N/A
2007-06-24 21:00 | 6 | 24 | 21 | 175.8336 | 4197 | 71.96 | 43.7 | 1007 | 71.96 | 0 | 0.00099574 | Cooling | 0.00016596 | #N/A | #N/A | #N/A | #N/A | 0 | 0 | 0 | 0 | 0 | 0.00099574 | #N/A | #N/A | 88 | #N/A | #N/A | #N/A | 5.532e-07% | 1 | 50% | 0% | 0% | 0% | 8.2745 | 0 | 0 | 0 | 8.2745 | #N/A
2007-06-24 22:00 | 6 | 24 | 22 | 175.8752 | 4198 | 69.98 | 42.98 | 1007 | 69.98 | 0 | 0.0052454 | Cooling | 0.00087423 | #N/A | #N/A | #N/A | #N/A | 0 | 0 | 0 | 0 | 0 | 0.0052454 | #N/A | #N/A | 88 | #N/A | #N/A | #N/A | 2.914e-06% | 1 | 50% | 0% | 0% | 0% | 8.2745 | 0 | 0 | 0 | 8.2745 | #N/A
2007-06-24 23:00 | 6 | 24 | 23 | 175.9169 | 4199 | 69.98 | 42.62 | 1008 | 69.98 | 0 | 0.021122 | Cooling | 0.0035203 | #N/A | #N/A | #N/A | #N/A | 0 | 0 | 0 | 0 | 0 | 0.021122 | #N/A | #N/A | 88 | #N/A | #N/A | #N/A | 1.173e-05% | 1 | 50% | 0% | 0% | 0% | 8.2745 | 0 | 0 | 0 | 8.2745 | #N/A
2007-06-25 | 6 | 25 | 0 | 175.9586 | 4200 | 66.92 | 42.44 | 1008 | 66.92 | 0 | 0.025597 | Cooling | 0.0042661 | #N/A | #N/A | #N/A | #N/A | 0 | 0 | 0 | 0 | 0 | 0.025597 | #N/A | #N/A | 88 | #N/A | #N/A | #N/A | 1.422e-05% | 1 | 50% | 0% | 0% | 0% | 8.2745 | 0 | 0 | 0 | 8.2745 | #N/A
2007-06-25 01:00 | 6 | 25 | 1 | 176.0002 | 4201 | 66.02 | 42.08 | 1009 | 66.02 | 0 | 0.030283 | Cooling | 0.0050471 | #N/A | #N/A | #N/A | #N/A | 0 | 0 | 0 | 0 | 0 | 0.030283 | #N/A | #N/A | 88 | #N/A | #N/A | #N/A | 1.682e-05% | 1 | 50% | 0% | 0% | 0% | 8.2745 | 0 | 0 | 0 | 8.2745 | #N/A
2007-06-25 02:00 | 6 | 25 | 2 | 176.0419 | 4202 | 66.02 | 41 | 1009 | 66.02 | 0 | 0.03435 | Cooling | 0.0057251 | #N/A | #N/A | #N/A | #N/A | 0 | 0 | 0 | 0 | 0 | 0.03435 | #N/A | #N/A | 88 | #N/A | #N/A | #N/A | 1.908e-05% | 1 | 50% | 0% | 0% | 0% | 8.2745 | 0 | 0 | 0 | 8.2745 | #N/A
2007-06-25 03:00 | 6 | 25 | 3 | 176.0836 | 4203 | 62.96 | 40.28 | 1009 | 62.96 | 0 | 0.037819 | Cooling | 0.0063032 | #N/A | #N/A | #N/A | #N/A | 0 | 0 | 0 | 0 | 0 | 0.037819 | #N/A | #N/A | 88 | #N/A | #N/A | #N/A | 2.101e-05% | 1 | 50% | 0% | 0% | 0% | 8.2745 | 0 | 0 | 0 | 8.2745 | #N/A
2007-06-25 04:00 | 6 | 25 | 4 | 176.1252 | 4204 | 60.98 | 39.92 | 1009 | 60.98 | 0 | 0.040668 | Cooling | 0.0067779 | #N/A | #N/A | #N/A | #N/A | 0 | 0 | 0 | 0 | 0 | 0.040668 | #N/A | #N/A | 88 | #N/A | #N/A | #N/A | 2.259e-05% | 1 | 50% | 0% | 0% | 0% | 8.2745 | 0 | 0 | 0 | 8.2745 | #N/A
2007-06-25 05:00 | 6 | 25 | 5 | 176.1669 | 4205 | 60.98 | 42.62 | 1010 | 60.98 | 0 | 0.024154 | Cooling | 0.0040257 | #N/A | #N/A | #N/A | #N/A | 0 | 0 | 0 | 0 | 0 | 0.024154 | #N/A | #N/A | 88 | #N/A | #N/A | #N/A | 1.342e-05% | 1 | 50% | 0% | 0% | 0% | 8.2745 | 0 | 0 | 0 | 8.2745 | #N/A
2007-06-25 06:00 | 6 | 25 | 6 | 176.2086 | 4206 | 64.04 | 46.76 | 1011 | 64.04 | 2.7085 | 0 | Heating | 0.36114 | #N/A | #N/A | #N/A | #N/A | 2.7085 | #N/A | #N/A | 6.1832 | #N/A | 0 | 0 | 0 | 0 | 0 | 0 | 0 | 0.001204% | 1 | 50% | 0% | 0% | 0% | 8.2745 | 0 | 0 | 0 | 8.2745 | #N/A
2007-06-25 07:00 | 6 | 25 | 7 | 176.2502 | 4207 | 68 | 51.08 | 1012 | 68 | 0 | 9.3013 | Cooling | 1.5502 | #N/A | #N/A | #N/A | #N/A | 0 | 0 | 0 | 0 | 0 | 9.3013 | #N/A | #N/A | 88 | #N/A | #N/A | #N/A | 0.005167% | 1 | 50% | 0% | 0% | 0% | 8.2745 | 0 | 0 | 0 | 8.2745 | #N/A
2007-06-25 08:00 | 6 | 25 | 8 | 176.2919 | 4208 | 68 | 49.46 | 1012 | 68 | 0 | 109.4144 | Cooling | 18.2357 | #N/A | #N/A | #N/A | #N/A | 0 | 0 | 0 | 0 | 0 | 109.4144 | #N/A | #N/A | 88 | #N/A | #N/A | #N/A | 0.06079% | 1 | 50% | 0% | 0% | 0% | 8.2745 | 0 | 0 | 0 | 8.2745 | #N/A
2007-06-25 09:00 | 6 | 25 | 9 | 176.3336 | 4209 | 73.04 | 48.02 | 1012 | 73.04 | 0 | 224.9907 | Cooling | 37.4985 | #N/A | #N/A | #N/A | #N/A | 0 | 0 | 0 | 0 | 0 | 224.9907 | #N/A | #N/A | 88 | #N/A | #N/A | #N/A | 0.125% | 1 | 50% | 0% | 0% | 0% | 8.2745 | 0 | 0 | 0 | 8.2745 | #N/A
2007-06-25 10:00 | 6 | 25 | 10 | 176.3752 | 4210 | 75.02 | 46.94 | 1013 | 75.02 | 0 | 411.9118 | Cooling | 68.652 | #N/A | #N/A | #N/A | #N/A | 0 | 0 | 0 | 0 | 0 | 411.9118 | #N/A | #N/A | 88 | #N/A | #N/A | #N/A | 0.2288% | 1 | 50% | 0% | 0% | 0% | 8.2745 | 0 | 0 | 0 | 8.2745 | #N/A
2007-06-25 11:00 | 6 | 25 | 11 | 176.4169 | 4211 | 75.02 | 46.22 | 1012 | 75.02 | 0 | 529.8027 | Cooling | 88.3004 | #N/A | #N/A | #N/A | #N/A | 0 | 0 | 0 | 0 | 0 | 529.8027 | #N/A | #N/A | 88 | #N/A | #N/A | #N/A | 0.2943% | 1 | 50% | 0% | 0% | 0% | 8.2745 | 0 | 0 | 0 | 8.2745 | #N/A
2007-06-25 12:00 | 6 | 25 | 12 | 176.4586 | 4212 | 78.98 | 45.68 | 1012 | 78.98 | 0 | 567.5253 | Cooling | 94.5876 | #N/A | #N/A | #N/A | #N/A | 0 | 0 | 0 | 0 | 0 | 567.5253 | #N/A | #N/A | 88 | #N/A | #N/A | #N/A | 0.3153% | 1 | 50% | 0% | 0% | 0% | 8.2745 | 0 | 0 | 0 | 8.2745 | #N/A
2007-06-25 13:00 | 6 | 25 | 13 | 176.5002 | 4213 | 80.06 | 46.04 | 1012 | 80.06 | 0 | 626.9976 | Cooling | 104.4996 | #N/A | #N/A | #N/A | #N/A | 0 | 0 | 0 | 0 | 0 | 626.9976 | #N/A | #N/A | 88 | #N/A | #N/A | #N/A | 0.3483% | 1 | 50% | 0% | 0% | 0% | 8.2745 | 0 | 0 | 0 | 8.2745 | #N/A
2007-06-25 14:00 | 6 | 25 | 14 | 176.5419 | 4214 | 80.06 | 44.96 | 1012 | 80.06 | 0 | 665.2953 | Cooling | 110.8825 | #N/A | #N/A | #N/A | #N/A | 0 | 0 | 0 | 0 | 0 | 665.2953 | #N/A | #N/A | 88 | #N/A | #N/A | #N/A | 0.3696% | 1 | 50% | 0% | 0% | 0% | 8.2745 | 0 | 0 | 0 | 8.2745 | #N/A
2007-06-25 15:00 | 6 | 25 | 15 | 176.5836 | 4215 | 80.96 | 44.6 | 1012 | 80.96 | 0 | 692.3738 | Cooling | 115.3956 | #N/A | #N/A | #N/A | #N/A | 0 | 0 | 0 | 0 | 0 | 692.3738 | #N/A | #N/A | 88 | #N/A | #N/A | #N/A | 0.3847% | 1 | 50% | 0% | 0% | 0% | 8.2745 | 0 | 0 | 0 | 8.2745 | #N/A
2007-06-25 16:00 | 6 | 25 | 16 | 176.6252 | 4216 | 80.96 | 44.96 | 1012 | 80.96 | 0 | 721.6762 | Cooling | 120.2794 | #N/A | #N/A | #N/A | #N/A | 0 | 0 | 0 | 0 | 0 | 721.6762 | #N/A | #N/A | 88 | #N/A | #N/A | #N/A | 0.4009% | 1 | 50% | 0% | 0% | 0% | 8.2745 | 0 | 0 | 0 | 8.2745 | #N/A
2007-06-25 17:00 | 6 | 25 | 17 | 176.6669 | 4217 | 80.96 | 43.7 | 1012 | 80.96 | 0 | 688.1061 | Cooling | 114.6843 | #N/A | #N/A | #N/A | #N/A | 0 | 0 | 0 | 0 | 0 | 688.1061 | #N/A | #N/A | 88 | #N/A | #N/A | #N/A | 0.3823% | 1 | 50% | 0% | 0% | 0% | 8.2745 | 0 | 0 | 0 | 8.2745 | #N/A
2007-06-25 18:00 | 6 | 25 | 18 | 176.7086 | 4218 | 78.98 | 42.8 | 1012 | 78.98 | 0 | 610.3805 | Cooling | 101.7301 | #N/A | #N/A | #N/A | #N/A | 0 | 0 | 0 | 0 | 0 | 610.3805 | #N/A | #N/A | 88 | #N/A | #N/A | #N/A | 0.3391% | 1 | 50% | 0% | 0% | 0% | 8.2745 | 0 | 0 | 0 | 8.2745 | #N/A
2007-06-25 19:00 | 6 | 25 | 19 | 176.7502 | 4219 | 77 | 42.98 | 1013 | 77 | 0 | 534.6743 | Cooling | 89.1124 | #N/A | #N/A | #N/A | #N/A | 0 | 0 | 0 | 0 | 0 | 534.6743 | #N/A | #N/A | 88 | #N/A | #N/A | #N/A | 0.297% | 1 | 50% | 0% | 0% | 0% | 8.2745 | 0 | 0 | 0 | 8.2745 | #N/A
2007-06-25 20:00 | 6 | 25 | 20 | 176.7919 | 4220 | 77 | 42.44 | 1013 | 77 | 0 | 375.9354 | Cooling | 62.6559 | #N/A | #N/A | #N/A | #N/A | 0 | 0 | 0 | 0 | 0 | 375.9354 | #N/A | #N/A | 88 | #N/A | #N/A | #N/A | 0.2089% | 1 | 50% | 0% | 0% | 0% | 8.2745 | 0 | 0 | 0 | 8.2745 | #N/A
2007-06-25 21:00 | 6 | 25 | 21 | 176.8336 | 4221 | 71.06 | 42.08 | 1014 | 71.06 | 0 | 115.1332 | Cooling | 19.1889 | #N/A | #N/A | #N/A | #N/A | 0 | 0 | 0 | 0 | 0 | 115.1332 | #N/A | #N/A | 88 | #N/A | #N/A | #N/A | 0.06396% | 1 | 50% | 0% | 0% | 0% | 8.2745 | 0 | 0 | 0 | 8.2745 | #N/A
2007-06-25 22:00 | 6 | 25 | 22 | 176.8752 | 4222 | 69.08 | 42.08 | 1014 | 69.08 | 0 | 0.0013733 | Cooling | 0.00022888 | #N/A | #N/A | #N/A | #N/A | 0 | 0 | 0 | 0 | 0 | 0.0013733 | #N/A | #N/A | 88 | #N/A | #N/A | #N/A | 7.629e-07% | 1 | 50% | 0% | 0% | 0% | 8.2745 | 0 | 0 | 0 | 8.2745 | #N/A
2007-06-25 23:00 | 6 | 25 | 23 | 176.9169 | 4223 | 69.08 | 41.54 | 1015 | 69.08 | 0 | 0.012056 | Cooling | 0.0020094 | #N/A | #N/A | #N/A | #N/A | 0 | 0 | 0 | 0 | 0 | 0.012056 | #N/A | #N/A | 88 | #N/A | #N/A | #N/A | 6.698e-06% | 1 | 50% | 0% | 0% | 0% | 8.2745 | 0 | 0 | 0 | 8.2745 | #N/A
2007-06-26 | 6 | 26 | 0 | 176.9586 | 4224 | 64.94 | 41.36 | 1015 | 64.94 | 0 | 0.021993 | Cooling | 0.0036655 | #N/A | #N/A | #N/A | #N/A | 0 | 0 | 0 | 0 | 0 | 0.021993 | #N/A | #N/A | 88 | #N/A | #N/A | #N/A | 1.222e-05% | 1 | 50% | 0% | 0% | 0% | 8.2745 | 0 | 0 | 0 | 8.2745 | #N/A
2007-06-26 01:00 | 6 | 26 | 1 | 177.0002 | 4225 | 64.04 | 41 | 1015 | 64.04 | 0 | 0.029772 | Cooling | 0.0049619 | #N/A | #N/A | #N/A | #N/A | 0 | 0 | 0 | 0 | 0 | 0.029772 | #N/A | #N/A | 88 | #N/A | #N/A | #N/A | 1.654e-05% | 1 | 50% | 0% | 0% | 0% | 8.2745 | 0 | 0 | 0 | 8.2745 | #N/A
2007-06-26 02:00 | 6 | 26 | 2 | 177.0419 | 4226 | 64.04 | 40.64 | 1015 | 64.04 | 0 | 0.029851 | Cooling | 0.0049752 | #N/A | #N/A | #N/A | #N/A | 0 | 0 | 0 | 0 | 0 | 0.029851 | #N/A | #N/A | 88 | #N/A | #N/A | #N/A | 1.658e-05% | 1 | 50% | 0% | 0% | 0% | 8.2745 | 0 | 0 | 0 | 8.2745 | #N/A
2007-06-26 03:00 | 6 | 26 | 3 | 177.0836 | 4227 | 62.96 | 40.64 | 1015 | 62.96 | 0 | 0.02467 | Cooling | 0.0041117 | #N/A | #N/A | #N/A | #N/A | 0 | 0 | 0 | 0 | 0 | 0.02467 | #N/A | #N/A | 88 | #N/A | #N/A | #N/A | 1.371e-05% | 1 | 50% | 0% | 0% | 0% | 8.2745 | 0 | 0 | 0 | 8.2745 | #N/A
2007-06-26 04:00 | 6 | 26 | 4 | 177.1252 | 4228 | 60.98 | 41 | 1015 | 60.98 | 0 | 0.02086 | Cooling | 0.0034767 | #N/A | #N/A | #N/A | #N/A | 0 | 0 | 0 | 0 | 0 | 0.02086 | #N/A | #N/A | 88 | #N/A | #N/A | #N/A | 1.159e-05% | 1 | 50% | 0% | 0% | 0% | 8.2745 | 0 | 0 | 0 | 8.2745 | #N/A
2007-06-26 05:00 | 6 | 26 | 5 | 177.1669 | 4229 | 60.98 | 42.98 | 1015 | 60.98 | 0 | 0.0033145 | Cooling | 0.00055242 | #N/A | #N/A | #N/A | #N/A | 0 | 0 | 0 | 0 | 0 | 0.0033145 | #N/A | #N/A | 88 | #N/A | #N/A | #N/A | 1.841e-06% | 1 | 50% | 0% | 0% | 0% | 8.2745 | 0 | 0 | 0 | 8.2745 | #N/A
2007-06-26 06:00 | 6 | 26 | 6 | 177.2086 | 4230 | 64.04 | 46.4 | 1016 | 64.04 | 0.26144 | 0 | Heating | 0.034858 | #N/A | #N/A | #N/A | #N/A | 0.26144 | #N/A | #N/A | 6.1832 | #N/A | 0 | 0 | 0 | 0 | 0 | 0 | 0 | 0.0001162% | 1 | 50% | 0% | 0% | 0% | 8.2745 | 0 | 0 | 0 | 8.2745 | #N/A
2007-06-26 07:00 | 6 | 26 | 7 | 177.2502 | 4231 | 68 | 50 | 1016 | 68 | 0 | 0 | Cooling | 0 | #N/A | #N/A | #N/A | #N/A | 0 | 0 | 0 | 0 | 0 | 0 | #N/A | #N/A | 88 | 88 | 0 | #N/A | 0% | 1 | 50% | 0% | 0% | 0% | 8.2745 | 0 | 0 | 0 | 8.2745 | #N/A
2007-06-26 08:00 | 6 | 26 | 8 | 177.2919 | 4232 | 68 | 49.28 | 1016 | 68 | 0 | 152.2927 | Cooling | 25.3821 | #N/A | #N/A | #N/A | #N/A | 0 | 0 | 0 | 0 | 0 | 152.2927 | #N/A | #N/A | 88 | #N/A | #N/A | #N/A | 0.08461% | 1 | 50% | 0% | 0% | 0% | 8.2745 | 0 | 0 | 0 | 8.2745 | #N/A
2007-06-26 09:00 | 6 | 26 | 9 | 177.3336 | 4233 | 71.06 | 48.92 | 1016 | 71.06 | 0 | 434.4744 | Cooling | 72.4124 | #N/A | #N/A | #N/A | #N/A | 0 | 0 | 0 | 0 | 0 | 434.4744 | #N/A | #N/A | 88 | #N/A | #N/A | #N/A | 0.2414% | 1 | 50% | 0% | 0% | 0% | 8.2745 | 0 | 0 | 0 | 8.2745 | #N/A
2007-06-26 10:00 | 6 | 26 | 10 | 177.3752 | 4234 | 73.94 | 48.92 | 1016 | 73.94 | 0 | 643.0173 | Cooling | 107.1696 | #N/A | #N/A | #N/A | #N/A | 0 | 0 | 0 | 0 | 0 | 643.0173 | #N/A | #N/A | 88 | #N/A | #N/A | #N/A | 0.3572% | 1 | 50% | 0% | 0% | 0% | 8.2745 | 0 | 0 | 0 | 8.2745 | #N/A
2007-06-26 11:00 | 6 | 26 | 11 | 177.4169 | 4235 | 73.94 | 48.2 | 1015 | 73.94 | 0 | 781.6408 | Cooling | 130.2735 | #N/A | #N/A | #N/A | #N/A | 0 | 0 | 0 | 0 | 0 | 781.6408 | #N/A | #N/A | 88 | #N/A | #N/A | #N/A | 0.4342% | 1 | 50% | 0% | 0% | 0% | 8.2745 | 0 | 0 | 0 | 8.2745 | #N/A
2007-06-26 12:00 | 6 | 26 | 12 | 177.4586 | 4236 | 78.08 | 47.66 | 1014 | 78.08 | 0 | 868.3215 | Cooling | 144.7203 | #N/A | #N/A | #N/A | #N/A | 0 | 0 | 0 | 0 | 0 | 868.3215 | #N/A | #N/A | 88 | #N/A | #N/A | #N/A | 0.4824% | 1 | 50% | 0% | 0% | 0% | 8.2745 | 0 | 0 | 0 | 8.2745 | #N/A
2007-06-26 13:00 | 6 | 26 | 13 | 177.5002 | 4237 | 75.92 | 48.02 | 1014 | 75.92 | 0 | 1097.4011 | Cooling | 182.9002 | #N/A | #N/A | #N/A | #N/A | 0 | 0 | 0 | 0 | 0 | 1097.4011 | #N/A | #N/A | 88 | #N/A | #N/A | #N/A | 0.6097% | 1 | 50% | 0% | 0% | 0% | 8.2745 | 0 | 0 | 0 | 8.2745 | #N/A
2007-06-26 14:00 | 6 | 26 | 14 | 177.5419 | 4238 | 75.92 | 47.3 | 1013 | 75.92 | 0 | 1274.4115 | Cooling | 212.4019 | #N/A | #N/A | #N/A | #N/A | 0 | 0 | 0 | 0 | 0 | 1274.4115 | #N/A | #N/A | 88 | #N/A | #N/A | #N/A | 0.708% | 1 | 50% | 0% | 0% | 0% | 8.2745 | 0 | 0 | 0 | 8.2745 | #N/A
2007-06-26 15:00 | 6 | 26 | 15 | 177.5836 | 4239 | 71.96 | 47.3 | 1012 | 71.96 | 0 | 1332.883 | Cooling | 222.1472 | #N/A | #N/A | #N/A | #N/A | 0 | 0 | 0 | 0 | 0 | 1332.883 | #N/A | #N/A | 88 | #N/A | #N/A | #N/A | 0.7405% | 1 | 50% | 0% | 0% | 0% | 8.2745 | 0 | 0 | 0 | 8.2745 | #N/A
2007-06-26 16:00 | 6 | 26 | 16 | 177.6252 | 4240 | 71.06 | 48.02 | 1012 | 71.06 | 0 | 1422.5433 | Cooling | 237.0906 | #N/A | #N/A | #N/A | #N/A | 0 | 0 | 0 | 0 | 0 | 1422.5433 | #N/A | #N/A | 88 | #N/A | #N/A | #N/A | 0.7903% | 1 | 50% | 0% | 0% | 0% | 8.2745 | 0 | 0 | 0 | 8.2745 | #N/A
2007-06-26 17:00 | 6 | 26 | 17 | 177.6669 | 4241 | 71.06 | 46.76 | 1011 | 71.06 | 0 | 1405.876 | Cooling | 234.3127 | #N/A | #N/A | #N/A | #N/A | 0 | 0 | 0 | 0 | 0 | 1405.876 | #N/A | #N/A | 88 | #N/A | #N/A | #N/A | 0.781% | 1 | 50% | 0% | 0% | 0% | 8.2745 | 0 | 0 | 0 | 8.2745 | #N/A
2007-06-26 18:00 | 6 | 26 | 18 | 177.7086 | 4242 | 71.06 | 45.86 | 1011 | 71.06 | 0 | 1318.3015 | Cooling | 219.7169 | #N/A | #N/A | #N/A | #N/A | 0 | 0 | 0 | 0 | 0 | 1318.3015 | #N/A | #N/A | 88 | #N/A | #N/A | #N/A | 0.7324% | 1 | 50% | 0% | 0% | 0% | 8.2745 | 0 | 0 | 0 | 8.2745 | #N/A
2007-06-26 19:00 | 6 | 26 | 19 | 177.7502 | 4243 | 69.08 | 46.04 | 1010 | 69.08 | 0 | 1240.2232 | Cooling | 206.7039 | #N/A | #N/A | #N/A | #N/A | 0 | 0 | 0 | 0 | 0 | 1240.2232 | #N/A | #N/A | 88 | #N/A | #N/A | #N/A | 0.689% | 1 | 50% | 0% | 0% | 0% | 8.2745 | 0 | 0 | 0 | 8.2745 | #N/A
2007-06-26 20:00 | 6 | 26 | 20 | 177.7919 | 4244 | 69.08 | 46.4 | 1010 | 69.08 | 0 | 947.0134 | Cooling | 157.8356 | #N/A | #N/A | #N/A | #N/A | 0 | 0 | 0 | 0 | 0 | 947.0134 | #N/A | #N/A | 88 | #N/A | #N/A | #N/A | 0.5261% | 1 | 50% | 0% | 0% | 0% | 8.2745 | 0 | 0 | 0 | 8.2745 | #N/A
2007-06-26 21:00 | 6 | 26 | 21 | 177.8336 | 4245 | 68 | 47.12 | 1010 | 68 | 0 | 789.9438 | Cooling | 131.6573 | #N/A | #N/A | #N/A | #N/A | 0 | 0 | 0 | 0 | 0 | 789.9438 | #N/A | #N/A | 88 | #N/A | #N/A | #N/A | 0.4389% | 1 | 50% | 0% | 0% | 0% | 8.2745 | 0 | 0 | 0 | 8.2745 | #N/A
2007-06-26 22:00 | 6 | 26 | 22 | 177.8752 | 4246 | 66.92 | 48.02 | 1011 | 66.92 | 0 | 0.048505 | Cooling | 0.0080842 | #N/A | #N/A | #N/A | #N/A | 0 | 0 | 0 | 0 | 0 | 0.048505 | #N/A | #N/A | 88 | #N/A | #N/A | #N/A | 2.695e-05% | 1 | 50% | 0% | 0% | 0% | 8.2745 | 0 | 0 | 0 | 8.2745 | #N/A
2007-06-26 23:00 | 6 | 26 | 23 | 177.9169 | 4247 | 66.92 | 48.2 | 1010 | 66.92 | 0 | 0 | Cooling | 0 | #N/A | #N/A | #N/A | #N/A | 0 | 0 | 0 | 0 | 0 | 0 | #N/A | #N/A | 88 | 88 | 0 | #N/A | 0% | 1 | 50% | 0% | 0% | 0% | 8.2745 | 0 | 0 | 0 | 8.2745 | #N/A
2007-06-27 | 6 | 27 | 0 | 177.9586 | 4248 | 66.92 | 48.56 | 1010 | 66.92 | 0 | 0 | Cooling | 0 | #N/A | #N/A | #N/A | #N/A | 0 | 0 | 0 | 0 | 0 | 0 | #N/A | #N/A | 88 | 88 | 0 | #N/A | 0% | 1 | 50% | 0% | 0% | 0% | 8.2745 | 0 | 0 | 0 | 8.2745 | #N/A
2007-06-27 01:00 | 6 | 27 | 1 | 178.0002 | 4249 | 64.94 | 48.92 | 1010 | 64.94 | 0 | 0 | Cooling | 0 | #N/A | #N/A | #N/A | #N/A | 0 | 0 | 0 | 0 | 0 | 0 | #N/A | #N/A | 88 | 88 | 0 | #N/A | 0% | 1 | 50% | 0% | 0% | 0% | 8.2745 | 0 | 0 | 0 | 8.2745 | #N/A
2007-06-27 02:00 | 6 | 27 | 2 | 178.0419 | 4250 | 64.94 | 48.92 | 1010 | 64.94 | 0 | 0 | Cooling | 0 | #N/A | #N/A | #N/A | #N/A | 0 | 0 | 0 | 0 | 0 | 0 | #N/A | #N/A | 88 | 88 | 0 | #N/A | 0% | 1 | 50% | 0% | 0% | 0% | 8.2745 | 0 | 0 | 0 | 8.2745 | #N/A
2007-06-27 03:00 | 6 | 27 | 3 | 178.0836 | 4251 | 62.06 | 49.28 | 1009 | 62.06 | 0 | 0 | Cooling | 0 | #N/A | #N/A | #N/A | #N/A | 0 | 0 | 0 | 0 | 0 | 0 | #N/A | #N/A | 88 | 88 | 0 | #N/A | 0% | 1 | 50% | 0% | 0% | 0% | 8.2745 | 0 | 0 | 0 | 8.2745 | #N/A
2007-06-27 04:00 | 6 | 27 | 4 | 178.1252 | 4252 | 62.06 | 50 | 1009 | 62.06 | 0 | 0.29702 | Cooling | 0.049504 | #N/A | #N/A | #N/A | #N/A | 0 | 0 | 0 | 0 | 0 | 0.29702 | #N/A | #N/A | 88 | #N/A | #N/A | #N/A | 0.000165% | 1 | 50% | 0% | 0% | 0% | 8.2745 | 0 | 0 | 0 | 8.2745 | #N/A
2007-06-27 05:00 | 6 | 27 | 5 | 178.1669 | 4253 | 62.06 | 49.64 | 1009 | 62.06 | 0 | 7.0827 | Cooling | 1.1805 | #N/A | #N/A | #N/A | #N/A | 0 | 0 | 0 | 0 | 0 | 7.0827 | #N/A | #N/A | 88 | #N/A | #N/A | #N/A | 0.003935% | 1 | 50% | 0% | 0% | 0% | 8.2745 | 0 | 0 | 0 | 8.2745 | #N/A
2007-06-27 06:00 | 6 | 27 | 6 | 178.2086 | 4254 | 64.94 | 50.72 | 1009 | 64.94 | 0 | 579.9783 | Cooling | 96.663 | #N/A | #N/A | #N/A | #N/A | 0 | 0 | 0 | 0 | 0 | 579.9783 | #N/A | #N/A | 88 | #N/A | #N/A | #N/A | 0.3222% | 1 | 50% | 0% | 0% | 0% | 8.2745 | 0 | 0 | 0 | 8.2745 | #N/A
2007-06-27 07:00 | 6 | 27 | 7 | 178.2502 | 4255 | 66.92 | 51.98 | 1009 | 66.92 | 0 | 697.8007 | Cooling | 116.3001 | #N/A | #N/A | #N/A | #N/A | 0 | 0 | 0 | 0 | 0 | 697.8007 | #N/A | #N/A | 88 | #N/A | #N/A | #N/A | 0.3877% | 1 | 50% | 0% | 0% | 0% | 8.2745 | 0 | 0 | 0 | 8.2745 | #N/A
2007-06-27 08:00 | 6 | 27 | 8 | 178.2919 | 4256 | 66.92 | 53.06 | 1009 | 66.92 | 0 | 1007.0668 | Cooling | 167.8445 | #N/A | #N/A | #N/A | #N/A | 0 | 0 | 0 | 0 | 0 | 1007.0668 | #N/A | #N/A | 88 | #N/A | #N/A | #N/A | 0.5595% | 1 | 50% | 0% | 0% | 0% | 8.2745 | 0 | 0 | 0 | 8.2745 | #N/A
2007-06-27 09:00 | 6 | 27 | 9 | 178.3336 | 4257 | 68 | 54.32 | 1009 | 68 | 0 | 1386.8289 | Cooling | 231.1382 | #N/A | #N/A | #N/A | #N/A | 0 | 0 | 0 | 0 | 0 | 1386.8289 | #N/A | #N/A | 88 | #N/A | #N/A | #N/A | 0.7705% | 1 | 50% | 0% | 0% | 0% | 8.2745 | 0 | 0 | 0 | 8.2745 | #N/A
2007-06-27 10:00 | 6 | 27 | 10 | 178.3752 | 4258 | 71.96 | 55.94 | 1009 | 71.96 | 0 | 1774.5245 | Cooling | 295.7541 | #N/A | #N/A | #N/A | #N/A | 0 | 0 | 0 | 0 | 0 | 1774.5245 | #N/A | #N/A | 88 | #N/A | #N/A | #N/A | 0.9858% | 1 | 50% | 0% | 0% | 0% | 8.2745 | 0 | 0 | 0 | 8.2745 | #N/A
2007-06-27 11:00 | 6 | 27 | 11 | 178.4169 | 4259 | 71.96 | 55.58 | 1008 | 71.96 | 0 | 1901.1072 | Cooling | 316.8512 | #N/A | #N/A | #N/A | #N/A | 0 | 0 | 0 | 0 | 0 | 1901.1072 | #N/A | #N/A | 88 | #N/A | #N/A | #N/A | 1.056% | 1 | 50% | 0% | 0% | 0% | 8.2745 | 0 | 0 | 0 | 8.2745 | #N/A
2007-06-27 12:00 | 6 | 27 | 12 | 178.4586 | 4260 | 78.98 | 55.4 | 1008 | 78.98 | 0 | 1593.1038 | Cooling | 265.5173 | #N/A | #N/A | #N/A | #N/A | 0 | 0 | 0 | 0 | 0 | 1593.1038 | #N/A | #N/A | 88 | #N/A | #N/A | #N/A | 0.8851% | 1 | 50% | 0% | 0% | 0% | 8.2745 | 0 | 0 | 0 | 8.2745 | #N/A
2007-06-27 13:00 | 6 | 27 | 13 | 178.5002 | 4261 | 82.04 | 55.94 | 1007 | 82.04 | 0 | 1639.3664 | Cooling | 273.2277 | #N/A | #N/A | #N/A | #N/A | 0 | 0 | 0 | 0 | 0 | 1639.3664 | #N/A | #N/A | 88 | #N/A | #N/A | #N/A | 0.9108% | 1 | 50% | 0% | 0% | 0% | 8.2745 | 0 | 0 | 0 | 8.2745 | #N/A
2007-06-27 14:00 | 6 | 27 | 14 | 178.5419 | 4262 | 82.04 | 54.5 | 1007 | 82.04 | 0 | 1696.6457 | Cooling | 282.7743 | #N/A | #N/A | #N/A | #N/A | 0 | 0 | 0 | 0 | 0 | 1696.6457 | #N/A | #N/A | 88 | #N/A | #N/A | #N/A | 0.9426% | 1 | 50% | 0% | 0% | 0% | 8.2745 | 0 | 0 | 0 | 8.2745 | #N/A
2007-06-27 15:00 | 6 | 27 | 15 | 178.5836 | 4263 | 82.04 | 53.96 | 1006 | 82.04 | 0 | 1701.5067 | Cooling | 283.5844 | #N/A | #N/A | #N/A | #N/A | 0 | 0 | 0 | 0 | 0 | 1701.5067 | #N/A | #N/A | 88 | #N/A | #N/A | #N/A | 0.9453% | 1 | 50% | 0% | 0% | 0% | 8.2745 | 0 | 0 | 0 | 8.2745 | #N/A
2007-06-27 16:00 | 6 | 27 | 16 | 178.6252 | 4264 | 80.06 | 53.96 | 1005 | 80.06 | 0 | 1746.2087 | Cooling | 291.0348 | #N/A | #N/A | #N/A | #N/A | 0 | 0 | 0 | 0 | 0 | 1746.2087 | #N/A | #N/A | 88 | #N/A | #N/A | #N/A | 0.9701% | 1 | 50% | 0% | 0% | 0% | 8.2745 | 0 | 0 | 0 | 8.2745 | #N/A
2007-06-27 17:00 | 6 | 27 | 17 | 178.6669 | 4265 | 80.06 | 55.58 | 1006 | 80.06 | 0 | 1889.145 | Cooling | 314.8575 | #N/A | #N/A | #N/A | #N/A | 0 | 0 | 0 | 0 | 0 | 1889.145 | #N/A | #N/A | 88 | #N/A | #N/A | #N/A | 1.05% | 1 | 50% | 0% | 0% | 0% | 8.2745 | 0 | 0 | 0 | 8.2745 | #N/A
2007-06-27 18:00 | 6 | 27 | 18 | 178.7086 | 4266 | 78.98 | 57.92 | 1006 | 78.98 | 0 | 2009.0234 | Cooling | 334.8372 | #N/A | #N/A | #N/A | #N/A | 0 | 0 | 0 | 0 | 0 | 2009.0234 | #N/A | #N/A | 88 | #N/A | #N/A | #N/A | 1.116% | 1 | 50% | 0% | 0% | 0% | 8.2745 | 0 | 0 | 0 | 8.2745 | #N/A
2007-06-27 19:00 | 6 | 27 | 19 | 178.7502 | 4267 | 78.08 | 60.98 | 1006 | 78.08 | 0 | 1679.5287 | Cooling | 279.9214 | #N/A | #N/A | #N/A | #N/A | 0 | 0 | 0 | 0 | 0 | 1679.5287 | #N/A | #N/A | 88 | #N/A | #N/A | #N/A | 0.9331% | 1 | 50% | 0% | 0% | 0% | 8.2745 | 0 | 0 | 0 | 8.2745 | #N/A
2007-06-27 20:00 | 6 | 27 | 20 | 178.7919 | 4268 | 78.08 | 60.62 | 1006 | 78.08 | 0 | 1546.3509 | Cooling | 257.7251 | #N/A | #N/A | #N/A | #N/A | 0 | 0 | 0 | 0 | 0 | 1546.3509 | #N/A | #N/A | 88 | #N/A | #N/A | #N/A | 0.8591% | 1 | 50% | 0% | 0% | 0% | 8.2745 | 0 | 0 | 0 | 8.2745 | #N/A
2007-06-27 21:00 | 6 | 27 | 21 | 178.8336 | 4269 | 75.92 | 60.8 | 1006 | 75.92 | 0 | 1482.5916 | Cooling | 247.0986 | #N/A | #N/A | #N/A | #N/A | 0 | 0 | 0 | 0 | 0 | 1482.5916 | #N/A | #N/A | 88 | #N/A | #N/A | #N/A | 0.8237% | 1 | 50% | 0% | 0% | 0% | 8.2745 | 0 | 0 | 0 | 8.2745 | #N/A
2007-06-27 22:00 | 6 | 27 | 22 | 178.8752 | 4270 | 75.02 | 60.98 | 1006 | 75.02 | 0 | 198.5327 | Cooling | 33.0888 | #N/A | #N/A | #N/A | #N/A | 0 | 0 | 0 | 0 | 0 | 198.5327 | #N/A | #N/A | 88 | #N/A | #N/A | #N/A | 0.1103% | 1 | 50% | 0% | 0% | 0% | 8.2745 | 0 | 0 | 0 | 8.2745 | #N/A
2007-06-27 23:00 | 6 | 27 | 23 | 178.9169 | 4271 | 75.02 | 60.62 | 1006 | 75.02 | 0 | 270.5456 | Cooling | 45.0909 | #N/A | #N/A | #N/A | #N/A | 0 | 0 | 0 | 0 | 0 | 270.5456 | #N/A | #N/A | 88 | #N/A | #N/A | #N/A | 0.1503% | 1 | 50% | 0% | 0% | 0% | 8.2745 | 0 | 0 | 0 | 8.2745 | #N/A
2007-06-28 | 6 | 28 | 0 | 178.9586 | 4272 | 75.02 | 60.44 | 1006 | 75.02 | 0 | 230.7978 | Cooling | 38.4663 | #N/A | #N/A | #N/A | #N/A | 0 | 0 | 0 | 0 | 0 | 230.7978 | #N/A | #N/A | 88 | #N/A | #N/A | #N/A | 0.1282% | 1 | 50% | 0% | 0% | 0% | 8.2745 | 0 | 0 | 0 | 8.2745 | #N/A
2007-06-28 01:00 | 6 | 28 | 1 | 179.0002 | 4273 | 75.02 | 60.08 | 1006 | 75.02 | 0 | 207.1779 | Cooling | 34.5296 | #N/A | #N/A | #N/A | #N/A | 0 | 0 | 0 | 0 | 0 | 207.1779 | #N/A | #N/A | 88 | #N/A | #N/A | #N/A | 0.1151% | 1 | 50% | 0% | 0% | 0% | 8.2745 | 0 | 0 | 0 | 8.2745 | #N/A
2007-06-28 02:00 | 6 | 28 | 2 | 179.0419 | 4274 | 75.02 | 59.72 | 1006 | 75.02 | 0 | 197.5459 | Cooling | 32.9243 | #N/A | #N/A | #N/A | #N/A | 0 | 0 | 0 | 0 | 0 | 197.5459 | #N/A | #N/A | 88 | #N/A | #N/A | #N/A | 0.1097% | 1 | 50% | 0% | 0% | 0% | 8.2745 | 0 | 0 | 0 | 8.2745 | #N/A
2007-06-28 03:00 | 6 | 28 | 3 | 179.0836 | 4275 | 75.92 | 59.72 | 1005 | 75.92 | 0 | 194.3376 | Cooling | 32.3896 | #N/A | #N/A | #N/A | #N/A | 0 | 0 | 0 | 0 | 0 | 194.3376 | #N/A | #N/A | 88 | #N/A | #N/A | #N/A | 0.108% | 1 | 50% | 0% | 0% | 0% | 8.2745 | 0 | 0 | 0 | 8.2745 | #N/A
2007-06-28 04:00 | 6 | 28 | 4 | 179.1252 | 4276 | 75.02 | 60.08 | 1005 | 75.02 | 0 | 190.5263 | Cooling | 31.7544 | #N/A | #N/A | #N/A | #N/A | 0 | 0 | 0 | 0 | 0 | 190.5263 | #N/A | #N/A | 88 | #N/A | #N/A | #N/A | 0.1058% | 1 | 50% | 0% | 0% | 0% | 8.2745 | 0 | 0 | 0 | 8.2745 | #N/A
2007-06-28 05:00 | 6 | 28 | 5 | 179.1669 | 4277 | 75.02 | 59 | 1006 | 75.02 | 0 | 230.2493 | Cooling | 38.3749 | #N/A | #N/A | #N/A | #N/A | 0 | 0 | 0 | 0 | 0 | 230.2493 | #N/A | #N/A | 88 | #N/A | #N/A | #N/A | 0.1279% | 1 | 50% | 0% | 0% | 0% | 8.2745 | 0 | 0 | 0 | 8.2745 | #N/A
2007-06-28 06:00 | 6 | 28 | 6 | 179.2086 | 4278 | 75.02 | 59.54 | 1006 | 75.02 | 0 | 1365.4396 | Cooling | 227.5733 | #N/A | #N/A | #N/A | #N/A | 0 | 0 | 0 | 0 | 0 | 1365.4396 | #N/A | #N/A | 88 | #N/A | #N/A | #N/A | 0.7586% | 1 | 50% | 0% | 0% | 0% | 8.2745 | 0 | 0 | 0 | 8.2745 | #N/A
2007-06-28 07:00 | 6 | 28 | 7 | 179.2502 | 4279 | 77 | 60.08 | 1006 | 77 | 0 | 1395.7627 | Cooling | 232.6271 | #N/A | #N/A | #N/A | #N/A | 0 | 0 | 0 | 0 | 0 | 1395.7627 | #N/A | #N/A | 88 | #N/A | #N/A | #N/A | 0.7754% | 1 | 50% | 0% | 0% | 0% | 8.2745 | 0 | 0 | 0 | 8.2745 | #N/A
2007-06-28 08:00 | 6 | 28 | 8 | 179.2919 | 4280 | 77 | 60.08 | 1006 | 77 | 0 | 1588.4143 | Cooling | 264.7357 | #N/A | #N/A | #N/A | #N/A | 0 | 0 | 0 | 0 | 0 | 1588.4143 | #N/A | #N/A | 88 | #N/A | #N/A | #N/A | 0.8825% | 1 | 50% | 0% | 0% | 0% | 8.2745 | 0 | 0 | 0 | 8.2745 | #N/A
2007-06-28 09:00 | 6 | 28 | 9 | 179.3336 | 4281 | 78.08 | 60.44 | 1006 | 78.08 | 0 | 1582.5342 | Cooling | 263.7557 | #N/A | #N/A | #N/A | #N/A | 0 | 0 | 0 | 0 | 0 | 1582.5342 | #N/A | #N/A | 88 | #N/A | #N/A | #N/A | 0.8792% | 1 | 50% | 0% | 0% | 0% | 8.2745 | 0 | 0 | 0 | 8.2745 | #N/A
2007-06-28 10:00 | 6 | 28 | 10 | 179.3752 | 4282 | 82.94 | 60.98 | 1006 | 82.94 | 0 | 1529.3125 | Cooling | 254.8854 | #N/A | #N/A | #N/A | #N/A | 0 | 0 | 0 | 0 | 0 | 1529.3125 | #N/A | #N/A | 88 | #N/A | #N/A | #N/A | 0.8496% | 1 | 50% | 0% | 0% | 0% | 8.2745 | 0 | 0 | 0 | 8.2745 | #N/A
2007-06-28 11:00 | 6 | 28 | 11 | 179.4169 | 4283 | 82.94 | 60.98 | 1006 | 82.94 | 0 | 1568.0172 | Cooling | 261.3362 | #N/A | #N/A | #N/A | #N/A | 0 | 0 | 0 | 0 | 0 | 1568.0172 | #N/A | #N/A | 88 | #N/A | #N/A | #N/A | 0.8711% | 1 | 50% | 0% | 0% | 0% | 8.2745 | 0 | 0 | 0 | 8.2745 | #N/A
2007-06-28 12:00 | 6 | 28 | 12 | 179.4586 | 4284 | 82.94 | 61.16 | 1006 | 82.94 | 0 | 1576.878 | Cooling | 262.813 | #N/A | #N/A | #N/A | #N/A | 0 | 0 | 0 | 0 | 0 | 1576.878 | #N/A | #N/A | 88 | #N/A | #N/A | #N/A | 0.876% | 1 | 50% | 0% | 0% | 0% | 8.2745 | 0 | 0 | 0 | 8.2745 | #N/A
2007-06-28 13:00 | 6 | 28 | 13 | 179.5002 | 4285 | 80.96 | 62.06 | 1006 | 80.96 | 0 | 1650.818 | Cooling | 275.1363 | #N/A | #N/A | #N/A | #N/A | 0 | 0 | 0 | 0 | 0 | 1650.818 | #N/A | #N/A | 88 | #N/A | #N/A | #N/A | 0.9171% | 1 | 50% | 0% | 0% | 0% | 8.2745 | 0 | 0 | 0 | 8.2745 | #N/A
2007-06-28 14:00 | 6 | 28 | 14 | 179.5419 | 4286 | 80.96 | 61.88 | 1006 | 80.96 | 0 | 1762.7476 | Cooling | 293.7913 | #N/A | #N/A | #N/A | #N/A | 0 | 0 | 0 | 0 | 0 | 1762.7476 | #N/A | #N/A | 88 | #N/A | #N/A | #N/A | 0.9793% | 1 | 50% | 0% | 0% | 0% | 8.2745 | 0 | 0 | 0 | 8.2745 | #N/A
2007-06-28 15:00 | 6 | 28 | 15 | 179.5836 | 4287 | 80.96 | 62.6 | 1005 | 80.96 | 0 | 1847.9347 | Cooling | 307.9891 | #N/A | #N/A | #N/A | #N/A | 0 | 0 | 0 | 0 | 0 | 1847.9347 | #N/A | #N/A | 88 | #N/A | #N/A | #N/A | 1.027% | 1 | 50% | 0% | 0% | 0% | 8.2745 | 0 | 0 | 0 | 8.2745 | #N/A
2007-06-28 16:00 | 6 | 28 | 16 | 179.6252 | 4288 | 82.94 | 64.04 | 1005 | 82.94 | 0 | 1995.0053 | Cooling | 332.5009 | #N/A | #N/A | #N/A | #N/A | 0 | 0 | 0 | 0 | 0 | 1995.0053 | #N/A | #N/A | 88 | #N/A | #N/A | #N/A | 1.108% | 1 | 50% | 0% | 0% | 0% | 8.2745 | 0 | 0 | 0 | 8.2745 | #N/A
2007-06-28 17:00 | 6 | 28 | 17 | 179.6669 | 4289 | 82.94 | 62.06 | 1005 | 82.94 | 0 | 1934.1729 | Cooling | 322.3621 | #N/A | #N/A | #N/A | #N/A | 0 | 0 | 0 | 0 | 0 | 1934.1729 | #N/A | #N/A | 88 | #N/A | #N/A | #N/A | 1.075% | 1 | 50% | 0% | 0% | 0% | 8.2745 | 0 | 0 | 0 | 8.2745 | #N/A
2007-06-28 18:00 | 6 | 28 | 18 | 179.7086 | 4290 | 78.98 | 60.62 | 1004 | 78.98 | 0 | 1731.4917 | Cooling | 288.582 | #N/A | #N/A | #N/A | #N/A | 0 | 0 | 0 | 0 | 0 | 1731.4917 | #N/A | #N/A | 88 | #N/A | #N/A | #N/A | 0.9619% | 1 | 50% | 0% | 0% | 0% | 8.2745 | 0 | 0 | 0 | 8.2745 | #N/A
2007-06-28 19:00 | 6 | 28 | 19 | 179.7502 | 4291 | 71.6 | 60.08 | 1004 | 71.6 | 0 | 1562.6457 | Cooling | 260.4409 | #N/A | #N/A | #N/A | #N/A | 0 | 0 | 0 | 0 | 0 | 1562.6457 | #N/A | #N/A | 88 | #N/A | #N/A | #N/A | 0.8681% | 1 | 50% | 0% | 0% | 0% | 8.2745 | 0 | 0 | 0 | 8.2745 | #N/A
2007-06-28 20:00 | 6 | 28 | 20 | 179.7919 | 4292 | 73.04 | 58.82 | 1004 | 73.04 | 0 | 1347.939 | Cooling | 224.6565 | #N/A | #N/A | #N/A | #N/A | 0 | 0 | 0 | 0 | 0 | 1347.939 | #N/A | #N/A | 88 | #N/A | #N/A | #N/A | 0.7489% | 1 | 50% | 0% | 0% | 0% | 8.2745 | 0 | 0 | 0 | 8.2745 | #N/A
2007-06-28 21:00 | 6 | 28 | 21 | 179.8336 | 4293 | 71.06 | 57.74 | 1004 | 71.06 | 0 | 1103.844 | Cooling | 183.974 | #N/A | #N/A | #N/A | #N/A | 0 | 0 | 0 | 0 | 0 | 1103.844 | #N/A | #N/A | 88 | #N/A | #N/A | #N/A | 0.6132% | 1 | 50% | 0% | 0% | 0% | 8.2745 | 0 | 0 | 0 | 8.2745 | #N/A
2007-06-28 22:00 | 6 | 28 | 22 | 179.8752 | 4294 | 69.98 | 57.02 | 1003 | 69.98 | 0 | 94.6375 | Cooling | 15.7729 | #N/A | #N/A | #N/A | #N/A | 0 | 0 | 0 | 0 | 0 | 94.6375 | #N/A | #N/A | 88 | #N/A | #N/A | #N/A | 0.05258% | 1 | 50% | 0% | 0% | 0% | 8.2745 | 0 | 0 | 0 | 8.2745 | #N/A
2007-06-28 23:00 | 6 | 28 | 23 | 179.9169 | 4295 | 69.98 | 56.48 | 1003 | 69.98 | 0 | 112.4781 | Cooling | 18.7464 | #N/A | #N/A | #N/A | #N/A | 0 | 0 | 0 | 0 | 0 | 112.4781 | #N/A | #N/A | 88 | #N/A | #N/A | #N/A | 0.06249% | 1 | 50% | 0% | 0% | 0% | 8.2745 | 0 | 0 | 0 | 8.2745 | #N/A
2007-06-29 | 6 | 29 | 0 | 179.9586 | 4296 | 71.06 | 56.3 | 1003 | 71.06 | 0 | 86.6837 | Cooling | 14.4473 | #N/A | #N/A | #N/A | #N/A | 0 | 0 | 0 | 0 | 0 | 86.6837 | #N/A | #N/A | 88 | #N/A | #N/A | #N/A | 0.04816% | 1 | 50% | 0% | 0% | 0% | 8.2745 | 0 | 0 | 0 | 8.2745 | #N/A
2007-06-29 01:00 | 6 | 29 | 1 | 180.0002 | 4297 | 69.98 | 55.94 | 1003 | 69.98 | 0 | 75.4509 | Cooling | 12.5752 | #N/A | #N/A | #N/A | #N/A | 0 | 0 | 0 | 0 | 0 | 75.4509 | #N/A | #N/A | 88 | #N/A | #N/A | #N/A | 0.04192% | 1 | 50% | 0% | 0% | 0% | 8.2745 | 0 | 0 | 0 | 8.2745 | #N/A
2007-06-29 02:00 | 6 | 29 | 2 | 180.0419 | 4298 | 69.98 | 54.86 | 1003 | 69.98 | 0 | 63.149 | Cooling | 10.5248 | #N/A | #N/A | #N/A | #N/A | 0 | 0 | 0 | 0 | 0 | 63.149 | #N/A | #N/A | 88 | #N/A | #N/A | #N/A | 0.03508% | 1 | 50% | 0% | 0% | 0% | 8.2745 | 0 | 0 | 0 | 8.2745 | #N/A
2007-06-29 03:00 | 6 | 29 | 3 | 180.0836 | 4299 | 69.08 | 54.32 | 1003 | 69.08 | 0 | 51.6786 | Cooling | 8.6131 | #N/A | #N/A | #N/A | #N/A | 0 | 0 | 0 | 0 | 0 | 51.6786 | #N/A | #N/A | 88 | #N/A | #N/A | #N/A | 0.02871% | 1 | 50% | 0% | 0% | 0% | 8.2745 | 0 | 0 | 0 | 8.2745 | #N/A
2007-06-29 04:00 | 6 | 29 | 4 | 180.1252 | 4300 | 68 | 53.96 | 1002 | 68 | 0 | 41.6066 | Cooling | 6.9344 | #N/A | #N/A | #N/A | #N/A | 0 | 0 | 0 | 0 | 0 | 41.6066 | #N/A | #N/A | 88 | #N/A | #N/A | #N/A | 0.02311% | 1 | 50% | 0% | 0% | 0% | 8.2745 | 0 | 0 | 0 | 8.2745 | #N/A
2007-06-29 05:00 | 6 | 29 | 5 | 180.1669 | 4301 | 68 | 55.04 | 1003 | 68 | 0 | 64.5535 | Cooling | 10.7589 | #N/A | #N/A | #N/A | #N/A | 0 | 0 | 0 | 0 | 0 | 64.5535 | #N/A | #N/A | 88 | #N/A | #N/A | #N/A | 0.03586% | 1 | 50% | 0% | 0% | 0% | 8.2745 | 0 | 0 | 0 | 8.2745 | #N/A
2007-06-29 06:00 | 6 | 29 | 6 | 180.2086 | 4302 | 68 | 57.38 | 1003 | 68 | 0 | 696.4116 | Cooling | 116.0686 | #N/A | #N/A | #N/A | #N/A | 0 | 0 | 0 | 0 | 0 | 696.4116 | #N/A | #N/A | 88 | #N/A | #N/A | #N/A | 0.3869% | 1 | 50% | 0% | 0% | 0% | 8.2745 | 0 | 0 | 0 | 8.2745 | #N/A
2007-06-29 07:00 | 6 | 29 | 7 | 180.2502 | 4303 | 71.06 | 60.08 | 1003 | 71.06 | 0 | 1011.5791 | Cooling | 168.5965 | #N/A | #N/A | #N/A | #N/A | 0 | 0 | 0 | 0 | 0 | 1011.5791 | #N/A | #N/A | 88 | #N/A | #N/A | #N/A | 0.562% | 1 | 50% | 0% | 0% | 0% | 8.2745 | 0 | 0 | 0 | 8.2745 | #N/A
2007-06-29 08:00 | 6 | 29 | 8 | 180.2919 | 4304 | 71.06 | 61.16 | 1003 | 71.06 | 0 | 1396.9371 | Cooling | 232.8229 | #N/A | #N/A | #N/A | #N/A | 0 | 0 | 0 | 0 | 0 | 1396.9371 | #N/A | #N/A | 88 | #N/A | #N/A | #N/A | 0.7761% | 1 | 50% | 0% | 0% | 0% | 8.2745 | 0 | 0 | 0 | 8.2745 | #N/A
2007-06-29 09:00 | 6 | 29 | 9 | 180.3336 | 4305 | 73.94 | 62.42 | 1002 | 73.94 | 0 | 1575.8441 | Cooling | 262.6407 | #N/A | #N/A | #N/A | #N/A | 0 | 0 | 0 | 0 | 0 | 1575.8441 | #N/A | #N/A | 88 | #N/A | #N/A | #N/A | 0.8755% | 1 | 50% | 0% | 0% | 0% | 8.2745 | 0 | 0 | 0 | 8.2745 | #N/A
2007-06-29 10:00 | 6 | 29 | 10 | 180.3752 | 4306 | 75.02 | 64.04 | 1002 | 75.02 | 0 | 1724.0942 | Cooling | 287.349 | #N/A | #N/A | #N/A | #N/A | 0 | 0 | 0 | 0 | 0 | 1724.0942 | #N/A | #N/A | 88 | #N/A | #N/A | #N/A | 0.9578% | 1 | 50% | 0% | 0% | 0% | 8.2745 | 0 | 0 | 0 | 8.2745 | #N/A
2007-06-29 11:00 | 6 | 29 | 11 | 180.4169 | 4307 | 75.02 | 63.32 | 1002 | 75.02 | 0 | 1935.6655 | Cooling | 322.6109 | #N/A | #N/A | #N/A | #N/A | 0 | 0 | 0 | 0 | 0 | 1935.6655 | #N/A | #N/A | 88 | #N/A | #N/A | #N/A | 1.075% | 1 | 50% | 0% | 0% | 0% | 8.2745 | 0 | 0 | 0 | 8.2745 | #N/A
2007-06-29 12:00 | 6 | 29 | 12 | 180.4586 | 4308 | 75.02 | 62.78 | 1001 | 75.02 | 0 | 2247.9178 | Cooling | 374.653 | #N/A | #N/A | #N/A | #N/A | 0 | 0 | 0 | 0 | 0 | 2247.9178 | #N/A | #N/A | 88 | #N/A | #N/A | #N/A | 1.249% | 1 | 50% | 0% | 0% | 0% | 8.2745 | 0 | 0 | 0 | 8.2745 | #N/A
2007-06-29 13:00 | 6 | 29 | 13 | 180.5002 | 4309 | 75.92 | 62.96 | 1001 | 75.92 | 0 | 1957.0177 | Cooling | 326.1696 | #N/A | #N/A | #N/A | #N/A | 0 | 0 | 0 | 0 | 0 | 1957.0177 | #N/A | #N/A | 88 | #N/A | #N/A | #N/A | 1.087% | 1 | 50% | 0% | 0% | 0% | 8.2745 | 0 | 0 | 0 | 8.2745 | #N/A
2007-06-29 14:00 | 6 | 29 | 14 | 180.5419 | 4310 | 75.92 | 62.6 | 1000 | 75.92 | 0 | 1439.3969 | Cooling | 239.8995 | #N/A | #N/A | #N/A | #N/A | 0 | 0 | 0 | 0 | 0 | 1439.3969 | #N/A | #N/A | 88 | #N/A | #N/A | #N/A | 0.7997% | 1 | 50% | 0% | 0% | 0% | 8.2745 | 0 | 0 | 0 | 8.2745 | #N/A
2007-06-29 15:00 | 6 | 29 | 15 | 180.5836 | 4311 | 75.92 | 62.96 | 1000 | 75.92 | 0 | 1409.4692 | Cooling | 234.9115 | #N/A | #N/A | #N/A | #N/A | 0 | 0 | 0 | 0 | 0 | 1409.4692 | #N/A | #N/A | 88 | #N/A | #N/A | #N/A | 0.783% | 1 | 50% | 0% | 0% | 0% | 8.2745 | 0 | 0 | 0 | 8.2745 | #N/A
2007-06-29 16:00 | 6 | 29 | 16 | 180.6252 | 4312 | 75.02 | 64.04 | 999 | 75.02 | 0 | 1520.4802 | Cooling | 253.4134 | #N/A | #N/A | #N/A | #N/A | 0 | 0 | 0 | 0 | 0 | 1520.4802 | #N/A | #N/A | 88 | #N/A | #N/A | #N/A | 0.8447% | 1 | 50% | 0% | 0% | 0% | 8.2745 | 0 | 0 | 0 | 8.2745 | #N/A
2007-06-29 17:00 | 6 | 29 | 17 | 180.6669 | 4313 | 75.02 | 60.98 | 999 | 75.02 | 0 | 1464.0835 | Cooling | 244.0139 | #N/A | #N/A | #N/A | #N/A | 0 | 0 | 0 | 0 | 0 | 1464.0835 | #N/A | #N/A | 88 | #N/A | #N/A | #N/A | 0.8134% | 1 | 50% | 0% | 0% | 0% | 8.2745 | 0 | 0 | 0 | 8.2745 | #N/A
2007-06-29 18:00 | 6 | 29 | 18 | 180.7086 | 4314 | 71.06 | 58.64 | 999 | 71.06 | 0 | 415.4491 | Cooling | 69.2415 | #N/A | #N/A | #N/A | #N/A | 0 | 0 | 0 | 0 | 0 | 415.4491 | #N/A | #N/A | 88 | #N/A | #N/A | #N/A | 0.2308% | 1 | 50% | 0% | 0% | 0% | 8.2745 | 0 | 0 | 0 | 8.2745 | #N/A
2007-06-29 19:00 | 6 | 29 | 19 | 180.7502 | 4315 | 68 | 57.02 | 998 | 68 | 0 | 546.2655 | Cooling | 91.0442 | #N/A | #N/A | #N/A | #N/A | 0 | 0 | 0 | 0 | 0 | 546.2655 | #N/A | #N/A | 88 | #N/A | #N/A | #N/A | 0.3035% | 1 | 50% | 0% | 0% | 0% | 8.2745 | 0 | 0 | 0 | 8.2745 | #N/A
2007-06-29 20:00 | 6 | 29 | 20 | 180.7919 | 4316 | 68 | 58.1 | 998 | 68 | 0 | 450.8825 | Cooling | 75.1471 | #N/A | #N/A | #N/A | #N/A | 0 | 0 | 0 | 0 | 0 | 450.8825 | #N/A | #N/A | 88 | #N/A | #N/A | #N/A | 0.2505% | 1 | 50% | 0% | 0% | 0% | 8.2745 | 0 | 0 | 0 | 8.2745 | #N/A
2007-06-29 21:00 | 6 | 29 | 21 | 180.8336 | 4317 | 62.06 | 59.36 | 999 | 62.06 | 0 | 297.3056 | Cooling | 49.5509 | #N/A | #N/A | #N/A | #N/A | 0 | 0 | 0 | 0 | 0 | 297.3056 | #N/A | #N/A | 88 | #N/A | #N/A | #N/A | 0.1652% | 1 | 50% | 0% | 0% | 0% | 8.2745 | 0 | 0 | 0 | 8.2745 | #N/A
2007-06-29 22:00 | 6 | 29 | 22 | 180.8752 | 4318 | 60.98 | 60.98 | 999 | 60.98 | 0 | 209.8689 | Cooling | 34.9781 | #N/A | #N/A | #N/A | #N/A | 0 | 0 | 0 | 0 | 0 | 209.8689 | #N/A | #N/A | 88 | #N/A | #N/A | #N/A | 0.1166% | 1 | 50% | 0% | 0% | 0% | 8.2745 | 0 | 0 | 0 | 8.2745 | #N/A
2007-06-29 23:00 | 6 | 29 | 23 | 180.9169 | 4319 | 60.98 | 61.52 | 998 | 60.98 | 0 | 154.9988 | Cooling | 25.8331 | #N/A | #N/A | #N/A | #N/A | 0 | 0 | 0 | 0 | 0 | 154.9988 | #N/A | #N/A | 88 | #N/A | #N/A | #N/A | 0.08611% | 1 | 50% | 0% | 0% | 0% | 8.2745 | 0 | 0 | 0 | 8.2745 | #N/A
2007-06-30 | 6 | 30 | 0 | 180.9586 | 4320 | 57.02 | 62.24 | 998 | 57.02 | 0 | 158.3693 | Cooling | 26.3949 | #N/A | #N/A | #N/A | #N/A | 0 | 0 | 0 | 0 | 0 | 158.3693 | #N/A | #N/A | 88 | #N/A | #N/A | #N/A | 0.08798% | 1 | 50% | 0% | 0% | 0% | 8.2745 | 0 | 0 | 0 | 8.2745 | #N/A
2007-06-30 01:00 | 6 | 30 | 1 | 181.0002 | 4321 | 55.04 | 62.96 | 998 | 55.04 | 0 | 161.0885 | Cooling | 26.8481 | #N/A | #N/A | #N/A | #N/A | 0 | 0 | 0 | 0 | 0 | 161.0885 | #N/A | #N/A | 88 | #N/A | #N/A | #N/A | 0.08949% | 1 | 50% | 0% | 0% | 0% | 8.2745 | 0 | 0 | 0 | 8.2745 | #N/A
2007-06-30 02:00 | 6 | 30 | 2 | 181.0419 | 4322 | 55.04 | 62.96 | 998 | 55.04 | 0 | 163.1382 | Cooling | 27.1897 | #N/A | #N/A | #N/A | #N/A | 0 | 0 | 0 | 0 | 0 | 163.1382 | #N/A | #N/A | 88 | #N/A | #N/A | #N/A | 0.09063% | 1 | 50% | 0% | 0% | 0% | 8.2745 | 0 | 0 | 0 | 8.2745 | #N/A
2007-06-30 03:00 | 6 | 30 | 3 | 181.0836 | 4323 | 53.96 | 63.32 | 997 | 53.96 | 0 | 164.8446 | Cooling | 27.4741 | #N/A | #N/A | #N/A | #N/A | 0 | 0 | 0 | 0 | 0 | 164.8446 | #N/A | #N/A | 88 | #N/A | #N/A | #N/A | 0.09158% | 1 | 50% | 0% | 0% | 0% | 8.2745 | 0 | 0 | 0 | 8.2745 | #N/A
2007-06-30 04:00 | 6 | 30 | 4 | 181.1253 | 4324 | 51.08 | 64.04 | 997 | 51.08 | 0 | 166.165 | Cooling | 27.6942 | #N/A | #N/A | #N/A | #N/A | 0 | 0 | 0 | 0 | 0 | 166.165 | #N/A | #N/A | 88 | #N/A | #N/A | #N/A | 0.09231% | 1 | 50% | 0% | 0% | 0% | 8.2745 | 0 | 0 | 0 | 8.2745 | #N/A
2007-06-30 05:00 | 6 | 30 | 5 | 181.1669 | 4325 | 51.08 | 62.96 | 997 | 51.08 | 0 | 225.0688 | Cooling | 37.5115 | #N/A | #N/A | #N/A | #N/A | 0 | 0 | 0 | 0 | 0 | 225.0688 | #N/A | #N/A | 88 | #N/A | #N/A | #N/A | 0.125% | 1 | 50% | 0% | 0% | 0% | 8.2745 | 0 | 0 | 0 | 8.2745 | #N/A
2007-06-30 06:00 | 6 | 30 | 6 | 181.2086 | 4326 | 55.94 | 63.5 | 997 | 55.94 | 0 | 342.4774 | Cooling | 57.0796 | #N/A | #N/A | #N/A | #N/A | 0 | 0 | 0 | 0 | 0 | 342.4774 | #N/A | #N/A | 88 | #N/A | #N/A | #N/A | 0.1903% | 1 | 50% | 0% | 0% | 0% | 8.2745 | 0 | 0 | 0 | 8.2745 | #N/A
2007-06-30 07:00 | 6 | 30 | 7 | 181.2503 | 4327 | 59 | 64.04 | 998 | 59 | 0 | 400.7004 | Cooling | 66.7834 | #N/A | #N/A | #N/A | #N/A | 0 | 0 | 0 | 0 | 0 | 400.7004 | #N/A | #N/A | 88 | #N/A | #N/A | #N/A | 0.2226% | 1 | 50% | 0% | 0% | 0% | 8.2745 | 0 | 0 | 0 | 8.2745 | #N/A
2007-06-30 08:00 | 6 | 30 | 8 | 181.2919 | 4328 | 59 | 64.04 | 998 | 59 | 0 | 410.5169 | Cooling | 68.4195 | #N/A | #N/A | #N/A | #N/A | 0 | 0 | 0 | 0 | 0 | 410.5169 | #N/A | #N/A | 88 | #N/A | #N/A | #N/A | 0.2281% | 1 | 50% | 0% | 0% | 0% | 8.2745 | 0 | 0 | 0 | 8.2745 | #N/A
2007-06-30 09:00 | 6 | 30 | 9 | 181.3336 | 4329 | 62.96 | 64.4 | 998 | 62.96 | 0 | 364.9507 | Cooling | 60.8251 | #N/A | #N/A | #N/A | #N/A | 0 | 0 | 0 | 0 | 0 | 364.9507 | #N/A | #N/A | 88 | #N/A | #N/A | #N/A | 0.2028% | 1 | 50% | 0% | 0% | 0% | 8.2745 | 0 | 0 | 0 | 8.2745 | #N/A
2007-06-30 10:00 | 6 | 30 | 10 | 181.3753 | 4330 | 64.04 | 64.94 | 998 | 64.04 | 0 | 249.0055 | Cooling | 41.5009 | #N/A | #N/A | #N/A | #N/A | 0 | 0 | 0 | 0 | 0 | 249.0055 | #N/A | #N/A | 88 | #N/A | #N/A | #N/A | 0.1383% | 1 | 50% | 0% | 0% | 0% | 8.2745 | 0 | 0 | 0 | 8.2745 | #N/A
2007-06-30 11:00 | 6 | 30 | 11 | 181.4169 | 4331 | 64.04 | 66.56 | 997 | 64.04 | 0 | 277.8343 | Cooling | 46.3057 | #N/A | #N/A | #N/A | #N/A | 0 | 0 | 0 | 0 | 0 | 277.8343 | #N/A | #N/A | 88 | #N/A | #N/A | #N/A | 0.1544% | 1 | 50% | 0% | 0% | 0% | 8.2745 | 0 | 0 | 0 | 8.2745 | #N/A
2007-06-30 12:00 | 6 | 30 | 12 | 181.4586 | 4332 | 68 | 68.36 | 997 | 68 | 0 | 370.9937 | Cooling | 61.8323 | #N/A | #N/A | #N/A | #N/A | 0 | 0 | 0 | 0 | 0 | 370.9937 | #N/A | #N/A | 88 | #N/A | #N/A | #N/A | 0.2061% | 1 | 50% | 0% | 0% | 0% | 8.2745 | 0 | 0 | 0 | 8.2745 | #N/A
2007-06-30 13:00 | 6 | 30 | 13 | 181.5003 | 4333 | 69.08 | 71.06 | 997 | 69.08 | 0 | 543.4696 | Cooling | 90.5783 | #N/A | #N/A | #N/A | #N/A | 0 | 0 | 0 | 0 | 0 | 543.4696 | #N/A | #N/A | 88 | #N/A | #N/A | #N/A | 0.3019% | 1 | 50% | 0% | 0% | 0% | 8.2745 | 0 | 0 | 0 | 8.2745 | #N/A
2007-06-30 14:00 | 6 | 30 | 14 | 181.5419 | 4334 | 69.08 | 68.18 | 996 | 69.08 | 0 | 779.1113 | Cooling | 129.8519 | #N/A | #N/A | #N/A | #N/A | 0 | 0 | 0 | 0 | 0 | 779.1113 | #N/A | #N/A | 88 | #N/A | #N/A | #N/A | 0.4328% | 1 | 50% | 0% | 0% | 0% | 8.2745 | 0 | 0 | 0 | 8.2745 | #N/A
2007-06-30 15:00 | 6 | 30 | 15 | 181.5836 | 4335 | 69.98 | 66.2 | 995 | 69.98 | 0 | 936.6616 | Cooling | 156.1103 | #N/A | #N/A | #N/A | #N/A | 0 | 0 | 0 | 0 | 0 | 936.6616 | #N/A | #N/A | 88 | #N/A | #N/A | #N/A | 0.5204% | 1 | 50% | 0% | 0% | 0% | 8.2745 | 0 | 0 | 0 | 8.2745 | #N/A
2007-06-30 16:00 | 6 | 30 | 16 | 181.6253 | 4336 | 69.98 | 64.94 | 995 | 69.98 | 0 | 1181.125 | Cooling | 196.8542 | #N/A | #N/A | #N/A | #N/A | 0 | 0 | 0 | 0 | 0 | 1181.125 | #N/A | #N/A | 88 | #N/A | #N/A | #N/A | 0.6562% | 1 | 50% | 0% | 0% | 0% | 8.2745 | 0 | 0 | 0 | 8.2745 | #N/A
2007-06-30 17:00 | 6 | 30 | 17 | 181.6669 | 4337 | 69.98 | 62.96 | 995 | 69.98 | 0 | 1143.5668 | Cooling | 190.5945 | #N/A | #N/A | #N/A | #N/A | 0 | 0 | 0 | 0 | 0 | 1143.5668 | #N/A | #N/A | 88 | #N/A | #N/A | #N/A | 0.6353% | 1 | 50% | 0% | 0% | 0% | 8.2745 | 0 | 0 | 0 | 8.2745 | #N/A
2007-06-30 18:00 | 6 | 30 | 18 | 181.7086 | 4338 | 68 | 61.52 | 995 | 68 | 0 | 992.3843 | Cooling | 165.3974 | #N/A | #N/A | #N/A | #N/A | 0 | 0 | 0 | 0 | 0 | 992.3843 | #N/A | #N/A | 88 | #N/A | #N/A | #N/A | 0.5513% | 1 | 50% | 0% | 0% | 0% | 8.2745 | 0 | 0 | 0 | 8.2745 | #N/A
2007-06-30 19:00 | 6 | 30 | 19 | 181.7503 | 4339 | 61.88 | 60.98 | 995 | 61.88 | 0 | 776.3063 | Cooling | 129.3844 | #N/A | #N/A | #N/A | #N/A | 0 | 0 | 0 | 0 | 0 | 776.3063 | #N/A | #N/A | 88 | #N/A | #N/A | #N/A | 0.4313% | 1 | 50% | 0% | 0% | 0% | 8.2745 | 0 | 0 | 0 | 8.2745 | #N/A
2007-06-30 20:00 | 6 | 30 | 20 | 181.7919 | 4340 | 60.26 | 59.72 | 995 | 60.26 | 0 | 625.7476 | Cooling | 104.2913 | #N/A | #N/A | #N/A | #N/A | 0 | 0 | 0 | 0 | 0 | 625.7476 | #N/A | #N/A | 88 | #N/A | #N/A | #N/A | 0.3476% | 1 | 50% | 0% | 0% | 0% | 8.2745 | 0 | 0 | 0 | 8.2745 | #N/A
2007-06-30 21:00 | 6 | 30 | 21 | 181.8336 | 4341 | 57.74 | 58.64 | 995 | 57.74 | 0 | 403.4573 | Cooling | 67.2429 | #N/A | #N/A | #N/A | #N/A | 0 | 0 | 0 | 0 | 0 | 403.4573 | #N/A | #N/A | 88 | #N/A | #N/A | #N/A | 0.2241% | 1 | 50% | 0% | 0% | 0% | 8.2745 | 0 | 0 | 0 | 8.2745 | #N/A
2007-06-30 22:00 | 6 | 30 | 22 | 181.8753 | 4342 | 59.36 | 58.46 | 995 | 59.36 | 0 | 237.8471 | Cooling | 39.6412 | #N/A | #N/A | #N/A | #N/A | 0 | 0 | 0 | 0 | 0 | 237.8471 | #N/A | #N/A | 88 | #N/A | #N/A | #N/A | 0.1321% | 1 | 50% | 0% | 0% | 0% | 8.2745 | 0 | 0 | 0 | 8.2745 | #N/A
2007-06-30 23:00 | 6 | 30 | 23 | 181.9169 | 4343 | 61.7 | 58.46 | 994 | 61.7 | 0 | 147.9511 | Cooling | 24.6585 | #N/A | #N/A | #N/A | #N/A | 0 | 0 | 0 | 0 | 0 | 147.9511 | #N/A | #N/A | 88 | #N/A | #N/A | #N/A | 0.0822% | 1 | 50% | 0% | 0% | 0% | 8.2745 | 0 | 0 | 0 | 8.2745 | #N/A
2007-07-01 | 7 | 1 | 0 | 181.9586 | 4344 | 64.22 | 58.28 | 994 | 64.22 | 0 | 134.0454 | Cooling | 22.3409 | #N/A | #N/A | #N/A | #N/A | 0 | 0 | 0 | 0 | 0 | 134.0454 | #N/A | #N/A | 88 | #N/A | #N/A | #N/A | 0.07447% | 1 | 50% | 0% | 0% | 0% | 8.2745 | 0 | 0 | 0 | 8.2745 | #N/A
2007-07-01 01:00 | 7 | 1 | 1 | 182.0003 | 4345 | 67.1 | 58.28 | 994 | 67.1 | 0 | 197.1244 | Cooling | 32.8541 | #N/A | #N/A | #N/A | #N/A | 0 | 0 | 0 | 0 | 0 | 197.1244 | #N/A | #N/A | 88 | #N/A | #N/A | #N/A | 0.1095% | 1 | 50% | 0% | 0% | 0% | 8.2745 | 0 | 0 | 0 | 8.2745 | #N/A
2007-07-01 02:00 | 7 | 1 | 2 | 182.0419 | 4346 | 67.28 | 58.1 | 994 | 67.28 | 0 | 195.8119 | Cooling | 32.6353 | #N/A | #N/A | #N/A | #N/A | 0 | 0 | 0 | 0 | 0 | 195.8119 | #N/A | #N/A | 88 | #N/A | #N/A | #N/A | 0.1088% | 1 | 50% | 0% | 0% | 0% | 8.2745 | 0 | 0 | 0 | 8.2745 | #N/A
2007-07-01 03:00 | 7 | 1 | 3 | 182.0836 | 4347 | 67.28 | 58.1 | 993 | 67.28 | 0 | 144.4591 | Cooling | 24.0765 | #N/A | #N/A | #N/A | #N/A | 0 | 0 | 0 | 0 | 0 | 144.4591 | #N/A | #N/A | 88 | #N/A | #N/A | #N/A | 0.08026% | 1 | 50% | 0% | 0% | 0% | 8.2745 | 0 | 0 | 0 | 8.2745 | #N/A
2007-07-01 04:00 | 7 | 1 | 4 | 182.1253 | 4348 | 67.1 | 57.92 | 993 | 67.1 | 0 | 111.2506 | Cooling | 18.5418 | #N/A | #N/A | #N/A | #N/A | 0 | 0 | 0 | 0 | 0 | 111.2506 | #N/A | #N/A | 88 | #N/A | #N/A | #N/A | 0.06181% | 1 | 50% | 0% | 0% | 0% | 8.2745 | 0 | 0 | 0 | 8.2745 | #N/A
2007-07-01 05:00 | 7 | 1 | 5 | 182.1669 | 4349 | 67.46 | 57.92 | 993 | 67.46 | 0 | 128.581 | Cooling | 21.4302 | #N/A | #N/A | #N/A | #N/A | 0 | 0 | 0 | 0 | 0 | 128.581 | #N/A | #N/A | 88 | #N/A | #N/A | #N/A | 0.07143% | 1 | 50% | 0% | 0% | 0% | 8.2745 | 0 | 0 | 0 | 8.2745 | #N/A
2007-07-01 06:00 | 7 | 1 | 6 | 182.2086 | 4350 | 67.82 | 57.92 | 994 | 67.82 | 0 | 922.8541 | Cooling | 153.809 | #N/A | #N/A | #N/A | #N/A | 0 | 0 | 0 | 0 | 0 | 922.8541 | #N/A | #N/A | 88 | #N/A | #N/A | #N/A | 0.5127% | 1 | 50% | 0% | 0% | 0% | 8.2745 | 0 | 0 | 0 | 8.2745 | #N/A
2007-07-01 07:00 | 7 | 1 | 7 | 182.2503 | 4351 | 68 | 57.92 | 994 | 68 | 0 | 1010.9249 | Cooling | 168.4875 | #N/A | #N/A | #N/A | #N/A | 0 | 0 | 0 | 0 | 0 | 1010.9249 | #N/A | #N/A | 88 | #N/A | #N/A | #N/A | 0.5616% | 1 | 50% | 0% | 0% | 0% | 8.2745 | 0 | 0 | 0 | 8.2745 | #N/A
2007-07-01 08:00 | 7 | 1 | 8 | 182.2919 | 4352 | 68 | 59 | 995 | 68 | 0 | 1214.9459 | Cooling | 202.491 | #N/A | #N/A | #N/A | #N/A | 0 | 0 | 0 | 0 | 0 | 1214.9459 | #N/A | #N/A | 88 | #N/A | #N/A | #N/A | 0.675% | 1 | 50% | 0% | 0% | 0% | 8.2745 | 0 | 0 | 0 | 8.2745 | #N/A
2007-07-01 09:00 | 7 | 1 | 9 | 182.3336 | 4353 | 68 | 57.92 | 995 | 68 | 0 | 1182.6399 | Cooling | 197.1067 | #N/A | #N/A | #N/A | #N/A | 0 | 0 | 0 | 0 | 0 | 1182.6399 | #N/A | #N/A | 88 | #N/A | #N/A | #N/A | 0.657% | 1 | 50% | 0% | 0% | 0% | 8.2745 | 0 | 0 | 0 | 8.2745 | #N/A
2007-07-01 10:00 | 7 | 1 | 10 | 182.3753 | 4354 | 68 | 59 | 995 | 68 | 0 | 1278.5412 | Cooling | 213.0902 | #N/A | #N/A | #N/A | #N/A | 0 | 0 | 0 | 0 | 0 | 1278.5412 | #N/A | #N/A | 88 | #N/A | #N/A | #N/A | 0.7103% | 1 | 50% | 0% | 0% | 0% | 8.2745 | 0 | 0 | 0 | 8.2745 | #N/A
2007-07-01 11:00 | 7 | 1 | 11 | 182.4169 | 4355 | 69.98 | 59 | 995 | 69.98 | 0 | 1431.5741 | Cooling | 238.5957 | #N/A | #N/A | #N/A | #N/A | 0 | 0 | 0 | 0 | 0 | 1431.5741 | #N/A | #N/A | 88 | #N/A | #N/A | #N/A | 0.7953% | 1 | 50% | 0% | 0% | 0% | 8.2745 | 0 | 0 | 0 | 8.2745 | #N/A
2007-07-01 12:00 | 7 | 1 | 12 | 182.4586 | 4356 | 73.04 | 59 | 995 | 73.04 | 0 | 1493.9371 | Cooling | 248.9895 | #N/A | #N/A | #N/A | #N/A | 0 | 0 | 0 | 0 | 0 | 1493.9371 | #N/A | #N/A | 88 | #N/A | #N/A | #N/A | 0.83% | 1 | 50% | 0% | 0% | 0% | 8.2745 | 0 | 0 | 0 | 8.2745 | #N/A
2007-07-01 13:00 | 7 | 1 | 13 | 182.5003 | 4357 | 78.98 | 57.92 | 995 | 78.98 | 0 | 1642.4546 | Cooling | 273.7424 | #N/A | #N/A | #N/A | #N/A | 0 | 0 | 0 | 0 | 0 | 1642.4546 | #N/A | #N/A | 88 | #N/A | #N/A | #N/A | 0.9125% | 1 | 50% | 0% | 0% | 0% | 8.2745 | 0 | 0 | 0 | 8.2745 | #N/A
2007-07-01 14:00 | 7 | 1 | 14 | 182.5419 | 4358 | 78.98 | 57.02 | 995 | 78.98 | 0 | 1663.3267 | Cooling | 277.2211 | #N/A | #N/A | #N/A | #N/A | 0 | 0 | 0 | 0 | 0 | 1663.3267 | #N/A | #N/A | 88 | #N/A | #N/A | #N/A | 0.9241% | 1 | 50% | 0% | 0% | 0% | 8.2745 | 0 | 0 | 0 | 8.2745 | #N/A
2007-07-01 15:00 | 7 | 1 | 15 | 182.5836 | 4359 | 75.92 | 57.92 | 995 | 75.92 | 0 | 1744.3517 | Cooling | 290.7253 | #N/A | #N/A | #N/A | #N/A | 0 | 0 | 0 | 0 | 0 | 1744.3517 | #N/A | #N/A | 88 | #N/A | #N/A | #N/A | 0.9691% | 1 | 50% | 0% | 0% | 0% | 8.2745 | 0 | 0 | 0 | 8.2745 | #N/A
2007-07-01 16:00 | 7 | 1 | 16 | 182.6253 | 4360 | 73.94 | 57.02 | 995 | 73.94 | 0 | 1859.7847 | Cooling | 309.9641 | #N/A | #N/A | #N/A | #N/A | 0 | 0 | 0 | 0 | 0 | 1859.7847 | #N/A | #N/A | 88 | #N/A | #N/A | #N/A | 1.033% | 1 | 50% | 0% | 0% | 0% | 8.2745 | 0 | 0 | 0 | 8.2745 | #N/A
2007-07-01 17:00 | 7 | 1 | 17 | 182.6669 | 4361 | 73.94 | 57.02 | 995 | 73.94 | 0 | 1719.6889 | Cooling | 286.6148 | #N/A | #N/A | #N/A | #N/A | 0 | 0 | 0 | 0 | 0 | 1719.6889 | #N/A | #N/A | 88 | #N/A | #N/A | #N/A | 0.9554% | 1 | 50% | 0% | 0% | 0% | 8.2745 | 0 | 0 | 0 | 8.2745 | #N/A
2007-07-01 18:00 | 7 | 1 | 18 | 182.7086 | 4362 | 71.96 | 57.92 | 996 | 71.96 | 0 | 1747.5729 | Cooling | 291.2621 | #N/A | #N/A | #N/A | #N/A | 0 | 0 | 0 | 0 | 0 | 1747.5729 | #N/A | #N/A | 88 | #N/A | #N/A | #N/A | 0.9709% | 1 | 50% | 0% | 0% | 0% | 8.2745 | 0 | 0 | 0 | 8.2745 | #N/A
2007-07-01 19:00 | 7 | 1 | 19 | 182.7503 | 4363 | 69.98 | 57.92 | 997 | 69.98 | 0 | 1667.057 | Cooling | 277.8428 | #N/A | #N/A | #N/A | #N/A | 0 | 0 | 0 | 0 | 0 | 1667.057 | #N/A | #N/A | 88 | #N/A | #N/A | #N/A | 0.9261% | 1 | 50% | 0% | 0% | 0% | 8.2745 | 0 | 0 | 0 | 8.2745 | #N/A
2007-07-01 20:00 | 7 | 1 | 20 | 182.7919 | 4364 | 69.98 | 57.92 | 997 | 69.98 | 0 | 1404.6869 | Cooling | 234.1145 | #N/A | #N/A | #N/A | #N/A | 0 | 0 | 0 | 0 | 0 | 1404.6869 | #N/A | #N/A | 88 | #N/A | #N/A | #N/A | 0.7804% | 1 | 50% | 0% | 0% | 0% | 8.2745 | 0 | 0 | 0 | 8.2745 | #N/A
2007-07-01 21:00 | 7 | 1 | 21 | 182.8336 | 4365 | 66.92 | 57.92 | 997 | 66.92 | 0 | 1189.7878 | Cooling | 198.298 | #N/A | #N/A | #N/A | #N/A | 0 | 0 | 0 | 0 | 0 | 1189.7878 | #N/A | #N/A | 88 | #N/A | #N/A | #N/A | 0.661% | 1 | 50% | 0% | 0% | 0% | 8.2745 | 0 | 0 | 0 | 8.2745 | #N/A
2007-07-01 22:00 | 7 | 1 | 22 | 182.8753 | 4366 | 66.02 | 57.92 | 998 | 66.02 | 0 | 97.7468 | Cooling | 16.2911 | #N/A | #N/A | #N/A | #N/A | 0 | 0 | 0 | 0 | 0 | 97.7468 | #N/A | #N/A | 88 | #N/A | #N/A | #N/A | 0.0543% | 1 | 50% | 0% | 0% | 0% | 8.2745 | 0 | 0 | 0 | 8.2745 | #N/A
2007-07-01 23:00 | 7 | 1 | 23 | 182.9169 | 4367 | 66.02 | 57.92 | 998 | 66.02 | 0 | 138.8845 | Cooling | 23.1474 | #N/A | #N/A | #N/A | #N/A | 0 | 0 | 0 | 0 | 0 | 138.8845 | #N/A | #N/A | 88 | #N/A | #N/A | #N/A | 0.07716% | 1 | 50% | 0% | 0% | 0% | 8.2745 | 0 | 0 | 0 | 8.2745 | #N/A
2007-07-02 | 7 | 2 | 0 | 182.9586 | 4368 | 66.02 | 55.94 | 998 | 66.02 | 0 | 102.1534 | Cooling | 17.0256 | #N/A | #N/A | #N/A | #N/A | 0 | 0 | 0 | 0 | 0 | 102.1534 | #N/A | #N/A | 88 | #N/A | #N/A | #N/A | 0.05675% | 1 | 50% | 0% | 0% | 0% | 8.2745 | 0 | 0 | 0 | 8.2745 | #N/A
2007-07-02 01:00 | 7 | 2 | 1 | 183.0003 | 4369 | 62.96 | 55.94 | 998 | 62.96 | 0 | 85.345 | Cooling | 14.2242 | #N/A | #N/A | #N/A | #N/A | 0 | 0 | 0 | 0 | 0 | 85.345 | #N/A | #N/A | 88 | #N/A | #N/A | #N/A | 0.04741% | 1 | 50% | 0% | 0% | 0% | 8.2745 | 0 | 0 | 0 | 8.2745 | #N/A
2007-07-02 02:00 | 7 | 2 | 2 | 183.0419 | 4370 | 62.96 | 57.92 | 999 | 62.96 | 0 | 107.5724 | Cooling | 17.9287 | #N/A | #N/A | #N/A | #N/A | 0 | 0 | 0 | 0 | 0 | 107.5724 | #N/A | #N/A | 88 | #N/A | #N/A | #N/A | 0.05976% | 1 | 50% | 0% | 0% | 0% | 8.2745 | 0 | 0 | 0 | 8.2745 | #N/A
2007-07-02 03:00 | 7 | 2 | 3 | 183.0836 | 4371 | 62.96 | 57.02 | 999 | 62.96 | 0 | 105.7565 | Cooling | 17.6261 | #N/A | #N/A | #N/A | #N/A | 0 | 0 | 0 | 0 | 0 | 105.7565 | #N/A | #N/A | 88 | #N/A | #N/A | #N/A | 0.05875% | 1 | 50% | 0% | 0% | 0% | 8.2745 | 0 | 0 | 0 | 8.2745 | #N/A
2007-07-02 04:00 | 7 | 2 | 4 | 183.1253 | 4372 | 62.06 | 57.92 | 999 | 62.06 | 0 | 102.5319 | Cooling | 17.0887 | #N/A | #N/A | #N/A | #N/A | 0 | 0 | 0 | 0 | 0 | 102.5319 | #N/A | #N/A | 88 | #N/A | #N/A | #N/A | 0.05696% | 1 | 50% | 0% | 0% | 0% | 8.2745 | 0 | 0 | 0 | 8.2745 | #N/A
2007-07-02 05:00 | 7 | 2 | 5 | 183.1669 | 4373 | 62.06 | 57.02 | 999 | 62.06 | 0 | 115.2585 | Cooling | 19.2097 | #N/A | #N/A | #N/A | #N/A | 0 | 0 | 0 | 0 | 0 | 115.2585 | #N/A | #N/A | 88 | #N/A | #N/A | #N/A | 0.06403% | 1 | 50% | 0% | 0% | 0% | 8.2745 | 0 | 0 | 0 | 8.2745 | #N/A
2007-07-02 06:00 | 7 | 2 | 6 | 183.2086 | 4374 | 62.96 | 57.02 | 1000 | 62.96 | 0 | 664.6274 | Cooling | 110.7712 | #N/A | #N/A | #N/A | #N/A | 0 | 0 | 0 | 0 | 0 | 664.6274 | #N/A | #N/A | 88 | #N/A | #N/A | #N/A | 0.3692% | 1 | 50% | 0% | 0% | 0% | 8.2745 | 0 | 0 | 0 | 8.2745 | #N/A
2007-07-02 07:00 | 7 | 2 | 7 | 183.2503 | 4375 | 64.94 | 53.06 | 1000 | 64.94 | 0 | 704.2806 | Cooling | 117.3801 | #N/A | #N/A | #N/A | #N/A | 0 | 0 | 0 | 0 | 0 | 704.2806 | #N/A | #N/A | 88 | #N/A | #N/A | #N/A | 0.3913% | 1 | 50% | 0% | 0% | 0% | 8.2745 | 0 | 0 | 0 | 8.2745 | #N/A
2007-07-02 08:00 | 7 | 2 | 8 | 183.2919 | 4376 | 64.94 | 57.92 | 1001 | 64.94 | 0 | 1302.2813 | Cooling | 217.0469 | #N/A | #N/A | #N/A | #N/A | 0 | 0 | 0 | 0 | 0 | 1302.2813 | #N/A | #N/A | 88 | #N/A | #N/A | #N/A | 0.7235% | 1 | 50% | 0% | 0% | 0% | 8.2745 | 0 | 0 | 0 | 8.2745 | #N/A
2007-07-02 09:00 | 7 | 2 | 9 | 183.3336 | 4377 | 69.98 | 57.92 | 1001 | 69.98 | 0 | 1789.0781 | Cooling | 298.1797 | #N/A | #N/A | #N/A | #N/A | 0 | 0 | 0 | 0 | 0 | 1789.0781 | #N/A | #N/A | 88 | #N/A | #N/A | #N/A | 0.9939% | 1 | 50% | 0% | 0% | 0% | 8.2745 | 0 | 0 | 0 | 8.2745 | #N/A
2007-07-02 10:00 | 7 | 2 | 10 | 183.3753 | 4378 | 71.06 | 57.02 | 1001 | 71.06 | 0 | 1914.5416 | Cooling | 319.0903 | #N/A | #N/A | #N/A | #N/A | 0 | 0 | 0 | 0 | 0 | 1914.5416 | #N/A | #N/A | 88 | #N/A | #N/A | #N/A | 1.064% | 1 | 50% | 0% | 0% | 0% | 8.2745 | 0 | 0 | 0 | 8.2745 | #N/A
2007-07-02 11:00 | 7 | 2 | 11 | 183.4169 | 4379 | 71.06 | 55.94 | 1001 | 71.06 | 0 | 2018.8083 | Cooling | 336.468 | #N/A | #N/A | #N/A | #N/A | 0 | 0 | 0 | 0 | 0 | 2018.8083 | #N/A | #N/A | 88 | #N/A | #N/A | #N/A | 1.122% | 1 | 50% | 0% | 0% | 0% | 8.2745 | 0 | 0 | 0 | 8.2745 | #N/A
2007-07-02 12:00 | 7 | 2 | 12 | 183.4586 | 4380 | 73.04 | 57.92 | 1000 | 73.04 | 0 | 1637.4292 | Cooling | 272.9049 | #N/A | #N/A | #N/A | #N/A | 0 | 0 | 0 | 0 | 0 | 1637.4292 | #N/A | #N/A | 88 | #N/A | #N/A | #N/A | 0.9097% | 1 | 50% | 0% | 0% | 0% | 8.2745 | 0 | 0 | 0 | 8.2745 | #N/A
2007-07-02 13:00 | 7 | 2 | 13 | 183.5003 | 4381 | 75.02 | 53.96 | 1000 | 75.02 | 0 | 1653.6895 | Cooling | 275.6149 | #N/A | #N/A | #N/A | #N/A | 0 | 0 | 0 | 0 | 0 | 1653.6895 | #N/A | #N/A | 88 | #N/A | #N/A | #N/A | 0.9187% | 1 | 50% | 0% | 0% | 0% | 8.2745 | 0 | 0 | 0 | 8.2745 | #N/A
2007-07-02 14:00 | 7 | 2 | 14 | 183.5419 | 4382 | 75.02 | 53.96 | 1000 | 75.02 | 0 | 1705.313 | Cooling | 284.2188 | #N/A | #N/A | #N/A | #N/A | 0 | 0 | 0 | 0 | 0 | 1705.313 | #N/A | #N/A | 88 | #N/A | #N/A | #N/A | 0.9474% | 1 | 50% | 0% | 0% | 0% | 8.2745 | 0 | 0 | 0 | 8.2745 | #N/A
2007-07-02 15:00 | 7 | 2 | 15 | 183.5836 | 4383 | 77 | 55.04 | 1000 | 77 | 0 | 1741.4 | Cooling | 290.2333 | #N/A | #N/A | #N/A | #N/A | 0 | 0 | 0 | 0 | 0 | 1741.4 | #N/A | #N/A | 88 | #N/A | #N/A | #N/A | 0.9674% | 1 | 50% | 0% | 0% | 0% | 8.2745 | 0 | 0 | 0 | 8.2745 | #N/A
2007-07-02 16:00 | 7 | 2 | 16 | 183.6253 | 4384 | 75.92 | 53.06 | 1000 | 75.92 | 0 | 1772.3224 | Cooling | 295.3871 | #N/A | #N/A | #N/A | #N/A | 0 | 0 | 0 | 0 | 0 | 1772.3224 | #N/A | #N/A | 88 | #N/A | #N/A | #N/A | 0.9846% | 1 | 50% | 0% | 0% | 0% | 8.2745 | 0 | 0 | 0 | 8.2745 | #N/A
2007-07-02 17:00 | 7 | 2 | 17 | 183.6669 | 4385 | 75.92 | 53.06 | 1000 | 75.92 | 0 | 1714.0164 | Cooling | 285.6694 | #N/A | #N/A | #N/A | #N/A | 0 | 0 | 0 | 0 | 0 | 1714.0164 | #N/A | #N/A | 88 | #N/A | #N/A | #N/A | 0.9522% | 1 | 50% | 0% | 0% | 0% | 8.2745 | 0 | 0 | 0 | 8.2745 | #N/A
2007-07-02 18:00 | 7 | 2 | 18 | 183.7086 | 4386 | 73.04 | 51.98 | 1000 | 73.04 | 0 | 1586.7172 | Cooling | 264.4529 | #N/A | #N/A | #N/A | #N/A | 0 | 0 | 0 | 0 | 0 | 1586.7172 | #N/A | #N/A | 88 | #N/A | #N/A | #N/A | 0.8815% | 1 | 50% | 0% | 0% | 0% | 8.2745 | 0 | 0 | 0 | 8.2745 | #N/A
2007-07-02 19:00 | 7 | 2 | 19 | 183.7503 | 4387 | 71.96 | 53.06 | 1000 | 71.96 | 0 | 1603.8839 | Cooling | 267.314 | #N/A | #N/A | #N/A | #N/A | 0 | 0 | 0 | 0 | 0 | 1603.8839 | #N/A | #N/A | 88 | #N/A | #N/A | #N/A | 0.891% | 1 | 50% | 0% | 0% | 0% | 8.2745 | 0 | 0 | 0 | 8.2745 | #N/A
2007-07-02 20:00 | 7 | 2 | 20 | 183.7919 | 4388 | 71.96 | 51.08 | 1000 | 71.96 | 0 | 1080.7343 | Cooling | 180.1224 | #N/A | #N/A | #N/A | #N/A | 0 | 0 | 0 | 0 | 0 | 1080.7343 | #N/A | #N/A | 88 | #N/A | #N/A | #N/A | 0.6004% | 1 | 50% | 0% | 0% | 0% | 8.2745 | 0 | 0 | 0 | 8.2745 | #N/A
2007-07-02 21:00 | 7 | 2 | 21 | 183.8336 | 4389 | 64.94 | 53.96 | 1001 | 64.94 | 0 | 905.7919 | Cooling | 150.9653 | #N/A | #N/A | #N/A | #N/A | 0 | 0 | 0 | 0 | 0 | 905.7919 | #N/A | #N/A | 88 | #N/A | #N/A | #N/A | 0.5032% | 1 | 50% | 0% | 0% | 0% | 8.2745 | 0 | 0 | 0 | 8.2745 | #N/A
2007-07-02 22:00 | 7 | 2 | 22 | 183.8753 | 4390 | 64.04 | 55.04 | 1001 | 64.04 | 0 | 89.6849 | Cooling | 14.9475 | #N/A | #N/A | #N/A | #N/A | 0 | 0 | 0 | 0 | 0 | 89.6849 | #N/A | #N/A | 88 | #N/A | #N/A | #N/A | 0.04982% | 1 | 50% | 0% | 0% | 0% | 8.2745 | 0 | 0 | 0 | 8.2745 | #N/A
2007-07-02 23:00 | 7 | 2 | 23 | 183.9169 | 4391 | 64.04 | 53.96 | 1001 | 64.04 | 0 | 93.7447 | Cooling | 15.6241 | #N/A | #N/A | #N/A | #N/A | 0 | 0 | 0 | 0 | 0 | 93.7447 | #N/A | #N/A | 88 | #N/A | #N/A | #N/A | 0.05208% | 1 | 50% | 0% | 0% | 0% | 8.2745 | 0 | 0 | 0 | 8.2745 | #N/A
2007-07-03 | 7 | 3 | 0 | 183.9586 | 4392 | 57.92 | 53.96 | 1001 | 57.92 | 0 | 76.1108 | Cooling | 12.6851 | #N/A | #N/A | #N/A | #N/A | 0 | 0 | 0 | 0 | 0 | 76.1108 | #N/A | #N/A | 88 | #N/A | #N/A | #N/A | 0.04228% | 1 | 50% | 0% | 0% | 0% | 8.2745 | 0 | 0 | 0 | 8.2745 | #N/A
2007-07-03 01:00 | 7 | 3 | 1 | 184.0003 | 4393 | 57.92 | 53.96 | 1001 | 57.92 | 0 | 72.8446 | Cooling | 12.1408 | #N/A | #N/A | #N/A | #N/A | 0 | 0 | 0 | 0 | 0 | 72.8446 | #N/A | #N/A | 88 | #N/A | #N/A | #N/A | 0.04047% | 1 | 50% | 0% | 0% | 0% | 8.2745 | 0 | 0 | 0 | 8.2745 | #N/A
2007-07-03 02:00 | 7 | 3 | 2 | 184.0419 | 4394 | 57.92 | 53.96 | 1001 | 57.92 | 0 | 68.3857 | Cooling | 11.3976 | #N/A | #N/A | #N/A | #N/A | 0 | 0 | 0 | 0 | 0 | 68.3857 | #N/A | #N/A | 88 | #N/A | #N/A | #N/A | 0.03799% | 1 | 50% | 0% | 0% | 0% | 8.2745 | 0 | 0 | 0 | 8.2745 | #N/A
2007-07-03 03:00 | 7 | 3 | 3 | 184.0836 | 4395 | 53.96 | 53.06 | 1001 | 53.96 | 0 | 54.6395 | Cooling | 9.1066 | #N/A | #N/A | #N/A | #N/A | 0 | 0 | 0 | 0 | 0 | 54.6395 | #N/A | #N/A | 88 | #N/A | #N/A | #N/A | 0.03036% | 1 | 50% | 0% | 0% | 0% | 8.2745 | 0 | 0 | 0 | 8.2745 | #N/A
2007-07-03 04:00 | 7 | 3 | 4 | 184.1253 | 4396 | 53.06 | 51.98 | 1001 | 53.06 | 0 | 36.462 | Cooling | 6.077 | #N/A | #N/A | #N/A | #N/A | 0 | 0 | 0 | 0 | 0 | 36.462 | #N/A | #N/A | 88 | #N/A | #N/A | #N/A | 0.02026% | 1 | 50% | 0% | 0% | 0% | 8.2745 | 0 | 0 | 0 | 8.2745 | #N/A
2007-07-03 05:00 | 7 | 3 | 5 | 184.1669 | 4397 | 53.06 | 51.98 | 1001 | 53.06 | 0 | 34.4137 | Cooling | 5.7356 | #N/A | #N/A | #N/A | #N/A | 0 | 0 | 0 | 0 | 0 | 34.4137 | #N/A | #N/A | 88 | #N/A | #N/A | #N/A | 0.01912% | 1 | 50% | 0% | 0% | 0% | 8.2745 | 0 | 0 | 0 | 8.2745 | #N/A
2007-07-03 06:00 | 7 | 3 | 6 | 184.2086 | 4398 | 57.02 | 53.06 | 1001 | 57.02 | 0 | 338.8105 | Cooling | 56.4684 | #N/A | #N/A | #N/A | #N/A | 0 | 0 | 0 | 0 | 0 | 338.8105 | #N/A | #N/A | 88 | #N/A | #N/A | #N/A | 0.1882% | 1 | 50% | 0% | 0% | 0% | 8.2745 | 0 | 0 | 0 | 8.2745 | #N/A
2007-07-03 07:00 | 7 | 3 | 7 | 184.2503 | 4399 | 60.98 | 55.94 | 1002 | 60.98 | 0 | 842.8417 | Cooling | 140.4736 | #N/A | #N/A | #N/A | #N/A | 0 | 0 | 0 | 0 | 0 | 842.8417 | #N/A | #N/A | 88 | #N/A | #N/A | #N/A | 0.4682% | 1 | 50% | 0% | 0% | 0% | 8.2745 | 0 | 0 | 0 | 8.2745 | #N/A
2007-07-03 08:00 | 7 | 3 | 8 | 184.2919 | 4400 | 60.98 | 57.02 | 1001 | 60.98 | 0 | 1581.5456 | Cooling | 263.5909 | #N/A | #N/A | #N/A | #N/A | 0 | 0 | 0 | 0 | 0 | 1581.5456 | #N/A | #N/A | 88 | #N/A | #N/A | #N/A | 0.8786% | 1 | 50% | 0% | 0% | 0% | 8.2745 | 0 | 0 | 0 | 8.2745 | #N/A
2007-07-03 09:00 | 7 | 3 | 9 | 184.3336 | 4401 | 68 | 57.02 | 1001 | 68 | 0 | 2003.2296 | Cooling | 333.8716 | #N/A | #N/A | #N/A | #N/A | 0 | 0 | 0 | 0 | 0 | 2003.2296 | #N/A | #N/A | 88 | #N/A | #N/A | #N/A | 1.113% | 1 | 50% | 0% | 0% | 0% | 8.2745 | 0 | 0 | 0 | 8.2745 | #N/A
2007-07-03 10:00 | 7 | 3 | 10 | 184.3753 | 4402 | 69.98 | 55.04 | 1001 | 69.98 | 0 | 1779.1581 | Cooling | 296.5264 | #N/A | #N/A | #N/A | #N/A | 0 | 0 | 0 | 0 | 0 | 1779.1581 | #N/A | #N/A | 88 | #N/A | #N/A | #N/A | 0.9884% | 1 | 50% | 0% | 0% | 0% | 8.2745 | 0 | 0 | 0 | 8.2745 | #N/A
2007-07-03 11:00 | 7 | 3 | 11 | 184.4169 | 4403 | 69.98 | 57.92 | 1000 | 69.98 | 0 | 1740.9483 | Cooling | 290.158 | #N/A | #N/A | #N/A | #N/A | 0 | 0 | 0 | 0 | 0 | 1740.9483 | #N/A | #N/A | 88 | #N/A | #N/A | #N/A | 0.9672% | 1 | 50% | 0% | 0% | 0% | 8.2745 | 0 | 0 | 0 | 8.2745 | #N/A
2007-07-03 12:00 | 7 | 3 | 12 | 184.4586 | 4404 | 75.92 | 57.02 | 1000 | 75.92 | 0 | 1702.7186 | Cooling | 283.7864 | #N/A | #N/A | #N/A | #N/A | 0 | 0 | 0 | 0 | 0 | 1702.7186 | #N/A | #N/A | 88 | #N/A | #N/A | #N/A | 0.946% | 1 | 50% | 0% | 0% | 0% | 8.2745 | 0 | 0 | 0 | 8.2745 | #N/A
2007-07-03 13:00 | 7 | 3 | 13 | 184.5003 | 4405 | 75.92 | 55.94 | 1000 | 75.92 | 0 | 1722.0651 | Cooling | 287.0109 | #N/A | #N/A | #N/A | #N/A | 0 | 0 | 0 | 0 | 0 | 1722.0651 | #N/A | #N/A | 88 | #N/A | #N/A | #N/A | 0.9567% | 1 | 50% | 0% | 0% | 0% | 8.2745 | 0 | 0 | 0 | 8.2745 | #N/A
2007-07-03 14:00 | 7 | 3 | 14 | 184.5419 | 4406 | 75.92 | 55.94 | 999 | 75.92 | 0 | 1776.3069 | Cooling | 296.0512 | #N/A | #N/A | #N/A | #N/A | 0 | 0 | 0 | 0 | 0 | 1776.3069 | #N/A | #N/A | 88 | #N/A | #N/A | #N/A | 0.9868% | 1 | 50% | 0% | 0% | 0% | 8.2745 | 0 | 0 | 0 | 8.2745 | #N/A
2007-07-03 15:00 | 7 | 3 | 15 | 184.5836 | 4407 | 77 | 55.04 | 999 | 77 | 0 | 1789.7013 | Cooling | 298.2835 | #N/A | #N/A | #N/A | #N/A | 0 | 0 | 0 | 0 | 0 | 1789.7013 | #N/A | #N/A | 88 | #N/A | #N/A | #N/A | 0.9943% | 1 | 50% | 0% | 0% | 0% | 8.2745 | 0 | 0 | 0 | 8.2745 | #N/A
2007-07-03 16:00 | 7 | 3 | 16 | 184.6253 | 4408 | 77 | 53.06 | 999 | 77 | 0 | 1832.9818 | Cooling | 305.497 | #N/A | #N/A | #N/A | #N/A | 0 | 0 | 0 | 0 | 0 | 1832.9818 | #N/A | #N/A | 88 | #N/A | #N/A | #N/A | 1.018% | 1 | 50% | 0% | 0% | 0% | 8.2745 | 0 | 0 | 0 | 8.2745 | #N/A
2007-07-03 17:00 | 7 | 3 | 17 | 184.6669 | 4409 | 77 | 55.04 | 998 | 77 | 0 | 1825.3081 | Cooling | 304.218 | #N/A | #N/A | #N/A | #N/A | 0 | 0 | 0 | 0 | 0 | 1825.3081 | #N/A | #N/A | 88 | #N/A | #N/A | #N/A | 1.014% | 1 | 50% | 0% | 0% | 0% | 8.2745 | 0 | 0 | 0 | 8.2745 | #N/A
2007-07-03 18:00 | 7 | 3 | 18 | 184.7086 | 4410 | 75.92 | 55.04 | 998 | 75.92 | 0 | 1720.6847 | Cooling | 286.7808 | #N/A | #N/A | #N/A | #N/A | 0 | 0 | 0 | 0 | 0 | 1720.6847 | #N/A | #N/A | 88 | #N/A | #N/A | #N/A | 0.9559% | 1 | 50% | 0% | 0% | 0% | 8.2745 | 0 | 0 | 0 | 8.2745 | #N/A
2007-07-03 19:00 | 7 | 3 | 19 | 184.7503 | 4411 | 73.94 | 55.94 | 997 | 73.94 | 0 | 1641.7451 | Cooling | 273.6242 | #N/A | #N/A | #N/A | #N/A | 0 | 0 | 0 | 0 | 0 | 1641.7451 | #N/A | #N/A | 88 | #N/A | #N/A | #N/A | 0.9121% | 1 | 50% | 0% | 0% | 0% | 8.2745 | 0 | 0 | 0 | 8.2745 | #N/A
2007-07-03 20:00 | 7 | 3 | 20 | 184.7919 | 4412 | 73.94 | 55.94 | 998 | 73.94 | 0 | 1580.4108 | Cooling | 263.4018 | #N/A | #N/A | #N/A | #N/A | 0 | 0 | 0 | 0 | 0 | 1580.4108 | #N/A | #N/A | 88 | #N/A | #N/A | #N/A | 0.878% | 1 | 50% | 0% | 0% | 0% | 8.2745 | 0 | 0 | 0 | 8.2745 | #N/A
2007-07-03 21:00 | 7 | 3 | 21 | 184.8336 | 4413 | 66.02 | 57.02 | 998 | 66.02 | 0 | 1773.6998 | Cooling | 295.6166 | #N/A | #N/A | #N/A | #N/A | 0 | 0 | 0 | 0 | 0 | 1773.6998 | #N/A | #N/A | 88 | #N/A | #N/A | #N/A | 0.9854% | 1 | 50% | 0% | 0% | 0% | 8.2745 | 0 | 0 | 0 | 8.2745 | #N/A
2007-07-03 22:00 | 7 | 3 | 22 | 184.8753 | 4414 | 64.94 | 57.92 | 998 | 64.94 | 0 | 415.2182 | Cooling | 69.203 | #N/A | #N/A | #N/A | #N/A | 0 | 0 | 0 | 0 | 0 | 415.2182 | #N/A | #N/A | 88 | #N/A | #N/A | #N/A | 0.2307% | 1 | 50% | 0% | 0% | 0% | 8.2745 | 0 | 0 | 0 | 8.2745 | #N/A
2007-07-03 23:00 | 7 | 3 | 23 | 184.9169 | 4415 | 64.94 | 57.02 | 997 | 64.94 | 0 | 436.3702 | Cooling | 72.7284 | #N/A | #N/A | #N/A | #N/A | 0 | 0 | 0 | 0 | 0 | 436.3702 | #N/A | #N/A | 88 | #N/A | #N/A | #N/A | 0.2424% | 1 | 50% | 0% | 0% | 0% | 8.2745 | 0 | 0 | 0 | 8.2745 | #N/A
2007-07-04 | 7 | 4 | 0 | 184.9586 | 4416 | 60.98 | 57.92 | 996 | 60.98 | 0 | 385.0652 | Cooling | 64.1775 | #N/A | #N/A | #N/A | #N/A | 0 | 0 | 0 | 0 | 0 | 385.0652 | #N/A | #N/A | 88 | #N/A | #N/A | #N/A | 0.2139% | 1 | 50% | 0% | 0% | 0% | 8.2745 | 0 | 0 | 0 | 8.2745 | #N/A
2007-07-04 01:00 | 7 | 4 | 1 | 185.0003 | 4417 | 60.98 | 57.92 | 996 | 60.98 | 0 | 428.4397 | Cooling | 71.4066 | #N/A | #N/A | #N/A | #N/A | 0 | 0 | 0 | 0 | 0 | 428.4397 | #N/A | #N/A | 88 | #N/A | #N/A | #N/A | 0.238% | 1 | 50% | 0% | 0% | 0% | 8.2745 | 0 | 0 | 0 | 8.2745 | #N/A
2007-07-04 02:00 | 7 | 4 | 2 | 185.0419 | 4418 | 60.98 | 57.92 | 995 | 60.98 | 0 | 424.6433 | Cooling | 70.7739 | #N/A | #N/A | #N/A | #N/A | 0 | 0 | 0 | 0 | 0 | 424.6433 | #N/A | #N/A | 88 | #N/A | #N/A | #N/A | 0.2359% | 1 | 50% | 0% | 0% | 0% | 8.2745 | 0 | 0 | 0 | 8.2745 | #N/A
2007-07-04 03:00 | 7 | 4 | 3 | 185.0836 | 4419 | 59 | 57.92 | 994 | 59 | 0 | 418.3684 | Cooling | 69.7281 | #N/A | #N/A | #N/A | #N/A | 0 | 0 | 0 | 0 | 0 | 418.3684 | #N/A | #N/A | 88 | #N/A | #N/A | #N/A | 0.2324% | 1 | 50% | 0% | 0% | 0% | 8.2745 | 0 | 0 | 0 | 8.2745 | #N/A
2007-07-04 04:00 | 7 | 4 | 4 | 185.1253 | 4420 | 60.08 | 57.92 | 994 | 60.08 | 0 | 391.9101 | Cooling | 65.3183 | #N/A | #N/A | #N/A | #N/A | 0 | 0 | 0 | 0 | 0 | 391.9101 | #N/A | #N/A | 88 | #N/A | #N/A | #N/A | 0.2177% | 1 | 50% | 0% | 0% | 0% | 8.2745 | 0 | 0 | 0 | 8.2745 | #N/A
2007-07-04 05:00 | 7 | 4 | 5 | 185.1669 | 4421 | 60.08 | 57.02 | 993 | 60.08 | 0 | 476.7415 | Cooling | 79.4569 | #N/A | #N/A | #N/A | #N/A | 0 | 0 | 0 | 0 | 0 | 476.7415 | #N/A | #N/A | 88 | #N/A | #N/A | #N/A | 0.2649% | 1 | 50% | 0% | 0% | 0% | 8.2745 | 0 | 0 | 0 | 8.2745 | #N/A
2007-07-04 06:00 | 7 | 4 | 6 | 185.2086 | 4422 | 60.98 | 57.92 | 993 | 60.98 | 0 | 2094.7428 | Cooling | 349.1238 | #N/A | #N/A | #N/A | #N/A | 0 | 0 | 0 | 0 | 0 | 2094.7428 | #N/A | #N/A | 88 | #N/A | #N/A | #N/A | 1.164% | 1 | 50% | 0% | 0% | 0% | 8.2745 | 0 | 0 | 0 | 8.2745 | #N/A
2007-07-04 07:00 | 7 | 4 | 7 | 185.2503 | 4423 | 62.06 | 59 | 993 | 62.06 | 0 | 1589.9399 | Cooling | 264.99 | #N/A | #N/A | #N/A | #N/A | 0 | 0 | 0 | 0 | 0 | 1589.9399 | #N/A | #N/A | 88 | #N/A | #N/A | #N/A | 0.8833% | 1 | 50% | 0% | 0% | 0% | 8.2745 | 0 | 0 | 0 | 8.2745 | #N/A
2007-07-04 08:00 | 7 | 4 | 8 | 185.2919 | 4424 | 62.06 | 60.08 | 993 | 62.06 | 0 | 1822.2397 | Cooling | 303.7066 | #N/A | #N/A | #N/A | #N/A | 0 | 0 | 0 | 0 | 0 | 1822.2397 | #N/A | #N/A | 88 | #N/A | #N/A | #N/A | 1.012% | 1 | 50% | 0% | 0% | 0% | 8.2745 | 0 | 0 | 0 | 8.2745 | #N/A
2007-07-04 09:00 | 7 | 4 | 9 | 185.3336 | 4425 | 62.96 | 62.96 | 993 | 62.96 | 0 | 1929.1505 | Cooling | 321.5251 | #N/A | #N/A | #N/A | #N/A | 0 | 0 | 0 | 0 | 0 | 1929.1505 | #N/A | #N/A | 88 | #N/A | #N/A | #N/A | 1.072% | 1 | 50% | 0% | 0% | 0% | 8.2745 | 0 | 0 | 0 | 8.2745 | #N/A
2007-07-04 10:00 | 7 | 4 | 10 | 185.3753 | 4426 | 62.96 | 64.04 | 992 | 62.96 | 0 | 1999.1243 | Cooling | 333.1874 | #N/A | #N/A | #N/A | #N/A | 0 | 0 | 0 | 0 | 0 | 1999.1243 | #N/A | #N/A | 88 | #N/A | #N/A | #N/A | 1.111% | 1 | 50% | 0% | 0% | 0% | 8.2745 | 0 | 0 | 0 | 8.2745 | #N/A
2007-07-04 11:00 | 7 | 4 | 11 | 185.4169 | 4427 | 62.96 | 66.92 | 992 | 62.96 | 0 | 2088.7415 | Cooling | 348.1236 | #N/A | #N/A | #N/A | #N/A | 0 | 0 | 0 | 0 | 0 | 2088.7415 | #N/A | #N/A | 88 | #N/A | #N/A | #N/A | 1.16% | 1 | 50% | 0% | 0% | 0% | 8.2745 | 0 | 0 | 0 | 8.2745 | #N/A
2007-07-04 12:00 | 7 | 4 | 12 | 185.4586 | 4428 | 62.96 | 68 | 991 | 62.96 | 0 | 2095.7736 | Cooling | 349.2956 | #N/A | #N/A | #N/A | #N/A | 0 | 0 | 0 | 0 | 0 | 2095.7736 | #N/A | #N/A | 88 | #N/A | #N/A | #N/A | 1.164% | 1 | 50% | 0% | 0% | 0% | 8.2745 | 0 | 0 | 0 | 8.2745 | #N/A
2007-07-04 13:00 | 7 | 4 | 13 | 185.5003 | 4429 | 64.94 | 69.98 | 990 | 64.94 | 0 | 2199.4597 | Cooling | 366.5766 | #N/A | #N/A | #N/A | #N/A | 0 | 0 | 0 | 0 | 0 | 2199.4597 | #N/A | #N/A | 88 | #N/A | #N/A | #N/A | 1.222% | 1 | 50% | 0% | 0% | 0% | 8.2745 | 0 | 0 | 0 | 8.2745 | #N/A
2007-07-04 14:00 | 7 | 4 | 14 | 185.5419 | 4430 | 64.94 | 71.06 | 989 | 64.94 | 0 | 2336.0749 | Cooling | 389.3458 | #N/A | #N/A | #N/A | #N/A | 0 | 0 | 0 | 0 | 0 | 2336.0749 | #N/A | #N/A | 88 | #N/A | #N/A | #N/A | 1.298% | 1 | 50% | 0% | 0% | 0% | 8.2745 | 0 | 0 | 0 | 8.2745 | #N/A
2007-07-04 15:00 | 7 | 4 | 15 | 185.5836 | 4431 | 68 | 71.96 | 989 | 68 | 0 | 2419.0071 | Cooling | 403.1678 | #N/A | #N/A | #N/A | #N/A | 0 | 0 | 0 | 0 | 0 | 2419.0071 | #N/A | #N/A | 88 | #N/A | #N/A | #N/A | 1.344% | 1 | 50% | 0% | 0% | 0% | 8.2745 | 0 | 0 | 0 | 8.2745 | #N/A
2007-07-04 16:00 | 7 | 4 | 16 | 185.6253 | 4432 | 68 | 71.96 | 989 | 68 | 0 | 2502.4787 | Cooling | 417.0798 | #N/A | #N/A | #N/A | #N/A | 0 | 0 | 0 | 0 | 0 | 2502.4787 | #N/A | #N/A | 88 | #N/A | #N/A | #N/A | 1.39% | 1 | 50% | 0% | 0% | 0% | 8.2745 | 0 | 0 | 0 | 8.2745 | #N/A
2007-07-04 17:00 | 7 | 4 | 17 | 185.6669 | 4433 | 68 | 71.96 | 989 | 68 | 0 | 2476.399 | Cooling | 412.7332 | #N/A | #N/A | #N/A | #N/A | 0 | 0 | 0 | 0 | 0 | 2476.399 | #N/A | #N/A | 88 | #N/A | #N/A | #N/A | 1.376% | 1 | 50% | 0% | 0% | 0% | 8.2745 | 0 | 0 | 0 | 8.2745 | #N/A
2007-07-04 18:00 | 7 | 4 | 18 | 185.7086 | 4434 | 68 | 71.06 | 989 | 68 | 0 | 2336.2789 | Cooling | 389.3798 | #N/A | #N/A | #N/A | #N/A | 0 | 0 | 0 | 0 | 0 | 2336.2789 | #N/A | #N/A | 88 | #N/A | #N/A | #N/A | 1.298% | 1 | 50% | 0% | 0% | 0% | 8.2745 | 0 | 0 | 0 | 8.2745 | #N/A
2007-07-04 19:00 | 7 | 4 | 19 | 185.7503 | 4435 | 68 | 69.08 | 990 | 68 | 0 | 2192.6483 | Cooling | 365.4414 | #N/A | #N/A | #N/A | #N/A | 0 | 0 | 0 | 0 | 0 | 2192.6483 | #N/A | #N/A | 88 | #N/A | #N/A | #N/A | 1.218% | 1 | 50% | 0% | 0% | 0% | 8.2745 | 0 | 0 | 0 | 8.2745 | #N/A
2007-07-04 20:00 | 7 | 4 | 20 | 185.7919 | 4436 | 68 | 69.08 | 990 | 68 | 0 | 2035.433 | Cooling | 339.2388 | #N/A | #N/A | #N/A | #N/A | 0 | 0 | 0 | 0 | 0 | 2035.433 | #N/A | #N/A | 88 | #N/A | #N/A | #N/A | 1.131% | 1 | 50% | 0% | 0% | 0% | 8.2745 | 0 | 0 | 0 | 8.2745 | #N/A
2007-07-04 21:00 | 7 | 4 | 21 | 185.8336 | 4437 | 62.96 | 68 | 989 | 62.96 | 0 | 1928.4648 | Cooling | 321.4108 | #N/A | #N/A | #N/A | #N/A | 0 | 0 | 0 | 0 | 0 | 1928.4648 | #N/A | #N/A | 88 | #N/A | #N/A | #N/A | 1.071% | 1 | 50% | 0% | 0% | 0% | 8.2745 | 0 | 0 | 0 | 8.2745 | #N/A
2007-07-04 22:00 | 7 | 4 | 22 | 185.8753 | 4438 | 62.06 | 68 | 989 | 62.06 | 0 | 866.9507 | Cooling | 144.4918 | #N/A | #N/A | #N/A | #N/A | 0 | 0 | 0 | 0 | 0 | 866.9507 | #N/A | #N/A | 88 | #N/A | #N/A | #N/A | 0.4816% | 1 | 50% | 0% | 0% | 0% | 8.2745 | 0 | 0 | 0 | 8.2745 | #N/A
2007-07-04 23:00 | 7 | 4 | 23 | 185.9169 | 4439 | 62.06 | 66.92 | 991 | 62.06 | 0 | 1226.7822 | Cooling | 204.4637 | #N/A | #N/A | #N/A | #N/A | 0 | 0 | 0 | 0 | 0 | 1226.7822 | #N/A | #N/A | 88 | #N/A | #N/A | #N/A | 0.6815% | 1 | 50% | 0% | 0% | 0% | 8.2745 | 0 | 0 | 0 | 8.2745 | #N/A
2007-07-05 | 7 | 5 | 0 | 185.9586 | 4440 | 60.08 | 71.06 | 992 | 60.08 | 0 | 1361.4627 | Cooling | 226.9105 | #N/A | #N/A | #N/A | #N/A | 0 | 0 | 0 | 0 | 0 | 1361.4627 | #N/A | #N/A | 88 | #N/A | #N/A | #N/A | 0.7564% | 1 | 50% | 0% | 0% | 0% | 8.2745 | 0 | 0 | 0 | 8.2745 | #N/A
2007-07-05 01:00 | 7 | 5 | 1 | 186.0003 | 4441 | 57.92 | 69.08 | 991 | 57.92 | 0 | 1339.4878 | Cooling | 223.248 | #N/A | #N/A | #N/A | #N/A | 0 | 0 | 0 | 0 | 0 | 1339.4878 | #N/A | #N/A | 88 | #N/A | #N/A | #N/A | 0.7442% | 1 | 50% | 0% | 0% | 0% | 8.2745 | 0 | 0 | 0 | 8.2745 | #N/A
2007-07-05 02:00 | 7 | 5 | 2 | 186.0419 | 4442 | 60.08 | 68 | 991 | 60.08 | 0 | 1205.9091 | Cooling | 200.9848 | #N/A | #N/A | #N/A | #N/A | 0 | 0 | 0 | 0 | 0 | 1205.9091 | #N/A | #N/A | 88 | #N/A | #N/A | #N/A | 0.6699% | 1 | 50% | 0% | 0% | 0% | 8.2745 | 0 | 0 | 0 | 8.2745 | #N/A
2007-07-05 03:00 | 7 | 5 | 3 | 186.0836 | 4443 | 59 | 68 | 992 | 59 | 0 | 1098.0649 | Cooling | 183.0108 | #N/A | #N/A | #N/A | #N/A | 0 | 0 | 0 | 0 | 0 | 1098.0649 | #N/A | #N/A | 88 | #N/A | #N/A | #N/A | 0.61% | 1 | 50% | 0% | 0% | 0% | 8.2745 | 0 | 0 | 0 | 8.2745 | #N/A
2007-07-05 04:00 | 7 | 5 | 4 | 186.1253 | 4444 | 57.92 | 68 | 992 | 57.92 | 0 | 1042.1463 | Cooling | 173.691 | #N/A | #N/A | #N/A | #N/A | 0 | 0 | 0 | 0 | 0 | 1042.1463 | #N/A | #N/A | 88 | #N/A | #N/A | #N/A | 0.579% | 1 | 50% | 0% | 0% | 0% | 8.2745 | 0 | 0 | 0 | 8.2745 | #N/A
2007-07-05 05:00 | 7 | 5 | 5 | 186.1669 | 4445 | 57.92 | 64.04 | 993 | 57.92 | 0 | 961.8024 | Cooling | 160.3004 | #N/A | #N/A | #N/A | #N/A | 0 | 0 | 0 | 0 | 0 | 961.8024 | #N/A | #N/A | 88 | #N/A | #N/A | #N/A | 0.5343% | 1 | 50% | 0% | 0% | 0% | 8.2745 | 0 | 0 | 0 | 8.2745 | #N/A
2007-07-05 06:00 | 7 | 5 | 6 | 186.2086 | 4446 | 60.98 | 62.06 | 994 | 60.98 | 0 | 2236.6479 | Cooling | 372.7746 | #N/A | #N/A | #N/A | #N/A | 0 | 0 | 0 | 0 | 0 | 2236.6479 | #N/A | #N/A | 88 | #N/A | #N/A | #N/A | 1.243% | 1 | 50% | 0% | 0% | 0% | 8.2745 | 0 | 0 | 0 | 8.2745 | #N/A
2007-07-05 07:00 | 7 | 5 | 7 | 186.2503 | 4447 | 64.04 | 62.96 | 995 | 64.04 | 0 | 2019.9822 | Cooling | 336.6637 | #N/A | #N/A | #N/A | #N/A | 0 | 0 | 0 | 0 | 0 | 2019.9822 | #N/A | #N/A | 88 | #N/A | #N/A | #N/A | 1.122% | 1 | 50% | 0% | 0% | 0% | 8.2745 | 0 | 0 | 0 | 8.2745 | #N/A
2007-07-05 08:00 | 7 | 5 | 8 | 186.2919 | 4448 | 64.04 | 62.96 | 996 | 64.04 | 0 | 2362.8661 | Cooling | 393.811 | #N/A | #N/A | #N/A | #N/A | 0 | 0 | 0 | 0 | 0 | 2362.8661 | #N/A | #N/A | 88 | #N/A | #N/A | #N/A | 1.313% | 1 | 50% | 0% | 0% | 0% | 8.2745 | 0 | 0 | 0 | 8.2745 | #N/A
2007-07-05 09:00 | 7 | 5 | 9 | 186.3336 | 4449 | 71.96 | 57.02 | 997 | 71.96 | 0 | 2178.249 | Cooling | 363.0415 | #N/A | #N/A | #N/A | #N/A | 0 | 0 | 0 | 0 | 0 | 2178.249 | #N/A | #N/A | 88 | #N/A | #N/A | #N/A | 1.21% | 1 | 50% | 0% | 0% | 0% | 8.2745 | 0 | 0 | 0 | 8.2745 | #N/A
2007-07-05 10:00 | 7 | 5 | 10 | 186.3753 | 4450 | 75.02 | 57.92 | 998 | 75.02 | 0 | 1956.7482 | Cooling | 326.1247 | #N/A | #N/A | #N/A | #N/A | 0 | 0 | 0 | 0 | 0 | 1956.7482 | #N/A | #N/A | 88 | #N/A | #N/A | #N/A | 1.087% | 1 | 50% | 0% | 0% | 0% | 8.2745 | 0 | 0 | 0 | 8.2745 | #N/A
2007-07-05 11:00 | 7 | 5 | 11 | 186.4169 | 4451 | 75.02 | 57.02 | 998 | 75.02 | 0 | 1809.4584 | Cooling | 301.5764 | #N/A | #N/A | #N/A | #N/A | 0 | 0 | 0 | 0 | 0 | 1809.4584 | #N/A | #N/A | 88 | #N/A | #N/A | #N/A | 1.005% | 1 | 50% | 0% | 0% | 0% | 8.2745 | 0 | 0 | 0 | 8.2745 | #N/A
2007-07-05 12:00 | 7 | 5 | 12 | 186.4586 | 4452 | 78.08 | 57.92 | 998 | 78.08 | 0 | 1766.2515 | Cooling | 294.3753 | #N/A | #N/A | #N/A | #N/A | 0 | 0 | 0 | 0 | 0 | 1766.2515 | #N/A | #N/A | 88 | #N/A | #N/A | #N/A | 0.9813% | 1 | 50% | 0% | 0% | 0% | 8.2745 | 0 | 0 | 0 | 8.2745 | #N/A
2007-07-05 13:00 | 7 | 5 | 13 | 186.5003 | 4453 | 80.06 | 57.92 | 998 | 80.06 | 0 | 1829.4672 | Cooling | 304.9112 | #N/A | #N/A | #N/A | #N/A | 0 | 0 | 0 | 0 | 0 | 1829.4672 | #N/A | #N/A | 88 | #N/A | #N/A | #N/A | 1.016% | 1 | 50% | 0% | 0% | 0% | 8.2745 | 0 | 0 | 0 | 8.2745 | #N/A
2007-07-05 14:00 | 7 | 5 | 14 | 186.5419 | 4454 | 80.06 | 55.94 | 998 | 80.06 | 0 | 1792.2358 | Cooling | 298.706 | #N/A | #N/A | #N/A | #N/A | 0 | 0 | 0 | 0 | 0 | 1792.2358 | #N/A | #N/A | 88 | #N/A | #N/A | #N/A | 0.9957% | 1 | 50% | 0% | 0% | 0% | 8.2745 | 0 | 0 | 0 | 8.2745 | #N/A
2007-07-05 15:00 | 7 | 5 | 15 | 186.5836 | 4455 | 82.94 | 55.94 | 998 | 82.94 | 0 | 2053.8655 | Cooling | 342.3109 | #N/A | #N/A | #N/A | #N/A | 0 | 0 | 0 | 0 | 0 | 2053.8655 | #N/A | #N/A | 88 | #N/A | #N/A | #N/A | 1.141% | 1 | 50% | 0% | 0% | 0% | 8.2745 | 0 | 0 | 0 | 8.2745 | #N/A
2007-07-05 16:00 | 7 | 5 | 16 | 186.6253 | 4456 | 82.04 | 55.94 | 998 | 82.04 | 0 | 2169.4695 | Cooling | 361.5783 | #N/A | #N/A | #N/A | #N/A | 0 | 0 | 0 | 0 | 0 | 2169.4695 | #N/A | #N/A | 88 | #N/A | #N/A | #N/A | 1.205% | 1 | 50% | 0% | 0% | 0% | 8.2745 | 0 | 0 | 0 | 8.2745 | #N/A
2007-07-05 17:00 | 7 | 5 | 17 | 186.6669 | 4457 | 82.04 | 53.96 | 998 | 82.04 | 0 | 2013.9869 | Cooling | 335.6645 | #N/A | #N/A | #N/A | #N/A | 0 | 0 | 0 | 0 | 0 | 2013.9869 | #N/A | #N/A | 88 | #N/A | #N/A | #N/A | 1.119% | 1 | 50% | 0% | 0% | 0% | 8.2745 | 0 | 0 | 0 | 8.2745 | #N/A
2007-07-05 18:00 | 7 | 5 | 18 | 186.7086 | 4458 | 78.98 | 55.04 | 998 | 78.98 | 0 | 1942.8737 | Cooling | 323.8123 | #N/A | #N/A | #N/A | #N/A | 0 | 0 | 0 | 0 | 0 | 1942.8737 | #N/A | #N/A | 88 | #N/A | #N/A | #N/A | 1.079% | 1 | 50% | 0% | 0% | 0% | 8.2745 | 0 | 0 | 0 | 8.2745 | #N/A
2007-07-05 19:00 | 7 | 5 | 19 | 186.7503 | 4459 | 75.92 | 55.04 | 998 | 75.92 | 0 | 1711.1134 | Cooling | 285.1856 | #N/A | #N/A | #N/A | #N/A | 0 | 0 | 0 | 0 | 0 | 1711.1134 | #N/A | #N/A | 88 | #N/A | #N/A | #N/A | 0.9506% | 1 | 50% | 0% | 0% | 0% | 8.2745 | 0 | 0 | 0 | 8.2745 | #N/A
2007-07-05 20:00 | 7 | 5 | 20 | 186.7919 | 4460 | 75.92 | 55.04 | 998 | 75.92 | 0 | 1345.4425 | Cooling | 224.2404 | #N/A | #N/A | #N/A | #N/A | 0 | 0 | 0 | 0 | 0 | 1345.4425 | #N/A | #N/A | 88 | #N/A | #N/A | #N/A | 0.7475% | 1 | 50% | 0% | 0% | 0% | 8.2745 | 0 | 0 | 0 | 8.2745 | #N/A
2007-07-05 21:00 | 7 | 5 | 21 | 186.8336 | 4461 | 69.98 | 55.94 | 999 | 69.98 | 0 | 1170.9503 | Cooling | 195.1584 | #N/A | #N/A | #N/A | #N/A | 0 | 0 | 0 | 0 | 0 | 1170.9503 | #N/A | #N/A | 88 | #N/A | #N/A | #N/A | 0.6505% | 1 | 50% | 0% | 0% | 0% | 8.2745 | 0 | 0 | 0 | 8.2745 | #N/A
2007-07-05 22:00 | 7 | 5 | 22 | 186.8753 | 4462 | 69.08 | 57.92 | 999 | 69.08 | 0 | 323.7164 | Cooling | 53.9527 | #N/A | #N/A | #N/A | #N/A | 0 | 0 | 0 | 0 | 0 | 323.7164 | #N/A | #N/A | 88 | #N/A | #N/A | #N/A | 0.1798% | 1 | 50% | 0% | 0% | 0% | 8.2745 | 0 | 0 | 0 | 8.2745 | #N/A
2007-07-05 23:00 | 7 | 5 | 23 | 186.9169 | 4463 | 69.08 | 57.92 | 999 | 69.08 | 0 | 348.6457 | Cooling | 58.1076 | #N/A | #N/A | #N/A | #N/A | 0 | 0 | 0 | 0 | 0 | 348.6457 | #N/A | #N/A | 88 | #N/A | #N/A | #N/A | 0.1937% | 1 | 50% | 0% | 0% | 0% | 8.2745 | 0 | 0 | 0 | 8.2745 | #N/A
2007-07-06 | 7 | 6 | 0 | 186.9586 | 4464 | 66.02 | 57.92 | 999 | 66.02 | 0 | 266.4932 | Cooling | 44.4155 | #N/A | #N/A | #N/A | #N/A | 0 | 0 | 0 | 0 | 0 | 266.4932 | #N/A | #N/A | 88 | #N/A | #N/A | #N/A | 0.1481% | 1 | 50% | 0% | 0% | 0% | 8.2745 | 0 | 0 | 0 | 8.2745 | #N/A
2007-07-06 01:00 | 7 | 6 | 1 | 187.0003 | 4465 | 62.96 | 57.92 | 998 | 62.96 | 0 | 222.3262 | Cooling | 37.0544 | #N/A | #N/A | #N/A | #N/A | 0 | 0 | 0 | 0 | 0 | 222.3262 | #N/A | #N/A | 88 | #N/A | #N/A | #N/A | 0.1235% | 1 | 50% | 0% | 0% | 0% | 8.2745 | 0 | 0 | 0 | 8.2745 | #N/A
2007-07-06 02:00 | 7 | 6 | 2 | 187.0419 | 4466 | 62.96 | 57.92 | 998 | 62.96 | 0 | 217.8137 | Cooling | 36.3023 | #N/A | #N/A | #N/A | #N/A | 0 | 0 | 0 | 0 | 0 | 217.8137 | #N/A | #N/A | 88 | #N/A | #N/A | #N/A | 0.121% | 1 | 50% | 0% | 0% | 0% | 8.2745 | 0 | 0 | 0 | 8.2745 | #N/A
2007-07-06 03:00 | 7 | 6 | 3 | 187.0836 | 4467 | 60.98 | 57.92 | 998 | 60.98 | 0 | 219.1693 | Cooling | 36.5282 | #N/A | #N/A | #N/A | #N/A | 0 | 0 | 0 | 0 | 0 | 219.1693 | #N/A | #N/A | 88 | #N/A | #N/A | #N/A | 0.1218% | 1 | 50% | 0% | 0% | 0% | 8.2745 | 0 | 0 | 0 | 8.2745 | #N/A
2007-07-06 04:00 | 7 | 6 | 4 | 187.1253 | 4468 | 60.08 | 57.02 | 999 | 60.08 | 0 | 193.3604 | Cooling | 32.2267 | #N/A | #N/A | #N/A | #N/A | 0 | 0 | 0 | 0 | 0 | 193.3604 | #N/A | #N/A | 88 | #N/A | #N/A | #N/A | 0.1074% | 1 | 50% | 0% | 0% | 0% | 8.2745 | 0 | 0 | 0 | 8.2745 | #N/A
2007-07-06 05:00 | 7 | 6 | 5 | 187.1669 | 4469 | 60.08 | 53.06 | 999 | 60.08 | 0 | 132.0573 | Cooling | 22.0095 | #N/A | #N/A | #N/A | #N/A | 0 | 0 | 0 | 0 | 0 | 132.0573 | #N/A | #N/A | 88 | #N/A | #N/A | #N/A | 0.07337% | 1 | 50% | 0% | 0% | 0% | 8.2745 | 0 | 0 | 0 | 8.2745 | #N/A
2007-07-06 06:00 | 7 | 6 | 6 | 187.2086 | 4470 | 62.96 | 53.06 | 1000 | 62.96 | 0 | 681.1277 | Cooling | 113.5213 | #N/A | #N/A | #N/A | #N/A | 0 | 0 | 0 | 0 | 0 | 681.1277 | #N/A | #N/A | 88 | #N/A | #N/A | #N/A | 0.3784% | 1 | 50% | 0% | 0% | 0% | 8.2745 | 0 | 0 | 0 | 8.2745 | #N/A
2007-07-06 07:00 | 7 | 6 | 7 | 187.2503 | 4471 | 64.94 | 53.96 | 1000 | 64.94 | 0 | 754.6866 | Cooling | 125.7811 | #N/A | #N/A | #N/A | #N/A | 0 | 0 | 0 | 0 | 0 | 754.6866 | #N/A | #N/A | 88 | #N/A | #N/A | #N/A | 0.4193% | 1 | 50% | 0% | 0% | 0% | 8.2745 | 0 | 0 | 0 | 8.2745 | #N/A
2007-07-06 08:00 | 7 | 6 | 8 | 187.2919 | 4472 | 64.94 | 51.08 | 1001 | 64.94 | 0 | 753.1042 | Cooling | 125.5174 | #N/A | #N/A | #N/A | #N/A | 0 | 0 | 0 | 0 | 0 | 753.1042 | #N/A | #N/A | 88 | #N/A | #N/A | #N/A | 0.4184% | 1 | 50% | 0% | 0% | 0% | 8.2745 | 0 | 0 | 0 | 8.2745 | #N/A
2007-07-06 09:00 | 7 | 6 | 9 | 187.3336 | 4473 | 73.04 | 51.08 | 1002 | 73.04 | 0 | 689.9265 | Cooling | 114.9878 | #N/A | #N/A | #N/A | #N/A | 0 | 0 | 0 | 0 | 0 | 689.9265 | #N/A | #N/A | 88 | #N/A | #N/A | #N/A | 0.3833% | 1 | 50% | 0% | 0% | 0% | 8.2745 | 0 | 0 | 0 | 8.2745 | #N/A
2007-07-06 10:00 | 7 | 6 | 10 | 187.3753 | 4474 | 77 | 48.92 | 1002 | 77 | 0 | 643.1209 | Cooling | 107.1868 | #N/A | #N/A | #N/A | #N/A | 0 | 0 | 0 | 0 | 0 | 643.1209 | #N/A | #N/A | 88 | #N/A | #N/A | #N/A | 0.3573% | 1 | 50% | 0% | 0% | 0% | 8.2745 | 0 | 0 | 0 | 8.2745 | #N/A
2007-07-06 11:00 | 7 | 6 | 11 | 187.4169 | 4475 | 77 | 48.92 | 1003 | 77 | 0 | 676.5225 | Cooling | 112.7538 | #N/A | #N/A | #N/A | #N/A | 0 | 0 | 0 | 0 | 0 | 676.5225 | #N/A | #N/A | 88 | #N/A | #N/A | #N/A | 0.3758% | 1 | 50% | 0% | 0% | 0% | 8.2745 | 0 | 0 | 0 | 8.2745 | #N/A
2007-07-06 12:00 | 7 | 6 | 12 | 187.4586 | 4476 | 82.04 | 46.94 | 1003 | 82.04 | 0 | 694.3166 | Cooling | 115.7194 | #N/A | #N/A | #N/A | #N/A | 0 | 0 | 0 | 0 | 0 | 694.3166 | #N/A | #N/A | 88 | #N/A | #N/A | #N/A | 0.3857% | 1 | 50% | 0% | 0% | 0% | 8.2745 | 0 | 0 | 0 | 8.2745 | #N/A
2007-07-06 13:00 | 7 | 6 | 13 | 187.5003 | 4477 | 82.94 | 48.92 | 1003 | 82.94 | 0 | 776.1074 | Cooling | 129.3512 | #N/A | #N/A | #N/A | #N/A | 0 | 0 | 0 | 0 | 0 | 776.1074 | #N/A | #N/A | 88 | #N/A | #N/A | #N/A | 0.4312% | 1 | 50% | 0% | 0% | 0% | 8.2745 | 0 | 0 | 0 | 8.2745 | #N/A
2007-07-06 14:00 | 7 | 6 | 14 | 187.5419 | 4478 | 82.94 | 46.04 | 1003 | 82.94 | 0 | 798.1604 | Cooling | 133.0267 | #N/A | #N/A | #N/A | #N/A | 0 | 0 | 0 | 0 | 0 | 798.1604 | #N/A | #N/A | 88 | #N/A | #N/A | #N/A | 0.4434% | 1 | 50% | 0% | 0% | 0% | 8.2745 | 0 | 0 | 0 | 8.2745 | #N/A
2007-07-06 15:00 | 7 | 6 | 15 | 187.5836 | 4479 | 84.92 | 44.96 | 1003 | 84.92 | 0 | 782.4853 | Cooling | 130.4142 | #N/A | #N/A | #N/A | #N/A | 0 | 0 | 0 | 0 | 0 | 782.4853 | #N/A | #N/A | 88 | #N/A | #N/A | #N/A | 0.4347% | 1 | 50% | 0% | 0% | 0% | 8.2745 | 0 | 0 | 0 | 8.2745 | #N/A
2007-07-06 16:00 | 7 | 6 | 16 | 187.6253 | 4480 | 84.02 | 44.96 | 1003 | 84.02 | 0 | 785.9836 | Cooling | 130.9973 | #N/A | #N/A | #N/A | #N/A | 0 | 0 | 0 | 0 | 0 | 785.9836 | #N/A | #N/A | 88 | #N/A | #N/A | #N/A | 0.4367% | 1 | 50% | 0% | 0% | 0% | 8.2745 | 0 | 0 | 0 | 8.2745 | #N/A
2007-07-06 17:00 | 7 | 6 | 17 | 187.6669 | 4481 | 84.02 | 46.04 | 1003 | 84.02 | 0 | 789.5784 | Cooling | 131.5964 | #N/A | #N/A | #N/A | #N/A | 0 | 0 | 0 | 0 | 0 | 789.5784 | #N/A | #N/A | 88 | #N/A | #N/A | #N/A | 0.4387% | 1 | 50% | 0% | 0% | 0% | 8.2745 | 0 | 0 | 0 | 8.2745 | #N/A
2007-07-06 18:00 | 7 | 6 | 18 | 187.7086 | 4482 | 82.04 | 46.04 | 1003 | 82.04 | 0 | 52.9718 | Cooling | 8.8286 | #N/A | #N/A | #N/A | #N/A | 0 | 0 | 0 | 0 | 0 | 52.9718 | #N/A | #N/A | 88 | #N/A | #N/A | #N/A | 0.02943% | 1 | 50% | 0% | 0% | 0% | 8.2745 | 0 | 0 | 0 | 8.2745 | #N/A
2007-07-06 19:00 | 7 | 6 | 19 | 187.7503 | 4483 | 80.96 | 46.04 | 1004 | 80.96 | 0 | 35.0326 | Cooling | 5.8388 | #N/A | #N/A | #N/A | #N/A | 0 | 0 | 0 | 0 | 0 | 35.0326 | #N/A | #N/A | 88 | #N/A | #N/A | #N/A | 0.01946% | 1 | 50% | 0% | 0% | 0% | 8.2745 | 0 | 0 | 0 | 8.2745 | #N/A
2007-07-06 20:00 | 7 | 6 | 20 | 187.7919 | 4484 | 80.96 | 48.92 | 1005 | 80.96 | 0 | 7.0578 | Cooling | 1.1763 | #N/A | #N/A | #N/A | #N/A | 0 | 0 | 0 | 0 | 0 | 7.0578 | #N/A | #N/A | 88 | #N/A | #N/A | #N/A | 0.003921% | 1 | 50% | 0% | 0% | 0% | 8.2745 | 0 | 0 | 0 | 8.2745 | #N/A
2007-07-06 21:00 | 7 | 6 | 21 | 187.8336 | 4485 | 78.08 | 50 | 1006 | 78.08 | 0 | 0 | Cooling | 0 | #N/A | #N/A | #N/A | #N/A | 0 | 0 | 0 | 0 | 0 | 0 | #N/A | #N/A | 88 | 88 | 0 | #N/A | 0% | 1 | 50% | 0% | 0% | 0% | 8.2745 | 0 | 0 | 0 | 8.2745 | #N/A
2007-07-06 22:00 | 7 | 6 | 22 | 187.8753 | 4486 | 77 | 50 | 1006 | 77 | 0 | 1.4737 | Cooling | 0.24562 | #N/A | #N/A | #N/A | #N/A | 0 | 0 | 0 | 0 | 0 | 1.4737 | #N/A | #N/A | 88 | #N/A | #N/A | #N/A | 0.0008187% | 1 | 50% | 0% | 0% | 0% | 8.2745 | 0 | 0 | 0 | 8.2745 | #N/A
2007-07-06 23:00 | 7 | 6 | 23 | 187.9169 | 4487 | 77 | 51.08 | 1006 | 77 | 0 | 8.0862 | Cooling | 1.3477 | #N/A | #N/A | #N/A | #N/A | 0 | 0 | 0 | 0 | 0 | 8.0862 | #N/A | #N/A | 88 | #N/A | #N/A | #N/A | 0.004492% | 1 | 50% | 0% | 0% | 0% | 8.2745 | 0 | 0 | 0 | 8.2745 | #N/A
2007-07-07 | 7 | 7 | 0 | 187.9586 | 4488 | 73.04 | 51.08 | 1006 | 73.04 | 0 | 9.9828 | Cooling | 1.6638 | #N/A | #N/A | #N/A | #N/A | 0 | 0 | 0 | 0 | 0 | 9.9828 | #N/A | #N/A | 88 | #N/A | #N/A | #N/A | 0.005546% | 1 | 50% | 0% | 0% | 0% | 8.2745 | 0 | 0 | 0 | 8.2745 | #N/A
2007-07-07 01:00 | 7 | 7 | 1 | 188.0003 | 4489 | 73.4 | 51.08 | 1007 | 73.4 | 0 | 8.9372 | Cooling | 1.4895 | #N/A | #N/A | #N/A | #N/A | 0 | 0 | 0 | 0 | 0 | 8.9372 | #N/A | #N/A | 88 | #N/A | #N/A | #N/A | 0.004965% | 1 | 50% | 0% | 0% | 0% | 8.2745 | 0 | 0 | 0 | 8.2745 | #N/A
2007-07-07 02:00 | 7 | 7 | 2 | 188.0419 | 4490 | 73.04 | 50 | 1007 | 73.04 | 0 | 3.8268 | Cooling | 0.6378 | #N/A | #N/A | #N/A | #N/A | 0 | 0 | 0 | 0 | 0 | 3.8268 | #N/A | #N/A | 88 | #N/A | #N/A | #N/A | 0.002126% | 1 | 50% | 0% | 0% | 0% | 8.2745 | 0 | 0 | 0 | 8.2745 | #N/A
2007-07-07 03:00 | 7 | 7 | 3 | 188.0836 | 4491 | 71.96 | 50 | 1007 | 71.96 | 0 | 0.21461 | Cooling | 0.035768 | #N/A | #N/A | #N/A | #N/A | 0 | 0 | 0 | 0 | 0 | 0.21461 | #N/A | #N/A | 88 | #N/A | #N/A | #N/A | 0.0001192% | 1 | 50% | 0% | 0% | 0% | 8.2745 | 0 | 0 | 0 | 8.2745 | #N/A
2007-07-07 04:00 | 7 | 7 | 4 | 188.1253 | 4492 | 69.98 | 50 | 1007 | 69.98 | 0 | 0 | Cooling | 0 | #N/A | #N/A | #N/A | #N/A | 0 | 0 | 0 | 0 | 0 | 0 | #N/A | #N/A | 88 | 88 | 0 | #N/A | 0% | 1 | 50% | 0% | 0% | 0% | 8.2745 | 0 | 0 | 0 | 8.2745 | #N/A
2007-07-07 05:00 | 7 | 7 | 5 | 188.1669 | 4493 | 69.98 | 48.02 | 1008 | 69.98 | 0 | 0.011157 | Cooling | 0.0018596 | #N/A | #N/A | #N/A | #N/A | 0 | 0 | 0 | 0 | 0 | 0.011157 | #N/A | #N/A | 88 | #N/A | #N/A | #N/A | 6.199e-06% | 1 | 50% | 0% | 0% | 0% | 8.2745 | 0 | 0 | 0 | 8.2745 | #N/A
2007-07-07 06:00 | 7 | 7 | 6 | 188.2086 | 4494 | 73.04 | 51.08 | 1009 | 73.04 | 0 | 5.1746 | Cooling | 0.86244 | #N/A | #N/A | #N/A | #N/A | 0 | 0 | 0 | 0 | 0 | 5.1746 | #N/A | #N/A | 88 | #N/A | #N/A | #N/A | 0.002875% | 1 | 50% | 0% | 0% | 0% | 8.2745 | 0 | 0 | 0 | 8.2745 | #N/A
2007-07-07 07:00 | 7 | 7 | 7 | 188.2503 | 4495 | 73.94 | 53.06 | 1009 | 73.94 | 0 | 45.0565 | Cooling | 7.5094 | #N/A | #N/A | #N/A | #N/A | 0 | 0 | 0 | 0 | 0 | 45.0565 | #N/A | #N/A | 88 | #N/A | #N/A | #N/A | 0.02503% | 1 | 50% | 0% | 0% | 0% | 8.2745 | 0 | 0 | 0 | 8.2745 | #N/A
2007-07-07 08:00 | 7 | 7 | 8 | 188.2919 | 4496 | 75.02 | 51.98 | 1010 | 75.02 | 0 | 67.2332 | Cooling | 11.2055 | #N/A | #N/A | #N/A | #N/A | 0 | 0 | 0 | 0 | 0 | 67.2332 | #N/A | #N/A | 88 | #N/A | #N/A | #N/A | 0.03735% | 1 | 50% | 0% | 0% | 0% | 8.2745 | 0 | 0 | 0 | 8.2745 | #N/A
2007-07-07 09:00 | 7 | 7 | 9 | 188.3336 | 4497 | 77 | 46.94 | 1010 | 77 | 0 | 25.4087 | Cooling | 4.2348 | #N/A | #N/A | #N/A | #N/A | 0 | 0 | 0 | 0 | 0 | 25.4087 | #N/A | #N/A | 88 | #N/A | #N/A | #N/A | 0.01412% | 1 | 50% | 0% | 0% | 0% | 8.2745 | 0 | 0 | 0 | 8.2745 | #N/A
2007-07-07 10:00 | 7 | 7 | 10 | 188.3753 | 4498 | 78.08 | 44.06 | 1010 | 78.08 | 0 | 24.5971 | Cooling | 4.0995 | #N/A | #N/A | #N/A | #N/A | 0 | 0 | 0 | 0 | 0 | 24.5971 | #N/A | #N/A | 88 | #N/A | #N/A | #N/A | 0.01367% | 1 | 50% | 0% | 0% | 0% | 8.2745 | 0 | 0 | 0 | 8.2745 | #N/A
2007-07-07 11:00 | 7 | 7 | 11 | 188.4169 | 4499 | 78.08 | 44.96 | 1010 | 78.08 | 0 | 24.176 | Cooling | 4.0293 | #N/A | #N/A | #N/A | #N/A | 0 | 0 | 0 | 0 | 0 | 24.176 | #N/A | #N/A | 88 | #N/A | #N/A | #N/A | 0.01343% | 1 | 50% | 0% | 0% | 0% | 8.2745 | 0 | 0 | 0 | 8.2745 | #N/A
2007-07-07 12:00 | 7 | 7 | 12 | 188.4586 | 4500 | 82.04 | 42.98 | 1009 | 82.04 | 0 | 13.1675 | Cooling | 2.1946 | #N/A | #N/A | #N/A | #N/A | 0 | 0 | 0 | 0 | 0 | 13.1675 | #N/A | #N/A | 88 | #N/A | #N/A | #N/A | 0.007315% | 1 | 50% | 0% | 0% | 0% | 8.2745 | 0 | 0 | 0 | 8.2745 | #N/A
2007-07-07 13:00 | 7 | 7 | 13 | 188.5003 | 4501 | 86 | 44.96 | 1009 | 86 | 0 | 30.2491 | Cooling | 5.0415 | #N/A | #N/A | #N/A | #N/A | 0 | 0 | 0 | 0 | 0 | 30.2491 | #N/A | #N/A | 88 | #N/A | #N/A | #N/A | 0.01681% | 1 | 50% | 0% | 0% | 0% | 8.2745 | 0 | 0 | 0 | 8.2745 | #N/A
2007-07-07 14:00 | 7 | 7 | 14 | 188.5419 | 4502 | 86 | 44.06 | 1009 | 86 | 0 | 25.1024 | Cooling | 4.1837 | #N/A | #N/A | #N/A | #N/A | 0 | 0 | 0 | 0 | 0 | 25.1024 | #N/A | #N/A | 88 | #N/A | #N/A | #N/A | 0.01395% | 1 | 50% | 0% | 0% | 0% | 8.2745 | 0 | 0 | 0 | 8.2745 | #N/A
2007-07-07 15:00 | 7 | 7 | 15 | 188.5836 | 4503 | 78.98 | 44.96 | 1009 | 78.98 | 0 | 49.9074 | Cooling | 8.3179 | #N/A | #N/A | #N/A | #N/A | 0 | 0 | 0 | 0 | 0 | 49.9074 | #N/A | #N/A | 88 | #N/A | #N/A | #N/A | 0.02773% | 1 | 50% | 0% | 0% | 0% | 8.2745 | 0 | 0 | 0 | 8.2745 | #N/A
2007-07-07 16:00 | 7 | 7 | 16 | 188.6253 | 4504 | 80.96 | 44.96 | 1009 | 80.96 | 0 | 146.3821 | Cooling | 24.397 | #N/A | #N/A | #N/A | #N/A | 0 | 0 | 0 | 0 | 0 | 146.3821 | #N/A | #N/A | 88 | #N/A | #N/A | #N/A | 0.08132% | 1 | 50% | 0% | 0% | 0% | 8.2745 | 0 | 0 | 0 | 8.2745 | #N/A
2007-07-07 17:00 | 7 | 7 | 17 | 188.6669 | 4505 | 80.96 | 48.02 | 1009 | 80.96 | 0 | 171.1892 | Cooling | 28.5315 | #N/A | #N/A | #N/A | #N/A | 0 | 0 | 0 | 0 | 0 | 171.1892 | #N/A | #N/A | 88 | #N/A | #N/A | #N/A | 0.09511% | 1 | 50% | 0% | 0% | 0% | 8.2745 | 0 | 0 | 0 | 8.2745 | #N/A
2007-07-07 18:00 | 7 | 7 | 18 | 188.7086 | 4506 | 78.98 | 46.04 | 1009 | 78.98 | 0 | 112.0046 | Cooling | 18.6674 | #N/A | #N/A | #N/A | #N/A | 0 | 0 | 0 | 0 | 0 | 112.0046 | #N/A | #N/A | 88 | #N/A | #N/A | #N/A | 0.06222% | 1 | 50% | 0% | 0% | 0% | 8.2745 | 0 | 0 | 0 | 8.2745 | #N/A
2007-07-07 19:00 | 7 | 7 | 19 | 188.7503 | 4507 | 78.08 | 46.94 | 1009 | 78.08 | 0 | 42.8659 | Cooling | 7.1443 | #N/A | #N/A | #N/A | #N/A | 0 | 0 | 0 | 0 | 0 | 42.8659 | #N/A | #N/A | 88 | #N/A | #N/A | #N/A | 0.02381% | 1 | 50% | 0% | 0% | 0% | 8.2745 | 0 | 0 | 0 | 8.2745 | #N/A
2007-07-07 20:00 | 7 | 7 | 20 | 188.7919 | 4508 | 78.08 | 50 | 1009 | 78.08 | 0 | 9.9922 | Cooling | 1.6654 | #N/A | #N/A | #N/A | #N/A | 0 | 0 | 0 | 0 | 0 | 9.9922 | #N/A | #N/A | 88 | #N/A | #N/A | #N/A | 0.005551% | 1 | 50% | 0% | 0% | 0% | 8.2745 | 0 | 0 | 0 | 8.2745 | #N/A
2007-07-07 21:00 | 7 | 7 | 21 | 188.8336 | 4509 | 75.92 | 51.98 | 1009 | 75.92 | 0 | 27.4492 | Cooling | 4.5749 | #N/A | #N/A | #N/A | #N/A | 0 | 0 | 0 | 0 | 0 | 27.4492 | #N/A | #N/A | 88 | #N/A | #N/A | #N/A | 0.01525% | 1 | 50% | 0% | 0% | 0% | 8.2745 | 0 | 0 | 0 | 8.2745 | #N/A
2007-07-07 22:00 | 7 | 7 | 22 | 188.8753 | 4510 | 75.02 | 51.98 | 1009 | 75.02 | 0 | 26.2716 | Cooling | 4.3786 | #N/A | #N/A | #N/A | #N/A | 0 | 0 | 0 | 0 | 0 | 26.2716 | #N/A | #N/A | 88 | #N/A | #N/A | #N/A | 0.0146% | 1 | 50% | 0% | 0% | 0% | 8.2745 | 0 | 0 | 0 | 8.2745 | #N/A
2007-07-07 23:00 | 7 | 7 | 23 | 188.9169 | 4511 | 75.02 | 51.98 | 1009 | 75.02 | 0 | 18.6919 | Cooling | 3.1153 | #N/A | #N/A | #N/A | #N/A | 0 | 0 | 0 | 0 | 0 | 18.6919 | #N/A | #N/A | 88 | #N/A | #N/A | #N/A | 0.01038% | 1 | 50% | 0% | 0% | 0% | 8.2745 | 0 | 0 | 0 | 8.2745 | #N/A
2007-07-08 | 7 | 8 | 0 | 188.9586 | 4512 | 73.94 | 51.98 | 1009 | 73.94 | 0 | 21.4407 | Cooling | 3.5735 | #N/A | #N/A | #N/A | #N/A | 0 | 0 | 0 | 0 | 0 | 21.4407 | #N/A | #N/A | 88 | #N/A | #N/A | #N/A | 0.01191% | 1 | 50% | 0% | 0% | 0% | 8.2745 | 0 | 0 | 0 | 8.2745 | #N/A
2007-07-08 01:00 | 7 | 8 | 1 | 189.0003 | 4513 | 73.94 | 51.08 | 1010 | 73.94 | 0 | 13.8837 | Cooling | 2.314 | #N/A | #N/A | #N/A | #N/A | 0 | 0 | 0 | 0 | 0 | 13.8837 | #N/A | #N/A | 88 | #N/A | #N/A | #N/A | 0.007713% | 1 | 50% | 0% | 0% | 0% | 8.2745 | 0 | 0 | 0 | 8.2745 | #N/A
2007-07-08 02:00 | 7 | 8 | 2 | 189.0419 | 4514 | 73.94 | 51.08 | 1009 | 73.94 | 0 | 7.8743 | Cooling | 1.3124 | #N/A | #N/A | #N/A | #N/A | 0 | 0 | 0 | 0 | 0 | 7.8743 | #N/A | #N/A | 88 | #N/A | #N/A | #N/A | 0.004375% | 1 | 50% | 0% | 0% | 0% | 8.2745 | 0 | 0 | 0 | 8.2745 | #N/A
2007-07-08 03:00 | 7 | 8 | 3 | 189.0836 | 4515 | 73.94 | 51.08 | 1009 | 73.94 | 0 | 9.1892 | Cooling | 1.5315 | #N/A | #N/A | #N/A | #N/A | 0 | 0 | 0 | 0 | 0 | 9.1892 | #N/A | #N/A | 88 | #N/A | #N/A | #N/A | 0.005105% | 1 | 50% | 0% | 0% | 0% | 8.2745 | 0 | 0 | 0 | 8.2745 | #N/A
2007-07-08 04:00 | 7 | 8 | 4 | 189.1253 | 4516 | 73.94 | 50 | 1009 | 73.94 | 0 | 2.9861 | Cooling | 0.49769 | #N/A | #N/A | #N/A | #N/A | 0 | 0 | 0 | 0 | 0 | 2.9861 | #N/A | #N/A | 88 | #N/A | #N/A | #N/A | 0.001659% | 1 | 50% | 0% | 0% | 0% | 8.2745 | 0 | 0 | 0 | 8.2745 | #N/A
2007-07-08 05:00 | 7 | 8 | 5 | 189.1669 | 4517 | 73.94 | 51.08 | 1009 | 73.94 | 0 | 4.0229 | Cooling | 0.67048 | #N/A | #N/A | #N/A | #N/A | 0 | 0 | 0 | 0 | 0 | 4.0229 | #N/A | #N/A | 88 | #N/A | #N/A | #N/A | 0.002235% | 1 | 50% | 0% | 0% | 0% | 8.2745 | 0 | 0 | 0 | 8.2745 | #N/A
2007-07-08 06:00 | 7 | 8 | 6 | 189.2086 | 4518 | 73.94 | 51.08 | 1009 | 73.94 | 0 | 165.0323 | Cooling | 27.5054 | #N/A | #N/A | #N/A | #N/A | 0 | 0 | 0 | 0 | 0 | 165.0323 | #N/A | #N/A | 88 | #N/A | #N/A | #N/A | 0.09168% | 1 | 50% | 0% | 0% | 0% | 8.2745 | 0 | 0 | 0 | 8.2745 | #N/A
2007-07-08 07:00 | 7 | 8 | 7 | 189.2503 | 4519 | 75.02 | 53.06 | 1008 | 75.02 | 0 | 376.7161 | Cooling | 62.786 | #N/A | #N/A | #N/A | #N/A | 0 | 0 | 0 | 0 | 0 | 376.7161 | #N/A | #N/A | 88 | #N/A | #N/A | #N/A | 0.2093% | 1 | 50% | 0% | 0% | 0% | 8.2745 | 0 | 0 | 0 | 8.2745 | #N/A
2007-07-08 08:00 | 7 | 8 | 8 | 189.2919 | 4520 | 75.02 | 53.96 | 1007 | 75.02 | 0 | 859.0395 | Cooling | 143.1733 | #N/A | #N/A | #N/A | #N/A | 0 | 0 | 0 | 0 | 0 | 859.0395 | #N/A | #N/A | 88 | #N/A | #N/A | #N/A | 0.4772% | 1 | 50% | 0% | 0% | 0% | 8.2745 | 0 | 0 | 0 | 8.2745 | #N/A
2007-07-08 09:00 | 7 | 8 | 9 | 189.3336 | 4521 | 73.04 | 55.04 | 1007 | 73.04 | 0 | 1547.5456 | Cooling | 257.9243 | #N/A | #N/A | #N/A | #N/A | 0 | 0 | 0 | 0 | 0 | 1547.5456 | #N/A | #N/A | 88 | #N/A | #N/A | #N/A | 0.8597% | 1 | 50% | 0% | 0% | 0% | 8.2745 | 0 | 0 | 0 | 8.2745 | #N/A
2007-07-08 10:00 | 7 | 8 | 10 | 189.3753 | 4522 | 75.92 | 55.04 | 1006 | 75.92 | 0 | 1663.3435 | Cooling | 277.2239 | #N/A | #N/A | #N/A | #N/A | 0 | 0 | 0 | 0 | 0 | 1663.3435 | #N/A | #N/A | 88 | #N/A | #N/A | #N/A | 0.9241% | 1 | 50% | 0% | 0% | 0% | 8.2745 | 0 | 0 | 0 | 8.2745 | #N/A
2007-07-08 11:00 | 7 | 8 | 11 | 189.4169 | 4523 | 75.92 | 60.08 | 1006 | 75.92 | 0 | 1677.224 | Cooling | 279.5373 | #N/A | #N/A | #N/A | #N/A | 0 | 0 | 0 | 0 | 0 | 1677.224 | #N/A | #N/A | 88 | #N/A | #N/A | #N/A | 0.9318% | 1 | 50% | 0% | 0% | 0% | 8.2745 | 0 | 0 | 0 | 8.2745 | #N/A
2007-07-08 12:00 | 7 | 8 | 12 | 189.4586 | 4524 | 77 | 60.98 | 1005 | 77 | 0 | 1688.5574 | Cooling | 281.4262 | #N/A | #N/A | #N/A | #N/A | 0 | 0 | 0 | 0 | 0 | 1688.5574 | #N/A | #N/A | 88 | #N/A | #N/A | #N/A | 0.9381% | 1 | 50% | 0% | 0% | 0% | 8.2745 | 0 | 0 | 0 | 8.2745 | #N/A
2007-07-08 13:00 | 7 | 8 | 13 | 189.5003 | 4525 | 78.08 | 62.06 | 1005 | 78.08 | 0 | 1924.4225 | Cooling | 320.7371 | #N/A | #N/A | #N/A | #N/A | 0 | 0 | 0 | 0 | 0 | 1924.4225 | #N/A | #N/A | 88 | #N/A | #N/A | #N/A | 1.069% | 1 | 50% | 0% | 0% | 0% | 8.2745 | 0 | 0 | 0 | 8.2745 | #N/A
2007-07-08 14:00 | 7 | 8 | 14 | 189.5419 | 4526 | 78.08 | 62.06 | 1005 | 78.08 | 0 | 1884.3881 | Cooling | 314.0647 | #N/A | #N/A | #N/A | #N/A | 0 | 0 | 0 | 0 | 0 | 1884.3881 | #N/A | #N/A | 88 | #N/A | #N/A | #N/A | 1.047% | 1 | 50% | 0% | 0% | 0% | 8.2745 | 0 | 0 | 0 | 8.2745 | #N/A
2007-07-08 15:00 | 7 | 8 | 15 | 189.5836 | 4527 | 80.96 | 62.96 | 1004 | 80.96 | 0 | 1936.9769 | Cooling | 322.8295 | #N/A | #N/A | #N/A | #N/A | 0 | 0 | 0 | 0 | 0 | 1936.9769 | #N/A | #N/A | 88 | #N/A | #N/A | #N/A | 1.076% | 1 | 50% | 0% | 0% | 0% | 8.2745 | 0 | 0 | 0 | 8.2745 | #N/A
2007-07-08 16:00 | 7 | 8 | 16 | 189.6253 | 4528 | 78.98 | 62.96 | 1003 | 78.98 | 0 | 2009.4979 | Cooling | 334.9163 | #N/A | #N/A | #N/A | #N/A | 0 | 0 | 0 | 0 | 0 | 2009.4979 | #N/A | #N/A | 88 | #N/A | #N/A | #N/A | 1.116% | 1 | 50% | 0% | 0% | 0% | 8.2745 | 0 | 0 | 0 | 8.2745 | #N/A
2007-07-08 17:00 | 7 | 8 | 17 | 189.6669 | 4529 | 78.98 | 62.96 | 1002 | 78.98 | 0 | 2004.1644 | Cooling | 334.0274 | #N/A | #N/A | #N/A | #N/A | 0 | 0 | 0 | 0 | 0 | 2004.1644 | #N/A | #N/A | 88 | #N/A | #N/A | #N/A | 1.113% | 1 | 50% | 0% | 0% | 0% | 8.2745 | 0 | 0 | 0 | 8.2745 | #N/A
2007-07-08 18:00 | 7 | 8 | 18 | 189.7086 | 4530 | 78.08 | 64.04 | 1001 | 78.08 | 0 | 1925.0137 | Cooling | 320.8356 | #N/A | #N/A | #N/A | #N/A | 0 | 0 | 0 | 0 | 0 | 1925.0137 | #N/A | #N/A | 88 | #N/A | #N/A | #N/A | 1.069% | 1 | 50% | 0% | 0% | 0% | 8.2745 | 0 | 0 | 0 | 8.2745 | #N/A
2007-07-08 19:00 | 7 | 8 | 19 | 189.7503 | 4531 | 73.94 | 62.96 | 1000 | 73.94 | 0 | 1833.7232 | Cooling | 305.6205 | #N/A | #N/A | #N/A | #N/A | 0 | 0 | 0 | 0 | 0 | 1833.7232 | #N/A | #N/A | 88 | #N/A | #N/A | #N/A | 1.019% | 1 | 50% | 0% | 0% | 0% | 8.2745 | 0 | 0 | 0 | 8.2745 | #N/A
2007-07-08 20:00 | 7 | 8 | 20 | 189.7919 | 4532 | 73.94 | 62.96 | 999 | 73.94 | 0 | 1743.664 | Cooling | 290.6107 | #N/A | #N/A | #N/A | #N/A | 0 | 0 | 0 | 0 | 0 | 1743.664 | #N/A | #N/A | 88 | #N/A | #N/A | #N/A | 0.9687% | 1 | 50% | 0% | 0% | 0% | 8.2745 | 0 | 0 | 0 | 8.2745 | #N/A
2007-07-08 21:00 | 7 | 8 | 21 | 189.8336 | 4533 | 69.98 | 62.96 | 999 | 69.98 | 0 | 1846.2163 | Cooling | 307.7027 | #N/A | #N/A | #N/A | #N/A | 0 | 0 | 0 | 0 | 0 | 1846.2163 | #N/A | #N/A | 88 | #N/A | #N/A | #N/A | 1.026% | 1 | 50% | 0% | 0% | 0% | 8.2745 | 0 | 0 | 0 | 8.2745 | #N/A
2007-07-08 22:00 | 7 | 8 | 22 | 189.8753 | 4534 | 68 | 62.96 | 999 | 68 | 0 | 395.7286 | Cooling | 65.9548 | #N/A | #N/A | #N/A | #N/A | 0 | 0 | 0 | 0 | 0 | 395.7286 | #N/A | #N/A | 88 | #N/A | #N/A | #N/A | 0.2198% | 1 | 50% | 0% | 0% | 0% | 8.2745 | 0 | 0 | 0 | 8.2745 | #N/A
2007-07-08 23:00 | 7 | 8 | 23 | 189.9169 | 4535 | 68 | 62.96 | 998 | 68 | 0 | 622.4025 | Cooling | 103.7338 | #N/A | #N/A | #N/A | #N/A | 0 | 0 | 0 | 0 | 0 | 622.4025 | #N/A | #N/A | 88 | #N/A | #N/A | #N/A | 0.3458% | 1 | 50% | 0% | 0% | 0% | 8.2745 | 0 | 0 | 0 | 8.2745 | #N/A
2007-07-09 | 7 | 9 | 0 | 189.9586 | 4536 | 64.94 | 64.04 | 997 | 64.94 | 0 | 662.5476 | Cooling | 110.4246 | #N/A | #N/A | #N/A | #N/A | 0 | 0 | 0 | 0 | 0 | 662.5476 | #N/A | #N/A | 88 | #N/A | #N/A | #N/A | 0.3681% | 1 | 50% | 0% | 0% | 0% | 8.2745 | 0 | 0 | 0 | 8.2745 | #N/A
2007-07-09 01:00 | 7 | 9 | 1 | 190.0003 | 4537 | 64.04 | 66.92 | 997 | 64.04 | 0 | 600.4723 | Cooling | 100.0787 | #N/A | #N/A | #N/A | #N/A | 0 | 0 | 0 | 0 | 0 | 600.4723 | #N/A | #N/A | 88 | #N/A | #N/A | #N/A | 0.3336% | 1 | 50% | 0% | 0% | 0% | 8.2745 | 0 | 0 | 0 | 8.2745 | #N/A
2007-07-09 02:00 | 7 | 9 | 2 | 190.0419 | 4538 | 64.04 | 68 | 997 | 64.04 | 0 | 487.2744 | Cooling | 81.2124 | #N/A | #N/A | #N/A | #N/A | 0 | 0 | 0 | 0 | 0 | 487.2744 | #N/A | #N/A | 88 | #N/A | #N/A | #N/A | 0.2707% | 1 | 50% | 0% | 0% | 0% | 8.2745 | 0 | 0 | 0 | 8.2745 | #N/A
2007-07-09 03:00 | 7 | 9 | 3 | 190.0836 | 4539 | 62.96 | 68 | 996 | 62.96 | 0 | 444.511 | Cooling | 74.0852 | #N/A | #N/A | #N/A | #N/A | 0 | 0 | 0 | 0 | 0 | 444.511 | #N/A | #N/A | 88 | #N/A | #N/A | #N/A | 0.247% | 1 | 50% | 0% | 0% | 0% | 8.2745 | 0 | 0 | 0 | 8.2745 | #N/A
2007-07-09 04:00 | 7 | 9 | 4 | 190.1253 | 4540 | 62.96 | 68 | 996 | 62.96 | 0 | 430.8135 | Cooling | 71.8022 | #N/A | #N/A | #N/A | #N/A | 0 | 0 | 0 | 0 | 0 | 430.8135 | #N/A | #N/A | 88 | #N/A | #N/A | #N/A | 0.2393% | 1 | 50% | 0% | 0% | 0% | 8.2745 | 0 | 0 | 0 | 8.2745 | #N/A
2007-07-09 05:00 | 7 | 9 | 5 | 190.1669 | 4541 | 62.96 | 68 | 997 | 62.96 | 0 | 513.0831 | Cooling | 85.5138 | #N/A | #N/A | #N/A | #N/A | 0 | 0 | 0 | 0 | 0 | 513.0831 | #N/A | #N/A | 88 | #N/A | #N/A | #N/A | 0.285% | 1 | 50% | 0% | 0% | 0% | 8.2745 | 0 | 0 | 0 | 8.2745 | #N/A
2007-07-09 06:00 | 7 | 9 | 6 | 190.2086 | 4542 | 62.96 | 68 | 998 | 62.96 | 0 | 2506.1075 | Cooling | 417.6846 | #N/A | #N/A | #N/A | #N/A | 0 | 0 | 0 | 0 | 0 | 2506.1075 | #N/A | #N/A | 88 | #N/A | #N/A | #N/A | 1.392% | 1 | 50% | 0% | 0% | 0% | 8.2745 | 0 | 0 | 0 | 8.2745 | #N/A
2007-07-09 07:00 | 7 | 9 | 7 | 190.2503 | 4543 | 64.04 | 69.08 | 998 | 64.04 | 0 | 2530.251 | Cooling | 421.7085 | #N/A | #N/A | #N/A | #N/A | 0 | 0 | 0 | 0 | 0 | 2530.251 | #N/A | #N/A | 88 | #N/A | #N/A | #N/A | 1.406% | 1 | 50% | 0% | 0% | 0% | 8.2745 | 0 | 0 | 0 | 8.2745 | #N/A
2007-07-09 08:00 | 7 | 9 | 8 | 190.2919 | 4544 | 64.94 | 69.08 | 998 | 64.94 | 0 | 2495.8892 | Cooling | 415.9815 | #N/A | #N/A | #N/A | #N/A | 0 | 0 | 0 | 0 | 0 | 2495.8892 | #N/A | #N/A | 88 | #N/A | #N/A | #N/A | 1.387% | 1 | 50% | 0% | 0% | 0% | 8.2745 | 0 | 0 | 0 | 8.2745 | #N/A
2007-07-09 09:00 | 7 | 9 | 9 | 190.3336 | 4545 | 66.92 | 68 | 998 | 66.92 | 0 | 2372.6379 | Cooling | 395.4396 | #N/A | #N/A | #N/A | #N/A | 0 | 0 | 0 | 0 | 0 | 2372.6379 | #N/A | #N/A | 88 | #N/A | #N/A | #N/A | 1.318% | 1 | 50% | 0% | 0% | 0% | 8.2745 | 0 | 0 | 0 | 8.2745 | #N/A
2007-07-09 10:00 | 7 | 9 | 10 | 190.3753 | 4546 | 71.96 | 69.08 | 998 | 71.96 | 0 | 2723.5523 | Cooling | 453.9254 | #N/A | #N/A | #N/A | #N/A | 0 | 0 | 0 | 0 | 0 | 2723.5523 | #N/A | #N/A | 88 | #N/A | #N/A | #N/A | 1.513% | 1 | 50% | 0% | 0% | 0% | 8.2745 | 0 | 0 | 0 | 8.2745 | #N/A
2007-07-09 11:00 | 7 | 9 | 11 | 190.4169 | 4547 | 71.96 | 69.98 | 998 | 71.96 | 0 | 2747.8384 | Cooling | 457.9731 | #N/A | #N/A | #N/A | #N/A | 0 | 0 | 0 | 0 | 0 | 2747.8384 | #N/A | #N/A | 88 | #N/A | #N/A | #N/A | 1.527% | 1 | 50% | 0% | 0% | 0% | 8.2745 | 0 | 0 | 0 | 8.2745 | #N/A
2007-07-09 12:00 | 7 | 9 | 12 | 190.4586 | 4548 | 75.92 | 71.06 | 998 | 75.92 | 0 | 2604.5895 | Cooling | 434.0982 | #N/A | #N/A | #N/A | #N/A | 0 | 0 | 0 | 0 | 0 | 2604.5895 | #N/A | #N/A | 88 | #N/A | #N/A | #N/A | 1.447% | 1 | 50% | 0% | 0% | 0% | 8.2745 | 0 | 0 | 0 | 8.2745 | #N/A
2007-07-09 13:00 | 7 | 9 | 13 | 190.5003 | 4549 | 73.94 | 71.06 | 998 | 73.94 | 0 | 2186.6271 | Cooling | 364.4379 | #N/A | #N/A | #N/A | #N/A | 0 | 0 | 0 | 0 | 0 | 2186.6271 | #N/A | #N/A | 88 | #N/A | #N/A | #N/A | 1.215% | 1 | 50% | 0% | 0% | 0% | 8.2745 | 0 | 0 | 0 | 8.2745 | #N/A
2007-07-09 14:00 | 7 | 9 | 14 | 190.5419 | 4550 | 73.94 | 66.02 | 998 | 73.94 | 0 | 2087.3098 | Cooling | 347.885 | #N/A | #N/A | #N/A | #N/A | 0 | 0 | 0 | 0 | 0 | 2087.3098 | #N/A | #N/A | 88 | #N/A | #N/A | #N/A | 1.16% | 1 | 50% | 0% | 0% | 0% | 8.2745 | 0 | 0 | 0 | 8.2745 | #N/A
2007-07-09 15:00 | 7 | 9 | 15 | 190.5836 | 4551 | 75.02 | 62.96 | 998 | 75.02 | 0 | 2001.1924 | Cooling | 333.5321 | #N/A | #N/A | #N/A | #N/A | 0 | 0 | 0 | 0 | 0 | 2001.1924 | #N/A | #N/A | 88 | #N/A | #N/A | #N/A | 1.112% | 1 | 50% | 0% | 0% | 0% | 8.2745 | 0 | 0 | 0 | 8.2745 | #N/A
2007-07-09 16:00 | 7 | 9 | 16 | 190.6253 | 4552 | 75.02 | 60.98 | 997 | 75.02 | 0 | 2018.6378 | Cooling | 336.4396 | #N/A | #N/A | #N/A | #N/A | 0 | 0 | 0 | 0 | 0 | 2018.6378 | #N/A | #N/A | 88 | #N/A | #N/A | #N/A | 1.121% | 1 | 50% | 0% | 0% | 0% | 8.2745 | 0 | 0 | 0 | 8.2745 | #N/A
2007-07-09 17:00 | 7 | 9 | 17 | 190.6669 | 4553 | 75.02 | 57.92 | 997 | 75.02 | 0 | 1922.6304 | Cooling | 320.4384 | #N/A | #N/A | #N/A | #N/A | 0 | 0 | 0 | 0 | 0 | 1922.6304 | #N/A | #N/A | 88 | #N/A | #N/A | #N/A | 1.068% | 1 | 50% | 0% | 0% | 0% | 8.2745 | 0 | 0 | 0 | 8.2745 | #N/A
2007-07-09 18:00 | 7 | 9 | 18 | 190.7086 | 4554 | 71.96 | 57.92 | 997 | 71.96 | 0 | 1793.3138 | Cooling | 298.8856 | #N/A | #N/A | #N/A | #N/A | 0 | 0 | 0 | 0 | 0 | 1793.3138 | #N/A | #N/A | 88 | #N/A | #N/A | #N/A | 0.9963% | 1 | 50% | 0% | 0% | 0% | 8.2745 | 0 | 0 | 0 | 8.2745 | #N/A
2007-07-09 19:00 | 7 | 9 | 19 | 190.7503 | 4555 | 71.06 | 57.02 | 997 | 71.06 | 0 | 1825.3015 | Cooling | 304.2169 | #N/A | #N/A | #N/A | #N/A | 0 | 0 | 0 | 0 | 0 | 1825.3015 | #N/A | #N/A | 88 | #N/A | #N/A | #N/A | 1.014% | 1 | 50% | 0% | 0% | 0% | 8.2745 | 0 | 0 | 0 | 8.2745 | #N/A
2007-07-09 20:00 | 7 | 9 | 20 | 190.7919 | 4556 | 68 | 57.02 | 997 | 68 | 0 | 1792.5885 | Cooling | 298.7648 | #N/A | #N/A | #N/A | #N/A | 0 | 0 | 0 | 0 | 0 | 1792.5885 | #N/A | #N/A | 88 | #N/A | #N/A | #N/A | 0.9959% | 1 | 50% | 0% | 0% | 0% | 8.2745 | 0 | 0 | 0 | 8.2745 | #N/A
2007-07-09 21:00 | 7 | 9 | 21 | 190.8336 | 4557 | 68 | 57.92 | 998 | 68 | 0 | 1480.0302 | Cooling | 246.6717 | #N/A | #N/A | #N/A | #N/A | 0 | 0 | 0 | 0 | 0 | 1480.0302 | #N/A | #N/A | 88 | #N/A | #N/A | #N/A | 0.8222% | 1 | 50% | 0% | 0% | 0% | 8.2745 | 0 | 0 | 0 | 8.2745 | #N/A
2007-07-09 22:00 | 7 | 9 | 22 | 190.8753 | 4558 | 66.92 | 57.92 | 998 | 66.92 | 0 | 260.8244 | Cooling | 43.4707 | #N/A | #N/A | #N/A | #N/A | 0 | 0 | 0 | 0 | 0 | 260.8244 | #N/A | #N/A | 88 | #N/A | #N/A | #N/A | 0.1449% | 1 | 50% | 0% | 0% | 0% | 8.2745 | 0 | 0 | 0 | 8.2745 | #N/A
2007-07-09 23:00 | 7 | 9 | 23 | 190.9169 | 4559 | 66.92 | 57.92 | 998 | 66.92 | 0 | 302.7543 | Cooling | 50.4591 | #N/A | #N/A | #N/A | #N/A | 0 | 0 | 0 | 0 | 0 | 302.7543 | #N/A | #N/A | 88 | #N/A | #N/A | #N/A | 0.1682% | 1 | 50% | 0% | 0% | 0% | 8.2745 | 0 | 0 | 0 | 8.2745 | #N/A
2007-07-10 | 7 | 10 | 0 | 190.9586 | 4560 | 66.92 | 59 | 998 | 66.92 | 0 | 295.6979 | Cooling | 49.283 | #N/A | #N/A | #N/A | #N/A | 0 | 0 | 0 | 0 | 0 | 295.6979 | #N/A | #N/A | 88 | #N/A | #N/A | #N/A | 0.1643% | 1 | 50% | 0% | 0% | 0% | 8.2745 | 0 | 0 | 0 | 8.2745 | #N/A
2007-07-10 01:00 | 7 | 10 | 1 | 191.0003 | 4561 | 66.2 | 60.08 | 998 | 66.2 | 0 | 300.8184 | Cooling | 50.1364 | #N/A | #N/A | #N/A | #N/A | 0 | 0 | 0 | 0 | 0 | 300.8184 | #N/A | #N/A | 88 | #N/A | #N/A | #N/A | 0.1671% | 1 | 50% | 0% | 0% | 0% | 8.2745 | 0 | 0 | 0 | 8.2745 | #N/A
2007-07-10 02:00 | 7 | 10 | 2 | 191.0419 | 4562 | 66.92 | 60.08 | 998 | 66.92 | 0 | 274.0629 | Cooling | 45.6771 | #N/A | #N/A | #N/A | #N/A | 0 | 0 | 0 | 0 | 0 | 274.0629 | #N/A | #N/A | 88 | #N/A | #N/A | #N/A | 0.1523% | 1 | 50% | 0% | 0% | 0% | 8.2745 | 0 | 0 | 0 | 8.2745 | #N/A
2007-07-10 03:00 | 7 | 10 | 3 | 191.0836 | 4563 | 66.92 | 57.92 | 999 | 66.92 | 0 | 221.2936 | Cooling | 36.8823 | #N/A | #N/A | #N/A | #N/A | 0 | 0 | 0 | 0 | 0 | 221.2936 | #N/A | #N/A | 88 | #N/A | #N/A | #N/A | 0.1229% | 1 | 50% | 0% | 0% | 0% | 8.2745 | 0 | 0 | 0 | 8.2745 | #N/A
2007-07-10 04:00 | 7 | 10 | 4 | 191.1253 | 4564 | 66.92 | 57.02 | 999 | 66.92 | 0 | 178.9486 | Cooling | 29.8248 | #N/A | #N/A | #N/A | #N/A | 0 | 0 | 0 | 0 | 0 | 178.9486 | #N/A | #N/A | 88 | #N/A | #N/A | #N/A | 0.09942% | 1 | 50% | 0% | 0% | 0% | 8.2745 | 0 | 0 | 0 | 8.2745 | #N/A
2007-07-10 05:00 | 7 | 10 | 5 | 191.1669 | 4565 | 66.92 | 57.02 | 999 | 66.92 | 0 | 192.2935 | Cooling | 32.0489 | #N/A | #N/A | #N/A | #N/A | 0 | 0 | 0 | 0 | 0 | 192.2935 | #N/A | #N/A | 88 | #N/A | #N/A | #N/A | 0.1068% | 1 | 50% | 0% | 0% | 0% | 8.2745 | 0 | 0 | 0 | 8.2745 | #N/A
2007-07-10 06:00 | 7 | 10 | 6 | 191.2086 | 4566 | 66.02 | 57.92 | 1000 | 66.02 | 0 | 1271.4218 | Cooling | 211.9036 | #N/A | #N/A | #N/A | #N/A | 0 | 0 | 0 | 0 | 0 | 1271.4218 | #N/A | #N/A | 88 | #N/A | #N/A | #N/A | 0.7063% | 1 | 50% | 0% | 0% | 0% | 8.2745 | 0 | 0 | 0 | 8.2745 | #N/A
2007-07-10 07:00 | 7 | 10 | 7 | 191.2503 | 4567 | 64.94 | 57.92 | 1000 | 64.94 | 0 | 1509.39 | Cooling | 251.565 | #N/A | #N/A | #N/A | #N/A | 0 | 0 | 0 | 0 | 0 | 1509.39 | #N/A | #N/A | 88 | #N/A | #N/A | #N/A | 0.8385% | 1 | 50% | 0% | 0% | 0% | 8.2745 | 0 | 0 | 0 | 8.2745 | #N/A
2007-07-10 08:00 | 7 | 10 | 8 | 191.2919 | 4568 | 64.94 | 57.92 | 1000 | 64.94 | 0 | 2014.536 | Cooling | 335.756 | #N/A | #N/A | #N/A | #N/A | 0 | 0 | 0 | 0 | 0 | 2014.536 | #N/A | #N/A | 88 | #N/A | #N/A | #N/A | 1.119% | 1 | 50% | 0% | 0% | 0% | 8.2745 | 0 | 0 | 0 | 8.2745 | #N/A
2007-07-10 09:00 | 7 | 10 | 9 | 191.3336 | 4569 | 71.96 | 59 | 1000 | 71.96 | 0 | 2263.5853 | Cooling | 377.2642 | #N/A | #N/A | #N/A | #N/A | 0 | 0 | 0 | 0 | 0 | 2263.5853 | #N/A | #N/A | 88 | #N/A | #N/A | #N/A | 1.258% | 1 | 50% | 0% | 0% | 0% | 8.2745 | 0 | 0 | 0 | 8.2745 | #N/A
2007-07-10 10:00 | 7 | 10 | 10 | 191.3753 | 4570 | 75.02 | 57.92 | 1000 | 75.02 | 0 | 1811.59 | Cooling | 301.9317 | #N/A | #N/A | #N/A | #N/A | 0 | 0 | 0 | 0 | 0 | 1811.59 | #N/A | #N/A | 88 | #N/A | #N/A | #N/A | 1.006% | 1 | 50% | 0% | 0% | 0% | 8.2745 | 0 | 0 | 0 | 8.2745 | #N/A
2007-07-10 11:00 | 7 | 10 | 11 | 191.4169 | 4571 | 75.02 | 57.02 | 1000 | 75.02 | 0 | 1810.1557 | Cooling | 301.6926 | #N/A | #N/A | #N/A | #N/A | 0 | 0 | 0 | 0 | 0 | 1810.1557 | #N/A | #N/A | 88 | #N/A | #N/A | #N/A | 1.006% | 1 | 50% | 0% | 0% | 0% | 8.2745 | 0 | 0 | 0 | 8.2745 | #N/A
2007-07-10 12:00 | 7 | 10 | 12 | 191.4586 | 4572 | 77 | 57.02 | 1000 | 77 | 0 | 1737.0947 | Cooling | 289.5158 | #N/A | #N/A | #N/A | #N/A | 0 | 0 | 0 | 0 | 0 | 1737.0947 | #N/A | #N/A | 88 | #N/A | #N/A | #N/A | 0.9651% | 1 | 50% | 0% | 0% | 0% | 8.2745 | 0 | 0 | 0 | 8.2745 | #N/A
2007-07-10 13:00 | 7 | 10 | 13 | 191.5003 | 4573 | 80.96 | 55.04 | 1000 | 80.96 | 0 | 1750.4459 | Cooling | 291.741 | #N/A | #N/A | #N/A | #N/A | 0 | 0 | 0 | 0 | 0 | 1750.4459 | #N/A | #N/A | 88 | #N/A | #N/A | #N/A | 0.9725% | 1 | 50% | 0% | 0% | 0% | 8.2745 | 0 | 0 | 0 | 8.2745 | #N/A
2007-07-10 14:00 | 7 | 10 | 14 | 191.5419 | 4574 | 80.96 | 51.08 | 1000 | 80.96 | 0 | 1734.0131 | Cooling | 289.0022 | #N/A | #N/A | #N/A | #N/A | 0 | 0 | 0 | 0 | 0 | 1734.0131 | #N/A | #N/A | 88 | #N/A | #N/A | #N/A | 0.9633% | 1 | 50% | 0% | 0% | 0% | 8.2745 | 0 | 0 | 0 | 8.2745 | #N/A
2007-07-10 15:00 | 7 | 10 | 15 | 191.5836 | 4575 | 78.98 | 48.92 | 1000 | 78.98 | 0 | 1655.5643 | Cooling | 275.9274 | #N/A | #N/A | #N/A | #N/A | 0 | 0 | 0 | 0 | 0 | 1655.5643 | #N/A | #N/A | 88 | #N/A | #N/A | #N/A | 0.9198% | 1 | 50% | 0% | 0% | 0% | 8.2745 | 0 | 0 | 0 | 8.2745 | #N/A
2007-07-10 16:00 | 7 | 10 | 16 | 191.6253 | 4576 | 80.96 | 50 | 1000 | 80.96 | 0 | 1687.0693 | Cooling | 281.1782 | #N/A | #N/A | #N/A | #N/A | 0 | 0 | 0 | 0 | 0 | 1687.0693 | #N/A | #N/A | 88 | #N/A | #N/A | #N/A | 0.9373% | 1 | 50% | 0% | 0% | 0% | 8.2745 | 0 | 0 | 0 | 8.2745 | #N/A
2007-07-10 17:00 | 7 | 10 | 17 | 191.6669 | 4577 | 80.96 | 50 | 1000 | 80.96 | 0 | 1637.2815 | Cooling | 272.8803 | #N/A | #N/A | #N/A | #N/A | 0 | 0 | 0 | 0 | 0 | 1637.2815 | #N/A | #N/A | 88 | #N/A | #N/A | #N/A | 0.9096% | 1 | 50% | 0% | 0% | 0% | 8.2745 | 0 | 0 | 0 | 8.2745 | #N/A
2007-07-10 18:00 | 7 | 10 | 18 | 191.7086 | 4578 | 78.98 | 51.08 | 1000 | 78.98 | 0 | 1504.1367 | Cooling | 250.6894 | #N/A | #N/A | #N/A | #N/A | 0 | 0 | 0 | 0 | 0 | 1504.1367 | #N/A | #N/A | 88 | #N/A | #N/A | #N/A | 0.8356% | 1 | 50% | 0% | 0% | 0% | 8.2745 | 0 | 0 | 0 | 8.2745 | #N/A
2007-07-10 19:00 | 7 | 10 | 19 | 191.7503 | 4579 | 75.92 | 50 | 1000 | 75.92 | 0 | 1306.4196 | Cooling | 217.7366 | #N/A | #N/A | #N/A | #N/A | 0 | 0 | 0 | 0 | 0 | 1306.4196 | #N/A | #N/A | 88 | #N/A | #N/A | #N/A | 0.7258% | 1 | 50% | 0% | 0% | 0% | 8.2745 | 0 | 0 | 0 | 8.2745 | #N/A
2007-07-10 20:00 | 7 | 10 | 20 | 191.7919 | 4580 | 75.92 | 50 | 1001 | 75.92 | 0 | 831.3175 | Cooling | 138.5529 | #N/A | #N/A | #N/A | #N/A | 0 | 0 | 0 | 0 | 0 | 831.3175 | #N/A | #N/A | 88 | #N/A | #N/A | #N/A | 0.4618% | 1 | 50% | 0% | 0% | 0% | 8.2745 | 0 | 0 | 0 | 8.2745 | #N/A
2007-07-10 21:00 | 7 | 10 | 21 | 191.8336 | 4581 | 71.96 | 51.98 | 1002 | 71.96 | 0 | 730.7319 | Cooling | 121.7886 | #N/A | #N/A | #N/A | #N/A | 0 | 0 | 0 | 0 | 0 | 730.7319 | #N/A | #N/A | 88 | #N/A | #N/A | #N/A | 0.406% | 1 | 50% | 0% | 0% | 0% | 8.2745 | 0 | 0 | 0 | 8.2745 | #N/A
2007-07-10 22:00 | 7 | 10 | 22 | 191.8753 | 4582 | 69.98 | 53.06 | 1003 | 69.98 | 0 | 76.8163 | Cooling | 12.8027 | #N/A | #N/A | #N/A | #N/A | 0 | 0 | 0 | 0 | 0 | 76.8163 | #N/A | #N/A | 88 | #N/A | #N/A | #N/A | 0.04268% | 1 | 50% | 0% | 0% | 0% | 8.2745 | 0 | 0 | 0 | 8.2745 | #N/A
2007-07-10 23:00 | 7 | 10 | 23 | 191.9169 | 4583 | 69.98 | 53.96 | 1003 | 69.98 | 0 | 101.2414 | Cooling | 16.8736 | #N/A | #N/A | #N/A | #N/A | 0 | 0 | 0 | 0 | 0 | 101.2414 | #N/A | #N/A | 88 | #N/A | #N/A | #N/A | 0.05625% | 1 | 50% | 0% | 0% | 0% | 8.2745 | 0 | 0 | 0 | 8.2745 | #N/A
2007-07-11 | 7 | 11 | 0 | 191.9586 | 4584 | 64.94 | 53.96 | 1003 | 64.94 | 0 | 103.5263 | Cooling | 17.2544 | #N/A | #N/A | #N/A | #N/A | 0 | 0 | 0 | 0 | 0 | 103.5263 | #N/A | #N/A | 88 | #N/A | #N/A | #N/A | 0.05751% | 1 | 50% | 0% | 0% | 0% | 8.2745 | 0 | 0 | 0 | 8.2745 | #N/A
2007-07-11 01:00 | 7 | 11 | 1 | 192.0003 | 4585 | 66.02 | 55.04 | 1003 | 66.02 | 0 | 109.3164 | Cooling | 18.2194 | #N/A | #N/A | #N/A | #N/A | 0 | 0 | 0 | 0 | 0 | 109.3164 | #N/A | #N/A | 88 | #N/A | #N/A | #N/A | 0.06073% | 1 | 50% | 0% | 0% | 0% | 8.2745 | 0 | 0 | 0 | 8.2745 | #N/A
2007-07-11 02:00 | 7 | 11 | 2 | 192.0419 | 4586 | 66.02 | 53.96 | 1003 | 66.02 | 0 | 89.8462 | Cooling | 14.9744 | #N/A | #N/A | #N/A | #N/A | 0 | 0 | 0 | 0 | 0 | 89.8462 | #N/A | #N/A | 88 | #N/A | #N/A | #N/A | 0.04991% | 1 | 50% | 0% | 0% | 0% | 8.2745 | 0 | 0 | 0 | 8.2745 | #N/A
2007-07-11 03:00 | 7 | 11 | 3 | 192.0836 | 4587 | 60.98 | 53.96 | 1003 | 60.98 | 0 | 76.6472 | Cooling | 12.7745 | #N/A | #N/A | #N/A | #N/A | 0 | 0 | 0 | 0 | 0 | 76.6472 | #N/A | #N/A | 88 | #N/A | #N/A | #N/A | 0.04258% | 1 | 50% | 0% | 0% | 0% | 8.2745 | 0 | 0 | 0 | 8.2745 | #N/A
2007-07-11 04:00 | 7 | 11 | 4 | 192.1253 | 4588 | 59 | 53.96 | 1003 | 59 | 0 | 74.3696 | Cooling | 12.3949 | #N/A | #N/A | #N/A | #N/A | 0 | 0 | 0 | 0 | 0 | 74.3696 | #N/A | #N/A | 88 | #N/A | #N/A | #N/A | 0.04132% | 1 | 50% | 0% | 0% | 0% | 8.2745 | 0 | 0 | 0 | 8.2745 | #N/A
2007-07-11 05:00 | 7 | 11 | 5 | 192.1669 | 4589 | 59 | 55.04 | 1004 | 59 | 0 | 95.0756 | Cooling | 15.8459 | #N/A | #N/A | #N/A | #N/A | 0 | 0 | 0 | 0 | 0 | 95.0756 | #N/A | #N/A | 88 | #N/A | #N/A | #N/A | 0.05282% | 1 | 50% | 0% | 0% | 0% | 8.2745 | 0 | 0 | 0 | 8.2745 | #N/A
2007-07-11 06:00 | 7 | 11 | 6 | 192.2086 | 4590 | 62.06 | 55.04 | 1004 | 62.06 | 0 | 623.039 | Cooling | 103.8398 | #N/A | #N/A | #N/A | #N/A | 0 | 0 | 0 | 0 | 0 | 623.039 | #N/A | #N/A | 88 | #N/A | #N/A | #N/A | 0.3461% | 1 | 50% | 0% | 0% | 0% | 8.2745 | 0 | 0 | 0 | 8.2745 | #N/A
2007-07-11 07:00 | 7 | 11 | 7 | 192.2503 | 4591 | 68 | 55.94 | 1005 | 68 | 0 | 831.3738 | Cooling | 138.5623 | #N/A | #N/A | #N/A | #N/A | 0 | 0 | 0 | 0 | 0 | 831.3738 | #N/A | #N/A | 88 | #N/A | #N/A | #N/A | 0.4619% | 1 | 50% | 0% | 0% | 0% | 8.2745 | 0 | 0 | 0 | 8.2745 | #N/A
2007-07-11 08:00 | 7 | 11 | 8 | 192.2919 | 4592 | 68 | 57.02 | 1005 | 68 | 0 | 1073.2215 | Cooling | 178.8702 | #N/A | #N/A | #N/A | #N/A | 0 | 0 | 0 | 0 | 0 | 1073.2215 | #N/A | #N/A | 88 | #N/A | #N/A | #N/A | 0.5962% | 1 | 50% | 0% | 0% | 0% | 8.2745 | 0 | 0 | 0 | 8.2745 | #N/A
2007-07-11 09:00 | 7 | 11 | 9 | 192.3336 | 4593 | 73.94 | 57.92 | 1004 | 73.94 | 0 | 1270.5209 | Cooling | 211.7535 | #N/A | #N/A | #N/A | #N/A | 0 | 0 | 0 | 0 | 0 | 1270.5209 | #N/A | #N/A | 88 | #N/A | #N/A | #N/A | 0.7058% | 1 | 50% | 0% | 0% | 0% | 8.2745 | 0 | 0 | 0 | 8.2745 | #N/A
2007-07-11 10:00 | 7 | 11 | 10 | 192.3753 | 4594 | 77 | 57.02 | 1004 | 77 | 0 | 1534.3715 | Cooling | 255.7286 | #N/A | #N/A | #N/A | #N/A | 0 | 0 | 0 | 0 | 0 | 1534.3715 | #N/A | #N/A | 88 | #N/A | #N/A | #N/A | 0.8524% | 1 | 50% | 0% | 0% | 0% | 8.2745 | 0 | 0 | 0 | 8.2745 | #N/A
2007-07-11 11:00 | 7 | 11 | 11 | 192.4169 | 4595 | 77 | 55.04 | 1004 | 77 | 0 | 1814.9868 | Cooling | 302.4978 | #N/A | #N/A | #N/A | #N/A | 0 | 0 | 0 | 0 | 0 | 1814.9868 | #N/A | #N/A | 88 | #N/A | #N/A | #N/A | 1.008% | 1 | 50% | 0% | 0% | 0% | 8.2745 | 0 | 0 | 0 | 8.2745 | #N/A
2007-07-11 12:00 | 7 | 11 | 12 | 192.4586 | 4596 | 82.04 | 55.04 | 1004 | 82.04 | 0 | 1702.647 | Cooling | 283.7745 | #N/A | #N/A | #N/A | #N/A | 0 | 0 | 0 | 0 | 0 | 1702.647 | #N/A | #N/A | 88 | #N/A | #N/A | #N/A | 0.9459% | 1 | 50% | 0% | 0% | 0% | 8.2745 | 0 | 0 | 0 | 8.2745 | #N/A
2007-07-11 13:00 | 7 | 11 | 13 | 192.5003 | 4597 | 86 | 51.08 | 1004 | 86 | 0 | 1563.9048 | Cooling | 260.6508 | #N/A | #N/A | #N/A | #N/A | 0 | 0 | 0 | 0 | 0 | 1563.9048 | #N/A | #N/A | 88 | #N/A | #N/A | #N/A | 0.8688% | 1 | 50% | 0% | 0% | 0% | 8.2745 | 0 | 0 | 0 | 8.2745 | #N/A
2007-07-11 14:00 | 7 | 11 | 14 | 192.5419 | 4598 | 86 | 50 | 1003 | 86 | 0 | 1464.6448 | Cooling | 244.1075 | #N/A | #N/A | #N/A | #N/A | 0 | 0 | 0 | 0 | 0 | 1464.6448 | #N/A | #N/A | 88 | #N/A | #N/A | #N/A | 0.8137% | 1 | 50% | 0% | 0% | 0% | 8.2745 | 0 | 0 | 0 | 8.2745 | #N/A
2007-07-11 15:00 | 7 | 11 | 15 | 192.5836 | 4599 | 86 | 48.92 | 1003 | 86 | 0 | 1368.2086 | Cooling | 228.0348 | #N/A | #N/A | #N/A | #N/A | 0 | 0 | 0 | 0 | 0 | 1368.2086 | #N/A | #N/A | 88 | #N/A | #N/A | #N/A | 0.7601% | 1 | 50% | 0% | 0% | 0% | 8.2745 | 0 | 0 | 0 | 8.2745 | #N/A
2007-07-11 16:00 | 7 | 11 | 16 | 192.6253 | 4600 | 86 | 51.08 | 1002 | 86 | 0 | 1402.2711 | Cooling | 233.7118 | #N/A | #N/A | #N/A | #N/A | 0 | 0 | 0 | 0 | 0 | 1402.2711 | #N/A | #N/A | 88 | #N/A | #N/A | #N/A | 0.779% | 1 | 50% | 0% | 0% | 0% | 8.2745 | 0 | 0 | 0 | 8.2745 | #N/A
2007-07-11 17:00 | 7 | 11 | 17 | 192.6669 | 4601 | 86 | 51.98 | 1002 | 86 | 0 | 1508.1542 | Cooling | 251.359 | #N/A | #N/A | #N/A | #N/A | 0 | 0 | 0 | 0 | 0 | 1508.1542 | #N/A | #N/A | 88 | #N/A | #N/A | #N/A | 0.8379% | 1 | 50% | 0% | 0% | 0% | 8.2745 | 0 | 0 | 0 | 8.2745 | #N/A
2007-07-11 18:00 | 7 | 11 | 18 | 192.7086 | 4602 | 82.04 | 51.08 | 1002 | 82.04 | 0 | 1322.8905 | Cooling | 220.4818 | #N/A | #N/A | #N/A | #N/A | 0 | 0 | 0 | 0 | 0 | 1322.8905 | #N/A | #N/A | 88 | #N/A | #N/A | #N/A | 0.7349% | 1 | 50% | 0% | 0% | 0% | 8.2745 | 0 | 0 | 0 | 8.2745 | #N/A
2007-07-11 19:00 | 7 | 11 | 19 | 192.7503 | 4603 | 78.08 | 51.08 | 1003 | 78.08 | 0 | 1028.0891 | Cooling | 171.3482 | #N/A | #N/A | #N/A | #N/A | 0 | 0 | 0 | 0 | 0 | 1028.0891 | #N/A | #N/A | 88 | #N/A | #N/A | #N/A | 0.5712% | 1 | 50% | 0% | 0% | 0% | 8.2745 | 0 | 0 | 0 | 8.2745 | #N/A
2007-07-11 20:00 | 7 | 11 | 20 | 192.7919 | 4604 | 78.08 | 53.96 | 1003 | 78.08 | 0 | 986.2414 | Cooling | 164.3736 | #N/A | #N/A | #N/A | #N/A | 0 | 0 | 0 | 0 | 0 | 986.2414 | #N/A | #N/A | 88 | #N/A | #N/A | #N/A | 0.5479% | 1 | 50% | 0% | 0% | 0% | 8.2745 | 0 | 0 | 0 | 8.2745 | #N/A
2007-07-11 21:00 | 7 | 11 | 21 | 192.8336 | 4605 | 73.04 | 55.04 | 1003 | 73.04 | 0 | 911.302 | Cooling | 151.8837 | #N/A | #N/A | #N/A | #N/A | 0 | 0 | 0 | 0 | 0 | 911.302 | #N/A | #N/A | 88 | #N/A | #N/A | #N/A | 0.5063% | 1 | 50% | 0% | 0% | 0% | 8.2745 | 0 | 0 | 0 | 8.2745 | #N/A
2007-07-11 22:00 | 7 | 11 | 22 | 192.8753 | 4606 | 71.96 | 55.04 | 1003 | 71.96 | 0 | 130.3624 | Cooling | 21.7271 | #N/A | #N/A | #N/A | #N/A | 0 | 0 | 0 | 0 | 0 | 130.3624 | #N/A | #N/A | 88 | #N/A | #N/A | #N/A | 0.07242% | 1 | 50% | 0% | 0% | 0% | 8.2745 | 0 | 0 | 0 | 8.2745 | #N/A
2007-07-11 23:00 | 7 | 11 | 23 | 192.9169 | 4607 | 71.96 | 55.94 | 1004 | 71.96 | 0 | 155.9894 | Cooling | 25.9982 | #N/A | #N/A | #N/A | #N/A | 0 | 0 | 0 | 0 | 0 | 155.9894 | #N/A | #N/A | 88 | #N/A | #N/A | #N/A | 0.08666% | 1 | 50% | 0% | 0% | 0% | 8.2745 | 0 | 0 | 0 | 8.2745 | #N/A
2007-07-12 | 7 | 12 | 0 | 192.9586 | 4608 | 68 | 57.02 | 1003 | 68 | 0 | 177.3246 | Cooling | 29.5541 | #N/A | #N/A | #N/A | #N/A | 0 | 0 | 0 | 0 | 0 | 177.3246 | #N/A | #N/A | 88 | #N/A | #N/A | #N/A | 0.09851% | 1 | 50% | 0% | 0% | 0% | 8.2745 | 0 | 0 | 0 | 8.2745 | #N/A
2007-07-12 01:00 | 7 | 12 | 1 | 193.0003 | 4609 | 66.92 | 57.92 | 1004 | 66.92 | 0 | 202.2764 | Cooling | 33.7127 | #N/A | #N/A | #N/A | #N/A | 0 | 0 | 0 | 0 | 0 | 202.2764 | #N/A | #N/A | 88 | #N/A | #N/A | #N/A | 0.1124% | 1 | 50% | 0% | 0% | 0% | 8.2745 | 0 | 0 | 0 | 8.2745 | #N/A
2007-07-12 02:00 | 7 | 12 | 2 | 193.0419 | 4610 | 66.92 | 57.92 | 1003 | 66.92 | 0 | 208.8314 | Cooling | 34.8052 | #N/A | #N/A | #N/A | #N/A | 0 | 0 | 0 | 0 | 0 | 208.8314 | #N/A | #N/A | 88 | #N/A | #N/A | #N/A | 0.116% | 1 | 50% | 0% | 0% | 0% | 8.2745 | 0 | 0 | 0 | 8.2745 | #N/A
2007-07-12 03:00 | 7 | 12 | 3 | 193.0836 | 4611 | 66.02 | 57.92 | 1003 | 66.02 | 0 | 190.6555 | Cooling | 31.7759 | #N/A | #N/A | #N/A | #N/A | 0 | 0 | 0 | 0 | 0 | 190.6555 | #N/A | #N/A | 88 | #N/A | #N/A | #N/A | 0.1059% | 1 | 50% | 0% | 0% | 0% | 8.2745 | 0 | 0 | 0 | 8.2745 | #N/A
2007-07-12 04:00 | 7 | 12 | 4 | 193.1253 | 4612 | 66.02 | 57.92 | 1003 | 66.02 | 0 | 186.3805 | Cooling | 31.0634 | #N/A | #N/A | #N/A | #N/A | 0 | 0 | 0 | 0 | 0 | 186.3805 | #N/A | #N/A | 88 | #N/A | #N/A | #N/A | 0.1035% | 1 | 50% | 0% | 0% | 0% | 8.2745 | 0 | 0 | 0 | 8.2745 | #N/A
2007-07-12 05:00 | 7 | 12 | 5 | 193.1669 | 4613 | 66.02 | 57.92 | 1003 | 66.02 | 0 | 206.9317 | Cooling | 34.4886 | #N/A | #N/A | #N/A | #N/A | 0 | 0 | 0 | 0 | 0 | 206.9317 | #N/A | #N/A | 88 | #N/A | #N/A | #N/A | 0.115% | 1 | 50% | 0% | 0% | 0% | 8.2745 | 0 | 0 | 0 | 8.2745 | #N/A
2007-07-12 06:00 | 7 | 12 | 6 | 193.2086 | 4614 | 66.02 | 59 | 1003 | 66.02 | 0 | 1079.7791 | Cooling | 179.9632 | #N/A | #N/A | #N/A | #N/A | 0 | 0 | 0 | 0 | 0 | 1079.7791 | #N/A | #N/A | 88 | #N/A | #N/A | #N/A | 0.5999% | 1 | 50% | 0% | 0% | 0% | 8.2745 | 0 | 0 | 0 | 8.2745 | #N/A
2007-07-12 07:00 | 7 | 12 | 7 | 193.2503 | 4615 | 69.08 | 60.08 | 1003 | 69.08 | 0 | 1224.8034 | Cooling | 204.1339 | #N/A | #N/A | #N/A | #N/A | 0 | 0 | 0 | 0 | 0 | 1224.8034 | #N/A | #N/A | 88 | #N/A | #N/A | #N/A | 0.6804% | 1 | 50% | 0% | 0% | 0% | 8.2745 | 0 | 0 | 0 | 8.2745 | #N/A
2007-07-12 08:00 | 7 | 12 | 8 | 193.2919 | 4616 | 69.08 | 60.98 | 1004 | 69.08 | 0 | 1518.3385 | Cooling | 253.0564 | #N/A | #N/A | #N/A | #N/A | 0 | 0 | 0 | 0 | 0 | 1518.3385 | #N/A | #N/A | 88 | #N/A | #N/A | #N/A | 0.8435% | 1 | 50% | 0% | 0% | 0% | 8.2745 | 0 | 0 | 0 | 8.2745 | #N/A
2007-07-12 09:00 | 7 | 12 | 9 | 193.3336 | 4617 | 77 | 60.98 | 1003 | 77 | 0 | 1590.6565 | Cooling | 265.1094 | #N/A | #N/A | #N/A | #N/A | 0 | 0 | 0 | 0 | 0 | 1590.6565 | #N/A | #N/A | 88 | #N/A | #N/A | #N/A | 0.8837% | 1 | 50% | 0% | 0% | 0% | 8.2745 | 0 | 0 | 0 | 8.2745 | #N/A
2007-07-12 10:00 | 7 | 12 | 10 | 193.3753 | 4618 | 78.98 | 60.98 | 1004 | 78.98 | 0 | 1565.5015 | Cooling | 260.9169 | #N/A | #N/A | #N/A | #N/A | 0 | 0 | 0 | 0 | 0 | 1565.5015 | #N/A | #N/A | 88 | #N/A | #N/A | #N/A | 0.8697% | 1 | 50% | 0% | 0% | 0% | 8.2745 | 0 | 0 | 0 | 8.2745 | #N/A
2007-07-12 11:00 | 7 | 12 | 11 | 193.4169 | 4619 | 78.98 | 62.06 | 1005 | 78.98 | 0 | 1682.521 | Cooling | 280.4202 | #N/A | #N/A | #N/A | #N/A | 0 | 0 | 0 | 0 | 0 | 1682.521 | #N/A | #N/A | 88 | #N/A | #N/A | #N/A | 0.9347% | 1 | 50% | 0% | 0% | 0% | 8.2745 | 0 | 0 | 0 | 8.2745 | #N/A
2007-07-12 12:00 | 7 | 12 | 12 | 193.4586 | 4620 | 84.02 | 62.06 | 1004 | 84.02 | 0 | 1687.2886 | Cooling | 281.2148 | #N/A | #N/A | #N/A | #N/A | 0 | 0 | 0 | 0 | 0 | 1687.2886 | #N/A | #N/A | 88 | #N/A | #N/A | #N/A | 0.9374% | 1 | 50% | 0% | 0% | 0% | 8.2745 | 0 | 0 | 0 | 8.2745 | #N/A
2007-07-12 13:00 | 7 | 12 | 13 | 193.5003 | 4621 | 86 | 62.06 | 1004 | 86 | 0 | 1750.1972 | Cooling | 291.6995 | #N/A | #N/A | #N/A | #N/A | 0 | 0 | 0 | 0 | 0 | 1750.1972 | #N/A | #N/A | 88 | #N/A | #N/A | #N/A | 0.9723% | 1 | 50% | 0% | 0% | 0% | 8.2745 | 0 | 0 | 0 | 8.2745 | #N/A
2007-07-12 14:00 | 7 | 12 | 14 | 193.5419 | 4622 | 86 | 60.08 | 1004 | 86 | 0 | 1740.8813 | Cooling | 290.1469 | #N/A | #N/A | #N/A | #N/A | 0 | 0 | 0 | 0 | 0 | 1740.8813 | #N/A | #N/A | 88 | #N/A | #N/A | #N/A | 0.9672% | 1 | 50% | 0% | 0% | 0% | 8.2745 | 0 | 0 | 0 | 8.2745 | #N/A
2007-07-12 15:00 | 7 | 12 | 15 | 193.5836 | 4623 | 87.08 | 60.08 | 1004 | 87.08 | 0 | 1699.8582 | Cooling | 283.3097 | #N/A | #N/A | #N/A | #N/A | 0 | 0 | 0 | 0 | 0 | 1699.8582 | #N/A | #N/A | 88 | #N/A | #N/A | #N/A | 0.9444% | 1 | 50% | 0% | 0% | 0% | 8.2745 | 0 | 0 | 0 | 8.2745 | #N/A
2007-07-12 16:00 | 7 | 12 | 16 | 193.6253 | 4624 | 86 | 59 | 1004 | 86 | 0 | 1600.1983 | Cooling | 266.6997 | #N/A | #N/A | #N/A | #N/A | 0 | 0 | 0 | 0 | 0 | 1600.1983 | #N/A | #N/A | 88 | #N/A | #N/A | #N/A | 0.889% | 1 | 50% | 0% | 0% | 0% | 8.2745 | 0 | 0 | 0 | 8.2745 | #N/A
2007-07-12 17:00 | 7 | 12 | 17 | 193.6669 | 4625 | 86 | 60.08 | 1004 | 86 | 0 | 1564.2032 | Cooling | 260.7005 | #N/A | #N/A | #N/A | #N/A | 0 | 0 | 0 | 0 | 0 | 1564.2032 | #N/A | #N/A | 88 | #N/A | #N/A | #N/A | 0.869% | 1 | 50% | 0% | 0% | 0% | 8.2745 | 0 | 0 | 0 | 8.2745 | #N/A
2007-07-12 18:00 | 7 | 12 | 18 | 193.7086 | 4626 | 84.02 | 59 | 1004 | 84.02 | 0 | 1483.5437 | Cooling | 247.2573 | #N/A | #N/A | #N/A | #N/A | 0 | 0 | 0 | 0 | 0 | 1483.5437 | #N/A | #N/A | 88 | #N/A | #N/A | #N/A | 0.8242% | 1 | 50% | 0% | 0% | 0% | 8.2745 | 0 | 0 | 0 | 8.2745 | #N/A
2007-07-12 19:00 | 7 | 12 | 19 | 193.7503 | 4627 | 80.96 | 60.08 | 1005 | 80.96 | 0 | 1481.8116 | Cooling | 246.9686 | #N/A | #N/A | #N/A | #N/A | 0 | 0 | 0 | 0 | 0 | 1481.8116 | #N/A | #N/A | 88 | #N/A | #N/A | #N/A | 0.8232% | 1 | 50% | 0% | 0% | 0% | 8.2745 | 0 | 0 | 0 | 8.2745 | #N/A
2007-07-12 20:00 | 7 | 12 | 20 | 193.7919 | 4628 | 80.96 | 60.08 | 1005 | 80.96 | 0 | 1433.1108 | Cooling | 238.8518 | #N/A | #N/A | #N/A | #N/A | 0 | 0 | 0 | 0 | 0 | 1433.1108 | #N/A | #N/A | 88 | #N/A | #N/A | #N/A | 0.7962% | 1 | 50% | 0% | 0% | 0% | 8.2745 | 0 | 0 | 0 | 8.2745 | #N/A
2007-07-12 21:00 | 7 | 12 | 21 | 193.8336 | 4629 | 75.02 | 60.08 | 1006 | 75.02 | 0 | 1367.2977 | Cooling | 227.8829 | #N/A | #N/A | #N/A | #N/A | 0 | 0 | 0 | 0 | 0 | 1367.2977 | #N/A | #N/A | 88 | #N/A | #N/A | #N/A | 0.7596% | 1 | 50% | 0% | 0% | 0% | 8.2745 | 0 | 0 | 0 | 8.2745 | #N/A
2007-07-12 22:00 | 7 | 12 | 22 | 193.8753 | 4630 | 75.92 | 59 | 1006 | 75.92 | 0 | 165.0205 | Cooling | 27.5034 | #N/A | #N/A | #N/A | #N/A | 0 | 0 | 0 | 0 | 0 | 165.0205 | #N/A | #N/A | 88 | #N/A | #N/A | #N/A | 0.09168% | 1 | 50% | 0% | 0% | 0% | 8.2745 | 0 | 0 | 0 | 8.2745 | #N/A
2007-07-12 23:00 | 7 | 12 | 23 | 193.9169 | 4631 | 75.92 | 59 | 1006 | 75.92 | 0 | 194.5273 | Cooling | 32.4212 | #N/A | #N/A | #N/A | #N/A | 0 | 0 | 0 | 0 | 0 | 194.5273 | #N/A | #N/A | 88 | #N/A | #N/A | #N/A | 0.1081% | 1 | 50% | 0% | 0% | 0% | 8.2745 | 0 | 0 | 0 | 8.2745 | #N/A
2007-07-13 | 7 | 13 | 0 | 193.9586 | 4632 | 71.06 | 59 | 1006 | 71.06 | 0 | 162.5877 | Cooling | 27.0979 | #N/A | #N/A | #N/A | #N/A | 0 | 0 | 0 | 0 | 0 | 162.5877 | #N/A | #N/A | 88 | #N/A | #N/A | #N/A | 0.09033% | 1 | 50% | 0% | 0% | 0% | 8.2745 | 0 | 0 | 0 | 8.2745 | #N/A
2007-07-13 01:00 | 7 | 13 | 1 | 194.0003 | 4633 | 69.98 | 57.92 | 1006 | 69.98 | 0 | 138.4893 | Cooling | 23.0815 | #N/A | #N/A | #N/A | #N/A | 0 | 0 | 0 | 0 | 0 | 138.4893 | #N/A | #N/A | 88 | #N/A | #N/A | #N/A | 0.07694% | 1 | 50% | 0% | 0% | 0% | 8.2745 | 0 | 0 | 0 | 8.2745 | #N/A
2007-07-13 02:00 | 7 | 13 | 2 | 194.0419 | 4634 | 69.98 | 57.02 | 1006 | 69.98 | 0 | 110.9286 | Cooling | 18.4881 | #N/A | #N/A | #N/A | #N/A | 0 | 0 | 0 | 0 | 0 | 110.9286 | #N/A | #N/A | 88 | #N/A | #N/A | #N/A | 0.06163% | 1 | 50% | 0% | 0% | 0% | 8.2745 | 0 | 0 | 0 | 8.2745 | #N/A
2007-07-13 03:00 | 7 | 13 | 3 | 194.0836 | 4635 | 66.92 | 55.04 | 1007 | 66.92 | 0 | 74.4322 | Cooling | 12.4054 | #N/A | #N/A | #N/A | #N/A | 0 | 0 | 0 | 0 | 0 | 74.4322 | #N/A | #N/A | 88 | #N/A | #N/A | #N/A | 0.04135% | 1 | 50% | 0% | 0% | 0% | 8.2745 | 0 | 0 | 0 | 8.2745 | #N/A
2007-07-13 04:00 | 7 | 13 | 4 | 194.1253 | 4636 | 66.92 | 55.04 | 1007 | 66.92 | 0 | 58.0749 | Cooling | 9.6792 | #N/A | #N/A | #N/A | #N/A | 0 | 0 | 0 | 0 | 0 | 58.0749 | #N/A | #N/A | 88 | #N/A | #N/A | #N/A | 0.03226% | 1 | 50% | 0% | 0% | 0% | 8.2745 | 0 | 0 | 0 | 8.2745 | #N/A
2007-07-13 05:00 | 7 | 13 | 5 | 194.1669 | 4637 | 66.92 | 55.04 | 1007 | 66.92 | 0 | 66.3899 | Cooling | 11.065 | #N/A | #N/A | #N/A | #N/A | 0 | 0 | 0 | 0 | 0 | 66.3899 | #N/A | #N/A | 88 | #N/A | #N/A | #N/A | 0.03688% | 1 | 50% | 0% | 0% | 0% | 8.2745 | 0 | 0 | 0 | 8.2745 | #N/A
2007-07-13 06:00 | 7 | 13 | 6 | 194.2086 | 4638 | 69.08 | 57.02 | 1008 | 69.08 | 0 | 540.4915 | Cooling | 90.0819 | #N/A | #N/A | #N/A | #N/A | 0 | 0 | 0 | 0 | 0 | 540.4915 | #N/A | #N/A | 88 | #N/A | #N/A | #N/A | 0.3003% | 1 | 50% | 0% | 0% | 0% | 8.2745 | 0 | 0 | 0 | 8.2745 | #N/A
2007-07-13 07:00 | 7 | 13 | 7 | 194.2503 | 4639 | 73.94 | 59 | 1009 | 73.94 | 0 | 839.6144 | Cooling | 139.9357 | #N/A | #N/A | #N/A | #N/A | 0 | 0 | 0 | 0 | 0 | 839.6144 | #N/A | #N/A | 88 | #N/A | #N/A | #N/A | 0.4665% | 1 | 50% | 0% | 0% | 0% | 8.2745 | 0 | 0 | 0 | 8.2745 | #N/A
2007-07-13 08:00 | 7 | 13 | 8 | 194.2919 | 4640 | 73.94 | 57.92 | 1009 | 73.94 | 0 | 1169.9663 | Cooling | 194.9944 | #N/A | #N/A | #N/A | #N/A | 0 | 0 | 0 | 0 | 0 | 1169.9663 | #N/A | #N/A | 88 | #N/A | #N/A | #N/A | 0.65% | 1 | 50% | 0% | 0% | 0% | 8.2745 | 0 | 0 | 0 | 8.2745 | #N/A
2007-07-13 09:00 | 7 | 13 | 9 | 194.3336 | 4641 | 78.98 | 57.02 | 1009 | 78.98 | 0 | 1338.7925 | Cooling | 223.1321 | #N/A | #N/A | #N/A | #N/A | 0 | 0 | 0 | 0 | 0 | 1338.7925 | #N/A | #N/A | 88 | #N/A | #N/A | #N/A | 0.7438% | 1 | 50% | 0% | 0% | 0% | 8.2745 | 0 | 0 | 0 | 8.2745 | #N/A
2007-07-13 10:00 | 7 | 13 | 10 | 194.3753 | 4642 | 80.96 | 53.96 | 1008 | 80.96 | 0 | 1223.4524 | Cooling | 203.9087 | #N/A | #N/A | #N/A | #N/A | 0 | 0 | 0 | 0 | 0 | 1223.4524 | #N/A | #N/A | 88 | #N/A | #N/A | #N/A | 0.6797% | 1 | 50% | 0% | 0% | 0% | 8.2745 | 0 | 0 | 0 | 8.2745 | #N/A
2007-07-13 11:00 | 7 | 13 | 11 | 194.4169 | 4643 | 80.96 | 48.92 | 1009 | 80.96 | 0 | 917.8033 | Cooling | 152.9672 | #N/A | #N/A | #N/A | #N/A | 0 | 0 | 0 | 0 | 0 | 917.8033 | #N/A | #N/A | 88 | #N/A | #N/A | #N/A | 0.5099% | 1 | 50% | 0% | 0% | 0% | 8.2745 | 0 | 0 | 0 | 8.2745 | #N/A
2007-07-13 12:00 | 7 | 13 | 12 | 194.4586 | 4644 | 84.92 | 48.02 | 1008 | 84.92 | 0 | 860.8483 | Cooling | 143.4747 | #N/A | #N/A | #N/A | #N/A | 0 | 0 | 0 | 0 | 0 | 860.8483 | #N/A | #N/A | 88 | #N/A | #N/A | #N/A | 0.4782% | 1 | 50% | 0% | 0% | 0% | 8.2745 | 0 | 0 | 0 | 8.2745 | #N/A
2007-07-13 13:00 | 7 | 13 | 13 | 194.5003 | 4645 | 86 | 46.04 | 1008 | 86 | 0 | 937.2955 | Cooling | 156.2159 | #N/A | #N/A | #N/A | #N/A | 0 | 0 | 0 | 0 | 0 | 937.2955 | #N/A | #N/A | 88 | #N/A | #N/A | #N/A | 0.5207% | 1 | 50% | 0% | 0% | 0% | 8.2745 | 0 | 0 | 0 | 8.2745 | #N/A
2007-07-13 14:00 | 7 | 13 | 14 | 194.5419 | 4646 | 86 | 46.94 | 1008 | 86 | 0 | 1059.8992 | Cooling | 176.6499 | #N/A | #N/A | #N/A | #N/A | 0 | 0 | 0 | 0 | 0 | 1059.8992 | #N/A | #N/A | 88 | #N/A | #N/A | #N/A | 0.5888% | 1 | 50% | 0% | 0% | 0% | 8.2745 | 0 | 0 | 0 | 8.2745 | #N/A
2007-07-13 15:00 | 7 | 13 | 15 | 194.5836 | 4647 | 87.08 | 48.92 | 1007 | 87.08 | 0 | 1088.1399 | Cooling | 181.3567 | #N/A | #N/A | #N/A | #N/A | 0 | 0 | 0 | 0 | 0 | 1088.1399 | #N/A | #N/A | 88 | #N/A | #N/A | #N/A | 0.6045% | 1 | 50% | 0% | 0% | 0% | 8.2745 | 0 | 0 | 0 | 8.2745 | #N/A
2007-07-13 16:00 | 7 | 13 | 16 | 194.6253 | 4648 | 86 | 50 | 1007 | 86 | 0 | 1186.3966 | Cooling | 197.7328 | #N/A | #N/A | #N/A | #N/A | 0 | 0 | 0 | 0 | 0 | 1186.3966 | #N/A | #N/A | 88 | #N/A | #N/A | #N/A | 0.6591% | 1 | 50% | 0% | 0% | 0% | 8.2745 | 0 | 0 | 0 | 8.2745 | #N/A
2007-07-13 17:00 | 7 | 13 | 17 | 194.6669 | 4649 | 86 | 51.08 | 1007 | 86 | 0 | 1159.7149 | Cooling | 193.2858 | #N/A | #N/A | #N/A | #N/A | 0 | 0 | 0 | 0 | 0 | 1159.7149 | #N/A | #N/A | 88 | #N/A | #N/A | #N/A | 0.6443% | 1 | 50% | 0% | 0% | 0% | 8.2745 | 0 | 0 | 0 | 8.2745 | #N/A
2007-07-13 18:00 | 7 | 13 | 18 | 194.7086 | 4650 | 84.92 | 51.08 | 1006 | 84.92 | 0 | 143.4759 | Cooling | 23.9126 | #N/A | #N/A | #N/A | #N/A | 0 | 0 | 0 | 0 | 0 | 143.4759 | #N/A | #N/A | 88 | #N/A | #N/A | #N/A | 0.07971% | 1 | 50% | 0% | 0% | 0% | 8.2745 | 0 | 0 | 0 | 8.2745 | #N/A
2007-07-13 19:00 | 7 | 13 | 19 | 194.7503 | 4651 | 82.94 | 51.98 | 1006 | 82.94 | 0 | 162.6168 | Cooling | 27.1028 | #N/A | #N/A | #N/A | #N/A | 0 | 0 | 0 | 0 | 0 | 162.6168 | #N/A | #N/A | 88 | #N/A | #N/A | #N/A | 0.09034% | 1 | 50% | 0% | 0% | 0% | 8.2745 | 0 | 0 | 0 | 8.2745 | #N/A
2007-07-13 20:00 | 7 | 13 | 20 | 194.7919 | 4652 | 82.94 | 53.96 | 1006 | 82.94 | 0 | 151.6121 | Cooling | 25.2687 | #N/A | #N/A | #N/A | #N/A | 0 | 0 | 0 | 0 | 0 | 151.6121 | #N/A | #N/A | 88 | #N/A | #N/A | #N/A | 0.08423% | 1 | 50% | 0% | 0% | 0% | 8.2745 | 0 | 0 | 0 | 8.2745 | #N/A
2007-07-13 21:00 | 7 | 13 | 21 | 194.8336 | 4653 | 78.98 | 55.94 | 1007 | 78.98 | 0 | 125.2563 | Cooling | 20.876 | #N/A | #N/A | #N/A | #N/A | 0 | 0 | 0 | 0 | 0 | 125.2563 | #N/A | #N/A | 88 | #N/A | #N/A | #N/A | 0.06959% | 1 | 50% | 0% | 0% | 0% | 8.2745 | 0 | 0 | 0 | 8.2745 | #N/A
2007-07-13 22:00 | 7 | 13 | 22 | 194.8753 | 4654 | 77 | 57.02 | 1006 | 77 | 0 | 105.8579 | Cooling | 17.643 | #N/A | #N/A | #N/A | #N/A | 0 | 0 | 0 | 0 | 0 | 105.8579 | #N/A | #N/A | 88 | #N/A | #N/A | #N/A | 0.05881% | 1 | 50% | 0% | 0% | 0% | 8.2745 | 0 | 0 | 0 | 8.2745 | #N/A
2007-07-13 23:00 | 7 | 13 | 23 | 194.9169 | 4655 | 77 | 57.92 | 1007 | 77 | 0 | 87.1928 | Cooling | 14.5321 | #N/A | #N/A | #N/A | #N/A | 0 | 0 | 0 | 0 | 0 | 87.1928 | #N/A | #N/A | 88 | #N/A | #N/A | #N/A | 0.04844% | 1 | 50% | 0% | 0% | 0% | 8.2745 | 0 | 0 | 0 | 8.2745 | #N/A
2007-07-14 | 7 | 14 | 0 | 194.9586 | 4656 | 73.94 | 55.94 | 1006 | 73.94 | 0 | 74.1448 | Cooling | 12.3575 | #N/A | #N/A | #N/A | #N/A | 0 | 0 | 0 | 0 | 0 | 74.1448 | #N/A | #N/A | 88 | #N/A | #N/A | #N/A | 0.04119% | 1 | 50% | 0% | 0% | 0% | 8.2745 | 0 | 0 | 0 | 8.2745 | #N/A
2007-07-14 01:00 | 7 | 14 | 1 | 195.0003 | 4657 | 73.04 | 55.94 | 1006 | 73.04 | 0 | 63.7635 | Cooling | 10.6273 | #N/A | #N/A | #N/A | #N/A | 0 | 0 | 0 | 0 | 0 | 63.7635 | #N/A | #N/A | 88 | #N/A | #N/A | #N/A | 0.03542% | 1 | 50% | 0% | 0% | 0% | 8.2745 | 0 | 0 | 0 | 8.2745 | #N/A
2007-07-14 02:00 | 7 | 14 | 2 | 195.0419 | 4658 | 73.04 | 57.02 | 1006 | 73.04 | 0 | 70.0196 | Cooling | 11.6699 | #N/A | #N/A | #N/A | #N/A | 0 | 0 | 0 | 0 | 0 | 70.0196 | #N/A | #N/A | 88 | #N/A | #N/A | #N/A | 0.0389% | 1 | 50% | 0% | 0% | 0% | 8.2745 | 0 | 0 | 0 | 8.2745 | #N/A
2007-07-14 03:00 | 7 | 14 | 3 | 195.0836 | 4659 | 69.08 | 57.02 | 1006 | 69.08 | 0 | 73.5347 | Cooling | 12.2558 | #N/A | #N/A | #N/A | #N/A | 0 | 0 | 0 | 0 | 0 | 73.5347 | #N/A | #N/A | 88 | #N/A | #N/A | #N/A | 0.04085% | 1 | 50% | 0% | 0% | 0% | 8.2745 | 0 | 0 | 0 | 8.2745 | #N/A
2007-07-14 04:00 | 7 | 14 | 4 | 195.1253 | 4660 | 68 | 57.92 | 1006 | 68 | 0 | 81.359 | Cooling | 13.5598 | #N/A | #N/A | #N/A | #N/A | 0 | 0 | 0 | 0 | 0 | 81.359 | #N/A | #N/A | 88 | #N/A | #N/A | #N/A | 0.0452% | 1 | 50% | 0% | 0% | 0% | 8.2745 | 0 | 0 | 0 | 8.2745 | #N/A
2007-07-14 05:00 | 7 | 14 | 5 | 195.1669 | 4661 | 68 | 57.02 | 1006 | 68 | 0 | 106.0666 | Cooling | 17.6778 | #N/A | #N/A | #N/A | #N/A | 0 | 0 | 0 | 0 | 0 | 106.0666 | #N/A | #N/A | 88 | #N/A | #N/A | #N/A | 0.05893% | 1 | 50% | 0% | 0% | 0% | 8.2745 | 0 | 0 | 0 | 8.2745 | #N/A
2007-07-14 06:00 | 7 | 14 | 6 | 195.2086 | 4662 | 68 | 57.02 | 1007 | 68 | 0 | 148.5158 | Cooling | 24.7526 | #N/A | #N/A | #N/A | #N/A | 0 | 0 | 0 | 0 | 0 | 148.5158 | #N/A | #N/A | 88 | #N/A | #N/A | #N/A | 0.08251% | 1 | 50% | 0% | 0% | 0% | 8.2745 | 0 | 0 | 0 | 8.2745 | #N/A
2007-07-14 07:00 | 7 | 14 | 7 | 195.2503 | 4663 | 71.96 | 57.92 | 1005 | 71.96 | 0 | 193.3049 | Cooling | 32.2175 | #N/A | #N/A | #N/A | #N/A | 0 | 0 | 0 | 0 | 0 | 193.3049 | #N/A | #N/A | 88 | #N/A | #N/A | #N/A | 0.1074% | 1 | 50% | 0% | 0% | 0% | 8.2745 | 0 | 0 | 0 | 8.2745 | #N/A
2007-07-14 08:00 | 7 | 14 | 8 | 195.2919 | 4664 | 71.96 | 59 | 1005 | 71.96 | 0 | 235.1098 | Cooling | 39.185 | #N/A | #N/A | #N/A | #N/A | 0 | 0 | 0 | 0 | 0 | 235.1098 | #N/A | #N/A | 88 | #N/A | #N/A | #N/A | 0.1306% | 1 | 50% | 0% | 0% | 0% | 8.2745 | 0 | 0 | 0 | 8.2745 | #N/A
2007-07-14 09:00 | 7 | 14 | 9 | 195.3336 | 4665 | 77 | 60.08 | 1005 | 77 | 0 | 220.6109 | Cooling | 36.7685 | #N/A | #N/A | #N/A | #N/A | 0 | 0 | 0 | 0 | 0 | 220.6109 | #N/A | #N/A | 88 | #N/A | #N/A | #N/A | 0.1226% | 1 | 50% | 0% | 0% | 0% | 8.2745 | 0 | 0 | 0 | 8.2745 | #N/A
2007-07-14 10:00 | 7 | 14 | 10 | 195.3753 | 4666 | 77 | 60.98 | 1005 | 77 | 0 | 162.2013 | Cooling | 27.0336 | #N/A | #N/A | #N/A | #N/A | 0 | 0 | 0 | 0 | 0 | 162.2013 | #N/A | #N/A | 88 | #N/A | #N/A | #N/A | 0.09011% | 1 | 50% | 0% | 0% | 0% | 8.2745 | 0 | 0 | 0 | 8.2745 | #N/A
2007-07-14 11:00 | 7 | 14 | 11 | 195.4169 | 4667 | 78.98 | 60.98 | 1004 | 78.98 | 0 | 191.059 | Cooling | 31.8432 | #N/A | #N/A | #N/A | #N/A | 0 | 0 | 0 | 0 | 0 | 191.059 | #N/A | #N/A | 88 | #N/A | #N/A | #N/A | 0.1061% | 1 | 50% | 0% | 0% | 0% | 8.2745 | 0 | 0 | 0 | 8.2745 | #N/A
2007-07-14 12:00 | 7 | 14 | 12 | 195.4586 | 4668 | 80.06 | 60.98 | 1004 | 80.06 | 0 | 201.3325 | Cooling | 33.5554 | #N/A | #N/A | #N/A | #N/A | 0 | 0 | 0 | 0 | 0 | 201.3325 | #N/A | #N/A | 88 | #N/A | #N/A | #N/A | 0.1119% | 1 | 50% | 0% | 0% | 0% | 8.2745 | 0 | 0 | 0 | 8.2745 | #N/A
2007-07-14 13:00 | 7 | 14 | 13 | 195.5003 | 4669 | 80.96 | 62.96 | 1003 | 80.96 | 0 | 238.0838 | Cooling | 39.6806 | #N/A | #N/A | #N/A | #N/A | 0 | 0 | 0 | 0 | 0 | 238.0838 | #N/A | #N/A | 88 | #N/A | #N/A | #N/A | 0.1323% | 1 | 50% | 0% | 0% | 0% | 8.2745 | 0 | 0 | 0 | 8.2745 | #N/A
2007-07-14 14:00 | 7 | 14 | 14 | 195.5419 | 4670 | 80.96 | 64.04 | 1003 | 80.96 | 0 | 401.1553 | Cooling | 66.8592 | #N/A | #N/A | #N/A | #N/A | 0 | 0 | 0 | 0 | 0 | 401.1553 | #N/A | #N/A | 88 | #N/A | #N/A | #N/A | 0.2229% | 1 | 50% | 0% | 0% | 0% | 8.2745 | 0 | 0 | 0 | 8.2745 | #N/A
2007-07-14 15:00 | 7 | 14 | 15 | 195.5836 | 4671 | 82.04 | 66.02 | 1002 | 82.04 | 0 | 681.0572 | Cooling | 113.5095 | #N/A | #N/A | #N/A | #N/A | 0 | 0 | 0 | 0 | 0 | 681.0572 | #N/A | #N/A | 88 | #N/A | #N/A | #N/A | 0.3784% | 1 | 50% | 0% | 0% | 0% | 8.2745 | 0 | 0 | 0 | 8.2745 | #N/A
2007-07-14 16:00 | 7 | 14 | 16 | 195.6253 | 4672 | 82.94 | 66.92 | 1001 | 82.94 | 0 | 986.6875 | Cooling | 164.4479 | #N/A | #N/A | #N/A | #N/A | 0 | 0 | 0 | 0 | 0 | 986.6875 | #N/A | #N/A | 88 | #N/A | #N/A | #N/A | 0.5482% | 1 | 50% | 0% | 0% | 0% | 8.2745 | 0 | 0 | 0 | 8.2745 | #N/A
2007-07-14 17:00 | 7 | 14 | 17 | 195.6669 | 4673 | 82.94 | 68 | 1001 | 82.94 | 0 | 1195.6095 | Cooling | 199.2683 | #N/A | #N/A | #N/A | #N/A | 0 | 0 | 0 | 0 | 0 | 1195.6095 | #N/A | #N/A | 88 | #N/A | #N/A | #N/A | 0.6642% | 1 | 50% | 0% | 0% | 0% | 8.2745 | 0 | 0 | 0 | 8.2745 | #N/A
2007-07-14 18:00 | 7 | 14 | 18 | 195.7086 | 4674 | 78.98 | 69.08 | 1001 | 78.98 | 0 | 1301.319 | Cooling | 216.8865 | #N/A | #N/A | #N/A | #N/A | 0 | 0 | 0 | 0 | 0 | 1301.319 | #N/A | #N/A | 88 | #N/A | #N/A | #N/A | 0.723% | 1 | 50% | 0% | 0% | 0% | 8.2745 | 0 | 0 | 0 | 8.2745 | #N/A
2007-07-14 19:00 | 7 | 14 | 19 | 195.7503 | 4675 | 78.08 | 69.08 | 1001 | 78.08 | 0 | 1140.4461 | Cooling | 190.0743 | #N/A | #N/A | #N/A | #N/A | 0 | 0 | 0 | 0 | 0 | 1140.4461 | #N/A | #N/A | 88 | #N/A | #N/A | #N/A | 0.6336% | 1 | 50% | 0% | 0% | 0% | 8.2745 | 0 | 0 | 0 | 8.2745 | #N/A
2007-07-14 20:00 | 7 | 14 | 20 | 195.7919 | 4676 | 78.08 | 68 | 1001 | 78.08 | 0 | 1001.2187 | Cooling | 166.8698 | #N/A | #N/A | #N/A | #N/A | 0 | 0 | 0 | 0 | 0 | 1001.2187 | #N/A | #N/A | 88 | #N/A | #N/A | #N/A | 0.5562% | 1 | 50% | 0% | 0% | 0% | 8.2745 | 0 | 0 | 0 | 8.2745 | #N/A
2007-07-14 21:00 | 7 | 14 | 21 | 195.8336 | 4677 | 77 | 68 | 1001 | 77 | 0 | 796.6536 | Cooling | 132.7756 | #N/A | #N/A | #N/A | #N/A | 0 | 0 | 0 | 0 | 0 | 796.6536 | #N/A | #N/A | 88 | #N/A | #N/A | #N/A | 0.4426% | 1 | 50% | 0% | 0% | 0% | 8.2745 | 0 | 0 | 0 | 8.2745 | #N/A
2007-07-14 22:00 | 7 | 14 | 22 | 195.8753 | 4678 | 75.92 | 66.92 | 1000 | 75.92 | 0 | 554.6451 | Cooling | 92.4408 | #N/A | #N/A | #N/A | #N/A | 0 | 0 | 0 | 0 | 0 | 554.6451 | #N/A | #N/A | 88 | #N/A | #N/A | #N/A | 0.3081% | 1 | 50% | 0% | 0% | 0% | 8.2745 | 0 | 0 | 0 | 8.2745 | #N/A
2007-07-14 23:00 | 7 | 14 | 23 | 195.9169 | 4679 | 75.92 | 66.92 | 1000 | 75.92 | 0 | 314.4544 | Cooling | 52.4091 | #N/A | #N/A | #N/A | #N/A | 0 | 0 | 0 | 0 | 0 | 314.4544 | #N/A | #N/A | 88 | #N/A | #N/A | #N/A | 0.1747% | 1 | 50% | 0% | 0% | 0% | 8.2745 | 0 | 0 | 0 | 8.2745 | #N/A
2007-07-15 | 7 | 15 | 0 | 195.9586 | 4680 | 73.94 | 66.92 | 1000 | 73.94 | 0 | 350.6127 | Cooling | 58.4355 | #N/A | #N/A | #N/A | #N/A | 0 | 0 | 0 | 0 | 0 | 350.6127 | #N/A | #N/A | 88 | #N/A | #N/A | #N/A | 0.1948% | 1 | 50% | 0% | 0% | 0% | 8.2745 | 0 | 0 | 0 | 8.2745 | #N/A
2007-07-15 01:00 | 7 | 15 | 1 | 196.0003 | 4681 | 73.94 | 66.92 | 1000 | 73.94 | 0 | 342.9535 | Cooling | 57.1589 | #N/A | #N/A | #N/A | #N/A | 0 | 0 | 0 | 0 | 0 | 342.9535 | #N/A | #N/A | 88 | #N/A | #N/A | #N/A | 0.1905% | 1 | 50% | 0% | 0% | 0% | 8.2745 | 0 | 0 | 0 | 8.2745 | #N/A
2007-07-15 02:00 | 7 | 15 | 2 | 196.0419 | 4682 | 73.94 | 68 | 1000 | 73.94 | 0 | 332.2328 | Cooling | 55.3721 | #N/A | #N/A | #N/A | #N/A | 0 | 0 | 0 | 0 | 0 | 332.2328 | #N/A | #N/A | 88 | #N/A | #N/A | #N/A | 0.1846% | 1 | 50% | 0% | 0% | 0% | 8.2745 | 0 | 0 | 0 | 8.2745 | #N/A
2007-07-15 03:00 | 7 | 15 | 3 | 196.0836 | 4683 | 73.04 | 68 | 999 | 73.04 | 0 | 314.611 | Cooling | 52.4352 | #N/A | #N/A | #N/A | #N/A | 0 | 0 | 0 | 0 | 0 | 314.611 | #N/A | #N/A | 88 | #N/A | #N/A | #N/A | 0.1748% | 1 | 50% | 0% | 0% | 0% | 8.2745 | 0 | 0 | 0 | 8.2745 | #N/A
2007-07-15 04:00 | 7 | 15 | 4 | 196.1253 | 4684 | 71.06 | 68 | 999 | 71.06 | 0 | 308.268 | Cooling | 51.378 | #N/A | #N/A | #N/A | #N/A | 0 | 0 | 0 | 0 | 0 | 308.268 | #N/A | #N/A | 88 | #N/A | #N/A | #N/A | 0.1713% | 1 | 50% | 0% | 0% | 0% | 8.2745 | 0 | 0 | 0 | 8.2745 | #N/A
2007-07-15 05:00 | 7 | 15 | 5 | 196.1669 | 4685 | 71.06 | 68 | 999 | 71.06 | 0 | 394.3672 | Cooling | 65.7279 | #N/A | #N/A | #N/A | #N/A | 0 | 0 | 0 | 0 | 0 | 394.3672 | #N/A | #N/A | 88 | #N/A | #N/A | #N/A | 0.2191% | 1 | 50% | 0% | 0% | 0% | 8.2745 | 0 | 0 | 0 | 8.2745 | #N/A
2007-07-15 06:00 | 7 | 15 | 6 | 196.2086 | 4686 | 71.96 | 68 | 999 | 71.96 | 0 | 2407.3672 | Cooling | 401.2279 | #N/A | #N/A | #N/A | #N/A | 0 | 0 | 0 | 0 | 0 | 2407.3672 | #N/A | #N/A | 88 | #N/A | #N/A | #N/A | 1.337% | 1 | 50% | 0% | 0% | 0% | 8.2745 | 0 | 0 | 0 | 8.2745 | #N/A
2007-07-15 07:00 | 7 | 15 | 7 | 196.2503 | 4687 | 71.96 | 69.08 | 999 | 71.96 | 0 | 2462.3515 | Cooling | 410.3919 | #N/A | #N/A | #N/A | #N/A | 0 | 0 | 0 | 0 | 0 | 2462.3515 | #N/A | #N/A | 88 | #N/A | #N/A | #N/A | 1.368% | 1 | 50% | 0% | 0% | 0% | 8.2745 | 0 | 0 | 0 | 8.2745 | #N/A
2007-07-15 08:00 | 7 | 15 | 8 | 196.2919 | 4688 | 68 | 69.08 | 999 | 68 | 0 | 2640.5379 | Cooling | 440.0896 | #N/A | #N/A | #N/A | #N/A | 0 | 0 | 0 | 0 | 0 | 2640.5379 | #N/A | #N/A | 88 | #N/A | #N/A | #N/A | 1.467% | 1 | 50% | 0% | 0% | 0% | 8.2745 | 0 | 0 | 0 | 8.2745 | #N/A
2007-07-15 09:00 | 7 | 15 | 9 | 196.3336 | 4689 | 66.02 | 69.98 | 999 | 66.02 | 0 | 2402.3534 | Cooling | 400.3922 | #N/A | #N/A | #N/A | #N/A | 0 | 0 | 0 | 0 | 0 | 2402.3534 | #N/A | #N/A | 88 | #N/A | #N/A | #N/A | 1.335% | 1 | 50% | 0% | 0% | 0% | 8.2745 | 0 | 0 | 0 | 8.2745 | #N/A
2007-07-15 10:00 | 7 | 15 | 10 | 196.3753 | 4690 | 66.02 | 69.98 | 998 | 66.02 | 0 | 2030.2888 | Cooling | 338.3815 | #N/A | #N/A | #N/A | #N/A | 0 | 0 | 0 | 0 | 0 | 2030.2888 | #N/A | #N/A | 88 | #N/A | #N/A | #N/A | 1.128% | 1 | 50% | 0% | 0% | 0% | 8.2745 | 0 | 0 | 0 | 8.2745 | #N/A
2007-07-15 11:00 | 7 | 15 | 11 | 196.4169 | 4691 | 64.94 | 69.98 | 998 | 64.94 | 0 | 2029.1073 | Cooling | 338.1846 | #N/A | #N/A | #N/A | #N/A | 0 | 0 | 0 | 0 | 0 | 2029.1073 | #N/A | #N/A | 88 | #N/A | #N/A | #N/A | 1.127% | 1 | 50% | 0% | 0% | 0% | 8.2745 | 0 | 0 | 0 | 8.2745 | #N/A
2007-07-15 12:00 | 7 | 15 | 12 | 196.4586 | 4692 | 71.06 | 69.08 | 997 | 71.06 | 0 | 1951.4731 | Cooling | 325.2455 | #N/A | #N/A | #N/A | #N/A | 0 | 0 | 0 | 0 | 0 | 1951.4731 | #N/A | #N/A | 88 | #N/A | #N/A | #N/A | 1.084% | 1 | 50% | 0% | 0% | 0% | 8.2745 | 0 | 0 | 0 | 8.2745 | #N/A
2007-07-15 13:00 | 7 | 15 | 13 | 196.5003 | 4693 | 71.96 | 69.98 | 997 | 71.96 | 0 | 2005.3657 | Cooling | 334.2276 | #N/A | #N/A | #N/A | #N/A | 0 | 0 | 0 | 0 | 0 | 2005.3657 | #N/A | #N/A | 88 | #N/A | #N/A | #N/A | 1.114% | 1 | 50% | 0% | 0% | 0% | 8.2745 | 0 | 0 | 0 | 8.2745 | #N/A
2007-07-15 14:00 | 7 | 15 | 14 | 196.5419 | 4694 | 71.96 | 73.04 | 996 | 71.96 | 0 | 2143.0218 | Cooling | 357.1703 | #N/A | #N/A | #N/A | #N/A | 0 | 0 | 0 | 0 | 0 | 2143.0218 | #N/A | #N/A | 88 | #N/A | #N/A | #N/A | 1.191% | 1 | 50% | 0% | 0% | 0% | 8.2745 | 0 | 0 | 0 | 8.2745 | #N/A
2007-07-15 15:00 | 7 | 15 | 15 | 196.5836 | 4695 | 75.02 | 71.96 | 996 | 75.02 | 0 | 2190.0838 | Cooling | 365.014 | #N/A | #N/A | #N/A | #N/A | 0 | 0 | 0 | 0 | 0 | 2190.0838 | #N/A | #N/A | 88 | #N/A | #N/A | #N/A | 1.217% | 1 | 50% | 0% | 0% | 0% | 8.2745 | 0 | 0 | 0 | 8.2745 | #N/A
2007-07-15 16:00 | 7 | 15 | 16 | 196.6253 | 4696 | 73.94 | 71.06 | 996 | 73.94 | 0 | 2216.8527 | Cooling | 369.4755 | #N/A | #N/A | #N/A | #N/A | 0 | 0 | 0 | 0 | 0 | 2216.8527 | #N/A | #N/A | 88 | #N/A | #N/A | #N/A | 1.232% | 1 | 50% | 0% | 0% | 0% | 8.2745 | 0 | 0 | 0 | 8.2745 | #N/A
2007-07-15 17:00 | 7 | 15 | 17 | 196.6669 | 4697 | 73.94 | 69.98 | 997 | 73.94 | 0 | 2398.915 | Cooling | 399.8192 | #N/A | #N/A | #N/A | #N/A | 0 | 0 | 0 | 0 | 0 | 2398.915 | #N/A | #N/A | 88 | #N/A | #N/A | #N/A | 1.333% | 1 | 50% | 0% | 0% | 0% | 8.2745 | 0 | 0 | 0 | 8.2745 | #N/A
2007-07-15 18:00 | 7 | 15 | 18 | 196.7086 | 4698 | 71.96 | 71.06 | 998 | 71.96 | 0 | 2796.7868 | Cooling | 466.1311 | #N/A | #N/A | #N/A | #N/A | 0 | 0 | 0 | 0 | 0 | 2796.7868 | #N/A | #N/A | 88 | #N/A | #N/A | #N/A | 1.554% | 1 | 50% | 0% | 0% | 0% | 8.2745 | 0 | 0 | 0 | 8.2745 | #N/A
2007-07-15 19:00 | 7 | 15 | 19 | 196.7503 | 4699 | 69.98 | 71.96 | 999 | 69.98 | 0 | 2792.4207 | Cooling | 465.4034 | #N/A | #N/A | #N/A | #N/A | 0 | 0 | 0 | 0 | 0 | 2792.4207 | #N/A | #N/A | 88 | #N/A | #N/A | #N/A | 1.551% | 1 | 50% | 0% | 0% | 0% | 8.2745 | 0 | 0 | 0 | 8.2745 | #N/A
2007-07-15 20:00 | 7 | 15 | 20 | 196.7919 | 4700 | 69.98 | 71.96 | 999 | 69.98 | 0 | 2774.5414 | Cooling | 462.4236 | #N/A | #N/A | #N/A | #N/A | 0 | 0 | 0 | 0 | 0 | 2774.5414 | #N/A | #N/A | 88 | #N/A | #N/A | #N/A | 1.541% | 1 | 50% | 0% | 0% | 0% | 8.2745 | 0 | 0 | 0 | 8.2745 | #N/A
2007-07-15 21:00 | 7 | 15 | 21 | 196.8336 | 4701 | 64.94 | 71.06 | 999 | 64.94 | 0 | 2698.1348 | Cooling | 449.6891 | #N/A | #N/A | #N/A | #N/A | 0 | 0 | 0 | 0 | 0 | 2698.1348 | #N/A | #N/A | 88 | #N/A | #N/A | #N/A | 1.499% | 1 | 50% | 0% | 0% | 0% | 8.2745 | 0 | 0 | 0 | 8.2745 | #N/A
2007-07-15 22:00 | 7 | 15 | 22 | 196.8753 | 4702 | 62.06 | 71.06 | 999 | 62.06 | 0 | 519.626 | Cooling | 86.6043 | #N/A | #N/A | #N/A | #N/A | 0 | 0 | 0 | 0 | 0 | 519.626 | #N/A | #N/A | 88 | #N/A | #N/A | #N/A | 0.2887% | 1 | 50% | 0% | 0% | 0% | 8.2745 | 0 | 0 | 0 | 8.2745 | #N/A
2007-07-15 23:00 | 7 | 15 | 23 | 196.9169 | 4703 | 62.06 | 69.08 | 999 | 62.06 | 0 | 720.1055 | Cooling | 120.0176 | #N/A | #N/A | #N/A | #N/A | 0 | 0 | 0 | 0 | 0 | 720.1055 | #N/A | #N/A | 88 | #N/A | #N/A | #N/A | 0.4001% | 1 | 50% | 0% | 0% | 0% | 8.2745 | 0 | 0 | 0 | 8.2745 | #N/A
2007-07-16 | 7 | 16 | 0 | 196.9586 | 4704 | 59 | 68 | 1000 | 59 | 0 | 603.8158 | Cooling | 100.636 | #N/A | #N/A | #N/A | #N/A | 0 | 0 | 0 | 0 | 0 | 603.8158 | #N/A | #N/A | 88 | #N/A | #N/A | #N/A | 0.3355% | 1 | 50% | 0% | 0% | 0% | 8.2745 | 0 | 0 | 0 | 8.2745 | #N/A
2007-07-16 01:00 | 7 | 16 | 1 | 197.0003 | 4705 | 59 | 69.08 | 1001 | 59 | 0 | 498.4651 | Cooling | 83.0775 | #N/A | #N/A | #N/A | #N/A | 0 | 0 | 0 | 0 | 0 | 498.4651 | #N/A | #N/A | 88 | #N/A | #N/A | #N/A | 0.2769% | 1 | 50% | 0% | 0% | 0% | 8.2745 | 0 | 0 | 0 | 8.2745 | #N/A
2007-07-16 02:00 | 7 | 16 | 2 | 197.0419 | 4706 | 59 | 68 | 1002 | 59 | 0 | 451.1187 | Cooling | 75.1865 | #N/A | #N/A | #N/A | #N/A | 0 | 0 | 0 | 0 | 0 | 451.1187 | #N/A | #N/A | 88 | #N/A | #N/A | #N/A | 0.2506% | 1 | 50% | 0% | 0% | 0% | 8.2745 | 0 | 0 | 0 | 8.2745 | #N/A
2007-07-16 03:00 | 7 | 16 | 3 | 197.0836 | 4707 | 55.94 | 66.92 | 1002 | 55.94 | 0 | 412.9875 | Cooling | 68.8313 | #N/A | #N/A | #N/A | #N/A | 0 | 0 | 0 | 0 | 0 | 412.9875 | #N/A | #N/A | 88 | #N/A | #N/A | #N/A | 0.2294% | 1 | 50% | 0% | 0% | 0% | 8.2745 | 0 | 0 | 0 | 8.2745 | #N/A
2007-07-16 04:00 | 7 | 16 | 4 | 197.1253 | 4708 | 55.94 | 64.94 | 1003 | 55.94 | 0 | 362.825 | Cooling | 60.4708 | #N/A | #N/A | #N/A | #N/A | 0 | 0 | 0 | 0 | 0 | 362.825 | #N/A | #N/A | 88 | #N/A | #N/A | #N/A | 0.2016% | 1 | 50% | 0% | 0% | 0% | 8.2745 | 0 | 0 | 0 | 8.2745 | #N/A
2007-07-16 05:00 | 7 | 16 | 5 | 197.1669 | 4709 | 55.94 | 64.94 | 1004 | 55.94 | 0 | 404.4593 | Cooling | 67.4099 | #N/A | #N/A | #N/A | #N/A | 0 | 0 | 0 | 0 | 0 | 404.4593 | #N/A | #N/A | 88 | #N/A | #N/A | #N/A | 0.2247% | 1 | 50% | 0% | 0% | 0% | 8.2745 | 0 | 0 | 0 | 8.2745 | #N/A
2007-07-16 06:00 | 7 | 16 | 6 | 197.2086 | 4710 | 57.92 | 62.96 | 1004 | 57.92 | 0 | 1912.0852 | Cooling | 318.6809 | #N/A | #N/A | #N/A | #N/A | 0 | 0 | 0 | 0 | 0 | 1912.0852 | #N/A | #N/A | 88 | #N/A | #N/A | #N/A | 1.062% | 1 | 50% | 0% | 0% | 0% | 8.2745 | 0 | 0 | 0 | 8.2745 | #N/A
2007-07-16 07:00 | 7 | 16 | 7 | 197.2503 | 4711 | 60.08 | 62.96 | 1004 | 60.08 | 0 | 1866.3728 | Cooling | 311.0621 | #N/A | #N/A | #N/A | #N/A | 0 | 0 | 0 | 0 | 0 | 1866.3728 | #N/A | #N/A | 88 | #N/A | #N/A | #N/A | 1.037% | 1 | 50% | 0% | 0% | 0% | 8.2745 | 0 | 0 | 0 | 8.2745 | #N/A
2007-07-16 08:00 | 7 | 16 | 8 | 197.2919 | 4712 | 60.08 | 62.06 | 1005 | 60.08 | 0 | 2324.1127 | Cooling | 387.3521 | #N/A | #N/A | #N/A | #N/A | 0 | 0 | 0 | 0 | 0 | 2324.1127 | #N/A | #N/A | 88 | #N/A | #N/A | #N/A | 1.291% | 1 | 50% | 0% | 0% | 0% | 8.2745 | 0 | 0 | 0 | 8.2745 | #N/A
2007-07-16 09:00 | 7 | 16 | 9 | 197.3336 | 4713 | 66.02 | 60.98 | 1005 | 66.02 | 0 | 2392.9431 | Cooling | 398.8238 | #N/A | #N/A | #N/A | #N/A | 0 | 0 | 0 | 0 | 0 | 2392.9431 | #N/A | #N/A | 88 | #N/A | #N/A | #N/A | 1.329% | 1 | 50% | 0% | 0% | 0% | 8.2745 | 0 | 0 | 0 | 8.2745 | #N/A
2007-07-16 10:00 | 7 | 16 | 10 | 197.3753 | 4714 | 68 | 60.08 | 1005 | 68 | 0 | 2012.6486 | Cooling | 335.4414 | #N/A | #N/A | #N/A | #N/A | 0 | 0 | 0 | 0 | 0 | 2012.6486 | #N/A | #N/A | 88 | #N/A | #N/A | #N/A | 1.118% | 1 | 50% | 0% | 0% | 0% | 8.2745 | 0 | 0 | 0 | 8.2745 | #N/A
2007-07-16 11:00 | 7 | 16 | 11 | 197.4169 | 4715 | 68 | 57.92 | 1005 | 68 | 0 | 1855.4911 | Cooling | 309.2485 | #N/A | #N/A | #N/A | #N/A | 0 | 0 | 0 | 0 | 0 | 1855.4911 | #N/A | #N/A | 88 | #N/A | #N/A | #N/A | 1.031% | 1 | 50% | 0% | 0% | 0% | 8.2745 | 0 | 0 | 0 | 8.2745 | #N/A
2007-07-16 12:00 | 7 | 16 | 12 | 197.4586 | 4716 | 71.96 | 59 | 1005 | 71.96 | 0 | 1764.1976 | Cooling | 294.0329 | #N/A | #N/A | #N/A | #N/A | 0 | 0 | 0 | 0 | 0 | 1764.1976 | #N/A | #N/A | 88 | #N/A | #N/A | #N/A | 0.9801% | 1 | 50% | 0% | 0% | 0% | 8.2745 | 0 | 0 | 0 | 8.2745 | #N/A
2007-07-16 13:00 | 7 | 16 | 13 | 197.5003 | 4717 | 73.04 | 60.08 | 1005 | 73.04 | 0 | 1798.901 | Cooling | 299.8168 | #N/A | #N/A | #N/A | #N/A | 0 | 0 | 0 | 0 | 0 | 1798.901 | #N/A | #N/A | 88 | #N/A | #N/A | #N/A | 0.9994% | 1 | 50% | 0% | 0% | 0% | 8.2745 | 0 | 0 | 0 | 8.2745 | #N/A
2007-07-16 14:00 | 7 | 16 | 14 | 197.5419 | 4718 | 73.04 | 60.08 | 1005 | 73.04 | 0 | 1874.8402 | Cooling | 312.4734 | #N/A | #N/A | #N/A | #N/A | 0 | 0 | 0 | 0 | 0 | 1874.8402 | #N/A | #N/A | 88 | #N/A | #N/A | #N/A | 1.042% | 1 | 50% | 0% | 0% | 0% | 8.2745 | 0 | 0 | 0 | 8.2745 | #N/A
2007-07-16 15:00 | 7 | 16 | 15 | 197.5836 | 4719 | 75.92 | 59 | 1005 | 75.92 | 0 | 1884.7068 | Cooling | 314.1178 | #N/A | #N/A | #N/A | #N/A | 0 | 0 | 0 | 0 | 0 | 1884.7068 | #N/A | #N/A | 88 | #N/A | #N/A | #N/A | 1.047% | 1 | 50% | 0% | 0% | 0% | 8.2745 | 0 | 0 | 0 | 8.2745 | #N/A
2007-07-16 16:00 | 7 | 16 | 16 | 197.6253 | 4720 | 75.92 | 57.92 | 1005 | 75.92 | 0 | 1928.3359 | Cooling | 321.3893 | #N/A | #N/A | #N/A | #N/A | 0 | 0 | 0 | 0 | 0 | 1928.3359 | #N/A | #N/A | 88 | #N/A | #N/A | #N/A | 1.071% | 1 | 50% | 0% | 0% | 0% | 8.2745 | 0 | 0 | 0 | 8.2745 | #N/A
2007-07-16 17:00 | 7 | 16 | 17 | 197.6669 | 4721 | 75.92 | 59 | 1005 | 75.92 | 0 | 1912.9409 | Cooling | 318.8235 | #N/A | #N/A | #N/A | #N/A | 0 | 0 | 0 | 0 | 0 | 1912.9409 | #N/A | #N/A | 88 | #N/A | #N/A | #N/A | 1.063% | 1 | 50% | 0% | 0% | 0% | 8.2745 | 0 | 0 | 0 | 8.2745 | #N/A
2007-07-16 18:00 | 7 | 16 | 18 | 197.7086 | 4722 | 75.92 | 62.06 | 1006 | 75.92 | 0 | 1851.667 | Cooling | 308.6112 | #N/A | #N/A | #N/A | #N/A | 0 | 0 | 0 | 0 | 0 | 1851.667 | #N/A | #N/A | 88 | #N/A | #N/A | #N/A | 1.029% | 1 | 50% | 0% | 0% | 0% | 8.2745 | 0 | 0 | 0 | 8.2745 | #N/A
2007-07-16 19:00 | 7 | 16 | 19 | 197.7503 | 4723 | 71.96 | 62.96 | 1006 | 71.96 | 0 | 1899.8374 | Cooling | 316.6396 | #N/A | #N/A | #N/A | #N/A | 0 | 0 | 0 | 0 | 0 | 1899.8374 | #N/A | #N/A | 88 | #N/A | #N/A | #N/A | 1.055% | 1 | 50% | 0% | 0% | 0% | 8.2745 | 0 | 0 | 0 | 8.2745 | #N/A
2007-07-16 20:00 | 7 | 16 | 20 | 197.7919 | 4724 | 71.96 | 57.02 | 1006 | 71.96 | 0 | 2003.7249 | Cooling | 333.9541 | #N/A | #N/A | #N/A | #N/A | 0 | 0 | 0 | 0 | 0 | 2003.7249 | #N/A | #N/A | 88 | #N/A | #N/A | #N/A | 1.113% | 1 | 50% | 0% | 0% | 0% | 8.2745 | 0 | 0 | 0 | 8.2745 | #N/A
2007-07-16 21:00 | 7 | 16 | 21 | 197.8336 | 4725 | 64.94 | 57.92 | 1007 | 64.94 | 0 | 1657.2979 | Cooling | 276.2163 | #N/A | #N/A | #N/A | #N/A | 0 | 0 | 0 | 0 | 0 | 1657.2979 | #N/A | #N/A | 88 | #N/A | #N/A | #N/A | 0.9207% | 1 | 50% | 0% | 0% | 0% | 8.2745 | 0 | 0 | 0 | 8.2745 | #N/A
2007-07-16 22:00 | 7 | 16 | 22 | 197.8753 | 4726 | 62.06 | 59 | 1007 | 62.06 | 0 | 390.2448 | Cooling | 65.0408 | #N/A | #N/A | #N/A | #N/A | 0 | 0 | 0 | 0 | 0 | 390.2448 | #N/A | #N/A | 88 | #N/A | #N/A | #N/A | 0.2168% | 1 | 50% | 0% | 0% | 0% | 8.2745 | 0 | 0 | 0 | 8.2745 | #N/A
2007-07-16 23:00 | 7 | 16 | 23 | 197.9169 | 4727 | 62.06 | 60.08 | 1007 | 62.06 | 0 | 409.2584 | Cooling | 68.2097 | #N/A | #N/A | #N/A | #N/A | 0 | 0 | 0 | 0 | 0 | 409.2584 | #N/A | #N/A | 88 | #N/A | #N/A | #N/A | 0.2274% | 1 | 50% | 0% | 0% | 0% | 8.2745 | 0 | 0 | 0 | 8.2745 | #N/A
2007-07-17 | 7 | 17 | 0 | 197.9586 | 4728 | 60.08 | 60.98 | 1008 | 60.08 | 0 | 364.6754 | Cooling | 60.7792 | #N/A | #N/A | #N/A | #N/A | 0 | 0 | 0 | 0 | 0 | 364.6754 | #N/A | #N/A | 88 | #N/A | #N/A | #N/A | 0.2026% | 1 | 50% | 0% | 0% | 0% | 8.2745 | 0 | 0 | 0 | 8.2745 | #N/A
2007-07-17 01:00 | 7 | 17 | 1 | 198.0003 | 4729 | 57.92 | 60.98 | 1007 | 57.92 | 0 | 349.7564 | Cooling | 58.2927 | #N/A | #N/A | #N/A | #N/A | 0 | 0 | 0 | 0 | 0 | 349.7564 | #N/A | #N/A | 88 | #N/A | #N/A | #N/A | 0.1943% | 1 | 50% | 0% | 0% | 0% | 8.2745 | 0 | 0 | 0 | 8.2745 | #N/A
2007-07-17 02:00 | 7 | 17 | 2 | 198.0419 | 4730 | 57.92 | 60.98 | 1007 | 57.92 | 0 | 338.2395 | Cooling | 56.3732 | #N/A | #N/A | #N/A | #N/A | 0 | 0 | 0 | 0 | 0 | 338.2395 | #N/A | #N/A | 88 | #N/A | #N/A | #N/A | 0.1879% | 1 | 50% | 0% | 0% | 0% | 8.2745 | 0 | 0 | 0 | 8.2745 | #N/A
2007-07-17 03:00 | 7 | 17 | 3 | 198.0836 | 4731 | 53.96 | 60.08 | 1007 | 53.96 | 0 | 302.838 | Cooling | 50.473 | #N/A | #N/A | #N/A | #N/A | 0 | 0 | 0 | 0 | 0 | 302.838 | #N/A | #N/A | 88 | #N/A | #N/A | #N/A | 0.1682% | 1 | 50% | 0% | 0% | 0% | 8.2745 | 0 | 0 | 0 | 8.2745 | #N/A
2007-07-17 04:00 | 7 | 17 | 4 | 198.1253 | 4732 | 55.04 | 60.08 | 1008 | 55.04 | 0 | 280.0754 | Cooling | 46.6792 | #N/A | #N/A | #N/A | #N/A | 0 | 0 | 0 | 0 | 0 | 280.0754 | #N/A | #N/A | 88 | #N/A | #N/A | #N/A | 0.1556% | 1 | 50% | 0% | 0% | 0% | 8.2745 | 0 | 0 | 0 | 8.2745 | #N/A
2007-07-17 05:00 | 7 | 17 | 5 | 198.1669 | 4733 | 55.04 | 60.08 | 1008 | 55.04 | 0 | 324.5321 | Cooling | 54.0887 | #N/A | #N/A | #N/A | #N/A | 0 | 0 | 0 | 0 | 0 | 324.5321 | #N/A | #N/A | 88 | #N/A | #N/A | #N/A | 0.1803% | 1 | 50% | 0% | 0% | 0% | 8.2745 | 0 | 0 | 0 | 8.2745 | #N/A
2007-07-17 06:00 | 7 | 17 | 6 | 198.2086 | 4734 | 55.94 | 60.98 | 1008 | 55.94 | 0 | 1577.5063 | Cooling | 262.9177 | #N/A | #N/A | #N/A | #N/A | 0 | 0 | 0 | 0 | 0 | 1577.5063 | #N/A | #N/A | 88 | #N/A | #N/A | #N/A | 0.8764% | 1 | 50% | 0% | 0% | 0% | 8.2745 | 0 | 0 | 0 | 8.2745 | #N/A
2007-07-17 07:00 | 7 | 17 | 7 | 198.2503 | 4735 | 60.98 | 62.96 | 1008 | 60.98 | 0 | 1762.0366 | Cooling | 293.6728 | #N/A | #N/A | #N/A | #N/A | 0 | 0 | 0 | 0 | 0 | 1762.0366 | #N/A | #N/A | 88 | #N/A | #N/A | #N/A | 0.9789% | 1 | 50% | 0% | 0% | 0% | 8.2745 | 0 | 0 | 0 | 8.2745 | #N/A
2007-07-17 08:00 | 7 | 17 | 8 | 198.2919 | 4736 | 60.98 | 62.96 | 1008 | 60.98 | 0 | 2384.2488 | Cooling | 397.3748 | #N/A | #N/A | #N/A | #N/A | 0 | 0 | 0 | 0 | 0 | 2384.2488 | #N/A | #N/A | 88 | #N/A | #N/A | #N/A | 1.325% | 1 | 50% | 0% | 0% | 0% | 8.2745 | 0 | 0 | 0 | 8.2745 | #N/A
2007-07-17 09:00 | 7 | 17 | 9 | 198.3336 | 4737 | 69.08 | 62.96 | 1008 | 69.08 | 0 | 2483.118 | Cooling | 413.853 | #N/A | #N/A | #N/A | #N/A | 0 | 0 | 0 | 0 | 0 | 2483.118 | #N/A | #N/A | 88 | #N/A | #N/A | #N/A | 1.38% | 1 | 50% | 0% | 0% | 0% | 8.2745 | 0 | 0 | 0 | 8.2745 | #N/A
2007-07-17 10:00 | 7 | 17 | 10 | 198.3753 | 4738 | 71.06 | 64.94 | 1008 | 71.06 | 0 | 2547.9877 | Cooling | 424.6646 | #N/A | #N/A | #N/A | #N/A | 0 | 0 | 0 | 0 | 0 | 2547.9877 | #N/A | #N/A | 88 | #N/A | #N/A | #N/A | 1.416% | 1 | 50% | 0% | 0% | 0% | 8.2745 | 0 | 0 | 0 | 8.2745 | #N/A
2007-07-17 11:00 | 7 | 17 | 11 | 198.4169 | 4739 | 71.06 | 64.04 | 1008 | 71.06 | 0 | 2062.14 | Cooling | 343.69 | #N/A | #N/A | #N/A | #N/A | 0 | 0 | 0 | 0 | 0 | 2062.14 | #N/A | #N/A | 88 | #N/A | #N/A | #N/A | 1.146% | 1 | 50% | 0% | 0% | 0% | 8.2745 | 0 | 0 | 0 | 8.2745 | #N/A
2007-07-17 12:00 | 7 | 17 | 12 | 198.4586 | 4740 | 78.08 | 62.96 | 1007 | 78.08 | 0 | 1908.4783 | Cooling | 318.0797 | #N/A | #N/A | #N/A | #N/A | 0 | 0 | 0 | 0 | 0 | 1908.4783 | #N/A | #N/A | 88 | #N/A | #N/A | #N/A | 1.06% | 1 | 50% | 0% | 0% | 0% | 8.2745 | 0 | 0 | 0 | 8.2745 | #N/A
2007-07-17 13:00 | 7 | 17 | 13 | 198.5003 | 4741 | 80.06 | 64.04 | 1007 | 80.06 | 0 | 1951.3792 | Cooling | 325.2299 | #N/A | #N/A | #N/A | #N/A | 0 | 0 | 0 | 0 | 0 | 1951.3792 | #N/A | #N/A | 88 | #N/A | #N/A | #N/A | 1.084% | 1 | 50% | 0% | 0% | 0% | 8.2745 | 0 | 0 | 0 | 8.2745 | #N/A
2007-07-17 14:00 | 7 | 17 | 14 | 198.5419 | 4742 | 80.06 | 62.96 | 1006 | 80.06 | 0 | 2000.8874 | Cooling | 333.4812 | #N/A | #N/A | #N/A | #N/A | 0 | 0 | 0 | 0 | 0 | 2000.8874 | #N/A | #N/A | 88 | #N/A | #N/A | #N/A | 1.112% | 1 | 50% | 0% | 0% | 0% | 8.2745 | 0 | 0 | 0 | 8.2745 | #N/A
2007-07-17 15:00 | 7 | 17 | 15 | 198.5836 | 4743 | 78.98 | 64.04 | 1006 | 78.98 | 0 | 2045.7396 | Cooling | 340.9566 | #N/A | #N/A | #N/A | #N/A | 0 | 0 | 0 | 0 | 0 | 2045.7396 | #N/A | #N/A | 88 | #N/A | #N/A | #N/A | 1.137% | 1 | 50% | 0% | 0% | 0% | 8.2745 | 0 | 0 | 0 | 8.2745 | #N/A
2007-07-17 16:00 | 7 | 17 | 16 | 198.6253 | 4744 | 78.98 | 66.02 | 1006 | 78.98 | 0 | 2143.9831 | Cooling | 357.3305 | #N/A | #N/A | #N/A | #N/A | 0 | 0 | 0 | 0 | 0 | 2143.9831 | #N/A | #N/A | 88 | #N/A | #N/A | #N/A | 1.191% | 1 | 50% | 0% | 0% | 0% | 8.2745 | 0 | 0 | 0 | 8.2745 | #N/A
2007-07-17 17:00 | 7 | 17 | 17 | 198.6669 | 4745 | 78.98 | 66.92 | 1006 | 78.98 | 0 | 2159.6176 | Cooling | 359.9363 | #N/A | #N/A | #N/A | #N/A | 0 | 0 | 0 | 0 | 0 | 2159.6176 | #N/A | #N/A | 88 | #N/A | #N/A | #N/A | 1.2% | 1 | 50% | 0% | 0% | 0% | 8.2745 | 0 | 0 | 0 | 8.2745 | #N/A
2007-07-17 18:00 | 7 | 17 | 18 | 198.7086 | 4746 | 75.92 | 64.04 | 1006 | 75.92 | 0 | 2027.5888 | Cooling | 337.9315 | #N/A | #N/A | #N/A | #N/A | 0 | 0 | 0 | 0 | 0 | 2027.5888 | #N/A | #N/A | 88 | #N/A | #N/A | #N/A | 1.126% | 1 | 50% | 0% | 0% | 0% | 8.2745 | 0 | 0 | 0 | 8.2745 | #N/A
2007-07-17 19:00 | 7 | 17 | 19 | 198.7503 | 4747 | 75.92 | 68 | 1006 | 75.92 | 0 | 1962.8292 | Cooling | 327.1382 | #N/A | #N/A | #N/A | #N/A | 0 | 0 | 0 | 0 | 0 | 1962.8292 | #N/A | #N/A | 88 | #N/A | #N/A | #N/A | 1.09% | 1 | 50% | 0% | 0% | 0% | 8.2745 | 0 | 0 | 0 | 8.2745 | #N/A
2007-07-17 20:00 | 7 | 17 | 20 | 198.7919 | 4748 | 75.92 | 69.08 | 1007 | 75.92 | 0 | 2009.0853 | Cooling | 334.8475 | #N/A | #N/A | #N/A | #N/A | 0 | 0 | 0 | 0 | 0 | 2009.0853 | #N/A | #N/A | 88 | #N/A | #N/A | #N/A | 1.116% | 1 | 50% | 0% | 0% | 0% | 8.2745 | 0 | 0 | 0 | 8.2745 | #N/A
2007-07-17 21:00 | 7 | 17 | 21 | 198.8336 | 4749 | 75.02 | 68 | 1007 | 75.02 | 0 | 2454.2967 | Cooling | 409.0494 | #N/A | #N/A | #N/A | #N/A | 0 | 0 | 0 | 0 | 0 | 2454.2967 | #N/A | #N/A | 88 | #N/A | #N/A | #N/A | 1.363% | 1 | 50% | 0% | 0% | 0% | 8.2745 | 0 | 0 | 0 | 8.2745 | #N/A
2007-07-17 22:00 | 7 | 17 | 22 | 198.8753 | 4750 | 73.04 | 66.92 | 1007 | 73.04 | 0 | 884.0124 | Cooling | 147.3354 | #N/A | #N/A | #N/A | #N/A | 0 | 0 | 0 | 0 | 0 | 884.0124 | #N/A | #N/A | 88 | #N/A | #N/A | #N/A | 0.4911% | 1 | 50% | 0% | 0% | 0% | 8.2745 | 0 | 0 | 0 | 8.2745 | #N/A
2007-07-17 23:00 | 7 | 17 | 23 | 198.9169 | 4751 | 73.04 | 66.02 | 1007 | 73.04 | 0 | 894.5499 | Cooling | 149.0917 | #N/A | #N/A | #N/A | #N/A | 0 | 0 | 0 | 0 | 0 | 894.5499 | #N/A | #N/A | 88 | #N/A | #N/A | #N/A | 0.497% | 1 | 50% | 0% | 0% | 0% | 8.2745 | 0 | 0 | 0 | 8.2745 | #N/A
2007-07-18 | 7 | 18 | 0 | 198.9586 | 4752 | 71.06 | 64.94 | 1007 | 71.06 | 0 | 703.0063 | Cooling | 117.1677 | #N/A | #N/A | #N/A | #N/A | 0 | 0 | 0 | 0 | 0 | 703.0063 | #N/A | #N/A | 88 | #N/A | #N/A | #N/A | 0.3906% | 1 | 50% | 0% | 0% | 0% | 8.2745 | 0 | 0 | 0 | 8.2745 | #N/A
2007-07-18 01:00 | 7 | 18 | 1 | 199.0003 | 4753 | 71.06 | 64.04 | 1007 | 71.06 | 0 | 568.8525 | Cooling | 94.8087 | #N/A | #N/A | #N/A | #N/A | 0 | 0 | 0 | 0 | 0 | 568.8525 | #N/A | #N/A | 88 | #N/A | #N/A | #N/A | 0.316% | 1 | 50% | 0% | 0% | 0% | 8.2745 | 0 | 0 | 0 | 8.2745 | #N/A
2007-07-18 02:00 | 7 | 18 | 2 | 199.0419 | 4754 | 71.06 | 64.04 | 1007 | 71.06 | 0 | 484.9084 | Cooling | 80.8181 | #N/A | #N/A | #N/A | #N/A | 0 | 0 | 0 | 0 | 0 | 484.9084 | #N/A | #N/A | 88 | #N/A | #N/A | #N/A | 0.2694% | 1 | 50% | 0% | 0% | 0% | 8.2745 | 0 | 0 | 0 | 8.2745 | #N/A
2007-07-18 03:00 | 7 | 18 | 3 | 199.0836 | 4755 | 69.98 | 64.04 | 1007 | 69.98 | 0 | 456.6076 | Cooling | 76.1013 | #N/A | #N/A | #N/A | #N/A | 0 | 0 | 0 | 0 | 0 | 456.6076 | #N/A | #N/A | 88 | #N/A | #N/A | #N/A | 0.2537% | 1 | 50% | 0% | 0% | 0% | 8.2745 | 0 | 0 | 0 | 8.2745 | #N/A
2007-07-18 04:00 | 7 | 18 | 4 | 199.1253 | 4756 | 69.98 | 64.04 | 1007 | 69.98 | 0 | 442.3355 | Cooling | 73.7226 | #N/A | #N/A | #N/A | #N/A | 0 | 0 | 0 | 0 | 0 | 442.3355 | #N/A | #N/A | 88 | #N/A | #N/A | #N/A | 0.2457% | 1 | 50% | 0% | 0% | 0% | 8.2745 | 0 | 0 | 0 | 8.2745 | #N/A
2007-07-18 05:00 | 7 | 18 | 5 | 199.1669 | 4757 | 69.98 | 64.04 | 1007 | 69.98 | 0 | 495.5798 | Cooling | 82.5966 | #N/A | #N/A | #N/A | #N/A | 0 | 0 | 0 | 0 | 0 | 495.5798 | #N/A | #N/A | 88 | #N/A | #N/A | #N/A | 0.2753% | 1 | 50% | 0% | 0% | 0% | 8.2745 | 0 | 0 | 0 | 8.2745 | #N/A
2007-07-18 06:00 | 7 | 18 | 6 | 199.2086 | 4758 | 71.06 | 64.94 | 1007 | 71.06 | 0 | 2120.483 | Cooling | 353.4138 | #N/A | #N/A | #N/A | #N/A | 0 | 0 | 0 | 0 | 0 | 2120.483 | #N/A | #N/A | 88 | #N/A | #N/A | #N/A | 1.178% | 1 | 50% | 0% | 0% | 0% | 8.2745 | 0 | 0 | 0 | 8.2745 | #N/A
2007-07-18 07:00 | 7 | 18 | 7 | 199.2503 | 4759 | 71.96 | 64.94 | 1007 | 71.96 | 0 | 2162.7906 | Cooling | 360.4651 | #N/A | #N/A | #N/A | #N/A | 0 | 0 | 0 | 0 | 0 | 2162.7906 | #N/A | #N/A | 88 | #N/A | #N/A | #N/A | 1.202% | 1 | 50% | 0% | 0% | 0% | 8.2745 | 0 | 0 | 0 | 8.2745 | #N/A
2007-07-18 08:00 | 7 | 18 | 8 | 199.2919 | 4760 | 71.96 | 64.94 | 1007 | 71.96 | 0 | 1999.9449 | Cooling | 333.3242 | #N/A | #N/A | #N/A | #N/A | 0 | 0 | 0 | 0 | 0 | 1999.9449 | #N/A | #N/A | 88 | #N/A | #N/A | #N/A | 1.111% | 1 | 50% | 0% | 0% | 0% | 8.2745 | 0 | 0 | 0 | 8.2745 | #N/A
2007-07-18 09:00 | 7 | 18 | 9 | 199.3336 | 4761 | 73.94 | 64.94 | 1007 | 73.94 | 0 | 2019.5173 | Cooling | 336.5862 | #N/A | #N/A | #N/A | #N/A | 0 | 0 | 0 | 0 | 0 | 2019.5173 | #N/A | #N/A | 88 | #N/A | #N/A | #N/A | 1.122% | 1 | 50% | 0% | 0% | 0% | 8.2745 | 0 | 0 | 0 | 8.2745 | #N/A
2007-07-18 10:00 | 7 | 18 | 10 | 199.3753 | 4762 | 75.92 | 64.94 | 1007 | 75.92 | 0 | 2034.3352 | Cooling | 339.0559 | #N/A | #N/A | #N/A | #N/A | 0 | 0 | 0 | 0 | 0 | 2034.3352 | #N/A | #N/A | 88 | #N/A | #N/A | #N/A | 1.13% | 1 | 50% | 0% | 0% | 0% | 8.2745 | 0 | 0 | 0 | 8.2745 | #N/A
2007-07-18 11:00 | 7 | 18 | 11 | 199.4169 | 4763 | 75.92 | 64.04 | 1006 | 75.92 | 0 | 2035.7776 | Cooling | 339.2963 | #N/A | #N/A | #N/A | #N/A | 0 | 0 | 0 | 0 | 0 | 2035.7776 | #N/A | #N/A | 88 | #N/A | #N/A | #N/A | 1.131% | 1 | 50% | 0% | 0% | 0% | 8.2745 | 0 | 0 | 0 | 8.2745 | #N/A
2007-07-18 12:00 | 7 | 18 | 12 | 199.4586 | 4764 | 82.04 | 64.04 | 1006 | 82.04 | 0 | 1973.9845 | Cooling | 328.9974 | #N/A | #N/A | #N/A | #N/A | 0 | 0 | 0 | 0 | 0 | 1973.9845 | #N/A | #N/A | 88 | #N/A | #N/A | #N/A | 1.097% | 1 | 50% | 0% | 0% | 0% | 8.2745 | 0 | 0 | 0 | 8.2745 | #N/A
2007-07-18 13:00 | 7 | 18 | 13 | 199.5003 | 4765 | 82.94 | 64.04 | 1005 | 82.94 | 0 | 2014.5142 | Cooling | 335.7524 | #N/A | #N/A | #N/A | #N/A | 0 | 0 | 0 | 0 | 0 | 2014.5142 | #N/A | #N/A | 88 | #N/A | #N/A | #N/A | 1.119% | 1 | 50% | 0% | 0% | 0% | 8.2745 | 0 | 0 | 0 | 8.2745 | #N/A
2007-07-18 14:00 | 7 | 18 | 14 | 199.5419 | 4766 | 82.94 | 64.04 | 1005 | 82.94 | 0 | 2085.877 | Cooling | 347.6462 | #N/A | #N/A | #N/A | #N/A | 0 | 0 | 0 | 0 | 0 | 2085.877 | #N/A | #N/A | 88 | #N/A | #N/A | #N/A | 1.159% | 1 | 50% | 0% | 0% | 0% | 8.2745 | 0 | 0 | 0 | 8.2745 | #N/A
2007-07-18 15:00 | 7 | 18 | 15 | 199.5836 | 4767 | 86 | 64.04 | 1004 | 86 | 0 | 2127.4949 | Cooling | 354.5825 | #N/A | #N/A | #N/A | #N/A | 0 | 0 | 0 | 0 | 0 | 2127.4949 | #N/A | #N/A | 88 | #N/A | #N/A | #N/A | 1.182% | 1 | 50% | 0% | 0% | 0% | 8.2745 | 0 | 0 | 0 | 8.2745 | #N/A
2007-07-18 16:00 | 7 | 18 | 16 | 199.6253 | 4768 | 86 | 64.04 | 1004 | 86 | 0 | 2201.3882 | Cooling | 366.898 | #N/A | #N/A | #N/A | #N/A | 0 | 0 | 0 | 0 | 0 | 2201.3882 | #N/A | #N/A | 88 | #N/A | #N/A | #N/A | 1.223% | 1 | 50% | 0% | 0% | 0% | 8.2745 | 0 | 0 | 0 | 8.2745 | #N/A
2007-07-18 17:00 | 7 | 18 | 17 | 199.6669 | 4769 | 86 | 62.96 | 1003 | 86 | 0 | 2154.273 | Cooling | 359.0455 | #N/A | #N/A | #N/A | #N/A | 0 | 0 | 0 | 0 | 0 | 2154.273 | #N/A | #N/A | 88 | #N/A | #N/A | #N/A | 1.197% | 1 | 50% | 0% | 0% | 0% | 8.2745 | 0 | 0 | 0 | 8.2745 | #N/A
2007-07-18 18:00 | 7 | 18 | 18 | 199.7086 | 4770 | 82.94 | 62.06 | 1003 | 82.94 | 0 | 2016.7924 | Cooling | 336.1321 | #N/A | #N/A | #N/A | #N/A | 0 | 0 | 0 | 0 | 0 | 2016.7924 | #N/A | #N/A | 88 | #N/A | #N/A | #N/A | 1.12% | 1 | 50% | 0% | 0% | 0% | 8.2745 | 0 | 0 | 0 | 8.2745 | #N/A
2007-07-18 19:00 | 7 | 18 | 19 | 199.7503 | 4771 | 80.06 | 64.04 | 1003 | 80.06 | 0 | 1930.8973 | Cooling | 321.8162 | #N/A | #N/A | #N/A | #N/A | 0 | 0 | 0 | 0 | 0 | 1930.8973 | #N/A | #N/A | 88 | #N/A | #N/A | #N/A | 1.073% | 1 | 50% | 0% | 0% | 0% | 8.2745 | 0 | 0 | 0 | 8.2745 | #N/A
2007-07-18 20:00 | 7 | 18 | 20 | 199.7919 | 4772 | 80.06 | 62.96 | 1004 | 80.06 | 0 | 1813.4571 | Cooling | 302.2429 | #N/A | #N/A | #N/A | #N/A | 0 | 0 | 0 | 0 | 0 | 1813.4571 | #N/A | #N/A | 88 | #N/A | #N/A | #N/A | 1.007% | 1 | 50% | 0% | 0% | 0% | 8.2745 | 0 | 0 | 0 | 8.2745 | #N/A
2007-07-18 21:00 | 7 | 18 | 21 | 199.8336 | 4773 | 75.92 | 62.96 | 1004 | 75.92 | 0 | 1757.8714 | Cooling | 292.9786 | #N/A | #N/A | #N/A | #N/A | 0 | 0 | 0 | 0 | 0 | 1757.8714 | #N/A | #N/A | 88 | #N/A | #N/A | #N/A | 0.9766% | 1 | 50% | 0% | 0% | 0% | 8.2745 | 0 | 0 | 0 | 8.2745 | #N/A
2007-07-18 22:00 | 7 | 18 | 22 | 199.8753 | 4774 | 77 | 62.06 | 1003 | 77 | 0 | 942.7361 | Cooling | 157.1227 | #N/A | #N/A | #N/A | #N/A | 0 | 0 | 0 | 0 | 0 | 942.7361 | #N/A | #N/A | 88 | #N/A | #N/A | #N/A | 0.5237% | 1 | 50% | 0% | 0% | 0% | 8.2745 | 0 | 0 | 0 | 8.2745 | #N/A
2007-07-18 23:00 | 7 | 18 | 23 | 199.9169 | 4775 | 77 | 62.96 | 1004 | 77 | 0 | 969.5258 | Cooling | 161.5876 | #N/A | #N/A | #N/A | #N/A | 0 | 0 | 0 | 0 | 0 | 969.5258 | #N/A | #N/A | 88 | #N/A | #N/A | #N/A | 0.5386% | 1 | 50% | 0% | 0% | 0% | 8.2745 | 0 | 0 | 0 | 8.2745 | #N/A
2007-07-19 | 7 | 19 | 0 | 199.9586 | 4776 | 73.04 | 60.98 | 1004 | 73.04 | 0 | 920.9393 | Cooling | 153.4899 | #N/A | #N/A | #N/A | #N/A | 0 | 0 | 0 | 0 | 0 | 920.9393 | #N/A | #N/A | 88 | #N/A | #N/A | #N/A | 0.5116% | 1 | 50% | 0% | 0% | 0% | 8.2745 | 0 | 0 | 0 | 8.2745 | #N/A
2007-07-19 01:00 | 7 | 19 | 1 | 200.0003 | 4777 | 71.96 | 60.98 | 1003 | 71.96 | 0 | 856.639 | Cooling | 142.7732 | #N/A | #N/A | #N/A | #N/A | 0 | 0 | 0 | 0 | 0 | 856.639 | #N/A | #N/A | 88 | #N/A | #N/A | #N/A | 0.4759% | 1 | 50% | 0% | 0% | 0% | 8.2745 | 0 | 0 | 0 | 8.2745 | #N/A
2007-07-19 02:00 | 7 | 19 | 2 | 200.0419 | 4778 | 71.96 | 62.06 | 1003 | 71.96 | 0 | 794.0988 | Cooling | 132.3498 | #N/A | #N/A | #N/A | #N/A | 0 | 0 | 0 | 0 | 0 | 794.0988 | #N/A | #N/A | 88 | #N/A | #N/A | #N/A | 0.4412% | 1 | 50% | 0% | 0% | 0% | 8.2745 | 0 | 0 | 0 | 8.2745 | #N/A
2007-07-19 03:00 | 7 | 19 | 3 | 200.0836 | 4779 | 71.96 | 62.06 | 1003 | 71.96 | 0 | 756.2538 | Cooling | 126.0423 | #N/A | #N/A | #N/A | #N/A | 0 | 0 | 0 | 0 | 0 | 756.2538 | #N/A | #N/A | 88 | #N/A | #N/A | #N/A | 0.4201% | 1 | 50% | 0% | 0% | 0% | 8.2745 | 0 | 0 | 0 | 8.2745 | #N/A
2007-07-19 04:00 | 7 | 19 | 4 | 200.1253 | 4780 | 71.96 | 62.06 | 1003 | 71.96 | 0 | 695.9903 | Cooling | 115.9984 | #N/A | #N/A | #N/A | #N/A | 0 | 0 | 0 | 0 | 0 | 695.9903 | #N/A | #N/A | 88 | #N/A | #N/A | #N/A | 0.3867% | 1 | 50% | 0% | 0% | 0% | 8.2745 | 0 | 0 | 0 | 8.2745 | #N/A
2007-07-19 05:00 | 7 | 19 | 5 | 200.1669 | 4781 | 71.96 | 62.06 | 1004 | 71.96 | 0 | 647.8991 | Cooling | 107.9832 | #N/A | #N/A | #N/A | #N/A | 0 | 0 | 0 | 0 | 0 | 647.8991 | #N/A | #N/A | 88 | #N/A | #N/A | #N/A | 0.3599% | 1 | 50% | 0% | 0% | 0% | 8.2745 | 0 | 0 | 0 | 8.2745 | #N/A
2007-07-19 06:00 | 7 | 19 | 6 | 200.2086 | 4782 | 71.6 | 62.96 | 1005 | 71.6 | 0 | 2147.018 | Cooling | 357.8363 | #N/A | #N/A | #N/A | #N/A | 0 | 0 | 0 | 0 | 0 | 2147.018 | #N/A | #N/A | 88 | #N/A | #N/A | #N/A | 1.193% | 1 | 50% | 0% | 0% | 0% | 8.2745 | 0 | 0 | 0 | 8.2745 | #N/A
2007-07-19 07:00 | 7 | 19 | 7 | 200.2503 | 4783 | 71.96 | 62.96 | 1005 | 71.96 | 0 | 2315.2586 | Cooling | 385.8764 | #N/A | #N/A | #N/A | #N/A | 0 | 0 | 0 | 0 | 0 | 2315.2586 | #N/A | #N/A | 88 | #N/A | #N/A | #N/A | 1.286% | 1 | 50% | 0% | 0% | 0% | 8.2745 | 0 | 0 | 0 | 8.2745 | #N/A
2007-07-19 08:00 | 7 | 19 | 8 | 200.2919 | 4784 | 73.04 | 62.96 | 1005 | 73.04 | 0 | 2443.5698 | Cooling | 407.2616 | #N/A | #N/A | #N/A | #N/A | 0 | 0 | 0 | 0 | 0 | 2443.5698 | #N/A | #N/A | 88 | #N/A | #N/A | #N/A | 1.358% | 1 | 50% | 0% | 0% | 0% | 8.2745 | 0 | 0 | 0 | 8.2745 | #N/A
2007-07-19 09:00 | 7 | 19 | 9 | 200.3336 | 4785 | 78.98 | 64.04 | 1005 | 78.98 | 0 | 2357.9722 | Cooling | 392.9954 | #N/A | #N/A | #N/A | #N/A | 0 | 0 | 0 | 0 | 0 | 2357.9722 | #N/A | #N/A | 88 | #N/A | #N/A | #N/A | 1.31% | 1 | 50% | 0% | 0% | 0% | 8.2745 | 0 | 0 | 0 | 8.2745 | #N/A
2007-07-19 10:00 | 7 | 19 | 10 | 200.3753 | 4786 | 80.96 | 64.04 | 1005 | 80.96 | 0 | 2092.2997 | Cooling | 348.7166 | #N/A | #N/A | #N/A | #N/A | 0 | 0 | 0 | 0 | 0 | 2092.2997 | #N/A | #N/A | 88 | #N/A | #N/A | #N/A | 1.162% | 1 | 50% | 0% | 0% | 0% | 8.2745 | 0 | 0 | 0 | 8.2745 | #N/A
2007-07-19 11:00 | 7 | 19 | 11 | 200.4169 | 4787 | 80.96 | 62.96 | 1005 | 80.96 | 0 | 2036.2734 | Cooling | 339.3789 | #N/A | #N/A | #N/A | #N/A | 0 | 0 | 0 | 0 | 0 | 2036.2734 | #N/A | #N/A | 88 | #N/A | #N/A | #N/A | 1.131% | 1 | 50% | 0% | 0% | 0% | 8.2745 | 0 | 0 | 0 | 8.2745 | #N/A
2007-07-19 12:00 | 7 | 19 | 12 | 200.4586 | 4788 | 82.04 | 62.96 | 1005 | 82.04 | 0 | 1967.6344 | Cooling | 327.9391 | #N/A | #N/A | #N/A | #N/A | 0 | 0 | 0 | 0 | 0 | 1967.6344 | #N/A | #N/A | 88 | #N/A | #N/A | #N/A | 1.093% | 1 | 50% | 0% | 0% | 0% | 8.2745 | 0 | 0 | 0 | 8.2745 | #N/A
2007-07-19 13:00 | 7 | 19 | 13 | 200.5003 | 4789 | 87.08 | 60.98 | 1005 | 87.08 | 0 | 1977.33 | Cooling | 329.555 | #N/A | #N/A | #N/A | #N/A | 0 | 0 | 0 | 0 | 0 | 1977.33 | #N/A | #N/A | 88 | #N/A | #N/A | #N/A | 1.099% | 1 | 50% | 0% | 0% | 0% | 8.2745 | 0 | 0 | 0 | 8.2745 | #N/A
2007-07-19 14:00 | 7 | 19 | 14 | 200.5419 | 4790 | 87.08 | 62.06 | 1004 | 87.08 | 0 | 2037.9173 | Cooling | 339.6529 | #N/A | #N/A | #N/A | #N/A | 0 | 0 | 0 | 0 | 0 | 2037.9173 | #N/A | #N/A | 88 | #N/A | #N/A | #N/A | 1.132% | 1 | 50% | 0% | 0% | 0% | 8.2745 | 0 | 0 | 0 | 8.2745 | #N/A
2007-07-19 15:00 | 7 | 19 | 15 | 200.5836 | 4791 | 89.96 | 64.04 | 1003 | 89.96 | 0 | 2101.0041 | Cooling | 350.1673 | #N/A | #N/A | #N/A | #N/A | 0 | 0 | 0 | 0 | 0 | 2101.0041 | #N/A | #N/A | 88 | #N/A | #N/A | #N/A | 1.167% | 1 | 50% | 0% | 0% | 0% | 8.2745 | 0 | 0 | 0 | 8.2745 | #N/A
2007-07-19 16:00 | 7 | 19 | 16 | 200.6253 | 4792 | 82.94 | 64.94 | 1003 | 82.94 | 0 | 2203.4046 | Cooling | 367.2341 | #N/A | #N/A | #N/A | #N/A | 0 | 0 | 0 | 0 | 0 | 2203.4046 | #N/A | #N/A | 88 | #N/A | #N/A | #N/A | 1.224% | 1 | 50% | 0% | 0% | 0% | 8.2745 | 0 | 0 | 0 | 8.2745 | #N/A
2007-07-19 17:00 | 7 | 19 | 17 | 200.6669 | 4793 | 82.94 | 64.94 | 1002 | 82.94 | 0 | 2199.6946 | Cooling | 366.6158 | #N/A | #N/A | #N/A | #N/A | 0 | 0 | 0 | 0 | 0 | 2199.6946 | #N/A | #N/A | 88 | #N/A | #N/A | #N/A | 1.222% | 1 | 50% | 0% | 0% | 0% | 8.2745 | 0 | 0 | 0 | 8.2745 | #N/A
2007-07-19 18:00 | 7 | 19 | 18 | 200.7086 | 4794 | 73.94 | 66.02 | 1002 | 73.94 | 0 | 2105.524 | Cooling | 350.9207 | #N/A | #N/A | #N/A | #N/A | 0 | 0 | 0 | 0 | 0 | 2105.524 | #N/A | #N/A | 88 | #N/A | #N/A | #N/A | 1.17% | 1 | 50% | 0% | 0% | 0% | 8.2745 | 0 | 0 | 0 | 8.2745 | #N/A
2007-07-19 19:00 | 7 | 19 | 19 | 200.7503 | 4795 | 73.94 | 68 | 1001 | 73.94 | 0 | 2043.6131 | Cooling | 340.6022 | #N/A | #N/A | #N/A | #N/A | 0 | 0 | 0 | 0 | 0 | 2043.6131 | #N/A | #N/A | 88 | #N/A | #N/A | #N/A | 1.135% | 1 | 50% | 0% | 0% | 0% | 8.2745 | 0 | 0 | 0 | 8.2745 | #N/A
2007-07-19 20:00 | 7 | 19 | 20 | 200.7919 | 4796 | 73.94 | 68 | 1001 | 73.94 | 0 | 2062.4968 | Cooling | 343.7495 | #N/A | #N/A | #N/A | #N/A | 0 | 0 | 0 | 0 | 0 | 2062.4968 | #N/A | #N/A | 88 | #N/A | #N/A | #N/A | 1.146% | 1 | 50% | 0% | 0% | 0% | 8.2745 | 0 | 0 | 0 | 8.2745 | #N/A
2007-07-19 21:00 | 7 | 19 | 21 | 200.8336 | 4797 | 73.04 | 68 | 1002 | 73.04 | 0 | 2193.6658 | Cooling | 365.611 | #N/A | #N/A | #N/A | #N/A | 0 | 0 | 0 | 0 | 0 | 2193.6658 | #N/A | #N/A | 88 | #N/A | #N/A | #N/A | 1.219% | 1 | 50% | 0% | 0% | 0% | 8.2745 | 0 | 0 | 0 | 8.2745 | #N/A
2007-07-19 22:00 | 7 | 19 | 22 | 200.8753 | 4798 | 73.94 | 66.92 | 1002 | 73.94 | 0 | 1121.8781 | Cooling | 186.9797 | #N/A | #N/A | #N/A | #N/A | 0 | 0 | 0 | 0 | 0 | 1121.8781 | #N/A | #N/A | 88 | #N/A | #N/A | #N/A | 0.6233% | 1 | 50% | 0% | 0% | 0% | 8.2745 | 0 | 0 | 0 | 8.2745 | #N/A
2007-07-19 23:00 | 7 | 19 | 23 | 200.9169 | 4799 | 73.94 | 66.92 | 1002 | 73.94 | 0 | 1188.8727 | Cooling | 198.1455 | #N/A | #N/A | #N/A | #N/A | 0 | 0 | 0 | 0 | 0 | 1188.8727 | #N/A | #N/A | 88 | #N/A | #N/A | #N/A | 0.6605% | 1 | 50% | 0% | 0% | 0% | 8.2745 | 0 | 0 | 0 | 8.2745 | #N/A
2007-07-20 | 7 | 20 | 0 | 200.9586 | 4800 | 73.94 | 66.92 | 1001 | 73.94 | 0 | 1082.8521 | Cooling | 180.4754 | #N/A | #N/A | #N/A | #N/A | 0 | 0 | 0 | 0 | 0 | 1082.8521 | #N/A | #N/A | 88 | #N/A | #N/A | #N/A | 0.6016% | 1 | 50% | 0% | 0% | 0% | 8.2745 | 0 | 0 | 0 | 8.2745 | #N/A
2007-07-20 01:00 | 7 | 20 | 1 | 201.0003 | 4801 | 73.04 | 66.92 | 1001 | 73.04 | 0 | 947.4996 | Cooling | 157.9166 | #N/A | #N/A | #N/A | #N/A | 0 | 0 | 0 | 0 | 0 | 947.4996 | #N/A | #N/A | 88 | #N/A | #N/A | #N/A | 0.5264% | 1 | 50% | 0% | 0% | 0% | 8.2745 | 0 | 0 | 0 | 8.2745 | #N/A
2007-07-20 02:00 | 7 | 20 | 2 | 201.0419 | 4802 | 73.04 | 66.92 | 1001 | 73.04 | 0 | 893.8765 | Cooling | 148.9794 | #N/A | #N/A | #N/A | #N/A | 0 | 0 | 0 | 0 | 0 | 893.8765 | #N/A | #N/A | 88 | #N/A | #N/A | #N/A | 0.4966% | 1 | 50% | 0% | 0% | 0% | 8.2745 | 0 | 0 | 0 | 8.2745 | #N/A
2007-07-20 03:00 | 7 | 20 | 3 | 201.0836 | 4803 | 71.96 | 64.94 | 1000 | 71.96 | 0 | 824.2762 | Cooling | 137.3794 | #N/A | #N/A | #N/A | #N/A | 0 | 0 | 0 | 0 | 0 | 824.2762 | #N/A | #N/A | 88 | #N/A | #N/A | #N/A | 0.4579% | 1 | 50% | 0% | 0% | 0% | 8.2745 | 0 | 0 | 0 | 8.2745 | #N/A
2007-07-20 04:00 | 7 | 20 | 4 | 201.1253 | 4804 | 71.06 | 66.02 | 1000 | 71.06 | 0 | 861.9857 | Cooling | 143.6643 | #N/A | #N/A | #N/A | #N/A | 0 | 0 | 0 | 0 | 0 | 861.9857 | #N/A | #N/A | 88 | #N/A | #N/A | #N/A | 0.4789% | 1 | 50% | 0% | 0% | 0% | 8.2745 | 0 | 0 | 0 | 8.2745 | #N/A
2007-07-20 05:00 | 7 | 20 | 5 | 201.1669 | 4805 | 71.06 | 66.92 | 1000 | 71.06 | 0 | 1015.1611 | Cooling | 169.1935 | #N/A | #N/A | #N/A | #N/A | 0 | 0 | 0 | 0 | 0 | 1015.1611 | #N/A | #N/A | 88 | #N/A | #N/A | #N/A | 0.564% | 1 | 50% | 0% | 0% | 0% | 8.2745 | 0 | 0 | 0 | 8.2745 | #N/A
2007-07-20 06:00 | 7 | 20 | 6 | 201.2086 | 4806 | 73.94 | 66.92 | 1000 | 73.94 | 0 | 2575.8255 | Cooling | 429.3042 | #N/A | #N/A | #N/A | #N/A | 0 | 0 | 0 | 0 | 0 | 2575.8255 | #N/A | #N/A | 88 | #N/A | #N/A | #N/A | 1.431% | 1 | 50% | 0% | 0% | 0% | 8.2745 | 0 | 0 | 0 | 8.2745 | #N/A
2007-07-20 07:00 | 7 | 20 | 7 | 201.2503 | 4807 | 78.08 | 68 | 1000 | 78.08 | 0 | 2590.279 | Cooling | 431.7132 | #N/A | #N/A | #N/A | #N/A | 0 | 0 | 0 | 0 | 0 | 2590.279 | #N/A | #N/A | 88 | #N/A | #N/A | #N/A | 1.439% | 1 | 50% | 0% | 0% | 0% | 8.2745 | 0 | 0 | 0 | 8.2745 | #N/A
2007-07-20 08:00 | 7 | 20 | 8 | 201.2919 | 4808 | 78.08 | 68 | 999 | 78.08 | 0 | 2135.1345 | Cooling | 355.8558 | #N/A | #N/A | #N/A | #N/A | 0 | 0 | 0 | 0 | 0 | 2135.1345 | #N/A | #N/A | 88 | #N/A | #N/A | #N/A | 1.186% | 1 | 50% | 0% | 0% | 0% | 8.2745 | 0 | 0 | 0 | 8.2745 | #N/A
2007-07-20 09:00 | 7 | 20 | 9 | 201.3336 | 4809 | 82.04 | 66.92 | 999 | 82.04 | 0 | 1934.7291 | Cooling | 322.4548 | #N/A | #N/A | #N/A | #N/A | 0 | 0 | 0 | 0 | 0 | 1934.7291 | #N/A | #N/A | 88 | #N/A | #N/A | #N/A | 1.075% | 1 | 50% | 0% | 0% | 0% | 8.2745 | 0 | 0 | 0 | 8.2745 | #N/A
2007-07-20 10:00 | 7 | 20 | 10 | 201.3753 | 4810 | 82.94 | 68 | 999 | 82.94 | 0 | 1903.8437 | Cooling | 317.3073 | #N/A | #N/A | #N/A | #N/A | 0 | 0 | 0 | 0 | 0 | 1903.8437 | #N/A | #N/A | 88 | #N/A | #N/A | #N/A | 1.058% | 1 | 50% | 0% | 0% | 0% | 8.2745 | 0 | 0 | 0 | 8.2745 | #N/A
2007-07-20 11:00 | 7 | 20 | 11 | 201.4169 | 4811 | 82.94 | 66.92 | 998 | 82.94 | 0 | 1891.1096 | Cooling | 315.1849 | #N/A | #N/A | #N/A | #N/A | 0 | 0 | 0 | 0 | 0 | 1891.1096 | #N/A | #N/A | 88 | #N/A | #N/A | #N/A | 1.051% | 1 | 50% | 0% | 0% | 0% | 8.2745 | 0 | 0 | 0 | 8.2745 | #N/A
2007-07-20 12:00 | 7 | 20 | 12 | 201.4586 | 4812 | 84.02 | 68 | 999 | 84.02 | 0 | 2258.9111 | Cooling | 376.4852 | #N/A | #N/A | #N/A | #N/A | 0 | 0 | 0 | 0 | 0 | 2258.9111 | #N/A | #N/A | 88 | #N/A | #N/A | #N/A | 1.255% | 1 | 50% | 0% | 0% | 0% | 8.2745 | 0 | 0 | 0 | 8.2745 | #N/A
2007-07-20 13:00 | 7 | 20 | 13 | 201.5003 | 4813 | 84.92 | 69.08 | 999 | 84.92 | 0 | 2499.7118 | Cooling | 416.6186 | #N/A | #N/A | #N/A | #N/A | 0 | 0 | 0 | 0 | 0 | 2499.7118 | #N/A | #N/A | 88 | #N/A | #N/A | #N/A | 1.389% | 1 | 50% | 0% | 0% | 0% | 8.2745 | 0 | 0 | 0 | 8.2745 | #N/A
2007-07-20 14:00 | 7 | 20 | 14 | 201.5419 | 4814 | 84.92 | 69.08 | 998 | 84.92 | 0 | 2431.0519 | Cooling | 405.1753 | #N/A | #N/A | #N/A | #N/A | 0 | 0 | 0 | 0 | 0 | 2431.0519 | #N/A | #N/A | 88 | #N/A | #N/A | #N/A | 1.351% | 1 | 50% | 0% | 0% | 0% | 8.2745 | 0 | 0 | 0 | 8.2745 | #N/A
2007-07-20 15:00 | 7 | 20 | 15 | 201.5836 | 4815 | 87.08 | 69.08 | 998 | 87.08 | 0 | 2438.4835 | Cooling | 406.4139 | #N/A | #N/A | #N/A | #N/A | 0 | 0 | 0 | 0 | 0 | 2438.4835 | #N/A | #N/A | 88 | #N/A | #N/A | #N/A | 1.355% | 1 | 50% | 0% | 0% | 0% | 8.2745 | 0 | 0 | 0 | 8.2745 | #N/A
2007-07-20 16:00 | 7 | 20 | 16 | 201.6253 | 4816 | 86 | 69.98 | 998 | 86 | 0 | 2614.1693 | Cooling | 435.6949 | #N/A | #N/A | #N/A | #N/A | 0 | 0 | 0 | 0 | 0 | 2614.1693 | #N/A | #N/A | 88 | #N/A | #N/A | #N/A | 1.452% | 1 | 50% | 0% | 0% | 0% | 8.2745 | 0 | 0 | 0 | 8.2745 | #N/A
2007-07-20 17:00 | 7 | 20 | 17 | 201.6669 | 4817 | 86 | 69.98 | 997 | 86 | 0 | 2639.0016 | Cooling | 439.8336 | #N/A | #N/A | #N/A | #N/A | 0 | 0 | 0 | 0 | 0 | 2639.0016 | #N/A | #N/A | 88 | #N/A | #N/A | #N/A | 1.466% | 1 | 50% | 0% | 0% | 0% | 8.2745 | 0 | 0 | 0 | 8.2745 | #N/A
2007-07-20 18:00 | 7 | 20 | 18 | 201.7086 | 4818 | 80.96 | 69.08 | 997 | 80.96 | 0 | 940.4127 | Cooling | 156.7354 | #N/A | #N/A | #N/A | #N/A | 0 | 0 | 0 | 0 | 0 | 940.4127 | #N/A | #N/A | 88 | #N/A | #N/A | #N/A | 0.5225% | 1 | 50% | 0% | 0% | 0% | 8.2745 | 0 | 0 | 0 | 8.2745 | #N/A
2007-07-20 19:00 | 7 | 20 | 19 | 201.7503 | 4819 | 80.06 | 69.08 | 997 | 80.06 | 0 | 1153.9348 | Cooling | 192.3225 | #N/A | #N/A | #N/A | #N/A | 0 | 0 | 0 | 0 | 0 | 1153.9348 | #N/A | #N/A | 88 | #N/A | #N/A | #N/A | 0.6411% | 1 | 50% | 0% | 0% | 0% | 8.2745 | 0 | 0 | 0 | 8.2745 | #N/A
2007-07-20 20:00 | 7 | 20 | 20 | 201.7919 | 4820 | 80.06 | 69.08 | 997 | 80.06 | 0 | 1055.7152 | Cooling | 175.9525 | #N/A | #N/A | #N/A | #N/A | 0 | 0 | 0 | 0 | 0 | 1055.7152 | #N/A | #N/A | 88 | #N/A | #N/A | #N/A | 0.5865% | 1 | 50% | 0% | 0% | 0% | 8.2745 | 0 | 0 | 0 | 8.2745 | #N/A
2007-07-20 21:00 | 7 | 20 | 21 | 201.8336 | 4821 | 73.94 | 69.98 | 998 | 73.94 | 0 | 922.8775 | Cooling | 153.8129 | #N/A | #N/A | #N/A | #N/A | 0 | 0 | 0 | 0 | 0 | 922.8775 | #N/A | #N/A | 88 | #N/A | #N/A | #N/A | 0.5127% | 1 | 50% | 0% | 0% | 0% | 8.2745 | 0 | 0 | 0 | 8.2745 | #N/A
2007-07-20 22:00 | 7 | 20 | 22 | 201.8753 | 4822 | 71.96 | 69.08 | 998 | 71.96 | 0 | 626.2343 | Cooling | 104.3724 | #N/A | #N/A | #N/A | #N/A | 0 | 0 | 0 | 0 | 0 | 626.2343 | #N/A | #N/A | 88 | #N/A | #N/A | #N/A | 0.3479% | 1 | 50% | 0% | 0% | 0% | 8.2745 | 0 | 0 | 0 | 8.2745 | #N/A
2007-07-20 23:00 | 7 | 20 | 23 | 201.9169 | 4823 | 71.96 | 69.08 | 998 | 71.96 | 0 | 439.2487 | Cooling | 73.2081 | #N/A | #N/A | #N/A | #N/A | 0 | 0 | 0 | 0 | 0 | 439.2487 | #N/A | #N/A | 88 | #N/A | #N/A | #N/A | 0.244% | 1 | 50% | 0% | 0% | 0% | 8.2745 | 0 | 0 | 0 | 8.2745 | #N/A
2007-07-21 | 7 | 21 | 0 | 201.9586 | 4824 | 69.98 | 69.08 | 998 | 69.98 | 0 | 428.5021 | Cooling | 71.417 | #N/A | #N/A | #N/A | #N/A | 0 | 0 | 0 | 0 | 0 | 428.5021 | #N/A | #N/A | 88 | #N/A | #N/A | #N/A | 0.2381% | 1 | 50% | 0% | 0% | 0% | 8.2745 | 0 | 0 | 0 | 8.2745 | #N/A
2007-07-21 01:00 | 7 | 21 | 1 | 202.0003 | 4825 | 66.92 | 68 | 998 | 66.92 | 0 | 398.8018 | Cooling | 66.467 | #N/A | #N/A | #N/A | #N/A | 0 | 0 | 0 | 0 | 0 | 398.8018 | #N/A | #N/A | 88 | #N/A | #N/A | #N/A | 0.2216% | 1 | 50% | 0% | 0% | 0% | 8.2745 | 0 | 0 | 0 | 8.2745 | #N/A
2007-07-21 02:00 | 7 | 21 | 2 | 202.0419 | 4826 | 66.92 | 68 | 998 | 66.92 | 0 | 379.4478 | Cooling | 63.2413 | #N/A | #N/A | #N/A | #N/A | 0 | 0 | 0 | 0 | 0 | 379.4478 | #N/A | #N/A | 88 | #N/A | #N/A | #N/A | 0.2108% | 1 | 50% | 0% | 0% | 0% | 8.2745 | 0 | 0 | 0 | 8.2745 | #N/A
2007-07-21 03:00 | 7 | 21 | 3 | 202.0836 | 4827 | 68 | 66.92 | 998 | 68 | 0 | 350.7059 | Cooling | 58.451 | #N/A | #N/A | #N/A | #N/A | 0 | 0 | 0 | 0 | 0 | 350.7059 | #N/A | #N/A | 88 | #N/A | #N/A | #N/A | 0.1948% | 1 | 50% | 0% | 0% | 0% | 8.2745 | 0 | 0 | 0 | 8.2745 | #N/A
2007-07-21 04:00 | 7 | 21 | 4 | 202.1253 | 4828 | 66.02 | 66.92 | 998 | 66.02 | 0 | 331.7188 | Cooling | 55.2865 | #N/A | #N/A | #N/A | #N/A | 0 | 0 | 0 | 0 | 0 | 331.7188 | #N/A | #N/A | 88 | #N/A | #N/A | #N/A | 0.1843% | 1 | 50% | 0% | 0% | 0% | 8.2745 | 0 | 0 | 0 | 8.2745 | #N/A
2007-07-21 05:00 | 7 | 21 | 5 | 202.1669 | 4829 | 66.02 | 66.02 | 999 | 66.02 | 0 | 374.2302 | Cooling | 62.3717 | #N/A | #N/A | #N/A | #N/A | 0 | 0 | 0 | 0 | 0 | 374.2302 | #N/A | #N/A | 88 | #N/A | #N/A | #N/A | 0.2079% | 1 | 50% | 0% | 0% | 0% | 8.2745 | 0 | 0 | 0 | 8.2745 | #N/A
2007-07-21 06:00 | 7 | 21 | 6 | 202.2086 | 4830 | 69.08 | 66.02 | 999 | 69.08 | 0 | 485.7115 | Cooling | 80.9519 | #N/A | #N/A | #N/A | #N/A | 0 | 0 | 0 | 0 | 0 | 485.7115 | #N/A | #N/A | 88 | #N/A | #N/A | #N/A | 0.2698% | 1 | 50% | 0% | 0% | 0% | 8.2745 | 0 | 0 | 0 | 8.2745 | #N/A
2007-07-21 07:00 | 7 | 21 | 7 | 202.2503 | 4831 | 71.06 | 66.02 | 1000 | 71.06 | 0 | 624.6991 | Cooling | 104.1165 | #N/A | #N/A | #N/A | #N/A | 0 | 0 | 0 | 0 | 0 | 624.6991 | #N/A | #N/A | 88 | #N/A | #N/A | #N/A | 0.3471% | 1 | 50% | 0% | 0% | 0% | 8.2745 | 0 | 0 | 0 | 8.2745 | #N/A
2007-07-21 08:00 | 7 | 21 | 8 | 202.2919 | 4832 | 71.06 | 66.02 | 1000 | 71.06 | 0 | 833.7602 | Cooling | 138.96 | #N/A | #N/A | #N/A | #N/A | 0 | 0 | 0 | 0 | 0 | 833.7602 | #N/A | #N/A | 88 | #N/A | #N/A | #N/A | 0.4632% | 1 | 50% | 0% | 0% | 0% | 8.2745 | 0 | 0 | 0 | 8.2745 | #N/A
2007-07-21 09:00 | 7 | 21 | 9 | 202.3336 | 4833 | 75.92 | 64.94 | 999 | 75.92 | 0 | 1000.6167 | Cooling | 166.7695 | #N/A | #N/A | #N/A | #N/A | 0 | 0 | 0 | 0 | 0 | 1000.6167 | #N/A | #N/A | 88 | #N/A | #N/A | #N/A | 0.5559% | 1 | 50% | 0% | 0% | 0% | 8.2745 | 0 | 0 | 0 | 8.2745 | #N/A
2007-07-21 10:00 | 7 | 21 | 10 | 202.3753 | 4834 | 80.06 | 64.04 | 999 | 80.06 | 0 | 977.4887 | Cooling | 162.9148 | #N/A | #N/A | #N/A | #N/A | 0 | 0 | 0 | 0 | 0 | 977.4887 | #N/A | #N/A | 88 | #N/A | #N/A | #N/A | 0.543% | 1 | 50% | 0% | 0% | 0% | 8.2745 | 0 | 0 | 0 | 8.2745 | #N/A
2007-07-21 11:00 | 7 | 21 | 11 | 202.4169 | 4835 | 80.06 | 62.96 | 999 | 80.06 | 0 | 1065.9955 | Cooling | 177.6659 | #N/A | #N/A | #N/A | #N/A | 0 | 0 | 0 | 0 | 0 | 1065.9955 | #N/A | #N/A | 88 | #N/A | #N/A | #N/A | 0.5922% | 1 | 50% | 0% | 0% | 0% | 8.2745 | 0 | 0 | 0 | 8.2745 | #N/A
2007-07-21 12:00 | 7 | 21 | 12 | 202.4586 | 4836 | 82.94 | 62.06 | 999 | 82.94 | 0 | 1149.8899 | Cooling | 191.6483 | #N/A | #N/A | #N/A | #N/A | 0 | 0 | 0 | 0 | 0 | 1149.8899 | #N/A | #N/A | 88 | #N/A | #N/A | #N/A | 0.6388% | 1 | 50% | 0% | 0% | 0% | 8.2745 | 0 | 0 | 0 | 8.2745 | #N/A
2007-07-21 13:00 | 7 | 21 | 13 | 202.5003 | 4837 | 84.92 | 62.06 | 999 | 84.92 | 0 | 585.2585 | Cooling | 97.5431 | #N/A | #N/A | #N/A | #N/A | 0 | 0 | 0 | 0 | 0 | 585.2585 | #N/A | #N/A | 88 | #N/A | #N/A | #N/A | 0.3251% | 1 | 50% | 0% | 0% | 0% | 8.2745 | 0 | 0 | 0 | 8.2745 | #N/A
2007-07-21 14:00 | 7 | 21 | 14 | 202.5419 | 4838 | 84.92 | 62.06 | 998 | 84.92 | 0 | 629.2946 | Cooling | 104.8824 | #N/A | #N/A | #N/A | #N/A | 0 | 0 | 0 | 0 | 0 | 629.2946 | #N/A | #N/A | 88 | #N/A | #N/A | #N/A | 0.3496% | 1 | 50% | 0% | 0% | 0% | 8.2745 | 0 | 0 | 0 | 8.2745 | #N/A
2007-07-21 15:00 | 7 | 21 | 15 | 202.5836 | 4839 | 78.08 | 62.06 | 998 | 78.08 | 0 | 655.8504 | Cooling | 109.3084 | #N/A | #N/A | #N/A | #N/A | 0 | 0 | 0 | 0 | 0 | 655.8504 | #N/A | #N/A | 88 | #N/A | #N/A | #N/A | 0.3644% | 1 | 50% | 0% | 0% | 0% | 8.2745 | 0 | 0 | 0 | 8.2745 | #N/A
2007-07-21 16:00 | 7 | 21 | 16 | 202.6253 | 4840 | 73.94 | 62.06 | 998 | 73.94 | 0 | 777.1696 | Cooling | 129.5283 | #N/A | #N/A | #N/A | #N/A | 0 | 0 | 0 | 0 | 0 | 777.1696 | #N/A | #N/A | 88 | #N/A | #N/A | #N/A | 0.4318% | 1 | 50% | 0% | 0% | 0% | 8.2745 | 0 | 0 | 0 | 8.2745 | #N/A
2007-07-21 17:00 | 7 | 21 | 17 | 202.6669 | 4841 | 73.94 | 60.98 | 998 | 73.94 | 0 | 817.8795 | Cooling | 136.3132 | #N/A | #N/A | #N/A | #N/A | 0 | 0 | 0 | 0 | 0 | 817.8795 | #N/A | #N/A | 88 | #N/A | #N/A | #N/A | 0.4544% | 1 | 50% | 0% | 0% | 0% | 8.2745 | 0 | 0 | 0 | 8.2745 | #N/A
2007-07-21 18:00 | 7 | 21 | 18 | 202.7086 | 4842 | 78.08 | 57.02 | 998 | 78.08 | 0 | 1284.5928 | Cooling | 214.0988 | #N/A | #N/A | #N/A | #N/A | 0 | 0 | 0 | 0 | 0 | 1284.5928 | #N/A | #N/A | 88 | #N/A | #N/A | #N/A | 0.7137% | 1 | 50% | 0% | 0% | 0% | 8.2745 | 0 | 0 | 0 | 8.2745 | #N/A
2007-07-21 19:00 | 7 | 21 | 19 | 202.7503 | 4843 | 75.02 | 60.08 | 999 | 75.02 | 0 | 935.5506 | Cooling | 155.9251 | #N/A | #N/A | #N/A | #N/A | 0 | 0 | 0 | 0 | 0 | 935.5506 | #N/A | #N/A | 88 | #N/A | #N/A | #N/A | 0.5198% | 1 | 50% | 0% | 0% | 0% | 8.2745 | 0 | 0 | 0 | 8.2745 | #N/A
2007-07-21 20:00 | 7 | 21 | 20 | 202.7919 | 4844 | 75.02 | 60.98 | 999 | 75.02 | 0 | 807.4186 | Cooling | 134.5698 | #N/A | #N/A | #N/A | #N/A | 0 | 0 | 0 | 0 | 0 | 807.4186 | #N/A | #N/A | 88 | #N/A | #N/A | #N/A | 0.4486% | 1 | 50% | 0% | 0% | 0% | 8.2745 | 0 | 0 | 0 | 8.2745 | #N/A
2007-07-21 21:00 | 7 | 21 | 21 | 202.8336 | 4845 | 71.06 | 60.98 | 1000 | 71.06 | 0 | 562.6405 | Cooling | 93.7734 | #N/A | #N/A | #N/A | #N/A | 0 | 0 | 0 | 0 | 0 | 562.6405 | #N/A | #N/A | 88 | #N/A | #N/A | #N/A | 0.3126% | 1 | 50% | 0% | 0% | 0% | 8.2745 | 0 | 0 | 0 | 8.2745 | #N/A
2007-07-21 22:00 | 7 | 21 | 22 | 202.8753 | 4846 | 68 | 60.08 | 1000 | 68 | 0 | 386.9676 | Cooling | 64.4946 | #N/A | #N/A | #N/A | #N/A | 0 | 0 | 0 | 0 | 0 | 386.9676 | #N/A | #N/A | 88 | #N/A | #N/A | #N/A | 0.215% | 1 | 50% | 0% | 0% | 0% | 8.2745 | 0 | 0 | 0 | 8.2745 | #N/A
2007-07-21 23:00 | 7 | 21 | 23 | 202.9169 | 4847 | 68 | 62.06 | 1000 | 68 | 0 | 289.6157 | Cooling | 48.2693 | #N/A | #N/A | #N/A | #N/A | 0 | 0 | 0 | 0 | 0 | 289.6157 | #N/A | #N/A | 88 | #N/A | #N/A | #N/A | 0.1609% | 1 | 50% | 0% | 0% | 0% | 8.2745 | 0 | 0 | 0 | 8.2745 | #N/A
2007-07-22 | 7 | 22 | 0 | 202.9586 | 4848 | 68 | 62.06 | 1000 | 68 | 0 | 305.7376 | Cooling | 50.9563 | #N/A | #N/A | #N/A | #N/A | 0 | 0 | 0 | 0 | 0 | 305.7376 | #N/A | #N/A | 88 | #N/A | #N/A | #N/A | 0.1699% | 1 | 50% | 0% | 0% | 0% | 8.2745 | 0 | 0 | 0 | 8.2745 | #N/A
2007-07-22 01:00 | 7 | 22 | 1 | 203.0003 | 4849 | 64.94 | 62.06 | 999 | 64.94 | 0 | 295.1229 | Cooling | 49.1872 | #N/A | #N/A | #N/A | #N/A | 0 | 0 | 0 | 0 | 0 | 295.1229 | #N/A | #N/A | 88 | #N/A | #N/A | #N/A | 0.164% | 1 | 50% | 0% | 0% | 0% | 8.2745 | 0 | 0 | 0 | 8.2745 | #N/A
2007-07-22 02:00 | 7 | 22 | 2 | 203.0419 | 4850 | 64.94 | 60.98 | 999 | 64.94 | 0 | 276.003 | Cooling | 46.0005 | #N/A | #N/A | #N/A | #N/A | 0 | 0 | 0 | 0 | 0 | 276.003 | #N/A | #N/A | 88 | #N/A | #N/A | #N/A | 0.1533% | 1 | 50% | 0% | 0% | 0% | 8.2745 | 0 | 0 | 0 | 8.2745 | #N/A
2007-07-22 03:00 | 7 | 22 | 3 | 203.0836 | 4851 | 64.94 | 60.08 | 999 | 64.94 | 0 | 232.2297 | Cooling | 38.705 | #N/A | #N/A | #N/A | #N/A | 0 | 0 | 0 | 0 | 0 | 232.2297 | #N/A | #N/A | 88 | #N/A | #N/A | #N/A | 0.129% | 1 | 50% | 0% | 0% | 0% | 8.2745 | 0 | 0 | 0 | 8.2745 | #N/A
2007-07-22 04:00 | 7 | 22 | 4 | 203.1253 | 4852 | 64.94 | 60.08 | 999 | 64.94 | 0 | 210.3825 | Cooling | 35.0637 | #N/A | #N/A | #N/A | #N/A | 0 | 0 | 0 | 0 | 0 | 210.3825 | #N/A | #N/A | 88 | #N/A | #N/A | #N/A | 0.1169% | 1 | 50% | 0% | 0% | 0% | 8.2745 | 0 | 0 | 0 | 8.2745 | #N/A
2007-07-22 05:00 | 7 | 22 | 5 | 203.1669 | 4853 | 64.94 | 59 | 999 | 64.94 | 0 | 220.5168 | Cooling | 36.7528 | #N/A | #N/A | #N/A | #N/A | 0 | 0 | 0 | 0 | 0 | 220.5168 | #N/A | #N/A | 88 | #N/A | #N/A | #N/A | 0.1225% | 1 | 50% | 0% | 0% | 0% | 8.2745 | 0 | 0 | 0 | 8.2745 | #N/A
2007-07-22 06:00 | 7 | 22 | 6 | 203.2086 | 4854 | 66.02 | 60.08 | 1000 | 66.02 | 0 | 1291.8493 | Cooling | 215.3082 | #N/A | #N/A | #N/A | #N/A | 0 | 0 | 0 | 0 | 0 | 1291.8493 | #N/A | #N/A | 88 | #N/A | #N/A | #N/A | 0.7177% | 1 | 50% | 0% | 0% | 0% | 8.2745 | 0 | 0 | 0 | 8.2745 | #N/A
2007-07-22 07:00 | 7 | 22 | 7 | 203.2503 | 4855 | 68 | 62.06 | 1000 | 68 | 0 | 1529.8373 | Cooling | 254.9729 | #N/A | #N/A | #N/A | #N/A | 0 | 0 | 0 | 0 | 0 | 1529.8373 | #N/A | #N/A | 88 | #N/A | #N/A | #N/A | 0.8499% | 1 | 50% | 0% | 0% | 0% | 8.2745 | 0 | 0 | 0 | 8.2745 | #N/A
2007-07-22 08:00 | 7 | 22 | 8 | 203.2919 | 4856 | 68 | 60.98 | 1000 | 68 | 0 | 1942.7519 | Cooling | 323.792 | #N/A | #N/A | #N/A | #N/A | 0 | 0 | 0 | 0 | 0 | 1942.7519 | #N/A | #N/A | 88 | #N/A | #N/A | #N/A | 1.079% | 1 | 50% | 0% | 0% | 0% | 8.2745 | 0 | 0 | 0 | 8.2745 | #N/A
2007-07-22 09:00 | 7 | 22 | 9 | 203.3336 | 4857 | 73.04 | 60.08 | 1000 | 73.04 | 0 | 2243.6943 | Cooling | 373.949 | #N/A | #N/A | #N/A | #N/A | 0 | 0 | 0 | 0 | 0 | 2243.6943 | #N/A | #N/A | 88 | #N/A | #N/A | #N/A | 1.246% | 1 | 50% | 0% | 0% | 0% | 8.2745 | 0 | 0 | 0 | 8.2745 | #N/A
2007-07-22 10:00 | 7 | 22 | 10 | 203.3753 | 4858 | 75.92 | 59 | 1000 | 75.92 | 0 | 2063.7651 | Cooling | 343.9608 | #N/A | #N/A | #N/A | #N/A | 0 | 0 | 0 | 0 | 0 | 2063.7651 | #N/A | #N/A | 88 | #N/A | #N/A | #N/A | 1.147% | 1 | 50% | 0% | 0% | 0% | 8.2745 | 0 | 0 | 0 | 8.2745 | #N/A
2007-07-22 11:00 | 7 | 22 | 11 | 203.4169 | 4859 | 75.92 | 60.08 | 1000 | 75.92 | 0 | 1853.9513 | Cooling | 308.9919 | #N/A | #N/A | #N/A | #N/A | 0 | 0 | 0 | 0 | 0 | 1853.9513 | #N/A | #N/A | 88 | #N/A | #N/A | #N/A | 1.03% | 1 | 50% | 0% | 0% | 0% | 8.2745 | 0 | 0 | 0 | 8.2745 | #N/A
2007-07-22 12:00 | 7 | 22 | 12 | 203.4586 | 4860 | 78.08 | 60.98 | 1000 | 78.08 | 0 | 1814.1351 | Cooling | 302.3559 | #N/A | #N/A | #N/A | #N/A | 0 | 0 | 0 | 0 | 0 | 1814.1351 | #N/A | #N/A | 88 | #N/A | #N/A | #N/A | 1.008% | 1 | 50% | 0% | 0% | 0% | 8.2745 | 0 | 0 | 0 | 8.2745 | #N/A
2007-07-22 13:00 | 7 | 22 | 13 | 203.5003 | 4861 | 78.98 | 60.98 | 999 | 78.98 | 0 | 1830.8182 | Cooling | 305.1364 | #N/A | #N/A | #N/A | #N/A | 0 | 0 | 0 | 0 | 0 | 1830.8182 | #N/A | #N/A | 88 | #N/A | #N/A | #N/A | 1.017% | 1 | 50% | 0% | 0% | 0% | 8.2745 | 0 | 0 | 0 | 8.2745 | #N/A
2007-07-22 14:00 | 7 | 22 | 14 | 203.5419 | 4862 | 78.98 | 62.06 | 999 | 78.98 | 0 | 1911.9771 | Cooling | 318.6629 | #N/A | #N/A | #N/A | #N/A | 0 | 0 | 0 | 0 | 0 | 1911.9771 | #N/A | #N/A | 88 | #N/A | #N/A | #N/A | 1.062% | 1 | 50% | 0% | 0% | 0% | 8.2745 | 0 | 0 | 0 | 8.2745 | #N/A
2007-07-22 15:00 | 7 | 22 | 15 | 203.5836 | 4863 | 80.06 | 62.06 | 999 | 80.06 | 0 | 1953.3047 | Cooling | 325.5508 | #N/A | #N/A | #N/A | #N/A | 0 | 0 | 0 | 0 | 0 | 1953.3047 | #N/A | #N/A | 88 | #N/A | #N/A | #N/A | 1.085% | 1 | 50% | 0% | 0% | 0% | 8.2745 | 0 | 0 | 0 | 8.2745 | #N/A
2007-07-22 16:00 | 7 | 22 | 16 | 203.6253 | 4864 | 78.08 | 62.06 | 998 | 78.08 | 0 | 2055.1921 | Cooling | 342.532 | #N/A | #N/A | #N/A | #N/A | 0 | 0 | 0 | 0 | 0 | 2055.1921 | #N/A | #N/A | 88 | #N/A | #N/A | #N/A | 1.142% | 1 | 50% | 0% | 0% | 0% | 8.2745 | 0 | 0 | 0 | 8.2745 | #N/A
2007-07-22 17:00 | 7 | 22 | 17 | 203.6669 | 4865 | 78.08 | 66.02 | 998 | 78.08 | 0 | 2099.0126 | Cooling | 349.8354 | #N/A | #N/A | #N/A | #N/A | 0 | 0 | 0 | 0 | 0 | 2099.0126 | #N/A | #N/A | 88 | #N/A | #N/A | #N/A | 1.166% | 1 | 50% | 0% | 0% | 0% | 8.2745 | 0 | 0 | 0 | 8.2745 | #N/A
2007-07-22 18:00 | 7 | 22 | 18 | 203.7086 | 4866 | 77 | 66.92 | 998 | 77 | 0 | 2499.7955 | Cooling | 416.6326 | #N/A | #N/A | #N/A | #N/A | 0 | 0 | 0 | 0 | 0 | 2499.7955 | #N/A | #N/A | 88 | #N/A | #N/A | #N/A | 1.389% | 1 | 50% | 0% | 0% | 0% | 8.2745 | 0 | 0 | 0 | 8.2745 | #N/A
2007-07-22 19:00 | 7 | 22 | 19 | 203.7503 | 4867 | 73.94 | 66.92 | 998 | 73.94 | 0 | 2583.1692 | Cooling | 430.5282 | #N/A | #N/A | #N/A | #N/A | 0 | 0 | 0 | 0 | 0 | 2583.1692 | #N/A | #N/A | 88 | #N/A | #N/A | #N/A | 1.435% | 1 | 50% | 0% | 0% | 0% | 8.2745 | 0 | 0 | 0 | 8.2745 | #N/A
2007-07-22 20:00 | 7 | 22 | 20 | 203.7919 | 4868 | 73.94 | 68 | 997 | 73.94 | 0 | 2514.1648 | Cooling | 419.0275 | #N/A | #N/A | #N/A | #N/A | 0 | 0 | 0 | 0 | 0 | 2514.1648 | #N/A | #N/A | 88 | #N/A | #N/A | #N/A | 1.397% | 1 | 50% | 0% | 0% | 0% | 8.2745 | 0 | 0 | 0 | 8.2745 | #N/A
2007-07-22 21:00 | 7 | 22 | 21 | 203.8336 | 4869 | 68 | 69.08 | 997 | 68 | 0 | 2396.5992 | Cooling | 399.4332 | #N/A | #N/A | #N/A | #N/A | 0 | 0 | 0 | 0 | 0 | 2396.5992 | #N/A | #N/A | 88 | #N/A | #N/A | #N/A | 1.331% | 1 | 50% | 0% | 0% | 0% | 8.2745 | 0 | 0 | 0 | 8.2745 | #N/A
2007-07-22 22:00 | 7 | 22 | 22 | 203.8753 | 4870 | 66.92 | 69.08 | 996 | 66.92 | 0 | 578.4567 | Cooling | 96.4095 | #N/A | #N/A | #N/A | #N/A | 0 | 0 | 0 | 0 | 0 | 578.4567 | #N/A | #N/A | 88 | #N/A | #N/A | #N/A | 0.3214% | 1 | 50% | 0% | 0% | 0% | 8.2745 | 0 | 0 | 0 | 8.2745 | #N/A
2007-07-22 23:00 | 7 | 22 | 23 | 203.9169 | 4871 | 66.92 | 66.92 | 995 | 66.92 | 0 | 614.3498 | Cooling | 102.3916 | #N/A | #N/A | #N/A | #N/A | 0 | 0 | 0 | 0 | 0 | 614.3498 | #N/A | #N/A | 88 | #N/A | #N/A | #N/A | 0.3413% | 1 | 50% | 0% | 0% | 0% | 8.2745 | 0 | 0 | 0 | 8.2745 | #N/A
2007-07-23 | 7 | 23 | 0 | 203.9586 | 4872 | 62.06 | 66.02 | 995 | 62.06 | 0 | 508.2627 | Cooling | 84.7104 | #N/A | #N/A | #N/A | #N/A | 0 | 0 | 0 | 0 | 0 | 508.2627 | #N/A | #N/A | 88 | #N/A | #N/A | #N/A | 0.2824% | 1 | 50% | 0% | 0% | 0% | 8.2745 | 0 | 0 | 0 | 8.2745 | #N/A
2007-07-23 01:00 | 7 | 23 | 1 | 204.0003 | 4873 | 62.96 | 66.92 | 994 | 62.96 | 0 | 475.0151 | Cooling | 79.1692 | #N/A | #N/A | #N/A | #N/A | 0 | 0 | 0 | 0 | 0 | 475.0151 | #N/A | #N/A | 88 | #N/A | #N/A | #N/A | 0.2639% | 1 | 50% | 0% | 0% | 0% | 8.2745 | 0 | 0 | 0 | 8.2745 | #N/A
2007-07-23 02:00 | 7 | 23 | 2 | 204.0419 | 4874 | 62.96 | 68 | 993 | 62.96 | 0 | 492.2331 | Cooling | 82.0388 | #N/A | #N/A | #N/A | #N/A | 0 | 0 | 0 | 0 | 0 | 492.2331 | #N/A | #N/A | 88 | #N/A | #N/A | #N/A | 0.2735% | 1 | 50% | 0% | 0% | 0% | 8.2745 | 0 | 0 | 0 | 8.2745 | #N/A
2007-07-23 03:00 | 7 | 23 | 3 | 204.0836 | 4875 | 60.08 | 69.08 | 993 | 60.08 | 0 | 528.3019 | Cooling | 88.0503 | #N/A | #N/A | #N/A | #N/A | 0 | 0 | 0 | 0 | 0 | 528.3019 | #N/A | #N/A | 88 | #N/A | #N/A | #N/A | 0.2935% | 1 | 50% | 0% | 0% | 0% | 8.2745 | 0 | 0 | 0 | 8.2745 | #N/A
2007-07-23 04:00 | 7 | 23 | 4 | 204.1253 | 4876 | 59 | 69.08 | 992 | 59 | 0 | 535.7213 | Cooling | 89.2869 | #N/A | #N/A | #N/A | #N/A | 0 | 0 | 0 | 0 | 0 | 535.7213 | #N/A | #N/A | 88 | #N/A | #N/A | #N/A | 0.2976% | 1 | 50% | 0% | 0% | 0% | 8.2745 | 0 | 0 | 0 | 8.2745 | #N/A
2007-07-23 05:00 | 7 | 23 | 5 | 204.1669 | 4877 | 59 | 69.98 | 992 | 59 | 0 | 727.434 | Cooling | 121.239 | #N/A | #N/A | #N/A | #N/A | 0 | 0 | 0 | 0 | 0 | 727.434 | #N/A | #N/A | 88 | #N/A | #N/A | #N/A | 0.4041% | 1 | 50% | 0% | 0% | 0% | 8.2745 | 0 | 0 | 0 | 8.2745 | #N/A
2007-07-23 06:00 | 7 | 23 | 6 | 204.2086 | 4878 | 60.08 | 71.06 | 992 | 60.08 | 0 | 2769.3155 | Cooling | 461.5526 | #N/A | #N/A | #N/A | #N/A | 0 | 0 | 0 | 0 | 0 | 2769.3155 | #N/A | #N/A | 88 | #N/A | #N/A | #N/A | 1.539% | 1 | 50% | 0% | 0% | 0% | 8.2745 | 0 | 0 | 0 | 8.2745 | #N/A
2007-07-23 07:00 | 7 | 23 | 7 | 204.2503 | 4879 | 66.02 | 69.08 | 993 | 66.02 | 0 | 2554.3708 | Cooling | 425.7285 | #N/A | #N/A | #N/A | #N/A | 0 | 0 | 0 | 0 | 0 | 2554.3708 | #N/A | #N/A | 88 | #N/A | #N/A | #N/A | 1.419% | 1 | 50% | 0% | 0% | 0% | 8.2745 | 0 | 0 | 0 | 8.2745 | #N/A
2007-07-23 08:00 | 7 | 23 | 8 | 204.2919 | 4880 | 66.02 | 69.08 | 992 | 66.02 | 0 | 2563.1756 | Cooling | 427.1959 | #N/A | #N/A | #N/A | #N/A | 0 | 0 | 0 | 0 | 0 | 2563.1756 | #N/A | #N/A | 88 | #N/A | #N/A | #N/A | 1.424% | 1 | 50% | 0% | 0% | 0% | 8.2745 | 0 | 0 | 0 | 8.2745 | #N/A
2007-07-23 09:00 | 7 | 23 | 9 | 204.3336 | 4881 | 73.04 | 68 | 993 | 73.04 | 0 | 2536.0535 | Cooling | 422.6756 | #N/A | #N/A | #N/A | #N/A | 0 | 0 | 0 | 0 | 0 | 2536.0535 | #N/A | #N/A | 88 | #N/A | #N/A | #N/A | 1.409% | 1 | 50% | 0% | 0% | 0% | 8.2745 | 0 | 0 | 0 | 8.2745 | #N/A
2007-07-23 10:00 | 7 | 23 | 10 | 204.3753 | 4882 | 73.94 | 69.08 | 993 | 73.94 | 0 | 2515.1464 | Cooling | 419.1911 | #N/A | #N/A | #N/A | #N/A | 0 | 0 | 0 | 0 | 0 | 2515.1464 | #N/A | #N/A | 88 | #N/A | #N/A | #N/A | 1.397% | 1 | 50% | 0% | 0% | 0% | 8.2745 | 0 | 0 | 0 | 8.2745 | #N/A
2007-07-23 11:00 | 7 | 23 | 11 | 204.4169 | 4883 | 73.94 | 68 | 994 | 73.94 | 0 | 2590.3313 | Cooling | 431.7219 | #N/A | #N/A | #N/A | #N/A | 0 | 0 | 0 | 0 | 0 | 2590.3313 | #N/A | #N/A | 88 | #N/A | #N/A | #N/A | 1.439% | 1 | 50% | 0% | 0% | 0% | 8.2745 | 0 | 0 | 0 | 8.2745 | #N/A
2007-07-23 12:00 | 7 | 23 | 12 | 204.4586 | 4884 | 77 | 66.92 | 995 | 77 | 0 | 2488.9793 | Cooling | 414.8299 | #N/A | #N/A | #N/A | #N/A | 0 | 0 | 0 | 0 | 0 | 2488.9793 | #N/A | #N/A | 88 | #N/A | #N/A | #N/A | 1.383% | 1 | 50% | 0% | 0% | 0% | 8.2745 | 0 | 0 | 0 | 8.2745 | #N/A
2007-07-23 13:00 | 7 | 23 | 13 | 204.5003 | 4885 | 78.98 | 66.92 | 995 | 78.98 | 0 | 2519.4125 | Cooling | 419.9021 | #N/A | #N/A | #N/A | #N/A | 0 | 0 | 0 | 0 | 0 | 2519.4125 | #N/A | #N/A | 88 | #N/A | #N/A | #N/A | 1.4% | 1 | 50% | 0% | 0% | 0% | 8.2745 | 0 | 0 | 0 | 8.2745 | #N/A
2007-07-23 14:00 | 7 | 23 | 14 | 204.5419 | 4886 | 78.98 | 64.04 | 996 | 78.98 | 0 | 2301.4394 | Cooling | 383.5732 | #N/A | #N/A | #N/A | #N/A | 0 | 0 | 0 | 0 | 0 | 2301.4394 | #N/A | #N/A | 88 | #N/A | #N/A | #N/A | 1.279% | 1 | 50% | 0% | 0% | 0% | 8.2745 | 0 | 0 | 0 | 8.2745 | #N/A
2007-07-23 15:00 | 7 | 23 | 15 | 204.5836 | 4887 | 80.96 | 64.94 | 997 | 80.96 | 0 | 2193.4146 | Cooling | 365.5691 | #N/A | #N/A | #N/A | #N/A | 0 | 0 | 0 | 0 | 0 | 2193.4146 | #N/A | #N/A | 88 | #N/A | #N/A | #N/A | 1.219% | 1 | 50% | 0% | 0% | 0% | 8.2745 | 0 | 0 | 0 | 8.2745 | #N/A
2007-07-23 16:00 | 7 | 23 | 16 | 204.6253 | 4888 | 80.96 | 64.04 | 997 | 80.96 | 0 | 2257.2734 | Cooling | 376.2122 | #N/A | #N/A | #N/A | #N/A | 0 | 0 | 0 | 0 | 0 | 2257.2734 | #N/A | #N/A | 88 | #N/A | #N/A | #N/A | 1.254% | 1 | 50% | 0% | 0% | 0% | 8.2745 | 0 | 0 | 0 | 8.2745 | #N/A
2007-07-23 17:00 | 7 | 23 | 17 | 204.6669 | 4889 | 80.96 | 64.94 | 998 | 80.96 | 0 | 2236.6489 | Cooling | 372.7748 | #N/A | #N/A | #N/A | #N/A | 0 | 0 | 0 | 0 | 0 | 2236.6489 | #N/A | #N/A | 88 | #N/A | #N/A | #N/A | 1.243% | 1 | 50% | 0% | 0% | 0% | 8.2745 | 0 | 0 | 0 | 8.2745 | #N/A
2007-07-23 18:00 | 7 | 23 | 18 | 204.7086 | 4890 | 77 | 64.94 | 999 | 77 | 0 | 2074.1524 | Cooling | 345.6921 | #N/A | #N/A | #N/A | #N/A | 0 | 0 | 0 | 0 | 0 | 2074.1524 | #N/A | #N/A | 88 | #N/A | #N/A | #N/A | 1.152% | 1 | 50% | 0% | 0% | 0% | 8.2745 | 0 | 0 | 0 | 8.2745 | #N/A
2007-07-23 19:00 | 7 | 23 | 19 | 204.7503 | 4891 | 73.94 | 64.94 | 999 | 73.94 | 0 | 1949.6587 | Cooling | 324.9431 | #N/A | #N/A | #N/A | #N/A | 0 | 0 | 0 | 0 | 0 | 1949.6587 | #N/A | #N/A | 88 | #N/A | #N/A | #N/A | 1.083% | 1 | 50% | 0% | 0% | 0% | 8.2745 | 0 | 0 | 0 | 8.2745 | #N/A
2007-07-23 20:00 | 7 | 23 | 20 | 204.7919 | 4892 | 73.94 | 64.94 | 999 | 73.94 | 0 | 1845.324 | Cooling | 307.554 | #N/A | #N/A | #N/A | #N/A | 0 | 0 | 0 | 0 | 0 | 1845.324 | #N/A | #N/A | 88 | #N/A | #N/A | #N/A | 1.025% | 1 | 50% | 0% | 0% | 0% | 8.2745 | 0 | 0 | 0 | 8.2745 | #N/A
2007-07-23 21:00 | 7 | 23 | 21 | 204.8336 | 4893 | 66.92 | 64.94 | 1000 | 66.92 | 0 | 1780.9121 | Cooling | 296.8187 | #N/A | #N/A | #N/A | #N/A | 0 | 0 | 0 | 0 | 0 | 1780.9121 | #N/A | #N/A | 88 | #N/A | #N/A | #N/A | 0.9894% | 1 | 50% | 0% | 0% | 0% | 8.2745 | 0 | 0 | 0 | 8.2745 | #N/A
2007-07-23 22:00 | 7 | 23 | 22 | 204.8753 | 4894 | 62.06 | 64.94 | 1000 | 62.06 | 0 | 384.7655 | Cooling | 64.1276 | #N/A | #N/A | #N/A | #N/A | 0 | 0 | 0 | 0 | 0 | 384.7655 | #N/A | #N/A | 88 | #N/A | #N/A | #N/A | 0.2138% | 1 | 50% | 0% | 0% | 0% | 8.2745 | 0 | 0 | 0 | 8.2745 | #N/A
2007-07-23 23:00 | 7 | 23 | 23 | 204.9169 | 4895 | 62.06 | 64.94 | 1000 | 62.06 | 0 | 425.2927 | Cooling | 70.8821 | #N/A | #N/A | #N/A | #N/A | 0 | 0 | 0 | 0 | 0 | 425.2927 | #N/A | #N/A | 88 | #N/A | #N/A | #N/A | 0.2363% | 1 | 50% | 0% | 0% | 0% | 8.2745 | 0 | 0 | 0 | 8.2745 | #N/A
2007-07-24 | 7 | 24 | 0 | 204.9586 | 4896 | 62.06 | 64.94 | 1001 | 62.06 | 0 | 403.8311 | Cooling | 67.3052 | #N/A | #N/A | #N/A | #N/A | 0 | 0 | 0 | 0 | 0 | 403.8311 | #N/A | #N/A | 88 | #N/A | #N/A | #N/A | 0.2244% | 1 | 50% | 0% | 0% | 0% | 8.2745 | 0 | 0 | 0 | 8.2745 | #N/A
2007-07-24 01:00 | 7 | 24 | 1 | 205.0003 | 4897 | 59 | 64.94 | 1001 | 59 | 0 | 391.9486 | Cooling | 65.3248 | #N/A | #N/A | #N/A | #N/A | 0 | 0 | 0 | 0 | 0 | 391.9486 | #N/A | #N/A | 88 | #N/A | #N/A | #N/A | 0.2177% | 1 | 50% | 0% | 0% | 0% | 8.2745 | 0 | 0 | 0 | 8.2745 | #N/A
2007-07-24 02:00 | 7 | 24 | 2 | 205.0419 | 4898 | 59 | 64.04 | 1001 | 59 | 0 | 371.2883 | Cooling | 61.8814 | #N/A | #N/A | #N/A | #N/A | 0 | 0 | 0 | 0 | 0 | 371.2883 | #N/A | #N/A | 88 | #N/A | #N/A | #N/A | 0.2063% | 1 | 50% | 0% | 0% | 0% | 8.2745 | 0 | 0 | 0 | 8.2745 | #N/A
2007-07-24 03:00 | 7 | 24 | 3 | 205.0836 | 4899 | 59 | 64.04 | 1001 | 59 | 0 | 349.8833 | Cooling | 58.3139 | #N/A | #N/A | #N/A | #N/A | 0 | 0 | 0 | 0 | 0 | 349.8833 | #N/A | #N/A | 88 | #N/A | #N/A | #N/A | 0.1944% | 1 | 50% | 0% | 0% | 0% | 8.2745 | 0 | 0 | 0 | 8.2745 | #N/A
2007-07-24 04:00 | 7 | 24 | 4 | 205.1253 | 4900 | 55.94 | 62.06 | 1001 | 55.94 | 0 | 307.3321 | Cooling | 51.222 | #N/A | #N/A | #N/A | #N/A | 0 | 0 | 0 | 0 | 0 | 307.3321 | #N/A | #N/A | 88 | #N/A | #N/A | #N/A | 0.1707% | 1 | 50% | 0% | 0% | 0% | 8.2745 | 0 | 0 | 0 | 8.2745 | #N/A
2007-07-24 05:00 | 7 | 24 | 5 | 205.167 | 4901 | 55.94 | 62.06 | 1002 | 55.94 | 0 | 333.4552 | Cooling | 55.5759 | #N/A | #N/A | #N/A | #N/A | 0 | 0 | 0 | 0 | 0 | 333.4552 | #N/A | #N/A | 88 | #N/A | #N/A | #N/A | 0.1853% | 1 | 50% | 0% | 0% | 0% | 8.2745 | 0 | 0 | 0 | 8.2745 | #N/A
2007-07-24 06:00 | 7 | 24 | 6 | 205.2086 | 4902 | 60.08 | 62.96 | 1002 | 60.08 | 0 | 1595.7246 | Cooling | 265.9541 | #N/A | #N/A | #N/A | #N/A | 0 | 0 | 0 | 0 | 0 | 1595.7246 | #N/A | #N/A | 88 | #N/A | #N/A | #N/A | 0.8865% | 1 | 50% | 0% | 0% | 0% | 8.2745 | 0 | 0 | 0 | 8.2745 | #N/A
2007-07-24 07:00 | 7 | 24 | 7 | 205.2503 | 4903 | 66.02 | 64.04 | 1003 | 66.02 | 0 | 1714.3925 | Cooling | 285.7321 | #N/A | #N/A | #N/A | #N/A | 0 | 0 | 0 | 0 | 0 | 1714.3925 | #N/A | #N/A | 88 | #N/A | #N/A | #N/A | 0.9524% | 1 | 50% | 0% | 0% | 0% | 8.2745 | 0 | 0 | 0 | 8.2745 | #N/A
2007-07-24 08:00 | 7 | 24 | 8 | 205.292 | 4904 | 66.02 | 64.04 | 1003 | 66.02 | 0 | 2096.2466 | Cooling | 349.3744 | #N/A | #N/A | #N/A | #N/A | 0 | 0 | 0 | 0 | 0 | 2096.2466 | #N/A | #N/A | 88 | #N/A | #N/A | #N/A | 1.165% | 1 | 50% | 0% | 0% | 0% | 8.2745 | 0 | 0 | 0 | 8.2745 | #N/A
2007-07-24 09:00 | 7 | 24 | 9 | 205.3336 | 4905 | 73.04 | 64.04 | 1003 | 73.04 | 0 | 2320.0435 | Cooling | 386.6739 | #N/A | #N/A | #N/A | #N/A | 0 | 0 | 0 | 0 | 0 | 2320.0435 | #N/A | #N/A | 88 | #N/A | #N/A | #N/A | 1.289% | 1 | 50% | 0% | 0% | 0% | 8.2745 | 0 | 0 | 0 | 8.2745 | #N/A
2007-07-24 10:00 | 7 | 24 | 10 | 205.3753 | 4906 | 75.02 | 64.04 | 1003 | 75.02 | 0 | 2430.0643 | Cooling | 405.0107 | #N/A | #N/A | #N/A | #N/A | 0 | 0 | 0 | 0 | 0 | 2430.0643 | #N/A | #N/A | 88 | #N/A | #N/A | #N/A | 1.35% | 1 | 50% | 0% | 0% | 0% | 8.2745 | 0 | 0 | 0 | 8.2745 | #N/A
2007-07-24 11:00 | 7 | 24 | 11 | 205.417 | 4907 | 75.02 | 64.04 | 1004 | 75.02 | 0 | 2512.9853 | Cooling | 418.8309 | #N/A | #N/A | #N/A | #N/A | 0 | 0 | 0 | 0 | 0 | 2512.9853 | #N/A | #N/A | 88 | #N/A | #N/A | #N/A | 1.396% | 1 | 50% | 0% | 0% | 0% | 8.2745 | 0 | 0 | 0 | 8.2745 | #N/A
2007-07-24 12:00 | 7 | 24 | 12 | 205.4586 | 4908 | 78.98 | 64.04 | 1004 | 78.98 | 0 | 1970.7739 | Cooling | 328.4623 | #N/A | #N/A | #N/A | #N/A | 0 | 0 | 0 | 0 | 0 | 1970.7739 | #N/A | #N/A | 88 | #N/A | #N/A | #N/A | 1.095% | 1 | 50% | 0% | 0% | 0% | 8.2745 | 0 | 0 | 0 | 8.2745 | #N/A
2007-07-24 13:00 | 7 | 24 | 13 | 205.5003 | 4909 | 80.96 | 62.96 | 1003 | 80.96 | 0 | 1940.326 | Cooling | 323.3877 | #N/A | #N/A | #N/A | #N/A | 0 | 0 | 0 | 0 | 0 | 1940.326 | #N/A | #N/A | 88 | #N/A | #N/A | #N/A | 1.078% | 1 | 50% | 0% | 0% | 0% | 8.2745 | 0 | 0 | 0 | 8.2745 | #N/A
2007-07-24 14:00 | 7 | 24 | 14 | 205.542 | 4910 | 80.96 | 60.98 | 1003 | 80.96 | 0 | 1909.7324 | Cooling | 318.2887 | #N/A | #N/A | #N/A | #N/A | 0 | 0 | 0 | 0 | 0 | 1909.7324 | #N/A | #N/A | 88 | #N/A | #N/A | #N/A | 1.061% | 1 | 50% | 0% | 0% | 0% | 8.2745 | 0 | 0 | 0 | 8.2745 | #N/A
2007-07-24 15:00 | 7 | 24 | 15 | 205.5836 | 4911 | 78.98 | 57.02 | 1003 | 78.98 | 0 | 1862.2 | Cooling | 310.3667 | #N/A | #N/A | #N/A | #N/A | 0 | 0 | 0 | 0 | 0 | 1862.2 | #N/A | #N/A | 88 | #N/A | #N/A | #N/A | 1.035% | 1 | 50% | 0% | 0% | 0% | 8.2745 | 0 | 0 | 0 | 8.2745 | #N/A
2007-07-24 16:00 | 7 | 24 | 16 | 205.6253 | 4912 | 66.02 | 55.04 | 1003 | 66.02 | 0 | 1859.8187 | Cooling | 309.9698 | #N/A | #N/A | #N/A | #N/A | 0 | 0 | 0 | 0 | 0 | 1859.8187 | #N/A | #N/A | 88 | #N/A | #N/A | #N/A | 1.033% | 1 | 50% | 0% | 0% | 0% | 8.2745 | 0 | 0 | 0 | 8.2745 | #N/A
2007-07-24 17:00 | 7 | 24 | 17 | 205.667 | 4913 | 69.98 | 53.96 | 1003 | 69.98 | 0 | 1803.7427 | Cooling | 300.6238 | #N/A | #N/A | #N/A | #N/A | 0 | 0 | 0 | 0 | 0 | 1803.7427 | #N/A | #N/A | 88 | #N/A | #N/A | #N/A | 1.002% | 1 | 50% | 0% | 0% | 0% | 8.2745 | 0 | 0 | 0 | 8.2745 | #N/A
2007-07-24 18:00 | 7 | 24 | 18 | 205.7086 | 4914 | 66.92 | 55.04 | 1003 | 66.92 | 0 | 1699.9014 | Cooling | 283.3169 | #N/A | #N/A | #N/A | #N/A | 0 | 0 | 0 | 0 | 0 | 1699.9014 | #N/A | #N/A | 88 | #N/A | #N/A | #N/A | 0.9444% | 1 | 50% | 0% | 0% | 0% | 8.2745 | 0 | 0 | 0 | 8.2745 | #N/A
2007-07-24 19:00 | 7 | 24 | 19 | 205.7503 | 4915 | 66.02 | 55.94 | 1003 | 66.02 | 0 | 1830.9786 | Cooling | 305.1631 | #N/A | #N/A | #N/A | #N/A | 0 | 0 | 0 | 0 | 0 | 1830.9786 | #N/A | #N/A | 88 | #N/A | #N/A | #N/A | 1.017% | 1 | 50% | 0% | 0% | 0% | 8.2745 | 0 | 0 | 0 | 8.2745 | #N/A
2007-07-24 20:00 | 7 | 24 | 20 | 205.792 | 4916 | 66.02 | 59 | 1004 | 66.02 | 0 | 1748.3753 | Cooling | 291.3959 | #N/A | #N/A | #N/A | #N/A | 0 | 0 | 0 | 0 | 0 | 1748.3753 | #N/A | #N/A | 88 | #N/A | #N/A | #N/A | 0.9713% | 1 | 50% | 0% | 0% | 0% | 8.2745 | 0 | 0 | 0 | 8.2745 | #N/A
2007-07-24 21:00 | 7 | 24 | 21 | 205.8336 | 4917 | 64.94 | 59 | 1004 | 64.94 | 0 | 1514.0211 | Cooling | 252.3368 | #N/A | #N/A | #N/A | #N/A | 0 | 0 | 0 | 0 | 0 | 1514.0211 | #N/A | #N/A | 88 | #N/A | #N/A | #N/A | 0.8411% | 1 | 50% | 0% | 0% | 0% | 8.2745 | 0 | 0 | 0 | 8.2745 | #N/A
2007-07-24 22:00 | 7 | 24 | 22 | 205.8753 | 4918 | 64.04 | 59 | 1004 | 64.04 | 0 | 240.582 | Cooling | 40.097 | #N/A | #N/A | #N/A | #N/A | 0 | 0 | 0 | 0 | 0 | 240.582 | #N/A | #N/A | 88 | #N/A | #N/A | #N/A | 0.1337% | 1 | 50% | 0% | 0% | 0% | 8.2745 | 0 | 0 | 0 | 8.2745 | #N/A
2007-07-24 23:00 | 7 | 24 | 23 | 205.917 | 4919 | 64.04 | 59 | 1004 | 64.04 | 0 | 253.4061 | Cooling | 42.2343 | #N/A | #N/A | #N/A | #N/A | 0 | 0 | 0 | 0 | 0 | 253.4061 | #N/A | #N/A | 88 | #N/A | #N/A | #N/A | 0.1408% | 1 | 50% | 0% | 0% | 0% | 8.2745 | 0 | 0 | 0 | 8.2745 | #N/A
2007-07-25 | 7 | 25 | 0 | 205.9586 | 4920 | 62.06 | 59 | 1005 | 62.06 | 0 | 220.8387 | Cooling | 36.8065 | #N/A | #N/A | #N/A | #N/A | 0 | 0 | 0 | 0 | 0 | 220.8387 | #N/A | #N/A | 88 | #N/A | #N/A | #N/A | 0.1227% | 1 | 50% | 0% | 0% | 0% | 8.2745 | 0 | 0 | 0 | 8.2745 | #N/A
2007-07-25 01:00 | 7 | 25 | 1 | 206.0003 | 4921 | 60.98 | 57.92 | 1005 | 60.98 | 0 | 188.5372 | Cooling | 31.4229 | #N/A | #N/A | #N/A | #N/A | 0 | 0 | 0 | 0 | 0 | 188.5372 | #N/A | #N/A | 88 | #N/A | #N/A | #N/A | 0.1047% | 1 | 50% | 0% | 0% | 0% | 8.2745 | 0 | 0 | 0 | 8.2745 | #N/A
2007-07-25 02:00 | 7 | 25 | 2 | 206.042 | 4922 | 60.98 | 57.92 | 1005 | 60.98 | 0 | 169.0782 | Cooling | 28.1797 | #N/A | #N/A | #N/A | #N/A | 0 | 0 | 0 | 0 | 0 | 169.0782 | #N/A | #N/A | 88 | #N/A | #N/A | #N/A | 0.09393% | 1 | 50% | 0% | 0% | 0% | 8.2745 | 0 | 0 | 0 | 8.2745 | #N/A
2007-07-25 03:00 | 7 | 25 | 3 | 206.0836 | 4923 | 59 | 57.02 | 1005 | 59 | 0 | 146.3292 | Cooling | 24.3882 | #N/A | #N/A | #N/A | #N/A | 0 | 0 | 0 | 0 | 0 | 146.3292 | #N/A | #N/A | 88 | #N/A | #N/A | #N/A | 0.08129% | 1 | 50% | 0% | 0% | 0% | 8.2745 | 0 | 0 | 0 | 8.2745 | #N/A
2007-07-25 04:00 | 7 | 25 | 4 | 206.1253 | 4924 | 62.06 | 57.02 | 1006 | 62.06 | 0 | 132.5455 | Cooling | 22.0909 | #N/A | #N/A | #N/A | #N/A | 0 | 0 | 0 | 0 | 0 | 132.5455 | #N/A | #N/A | 88 | #N/A | #N/A | #N/A | 0.07364% | 1 | 50% | 0% | 0% | 0% | 8.2745 | 0 | 0 | 0 | 8.2745 | #N/A
2007-07-25 05:00 | 7 | 25 | 5 | 206.167 | 4925 | 60.98 | 57.02 | 1006 | 60.98 | 0 | 147.0257 | Cooling | 24.5043 | #N/A | #N/A | #N/A | #N/A | 0 | 0 | 0 | 0 | 0 | 147.0257 | #N/A | #N/A | 88 | #N/A | #N/A | #N/A | 0.08168% | 1 | 50% | 0% | 0% | 0% | 8.2745 | 0 | 0 | 0 | 8.2745 | #N/A
2007-07-25 06:00 | 7 | 25 | 6 | 206.2086 | 4926 | 60.08 | 57.92 | 1006 | 60.08 | 0 | 931.6641 | Cooling | 155.2773 | #N/A | #N/A | #N/A | #N/A | 0 | 0 | 0 | 0 | 0 | 931.6641 | #N/A | #N/A | 88 | #N/A | #N/A | #N/A | 0.5176% | 1 | 50% | 0% | 0% | 0% | 8.2745 | 0 | 0 | 0 | 8.2745 | #N/A
2007-07-25 07:00 | 7 | 25 | 7 | 206.2503 | 4927 | 64.04 | 60.98 | 1007 | 64.04 | 0 | 1396.7666 | Cooling | 232.7944 | #N/A | #N/A | #N/A | #N/A | 0 | 0 | 0 | 0 | 0 | 1396.7666 | #N/A | #N/A | 88 | #N/A | #N/A | #N/A | 0.776% | 1 | 50% | 0% | 0% | 0% | 8.2745 | 0 | 0 | 0 | 8.2745 | #N/A
2007-07-25 08:00 | 7 | 25 | 8 | 206.292 | 4928 | 64.04 | 64.04 | 1007 | 64.04 | 0 | 2099.8216 | Cooling | 349.9703 | #N/A | #N/A | #N/A | #N/A | 0 | 0 | 0 | 0 | 0 | 2099.8216 | #N/A | #N/A | 88 | #N/A | #N/A | #N/A | 1.167% | 1 | 50% | 0% | 0% | 0% | 8.2745 | 0 | 0 | 0 | 8.2745 | #N/A
2007-07-25 09:00 | 7 | 25 | 9 | 206.3336 | 4929 | 69.98 | 64.04 | 1007 | 69.98 | 0 | 2494.0027 | Cooling | 415.6671 | #N/A | #N/A | #N/A | #N/A | 0 | 0 | 0 | 0 | 0 | 2494.0027 | #N/A | #N/A | 88 | #N/A | #N/A | #N/A | 1.386% | 1 | 50% | 0% | 0% | 0% | 8.2745 | 0 | 0 | 0 | 8.2745 | #N/A
2007-07-25 10:00 | 7 | 25 | 10 | 206.3753 | 4930 | 73.94 | 64.94 | 1007 | 73.94 | 0 | 2198.2122 | Cooling | 366.3687 | #N/A | #N/A | #N/A | #N/A | 0 | 0 | 0 | 0 | 0 | 2198.2122 | #N/A | #N/A | 88 | #N/A | #N/A | #N/A | 1.221% | 1 | 50% | 0% | 0% | 0% | 8.2745 | 0 | 0 | 0 | 8.2745 | #N/A
2007-07-25 11:00 | 7 | 25 | 11 | 206.417 | 4931 | 73.94 | 64.04 | 1007 | 73.94 | 0 | 2028.8231 | Cooling | 338.1372 | #N/A | #N/A | #N/A | #N/A | 0 | 0 | 0 | 0 | 0 | 2028.8231 | #N/A | #N/A | 88 | #N/A | #N/A | #N/A | 1.127% | 1 | 50% | 0% | 0% | 0% | 8.2745 | 0 | 0 | 0 | 8.2745 | #N/A
2007-07-25 12:00 | 7 | 25 | 12 | 206.4586 | 4932 | 78.08 | 64.04 | 1007 | 78.08 | 0 | 1888.4954 | Cooling | 314.7492 | #N/A | #N/A | #N/A | #N/A | 0 | 0 | 0 | 0 | 0 | 1888.4954 | #N/A | #N/A | 88 | #N/A | #N/A | #N/A | 1.049% | 1 | 50% | 0% | 0% | 0% | 8.2745 | 0 | 0 | 0 | 8.2745 | #N/A
2007-07-25 13:00 | 7 | 25 | 13 | 206.5003 | 4933 | 82.04 | 64.04 | 1007 | 82.04 | 0 | 1936.2491 | Cooling | 322.7082 | #N/A | #N/A | #N/A | #N/A | 0 | 0 | 0 | 0 | 0 | 1936.2491 | #N/A | #N/A | 88 | #N/A | #N/A | #N/A | 1.076% | 1 | 50% | 0% | 0% | 0% | 8.2745 | 0 | 0 | 0 | 8.2745 | #N/A
2007-07-25 14:00 | 7 | 25 | 14 | 206.542 | 4934 | 82.04 | 64.04 | 1007 | 82.04 | 0 | 2006.2731 | Cooling | 334.3789 | #N/A | #N/A | #N/A | #N/A | 0 | 0 | 0 | 0 | 0 | 2006.2731 | #N/A | #N/A | 88 | #N/A | #N/A | #N/A | 1.115% | 1 | 50% | 0% | 0% | 0% | 8.2745 | 0 | 0 | 0 | 8.2745 | #N/A
2007-07-25 15:00 | 7 | 25 | 15 | 206.5836 | 4935 | 82.04 | 60.98 | 1007 | 82.04 | 0 | 1975.541 | Cooling | 329.2568 | #N/A | #N/A | #N/A | #N/A | 0 | 0 | 0 | 0 | 0 | 1975.541 | #N/A | #N/A | 88 | #N/A | #N/A | #N/A | 1.098% | 1 | 50% | 0% | 0% | 0% | 8.2745 | 0 | 0 | 0 | 8.2745 | #N/A
2007-07-25 16:00 | 7 | 25 | 16 | 206.6253 | 4936 | 82.04 | 60.98 | 1007 | 82.04 | 0 | 2008.6443 | Cooling | 334.774 | #N/A | #N/A | #N/A | #N/A | 0 | 0 | 0 | 0 | 0 | 2008.6443 | #N/A | #N/A | 88 | #N/A | #N/A | #N/A | 1.116% | 1 | 50% | 0% | 0% | 0% | 8.2745 | 0 | 0 | 0 | 8.2745 | #N/A
2007-07-25 17:00 | 7 | 25 | 17 | 206.667 | 4937 | 82.04 | 62.06 | 1007 | 82.04 | 0 | 2000.9792 | Cooling | 333.4965 | #N/A | #N/A | #N/A | #N/A | 0 | 0 | 0 | 0 | 0 | 2000.9792 | #N/A | #N/A | 88 | #N/A | #N/A | #N/A | 1.112% | 1 | 50% | 0% | 0% | 0% | 8.2745 | 0 | 0 | 0 | 8.2745 | #N/A
2007-07-25 18:00 | 7 | 25 | 18 | 206.7086 | 4938 | 80.06 | 57.92 | 1007 | 80.06 | 0 | 1846.2366 | Cooling | 307.7061 | #N/A | #N/A | #N/A | #N/A | 0 | 0 | 0 | 0 | 0 | 1846.2366 | #N/A | #N/A | 88 | #N/A | #N/A | #N/A | 1.026% | 1 | 50% | 0% | 0% | 0% | 8.2745 | 0 | 0 | 0 | 8.2745 | #N/A
2007-07-25 19:00 | 7 | 25 | 19 | 206.7503 | 4939 | 78.08 | 57.92 | 1007 | 78.08 | 0 | 1977.7056 | Cooling | 329.6176 | #N/A | #N/A | #N/A | #N/A | 0 | 0 | 0 | 0 | 0 | 1977.7056 | #N/A | #N/A | 88 | #N/A | #N/A | #N/A | 1.099% | 1 | 50% | 0% | 0% | 0% | 8.2745 | 0 | 0 | 0 | 8.2745 | #N/A
2007-07-25 20:00 | 7 | 25 | 20 | 206.792 | 4940 | 78.08 | 57.92 | 1008 | 78.08 | 0 | 1892.4464 | Cooling | 315.4077 | #N/A | #N/A | #N/A | #N/A | 0 | 0 | 0 | 0 | 0 | 1892.4464 | #N/A | #N/A | 88 | #N/A | #N/A | #N/A | 1.051% | 1 | 50% | 0% | 0% | 0% | 8.2745 | 0 | 0 | 0 | 8.2745 | #N/A
2007-07-25 21:00 | 7 | 25 | 21 | 206.8336 | 4941 | 75.02 | 57.92 | 1009 | 75.02 | 0 | 1514.3164 | Cooling | 252.3861 | #N/A | #N/A | #N/A | #N/A | 0 | 0 | 0 | 0 | 0 | 1514.3164 | #N/A | #N/A | 88 | #N/A | #N/A | #N/A | 0.8413% | 1 | 50% | 0% | 0% | 0% | 8.2745 | 0 | 0 | 0 | 8.2745 | #N/A
2007-07-25 22:00 | 7 | 25 | 22 | 206.8753 | 4942 | 73.94 | 57.92 | 1009 | 73.94 | 0 | 265.9045 | Cooling | 44.3174 | #N/A | #N/A | #N/A | #N/A | 0 | 0 | 0 | 0 | 0 | 265.9045 | #N/A | #N/A | 88 | #N/A | #N/A | #N/A | 0.1477% | 1 | 50% | 0% | 0% | 0% | 8.2745 | 0 | 0 | 0 | 8.2745 | #N/A
2007-07-25 23:00 | 7 | 25 | 23 | 206.917 | 4943 | 73.94 | 57.92 | 1010 | 73.94 | 0 | 250.1981 | Cooling | 41.6997 | #N/A | #N/A | #N/A | #N/A | 0 | 0 | 0 | 0 | 0 | 250.1981 | #N/A | #N/A | 88 | #N/A | #N/A | #N/A | 0.139% | 1 | 50% | 0% | 0% | 0% | 8.2745 | 0 | 0 | 0 | 8.2745 | #N/A
2007-07-26 | 7 | 26 | 0 | 206.9586 | 4944 | 73.04 | 57.92 | 1010 | 73.04 | 0 | 209.4881 | Cooling | 34.9147 | #N/A | #N/A | #N/A | #N/A | 0 | 0 | 0 | 0 | 0 | 209.4881 | #N/A | #N/A | 88 | #N/A | #N/A | #N/A | 0.1164% | 1 | 50% | 0% | 0% | 0% | 8.2745 | 0 | 0 | 0 | 8.2745 | #N/A
2007-07-26 01:00 | 7 | 26 | 1 | 207.0003 | 4945 | 71.96 | 57.92 | 1010 | 71.96 | 0 | 191.4974 | Cooling | 31.9162 | #N/A | #N/A | #N/A | #N/A | 0 | 0 | 0 | 0 | 0 | 191.4974 | #N/A | #N/A | 88 | #N/A | #N/A | #N/A | 0.1064% | 1 | 50% | 0% | 0% | 0% | 8.2745 | 0 | 0 | 0 | 8.2745 | #N/A
2007-07-26 02:00 | 7 | 26 | 2 | 207.042 | 4946 | 71.96 | 57.92 | 1010 | 71.96 | 0 | 184.2521 | Cooling | 30.7087 | #N/A | #N/A | #N/A | #N/A | 0 | 0 | 0 | 0 | 0 | 184.2521 | #N/A | #N/A | 88 | #N/A | #N/A | #N/A | 0.1024% | 1 | 50% | 0% | 0% | 0% | 8.2745 | 0 | 0 | 0 | 8.2745 | #N/A
2007-07-26 03:00 | 7 | 26 | 3 | 207.0836 | 4947 | 71.06 | 57.02 | 1010 | 71.06 | 0 | 165.2699 | Cooling | 27.545 | #N/A | #N/A | #N/A | #N/A | 0 | 0 | 0 | 0 | 0 | 165.2699 | #N/A | #N/A | 88 | #N/A | #N/A | #N/A | 0.09182% | 1 | 50% | 0% | 0% | 0% | 8.2745 | 0 | 0 | 0 | 8.2745 | #N/A
2007-07-26 04:00 | 7 | 26 | 4 | 207.1253 | 4948 | 68 | 55.94 | 1010 | 68 | 0 | 132.1194 | Cooling | 22.0199 | #N/A | #N/A | #N/A | #N/A | 0 | 0 | 0 | 0 | 0 | 132.1194 | #N/A | #N/A | 88 | #N/A | #N/A | #N/A | 0.0734% | 1 | 50% | 0% | 0% | 0% | 8.2745 | 0 | 0 | 0 | 8.2745 | #N/A
2007-07-26 05:00 | 7 | 26 | 5 | 207.167 | 4949 | 68 | 55.94 | 1010 | 68 | 0 | 128.4793 | Cooling | 21.4132 | #N/A | #N/A | #N/A | #N/A | 0 | 0 | 0 | 0 | 0 | 128.4793 | #N/A | #N/A | 88 | #N/A | #N/A | #N/A | 0.07138% | 1 | 50% | 0% | 0% | 0% | 8.2745 | 0 | 0 | 0 | 8.2745 | #N/A
2007-07-26 06:00 | 7 | 26 | 6 | 207.2086 | 4950 | 66.92 | 57.02 | 1011 | 66.92 | 0 | 807.6332 | Cooling | 134.6055 | #N/A | #N/A | #N/A | #N/A | 0 | 0 | 0 | 0 | 0 | 807.6332 | #N/A | #N/A | 88 | #N/A | #N/A | #N/A | 0.4487% | 1 | 50% | 0% | 0% | 0% | 8.2745 | 0 | 0 | 0 | 8.2745 | #N/A
2007-07-26 07:00 | 7 | 26 | 7 | 207.2503 | 4951 | 69.8 | 57.92 | 1012 | 69.8 | 0 | 1120.1084 | Cooling | 186.6847 | #N/A | #N/A | #N/A | #N/A | 0 | 0 | 0 | 0 | 0 | 1120.1084 | #N/A | #N/A | 88 | #N/A | #N/A | #N/A | 0.6223% | 1 | 50% | 0% | 0% | 0% | 8.2745 | 0 | 0 | 0 | 8.2745 | #N/A
2007-07-26 08:00 | 7 | 26 | 8 | 207.292 | 4952 | 69.08 | 59 | 1012 | 69.08 | 0 | 1705.4247 | Cooling | 284.2374 | #N/A | #N/A | #N/A | #N/A | 0 | 0 | 0 | 0 | 0 | 1705.4247 | #N/A | #N/A | 88 | #N/A | #N/A | #N/A | 0.9475% | 1 | 50% | 0% | 0% | 0% | 8.2745 | 0 | 0 | 0 | 8.2745 | #N/A
2007-07-26 09:00 | 7 | 26 | 9 | 207.3336 | 4953 | 73.4 | 62.06 | 1012 | 73.4 | 0 | 2296.5424 | Cooling | 382.7571 | #N/A | #N/A | #N/A | #N/A | 0 | 0 | 0 | 0 | 0 | 2296.5424 | #N/A | #N/A | 88 | #N/A | #N/A | #N/A | 1.276% | 1 | 50% | 0% | 0% | 0% | 8.2745 | 0 | 0 | 0 | 8.2745 | #N/A
2007-07-26 10:00 | 7 | 26 | 10 | 207.3753 | 4954 | 75.2 | 62.96 | 1012 | 75.2 | 0 | 1980.3401 | Cooling | 330.0567 | #N/A | #N/A | #N/A | #N/A | 0 | 0 | 0 | 0 | 0 | 1980.3401 | #N/A | #N/A | 88 | #N/A | #N/A | #N/A | 1.1% | 1 | 50% | 0% | 0% | 0% | 8.2745 | 0 | 0 | 0 | 8.2745 | #N/A
2007-07-26 11:00 | 7 | 26 | 11 | 207.417 | 4955 | 75.02 | 62.96 | 1012 | 75.02 | 0 | 1942.8351 | Cooling | 323.8059 | #N/A | #N/A | #N/A | #N/A | 0 | 0 | 0 | 0 | 0 | 1942.8351 | #N/A | #N/A | 88 | #N/A | #N/A | #N/A | 1.079% | 1 | 50% | 0% | 0% | 0% | 8.2745 | 0 | 0 | 0 | 8.2745 | #N/A
2007-07-26 12:00 | 7 | 26 | 12 | 207.4586 | 4956 | 80.06 | 62.06 | 1011 | 80.06 | 0 | 1879.0084 | Cooling | 313.1681 | #N/A | #N/A | #N/A | #N/A | 0 | 0 | 0 | 0 | 0 | 1879.0084 | #N/A | #N/A | 88 | #N/A | #N/A | #N/A | 1.044% | 1 | 50% | 0% | 0% | 0% | 8.2745 | 0 | 0 | 0 | 8.2745 | #N/A
2007-07-26 13:00 | 7 | 26 | 13 | 207.5003 | 4957 | 80.06 | 59 | 1011 | 80.06 | 0 | 1864.4645 | Cooling | 310.7441 | #N/A | #N/A | #N/A | #N/A | 0 | 0 | 0 | 0 | 0 | 1864.4645 | #N/A | #N/A | 88 | #N/A | #N/A | #N/A | 1.036% | 1 | 50% | 0% | 0% | 0% | 8.2745 | 0 | 0 | 0 | 8.2745 | #N/A
2007-07-26 14:00 | 7 | 26 | 14 | 207.542 | 4958 | 80.06 | 59 | 1011 | 80.06 | 0 | 1911.4245 | Cooling | 318.5707 | #N/A | #N/A | #N/A | #N/A | 0 | 0 | 0 | 0 | 0 | 1911.4245 | #N/A | #N/A | 88 | #N/A | #N/A | #N/A | 1.062% | 1 | 50% | 0% | 0% | 0% | 8.2745 | 0 | 0 | 0 | 8.2745 | #N/A
2007-07-26 15:00 | 7 | 26 | 15 | 207.5836 | 4959 | 84.02 | 60.98 | 1010 | 84.02 | 0 | 1968.5479 | Cooling | 328.0913 | #N/A | #N/A | #N/A | #N/A | 0 | 0 | 0 | 0 | 0 | 1968.5479 | #N/A | #N/A | 88 | #N/A | #N/A | #N/A | 1.094% | 1 | 50% | 0% | 0% | 0% | 8.2745 | 0 | 0 | 0 | 8.2745 | #N/A
2007-07-26 16:00 | 7 | 26 | 16 | 207.6253 | 4960 | 84.02 | 60.98 | 1010 | 84.02 | 0 | 2037.6001 | Cooling | 339.6 | #N/A | #N/A | #N/A | #N/A | 0 | 0 | 0 | 0 | 0 | 2037.6001 | #N/A | #N/A | 88 | #N/A | #N/A | #N/A | 1.132% | 1 | 50% | 0% | 0% | 0% | 8.2745 | 0 | 0 | 0 | 8.2745 | #N/A
2007-07-26 17:00 | 7 | 26 | 17 | 207.667 | 4961 | 84.02 | 62.96 | 1010 | 84.02 | 0 | 2034.4367 | Cooling | 339.0728 | #N/A | #N/A | #N/A | #N/A | 0 | 0 | 0 | 0 | 0 | 2034.4367 | #N/A | #N/A | 88 | #N/A | #N/A | #N/A | 1.13% | 1 | 50% | 0% | 0% | 0% | 8.2745 | 0 | 0 | 0 | 8.2745 | #N/A
2007-07-26 18:00 | 7 | 26 | 18 | 207.7086 | 4962 | 80.96 | 64.04 | 1010 | 80.96 | 0 | 1964.8679 | Cooling | 327.478 | #N/A | #N/A | #N/A | #N/A | 0 | 0 | 0 | 0 | 0 | 1964.8679 | #N/A | #N/A | 88 | #N/A | #N/A | #N/A | 1.092% | 1 | 50% | 0% | 0% | 0% | 8.2745 | 0 | 0 | 0 | 8.2745 | #N/A
2007-07-26 19:00 | 7 | 26 | 19 | 207.7503 | 4963 | 77 | 64.04 | 1010 | 77 | 0 | 1899.5932 | Cooling | 316.5989 | #N/A | #N/A | #N/A | #N/A | 0 | 0 | 0 | 0 | 0 | 1899.5932 | #N/A | #N/A | 88 | #N/A | #N/A | #N/A | 1.055% | 1 | 50% | 0% | 0% | 0% | 8.2745 | 0 | 0 | 0 | 8.2745 | #N/A
2007-07-26 20:00 | 7 | 26 | 20 | 207.792 | 4964 | 77 | 64.94 | 1010 | 77 | 0 | 2070.2486 | Cooling | 345.0414 | #N/A | #N/A | #N/A | #N/A | 0 | 0 | 0 | 0 | 0 | 2070.2486 | #N/A | #N/A | 88 | #N/A | #N/A | #N/A | 1.15% | 1 | 50% | 0% | 0% | 0% | 8.2745 | 0 | 0 | 0 | 8.2745 | #N/A
2007-07-26 21:00 | 7 | 26 | 21 | 207.8336 | 4965 | 73.94 | 64.94 | 1011 | 73.94 | 0 | 2425.6119 | Cooling | 404.2686 | #N/A | #N/A | #N/A | #N/A | 0 | 0 | 0 | 0 | 0 | 2425.6119 | #N/A | #N/A | 88 | #N/A | #N/A | #N/A | 1.348% | 1 | 50% | 0% | 0% | 0% | 8.2745 | 0 | 0 | 0 | 8.2745 | #N/A
2007-07-26 22:00 | 7 | 26 | 22 | 207.8753 | 4966 | 73.04 | 64.04 | 1011 | 73.04 | 0 | 691.8906 | Cooling | 115.3151 | #N/A | #N/A | #N/A | #N/A | 0 | 0 | 0 | 0 | 0 | 691.8906 | #N/A | #N/A | 88 | #N/A | #N/A | #N/A | 0.3844% | 1 | 50% | 0% | 0% | 0% | 8.2745 | 0 | 0 | 0 | 8.2745 | #N/A
2007-07-26 23:00 | 7 | 26 | 23 | 207.917 | 4967 | 73.04 | 64.94 | 1011 | 73.04 | 0 | 704.9135 | Cooling | 117.4856 | #N/A | #N/A | #N/A | #N/A | 0 | 0 | 0 | 0 | 0 | 704.9135 | #N/A | #N/A | 88 | #N/A | #N/A | #N/A | 0.3916% | 1 | 50% | 0% | 0% | 0% | 8.2745 | 0 | 0 | 0 | 8.2745 | #N/A
2007-07-27 | 7 | 27 | 0 | 207.9586 | 4968 | 71.06 | 64.04 | 1011 | 71.06 | 0 | 525.3548 | Cooling | 87.5591 | #N/A | #N/A | #N/A | #N/A | 0 | 0 | 0 | 0 | 0 | 525.3548 | #N/A | #N/A | 88 | #N/A | #N/A | #N/A | 0.2919% | 1 | 50% | 0% | 0% | 0% | 8.2745 | 0 | 0 | 0 | 8.2745 | #N/A
2007-07-27 01:00 | 7 | 27 | 1 | 208.0003 | 4969 | 69.98 | 64.04 | 1011 | 69.98 | 0 | 443.6769 | Cooling | 73.9462 | #N/A | #N/A | #N/A | #N/A | 0 | 0 | 0 | 0 | 0 | 443.6769 | #N/A | #N/A | 88 | #N/A | #N/A | #N/A | 0.2465% | 1 | 50% | 0% | 0% | 0% | 8.2745 | 0 | 0 | 0 | 8.2745 | #N/A
2007-07-27 02:00 | 7 | 27 | 2 | 208.042 | 4970 | 69.98 | 62.96 | 1011 | 69.98 | 0 | 384.1682 | Cooling | 64.028 | #N/A | #N/A | #N/A | #N/A | 0 | 0 | 0 | 0 | 0 | 384.1682 | #N/A | #N/A | 88 | #N/A | #N/A | #N/A | 0.2134% | 1 | 50% | 0% | 0% | 0% | 8.2745 | 0 | 0 | 0 | 8.2745 | #N/A
2007-07-27 03:00 | 7 | 27 | 3 | 208.0836 | 4971 | 69.98 | 62.06 | 1011 | 69.98 | 0 | 343.7994 | Cooling | 57.2999 | #N/A | #N/A | #N/A | #N/A | 0 | 0 | 0 | 0 | 0 | 343.7994 | #N/A | #N/A | 88 | #N/A | #N/A | #N/A | 0.191% | 1 | 50% | 0% | 0% | 0% | 8.2745 | 0 | 0 | 0 | 8.2745 | #N/A
2007-07-27 04:00 | 7 | 27 | 4 | 208.1253 | 4972 | 69.98 | 62.06 | 1011 | 69.98 | 0 | 323.742 | Cooling | 53.957 | #N/A | #N/A | #N/A | #N/A | 0 | 0 | 0 | 0 | 0 | 323.742 | #N/A | #N/A | 88 | #N/A | #N/A | #N/A | 0.1799% | 1 | 50% | 0% | 0% | 0% | 8.2745 | 0 | 0 | 0 | 8.2745 | #N/A
2007-07-27 05:00 | 7 | 27 | 5 | 208.167 | 4973 | 69.98 | 60.98 | 1011 | 69.98 | 0 | 335.836 | Cooling | 55.9727 | #N/A | #N/A | #N/A | #N/A | 0 | 0 | 0 | 0 | 0 | 335.836 | #N/A | #N/A | 88 | #N/A | #N/A | #N/A | 0.1866% | 1 | 50% | 0% | 0% | 0% | 8.2745 | 0 | 0 | 0 | 8.2745 | #N/A
2007-07-27 06:00 | 7 | 27 | 6 | 208.2086 | 4974 | 71.06 | 62.06 | 1011 | 71.06 | 0 | 1526.0954 | Cooling | 254.3492 | #N/A | #N/A | #N/A | #N/A | 0 | 0 | 0 | 0 | 0 | 1526.0954 | #N/A | #N/A | 88 | #N/A | #N/A | #N/A | 0.8478% | 1 | 50% | 0% | 0% | 0% | 8.2745 | 0 | 0 | 0 | 8.2745 | #N/A
2007-07-27 07:00 | 7 | 27 | 7 | 208.2503 | 4975 | 71.96 | 62.96 | 1011 | 71.96 | 0 | 1725.7857 | Cooling | 287.631 | #N/A | #N/A | #N/A | #N/A | 0 | 0 | 0 | 0 | 0 | 1725.7857 | #N/A | #N/A | 88 | #N/A | #N/A | #N/A | 0.9588% | 1 | 50% | 0% | 0% | 0% | 8.2745 | 0 | 0 | 0 | 8.2745 | #N/A
2007-07-27 08:00 | 7 | 27 | 8 | 208.292 | 4976 | 71.96 | 64.94 | 1011 | 71.96 | 0 | 2329.9096 | Cooling | 388.3183 | #N/A | #N/A | #N/A | #N/A | 0 | 0 | 0 | 0 | 0 | 2329.9096 | #N/A | #N/A | 88 | #N/A | #N/A | #N/A | 1.294% | 1 | 50% | 0% | 0% | 0% | 8.2745 | 0 | 0 | 0 | 8.2745 | #N/A
2007-07-27 09:00 | 7 | 27 | 9 | 208.3336 | 4977 | 75.92 | 66.92 | 1011 | 75.92 | 0 | 1904.4253 | Cooling | 317.4042 | #N/A | #N/A | #N/A | #N/A | 0 | 0 | 0 | 0 | 0 | 1904.4253 | #N/A | #N/A | 88 | #N/A | #N/A | #N/A | 1.058% | 1 | 50% | 0% | 0% | 0% | 8.2745 | 0 | 0 | 0 | 8.2745 | #N/A
2007-07-27 10:00 | 7 | 27 | 10 | 208.3753 | 4978 | 80.06 | 64.94 | 1011 | 80.06 | 0 | 1770.6227 | Cooling | 295.1038 | #N/A | #N/A | #N/A | #N/A | 0 | 0 | 0 | 0 | 0 | 1770.6227 | #N/A | #N/A | 88 | #N/A | #N/A | #N/A | 0.9837% | 1 | 50% | 0% | 0% | 0% | 8.2745 | 0 | 0 | 0 | 8.2745 | #N/A
2007-07-27 11:00 | 7 | 27 | 11 | 208.417 | 4979 | 80.06 | 64.94 | 1011 | 80.06 | 0 | 1777.4153 | Cooling | 296.2359 | #N/A | #N/A | #N/A | #N/A | 0 | 0 | 0 | 0 | 0 | 1777.4153 | #N/A | #N/A | 88 | #N/A | #N/A | #N/A | 0.9875% | 1 | 50% | 0% | 0% | 0% | 8.2745 | 0 | 0 | 0 | 8.2745 | #N/A
2007-07-27 12:00 | 7 | 27 | 12 | 208.4586 | 4980 | 84.02 | 64.04 | 1011 | 84.02 | 0 | 1768.8952 | Cooling | 294.8159 | #N/A | #N/A | #N/A | #N/A | 0 | 0 | 0 | 0 | 0 | 1768.8952 | #N/A | #N/A | 88 | #N/A | #N/A | #N/A | 0.9827% | 1 | 50% | 0% | 0% | 0% | 8.2745 | 0 | 0 | 0 | 8.2745 | #N/A
2007-07-27 13:00 | 7 | 27 | 13 | 208.5003 | 4981 | 86 | 62.06 | 1010 | 86 | 0 | 1748.6163 | Cooling | 291.4361 | #N/A | #N/A | #N/A | #N/A | 0 | 0 | 0 | 0 | 0 | 1748.6163 | #N/A | #N/A | 88 | #N/A | #N/A | #N/A | 0.9715% | 1 | 50% | 0% | 0% | 0% | 8.2745 | 0 | 0 | 0 | 8.2745 | #N/A
2007-07-27 14:00 | 7 | 27 | 14 | 208.542 | 4982 | 86 | 62.06 | 1010 | 86 | 0 | 1672.4275 | Cooling | 278.7379 | #N/A | #N/A | #N/A | #N/A | 0 | 0 | 0 | 0 | 0 | 1672.4275 | #N/A | #N/A | 88 | #N/A | #N/A | #N/A | 0.9291% | 1 | 50% | 0% | 0% | 0% | 8.2745 | 0 | 0 | 0 | 8.2745 | #N/A
2007-07-27 15:00 | 7 | 27 | 15 | 208.5836 | 4983 | 87.08 | 59 | 1009 | 87.08 | 0 | 1607.0072 | Cooling | 267.8345 | #N/A | #N/A | #N/A | #N/A | 0 | 0 | 0 | 0 | 0 | 1607.0072 | #N/A | #N/A | 88 | #N/A | #N/A | #N/A | 0.8928% | 1 | 50% | 0% | 0% | 0% | 8.2745 | 0 | 0 | 0 | 8.2745 | #N/A
2007-07-27 16:00 | 7 | 27 | 16 | 208.6253 | 4984 | 87.98 | 64.94 | 1009 | 87.98 | 0 | 1690.3053 | Cooling | 281.7175 | #N/A | #N/A | #N/A | #N/A | 0 | 0 | 0 | 0 | 0 | 1690.3053 | #N/A | #N/A | 88 | #N/A | #N/A | #N/A | 0.9391% | 1 | 50% | 0% | 0% | 0% | 8.2745 | 0 | 0 | 0 | 8.2745 | #N/A
2007-07-27 17:00 | 7 | 27 | 17 | 208.667 | 4985 | 87.98 | 64.04 | 1009 | 87.98 | 0 | 1701.5899 | Cooling | 283.5983 | #N/A | #N/A | #N/A | #N/A | 0 | 0 | 0 | 0 | 0 | 1701.5899 | #N/A | #N/A | 88 | #N/A | #N/A | #N/A | 0.9453% | 1 | 50% | 0% | 0% | 0% | 8.2745 | 0 | 0 | 0 | 8.2745 | #N/A
2007-07-27 18:00 | 7 | 27 | 18 | 208.7086 | 4986 | 84.02 | 62.96 | 1009 | 84.02 | 0 | 681.8144 | Cooling | 113.6357 | #N/A | #N/A | #N/A | #N/A | 0 | 0 | 0 | 0 | 0 | 681.8144 | #N/A | #N/A | 88 | #N/A | #N/A | #N/A | 0.3788% | 1 | 50% | 0% | 0% | 0% | 8.2745 | 0 | 0 | 0 | 8.2745 | #N/A
2007-07-27 19:00 | 7 | 27 | 19 | 208.7503 | 4987 | 82.94 | 64.04 | 1008 | 82.94 | 0 | 755.2794 | Cooling | 125.8799 | #N/A | #N/A | #N/A | #N/A | 0 | 0 | 0 | 0 | 0 | 755.2794 | #N/A | #N/A | 88 | #N/A | #N/A | #N/A | 0.4196% | 1 | 50% | 0% | 0% | 0% | 8.2745 | 0 | 0 | 0 | 8.2745 | #N/A
2007-07-27 20:00 | 7 | 27 | 20 | 208.792 | 4988 | 82.94 | 64.94 | 1008 | 82.94 | 0 | 1423.3675 | Cooling | 237.2279 | #N/A | #N/A | #N/A | #N/A | 0 | 0 | 0 | 0 | 0 | 1423.3675 | #N/A | #N/A | 88 | #N/A | #N/A | #N/A | 0.7908% | 1 | 50% | 0% | 0% | 0% | 8.2745 | 0 | 0 | 0 | 8.2745 | #N/A
2007-07-27 21:00 | 7 | 27 | 21 | 208.8336 | 4989 | 80.06 | 66.02 | 1009 | 80.06 | 0 | 983.0937 | Cooling | 163.849 | #N/A | #N/A | #N/A | #N/A | 0 | 0 | 0 | 0 | 0 | 983.0937 | #N/A | #N/A | 88 | #N/A | #N/A | #N/A | 0.5462% | 1 | 50% | 0% | 0% | 0% | 8.2745 | 0 | 0 | 0 | 8.2745 | #N/A
2007-07-27 22:00 | 7 | 27 | 22 | 208.8753 | 4990 | 78.98 | 64.94 | 1009 | 78.98 | 0 | 678.2791 | Cooling | 113.0465 | #N/A | #N/A | #N/A | #N/A | 0 | 0 | 0 | 0 | 0 | 678.2791 | #N/A | #N/A | 88 | #N/A | #N/A | #N/A | 0.3768% | 1 | 50% | 0% | 0% | 0% | 8.2745 | 0 | 0 | 0 | 8.2745 | #N/A
2007-07-27 23:00 | 7 | 27 | 23 | 208.917 | 4991 | 78.98 | 66.02 | 1009 | 78.98 | 0 | 437.4786 | Cooling | 72.9131 | #N/A | #N/A | #N/A | #N/A | 0 | 0 | 0 | 0 | 0 | 437.4786 | #N/A | #N/A | 88 | #N/A | #N/A | #N/A | 0.243% | 1 | 50% | 0% | 0% | 0% | 8.2745 | 0 | 0 | 0 | 8.2745 | #N/A
2007-07-28 | 7 | 28 | 0 | 208.9586 | 4992 | 73.94 | 66.02 | 1008 | 73.94 | 0 | 386.3353 | Cooling | 64.3892 | #N/A | #N/A | #N/A | #N/A | 0 | 0 | 0 | 0 | 0 | 386.3353 | #N/A | #N/A | 88 | #N/A | #N/A | #N/A | 0.2146% | 1 | 50% | 0% | 0% | 0% | 8.2745 | 0 | 0 | 0 | 8.2745 | #N/A
2007-07-28 01:00 | 7 | 28 | 1 | 209.0003 | 4993 | 73.04 | 64.94 | 1008 | 73.04 | 0 | 341.3994 | Cooling | 56.8999 | #N/A | #N/A | #N/A | #N/A | 0 | 0 | 0 | 0 | 0 | 341.3994 | #N/A | #N/A | 88 | #N/A | #N/A | #N/A | 0.1897% | 1 | 50% | 0% | 0% | 0% | 8.2745 | 0 | 0 | 0 | 8.2745 | #N/A
2007-07-28 02:00 | 7 | 28 | 2 | 209.042 | 4994 | 73.04 | 64.04 | 1008 | 73.04 | 0 | 296.4586 | Cooling | 49.4098 | #N/A | #N/A | #N/A | #N/A | 0 | 0 | 0 | 0 | 0 | 296.4586 | #N/A | #N/A | 88 | #N/A | #N/A | #N/A | 0.1647% | 1 | 50% | 0% | 0% | 0% | 8.2745 | 0 | 0 | 0 | 8.2745 | #N/A
2007-07-28 03:00 | 7 | 28 | 3 | 209.0836 | 4995 | 69.98 | 64.04 | 1008 | 69.98 | 0 | 277.3605 | Cooling | 46.2267 | #N/A | #N/A | #N/A | #N/A | 0 | 0 | 0 | 0 | 0 | 277.3605 | #N/A | #N/A | 88 | #N/A | #N/A | #N/A | 0.1541% | 1 | 50% | 0% | 0% | 0% | 8.2745 | 0 | 0 | 0 | 8.2745 | #N/A
2007-07-28 04:00 | 7 | 28 | 4 | 209.1253 | 4996 | 69.08 | 62.96 | 1008 | 69.08 | 0 | 261.5563 | Cooling | 43.5927 | #N/A | #N/A | #N/A | #N/A | 0 | 0 | 0 | 0 | 0 | 261.5563 | #N/A | #N/A | 88 | #N/A | #N/A | #N/A | 0.1453% | 1 | 50% | 0% | 0% | 0% | 8.2745 | 0 | 0 | 0 | 8.2745 | #N/A
2007-07-28 05:00 | 7 | 28 | 5 | 209.167 | 4997 | 68 | 62.96 | 1008 | 68 | 0 | 304.5249 | Cooling | 50.7541 | #N/A | #N/A | #N/A | #N/A | 0 | 0 | 0 | 0 | 0 | 304.5249 | #N/A | #N/A | 88 | #N/A | #N/A | #N/A | 0.1692% | 1 | 50% | 0% | 0% | 0% | 8.2745 | 0 | 0 | 0 | 8.2745 | #N/A
2007-07-28 06:00 | 7 | 28 | 6 | 209.2086 | 4998 | 69.98 | 64.04 | 1008 | 69.98 | 0 | 449.3719 | Cooling | 74.8953 | #N/A | #N/A | #N/A | #N/A | 0 | 0 | 0 | 0 | 0 | 449.3719 | #N/A | #N/A | 88 | #N/A | #N/A | #N/A | 0.2497% | 1 | 50% | 0% | 0% | 0% | 8.2745 | 0 | 0 | 0 | 8.2745 | #N/A
2007-07-28 07:00 | 7 | 28 | 7 | 209.2503 | 4999 | 69.08 | 64.94 | 1009 | 69.08 | 0 | 704.743 | Cooling | 117.4572 | #N/A | #N/A | #N/A | #N/A | 0 | 0 | 0 | 0 | 0 | 704.743 | #N/A | #N/A | 88 | #N/A | #N/A | #N/A | 0.3915% | 1 | 50% | 0% | 0% | 0% | 8.2745 | 0 | 0 | 0 | 8.2745 | #N/A
2007-07-28 08:00 | 7 | 28 | 8 | 209.292 | 5000 | 73.04 | 66.02 | 1009 | 73.04 | 0 | 1027.7907 | Cooling | 171.2984 | #N/A | #N/A | #N/A | #N/A | 0 | 0 | 0 | 0 | 0 | 1027.7907 | #N/A | #N/A | 88 | #N/A | #N/A | #N/A | 0.571% | 1 | 50% | 0% | 0% | 0% | 8.2745 | 0 | 0 | 0 | 8.2745 | #N/A
2007-07-28 09:00 | 7 | 28 | 9 | 209.3336 | 5001 | 80.06 | 66.92 | 1008 | 80.06 | 0 | 1327.1323 | Cooling | 221.1887 | #N/A | #N/A | #N/A | #N/A | 0 | 0 | 0 | 0 | 0 | 1327.1323 | #N/A | #N/A | 88 | #N/A | #N/A | #N/A | 0.7373% | 1 | 50% | 0% | 0% | 0% | 8.2745 | 0 | 0 | 0 | 8.2745 | #N/A
2007-07-28 10:00 | 7 | 28 | 10 | 209.3753 | 5002 | 82.94 | 66.92 | 1008 | 82.94 | 0 | 869.2411 | Cooling | 144.8735 | #N/A | #N/A | #N/A | #N/A | 0 | 0 | 0 | 0 | 0 | 869.2411 | #N/A | #N/A | 88 | #N/A | #N/A | #N/A | 0.4829% | 1 | 50% | 0% | 0% | 0% | 8.2745 | 0 | 0 | 0 | 8.2745 | #N/A
2007-07-28 11:00 | 7 | 28 | 11 | 209.417 | 5003 | 82.94 | 69.08 | 1008 | 82.94 | 0 | 678.2004 | Cooling | 113.0334 | #N/A | #N/A | #N/A | #N/A | 0 | 0 | 0 | 0 | 0 | 678.2004 | #N/A | #N/A | 88 | #N/A | #N/A | #N/A | 0.3768% | 1 | 50% | 0% | 0% | 0% | 8.2745 | 0 | 0 | 0 | 8.2745 | #N/A
2007-07-28 12:00 | 7 | 28 | 12 | 209.4586 | 5004 | 89.06 | 66.92 | 1007 | 89.06 | 0 | 727.6852 | Cooling | 121.2809 | #N/A | #N/A | #N/A | #N/A | 0 | 0 | 0 | 0 | 0 | 727.6852 | #N/A | #N/A | 88 | #N/A | #N/A | #N/A | 0.4043% | 1 | 50% | 0% | 0% | 0% | 8.2745 | 0 | 0 | 0 | 8.2745 | #N/A
2007-07-28 13:00 | 7 | 28 | 13 | 209.5003 | 5005 | 89.96 | 64.94 | 1006 | 89.96 | 0 | 729.3443 | Cooling | 121.5574 | #N/A | #N/A | #N/A | #N/A | 0 | 0 | 0 | 0 | 0 | 729.3443 | #N/A | #N/A | 88 | #N/A | #N/A | #N/A | 0.4052% | 1 | 50% | 0% | 0% | 0% | 8.2745 | 0 | 0 | 0 | 8.2745 | #N/A
2007-07-28 14:00 | 7 | 28 | 14 | 209.542 | 5006 | 89.96 | 64.94 | 1006 | 89.96 | 0 | 761.4198 | Cooling | 126.9033 | #N/A | #N/A | #N/A | #N/A | 0 | 0 | 0 | 0 | 0 | 761.4198 | #N/A | #N/A | 88 | #N/A | #N/A | #N/A | 0.423% | 1 | 50% | 0% | 0% | 0% | 8.2745 | 0 | 0 | 0 | 8.2745 | #N/A
2007-07-28 15:00 | 7 | 28 | 15 | 209.5836 | 5007 | 91.04 | 66.02 | 1005 | 91.04 | 0 | 776.4992 | Cooling | 129.4165 | #N/A | #N/A | #N/A | #N/A | 0 | 0 | 0 | 0 | 0 | 776.4992 | #N/A | #N/A | 88 | #N/A | #N/A | #N/A | 0.4314% | 1 | 50% | 0% | 0% | 0% | 8.2745 | 0 | 0 | 0 | 8.2745 | #N/A
2007-07-28 16:00 | 7 | 28 | 16 | 209.6253 | 5008 | 80.96 | 66.02 | 1005 | 80.96 | 0 | 895.8137 | Cooling | 149.3023 | #N/A | #N/A | #N/A | #N/A | 0 | 0 | 0 | 0 | 0 | 895.8137 | #N/A | #N/A | 88 | #N/A | #N/A | #N/A | 0.4977% | 1 | 50% | 0% | 0% | 0% | 8.2745 | 0 | 0 | 0 | 8.2745 | #N/A
2007-07-28 17:00 | 7 | 28 | 17 | 209.667 | 5009 | 80.96 | 64.94 | 1005 | 80.96 | 0 | 953.2548 | Cooling | 158.8758 | #N/A | #N/A | #N/A | #N/A | 0 | 0 | 0 | 0 | 0 | 953.2548 | #N/A | #N/A | 88 | #N/A | #N/A | #N/A | 0.5296% | 1 | 50% | 0% | 0% | 0% | 8.2745 | 0 | 0 | 0 | 8.2745 | #N/A
2007-07-28 18:00 | 7 | 28 | 18 | 209.7086 | 5010 | 82.94 | 66.02 | 1005 | 82.94 | 0 | 935.7328 | Cooling | 155.9555 | #N/A | #N/A | #N/A | #N/A | 0 | 0 | 0 | 0 | 0 | 935.7328 | #N/A | #N/A | 88 | #N/A | #N/A | #N/A | 0.5199% | 1 | 50% | 0% | 0% | 0% | 8.2745 | 0 | 0 | 0 | 8.2745 | #N/A
2007-07-28 19:00 | 7 | 28 | 19 | 209.7503 | 5011 | 80.96 | 66.02 | 1005 | 80.96 | 0 | 830.848 | Cooling | 138.4747 | #N/A | #N/A | #N/A | #N/A | 0 | 0 | 0 | 0 | 0 | 830.848 | #N/A | #N/A | 88 | #N/A | #N/A | #N/A | 0.4616% | 1 | 50% | 0% | 0% | 0% | 8.2745 | 0 | 0 | 0 | 8.2745 | #N/A
2007-07-28 20:00 | 7 | 28 | 20 | 209.792 | 5012 | 80.96 | 68 | 1005 | 80.96 | 0 | 1592.2638 | Cooling | 265.3773 | #N/A | #N/A | #N/A | #N/A | 0 | 0 | 0 | 0 | 0 | 1592.2638 | #N/A | #N/A | 88 | #N/A | #N/A | #N/A | 0.8846% | 1 | 50% | 0% | 0% | 0% | 8.2745 | 0 | 0 | 0 | 8.2745 | #N/A
2007-07-28 21:00 | 7 | 28 | 21 | 209.8336 | 5013 | 78.08 | 69.08 | 1005 | 78.08 | 0 | 1245.3035 | Cooling | 207.5506 | #N/A | #N/A | #N/A | #N/A | 0 | 0 | 0 | 0 | 0 | 1245.3035 | #N/A | #N/A | 88 | #N/A | #N/A | #N/A | 0.6918% | 1 | 50% | 0% | 0% | 0% | 8.2745 | 0 | 0 | 0 | 8.2745 | #N/A
2007-07-28 22:00 | 7 | 28 | 22 | 209.8753 | 5014 | 75.92 | 68 | 1005 | 75.92 | 0 | 965.2195 | Cooling | 160.8699 | #N/A | #N/A | #N/A | #N/A | 0 | 0 | 0 | 0 | 0 | 965.2195 | #N/A | #N/A | 88 | #N/A | #N/A | #N/A | 0.5362% | 1 | 50% | 0% | 0% | 0% | 8.2745 | 0 | 0 | 0 | 8.2745 | #N/A
2007-07-28 23:00 | 7 | 28 | 23 | 209.917 | 5015 | 75.92 | 66.92 | 1005 | 75.92 | 0 | 630.6938 | Cooling | 105.1156 | #N/A | #N/A | #N/A | #N/A | 0 | 0 | 0 | 0 | 0 | 630.6938 | #N/A | #N/A | 88 | #N/A | #N/A | #N/A | 0.3504% | 1 | 50% | 0% | 0% | 0% | 8.2745 | 0 | 0 | 0 | 8.2745 | #N/A
2007-07-29 | 7 | 29 | 0 | 209.9586 | 5016 | 77 | 66.02 | 1004 | 77 | 0 | 552.8343 | Cooling | 92.139 | #N/A | #N/A | #N/A | #N/A | 0 | 0 | 0 | 0 | 0 | 552.8343 | #N/A | #N/A | 88 | #N/A | #N/A | #N/A | 0.3071% | 1 | 50% | 0% | 0% | 0% | 8.2745 | 0 | 0 | 0 | 8.2745 | #N/A
2007-07-29 01:00 | 7 | 29 | 1 | 210.0003 | 5017 | 75.02 | 66.02 | 1004 | 75.02 | 0 | 453.3077 | Cooling | 75.5513 | #N/A | #N/A | #N/A | #N/A | 0 | 0 | 0 | 0 | 0 | 453.3077 | #N/A | #N/A | 88 | #N/A | #N/A | #N/A | 0.2518% | 1 | 50% | 0% | 0% | 0% | 8.2745 | 0 | 0 | 0 | 8.2745 | #N/A
2007-07-29 02:00 | 7 | 29 | 2 | 210.042 | 5018 | 75.02 | 64.94 | 1004 | 75.02 | 0 | 398.5076 | Cooling | 66.4179 | #N/A | #N/A | #N/A | #N/A | 0 | 0 | 0 | 0 | 0 | 398.5076 | #N/A | #N/A | 88 | #N/A | #N/A | #N/A | 0.2214% | 1 | 50% | 0% | 0% | 0% | 8.2745 | 0 | 0 | 0 | 8.2745 | #N/A
2007-07-29 03:00 | 7 | 29 | 3 | 210.0836 | 5019 | 69.98 | 64.94 | 1004 | 69.98 | 0 | 381.3227 | Cooling | 63.5538 | #N/A | #N/A | #N/A | #N/A | 0 | 0 | 0 | 0 | 0 | 381.3227 | #N/A | #N/A | 88 | #N/A | #N/A | #N/A | 0.2118% | 1 | 50% | 0% | 0% | 0% | 8.2745 | 0 | 0 | 0 | 8.2745 | #N/A
2007-07-29 04:00 | 7 | 29 | 4 | 210.1253 | 5020 | 68 | 64.94 | 1004 | 68 | 0 | 377.5027 | Cooling | 62.9171 | #N/A | #N/A | #N/A | #N/A | 0 | 0 | 0 | 0 | 0 | 377.5027 | #N/A | #N/A | 88 | #N/A | #N/A | #N/A | 0.2097% | 1 | 50% | 0% | 0% | 0% | 8.2745 | 0 | 0 | 0 | 8.2745 | #N/A
2007-07-29 05:00 | 7 | 29 | 5 | 210.167 | 5021 | 68 | 64.04 | 1005 | 68 | 0 | 416.6488 | Cooling | 69.4415 | #N/A | #N/A | #N/A | #N/A | 0 | 0 | 0 | 0 | 0 | 416.6488 | #N/A | #N/A | 88 | #N/A | #N/A | #N/A | 0.2315% | 1 | 50% | 0% | 0% | 0% | 8.2745 | 0 | 0 | 0 | 8.2745 | #N/A
2007-07-29 06:00 | 7 | 29 | 6 | 210.2086 | 5022 | 69.08 | 64.04 | 1005 | 69.08 | 0 | 1901.8289 | Cooling | 316.9715 | #N/A | #N/A | #N/A | #N/A | 0 | 0 | 0 | 0 | 0 | 1901.8289 | #N/A | #N/A | 88 | #N/A | #N/A | #N/A | 1.057% | 1 | 50% | 0% | 0% | 0% | 8.2745 | 0 | 0 | 0 | 8.2745 | #N/A
2007-07-29 07:00 | 7 | 29 | 7 | 210.2503 | 5023 | 73.04 | 64.94 | 1005 | 73.04 | 0 | 2057.4069 | Cooling | 342.9012 | #N/A | #N/A | #N/A | #N/A | 0 | 0 | 0 | 0 | 0 | 2057.4069 | #N/A | #N/A | 88 | #N/A | #N/A | #N/A | 1.143% | 1 | 50% | 0% | 0% | 0% | 8.2745 | 0 | 0 | 0 | 8.2745 | #N/A
2007-07-29 08:00 | 7 | 29 | 8 | 210.292 | 5024 | 73.04 | 66.02 | 1005 | 73.04 | 0 | 2438.5282 | Cooling | 406.4214 | #N/A | #N/A | #N/A | #N/A | 0 | 0 | 0 | 0 | 0 | 2438.5282 | #N/A | #N/A | 88 | #N/A | #N/A | #N/A | 1.355% | 1 | 50% | 0% | 0% | 0% | 8.2745 | 0 | 0 | 0 | 8.2745 | #N/A
2007-07-29 09:00 | 7 | 29 | 9 | 210.3336 | 5025 | 80.96 | 66.92 | 1005 | 80.96 | 0 | 2150.6381 | Cooling | 358.4397 | #N/A | #N/A | #N/A | #N/A | 0 | 0 | 0 | 0 | 0 | 2150.6381 | #N/A | #N/A | 88 | #N/A | #N/A | #N/A | 1.195% | 1 | 50% | 0% | 0% | 0% | 8.2745 | 0 | 0 | 0 | 8.2745 | #N/A
2007-07-29 10:00 | 7 | 29 | 10 | 210.3753 | 5026 | 84.02 | 66.92 | 1004 | 84.02 | 0 | 2069.2884 | Cooling | 344.8814 | #N/A | #N/A | #N/A | #N/A | 0 | 0 | 0 | 0 | 0 | 2069.2884 | #N/A | #N/A | 88 | #N/A | #N/A | #N/A | 1.15% | 1 | 50% | 0% | 0% | 0% | 8.2745 | 0 | 0 | 0 | 8.2745 | #N/A
2007-07-29 11:00 | 7 | 29 | 11 | 210.417 | 5027 | 84.02 | 64.94 | 1003 | 84.02 | 0 | 2081.1241 | Cooling | 346.854 | #N/A | #N/A | #N/A | #N/A | 0 | 0 | 0 | 0 | 0 | 2081.1241 | #N/A | #N/A | 88 | #N/A | #N/A | #N/A | 1.156% | 1 | 50% | 0% | 0% | 0% | 8.2745 | 0 | 0 | 0 | 8.2745 | #N/A
2007-07-29 12:00 | 7 | 29 | 12 | 210.4586 | 5028 | 89.06 | 64.04 | 1003 | 89.06 | 0 | 1999.7079 | Cooling | 333.2847 | #N/A | #N/A | #N/A | #N/A | 0 | 0 | 0 | 0 | 0 | 1999.7079 | #N/A | #N/A | 88 | #N/A | #N/A | #N/A | 1.111% | 1 | 50% | 0% | 0% | 0% | 8.2745 | 0 | 0 | 0 | 8.2745 | #N/A
2007-07-29 13:00 | 7 | 29 | 13 | 210.5003 | 5029 | 91.04 | 62.96 | 1002 | 91.04 | 0 | 1995.9711 | Cooling | 332.6618 | #N/A | #N/A | #N/A | #N/A | 0 | 0 | 0 | 0 | 0 | 1995.9711 | #N/A | #N/A | 88 | #N/A | #N/A | #N/A | 1.109% | 1 | 50% | 0% | 0% | 0% | 8.2745 | 0 | 0 | 0 | 8.2745 | #N/A
2007-07-29 14:00 | 7 | 29 | 14 | 210.542 | 5030 | 91.04 | 62.96 | 1002 | 91.04 | 0 | 2040.1097 | Cooling | 340.0183 | #N/A | #N/A | #N/A | #N/A | 0 | 0 | 0 | 0 | 0 | 2040.1097 | #N/A | #N/A | 88 | #N/A | #N/A | #N/A | 1.133% | 1 | 50% | 0% | 0% | 0% | 8.2745 | 0 | 0 | 0 | 8.2745 | #N/A
2007-07-29 15:00 | 7 | 29 | 15 | 210.5836 | 5031 | 93.92 | 64.04 | 1001 | 93.92 | 0 | 2083.208 | Cooling | 347.2013 | #N/A | #N/A | #N/A | #N/A | 0 | 0 | 0 | 0 | 0 | 2083.208 | #N/A | #N/A | 88 | #N/A | #N/A | #N/A | 1.157% | 1 | 50% | 0% | 0% | 0% | 8.2745 | 0 | 0 | 0 | 8.2745 | #N/A
2007-07-29 16:00 | 7 | 29 | 16 | 210.6253 | 5032 | 91.94 | 66.02 | 1001 | 91.94 | 0 | 2195.6294 | Cooling | 365.9382 | #N/A | #N/A | #N/A | #N/A | 0 | 0 | 0 | 0 | 0 | 2195.6294 | #N/A | #N/A | 88 | #N/A | #N/A | #N/A | 1.22% | 1 | 50% | 0% | 0% | 0% | 8.2745 | 0 | 0 | 0 | 8.2745 | #N/A
2007-07-29 17:00 | 7 | 29 | 17 | 210.667 | 5033 | 91.94 | 66.02 | 1001 | 91.94 | 0 | 2185.473 | Cooling | 364.2455 | #N/A | #N/A | #N/A | #N/A | 0 | 0 | 0 | 0 | 0 | 2185.473 | #N/A | #N/A | 88 | #N/A | #N/A | #N/A | 1.214% | 1 | 50% | 0% | 0% | 0% | 8.2745 | 0 | 0 | 0 | 8.2745 | #N/A
2007-07-29 18:00 | 7 | 29 | 18 | 210.7086 | 5034 | 89.96 | 69.08 | 1000 | 89.96 | 0 | 2109.0426 | Cooling | 351.5071 | #N/A | #N/A | #N/A | #N/A | 0 | 0 | 0 | 0 | 0 | 2109.0426 | #N/A | #N/A | 88 | #N/A | #N/A | #N/A | 1.172% | 1 | 50% | 0% | 0% | 0% | 8.2745 | 0 | 0 | 0 | 8.2745 | #N/A
2007-07-29 19:00 | 7 | 29 | 19 | 210.7503 | 5035 | 87.98 | 69.98 | 1000 | 87.98 | 0 | 2064.4015 | Cooling | 344.0669 | #N/A | #N/A | #N/A | #N/A | 0 | 0 | 0 | 0 | 0 | 2064.4015 | #N/A | #N/A | 88 | #N/A | #N/A | #N/A | 1.147% | 1 | 50% | 0% | 0% | 0% | 8.2745 | 0 | 0 | 0 | 8.2745 | #N/A
2007-07-29 20:00 | 7 | 29 | 20 | 210.792 | 5036 | 87.98 | 68 | 1000 | 87.98 | 0 | 2041.8175 | Cooling | 340.3029 | #N/A | #N/A | #N/A | #N/A | 0 | 0 | 0 | 0 | 0 | 2041.8175 | #N/A | #N/A | 88 | #N/A | #N/A | #N/A | 1.134% | 1 | 50% | 0% | 0% | 0% | 8.2745 | 0 | 0 | 0 | 8.2745 | #N/A
2007-07-29 21:00 | 7 | 29 | 21 | 210.8336 | 5037 | 78.08 | 68 | 1001 | 78.08 | 0 | 2468.8507 | Cooling | 411.4751 | #N/A | #N/A | #N/A | #N/A | 0 | 0 | 0 | 0 | 0 | 2468.8507 | #N/A | #N/A | 88 | #N/A | #N/A | #N/A | 1.372% | 1 | 50% | 0% | 0% | 0% | 8.2745 | 0 | 0 | 0 | 8.2745 | #N/A
2007-07-29 22:00 | 7 | 29 | 22 | 210.8753 | 5038 | 77 | 68 | 1000 | 77 | 0 | 1023.0226 | Cooling | 170.5038 | #N/A | #N/A | #N/A | #N/A | 0 | 0 | 0 | 0 | 0 | 1023.0226 | #N/A | #N/A | 88 | #N/A | #N/A | #N/A | 0.5683% | 1 | 50% | 0% | 0% | 0% | 8.2745 | 0 | 0 | 0 | 8.2745 | #N/A
2007-07-29 23:00 | 7 | 29 | 23 | 210.917 | 5039 | 77 | 66.92 | 1000 | 77 | 0 | 1065.5377 | Cooling | 177.5896 | #N/A | #N/A | #N/A | #N/A | 0 | 0 | 0 | 0 | 0 | 1065.5377 | #N/A | #N/A | 88 | #N/A | #N/A | #N/A | 0.592% | 1 | 50% | 0% | 0% | 0% | 8.2745 | 0 | 0 | 0 | 8.2745 | #N/A
2007-07-30 | 7 | 30 | 0 | 210.9586 | 5040 | 75.92 | 66.02 | 1000 | 75.92 | 0 | 864.4928 | Cooling | 144.0821 | #N/A | #N/A | #N/A | #N/A | 0 | 0 | 0 | 0 | 0 | 864.4928 | #N/A | #N/A | 88 | #N/A | #N/A | #N/A | 0.4803% | 1 | 50% | 0% | 0% | 0% | 8.2745 | 0 | 0 | 0 | 8.2745 | #N/A
2007-07-30 01:00 | 7 | 30 | 1 | 211.0003 | 5041 | 73.94 | 64.94 | 1000 | 73.94 | 0 | 732.5564 | Cooling | 122.0927 | #N/A | #N/A | #N/A | #N/A | 0 | 0 | 0 | 0 | 0 | 732.5564 | #N/A | #N/A | 88 | #N/A | #N/A | #N/A | 0.407% | 1 | 50% | 0% | 0% | 0% | 8.2745 | 0 | 0 | 0 | 8.2745 | #N/A
2007-07-30 02:00 | 7 | 30 | 2 | 211.042 | 5042 | 73.94 | 62.96 | 1000 | 73.94 | 0 | 602.3952 | Cooling | 100.3992 | #N/A | #N/A | #N/A | #N/A | 0 | 0 | 0 | 0 | 0 | 602.3952 | #N/A | #N/A | 88 | #N/A | #N/A | #N/A | 0.3347% | 1 | 50% | 0% | 0% | 0% | 8.2745 | 0 | 0 | 0 | 8.2745 | #N/A
2007-07-30 03:00 | 7 | 30 | 3 | 211.0836 | 5043 | 75.02 | 62.96 | 1000 | 75.02 | 0 | 481.85 | Cooling | 80.3083 | #N/A | #N/A | #N/A | #N/A | 0 | 0 | 0 | 0 | 0 | 481.85 | #N/A | #N/A | 88 | #N/A | #N/A | #N/A | 0.2677% | 1 | 50% | 0% | 0% | 0% | 8.2745 | 0 | 0 | 0 | 8.2745 | #N/A
2007-07-30 04:00 | 7 | 30 | 4 | 211.1253 | 5044 | 75.02 | 62.96 | 1000 | 75.02 | 0 | 443.7365 | Cooling | 73.9561 | #N/A | #N/A | #N/A | #N/A | 0 | 0 | 0 | 0 | 0 | 443.7365 | #N/A | #N/A | 88 | #N/A | #N/A | #N/A | 0.2465% | 1 | 50% | 0% | 0% | 0% | 8.2745 | 0 | 0 | 0 | 8.2745 | #N/A
2007-07-30 05:00 | 7 | 30 | 5 | 211.167 | 5045 | 75.02 | 62.96 | 1000 | 75.02 | 0 | 482.8887 | Cooling | 80.4815 | #N/A | #N/A | #N/A | #N/A | 0 | 0 | 0 | 0 | 0 | 482.8887 | #N/A | #N/A | 88 | #N/A | #N/A | #N/A | 0.2683% | 1 | 50% | 0% | 0% | 0% | 8.2745 | 0 | 0 | 0 | 8.2745 | #N/A
2007-07-30 06:00 | 7 | 30 | 6 | 211.2086 | 5046 | 75.02 | 64.04 | 1000 | 75.02 | 0 | 1937.8767 | Cooling | 322.9795 | #N/A | #N/A | #N/A | #N/A | 0 | 0 | 0 | 0 | 0 | 1937.8767 | #N/A | #N/A | 88 | #N/A | #N/A | #N/A | 1.077% | 1 | 50% | 0% | 0% | 0% | 8.2745 | 0 | 0 | 0 | 8.2745 | #N/A
2007-07-30 07:00 | 7 | 30 | 7 | 211.2503 | 5047 | 77 | 64.94 | 1000 | 77 | 0 | 2138.7069 | Cooling | 356.4512 | #N/A | #N/A | #N/A | #N/A | 0 | 0 | 0 | 0 | 0 | 2138.7069 | #N/A | #N/A | 88 | #N/A | #N/A | #N/A | 1.188% | 1 | 50% | 0% | 0% | 0% | 8.2745 | 0 | 0 | 0 | 8.2745 | #N/A
2007-07-30 08:00 | 7 | 30 | 8 | 211.292 | 5048 | 77 | 66.92 | 1000 | 77 | 0 | 2388.7089 | Cooling | 398.1181 | #N/A | #N/A | #N/A | #N/A | 0 | 0 | 0 | 0 | 0 | 2388.7089 | #N/A | #N/A | 88 | #N/A | #N/A | #N/A | 1.327% | 1 | 50% | 0% | 0% | 0% | 8.2745 | 0 | 0 | 0 | 8.2745 | #N/A
2007-07-30 09:00 | 7 | 30 | 9 | 211.3336 | 5049 | 80.06 | 68 | 999 | 80.06 | 0 | 2168.4748 | Cooling | 361.4125 | #N/A | #N/A | #N/A | #N/A | 0 | 0 | 0 | 0 | 0 | 2168.4748 | #N/A | #N/A | 88 | #N/A | #N/A | #N/A | 1.205% | 1 | 50% | 0% | 0% | 0% | 8.2745 | 0 | 0 | 0 | 8.2745 | #N/A
2007-07-30 10:00 | 7 | 30 | 10 | 211.3753 | 5050 | 84.02 | 66.92 | 999 | 84.02 | 0 | 2128.651 | Cooling | 354.7752 | #N/A | #N/A | #N/A | #N/A | 0 | 0 | 0 | 0 | 0 | 2128.651 | #N/A | #N/A | 88 | #N/A | #N/A | #N/A | 1.183% | 1 | 50% | 0% | 0% | 0% | 8.2745 | 0 | 0 | 0 | 8.2745 | #N/A
2007-07-30 11:00 | 7 | 30 | 11 | 211.417 | 5051 | 84.02 | 64.04 | 998 | 84.02 | 0 | 2097.1459 | Cooling | 349.5243 | #N/A | #N/A | #N/A | #N/A | 0 | 0 | 0 | 0 | 0 | 2097.1459 | #N/A | #N/A | 88 | #N/A | #N/A | #N/A | 1.165% | 1 | 50% | 0% | 0% | 0% | 8.2745 | 0 | 0 | 0 | 8.2745 | #N/A
2007-07-30 12:00 | 7 | 30 | 12 | 211.4586 | 5052 | 84.02 | 64.94 | 997 | 84.02 | 0 | 2024.9553 | Cooling | 337.4926 | #N/A | #N/A | #N/A | #N/A | 0 | 0 | 0 | 0 | 0 | 2024.9553 | #N/A | #N/A | 88 | #N/A | #N/A | #N/A | 1.125% | 1 | 50% | 0% | 0% | 0% | 8.2745 | 0 | 0 | 0 | 8.2745 | #N/A
2007-07-30 13:00 | 7 | 30 | 13 | 211.5003 | 5053 | 82.04 | 64.94 | 996 | 82.04 | 0 | 2079.5128 | Cooling | 346.5855 | #N/A | #N/A | #N/A | #N/A | 0 | 0 | 0 | 0 | 0 | 2079.5128 | #N/A | #N/A | 88 | #N/A | #N/A | #N/A | 1.155% | 1 | 50% | 0% | 0% | 0% | 8.2745 | 0 | 0 | 0 | 8.2745 | #N/A
2007-07-30 14:00 | 7 | 30 | 14 | 211.542 | 5054 | 80.06 | 64.04 | 996 | 80.06 | 0 | 2144.2586 | Cooling | 357.3764 | #N/A | #N/A | #N/A | #N/A | 0 | 0 | 0 | 0 | 0 | 2144.2586 | #N/A | #N/A | 88 | #N/A | #N/A | #N/A | 1.191% | 1 | 50% | 0% | 0% | 0% | 8.2745 | 0 | 0 | 0 | 8.2745 | #N/A
2007-07-30 15:00 | 7 | 30 | 15 | 211.5836 | 5055 | 82.94 | 64.04 | 995 | 82.94 | 0 | 2162.4201 | Cooling | 360.4034 | #N/A | #N/A | #N/A | #N/A | 0 | 0 | 0 | 0 | 0 | 2162.4201 | #N/A | #N/A | 88 | #N/A | #N/A | #N/A | 1.201% | 1 | 50% | 0% | 0% | 0% | 8.2745 | 0 | 0 | 0 | 8.2745 | #N/A
2007-07-30 16:00 | 7 | 30 | 16 | 211.6253 | 5056 | 84.92 | 62.06 | 995 | 84.92 | 0 | 2182.1914 | Cooling | 363.6986 | #N/A | #N/A | #N/A | #N/A | 0 | 0 | 0 | 0 | 0 | 2182.1914 | #N/A | #N/A | 88 | #N/A | #N/A | #N/A | 1.212% | 1 | 50% | 0% | 0% | 0% | 8.2745 | 0 | 0 | 0 | 8.2745 | #N/A
2007-07-30 17:00 | 7 | 30 | 17 | 211.667 | 5057 | 84.92 | 62.96 | 995 | 84.92 | 0 | 2146.4232 | Cooling | 357.7372 | #N/A | #N/A | #N/A | #N/A | 0 | 0 | 0 | 0 | 0 | 2146.4232 | #N/A | #N/A | 88 | #N/A | #N/A | #N/A | 1.192% | 1 | 50% | 0% | 0% | 0% | 8.2745 | 0 | 0 | 0 | 8.2745 | #N/A
2007-07-30 18:00 | 7 | 30 | 18 | 211.7086 | 5058 | 84.02 | 64.94 | 994 | 84.02 | 0 | 2074.9695 | Cooling | 345.8283 | #N/A | #N/A | #N/A | #N/A | 0 | 0 | 0 | 0 | 0 | 2074.9695 | #N/A | #N/A | 88 | #N/A | #N/A | #N/A | 1.153% | 1 | 50% | 0% | 0% | 0% | 8.2745 | 0 | 0 | 0 | 8.2745 | #N/A
2007-07-30 19:00 | 7 | 30 | 19 | 211.7503 | 5059 | 80.06 | 64.04 | 995 | 80.06 | 0 | 1979.0566 | Cooling | 329.8428 | #N/A | #N/A | #N/A | #N/A | 0 | 0 | 0 | 0 | 0 | 1979.0566 | #N/A | #N/A | 88 | #N/A | #N/A | #N/A | 1.099% | 1 | 50% | 0% | 0% | 0% | 8.2745 | 0 | 0 | 0 | 8.2745 | #N/A
2007-07-30 20:00 | 7 | 30 | 20 | 211.792 | 5060 | 80.06 | 66.02 | 995 | 80.06 | 0 | 1894.9952 | Cooling | 315.8325 | #N/A | #N/A | #N/A | #N/A | 0 | 0 | 0 | 0 | 0 | 1894.9952 | #N/A | #N/A | 88 | #N/A | #N/A | #N/A | 1.053% | 1 | 50% | 0% | 0% | 0% | 8.2745 | 0 | 0 | 0 | 8.2745 | #N/A
2007-07-30 21:00 | 7 | 30 | 21 | 211.8336 | 5061 | 71.96 | 66.02 | 995 | 71.96 | 0 | 1843.7335 | Cooling | 307.2889 | #N/A | #N/A | #N/A | #N/A | 0 | 0 | 0 | 0 | 0 | 1843.7335 | #N/A | #N/A | 88 | #N/A | #N/A | #N/A | 1.024% | 1 | 50% | 0% | 0% | 0% | 8.2745 | 0 | 0 | 0 | 8.2745 | #N/A
2007-07-30 22:00 | 7 | 30 | 22 | 211.8753 | 5062 | 69.98 | 66.02 | 994 | 69.98 | 0 | 1180.8261 | Cooling | 196.8043 | #N/A | #N/A | #N/A | #N/A | 0 | 0 | 0 | 0 | 0 | 1180.8261 | #N/A | #N/A | 88 | #N/A | #N/A | #N/A | 0.656% | 1 | 50% | 0% | 0% | 0% | 8.2745 | 0 | 0 | 0 | 8.2745 | #N/A
2007-07-30 23:00 | 7 | 30 | 23 | 211.917 | 5063 | 69.98 | 66.02 | 994 | 69.98 | 0 | 1242.5086 | Cooling | 207.0848 | #N/A | #N/A | #N/A | #N/A | 0 | 0 | 0 | 0 | 0 | 1242.5086 | #N/A | #N/A | 88 | #N/A | #N/A | #N/A | 0.6903% | 1 | 50% | 0% | 0% | 0% | 8.2745 | 0 | 0 | 0 | 8.2745 | #N/A
2007-07-31 | 7 | 31 | 0 | 211.9586 | 5064 | 69.98 | 68 | 995 | 69.98 | 0 | 1202.8381 | Cooling | 200.473 | #N/A | #N/A | #N/A | #N/A | 0 | 0 | 0 | 0 | 0 | 1202.8381 | #N/A | #N/A | 88 | #N/A | #N/A | #N/A | 0.6682% | 1 | 50% | 0% | 0% | 0% | 8.2745 | 0 | 0 | 0 | 8.2745 | #N/A
2007-07-31 01:00 | 7 | 31 | 1 | 212.0003 | 5065 | 68 | 68 | 994 | 68 | 0 | 1184.1397 | Cooling | 197.3566 | #N/A | #N/A | #N/A | #N/A | 0 | 0 | 0 | 0 | 0 | 1184.1397 | #N/A | #N/A | 88 | #N/A | #N/A | #N/A | 0.6579% | 1 | 50% | 0% | 0% | 0% | 8.2745 | 0 | 0 | 0 | 8.2745 | #N/A
2007-07-31 02:00 | 7 | 31 | 2 | 212.042 | 5066 | 68 | 68 | 993 | 68 | 0 | 1132.2162 | Cooling | 188.7027 | #N/A | #N/A | #N/A | #N/A | 0 | 0 | 0 | 0 | 0 | 1132.2162 | #N/A | #N/A | 88 | #N/A | #N/A | #N/A | 0.629% | 1 | 50% | 0% | 0% | 0% | 8.2745 | 0 | 0 | 0 | 8.2745 | #N/A
2007-07-31 03:00 | 7 | 31 | 3 | 212.0836 | 5067 | 69.08 | 68 | 994 | 69.08 | 0 | 1037.4147 | Cooling | 172.9025 | #N/A | #N/A | #N/A | #N/A | 0 | 0 | 0 | 0 | 0 | 1037.4147 | #N/A | #N/A | 88 | #N/A | #N/A | #N/A | 0.5763% | 1 | 50% | 0% | 0% | 0% | 8.2745 | 0 | 0 | 0 | 8.2745 | #N/A
2007-07-31 04:00 | 7 | 31 | 4 | 212.1253 | 5068 | 68 | 69.08 | 994 | 68 | 0 | 1003.2416 | Cooling | 167.2069 | #N/A | #N/A | #N/A | #N/A | 0 | 0 | 0 | 0 | 0 | 1003.2416 | #N/A | #N/A | 88 | #N/A | #N/A | #N/A | 0.5574% | 1 | 50% | 0% | 0% | 0% | 8.2745 | 0 | 0 | 0 | 8.2745 | #N/A
2007-07-31 05:00 | 7 | 31 | 5 | 212.167 | 5069 | 68 | 69.98 | 994 | 68 | 0 | 1177.3197 | Cooling | 196.2199 | #N/A | #N/A | #N/A | #N/A | 0 | 0 | 0 | 0 | 0 | 1177.3197 | #N/A | #N/A | 88 | #N/A | #N/A | #N/A | 0.6541% | 1 | 50% | 0% | 0% | 0% | 8.2745 | 0 | 0 | 0 | 8.2745 | #N/A
2007-07-31 06:00 | 7 | 31 | 6 | 212.2086 | 5070 | 69.98 | 71.06 | 994 | 69.98 | 0 | 2744.3132 | Cooling | 457.3855 | #N/A | #N/A | #N/A | #N/A | 0 | 0 | 0 | 0 | 0 | 2744.3132 | #N/A | #N/A | 88 | #N/A | #N/A | #N/A | 1.525% | 1 | 50% | 0% | 0% | 0% | 8.2745 | 0 | 0 | 0 | 8.2745 | #N/A
2007-07-31 07:00 | 7 | 31 | 7 | 212.2503 | 5071 | 73.04 | 71.06 | 994 | 73.04 | 0 | 2723.5254 | Cooling | 453.9209 | #N/A | #N/A | #N/A | #N/A | 0 | 0 | 0 | 0 | 0 | 2723.5254 | #N/A | #N/A | 88 | #N/A | #N/A | #N/A | 1.513% | 1 | 50% | 0% | 0% | 0% | 8.2745 | 0 | 0 | 0 | 8.2745 | #N/A
2007-07-31 08:00 | 7 | 31 | 8 | 212.292 | 5072 | 73.04 | 66.92 | 995 | 73.04 | 0 | 2608.4578 | Cooling | 434.743 | #N/A | #N/A | #N/A | #N/A | 0 | 0 | 0 | 0 | 0 | 2608.4578 | #N/A | #N/A | 88 | #N/A | #N/A | #N/A | 1.449% | 1 | 50% | 0% | 0% | 0% | 8.2745 | 0 | 0 | 0 | 8.2745 | #N/A
2007-07-31 09:00 | 7 | 31 | 9 | 212.3336 | 5073 | 78.08 | 64.04 | 996 | 78.08 | 0 | 2320.7119 | Cooling | 386.7853 | #N/A | #N/A | #N/A | #N/A | 0 | 0 | 0 | 0 | 0 | 2320.7119 | #N/A | #N/A | 88 | #N/A | #N/A | #N/A | 1.289% | 1 | 50% | 0% | 0% | 0% | 8.2745 | 0 | 0 | 0 | 8.2745 | #N/A
2007-07-31 10:00 | 7 | 31 | 10 | 212.3753 | 5074 | 80.06 | 62.06 | 997 | 80.06 | 0 | 1890.9218 | Cooling | 315.1536 | #N/A | #N/A | #N/A | #N/A | 0 | 0 | 0 | 0 | 0 | 1890.9218 | #N/A | #N/A | 88 | #N/A | #N/A | #N/A | 1.051% | 1 | 50% | 0% | 0% | 0% | 8.2745 | 0 | 0 | 0 | 8.2745 | #N/A
2007-07-31 11:00 | 7 | 31 | 11 | 212.417 | 5075 | 80.06 | 60.98 | 998 | 80.06 | 0 | 1692.2008 | Cooling | 282.0335 | #N/A | #N/A | #N/A | #N/A | 0 | 0 | 0 | 0 | 0 | 1692.2008 | #N/A | #N/A | 88 | #N/A | #N/A | #N/A | 0.9401% | 1 | 50% | 0% | 0% | 0% | 8.2745 | 0 | 0 | 0 | 8.2745 | #N/A
2007-07-31 12:00 | 7 | 31 | 12 | 212.4586 | 5076 | 80.96 | 60.98 | 998 | 80.96 | 0 | 1604.5817 | Cooling | 267.4303 | #N/A | #N/A | #N/A | #N/A | 0 | 0 | 0 | 0 | 0 | 1604.5817 | #N/A | #N/A | 88 | #N/A | #N/A | #N/A | 0.8914% | 1 | 50% | 0% | 0% | 0% | 8.2745 | 0 | 0 | 0 | 8.2745 | #N/A
2007-07-31 13:00 | 7 | 31 | 13 | 212.5003 | 5077 | 82.94 | 60.08 | 999 | 82.94 | 0 | 1640.997 | Cooling | 273.4995 | #N/A | #N/A | #N/A | #N/A | 0 | 0 | 0 | 0 | 0 | 1640.997 | #N/A | #N/A | 88 | #N/A | #N/A | #N/A | 0.9117% | 1 | 50% | 0% | 0% | 0% | 8.2745 | 0 | 0 | 0 | 8.2745 | #N/A
2007-07-31 14:00 | 7 | 31 | 14 | 212.542 | 5078 | 82.94 | 60.08 | 999 | 82.94 | 0 | 1638.9284 | Cooling | 273.1547 | #N/A | #N/A | #N/A | #N/A | 0 | 0 | 0 | 0 | 0 | 1638.9284 | #N/A | #N/A | 88 | #N/A | #N/A | #N/A | 0.9105% | 1 | 50% | 0% | 0% | 0% | 8.2745 | 0 | 0 | 0 | 8.2745 | #N/A
2007-07-31 15:00 | 7 | 31 | 15 | 212.5836 | 5079 | 84.02 | 60.08 | 999 | 84.02 | 0 | 1637.047 | Cooling | 272.8412 | #N/A | #N/A | #N/A | #N/A | 0 | 0 | 0 | 0 | 0 | 1637.047 | #N/A | #N/A | 88 | #N/A | #N/A | #N/A | 0.9095% | 1 | 50% | 0% | 0% | 0% | 8.2745 | 0 | 0 | 0 | 8.2745 | #N/A
2007-07-31 16:00 | 7 | 31 | 16 | 212.6253 | 5080 | 84.92 | 57.92 | 999 | 84.92 | 0 | 1549.4031 | Cooling | 258.2338 | #N/A | #N/A | #N/A | #N/A | 0 | 0 | 0 | 0 | 0 | 1549.4031 | #N/A | #N/A | 88 | #N/A | #N/A | #N/A | 0.8608% | 1 | 50% | 0% | 0% | 0% | 8.2745 | 0 | 0 | 0 | 8.2745 | #N/A
2007-07-31 17:00 | 7 | 31 | 17 | 212.667 | 5081 | 84.92 | 59 | 1000 | 84.92 | 0 | 1543.963 | Cooling | 257.3272 | #N/A | #N/A | #N/A | #N/A | 0 | 0 | 0 | 0 | 0 | 1543.963 | #N/A | #N/A | 88 | #N/A | #N/A | #N/A | 0.8578% | 1 | 50% | 0% | 0% | 0% | 8.2745 | 0 | 0 | 0 | 8.2745 | #N/A
2007-07-31 18:00 | 7 | 31 | 18 | 212.7086 | 5082 | 82.94 | 57.92 | 1000 | 82.94 | 0 | 1472.8671 | Cooling | 245.4778 | #N/A | #N/A | #N/A | #N/A | 0 | 0 | 0 | 0 | 0 | 1472.8671 | #N/A | #N/A | 88 | #N/A | #N/A | #N/A | 0.8183% | 1 | 50% | 0% | 0% | 0% | 8.2745 | 0 | 0 | 0 | 8.2745 | #N/A
2007-07-31 19:00 | 7 | 31 | 19 | 212.7503 | 5083 | 75.02 | 59 | 1001 | 75.02 | 0 | 1441.5442 | Cooling | 240.2574 | #N/A | #N/A | #N/A | #N/A | 0 | 0 | 0 | 0 | 0 | 1441.5442 | #N/A | #N/A | 88 | #N/A | #N/A | #N/A | 0.8009% | 1 | 50% | 0% | 0% | 0% | 8.2745 | 0 | 0 | 0 | 8.2745 | #N/A
2007-07-31 20:00 | 7 | 31 | 20 | 212.792 | 5084 | 72.32 | 59 | 1001 | 72.32 | 0 | 1415.8086 | Cooling | 235.9681 | #N/A | #N/A | #N/A | #N/A | 0 | 0 | 0 | 0 | 0 | 1415.8086 | #N/A | #N/A | 88 | #N/A | #N/A | #N/A | 0.7866% | 1 | 50% | 0% | 0% | 0% | 8.2745 | 0 | 0 | 0 | 8.2745 | #N/A
2007-07-31 21:00 | 7 | 31 | 21 | 212.8336 | 5085 | 69.8 | 59 | 1001 | 69.8 | 0 | 1264.8378 | Cooling | 210.8063 | #N/A | #N/A | #N/A | #N/A | 0 | 0 | 0 | 0 | 0 | 1264.8378 | #N/A | #N/A | 88 | #N/A | #N/A | #N/A | 0.7027% | 1 | 50% | 0% | 0% | 0% | 8.2745 | 0 | 0 | 0 | 8.2745 | #N/A
2007-07-31 22:00 | 7 | 31 | 22 | 212.8753 | 5086 | 66.74 | 60.08 | 1001 | 66.74 | 0 | 297.9297 | Cooling | 49.6549 | #N/A | #N/A | #N/A | #N/A | 0 | 0 | 0 | 0 | 0 | 297.9297 | #N/A | #N/A | 88 | #N/A | #N/A | #N/A | 0.1655% | 1 | 50% | 0% | 0% | 0% | 8.2745 | 0 | 0 | 0 | 8.2745 | #N/A
2007-07-31 23:00 | 7 | 31 | 23 | 212.917 | 5087 | 64.22 | 60.98 | 1001 | 64.22 | 0 | 395.4807 | Cooling | 65.9134 | #N/A | #N/A | #N/A | #N/A | 0 | 0 | 0 | 0 | 0 | 395.4807 | #N/A | #N/A | 88 | #N/A | #N/A | #N/A | 0.2197% | 1 | 50% | 0% | 0% | 0% | 8.2745 | 0 | 0 | 0 | 8.2745 | #N/A
2007-08-01 | 8 | 1 | 0 | 212.9586 | 5088 | 61.34 | 62.06 | 1001 | 61.34 | 0 | 404.5244 | Cooling | 67.4207 | #N/A | #N/A | #N/A | #N/A | 0 | 0 | 0 | 0 | 0 | 404.5244 | #N/A | #N/A | 88 | #N/A | #N/A | #N/A | 0.2247% | 1 | 50% | 0% | 0% | 0% | 8.2745 | 0 | 0 | 0 | 8.2745 | #N/A
2007-08-01 01:00 | 8 | 1 | 1 | 213.0003 | 5089 | 58.1 | 63.14 | 1002 | 58.1 | 0 | 418.2188 | Cooling | 69.7031 | #N/A | #N/A | #N/A | #N/A | 0 | 0 | 0 | 0 | 0 | 418.2188 | #N/A | #N/A | 88 | #N/A | #N/A | #N/A | 0.2323% | 1 | 50% | 0% | 0% | 0% | 8.2745 | 0 | 0 | 0 | 8.2745 | #N/A
2007-08-01 02:00 | 8 | 1 | 2 | 213.042 | 5090 | 57.56 | 64.22 | 1001 | 57.56 | 0 | 435.5942 | Cooling | 72.599 | #N/A | #N/A | #N/A | #N/A | 0 | 0 | 0 | 0 | 0 | 435.5942 | #N/A | #N/A | 88 | #N/A | #N/A | #N/A | 0.242% | 1 | 50% | 0% | 0% | 0% | 8.2745 | 0 | 0 | 0 | 8.2745 | #N/A
2007-08-01 03:00 | 8 | 1 | 3 | 213.0836 | 5091 | 57.02 | 65.12 | 1001 | 57.02 | 0 | 437.8002 | Cooling | 72.9667 | #N/A | #N/A | #N/A | #N/A | 0 | 0 | 0 | 0 | 0 | 437.8002 | #N/A | #N/A | 88 | #N/A | #N/A | #N/A | 0.2432% | 1 | 50% | 0% | 0% | 0% | 8.2745 | 0 | 0 | 0 | 8.2745 | #N/A
2007-08-01 04:00 | 8 | 1 | 4 | 213.1253 | 5092 | 58.82 | 66.2 | 1001 | 58.82 | 0 | 442.5155 | Cooling | 73.7526 | #N/A | #N/A | #N/A | #N/A | 0 | 0 | 0 | 0 | 0 | 442.5155 | #N/A | #N/A | 88 | #N/A | #N/A | #N/A | 0.2458% | 1 | 50% | 0% | 0% | 0% | 8.2745 | 0 | 0 | 0 | 8.2745 | #N/A
2007-08-01 05:00 | 8 | 1 | 5 | 213.167 | 5093 | 60.62 | 66.92 | 1001 | 60.62 | 0 | 514.2047 | Cooling | 85.7008 | #N/A | #N/A | #N/A | #N/A | 0 | 0 | 0 | 0 | 0 | 514.2047 | #N/A | #N/A | 88 | #N/A | #N/A | #N/A | 0.2857% | 1 | 50% | 0% | 0% | 0% | 8.2745 | 0 | 0 | 0 | 8.2745 | #N/A
2007-08-01 06:00 | 8 | 1 | 6 | 213.2086 | 5094 | 63.86 | 66.92 | 1001 | 63.86 | 0 | 2077.6411 | Cooling | 346.2735 | #N/A | #N/A | #N/A | #N/A | 0 | 0 | 0 | 0 | 0 | 2077.6411 | #N/A | #N/A | 88 | #N/A | #N/A | #N/A | 1.154% | 1 | 50% | 0% | 0% | 0% | 8.2745 | 0 | 0 | 0 | 8.2745 | #N/A
2007-08-01 07:00 | 8 | 1 | 7 | 213.2503 | 5095 | 64.04 | 66.92 | 1001 | 64.04 | 0 | 1973.4622 | Cooling | 328.9104 | #N/A | #N/A | #N/A | #N/A | 0 | 0 | 0 | 0 | 0 | 1973.4622 | #N/A | #N/A | 88 | #N/A | #N/A | #N/A | 1.096% | 1 | 50% | 0% | 0% | 0% | 8.2745 | 0 | 0 | 0 | 8.2745 | #N/A
2007-08-01 08:00 | 8 | 1 | 8 | 213.292 | 5096 | 64.04 | 69.08 | 1001 | 64.04 | 0 | 2421.5193 | Cooling | 403.5865 | #N/A | #N/A | #N/A | #N/A | 0 | 0 | 0 | 0 | 0 | 2421.5193 | #N/A | #N/A | 88 | #N/A | #N/A | #N/A | 1.345% | 1 | 50% | 0% | 0% | 0% | 8.2745 | 0 | 0 | 0 | 8.2745 | #N/A
2007-08-01 09:00 | 8 | 1 | 9 | 213.3336 | 5097 | 69.98 | 71.06 | 1001 | 69.98 | 0 | 2741.597 | Cooling | 456.9328 | #N/A | #N/A | #N/A | #N/A | 0 | 0 | 0 | 0 | 0 | 2741.597 | #N/A | #N/A | 88 | #N/A | #N/A | #N/A | 1.523% | 1 | 50% | 0% | 0% | 0% | 8.2745 | 0 | 0 | 0 | 8.2745 | #N/A
2007-08-01 10:00 | 8 | 1 | 10 | 213.3753 | 5098 | 73.04 | 71.06 | 1000 | 73.04 | 0 | 2670.7716 | Cooling | 445.1286 | #N/A | #N/A | #N/A | #N/A | 0 | 0 | 0 | 0 | 0 | 2670.7716 | #N/A | #N/A | 88 | #N/A | #N/A | #N/A | 1.484% | 1 | 50% | 0% | 0% | 0% | 8.2745 | 0 | 0 | 0 | 8.2745 | #N/A
2007-08-01 11:00 | 8 | 1 | 11 | 213.417 | 5099 | 73.04 | 73.04 | 1000 | 73.04 | 0 | 2218.2581 | Cooling | 369.7097 | #N/A | #N/A | #N/A | #N/A | 0 | 0 | 0 | 0 | 0 | 2218.2581 | #N/A | #N/A | 88 | #N/A | #N/A | #N/A | 1.232% | 1 | 50% | 0% | 0% | 0% | 8.2745 | 0 | 0 | 0 | 8.2745 | #N/A
2007-08-01 12:00 | 8 | 1 | 12 | 213.4586 | 5100 | 78.08 | 71.06 | 1000 | 78.08 | 0 | 2110.7722 | Cooling | 351.7954 | #N/A | #N/A | #N/A | #N/A | 0 | 0 | 0 | 0 | 0 | 2110.7722 | #N/A | #N/A | 88 | #N/A | #N/A | #N/A | 1.173% | 1 | 50% | 0% | 0% | 0% | 8.2745 | 0 | 0 | 0 | 8.2745 | #N/A
2007-08-01 13:00 | 8 | 1 | 13 | 213.5003 | 5101 | 80.06 | 71.96 | 999 | 80.06 | 0 | 2199.0069 | Cooling | 366.5012 | #N/A | #N/A | #N/A | #N/A | 0 | 0 | 0 | 0 | 0 | 2199.0069 | #N/A | #N/A | 88 | #N/A | #N/A | #N/A | 1.222% | 1 | 50% | 0% | 0% | 0% | 8.2745 | 0 | 0 | 0 | 8.2745 | #N/A
2007-08-01 14:00 | 8 | 1 | 14 | 213.542 | 5102 | 80.06 | 71.06 | 999 | 80.06 | 0 | 2226.9554 | Cooling | 371.1592 | #N/A | #N/A | #N/A | #N/A | 0 | 0 | 0 | 0 | 0 | 2226.9554 | #N/A | #N/A | 88 | #N/A | #N/A | #N/A | 1.237% | 1 | 50% | 0% | 0% | 0% | 8.2745 | 0 | 0 | 0 | 8.2745 | #N/A
2007-08-01 15:00 | 8 | 1 | 15 | 213.5836 | 5103 | 82.04 | 73.94 | 999 | 82.04 | 0 | 2225.7764 | Cooling | 370.9627 | #N/A | #N/A | #N/A | #N/A | 0 | 0 | 0 | 0 | 0 | 2225.7764 | #N/A | #N/A | 88 | #N/A | #N/A | #N/A | 1.237% | 1 | 50% | 0% | 0% | 0% | 8.2745 | 0 | 0 | 0 | 8.2745 | #N/A
2007-08-01 16:00 | 8 | 1 | 16 | 213.6253 | 5104 | 80.06 | 73.04 | 998 | 80.06 | 0 | 2364.0507 | Cooling | 394.0084 | #N/A | #N/A | #N/A | #N/A | 0 | 0 | 0 | 0 | 0 | 2364.0507 | #N/A | #N/A | 88 | #N/A | #N/A | #N/A | 1.313% | 1 | 50% | 0% | 0% | 0% | 8.2745 | 0 | 0 | 0 | 8.2745 | #N/A
2007-08-01 17:00 | 8 | 1 | 17 | 213.667 | 5105 | 80.06 | 71.96 | 998 | 80.06 | 0 | 2463.0615 | Cooling | 410.5102 | #N/A | #N/A | #N/A | #N/A | 0 | 0 | 0 | 0 | 0 | 2463.0615 | #N/A | #N/A | 88 | #N/A | #N/A | #N/A | 1.368% | 1 | 50% | 0% | 0% | 0% | 8.2745 | 0 | 0 | 0 | 8.2745 | #N/A
2007-08-01 18:00 | 8 | 1 | 18 | 213.7086 | 5106 | 80.06 | 68 | 999 | 80.06 | 0 | 2628.3052 | Cooling | 438.0509 | #N/A | #N/A | #N/A | #N/A | 0 | 0 | 0 | 0 | 0 | 2628.3052 | #N/A | #N/A | 88 | #N/A | #N/A | #N/A | 1.46% | 1 | 50% | 0% | 0% | 0% | 8.2745 | 0 | 0 | 0 | 8.2745 | #N/A
2007-08-01 19:00 | 8 | 1 | 19 | 213.7503 | 5107 | 78.98 | 68 | 999 | 78.98 | 0 | 2554.3885 | Cooling | 425.7314 | #N/A | #N/A | #N/A | #N/A | 0 | 0 | 0 | 0 | 0 | 2554.3885 | #N/A | #N/A | 88 | #N/A | #N/A | #N/A | 1.419% | 1 | 50% | 0% | 0% | 0% | 8.2745 | 0 | 0 | 0 | 8.2745 | #N/A
2007-08-01 20:00 | 8 | 1 | 20 | 213.792 | 5108 | 78.98 | 68 | 999 | 78.98 | 0 | 2296.8119 | Cooling | 382.802 | #N/A | #N/A | #N/A | #N/A | 0 | 0 | 0 | 0 | 0 | 2296.8119 | #N/A | #N/A | 88 | #N/A | #N/A | #N/A | 1.276% | 1 | 50% | 0% | 0% | 0% | 8.2745 | 0 | 0 | 0 | 8.2745 | #N/A
2007-08-01 21:00 | 8 | 1 | 21 | 213.8336 | 5109 | 75.02 | 68 | 999 | 75.02 | 0 | 2175.5871 | Cooling | 362.5979 | #N/A | #N/A | #N/A | #N/A | 0 | 0 | 0 | 0 | 0 | 2175.5871 | #N/A | #N/A | 88 | #N/A | #N/A | #N/A | 1.209% | 1 | 50% | 0% | 0% | 0% | 8.2745 | 0 | 0 | 0 | 8.2745 | #N/A
2007-08-01 22:00 | 8 | 1 | 22 | 213.8753 | 5110 | 73.04 | 68 | 999 | 73.04 | 0 | 610.9743 | Cooling | 101.829 | #N/A | #N/A | #N/A | #N/A | 0 | 0 | 0 | 0 | 0 | 610.9743 | #N/A | #N/A | 88 | #N/A | #N/A | #N/A | 0.3394% | 1 | 50% | 0% | 0% | 0% | 8.2745 | 0 | 0 | 0 | 8.2745 | #N/A
2007-08-01 23:00 | 8 | 1 | 23 | 213.917 | 5111 | 73.04 | 68 | 999 | 73.04 | 0 | 612.9506 | Cooling | 102.1584 | #N/A | #N/A | #N/A | #N/A | 0 | 0 | 0 | 0 | 0 | 612.9506 | #N/A | #N/A | 88 | #N/A | #N/A | #N/A | 0.3405% | 1 | 50% | 0% | 0% | 0% | 8.2745 | 0 | 0 | 0 | 8.2745 | #N/A
2007-08-02 | 8 | 2 | 0 | 213.9586 | 5112 | 71.06 | 68 | 999 | 71.06 | 0 | 542.7763 | Cooling | 90.4627 | #N/A | #N/A | #N/A | #N/A | 0 | 0 | 0 | 0 | 0 | 542.7763 | #N/A | #N/A | 88 | #N/A | #N/A | #N/A | 0.3015% | 1 | 50% | 0% | 0% | 0% | 8.2745 | 0 | 0 | 0 | 8.2745 | #N/A
2007-08-02 01:00 | 8 | 2 | 1 | 214.0003 | 5113 | 71.06 | 66.92 | 998 | 71.06 | 0 | 486.5404 | Cooling | 81.0901 | #N/A | #N/A | #N/A | #N/A | 0 | 0 | 0 | 0 | 0 | 486.5404 | #N/A | #N/A | 88 | #N/A | #N/A | #N/A | 0.2703% | 1 | 50% | 0% | 0% | 0% | 8.2745 | 0 | 0 | 0 | 8.2745 | #N/A
2007-08-02 02:00 | 8 | 2 | 2 | 214.042 | 5114 | 71.06 | 66.02 | 998 | 71.06 | 0 | 441.79 | Cooling | 73.6317 | #N/A | #N/A | #N/A | #N/A | 0 | 0 | 0 | 0 | 0 | 441.79 | #N/A | #N/A | 88 | #N/A | #N/A | #N/A | 0.2454% | 1 | 50% | 0% | 0% | 0% | 8.2745 | 0 | 0 | 0 | 8.2745 | #N/A
2007-08-02 03:00 | 8 | 2 | 3 | 214.0836 | 5115 | 71.06 | 66.92 | 998 | 71.06 | 0 | 462.4611 | Cooling | 77.0769 | #N/A | #N/A | #N/A | #N/A | 0 | 0 | 0 | 0 | 0 | 462.4611 | #N/A | #N/A | 88 | #N/A | #N/A | #N/A | 0.2569% | 1 | 50% | 0% | 0% | 0% | 8.2745 | 0 | 0 | 0 | 8.2745 | #N/A
2007-08-02 04:00 | 8 | 2 | 4 | 214.1253 | 5116 | 69.08 | 64.94 | 998 | 69.08 | 0 | 415.1768 | Cooling | 69.1961 | #N/A | #N/A | #N/A | #N/A | 0 | 0 | 0 | 0 | 0 | 415.1768 | #N/A | #N/A | 88 | #N/A | #N/A | #N/A | 0.2307% | 1 | 50% | 0% | 0% | 0% | 8.2745 | 0 | 0 | 0 | 8.2745 | #N/A
2007-08-02 05:00 | 8 | 2 | 5 | 214.167 | 5117 | 69.08 | 66.92 | 998 | 69.08 | 0 | 496.0367 | Cooling | 82.6728 | #N/A | #N/A | #N/A | #N/A | 0 | 0 | 0 | 0 | 0 | 496.0367 | #N/A | #N/A | 88 | #N/A | #N/A | #N/A | 0.2756% | 1 | 50% | 0% | 0% | 0% | 8.2745 | 0 | 0 | 0 | 8.2745 | #N/A
2007-08-02 06:00 | 8 | 2 | 6 | 214.2086 | 5118 | 68 | 68 | 998 | 68 | 0 | 2338.6277 | Cooling | 389.7713 | #N/A | #N/A | #N/A | #N/A | 0 | 0 | 0 | 0 | 0 | 2338.6277 | #N/A | #N/A | 88 | #N/A | #N/A | #N/A | 1.299% | 1 | 50% | 0% | 0% | 0% | 8.2745 | 0 | 0 | 0 | 8.2745 | #N/A
2007-08-02 07:00 | 8 | 2 | 7 | 214.2503 | 5119 | 69.98 | 69.08 | 998 | 69.98 | 0 | 2550.3035 | Cooling | 425.0506 | #N/A | #N/A | #N/A | #N/A | 0 | 0 | 0 | 0 | 0 | 2550.3035 | #N/A | #N/A | 88 | #N/A | #N/A | #N/A | 1.417% | 1 | 50% | 0% | 0% | 0% | 8.2745 | 0 | 0 | 0 | 8.2745 | #N/A
2007-08-02 08:00 | 8 | 2 | 8 | 214.292 | 5120 | 69.98 | 69.08 | 998 | 69.98 | 0 | 2714.5454 | Cooling | 452.4242 | #N/A | #N/A | #N/A | #N/A | 0 | 0 | 0 | 0 | 0 | 2714.5454 | #N/A | #N/A | 88 | #N/A | #N/A | #N/A | 1.508% | 1 | 50% | 0% | 0% | 0% | 8.2745 | 0 | 0 | 0 | 8.2745 | #N/A
2007-08-02 09:00 | 8 | 2 | 9 | 214.3336 | 5121 | 69.98 | 69.08 | 998 | 69.98 | 0 | 2410.1991 | Cooling | 401.6999 | #N/A | #N/A | #N/A | #N/A | 0 | 0 | 0 | 0 | 0 | 2410.1991 | #N/A | #N/A | 88 | #N/A | #N/A | #N/A | 1.339% | 1 | 50% | 0% | 0% | 0% | 8.2745 | 0 | 0 | 0 | 8.2745 | #N/A
2007-08-02 10:00 | 8 | 2 | 10 | 214.3753 | 5122 | 71.06 | 68 | 999 | 71.06 | 0 | 2267.4694 | Cooling | 377.9116 | #N/A | #N/A | #N/A | #N/A | 0 | 0 | 0 | 0 | 0 | 2267.4694 | #N/A | #N/A | 88 | #N/A | #N/A | #N/A | 1.26% | 1 | 50% | 0% | 0% | 0% | 8.2745 | 0 | 0 | 0 | 8.2745 | #N/A
2007-08-02 11:00 | 8 | 2 | 11 | 214.417 | 5123 | 71.06 | 68 | 999 | 71.06 | 0 | 2103.3483 | Cooling | 350.558 | #N/A | #N/A | #N/A | #N/A | 0 | 0 | 0 | 0 | 0 | 2103.3483 | #N/A | #N/A | 88 | #N/A | #N/A | #N/A | 1.169% | 1 | 50% | 0% | 0% | 0% | 8.2745 | 0 | 0 | 0 | 8.2745 | #N/A
2007-08-02 12:00 | 8 | 2 | 12 | 214.4586 | 5124 | 71.6 | 66.02 | 998 | 71.6 | 0 | 1999.7637 | Cooling | 333.294 | #N/A | #N/A | #N/A | #N/A | 0 | 0 | 0 | 0 | 0 | 1999.7637 | #N/A | #N/A | 88 | #N/A | #N/A | #N/A | 1.111% | 1 | 50% | 0% | 0% | 0% | 8.2745 | 0 | 0 | 0 | 8.2745 | #N/A
2007-08-02 13:00 | 8 | 2 | 13 | 214.5003 | 5125 | 71.6 | 66.92 | 998 | 71.6 | 0 | 2026.4464 | Cooling | 337.7411 | #N/A | #N/A | #N/A | #N/A | 0 | 0 | 0 | 0 | 0 | 2026.4464 | #N/A | #N/A | 88 | #N/A | #N/A | #N/A | 1.126% | 1 | 50% | 0% | 0% | 0% | 8.2745 | 0 | 0 | 0 | 8.2745 | #N/A
2007-08-02 14:00 | 8 | 2 | 14 | 214.542 | 5126 | 71.06 | 66.02 | 998 | 71.06 | 0 | 2090.6908 | Cooling | 348.4485 | #N/A | #N/A | #N/A | #N/A | 0 | 0 | 0 | 0 | 0 | 2090.6908 | #N/A | #N/A | 88 | #N/A | #N/A | #N/A | 1.161% | 1 | 50% | 0% | 0% | 0% | 8.2745 | 0 | 0 | 0 | 8.2745 | #N/A
2007-08-02 15:00 | 8 | 2 | 15 | 214.5836 | 5127 | 71.6 | 66.02 | 997 | 71.6 | 0 | 2106.1538 | Cooling | 351.0256 | #N/A | #N/A | #N/A | #N/A | 0 | 0 | 0 | 0 | 0 | 2106.1538 | #N/A | #N/A | 88 | #N/A | #N/A | #N/A | 1.17% | 1 | 50% | 0% | 0% | 0% | 8.2745 | 0 | 0 | 0 | 8.2745 | #N/A
2007-08-02 16:00 | 8 | 2 | 16 | 214.6253 | 5128 | 73.4 | 66.02 | 997 | 73.4 | 0 | 2162.3876 | Cooling | 360.3979 | #N/A | #N/A | #N/A | #N/A | 0 | 0 | 0 | 0 | 0 | 2162.3876 | #N/A | #N/A | 88 | #N/A | #N/A | #N/A | 1.201% | 1 | 50% | 0% | 0% | 0% | 8.2745 | 0 | 0 | 0 | 8.2745 | #N/A
2007-08-02 17:00 | 8 | 2 | 17 | 214.667 | 5129 | 73.04 | 66.92 | 997 | 73.04 | 0 | 2153.129 | Cooling | 358.8548 | #N/A | #N/A | #N/A | #N/A | 0 | 0 | 0 | 0 | 0 | 2153.129 | #N/A | #N/A | 88 | #N/A | #N/A | #N/A | 1.196% | 1 | 50% | 0% | 0% | 0% | 8.2745 | 0 | 0 | 0 | 8.2745 | #N/A
2007-08-02 18:00 | 8 | 2 | 18 | 214.7086 | 5130 | 73.4 | 69.08 | 997 | 73.4 | 0 | 2077.7593 | Cooling | 346.2932 | #N/A | #N/A | #N/A | #N/A | 0 | 0 | 0 | 0 | 0 | 2077.7593 | #N/A | #N/A | 88 | #N/A | #N/A | #N/A | 1.154% | 1 | 50% | 0% | 0% | 0% | 8.2745 | 0 | 0 | 0 | 8.2745 | #N/A
2007-08-02 19:00 | 8 | 2 | 19 | 214.7503 | 5131 | 71.6 | 68 | 997 | 71.6 | 0 | 2011.9462 | Cooling | 335.3244 | #N/A | #N/A | #N/A | #N/A | 0 | 0 | 0 | 0 | 0 | 2011.9462 | #N/A | #N/A | 88 | #N/A | #N/A | #N/A | 1.118% | 1 | 50% | 0% | 0% | 0% | 8.2745 | 0 | 0 | 0 | 8.2745 | #N/A
2007-08-02 20:00 | 8 | 2 | 20 | 214.792 | 5132 | 71.06 | 66.92 | 997 | 71.06 | 0 | 2011.4275 | Cooling | 335.2379 | #N/A | #N/A | #N/A | #N/A | 0 | 0 | 0 | 0 | 0 | 2011.4275 | #N/A | #N/A | 88 | #N/A | #N/A | #N/A | 1.117% | 1 | 50% | 0% | 0% | 0% | 8.2745 | 0 | 0 | 0 | 8.2745 | #N/A
2007-08-02 21:00 | 8 | 2 | 21 | 214.8336 | 5133 | 68 | 64.94 | 997 | 68 | 0 | 2049.8063 | Cooling | 341.6344 | #N/A | #N/A | #N/A | #N/A | 0 | 0 | 0 | 0 | 0 | 2049.8063 | #N/A | #N/A | 88 | #N/A | #N/A | #N/A | 1.139% | 1 | 50% | 0% | 0% | 0% | 8.2745 | 0 | 0 | 0 | 8.2745 | #N/A
2007-08-02 22:00 | 8 | 2 | 22 | 214.8753 | 5134 | 69.8 | 66.92 | 997 | 69.8 | 0 | 896.2181 | Cooling | 149.3697 | #N/A | #N/A | #N/A | #N/A | 0 | 0 | 0 | 0 | 0 | 896.2181 | #N/A | #N/A | 88 | #N/A | #N/A | #N/A | 0.4979% | 1 | 50% | 0% | 0% | 0% | 8.2745 | 0 | 0 | 0 | 8.2745 | #N/A
2007-08-02 23:00 | 8 | 2 | 23 | 214.917 | 5135 | 66.2 | 64.94 | 997 | 66.2 | 0 | 995.4477 | Cooling | 165.9079 | #N/A | #N/A | #N/A | #N/A | 0 | 0 | 0 | 0 | 0 | 995.4477 | #N/A | #N/A | 88 | #N/A | #N/A | #N/A | 0.553% | 1 | 50% | 0% | 0% | 0% | 8.2745 | 0 | 0 | 0 | 8.2745 | #N/A
2007-08-03 | 8 | 3 | 0 | 214.9586 | 5136 | 66.2 | 62.06 | 997 | 66.2 | 0 | 741.446 | Cooling | 123.5743 | #N/A | #N/A | #N/A | #N/A | 0 | 0 | 0 | 0 | 0 | 741.446 | #N/A | #N/A | 88 | #N/A | #N/A | #N/A | 0.4119% | 1 | 50% | 0% | 0% | 0% | 8.2745 | 0 | 0 | 0 | 8.2745 | #N/A
2007-08-03 01:00 | 8 | 3 | 1 | 215.0003 | 5137 | 64.4 | 62.96 | 997 | 64.4 | 0 | 494.8887 | Cooling | 82.4815 | #N/A | #N/A | #N/A | #N/A | 0 | 0 | 0 | 0 | 0 | 494.8887 | #N/A | #N/A | 88 | #N/A | #N/A | #N/A | 0.2749% | 1 | 50% | 0% | 0% | 0% | 8.2745 | 0 | 0 | 0 | 8.2745 | #N/A
2007-08-03 02:00 | 8 | 3 | 2 | 215.042 | 5138 | 64.94 | 62.96 | 997 | 64.94 | 0 | 419.7935 | Cooling | 69.9656 | #N/A | #N/A | #N/A | #N/A | 0 | 0 | 0 | 0 | 0 | 419.7935 | #N/A | #N/A | 88 | #N/A | #N/A | #N/A | 0.2332% | 1 | 50% | 0% | 0% | 0% | 8.2745 | 0 | 0 | 0 | 8.2745 | #N/A
2007-08-03 03:00 | 8 | 3 | 3 | 215.0836 | 5139 | 64.04 | 62.96 | 997 | 64.04 | 0 | 397.6431 | Cooling | 66.2739 | #N/A | #N/A | #N/A | #N/A | 0 | 0 | 0 | 0 | 0 | 397.6431 | #N/A | #N/A | 88 | #N/A | #N/A | #N/A | 0.2209% | 1 | 50% | 0% | 0% | 0% | 8.2745 | 0 | 0 | 0 | 8.2745 | #N/A
2007-08-03 04:00 | 8 | 3 | 4 | 215.1253 | 5140 | 62.06 | 62.96 | 997 | 62.06 | 0 | 381.155 | Cooling | 63.5258 | #N/A | #N/A | #N/A | #N/A | 0 | 0 | 0 | 0 | 0 | 381.155 | #N/A | #N/A | 88 | #N/A | #N/A | #N/A | 0.2118% | 1 | 50% | 0% | 0% | 0% | 8.2745 | 0 | 0 | 0 | 8.2745 | #N/A
2007-08-03 05:00 | 8 | 3 | 5 | 215.167 | 5141 | 62.06 | 62.96 | 997 | 62.06 | 0 | 430.8323 | Cooling | 71.8054 | #N/A | #N/A | #N/A | #N/A | 0 | 0 | 0 | 0 | 0 | 430.8323 | #N/A | #N/A | 88 | #N/A | #N/A | #N/A | 0.2394% | 1 | 50% | 0% | 0% | 0% | 8.2745 | 0 | 0 | 0 | 8.2745 | #N/A
2007-08-03 06:00 | 8 | 3 | 6 | 215.2086 | 5142 | 64.04 | 64.94 | 998 | 64.04 | 0 | 1978.515 | Cooling | 329.7525 | #N/A | #N/A | #N/A | #N/A | 0 | 0 | 0 | 0 | 0 | 1978.515 | #N/A | #N/A | 88 | #N/A | #N/A | #N/A | 1.099% | 1 | 50% | 0% | 0% | 0% | 8.2745 | 0 | 0 | 0 | 8.2745 | #N/A
2007-08-03 07:00 | 8 | 3 | 7 | 215.2503 | 5143 | 66.02 | 66.02 | 999 | 66.02 | 0 | 2171.7777 | Cooling | 361.9629 | #N/A | #N/A | #N/A | #N/A | 0 | 0 | 0 | 0 | 0 | 2171.7777 | #N/A | #N/A | 88 | #N/A | #N/A | #N/A | 1.207% | 1 | 50% | 0% | 0% | 0% | 8.2745 | 0 | 0 | 0 | 8.2745 | #N/A
2007-08-03 08:00 | 8 | 3 | 8 | 215.292 | 5144 | 66.02 | 66.02 | 999 | 66.02 | 0 | 2516.7004 | Cooling | 419.4501 | #N/A | #N/A | #N/A | #N/A | 0 | 0 | 0 | 0 | 0 | 2516.7004 | #N/A | #N/A | 88 | #N/A | #N/A | #N/A | 1.398% | 1 | 50% | 0% | 0% | 0% | 8.2745 | 0 | 0 | 0 | 8.2745 | #N/A
2007-08-03 09:00 | 8 | 3 | 9 | 215.3336 | 5145 | 71.06 | 64.94 | 999 | 71.06 | 0 | 1918.6205 | Cooling | 319.7701 | #N/A | #N/A | #N/A | #N/A | 0 | 0 | 0 | 0 | 0 | 1918.6205 | #N/A | #N/A | 88 | #N/A | #N/A | #N/A | 1.066% | 1 | 50% | 0% | 0% | 0% | 8.2745 | 0 | 0 | 0 | 8.2745 | #N/A
2007-08-03 10:00 | 8 | 3 | 10 | 215.3753 | 5146 | 73.04 | 64.94 | 999 | 73.04 | 0 | 1760.0852 | Cooling | 293.3475 | #N/A | #N/A | #N/A | #N/A | 0 | 0 | 0 | 0 | 0 | 1760.0852 | #N/A | #N/A | 88 | #N/A | #N/A | #N/A | 0.9778% | 1 | 50% | 0% | 0% | 0% | 8.2745 | 0 | 0 | 0 | 8.2745 | #N/A
2007-08-03 11:00 | 8 | 3 | 11 | 215.417 | 5147 | 73.04 | 64.04 | 999 | 73.04 | 0 | 1738.4498 | Cooling | 289.7416 | #N/A | #N/A | #N/A | #N/A | 0 | 0 | 0 | 0 | 0 | 1738.4498 | #N/A | #N/A | 88 | #N/A | #N/A | #N/A | 0.9658% | 1 | 50% | 0% | 0% | 0% | 8.2745 | 0 | 0 | 0 | 8.2745 | #N/A
2007-08-03 12:00 | 8 | 3 | 12 | 215.4586 | 5148 | 75.92 | 64.04 | 999 | 75.92 | 0 | 1733.3584 | Cooling | 288.8931 | #N/A | #N/A | #N/A | #N/A | 0 | 0 | 0 | 0 | 0 | 1733.3584 | #N/A | #N/A | 88 | #N/A | #N/A | #N/A | 0.963% | 1 | 50% | 0% | 0% | 0% | 8.2745 | 0 | 0 | 0 | 8.2745 | #N/A
2007-08-03 13:00 | 8 | 3 | 13 | 215.5003 | 5149 | 77 | 64.94 | 999 | 77 | 0 | 1741.7415 | Cooling | 290.2903 | #N/A | #N/A | #N/A | #N/A | 0 | 0 | 0 | 0 | 0 | 1741.7415 | #N/A | #N/A | 88 | #N/A | #N/A | #N/A | 0.9676% | 1 | 50% | 0% | 0% | 0% | 8.2745 | 0 | 0 | 0 | 8.2745 | #N/A
2007-08-03 14:00 | 8 | 3 | 14 | 215.542 | 5150 | 77 | 66.02 | 999 | 77 | 0 | 1663.9642 | Cooling | 277.3274 | #N/A | #N/A | #N/A | #N/A | 0 | 0 | 0 | 0 | 0 | 1663.9642 | #N/A | #N/A | 88 | #N/A | #N/A | #N/A | 0.9244% | 1 | 50% | 0% | 0% | 0% | 8.2745 | 0 | 0 | 0 | 8.2745 | #N/A
2007-08-03 15:00 | 8 | 3 | 15 | 215.5836 | 5151 | 78.08 | 69.08 | 999 | 78.08 | 0 | 2469.9028 | Cooling | 411.6505 | #N/A | #N/A | #N/A | #N/A | 0 | 0 | 0 | 0 | 0 | 2469.9028 | #N/A | #N/A | 88 | #N/A | #N/A | #N/A | 1.372% | 1 | 50% | 0% | 0% | 0% | 8.2745 | 0 | 0 | 0 | 8.2745 | #N/A
2007-08-03 16:00 | 8 | 3 | 16 | 215.6253 | 5152 | 78.98 | 68 | 999 | 78.98 | 0 | 2538.99 | Cooling | 423.165 | #N/A | #N/A | #N/A | #N/A | 0 | 0 | 0 | 0 | 0 | 2538.99 | #N/A | #N/A | 88 | #N/A | #N/A | #N/A | 1.411% | 1 | 50% | 0% | 0% | 0% | 8.2745 | 0 | 0 | 0 | 8.2745 | #N/A
2007-08-03 17:00 | 8 | 3 | 17 | 215.667 | 5153 | 78.98 | 64.94 | 999 | 78.98 | 0 | 2351.5069 | Cooling | 391.9178 | #N/A | #N/A | #N/A | #N/A | 0 | 0 | 0 | 0 | 0 | 2351.5069 | #N/A | #N/A | 88 | #N/A | #N/A | #N/A | 1.306% | 1 | 50% | 0% | 0% | 0% | 8.2745 | 0 | 0 | 0 | 8.2745 | #N/A
2007-08-03 18:00 | 8 | 3 | 18 | 215.7086 | 5154 | 75.92 | 62.6 | 999 | 75.92 | 0 | 414.4928 | Cooling | 69.0821 | #N/A | #N/A | #N/A | #N/A | 0 | 0 | 0 | 0 | 0 | 414.4928 | #N/A | #N/A | 88 | #N/A | #N/A | #N/A | 0.2303% | 1 | 50% | 0% | 0% | 0% | 8.2745 | 0 | 0 | 0 | 8.2745 | #N/A
2007-08-03 19:00 | 8 | 3 | 19 | 215.7503 | 5155 | 73.94 | 59 | 1000 | 73.94 | 0 | 413.7649 | Cooling | 68.9608 | #N/A | #N/A | #N/A | #N/A | 0 | 0 | 0 | 0 | 0 | 413.7649 | #N/A | #N/A | 88 | #N/A | #N/A | #N/A | 0.2299% | 1 | 50% | 0% | 0% | 0% | 8.2745 | 0 | 0 | 0 | 8.2745 | #N/A
2007-08-03 20:00 | 8 | 3 | 20 | 215.792 | 5156 | 73.94 | 57.02 | 1001 | 73.94 | 0 | 259.4597 | Cooling | 43.2433 | #N/A | #N/A | #N/A | #N/A | 0 | 0 | 0 | 0 | 0 | 259.4597 | #N/A | #N/A | 88 | #N/A | #N/A | #N/A | 0.1441% | 1 | 50% | 0% | 0% | 0% | 8.2745 | 0 | 0 | 0 | 8.2745 | #N/A
2007-08-03 21:00 | 8 | 3 | 21 | 215.8336 | 5157 | 66.02 | 57.02 | 1001 | 66.02 | 0 | 171.5103 | Cooling | 28.585 | #N/A | #N/A | #N/A | #N/A | 0 | 0 | 0 | 0 | 0 | 171.5103 | #N/A | #N/A | 88 | #N/A | #N/A | #N/A | 0.09528% | 1 | 50% | 0% | 0% | 0% | 8.2745 | 0 | 0 | 0 | 8.2745 | #N/A
2007-08-03 22:00 | 8 | 3 | 22 | 215.8753 | 5158 | 62.96 | 55.94 | 1001 | 62.96 | 0 | 119.247 | Cooling | 19.8745 | #N/A | #N/A | #N/A | #N/A | 0 | 0 | 0 | 0 | 0 | 119.247 | #N/A | #N/A | 88 | #N/A | #N/A | #N/A | 0.06625% | 1 | 50% | 0% | 0% | 0% | 8.2745 | 0 | 0 | 0 | 8.2745 | #N/A
2007-08-03 23:00 | 8 | 3 | 23 | 215.917 | 5159 | 62.96 | 55.94 | 1002 | 62.96 | 0 | 85.2699 | Cooling | 14.2117 | #N/A | #N/A | #N/A | #N/A | 0 | 0 | 0 | 0 | 0 | 85.2699 | #N/A | #N/A | 88 | #N/A | #N/A | #N/A | 0.04737% | 1 | 50% | 0% | 0% | 0% | 8.2745 | 0 | 0 | 0 | 8.2745 | #N/A
2007-08-04 | 8 | 4 | 0 | 215.9586 | 5160 | 62.06 | 55.04 | 1002 | 62.06 | 0 | 70.1801 | Cooling | 11.6967 | #N/A | #N/A | #N/A | #N/A | 0 | 0 | 0 | 0 | 0 | 70.1801 | #N/A | #N/A | 88 | #N/A | #N/A | #N/A | 0.03899% | 1 | 50% | 0% | 0% | 0% | 8.2745 | 0 | 0 | 0 | 8.2745 | #N/A
2007-08-04 01:00 | 8 | 4 | 1 | 216.0003 | 5161 | 60.98 | 55.04 | 1003 | 60.98 | 0 | 56.884 | Cooling | 9.4807 | #N/A | #N/A | #N/A | #N/A | 0 | 0 | 0 | 0 | 0 | 56.884 | #N/A | #N/A | 88 | #N/A | #N/A | #N/A | 0.0316% | 1 | 50% | 0% | 0% | 0% | 8.2745 | 0 | 0 | 0 | 8.2745 | #N/A
2007-08-04 02:00 | 8 | 4 | 2 | 216.042 | 5162 | 60.98 | 55.04 | 1002 | 60.98 | 0 | 57.06 | Cooling | 9.51 | #N/A | #N/A | #N/A | #N/A | 0 | 0 | 0 | 0 | 0 | 57.06 | #N/A | #N/A | 88 | #N/A | #N/A | #N/A | 0.0317% | 1 | 50% | 0% | 0% | 0% | 8.2745 | 0 | 0 | 0 | 8.2745 | #N/A
2007-08-04 03:00 | 8 | 4 | 3 | 216.0836 | 5163 | 60.08 | 53.96 | 1002 | 60.08 | 0 | 45.1835 | Cooling | 7.5306 | #N/A | #N/A | #N/A | #N/A | 0 | 0 | 0 | 0 | 0 | 45.1835 | #N/A | #N/A | 88 | #N/A | #N/A | #N/A | 0.0251% | 1 | 50% | 0% | 0% | 0% | 8.2745 | 0 | 0 | 0 | 8.2745 | #N/A
2007-08-04 04:00 | 8 | 4 | 4 | 216.1253 | 5164 | 59 | 55.04 | 1002 | 59 | 0 | 44.6133 | Cooling | 7.4356 | #N/A | #N/A | #N/A | #N/A | 0 | 0 | 0 | 0 | 0 | 44.6133 | #N/A | #N/A | 88 | #N/A | #N/A | #N/A | 0.02479% | 1 | 50% | 0% | 0% | 0% | 8.2745 | 0 | 0 | 0 | 8.2745 | #N/A
2007-08-04 05:00 | 8 | 4 | 5 | 216.167 | 5165 | 59 | 53.96 | 1002 | 59 | 0 | 51.4372 | Cooling | 8.5729 | #N/A | #N/A | #N/A | #N/A | 0 | 0 | 0 | 0 | 0 | 51.4372 | #N/A | #N/A | 88 | #N/A | #N/A | #N/A | 0.02858% | 1 | 50% | 0% | 0% | 0% | 8.2745 | 0 | 0 | 0 | 8.2745 | #N/A
2007-08-04 06:00 | 8 | 4 | 6 | 216.2086 | 5166 | 60.08 | 55.94 | 1003 | 60.08 | 0 | 90.9312 | Cooling | 15.1552 | #N/A | #N/A | #N/A | #N/A | 0 | 0 | 0 | 0 | 0 | 90.9312 | #N/A | #N/A | 88 | #N/A | #N/A | #N/A | 0.05052% | 1 | 50% | 0% | 0% | 0% | 8.2745 | 0 | 0 | 0 | 8.2745 | #N/A
2007-08-04 07:00 | 8 | 4 | 7 | 216.2503 | 5167 | 62.96 | 55.94 | 1004 | 62.96 | 0 | 130.424 | Cooling | 21.7373 | #N/A | #N/A | #N/A | #N/A | 0 | 0 | 0 | 0 | 0 | 130.424 | #N/A | #N/A | 88 | #N/A | #N/A | #N/A | 0.07246% | 1 | 50% | 0% | 0% | 0% | 8.2745 | 0 | 0 | 0 | 8.2745 | #N/A
2007-08-04 08:00 | 8 | 4 | 8 | 216.292 | 5168 | 62.96 | 55.94 | 1004 | 62.96 | 0 | 158.9991 | Cooling | 26.4999 | #N/A | #N/A | #N/A | #N/A | 0 | 0 | 0 | 0 | 0 | 158.9991 | #N/A | #N/A | 88 | #N/A | #N/A | #N/A | 0.08833% | 1 | 50% | 0% | 0% | 0% | 8.2745 | 0 | 0 | 0 | 8.2745 | #N/A
2007-08-04 09:00 | 8 | 4 | 9 | 216.3336 | 5169 | 71.96 | 51.98 | 1004 | 71.96 | 0 | 93.9584 | Cooling | 15.6597 | #N/A | #N/A | #N/A | #N/A | 0 | 0 | 0 | 0 | 0 | 93.9584 | #N/A | #N/A | 88 | #N/A | #N/A | #N/A | 0.0522% | 1 | 50% | 0% | 0% | 0% | 8.2745 | 0 | 0 | 0 | 8.2745 | #N/A
2007-08-04 10:00 | 8 | 4 | 10 | 216.3753 | 5170 | 73.94 | 50 | 1004 | 73.94 | 0 | 20.3258 | Cooling | 3.3876 | #N/A | #N/A | #N/A | #N/A | 0 | 0 | 0 | 0 | 0 | 20.3258 | #N/A | #N/A | 88 | #N/A | #N/A | #N/A | 0.01129% | 1 | 50% | 0% | 0% | 0% | 8.2745 | 0 | 0 | 0 | 8.2745 | #N/A
2007-08-04 11:00 | 8 | 4 | 11 | 216.417 | 5171 | 73.94 | 53.06 | 1004 | 73.94 | 0 | 53.7912 | Cooling | 8.9652 | #N/A | #N/A | #N/A | #N/A | 0 | 0 | 0 | 0 | 0 | 53.7912 | #N/A | #N/A | 88 | #N/A | #N/A | #N/A | 0.02988% | 1 | 50% | 0% | 0% | 0% | 8.2745 | 0 | 0 | 0 | 8.2745 | #N/A
2007-08-04 12:00 | 8 | 4 | 12 | 216.4586 | 5172 | 80.06 | 51.08 | 1004 | 80.06 | 0 | 61.2507 | Cooling | 10.2084 | #N/A | #N/A | #N/A | #N/A | 0 | 0 | 0 | 0 | 0 | 61.2507 | #N/A | #N/A | 88 | #N/A | #N/A | #N/A | 0.03403% | 1 | 50% | 0% | 0% | 0% | 8.2745 | 0 | 0 | 0 | 8.2745 | #N/A
2007-08-04 13:00 | 8 | 4 | 13 | 216.5003 | 5173 | 82.04 | 51.08 | 1004 | 82.04 | 0 | 30.1298 | Cooling | 5.0216 | #N/A | #N/A | #N/A | #N/A | 0 | 0 | 0 | 0 | 0 | 30.1298 | #N/A | #N/A | 88 | #N/A | #N/A | #N/A | 0.01674% | 1 | 50% | 0% | 0% | 0% | 8.2745 | 0 | 0 | 0 | 8.2745 | #N/A
2007-08-04 14:00 | 8 | 4 | 14 | 216.542 | 5174 | 82.04 | 53.06 | 1003 | 82.04 | 0 | 66.4826 | Cooling | 11.0804 | #N/A | #N/A | #N/A | #N/A | 0 | 0 | 0 | 0 | 0 | 66.4826 | #N/A | #N/A | 88 | #N/A | #N/A | #N/A | 0.03693% | 1 | 50% | 0% | 0% | 0% | 8.2745 | 0 | 0 | 0 | 8.2745 | #N/A
2007-08-04 15:00 | 8 | 4 | 15 | 216.5836 | 5175 | 82.94 | 51.08 | 1002 | 82.94 | 0 | 76.7198 | Cooling | 12.7866 | #N/A | #N/A | #N/A | #N/A | 0 | 0 | 0 | 0 | 0 | 76.7198 | #N/A | #N/A | 88 | #N/A | #N/A | #N/A | 0.04262% | 1 | 50% | 0% | 0% | 0% | 8.2745 | 0 | 0 | 0 | 8.2745 | #N/A
2007-08-04 16:00 | 8 | 4 | 16 | 216.6253 | 5176 | 82.94 | 50 | 1002 | 82.94 | 0 | 69.4329 | Cooling | 11.5721 | #N/A | #N/A | #N/A | #N/A | 0 | 0 | 0 | 0 | 0 | 69.4329 | #N/A | #N/A | 88 | #N/A | #N/A | #N/A | 0.03857% | 1 | 50% | 0% | 0% | 0% | 8.2745 | 0 | 0 | 0 | 8.2745 | #N/A
2007-08-04 17:00 | 8 | 4 | 17 | 216.667 | 5177 | 82.94 | 46.94 | 1002 | 82.94 | 0 | 32.0015 | Cooling | 5.3336 | #N/A | #N/A | #N/A | #N/A | 0 | 0 | 0 | 0 | 0 | 32.0015 | #N/A | #N/A | 88 | #N/A | #N/A | #N/A | 0.01778% | 1 | 50% | 0% | 0% | 0% | 8.2745 | 0 | 0 | 0 | 8.2745 | #N/A
2007-08-04 18:00 | 8 | 4 | 18 | 216.7086 | 5178 | 82.04 | 46.94 | 1002 | 82.04 | 0 | 0.24024 | Cooling | 0.04004 | #N/A | #N/A | #N/A | #N/A | 0 | 0 | 0 | 0 | 0 | 0.24024 | #N/A | #N/A | 88 | #N/A | #N/A | #N/A | 0.0001335% | 1 | 50% | 0% | 0% | 0% | 8.2745 | 0 | 0 | 0 | 8.2745 | #N/A
2007-08-04 19:00 | 8 | 4 | 19 | 216.7503 | 5179 | 80.06 | 48.02 | 1002 | 80.06 | 0 | 0 | Cooling | 0 | #N/A | #N/A | #N/A | #N/A | 0 | 0 | 0 | 0 | 0 | 0 | #N/A | #N/A | 88 | 88 | 0 | #N/A | 0% | 1 | 50% | 0% | 0% | 0% | 8.2745 | 0 | 0 | 0 | 8.2745 | #N/A
2007-08-04 20:00 | 8 | 4 | 20 | 216.792 | 5180 | 80.06 | 48.92 | 1002 | 80.06 | 0 | 0 | Cooling | 0 | #N/A | #N/A | #N/A | #N/A | 0 | 0 | 0 | 0 | 0 | 0 | #N/A | #N/A | 88 | 88 | 0 | #N/A | 0% | 1 | 50% | 0% | 0% | 0% | 8.2745 | 0 | 0 | 0 | 8.2745 | #N/A
2007-08-04 21:00 | 8 | 4 | 21 | 216.8336 | 5181 | 75.92 | 51.08 | 1002 | 75.92 | 0 | 8.8111 | Cooling | 1.4685 | #N/A | #N/A | #N/A | #N/A | 0 | 0 | 0 | 0 | 0 | 8.8111 | #N/A | #N/A | 88 | #N/A | #N/A | #N/A | 0.004895% | 1 | 50% | 0% | 0% | 0% | 8.2745 | 0 | 0 | 0 | 8.2745 | #N/A
2007-08-04 22:00 | 8 | 4 | 22 | 216.8753 | 5182 | 73.94 | 51.98 | 1003 | 73.94 | 0 | 19.4999 | Cooling | 3.25 | #N/A | #N/A | #N/A | #N/A | 0 | 0 | 0 | 0 | 0 | 19.4999 | #N/A | #N/A | 88 | #N/A | #N/A | #N/A | 0.01083% | 1 | 50% | 0% | 0% | 0% | 8.2745 | 0 | 0 | 0 | 8.2745 | #N/A
2007-08-04 23:00 | 8 | 4 | 23 | 216.917 | 5183 | 73.94 | 51.98 | 1003 | 73.94 | 0 | 16.194 | Cooling | 2.699 | #N/A | #N/A | #N/A | #N/A | 0 | 0 | 0 | 0 | 0 | 16.194 | #N/A | #N/A | 88 | #N/A | #N/A | #N/A | 0.008997% | 1 | 50% | 0% | 0% | 0% | 8.2745 | 0 | 0 | 0 | 8.2745 | #N/A
2007-08-05 | 8 | 5 | 0 | 216.9586 | 5184 | 73.04 | 51.98 | 1003 | 73.04 | 0 | 20.8782 | Cooling | 3.4797 | #N/A | #N/A | #N/A | #N/A | 0 | 0 | 0 | 0 | 0 | 20.8782 | #N/A | #N/A | 88 | #N/A | #N/A | #N/A | 0.0116% | 1 | 50% | 0% | 0% | 0% | 8.2745 | 0 | 0 | 0 | 8.2745 | #N/A
2007-08-05 01:00 | 8 | 5 | 1 | 217.0003 | 5185 | 73.04 | 51.98 | 1003 | 73.04 | 0 | 19.6004 | Cooling | 3.2667 | #N/A | #N/A | #N/A | #N/A | 0 | 0 | 0 | 0 | 0 | 19.6004 | #N/A | #N/A | 88 | #N/A | #N/A | #N/A | 0.01089% | 1 | 50% | 0% | 0% | 0% | 8.2745 | 0 | 0 | 0 | 8.2745 | #N/A
2007-08-05 02:00 | 8 | 5 | 2 | 217.042 | 5186 | 73.04 | 51.98 | 1002 | 73.04 | 0 | 18.8455 | Cooling | 3.1409 | #N/A | #N/A | #N/A | #N/A | 0 | 0 | 0 | 0 | 0 | 18.8455 | #N/A | #N/A | 88 | #N/A | #N/A | #N/A | 0.01047% | 1 | 50% | 0% | 0% | 0% | 8.2745 | 0 | 0 | 0 | 8.2745 | #N/A
2007-08-05 03:00 | 8 | 5 | 3 | 217.0836 | 5187 | 71.96 | 55.04 | 1002 | 71.96 | 0 | 40.9203 | Cooling | 6.82 | #N/A | #N/A | #N/A | #N/A | 0 | 0 | 0 | 0 | 0 | 40.9203 | #N/A | #N/A | 88 | #N/A | #N/A | #N/A | 0.02273% | 1 | 50% | 0% | 0% | 0% | 8.2745 | 0 | 0 | 0 | 8.2745 | #N/A
2007-08-05 04:00 | 8 | 5 | 4 | 217.1253 | 5188 | 71.06 | 53.96 | 1002 | 71.06 | 0 | 45.1388 | Cooling | 7.5231 | #N/A | #N/A | #N/A | #N/A | 0 | 0 | 0 | 0 | 0 | 45.1388 | #N/A | #N/A | 88 | #N/A | #N/A | #N/A | 0.02508% | 1 | 50% | 0% | 0% | 0% | 8.2745 | 0 | 0 | 0 | 8.2745 | #N/A
2007-08-05 05:00 | 8 | 5 | 5 | 217.167 | 5189 | 71.06 | 53.96 | 1002 | 71.06 | 0 | 50.7659 | Cooling | 8.461 | #N/A | #N/A | #N/A | #N/A | 0 | 0 | 0 | 0 | 0 | 50.7659 | #N/A | #N/A | 88 | #N/A | #N/A | #N/A | 0.0282% | 1 | 50% | 0% | 0% | 0% | 8.2745 | 0 | 0 | 0 | 8.2745 | #N/A
2007-08-05 06:00 | 8 | 5 | 6 | 217.2086 | 5190 | 69.8 | 55.94 | 1002 | 69.8 | 0 | 561.4686 | Cooling | 93.5781 | #N/A | #N/A | #N/A | #N/A | 0 | 0 | 0 | 0 | 0 | 561.4686 | #N/A | #N/A | 88 | #N/A | #N/A | #N/A | 0.3119% | 1 | 50% | 0% | 0% | 0% | 8.2745 | 0 | 0 | 0 | 8.2745 | #N/A
2007-08-05 07:00 | 8 | 5 | 7 | 217.2503 | 5191 | 71.96 | 57.02 | 1003 | 71.96 | 0 | 880.7227 | Cooling | 146.7871 | #N/A | #N/A | #N/A | #N/A | 0 | 0 | 0 | 0 | 0 | 880.7227 | #N/A | #N/A | 88 | #N/A | #N/A | #N/A | 0.4893% | 1 | 50% | 0% | 0% | 0% | 8.2745 | 0 | 0 | 0 | 8.2745 | #N/A
2007-08-05 08:00 | 8 | 5 | 8 | 217.292 | 5192 | 71.96 | 57.92 | 1003 | 71.96 | 0 | 1332.1714 | Cooling | 222.0286 | #N/A | #N/A | #N/A | #N/A | 0 | 0 | 0 | 0 | 0 | 1332.1714 | #N/A | #N/A | 88 | #N/A | #N/A | #N/A | 0.7401% | 1 | 50% | 0% | 0% | 0% | 8.2745 | 0 | 0 | 0 | 8.2745 | #N/A
2007-08-05 09:00 | 8 | 5 | 9 | 217.3336 | 5193 | 75.92 | 55.94 | 1003 | 75.92 | 0 | 1506.7611 | Cooling | 251.1268 | #N/A | #N/A | #N/A | #N/A | 0 | 0 | 0 | 0 | 0 | 1506.7611 | #N/A | #N/A | 88 | #N/A | #N/A | #N/A | 0.8371% | 1 | 50% | 0% | 0% | 0% | 8.2745 | 0 | 0 | 0 | 8.2745 | #N/A
2007-08-05 10:00 | 8 | 5 | 10 | 217.3753 | 5194 | 75.2 | 57.02 | 1003 | 75.2 | 0 | 1669.3154 | Cooling | 278.2192 | #N/A | #N/A | #N/A | #N/A | 0 | 0 | 0 | 0 | 0 | 1669.3154 | #N/A | #N/A | 88 | #N/A | #N/A | #N/A | 0.9274% | 1 | 50% | 0% | 0% | 0% | 8.2745 | 0 | 0 | 0 | 8.2745 | #N/A
2007-08-05 11:00 | 8 | 5 | 11 | 217.417 | 5195 | 75.92 | 57.02 | 1002 | 75.92 | 0 | 1926.6905 | Cooling | 321.1151 | #N/A | #N/A | #N/A | #N/A | 0 | 0 | 0 | 0 | 0 | 1926.6905 | #N/A | #N/A | 88 | #N/A | #N/A | #N/A | 1.07% | 1 | 50% | 0% | 0% | 0% | 8.2745 | 0 | 0 | 0 | 8.2745 | #N/A
2007-08-05 12:00 | 8 | 5 | 12 | 217.4586 | 5196 | 73.94 | 55.94 | 1002 | 73.94 | 0 | 1929.7717 | Cooling | 321.6286 | #N/A | #N/A | #N/A | #N/A | 0 | 0 | 0 | 0 | 0 | 1929.7717 | #N/A | #N/A | 88 | #N/A | #N/A | #N/A | 1.072% | 1 | 50% | 0% | 0% | 0% | 8.2745 | 0 | 0 | 0 | 8.2745 | #N/A
2007-08-05 13:00 | 8 | 5 | 13 | 217.5003 | 5197 | 77 | 57.92 | 1002 | 77 | 0 | 1642.6911 | Cooling | 273.7819 | #N/A | #N/A | #N/A | #N/A | 0 | 0 | 0 | 0 | 0 | 1642.6911 | #N/A | #N/A | 88 | #N/A | #N/A | #N/A | 0.9126% | 1 | 50% | 0% | 0% | 0% | 8.2745 | 0 | 0 | 0 | 8.2745 | #N/A
2007-08-05 14:00 | 8 | 5 | 14 | 217.542 | 5198 | 77 | 55.04 | 1001 | 77 | 0 | 1697.2004 | Cooling | 282.8667 | #N/A | #N/A | #N/A | #N/A | 0 | 0 | 0 | 0 | 0 | 1697.2004 | #N/A | #N/A | 88 | #N/A | #N/A | #N/A | 0.9429% | 1 | 50% | 0% | 0% | 0% | 8.2745 | 0 | 0 | 0 | 8.2745 | #N/A
2007-08-05 15:00 | 8 | 5 | 15 | 217.5836 | 5199 | 75.02 | 53.06 | 1001 | 75.02 | 0 | 1632.6357 | Cooling | 272.106 | #N/A | #N/A | #N/A | #N/A | 0 | 0 | 0 | 0 | 0 | 1632.6357 | #N/A | #N/A | 88 | #N/A | #N/A | #N/A | 0.907% | 1 | 50% | 0% | 0% | 0% | 8.2745 | 0 | 0 | 0 | 8.2745 | #N/A
2007-08-05 16:00 | 8 | 5 | 16 | 217.6253 | 5200 | 73.94 | 53.06 | 1001 | 73.94 | 0 | 1641.6599 | Cooling | 273.61 | #N/A | #N/A | #N/A | #N/A | 0 | 0 | 0 | 0 | 0 | 1641.6599 | #N/A | #N/A | 88 | #N/A | #N/A | #N/A | 0.912% | 1 | 50% | 0% | 0% | 0% | 8.2745 | 0 | 0 | 0 | 8.2745 | #N/A
2007-08-05 17:00 | 8 | 5 | 17 | 217.667 | 5201 | 73.94 | 51.98 | 1001 | 73.94 | 0 | 1554.9248 | Cooling | 259.1541 | #N/A | #N/A | #N/A | #N/A | 0 | 0 | 0 | 0 | 0 | 1554.9248 | #N/A | #N/A | 88 | #N/A | #N/A | #N/A | 0.8638% | 1 | 50% | 0% | 0% | 0% | 8.2745 | 0 | 0 | 0 | 8.2745 | #N/A
2007-08-05 18:00 | 8 | 5 | 18 | 217.7086 | 5202 | 71.96 | 51.08 | 1001 | 71.96 | 0 | 1463.2091 | Cooling | 243.8682 | #N/A | #N/A | #N/A | #N/A | 0 | 0 | 0 | 0 | 0 | 1463.2091 | #N/A | #N/A | 88 | #N/A | #N/A | #N/A | 0.8129% | 1 | 50% | 0% | 0% | 0% | 8.2745 | 0 | 0 | 0 | 8.2745 | #N/A
2007-08-05 19:00 | 8 | 5 | 19 | 217.7503 | 5203 | 69.08 | 53.06 | 1001 | 69.08 | 0 | 1243.9997 | Cooling | 207.3333 | #N/A | #N/A | #N/A | #N/A | 0 | 0 | 0 | 0 | 0 | 1243.9997 | #N/A | #N/A | 88 | #N/A | #N/A | #N/A | 0.6911% | 1 | 50% | 0% | 0% | 0% | 8.2745 | 0 | 0 | 0 | 8.2745 | #N/A
2007-08-05 20:00 | 8 | 5 | 20 | 217.792 | 5204 | 69.08 | 53.96 | 1001 | 69.08 | 0 | 969.5507 | Cooling | 161.5918 | #N/A | #N/A | #N/A | #N/A | 0 | 0 | 0 | 0 | 0 | 969.5507 | #N/A | #N/A | 88 | #N/A | #N/A | #N/A | 0.5386% | 1 | 50% | 0% | 0% | 0% | 8.2745 | 0 | 0 | 0 | 8.2745 | #N/A
2007-08-05 21:00 | 8 | 5 | 21 | 217.8336 | 5205 | 64.94 | 53.96 | 1001 | 64.94 | 0 | 791.4628 | Cooling | 131.9105 | #N/A | #N/A | #N/A | #N/A | 0 | 0 | 0 | 0 | 0 | 791.4628 | #N/A | #N/A | 88 | #N/A | #N/A | #N/A | 0.4397% | 1 | 50% | 0% | 0% | 0% | 8.2745 | 0 | 0 | 0 | 8.2745 | #N/A
2007-08-05 22:00 | 8 | 5 | 22 | 217.8753 | 5206 | 64.04 | 55.04 | 1001 | 64.04 | 0 | 55.8525 | Cooling | 9.3088 | #N/A | #N/A | #N/A | #N/A | 0 | 0 | 0 | 0 | 0 | 55.8525 | #N/A | #N/A | 88 | #N/A | #N/A | #N/A | 0.03103% | 1 | 50% | 0% | 0% | 0% | 8.2745 | 0 | 0 | 0 | 8.2745 | #N/A
2007-08-05 23:00 | 8 | 5 | 23 | 217.917 | 5207 | 64.04 | 53.96 | 1001 | 64.04 | 0 | 70.9487 | Cooling | 11.8248 | #N/A | #N/A | #N/A | #N/A | 0 | 0 | 0 | 0 | 0 | 70.9487 | #N/A | #N/A | 88 | #N/A | #N/A | #N/A | 0.03942% | 1 | 50% | 0% | 0% | 0% | 8.2745 | 0 | 0 | 0 | 8.2745 | #N/A
2007-08-06 | 8 | 6 | 0 | 217.9586 | 5208 | 60.98 | 53.06 | 1001 | 60.98 | 0 | 49.4326 | Cooling | 8.2388 | #N/A | #N/A | #N/A | #N/A | 0 | 0 | 0 | 0 | 0 | 49.4326 | #N/A | #N/A | 88 | #N/A | #N/A | #N/A | 0.02746% | 1 | 50% | 0% | 0% | 0% | 8.2745 | 0 | 0 | 0 | 8.2745 | #N/A
2007-08-06 01:00 | 8 | 6 | 1 | 218.0003 | 5209 | 57.92 | 53.06 | 1001 | 57.92 | 0 | 43.5291 | Cooling | 7.2548 | #N/A | #N/A | #N/A | #N/A | 0 | 0 | 0 | 0 | 0 | 43.5291 | #N/A | #N/A | 88 | #N/A | #N/A | #N/A | 0.02418% | 1 | 50% | 0% | 0% | 0% | 8.2745 | 0 | 0 | 0 | 8.2745 | #N/A
2007-08-06 02:00 | 8 | 6 | 2 | 218.042 | 5210 | 57.92 | 53.06 | 1000 | 57.92 | 0 | 40.4117 | Cooling | 6.7353 | #N/A | #N/A | #N/A | #N/A | 0 | 0 | 0 | 0 | 0 | 40.4117 | #N/A | #N/A | 88 | #N/A | #N/A | #N/A | 0.02245% | 1 | 50% | 0% | 0% | 0% | 8.2745 | 0 | 0 | 0 | 8.2745 | #N/A
2007-08-06 03:00 | 8 | 6 | 3 | 218.0836 | 5211 | 57.02 | 51.98 | 1000 | 57.02 | 0 | 31.06 | Cooling | 5.1767 | #N/A | #N/A | #N/A | #N/A | 0 | 0 | 0 | 0 | 0 | 31.06 | #N/A | #N/A | 88 | #N/A | #N/A | #N/A | 0.01726% | 1 | 50% | 0% | 0% | 0% | 8.2745 | 0 | 0 | 0 | 8.2745 | #N/A
2007-08-06 04:00 | 8 | 6 | 4 | 218.1253 | 5212 | 55.94 | 51.98 | 1000 | 55.94 | 0 | 25.1256 | Cooling | 4.1876 | #N/A | #N/A | #N/A | #N/A | 0 | 0 | 0 | 0 | 0 | 25.1256 | #N/A | #N/A | 88 | #N/A | #N/A | #N/A | 0.01396% | 1 | 50% | 0% | 0% | 0% | 8.2745 | 0 | 0 | 0 | 8.2745 | #N/A
2007-08-06 05:00 | 8 | 6 | 5 | 218.167 | 5213 | 55.94 | 51.98 | 1000 | 55.94 | 0 | 27.2932 | Cooling | 4.5489 | #N/A | #N/A | #N/A | #N/A | 0 | 0 | 0 | 0 | 0 | 27.2932 | #N/A | #N/A | 88 | #N/A | #N/A | #N/A | 0.01516% | 1 | 50% | 0% | 0% | 0% | 8.2745 | 0 | 0 | 0 | 8.2745 | #N/A
2007-08-06 06:00 | 8 | 6 | 6 | 218.2086 | 5214 | 57.02 | 53.06 | 1000 | 57.02 | 0 | 277.2625 | Cooling | 46.2104 | #N/A | #N/A | #N/A | #N/A | 0 | 0 | 0 | 0 | 0 | 277.2625 | #N/A | #N/A | 88 | #N/A | #N/A | #N/A | 0.154% | 1 | 50% | 0% | 0% | 0% | 8.2745 | 0 | 0 | 0 | 8.2745 | #N/A
2007-08-06 07:00 | 8 | 6 | 7 | 218.2503 | 5215 | 62.96 | 55.94 | 1000 | 62.96 | 0 | 605.7398 | Cooling | 100.9566 | #N/A | #N/A | #N/A | #N/A | 0 | 0 | 0 | 0 | 0 | 605.7398 | #N/A | #N/A | 88 | #N/A | #N/A | #N/A | 0.3365% | 1 | 50% | 0% | 0% | 0% | 8.2745 | 0 | 0 | 0 | 8.2745 | #N/A
2007-08-06 08:00 | 8 | 6 | 8 | 218.292 | 5216 | 62.96 | 57.02 | 1000 | 62.96 | 0 | 1143.8551 | Cooling | 190.6425 | #N/A | #N/A | #N/A | #N/A | 0 | 0 | 0 | 0 | 0 | 1143.8551 | #N/A | #N/A | 88 | #N/A | #N/A | #N/A | 0.6355% | 1 | 50% | 0% | 0% | 0% | 8.2745 | 0 | 0 | 0 | 8.2745 | #N/A
2007-08-06 09:00 | 8 | 6 | 9 | 218.3336 | 5217 | 69.08 | 57.02 | 999 | 69.08 | 0 | 1441.262 | Cooling | 240.2103 | #N/A | #N/A | #N/A | #N/A | 0 | 0 | 0 | 0 | 0 | 1441.262 | #N/A | #N/A | 88 | #N/A | #N/A | #N/A | 0.8007% | 1 | 50% | 0% | 0% | 0% | 8.2745 | 0 | 0 | 0 | 8.2745 | #N/A
2007-08-06 10:00 | 8 | 6 | 10 | 218.3753 | 5218 | 71.06 | 55.04 | 999 | 71.06 | 0 | 1446.1783 | Cooling | 241.0297 | #N/A | #N/A | #N/A | #N/A | 0 | 0 | 0 | 0 | 0 | 1446.1783 | #N/A | #N/A | 88 | #N/A | #N/A | #N/A | 0.8034% | 1 | 50% | 0% | 0% | 0% | 8.2745 | 0 | 0 | 0 | 8.2745 | #N/A
2007-08-06 11:00 | 8 | 6 | 11 | 218.417 | 5219 | 71.06 | 55.94 | 998 | 71.06 | 0 | 1385.6215 | Cooling | 230.9369 | #N/A | #N/A | #N/A | #N/A | 0 | 0 | 0 | 0 | 0 | 1385.6215 | #N/A | #N/A | 88 | #N/A | #N/A | #N/A | 0.7698% | 1 | 50% | 0% | 0% | 0% | 8.2745 | 0 | 0 | 0 | 8.2745 | #N/A
2007-08-06 12:00 | 8 | 6 | 12 | 218.4586 | 5220 | 75.92 | 57.02 | 997 | 75.92 | 0 | 1530.9955 | Cooling | 255.1659 | #N/A | #N/A | #N/A | #N/A | 0 | 0 | 0 | 0 | 0 | 1530.9955 | #N/A | #N/A | 88 | #N/A | #N/A | #N/A | 0.8506% | 1 | 50% | 0% | 0% | 0% | 8.2745 | 0 | 0 | 0 | 8.2745 | #N/A
2007-08-06 13:00 | 8 | 6 | 13 | 218.5003 | 5221 | 75.02 | 62.06 | 997 | 75.02 | 0 | 1701.2996 | Cooling | 283.5499 | #N/A | #N/A | #N/A | #N/A | 0 | 0 | 0 | 0 | 0 | 1701.2996 | #N/A | #N/A | 88 | #N/A | #N/A | #N/A | 0.9452% | 1 | 50% | 0% | 0% | 0% | 8.2745 | 0 | 0 | 0 | 8.2745 | #N/A
2007-08-06 14:00 | 8 | 6 | 14 | 218.542 | 5222 | 75.02 | 62.6 | 996 | 75.02 | 0 | 1715.9277 | Cooling | 285.988 | #N/A | #N/A | #N/A | #N/A | 0 | 0 | 0 | 0 | 0 | 1715.9277 | #N/A | #N/A | 88 | #N/A | #N/A | #N/A | 0.9533% | 1 | 50% | 0% | 0% | 0% | 8.2745 | 0 | 0 | 0 | 8.2745 | #N/A
2007-08-06 15:00 | 8 | 6 | 15 | 218.5836 | 5223 | 75.02 | 62.96 | 996 | 75.02 | 0 | 1754.5456 | Cooling | 292.4243 | #N/A | #N/A | #N/A | #N/A | 0 | 0 | 0 | 0 | 0 | 1754.5456 | #N/A | #N/A | 88 | #N/A | #N/A | #N/A | 0.9747% | 1 | 50% | 0% | 0% | 0% | 8.2745 | 0 | 0 | 0 | 8.2745 | #N/A
2007-08-06 16:00 | 8 | 6 | 16 | 218.6253 | 5224 | 75.92 | 62.96 | 995 | 75.92 | 0 | 1863.9631 | Cooling | 310.6605 | #N/A | #N/A | #N/A | #N/A | 0 | 0 | 0 | 0 | 0 | 1863.9631 | #N/A | #N/A | 88 | #N/A | #N/A | #N/A | 1.036% | 1 | 50% | 0% | 0% | 0% | 8.2745 | 0 | 0 | 0 | 8.2745 | #N/A
2007-08-06 17:00 | 8 | 6 | 17 | 218.667 | 5225 | 75.92 | 64.04 | 995 | 75.92 | 0 | 1892.6504 | Cooling | 315.4417 | #N/A | #N/A | #N/A | #N/A | 0 | 0 | 0 | 0 | 0 | 1892.6504 | #N/A | #N/A | 88 | #N/A | #N/A | #N/A | 1.051% | 1 | 50% | 0% | 0% | 0% | 8.2745 | 0 | 0 | 0 | 8.2745 | #N/A
2007-08-06 18:00 | 8 | 6 | 18 | 218.7086 | 5226 | 71.96 | 64.04 | 994 | 71.96 | 0 | 1806.0367 | Cooling | 301.0061 | #N/A | #N/A | #N/A | #N/A | 0 | 0 | 0 | 0 | 0 | 1806.0367 | #N/A | #N/A | 88 | #N/A | #N/A | #N/A | 1.003% | 1 | 50% | 0% | 0% | 0% | 8.2745 | 0 | 0 | 0 | 8.2745 | #N/A
2007-08-06 19:00 | 8 | 6 | 19 | 218.7503 | 5227 | 69.08 | 64.04 | 995 | 69.08 | 0 | 1736.065 | Cooling | 289.3442 | #N/A | #N/A | #N/A | #N/A | 0 | 0 | 0 | 0 | 0 | 1736.065 | #N/A | #N/A | 88 | #N/A | #N/A | #N/A | 0.9645% | 1 | 50% | 0% | 0% | 0% | 8.2745 | 0 | 0 | 0 | 8.2745 | #N/A
2007-08-06 20:00 | 8 | 6 | 20 | 218.792 | 5228 | 69.08 | 64.04 | 995 | 69.08 | 0 | 1649.7151 | Cooling | 274.9525 | #N/A | #N/A | #N/A | #N/A | 0 | 0 | 0 | 0 | 0 | 1649.7151 | #N/A | #N/A | 88 | #N/A | #N/A | #N/A | 0.9165% | 1 | 50% | 0% | 0% | 0% | 8.2745 | 0 | 0 | 0 | 8.2745 | #N/A
2007-08-06 21:00 | 8 | 6 | 21 | 218.8336 | 5229 | 66.02 | 64.04 | 994 | 66.02 | 0 | 1580.4027 | Cooling | 263.4004 | #N/A | #N/A | #N/A | #N/A | 0 | 0 | 0 | 0 | 0 | 1580.4027 | #N/A | #N/A | 88 | #N/A | #N/A | #N/A | 0.878% | 1 | 50% | 0% | 0% | 0% | 8.2745 | 0 | 0 | 0 | 8.2745 | #N/A
2007-08-06 22:00 | 8 | 6 | 22 | 218.8753 | 5230 | 62.06 | 64.04 | 994 | 62.06 | 0 | 222.7563 | Cooling | 37.126 | #N/A | #N/A | #N/A | #N/A | 0 | 0 | 0 | 0 | 0 | 222.7563 | #N/A | #N/A | 88 | #N/A | #N/A | #N/A | 0.1238% | 1 | 50% | 0% | 0% | 0% | 8.2745 | 0 | 0 | 0 | 8.2745 | #N/A
2007-08-06 23:00 | 8 | 6 | 23 | 218.917 | 5231 | 62.06 | 64.94 | 994 | 62.06 | 0 | 293.0135 | Cooling | 48.8356 | #N/A | #N/A | #N/A | #N/A | 0 | 0 | 0 | 0 | 0 | 293.0135 | #N/A | #N/A | 88 | #N/A | #N/A | #N/A | 0.1628% | 1 | 50% | 0% | 0% | 0% | 8.2745 | 0 | 0 | 0 | 8.2745 | #N/A
2007-08-07 | 8 | 7 | 0 | 218.9586 | 5232 | 60.98 | 64.94 | 994 | 60.98 | 0 | 278.3786 | Cooling | 46.3964 | #N/A | #N/A | #N/A | #N/A | 0 | 0 | 0 | 0 | 0 | 278.3786 | #N/A | #N/A | 88 | #N/A | #N/A | #N/A | 0.1547% | 1 | 50% | 0% | 0% | 0% | 8.2745 | 0 | 0 | 0 | 8.2745 | #N/A
2007-08-07 01:00 | 8 | 7 | 1 | 219.0003 | 5233 | 60.98 | 66.02 | 993 | 60.98 | 0 | 282.5698 | Cooling | 47.095 | #N/A | #N/A | #N/A | #N/A | 0 | 0 | 0 | 0 | 0 | 282.5698 | #N/A | #N/A | 88 | #N/A | #N/A | #N/A | 0.157% | 1 | 50% | 0% | 0% | 0% | 8.2745 | 0 | 0 | 0 | 8.2745 | #N/A
2007-08-07 02:00 | 8 | 7 | 2 | 219.042 | 5234 | 60.98 | 66.02 | 993 | 60.98 | 0 | 282.605 | Cooling | 47.1008 | #N/A | #N/A | #N/A | #N/A | 0 | 0 | 0 | 0 | 0 | 282.605 | #N/A | #N/A | 88 | #N/A | #N/A | #N/A | 0.157% | 1 | 50% | 0% | 0% | 0% | 8.2745 | 0 | 0 | 0 | 8.2745 | #N/A
2007-08-07 03:00 | 8 | 7 | 3 | 219.0836 | 5235 | 57.92 | 66.92 | 993 | 57.92 | 0 | 288.0918 | Cooling | 48.0153 | #N/A | #N/A | #N/A | #N/A | 0 | 0 | 0 | 0 | 0 | 288.0918 | #N/A | #N/A | 88 | #N/A | #N/A | #N/A | 0.1601% | 1 | 50% | 0% | 0% | 0% | 8.2745 | 0 | 0 | 0 | 8.2745 | #N/A
2007-08-07 04:00 | 8 | 7 | 4 | 219.1253 | 5236 | 57.92 | 68 | 994 | 57.92 | 0 | 315.3187 | Cooling | 52.5531 | #N/A | #N/A | #N/A | #N/A | 0 | 0 | 0 | 0 | 0 | 315.3187 | #N/A | #N/A | 88 | #N/A | #N/A | #N/A | 0.1752% | 1 | 50% | 0% | 0% | 0% | 8.2745 | 0 | 0 | 0 | 8.2745 | #N/A
2007-08-07 05:00 | 8 | 7 | 5 | 219.167 | 5237 | 57.92 | 68 | 994 | 57.92 | 0 | 394.5134 | Cooling | 65.7522 | #N/A | #N/A | #N/A | #N/A | 0 | 0 | 0 | 0 | 0 | 394.5134 | #N/A | #N/A | 88 | #N/A | #N/A | #N/A | 0.2192% | 1 | 50% | 0% | 0% | 0% | 8.2745 | 0 | 0 | 0 | 8.2745 | #N/A
2007-08-07 06:00 | 8 | 7 | 6 | 219.2086 | 5238 | 59 | 69.8 | 994 | 59 | 0 | 2426.6482 | Cooling | 404.4414 | #N/A | #N/A | #N/A | #N/A | 0 | 0 | 0 | 0 | 0 | 2426.6482 | #N/A | #N/A | 88 | #N/A | #N/A | #N/A | 1.348% | 1 | 50% | 0% | 0% | 0% | 8.2745 | 0 | 0 | 0 | 8.2745 | #N/A
2007-08-07 07:00 | 8 | 7 | 7 | 219.2503 | 5239 | 62.96 | 68 | 995 | 62.96 | 0 | 2227.036 | Cooling | 371.1727 | #N/A | #N/A | #N/A | #N/A | 0 | 0 | 0 | 0 | 0 | 2227.036 | #N/A | #N/A | 88 | #N/A | #N/A | #N/A | 1.237% | 1 | 50% | 0% | 0% | 0% | 8.2745 | 0 | 0 | 0 | 8.2745 | #N/A
2007-08-07 08:00 | 8 | 7 | 8 | 219.292 | 5240 | 62.96 | 68 | 995 | 62.96 | 0 | 2441.626 | Cooling | 406.9377 | #N/A | #N/A | #N/A | #N/A | 0 | 0 | 0 | 0 | 0 | 2441.626 | #N/A | #N/A | 88 | #N/A | #N/A | #N/A | 1.356% | 1 | 50% | 0% | 0% | 0% | 8.2745 | 0 | 0 | 0 | 8.2745 | #N/A
2007-08-07 09:00 | 8 | 7 | 9 | 219.3336 | 5241 | 68 | 66.92 | 996 | 68 | 0 | 2565.8853 | Cooling | 427.6475 | #N/A | #N/A | #N/A | #N/A | 0 | 0 | 0 | 0 | 0 | 2565.8853 | #N/A | #N/A | 88 | #N/A | #N/A | #N/A | 1.425% | 1 | 50% | 0% | 0% | 0% | 8.2745 | 0 | 0 | 0 | 8.2745 | #N/A
2007-08-07 10:00 | 8 | 7 | 10 | 219.3753 | 5242 | 71.06 | 66.92 | 996 | 71.06 | 0 | 2388.8997 | Cooling | 398.1499 | #N/A | #N/A | #N/A | #N/A | 0 | 0 | 0 | 0 | 0 | 2388.8997 | #N/A | #N/A | 88 | #N/A | #N/A | #N/A | 1.327% | 1 | 50% | 0% | 0% | 0% | 8.2745 | 0 | 0 | 0 | 8.2745 | #N/A
2007-08-07 11:00 | 8 | 7 | 11 | 219.417 | 5243 | 71.06 | 69.98 | 996 | 71.06 | 0 | 2019.9517 | Cooling | 336.6586 | #N/A | #N/A | #N/A | #N/A | 0 | 0 | 0 | 0 | 0 | 2019.9517 | #N/A | #N/A | 88 | #N/A | #N/A | #N/A | 1.122% | 1 | 50% | 0% | 0% | 0% | 8.2745 | 0 | 0 | 0 | 8.2745 | #N/A
2007-08-07 12:00 | 8 | 7 | 12 | 219.4586 | 5244 | 71.96 | 68 | 996 | 71.96 | 0 | 1954.0908 | Cooling | 325.6818 | #N/A | #N/A | #N/A | #N/A | 0 | 0 | 0 | 0 | 0 | 1954.0908 | #N/A | #N/A | 88 | #N/A | #N/A | #N/A | 1.086% | 1 | 50% | 0% | 0% | 0% | 8.2745 | 0 | 0 | 0 | 8.2745 | #N/A
2007-08-07 13:00 | 8 | 7 | 13 | 219.5003 | 5245 | 75.02 | 68 | 996 | 75.02 | 0 | 1971.487 | Cooling | 328.5812 | #N/A | #N/A | #N/A | #N/A | 0 | 0 | 0 | 0 | 0 | 1971.487 | #N/A | #N/A | 88 | #N/A | #N/A | #N/A | 1.095% | 1 | 50% | 0% | 0% | 0% | 8.2745 | 0 | 0 | 0 | 8.2745 | #N/A
2007-08-07 14:00 | 8 | 7 | 14 | 219.542 | 5246 | 75.02 | 68 | 995 | 75.02 | 0 | 2037.1063 | Cooling | 339.5177 | #N/A | #N/A | #N/A | #N/A | 0 | 0 | 0 | 0 | 0 | 2037.1063 | #N/A | #N/A | 88 | #N/A | #N/A | #N/A | 1.132% | 1 | 50% | 0% | 0% | 0% | 8.2745 | 0 | 0 | 0 | 8.2745 | #N/A
2007-08-07 15:00 | 8 | 7 | 15 | 219.5836 | 5247 | 75.02 | 66.92 | 995 | 75.02 | 0 | 2058.2194 | Cooling | 343.0366 | #N/A | #N/A | #N/A | #N/A | 0 | 0 | 0 | 0 | 0 | 2058.2194 | #N/A | #N/A | 88 | #N/A | #N/A | #N/A | 1.143% | 1 | 50% | 0% | 0% | 0% | 8.2745 | 0 | 0 | 0 | 8.2745 | #N/A
2007-08-07 16:00 | 8 | 7 | 16 | 219.6253 | 5248 | 73.94 | 68 | 995 | 73.94 | 0 | 2122.4121 | Cooling | 353.7354 | #N/A | #N/A | #N/A | #N/A | 0 | 0 | 0 | 0 | 0 | 2122.4121 | #N/A | #N/A | 88 | #N/A | #N/A | #N/A | 1.179% | 1 | 50% | 0% | 0% | 0% | 8.2745 | 0 | 0 | 0 | 8.2745 | #N/A
2007-08-07 17:00 | 8 | 7 | 17 | 219.667 | 5249 | 73.94 | 64.04 | 995 | 73.94 | 0 | 2055.4017 | Cooling | 342.567 | #N/A | #N/A | #N/A | #N/A | 0 | 0 | 0 | 0 | 0 | 2055.4017 | #N/A | #N/A | 88 | #N/A | #N/A | #N/A | 1.142% | 1 | 50% | 0% | 0% | 0% | 8.2745 | 0 | 0 | 0 | 8.2745 | #N/A
2007-08-07 18:00 | 8 | 7 | 18 | 219.7086 | 5250 | 71.06 | 64.94 | 995 | 71.06 | 0 | 1917.2949 | Cooling | 319.5492 | #N/A | #N/A | #N/A | #N/A | 0 | 0 | 0 | 0 | 0 | 1917.2949 | #N/A | #N/A | 88 | #N/A | #N/A | #N/A | 1.065% | 1 | 50% | 0% | 0% | 0% | 8.2745 | 0 | 0 | 0 | 8.2745 | #N/A
2007-08-07 19:00 | 8 | 7 | 19 | 219.7503 | 5251 | 69.08 | 64.04 | 996 | 69.08 | 0 | 1823.9343 | Cooling | 303.989 | #N/A | #N/A | #N/A | #N/A | 0 | 0 | 0 | 0 | 0 | 1823.9343 | #N/A | #N/A | 88 | #N/A | #N/A | #N/A | 1.013% | 1 | 50% | 0% | 0% | 0% | 8.2745 | 0 | 0 | 0 | 8.2745 | #N/A
2007-08-07 20:00 | 8 | 7 | 20 | 219.792 | 5252 | 69.08 | 64.04 | 997 | 69.08 | 0 | 1953.9411 | Cooling | 325.6569 | #N/A | #N/A | #N/A | #N/A | 0 | 0 | 0 | 0 | 0 | 1953.9411 | #N/A | #N/A | 88 | #N/A | #N/A | #N/A | 1.086% | 1 | 50% | 0% | 0% | 0% | 8.2745 | 0 | 0 | 0 | 8.2745 | #N/A
2007-08-07 21:00 | 8 | 7 | 21 | 219.8336 | 5253 | 64.04 | 64.04 | 997 | 64.04 | 0 | 2360.052 | Cooling | 393.342 | #N/A | #N/A | #N/A | #N/A | 0 | 0 | 0 | 0 | 0 | 2360.052 | #N/A | #N/A | 88 | #N/A | #N/A | #N/A | 1.311% | 1 | 50% | 0% | 0% | 0% | 8.2745 | 0 | 0 | 0 | 8.2745 | #N/A
2007-08-07 22:00 | 8 | 7 | 22 | 219.8753 | 5254 | 62.06 | 62.96 | 997 | 62.06 | 0 | 506.712 | Cooling | 84.452 | #N/A | #N/A | #N/A | #N/A | 0 | 0 | 0 | 0 | 0 | 506.712 | #N/A | #N/A | 88 | #N/A | #N/A | #N/A | 0.2815% | 1 | 50% | 0% | 0% | 0% | 8.2745 | 0 | 0 | 0 | 8.2745 | #N/A
2007-08-07 23:00 | 8 | 7 | 23 | 219.917 | 5255 | 62.06 | 64.04 | 997 | 62.06 | 0 | 667.065 | Cooling | 111.1775 | #N/A | #N/A | #N/A | #N/A | 0 | 0 | 0 | 0 | 0 | 667.065 | #N/A | #N/A | 88 | #N/A | #N/A | #N/A | 0.3706% | 1 | 50% | 0% | 0% | 0% | 8.2745 | 0 | 0 | 0 | 8.2745 | #N/A
2007-08-08 | 8 | 8 | 0 | 219.9586 | 5256 | 55.94 | 62.06 | 997 | 55.94 | 0 | 571.1363 | Cooling | 95.1894 | #N/A | #N/A | #N/A | #N/A | 0 | 0 | 0 | 0 | 0 | 571.1363 | #N/A | #N/A | 88 | #N/A | #N/A | #N/A | 0.3173% | 1 | 50% | 0% | 0% | 0% | 8.2745 | 0 | 0 | 0 | 8.2745 | #N/A
2007-08-08 01:00 | 8 | 8 | 1 | 220.0003 | 5257 | 55.94 | 62.06 | 997 | 55.94 | 0 | 472.2655 | Cooling | 78.7109 | #N/A | #N/A | #N/A | #N/A | 0 | 0 | 0 | 0 | 0 | 472.2655 | #N/A | #N/A | 88 | #N/A | #N/A | #N/A | 0.2624% | 1 | 50% | 0% | 0% | 0% | 8.2745 | 0 | 0 | 0 | 8.2745 | #N/A
2007-08-08 02:00 | 8 | 8 | 2 | 220.042 | 5258 | 55.94 | 62.96 | 997 | 55.94 | 0 | 439.0452 | Cooling | 73.1742 | #N/A | #N/A | #N/A | #N/A | 0 | 0 | 0 | 0 | 0 | 439.0452 | #N/A | #N/A | 88 | #N/A | #N/A | #N/A | 0.2439% | 1 | 50% | 0% | 0% | 0% | 8.2745 | 0 | 0 | 0 | 8.2745 | #N/A
2007-08-08 03:00 | 8 | 8 | 3 | 220.0836 | 5259 | 53.96 | 62.96 | 997 | 53.96 | 0 | 409.7487 | Cooling | 68.2915 | #N/A | #N/A | #N/A | #N/A | 0 | 0 | 0 | 0 | 0 | 409.7487 | #N/A | #N/A | 88 | #N/A | #N/A | #N/A | 0.2276% | 1 | 50% | 0% | 0% | 0% | 8.2745 | 0 | 0 | 0 | 8.2745 | #N/A
2007-08-08 04:00 | 8 | 8 | 4 | 220.1253 | 5260 | 51.08 | 62.96 | 997 | 51.08 | 0 | 392.1615 | Cooling | 65.3603 | #N/A | #N/A | #N/A | #N/A | 0 | 0 | 0 | 0 | 0 | 392.1615 | #N/A | #N/A | 88 | #N/A | #N/A | #N/A | 0.2179% | 1 | 50% | 0% | 0% | 0% | 8.2745 | 0 | 0 | 0 | 8.2745 | #N/A
2007-08-08 05:00 | 8 | 8 | 5 | 220.167 | 5261 | 51.08 | 62.96 | 998 | 51.08 | 0 | 435.2381 | Cooling | 72.5397 | #N/A | #N/A | #N/A | #N/A | 0 | 0 | 0 | 0 | 0 | 435.2381 | #N/A | #N/A | 88 | #N/A | #N/A | #N/A | 0.2418% | 1 | 50% | 0% | 0% | 0% | 8.2745 | 0 | 0 | 0 | 8.2745 | #N/A
2007-08-08 06:00 | 8 | 8 | 6 | 220.2086 | 5262 | 51.08 | 64.04 | 998 | 51.08 | 0 | 1992.3982 | Cooling | 332.0664 | #N/A | #N/A | #N/A | #N/A | 0 | 0 | 0 | 0 | 0 | 1992.3982 | #N/A | #N/A | 88 | #N/A | #N/A | #N/A | 1.107% | 1 | 50% | 0% | 0% | 0% | 8.2745 | 0 | 0 | 0 | 8.2745 | #N/A
2007-08-08 07:00 | 8 | 8 | 7 | 220.2503 | 5263 | 57.02 | 64.94 | 999 | 57.02 | 0 | 2230.9647 | Cooling | 371.8275 | #N/A | #N/A | #N/A | #N/A | 0 | 0 | 0 | 0 | 0 | 2230.9647 | #N/A | #N/A | 88 | #N/A | #N/A | #N/A | 1.239% | 1 | 50% | 0% | 0% | 0% | 8.2745 | 0 | 0 | 0 | 8.2745 | #N/A
2007-08-08 08:00 | 8 | 8 | 8 | 220.292 | 5264 | 57.02 | 66.02 | 999 | 57.02 | 0 | 2557.5006 | Cooling | 426.2501 | #N/A | #N/A | #N/A | #N/A | 0 | 0 | 0 | 0 | 0 | 2557.5006 | #N/A | #N/A | 88 | #N/A | #N/A | #N/A | 1.421% | 1 | 50% | 0% | 0% | 0% | 8.2745 | 0 | 0 | 0 | 8.2745 | #N/A
2007-08-08 09:00 | 8 | 8 | 9 | 220.3336 | 5265 | 64.04 | 64.94 | 999 | 64.04 | 0 | 2161.6121 | Cooling | 360.2687 | #N/A | #N/A | #N/A | #N/A | 0 | 0 | 0 | 0 | 0 | 2161.6121 | #N/A | #N/A | 88 | #N/A | #N/A | #N/A | 1.201% | 1 | 50% | 0% | 0% | 0% | 8.2745 | 0 | 0 | 0 | 8.2745 | #N/A
2007-08-08 10:00 | 8 | 8 | 10 | 220.3753 | 5266 | 66.02 | 64.04 | 999 | 66.02 | 0 | 2048.2249 | Cooling | 341.3708 | #N/A | #N/A | #N/A | #N/A | 0 | 0 | 0 | 0 | 0 | 2048.2249 | #N/A | #N/A | 88 | #N/A | #N/A | #N/A | 1.138% | 1 | 50% | 0% | 0% | 0% | 8.2745 | 0 | 0 | 0 | 8.2745 | #N/A
2007-08-08 11:00 | 8 | 8 | 11 | 220.417 | 5267 | 66.02 | 64.04 | 999 | 66.02 | 0 | 1968.3505 | Cooling | 328.0584 | #N/A | #N/A | #N/A | #N/A | 0 | 0 | 0 | 0 | 0 | 1968.3505 | #N/A | #N/A | 88 | #N/A | #N/A | #N/A | 1.094% | 1 | 50% | 0% | 0% | 0% | 8.2745 | 0 | 0 | 0 | 8.2745 | #N/A
2007-08-08 12:00 | 8 | 8 | 12 | 220.4586 | 5268 | 71.06 | 62.96 | 999 | 71.06 | 0 | 1899.8272 | Cooling | 316.6379 | #N/A | #N/A | #N/A | #N/A | 0 | 0 | 0 | 0 | 0 | 1899.8272 | #N/A | #N/A | 88 | #N/A | #N/A | #N/A | 1.055% | 1 | 50% | 0% | 0% | 0% | 8.2745 | 0 | 0 | 0 | 8.2745 | #N/A
2007-08-08 13:00 | 8 | 8 | 13 | 220.5003 | 5269 | 73.04 | 62.96 | 999 | 73.04 | 0 | 1912.8211 | Cooling | 318.8035 | #N/A | #N/A | #N/A | #N/A | 0 | 0 | 0 | 0 | 0 | 1912.8211 | #N/A | #N/A | 88 | #N/A | #N/A | #N/A | 1.063% | 1 | 50% | 0% | 0% | 0% | 8.2745 | 0 | 0 | 0 | 8.2745 | #N/A
2007-08-08 14:00 | 8 | 8 | 14 | 220.542 | 5270 | 73.04 | 64.94 | 999 | 73.04 | 0 | 1996.777 | Cooling | 332.7962 | #N/A | #N/A | #N/A | #N/A | 0 | 0 | 0 | 0 | 0 | 1996.777 | #N/A | #N/A | 88 | #N/A | #N/A | #N/A | 1.109% | 1 | 50% | 0% | 0% | 0% | 8.2745 | 0 | 0 | 0 | 8.2745 | #N/A
2007-08-08 15:00 | 8 | 8 | 15 | 220.5836 | 5271 | 73.94 | 64.04 | 998 | 73.94 | 0 | 2042.1555 | Cooling | 340.3593 | #N/A | #N/A | #N/A | #N/A | 0 | 0 | 0 | 0 | 0 | 2042.1555 | #N/A | #N/A | 88 | #N/A | #N/A | #N/A | 1.135% | 1 | 50% | 0% | 0% | 0% | 8.2745 | 0 | 0 | 0 | 8.2745 | #N/A
2007-08-08 16:00 | 8 | 8 | 16 | 220.6253 | 5272 | 73.04 | 64.04 | 998 | 73.04 | 0 | 2106.94 | Cooling | 351.1567 | #N/A | #N/A | #N/A | #N/A | 0 | 0 | 0 | 0 | 0 | 2106.94 | #N/A | #N/A | 88 | #N/A | #N/A | #N/A | 1.171% | 1 | 50% | 0% | 0% | 0% | 8.2745 | 0 | 0 | 0 | 8.2745 | #N/A
2007-08-08 17:00 | 8 | 8 | 17 | 220.667 | 5273 | 73.04 | 64.94 | 998 | 73.04 | 0 | 2095.3691 | Cooling | 349.2282 | #N/A | #N/A | #N/A | #N/A | 0 | 0 | 0 | 0 | 0 | 2095.3691 | #N/A | #N/A | 88 | #N/A | #N/A | #N/A | 1.164% | 1 | 50% | 0% | 0% | 0% | 8.2745 | 0 | 0 | 0 | 8.2745 | #N/A
2007-08-08 18:00 | 8 | 8 | 18 | 220.7086 | 5274 | 71.06 | 66.92 | 997 | 71.06 | 0 | 2013.7686 | Cooling | 335.6281 | #N/A | #N/A | #N/A | #N/A | 0 | 0 | 0 | 0 | 0 | 2013.7686 | #N/A | #N/A | 88 | #N/A | #N/A | #N/A | 1.119% | 1 | 50% | 0% | 0% | 0% | 8.2745 | 0 | 0 | 0 | 8.2745 | #N/A
2007-08-08 19:00 | 8 | 8 | 19 | 220.7503 | 5275 | 69.08 | 68 | 997 | 69.08 | 0 | 2027.8025 | Cooling | 337.9671 | #N/A | #N/A | #N/A | #N/A | 0 | 0 | 0 | 0 | 0 | 2027.8025 | #N/A | #N/A | 88 | #N/A | #N/A | #N/A | 1.127% | 1 | 50% | 0% | 0% | 0% | 8.2745 | 0 | 0 | 0 | 8.2745 | #N/A
2007-08-08 20:00 | 8 | 8 | 20 | 220.792 | 5276 | 69.08 | 68 | 997 | 69.08 | 0 | 2351.918 | Cooling | 391.9863 | #N/A | #N/A | #N/A | #N/A | 0 | 0 | 0 | 0 | 0 | 2351.918 | #N/A | #N/A | 88 | #N/A | #N/A | #N/A | 1.307% | 1 | 50% | 0% | 0% | 0% | 8.2745 | 0 | 0 | 0 | 8.2745 | #N/A
2007-08-08 21:00 | 8 | 8 | 21 | 220.8336 | 5277 | 66.02 | 66.92 | 997 | 66.02 | 0 | 2552.3823 | Cooling | 425.3971 | #N/A | #N/A | #N/A | #N/A | 0 | 0 | 0 | 0 | 0 | 2552.3823 | #N/A | #N/A | 88 | #N/A | #N/A | #N/A | 1.418% | 1 | 50% | 0% | 0% | 0% | 8.2745 | 0 | 0 | 0 | 8.2745 | #N/A
2007-08-08 22:00 | 8 | 8 | 22 | 220.8753 | 5278 | 62.06 | 66.92 | 996 | 62.06 | 0 | 801.0279 | Cooling | 133.5047 | #N/A | #N/A | #N/A | #N/A | 0 | 0 | 0 | 0 | 0 | 801.0279 | #N/A | #N/A | 88 | #N/A | #N/A | #N/A | 0.445% | 1 | 50% | 0% | 0% | 0% | 8.2745 | 0 | 0 | 0 | 8.2745 | #N/A
2007-08-08 23:00 | 8 | 8 | 23 | 220.917 | 5279 | 62.06 | 66.02 | 996 | 62.06 | 0 | 902.8219 | Cooling | 150.4703 | #N/A | #N/A | #N/A | #N/A | 0 | 0 | 0 | 0 | 0 | 902.8219 | #N/A | #N/A | 88 | #N/A | #N/A | #N/A | 0.5016% | 1 | 50% | 0% | 0% | 0% | 8.2745 | 0 | 0 | 0 | 8.2745 | #N/A
2007-08-09 | 8 | 9 | 0 | 220.9586 | 5280 | 60.08 | 66.02 | 995 | 60.08 | 0 | 835.3035 | Cooling | 139.2173 | #N/A | #N/A | #N/A | #N/A | 0 | 0 | 0 | 0 | 0 | 835.3035 | #N/A | #N/A | 88 | #N/A | #N/A | #N/A | 0.4641% | 1 | 50% | 0% | 0% | 0% | 8.2745 | 0 | 0 | 0 | 8.2745 | #N/A
2007-08-09 01:00 | 8 | 9 | 1 | 221.0003 | 5281 | 60.98 | 68 | 995 | 60.98 | 0 | 840.8933 | Cooling | 140.1489 | #N/A | #N/A | #N/A | #N/A | 0 | 0 | 0 | 0 | 0 | 840.8933 | #N/A | #N/A | 88 | #N/A | #N/A | #N/A | 0.4672% | 1 | 50% | 0% | 0% | 0% | 8.2745 | 0 | 0 | 0 | 8.2745 | #N/A
2007-08-09 02:00 | 8 | 9 | 2 | 221.042 | 5282 | 60.98 | 68 | 994 | 60.98 | 0 | 832.0778 | Cooling | 138.6796 | #N/A | #N/A | #N/A | #N/A | 0 | 0 | 0 | 0 | 0 | 832.0778 | #N/A | #N/A | 88 | #N/A | #N/A | #N/A | 0.4623% | 1 | 50% | 0% | 0% | 0% | 8.2745 | 0 | 0 | 0 | 8.2745 | #N/A
2007-08-09 03:00 | 8 | 9 | 3 | 221.0836 | 5283 | 62.06 | 66.92 | 994 | 62.06 | 0 | 825.3704 | Cooling | 137.5617 | #N/A | #N/A | #N/A | #N/A | 0 | 0 | 0 | 0 | 0 | 825.3704 | #N/A | #N/A | 88 | #N/A | #N/A | #N/A | 0.4585% | 1 | 50% | 0% | 0% | 0% | 8.2745 | 0 | 0 | 0 | 8.2745 | #N/A
2007-08-09 04:00 | 8 | 9 | 4 | 221.1253 | 5284 | 62.06 | 66.92 | 994 | 62.06 | 0 | 905.0631 | Cooling | 150.8439 | #N/A | #N/A | #N/A | #N/A | 0 | 0 | 0 | 0 | 0 | 905.0631 | #N/A | #N/A | 88 | #N/A | #N/A | #N/A | 0.5028% | 1 | 50% | 0% | 0% | 0% | 8.2745 | 0 | 0 | 0 | 8.2745 | #N/A
2007-08-09 05:00 | 8 | 9 | 5 | 221.167 | 5285 | 62.06 | 68 | 994 | 62.06 | 0 | 1072.4252 | Cooling | 178.7375 | #N/A | #N/A | #N/A | #N/A | 0 | 0 | 0 | 0 | 0 | 1072.4252 | #N/A | #N/A | 88 | #N/A | #N/A | #N/A | 0.5958% | 1 | 50% | 0% | 0% | 0% | 8.2745 | 0 | 0 | 0 | 8.2745 | #N/A
2007-08-09 06:00 | 8 | 9 | 6 | 221.2086 | 5286 | 62.96 | 68 | 994 | 62.96 | 0 | 2647.0229 | Cooling | 441.1705 | #N/A | #N/A | #N/A | #N/A | 0 | 0 | 0 | 0 | 0 | 2647.0229 | #N/A | #N/A | 88 | #N/A | #N/A | #N/A | 1.471% | 1 | 50% | 0% | 0% | 0% | 8.2745 | 0 | 0 | 0 | 8.2745 | #N/A
2007-08-09 07:00 | 8 | 9 | 7 | 221.2503 | 5287 | 64.04 | 68 | 995 | 64.04 | 0 | 2055.0378 | Cooling | 342.5063 | #N/A | #N/A | #N/A | #N/A | 0 | 0 | 0 | 0 | 0 | 2055.0378 | #N/A | #N/A | 88 | #N/A | #N/A | #N/A | 1.142% | 1 | 50% | 0% | 0% | 0% | 8.2745 | 0 | 0 | 0 | 8.2745 | #N/A
2007-08-09 08:00 | 8 | 9 | 8 | 221.292 | 5288 | 64.04 | 68 | 995 | 64.04 | 0 | 2232.5497 | Cooling | 372.0916 | #N/A | #N/A | #N/A | #N/A | 0 | 0 | 0 | 0 | 0 | 2232.5497 | #N/A | #N/A | 88 | #N/A | #N/A | #N/A | 1.24% | 1 | 50% | 0% | 0% | 0% | 8.2745 | 0 | 0 | 0 | 8.2745 | #N/A
2007-08-09 09:00 | 8 | 9 | 9 | 221.3336 | 5289 | 66.92 | 68 | 995 | 66.92 | 0 | 2273.3753 | Cooling | 378.8959 | #N/A | #N/A | #N/A | #N/A | 0 | 0 | 0 | 0 | 0 | 2273.3753 | #N/A | #N/A | 88 | #N/A | #N/A | #N/A | 1.263% | 1 | 50% | 0% | 0% | 0% | 8.2745 | 0 | 0 | 0 | 8.2745 | #N/A
2007-08-09 10:00 | 8 | 9 | 10 | 221.3753 | 5290 | 68 | 68 | 996 | 68 | 0 | 2248.5157 | Cooling | 374.7526 | #N/A | #N/A | #N/A | #N/A | 0 | 0 | 0 | 0 | 0 | 2248.5157 | #N/A | #N/A | 88 | #N/A | #N/A | #N/A | 1.249% | 1 | 50% | 0% | 0% | 0% | 8.2745 | 0 | 0 | 0 | 8.2745 | #N/A
2007-08-09 11:00 | 8 | 9 | 11 | 221.417 | 5291 | 68 | 66.92 | 996 | 68 | 0 | 2217.1141 | Cooling | 369.519 | #N/A | #N/A | #N/A | #N/A | 0 | 0 | 0 | 0 | 0 | 2217.1141 | #N/A | #N/A | 88 | #N/A | #N/A | #N/A | 1.232% | 1 | 50% | 0% | 0% | 0% | 8.2745 | 0 | 0 | 0 | 8.2745 | #N/A
2007-08-09 12:00 | 8 | 9 | 12 | 221.4586 | 5292 | 66.2 | 66.92 | 996 | 66.2 | 0 | 2035.9841 | Cooling | 339.3307 | #N/A | #N/A | #N/A | #N/A | 0 | 0 | 0 | 0 | 0 | 2035.9841 | #N/A | #N/A | 88 | #N/A | #N/A | #N/A | 1.131% | 1 | 50% | 0% | 0% | 0% | 8.2745 | 0 | 0 | 0 | 8.2745 | #N/A
2007-08-09 13:00 | 8 | 9 | 13 | 221.5003 | 5293 | 69.98 | 68 | 995 | 69.98 | 0 | 2080.7105 | Cooling | 346.7851 | #N/A | #N/A | #N/A | #N/A | 0 | 0 | 0 | 0 | 0 | 2080.7105 | #N/A | #N/A | 88 | #N/A | #N/A | #N/A | 1.156% | 1 | 50% | 0% | 0% | 0% | 8.2745 | 0 | 0 | 0 | 8.2745 | #N/A
2007-08-09 14:00 | 8 | 9 | 14 | 221.542 | 5294 | 69.98 | 66.02 | 995 | 69.98 | 0 | 2144.4454 | Cooling | 357.4076 | #N/A | #N/A | #N/A | #N/A | 0 | 0 | 0 | 0 | 0 | 2144.4454 | #N/A | #N/A | 88 | #N/A | #N/A | #N/A | 1.191% | 1 | 50% | 0% | 0% | 0% | 8.2745 | 0 | 0 | 0 | 8.2745 | #N/A
2007-08-09 15:00 | 8 | 9 | 15 | 221.5836 | 5295 | 71.6 | 68 | 995 | 71.6 | 0 | 2177.4583 | Cooling | 362.9097 | #N/A | #N/A | #N/A | #N/A | 0 | 0 | 0 | 0 | 0 | 2177.4583 | #N/A | #N/A | 88 | #N/A | #N/A | #N/A | 1.21% | 1 | 50% | 0% | 0% | 0% | 8.2745 | 0 | 0 | 0 | 8.2745 | #N/A
2007-08-09 16:00 | 8 | 9 | 16 | 221.6253 | 5296 | 71.6 | 66.92 | 995 | 71.6 | 0 | 2236.4251 | Cooling | 372.7375 | #N/A | #N/A | #N/A | #N/A | 0 | 0 | 0 | 0 | 0 | 2236.4251 | #N/A | #N/A | 88 | #N/A | #N/A | #N/A | 1.242% | 1 | 50% | 0% | 0% | 0% | 8.2745 | 0 | 0 | 0 | 8.2745 | #N/A
2007-08-09 17:00 | 8 | 9 | 17 | 221.667 | 5297 | 71.06 | 64.94 | 995 | 71.06 | 0 | 2280.2293 | Cooling | 380.0382 | #N/A | #N/A | #N/A | #N/A | 0 | 0 | 0 | 0 | 0 | 2280.2293 | #N/A | #N/A | 88 | #N/A | #N/A | #N/A | 1.267% | 1 | 50% | 0% | 0% | 0% | 8.2745 | 0 | 0 | 0 | 8.2745 | #N/A
2007-08-09 18:00 | 8 | 9 | 18 | 221.7086 | 5298 | 71.6 | 60.98 | 995 | 71.6 | 0 | 2020.2202 | Cooling | 336.7034 | #N/A | #N/A | #N/A | #N/A | 0 | 0 | 0 | 0 | 0 | 2020.2202 | #N/A | #N/A | 88 | #N/A | #N/A | #N/A | 1.122% | 1 | 50% | 0% | 0% | 0% | 8.2745 | 0 | 0 | 0 | 8.2745 | #N/A
2007-08-09 19:00 | 8 | 9 | 19 | 221.7503 | 5299 | 71.6 | 60.08 | 994 | 71.6 | 0 | 1982.3432 | Cooling | 330.3905 | #N/A | #N/A | #N/A | #N/A | 0 | 0 | 0 | 0 | 0 | 1982.3432 | #N/A | #N/A | 88 | #N/A | #N/A | #N/A | 1.101% | 1 | 50% | 0% | 0% | 0% | 8.2745 | 0 | 0 | 0 | 8.2745 | #N/A
2007-08-09 20:00 | 8 | 9 | 20 | 221.792 | 5300 | 69.98 | 60.98 | 994 | 69.98 | 0 | 2301.1314 | Cooling | 383.5219 | #N/A | #N/A | #N/A | #N/A | 0 | 0 | 0 | 0 | 0 | 2301.1314 | #N/A | #N/A | 88 | #N/A | #N/A | #N/A | 1.278% | 1 | 50% | 0% | 0% | 0% | 8.2745 | 0 | 0 | 0 | 8.2745 | #N/A
2007-08-09 21:00 | 8 | 9 | 21 | 221.8336 | 5301 | 69.98 | 62.96 | 995 | 69.98 | 0 | 2245.638 | Cooling | 374.273 | #N/A | #N/A | #N/A | #N/A | 0 | 0 | 0 | 0 | 0 | 2245.638 | #N/A | #N/A | 88 | #N/A | #N/A | #N/A | 1.248% | 1 | 50% | 0% | 0% | 0% | 8.2745 | 0 | 0 | 0 | 8.2745 | #N/A
2007-08-09 22:00 | 8 | 9 | 22 | 221.8753 | 5302 | 69.98 | 64.94 | 995 | 69.98 | 0 | 724.831 | Cooling | 120.8052 | #N/A | #N/A | #N/A | #N/A | 0 | 0 | 0 | 0 | 0 | 724.831 | #N/A | #N/A | 88 | #N/A | #N/A | #N/A | 0.4027% | 1 | 50% | 0% | 0% | 0% | 8.2745 | 0 | 0 | 0 | 8.2745 | #N/A
2007-08-09 23:00 | 8 | 9 | 23 | 221.917 | 5303 | 69.98 | 64.94 | 996 | 69.98 | 0 | 710.1668 | Cooling | 118.3611 | #N/A | #N/A | #N/A | #N/A | 0 | 0 | 0 | 0 | 0 | 710.1668 | #N/A | #N/A | 88 | #N/A | #N/A | #N/A | 0.3945% | 1 | 50% | 0% | 0% | 0% | 8.2745 | 0 | 0 | 0 | 8.2745 | #N/A
2007-08-10 | 8 | 10 | 0 | 221.9586 | 5304 | 69.98 | 66.02 | 995 | 69.98 | 0 | 579.2221 | Cooling | 96.537 | #N/A | #N/A | #N/A | #N/A | 0 | 0 | 0 | 0 | 0 | 579.2221 | #N/A | #N/A | 88 | #N/A | #N/A | #N/A | 0.3218% | 1 | 50% | 0% | 0% | 0% | 8.2745 | 0 | 0 | 0 | 8.2745 | #N/A
2007-08-10 01:00 | 8 | 10 | 1 | 222.0003 | 5305 | 69.98 | 64.94 | 996 | 69.98 | 0 | 490.2699 | Cooling | 81.7117 | #N/A | #N/A | #N/A | #N/A | 0 | 0 | 0 | 0 | 0 | 490.2699 | #N/A | #N/A | 88 | #N/A | #N/A | #N/A | 0.2724% | 1 | 50% | 0% | 0% | 0% | 8.2745 | 0 | 0 | 0 | 8.2745 | #N/A
2007-08-10 02:00 | 8 | 10 | 2 | 222.042 | 5306 | 69.98 | 64.94 | 995 | 69.98 | 0 | 449.4371 | Cooling | 74.9062 | #N/A | #N/A | #N/A | #N/A | 0 | 0 | 0 | 0 | 0 | 449.4371 | #N/A | #N/A | 88 | #N/A | #N/A | #N/A | 0.2497% | 1 | 50% | 0% | 0% | 0% | 8.2745 | 0 | 0 | 0 | 8.2745 | #N/A
2007-08-10 03:00 | 8 | 10 | 3 | 222.0836 | 5307 | 69.8 | 66.2 | 996 | 69.8 | 0 | 445.0934 | Cooling | 74.1822 | #N/A | #N/A | #N/A | #N/A | 0 | 0 | 0 | 0 | 0 | 445.0934 | #N/A | #N/A | 88 | #N/A | #N/A | #N/A | 0.2473% | 1 | 50% | 0% | 0% | 0% | 8.2745 | 0 | 0 | 0 | 8.2745 | #N/A
2007-08-10 04:00 | 8 | 10 | 4 | 222.1253 | 5308 | 69.8 | 66.02 | 997 | 69.8 | 0 | 440.9649 | Cooling | 73.4942 | #N/A | #N/A | #N/A | #N/A | 0 | 0 | 0 | 0 | 0 | 440.9649 | #N/A | #N/A | 88 | #N/A | #N/A | #N/A | 0.245% | 1 | 50% | 0% | 0% | 0% | 8.2745 | 0 | 0 | 0 | 8.2745 | #N/A
2007-08-10 05:00 | 8 | 10 | 5 | 222.167 | 5309 | 69.08 | 64.04 | 997 | 69.08 | 0 | 453.5652 | Cooling | 75.5942 | #N/A | #N/A | #N/A | #N/A | 0 | 0 | 0 | 0 | 0 | 453.5652 | #N/A | #N/A | 88 | #N/A | #N/A | #N/A | 0.252% | 1 | 50% | 0% | 0% | 0% | 8.2745 | 0 | 0 | 0 | 8.2745 | #N/A
2007-08-10 06:00 | 8 | 10 | 6 | 222.2086 | 5310 | 69.8 | 64.04 | 997 | 69.8 | 0 | 1797.2308 | Cooling | 299.5385 | #N/A | #N/A | #N/A | #N/A | 0 | 0 | 0 | 0 | 0 | 1797.2308 | #N/A | #N/A | 88 | #N/A | #N/A | #N/A | 0.9985% | 1 | 50% | 0% | 0% | 0% | 8.2745 | 0 | 0 | 0 | 8.2745 | #N/A
2007-08-10 07:00 | 8 | 10 | 7 | 222.2503 | 5311 | 69.8 | 64.94 | 999 | 69.8 | 0 | 1785.8858 | Cooling | 297.6476 | #N/A | #N/A | #N/A | #N/A | 0 | 0 | 0 | 0 | 0 | 1785.8858 | #N/A | #N/A | 88 | #N/A | #N/A | #N/A | 0.9922% | 1 | 50% | 0% | 0% | 0% | 8.2745 | 0 | 0 | 0 | 8.2745 | #N/A
2007-08-10 08:00 | 8 | 10 | 8 | 222.292 | 5312 | 69.08 | 64.94 | 999 | 69.08 | 0 | 1952.5871 | Cooling | 325.4312 | #N/A | #N/A | #N/A | #N/A | 0 | 0 | 0 | 0 | 0 | 1952.5871 | #N/A | #N/A | 88 | #N/A | #N/A | #N/A | 1.085% | 1 | 50% | 0% | 0% | 0% | 8.2745 | 0 | 0 | 0 | 8.2745 | #N/A
2007-08-10 09:00 | 8 | 10 | 9 | 222.3336 | 5313 | 73.4 | 64.94 | 999 | 73.4 | 0 | 2165.5698 | Cooling | 360.9283 | #N/A | #N/A | #N/A | #N/A | 0 | 0 | 0 | 0 | 0 | 2165.5698 | #N/A | #N/A | 88 | #N/A | #N/A | #N/A | 1.203% | 1 | 50% | 0% | 0% | 0% | 8.2745 | 0 | 0 | 0 | 8.2745 | #N/A
2007-08-10 10:00 | 8 | 10 | 10 | 222.3753 | 5314 | 73.4 | 64.04 | 1000 | 73.4 | 0 | 2241.4307 | Cooling | 373.5718 | #N/A | #N/A | #N/A | #N/A | 0 | 0 | 0 | 0 | 0 | 2241.4307 | #N/A | #N/A | 88 | #N/A | #N/A | #N/A | 1.245% | 1 | 50% | 0% | 0% | 0% | 8.2745 | 0 | 0 | 0 | 8.2745 | #N/A
2007-08-10 11:00 | 8 | 10 | 11 | 222.417 | 5315 | 75.02 | 64.04 | 1000 | 75.02 | 0 | 2426.0148 | Cooling | 404.3358 | #N/A | #N/A | #N/A | #N/A | 0 | 0 | 0 | 0 | 0 | 2426.0148 | #N/A | #N/A | 88 | #N/A | #N/A | #N/A | 1.348% | 1 | 50% | 0% | 0% | 0% | 8.2745 | 0 | 0 | 0 | 8.2745 | #N/A
2007-08-10 12:00 | 8 | 10 | 12 | 222.4586 | 5316 | 78.8 | 64.04 | 1000 | 78.8 | 0 | 1821.4084 | Cooling | 303.5681 | #N/A | #N/A | #N/A | #N/A | 0 | 0 | 0 | 0 | 0 | 1821.4084 | #N/A | #N/A | 88 | #N/A | #N/A | #N/A | 1.012% | 1 | 50% | 0% | 0% | 0% | 8.2745 | 0 | 0 | 0 | 8.2745 | #N/A
2007-08-10 13:00 | 8 | 10 | 13 | 222.5003 | 5317 | 82.4 | 62.96 | 999 | 82.4 | 0 | 1723.1334 | Cooling | 287.1889 | #N/A | #N/A | #N/A | #N/A | 0 | 0 | 0 | 0 | 0 | 1723.1334 | #N/A | #N/A | 88 | #N/A | #N/A | #N/A | 0.9573% | 1 | 50% | 0% | 0% | 0% | 8.2745 | 0 | 0 | 0 | 8.2745 | #N/A
2007-08-10 14:00 | 8 | 10 | 14 | 222.542 | 5318 | 84.02 | 62.96 | 999 | 84.02 | 0 | 1639.3065 | Cooling | 273.2177 | #N/A | #N/A | #N/A | #N/A | 0 | 0 | 0 | 0 | 0 | 1639.3065 | #N/A | #N/A | 88 | #N/A | #N/A | #N/A | 0.9107% | 1 | 50% | 0% | 0% | 0% | 8.2745 | 0 | 0 | 0 | 8.2745 | #N/A
2007-08-10 15:00 | 8 | 10 | 15 | 222.5836 | 5319 | 84.92 | 62.96 | 999 | 84.92 | 0 | 1591.8329 | Cooling | 265.3055 | #N/A | #N/A | #N/A | #N/A | 0 | 0 | 0 | 0 | 0 | 1591.8329 | #N/A | #N/A | 88 | #N/A | #N/A | #N/A | 0.8844% | 1 | 50% | 0% | 0% | 0% | 8.2745 | 0 | 0 | 0 | 8.2745 | #N/A
2007-08-10 16:00 | 8 | 10 | 16 | 222.6253 | 5320 | 84.92 | 62.96 | 1000 | 84.92 | 0 | 1631.4897 | Cooling | 271.915 | #N/A | #N/A | #N/A | #N/A | 0 | 0 | 0 | 0 | 0 | 1631.4897 | #N/A | #N/A | 88 | #N/A | #N/A | #N/A | 0.9064% | 1 | 50% | 0% | 0% | 0% | 8.2745 | 0 | 0 | 0 | 8.2745 | #N/A
2007-08-10 17:00 | 8 | 10 | 17 | 222.667 | 5321 | 84.92 | 60.98 | 1000 | 84.92 | 0 | 1586.6547 | Cooling | 264.4425 | #N/A | #N/A | #N/A | #N/A | 0 | 0 | 0 | 0 | 0 | 1586.6547 | #N/A | #N/A | 88 | #N/A | #N/A | #N/A | 0.8815% | 1 | 50% | 0% | 0% | 0% | 8.2745 | 0 | 0 | 0 | 8.2745 | #N/A
2007-08-10 18:00 | 8 | 10 | 18 | 222.7086 | 5322 | 80.96 | 62.06 | 1000 | 80.96 | 0 | 748.8314 | Cooling | 124.8052 | #N/A | #N/A | #N/A | #N/A | 0 | 0 | 0 | 0 | 0 | 748.8314 | #N/A | #N/A | 88 | #N/A | #N/A | #N/A | 0.416% | 1 | 50% | 0% | 0% | 0% | 8.2745 | 0 | 0 | 0 | 8.2745 | #N/A
2007-08-10 19:00 | 8 | 10 | 19 | 222.7503 | 5323 | 78.98 | 62.06 | 1000 | 78.98 | 0 | 852.4895 | Cooling | 142.0816 | #N/A | #N/A | #N/A | #N/A | 0 | 0 | 0 | 0 | 0 | 852.4895 | #N/A | #N/A | 88 | #N/A | #N/A | #N/A | 0.4736% | 1 | 50% | 0% | 0% | 0% | 8.2745 | 0 | 0 | 0 | 8.2745 | #N/A
2007-08-10 20:00 | 8 | 10 | 20 | 222.792 | 5324 | 78.98 | 62.06 | 1000 | 78.98 | 0 | 655.5789 | Cooling | 109.2631 | #N/A | #N/A | #N/A | #N/A | 0 | 0 | 0 | 0 | 0 | 655.5789 | #N/A | #N/A | 88 | #N/A | #N/A | #N/A | 0.3642% | 1 | 50% | 0% | 0% | 0% | 8.2745 | 0 | 0 | 0 | 8.2745 | #N/A
2007-08-10 21:00 | 8 | 10 | 21 | 222.8336 | 5325 | 77 | 62.96 | 1000 | 77 | 0 | 465.1729 | Cooling | 77.5288 | #N/A | #N/A | #N/A | #N/A | 0 | 0 | 0 | 0 | 0 | 465.1729 | #N/A | #N/A | 88 | #N/A | #N/A | #N/A | 0.2584% | 1 | 50% | 0% | 0% | 0% | 8.2745 | 0 | 0 | 0 | 8.2745 | #N/A
2007-08-10 22:00 | 8 | 10 | 22 | 222.8753 | 5326 | 77 | 62.96 | 1000 | 77 | 0 | 331.301 | Cooling | 55.2168 | #N/A | #N/A | #N/A | #N/A | 0 | 0 | 0 | 0 | 0 | 331.301 | #N/A | #N/A | 88 | #N/A | #N/A | #N/A | 0.1841% | 1 | 50% | 0% | 0% | 0% | 8.2745 | 0 | 0 | 0 | 8.2745 | #N/A
2007-08-10 23:00 | 8 | 10 | 23 | 222.917 | 5327 | 77 | 62.96 | 1000 | 77 | 0 | 251.2348 | Cooling | 41.8725 | #N/A | #N/A | #N/A | #N/A | 0 | 0 | 0 | 0 | 0 | 251.2348 | #N/A | #N/A | 88 | #N/A | #N/A | #N/A | 0.1396% | 1 | 50% | 0% | 0% | 0% | 8.2745 | 0 | 0 | 0 | 8.2745 | #N/A
2007-08-11 | 8 | 11 | 0 | 222.9586 | 5328 | 75.02 | 60.98 | 1000 | 75.02 | 0 | 228.1429 | Cooling | 38.0238 | #N/A | #N/A | #N/A | #N/A | 0 | 0 | 0 | 0 | 0 | 228.1429 | #N/A | #N/A | 88 | #N/A | #N/A | #N/A | 0.1267% | 1 | 50% | 0% | 0% | 0% | 8.2745 | 0 | 0 | 0 | 8.2745 | #N/A
2007-08-11 01:00 | 8 | 11 | 1 | 223.0003 | 5329 | 73.04 | 60.98 | 1000 | 73.04 | 0 | 205.8635 | Cooling | 34.3106 | #N/A | #N/A | #N/A | #N/A | 0 | 0 | 0 | 0 | 0 | 205.8635 | #N/A | #N/A | 88 | #N/A | #N/A | #N/A | 0.1144% | 1 | 50% | 0% | 0% | 0% | 8.2745 | 0 | 0 | 0 | 8.2745 | #N/A
2007-08-11 02:00 | 8 | 11 | 2 | 223.042 | 5330 | 73.04 | 60.98 | 1000 | 73.04 | 0 | 196.5438 | Cooling | 32.7573 | #N/A | #N/A | #N/A | #N/A | 0 | 0 | 0 | 0 | 0 | 196.5438 | #N/A | #N/A | 88 | #N/A | #N/A | #N/A | 0.1092% | 1 | 50% | 0% | 0% | 0% | 8.2745 | 0 | 0 | 0 | 8.2745 | #N/A
2007-08-11 03:00 | 8 | 11 | 3 | 223.0836 | 5331 | 71.96 | 60.98 | 1000 | 71.96 | 0 | 195.2377 | Cooling | 32.5396 | #N/A | #N/A | #N/A | #N/A | 0 | 0 | 0 | 0 | 0 | 195.2377 | #N/A | #N/A | 88 | #N/A | #N/A | #N/A | 0.1085% | 1 | 50% | 0% | 0% | 0% | 8.2745 | 0 | 0 | 0 | 8.2745 | #N/A
2007-08-11 04:00 | 8 | 11 | 4 | 223.1253 | 5332 | 69.98 | 62.06 | 999 | 69.98 | 0 | 213.1656 | Cooling | 35.5276 | #N/A | #N/A | #N/A | #N/A | 0 | 0 | 0 | 0 | 0 | 213.1656 | #N/A | #N/A | 88 | #N/A | #N/A | #N/A | 0.1184% | 1 | 50% | 0% | 0% | 0% | 8.2745 | 0 | 0 | 0 | 8.2745 | #N/A
2007-08-11 05:00 | 8 | 11 | 5 | 223.167 | 5333 | 69.98 | 62.06 | 999 | 69.98 | 0 | 261.4232 | Cooling | 43.5705 | #N/A | #N/A | #N/A | #N/A | 0 | 0 | 0 | 0 | 0 | 261.4232 | #N/A | #N/A | 88 | #N/A | #N/A | #N/A | 0.1452% | 1 | 50% | 0% | 0% | 0% | 8.2745 | 0 | 0 | 0 | 8.2745 | #N/A
2007-08-11 06:00 | 8 | 11 | 6 | 223.2086 | 5334 | 71.06 | 62.06 | 999 | 71.06 | 0 | 356.1878 | Cooling | 59.3646 | #N/A | #N/A | #N/A | #N/A | 0 | 0 | 0 | 0 | 0 | 356.1878 | #N/A | #N/A | 88 | #N/A | #N/A | #N/A | 0.1979% | 1 | 50% | 0% | 0% | 0% | 8.2745 | 0 | 0 | 0 | 8.2745 | #N/A
2007-08-11 07:00 | 8 | 11 | 7 | 223.2503 | 5335 | 73.94 | 62.96 | 1000 | 73.94 | 0 | 424.8957 | Cooling | 70.8159 | #N/A | #N/A | #N/A | #N/A | 0 | 0 | 0 | 0 | 0 | 424.8957 | #N/A | #N/A | 88 | #N/A | #N/A | #N/A | 0.2361% | 1 | 50% | 0% | 0% | 0% | 8.2745 | 0 | 0 | 0 | 8.2745 | #N/A
2007-08-11 08:00 | 8 | 11 | 8 | 223.292 | 5336 | 73.94 | 64.04 | 1000 | 73.94 | 0 | 516.2647 | Cooling | 86.0441 | #N/A | #N/A | #N/A | #N/A | 0 | 0 | 0 | 0 | 0 | 516.2647 | #N/A | #N/A | 88 | #N/A | #N/A | #N/A | 0.2868% | 1 | 50% | 0% | 0% | 0% | 8.2745 | 0 | 0 | 0 | 8.2745 | #N/A
2007-08-11 09:00 | 8 | 11 | 9 | 223.3336 | 5337 | 77 | 62.06 | 1000 | 77 | 0 | 526.5211 | Cooling | 87.7535 | #N/A | #N/A | #N/A | #N/A | 0 | 0 | 0 | 0 | 0 | 526.5211 | #N/A | #N/A | 88 | #N/A | #N/A | #N/A | 0.2925% | 1 | 50% | 0% | 0% | 0% | 8.2745 | 0 | 0 | 0 | 8.2745 | #N/A
2007-08-11 10:00 | 8 | 11 | 10 | 223.3753 | 5338 | 78.08 | 62.96 | 1000 | 78.08 | 0 | 348.7527 | Cooling | 58.1255 | #N/A | #N/A | #N/A | #N/A | 0 | 0 | 0 | 0 | 0 | 348.7527 | #N/A | #N/A | 88 | #N/A | #N/A | #N/A | 0.1938% | 1 | 50% | 0% | 0% | 0% | 8.2745 | 0 | 0 | 0 | 8.2745 | #N/A
2007-08-11 11:00 | 8 | 11 | 11 | 223.417 | 5339 | 78.08 | 62.96 | 1000 | 78.08 | 0 | 384.2995 | Cooling | 64.0499 | #N/A | #N/A | #N/A | #N/A | 0 | 0 | 0 | 0 | 0 | 384.2995 | #N/A | #N/A | 88 | #N/A | #N/A | #N/A | 0.2135% | 1 | 50% | 0% | 0% | 0% | 8.2745 | 0 | 0 | 0 | 8.2745 | #N/A
2007-08-11 12:00 | 8 | 11 | 12 | 223.4586 | 5340 | 80.96 | 62.96 | 1000 | 80.96 | 0 | 416.1914 | Cooling | 69.3652 | #N/A | #N/A | #N/A | #N/A | 0 | 0 | 0 | 0 | 0 | 416.1914 | #N/A | #N/A | 88 | #N/A | #N/A | #N/A | 0.2312% | 1 | 50% | 0% | 0% | 0% | 8.2745 | 0 | 0 | 0 | 8.2745 | #N/A
2007-08-11 13:00 | 8 | 11 | 13 | 223.5003 | 5341 | 82.94 | 60.98 | 1000 | 82.94 | 0 | 379.8217 | Cooling | 63.3036 | #N/A | #N/A | #N/A | #N/A | 0 | 0 | 0 | 0 | 0 | 379.8217 | #N/A | #N/A | 88 | #N/A | #N/A | #N/A | 0.211% | 1 | 50% | 0% | 0% | 0% | 8.2745 | 0 | 0 | 0 | 8.2745 | #N/A
2007-08-11 14:00 | 8 | 11 | 14 | 223.542 | 5342 | 82.94 | 62.06 | 1000 | 82.94 | 0 | 322.2172 | Cooling | 53.7029 | #N/A | #N/A | #N/A | #N/A | 0 | 0 | 0 | 0 | 0 | 322.2172 | #N/A | #N/A | 88 | #N/A | #N/A | #N/A | 0.179% | 1 | 50% | 0% | 0% | 0% | 8.2745 | 0 | 0 | 0 | 8.2745 | #N/A
2007-08-11 15:00 | 8 | 11 | 15 | 223.5836 | 5343 | 82.04 | 64.94 | 1000 | 82.04 | 0 | 299.4753 | Cooling | 49.9126 | #N/A | #N/A | #N/A | #N/A | 0 | 0 | 0 | 0 | 0 | 299.4753 | #N/A | #N/A | 88 | #N/A | #N/A | #N/A | 0.1664% | 1 | 50% | 0% | 0% | 0% | 8.2745 | 0 | 0 | 0 | 8.2745 | #N/A
2007-08-11 16:00 | 8 | 11 | 16 | 223.6253 | 5344 | 82.04 | 64.94 | 1000 | 82.04 | 0 | 436.5748 | Cooling | 72.7625 | #N/A | #N/A | #N/A | #N/A | 0 | 0 | 0 | 0 | 0 | 436.5748 | #N/A | #N/A | 88 | #N/A | #N/A | #N/A | 0.2425% | 1 | 50% | 0% | 0% | 0% | 8.2745 | 0 | 0 | 0 | 8.2745 | #N/A
2007-08-11 17:00 | 8 | 11 | 17 | 223.667 | 5345 | 82.04 | 62.06 | 1000 | 82.04 | 0 | 445.2784 | Cooling | 74.2131 | #N/A | #N/A | #N/A | #N/A | 0 | 0 | 0 | 0 | 0 | 445.2784 | #N/A | #N/A | 88 | #N/A | #N/A | #N/A | 0.2474% | 1 | 50% | 0% | 0% | 0% | 8.2745 | 0 | 0 | 0 | 8.2745 | #N/A
2007-08-11 18:00 | 8 | 11 | 18 | 223.7086 | 5346 | 78.08 | 64.04 | 1000 | 78.08 | 0 | 452.3034 | Cooling | 75.3839 | #N/A | #N/A | #N/A | #N/A | 0 | 0 | 0 | 0 | 0 | 452.3034 | #N/A | #N/A | 88 | #N/A | #N/A | #N/A | 0.2513% | 1 | 50% | 0% | 0% | 0% | 8.2745 | 0 | 0 | 0 | 8.2745 | #N/A
2007-08-11 19:00 | 8 | 11 | 19 | 223.7503 | 5347 | 75.92 | 60.98 | 1000 | 75.92 | 0 | 366.5771 | Cooling | 61.0962 | #N/A | #N/A | #N/A | #N/A | 0 | 0 | 0 | 0 | 0 | 366.5771 | #N/A | #N/A | 88 | #N/A | #N/A | #N/A | 0.2037% | 1 | 50% | 0% | 0% | 0% | 8.2745 | 0 | 0 | 0 | 8.2745 | #N/A
2007-08-11 20:00 | 8 | 11 | 20 | 223.792 | 5348 | 75.92 | 60.08 | 1000 | 75.92 | 0 | 298.8736 | Cooling | 49.8123 | #N/A | #N/A | #N/A | #N/A | 0 | 0 | 0 | 0 | 0 | 298.8736 | #N/A | #N/A | 88 | #N/A | #N/A | #N/A | 0.166% | 1 | 50% | 0% | 0% | 0% | 8.2745 | 0 | 0 | 0 | 8.2745 | #N/A
2007-08-11 21:00 | 8 | 11 | 21 | 223.8336 | 5349 | 73.94 | 59 | 1001 | 73.94 | 0 | 192.4739 | Cooling | 32.079 | #N/A | #N/A | #N/A | #N/A | 0 | 0 | 0 | 0 | 0 | 192.4739 | #N/A | #N/A | 88 | #N/A | #N/A | #N/A | 0.1069% | 1 | 50% | 0% | 0% | 0% | 8.2745 | 0 | 0 | 0 | 8.2745 | #N/A
2007-08-11 22:00 | 8 | 11 | 22 | 223.8753 | 5350 | 71.96 | 60.08 | 1001 | 71.96 | 0 | 163.7293 | Cooling | 27.2882 | #N/A | #N/A | #N/A | #N/A | 0 | 0 | 0 | 0 | 0 | 163.7293 | #N/A | #N/A | 88 | #N/A | #N/A | #N/A | 0.09096% | 1 | 50% | 0% | 0% | 0% | 8.2745 | 0 | 0 | 0 | 8.2745 | #N/A
2007-08-11 23:00 | 8 | 11 | 23 | 223.917 | 5351 | 71.96 | 59 | 1001 | 71.96 | 0 | 125.4569 | Cooling | 20.9095 | #N/A | #N/A | #N/A | #N/A | 0 | 0 | 0 | 0 | 0 | 125.4569 | #N/A | #N/A | 88 | #N/A | #N/A | #N/A | 0.0697% | 1 | 50% | 0% | 0% | 0% | 8.2745 | 0 | 0 | 0 | 8.2745 | #N/A
2007-08-12 | 8 | 12 | 0 | 223.9586 | 5352 | 69.08 | 57.02 | 1000 | 69.08 | 0 | 111.5248 | Cooling | 18.5875 | #N/A | #N/A | #N/A | #N/A | 0 | 0 | 0 | 0 | 0 | 111.5248 | #N/A | #N/A | 88 | #N/A | #N/A | #N/A | 0.06196% | 1 | 50% | 0% | 0% | 0% | 8.2745 | 0 | 0 | 0 | 8.2745 | #N/A
2007-08-12 01:00 | 8 | 12 | 1 | 224.0003 | 5353 | 68 | 57.02 | 1000 | 68 | 0 | 89.994 | Cooling | 14.999 | #N/A | #N/A | #N/A | #N/A | 0 | 0 | 0 | 0 | 0 | 89.994 | #N/A | #N/A | 88 | #N/A | #N/A | #N/A | 0.05% | 1 | 50% | 0% | 0% | 0% | 8.2745 | 0 | 0 | 0 | 8.2745 | #N/A
2007-08-12 02:00 | 8 | 12 | 2 | 224.042 | 5354 | 68 | 57.02 | 1000 | 68 | 0 | 85.4768 | Cooling | 14.2461 | #N/A | #N/A | #N/A | #N/A | 0 | 0 | 0 | 0 | 0 | 85.4768 | #N/A | #N/A | 88 | #N/A | #N/A | #N/A | 0.04749% | 1 | 50% | 0% | 0% | 0% | 8.2745 | 0 | 0 | 0 | 8.2745 | #N/A
2007-08-12 03:00 | 8 | 12 | 3 | 224.0836 | 5355 | 66.92 | 57.92 | 1000 | 66.92 | 0 | 90.782 | Cooling | 15.1303 | #N/A | #N/A | #N/A | #N/A | 0 | 0 | 0 | 0 | 0 | 90.782 | #N/A | #N/A | 88 | #N/A | #N/A | #N/A | 0.05043% | 1 | 50% | 0% | 0% | 0% | 8.2745 | 0 | 0 | 0 | 8.2745 | #N/A
2007-08-12 04:00 | 8 | 12 | 4 | 224.1253 | 5356 | 66.92 | 57.92 | 1000 | 66.92 | 0 | 97.5046 | Cooling | 16.2508 | #N/A | #N/A | #N/A | #N/A | 0 | 0 | 0 | 0 | 0 | 97.5046 | #N/A | #N/A | 88 | #N/A | #N/A | #N/A | 0.05417% | 1 | 50% | 0% | 0% | 0% | 8.2745 | 0 | 0 | 0 | 8.2745 | #N/A
2007-08-12 05:00 | 8 | 12 | 5 | 224.167 | 5357 | 66.92 | 57.92 | 1000 | 66.92 | 0 | 124.8392 | Cooling | 20.8065 | #N/A | #N/A | #N/A | #N/A | 0 | 0 | 0 | 0 | 0 | 124.8392 | #N/A | #N/A | 88 | #N/A | #N/A | #N/A | 0.06936% | 1 | 50% | 0% | 0% | 0% | 8.2745 | 0 | 0 | 0 | 8.2745 | #N/A
2007-08-12 06:00 | 8 | 12 | 6 | 224.2086 | 5358 | 66.02 | 57.92 | 1000 | 66.02 | 0 | 855.426 | Cooling | 142.571 | #N/A | #N/A | #N/A | #N/A | 0 | 0 | 0 | 0 | 0 | 855.426 | #N/A | #N/A | 88 | #N/A | #N/A | #N/A | 0.4752% | 1 | 50% | 0% | 0% | 0% | 8.2745 | 0 | 0 | 0 | 8.2745 | #N/A
2007-08-12 07:00 | 8 | 12 | 7 | 224.2503 | 5359 | 66.2 | 59 | 1000 | 66.2 | 0 | 943.3872 | Cooling | 157.2312 | #N/A | #N/A | #N/A | #N/A | 0 | 0 | 0 | 0 | 0 | 943.3872 | #N/A | #N/A | 88 | #N/A | #N/A | #N/A | 0.5241% | 1 | 50% | 0% | 0% | 0% | 8.2745 | 0 | 0 | 0 | 8.2745 | #N/A
2007-08-12 08:00 | 8 | 12 | 8 | 224.292 | 5360 | 66.92 | 60.08 | 1001 | 66.92 | 0 | 1278.93 | Cooling | 213.155 | #N/A | #N/A | #N/A | #N/A | 0 | 0 | 0 | 0 | 0 | 1278.93 | #N/A | #N/A | 88 | #N/A | #N/A | #N/A | 0.7105% | 1 | 50% | 0% | 0% | 0% | 8.2745 | 0 | 0 | 0 | 8.2745 | #N/A
2007-08-12 09:00 | 8 | 12 | 9 | 224.3336 | 5361 | 73.4 | 60.98 | 1001 | 73.4 | 0 | 1442.6054 | Cooling | 240.4342 | #N/A | #N/A | #N/A | #N/A | 0 | 0 | 0 | 0 | 0 | 1442.6054 | #N/A | #N/A | 88 | #N/A | #N/A | #N/A | 0.8014% | 1 | 50% | 0% | 0% | 0% | 8.2745 | 0 | 0 | 0 | 8.2745 | #N/A
2007-08-12 10:00 | 8 | 12 | 10 | 224.3753 | 5362 | 75.02 | 60.98 | 1001 | 75.02 | 0 | 1497.8344 | Cooling | 249.6391 | #N/A | #N/A | #N/A | #N/A | 0 | 0 | 0 | 0 | 0 | 1497.8344 | #N/A | #N/A | 88 | #N/A | #N/A | #N/A | 0.8321% | 1 | 50% | 0% | 0% | 0% | 8.2745 | 0 | 0 | 0 | 8.2745 | #N/A
2007-08-12 11:00 | 8 | 12 | 11 | 224.417 | 5363 | 75.02 | 62.06 | 1001 | 75.02 | 0 | 1638.2387 | Cooling | 273.0398 | #N/A | #N/A | #N/A | #N/A | 0 | 0 | 0 | 0 | 0 | 1638.2387 | #N/A | #N/A | 88 | #N/A | #N/A | #N/A | 0.9101% | 1 | 50% | 0% | 0% | 0% | 8.2745 | 0 | 0 | 0 | 8.2745 | #N/A
2007-08-12 12:00 | 8 | 12 | 12 | 224.4586 | 5364 | 78.08 | 62.06 | 1001 | 78.08 | 0 | 1699.811 | Cooling | 283.3018 | #N/A | #N/A | #N/A | #N/A | 0 | 0 | 0 | 0 | 0 | 1699.811 | #N/A | #N/A | 88 | #N/A | #N/A | #N/A | 0.9443% | 1 | 50% | 0% | 0% | 0% | 8.2745 | 0 | 0 | 0 | 8.2745 | #N/A
2007-08-12 13:00 | 8 | 12 | 13 | 224.5003 | 5365 | 78.98 | 62.96 | 1001 | 78.98 | 0 | 2085.7243 | Cooling | 347.6207 | #N/A | #N/A | #N/A | #N/A | 0 | 0 | 0 | 0 | 0 | 2085.7243 | #N/A | #N/A | 88 | #N/A | #N/A | #N/A | 1.159% | 1 | 50% | 0% | 0% | 0% | 8.2745 | 0 | 0 | 0 | 8.2745 | #N/A
2007-08-12 14:00 | 8 | 12 | 14 | 224.542 | 5366 | 78.98 | 62.96 | 1001 | 78.98 | 0 | 2271.664 | Cooling | 378.6107 | #N/A | #N/A | #N/A | #N/A | 0 | 0 | 0 | 0 | 0 | 2271.664 | #N/A | #N/A | 88 | #N/A | #N/A | #N/A | 1.262% | 1 | 50% | 0% | 0% | 0% | 8.2745 | 0 | 0 | 0 | 8.2745 | #N/A
2007-08-12 15:00 | 8 | 12 | 15 | 224.5836 | 5367 | 80.06 | 60.98 | 1001 | 80.06 | 0 | 2309.7597 | Cooling | 384.9599 | #N/A | #N/A | #N/A | #N/A | 0 | 0 | 0 | 0 | 0 | 2309.7597 | #N/A | #N/A | 88 | #N/A | #N/A | #N/A | 1.283% | 1 | 50% | 0% | 0% | 0% | 8.2745 | 0 | 0 | 0 | 8.2745 | #N/A
2007-08-12 16:00 | 8 | 12 | 16 | 224.6253 | 5368 | 78.08 | 60.98 | 1001 | 78.08 | 0 | 2187.8731 | Cooling | 364.6455 | #N/A | #N/A | #N/A | #N/A | 0 | 0 | 0 | 0 | 0 | 2187.8731 | #N/A | #N/A | 88 | #N/A | #N/A | #N/A | 1.215% | 1 | 50% | 0% | 0% | 0% | 8.2745 | 0 | 0 | 0 | 8.2745 | #N/A
2007-08-12 17:00 | 8 | 12 | 17 | 224.667 | 5369 | 78.08 | 60.98 | 1001 | 78.08 | 0 | 1951.6806 | Cooling | 325.2801 | #N/A | #N/A | #N/A | #N/A | 0 | 0 | 0 | 0 | 0 | 1951.6806 | #N/A | #N/A | 88 | #N/A | #N/A | #N/A | 1.084% | 1 | 50% | 0% | 0% | 0% | 8.2745 | 0 | 0 | 0 | 8.2745 | #N/A
2007-08-12 18:00 | 8 | 12 | 18 | 224.7086 | 5370 | 75.92 | 62.96 | 1002 | 75.92 | 0 | 1900.4799 | Cooling | 316.7466 | #N/A | #N/A | #N/A | #N/A | 0 | 0 | 0 | 0 | 0 | 1900.4799 | #N/A | #N/A | 88 | #N/A | #N/A | #N/A | 1.056% | 1 | 50% | 0% | 0% | 0% | 8.2745 | 0 | 0 | 0 | 8.2745 | #N/A
2007-08-12 19:00 | 8 | 12 | 19 | 224.7503 | 5371 | 75.02 | 62.96 | 1001 | 75.02 | 0 | 1795.1216 | Cooling | 299.1869 | #N/A | #N/A | #N/A | #N/A | 0 | 0 | 0 | 0 | 0 | 1795.1216 | #N/A | #N/A | 88 | #N/A | #N/A | #N/A | 0.9973% | 1 | 50% | 0% | 0% | 0% | 8.2745 | 0 | 0 | 0 | 8.2745 | #N/A
2007-08-12 20:00 | 8 | 12 | 20 | 224.792 | 5372 | 75.02 | 62.06 | 1001 | 75.02 | 0 | 1568.5699 | Cooling | 261.4283 | #N/A | #N/A | #N/A | #N/A | 0 | 0 | 0 | 0 | 0 | 1568.5699 | #N/A | #N/A | 88 | #N/A | #N/A | #N/A | 0.8714% | 1 | 50% | 0% | 0% | 0% | 8.2745 | 0 | 0 | 0 | 8.2745 | #N/A
2007-08-12 21:00 | 8 | 12 | 21 | 224.8336 | 5373 | 71.96 | 60.98 | 1001 | 71.96 | 0 | 1393.7529 | Cooling | 232.2922 | #N/A | #N/A | #N/A | #N/A | 0 | 0 | 0 | 0 | 0 | 1393.7529 | #N/A | #N/A | 88 | #N/A | #N/A | #N/A | 0.7743% | 1 | 50% | 0% | 0% | 0% | 8.2745 | 0 | 0 | 0 | 8.2745 | #N/A
2007-08-12 22:00 | 8 | 12 | 22 | 224.8753 | 5374 | 71.06 | 60.98 | 1002 | 71.06 | 0 | 115.1678 | Cooling | 19.1946 | #N/A | #N/A | #N/A | #N/A | 0 | 0 | 0 | 0 | 0 | 115.1678 | #N/A | #N/A | 88 | #N/A | #N/A | #N/A | 0.06398% | 1 | 50% | 0% | 0% | 0% | 8.2745 | 0 | 0 | 0 | 8.2745 | #N/A
2007-08-12 23:00 | 8 | 12 | 23 | 224.917 | 5375 | 71.06 | 59 | 1002 | 71.06 | 0 | 156.2823 | Cooling | 26.0471 | #N/A | #N/A | #N/A | #N/A | 0 | 0 | 0 | 0 | 0 | 156.2823 | #N/A | #N/A | 88 | #N/A | #N/A | #N/A | 0.08682% | 1 | 50% | 0% | 0% | 0% | 8.2745 | 0 | 0 | 0 | 8.2745 | #N/A
2007-08-13 | 8 | 13 | 0 | 224.9586 | 5376 | 69.98 | 59 | 1002 | 69.98 | 0 | 129.0982 | Cooling | 21.5164 | #N/A | #N/A | #N/A | #N/A | 0 | 0 | 0 | 0 | 0 | 129.0982 | #N/A | #N/A | 88 | #N/A | #N/A | #N/A | 0.07172% | 1 | 50% | 0% | 0% | 0% | 8.2745 | 0 | 0 | 0 | 8.2745 | #N/A
2007-08-13 01:00 | 8 | 13 | 1 | 225.0003 | 5377 | 69.98 | 60.98 | 1002 | 69.98 | 0 | 159.4773 | Cooling | 26.5795 | #N/A | #N/A | #N/A | #N/A | 0 | 0 | 0 | 0 | 0 | 159.4773 | #N/A | #N/A | 88 | #N/A | #N/A | #N/A | 0.0886% | 1 | 50% | 0% | 0% | 0% | 8.2745 | 0 | 0 | 0 | 8.2745 | #N/A
2007-08-13 02:00 | 8 | 13 | 2 | 225.042 | 5378 | 69.98 | 60.08 | 1002 | 69.98 | 0 | 160.8295 | Cooling | 26.8049 | #N/A | #N/A | #N/A | #N/A | 0 | 0 | 0 | 0 | 0 | 160.8295 | #N/A | #N/A | 88 | #N/A | #N/A | #N/A | 0.08935% | 1 | 50% | 0% | 0% | 0% | 8.2745 | 0 | 0 | 0 | 8.2745 | #N/A
2007-08-13 03:00 | 8 | 13 | 3 | 225.0836 | 5379 | 66.92 | 59 | 1002 | 66.92 | 0 | 132.372 | Cooling | 22.062 | #N/A | #N/A | #N/A | #N/A | 0 | 0 | 0 | 0 | 0 | 132.372 | #N/A | #N/A | 88 | #N/A | #N/A | #N/A | 0.07354% | 1 | 50% | 0% | 0% | 0% | 8.2745 | 0 | 0 | 0 | 8.2745 | #N/A
2007-08-13 04:00 | 8 | 13 | 4 | 225.1253 | 5380 | 66.92 | 57.92 | 1001 | 66.92 | 0 | 111.7328 | Cooling | 18.6221 | #N/A | #N/A | #N/A | #N/A | 0 | 0 | 0 | 0 | 0 | 111.7328 | #N/A | #N/A | 88 | #N/A | #N/A | #N/A | 0.06207% | 1 | 50% | 0% | 0% | 0% | 8.2745 | 0 | 0 | 0 | 8.2745 | #N/A
2007-08-13 05:00 | 8 | 13 | 5 | 225.167 | 5381 | 66.92 | 57.02 | 1001 | 66.92 | 0 | 109.6744 | Cooling | 18.2791 | #N/A | #N/A | #N/A | #N/A | 0 | 0 | 0 | 0 | 0 | 109.6744 | #N/A | #N/A | 88 | #N/A | #N/A | #N/A | 0.06093% | 1 | 50% | 0% | 0% | 0% | 8.2745 | 0 | 0 | 0 | 8.2745 | #N/A
2007-08-13 06:00 | 8 | 13 | 6 | 225.2086 | 5382 | 68 | 57.02 | 1002 | 68 | 0 | 648.127 | Cooling | 108.0212 | #N/A | #N/A | #N/A | #N/A | 0 | 0 | 0 | 0 | 0 | 648.127 | #N/A | #N/A | 88 | #N/A | #N/A | #N/A | 0.3601% | 1 | 50% | 0% | 0% | 0% | 8.2745 | 0 | 0 | 0 | 8.2745 | #N/A
2007-08-13 07:00 | 8 | 13 | 7 | 225.2503 | 5383 | 69.08 | 59 | 1003 | 69.08 | 0 | 992.4209 | Cooling | 165.4035 | #N/A | #N/A | #N/A | #N/A | 0 | 0 | 0 | 0 | 0 | 992.4209 | #N/A | #N/A | 88 | #N/A | #N/A | #N/A | 0.5513% | 1 | 50% | 0% | 0% | 0% | 8.2745 | 0 | 0 | 0 | 8.2745 | #N/A
2007-08-13 08:00 | 8 | 13 | 8 | 225.292 | 5384 | 69.08 | 62.06 | 1002 | 69.08 | 0 | 1598.7357 | Cooling | 266.4559 | #N/A | #N/A | #N/A | #N/A | 0 | 0 | 0 | 0 | 0 | 1598.7357 | #N/A | #N/A | 88 | #N/A | #N/A | #N/A | 0.8882% | 1 | 50% | 0% | 0% | 0% | 8.2745 | 0 | 0 | 0 | 8.2745 | #N/A
2007-08-13 09:00 | 8 | 13 | 9 | 225.3336 | 5385 | 71.96 | 60.98 | 1002 | 71.96 | 0 | 1826.8043 | Cooling | 304.4674 | #N/A | #N/A | #N/A | #N/A | 0 | 0 | 0 | 0 | 0 | 1826.8043 | #N/A | #N/A | 88 | #N/A | #N/A | #N/A | 1.015% | 1 | 50% | 0% | 0% | 0% | 8.2745 | 0 | 0 | 0 | 8.2745 | #N/A
2007-08-13 10:00 | 8 | 13 | 10 | 225.3753 | 5386 | 71.6 | 60.08 | 1002 | 71.6 | 0 | 2077.5152 | Cooling | 346.2525 | #N/A | #N/A | #N/A | #N/A | 0 | 0 | 0 | 0 | 0 | 2077.5152 | #N/A | #N/A | 88 | #N/A | #N/A | #N/A | 1.154% | 1 | 50% | 0% | 0% | 0% | 8.2745 | 0 | 0 | 0 | 8.2745 | #N/A
2007-08-13 11:00 | 8 | 13 | 11 | 225.417 | 5387 | 71.96 | 57.92 | 1002 | 71.96 | 0 | 2199.9976 | Cooling | 366.6663 | #N/A | #N/A | #N/A | #N/A | 0 | 0 | 0 | 0 | 0 | 2199.9976 | #N/A | #N/A | 88 | #N/A | #N/A | #N/A | 1.222% | 1 | 50% | 0% | 0% | 0% | 8.2745 | 0 | 0 | 0 | 8.2745 | #N/A
2007-08-13 12:00 | 8 | 13 | 12 | 225.4586 | 5388 | 73.4 | 59 | 1002 | 73.4 | 0 | 1678.6979 | Cooling | 279.783 | #N/A | #N/A | #N/A | #N/A | 0 | 0 | 0 | 0 | 0 | 1678.6979 | #N/A | #N/A | 88 | #N/A | #N/A | #N/A | 0.9326% | 1 | 50% | 0% | 0% | 0% | 8.2745 | 0 | 0 | 0 | 8.2745 | #N/A
2007-08-13 13:00 | 8 | 13 | 13 | 225.5003 | 5389 | 73.4 | 57.02 | 1002 | 73.4 | 0 | 1708.2587 | Cooling | 284.7098 | #N/A | #N/A | #N/A | #N/A | 0 | 0 | 0 | 0 | 0 | 1708.2587 | #N/A | #N/A | 88 | #N/A | #N/A | #N/A | 0.949% | 1 | 50% | 0% | 0% | 0% | 8.2745 | 0 | 0 | 0 | 8.2745 | #N/A
2007-08-13 14:00 | 8 | 13 | 14 | 225.542 | 5390 | 73.94 | 57.92 | 1001 | 73.94 | 0 | 1751.2722 | Cooling | 291.8787 | #N/A | #N/A | #N/A | #N/A | 0 | 0 | 0 | 0 | 0 | 1751.2722 | #N/A | #N/A | 88 | #N/A | #N/A | #N/A | 0.9729% | 1 | 50% | 0% | 0% | 0% | 8.2745 | 0 | 0 | 0 | 8.2745 | #N/A
2007-08-13 15:00 | 8 | 13 | 15 | 225.5836 | 5391 | 75.92 | 60.08 | 1001 | 75.92 | 0 | 1834.4901 | Cooling | 305.7483 | #N/A | #N/A | #N/A | #N/A | 0 | 0 | 0 | 0 | 0 | 1834.4901 | #N/A | #N/A | 88 | #N/A | #N/A | #N/A | 1.019% | 1 | 50% | 0% | 0% | 0% | 8.2745 | 0 | 0 | 0 | 8.2745 | #N/A
2007-08-13 16:00 | 8 | 13 | 16 | 225.6253 | 5392 | 77 | 60.08 | 1001 | 77 | 0 | 1928.9723 | Cooling | 321.4954 | #N/A | #N/A | #N/A | #N/A | 0 | 0 | 0 | 0 | 0 | 1928.9723 | #N/A | #N/A | 88 | #N/A | #N/A | #N/A | 1.072% | 1 | 50% | 0% | 0% | 0% | 8.2745 | 0 | 0 | 0 | 8.2745 | #N/A
2007-08-13 17:00 | 8 | 13 | 17 | 225.667 | 5393 | 77 | 59 | 1001 | 77 | 0 | 1887.4063 | Cooling | 314.5677 | #N/A | #N/A | #N/A | #N/A | 0 | 0 | 0 | 0 | 0 | 1887.4063 | #N/A | #N/A | 88 | #N/A | #N/A | #N/A | 1.049% | 1 | 50% | 0% | 0% | 0% | 8.2745 | 0 | 0 | 0 | 8.2745 | #N/A
2007-08-13 18:00 | 8 | 13 | 18 | 225.7086 | 5394 | 75.02 | 59 | 1000 | 75.02 | 0 | 1892.5763 | Cooling | 315.4294 | #N/A | #N/A | #N/A | #N/A | 0 | 0 | 0 | 0 | 0 | 1892.5763 | #N/A | #N/A | 88 | #N/A | #N/A | #N/A | 1.051% | 1 | 50% | 0% | 0% | 0% | 8.2745 | 0 | 0 | 0 | 8.2745 | #N/A
2007-08-13 19:00 | 8 | 13 | 19 | 225.7503 | 5395 | 71.06 | 62.96 | 1001 | 71.06 | 0 | 2257.3581 | Cooling | 376.2264 | #N/A | #N/A | #N/A | #N/A | 0 | 0 | 0 | 0 | 0 | 2257.3581 | #N/A | #N/A | 88 | #N/A | #N/A | #N/A | 1.254% | 1 | 50% | 0% | 0% | 0% | 8.2745 | 0 | 0 | 0 | 8.2745 | #N/A
2007-08-13 20:00 | 8 | 13 | 20 | 225.792 | 5396 | 71.06 | 62.96 | 1000 | 71.06 | 0 | 1827.5813 | Cooling | 304.5969 | #N/A | #N/A | #N/A | #N/A | 0 | 0 | 0 | 0 | 0 | 1827.5813 | #N/A | #N/A | 88 | #N/A | #N/A | #N/A | 1.015% | 1 | 50% | 0% | 0% | 0% | 8.2745 | 0 | 0 | 0 | 8.2745 | #N/A
2007-08-13 21:00 | 8 | 13 | 21 | 225.8336 | 5397 | 69.98 | 62.96 | 1001 | 69.98 | 0 | 1662.0265 | Cooling | 277.0044 | #N/A | #N/A | #N/A | #N/A | 0 | 0 | 0 | 0 | 0 | 1662.0265 | #N/A | #N/A | 88 | #N/A | #N/A | #N/A | 0.9233% | 1 | 50% | 0% | 0% | 0% | 8.2745 | 0 | 0 | 0 | 8.2745 | #N/A
2007-08-13 22:00 | 8 | 13 | 22 | 225.8753 | 5398 | 69.08 | 62.96 | 1001 | 69.08 | 0 | 251.9142 | Cooling | 41.9857 | #N/A | #N/A | #N/A | #N/A | 0 | 0 | 0 | 0 | 0 | 251.9142 | #N/A | #N/A | 88 | #N/A | #N/A | #N/A | 0.14% | 1 | 50% | 0% | 0% | 0% | 8.2745 | 0 | 0 | 0 | 8.2745 | #N/A
2007-08-13 23:00 | 8 | 13 | 23 | 225.917 | 5399 | 69.08 | 62.06 | 1001 | 69.08 | 0 | 317.072 | Cooling | 52.8453 | #N/A | #N/A | #N/A | #N/A | 0 | 0 | 0 | 0 | 0 | 317.072 | #N/A | #N/A | 88 | #N/A | #N/A | #N/A | 0.1762% | 1 | 50% | 0% | 0% | 0% | 8.2745 | 0 | 0 | 0 | 8.2745 | #N/A
2007-08-14 | 8 | 14 | 0 | 225.9586 | 5400 | 64.94 | 60.98 | 1001 | 64.94 | 0 | 280.3677 | Cooling | 46.7279 | #N/A | #N/A | #N/A | #N/A | 0 | 0 | 0 | 0 | 0 | 280.3677 | #N/A | #N/A | 88 | #N/A | #N/A | #N/A | 0.1558% | 1 | 50% | 0% | 0% | 0% | 8.2745 | 0 | 0 | 0 | 8.2745 | #N/A
2007-08-14 01:00 | 8 | 14 | 1 | 226.0003 | 5401 | 64.94 | 60.08 | 1001 | 64.94 | 0 | 227.9537 | Cooling | 37.9923 | #N/A | #N/A | #N/A | #N/A | 0 | 0 | 0 | 0 | 0 | 227.9537 | #N/A | #N/A | 88 | #N/A | #N/A | #N/A | 0.1266% | 1 | 50% | 0% | 0% | 0% | 8.2745 | 0 | 0 | 0 | 8.2745 | #N/A
2007-08-14 02:00 | 8 | 14 | 2 | 226.042 | 5402 | 64.94 | 59 | 1001 | 64.94 | 0 | 183.5681 | Cooling | 30.5947 | #N/A | #N/A | #N/A | #N/A | 0 | 0 | 0 | 0 | 0 | 183.5681 | #N/A | #N/A | 88 | #N/A | #N/A | #N/A | 0.102% | 1 | 50% | 0% | 0% | 0% | 8.2745 | 0 | 0 | 0 | 8.2745 | #N/A
2007-08-14 03:00 | 8 | 14 | 3 | 226.0836 | 5403 | 64.04 | 59 | 1001 | 64.04 | 0 | 167.9379 | Cooling | 27.9896 | #N/A | #N/A | #N/A | #N/A | 0 | 0 | 0 | 0 | 0 | 167.9379 | #N/A | #N/A | 88 | #N/A | #N/A | #N/A | 0.0933% | 1 | 50% | 0% | 0% | 0% | 8.2745 | 0 | 0 | 0 | 8.2745 | #N/A
2007-08-14 04:00 | 8 | 14 | 4 | 226.1253 | 5404 | 64.94 | 60.08 | 1001 | 64.94 | 0 | 180.6025 | Cooling | 30.1004 | #N/A | #N/A | #N/A | #N/A | 0 | 0 | 0 | 0 | 0 | 180.6025 | #N/A | #N/A | 88 | #N/A | #N/A | #N/A | 0.1003% | 1 | 50% | 0% | 0% | 0% | 8.2745 | 0 | 0 | 0 | 8.2745 | #N/A
2007-08-14 05:00 | 8 | 14 | 5 | 226.167 | 5405 | 64.94 | 60.08 | 1002 | 64.94 | 0 | 228.6503 | Cooling | 38.1084 | #N/A | #N/A | #N/A | #N/A | 0 | 0 | 0 | 0 | 0 | 228.6503 | #N/A | #N/A | 88 | #N/A | #N/A | #N/A | 0.127% | 1 | 50% | 0% | 0% | 0% | 8.2745 | 0 | 0 | 0 | 8.2745 | #N/A
2007-08-14 06:00 | 8 | 14 | 6 | 226.2086 | 5406 | 62.96 | 60.98 | 1002 | 62.96 | 0 | 1333.9072 | Cooling | 222.3179 | #N/A | #N/A | #N/A | #N/A | 0 | 0 | 0 | 0 | 0 | 1333.9072 | #N/A | #N/A | 88 | #N/A | #N/A | #N/A | 0.7411% | 1 | 50% | 0% | 0% | 0% | 8.2745 | 0 | 0 | 0 | 8.2745 | #N/A
2007-08-14 07:00 | 8 | 14 | 7 | 226.2503 | 5407 | 64.4 | 62.06 | 1003 | 64.4 | 0 | 1457.2635 | Cooling | 242.8773 | #N/A | #N/A | #N/A | #N/A | 0 | 0 | 0 | 0 | 0 | 1457.2635 | #N/A | #N/A | 88 | #N/A | #N/A | #N/A | 0.8096% | 1 | 50% | 0% | 0% | 0% | 8.2745 | 0 | 0 | 0 | 8.2745 | #N/A
2007-08-14 08:00 | 8 | 14 | 8 | 226.292 | 5408 | 64.94 | 62.96 | 1003 | 64.94 | 0 | 1809.7132 | Cooling | 301.6189 | #N/A | #N/A | #N/A | #N/A | 0 | 0 | 0 | 0 | 0 | 1809.7132 | #N/A | #N/A | 88 | #N/A | #N/A | #N/A | 1.005% | 1 | 50% | 0% | 0% | 0% | 8.2745 | 0 | 0 | 0 | 8.2745 | #N/A
2007-08-14 09:00 | 8 | 14 | 9 | 226.3336 | 5409 | 71.6 | 64.04 | 1003 | 71.6 | 0 | 2056.8953 | Cooling | 342.8159 | #N/A | #N/A | #N/A | #N/A | 0 | 0 | 0 | 0 | 0 | 2056.8953 | #N/A | #N/A | 88 | #N/A | #N/A | #N/A | 1.143% | 1 | 50% | 0% | 0% | 0% | 8.2745 | 0 | 0 | 0 | 8.2745 | #N/A
2007-08-14 10:00 | 8 | 14 | 10 | 226.3753 | 5410 | 73.04 | 64.04 | 1003 | 73.04 | 0 | 2240.403 | Cooling | 373.4005 | #N/A | #N/A | #N/A | #N/A | 0 | 0 | 0 | 0 | 0 | 2240.403 | #N/A | #N/A | 88 | #N/A | #N/A | #N/A | 1.245% | 1 | 50% | 0% | 0% | 0% | 8.2745 | 0 | 0 | 0 | 8.2745 | #N/A
2007-08-14 11:00 | 8 | 14 | 11 | 226.417 | 5411 | 73.04 | 64.04 | 1003 | 73.04 | 0 | 2379.9608 | Cooling | 396.6601 | #N/A | #N/A | #N/A | #N/A | 0 | 0 | 0 | 0 | 0 | 2379.9608 | #N/A | #N/A | 88 | #N/A | #N/A | #N/A | 1.322% | 1 | 50% | 0% | 0% | 0% | 8.2745 | 0 | 0 | 0 | 8.2745 | #N/A
2007-08-14 12:00 | 8 | 14 | 12 | 226.4586 | 5412 | 80.06 | 62.96 | 1002 | 80.06 | 0 | 2446.0338 | Cooling | 407.6723 | #N/A | #N/A | #N/A | #N/A | 0 | 0 | 0 | 0 | 0 | 2446.0338 | #N/A | #N/A | 88 | #N/A | #N/A | #N/A | 1.359% | 1 | 50% | 0% | 0% | 0% | 8.2745 | 0 | 0 | 0 | 8.2745 | #N/A
2007-08-14 13:00 | 8 | 14 | 13 | 226.5003 | 5413 | 82.04 | 64.04 | 1002 | 82.04 | 0 | 1953.3976 | Cooling | 325.5663 | #N/A | #N/A | #N/A | #N/A | 0 | 0 | 0 | 0 | 0 | 1953.3976 | #N/A | #N/A | 88 | #N/A | #N/A | #N/A | 1.085% | 1 | 50% | 0% | 0% | 0% | 8.2745 | 0 | 0 | 0 | 8.2745 | #N/A
2007-08-14 14:00 | 8 | 14 | 14 | 226.542 | 5414 | 82.04 | 62.96 | 1002 | 82.04 | 0 | 1974.9264 | Cooling | 329.1544 | #N/A | #N/A | #N/A | #N/A | 0 | 0 | 0 | 0 | 0 | 1974.9264 | #N/A | #N/A | 88 | #N/A | #N/A | #N/A | 1.097% | 1 | 50% | 0% | 0% | 0% | 8.2745 | 0 | 0 | 0 | 8.2745 | #N/A
2007-08-14 15:00 | 8 | 14 | 15 | 226.5836 | 5415 | 84.02 | 60.98 | 1002 | 84.02 | 0 | 1935.5071 | Cooling | 322.5845 | #N/A | #N/A | #N/A | #N/A | 0 | 0 | 0 | 0 | 0 | 1935.5071 | #N/A | #N/A | 88 | #N/A | #N/A | #N/A | 1.075% | 1 | 50% | 0% | 0% | 0% | 8.2745 | 0 | 0 | 0 | 8.2745 | #N/A
2007-08-14 16:00 | 8 | 14 | 16 | 226.6253 | 5416 | 84.02 | 62.06 | 1002 | 84.02 | 0 | 1986.7779 | Cooling | 331.1297 | #N/A | #N/A | #N/A | #N/A | 0 | 0 | 0 | 0 | 0 | 1986.7779 | #N/A | #N/A | 88 | #N/A | #N/A | #N/A | 1.104% | 1 | 50% | 0% | 0% | 0% | 8.2745 | 0 | 0 | 0 | 8.2745 | #N/A
2007-08-14 17:00 | 8 | 14 | 17 | 226.667 | 5417 | 84.02 | 66.02 | 1002 | 84.02 | 0 | 2192.7066 | Cooling | 365.4511 | #N/A | #N/A | #N/A | #N/A | 0 | 0 | 0 | 0 | 0 | 2192.7066 | #N/A | #N/A | 88 | #N/A | #N/A | #N/A | 1.218% | 1 | 50% | 0% | 0% | 0% | 8.2745 | 0 | 0 | 0 | 8.2745 | #N/A
2007-08-14 18:00 | 8 | 14 | 18 | 226.7086 | 5418 | 82.94 | 64.94 | 1002 | 82.94 | 0 | 2568.3183 | Cooling | 428.0531 | #N/A | #N/A | #N/A | #N/A | 0 | 0 | 0 | 0 | 0 | 2568.3183 | #N/A | #N/A | 88 | #N/A | #N/A | #N/A | 1.427% | 1 | 50% | 0% | 0% | 0% | 8.2745 | 0 | 0 | 0 | 8.2745 | #N/A
2007-08-14 19:00 | 8 | 14 | 19 | 226.7503 | 5419 | 78.08 | 66.02 | 1002 | 78.08 | 0 | 2501.1998 | Cooling | 416.8666 | #N/A | #N/A | #N/A | #N/A | 0 | 0 | 0 | 0 | 0 | 2501.1998 | #N/A | #N/A | 88 | #N/A | #N/A | #N/A | 1.39% | 1 | 50% | 0% | 0% | 0% | 8.2745 | 0 | 0 | 0 | 8.2745 | #N/A
2007-08-14 20:00 | 8 | 14 | 20 | 226.792 | 5420 | 78.08 | 64.94 | 1002 | 78.08 | 0 | 2154.3968 | Cooling | 359.0661 | #N/A | #N/A | #N/A | #N/A | 0 | 0 | 0 | 0 | 0 | 2154.3968 | #N/A | #N/A | 88 | #N/A | #N/A | #N/A | 1.197% | 1 | 50% | 0% | 0% | 0% | 8.2745 | 0 | 0 | 0 | 8.2745 | #N/A
2007-08-14 21:00 | 8 | 14 | 21 | 226.8336 | 5421 | 71.06 | 64.94 | 1003 | 71.06 | 0 | 1791.404 | Cooling | 298.5673 | #N/A | #N/A | #N/A | #N/A | 0 | 0 | 0 | 0 | 0 | 1791.404 | #N/A | #N/A | 88 | #N/A | #N/A | #N/A | 0.9952% | 1 | 50% | 0% | 0% | 0% | 8.2745 | 0 | 0 | 0 | 8.2745 | #N/A
2007-08-14 22:00 | 8 | 14 | 22 | 226.8753 | 5422 | 69.98 | 64.04 | 1002 | 69.98 | 0 | 286.4793 | Cooling | 47.7466 | #N/A | #N/A | #N/A | #N/A | 0 | 0 | 0 | 0 | 0 | 286.4793 | #N/A | #N/A | 88 | #N/A | #N/A | #N/A | 0.1592% | 1 | 50% | 0% | 0% | 0% | 8.2745 | 0 | 0 | 0 | 8.2745 | #N/A
2007-08-14 23:00 | 8 | 14 | 23 | 226.917 | 5423 | 69.98 | 62.06 | 1003 | 69.98 | 0 | 331.2666 | Cooling | 55.2111 | #N/A | #N/A | #N/A | #N/A | 0 | 0 | 0 | 0 | 0 | 331.2666 | #N/A | #N/A | 88 | #N/A | #N/A | #N/A | 0.184% | 1 | 50% | 0% | 0% | 0% | 8.2745 | 0 | 0 | 0 | 8.2745 | #N/A
2007-08-15 | 8 | 15 | 0 | 226.9586 | 5424 | 64.94 | 62.96 | 1003 | 64.94 | 0 | 309.6208 | Cooling | 51.6035 | #N/A | #N/A | #N/A | #N/A | 0 | 0 | 0 | 0 | 0 | 309.6208 | #N/A | #N/A | 88 | #N/A | #N/A | #N/A | 0.172% | 1 | 50% | 0% | 0% | 0% | 8.2745 | 0 | 0 | 0 | 8.2745 | #N/A
2007-08-15 01:00 | 8 | 15 | 1 | 227.0003 | 5425 | 66.02 | 62.06 | 1003 | 66.02 | 0 | 293.0149 | Cooling | 48.8358 | #N/A | #N/A | #N/A | #N/A | 0 | 0 | 0 | 0 | 0 | 293.0149 | #N/A | #N/A | 88 | #N/A | #N/A | #N/A | 0.1628% | 1 | 50% | 0% | 0% | 0% | 8.2745 | 0 | 0 | 0 | 8.2745 | #N/A
2007-08-15 02:00 | 8 | 15 | 2 | 227.042 | 5426 | 66.02 | 62.06 | 1003 | 66.02 | 0 | 277.7933 | Cooling | 46.2989 | #N/A | #N/A | #N/A | #N/A | 0 | 0 | 0 | 0 | 0 | 277.7933 | #N/A | #N/A | 88 | #N/A | #N/A | #N/A | 0.1543% | 1 | 50% | 0% | 0% | 0% | 8.2745 | 0 | 0 | 0 | 8.2745 | #N/A
2007-08-15 03:00 | 8 | 15 | 3 | 227.0836 | 5427 | 64.04 | 60.08 | 1003 | 64.04 | 0 | 224.3179 | Cooling | 37.3863 | #N/A | #N/A | #N/A | #N/A | 0 | 0 | 0 | 0 | 0 | 224.3179 | #N/A | #N/A | 88 | #N/A | #N/A | #N/A | 0.1246% | 1 | 50% | 0% | 0% | 0% | 8.2745 | 0 | 0 | 0 | 8.2745 | #N/A
2007-08-15 04:00 | 8 | 15 | 4 | 227.1253 | 5428 | 62.96 | 59 | 1003 | 62.96 | 0 | 175.2511 | Cooling | 29.2085 | #N/A | #N/A | #N/A | #N/A | 0 | 0 | 0 | 0 | 0 | 175.2511 | #N/A | #N/A | 88 | #N/A | #N/A | #N/A | 0.09736% | 1 | 50% | 0% | 0% | 0% | 8.2745 | 0 | 0 | 0 | 8.2745 | #N/A
2007-08-15 05:00 | 8 | 15 | 5 | 227.167 | 5429 | 62.96 | 57.92 | 1003 | 62.96 | 0 | 166.9196 | Cooling | 27.8199 | #N/A | #N/A | #N/A | #N/A | 0 | 0 | 0 | 0 | 0 | 166.9196 | #N/A | #N/A | 88 | #N/A | #N/A | #N/A | 0.09273% | 1 | 50% | 0% | 0% | 0% | 8.2745 | 0 | 0 | 0 | 8.2745 | #N/A
2007-08-15 06:00 | 8 | 15 | 6 | 227.2086 | 5430 | 64.4 | 59 | 1004 | 64.4 | 0 | 956.1436 | Cooling | 159.3573 | #N/A | #N/A | #N/A | #N/A | 0 | 0 | 0 | 0 | 0 | 956.1436 | #N/A | #N/A | 88 | #N/A | #N/A | #N/A | 0.5312% | 1 | 50% | 0% | 0% | 0% | 8.2745 | 0 | 0 | 0 | 8.2745 | #N/A
2007-08-15 07:00 | 8 | 15 | 7 | 227.2503 | 5431 | 64.4 | 60.98 | 1004 | 64.4 | 0 | 1306.7114 | Cooling | 217.7852 | #N/A | #N/A | #N/A | #N/A | 0 | 0 | 0 | 0 | 0 | 1306.7114 | #N/A | #N/A | 88 | #N/A | #N/A | #N/A | 0.726% | 1 | 50% | 0% | 0% | 0% | 8.2745 | 0 | 0 | 0 | 8.2745 | #N/A
2007-08-15 08:00 | 8 | 15 | 8 | 227.292 | 5432 | 66.02 | 62.96 | 1004 | 66.02 | 0 | 1783.2528 | Cooling | 297.2088 | #N/A | #N/A | #N/A | #N/A | 0 | 0 | 0 | 0 | 0 | 1783.2528 | #N/A | #N/A | 88 | #N/A | #N/A | #N/A | 0.9907% | 1 | 50% | 0% | 0% | 0% | 8.2745 | 0 | 0 | 0 | 8.2745 | #N/A
2007-08-15 09:00 | 8 | 15 | 9 | 227.3336 | 5433 | 75.02 | 64.94 | 1003 | 75.02 | 0 | 2227.7902 | Cooling | 371.2984 | #N/A | #N/A | #N/A | #N/A | 0 | 0 | 0 | 0 | 0 | 2227.7902 | #N/A | #N/A | 88 | #N/A | #N/A | #N/A | 1.238% | 1 | 50% | 0% | 0% | 0% | 8.2745 | 0 | 0 | 0 | 8.2745 | #N/A
2007-08-15 10:00 | 8 | 15 | 10 | 227.3753 | 5434 | 78.98 | 64.94 | 1004 | 78.98 | 0 | 2548.4968 | Cooling | 424.7495 | #N/A | #N/A | #N/A | #N/A | 0 | 0 | 0 | 0 | 0 | 2548.4968 | #N/A | #N/A | 88 | #N/A | #N/A | #N/A | 1.416% | 1 | 50% | 0% | 0% | 0% | 8.2745 | 0 | 0 | 0 | 8.2745 | #N/A
2007-08-15 11:00 | 8 | 15 | 11 | 227.417 | 5435 | 78.98 | 62.96 | 1003 | 78.98 | 0 | 2015.2947 | Cooling | 335.8825 | #N/A | #N/A | #N/A | #N/A | 0 | 0 | 0 | 0 | 0 | 2015.2947 | #N/A | #N/A | 88 | #N/A | #N/A | #N/A | 1.12% | 1 | 50% | 0% | 0% | 0% | 8.2745 | 0 | 0 | 0 | 8.2745 | #N/A
2007-08-15 12:00 | 8 | 15 | 12 | 227.4586 | 5436 | 84.92 | 64.04 | 1002 | 84.92 | 0 | 1856.8756 | Cooling | 309.4793 | #N/A | #N/A | #N/A | #N/A | 0 | 0 | 0 | 0 | 0 | 1856.8756 | #N/A | #N/A | 88 | #N/A | #N/A | #N/A | 1.032% | 1 | 50% | 0% | 0% | 0% | 8.2745 | 0 | 0 | 0 | 8.2745 | #N/A
2007-08-15 13:00 | 8 | 15 | 13 | 227.5003 | 5437 | 86 | 62.96 | 1002 | 86 | 0 | 1884.8474 | Cooling | 314.1412 | #N/A | #N/A | #N/A | #N/A | 0 | 0 | 0 | 0 | 0 | 1884.8474 | #N/A | #N/A | 88 | #N/A | #N/A | #N/A | 1.047% | 1 | 50% | 0% | 0% | 0% | 8.2745 | 0 | 0 | 0 | 8.2745 | #N/A
2007-08-15 14:00 | 8 | 15 | 14 | 227.542 | 5438 | 86 | 62.96 | 1000 | 86 | 0 | 1949.4851 | Cooling | 324.9142 | #N/A | #N/A | #N/A | #N/A | 0 | 0 | 0 | 0 | 0 | 1949.4851 | #N/A | #N/A | 88 | #N/A | #N/A | #N/A | 1.083% | 1 | 50% | 0% | 0% | 0% | 8.2745 | 0 | 0 | 0 | 8.2745 | #N/A
2007-08-15 15:00 | 8 | 15 | 15 | 227.5836 | 5439 | 89.06 | 62.96 | 999 | 89.06 | 0 | 1984.4926 | Cooling | 330.7488 | #N/A | #N/A | #N/A | #N/A | 0 | 0 | 0 | 0 | 0 | 1984.4926 | #N/A | #N/A | 88 | #N/A | #N/A | #N/A | 1.102% | 1 | 50% | 0% | 0% | 0% | 8.2745 | 0 | 0 | 0 | 8.2745 | #N/A
2007-08-15 16:00 | 8 | 15 | 16 | 227.6253 | 5440 | 87.08 | 62.06 | 1000 | 87.08 | 0 | 2037.4636 | Cooling | 339.5773 | #N/A | #N/A | #N/A | #N/A | 0 | 0 | 0 | 0 | 0 | 2037.4636 | #N/A | #N/A | 88 | #N/A | #N/A | #N/A | 1.132% | 1 | 50% | 0% | 0% | 0% | 8.2745 | 0 | 0 | 0 | 8.2745 | #N/A
2007-08-15 17:00 | 8 | 15 | 17 | 227.667 | 5441 | 87.08 | 64.94 | 999 | 87.08 | 0 | 2036.6942 | Cooling | 339.449 | #N/A | #N/A | #N/A | #N/A | 0 | 0 | 0 | 0 | 0 | 2036.6942 | #N/A | #N/A | 88 | #N/A | #N/A | #N/A | 1.131% | 1 | 50% | 0% | 0% | 0% | 8.2745 | 0 | 0 | 0 | 8.2745 | #N/A
2007-08-15 18:00 | 8 | 15 | 18 | 227.7086 | 5442 | 82.94 | 59 | 999 | 82.94 | 0 | 1870.1619 | Cooling | 311.6936 | #N/A | #N/A | #N/A | #N/A | 0 | 0 | 0 | 0 | 0 | 1870.1619 | #N/A | #N/A | 88 | #N/A | #N/A | #N/A | 1.039% | 1 | 50% | 0% | 0% | 0% | 8.2745 | 0 | 0 | 0 | 8.2745 | #N/A
2007-08-15 19:00 | 8 | 15 | 19 | 227.7503 | 5443 | 80.06 | 60.98 | 998 | 80.06 | 0 | 1780.8071 | Cooling | 296.8012 | #N/A | #N/A | #N/A | #N/A | 0 | 0 | 0 | 0 | 0 | 1780.8071 | #N/A | #N/A | 88 | #N/A | #N/A | #N/A | 0.9893% | 1 | 50% | 0% | 0% | 0% | 8.2745 | 0 | 0 | 0 | 8.2745 | #N/A
2007-08-15 20:00 | 8 | 15 | 20 | 227.792 | 5444 | 80.06 | 64.04 | 998 | 80.06 | 0 | 2230.9099 | Cooling | 371.8183 | #N/A | #N/A | #N/A | #N/A | 0 | 0 | 0 | 0 | 0 | 2230.9099 | #N/A | #N/A | 88 | #N/A | #N/A | #N/A | 1.239% | 1 | 50% | 0% | 0% | 0% | 8.2745 | 0 | 0 | 0 | 8.2745 | #N/A
2007-08-15 21:00 | 8 | 15 | 21 | 227.8336 | 5445 | 75.92 | 64.04 | 997 | 75.92 | 0 | 2378.692 | Cooling | 396.4487 | #N/A | #N/A | #N/A | #N/A | 0 | 0 | 0 | 0 | 0 | 2378.692 | #N/A | #N/A | 88 | #N/A | #N/A | #N/A | 1.321% | 1 | 50% | 0% | 0% | 0% | 8.2745 | 0 | 0 | 0 | 8.2745 | #N/A
2007-08-15 22:00 | 8 | 15 | 22 | 227.8753 | 5446 | 71.96 | 62.96 | 997 | 71.96 | 0 | 693.8603 | Cooling | 115.6434 | #N/A | #N/A | #N/A | #N/A | 0 | 0 | 0 | 0 | 0 | 693.8603 | #N/A | #N/A | 88 | #N/A | #N/A | #N/A | 0.3855% | 1 | 50% | 0% | 0% | 0% | 8.2745 | 0 | 0 | 0 | 8.2745 | #N/A
2007-08-15 23:00 | 8 | 15 | 23 | 227.917 | 5447 | 71.96 | 64.04 | 995 | 71.96 | 0 | 901.1751 | Cooling | 150.1958 | #N/A | #N/A | #N/A | #N/A | 0 | 0 | 0 | 0 | 0 | 901.1751 | #N/A | #N/A | 88 | #N/A | #N/A | #N/A | 0.5007% | 1 | 50% | 0% | 0% | 0% | 8.2745 | 0 | 0 | 0 | 8.2745 | #N/A
2007-08-16 | 8 | 16 | 0 | 227.9586 | 5448 | 69.08 | 64.04 | 994 | 69.08 | 0 | 890.2716 | Cooling | 148.3786 | #N/A | #N/A | #N/A | #N/A | 0 | 0 | 0 | 0 | 0 | 890.2716 | #N/A | #N/A | 88 | #N/A | #N/A | #N/A | 0.4946% | 1 | 50% | 0% | 0% | 0% | 8.2745 | 0 | 0 | 0 | 8.2745 | #N/A
2007-08-16 01:00 | 8 | 16 | 1 | 228.0003 | 5449 | 69.08 | 66.92 | 993 | 69.08 | 0 | 836.9961 | Cooling | 139.4993 | #N/A | #N/A | #N/A | #N/A | 0 | 0 | 0 | 0 | 0 | 836.9961 | #N/A | #N/A | 88 | #N/A | #N/A | #N/A | 0.465% | 1 | 50% | 0% | 0% | 0% | 8.2745 | 0 | 0 | 0 | 8.2745 | #N/A
2007-08-16 02:00 | 8 | 16 | 2 | 228.042 | 5450 | 69.08 | 68 | 993 | 69.08 | 0 | 859.7714 | Cooling | 143.2952 | #N/A | #N/A | #N/A | #N/A | 0 | 0 | 0 | 0 | 0 | 859.7714 | #N/A | #N/A | 88 | #N/A | #N/A | #N/A | 0.4777% | 1 | 50% | 0% | 0% | 0% | 8.2745 | 0 | 0 | 0 | 8.2745 | #N/A
2007-08-16 03:00 | 8 | 16 | 3 | 228.0836 | 5451 | 68 | 68 | 994 | 68 | 0 | 643.2401 | Cooling | 107.2067 | #N/A | #N/A | #N/A | #N/A | 0 | 0 | 0 | 0 | 0 | 643.2401 | #N/A | #N/A | 88 | #N/A | #N/A | #N/A | 0.3574% | 1 | 50% | 0% | 0% | 0% | 8.2745 | 0 | 0 | 0 | 8.2745 | #N/A
2007-08-16 04:00 | 8 | 16 | 4 | 228.1253 | 5452 | 66.92 | 66.02 | 995 | 66.92 | 0 | 447.1608 | Cooling | 74.5268 | #N/A | #N/A | #N/A | #N/A | 0 | 0 | 0 | 0 | 0 | 447.1608 | #N/A | #N/A | 88 | #N/A | #N/A | #N/A | 0.2484% | 1 | 50% | 0% | 0% | 0% | 8.2745 | 0 | 0 | 0 | 8.2745 | #N/A
2007-08-16 05:00 | 8 | 16 | 5 | 228.167 | 5453 | 66.92 | 64.04 | 995 | 66.92 | 0 | 452.0755 | Cooling | 75.3459 | #N/A | #N/A | #N/A | #N/A | 0 | 0 | 0 | 0 | 0 | 452.0755 | #N/A | #N/A | 88 | #N/A | #N/A | #N/A | 0.2512% | 1 | 50% | 0% | 0% | 0% | 8.2745 | 0 | 0 | 0 | 8.2745 | #N/A
2007-08-16 06:00 | 8 | 16 | 6 | 228.2086 | 5454 | 66.92 | 57.92 | 996 | 66.92 | 0 | 1530.0992 | Cooling | 255.0165 | #N/A | #N/A | #N/A | #N/A | 0 | 0 | 0 | 0 | 0 | 1530.0992 | #N/A | #N/A | 88 | #N/A | #N/A | #N/A | 0.8501% | 1 | 50% | 0% | 0% | 0% | 8.2745 | 0 | 0 | 0 | 8.2745 | #N/A
2007-08-16 07:00 | 8 | 16 | 7 | 228.2503 | 5455 | 71.06 | 57.02 | 997 | 71.06 | 0 | 1271.9775 | Cooling | 211.9962 | #N/A | #N/A | #N/A | #N/A | 0 | 0 | 0 | 0 | 0 | 1271.9775 | #N/A | #N/A | 88 | #N/A | #N/A | #N/A | 0.7067% | 1 | 50% | 0% | 0% | 0% | 8.2745 | 0 | 0 | 0 | 8.2745 | #N/A
2007-08-16 08:00 | 8 | 16 | 8 | 228.292 | 5456 | 71.06 | 55.94 | 997 | 71.06 | 0 | 1448.0942 | Cooling | 241.349 | #N/A | #N/A | #N/A | #N/A | 0 | 0 | 0 | 0 | 0 | 1448.0942 | #N/A | #N/A | 88 | #N/A | #N/A | #N/A | 0.8045% | 1 | 50% | 0% | 0% | 0% | 8.2745 | 0 | 0 | 0 | 8.2745 | #N/A
2007-08-16 09:00 | 8 | 16 | 9 | 228.3336 | 5457 | 77 | 57.92 | 998 | 77 | 0 | 1721.3384 | Cooling | 286.8897 | #N/A | #N/A | #N/A | #N/A | 0 | 0 | 0 | 0 | 0 | 1721.3384 | #N/A | #N/A | 88 | #N/A | #N/A | #N/A | 0.9563% | 1 | 50% | 0% | 0% | 0% | 8.2745 | 0 | 0 | 0 | 8.2745 | #N/A
2007-08-16 10:00 | 8 | 16 | 10 | 228.3753 | 5458 | 80.96 | 55.94 | 998 | 80.96 | 0 | 1823.1365 | Cooling | 303.8561 | #N/A | #N/A | #N/A | #N/A | 0 | 0 | 0 | 0 | 0 | 1823.1365 | #N/A | #N/A | 88 | #N/A | #N/A | #N/A | 1.013% | 1 | 50% | 0% | 0% | 0% | 8.2745 | 0 | 0 | 0 | 8.2745 | #N/A
2007-08-16 11:00 | 8 | 16 | 11 | 228.417 | 5459 | 80.96 | 55.04 | 998 | 80.96 | 0 | 1807.1279 | Cooling | 301.188 | #N/A | #N/A | #N/A | #N/A | 0 | 0 | 0 | 0 | 0 | 1807.1279 | #N/A | #N/A | 88 | #N/A | #N/A | #N/A | 1.004% | 1 | 50% | 0% | 0% | 0% | 8.2745 | 0 | 0 | 0 | 8.2745 | #N/A
2007-08-16 12:00 | 8 | 16 | 12 | 228.4586 | 5460 | 87.08 | 51.98 | 998 | 87.08 | 0 | 1399.5457 | Cooling | 233.2576 | #N/A | #N/A | #N/A | #N/A | 0 | 0 | 0 | 0 | 0 | 1399.5457 | #N/A | #N/A | 88 | #N/A | #N/A | #N/A | 0.7775% | 1 | 50% | 0% | 0% | 0% | 8.2745 | 0 | 0 | 0 | 8.2745 | #N/A
2007-08-16 13:00 | 8 | 16 | 13 | 228.5003 | 5461 | 87.98 | 53.96 | 999 | 87.98 | 0 | 1595.284 | Cooling | 265.8807 | #N/A | #N/A | #N/A | #N/A | 0 | 0 | 0 | 0 | 0 | 1595.284 | #N/A | #N/A | 88 | #N/A | #N/A | #N/A | 0.8863% | 1 | 50% | 0% | 0% | 0% | 8.2745 | 0 | 0 | 0 | 8.2745 | #N/A
2007-08-16 14:00 | 8 | 16 | 14 | 228.542 | 5462 | 87.98 | 55.94 | 999 | 87.98 | 0 | 1825.9593 | Cooling | 304.3265 | #N/A | #N/A | #N/A | #N/A | 0 | 0 | 0 | 0 | 0 | 1825.9593 | #N/A | #N/A | 88 | #N/A | #N/A | #N/A | 1.014% | 1 | 50% | 0% | 0% | 0% | 8.2745 | 0 | 0 | 0 | 8.2745 | #N/A
2007-08-16 15:00 | 8 | 16 | 15 | 228.5836 | 5463 | 86 | 53.96 | 999 | 86 | 0 | 1745.962 | Cooling | 290.9937 | #N/A | #N/A | #N/A | #N/A | 0 | 0 | 0 | 0 | 0 | 1745.962 | #N/A | #N/A | 88 | #N/A | #N/A | #N/A | 0.97% | 1 | 50% | 0% | 0% | 0% | 8.2745 | 0 | 0 | 0 | 8.2745 | #N/A
2007-08-16 16:00 | 8 | 16 | 16 | 228.6253 | 5464 | 87.08 | 51.08 | 999 | 87.08 | 0 | 1406.7185 | Cooling | 234.4531 | #N/A | #N/A | #N/A | #N/A | 0 | 0 | 0 | 0 | 0 | 1406.7185 | #N/A | #N/A | 88 | #N/A | #N/A | #N/A | 0.7815% | 1 | 50% | 0% | 0% | 0% | 8.2745 | 0 | 0 | 0 | 8.2745 | #N/A
2007-08-16 17:00 | 8 | 16 | 17 | 228.667 | 5465 | 87.08 | 51.08 | 999 | 87.08 | 0 | 983.1262 | Cooling | 163.8544 | #N/A | #N/A | #N/A | #N/A | 0 | 0 | 0 | 0 | 0 | 983.1262 | #N/A | #N/A | 88 | #N/A | #N/A | #N/A | 0.5462% | 1 | 50% | 0% | 0% | 0% | 8.2745 | 0 | 0 | 0 | 8.2745 | #N/A
2007-08-16 18:00 | 8 | 16 | 18 | 228.7086 | 5466 | 80.96 | 51.98 | 1000 | 80.96 | 0 | 924.7548 | Cooling | 154.1258 | #N/A | #N/A | #N/A | #N/A | 0 | 0 | 0 | 0 | 0 | 924.7548 | #N/A | #N/A | 88 | #N/A | #N/A | #N/A | 0.5138% | 1 | 50% | 0% | 0% | 0% | 8.2745 | 0 | 0 | 0 | 8.2745 | #N/A
2007-08-16 19:00 | 8 | 16 | 19 | 228.7503 | 5467 | 78.98 | 53.06 | 1000 | 78.98 | 0 | 1009.9469 | Cooling | 168.3245 | #N/A | #N/A | #N/A | #N/A | 0 | 0 | 0 | 0 | 0 | 1009.9469 | #N/A | #N/A | 88 | #N/A | #N/A | #N/A | 0.5611% | 1 | 50% | 0% | 0% | 0% | 8.2745 | 0 | 0 | 0 | 8.2745 | #N/A
2007-08-16 20:00 | 8 | 16 | 20 | 228.792 | 5468 | 78.98 | 55.04 | 1000 | 78.98 | 0 | 1091.7047 | Cooling | 181.9508 | #N/A | #N/A | #N/A | #N/A | 0 | 0 | 0 | 0 | 0 | 1091.7047 | #N/A | #N/A | 88 | #N/A | #N/A | #N/A | 0.6065% | 1 | 50% | 0% | 0% | 0% | 8.2745 | 0 | 0 | 0 | 8.2745 | #N/A
2007-08-16 21:00 | 8 | 16 | 21 | 228.8336 | 5469 | 73.94 | 55.04 | 1001 | 73.94 | 0 | 1039.7264 | Cooling | 173.2877 | #N/A | #N/A | #N/A | #N/A | 0 | 0 | 0 | 0 | 0 | 1039.7264 | #N/A | #N/A | 88 | #N/A | #N/A | #N/A | 0.5776% | 1 | 50% | 0% | 0% | 0% | 8.2745 | 0 | 0 | 0 | 8.2745 | #N/A
2007-08-16 22:00 | 8 | 16 | 22 | 228.8753 | 5470 | 73.94 | 53.96 | 1002 | 73.94 | 0 | 111.0282 | Cooling | 18.5047 | #N/A | #N/A | #N/A | #N/A | 0 | 0 | 0 | 0 | 0 | 111.0282 | #N/A | #N/A | 88 | #N/A | #N/A | #N/A | 0.06168% | 1 | 50% | 0% | 0% | 0% | 8.2745 | 0 | 0 | 0 | 8.2745 | #N/A
2007-08-16 23:00 | 8 | 16 | 23 | 228.917 | 5471 | 73.94 | 55.04 | 1002 | 73.94 | 0 | 116.2393 | Cooling | 19.3732 | #N/A | #N/A | #N/A | #N/A | 0 | 0 | 0 | 0 | 0 | 116.2393 | #N/A | #N/A | 88 | #N/A | #N/A | #N/A | 0.06458% | 1 | 50% | 0% | 0% | 0% | 8.2745 | 0 | 0 | 0 | 8.2745 | #N/A
2007-08-17 | 8 | 17 | 0 | 228.9586 | 5472 | 73.04 | 55.94 | 1002 | 73.04 | 0 | 112.5236 | Cooling | 18.7539 | #N/A | #N/A | #N/A | #N/A | 0 | 0 | 0 | 0 | 0 | 112.5236 | #N/A | #N/A | 88 | #N/A | #N/A | #N/A | 0.06251% | 1 | 50% | 0% | 0% | 0% | 8.2745 | 0 | 0 | 0 | 8.2745 | #N/A
2007-08-17 01:00 | 8 | 17 | 1 | 229.0003 | 5473 | 71.06 | 55.04 | 1002 | 71.06 | 0 | 98.6353 | Cooling | 16.4392 | #N/A | #N/A | #N/A | #N/A | 0 | 0 | 0 | 0 | 0 | 98.6353 | #N/A | #N/A | 88 | #N/A | #N/A | #N/A | 0.0548% | 1 | 50% | 0% | 0% | 0% | 8.2745 | 0 | 0 | 0 | 8.2745 | #N/A
2007-08-17 02:00 | 8 | 17 | 2 | 229.042 | 5474 | 71.06 | 53.96 | 1002 | 71.06 | 0 | 73.4952 | Cooling | 12.2492 | #N/A | #N/A | #N/A | #N/A | 0 | 0 | 0 | 0 | 0 | 73.4952 | #N/A | #N/A | 88 | #N/A | #N/A | #N/A | 0.04083% | 1 | 50% | 0% | 0% | 0% | 8.2745 | 0 | 0 | 0 | 8.2745 | #N/A
2007-08-17 03:00 | 8 | 17 | 3 | 229.0837 | 5475 | 69.08 | 53.06 | 1002 | 69.08 | 0 | 53.0857 | Cooling | 8.8476 | #N/A | #N/A | #N/A | #N/A | 0 | 0 | 0 | 0 | 0 | 53.0857 | #N/A | #N/A | 88 | #N/A | #N/A | #N/A | 0.02949% | 1 | 50% | 0% | 0% | 0% | 8.2745 | 0 | 0 | 0 | 8.2745 | #N/A
2007-08-17 04:00 | 8 | 17 | 4 | 229.1253 | 5476 | 68 | 51.08 | 1002 | 68 | 0 | 28.167 | Cooling | 4.6945 | #N/A | #N/A | #N/A | #N/A | 0 | 0 | 0 | 0 | 0 | 28.167 | #N/A | #N/A | 88 | #N/A | #N/A | #N/A | 0.01565% | 1 | 50% | 0% | 0% | 0% | 8.2745 | 0 | 0 | 0 | 8.2745 | #N/A
2007-08-17 05:00 | 8 | 17 | 5 | 229.167 | 5477 | 68 | 51.08 | 1002 | 68 | 0 | 19.899 | Cooling | 3.3165 | #N/A | #N/A | #N/A | #N/A | 0 | 0 | 0 | 0 | 0 | 19.899 | #N/A | #N/A | 88 | #N/A | #N/A | #N/A | 0.01105% | 1 | 50% | 0% | 0% | 0% | 8.2745 | 0 | 0 | 0 | 8.2745 | #N/A
2007-08-17 06:00 | 8 | 17 | 6 | 229.2087 | 5478 | 66.2 | 50 | 1003 | 66.2 | 0 | 136.8119 | Cooling | 22.802 | #N/A | #N/A | #N/A | #N/A | 0 | 0 | 0 | 0 | 0 | 136.8119 | #N/A | #N/A | 88 | #N/A | #N/A | #N/A | 0.07601% | 1 | 50% | 0% | 0% | 0% | 8.2745 | 0 | 0 | 0 | 8.2745 | #N/A
2007-08-17 07:00 | 8 | 17 | 7 | 229.2503 | 5479 | 71.96 | 51.08 | 1003 | 71.96 | 0 | 193.79 | Cooling | 32.2983 | #N/A | #N/A | #N/A | #N/A | 0 | 0 | 0 | 0 | 0 | 193.79 | #N/A | #N/A | 88 | #N/A | #N/A | #N/A | 0.1077% | 1 | 50% | 0% | 0% | 0% | 8.2745 | 0 | 0 | 0 | 8.2745 | #N/A
2007-08-17 08:00 | 8 | 17 | 8 | 229.292 | 5480 | 71.96 | 51.08 | 1003 | 71.96 | 0 | 312.294 | Cooling | 52.049 | #N/A | #N/A | #N/A | #N/A | 0 | 0 | 0 | 0 | 0 | 312.294 | #N/A | #N/A | 88 | #N/A | #N/A | #N/A | 0.1735% | 1 | 50% | 0% | 0% | 0% | 8.2745 | 0 | 0 | 0 | 8.2745 | #N/A
2007-08-17 09:00 | 8 | 17 | 9 | 229.3337 | 5481 | 78.08 | 51.98 | 1003 | 78.08 | 0 | 475.6085 | Cooling | 79.2681 | #N/A | #N/A | #N/A | #N/A | 0 | 0 | 0 | 0 | 0 | 475.6085 | #N/A | #N/A | 88 | #N/A | #N/A | #N/A | 0.2642% | 1 | 50% | 0% | 0% | 0% | 8.2745 | 0 | 0 | 0 | 8.2745 | #N/A
2007-08-17 10:00 | 8 | 17 | 10 | 229.3753 | 5482 | 82.94 | 48.92 | 1003 | 82.94 | 0 | 446.0221 | Cooling | 74.337 | #N/A | #N/A | #N/A | #N/A | 0 | 0 | 0 | 0 | 0 | 446.0221 | #N/A | #N/A | 88 | #N/A | #N/A | #N/A | 0.2478% | 1 | 50% | 0% | 0% | 0% | 8.2745 | 0 | 0 | 0 | 8.2745 | #N/A
2007-08-17 11:00 | 8 | 17 | 11 | 229.417 | 5483 | 82.94 | 48.02 | 1003 | 82.94 | 0 | 394.6402 | Cooling | 65.7734 | #N/A | #N/A | #N/A | #N/A | 0 | 0 | 0 | 0 | 0 | 394.6402 | #N/A | #N/A | 88 | #N/A | #N/A | #N/A | 0.2192% | 1 | 50% | 0% | 0% | 0% | 8.2745 | 0 | 0 | 0 | 8.2745 | #N/A
2007-08-17 12:00 | 8 | 17 | 12 | 229.4587 | 5484 | 87.08 | 50 | 1003 | 87.08 | 0 | 460.4431 | Cooling | 76.7405 | #N/A | #N/A | #N/A | #N/A | 0 | 0 | 0 | 0 | 0 | 460.4431 | #N/A | #N/A | 88 | #N/A | #N/A | #N/A | 0.2558% | 1 | 50% | 0% | 0% | 0% | 8.2745 | 0 | 0 | 0 | 8.2745 | #N/A
2007-08-17 13:00 | 8 | 17 | 13 | 229.5003 | 5485 | 89.96 | 50 | 1003 | 89.96 | 0 | 539.3917 | Cooling | 89.8986 | #N/A | #N/A | #N/A | #N/A | 0 | 0 | 0 | 0 | 0 | 539.3917 | #N/A | #N/A | 88 | #N/A | #N/A | #N/A | 0.2997% | 1 | 50% | 0% | 0% | 0% | 8.2745 | 0 | 0 | 0 | 8.2745 | #N/A
2007-08-17 14:00 | 8 | 17 | 14 | 229.542 | 5486 | 89.96 | 50 | 1003 | 89.96 | 0 | 574.9203 | Cooling | 95.8201 | #N/A | #N/A | #N/A | #N/A | 0 | 0 | 0 | 0 | 0 | 574.9203 | #N/A | #N/A | 88 | #N/A | #N/A | #N/A | 0.3194% | 1 | 50% | 0% | 0% | 0% | 8.2745 | 0 | 0 | 0 | 8.2745 | #N/A
2007-08-17 15:00 | 8 | 17 | 15 | 229.5837 | 5487 | 91.04 | 48.02 | 1002 | 91.04 | 0 | 603.3641 | Cooling | 100.5607 | #N/A | #N/A | #N/A | #N/A | 0 | 0 | 0 | 0 | 0 | 603.3641 | #N/A | #N/A | 88 | #N/A | #N/A | #N/A | 0.3352% | 1 | 50% | 0% | 0% | 0% | 8.2745 | 0 | 0 | 0 | 8.2745 | #N/A
2007-08-17 16:00 | 8 | 17 | 16 | 229.6253 | 5488 | 91.04 | 51.08 | 1002 | 91.04 | 0 | 635.9223 | Cooling | 105.987 | #N/A | #N/A | #N/A | #N/A | 0 | 0 | 0 | 0 | 0 | 635.9223 | #N/A | #N/A | 88 | #N/A | #N/A | #N/A | 0.3533% | 1 | 50% | 0% | 0% | 0% | 8.2745 | 0 | 0 | 0 | 8.2745 | #N/A
2007-08-17 17:00 | 8 | 17 | 17 | 229.667 | 5489 | 91.04 | 48.92 | 1002 | 91.04 | 0 | 522.0113 | Cooling | 87.0019 | #N/A | #N/A | #N/A | #N/A | 0 | 0 | 0 | 0 | 0 | 522.0113 | #N/A | #N/A | 88 | #N/A | #N/A | #N/A | 0.29% | 1 | 50% | 0% | 0% | 0% | 8.2745 | 0 | 0 | 0 | 8.2745 | #N/A
2007-08-17 18:00 | 8 | 17 | 18 | 229.7087 | 5490 | 86 | 48.92 | 1002 | 86 | 0 | 2.9681 | Cooling | 0.49469 | #N/A | #N/A | #N/A | #N/A | 0 | 0 | 0 | 0 | 0 | 2.9681 | #N/A | #N/A | 88 | #N/A | #N/A | #N/A | 0.001649% | 1 | 50% | 0% | 0% | 0% | 8.2745 | 0 | 0 | 0 | 8.2745 | #N/A
2007-08-17 19:00 | 8 | 17 | 19 | 229.7503 | 5491 | 84.02 | 48.92 | 1002 | 84.02 | 0 | 0 | Cooling | 0 | #N/A | #N/A | #N/A | #N/A | 0 | 0 | 0 | 0 | 0 | 0 | #N/A | #N/A | 88 | 88 | 0 | #N/A | 0% | 1 | 50% | 0% | 0% | 0% | 8.2745 | 0 | 0 | 0 | 8.2745 | #N/A
2007-08-17 20:00 | 8 | 17 | 20 | 229.792 | 5492 | 84.02 | 51.08 | 1002 | 84.02 | 0 | 5.8286 | Cooling | 0.97143 | #N/A | #N/A | #N/A | #N/A | 0 | 0 | 0 | 0 | 0 | 5.8286 | #N/A | #N/A | 88 | #N/A | #N/A | #N/A | 0.003238% | 1 | 50% | 0% | 0% | 0% | 8.2745 | 0 | 0 | 0 | 8.2745 | #N/A
2007-08-17 21:00 | 8 | 17 | 21 | 229.8337 | 5493 | 78.98 | 51.08 | 1002 | 78.98 | 0 | 13.2628 | Cooling | 2.2105 | #N/A | #N/A | #N/A | #N/A | 0 | 0 | 0 | 0 | 0 | 13.2628 | #N/A | #N/A | 88 | #N/A | #N/A | #N/A | 0.007368% | 1 | 50% | 0% | 0% | 0% | 8.2745 | 0 | 0 | 0 | 8.2745 | #N/A
2007-08-17 22:00 | 8 | 17 | 22 | 229.8753 | 5494 | 77 | 50 | 1002 | 77 | 0 | 3.7122 | Cooling | 0.61869 | #N/A | #N/A | #N/A | #N/A | 0 | 0 | 0 | 0 | 0 | 3.7122 | #N/A | #N/A | 88 | #N/A | #N/A | #N/A | 0.002062% | 1 | 50% | 0% | 0% | 0% | 8.2745 | 0 | 0 | 0 | 8.2745 | #N/A
2007-08-17 23:00 | 8 | 17 | 23 | 229.917 | 5495 | 77 | 50 | 1002 | 77 | 0 | 0 | Cooling | 0 | #N/A | #N/A | #N/A | #N/A | 0 | 0 | 0 | 0 | 0 | 0 | #N/A | #N/A | 88 | 88 | 0 | #N/A | 0% | 1 | 50% | 0% | 0% | 0% | 8.2745 | 0 | 0 | 0 | 8.2745 | #N/A
2007-08-18 | 8 | 18 | 0 | 229.9587 | 5496 | 73.94 | 48.92 | 1002 | 73.94 | 0 | 0.0024105 | Cooling | 0.00040176 | #N/A | #N/A | #N/A | #N/A | 0 | 0 | 0 | 0 | 0 | 0.0024105 | #N/A | #N/A | 88 | #N/A | #N/A | #N/A | 1.339e-06% | 1 | 50% | 0% | 0% | 0% | 8.2745 | 0 | 0 | 0 | 8.2745 | #N/A
2007-08-18 01:00 | 8 | 18 | 1 | 230.0003 | 5497 | 73.04 | 48.02 | 1002 | 73.04 | 0 | 0.0072853 | Cooling | 0.0012142 | #N/A | #N/A | #N/A | #N/A | 0 | 0 | 0 | 0 | 0 | 0.0072853 | #N/A | #N/A | 88 | #N/A | #N/A | #N/A | 4.047e-06% | 1 | 50% | 0% | 0% | 0% | 8.2745 | 0 | 0 | 0 | 8.2745 | #N/A
2007-08-18 02:00 | 8 | 18 | 2 | 230.042 | 5498 | 73.04 | 48.02 | 1001 | 73.04 | 0 | 0.0086084 | Cooling | 0.0014347 | #N/A | #N/A | #N/A | #N/A | 0 | 0 | 0 | 0 | 0 | 0.0086084 | #N/A | #N/A | 88 | #N/A | #N/A | #N/A | 4.782e-06% | 1 | 50% | 0% | 0% | 0% | 8.2745 | 0 | 0 | 0 | 8.2745 | #N/A
2007-08-18 03:00 | 8 | 18 | 3 | 230.0837 | 5499 | 73.94 | 46.94 | 1001 | 73.94 | 0 | 0.012188 | Cooling | 0.0020313 | #N/A | #N/A | #N/A | #N/A | 0 | 0 | 0 | 0 | 0 | 0.012188 | #N/A | #N/A | 88 | #N/A | #N/A | #N/A | 6.771e-06% | 1 | 50% | 0% | 0% | 0% | 8.2745 | 0 | 0 | 0 | 8.2745 | #N/A
2007-08-18 04:00 | 8 | 18 | 4 | 230.1253 | 5500 | 71.96 | 46.94 | 1000 | 71.96 | 0 | 0.015871 | Cooling | 0.0026452 | #N/A | #N/A | #N/A | #N/A | 0 | 0 | 0 | 0 | 0 | 0.015871 | #N/A | #N/A | 88 | #N/A | #N/A | #N/A | 8.817e-06% | 1 | 50% | 0% | 0% | 0% | 8.2745 | 0 | 0 | 0 | 8.2745 | #N/A
2007-08-18 05:00 | 8 | 18 | 5 | 230.167 | 5501 | 71.96 | 46.04 | 1001 | 71.96 | 0 | 0.028911 | Cooling | 0.0048185 | #N/A | #N/A | #N/A | #N/A | 0 | 0 | 0 | 0 | 0 | 0.028911 | #N/A | #N/A | 88 | #N/A | #N/A | #N/A | 1.606e-05% | 1 | 50% | 0% | 0% | 0% | 8.2745 | 0 | 0 | 0 | 8.2745 | #N/A
2007-08-18 06:00 | 8 | 18 | 6 | 230.2087 | 5502 | 71.96 | 46.04 | 1001 | 71.96 | 0 | 0.042145 | Cooling | 0.0070241 | #N/A | #N/A | #N/A | #N/A | 0 | 0 | 0 | 0 | 0 | 0.042145 | #N/A | #N/A | 88 | #N/A | #N/A | #N/A | 2.341e-05% | 1 | 50% | 0% | 0% | 0% | 8.2745 | 0 | 0 | 0 | 8.2745 | #N/A
2007-08-18 07:00 | 8 | 18 | 7 | 230.2503 | 5503 | 73.94 | 48.02 | 1002 | 73.94 | 0 | 0.0086222 | Cooling | 0.001437 | #N/A | #N/A | #N/A | #N/A | 0 | 0 | 0 | 0 | 0 | 0.0086222 | #N/A | #N/A | 88 | #N/A | #N/A | #N/A | 4.79e-06% | 1 | 50% | 0% | 0% | 0% | 8.2745 | 0 | 0 | 0 | 8.2745 | #N/A
2007-08-18 08:00 | 8 | 18 | 8 | 230.292 | 5504 | 73.94 | 51.08 | 1001 | 73.94 | 0 | 6.1731 | Cooling | 1.0288 | #N/A | #N/A | #N/A | #N/A | 0 | 0 | 0 | 0 | 0 | 6.1731 | #N/A | #N/A | 88 | #N/A | #N/A | #N/A | 0.003429% | 1 | 50% | 0% | 0% | 0% | 8.2745 | 0 | 0 | 0 | 8.2745 | #N/A
2007-08-18 09:00 | 8 | 18 | 9 | 230.3337 | 5505 | 78.98 | 51.98 | 1001 | 78.98 | 0 | 21.1044 | Cooling | 3.5174 | #N/A | #N/A | #N/A | #N/A | 0 | 0 | 0 | 0 | 0 | 21.1044 | #N/A | #N/A | 88 | #N/A | #N/A | #N/A | 0.01172% | 1 | 50% | 0% | 0% | 0% | 8.2745 | 0 | 0 | 0 | 8.2745 | #N/A
2007-08-18 10:00 | 8 | 18 | 10 | 230.3753 | 5506 | 82.04 | 51.98 | 1000 | 82.04 | 0 | 17.0824 | Cooling | 2.8471 | #N/A | #N/A | #N/A | #N/A | 0 | 0 | 0 | 0 | 0 | 17.0824 | #N/A | #N/A | 88 | #N/A | #N/A | #N/A | 0.00949% | 1 | 50% | 0% | 0% | 0% | 8.2745 | 0 | 0 | 0 | 8.2745 | #N/A
2007-08-18 11:00 | 8 | 18 | 11 | 230.417 | 5507 | 82.04 | 51.98 | 1000 | 82.04 | 0 | 21.2171 | Cooling | 3.5362 | #N/A | #N/A | #N/A | #N/A | 0 | 0 | 0 | 0 | 0 | 21.2171 | #N/A | #N/A | 88 | #N/A | #N/A | #N/A | 0.01179% | 1 | 50% | 0% | 0% | 0% | 8.2745 | 0 | 0 | 0 | 8.2745 | #N/A
2007-08-18 12:00 | 8 | 18 | 12 | 230.4587 | 5508 | 86 | 48.92 | 1000 | 86 | 0 | 5.5648 | Cooling | 0.92747 | #N/A | #N/A | #N/A | #N/A | 0 | 0 | 0 | 0 | 0 | 5.5648 | #N/A | #N/A | 88 | #N/A | #N/A | #N/A | 0.003092% | 1 | 50% | 0% | 0% | 0% | 8.2745 | 0 | 0 | 0 | 8.2745 | #N/A
2007-08-18 13:00 | 8 | 18 | 13 | 230.5003 | 5509 | 89.06 | 48.92 | 999 | 89.06 | 0 | 0 | Cooling | 0 | #N/A | #N/A | #N/A | #N/A | 0 | 0 | 0 | 0 | 0 | 0 | #N/A | #N/A | 88 | 88 | 0 | #N/A | 0% | 1 | 50% | 0% | 0% | 0% | 8.2745 | 0 | 0 | 0 | 8.2745 | #N/A
2007-08-18 14:00 | 8 | 18 | 14 | 230.542 | 5510 | 89.06 | 48.92 | 999 | 89.06 | 0 | 0 | Cooling | 0 | #N/A | #N/A | #N/A | #N/A | 0 | 0 | 0 | 0 | 0 | 0 | #N/A | #N/A | 88 | 88 | 0 | #N/A | 0% | 1 | 50% | 0% | 0% | 0% | 8.2745 | 0 | 0 | 0 | 8.2745 | #N/A
2007-08-18 15:00 | 8 | 18 | 15 | 230.5837 | 5511 | 89.96 | 51.08 | 999 | 89.96 | 0 | 6.7626 | Cooling | 1.1271 | #N/A | #N/A | #N/A | #N/A | 0 | 0 | 0 | 0 | 0 | 6.7626 | #N/A | #N/A | 88 | #N/A | #N/A | #N/A | 0.003757% | 1 | 50% | 0% | 0% | 0% | 8.2745 | 0 | 0 | 0 | 8.2745 | #N/A
2007-08-18 16:00 | 8 | 18 | 16 | 230.6253 | 5512 | 89.6 | 51.08 | 999 | 89.6 | 0 | 30.6437 | Cooling | 5.1073 | #N/A | #N/A | #N/A | #N/A | 0 | 0 | 0 | 0 | 0 | 30.6437 | #N/A | #N/A | 88 | #N/A | #N/A | #N/A | 0.01702% | 1 | 50% | 0% | 0% | 0% | 8.2745 | 0 | 0 | 0 | 8.2745 | #N/A
2007-08-18 17:00 | 8 | 18 | 17 | 230.667 | 5513 | 87.98 | 51.98 | 999 | 87.98 | 0 | 61.4998 | Cooling | 10.25 | #N/A | #N/A | #N/A | #N/A | 0 | 0 | 0 | 0 | 0 | 61.4998 | #N/A | #N/A | 88 | #N/A | #N/A | #N/A | 0.03417% | 1 | 50% | 0% | 0% | 0% | 8.2745 | 0 | 0 | 0 | 8.2745 | #N/A
2007-08-18 18:00 | 8 | 18 | 18 | 230.7087 | 5514 | 87.8 | 53.06 | 999 | 87.8 | 0 | 78.1703 | Cooling | 13.0284 | #N/A | #N/A | #N/A | #N/A | 0 | 0 | 0 | 0 | 0 | 78.1703 | #N/A | #N/A | 88 | #N/A | #N/A | #N/A | 0.04343% | 1 | 50% | 0% | 0% | 0% | 8.2745 | 0 | 0 | 0 | 8.2745 | #N/A
2007-08-18 19:00 | 8 | 18 | 19 | 230.7503 | 5515 | 80.96 | 51.98 | 999 | 80.96 | 0 | 47.1193 | Cooling | 7.8532 | #N/A | #N/A | #N/A | #N/A | 0 | 0 | 0 | 0 | 0 | 47.1193 | #N/A | #N/A | 88 | #N/A | #N/A | #N/A | 0.02618% | 1 | 50% | 0% | 0% | 0% | 8.2745 | 0 | 0 | 0 | 8.2745 | #N/A
2007-08-18 20:00 | 8 | 18 | 20 | 230.792 | 5516 | 80.96 | 55.04 | 1000 | 80.96 | 0 | 73.0676 | Cooling | 12.1779 | #N/A | #N/A | #N/A | #N/A | 0 | 0 | 0 | 0 | 0 | 73.0676 | #N/A | #N/A | 88 | #N/A | #N/A | #N/A | 0.04059% | 1 | 50% | 0% | 0% | 0% | 8.2745 | 0 | 0 | 0 | 8.2745 | #N/A
2007-08-18 21:00 | 8 | 18 | 21 | 230.8337 | 5517 | 71.06 | 53.96 | 1000 | 71.06 | 0 | 53.1278 | Cooling | 8.8546 | #N/A | #N/A | #N/A | #N/A | 0 | 0 | 0 | 0 | 0 | 53.1278 | #N/A | #N/A | 88 | #N/A | #N/A | #N/A | 0.02952% | 1 | 50% | 0% | 0% | 0% | 8.2745 | 0 | 0 | 0 | 8.2745 | #N/A
2007-08-18 22:00 | 8 | 18 | 22 | 230.8753 | 5518 | 71.06 | 53.96 | 1000 | 71.06 | 0 | 28.2777 | Cooling | 4.7129 | #N/A | #N/A | #N/A | #N/A | 0 | 0 | 0 | 0 | 0 | 28.2777 | #N/A | #N/A | 88 | #N/A | #N/A | #N/A | 0.01571% | 1 | 50% | 0% | 0% | 0% | 8.2745 | 0 | 0 | 0 | 8.2745 | #N/A
2007-08-18 23:00 | 8 | 18 | 23 | 230.917 | 5519 | 71.06 | 55.04 | 1001 | 71.06 | 0 | 22.2536 | Cooling | 3.7089 | #N/A | #N/A | #N/A | #N/A | 0 | 0 | 0 | 0 | 0 | 22.2536 | #N/A | #N/A | 88 | #N/A | #N/A | #N/A | 0.01236% | 1 | 50% | 0% | 0% | 0% | 8.2745 | 0 | 0 | 0 | 8.2745 | #N/A
2007-08-19 | 8 | 19 | 0 | 230.9587 | 5520 | 69.98 | 55.94 | 1001 | 69.98 | 0 | 37.9269 | Cooling | 6.3212 | #N/A | #N/A | #N/A | #N/A | 0 | 0 | 0 | 0 | 0 | 37.9269 | #N/A | #N/A | 88 | #N/A | #N/A | #N/A | 0.02107% | 1 | 50% | 0% | 0% | 0% | 8.2745 | 0 | 0 | 0 | 8.2745 | #N/A
2007-08-19 01:00 | 8 | 19 | 1 | 231.0003 | 5521 | 69.98 | 55.94 | 1001 | 69.98 | 0 | 40.1679 | Cooling | 6.6947 | #N/A | #N/A | #N/A | #N/A | 0 | 0 | 0 | 0 | 0 | 40.1679 | #N/A | #N/A | 88 | #N/A | #N/A | #N/A | 0.02232% | 1 | 50% | 0% | 0% | 0% | 8.2745 | 0 | 0 | 0 | 8.2745 | #N/A
2007-08-19 02:00 | 8 | 19 | 2 | 231.042 | 5522 | 69.98 | 57.02 | 1001 | 69.98 | 0 | 43.2023 | Cooling | 7.2004 | #N/A | #N/A | #N/A | #N/A | 0 | 0 | 0 | 0 | 0 | 43.2023 | #N/A | #N/A | 88 | #N/A | #N/A | #N/A | 0.024% | 1 | 50% | 0% | 0% | 0% | 8.2745 | 0 | 0 | 0 | 8.2745 | #N/A
2007-08-19 03:00 | 8 | 19 | 3 | 231.0837 | 5523 | 68 | 55.94 | 1001 | 68 | 0 | 38.5014 | Cooling | 6.4169 | #N/A | #N/A | #N/A | #N/A | 0 | 0 | 0 | 0 | 0 | 38.5014 | #N/A | #N/A | 88 | #N/A | #N/A | #N/A | 0.02139% | 1 | 50% | 0% | 0% | 0% | 8.2745 | 0 | 0 | 0 | 8.2745 | #N/A
2007-08-19 04:00 | 8 | 19 | 4 | 231.1253 | 5524 | 69.98 | 55.04 | 1002 | 69.98 | 0 | 29.4658 | Cooling | 4.911 | #N/A | #N/A | #N/A | #N/A | 0 | 0 | 0 | 0 | 0 | 29.4658 | #N/A | #N/A | 88 | #N/A | #N/A | #N/A | 0.01637% | 1 | 50% | 0% | 0% | 0% | 8.2745 | 0 | 0 | 0 | 8.2745 | #N/A
2007-08-19 05:00 | 8 | 19 | 5 | 231.167 | 5525 | 69.98 | 53.96 | 1002 | 69.98 | 0 | 32.0014 | Cooling | 5.3336 | #N/A | #N/A | #N/A | #N/A | 0 | 0 | 0 | 0 | 0 | 32.0014 | #N/A | #N/A | 88 | #N/A | #N/A | #N/A | 0.01778% | 1 | 50% | 0% | 0% | 0% | 8.2745 | 0 | 0 | 0 | 8.2745 | #N/A
2007-08-19 06:00 | 8 | 19 | 6 | 231.2087 | 5526 | 68 | 55.04 | 1003 | 68 | 0 | 293.6311 | Cooling | 48.9385 | #N/A | #N/A | #N/A | #N/A | 0 | 0 | 0 | 0 | 0 | 293.6311 | #N/A | #N/A | 88 | #N/A | #N/A | #N/A | 0.1631% | 1 | 50% | 0% | 0% | 0% | 8.2745 | 0 | 0 | 0 | 8.2745 | #N/A
2007-08-19 07:00 | 8 | 19 | 7 | 231.2503 | 5527 | 71.06 | 57.02 | 1004 | 71.06 | 0 | 512.8806 | Cooling | 85.4801 | #N/A | #N/A | #N/A | #N/A | 0 | 0 | 0 | 0 | 0 | 512.8806 | #N/A | #N/A | 88 | #N/A | #N/A | #N/A | 0.2849% | 1 | 50% | 0% | 0% | 0% | 8.2745 | 0 | 0 | 0 | 8.2745 | #N/A
2007-08-19 08:00 | 8 | 19 | 8 | 231.292 | 5528 | 71.06 | 57.02 | 1004 | 71.06 | 0 | 1000.4493 | Cooling | 166.7415 | #N/A | #N/A | #N/A | #N/A | 0 | 0 | 0 | 0 | 0 | 1000.4493 | #N/A | #N/A | 88 | #N/A | #N/A | #N/A | 0.5558% | 1 | 50% | 0% | 0% | 0% | 8.2745 | 0 | 0 | 0 | 8.2745 | #N/A
2007-08-19 09:00 | 8 | 19 | 9 | 231.3337 | 5529 | 75.2 | 55.94 | 1005 | 75.2 | 0 | 1048.81 | Cooling | 174.8017 | #N/A | #N/A | #N/A | #N/A | 0 | 0 | 0 | 0 | 0 | 1048.81 | #N/A | #N/A | 88 | #N/A | #N/A | #N/A | 0.5827% | 1 | 50% | 0% | 0% | 0% | 8.2745 | 0 | 0 | 0 | 8.2745 | #N/A
2007-08-19 10:00 | 8 | 19 | 10 | 231.3753 | 5530 | 77 | 55.94 | 1005 | 77 | 0 | 1111.6511 | Cooling | 185.2752 | #N/A | #N/A | #N/A | #N/A | 0 | 0 | 0 | 0 | 0 | 1111.6511 | #N/A | #N/A | 88 | #N/A | #N/A | #N/A | 0.6176% | 1 | 50% | 0% | 0% | 0% | 8.2745 | 0 | 0 | 0 | 8.2745 | #N/A
2007-08-19 11:00 | 8 | 19 | 11 | 231.417 | 5531 | 77 | 51.98 | 1005 | 77 | 0 | 918.964 | Cooling | 153.1607 | #N/A | #N/A | #N/A | #N/A | 0 | 0 | 0 | 0 | 0 | 918.964 | #N/A | #N/A | 88 | #N/A | #N/A | #N/A | 0.5105% | 1 | 50% | 0% | 0% | 0% | 8.2745 | 0 | 0 | 0 | 8.2745 | #N/A
2007-08-19 12:00 | 8 | 19 | 12 | 231.4587 | 5532 | 82.94 | 46.94 | 1005 | 82.94 | 0 | 637.1728 | Cooling | 106.1955 | #N/A | #N/A | #N/A | #N/A | 0 | 0 | 0 | 0 | 0 | 637.1728 | #N/A | #N/A | 88 | #N/A | #N/A | #N/A | 0.354% | 1 | 50% | 0% | 0% | 0% | 8.2745 | 0 | 0 | 0 | 8.2745 | #N/A
2007-08-19 13:00 | 8 | 19 | 13 | 231.5003 | 5533 | 82.94 | 48.02 | 1005 | 82.94 | 0 | 645.7442 | Cooling | 107.624 | #N/A | #N/A | #N/A | #N/A | 0 | 0 | 0 | 0 | 0 | 645.7442 | #N/A | #N/A | 88 | #N/A | #N/A | #N/A | 0.3587% | 1 | 50% | 0% | 0% | 0% | 8.2745 | 0 | 0 | 0 | 8.2745 | #N/A
2007-08-19 14:00 | 8 | 19 | 14 | 231.542 | 5534 | 82.94 | 46.94 | 1004 | 82.94 | 0 | 701.1635 | Cooling | 116.8606 | #N/A | #N/A | #N/A | #N/A | 0 | 0 | 0 | 0 | 0 | 701.1635 | #N/A | #N/A | 88 | #N/A | #N/A | #N/A | 0.3895% | 1 | 50% | 0% | 0% | 0% | 8.2745 | 0 | 0 | 0 | 8.2745 | #N/A
2007-08-19 15:00 | 8 | 19 | 15 | 231.5837 | 5535 | 75.2 | 46.94 | 1004 | 75.2 | 0 | 709.0503 | Cooling | 118.175 | #N/A | #N/A | #N/A | #N/A | 0 | 0 | 0 | 0 | 0 | 709.0503 | #N/A | #N/A | 88 | #N/A | #N/A | #N/A | 0.3939% | 1 | 50% | 0% | 0% | 0% | 8.2745 | 0 | 0 | 0 | 8.2745 | #N/A
2007-08-19 16:00 | 8 | 19 | 16 | 231.6253 | 5536 | 75.2 | 48.02 | 1005 | 75.2 | 0 | 663.89 | Cooling | 110.6483 | #N/A | #N/A | #N/A | #N/A | 0 | 0 | 0 | 0 | 0 | 663.89 | #N/A | #N/A | 88 | #N/A | #N/A | #N/A | 0.3688% | 1 | 50% | 0% | 0% | 0% | 8.2745 | 0 | 0 | 0 | 8.2745 | #N/A
2007-08-19 17:00 | 8 | 19 | 17 | 231.667 | 5537 | 78.08 | 50 | 1006 | 78.08 | 0 | 535.1702 | Cooling | 89.195 | #N/A | #N/A | #N/A | #N/A | 0 | 0 | 0 | 0 | 0 | 535.1702 | #N/A | #N/A | 88 | #N/A | #N/A | #N/A | 0.2973% | 1 | 50% | 0% | 0% | 0% | 8.2745 | 0 | 0 | 0 | 8.2745 | #N/A
2007-08-19 18:00 | 8 | 19 | 18 | 231.7087 | 5538 | 80.06 | 48.92 | 1006 | 80.06 | 0 | 468.5325 | Cooling | 78.0888 | #N/A | #N/A | #N/A | #N/A | 0 | 0 | 0 | 0 | 0 | 468.5325 | #N/A | #N/A | 88 | #N/A | #N/A | #N/A | 0.2603% | 1 | 50% | 0% | 0% | 0% | 8.2745 | 0 | 0 | 0 | 8.2745 | #N/A
2007-08-19 19:00 | 8 | 19 | 19 | 231.7503 | 5539 | 73.94 | 46.94 | 1006 | 73.94 | 0 | 412.6899 | Cooling | 68.7817 | #N/A | #N/A | #N/A | #N/A | 0 | 0 | 0 | 0 | 0 | 412.6899 | #N/A | #N/A | 88 | #N/A | #N/A | #N/A | 0.2293% | 1 | 50% | 0% | 0% | 0% | 8.2745 | 0 | 0 | 0 | 8.2745 | #N/A
2007-08-19 20:00 | 8 | 19 | 20 | 231.792 | 5540 | 73.94 | 46.94 | 1006 | 73.94 | 0 | 224.0266 | Cooling | 37.3378 | #N/A | #N/A | #N/A | #N/A | 0 | 0 | 0 | 0 | 0 | 224.0266 | #N/A | #N/A | 88 | #N/A | #N/A | #N/A | 0.1245% | 1 | 50% | 0% | 0% | 0% | 8.2745 | 0 | 0 | 0 | 8.2745 | #N/A
2007-08-19 21:00 | 8 | 19 | 21 | 231.8337 | 5541 | 71.06 | 46.94 | 1006 | 71.06 | 0 | 96.6277 | Cooling | 16.1046 | #N/A | #N/A | #N/A | #N/A | 0 | 0 | 0 | 0 | 0 | 96.6277 | #N/A | #N/A | 88 | #N/A | #N/A | #N/A | 0.05368% | 1 | 50% | 0% | 0% | 0% | 8.2745 | 0 | 0 | 0 | 8.2745 | #N/A
2007-08-19 22:00 | 8 | 19 | 22 | 231.8753 | 5542 | 69.98 | 48.02 | 1007 | 69.98 | 0 | 0 | Cooling | 0 | #N/A | #N/A | #N/A | #N/A | 0 | 0 | 0 | 0 | 0 | 0 | #N/A | #N/A | 88 | 88 | 0 | #N/A | 0% | 1 | 50% | 0% | 0% | 0% | 8.2745 | 0 | 0 | 0 | 8.2745 | #N/A
2007-08-19 23:00 | 8 | 19 | 23 | 231.917 | 5543 | 69.98 | 48.02 | 1007 | 69.98 | 0 | 0 | Cooling | 0 | #N/A | #N/A | #N/A | #N/A | 0 | 0 | 0 | 0 | 0 | 0 | #N/A | #N/A | 88 | 88 | 0 | #N/A | 0% | 1 | 50% | 0% | 0% | 0% | 8.2745 | 0 | 0 | 0 | 8.2745 | #N/A
2007-08-20 | 8 | 20 | 0 | 231.9587 | 5544 | 68 | 48.02 | 1007 | 68 | 0 | 0.00011776 | Cooling | 1.9626e-05 | #N/A | #N/A | #N/A | #N/A | 0 | 0 | 0 | 0 | 0 | 0.00011776 | #N/A | #N/A | 88 | #N/A | #N/A | #N/A | 6.542e-08% | 1 | 50% | 0% | 0% | 0% | 8.2745 | 0 | 0 | 0 | 8.2745 | #N/A
2007-08-20 01:00 | 8 | 20 | 1 | 232.0003 | 5545 | 66.02 | 46.94 | 1008 | 66.02 | 0 | 0.0012399 | Cooling | 0.00020665 | #N/A | #N/A | #N/A | #N/A | 0 | 0 | 0 | 0 | 0 | 0.0012399 | #N/A | #N/A | 88 | #N/A | #N/A | #N/A | 6.888e-07% | 1 | 50% | 0% | 0% | 0% | 8.2745 | 0 | 0 | 0 | 8.2745 | #N/A
2007-08-20 02:00 | 8 | 20 | 2 | 232.042 | 5546 | 66.02 | 46.04 | 1007 | 66.02 | 0 | 0.0051986 | Cooling | 0.00086644 | #N/A | #N/A | #N/A | #N/A | 0 | 0 | 0 | 0 | 0 | 0.0051986 | #N/A | #N/A | 88 | #N/A | #N/A | #N/A | 2.888e-06% | 1 | 50% | 0% | 0% | 0% | 8.2745 | 0 | 0 | 0 | 8.2745 | #N/A
2007-08-20 03:00 | 8 | 20 | 3 | 232.0837 | 5547 | 64.4 | 44.96 | 1008 | 64.4 | 0 | 0.018777 | Cooling | 0.0031295 | #N/A | #N/A | #N/A | #N/A | 0 | 0 | 0 | 0 | 0 | 0.018777 | #N/A | #N/A | 88 | #N/A | #N/A | #N/A | 1.043e-05% | 1 | 50% | 0% | 0% | 0% | 8.2745 | 0 | 0 | 0 | 8.2745 | #N/A
2007-08-20 04:00 | 8 | 20 | 4 | 232.1253 | 5548 | 64.4 | 46.04 | 1008 | 64.4 | 0 | 0.015731 | Cooling | 0.0026218 | #N/A | #N/A | #N/A | #N/A | 0 | 0 | 0 | 0 | 0 | 0.015731 | #N/A | #N/A | 88 | #N/A | #N/A | #N/A | 8.739e-06% | 1 | 50% | 0% | 0% | 0% | 8.2745 | 0 | 0 | 0 | 8.2745 | #N/A
2007-08-20 05:00 | 8 | 20 | 5 | 232.167 | 5549 | 64.04 | 44.96 | 1009 | 64.04 | 0 | 0.020512 | Cooling | 0.0034187 | #N/A | #N/A | #N/A | #N/A | 0 | 0 | 0 | 0 | 0 | 0.020512 | #N/A | #N/A | 88 | #N/A | #N/A | #N/A | 1.14e-05% | 1 | 50% | 0% | 0% | 0% | 8.2745 | 0 | 0 | 0 | 8.2745 | #N/A
2007-08-20 06:00 | 8 | 20 | 6 | 232.2087 | 5550 | 62.6 | 46.94 | 1009 | 62.6 | 0 | 0.015521 | Cooling | 0.0025869 | #N/A | #N/A | #N/A | #N/A | 0 | 0 | 0 | 0 | 0 | 0.015521 | #N/A | #N/A | 88 | #N/A | #N/A | #N/A | 8.623e-06% | 1 | 50% | 0% | 0% | 0% | 8.2745 | 0 | 0 | 0 | 8.2745 | #N/A
2007-08-20 07:00 | 8 | 20 | 7 | 232.2503 | 5551 | 64.94 | 46.94 | 1011 | 64.94 | 0 | 0.7276 | Cooling | 0.12127 | #N/A | #N/A | #N/A | #N/A | 0 | 0 | 0 | 0 | 0 | 0.7276 | #N/A | #N/A | 88 | #N/A | #N/A | #N/A | 0.0004042% | 1 | 50% | 0% | 0% | 0% | 8.2745 | 0 | 0 | 0 | 8.2745 | #N/A
2007-08-20 08:00 | 8 | 20 | 8 | 232.292 | 5552 | 64.94 | 46.94 | 1010 | 64.94 | 0 | 92.0934 | Cooling | 15.3489 | #N/A | #N/A | #N/A | #N/A | 0 | 0 | 0 | 0 | 0 | 92.0934 | #N/A | #N/A | 88 | #N/A | #N/A | #N/A | 0.05116% | 1 | 50% | 0% | 0% | 0% | 8.2745 | 0 | 0 | 0 | 8.2745 | #N/A
2007-08-20 09:00 | 8 | 20 | 9 | 232.3337 | 5553 | 73.04 | 46.94 | 1011 | 73.04 | 0 | 174.8908 | Cooling | 29.1485 | #N/A | #N/A | #N/A | #N/A | 0 | 0 | 0 | 0 | 0 | 174.8908 | #N/A | #N/A | 88 | #N/A | #N/A | #N/A | 0.09716% | 1 | 50% | 0% | 0% | 0% | 8.2745 | 0 | 0 | 0 | 8.2745 | #N/A
2007-08-20 10:00 | 8 | 20 | 10 | 232.3753 | 5554 | 77 | 46.04 | 1011 | 77 | 0 | 218.4034 | Cooling | 36.4006 | #N/A | #N/A | #N/A | #N/A | 0 | 0 | 0 | 0 | 0 | 218.4034 | #N/A | #N/A | 88 | #N/A | #N/A | #N/A | 0.1213% | 1 | 50% | 0% | 0% | 0% | 8.2745 | 0 | 0 | 0 | 8.2745 | #N/A
2007-08-20 11:00 | 8 | 20 | 11 | 232.417 | 5555 | 77 | 44.06 | 1011 | 77 | 0 | 297.1676 | Cooling | 49.5279 | #N/A | #N/A | #N/A | #N/A | 0 | 0 | 0 | 0 | 0 | 297.1676 | #N/A | #N/A | 88 | #N/A | #N/A | #N/A | 0.1651% | 1 | 50% | 0% | 0% | 0% | 8.2745 | 0 | 0 | 0 | 8.2745 | #N/A
2007-08-20 12:00 | 8 | 20 | 12 | 232.4587 | 5556 | 82.94 | 44.06 | 1011 | 82.94 | 0 | 304.3816 | Cooling | 50.7303 | #N/A | #N/A | #N/A | #N/A | 0 | 0 | 0 | 0 | 0 | 304.3816 | #N/A | #N/A | 88 | #N/A | #N/A | #N/A | 0.1691% | 1 | 50% | 0% | 0% | 0% | 8.2745 | 0 | 0 | 0 | 8.2745 | #N/A
2007-08-20 13:00 | 8 | 20 | 13 | 232.5003 | 5557 | 82.94 | 44.06 | 1011 | 82.94 | 0 | 400.8514 | Cooling | 66.8086 | #N/A | #N/A | #N/A | #N/A | 0 | 0 | 0 | 0 | 0 | 400.8514 | #N/A | #N/A | 88 | #N/A | #N/A | #N/A | 0.2227% | 1 | 50% | 0% | 0% | 0% | 8.2745 | 0 | 0 | 0 | 8.2745 | #N/A
2007-08-20 14:00 | 8 | 20 | 14 | 232.542 | 5558 | 82.94 | 44.96 | 1010 | 82.94 | 0 | 437.2432 | Cooling | 72.8739 | #N/A | #N/A | #N/A | #N/A | 0 | 0 | 0 | 0 | 0 | 437.2432 | #N/A | #N/A | 88 | #N/A | #N/A | #N/A | 0.2429% | 1 | 50% | 0% | 0% | 0% | 8.2745 | 0 | 0 | 0 | 8.2745 | #N/A
2007-08-20 15:00 | 8 | 20 | 15 | 232.5837 | 5559 | 84.92 | 46.04 | 1010 | 84.92 | 0 | 449.5447 | Cooling | 74.9241 | #N/A | #N/A | #N/A | #N/A | 0 | 0 | 0 | 0 | 0 | 449.5447 | #N/A | #N/A | 88 | #N/A | #N/A | #N/A | 0.2497% | 1 | 50% | 0% | 0% | 0% | 8.2745 | 0 | 0 | 0 | 8.2745 | #N/A
2007-08-20 16:00 | 8 | 20 | 16 | 232.6253 | 5560 | 84.92 | 44.06 | 1010 | 84.92 | 0 | 437.277 | Cooling | 72.8795 | #N/A | #N/A | #N/A | #N/A | 0 | 0 | 0 | 0 | 0 | 437.277 | #N/A | #N/A | 88 | #N/A | #N/A | #N/A | 0.2429% | 1 | 50% | 0% | 0% | 0% | 8.2745 | 0 | 0 | 0 | 8.2745 | #N/A
2007-08-20 17:00 | 8 | 20 | 17 | 232.667 | 5561 | 84.92 | 44.06 | 1010 | 84.92 | 0 | 449.2049 | Cooling | 74.8675 | #N/A | #N/A | #N/A | #N/A | 0 | 0 | 0 | 0 | 0 | 449.2049 | #N/A | #N/A | 88 | #N/A | #N/A | #N/A | 0.2496% | 1 | 50% | 0% | 0% | 0% | 8.2745 | 0 | 0 | 0 | 8.2745 | #N/A
2007-08-20 18:00 | 8 | 20 | 18 | 232.7087 | 5562 | 82.94 | 44.06 | 1010 | 82.94 | 0 | 411.9655 | Cooling | 68.6609 | #N/A | #N/A | #N/A | #N/A | 0 | 0 | 0 | 0 | 0 | 411.9655 | #N/A | #N/A | 88 | #N/A | #N/A | #N/A | 0.2289% | 1 | 50% | 0% | 0% | 0% | 8.2745 | 0 | 0 | 0 | 8.2745 | #N/A
2007-08-20 19:00 | 8 | 20 | 19 | 232.7503 | 5563 | 82.04 | 44.96 | 1011 | 82.04 | 0 | 293.1939 | Cooling | 48.8657 | #N/A | #N/A | #N/A | #N/A | 0 | 0 | 0 | 0 | 0 | 293.1939 | #N/A | #N/A | 88 | #N/A | #N/A | #N/A | 0.1629% | 1 | 50% | 0% | 0% | 0% | 8.2745 | 0 | 0 | 0 | 8.2745 | #N/A
2007-08-20 20:00 | 8 | 20 | 20 | 232.792 | 5564 | 82.04 | 46.94 | 1011 | 82.04 | 0 | 142.4532 | Cooling | 23.7422 | #N/A | #N/A | #N/A | #N/A | 0 | 0 | 0 | 0 | 0 | 142.4532 | #N/A | #N/A | 88 | #N/A | #N/A | #N/A | 0.07914% | 1 | 50% | 0% | 0% | 0% | 8.2745 | 0 | 0 | 0 | 8.2745 | #N/A
2007-08-20 21:00 | 8 | 20 | 21 | 232.8337 | 5565 | 80.96 | 46.94 | 1011 | 80.96 | 0 | 38.442 | Cooling | 6.407 | #N/A | #N/A | #N/A | #N/A | 0 | 0 | 0 | 0 | 0 | 38.442 | #N/A | #N/A | 88 | #N/A | #N/A | #N/A | 0.02136% | 1 | 50% | 0% | 0% | 0% | 8.2745 | 0 | 0 | 0 | 8.2745 | #N/A
2007-08-20 22:00 | 8 | 20 | 22 | 232.8753 | 5566 | 78.98 | 46.94 | 1011 | 78.98 | 0 | 0.00017837 | Cooling | 2.9728e-05 | #N/A | #N/A | #N/A | #N/A | 0 | 0 | 0 | 0 | 0 | 0.00017837 | #N/A | #N/A | 88 | #N/A | #N/A | #N/A | 9.909e-08% | 1 | 50% | 0% | 0% | 0% | 8.2745 | 0 | 0 | 0 | 8.2745 | #N/A
2007-08-20 23:00 | 8 | 20 | 23 | 232.917 | 5567 | 78.98 | 48.02 | 1011 | 78.98 | 0 | 8.6586e-05 | Cooling | 1.4431e-05 | #N/A | #N/A | #N/A | #N/A | 0 | 0 | 0 | 0 | 0 | 8.6586e-05 | #N/A | #N/A | 88 | #N/A | #N/A | #N/A | 4.81e-08% | 1 | 50% | 0% | 0% | 0% | 8.2745 | 0 | 0 | 0 | 8.2745 | #N/A
2007-08-21 | 8 | 21 | 0 | 232.9587 | 5568 | 78.08 | 46.94 | 1011 | 78.08 | 0 | 0.0035102 | Cooling | 0.00058503 | #N/A | #N/A | #N/A | #N/A | 0 | 0 | 0 | 0 | 0 | 0.0035102 | #N/A | #N/A | 88 | #N/A | #N/A | #N/A | 1.95e-06% | 1 | 50% | 0% | 0% | 0% | 8.2745 | 0 | 0 | 0 | 8.2745 | #N/A
2007-08-21 01:00 | 8 | 21 | 1 | 233.0003 | 5569 | 77 | 46.94 | 1012 | 77 | 0 | 0.0052003 | Cooling | 0.00086672 | #N/A | #N/A | #N/A | #N/A | 0 | 0 | 0 | 0 | 0 | 0.0052003 | #N/A | #N/A | 88 | #N/A | #N/A | #N/A | 2.889e-06% | 1 | 50% | 0% | 0% | 0% | 8.2745 | 0 | 0 | 0 | 8.2745 | #N/A
2007-08-21 02:00 | 8 | 21 | 2 | 233.042 | 5570 | 77 | 44.96 | 1011 | 77 | 0 | 0.018249 | Cooling | 0.0030415 | #N/A | #N/A | #N/A | #N/A | 0 | 0 | 0 | 0 | 0 | 0.018249 | #N/A | #N/A | 88 | #N/A | #N/A | #N/A | 1.014e-05% | 1 | 50% | 0% | 0% | 0% | 8.2745 | 0 | 0 | 0 | 8.2745 | #N/A
2007-08-21 03:00 | 8 | 21 | 3 | 233.0837 | 5571 | 77 | 46.04 | 1011 | 77 | 0 | 0.01629 | Cooling | 0.002715 | #N/A | #N/A | #N/A | #N/A | 0 | 0 | 0 | 0 | 0 | 0.01629 | #N/A | #N/A | 88 | #N/A | #N/A | #N/A | 9.05e-06% | 1 | 50% | 0% | 0% | 0% | 8.2745 | 0 | 0 | 0 | 8.2745 | #N/A
2007-08-21 04:00 | 8 | 21 | 4 | 233.1253 | 5572 | 77 | 46.04 | 1012 | 77 | 0 | 0.0086309 | Cooling | 0.0014385 | #N/A | #N/A | #N/A | #N/A | 0 | 0 | 0 | 0 | 0 | 0.0086309 | #N/A | #N/A | 88 | #N/A | #N/A | #N/A | 4.795e-06% | 1 | 50% | 0% | 0% | 0% | 8.2745 | 0 | 0 | 0 | 8.2745 | #N/A
2007-08-21 05:00 | 8 | 21 | 5 | 233.167 | 5573 | 77 | 46.04 | 1012 | 77 | 0 | 0.010046 | Cooling | 0.0016743 | #N/A | #N/A | #N/A | #N/A | 0 | 0 | 0 | 0 | 0 | 0.010046 | #N/A | #N/A | 88 | #N/A | #N/A | #N/A | 5.581e-06% | 1 | 50% | 0% | 0% | 0% | 8.2745 | 0 | 0 | 0 | 8.2745 | #N/A
2007-08-21 06:00 | 8 | 21 | 6 | 233.2087 | 5574 | 77 | 46.94 | 1013 | 77 | 0 | 0.0076611 | Cooling | 0.0012769 | #N/A | #N/A | #N/A | #N/A | 0 | 0 | 0 | 0 | 0 | 0.0076611 | #N/A | #N/A | 88 | #N/A | #N/A | #N/A | 4.256e-06% | 1 | 50% | 0% | 0% | 0% | 8.2745 | 0 | 0 | 0 | 8.2745 | #N/A
2007-08-21 07:00 | 8 | 21 | 7 | 233.2503 | 5575 | 77 | 48.02 | 1013 | 77 | 0 | 0.00016278 | Cooling | 2.713e-05 | #N/A | #N/A | #N/A | #N/A | 0 | 0 | 0 | 0 | 0 | 0.00016278 | #N/A | #N/A | 88 | #N/A | #N/A | #N/A | 9.043e-08% | 1 | 50% | 0% | 0% | 0% | 8.2745 | 0 | 0 | 0 | 8.2745 | #N/A
2007-08-21 08:00 | 8 | 21 | 8 | 233.292 | 5576 | 77 | 50 | 1013 | 77 | 0 | 134.1633 | Cooling | 22.3606 | #N/A | #N/A | #N/A | #N/A | 0 | 0 | 0 | 0 | 0 | 134.1633 | #N/A | #N/A | 88 | #N/A | #N/A | #N/A | 0.07454% | 1 | 50% | 0% | 0% | 0% | 8.2745 | 0 | 0 | 0 | 8.2745 | #N/A
2007-08-21 09:00 | 8 | 21 | 9 | 233.3337 | 5577 | 78.08 | 51.98 | 1013 | 78.08 | 0 | 433.8204 | Cooling | 72.3034 | #N/A | #N/A | #N/A | #N/A | 0 | 0 | 0 | 0 | 0 | 433.8204 | #N/A | #N/A | 88 | #N/A | #N/A | #N/A | 0.241% | 1 | 50% | 0% | 0% | 0% | 8.2745 | 0 | 0 | 0 | 8.2745 | #N/A
2007-08-21 10:00 | 8 | 21 | 10 | 233.3753 | 5578 | 80.06 | 50 | 1013 | 80.06 | 0 | 554.5558 | Cooling | 92.426 | #N/A | #N/A | #N/A | #N/A | 0 | 0 | 0 | 0 | 0 | 554.5558 | #N/A | #N/A | 88 | #N/A | #N/A | #N/A | 0.3081% | 1 | 50% | 0% | 0% | 0% | 8.2745 | 0 | 0 | 0 | 8.2745 | #N/A
2007-08-21 11:00 | 8 | 21 | 11 | 233.417 | 5579 | 80.06 | 48.92 | 1013 | 80.06 | 0 | 612.8171 | Cooling | 102.1362 | #N/A | #N/A | #N/A | #N/A | 0 | 0 | 0 | 0 | 0 | 612.8171 | #N/A | #N/A | 88 | #N/A | #N/A | #N/A | 0.3405% | 1 | 50% | 0% | 0% | 0% | 8.2745 | 0 | 0 | 0 | 8.2745 | #N/A
2007-08-21 12:00 | 8 | 21 | 12 | 233.4587 | 5580 | 82.4 | 46.04 | 1013 | 82.4 | 0 | 675.7709 | Cooling | 112.6285 | #N/A | #N/A | #N/A | #N/A | 0 | 0 | 0 | 0 | 0 | 675.7709 | #N/A | #N/A | 88 | #N/A | #N/A | #N/A | 0.3754% | 1 | 50% | 0% | 0% | 0% | 8.2745 | 0 | 0 | 0 | 8.2745 | #N/A
2007-08-21 13:00 | 8 | 21 | 13 | 233.5003 | 5581 | 69.8 | 48.02 | 1012 | 69.8 | 0 | 750.2489 | Cooling | 125.0415 | #N/A | #N/A | #N/A | #N/A | 0 | 0 | 0 | 0 | 0 | 750.2489 | #N/A | #N/A | 88 | #N/A | #N/A | #N/A | 0.4168% | 1 | 50% | 0% | 0% | 0% | 8.2745 | 0 | 0 | 0 | 8.2745 | #N/A
2007-08-21 14:00 | 8 | 21 | 14 | 233.542 | 5582 | 71.06 | 46.94 | 1012 | 71.06 | 0 | 786.3769 | Cooling | 131.0628 | #N/A | #N/A | #N/A | #N/A | 0 | 0 | 0 | 0 | 0 | 786.3769 | #N/A | #N/A | 88 | #N/A | #N/A | #N/A | 0.4369% | 1 | 50% | 0% | 0% | 0% | 8.2745 | 0 | 0 | 0 | 8.2745 | #N/A
2007-08-21 15:00 | 8 | 21 | 15 | 233.5837 | 5583 | 71.96 | 46.94 | 1012 | 71.96 | 0 | 787.6244 | Cooling | 131.2707 | #N/A | #N/A | #N/A | #N/A | 0 | 0 | 0 | 0 | 0 | 787.6244 | #N/A | #N/A | 88 | #N/A | #N/A | #N/A | 0.4376% | 1 | 50% | 0% | 0% | 0% | 8.2745 | 0 | 0 | 0 | 8.2745 | #N/A
2007-08-21 16:00 | 8 | 21 | 16 | 233.6253 | 5584 | 71.96 | 48.02 | 1011 | 71.96 | 0 | 756.4015 | Cooling | 126.0669 | #N/A | #N/A | #N/A | #N/A | 0 | 0 | 0 | 0 | 0 | 756.4015 | #N/A | #N/A | 88 | #N/A | #N/A | #N/A | 0.4202% | 1 | 50% | 0% | 0% | 0% | 8.2745 | 0 | 0 | 0 | 8.2745 | #N/A
2007-08-21 17:00 | 8 | 21 | 17 | 233.667 | 5585 | 71.96 | 48.92 | 1011 | 71.96 | 0 | 771.2281 | Cooling | 128.538 | #N/A | #N/A | #N/A | #N/A | 0 | 0 | 0 | 0 | 0 | 771.2281 | #N/A | #N/A | 88 | #N/A | #N/A | #N/A | 0.4285% | 1 | 50% | 0% | 0% | 0% | 8.2745 | 0 | 0 | 0 | 8.2745 | #N/A
2007-08-21 18:00 | 8 | 21 | 18 | 233.7087 | 5586 | 73.04 | 51.08 | 1011 | 73.04 | 0 | 777.7756 | Cooling | 129.6293 | #N/A | #N/A | #N/A | #N/A | 0 | 0 | 0 | 0 | 0 | 777.7756 | #N/A | #N/A | 88 | #N/A | #N/A | #N/A | 0.4321% | 1 | 50% | 0% | 0% | 0% | 8.2745 | 0 | 0 | 0 | 8.2745 | #N/A
2007-08-21 19:00 | 8 | 21 | 19 | 233.7503 | 5587 | 73.04 | 51.98 | 1011 | 73.04 | 0 | 716.8787 | Cooling | 119.4798 | #N/A | #N/A | #N/A | #N/A | 0 | 0 | 0 | 0 | 0 | 716.8787 | #N/A | #N/A | 88 | #N/A | #N/A | #N/A | 0.3983% | 1 | 50% | 0% | 0% | 0% | 8.2745 | 0 | 0 | 0 | 8.2745 | #N/A
2007-08-21 20:00 | 8 | 21 | 20 | 233.792 | 5588 | 73.04 | 51.98 | 1011 | 73.04 | 0 | 576.988 | Cooling | 96.1647 | #N/A | #N/A | #N/A | #N/A | 0 | 0 | 0 | 0 | 0 | 576.988 | #N/A | #N/A | 88 | #N/A | #N/A | #N/A | 0.3205% | 1 | 50% | 0% | 0% | 0% | 8.2745 | 0 | 0 | 0 | 8.2745 | #N/A
2007-08-21 21:00 | 8 | 21 | 21 | 233.8337 | 5589 | 71.6 | 53.06 | 1011 | 71.6 | 0 | 456.8565 | Cooling | 76.1428 | #N/A | #N/A | #N/A | #N/A | 0 | 0 | 0 | 0 | 0 | 456.8565 | #N/A | #N/A | 88 | #N/A | #N/A | #N/A | 0.2538% | 1 | 50% | 0% | 0% | 0% | 8.2745 | 0 | 0 | 0 | 8.2745 | #N/A
2007-08-21 22:00 | 8 | 21 | 22 | 233.8753 | 5590 | 73.4 | 51.98 | 1011 | 73.4 | 0 | 12.4237 | Cooling | 2.0706 | #N/A | #N/A | #N/A | #N/A | 0 | 0 | 0 | 0 | 0 | 12.4237 | #N/A | #N/A | 88 | #N/A | #N/A | #N/A | 0.006902% | 1 | 50% | 0% | 0% | 0% | 8.2745 | 0 | 0 | 0 | 8.2745 | #N/A
2007-08-21 23:00 | 8 | 21 | 23 | 233.917 | 5591 | 71.96 | 51.08 | 1011 | 71.96 | 0 | 13.3783 | Cooling | 2.2297 | #N/A | #N/A | #N/A | #N/A | 0 | 0 | 0 | 0 | 0 | 13.3783 | #N/A | #N/A | 88 | #N/A | #N/A | #N/A | 0.007432% | 1 | 50% | 0% | 0% | 0% | 8.2745 | 0 | 0 | 0 | 8.2745 | #N/A
2007-08-22 | 8 | 22 | 0 | 233.9587 | 5592 | 71.6 | 50 | 1011 | 71.6 | 0 | 2.2811 | Cooling | 0.38018 | #N/A | #N/A | #N/A | #N/A | 0 | 0 | 0 | 0 | 0 | 2.2811 | #N/A | #N/A | 88 | #N/A | #N/A | #N/A | 0.001267% | 1 | 50% | 0% | 0% | 0% | 8.2745 | 0 | 0 | 0 | 8.2745 | #N/A
2007-08-22 01:00 | 8 | 22 | 1 | 234.0003 | 5593 | 71.6 | 50 | 1011 | 71.6 | 0 | 0.0030478 | Cooling | 0.00050797 | #N/A | #N/A | #N/A | #N/A | 0 | 0 | 0 | 0 | 0 | 0.0030478 | #N/A | #N/A | 88 | #N/A | #N/A | #N/A | 1.693e-06% | 1 | 50% | 0% | 0% | 0% | 8.2745 | 0 | 0 | 0 | 8.2745 | #N/A
2007-08-22 02:00 | 8 | 22 | 2 | 234.042 | 5594 | 71.96 | 50 | 1011 | 71.96 | 0 | 0.0019413 | Cooling | 0.00032354 | #N/A | #N/A | #N/A | #N/A | 0 | 0 | 0 | 0 | 0 | 0.0019413 | #N/A | #N/A | 88 | #N/A | #N/A | #N/A | 1.078e-06% | 1 | 50% | 0% | 0% | 0% | 8.2745 | 0 | 0 | 0 | 8.2745 | #N/A
2007-08-22 03:00 | 8 | 22 | 3 | 234.0837 | 5595 | 71.6 | 50 | 1011 | 71.6 | 0 | 0.00091261 | Cooling | 0.0001521 | #N/A | #N/A | #N/A | #N/A | 0 | 0 | 0 | 0 | 0 | 0.00091261 | #N/A | #N/A | 88 | #N/A | #N/A | #N/A | 5.07e-07% | 1 | 50% | 0% | 0% | 0% | 8.2745 | 0 | 0 | 0 | 8.2745 | #N/A
2007-08-22 04:00 | 8 | 22 | 4 | 234.1253 | 5596 | 71.6 | 51.08 | 1010 | 71.6 | 0 | 4.0817 | Cooling | 0.68028 | #N/A | #N/A | #N/A | #N/A | 0 | 0 | 0 | 0 | 0 | 4.0817 | #N/A | #N/A | 88 | #N/A | #N/A | #N/A | 0.002268% | 1 | 50% | 0% | 0% | 0% | 8.2745 | 0 | 0 | 0 | 8.2745 | #N/A
2007-08-22 05:00 | 8 | 22 | 5 | 234.167 | 5597 | 71.06 | 50 | 1010 | 71.06 | 0 | 3.1373 | Cooling | 0.52289 | #N/A | #N/A | #N/A | #N/A | 0 | 0 | 0 | 0 | 0 | 3.1373 | #N/A | #N/A | 88 | #N/A | #N/A | #N/A | 0.001743% | 1 | 50% | 0% | 0% | 0% | 8.2745 | 0 | 0 | 0 | 8.2745 | #N/A
2007-08-22 06:00 | 8 | 22 | 6 | 234.2087 | 5598 | 69.8 | 50 | 1011 | 69.8 | 0 | 0.0029162 | Cooling | 0.00048604 | #N/A | #N/A | #N/A | #N/A | 0 | 0 | 0 | 0 | 0 | 0.0029162 | #N/A | #N/A | 88 | #N/A | #N/A | #N/A | 1.62e-06% | 1 | 50% | 0% | 0% | 0% | 8.2745 | 0 | 0 | 0 | 8.2745 | #N/A
2007-08-22 07:00 | 8 | 22 | 7 | 234.2503 | 5599 | 71.06 | 51.98 | 1011 | 71.06 | 0 | 109.1936 | Cooling | 18.1989 | #N/A | #N/A | #N/A | #N/A | 0 | 0 | 0 | 0 | 0 | 109.1936 | #N/A | #N/A | 88 | #N/A | #N/A | #N/A | 0.06066% | 1 | 50% | 0% | 0% | 0% | 8.2745 | 0 | 0 | 0 | 8.2745 | #N/A
2007-08-22 08:00 | 8 | 22 | 8 | 234.292 | 5600 | 71.06 | 53.96 | 1011 | 71.06 | 0 | 520.3679 | Cooling | 86.728 | #N/A | #N/A | #N/A | #N/A | 0 | 0 | 0 | 0 | 0 | 520.3679 | #N/A | #N/A | 88 | #N/A | #N/A | #N/A | 0.2891% | 1 | 50% | 0% | 0% | 0% | 8.2745 | 0 | 0 | 0 | 8.2745 | #N/A
2007-08-22 09:00 | 8 | 22 | 9 | 234.3337 | 5601 | 71.96 | 53.96 | 1011 | 71.96 | 0 | 855.9447 | Cooling | 142.6575 | #N/A | #N/A | #N/A | #N/A | 0 | 0 | 0 | 0 | 0 | 855.9447 | #N/A | #N/A | 88 | #N/A | #N/A | #N/A | 0.4755% | 1 | 50% | 0% | 0% | 0% | 8.2745 | 0 | 0 | 0 | 8.2745 | #N/A
2007-08-22 10:00 | 8 | 22 | 10 | 234.3753 | 5602 | 73.04 | 53.06 | 1010 | 73.04 | 0 | 1121.0661 | Cooling | 186.8443 | #N/A | #N/A | #N/A | #N/A | 0 | 0 | 0 | 0 | 0 | 1121.0661 | #N/A | #N/A | 88 | #N/A | #N/A | #N/A | 0.6228% | 1 | 50% | 0% | 0% | 0% | 8.2745 | 0 | 0 | 0 | 8.2745 | #N/A
2007-08-22 11:00 | 8 | 22 | 11 | 234.417 | 5603 | 73.04 | 53.96 | 1010 | 73.04 | 0 | 1587.9464 | Cooling | 264.6577 | #N/A | #N/A | #N/A | #N/A | 0 | 0 | 0 | 0 | 0 | 1587.9464 | #N/A | #N/A | 88 | #N/A | #N/A | #N/A | 0.8822% | 1 | 50% | 0% | 0% | 0% | 8.2745 | 0 | 0 | 0 | 8.2745 | #N/A
2007-08-22 12:00 | 8 | 22 | 12 | 234.4587 | 5604 | 73.04 | 51.98 | 1009 | 73.04 | 0 | 1459.9336 | Cooling | 243.3223 | #N/A | #N/A | #N/A | #N/A | 0 | 0 | 0 | 0 | 0 | 1459.9336 | #N/A | #N/A | 88 | #N/A | #N/A | #N/A | 0.8111% | 1 | 50% | 0% | 0% | 0% | 8.2745 | 0 | 0 | 0 | 8.2745 | #N/A
2007-08-22 13:00 | 8 | 22 | 13 | 234.5003 | 5605 | 73.4 | 51.98 | 1009 | 73.4 | 0 | 1506.5144 | Cooling | 251.0857 | #N/A | #N/A | #N/A | #N/A | 0 | 0 | 0 | 0 | 0 | 1506.5144 | #N/A | #N/A | 88 | #N/A | #N/A | #N/A | 0.837% | 1 | 50% | 0% | 0% | 0% | 8.2745 | 0 | 0 | 0 | 8.2745 | #N/A
2007-08-22 14:00 | 8 | 22 | 14 | 234.542 | 5606 | 73.94 | 51.98 | 1009 | 73.94 | 0 | 1576.4963 | Cooling | 262.7494 | #N/A | #N/A | #N/A | #N/A | 0 | 0 | 0 | 0 | 0 | 1576.4963 | #N/A | #N/A | 88 | #N/A | #N/A | #N/A | 0.8758% | 1 | 50% | 0% | 0% | 0% | 8.2745 | 0 | 0 | 0 | 8.2745 | #N/A
2007-08-22 15:00 | 8 | 22 | 15 | 234.5837 | 5607 | 78.98 | 51.98 | 1008 | 78.98 | 0 | 1605.7485 | Cooling | 267.6248 | #N/A | #N/A | #N/A | #N/A | 0 | 0 | 0 | 0 | 0 | 1605.7485 | #N/A | #N/A | 88 | #N/A | #N/A | #N/A | 0.8921% | 1 | 50% | 0% | 0% | 0% | 8.2745 | 0 | 0 | 0 | 8.2745 | #N/A
2007-08-22 16:00 | 8 | 22 | 16 | 234.6253 | 5608 | 78.8 | 53.96 | 1008 | 78.8 | 0 | 1674.1866 | Cooling | 279.0311 | #N/A | #N/A | #N/A | #N/A | 0 | 0 | 0 | 0 | 0 | 1674.1866 | #N/A | #N/A | 88 | #N/A | #N/A | #N/A | 0.9301% | 1 | 50% | 0% | 0% | 0% | 8.2745 | 0 | 0 | 0 | 8.2745 | #N/A
2007-08-22 17:00 | 8 | 22 | 17 | 234.667 | 5609 | 78.08 | 53.96 | 1007 | 78.08 | 0 | 1671.7236 | Cooling | 278.6206 | #N/A | #N/A | #N/A | #N/A | 0 | 0 | 0 | 0 | 0 | 1671.7236 | #N/A | #N/A | 88 | #N/A | #N/A | #N/A | 0.9287% | 1 | 50% | 0% | 0% | 0% | 8.2745 | 0 | 0 | 0 | 8.2745 | #N/A
2007-08-22 18:00 | 8 | 22 | 18 | 234.7087 | 5610 | 78.08 | 53.96 | 1007 | 78.08 | 0 | 1643.8899 | Cooling | 273.9816 | #N/A | #N/A | #N/A | #N/A | 0 | 0 | 0 | 0 | 0 | 1643.8899 | #N/A | #N/A | 88 | #N/A | #N/A | #N/A | 0.9133% | 1 | 50% | 0% | 0% | 0% | 8.2745 | 0 | 0 | 0 | 8.2745 | #N/A
2007-08-22 19:00 | 8 | 22 | 19 | 234.7503 | 5611 | 77 | 57.02 | 1007 | 77 | 0 | 1759.2011 | Cooling | 293.2002 | #N/A | #N/A | #N/A | #N/A | 0 | 0 | 0 | 0 | 0 | 1759.2011 | #N/A | #N/A | 88 | #N/A | #N/A | #N/A | 0.9773% | 1 | 50% | 0% | 0% | 0% | 8.2745 | 0 | 0 | 0 | 8.2745 | #N/A
2007-08-22 20:00 | 8 | 22 | 20 | 234.792 | 5612 | 73.04 | 57.92 | 1007 | 73.04 | 0 | 1512.0681 | Cooling | 252.0114 | #N/A | #N/A | #N/A | #N/A | 0 | 0 | 0 | 0 | 0 | 1512.0681 | #N/A | #N/A | 88 | #N/A | #N/A | #N/A | 0.84% | 1 | 50% | 0% | 0% | 0% | 8.2745 | 0 | 0 | 0 | 8.2745 | #N/A
2007-08-22 21:00 | 8 | 22 | 21 | 234.8337 | 5613 | 71.96 | 57.92 | 1007 | 71.96 | 0 | 1337.2481 | Cooling | 222.8747 | #N/A | #N/A | #N/A | #N/A | 0 | 0 | 0 | 0 | 0 | 1337.2481 | #N/A | #N/A | 88 | #N/A | #N/A | #N/A | 0.7429% | 1 | 50% | 0% | 0% | 0% | 8.2745 | 0 | 0 | 0 | 8.2745 | #N/A
2007-08-22 22:00 | 8 | 22 | 22 | 234.8753 | 5614 | 71.06 | 57.92 | 1006 | 71.06 | 0 | 110.404 | Cooling | 18.4007 | #N/A | #N/A | #N/A | #N/A | 0 | 0 | 0 | 0 | 0 | 110.404 | #N/A | #N/A | 88 | #N/A | #N/A | #N/A | 0.06134% | 1 | 50% | 0% | 0% | 0% | 8.2745 | 0 | 0 | 0 | 8.2745 | #N/A
2007-08-22 23:00 | 8 | 22 | 23 | 234.917 | 5615 | 71.06 | 57.02 | 1005 | 71.06 | 0 | 157.8607 | Cooling | 26.3101 | #N/A | #N/A | #N/A | #N/A | 0 | 0 | 0 | 0 | 0 | 157.8607 | #N/A | #N/A | 88 | #N/A | #N/A | #N/A | 0.0877% | 1 | 50% | 0% | 0% | 0% | 8.2745 | 0 | 0 | 0 | 8.2745 | #N/A
2007-08-23 | 8 | 23 | 0 | 234.9587 | 5616 | 71.6 | 57.92 | 1005 | 71.6 | 0 | 151.0669 | Cooling | 25.1778 | #N/A | #N/A | #N/A | #N/A | 0 | 0 | 0 | 0 | 0 | 151.0669 | #N/A | #N/A | 88 | #N/A | #N/A | #N/A | 0.08393% | 1 | 50% | 0% | 0% | 0% | 8.2745 | 0 | 0 | 0 | 8.2745 | #N/A
2007-08-23 01:00 | 8 | 23 | 1 | 235.0003 | 5617 | 71.6 | 57.92 | 1005 | 71.6 | 0 | 163.5184 | Cooling | 27.2531 | #N/A | #N/A | #N/A | #N/A | 0 | 0 | 0 | 0 | 0 | 163.5184 | #N/A | #N/A | 88 | #N/A | #N/A | #N/A | 0.09084% | 1 | 50% | 0% | 0% | 0% | 8.2745 | 0 | 0 | 0 | 8.2745 | #N/A
2007-08-23 02:00 | 8 | 23 | 2 | 235.042 | 5618 | 71.06 | 59 | 1005 | 71.06 | 0 | 182.159 | Cooling | 30.3598 | #N/A | #N/A | #N/A | #N/A | 0 | 0 | 0 | 0 | 0 | 182.159 | #N/A | #N/A | 88 | #N/A | #N/A | #N/A | 0.1012% | 1 | 50% | 0% | 0% | 0% | 8.2745 | 0 | 0 | 0 | 8.2745 | #N/A
2007-08-23 03:00 | 8 | 23 | 3 | 235.0837 | 5619 | 71.6 | 59 | 1004 | 71.6 | 0 | 197.7591 | Cooling | 32.9598 | #N/A | #N/A | #N/A | #N/A | 0 | 0 | 0 | 0 | 0 | 197.7591 | #N/A | #N/A | 88 | #N/A | #N/A | #N/A | 0.1099% | 1 | 50% | 0% | 0% | 0% | 8.2745 | 0 | 0 | 0 | 8.2745 | #N/A
2007-08-23 04:00 | 8 | 23 | 4 | 235.1253 | 5620 | 71.6 | 60.08 | 1003 | 71.6 | 0 | 219.8067 | Cooling | 36.6345 | #N/A | #N/A | #N/A | #N/A | 0 | 0 | 0 | 0 | 0 | 219.8067 | #N/A | #N/A | 88 | #N/A | #N/A | #N/A | 0.1221% | 1 | 50% | 0% | 0% | 0% | 8.2745 | 0 | 0 | 0 | 8.2745 | #N/A
2007-08-23 05:00 | 8 | 23 | 5 | 235.167 | 5621 | 71.06 | 60.08 | 1002 | 71.06 | 0 | 267.139 | Cooling | 44.5232 | #N/A | #N/A | #N/A | #N/A | 0 | 0 | 0 | 0 | 0 | 267.139 | #N/A | #N/A | 88 | #N/A | #N/A | #N/A | 0.1484% | 1 | 50% | 0% | 0% | 0% | 8.2745 | 0 | 0 | 0 | 8.2745 | #N/A
2007-08-23 06:00 | 8 | 23 | 6 | 235.2087 | 5622 | 71.06 | 60.08 | 1002 | 71.06 | 0 | 1489.98 | Cooling | 248.33 | #N/A | #N/A | #N/A | #N/A | 0 | 0 | 0 | 0 | 0 | 1489.98 | #N/A | #N/A | 88 | #N/A | #N/A | #N/A | 0.8278% | 1 | 50% | 0% | 0% | 0% | 8.2745 | 0 | 0 | 0 | 8.2745 | #N/A
2007-08-23 07:00 | 8 | 23 | 7 | 235.2503 | 5623 | 71.6 | 62.06 | 1003 | 71.6 | 0 | 1448.2099 | Cooling | 241.3683 | #N/A | #N/A | #N/A | #N/A | 0 | 0 | 0 | 0 | 0 | 1448.2099 | #N/A | #N/A | 88 | #N/A | #N/A | #N/A | 0.8046% | 1 | 50% | 0% | 0% | 0% | 8.2745 | 0 | 0 | 0 | 8.2745 | #N/A
2007-08-23 08:00 | 8 | 23 | 8 | 235.292 | 5624 | 69.98 | 62.96 | 1002 | 69.98 | 0 | 1685.5696 | Cooling | 280.9283 | #N/A | #N/A | #N/A | #N/A | 0 | 0 | 0 | 0 | 0 | 1685.5696 | #N/A | #N/A | 88 | #N/A | #N/A | #N/A | 0.9364% | 1 | 50% | 0% | 0% | 0% | 8.2745 | 0 | 0 | 0 | 8.2745 | #N/A
2007-08-23 09:00 | 8 | 23 | 9 | 235.3337 | 5625 | 71.96 | 62.96 | 1001 | 71.96 | 0 | 1776.753 | Cooling | 296.1255 | #N/A | #N/A | #N/A | #N/A | 0 | 0 | 0 | 0 | 0 | 1776.753 | #N/A | #N/A | 88 | #N/A | #N/A | #N/A | 0.9871% | 1 | 50% | 0% | 0% | 0% | 8.2745 | 0 | 0 | 0 | 8.2745 | #N/A
2007-08-23 10:00 | 8 | 23 | 10 | 235.3753 | 5626 | 75.02 | 64.04 | 1001 | 75.02 | 0 | 1809.1985 | Cooling | 301.5331 | #N/A | #N/A | #N/A | #N/A | 0 | 0 | 0 | 0 | 0 | 1809.1985 | #N/A | #N/A | 88 | #N/A | #N/A | #N/A | 1.005% | 1 | 50% | 0% | 0% | 0% | 8.2745 | 0 | 0 | 0 | 8.2745 | #N/A
2007-08-23 11:00 | 8 | 23 | 11 | 235.417 | 5627 | 75.02 | 64.04 | 999 | 75.02 | 0 | 1877.3706 | Cooling | 312.8951 | #N/A | #N/A | #N/A | #N/A | 0 | 0 | 0 | 0 | 0 | 1877.3706 | #N/A | #N/A | 88 | #N/A | #N/A | #N/A | 1.043% | 1 | 50% | 0% | 0% | 0% | 8.2745 | 0 | 0 | 0 | 8.2745 | #N/A
2007-08-23 12:00 | 8 | 23 | 12 | 235.4587 | 5628 | 75.92 | 66.02 | 999 | 75.92 | 0 | 1951.5639 | Cooling | 325.2607 | #N/A | #N/A | #N/A | #N/A | 0 | 0 | 0 | 0 | 0 | 1951.5639 | #N/A | #N/A | 88 | #N/A | #N/A | #N/A | 1.084% | 1 | 50% | 0% | 0% | 0% | 8.2745 | 0 | 0 | 0 | 8.2745 | #N/A
2007-08-23 13:00 | 8 | 23 | 13 | 235.5003 | 5629 | 77 | 66.02 | 999 | 77 | 0 | 2031.9093 | Cooling | 338.6515 | #N/A | #N/A | #N/A | #N/A | 0 | 0 | 0 | 0 | 0 | 2031.9093 | #N/A | #N/A | 88 | #N/A | #N/A | #N/A | 1.129% | 1 | 50% | 0% | 0% | 0% | 8.2745 | 0 | 0 | 0 | 8.2745 | #N/A
2007-08-23 14:00 | 8 | 23 | 14 | 235.542 | 5630 | 77 | 66.2 | 999 | 77 | 0 | 2120.5115 | Cooling | 353.4186 | #N/A | #N/A | #N/A | #N/A | 0 | 0 | 0 | 0 | 0 | 2120.5115 | #N/A | #N/A | 88 | #N/A | #N/A | #N/A | 1.178% | 1 | 50% | 0% | 0% | 0% | 8.2745 | 0 | 0 | 0 | 8.2745 | #N/A
2007-08-23 15:00 | 8 | 23 | 15 | 235.5837 | 5631 | 80.6 | 68 | 999 | 80.6 | 0 | 2383.0546 | Cooling | 397.1758 | #N/A | #N/A | #N/A | #N/A | 0 | 0 | 0 | 0 | 0 | 2383.0546 | #N/A | #N/A | 88 | #N/A | #N/A | #N/A | 1.324% | 1 | 50% | 0% | 0% | 0% | 8.2745 | 0 | 0 | 0 | 8.2745 | #N/A
2007-08-23 16:00 | 8 | 23 | 16 | 235.6253 | 5632 | 78.98 | 66.02 | 999 | 78.98 | 0 | 2542.3776 | Cooling | 423.7296 | #N/A | #N/A | #N/A | #N/A | 0 | 0 | 0 | 0 | 0 | 2542.3776 | #N/A | #N/A | 88 | #N/A | #N/A | #N/A | 1.412% | 1 | 50% | 0% | 0% | 0% | 8.2745 | 0 | 0 | 0 | 8.2745 | #N/A
2007-08-23 17:00 | 8 | 23 | 17 | 235.667 | 5633 | 78.98 | 64.94 | 1000 | 78.98 | 0 | 2431.9929 | Cooling | 405.3321 | #N/A | #N/A | #N/A | #N/A | 0 | 0 | 0 | 0 | 0 | 2431.9929 | #N/A | #N/A | 88 | #N/A | #N/A | #N/A | 1.351% | 1 | 50% | 0% | 0% | 0% | 8.2745 | 0 | 0 | 0 | 8.2745 | #N/A
2007-08-23 18:00 | 8 | 23 | 18 | 235.7087 | 5634 | 77 | 64.94 | 1000 | 77 | 0 | 2154.2344 | Cooling | 359.0391 | #N/A | #N/A | #N/A | #N/A | 0 | 0 | 0 | 0 | 0 | 2154.2344 | #N/A | #N/A | 88 | #N/A | #N/A | #N/A | 1.197% | 1 | 50% | 0% | 0% | 0% | 8.2745 | 0 | 0 | 0 | 8.2745 | #N/A
2007-08-23 19:00 | 8 | 23 | 19 | 235.7503 | 5635 | 71.06 | 64.04 | 1001 | 71.06 | 0 | 1893.2356 | Cooling | 315.5393 | #N/A | #N/A | #N/A | #N/A | 0 | 0 | 0 | 0 | 0 | 1893.2356 | #N/A | #N/A | 88 | #N/A | #N/A | #N/A | 1.052% | 1 | 50% | 0% | 0% | 0% | 8.2745 | 0 | 0 | 0 | 8.2745 | #N/A
2007-08-23 20:00 | 8 | 23 | 20 | 235.792 | 5636 | 71.06 | 62.96 | 1001 | 71.06 | 0 | 1648.5976 | Cooling | 274.7663 | #N/A | #N/A | #N/A | #N/A | 0 | 0 | 0 | 0 | 0 | 1648.5976 | #N/A | #N/A | 88 | #N/A | #N/A | #N/A | 0.9159% | 1 | 50% | 0% | 0% | 0% | 8.2745 | 0 | 0 | 0 | 8.2745 | #N/A
2007-08-23 21:00 | 8 | 23 | 21 | 235.8337 | 5637 | 69.8 | 62.96 | 1001 | 69.8 | 0 | 1516.852 | Cooling | 252.8087 | #N/A | #N/A | #N/A | #N/A | 0 | 0 | 0 | 0 | 0 | 1516.852 | #N/A | #N/A | 88 | #N/A | #N/A | #N/A | 0.8427% | 1 | 50% | 0% | 0% | 0% | 8.2745 | 0 | 0 | 0 | 8.2745 | #N/A
2007-08-23 22:00 | 8 | 23 | 22 | 235.8753 | 5638 | 68 | 62.6 | 1001 | 68 | 0 | 183.4537 | Cooling | 30.5756 | #N/A | #N/A | #N/A | #N/A | 0 | 0 | 0 | 0 | 0 | 183.4537 | #N/A | #N/A | 88 | #N/A | #N/A | #N/A | 0.1019% | 1 | 50% | 0% | 0% | 0% | 8.2745 | 0 | 0 | 0 | 8.2745 | #N/A
2007-08-23 23:00 | 8 | 23 | 23 | 235.917 | 5639 | 68 | 62.96 | 1001 | 68 | 0 | 277.6256 | Cooling | 46.2709 | #N/A | #N/A | #N/A | #N/A | 0 | 0 | 0 | 0 | 0 | 277.6256 | #N/A | #N/A | 88 | #N/A | #N/A | #N/A | 0.1542% | 1 | 50% | 0% | 0% | 0% | 8.2745 | 0 | 0 | 0 | 8.2745 | #N/A
2007-08-24 | 8 | 24 | 0 | 235.9587 | 5640 | 66.2 | 62.96 | 1001 | 66.2 | 0 | 225.0108 | Cooling | 37.5018 | #N/A | #N/A | #N/A | #N/A | 0 | 0 | 0 | 0 | 0 | 225.0108 | #N/A | #N/A | 88 | #N/A | #N/A | #N/A | 0.125% | 1 | 50% | 0% | 0% | 0% | 8.2745 | 0 | 0 | 0 | 8.2745 | #N/A
2007-08-24 01:00 | 8 | 24 | 1 | 236.0003 | 5641 | 66.2 | 64.04 | 1001 | 66.2 | 0 | 222.6333 | Cooling | 37.1055 | #N/A | #N/A | #N/A | #N/A | 0 | 0 | 0 | 0 | 0 | 222.6333 | #N/A | #N/A | 88 | #N/A | #N/A | #N/A | 0.1237% | 1 | 50% | 0% | 0% | 0% | 8.2745 | 0 | 0 | 0 | 8.2745 | #N/A
2007-08-24 02:00 | 8 | 24 | 2 | 236.042 | 5642 | 66.02 | 64.4 | 1001 | 66.02 | 0 | 222.3318 | Cooling | 37.0553 | #N/A | #N/A | #N/A | #N/A | 0 | 0 | 0 | 0 | 0 | 222.3318 | #N/A | #N/A | 88 | #N/A | #N/A | #N/A | 0.1235% | 1 | 50% | 0% | 0% | 0% | 8.2745 | 0 | 0 | 0 | 8.2745 | #N/A
2007-08-24 03:00 | 8 | 24 | 3 | 236.0837 | 5643 | 66.2 | 62.96 | 1001 | 66.2 | 0 | 207.2347 | Cooling | 34.5391 | #N/A | #N/A | #N/A | #N/A | 0 | 0 | 0 | 0 | 0 | 207.2347 | #N/A | #N/A | 88 | #N/A | #N/A | #N/A | 0.1151% | 1 | 50% | 0% | 0% | 0% | 8.2745 | 0 | 0 | 0 | 8.2745 | #N/A
2007-08-24 04:00 | 8 | 24 | 4 | 236.1253 | 5644 | 66.2 | 62.96 | 1001 | 66.2 | 0 | 194.6029 | Cooling | 32.4338 | #N/A | #N/A | #N/A | #N/A | 0 | 0 | 0 | 0 | 0 | 194.6029 | #N/A | #N/A | 88 | #N/A | #N/A | #N/A | 0.1081% | 1 | 50% | 0% | 0% | 0% | 8.2745 | 0 | 0 | 0 | 8.2745 | #N/A
2007-08-24 05:00 | 8 | 24 | 5 | 236.167 | 5645 | 64.94 | 64.04 | 1001 | 64.94 | 0 | 250.2258 | Cooling | 41.7043 | #N/A | #N/A | #N/A | #N/A | 0 | 0 | 0 | 0 | 0 | 250.2258 | #N/A | #N/A | 88 | #N/A | #N/A | #N/A | 0.139% | 1 | 50% | 0% | 0% | 0% | 8.2745 | 0 | 0 | 0 | 8.2745 | #N/A
2007-08-24 06:00 | 8 | 24 | 6 | 236.2087 | 5646 | 66.2 | 64.04 | 1002 | 66.2 | 0 | 1588.5112 | Cooling | 264.7519 | #N/A | #N/A | #N/A | #N/A | 0 | 0 | 0 | 0 | 0 | 1588.5112 | #N/A | #N/A | 88 | #N/A | #N/A | #N/A | 0.8825% | 1 | 50% | 0% | 0% | 0% | 8.2745 | 0 | 0 | 0 | 8.2745 | #N/A
2007-08-24 07:00 | 8 | 24 | 7 | 236.2503 | 5647 | 66.2 | 64.04 | 1003 | 66.2 | 0 | 1503.652 | Cooling | 250.6087 | #N/A | #N/A | #N/A | #N/A | 0 | 0 | 0 | 0 | 0 | 1503.652 | #N/A | #N/A | 88 | #N/A | #N/A | #N/A | 0.8354% | 1 | 50% | 0% | 0% | 0% | 8.2745 | 0 | 0 | 0 | 8.2745 | #N/A
2007-08-24 08:00 | 8 | 24 | 8 | 236.292 | 5648 | 69.08 | 64.04 | 1003 | 69.08 | 0 | 1639.0725 | Cooling | 273.1788 | #N/A | #N/A | #N/A | #N/A | 0 | 0 | 0 | 0 | 0 | 1639.0725 | #N/A | #N/A | 88 | #N/A | #N/A | #N/A | 0.9106% | 1 | 50% | 0% | 0% | 0% | 8.2745 | 0 | 0 | 0 | 8.2745 | #N/A
2007-08-24 09:00 | 8 | 24 | 9 | 236.3337 | 5649 | 71.6 | 64.04 | 1003 | 71.6 | 0 | 1710.713 | Cooling | 285.1188 | #N/A | #N/A | #N/A | #N/A | 0 | 0 | 0 | 0 | 0 | 1710.713 | #N/A | #N/A | 88 | #N/A | #N/A | #N/A | 0.9504% | 1 | 50% | 0% | 0% | 0% | 8.2745 | 0 | 0 | 0 | 8.2745 | #N/A
2007-08-24 10:00 | 8 | 24 | 10 | 236.3753 | 5650 | 73.4 | 60.98 | 1004 | 73.4 | 0 | 1695.5479 | Cooling | 282.5913 | #N/A | #N/A | #N/A | #N/A | 0 | 0 | 0 | 0 | 0 | 1695.5479 | #N/A | #N/A | 88 | #N/A | #N/A | #N/A | 0.942% | 1 | 50% | 0% | 0% | 0% | 8.2745 | 0 | 0 | 0 | 8.2745 | #N/A
2007-08-24 11:00 | 8 | 24 | 11 | 236.417 | 5651 | 75.02 | 60.08 | 1004 | 75.02 | 0 | 1829.5124 | Cooling | 304.9187 | #N/A | #N/A | #N/A | #N/A | 0 | 0 | 0 | 0 | 0 | 1829.5124 | #N/A | #N/A | 88 | #N/A | #N/A | #N/A | 1.016% | 1 | 50% | 0% | 0% | 0% | 8.2745 | 0 | 0 | 0 | 8.2745 | #N/A
2007-08-24 12:00 | 8 | 24 | 12 | 236.4587 | 5652 | 78.08 | 60.98 | 1004 | 78.08 | 0 | 2078.0471 | Cooling | 346.3412 | #N/A | #N/A | #N/A | #N/A | 0 | 0 | 0 | 0 | 0 | 2078.0471 | #N/A | #N/A | 88 | #N/A | #N/A | #N/A | 1.154% | 1 | 50% | 0% | 0% | 0% | 8.2745 | 0 | 0 | 0 | 8.2745 | #N/A
2007-08-24 13:00 | 8 | 24 | 13 | 236.5003 | 5653 | 78.98 | 57.02 | 1003 | 78.98 | 0 | 2028.5546 | Cooling | 338.0924 | #N/A | #N/A | #N/A | #N/A | 0 | 0 | 0 | 0 | 0 | 2028.5546 | #N/A | #N/A | 88 | #N/A | #N/A | #N/A | 1.127% | 1 | 50% | 0% | 0% | 0% | 8.2745 | 0 | 0 | 0 | 8.2745 | #N/A
2007-08-24 14:00 | 8 | 24 | 14 | 236.542 | 5654 | 78.98 | 55.94 | 1003 | 78.98 | 0 | 1712.3122 | Cooling | 285.3854 | #N/A | #N/A | #N/A | #N/A | 0 | 0 | 0 | 0 | 0 | 1712.3122 | #N/A | #N/A | 88 | #N/A | #N/A | #N/A | 0.9513% | 1 | 50% | 0% | 0% | 0% | 8.2745 | 0 | 0 | 0 | 8.2745 | #N/A
2007-08-24 15:00 | 8 | 24 | 15 | 236.5837 | 5655 | 80.96 | 55.04 | 1003 | 80.96 | 0 | 1180.0146 | Cooling | 196.6691 | #N/A | #N/A | #N/A | #N/A | 0 | 0 | 0 | 0 | 0 | 1180.0146 | #N/A | #N/A | 88 | #N/A | #N/A | #N/A | 0.6556% | 1 | 50% | 0% | 0% | 0% | 8.2745 | 0 | 0 | 0 | 8.2745 | #N/A
2007-08-24 16:00 | 8 | 24 | 16 | 236.6253 | 5656 | 80.06 | 53.96 | 1003 | 80.06 | 0 | 1344.364 | Cooling | 224.0607 | #N/A | #N/A | #N/A | #N/A | 0 | 0 | 0 | 0 | 0 | 1344.364 | #N/A | #N/A | 88 | #N/A | #N/A | #N/A | 0.7469% | 1 | 50% | 0% | 0% | 0% | 8.2745 | 0 | 0 | 0 | 8.2745 | #N/A
2007-08-24 17:00 | 8 | 24 | 17 | 236.667 | 5657 | 80.06 | 53.06 | 1003 | 80.06 | 0 | 1398.4901 | Cooling | 233.0817 | #N/A | #N/A | #N/A | #N/A | 0 | 0 | 0 | 0 | 0 | 1398.4901 | #N/A | #N/A | 88 | #N/A | #N/A | #N/A | 0.7769% | 1 | 50% | 0% | 0% | 0% | 8.2745 | 0 | 0 | 0 | 8.2745 | #N/A
2007-08-24 18:00 | 8 | 24 | 18 | 236.7087 | 5658 | 75.92 | 53.96 | 1003 | 75.92 | 0 | 151.4211 | Cooling | 25.2368 | #N/A | #N/A | #N/A | #N/A | 0 | 0 | 0 | 0 | 0 | 151.4211 | #N/A | #N/A | 88 | #N/A | #N/A | #N/A | 0.08412% | 1 | 50% | 0% | 0% | 0% | 8.2745 | 0 | 0 | 0 | 8.2745 | #N/A
2007-08-24 19:00 | 8 | 24 | 19 | 236.7503 | 5659 | 71.96 | 55.04 | 1003 | 71.96 | 0 | 187.8716 | Cooling | 31.3119 | #N/A | #N/A | #N/A | #N/A | 0 | 0 | 0 | 0 | 0 | 187.8716 | #N/A | #N/A | 88 | #N/A | #N/A | #N/A | 0.1044% | 1 | 50% | 0% | 0% | 0% | 8.2745 | 0 | 0 | 0 | 8.2745 | #N/A
2007-08-24 20:00 | 8 | 24 | 20 | 236.792 | 5660 | 71.96 | 55.94 | 1003 | 71.96 | 0 | 163.5747 | Cooling | 27.2625 | #N/A | #N/A | #N/A | #N/A | 0 | 0 | 0 | 0 | 0 | 163.5747 | #N/A | #N/A | 88 | #N/A | #N/A | #N/A | 0.09087% | 1 | 50% | 0% | 0% | 0% | 8.2745 | 0 | 0 | 0 | 8.2745 | #N/A
2007-08-24 21:00 | 8 | 24 | 21 | 236.8337 | 5661 | 69.98 | 57.02 | 1004 | 69.98 | 0 | 125.2411 | Cooling | 20.8735 | #N/A | #N/A | #N/A | #N/A | 0 | 0 | 0 | 0 | 0 | 125.2411 | #N/A | #N/A | 88 | #N/A | #N/A | #N/A | 0.06958% | 1 | 50% | 0% | 0% | 0% | 8.2745 | 0 | 0 | 0 | 8.2745 | #N/A
2007-08-24 22:00 | 8 | 24 | 22 | 236.8753 | 5662 | 69.08 | 55.94 | 1004 | 69.08 | 0 | 79.507 | Cooling | 13.2512 | #N/A | #N/A | #N/A | #N/A | 0 | 0 | 0 | 0 | 0 | 79.507 | #N/A | #N/A | 88 | #N/A | #N/A | #N/A | 0.04417% | 1 | 50% | 0% | 0% | 0% | 8.2745 | 0 | 0 | 0 | 8.2745 | #N/A
2007-08-24 23:00 | 8 | 24 | 23 | 236.917 | 5663 | 69.08 | 55.94 | 1004 | 69.08 | 0 | 48.4072 | Cooling | 8.0679 | #N/A | #N/A | #N/A | #N/A | 0 | 0 | 0 | 0 | 0 | 48.4072 | #N/A | #N/A | 88 | #N/A | #N/A | #N/A | 0.02689% | 1 | 50% | 0% | 0% | 0% | 8.2745 | 0 | 0 | 0 | 8.2745 | #N/A
2007-08-25 | 8 | 25 | 0 | 236.9587 | 5664 | 66.92 | 55.04 | 1004 | 66.92 | 0 | 41.5242 | Cooling | 6.9207 | #N/A | #N/A | #N/A | #N/A | 0 | 0 | 0 | 0 | 0 | 41.5242 | #N/A | #N/A | 88 | #N/A | #N/A | #N/A | 0.02307% | 1 | 50% | 0% | 0% | 0% | 8.2745 | 0 | 0 | 0 | 8.2745 | #N/A
2007-08-25 01:00 | 8 | 25 | 1 | 237.0003 | 5665 | 68 | 53.96 | 1004 | 68 | 0 | 31.4367 | Cooling | 5.2395 | #N/A | #N/A | #N/A | #N/A | 0 | 0 | 0 | 0 | 0 | 31.4367 | #N/A | #N/A | 88 | #N/A | #N/A | #N/A | 0.01746% | 1 | 50% | 0% | 0% | 0% | 8.2745 | 0 | 0 | 0 | 8.2745 | #N/A
2007-08-25 02:00 | 8 | 25 | 2 | 237.042 | 5666 | 68 | 53.06 | 1004 | 68 | 0 | 22.4927 | Cooling | 3.7488 | #N/A | #N/A | #N/A | #N/A | 0 | 0 | 0 | 0 | 0 | 22.4927 | #N/A | #N/A | 88 | #N/A | #N/A | #N/A | 0.0125% | 1 | 50% | 0% | 0% | 0% | 8.2745 | 0 | 0 | 0 | 8.2745 | #N/A
2007-08-25 03:00 | 8 | 25 | 3 | 237.0837 | 5667 | 66.02 | 53.06 | 1004 | 66.02 | 0 | 19.9486 | Cooling | 3.3248 | #N/A | #N/A | #N/A | #N/A | 0 | 0 | 0 | 0 | 0 | 19.9486 | #N/A | #N/A | 88 | #N/A | #N/A | #N/A | 0.01108% | 1 | 50% | 0% | 0% | 0% | 8.2745 | 0 | 0 | 0 | 8.2745 | #N/A
2007-08-25 04:00 | 8 | 25 | 4 | 237.1253 | 5668 | 64.94 | 51.98 | 1004 | 64.94 | 0 | 14.6533 | Cooling | 2.4422 | #N/A | #N/A | #N/A | #N/A | 0 | 0 | 0 | 0 | 0 | 14.6533 | #N/A | #N/A | 88 | #N/A | #N/A | #N/A | 0.008141% | 1 | 50% | 0% | 0% | 0% | 8.2745 | 0 | 0 | 0 | 8.2745 | #N/A
2007-08-25 05:00 | 8 | 25 | 5 | 237.167 | 5669 | 64.94 | 51.98 | 1004 | 64.94 | 0 | 15.5505 | Cooling | 2.5918 | #N/A | #N/A | #N/A | #N/A | 0 | 0 | 0 | 0 | 0 | 15.5505 | #N/A | #N/A | 88 | #N/A | #N/A | #N/A | 0.008639% | 1 | 50% | 0% | 0% | 0% | 8.2745 | 0 | 0 | 0 | 8.2745 | #N/A
2007-08-25 06:00 | 8 | 25 | 6 | 237.2087 | 5670 | 64.04 | 51.98 | 1004 | 64.04 | 0 | 24.3394 | Cooling | 4.0566 | #N/A | #N/A | #N/A | #N/A | 0 | 0 | 0 | 0 | 0 | 24.3394 | #N/A | #N/A | 88 | #N/A | #N/A | #N/A | 0.01352% | 1 | 50% | 0% | 0% | 0% | 8.2745 | 0 | 0 | 0 | 8.2745 | #N/A
2007-08-25 07:00 | 8 | 25 | 7 | 237.2503 | 5671 | 66.02 | 55.04 | 1005 | 66.02 | 0 | 64.3984 | Cooling | 10.7331 | #N/A | #N/A | #N/A | #N/A | 0 | 0 | 0 | 0 | 0 | 64.3984 | #N/A | #N/A | 88 | #N/A | #N/A | #N/A | 0.03578% | 1 | 50% | 0% | 0% | 0% | 8.2745 | 0 | 0 | 0 | 8.2745 | #N/A
2007-08-25 08:00 | 8 | 25 | 8 | 237.292 | 5672 | 66.02 | 57.02 | 1005 | 66.02 | 0 | 148.5793 | Cooling | 24.7632 | #N/A | #N/A | #N/A | #N/A | 0 | 0 | 0 | 0 | 0 | 148.5793 | #N/A | #N/A | 88 | #N/A | #N/A | #N/A | 0.08254% | 1 | 50% | 0% | 0% | 0% | 8.2745 | 0 | 0 | 0 | 8.2745 | #N/A
2007-08-25 09:00 | 8 | 25 | 9 | 237.3337 | 5673 | 69.98 | 60.98 | 1005 | 69.98 | 0 | 277.5455 | Cooling | 46.2576 | #N/A | #N/A | #N/A | #N/A | 0 | 0 | 0 | 0 | 0 | 277.5455 | #N/A | #N/A | 88 | #N/A | #N/A | #N/A | 0.1542% | 1 | 50% | 0% | 0% | 0% | 8.2745 | 0 | 0 | 0 | 8.2745 | #N/A
2007-08-25 10:00 | 8 | 25 | 10 | 237.3753 | 5674 | 73.04 | 62.06 | 1005 | 73.04 | 0 | 288.5003 | Cooling | 48.0834 | #N/A | #N/A | #N/A | #N/A | 0 | 0 | 0 | 0 | 0 | 288.5003 | #N/A | #N/A | 88 | #N/A | #N/A | #N/A | 0.1603% | 1 | 50% | 0% | 0% | 0% | 8.2745 | 0 | 0 | 0 | 8.2745 | #N/A
2007-08-25 11:00 | 8 | 25 | 11 | 237.417 | 5675 | 73.04 | 60.98 | 1005 | 73.04 | 0 | 395.2003 | Cooling | 65.8667 | #N/A | #N/A | #N/A | #N/A | 0 | 0 | 0 | 0 | 0 | 395.2003 | #N/A | #N/A | 88 | #N/A | #N/A | #N/A | 0.2196% | 1 | 50% | 0% | 0% | 0% | 8.2745 | 0 | 0 | 0 | 8.2745 | #N/A
2007-08-25 12:00 | 8 | 25 | 12 | 237.4587 | 5676 | 75.02 | 60.98 | 1004 | 75.02 | 0 | 443.5605 | Cooling | 73.9268 | #N/A | #N/A | #N/A | #N/A | 0 | 0 | 0 | 0 | 0 | 443.5605 | #N/A | #N/A | 88 | #N/A | #N/A | #N/A | 0.2464% | 1 | 50% | 0% | 0% | 0% | 8.2745 | 0 | 0 | 0 | 8.2745 | #N/A
2007-08-25 13:00 | 8 | 25 | 13 | 237.5003 | 5677 | 78.08 | 57.92 | 1004 | 78.08 | 0 | 371.1277 | Cooling | 61.8546 | #N/A | #N/A | #N/A | #N/A | 0 | 0 | 0 | 0 | 0 | 371.1277 | #N/A | #N/A | 88 | #N/A | #N/A | #N/A | 0.2062% | 1 | 50% | 0% | 0% | 0% | 8.2745 | 0 | 0 | 0 | 8.2745 | #N/A
2007-08-25 14:00 | 8 | 25 | 14 | 237.542 | 5678 | 78.08 | 57.02 | 1003 | 78.08 | 0 | 447.339 | Cooling | 74.5565 | #N/A | #N/A | #N/A | #N/A | 0 | 0 | 0 | 0 | 0 | 447.339 | #N/A | #N/A | 88 | #N/A | #N/A | #N/A | 0.2485% | 1 | 50% | 0% | 0% | 0% | 8.2745 | 0 | 0 | 0 | 8.2745 | #N/A
2007-08-25 15:00 | 8 | 25 | 15 | 237.5837 | 5679 | 80.06 | 53.06 | 1003 | 80.06 | 0 | 435.9782 | Cooling | 72.663 | #N/A | #N/A | #N/A | #N/A | 0 | 0 | 0 | 0 | 0 | 435.9782 | #N/A | #N/A | 88 | #N/A | #N/A | #N/A | 0.2422% | 1 | 50% | 0% | 0% | 0% | 8.2745 | 0 | 0 | 0 | 8.2745 | #N/A
2007-08-25 16:00 | 8 | 25 | 16 | 237.6253 | 5680 | 80.06 | 53.06 | 1003 | 80.06 | 0 | 474.3319 | Cooling | 79.0553 | #N/A | #N/A | #N/A | #N/A | 0 | 0 | 0 | 0 | 0 | 474.3319 | #N/A | #N/A | 88 | #N/A | #N/A | #N/A | 0.2635% | 1 | 50% | 0% | 0% | 0% | 8.2745 | 0 | 0 | 0 | 8.2745 | #N/A
2007-08-25 17:00 | 8 | 25 | 17 | 237.667 | 5681 | 80.06 | 53.06 | 1003 | 80.06 | 0 | 471.2841 | Cooling | 78.5473 | #N/A | #N/A | #N/A | #N/A | 0 | 0 | 0 | 0 | 0 | 471.2841 | #N/A | #N/A | 88 | #N/A | #N/A | #N/A | 0.2618% | 1 | 50% | 0% | 0% | 0% | 8.2745 | 0 | 0 | 0 | 8.2745 | #N/A
2007-08-25 18:00 | 8 | 25 | 18 | 237.7087 | 5682 | 77 | 53.96 | 1002 | 77 | 0 | 417.1226 | Cooling | 69.5204 | #N/A | #N/A | #N/A | #N/A | 0 | 0 | 0 | 0 | 0 | 417.1226 | #N/A | #N/A | 88 | #N/A | #N/A | #N/A | 0.2317% | 1 | 50% | 0% | 0% | 0% | 8.2745 | 0 | 0 | 0 | 8.2745 | #N/A
2007-08-25 19:00 | 8 | 25 | 19 | 237.7503 | 5683 | 75.02 | 57.02 | 1002 | 75.02 | 0 | 275.6625 | Cooling | 45.9437 | #N/A | #N/A | #N/A | #N/A | 0 | 0 | 0 | 0 | 0 | 275.6625 | #N/A | #N/A | 88 | #N/A | #N/A | #N/A | 0.1531% | 1 | 50% | 0% | 0% | 0% | 8.2745 | 0 | 0 | 0 | 8.2745 | #N/A
2007-08-25 20:00 | 8 | 25 | 20 | 237.792 | 5684 | 75.02 | 57.02 | 1002 | 75.02 | 0 | 189.4262 | Cooling | 31.571 | #N/A | #N/A | #N/A | #N/A | 0 | 0 | 0 | 0 | 0 | 189.4262 | #N/A | #N/A | 88 | #N/A | #N/A | #N/A | 0.1052% | 1 | 50% | 0% | 0% | 0% | 8.2745 | 0 | 0 | 0 | 8.2745 | #N/A
2007-08-25 21:00 | 8 | 25 | 21 | 237.8337 | 5685 | 69.98 | 57.02 | 1002 | 69.98 | 0 | 129.3962 | Cooling | 21.566 | #N/A | #N/A | #N/A | #N/A | 0 | 0 | 0 | 0 | 0 | 129.3962 | #N/A | #N/A | 88 | #N/A | #N/A | #N/A | 0.07189% | 1 | 50% | 0% | 0% | 0% | 8.2745 | 0 | 0 | 0 | 8.2745 | #N/A
2007-08-25 22:00 | 8 | 25 | 22 | 237.8753 | 5686 | 68 | 55.94 | 1002 | 68 | 0 | 83.1085 | Cooling | 13.8514 | #N/A | #N/A | #N/A | #N/A | 0 | 0 | 0 | 0 | 0 | 83.1085 | #N/A | #N/A | 88 | #N/A | #N/A | #N/A | 0.04617% | 1 | 50% | 0% | 0% | 0% | 8.2745 | 0 | 0 | 0 | 8.2745 | #N/A
2007-08-25 23:00 | 8 | 25 | 23 | 237.917 | 5687 | 68 | 55.94 | 1002 | 68 | 0 | 53.2702 | Cooling | 8.8784 | #N/A | #N/A | #N/A | #N/A | 0 | 0 | 0 | 0 | 0 | 53.2702 | #N/A | #N/A | 88 | #N/A | #N/A | #N/A | 0.02959% | 1 | 50% | 0% | 0% | 0% | 8.2745 | 0 | 0 | 0 | 8.2745 | #N/A
2007-08-26 | 8 | 26 | 0 | 237.9587 | 5688 | 66.02 | 55.04 | 1001 | 66.02 | 0 | 57.455 | Cooling | 9.5758 | #N/A | #N/A | #N/A | #N/A | 0 | 0 | 0 | 0 | 0 | 57.455 | #N/A | #N/A | 88 | #N/A | #N/A | #N/A | 0.03192% | 1 | 50% | 0% | 0% | 0% | 8.2745 | 0 | 0 | 0 | 8.2745 | #N/A
2007-08-26 01:00 | 8 | 26 | 1 | 238.0003 | 5689 | 68 | 55.04 | 1001 | 68 | 0 | 53.3802 | Cooling | 8.8967 | #N/A | #N/A | #N/A | #N/A | 0 | 0 | 0 | 0 | 0 | 53.3802 | #N/A | #N/A | 88 | #N/A | #N/A | #N/A | 0.02966% | 1 | 50% | 0% | 0% | 0% | 8.2745 | 0 | 0 | 0 | 8.2745 | #N/A
2007-08-26 02:00 | 8 | 26 | 2 | 238.042 | 5690 | 68 | 53.96 | 1001 | 68 | 0 | 41.6971 | Cooling | 6.9495 | #N/A | #N/A | #N/A | #N/A | 0 | 0 | 0 | 0 | 0 | 41.6971 | #N/A | #N/A | 88 | #N/A | #N/A | #N/A | 0.02317% | 1 | 50% | 0% | 0% | 0% | 8.2745 | 0 | 0 | 0 | 8.2745 | #N/A
2007-08-26 03:00 | 8 | 26 | 3 | 238.0837 | 5691 | 64.94 | 53.06 | 1001 | 64.94 | 0 | 29.6447 | Cooling | 4.9408 | #N/A | #N/A | #N/A | #N/A | 0 | 0 | 0 | 0 | 0 | 29.6447 | #N/A | #N/A | 88 | #N/A | #N/A | #N/A | 0.01647% | 1 | 50% | 0% | 0% | 0% | 8.2745 | 0 | 0 | 0 | 8.2745 | #N/A
2007-08-26 04:00 | 8 | 26 | 4 | 238.1253 | 5692 | 64.94 | 53.06 | 1001 | 64.94 | 0 | 25.4513 | Cooling | 4.2419 | #N/A | #N/A | #N/A | #N/A | 0 | 0 | 0 | 0 | 0 | 25.4513 | #N/A | #N/A | 88 | #N/A | #N/A | #N/A | 0.01414% | 1 | 50% | 0% | 0% | 0% | 8.2745 | 0 | 0 | 0 | 8.2745 | #N/A
2007-08-26 05:00 | 8 | 26 | 5 | 238.167 | 5693 | 64.94 | 51.98 | 1001 | 64.94 | 0 | 24.6219 | Cooling | 4.1036 | #N/A | #N/A | #N/A | #N/A | 0 | 0 | 0 | 0 | 0 | 24.6219 | #N/A | #N/A | 88 | #N/A | #N/A | #N/A | 0.01368% | 1 | 50% | 0% | 0% | 0% | 8.2745 | 0 | 0 | 0 | 8.2745 | #N/A
2007-08-26 06:00 | 8 | 26 | 6 | 238.2087 | 5694 | 64.04 | 53.06 | 1001 | 64.04 | 0 | 157.0587 | Cooling | 26.1765 | #N/A | #N/A | #N/A | #N/A | 0 | 0 | 0 | 0 | 0 | 157.0587 | #N/A | #N/A | 88 | #N/A | #N/A | #N/A | 0.08725% | 1 | 50% | 0% | 0% | 0% | 8.2745 | 0 | 0 | 0 | 8.2745 | #N/A
2007-08-26 07:00 | 8 | 26 | 7 | 238.2503 | 5695 | 66.92 | 55.04 | 1002 | 66.92 | 0 | 405.3648 | Cooling | 67.5608 | #N/A | #N/A | #N/A | #N/A | 0 | 0 | 0 | 0 | 0 | 405.3648 | #N/A | #N/A | 88 | #N/A | #N/A | #N/A | 0.2252% | 1 | 50% | 0% | 0% | 0% | 8.2745 | 0 | 0 | 0 | 8.2745 | #N/A
2007-08-26 08:00 | 8 | 26 | 8 | 238.292 | 5696 | 66.92 | 57.92 | 1001 | 66.92 | 0 | 1007.794 | Cooling | 167.9657 | #N/A | #N/A | #N/A | #N/A | 0 | 0 | 0 | 0 | 0 | 1007.794 | #N/A | #N/A | 88 | #N/A | #N/A | #N/A | 0.5599% | 1 | 50% | 0% | 0% | 0% | 8.2745 | 0 | 0 | 0 | 8.2745 | #N/A
2007-08-26 09:00 | 8 | 26 | 9 | 238.3337 | 5697 | 75.02 | 57.02 | 1001 | 75.02 | 0 | 1423.1234 | Cooling | 237.1872 | #N/A | #N/A | #N/A | #N/A | 0 | 0 | 0 | 0 | 0 | 1423.1234 | #N/A | #N/A | 88 | #N/A | #N/A | #N/A | 0.7906% | 1 | 50% | 0% | 0% | 0% | 8.2745 | 0 | 0 | 0 | 8.2745 | #N/A
2007-08-26 10:00 | 8 | 26 | 10 | 238.3753 | 5698 | 75.92 | 57.92 | 1001 | 75.92 | 0 | 1706.2382 | Cooling | 284.373 | #N/A | #N/A | #N/A | #N/A | 0 | 0 | 0 | 0 | 0 | 1706.2382 | #N/A | #N/A | 88 | #N/A | #N/A | #N/A | 0.9479% | 1 | 50% | 0% | 0% | 0% | 8.2745 | 0 | 0 | 0 | 8.2745 | #N/A
2007-08-26 11:00 | 8 | 26 | 11 | 238.417 | 5699 | 75.92 | 60.98 | 1001 | 75.92 | 0 | 2094.1699 | Cooling | 349.0283 | #N/A | #N/A | #N/A | #N/A | 0 | 0 | 0 | 0 | 0 | 2094.1699 | #N/A | #N/A | 88 | #N/A | #N/A | #N/A | 1.163% | 1 | 50% | 0% | 0% | 0% | 8.2745 | 0 | 0 | 0 | 8.2745 | #N/A
2007-08-26 12:00 | 8 | 26 | 12 | 238.4587 | 5700 | 78.08 | 59 | 1000 | 78.08 | 0 | 1665.17 | Cooling | 277.5283 | #N/A | #N/A | #N/A | #N/A | 0 | 0 | 0 | 0 | 0 | 1665.17 | #N/A | #N/A | 88 | #N/A | #N/A | #N/A | 0.9251% | 1 | 50% | 0% | 0% | 0% | 8.2745 | 0 | 0 | 0 | 8.2745 | #N/A
2007-08-26 13:00 | 8 | 26 | 13 | 238.5003 | 5701 | 77 | 59 | 1000 | 77 | 0 | 1693.0037 | Cooling | 282.1673 | #N/A | #N/A | #N/A | #N/A | 0 | 0 | 0 | 0 | 0 | 1693.0037 | #N/A | #N/A | 88 | #N/A | #N/A | #N/A | 0.9406% | 1 | 50% | 0% | 0% | 0% | 8.2745 | 0 | 0 | 0 | 8.2745 | #N/A
2007-08-26 14:00 | 8 | 26 | 14 | 238.542 | 5702 | 77 | 57.92 | 1000 | 77 | 0 | 1739.2943 | Cooling | 289.8824 | #N/A | #N/A | #N/A | #N/A | 0 | 0 | 0 | 0 | 0 | 1739.2943 | #N/A | #N/A | 88 | #N/A | #N/A | #N/A | 0.9663% | 1 | 50% | 0% | 0% | 0% | 8.2745 | 0 | 0 | 0 | 8.2745 | #N/A
2007-08-26 15:00 | 8 | 26 | 15 | 238.5837 | 5703 | 73.94 | 57.02 | 999 | 73.94 | 0 | 1745.7575 | Cooling | 290.9596 | #N/A | #N/A | #N/A | #N/A | 0 | 0 | 0 | 0 | 0 | 1745.7575 | #N/A | #N/A | 88 | #N/A | #N/A | #N/A | 0.9699% | 1 | 50% | 0% | 0% | 0% | 8.2745 | 0 | 0 | 0 | 8.2745 | #N/A
2007-08-26 16:00 | 8 | 26 | 16 | 238.6253 | 5704 | 73.04 | 57.92 | 999 | 73.04 | 0 | 1820.6319 | Cooling | 303.4386 | #N/A | #N/A | #N/A | #N/A | 0 | 0 | 0 | 0 | 0 | 1820.6319 | #N/A | #N/A | 88 | #N/A | #N/A | #N/A | 1.011% | 1 | 50% | 0% | 0% | 0% | 8.2745 | 0 | 0 | 0 | 8.2745 | #N/A
2007-08-26 17:00 | 8 | 26 | 17 | 238.667 | 5705 | 73.04 | 57.02 | 998 | 73.04 | 0 | 1797.8997 | Cooling | 299.65 | #N/A | #N/A | #N/A | #N/A | 0 | 0 | 0 | 0 | 0 | 1797.8997 | #N/A | #N/A | 88 | #N/A | #N/A | #N/A | 0.9988% | 1 | 50% | 0% | 0% | 0% | 8.2745 | 0 | 0 | 0 | 8.2745 | #N/A
2007-08-26 18:00 | 8 | 26 | 18 | 238.7087 | 5706 | 71.06 | 57.02 | 998 | 71.06 | 0 | 1678.8547 | Cooling | 279.8091 | #N/A | #N/A | #N/A | #N/A | 0 | 0 | 0 | 0 | 0 | 1678.8547 | #N/A | #N/A | 88 | #N/A | #N/A | #N/A | 0.9327% | 1 | 50% | 0% | 0% | 0% | 8.2745 | 0 | 0 | 0 | 8.2745 | #N/A
2007-08-26 19:00 | 8 | 26 | 19 | 238.7503 | 5707 | 68 | 57.02 | 998 | 68 | 0 | 1908.5895 | Cooling | 318.0982 | #N/A | #N/A | #N/A | #N/A | 0 | 0 | 0 | 0 | 0 | 1908.5895 | #N/A | #N/A | 88 | #N/A | #N/A | #N/A | 1.06% | 1 | 50% | 0% | 0% | 0% | 8.2745 | 0 | 0 | 0 | 8.2745 | #N/A
2007-08-26 20:00 | 8 | 26 | 20 | 238.792 | 5708 | 68 | 60.08 | 999 | 68 | 0 | 1829.7068 | Cooling | 304.9511 | #N/A | #N/A | #N/A | #N/A | 0 | 0 | 0 | 0 | 0 | 1829.7068 | #N/A | #N/A | 88 | #N/A | #N/A | #N/A | 1.017% | 1 | 50% | 0% | 0% | 0% | 8.2745 | 0 | 0 | 0 | 8.2745 | #N/A
2007-08-26 21:00 | 8 | 26 | 21 | 238.8337 | 5709 | 66.02 | 60.08 | 999 | 66.02 | 0 | 1656.6103 | Cooling | 276.1017 | #N/A | #N/A | #N/A | #N/A | 0 | 0 | 0 | 0 | 0 | 1656.6103 | #N/A | #N/A | 88 | #N/A | #N/A | #N/A | 0.9203% | 1 | 50% | 0% | 0% | 0% | 8.2745 | 0 | 0 | 0 | 8.2745 | #N/A
2007-08-26 22:00 | 8 | 26 | 22 | 238.8753 | 5710 | 64.04 | 57.92 | 999 | 64.04 | 0 | 203.4159 | Cooling | 33.9027 | #N/A | #N/A | #N/A | #N/A | 0 | 0 | 0 | 0 | 0 | 203.4159 | #N/A | #N/A | 88 | #N/A | #N/A | #N/A | 0.113% | 1 | 50% | 0% | 0% | 0% | 8.2745 | 0 | 0 | 0 | 8.2745 | #N/A
2007-08-26 23:00 | 8 | 26 | 23 | 238.917 | 5711 | 64.04 | 59 | 999 | 64.04 | 0 | 291.9097 | Cooling | 48.6516 | #N/A | #N/A | #N/A | #N/A | 0 | 0 | 0 | 0 | 0 | 291.9097 | #N/A | #N/A | 88 | #N/A | #N/A | #N/A | 0.1622% | 1 | 50% | 0% | 0% | 0% | 8.2745 | 0 | 0 | 0 | 8.2745 | #N/A
2007-08-27 | 8 | 27 | 0 | 238.9587 | 5712 | 60.08 | 60.98 | 999 | 60.08 | 0 | 271.0777 | Cooling | 45.1796 | #N/A | #N/A | #N/A | #N/A | 0 | 0 | 0 | 0 | 0 | 271.0777 | #N/A | #N/A | 88 | #N/A | #N/A | #N/A | 0.1506% | 1 | 50% | 0% | 0% | 0% | 8.2745 | 0 | 0 | 0 | 8.2745 | #N/A
2007-08-27 01:00 | 8 | 27 | 1 | 239.0003 | 5713 | 57.92 | 60.98 | 999 | 57.92 | 0 | 267.7345 | Cooling | 44.6224 | #N/A | #N/A | #N/A | #N/A | 0 | 0 | 0 | 0 | 0 | 267.7345 | #N/A | #N/A | 88 | #N/A | #N/A | #N/A | 0.1487% | 1 | 50% | 0% | 0% | 0% | 8.2745 | 0 | 0 | 0 | 8.2745 | #N/A
2007-08-27 02:00 | 8 | 27 | 2 | 239.042 | 5714 | 57.92 | 60.08 | 999 | 57.92 | 0 | 249.5038 | Cooling | 41.584 | #N/A | #N/A | #N/A | #N/A | 0 | 0 | 0 | 0 | 0 | 249.5038 | #N/A | #N/A | 88 | #N/A | #N/A | #N/A | 0.1386% | 1 | 50% | 0% | 0% | 0% | 8.2745 | 0 | 0 | 0 | 8.2745 | #N/A
2007-08-27 03:00 | 8 | 27 | 3 | 239.0837 | 5715 | 55.94 | 60.98 | 998 | 55.94 | 0 | 238.1354 | Cooling | 39.6892 | #N/A | #N/A | #N/A | #N/A | 0 | 0 | 0 | 0 | 0 | 238.1354 | #N/A | #N/A | 88 | #N/A | #N/A | #N/A | 0.1323% | 1 | 50% | 0% | 0% | 0% | 8.2745 | 0 | 0 | 0 | 8.2745 | #N/A
2007-08-27 04:00 | 8 | 27 | 4 | 239.1253 | 5716 | 55.04 | 60.08 | 998 | 55.04 | 0 | 210.1581 | Cooling | 35.0264 | #N/A | #N/A | #N/A | #N/A | 0 | 0 | 0 | 0 | 0 | 210.1581 | #N/A | #N/A | 88 | #N/A | #N/A | #N/A | 0.1168% | 1 | 50% | 0% | 0% | 0% | 8.2745 | 0 | 0 | 0 | 8.2745 | #N/A
2007-08-27 05:00 | 8 | 27 | 5 | 239.167 | 5717 | 55.04 | 59 | 999 | 55.04 | 0 | 225.8184 | Cooling | 37.6364 | #N/A | #N/A | #N/A | #N/A | 0 | 0 | 0 | 0 | 0 | 225.8184 | #N/A | #N/A | 88 | #N/A | #N/A | #N/A | 0.1255% | 1 | 50% | 0% | 0% | 0% | 8.2745 | 0 | 0 | 0 | 8.2745 | #N/A
2007-08-27 06:00 | 8 | 27 | 6 | 239.2087 | 5718 | 53.96 | 59 | 999 | 53.96 | 0 | 1196.855 | Cooling | 199.4758 | #N/A | #N/A | #N/A | #N/A | 0 | 0 | 0 | 0 | 0 | 1196.855 | #N/A | #N/A | 88 | #N/A | #N/A | #N/A | 0.6649% | 1 | 50% | 0% | 0% | 0% | 8.2745 | 0 | 0 | 0 | 8.2745 | #N/A
2007-08-27 07:00 | 8 | 27 | 7 | 239.2503 | 5719 | 57.92 | 60.08 | 1000 | 57.92 | 0 | 1334.8912 | Cooling | 222.4819 | #N/A | #N/A | #N/A | #N/A | 0 | 0 | 0 | 0 | 0 | 1334.8912 | #N/A | #N/A | 88 | #N/A | #N/A | #N/A | 0.7416% | 1 | 50% | 0% | 0% | 0% | 8.2745 | 0 | 0 | 0 | 8.2745 | #N/A
2007-08-27 08:00 | 8 | 27 | 8 | 239.292 | 5720 | 57.92 | 60.98 | 999 | 57.92 | 0 | 1717.4559 | Cooling | 286.2426 | #N/A | #N/A | #N/A | #N/A | 0 | 0 | 0 | 0 | 0 | 1717.4559 | #N/A | #N/A | 88 | #N/A | #N/A | #N/A | 0.9541% | 1 | 50% | 0% | 0% | 0% | 8.2745 | 0 | 0 | 0 | 8.2745 | #N/A
2007-08-27 09:00 | 8 | 27 | 9 | 239.3337 | 5721 | 60.98 | 60.98 | 1000 | 60.98 | 0 | 1941.3035 | Cooling | 323.5506 | #N/A | #N/A | #N/A | #N/A | 0 | 0 | 0 | 0 | 0 | 1941.3035 | #N/A | #N/A | 88 | #N/A | #N/A | #N/A | 1.079% | 1 | 50% | 0% | 0% | 0% | 8.2745 | 0 | 0 | 0 | 8.2745 | #N/A
2007-08-27 10:00 | 8 | 27 | 10 | 239.3753 | 5722 | 62.96 | 64.04 | 1001 | 62.96 | 0 | 2315.4357 | Cooling | 385.906 | #N/A | #N/A | #N/A | #N/A | 0 | 0 | 0 | 0 | 0 | 2315.4357 | #N/A | #N/A | 88 | #N/A | #N/A | #N/A | 1.286% | 1 | 50% | 0% | 0% | 0% | 8.2745 | 0 | 0 | 0 | 8.2745 | #N/A
2007-08-27 11:00 | 8 | 27 | 11 | 239.417 | 5723 | 62.96 | 64.94 | 1000 | 62.96 | 0 | 2526.3239 | Cooling | 421.054 | #N/A | #N/A | #N/A | #N/A | 0 | 0 | 0 | 0 | 0 | 2526.3239 | #N/A | #N/A | 88 | #N/A | #N/A | #N/A | 1.404% | 1 | 50% | 0% | 0% | 0% | 8.2745 | 0 | 0 | 0 | 8.2745 | #N/A
2007-08-27 12:00 | 8 | 27 | 12 | 239.4587 | 5724 | 68 | 66.02 | 1000 | 68 | 0 | 2303.0183 | Cooling | 383.8364 | #N/A | #N/A | #N/A | #N/A | 0 | 0 | 0 | 0 | 0 | 2303.0183 | #N/A | #N/A | 88 | #N/A | #N/A | #N/A | 1.279% | 1 | 50% | 0% | 0% | 0% | 8.2745 | 0 | 0 | 0 | 8.2745 | #N/A
2007-08-27 13:00 | 8 | 27 | 13 | 239.5003 | 5725 | 69.98 | 66.02 | 1000 | 69.98 | 0 | 2057.7444 | Cooling | 342.9574 | #N/A | #N/A | #N/A | #N/A | 0 | 0 | 0 | 0 | 0 | 2057.7444 | #N/A | #N/A | 88 | #N/A | #N/A | #N/A | 1.143% | 1 | 50% | 0% | 0% | 0% | 8.2745 | 0 | 0 | 0 | 8.2745 | #N/A
2007-08-27 14:00 | 8 | 27 | 14 | 239.542 | 5726 | 69.98 | 66.02 | 1000 | 69.98 | 0 | 2083.4897 | Cooling | 347.2483 | #N/A | #N/A | #N/A | #N/A | 0 | 0 | 0 | 0 | 0 | 2083.4897 | #N/A | #N/A | 88 | #N/A | #N/A | #N/A | 1.157% | 1 | 50% | 0% | 0% | 0% | 8.2745 | 0 | 0 | 0 | 8.2745 | #N/A
2007-08-27 15:00 | 8 | 27 | 15 | 239.5837 | 5727 | 71.96 | 66.02 | 1000 | 71.96 | 0 | 2112.8124 | Cooling | 352.1354 | #N/A | #N/A | #N/A | #N/A | 0 | 0 | 0 | 0 | 0 | 2112.8124 | #N/A | #N/A | 88 | #N/A | #N/A | #N/A | 1.174% | 1 | 50% | 0% | 0% | 0% | 8.2745 | 0 | 0 | 0 | 8.2745 | #N/A
2007-08-27 16:00 | 8 | 27 | 16 | 239.6253 | 5728 | 71.06 | 64.94 | 1000 | 71.06 | 0 | 2265.3048 | Cooling | 377.5508 | #N/A | #N/A | #N/A | #N/A | 0 | 0 | 0 | 0 | 0 | 2265.3048 | #N/A | #N/A | 88 | #N/A | #N/A | #N/A | 1.259% | 1 | 50% | 0% | 0% | 0% | 8.2745 | 0 | 0 | 0 | 8.2745 | #N/A
2007-08-27 17:00 | 8 | 27 | 17 | 239.667 | 5729 | 71.06 | 64.94 | 1000 | 71.06 | 0 | 2617.3124 | Cooling | 436.2187 | #N/A | #N/A | #N/A | #N/A | 0 | 0 | 0 | 0 | 0 | 2617.3124 | #N/A | #N/A | 88 | #N/A | #N/A | #N/A | 1.454% | 1 | 50% | 0% | 0% | 0% | 8.2745 | 0 | 0 | 0 | 8.2745 | #N/A
2007-08-27 18:00 | 8 | 27 | 18 | 239.7087 | 5730 | 66.92 | 62.96 | 1000 | 66.92 | 0 | 2462.1607 | Cooling | 410.3601 | #N/A | #N/A | #N/A | #N/A | 0 | 0 | 0 | 0 | 0 | 2462.1607 | #N/A | #N/A | 88 | #N/A | #N/A | #N/A | 1.368% | 1 | 50% | 0% | 0% | 0% | 8.2745 | 0 | 0 | 0 | 8.2745 | #N/A
2007-08-27 19:00 | 8 | 27 | 19 | 239.7503 | 5731 | 66.92 | 64.94 | 1001 | 66.92 | 0 | 2299.1881 | Cooling | 383.198 | #N/A | #N/A | #N/A | #N/A | 0 | 0 | 0 | 0 | 0 | 2299.1881 | #N/A | #N/A | 88 | #N/A | #N/A | #N/A | 1.277% | 1 | 50% | 0% | 0% | 0% | 8.2745 | 0 | 0 | 0 | 8.2745 | #N/A
2007-08-27 20:00 | 8 | 27 | 20 | 239.792 | 5732 | 66.92 | 64.04 | 1001 | 66.92 | 0 | 1889.3683 | Cooling | 314.8947 | #N/A | #N/A | #N/A | #N/A | 0 | 0 | 0 | 0 | 0 | 1889.3683 | #N/A | #N/A | 88 | #N/A | #N/A | #N/A | 1.05% | 1 | 50% | 0% | 0% | 0% | 8.2745 | 0 | 0 | 0 | 8.2745 | #N/A
2007-08-27 21:00 | 8 | 27 | 21 | 239.8337 | 5733 | 62.06 | 64.04 | 1001 | 62.06 | 0 | 1700.9722 | Cooling | 283.4954 | #N/A | #N/A | #N/A | #N/A | 0 | 0 | 0 | 0 | 0 | 1700.9722 | #N/A | #N/A | 88 | #N/A | #N/A | #N/A | 0.945% | 1 | 50% | 0% | 0% | 0% | 8.2745 | 0 | 0 | 0 | 8.2745 | #N/A
2007-08-27 22:00 | 8 | 27 | 22 | 239.8753 | 5734 | 62.06 | 62.96 | 1002 | 62.06 | 0 | 268.7305 | Cooling | 44.7884 | #N/A | #N/A | #N/A | #N/A | 0 | 0 | 0 | 0 | 0 | 268.7305 | #N/A | #N/A | 88 | #N/A | #N/A | #N/A | 0.1493% | 1 | 50% | 0% | 0% | 0% | 8.2745 | 0 | 0 | 0 | 8.2745 | #N/A
2007-08-27 23:00 | 8 | 27 | 23 | 239.917 | 5735 | 62.06 | 60.98 | 1003 | 62.06 | 0 | 309.3035 | Cooling | 51.5506 | #N/A | #N/A | #N/A | #N/A | 0 | 0 | 0 | 0 | 0 | 309.3035 | #N/A | #N/A | 88 | #N/A | #N/A | #N/A | 0.1718% | 1 | 50% | 0% | 0% | 0% | 8.2745 | 0 | 0 | 0 | 8.2745 | #N/A
2007-08-28 | 8 | 28 | 0 | 239.9587 | 5736 | 60.08 | 60.98 | 1003 | 60.08 | 0 | 255.9946 | Cooling | 42.6658 | #N/A | #N/A | #N/A | #N/A | 0 | 0 | 0 | 0 | 0 | 255.9946 | #N/A | #N/A | 88 | #N/A | #N/A | #N/A | 0.1422% | 1 | 50% | 0% | 0% | 0% | 8.2745 | 0 | 0 | 0 | 8.2745 | #N/A
2007-08-28 01:00 | 8 | 28 | 1 | 240.0003 | 5737 | 59 | 60.08 | 1003 | 59 | 0 | 225.1582 | Cooling | 37.5264 | #N/A | #N/A | #N/A | #N/A | 0 | 0 | 0 | 0 | 0 | 225.1582 | #N/A | #N/A | 88 | #N/A | #N/A | #N/A | 0.1251% | 1 | 50% | 0% | 0% | 0% | 8.2745 | 0 | 0 | 0 | 8.2745 | #N/A
2007-08-28 02:00 | 8 | 28 | 2 | 240.042 | 5738 | 59 | 60.08 | 1003 | 59 | 0 | 208.3192 | Cooling | 34.7199 | #N/A | #N/A | #N/A | #N/A | 0 | 0 | 0 | 0 | 0 | 208.3192 | #N/A | #N/A | 88 | #N/A | #N/A | #N/A | 0.1157% | 1 | 50% | 0% | 0% | 0% | 8.2745 | 0 | 0 | 0 | 8.2745 | #N/A
2007-08-28 03:00 | 8 | 28 | 3 | 240.0837 | 5739 | 57.02 | 60.08 | 1003 | 57.02 | 0 | 197.1881 | Cooling | 32.8647 | #N/A | #N/A | #N/A | #N/A | 0 | 0 | 0 | 0 | 0 | 197.1881 | #N/A | #N/A | 88 | #N/A | #N/A | #N/A | 0.1095% | 1 | 50% | 0% | 0% | 0% | 8.2745 | 0 | 0 | 0 | 8.2745 | #N/A
2007-08-28 04:00 | 8 | 28 | 4 | 240.1253 | 5740 | 57.02 | 57.92 | 1003 | 57.02 | 0 | 154.2284 | Cooling | 25.7047 | #N/A | #N/A | #N/A | #N/A | 0 | 0 | 0 | 0 | 0 | 154.2284 | #N/A | #N/A | 88 | #N/A | #N/A | #N/A | 0.08568% | 1 | 50% | 0% | 0% | 0% | 8.2745 | 0 | 0 | 0 | 8.2745 | #N/A
2007-08-28 05:00 | 8 | 28 | 5 | 240.167 | 5741 | 57.02 | 59 | 1003 | 57.02 | 0 | 171.655 | Cooling | 28.6092 | #N/A | #N/A | #N/A | #N/A | 0 | 0 | 0 | 0 | 0 | 171.655 | #N/A | #N/A | 88 | #N/A | #N/A | #N/A | 0.09536% | 1 | 50% | 0% | 0% | 0% | 8.2745 | 0 | 0 | 0 | 8.2745 | #N/A
2007-08-28 06:00 | 8 | 28 | 6 | 240.2087 | 5742 | 55.94 | 59 | 1004 | 55.94 | 0 | 954.5277 | Cooling | 159.0879 | #N/A | #N/A | #N/A | #N/A | 0 | 0 | 0 | 0 | 0 | 954.5277 | #N/A | #N/A | 88 | #N/A | #N/A | #N/A | 0.5303% | 1 | 50% | 0% | 0% | 0% | 8.2745 | 0 | 0 | 0 | 8.2745 | #N/A
2007-08-28 07:00 | 8 | 28 | 7 | 240.2503 | 5743 | 57.02 | 60.98 | 1005 | 57.02 | 0 | 1217.3474 | Cooling | 202.8912 | #N/A | #N/A | #N/A | #N/A | 0 | 0 | 0 | 0 | 0 | 1217.3474 | #N/A | #N/A | 88 | #N/A | #N/A | #N/A | 0.6763% | 1 | 50% | 0% | 0% | 0% | 8.2745 | 0 | 0 | 0 | 8.2745 | #N/A
2007-08-28 08:00 | 8 | 28 | 8 | 240.292 | 5744 | 57.02 | 62.06 | 1005 | 57.02 | 0 | 1594.6415 | Cooling | 265.7736 | #N/A | #N/A | #N/A | #N/A | 0 | 0 | 0 | 0 | 0 | 1594.6415 | #N/A | #N/A | 88 | #N/A | #N/A | #N/A | 0.8859% | 1 | 50% | 0% | 0% | 0% | 8.2745 | 0 | 0 | 0 | 8.2745 | #N/A
2007-08-28 09:00 | 8 | 28 | 9 | 240.3337 | 5745 | 62.96 | 62.96 | 1005 | 62.96 | 0 | 1886.0588 | Cooling | 314.3431 | #N/A | #N/A | #N/A | #N/A | 0 | 0 | 0 | 0 | 0 | 1886.0588 | #N/A | #N/A | 88 | #N/A | #N/A | #N/A | 1.048% | 1 | 50% | 0% | 0% | 0% | 8.2745 | 0 | 0 | 0 | 8.2745 | #N/A
2007-08-28 10:00 | 8 | 28 | 10 | 240.3753 | 5746 | 64.94 | 64.04 | 1005 | 64.94 | 0 | 2245.5132 | Cooling | 374.2522 | #N/A | #N/A | #N/A | #N/A | 0 | 0 | 0 | 0 | 0 | 2245.5132 | #N/A | #N/A | 88 | #N/A | #N/A | #N/A | 1.248% | 1 | 50% | 0% | 0% | 0% | 8.2745 | 0 | 0 | 0 | 8.2745 | #N/A
2007-08-28 11:00 | 8 | 28 | 11 | 240.417 | 5747 | 64.94 | 64.94 | 1005 | 64.94 | 0 | 2411.4715 | Cooling | 401.9119 | #N/A | #N/A | #N/A | #N/A | 0 | 0 | 0 | 0 | 0 | 2411.4715 | #N/A | #N/A | 88 | #N/A | #N/A | #N/A | 1.34% | 1 | 50% | 0% | 0% | 0% | 8.2745 | 0 | 0 | 0 | 8.2745 | #N/A
2007-08-28 12:00 | 8 | 28 | 12 | 240.4587 | 5748 | 69.08 | 64.94 | 1005 | 69.08 | 0 | 1993.9577 | Cooling | 332.3263 | #N/A | #N/A | #N/A | #N/A | 0 | 0 | 0 | 0 | 0 | 1993.9577 | #N/A | #N/A | 88 | #N/A | #N/A | #N/A | 1.108% | 1 | 50% | 0% | 0% | 0% | 8.2745 | 0 | 0 | 0 | 8.2745 | #N/A
2007-08-28 13:00 | 8 | 28 | 13 | 240.5003 | 5749 | 69.98 | 64.94 | 1005 | 69.98 | 0 | 1906.5614 | Cooling | 317.7602 | #N/A | #N/A | #N/A | #N/A | 0 | 0 | 0 | 0 | 0 | 1906.5614 | #N/A | #N/A | 88 | #N/A | #N/A | #N/A | 1.059% | 1 | 50% | 0% | 0% | 0% | 8.2745 | 0 | 0 | 0 | 8.2745 | #N/A
2007-08-28 14:00 | 8 | 28 | 14 | 240.542 | 5750 | 69.98 | 64.94 | 1005 | 69.98 | 0 | 1970.8495 | Cooling | 328.4749 | #N/A | #N/A | #N/A | #N/A | 0 | 0 | 0 | 0 | 0 | 1970.8495 | #N/A | #N/A | 88 | #N/A | #N/A | #N/A | 1.095% | 1 | 50% | 0% | 0% | 0% | 8.2745 | 0 | 0 | 0 | 8.2745 | #N/A
2007-08-28 15:00 | 8 | 28 | 15 | 240.5837 | 5751 | 71.06 | 66.02 | 1005 | 71.06 | 0 | 2010.1658 | Cooling | 335.0276 | #N/A | #N/A | #N/A | #N/A | 0 | 0 | 0 | 0 | 0 | 2010.1658 | #N/A | #N/A | 88 | #N/A | #N/A | #N/A | 1.117% | 1 | 50% | 0% | 0% | 0% | 8.2745 | 0 | 0 | 0 | 8.2745 | #N/A
2007-08-28 16:00 | 8 | 28 | 16 | 240.6253 | 5752 | 68 | 64.94 | 1005 | 68 | 0 | 2156.7385 | Cooling | 359.4564 | #N/A | #N/A | #N/A | #N/A | 0 | 0 | 0 | 0 | 0 | 2156.7385 | #N/A | #N/A | 88 | #N/A | #N/A | #N/A | 1.198% | 1 | 50% | 0% | 0% | 0% | 8.2745 | 0 | 0 | 0 | 8.2745 | #N/A
2007-08-28 17:00 | 8 | 28 | 17 | 240.667 | 5753 | 68 | 66.02 | 1005 | 68 | 0 | 2175.4612 | Cooling | 362.5769 | #N/A | #N/A | #N/A | #N/A | 0 | 0 | 0 | 0 | 0 | 2175.4612 | #N/A | #N/A | 88 | #N/A | #N/A | #N/A | 1.209% | 1 | 50% | 0% | 0% | 0% | 8.2745 | 0 | 0 | 0 | 8.2745 | #N/A
2007-08-28 18:00 | 8 | 28 | 18 | 240.7087 | 5754 | 62.06 | 66.02 | 1005 | 62.06 | 0 | 2212.0998 | Cooling | 368.6833 | #N/A | #N/A | #N/A | #N/A | 0 | 0 | 0 | 0 | 0 | 2212.0998 | #N/A | #N/A | 88 | #N/A | #N/A | #N/A | 1.229% | 1 | 50% | 0% | 0% | 0% | 8.2745 | 0 | 0 | 0 | 8.2745 | #N/A
2007-08-28 19:00 | 8 | 28 | 19 | 240.7503 | 5755 | 60.98 | 66.02 | 1005 | 60.98 | 0 | 2545.9171 | Cooling | 424.3195 | #N/A | #N/A | #N/A | #N/A | 0 | 0 | 0 | 0 | 0 | 2545.9171 | #N/A | #N/A | 88 | #N/A | #N/A | #N/A | 1.414% | 1 | 50% | 0% | 0% | 0% | 8.2745 | 0 | 0 | 0 | 8.2745 | #N/A
2007-08-28 20:00 | 8 | 28 | 20 | 240.792 | 5756 | 60.98 | 64.94 | 1005 | 60.98 | 0 | 2374.8537 | Cooling | 395.8089 | #N/A | #N/A | #N/A | #N/A | 0 | 0 | 0 | 0 | 0 | 2374.8537 | #N/A | #N/A | 88 | #N/A | #N/A | #N/A | 1.319% | 1 | 50% | 0% | 0% | 0% | 8.2745 | 0 | 0 | 0 | 8.2745 | #N/A
2007-08-28 21:00 | 8 | 28 | 21 | 240.8337 | 5757 | 60.8 | 64.94 | 1005 | 60.8 | 0 | 2000.222 | Cooling | 333.3703 | #N/A | #N/A | #N/A | #N/A | 0 | 0 | 0 | 0 | 0 | 2000.222 | #N/A | #N/A | 88 | #N/A | #N/A | #N/A | 1.111% | 1 | 50% | 0% | 0% | 0% | 8.2745 | 0 | 0 | 0 | 8.2745 | #N/A
2007-08-28 22:00 | 8 | 28 | 22 | 240.8753 | 5758 | 60.8 | 64.94 | 1005 | 60.8 | 0 | 401.2523 | Cooling | 66.8754 | #N/A | #N/A | #N/A | #N/A | 0 | 0 | 0 | 0 | 0 | 401.2523 | #N/A | #N/A | 88 | #N/A | #N/A | #N/A | 0.2229% | 1 | 50% | 0% | 0% | 0% | 8.2745 | 0 | 0 | 0 | 8.2745 | #N/A
2007-08-28 23:00 | 8 | 28 | 23 | 240.917 | 5759 | 60.98 | 64.04 | 1005 | 60.98 | 0 | 408.5077 | Cooling | 68.0846 | #N/A | #N/A | #N/A | #N/A | 0 | 0 | 0 | 0 | 0 | 408.5077 | #N/A | #N/A | 88 | #N/A | #N/A | #N/A | 0.2269% | 1 | 50% | 0% | 0% | 0% | 8.2745 | 0 | 0 | 0 | 8.2745 | #N/A
2007-08-29 | 8 | 29 | 0 | 240.9587 | 5760 | 59 | 62.96 | 1005 | 59 | 0 | 354.2841 | Cooling | 59.0473 | #N/A | #N/A | #N/A | #N/A | 0 | 0 | 0 | 0 | 0 | 354.2841 | #N/A | #N/A | 88 | #N/A | #N/A | #N/A | 0.1968% | 1 | 50% | 0% | 0% | 0% | 8.2745 | 0 | 0 | 0 | 8.2745 | #N/A
2007-08-29 01:00 | 8 | 29 | 1 | 241.0003 | 5761 | 59 | 62.96 | 1006 | 59 | 0 | 332.3418 | Cooling | 55.3903 | #N/A | #N/A | #N/A | #N/A | 0 | 0 | 0 | 0 | 0 | 332.3418 | #N/A | #N/A | 88 | #N/A | #N/A | #N/A | 0.1846% | 1 | 50% | 0% | 0% | 0% | 8.2745 | 0 | 0 | 0 | 8.2745 | #N/A
2007-08-29 02:00 | 8 | 29 | 2 | 241.042 | 5762 | 59 | 62.96 | 1006 | 59 | 0 | 320.0368 | Cooling | 53.3395 | #N/A | #N/A | #N/A | #N/A | 0 | 0 | 0 | 0 | 0 | 320.0368 | #N/A | #N/A | 88 | #N/A | #N/A | #N/A | 0.1778% | 1 | 50% | 0% | 0% | 0% | 8.2745 | 0 | 0 | 0 | 8.2745 | #N/A
2007-08-29 03:00 | 8 | 29 | 3 | 241.0837 | 5763 | 57.02 | 62.96 | 1006 | 57.02 | 0 | 310.2318 | Cooling | 51.7053 | #N/A | #N/A | #N/A | #N/A | 0 | 0 | 0 | 0 | 0 | 310.2318 | #N/A | #N/A | 88 | #N/A | #N/A | #N/A | 0.1724% | 1 | 50% | 0% | 0% | 0% | 8.2745 | 0 | 0 | 0 | 8.2745 | #N/A
2007-08-29 04:00 | 8 | 29 | 4 | 241.1253 | 5764 | 57.2 | 62.06 | 1006 | 57.2 | 0 | 293.3598 | Cooling | 48.8933 | #N/A | #N/A | #N/A | #N/A | 0 | 0 | 0 | 0 | 0 | 293.3598 | #N/A | #N/A | 88 | #N/A | #N/A | #N/A | 0.163% | 1 | 50% | 0% | 0% | 0% | 8.2745 | 0 | 0 | 0 | 8.2745 | #N/A
2007-08-29 05:00 | 8 | 29 | 5 | 241.167 | 5765 | 57.92 | 62.06 | 1006 | 57.92 | 0 | 330.563 | Cooling | 55.0938 | #N/A | #N/A | #N/A | #N/A | 0 | 0 | 0 | 0 | 0 | 330.563 | #N/A | #N/A | 88 | #N/A | #N/A | #N/A | 0.1836% | 1 | 50% | 0% | 0% | 0% | 8.2745 | 0 | 0 | 0 | 8.2745 | #N/A
2007-08-29 06:00 | 8 | 29 | 6 | 241.2087 | 5766 | 59 | 62.96 | 1007 | 59 | 0 | 1560.6765 | Cooling | 260.1128 | #N/A | #N/A | #N/A | #N/A | 0 | 0 | 0 | 0 | 0 | 1560.6765 | #N/A | #N/A | 88 | #N/A | #N/A | #N/A | 0.867% | 1 | 50% | 0% | 0% | 0% | 8.2745 | 0 | 0 | 0 | 8.2745 | #N/A
2007-08-29 07:00 | 8 | 29 | 7 | 241.2503 | 5767 | 57.2 | 64.04 | 1008 | 57.2 | 0 | 1641.4721 | Cooling | 273.5787 | #N/A | #N/A | #N/A | #N/A | 0 | 0 | 0 | 0 | 0 | 1641.4721 | #N/A | #N/A | 88 | #N/A | #N/A | #N/A | 0.9119% | 1 | 50% | 0% | 0% | 0% | 8.2745 | 0 | 0 | 0 | 8.2745 | #N/A
2007-08-29 08:00 | 8 | 29 | 8 | 241.292 | 5768 | 57.92 | 64.94 | 1008 | 57.92 | 0 | 2137.3717 | Cooling | 356.2286 | #N/A | #N/A | #N/A | #N/A | 0 | 0 | 0 | 0 | 0 | 2137.3717 | #N/A | #N/A | 88 | #N/A | #N/A | #N/A | 1.187% | 1 | 50% | 0% | 0% | 0% | 8.2745 | 0 | 0 | 0 | 8.2745 | #N/A
2007-08-29 09:00 | 8 | 29 | 9 | 241.3337 | 5769 | 59 | 66.92 | 1007 | 59 | 0 | 2573.2382 | Cooling | 428.873 | #N/A | #N/A | #N/A | #N/A | 0 | 0 | 0 | 0 | 0 | 2573.2382 | #N/A | #N/A | 88 | #N/A | #N/A | #N/A | 1.43% | 1 | 50% | 0% | 0% | 0% | 8.2745 | 0 | 0 | 0 | 8.2745 | #N/A
2007-08-29 10:00 | 8 | 29 | 10 | 241.3753 | 5770 | 59 | 64.04 | 1007 | 59 | 0 | 2230.3755 | Cooling | 371.7293 | #N/A | #N/A | #N/A | #N/A | 0 | 0 | 0 | 0 | 0 | 2230.3755 | #N/A | #N/A | 88 | #N/A | #N/A | #N/A | 1.239% | 1 | 50% | 0% | 0% | 0% | 8.2745 | 0 | 0 | 0 | 8.2745 | #N/A
2007-08-29 11:00 | 8 | 29 | 11 | 241.417 | 5771 | 59 | 64.04 | 1007 | 59 | 0 | 2002.5449 | Cooling | 333.7575 | #N/A | #N/A | #N/A | #N/A | 0 | 0 | 0 | 0 | 0 | 2002.5449 | #N/A | #N/A | 88 | #N/A | #N/A | #N/A | 1.113% | 1 | 50% | 0% | 0% | 0% | 8.2745 | 0 | 0 | 0 | 8.2745 | #N/A
2007-08-29 12:00 | 8 | 29 | 12 | 241.4587 | 5772 | 60.98 | 64.04 | 1006 | 60.98 | 0 | 1877.1935 | Cooling | 312.8656 | #N/A | #N/A | #N/A | #N/A | 0 | 0 | 0 | 0 | 0 | 1877.1935 | #N/A | #N/A | 88 | #N/A | #N/A | #N/A | 1.043% | 1 | 50% | 0% | 0% | 0% | 8.2745 | 0 | 0 | 0 | 8.2745 | #N/A
2007-08-29 13:00 | 8 | 29 | 13 | 241.5003 | 5773 | 60.8 | 64.04 | 1006 | 60.8 | 0 | 1912.8628 | Cooling | 318.8105 | #N/A | #N/A | #N/A | #N/A | 0 | 0 | 0 | 0 | 0 | 1912.8628 | #N/A | #N/A | 88 | #N/A | #N/A | #N/A | 1.063% | 1 | 50% | 0% | 0% | 0% | 8.2745 | 0 | 0 | 0 | 8.2745 | #N/A
2007-08-29 14:00 | 8 | 29 | 14 | 241.542 | 5774 | 60.98 | 62.96 | 1006 | 60.98 | 0 | 1955.1901 | Cooling | 325.865 | #N/A | #N/A | #N/A | #N/A | 0 | 0 | 0 | 0 | 0 | 1955.1901 | #N/A | #N/A | 88 | #N/A | #N/A | #N/A | 1.086% | 1 | 50% | 0% | 0% | 0% | 8.2745 | 0 | 0 | 0 | 8.2745 | #N/A
2007-08-29 15:00 | 8 | 29 | 15 | 241.5837 | 5775 | 62.6 | 62.96 | 1006 | 62.6 | 0 | 1957.4755 | Cooling | 326.2459 | #N/A | #N/A | #N/A | #N/A | 0 | 0 | 0 | 0 | 0 | 1957.4755 | #N/A | #N/A | 88 | #N/A | #N/A | #N/A | 1.087% | 1 | 50% | 0% | 0% | 0% | 8.2745 | 0 | 0 | 0 | 8.2745 | #N/A
2007-08-29 16:00 | 8 | 29 | 16 | 241.6253 | 5776 | 62.6 | 64.04 | 1005 | 62.6 | 0 | 2031.3652 | Cooling | 338.5609 | #N/A | #N/A | #N/A | #N/A | 0 | 0 | 0 | 0 | 0 | 2031.3652 | #N/A | #N/A | 88 | #N/A | #N/A | #N/A | 1.129% | 1 | 50% | 0% | 0% | 0% | 8.2745 | 0 | 0 | 0 | 8.2745 | #N/A
2007-08-29 17:00 | 8 | 29 | 17 | 241.667 | 5777 | 62.96 | 62.06 | 1005 | 62.96 | 0 | 2062.4506 | Cooling | 343.7418 | #N/A | #N/A | #N/A | #N/A | 0 | 0 | 0 | 0 | 0 | 2062.4506 | #N/A | #N/A | 88 | #N/A | #N/A | #N/A | 1.146% | 1 | 50% | 0% | 0% | 0% | 8.2745 | 0 | 0 | 0 | 8.2745 | #N/A
2007-08-29 18:00 | 8 | 29 | 18 | 241.7087 | 5778 | 64.4 | 62.96 | 1005 | 64.4 | 0 | 1956.9055 | Cooling | 326.1509 | #N/A | #N/A | #N/A | #N/A | 0 | 0 | 0 | 0 | 0 | 1956.9055 | #N/A | #N/A | 88 | #N/A | #N/A | #N/A | 1.087% | 1 | 50% | 0% | 0% | 0% | 8.2745 | 0 | 0 | 0 | 8.2745 | #N/A
2007-08-29 19:00 | 8 | 29 | 19 | 241.7503 | 5779 | 64.04 | 62.96 | 1005 | 64.04 | 0 | 2160.4175 | Cooling | 360.0696 | #N/A | #N/A | #N/A | #N/A | 0 | 0 | 0 | 0 | 0 | 2160.4175 | #N/A | #N/A | 88 | #N/A | #N/A | #N/A | 1.2% | 1 | 50% | 0% | 0% | 0% | 8.2745 | 0 | 0 | 0 | 8.2745 | #N/A
2007-08-29 20:00 | 8 | 29 | 20 | 241.792 | 5780 | 64.04 | 62.96 | 1005 | 64.04 | 0 | 2290.3507 | Cooling | 381.7251 | #N/A | #N/A | #N/A | #N/A | 0 | 0 | 0 | 0 | 0 | 2290.3507 | #N/A | #N/A | 88 | #N/A | #N/A | #N/A | 1.272% | 1 | 50% | 0% | 0% | 0% | 8.2745 | 0 | 0 | 0 | 8.2745 | #N/A
2007-08-29 21:00 | 8 | 29 | 21 | 241.8337 | 5781 | 62.06 | 62.96 | 1006 | 62.06 | 0 | 1918.0262 | Cooling | 319.671 | #N/A | #N/A | #N/A | #N/A | 0 | 0 | 0 | 0 | 0 | 1918.0262 | #N/A | #N/A | 88 | #N/A | #N/A | #N/A | 1.066% | 1 | 50% | 0% | 0% | 0% | 8.2745 | 0 | 0 | 0 | 8.2745 | #N/A
2007-08-29 22:00 | 8 | 29 | 22 | 241.8753 | 5782 | 60.8 | 62.96 | 1006 | 60.8 | 0 | 461.3746 | Cooling | 76.8958 | #N/A | #N/A | #N/A | #N/A | 0 | 0 | 0 | 0 | 0 | 461.3746 | #N/A | #N/A | 88 | #N/A | #N/A | #N/A | 0.2563% | 1 | 50% | 0% | 0% | 0% | 8.2745 | 0 | 0 | 0 | 8.2745 | #N/A
2007-08-29 23:00 | 8 | 29 | 23 | 241.917 | 5783 | 60.8 | 62.06 | 1006 | 60.8 | 0 | 428.8726 | Cooling | 71.4788 | #N/A | #N/A | #N/A | #N/A | 0 | 0 | 0 | 0 | 0 | 428.8726 | #N/A | #N/A | 88 | #N/A | #N/A | #N/A | 0.2383% | 1 | 50% | 0% | 0% | 0% | 8.2745 | 0 | 0 | 0 | 8.2745 | #N/A
2007-08-30 | 8 | 30 | 0 | 241.9587 | 5784 | 60.8 | 60.98 | 1006 | 60.8 | 0 | 366.1862 | Cooling | 61.031 | #N/A | #N/A | #N/A | #N/A | 0 | 0 | 0 | 0 | 0 | 366.1862 | #N/A | #N/A | 88 | #N/A | #N/A | #N/A | 0.2034% | 1 | 50% | 0% | 0% | 0% | 8.2745 | 0 | 0 | 0 | 8.2745 | #N/A
2007-08-30 01:00 | 8 | 30 | 1 | 242.0003 | 5785 | 62.6 | 60.98 | 1006 | 62.6 | 0 | 349.4729 | Cooling | 58.2455 | #N/A | #N/A | #N/A | #N/A | 0 | 0 | 0 | 0 | 0 | 349.4729 | #N/A | #N/A | 88 | #N/A | #N/A | #N/A | 0.1942% | 1 | 50% | 0% | 0% | 0% | 8.2745 | 0 | 0 | 0 | 8.2745 | #N/A
2007-08-30 02:00 | 8 | 30 | 2 | 242.042 | 5786 | 62.06 | 60.08 | 1006 | 62.06 | 0 | 334.489 | Cooling | 55.7482 | #N/A | #N/A | #N/A | #N/A | 0 | 0 | 0 | 0 | 0 | 334.489 | #N/A | #N/A | 88 | #N/A | #N/A | #N/A | 0.1858% | 1 | 50% | 0% | 0% | 0% | 8.2745 | 0 | 0 | 0 | 8.2745 | #N/A
2007-08-30 03:00 | 8 | 30 | 3 | 242.0837 | 5787 | 60.8 | 59 | 1005 | 60.8 | 0 | 296.8123 | Cooling | 49.4687 | #N/A | #N/A | #N/A | #N/A | 0 | 0 | 0 | 0 | 0 | 296.8123 | #N/A | #N/A | 88 | #N/A | #N/A | #N/A | 0.1649% | 1 | 50% | 0% | 0% | 0% | 8.2745 | 0 | 0 | 0 | 8.2745 | #N/A
2007-08-30 04:00 | 8 | 30 | 4 | 242.1253 | 5788 | 60.8 | 60.08 | 1006 | 60.8 | 0 | 248.2974 | Cooling | 41.3829 | #N/A | #N/A | #N/A | #N/A | 0 | 0 | 0 | 0 | 0 | 248.2974 | #N/A | #N/A | 88 | #N/A | #N/A | #N/A | 0.1379% | 1 | 50% | 0% | 0% | 0% | 8.2745 | 0 | 0 | 0 | 8.2745 | #N/A
2007-08-30 05:00 | 8 | 30 | 5 | 242.167 | 5789 | 60.98 | 59 | 1006 | 60.98 | 0 | 250.592 | Cooling | 41.7653 | #N/A | #N/A | #N/A | #N/A | 0 | 0 | 0 | 0 | 0 | 250.592 | #N/A | #N/A | 88 | #N/A | #N/A | #N/A | 0.1392% | 1 | 50% | 0% | 0% | 0% | 8.2745 | 0 | 0 | 0 | 8.2745 | #N/A
2007-08-30 06:00 | 8 | 30 | 6 | 242.2087 | 5790 | 60.8 | 57.92 | 1006 | 60.8 | 0 | 1116.4203 | Cooling | 186.07 | #N/A | #N/A | #N/A | #N/A | 0 | 0 | 0 | 0 | 0 | 1116.4203 | #N/A | #N/A | 88 | #N/A | #N/A | #N/A | 0.6202% | 1 | 50% | 0% | 0% | 0% | 8.2745 | 0 | 0 | 0 | 8.2745 | #N/A
2007-08-30 07:00 | 8 | 30 | 7 | 242.2503 | 5791 | 62.96 | 59 | 1007 | 62.96 | 0 | 1292.6461 | Cooling | 215.441 | #N/A | #N/A | #N/A | #N/A | 0 | 0 | 0 | 0 | 0 | 1292.6461 | #N/A | #N/A | 88 | #N/A | #N/A | #N/A | 0.7181% | 1 | 50% | 0% | 0% | 0% | 8.2745 | 0 | 0 | 0 | 8.2745 | #N/A
2007-08-30 08:00 | 8 | 30 | 8 | 242.292 | 5792 | 62.96 | 62.06 | 1007 | 62.96 | 0 | 1892.9625 | Cooling | 315.4938 | #N/A | #N/A | #N/A | #N/A | 0 | 0 | 0 | 0 | 0 | 1892.9625 | #N/A | #N/A | 88 | #N/A | #N/A | #N/A | 1.052% | 1 | 50% | 0% | 0% | 0% | 8.2745 | 0 | 0 | 0 | 8.2745 | #N/A
2007-08-30 09:00 | 8 | 30 | 9 | 242.3337 | 5793 | 66.2 | 62.96 | 1007 | 66.2 | 0 | 2382.4075 | Cooling | 397.0679 | #N/A | #N/A | #N/A | #N/A | 0 | 0 | 0 | 0 | 0 | 2382.4075 | #N/A | #N/A | 88 | #N/A | #N/A | #N/A | 1.324% | 1 | 50% | 0% | 0% | 0% | 8.2745 | 0 | 0 | 0 | 8.2745 | #N/A
2007-08-30 10:00 | 8 | 30 | 10 | 242.3753 | 5794 | 69.8 | 64.04 | 1007 | 69.8 | 0 | 2270.6977 | Cooling | 378.4496 | #N/A | #N/A | #N/A | #N/A | 0 | 0 | 0 | 0 | 0 | 2270.6977 | #N/A | #N/A | 88 | #N/A | #N/A | #N/A | 1.261% | 1 | 50% | 0% | 0% | 0% | 8.2745 | 0 | 0 | 0 | 8.2745 | #N/A
2007-08-30 11:00 | 8 | 30 | 11 | 242.417 | 5795 | 69.98 | 64.94 | 1007 | 69.98 | 0 | 2064.0356 | Cooling | 344.0059 | #N/A | #N/A | #N/A | #N/A | 0 | 0 | 0 | 0 | 0 | 2064.0356 | #N/A | #N/A | 88 | #N/A | #N/A | #N/A | 1.147% | 1 | 50% | 0% | 0% | 0% | 8.2745 | 0 | 0 | 0 | 8.2745 | #N/A
2007-08-30 12:00 | 8 | 30 | 12 | 242.4587 | 5796 | 75.02 | 64.94 | 1006 | 75.02 | 0 | 1922.0001 | Cooling | 320.3333 | #N/A | #N/A | #N/A | #N/A | 0 | 0 | 0 | 0 | 0 | 1922.0001 | #N/A | #N/A | 88 | #N/A | #N/A | #N/A | 1.068% | 1 | 50% | 0% | 0% | 0% | 8.2745 | 0 | 0 | 0 | 8.2745 | #N/A
2007-08-30 13:00 | 8 | 30 | 13 | 242.5003 | 5797 | 73.94 | 66.92 | 1006 | 73.94 | 0 | 1994.918 | Cooling | 332.4863 | #N/A | #N/A | #N/A | #N/A | 0 | 0 | 0 | 0 | 0 | 1994.918 | #N/A | #N/A | 88 | #N/A | #N/A | #N/A | 1.108% | 1 | 50% | 0% | 0% | 0% | 8.2745 | 0 | 0 | 0 | 8.2745 | #N/A
2007-08-30 14:00 | 8 | 30 | 14 | 242.542 | 5798 | 73.94 | 68 | 1006 | 73.94 | 0 | 2104.6597 | Cooling | 350.7766 | #N/A | #N/A | #N/A | #N/A | 0 | 0 | 0 | 0 | 0 | 2104.6597 | #N/A | #N/A | 88 | #N/A | #N/A | #N/A | 1.169% | 1 | 50% | 0% | 0% | 0% | 8.2745 | 0 | 0 | 0 | 8.2745 | #N/A
2007-08-30 15:00 | 8 | 30 | 15 | 242.5837 | 5799 | 77 | 68 | 1005 | 77 | 0 | 2133.244 | Cooling | 355.5407 | #N/A | #N/A | #N/A | #N/A | 0 | 0 | 0 | 0 | 0 | 2133.244 | #N/A | #N/A | 88 | #N/A | #N/A | #N/A | 1.185% | 1 | 50% | 0% | 0% | 0% | 8.2745 | 0 | 0 | 0 | 8.2745 | #N/A
2007-08-30 16:00 | 8 | 30 | 16 | 242.6253 | 5800 | 75.92 | 68 | 1005 | 75.92 | 0 | 2215.485 | Cooling | 369.2475 | #N/A | #N/A | #N/A | #N/A | 0 | 0 | 0 | 0 | 0 | 2215.485 | #N/A | #N/A | 88 | #N/A | #N/A | #N/A | 1.231% | 1 | 50% | 0% | 0% | 0% | 8.2745 | 0 | 0 | 0 | 8.2745 | #N/A
2007-08-30 17:00 | 8 | 30 | 17 | 242.667 | 5801 | 75.92 | 68 | 1005 | 75.92 | 0 | 2192.1367 | Cooling | 365.3561 | #N/A | #N/A | #N/A | #N/A | 0 | 0 | 0 | 0 | 0 | 2192.1367 | #N/A | #N/A | 88 | #N/A | #N/A | #N/A | 1.218% | 1 | 50% | 0% | 0% | 0% | 8.2745 | 0 | 0 | 0 | 8.2745 | #N/A
2007-08-30 18:00 | 8 | 30 | 18 | 242.7087 | 5802 | 69.98 | 66.92 | 1005 | 69.98 | 0 | 2085.4725 | Cooling | 347.5788 | #N/A | #N/A | #N/A | #N/A | 0 | 0 | 0 | 0 | 0 | 2085.4725 | #N/A | #N/A | 88 | #N/A | #N/A | #N/A | 1.159% | 1 | 50% | 0% | 0% | 0% | 8.2745 | 0 | 0 | 0 | 8.2745 | #N/A
2007-08-30 19:00 | 8 | 30 | 19 | 242.7503 | 5803 | 66.02 | 66.92 | 1005 | 66.02 | 0 | 2361.6882 | Cooling | 393.6147 | #N/A | #N/A | #N/A | #N/A | 0 | 0 | 0 | 0 | 0 | 2361.6882 | #N/A | #N/A | 88 | #N/A | #N/A | #N/A | 1.312% | 1 | 50% | 0% | 0% | 0% | 8.2745 | 0 | 0 | 0 | 8.2745 | #N/A
2007-08-30 20:00 | 8 | 30 | 20 | 242.792 | 5804 | 66.02 | 68 | 1006 | 66.02 | 0 | 2601.2647 | Cooling | 433.5441 | #N/A | #N/A | #N/A | #N/A | 0 | 0 | 0 | 0 | 0 | 2601.2647 | #N/A | #N/A | 88 | #N/A | #N/A | #N/A | 1.445% | 1 | 50% | 0% | 0% | 0% | 8.2745 | 0 | 0 | 0 | 8.2745 | #N/A
2007-08-30 21:00 | 8 | 30 | 21 | 242.8337 | 5805 | 62.96 | 66.02 | 1006 | 62.96 | 0 | 2461.7831 | Cooling | 410.2972 | #N/A | #N/A | #N/A | #N/A | 0 | 0 | 0 | 0 | 0 | 2461.7831 | #N/A | #N/A | 88 | #N/A | #N/A | #N/A | 1.368% | 1 | 50% | 0% | 0% | 0% | 8.2745 | 0 | 0 | 0 | 8.2745 | #N/A
2007-08-30 22:00 | 8 | 30 | 22 | 242.8753 | 5806 | 62.06 | 66.02 | 1006 | 62.06 | 0 | 686.2471 | Cooling | 114.3745 | #N/A | #N/A | #N/A | #N/A | 0 | 0 | 0 | 0 | 0 | 686.2471 | #N/A | #N/A | 88 | #N/A | #N/A | #N/A | 0.3812% | 1 | 50% | 0% | 0% | 0% | 8.2745 | 0 | 0 | 0 | 8.2745 | #N/A
2007-08-30 23:00 | 8 | 30 | 23 | 242.917 | 5807 | 62.06 | 64.94 | 1006 | 62.06 | 0 | 720.7785 | Cooling | 120.1297 | #N/A | #N/A | #N/A | #N/A | 0 | 0 | 0 | 0 | 0 | 720.7785 | #N/A | #N/A | 88 | #N/A | #N/A | #N/A | 0.4004% | 1 | 50% | 0% | 0% | 0% | 8.2745 | 0 | 0 | 0 | 8.2745 | #N/A
2007-08-31 | 8 | 31 | 0 | 242.9587 | 5808 | 59 | 64.94 | 1006 | 59 | 0 | 496.553 | Cooling | 82.7588 | #N/A | #N/A | #N/A | #N/A | 0 | 0 | 0 | 0 | 0 | 496.553 | #N/A | #N/A | 88 | #N/A | #N/A | #N/A | 0.2759% | 1 | 50% | 0% | 0% | 0% | 8.2745 | 0 | 0 | 0 | 8.2745 | #N/A
2007-08-31 01:00 | 8 | 31 | 1 | 243.0003 | 5809 | 57.92 | 64.04 | 1006 | 57.92 | 0 | 411.1476 | Cooling | 68.5246 | #N/A | #N/A | #N/A | #N/A | 0 | 0 | 0 | 0 | 0 | 411.1476 | #N/A | #N/A | 88 | #N/A | #N/A | #N/A | 0.2284% | 1 | 50% | 0% | 0% | 0% | 8.2745 | 0 | 0 | 0 | 8.2745 | #N/A
2007-08-31 02:00 | 8 | 31 | 2 | 243.042 | 5810 | 57.92 | 64.04 | 1006 | 57.92 | 0 | 375.1007 | Cooling | 62.5168 | #N/A | #N/A | #N/A | #N/A | 0 | 0 | 0 | 0 | 0 | 375.1007 | #N/A | #N/A | 88 | #N/A | #N/A | #N/A | 0.2084% | 1 | 50% | 0% | 0% | 0% | 8.2745 | 0 | 0 | 0 | 8.2745 | #N/A
2007-08-31 03:00 | 8 | 31 | 3 | 243.0837 | 5811 | 57.02 | 64.04 | 1006 | 57.02 | 0 | 361.1813 | Cooling | 60.1969 | #N/A | #N/A | #N/A | #N/A | 0 | 0 | 0 | 0 | 0 | 361.1813 | #N/A | #N/A | 88 | #N/A | #N/A | #N/A | 0.2007% | 1 | 50% | 0% | 0% | 0% | 8.2745 | 0 | 0 | 0 | 8.2745 | #N/A
2007-08-31 04:00 | 8 | 31 | 4 | 243.1253 | 5812 | 55.94 | 64.04 | 1006 | 55.94 | 0 | 345.3774 | Cooling | 57.5629 | #N/A | #N/A | #N/A | #N/A | 0 | 0 | 0 | 0 | 0 | 345.3774 | #N/A | #N/A | 88 | #N/A | #N/A | #N/A | 0.1919% | 1 | 50% | 0% | 0% | 0% | 8.2745 | 0 | 0 | 0 | 8.2745 | #N/A
2007-08-31 05:00 | 8 | 31 | 5 | 243.167 | 5813 | 55.94 | 64.04 | 1006 | 55.94 | 0 | 388.1365 | Cooling | 64.6894 | #N/A | #N/A | #N/A | #N/A | 0 | 0 | 0 | 0 | 0 | 388.1365 | #N/A | #N/A | 88 | #N/A | #N/A | #N/A | 0.2156% | 1 | 50% | 0% | 0% | 0% | 8.2745 | 0 | 0 | 0 | 8.2745 | #N/A
2007-08-31 06:00 | 8 | 31 | 6 | 243.2087 | 5814 | 55.04 | 64.04 | 1006 | 55.04 | 0 | 1760.341 | Cooling | 293.3902 | #N/A | #N/A | #N/A | #N/A | 0 | 0 | 0 | 0 | 0 | 1760.341 | #N/A | #N/A | 88 | #N/A | #N/A | #N/A | 0.978% | 1 | 50% | 0% | 0% | 0% | 8.2745 | 0 | 0 | 0 | 8.2745 | #N/A
2007-08-31 07:00 | 8 | 31 | 7 | 243.2503 | 5815 | 55.04 | 66.92 | 1007 | 55.04 | 0 | 1945.057 | Cooling | 324.1762 | #N/A | #N/A | #N/A | #N/A | 0 | 0 | 0 | 0 | 0 | 1945.057 | #N/A | #N/A | 88 | #N/A | #N/A | #N/A | 1.081% | 1 | 50% | 0% | 0% | 0% | 8.2745 | 0 | 0 | 0 | 8.2745 | #N/A
2007-08-31 08:00 | 8 | 31 | 8 | 243.292 | 5816 | 55.04 | 68 | 1007 | 55.04 | 0 | 2514.686 | Cooling | 419.1143 | #N/A | #N/A | #N/A | #N/A | 0 | 0 | 0 | 0 | 0 | 2514.686 | #N/A | #N/A | 88 | #N/A | #N/A | #N/A | 1.397% | 1 | 50% | 0% | 0% | 0% | 8.2745 | 0 | 0 | 0 | 8.2745 | #N/A
2007-08-31 09:00 | 8 | 31 | 9 | 243.3337 | 5817 | 59 | 68 | 1008 | 59 | 0 | 2222.342 | Cooling | 370.3903 | #N/A | #N/A | #N/A | #N/A | 0 | 0 | 0 | 0 | 0 | 2222.342 | #N/A | #N/A | 88 | #N/A | #N/A | #N/A | 1.235% | 1 | 50% | 0% | 0% | 0% | 8.2745 | 0 | 0 | 0 | 8.2745 | #N/A
2007-08-31 10:00 | 8 | 31 | 10 | 243.3753 | 5818 | 60.98 | 68 | 1008 | 60.98 | 0 | 1833.3969 | Cooling | 305.5662 | #N/A | #N/A | #N/A | #N/A | 0 | 0 | 0 | 0 | 0 | 1833.3969 | #N/A | #N/A | 88 | #N/A | #N/A | #N/A | 1.019% | 1 | 50% | 0% | 0% | 0% | 8.2745 | 0 | 0 | 0 | 8.2745 | #N/A
2007-08-31 11:00 | 8 | 31 | 11 | 243.417 | 5819 | 60.98 | 68 | 1007 | 60.98 | 0 | 1832.8686 | Cooling | 305.4781 | #N/A | #N/A | #N/A | #N/A | 0 | 0 | 0 | 0 | 0 | 1832.8686 | #N/A | #N/A | 88 | #N/A | #N/A | #N/A | 1.018% | 1 | 50% | 0% | 0% | 0% | 8.2745 | 0 | 0 | 0 | 8.2745 | #N/A
2007-08-31 12:00 | 8 | 31 | 12 | 243.4587 | 5820 | 64.94 | 66.92 | 1006 | 64.94 | 0 | 1825.1488 | Cooling | 304.1915 | #N/A | #N/A | #N/A | #N/A | 0 | 0 | 0 | 0 | 0 | 1825.1488 | #N/A | #N/A | 88 | #N/A | #N/A | #N/A | 1.014% | 1 | 50% | 0% | 0% | 0% | 8.2745 | 0 | 0 | 0 | 8.2745 | #N/A
2007-08-31 13:00 | 8 | 31 | 13 | 243.5003 | 5821 | 64.94 | 64.04 | 1006 | 64.94 | 0 | 1788.0798 | Cooling | 298.0133 | #N/A | #N/A | #N/A | #N/A | 0 | 0 | 0 | 0 | 0 | 1788.0798 | #N/A | #N/A | 88 | #N/A | #N/A | #N/A | 0.9934% | 1 | 50% | 0% | 0% | 0% | 8.2745 | 0 | 0 | 0 | 8.2745 | #N/A
2007-08-31 14:00 | 8 | 31 | 14 | 243.542 | 5822 | 64.94 | 66.92 | 1005 | 64.94 | 0 | 1742.4703 | Cooling | 290.4117 | #N/A | #N/A | #N/A | #N/A | 0 | 0 | 0 | 0 | 0 | 1742.4703 | #N/A | #N/A | 88 | #N/A | #N/A | #N/A | 0.968% | 1 | 50% | 0% | 0% | 0% | 8.2745 | 0 | 0 | 0 | 8.2745 | #N/A
2007-08-31 15:00 | 8 | 31 | 15 | 243.5837 | 5823 | 69.08 | 66.92 | 1005 | 69.08 | 0 | 1738.6036 | Cooling | 289.7673 | #N/A | #N/A | #N/A | #N/A | 0 | 0 | 0 | 0 | 0 | 1738.6036 | #N/A | #N/A | 88 | #N/A | #N/A | #N/A | 0.9659% | 1 | 50% | 0% | 0% | 0% | 8.2745 | 0 | 0 | 0 | 8.2745 | #N/A
2007-08-31 16:00 | 8 | 31 | 16 | 243.6253 | 5824 | 68 | 66.02 | 1005 | 68 | 0 | 1755.6642 | Cooling | 292.6107 | #N/A | #N/A | #N/A | #N/A | 0 | 0 | 0 | 0 | 0 | 1755.6642 | #N/A | #N/A | 88 | #N/A | #N/A | #N/A | 0.9754% | 1 | 50% | 0% | 0% | 0% | 8.2745 | 0 | 0 | 0 | 8.2745 | #N/A
2007-08-31 17:00 | 8 | 31 | 17 | 243.667 | 5825 | 68 | 66.02 | 1004 | 68 | 0 | 1726.4719 | Cooling | 287.7453 | #N/A | #N/A | #N/A | #N/A | 0 | 0 | 0 | 0 | 0 | 1726.4719 | #N/A | #N/A | 88 | #N/A | #N/A | #N/A | 0.9592% | 1 | 50% | 0% | 0% | 0% | 8.2745 | 0 | 0 | 0 | 8.2745 | #N/A
2007-08-31 18:00 | 8 | 31 | 18 | 243.7087 | 5826 | 64.94 | 66.02 | 1004 | 64.94 | 0 | 637.8255 | Cooling | 106.3042 | #N/A | #N/A | #N/A | #N/A | 0 | 0 | 0 | 0 | 0 | 637.8255 | #N/A | #N/A | 88 | #N/A | #N/A | #N/A | 0.3543% | 1 | 50% | 0% | 0% | 0% | 8.2745 | 0 | 0 | 0 | 8.2745 | #N/A
2007-08-31 19:00 | 8 | 31 | 19 | 243.7503 | 5827 | 58.64 | 66.02 | 1004 | 58.64 | 0 | 1009.3633 | Cooling | 168.2272 | #N/A | #N/A | #N/A | #N/A | 0 | 0 | 0 | 0 | 0 | 1009.3633 | #N/A | #N/A | 88 | #N/A | #N/A | #N/A | 0.5608% | 1 | 50% | 0% | 0% | 0% | 8.2745 | 0 | 0 | 0 | 8.2745 | #N/A
2007-08-31 20:00 | 8 | 31 | 20 | 243.792 | 5828 | 57.38 | 66.92 | 1005 | 57.38 | 0 | 1538.2301 | Cooling | 256.3717 | #N/A | #N/A | #N/A | #N/A | 0 | 0 | 0 | 0 | 0 | 1538.2301 | #N/A | #N/A | 88 | #N/A | #N/A | #N/A | 0.8546% | 1 | 50% | 0% | 0% | 0% | 8.2745 | 0 | 0 | 0 | 8.2745 | #N/A
2007-08-31 21:00 | 8 | 31 | 21 | 243.8337 | 5829 | 55.76 | 66.92 | 1004 | 55.76 | 0 | 1108.0148 | Cooling | 184.6691 | #N/A | #N/A | #N/A | #N/A | 0 | 0 | 0 | 0 | 0 | 1108.0148 | #N/A | #N/A | 88 | #N/A | #N/A | #N/A | 0.6156% | 1 | 50% | 0% | 0% | 0% | 8.2745 | 0 | 0 | 0 | 8.2745 | #N/A
2007-08-31 22:00 | 8 | 31 | 22 | 243.8753 | 5830 | 55.76 | 66.92 | 1004 | 55.76 | 0 | 989.8594 | Cooling | 164.9766 | #N/A | #N/A | #N/A | #N/A | 0 | 0 | 0 | 0 | 0 | 989.8594 | #N/A | #N/A | 88 | #N/A | #N/A | #N/A | 0.5499% | 1 | 50% | 0% | 0% | 0% | 8.2745 | 0 | 0 | 0 | 8.2745 | #N/A
2007-08-31 23:00 | 8 | 31 | 23 | 243.917 | 5831 | 55.94 | 66.92 | 1004 | 55.94 | 0 | 828.5541 | Cooling | 138.0923 | #N/A | #N/A | #N/A | #N/A | 0 | 0 | 0 | 0 | 0 | 828.5541 | #N/A | #N/A | 88 | #N/A | #N/A | #N/A | 0.4603% | 1 | 50% | 0% | 0% | 0% | 8.2745 | 0 | 0 | 0 | 8.2745 | #N/A
2007-09-01 | 9 | 1 | 0 | 243.9587 | 5832 | 55.76 | 66.92 | 1004 | 55.76 | 0 | 709.9222 | Cooling | 118.3204 | #N/A | #N/A | #N/A | #N/A | 0 | 0 | 0 | 0 | 0 | 709.9222 | #N/A | #N/A | 88 | #N/A | #N/A | #N/A | 0.3944% | 1 | 50% | 0% | 0% | 0% | 8.2745 | 0 | 0 | 0 | 8.2745 | #N/A
2007-09-01 01:00 | 9 | 1 | 1 | 244.0003 | 5833 | 55.76 | 66.92 | 1005 | 55.76 | 0 | 602.6394 | Cooling | 100.4399 | #N/A | #N/A | #N/A | #N/A | 0 | 0 | 0 | 0 | 0 | 602.6394 | #N/A | #N/A | 88 | #N/A | #N/A | #N/A | 0.3348% | 1 | 50% | 0% | 0% | 0% | 8.2745 | 0 | 0 | 0 | 8.2745 | #N/A
2007-09-01 02:00 | 9 | 1 | 2 | 244.042 | 5834 | 55.04 | 66.92 | 1005 | 55.04 | 0 | 497.0074 | Cooling | 82.8346 | #N/A | #N/A | #N/A | #N/A | 0 | 0 | 0 | 0 | 0 | 497.0074 | #N/A | #N/A | 88 | #N/A | #N/A | #N/A | 0.2761% | 1 | 50% | 0% | 0% | 0% | 8.2745 | 0 | 0 | 0 | 8.2745 | #N/A
2007-09-01 03:00 | 9 | 1 | 3 | 244.0837 | 5835 | 53.96 | 66.92 | 1005 | 53.96 | 0 | 423.2287 | Cooling | 70.5381 | #N/A | #N/A | #N/A | #N/A | 0 | 0 | 0 | 0 | 0 | 423.2287 | #N/A | #N/A | 88 | #N/A | #N/A | #N/A | 0.2351% | 1 | 50% | 0% | 0% | 0% | 8.2745 | 0 | 0 | 0 | 8.2745 | #N/A
2007-09-01 04:00 | 9 | 1 | 4 | 244.1253 | 5836 | 55.04 | 66.92 | 1005 | 55.04 | 0 | 369.6615 | Cooling | 61.6103 | #N/A | #N/A | #N/A | #N/A | 0 | 0 | 0 | 0 | 0 | 369.6615 | #N/A | #N/A | 88 | #N/A | #N/A | #N/A | 0.2054% | 1 | 50% | 0% | 0% | 0% | 8.2745 | 0 | 0 | 0 | 8.2745 | #N/A
2007-09-01 05:00 | 9 | 1 | 5 | 244.167 | 5837 | 56.3 | 68 | 1004 | 56.3 | 0 | 435.6937 | Cooling | 72.6156 | #N/A | #N/A | #N/A | #N/A | 0 | 0 | 0 | 0 | 0 | 435.6937 | #N/A | #N/A | 88 | #N/A | #N/A | #N/A | 0.2421% | 1 | 50% | 0% | 0% | 0% | 8.2745 | 0 | 0 | 0 | 8.2745 | #N/A
2007-09-01 06:00 | 9 | 1 | 6 | 244.2087 | 5838 | 58.46 | 66.92 | 1004 | 58.46 | 0 | 579.4109 | Cooling | 96.5685 | #N/A | #N/A | #N/A | #N/A | 0 | 0 | 0 | 0 | 0 | 579.4109 | #N/A | #N/A | 88 | #N/A | #N/A | #N/A | 0.3219% | 1 | 50% | 0% | 0% | 0% | 8.2745 | 0 | 0 | 0 | 8.2745 | #N/A
2007-09-01 07:00 | 9 | 1 | 7 | 244.2503 | 5839 | 59 | 69.08 | 1004 | 59 | 0 | 998.8105 | Cooling | 166.4684 | #N/A | #N/A | #N/A | #N/A | 0 | 0 | 0 | 0 | 0 | 998.8105 | #N/A | #N/A | 88 | #N/A | #N/A | #N/A | 0.5549% | 1 | 50% | 0% | 0% | 0% | 8.2745 | 0 | 0 | 0 | 8.2745 | #N/A
2007-09-01 08:00 | 9 | 1 | 8 | 244.292 | 5840 | 59 | 69.08 | 1005 | 59 | 0 | 1464.4093 | Cooling | 244.0682 | #N/A | #N/A | #N/A | #N/A | 0 | 0 | 0 | 0 | 0 | 1464.4093 | #N/A | #N/A | 88 | #N/A | #N/A | #N/A | 0.8136% | 1 | 50% | 0% | 0% | 0% | 8.2745 | 0 | 0 | 0 | 8.2745 | #N/A
2007-09-01 09:00 | 9 | 1 | 9 | 244.3337 | 5841 | 62.96 | 69.08 | 1005 | 62.96 | 0 | 1812.7131 | Cooling | 302.1188 | #N/A | #N/A | #N/A | #N/A | 0 | 0 | 0 | 0 | 0 | 1812.7131 | #N/A | #N/A | 88 | #N/A | #N/A | #N/A | 1.007% | 1 | 50% | 0% | 0% | 0% | 8.2745 | 0 | 0 | 0 | 8.2745 | #N/A
2007-09-01 10:00 | 9 | 1 | 10 | 244.3753 | 5842 | 66.92 | 69.08 | 1005 | 66.92 | 0 | 945.1716 | Cooling | 157.5286 | #N/A | #N/A | #N/A | #N/A | 0 | 0 | 0 | 0 | 0 | 945.1716 | #N/A | #N/A | 88 | #N/A | #N/A | #N/A | 0.5251% | 1 | 50% | 0% | 0% | 0% | 8.2745 | 0 | 0 | 0 | 8.2745 | #N/A
2007-09-01 11:00 | 9 | 1 | 11 | 244.417 | 5843 | 66.92 | 69.08 | 1004 | 66.92 | 0 | 580.3071 | Cooling | 96.7179 | #N/A | #N/A | #N/A | #N/A | 0 | 0 | 0 | 0 | 0 | 580.3071 | #N/A | #N/A | 88 | #N/A | #N/A | #N/A | 0.3224% | 1 | 50% | 0% | 0% | 0% | 8.2745 | 0 | 0 | 0 | 8.2745 | #N/A
2007-09-01 12:00 | 9 | 1 | 12 | 244.4587 | 5844 | 69.08 | 69.98 | 1004 | 69.08 | 0 | 619.6087 | Cooling | 103.2681 | #N/A | #N/A | #N/A | #N/A | 0 | 0 | 0 | 0 | 0 | 619.6087 | #N/A | #N/A | 88 | #N/A | #N/A | #N/A | 0.3442% | 1 | 50% | 0% | 0% | 0% | 8.2745 | 0 | 0 | 0 | 8.2745 | #N/A
2007-09-01 13:00 | 9 | 1 | 13 | 244.5003 | 5845 | 71.96 | 69.08 | 1003 | 71.96 | 0 | 746.9272 | Cooling | 124.4879 | #N/A | #N/A | #N/A | #N/A | 0 | 0 | 0 | 0 | 0 | 746.9272 | #N/A | #N/A | 88 | #N/A | #N/A | #N/A | 0.415% | 1 | 50% | 0% | 0% | 0% | 8.2745 | 0 | 0 | 0 | 8.2745 | #N/A
2007-09-01 14:00 | 9 | 1 | 14 | 244.542 | 5846 | 71.96 | 71.06 | 1002 | 71.96 | 0 | 720.7617 | Cooling | 120.127 | #N/A | #N/A | #N/A | #N/A | 0 | 0 | 0 | 0 | 0 | 720.7617 | #N/A | #N/A | 88 | #N/A | #N/A | #N/A | 0.4004% | 1 | 50% | 0% | 0% | 0% | 8.2745 | 0 | 0 | 0 | 8.2745 | #N/A
2007-09-01 15:00 | 9 | 1 | 15 | 244.5837 | 5847 | 73.04 | 69.98 | 1002 | 73.04 | 0 | 799.5957 | Cooling | 133.266 | #N/A | #N/A | #N/A | #N/A | 0 | 0 | 0 | 0 | 0 | 799.5957 | #N/A | #N/A | 88 | #N/A | #N/A | #N/A | 0.4442% | 1 | 50% | 0% | 0% | 0% | 8.2745 | 0 | 0 | 0 | 8.2745 | #N/A
2007-09-01 16:00 | 9 | 1 | 16 | 244.6253 | 5848 | 73.04 | 69.98 | 1002 | 73.04 | 0 | 914.6425 | Cooling | 152.4404 | #N/A | #N/A | #N/A | #N/A | 0 | 0 | 0 | 0 | 0 | 914.6425 | #N/A | #N/A | 88 | #N/A | #N/A | #N/A | 0.5081% | 1 | 50% | 0% | 0% | 0% | 8.2745 | 0 | 0 | 0 | 8.2745 | #N/A
2007-09-01 17:00 | 9 | 1 | 17 | 244.667 | 5849 | 73.04 | 69.98 | 1002 | 73.04 | 0 | 966.0574 | Cooling | 161.0096 | #N/A | #N/A | #N/A | #N/A | 0 | 0 | 0 | 0 | 0 | 966.0574 | #N/A | #N/A | 88 | #N/A | #N/A | #N/A | 0.5367% | 1 | 50% | 0% | 0% | 0% | 8.2745 | 0 | 0 | 0 | 8.2745 | #N/A
2007-09-01 18:00 | 9 | 1 | 18 | 244.7087 | 5850 | 69.98 | 69.98 | 1002 | 69.98 | 0 | 908.6457 | Cooling | 151.4409 | #N/A | #N/A | #N/A | #N/A | 0 | 0 | 0 | 0 | 0 | 908.6457 | #N/A | #N/A | 88 | #N/A | #N/A | #N/A | 0.5048% | 1 | 50% | 0% | 0% | 0% | 8.2745 | 0 | 0 | 0 | 8.2745 | #N/A
2007-09-01 19:00 | 9 | 1 | 19 | 244.7503 | 5851 | 66.02 | 71.06 | 1002 | 66.02 | 0 | 1610.4573 | Cooling | 268.4095 | #N/A | #N/A | #N/A | #N/A | 0 | 0 | 0 | 0 | 0 | 1610.4573 | #N/A | #N/A | 88 | #N/A | #N/A | #N/A | 0.8947% | 1 | 50% | 0% | 0% | 0% | 8.2745 | 0 | 0 | 0 | 8.2745 | #N/A
2007-09-01 20:00 | 9 | 1 | 20 | 244.792 | 5852 | 66.02 | 69.98 | 1002 | 66.02 | 0 | 1402.2635 | Cooling | 233.7106 | #N/A | #N/A | #N/A | #N/A | 0 | 0 | 0 | 0 | 0 | 1402.2635 | #N/A | #N/A | 88 | #N/A | #N/A | #N/A | 0.779% | 1 | 50% | 0% | 0% | 0% | 8.2745 | 0 | 0 | 0 | 8.2745 | #N/A
2007-09-01 21:00 | 9 | 1 | 21 | 244.8337 | 5853 | 60.08 | 69.98 | 1002 | 60.08 | 0 | 1205.0524 | Cooling | 200.8421 | #N/A | #N/A | #N/A | #N/A | 0 | 0 | 0 | 0 | 0 | 1205.0524 | #N/A | #N/A | 88 | #N/A | #N/A | #N/A | 0.6695% | 1 | 50% | 0% | 0% | 0% | 8.2745 | 0 | 0 | 0 | 8.2745 | #N/A
2007-09-01 22:00 | 9 | 1 | 22 | 244.8753 | 5854 | 57.02 | 69.08 | 1002 | 57.02 | 0 | 957.9458 | Cooling | 159.6576 | #N/A | #N/A | #N/A | #N/A | 0 | 0 | 0 | 0 | 0 | 957.9458 | #N/A | #N/A | 88 | #N/A | #N/A | #N/A | 0.5322% | 1 | 50% | 0% | 0% | 0% | 8.2745 | 0 | 0 | 0 | 8.2745 | #N/A
2007-09-01 23:00 | 9 | 1 | 23 | 244.917 | 5855 | 57.02 | 69.98 | 1002 | 57.02 | 0 | 878.6018 | Cooling | 146.4336 | #N/A | #N/A | #N/A | #N/A | 0 | 0 | 0 | 0 | 0 | 878.6018 | #N/A | #N/A | 88 | #N/A | #N/A | #N/A | 0.4881% | 1 | 50% | 0% | 0% | 0% | 8.2745 | 0 | 0 | 0 | 8.2745 | #N/A
2007-09-02 | 9 | 2 | 0 | 244.9587 | 5856 | 55.94 | 69.08 | 1002 | 55.94 | 0 | 1004.4891 | Cooling | 167.4148 | #N/A | #N/A | #N/A | #N/A | 0 | 0 | 0 | 0 | 0 | 1004.4891 | #N/A | #N/A | 88 | #N/A | #N/A | #N/A | 0.558% | 1 | 50% | 0% | 0% | 0% | 8.2745 | 0 | 0 | 0 | 8.2745 | #N/A
2007-09-02 01:00 | 9 | 2 | 1 | 245.0003 | 5857 | 53.96 | 69.08 | 1001 | 53.96 | 0 | 708.5595 | Cooling | 118.0932 | #N/A | #N/A | #N/A | #N/A | 0 | 0 | 0 | 0 | 0 | 708.5595 | #N/A | #N/A | 88 | #N/A | #N/A | #N/A | 0.3936% | 1 | 50% | 0% | 0% | 0% | 8.2745 | 0 | 0 | 0 | 8.2745 | #N/A
2007-09-02 02:00 | 9 | 2 | 2 | 245.042 | 5858 | 53.96 | 69.08 | 1001 | 53.96 | 0 | 553.2291 | Cooling | 92.2049 | #N/A | #N/A | #N/A | #N/A | 0 | 0 | 0 | 0 | 0 | 553.2291 | #N/A | #N/A | 88 | #N/A | #N/A | #N/A | 0.3073% | 1 | 50% | 0% | 0% | 0% | 8.2745 | 0 | 0 | 0 | 8.2745 | #N/A
2007-09-02 03:00 | 9 | 2 | 3 | 245.0837 | 5859 | 48.92 | 66.92 | 1001 | 48.92 | 0 | 446.6836 | Cooling | 74.4473 | #N/A | #N/A | #N/A | #N/A | 0 | 0 | 0 | 0 | 0 | 446.6836 | #N/A | #N/A | 88 | #N/A | #N/A | #N/A | 0.2482% | 1 | 50% | 0% | 0% | 0% | 8.2745 | 0 | 0 | 0 | 8.2745 | #N/A
2007-09-02 04:00 | 9 | 2 | 4 | 245.1253 | 5860 | 48.02 | 68 | 1001 | 48.02 | 0 | 415.6839 | Cooling | 69.2807 | #N/A | #N/A | #N/A | #N/A | 0 | 0 | 0 | 0 | 0 | 415.6839 | #N/A | #N/A | 88 | #N/A | #N/A | #N/A | 0.2309% | 1 | 50% | 0% | 0% | 0% | 8.2745 | 0 | 0 | 0 | 8.2745 | #N/A
2007-09-02 05:00 | 9 | 2 | 5 | 245.167 | 5861 | 48.02 | 68 | 1001 | 48.02 | 0 | 492.0371 | Cooling | 82.0062 | #N/A | #N/A | #N/A | #N/A | 0 | 0 | 0 | 0 | 0 | 492.0371 | #N/A | #N/A | 88 | #N/A | #N/A | #N/A | 0.2734% | 1 | 50% | 0% | 0% | 0% | 8.2745 | 0 | 0 | 0 | 8.2745 | #N/A
2007-09-02 06:00 | 9 | 2 | 6 | 245.2087 | 5862 | 46.94 | 66.92 | 1001 | 46.94 | 0 | 2203.0356 | Cooling | 367.1726 | #N/A | #N/A | #N/A | #N/A | 0 | 0 | 0 | 0 | 0 | 2203.0356 | #N/A | #N/A | 88 | #N/A | #N/A | #N/A | 1.224% | 1 | 50% | 0% | 0% | 0% | 8.2745 | 0 | 0 | 0 | 8.2745 | #N/A
2007-09-02 07:00 | 9 | 2 | 7 | 245.2503 | 5863 | 53.06 | 69.08 | 1001 | 53.06 | 0 | 2397.2737 | Cooling | 399.5456 | #N/A | #N/A | #N/A | #N/A | 0 | 0 | 0 | 0 | 0 | 2397.2737 | #N/A | #N/A | 88 | #N/A | #N/A | #N/A | 1.332% | 1 | 50% | 0% | 0% | 0% | 8.2745 | 0 | 0 | 0 | 8.2745 | #N/A
2007-09-02 08:00 | 9 | 2 | 8 | 245.292 | 5864 | 53.06 | 69.08 | 1001 | 53.06 | 0 | 2679.2867 | Cooling | 446.5478 | #N/A | #N/A | #N/A | #N/A | 0 | 0 | 0 | 0 | 0 | 2679.2867 | #N/A | #N/A | 88 | #N/A | #N/A | #N/A | 1.488% | 1 | 50% | 0% | 0% | 0% | 8.2745 | 0 | 0 | 0 | 8.2745 | #N/A
2007-09-02 09:00 | 9 | 2 | 9 | 245.3337 | 5865 | 60.98 | 71.06 | 1002 | 60.98 | 0 | 2657.2605 | Cooling | 442.8768 | #N/A | #N/A | #N/A | #N/A | 0 | 0 | 0 | 0 | 0 | 2657.2605 | #N/A | #N/A | 88 | #N/A | #N/A | #N/A | 1.476% | 1 | 50% | 0% | 0% | 0% | 8.2745 | 0 | 0 | 0 | 8.2745 | #N/A
2007-09-02 10:00 | 9 | 2 | 10 | 245.3753 | 5866 | 66.02 | 69.98 | 1001 | 66.02 | 0 | 2365.828 | Cooling | 394.3047 | #N/A | #N/A | #N/A | #N/A | 0 | 0 | 0 | 0 | 0 | 2365.828 | #N/A | #N/A | 88 | #N/A | #N/A | #N/A | 1.314% | 1 | 50% | 0% | 0% | 0% | 8.2745 | 0 | 0 | 0 | 8.2745 | #N/A
2007-09-02 11:00 | 9 | 2 | 11 | 245.417 | 5867 | 66.02 | 71.96 | 1001 | 66.02 | 0 | 2228.0765 | Cooling | 371.3461 | #N/A | #N/A | #N/A | #N/A | 0 | 0 | 0 | 0 | 0 | 2228.0765 | #N/A | #N/A | 88 | #N/A | #N/A | #N/A | 1.238% | 1 | 50% | 0% | 0% | 0% | 8.2745 | 0 | 0 | 0 | 8.2745 | #N/A
2007-09-02 12:00 | 9 | 2 | 12 | 245.4587 | 5868 | 69.98 | 71.96 | 1000 | 69.98 | 0 | 2154.3826 | Cooling | 359.0638 | #N/A | #N/A | #N/A | #N/A | 0 | 0 | 0 | 0 | 0 | 2154.3826 | #N/A | #N/A | 88 | #N/A | #N/A | #N/A | 1.197% | 1 | 50% | 0% | 0% | 0% | 8.2745 | 0 | 0 | 0 | 8.2745 | #N/A
2007-09-02 13:00 | 9 | 2 | 13 | 245.5003 | 5869 | 73.04 | 71.96 | 1000 | 73.04 | 0 | 2251.2288 | Cooling | 375.2048 | #N/A | #N/A | #N/A | #N/A | 0 | 0 | 0 | 0 | 0 | 2251.2288 | #N/A | #N/A | 88 | #N/A | #N/A | #N/A | 1.251% | 1 | 50% | 0% | 0% | 0% | 8.2745 | 0 | 0 | 0 | 8.2745 | #N/A
2007-09-02 14:00 | 9 | 2 | 14 | 245.542 | 5870 | 73.04 | 71.06 | 1000 | 73.04 | 0 | 2410.0829 | Cooling | 401.6805 | #N/A | #N/A | #N/A | #N/A | 0 | 0 | 0 | 0 | 0 | 2410.0829 | #N/A | #N/A | 88 | #N/A | #N/A | #N/A | 1.339% | 1 | 50% | 0% | 0% | 0% | 8.2745 | 0 | 0 | 0 | 8.2745 | #N/A
2007-09-02 15:00 | 9 | 2 | 15 | 245.5837 | 5871 | 75.92 | 69.98 | 1000 | 75.92 | 0 | 2355.5021 | Cooling | 392.5837 | #N/A | #N/A | #N/A | #N/A | 0 | 0 | 0 | 0 | 0 | 2355.5021 | #N/A | #N/A | 88 | #N/A | #N/A | #N/A | 1.309% | 1 | 50% | 0% | 0% | 0% | 8.2745 | 0 | 0 | 0 | 8.2745 | #N/A
2007-09-02 16:00 | 9 | 2 | 16 | 245.6253 | 5872 | 75.92 | 68 | 1000 | 75.92 | 0 | 2676.4898 | Cooling | 446.0816 | #N/A | #N/A | #N/A | #N/A | 0 | 0 | 0 | 0 | 0 | 2676.4898 | #N/A | #N/A | 88 | #N/A | #N/A | #N/A | 1.487% | 1 | 50% | 0% | 0% | 0% | 8.2745 | 0 | 0 | 0 | 8.2745 | #N/A
2007-09-02 17:00 | 9 | 2 | 17 | 245.667 | 5873 | 75.92 | 66.02 | 1000 | 75.92 | 0 | 2681.503 | Cooling | 446.9172 | #N/A | #N/A | #N/A | #N/A | 0 | 0 | 0 | 0 | 0 | 2681.503 | #N/A | #N/A | 88 | #N/A | #N/A | #N/A | 1.49% | 1 | 50% | 0% | 0% | 0% | 8.2745 | 0 | 0 | 0 | 8.2745 | #N/A
2007-09-02 18:00 | 9 | 2 | 18 | 245.7087 | 5874 | 71.96 | 66.02 | 999 | 71.96 | 0 | 2518.3127 | Cooling | 419.7188 | #N/A | #N/A | #N/A | #N/A | 0 | 0 | 0 | 0 | 0 | 2518.3127 | #N/A | #N/A | 88 | #N/A | #N/A | #N/A | 1.399% | 1 | 50% | 0% | 0% | 0% | 8.2745 | 0 | 0 | 0 | 8.2745 | #N/A
2007-09-02 19:00 | 9 | 2 | 19 | 245.7503 | 5875 | 69.98 | 64.94 | 1000 | 69.98 | 0 | 2334.8441 | Cooling | 389.1407 | #N/A | #N/A | #N/A | #N/A | 0 | 0 | 0 | 0 | 0 | 2334.8441 | #N/A | #N/A | 88 | #N/A | #N/A | #N/A | 1.297% | 1 | 50% | 0% | 0% | 0% | 8.2745 | 0 | 0 | 0 | 8.2745 | #N/A
2007-09-02 20:00 | 9 | 2 | 20 | 245.792 | 5876 | 69.98 | 64.94 | 1000 | 69.98 | 0 | 2083.0035 | Cooling | 347.1672 | #N/A | #N/A | #N/A | #N/A | 0 | 0 | 0 | 0 | 0 | 2083.0035 | #N/A | #N/A | 88 | #N/A | #N/A | #N/A | 1.157% | 1 | 50% | 0% | 0% | 0% | 8.2745 | 0 | 0 | 0 | 8.2745 | #N/A
2007-09-02 21:00 | 9 | 2 | 21 | 245.8337 | 5877 | 62.96 | 64.04 | 1000 | 62.96 | 0 | 1836.2603 | Cooling | 306.0434 | #N/A | #N/A | #N/A | #N/A | 0 | 0 | 0 | 0 | 0 | 1836.2603 | #N/A | #N/A | 88 | #N/A | #N/A | #N/A | 1.02% | 1 | 50% | 0% | 0% | 0% | 8.2745 | 0 | 0 | 0 | 8.2745 | #N/A
2007-09-02 22:00 | 9 | 2 | 22 | 245.8753 | 5878 | 62.96 | 62.96 | 1000 | 62.96 | 0 | 350.7031 | Cooling | 58.4505 | #N/A | #N/A | #N/A | #N/A | 0 | 0 | 0 | 0 | 0 | 350.7031 | #N/A | #N/A | 88 | #N/A | #N/A | #N/A | 0.1948% | 1 | 50% | 0% | 0% | 0% | 8.2745 | 0 | 0 | 0 | 8.2745 | #N/A
2007-09-02 23:00 | 9 | 2 | 23 | 245.917 | 5879 | 62.96 | 62.06 | 1000 | 62.96 | 0 | 387.8642 | Cooling | 64.644 | #N/A | #N/A | #N/A | #N/A | 0 | 0 | 0 | 0 | 0 | 387.8642 | #N/A | #N/A | 88 | #N/A | #N/A | #N/A | 0.2155% | 1 | 50% | 0% | 0% | 0% | 8.2745 | 0 | 0 | 0 | 8.2745 | #N/A
2007-09-03 | 9 | 3 | 0 | 245.9587 | 5880 | 59 | 60.98 | 1001 | 59 | 0 | 336.1511 | Cooling | 56.0252 | #N/A | #N/A | #N/A | #N/A | 0 | 0 | 0 | 0 | 0 | 336.1511 | #N/A | #N/A | 88 | #N/A | #N/A | #N/A | 0.1868% | 1 | 50% | 0% | 0% | 0% | 8.2745 | 0 | 0 | 0 | 8.2745 | #N/A
2007-09-03 01:00 | 9 | 3 | 1 | 246.0003 | 5881 | 60.08 | 60.98 | 1001 | 60.08 | 0 | 294.592 | Cooling | 49.0987 | #N/A | #N/A | #N/A | #N/A | 0 | 0 | 0 | 0 | 0 | 294.592 | #N/A | #N/A | 88 | #N/A | #N/A | #N/A | 0.1637% | 1 | 50% | 0% | 0% | 0% | 8.2745 | 0 | 0 | 0 | 8.2745 | #N/A
2007-09-03 02:00 | 9 | 3 | 2 | 246.042 | 5882 | 60.08 | 62.06 | 1000 | 60.08 | 0 | 309.2034 | Cooling | 51.5339 | #N/A | #N/A | #N/A | #N/A | 0 | 0 | 0 | 0 | 0 | 309.2034 | #N/A | #N/A | 88 | #N/A | #N/A | #N/A | 0.1718% | 1 | 50% | 0% | 0% | 0% | 8.2745 | 0 | 0 | 0 | 8.2745 | #N/A
2007-09-03 03:00 | 9 | 3 | 3 | 246.0837 | 5883 | 60.08 | 60.98 | 1000 | 60.08 | 0 | 290.9512 | Cooling | 48.4919 | #N/A | #N/A | #N/A | #N/A | 0 | 0 | 0 | 0 | 0 | 290.9512 | #N/A | #N/A | 88 | #N/A | #N/A | #N/A | 0.1616% | 1 | 50% | 0% | 0% | 0% | 8.2745 | 0 | 0 | 0 | 8.2745 | #N/A
2007-09-03 04:00 | 9 | 3 | 4 | 246.1253 | 5884 | 59 | 60.98 | 1000 | 59 | 0 | 266.9984 | Cooling | 44.4997 | #N/A | #N/A | #N/A | #N/A | 0 | 0 | 0 | 0 | 0 | 266.9984 | #N/A | #N/A | 88 | #N/A | #N/A | #N/A | 0.1483% | 1 | 50% | 0% | 0% | 0% | 8.2745 | 0 | 0 | 0 | 8.2745 | #N/A
2007-09-03 05:00 | 9 | 3 | 5 | 246.167 | 5885 | 59 | 60.08 | 1000 | 59 | 0 | 284.1405 | Cooling | 47.3567 | #N/A | #N/A | #N/A | #N/A | 0 | 0 | 0 | 0 | 0 | 284.1405 | #N/A | #N/A | 88 | #N/A | #N/A | #N/A | 0.1579% | 1 | 50% | 0% | 0% | 0% | 8.2745 | 0 | 0 | 0 | 8.2745 | #N/A
2007-09-03 06:00 | 9 | 3 | 6 | 246.2087 | 5886 | 57.92 | 60.08 | 1001 | 57.92 | 0 | 1315.1996 | Cooling | 219.1999 | #N/A | #N/A | #N/A | #N/A | 0 | 0 | 0 | 0 | 0 | 1315.1996 | #N/A | #N/A | 88 | #N/A | #N/A | #N/A | 0.7307% | 1 | 50% | 0% | 0% | 0% | 8.2745 | 0 | 0 | 0 | 8.2745 | #N/A
2007-09-03 07:00 | 9 | 3 | 7 | 246.2503 | 5887 | 60.98 | 60.08 | 1001 | 60.98 | 0 | 1315.8188 | Cooling | 219.3031 | #N/A | #N/A | #N/A | #N/A | 0 | 0 | 0 | 0 | 0 | 1315.8188 | #N/A | #N/A | 88 | #N/A | #N/A | #N/A | 0.731% | 1 | 50% | 0% | 0% | 0% | 8.2745 | 0 | 0 | 0 | 8.2745 | #N/A
2007-09-03 08:00 | 9 | 3 | 8 | 246.292 | 5888 | 60.98 | 60.98 | 1000 | 60.98 | 0 | 1540.1338 | Cooling | 256.689 | #N/A | #N/A | #N/A | #N/A | 0 | 0 | 0 | 0 | 0 | 1540.1338 | #N/A | #N/A | 88 | #N/A | #N/A | #N/A | 0.8556% | 1 | 50% | 0% | 0% | 0% | 8.2745 | 0 | 0 | 0 | 8.2745 | #N/A
2007-09-03 09:00 | 9 | 3 | 9 | 246.3337 | 5889 | 66.92 | 60.08 | 1000 | 66.92 | 0 | 1627.8889 | Cooling | 271.3148 | #N/A | #N/A | #N/A | #N/A | 0 | 0 | 0 | 0 | 0 | 1627.8889 | #N/A | #N/A | 88 | #N/A | #N/A | #N/A | 0.9044% | 1 | 50% | 0% | 0% | 0% | 8.2745 | 0 | 0 | 0 | 8.2745 | #N/A
2007-09-03 10:00 | 9 | 3 | 10 | 246.3753 | 5890 | 71.06 | 60.08 | 1001 | 71.06 | 0 | 1646.8289 | Cooling | 274.4715 | #N/A | #N/A | #N/A | #N/A | 0 | 0 | 0 | 0 | 0 | 1646.8289 | #N/A | #N/A | 88 | #N/A | #N/A | #N/A | 0.9149% | 1 | 50% | 0% | 0% | 0% | 8.2745 | 0 | 0 | 0 | 8.2745 | #N/A
2007-09-03 11:00 | 9 | 3 | 11 | 246.417 | 5891 | 71.06 | 60.08 | 1001 | 71.06 | 0 | 1735.8828 | Cooling | 289.3138 | #N/A | #N/A | #N/A | #N/A | 0 | 0 | 0 | 0 | 0 | 1735.8828 | #N/A | #N/A | 88 | #N/A | #N/A | #N/A | 0.9644% | 1 | 50% | 0% | 0% | 0% | 8.2745 | 0 | 0 | 0 | 8.2745 | #N/A
2007-09-03 12:00 | 9 | 3 | 12 | 246.4587 | 5892 | 78.98 | 60.08 | 1000 | 78.98 | 0 | 1726.5049 | Cooling | 287.7508 | #N/A | #N/A | #N/A | #N/A | 0 | 0 | 0 | 0 | 0 | 1726.5049 | #N/A | #N/A | 88 | #N/A | #N/A | #N/A | 0.9592% | 1 | 50% | 0% | 0% | 0% | 8.2745 | 0 | 0 | 0 | 8.2745 | #N/A
2007-09-03 13:00 | 9 | 3 | 13 | 246.5003 | 5893 | 80.06 | 60.98 | 1000 | 80.06 | 0 | 1859.2574 | Cooling | 309.8762 | #N/A | #N/A | #N/A | #N/A | 0 | 0 | 0 | 0 | 0 | 1859.2574 | #N/A | #N/A | 88 | #N/A | #N/A | #N/A | 1.033% | 1 | 50% | 0% | 0% | 0% | 8.2745 | 0 | 0 | 0 | 8.2745 | #N/A
2007-09-03 14:00 | 9 | 3 | 14 | 246.542 | 5894 | 80.06 | 60.98 | 999 | 80.06 | 0 | 1947.0034 | Cooling | 324.5006 | #N/A | #N/A | #N/A | #N/A | 0 | 0 | 0 | 0 | 0 | 1947.0034 | #N/A | #N/A | 88 | #N/A | #N/A | #N/A | 1.082% | 1 | 50% | 0% | 0% | 0% | 8.2745 | 0 | 0 | 0 | 8.2745 | #N/A
2007-09-03 15:00 | 9 | 3 | 15 | 246.5837 | 5895 | 82.04 | 62.06 | 998 | 82.04 | 0 | 2135.27 | Cooling | 355.8783 | #N/A | #N/A | #N/A | #N/A | 0 | 0 | 0 | 0 | 0 | 2135.27 | #N/A | #N/A | 88 | #N/A | #N/A | #N/A | 1.186% | 1 | 50% | 0% | 0% | 0% | 8.2745 | 0 | 0 | 0 | 8.2745 | #N/A
2007-09-03 16:00 | 9 | 3 | 16 | 246.6253 | 5896 | 82.04 | 62.06 | 998 | 82.04 | 0 | 2357.8833 | Cooling | 392.9806 | #N/A | #N/A | #N/A | #N/A | 0 | 0 | 0 | 0 | 0 | 2357.8833 | #N/A | #N/A | 88 | #N/A | #N/A | #N/A | 1.31% | 1 | 50% | 0% | 0% | 0% | 8.2745 | 0 | 0 | 0 | 8.2745 | #N/A
2007-09-03 17:00 | 9 | 3 | 17 | 246.667 | 5897 | 82.04 | 62.96 | 997 | 82.04 | 0 | 2391.2784 | Cooling | 398.5464 | #N/A | #N/A | #N/A | #N/A | 0 | 0 | 0 | 0 | 0 | 2391.2784 | #N/A | #N/A | 88 | #N/A | #N/A | #N/A | 1.328% | 1 | 50% | 0% | 0% | 0% | 8.2745 | 0 | 0 | 0 | 8.2745 | #N/A
2007-09-03 18:00 | 9 | 3 | 18 | 246.7087 | 5898 | 78.98 | 62.06 | 997 | 78.98 | 0 | 2084.5666 | Cooling | 347.4278 | #N/A | #N/A | #N/A | #N/A | 0 | 0 | 0 | 0 | 0 | 2084.5666 | #N/A | #N/A | 88 | #N/A | #N/A | #N/A | 1.158% | 1 | 50% | 0% | 0% | 0% | 8.2745 | 0 | 0 | 0 | 8.2745 | #N/A
2007-09-03 19:00 | 9 | 3 | 19 | 246.7503 | 5899 | 73.04 | 62.06 | 997 | 73.04 | 0 | 1793.8492 | Cooling | 298.9749 | #N/A | #N/A | #N/A | #N/A | 0 | 0 | 0 | 0 | 0 | 1793.8492 | #N/A | #N/A | 88 | #N/A | #N/A | #N/A | 0.9966% | 1 | 50% | 0% | 0% | 0% | 8.2745 | 0 | 0 | 0 | 8.2745 | #N/A
2007-09-03 20:00 | 9 | 3 | 20 | 246.792 | 5900 | 73.04 | 62.06 | 997 | 73.04 | 0 | 1656.1682 | Cooling | 276.028 | #N/A | #N/A | #N/A | #N/A | 0 | 0 | 0 | 0 | 0 | 1656.1682 | #N/A | #N/A | 88 | #N/A | #N/A | #N/A | 0.9201% | 1 | 50% | 0% | 0% | 0% | 8.2745 | 0 | 0 | 0 | 8.2745 | #N/A
2007-09-03 21:00 | 9 | 3 | 21 | 246.8337 | 5901 | 69.08 | 62.06 | 997 | 69.08 | 0 | 1561.5114 | Cooling | 260.2519 | #N/A | #N/A | #N/A | #N/A | 0 | 0 | 0 | 0 | 0 | 1561.5114 | #N/A | #N/A | 88 | #N/A | #N/A | #N/A | 0.8675% | 1 | 50% | 0% | 0% | 0% | 8.2745 | 0 | 0 | 0 | 8.2745 | #N/A
2007-09-03 22:00 | 9 | 3 | 22 | 246.8753 | 5902 | 66.02 | 62.06 | 997 | 66.02 | 0 | 272.1864 | Cooling | 45.3644 | #N/A | #N/A | #N/A | #N/A | 0 | 0 | 0 | 0 | 0 | 272.1864 | #N/A | #N/A | 88 | #N/A | #N/A | #N/A | 0.1512% | 1 | 50% | 0% | 0% | 0% | 8.2745 | 0 | 0 | 0 | 8.2745 | #N/A
2007-09-03 23:00 | 9 | 3 | 23 | 246.917 | 5903 | 66.02 | 64.04 | 996 | 66.02 | 0 | 357.7447 | Cooling | 59.6241 | #N/A | #N/A | #N/A | #N/A | 0 | 0 | 0 | 0 | 0 | 357.7447 | #N/A | #N/A | 88 | #N/A | #N/A | #N/A | 0.1987% | 1 | 50% | 0% | 0% | 0% | 8.2745 | 0 | 0 | 0 | 8.2745 | #N/A
2007-09-04 | 9 | 4 | 0 | 246.9587 | 5904 | 62.06 | 62.96 | 996 | 62.06 | 0 | 326.1111 | Cooling | 54.3519 | #N/A | #N/A | #N/A | #N/A | 0 | 0 | 0 | 0 | 0 | 326.1111 | #N/A | #N/A | 88 | #N/A | #N/A | #N/A | 0.1812% | 1 | 50% | 0% | 0% | 0% | 8.2745 | 0 | 0 | 0 | 8.2745 | #N/A
2007-09-04 01:00 | 9 | 4 | 1 | 247.0003 | 5905 | 62.06 | 62.96 | 996 | 62.06 | 0 | 309.4743 | Cooling | 51.579 | #N/A | #N/A | #N/A | #N/A | 0 | 0 | 0 | 0 | 0 | 309.4743 | #N/A | #N/A | 88 | #N/A | #N/A | #N/A | 0.1719% | 1 | 50% | 0% | 0% | 0% | 8.2745 | 0 | 0 | 0 | 8.2745 | #N/A
2007-09-04 02:00 | 9 | 4 | 2 | 247.042 | 5906 | 62.06 | 62.96 | 996 | 62.06 | 0 | 302.8846 | Cooling | 50.4808 | #N/A | #N/A | #N/A | #N/A | 0 | 0 | 0 | 0 | 0 | 302.8846 | #N/A | #N/A | 88 | #N/A | #N/A | #N/A | 0.1683% | 1 | 50% | 0% | 0% | 0% | 8.2745 | 0 | 0 | 0 | 8.2745 | #N/A
2007-09-04 03:00 | 9 | 4 | 3 | 247.0837 | 5907 | 64.94 | 62.96 | 995 | 64.94 | 0 | 294.7601 | Cooling | 49.1267 | #N/A | #N/A | #N/A | #N/A | 0 | 0 | 0 | 0 | 0 | 294.7601 | #N/A | #N/A | 88 | #N/A | #N/A | #N/A | 0.1638% | 1 | 50% | 0% | 0% | 0% | 8.2745 | 0 | 0 | 0 | 8.2745 | #N/A
2007-09-04 04:00 | 9 | 4 | 4 | 247.1253 | 5908 | 62.96 | 62.96 | 996 | 62.96 | 0 | 290.514 | Cooling | 48.419 | #N/A | #N/A | #N/A | #N/A | 0 | 0 | 0 | 0 | 0 | 290.514 | #N/A | #N/A | 88 | #N/A | #N/A | #N/A | 0.1614% | 1 | 50% | 0% | 0% | 0% | 8.2745 | 0 | 0 | 0 | 8.2745 | #N/A
2007-09-04 05:00 | 9 | 4 | 5 | 247.167 | 5909 | 62.96 | 64.04 | 996 | 62.96 | 0 | 348.5363 | Cooling | 58.0894 | #N/A | #N/A | #N/A | #N/A | 0 | 0 | 0 | 0 | 0 | 348.5363 | #N/A | #N/A | 88 | #N/A | #N/A | #N/A | 0.1936% | 1 | 50% | 0% | 0% | 0% | 8.2745 | 0 | 0 | 0 | 8.2745 | #N/A
2007-09-04 06:00 | 9 | 4 | 6 | 247.2087 | 5910 | 60.98 | 64.04 | 997 | 60.98 | 0 | 1719.1606 | Cooling | 286.5268 | #N/A | #N/A | #N/A | #N/A | 0 | 0 | 0 | 0 | 0 | 1719.1606 | #N/A | #N/A | 88 | #N/A | #N/A | #N/A | 0.9551% | 1 | 50% | 0% | 0% | 0% | 8.2745 | 0 | 0 | 0 | 8.2745 | #N/A
2007-09-04 07:00 | 9 | 4 | 7 | 247.2503 | 5911 | 62.06 | 62.96 | 997 | 62.06 | 0 | 1581.2588 | Cooling | 263.5431 | #N/A | #N/A | #N/A | #N/A | 0 | 0 | 0 | 0 | 0 | 1581.2588 | #N/A | #N/A | 88 | #N/A | #N/A | #N/A | 0.8785% | 1 | 50% | 0% | 0% | 0% | 8.2745 | 0 | 0 | 0 | 8.2745 | #N/A
2007-09-04 08:00 | 9 | 4 | 8 | 247.292 | 5912 | 62.06 | 62.06 | 998 | 62.06 | 0 | 1735.089 | Cooling | 289.1815 | #N/A | #N/A | #N/A | #N/A | 0 | 0 | 0 | 0 | 0 | 1735.089 | #N/A | #N/A | 88 | #N/A | #N/A | #N/A | 0.9639% | 1 | 50% | 0% | 0% | 0% | 8.2745 | 0 | 0 | 0 | 8.2745 | #N/A
2007-09-04 09:00 | 9 | 4 | 9 | 247.3337 | 5913 | 66.02 | 60.08 | 998 | 66.02 | 0 | 1604.4488 | Cooling | 267.4081 | #N/A | #N/A | #N/A | #N/A | 0 | 0 | 0 | 0 | 0 | 1604.4488 | #N/A | #N/A | 88 | #N/A | #N/A | #N/A | 0.8914% | 1 | 50% | 0% | 0% | 0% | 8.2745 | 0 | 0 | 0 | 8.2745 | #N/A
2007-09-04 10:00 | 9 | 4 | 10 | 247.3753 | 5914 | 66.92 | 57.92 | 999 | 66.92 | 0 | 1281.1732 | Cooling | 213.5289 | #N/A | #N/A | #N/A | #N/A | 0 | 0 | 0 | 0 | 0 | 1281.1732 | #N/A | #N/A | 88 | #N/A | #N/A | #N/A | 0.7118% | 1 | 50% | 0% | 0% | 0% | 8.2745 | 0 | 0 | 0 | 8.2745 | #N/A
2007-09-04 11:00 | 9 | 4 | 11 | 247.417 | 5915 | 69.08 | 57.02 | 999 | 69.08 | 0 | 1150.1904 | Cooling | 191.6984 | #N/A | #N/A | #N/A | #N/A | 0 | 0 | 0 | 0 | 0 | 1150.1904 | #N/A | #N/A | 88 | #N/A | #N/A | #N/A | 0.639% | 1 | 50% | 0% | 0% | 0% | 8.2745 | 0 | 0 | 0 | 8.2745 | #N/A
2007-09-04 12:00 | 9 | 4 | 12 | 247.4587 | 5916 | 71.96 | 55.94 | 1000 | 71.96 | 0 | 1132.9917 | Cooling | 188.8319 | #N/A | #N/A | #N/A | #N/A | 0 | 0 | 0 | 0 | 0 | 1132.9917 | #N/A | #N/A | 88 | #N/A | #N/A | #N/A | 0.6294% | 1 | 50% | 0% | 0% | 0% | 8.2745 | 0 | 0 | 0 | 8.2745 | #N/A
2007-09-04 13:00 | 9 | 4 | 13 | 247.5003 | 5917 | 73.04 | 53.06 | 1001 | 73.04 | 0 | 806.369 | Cooling | 134.3948 | #N/A | #N/A | #N/A | #N/A | 0 | 0 | 0 | 0 | 0 | 806.369 | #N/A | #N/A | 88 | #N/A | #N/A | #N/A | 0.448% | 1 | 50% | 0% | 0% | 0% | 8.2745 | 0 | 0 | 0 | 8.2745 | #N/A
2007-09-04 14:00 | 9 | 4 | 14 | 247.542 | 5918 | 73.04 | 53.06 | 1002 | 73.04 | 0 | 555.6302 | Cooling | 92.605 | #N/A | #N/A | #N/A | #N/A | 0 | 0 | 0 | 0 | 0 | 555.6302 | #N/A | #N/A | 88 | #N/A | #N/A | #N/A | 0.3087% | 1 | 50% | 0% | 0% | 0% | 8.2745 | 0 | 0 | 0 | 8.2745 | #N/A
2007-09-04 15:00 | 9 | 4 | 15 | 247.5837 | 5919 | 73.94 | 51.08 | 1003 | 73.94 | 0 | 406.3037 | Cooling | 67.7173 | #N/A | #N/A | #N/A | #N/A | 0 | 0 | 0 | 0 | 0 | 406.3037 | #N/A | #N/A | 88 | #N/A | #N/A | #N/A | 0.2257% | 1 | 50% | 0% | 0% | 0% | 8.2745 | 0 | 0 | 0 | 8.2745 | #N/A
2007-09-04 16:00 | 9 | 4 | 16 | 247.6253 | 5920 | 73.94 | 50 | 1003 | 73.94 | 0 | 337.0588 | Cooling | 56.1765 | #N/A | #N/A | #N/A | #N/A | 0 | 0 | 0 | 0 | 0 | 337.0588 | #N/A | #N/A | 88 | #N/A | #N/A | #N/A | 0.1873% | 1 | 50% | 0% | 0% | 0% | 8.2745 | 0 | 0 | 0 | 8.2745 | #N/A
2007-09-04 17:00 | 9 | 4 | 17 | 247.667 | 5921 | 73.94 | 46.94 | 1004 | 73.94 | 0 | 416.8072 | Cooling | 69.4679 | #N/A | #N/A | #N/A | #N/A | 0 | 0 | 0 | 0 | 0 | 416.8072 | #N/A | #N/A | 88 | #N/A | #N/A | #N/A | 0.2316% | 1 | 50% | 0% | 0% | 0% | 8.2745 | 0 | 0 | 0 | 8.2745 | #N/A
2007-09-04 18:00 | 9 | 4 | 18 | 247.7087 | 5922 | 69.08 | 44.06 | 1004 | 69.08 | 0 | 356.7587 | Cooling | 59.4598 | #N/A | #N/A | #N/A | #N/A | 0 | 0 | 0 | 0 | 0 | 356.7587 | #N/A | #N/A | 88 | #N/A | #N/A | #N/A | 0.1982% | 1 | 50% | 0% | 0% | 0% | 8.2745 | 0 | 0 | 0 | 8.2745 | #N/A
2007-09-04 19:00 | 9 | 4 | 19 | 247.7503 | 5923 | 66.92 | 44.06 | 1006 | 66.92 | 0 | 204.475 | Cooling | 34.0792 | #N/A | #N/A | #N/A | #N/A | 0 | 0 | 0 | 0 | 0 | 204.475 | #N/A | #N/A | 88 | #N/A | #N/A | #N/A | 0.1136% | 1 | 50% | 0% | 0% | 0% | 8.2745 | 0 | 0 | 0 | 8.2745 | #N/A
2007-09-04 20:00 | 9 | 4 | 20 | 247.792 | 5924 | 66.92 | 42.08 | 1006 | 66.92 | 0 | 104.2927 | Cooling | 17.3821 | #N/A | #N/A | #N/A | #N/A | 0 | 0 | 0 | 0 | 0 | 104.2927 | #N/A | #N/A | 88 | #N/A | #N/A | #N/A | 0.05794% | 1 | 50% | 0% | 0% | 0% | 8.2745 | 0 | 0 | 0 | 8.2745 | #N/A
2007-09-04 21:00 | 9 | 4 | 21 | 247.8337 | 5925 | 64.94 | 39.92 | 1008 | 64.94 | 0 | 38.1294 | Cooling | 6.3549 | #N/A | #N/A | #N/A | #N/A | 0 | 0 | 0 | 0 | 0 | 38.1294 | #N/A | #N/A | 88 | #N/A | #N/A | #N/A | 0.02118% | 1 | 50% | 0% | 0% | 0% | 8.2745 | 0 | 0 | 0 | 8.2745 | #N/A
2007-09-04 22:00 | 9 | 4 | 22 | 247.8753 | 5926 | 64.04 | 39.92 | 1008 | 64.04 | 0 | 0.0060489 | Cooling | 0.0010081 | #N/A | #N/A | #N/A | #N/A | 0 | 0 | 0 | 0 | 0 | 0.0060489 | #N/A | #N/A | 88 | #N/A | #N/A | #N/A | 3.36e-06% | 1 | 50% | 0% | 0% | 0% | 8.2745 | 0 | 0 | 0 | 8.2745 | #N/A
2007-09-04 23:00 | 9 | 4 | 23 | 247.917 | 5927 | 64.04 | 39.92 | 1009 | 64.04 | 0 | 0.021991 | Cooling | 0.0036652 | #N/A | #N/A | #N/A | #N/A | 0 | 0 | 0 | 0 | 0 | 0.021991 | #N/A | #N/A | 88 | #N/A | #N/A | #N/A | 1.222e-05% | 1 | 50% | 0% | 0% | 0% | 8.2745 | 0 | 0 | 0 | 8.2745 | #N/A
2007-09-05 | 9 | 5 | 0 | 247.9587 | 5928 | 57.92 | 39.92 | 1010 | 57.92 | 0 | 0.0316 | Cooling | 0.0052667 | #N/A | #N/A | #N/A | #N/A | 0 | 0 | 0 | 0 | 0 | 0.0316 | #N/A | #N/A | 88 | #N/A | #N/A | #N/A | 1.756e-05% | 1 | 50% | 0% | 0% | 0% | 8.2745 | 0 | 0 | 0 | 8.2745 | #N/A
2007-09-05 01:00 | 9 | 5 | 1 | 248.0003 | 5929 | 55.04 | 39.92 | 1010 | 55.04 | 0 | 0.03036 | Cooling | 0.0050601 | #N/A | #N/A | #N/A | #N/A | 0 | 0 | 0 | 0 | 0 | 0.03036 | #N/A | #N/A | 88 | #N/A | #N/A | #N/A | 1.687e-05% | 1 | 50% | 0% | 0% | 0% | 8.2745 | 0 | 0 | 0 | 8.2745 | #N/A
2007-09-05 02:00 | 9 | 5 | 2 | 248.042 | 5930 | 55.04 | 39.02 | 1010 | 55.04 | 0 | 0.035415 | Cooling | 0.0059026 | #N/A | #N/A | #N/A | #N/A | 0 | 0 | 0 | 0 | 0 | 0.035415 | #N/A | #N/A | 88 | #N/A | #N/A | #N/A | 1.968e-05% | 1 | 50% | 0% | 0% | 0% | 8.2745 | 0 | 0 | 0 | 8.2745 | #N/A
2007-09-05 03:00 | 9 | 5 | 3 | 248.0837 | 5931 | 51.98 | 37.94 | 1010 | 51.98 | 0 | 0.049053 | Cooling | 0.0081754 | #N/A | #N/A | #N/A | #N/A | 0 | 0 | 0 | 0 | 0 | 0.049053 | #N/A | #N/A | 88 | #N/A | #N/A | #N/A | 2.725e-05% | 1 | 50% | 0% | 0% | 0% | 8.2745 | 0 | 0 | 0 | 8.2745 | #N/A
2007-09-05 04:00 | 9 | 5 | 4 | 248.1253 | 5932 | 50 | 37.94 | 1011 | 50 | 0 | 0.046924 | Cooling | 0.0078207 | #N/A | #N/A | #N/A | #N/A | 0 | 0 | 0 | 0 | 0 | 0.046924 | #N/A | #N/A | 88 | #N/A | #N/A | #N/A | 2.607e-05% | 1 | 50% | 0% | 0% | 0% | 8.2745 | 0 | 0 | 0 | 8.2745 | #N/A
2007-09-05 05:00 | 9 | 5 | 5 | 248.167 | 5933 | 50 | 37.94 | 1012 | 50 | 0 | 0.046831 | Cooling | 0.0078051 | #N/A | #N/A | #N/A | #N/A | 0 | 0 | 0 | 0 | 0 | 0.046831 | #N/A | #N/A | 88 | #N/A | #N/A | #N/A | 2.602e-05% | 1 | 50% | 0% | 0% | 0% | 8.2745 | 0 | 0 | 0 | 8.2745 | #N/A
2007-09-05 06:00 | 9 | 5 | 6 | 248.2087 | 5934 | 48.92 | 37.94 | 1012 | 48.92 | 3.0424 | 0 | Heating | 0.40566 | #N/A | #N/A | #N/A | #N/A | 3.0424 | #N/A | #N/A | 4.4149 | #N/A | 0 | 0 | 0 | 0 | 0 | 0 | 0 | 0.001352% | 1 | 50% | 0% | 0% | 0% | 8.2745 | 0 | 0 | 0 | 8.2745 | #N/A
2007-09-05 07:00 | 9 | 5 | 7 | 248.2503 | 5935 | 53.96 | 41 | 1014 | 53.96 | 0 | 0.0036747 | Cooling | 0.00061245 | #N/A | #N/A | #N/A | #N/A | 0 | 0 | 0 | 0 | 0 | 0.0036747 | #N/A | #N/A | 88 | #N/A | #N/A | #N/A | 2.042e-06% | 1 | 50% | 0% | 0% | 0% | 8.2745 | 0 | 0 | 0 | 8.2745 | #N/A
2007-09-05 08:00 | 9 | 5 | 8 | 248.292 | 5936 | 53.96 | 39.92 | 1014 | 53.96 | 0 | 0.025872 | Cooling | 0.004312 | #N/A | #N/A | #N/A | #N/A | 0 | 0 | 0 | 0 | 0 | 0.025872 | #N/A | #N/A | 88 | #N/A | #N/A | #N/A | 1.437e-05% | 1 | 50% | 0% | 0% | 0% | 8.2745 | 0 | 0 | 0 | 8.2745 | #N/A
2007-09-05 09:00 | 9 | 5 | 9 | 248.3337 | 5937 | 62.06 | 37.94 | 1014 | 62.06 | 0 | 3.481 | Cooling | 0.58017 | #N/A | #N/A | #N/A | #N/A | 0 | 0 | 0 | 0 | 0 | 3.481 | #N/A | #N/A | 88 | #N/A | #N/A | #N/A | 0.001934% | 1 | 50% | 0% | 0% | 0% | 8.2745 | 0 | 0 | 0 | 8.2745 | #N/A
2007-09-05 10:00 | 9 | 5 | 10 | 248.3753 | 5938 | 64.04 | 35.06 | 1014 | 64.04 | 0 | 87.467 | Cooling | 14.5778 | #N/A | #N/A | #N/A | #N/A | 0 | 0 | 0 | 0 | 0 | 87.467 | #N/A | #N/A | 88 | #N/A | #N/A | #N/A | 0.04859% | 1 | 50% | 0% | 0% | 0% | 8.2745 | 0 | 0 | 0 | 8.2745 | #N/A
2007-09-05 11:00 | 9 | 5 | 11 | 248.417 | 5939 | 66.92 | 35.96 | 1015 | 66.92 | 0 | 161.5365 | Cooling | 26.9228 | #N/A | #N/A | #N/A | #N/A | 0 | 0 | 0 | 0 | 0 | 161.5365 | #N/A | #N/A | 88 | #N/A | #N/A | #N/A | 0.08974% | 1 | 50% | 0% | 0% | 0% | 8.2745 | 0 | 0 | 0 | 8.2745 | #N/A
2007-09-05 12:00 | 9 | 5 | 12 | 248.4587 | 5940 | 68 | 35.96 | 1015 | 68 | 0 | 233.3861 | Cooling | 38.8977 | #N/A | #N/A | #N/A | #N/A | 0 | 0 | 0 | 0 | 0 | 233.3861 | #N/A | #N/A | 88 | #N/A | #N/A | #N/A | 0.1297% | 1 | 50% | 0% | 0% | 0% | 8.2745 | 0 | 0 | 0 | 8.2745 | #N/A
2007-09-05 13:00 | 9 | 5 | 13 | 248.5003 | 5941 | 69.98 | 37.94 | 1014 | 69.98 | 0 | 344.5588 | Cooling | 57.4265 | #N/A | #N/A | #N/A | #N/A | 0 | 0 | 0 | 0 | 0 | 344.5588 | #N/A | #N/A | 88 | #N/A | #N/A | #N/A | 0.1914% | 1 | 50% | 0% | 0% | 0% | 8.2745 | 0 | 0 | 0 | 8.2745 | #N/A
2007-09-05 14:00 | 9 | 5 | 14 | 248.542 | 5942 | 71.96 | 41 | 1014 | 71.96 | 0 | 347.9188 | Cooling | 57.9865 | #N/A | #N/A | #N/A | #N/A | 0 | 0 | 0 | 0 | 0 | 347.9188 | #N/A | #N/A | 88 | #N/A | #N/A | #N/A | 0.1933% | 1 | 50% | 0% | 0% | 0% | 8.2745 | 0 | 0 | 0 | 8.2745 | #N/A
2007-09-05 15:00 | 9 | 5 | 15 | 248.5837 | 5943 | 73.04 | 42.08 | 1014 | 73.04 | 0 | 385.3584 | Cooling | 64.2264 | #N/A | #N/A | #N/A | #N/A | 0 | 0 | 0 | 0 | 0 | 385.3584 | #N/A | #N/A | 88 | #N/A | #N/A | #N/A | 0.2141% | 1 | 50% | 0% | 0% | 0% | 8.2745 | 0 | 0 | 0 | 8.2745 | #N/A
2007-09-05 16:00 | 9 | 5 | 16 | 248.6253 | 5944 | 73.04 | 42.08 | 1014 | 73.04 | 0 | 418.6027 | Cooling | 69.7671 | #N/A | #N/A | #N/A | #N/A | 0 | 0 | 0 | 0 | 0 | 418.6027 | #N/A | #N/A | 88 | #N/A | #N/A | #N/A | 0.2326% | 1 | 50% | 0% | 0% | 0% | 8.2745 | 0 | 0 | 0 | 8.2745 | #N/A
2007-09-05 17:00 | 9 | 5 | 17 | 248.667 | 5945 | 73.04 | 41 | 1014 | 73.04 | 0 | 338.0243 | Cooling | 56.3374 | #N/A | #N/A | #N/A | #N/A | 0 | 0 | 0 | 0 | 0 | 338.0243 | #N/A | #N/A | 88 | #N/A | #N/A | #N/A | 0.1878% | 1 | 50% | 0% | 0% | 0% | 8.2745 | 0 | 0 | 0 | 8.2745 | #N/A
2007-09-05 18:00 | 9 | 5 | 18 | 248.7087 | 5946 | 69.98 | 42.08 | 1014 | 69.98 | 0 | 200.5545 | Cooling | 33.4257 | #N/A | #N/A | #N/A | #N/A | 0 | 0 | 0 | 0 | 0 | 200.5545 | #N/A | #N/A | 88 | #N/A | #N/A | #N/A | 0.1114% | 1 | 50% | 0% | 0% | 0% | 8.2745 | 0 | 0 | 0 | 8.2745 | #N/A
2007-09-05 19:00 | 9 | 5 | 19 | 248.7503 | 5947 | 64.94 | 42.08 | 1015 | 64.94 | 0 | 44.2447 | Cooling | 7.3741 | #N/A | #N/A | #N/A | #N/A | 0 | 0 | 0 | 0 | 0 | 44.2447 | #N/A | #N/A | 88 | #N/A | #N/A | #N/A | 0.02458% | 1 | 50% | 0% | 0% | 0% | 8.2745 | 0 | 0 | 0 | 8.2745 | #N/A
2007-09-05 20:00 | 9 | 5 | 20 | 248.792 | 5948 | 64.94 | 42.08 | 1015 | 64.94 | 0 | 0.0046289 | Cooling | 0.00077148 | #N/A | #N/A | #N/A | #N/A | 0 | 0 | 0 | 0 | 0 | 0.0046289 | #N/A | #N/A | 88 | #N/A | #N/A | #N/A | 2.572e-06% | 1 | 50% | 0% | 0% | 0% | 8.2745 | 0 | 0 | 0 | 8.2745 | #N/A
2007-09-05 21:00 | 9 | 5 | 21 | 248.8337 | 5949 | 60.08 | 42.98 | 1015 | 60.08 | 0 | 0.00047103 | Cooling | 7.8504e-05 | #N/A | #N/A | #N/A | #N/A | 0 | 0 | 0 | 0 | 0 | 0.00047103 | #N/A | #N/A | 88 | #N/A | #N/A | #N/A | 2.617e-07% | 1 | 50% | 0% | 0% | 0% | 8.2745 | 0 | 0 | 0 | 8.2745 | #N/A
2007-09-05 22:00 | 9 | 5 | 22 | 248.8753 | 5950 | 59 | 42.98 | 1016 | 59 | 0 | 0.0019187 | Cooling | 0.00031979 | #N/A | #N/A | #N/A | #N/A | 0 | 0 | 0 | 0 | 0 | 0.0019187 | #N/A | #N/A | 88 | #N/A | #N/A | #N/A | 1.066e-06% | 1 | 50% | 0% | 0% | 0% | 8.2745 | 0 | 0 | 0 | 8.2745 | #N/A
2007-09-05 23:00 | 9 | 5 | 23 | 248.917 | 5951 | 59 | 42.08 | 1016 | 59 | 0 | 0.019748 | Cooling | 0.0032914 | #N/A | #N/A | #N/A | #N/A | 0 | 0 | 0 | 0 | 0 | 0.019748 | #N/A | #N/A | 88 | #N/A | #N/A | #N/A | 1.097e-05% | 1 | 50% | 0% | 0% | 0% | 8.2745 | 0 | 0 | 0 | 8.2745 | #N/A
2007-09-06 | 9 | 6 | 0 | 248.9587 | 5952 | 60.98 | 42.98 | 1016 | 60.98 | 0 | 0.017814 | Cooling | 0.002969 | #N/A | #N/A | #N/A | #N/A | 0 | 0 | 0 | 0 | 0 | 0.017814 | #N/A | #N/A | 88 | #N/A | #N/A | #N/A | 9.897e-06% | 1 | 50% | 0% | 0% | 0% | 8.2745 | 0 | 0 | 0 | 8.2745 | #N/A
2007-09-06 01:00 | 9 | 6 | 1 | 249.0003 | 5953 | 60.08 | 42.08 | 1016 | 60.08 | 0 | 0.018277 | Cooling | 0.0030461 | #N/A | #N/A | #N/A | #N/A | 0 | 0 | 0 | 0 | 0 | 0.018277 | #N/A | #N/A | 88 | #N/A | #N/A | #N/A | 1.015e-05% | 1 | 50% | 0% | 0% | 0% | 8.2745 | 0 | 0 | 0 | 8.2745 | #N/A
2007-09-06 02:00 | 9 | 6 | 2 | 249.042 | 5954 | 59 | 41 | 1016 | 59 | 0 | 0.032368 | Cooling | 0.0053946 | #N/A | #N/A | #N/A | #N/A | 0 | 0 | 0 | 0 | 0 | 0.032368 | #N/A | #N/A | 88 | #N/A | #N/A | #N/A | 1.798e-05% | 1 | 50% | 0% | 0% | 0% | 8.2745 | 0 | 0 | 0 | 8.2745 | #N/A
2007-09-06 03:00 | 9 | 6 | 3 | 249.0837 | 5955 | 57.92 | 41 | 1016 | 57.92 | 0 | 0.03518 | Cooling | 0.0058633 | #N/A | #N/A | #N/A | #N/A | 0 | 0 | 0 | 0 | 0 | 0.03518 | #N/A | #N/A | 88 | #N/A | #N/A | #N/A | 1.954e-05% | 1 | 50% | 0% | 0% | 0% | 8.2745 | 0 | 0 | 0 | 8.2745 | #N/A
2007-09-06 04:00 | 9 | 6 | 4 | 249.1253 | 5956 | 57.92 | 39.92 | 1017 | 57.92 | 0 | 0.042728 | Cooling | 0.0071214 | #N/A | #N/A | #N/A | #N/A | 0 | 0 | 0 | 0 | 0 | 0.042728 | #N/A | #N/A | 88 | #N/A | #N/A | #N/A | 2.374e-05% | 1 | 50% | 0% | 0% | 0% | 8.2745 | 0 | 0 | 0 | 8.2745 | #N/A
2007-09-06 05:00 | 9 | 6 | 5 | 249.167 | 5957 | 57.92 | 37.94 | 1016 | 57.92 | 0 | 0.081624 | Cooling | 0.013604 | #N/A | #N/A | #N/A | #N/A | 0 | 0 | 0 | 0 | 0 | 0.081624 | #N/A | #N/A | 88 | #N/A | #N/A | #N/A | 4.535e-05% | 1 | 50% | 0% | 0% | 0% | 8.2745 | 0 | 0 | 0 | 8.2745 | #N/A
2007-09-06 06:00 | 9 | 6 | 6 | 249.2087 | 5958 | 59 | 39.02 | 1017 | 59 | 5.0205 | 0 | Heating | 0.6694 | #N/A | #N/A | #N/A | #N/A | 5.0205 | #N/A | #N/A | 5.4953 | #N/A | 0 | 0 | 0 | 0 | 0 | 0 | 0 | 0.002231% | 1 | 50% | 0% | 0% | 0% | 8.2745 | 0 | 0 | 0 | 8.2745 | #N/A
2007-09-06 07:00 | 9 | 6 | 7 | 249.2503 | 5959 | 62.96 | 41 | 1018 | 62.96 | 0 | 0.0091417 | Cooling | 0.0015236 | #N/A | #N/A | #N/A | #N/A | 0 | 0 | 0 | 0 | 0 | 0.0091417 | #N/A | #N/A | 88 | #N/A | #N/A | #N/A | 5.079e-06% | 1 | 50% | 0% | 0% | 0% | 8.2745 | 0 | 0 | 0 | 8.2745 | #N/A
2007-09-06 08:00 | 9 | 6 | 8 | 249.292 | 5960 | 62.96 | 44.06 | 1018 | 62.96 | 0 | 0.0027396 | Cooling | 0.0004566 | #N/A | #N/A | #N/A | #N/A | 0 | 0 | 0 | 0 | 0 | 0.0027396 | #N/A | #N/A | 88 | #N/A | #N/A | #N/A | 1.522e-06% | 1 | 50% | 0% | 0% | 0% | 8.2745 | 0 | 0 | 0 | 8.2745 | #N/A
2007-09-06 09:00 | 9 | 6 | 9 | 249.3337 | 5961 | 69.08 | 42.98 | 1019 | 69.08 | 0 | 18.2241 | Cooling | 3.0374 | #N/A | #N/A | #N/A | #N/A | 0 | 0 | 0 | 0 | 0 | 18.2241 | #N/A | #N/A | 88 | #N/A | #N/A | #N/A | 0.01012% | 1 | 50% | 0% | 0% | 0% | 8.2745 | 0 | 0 | 0 | 8.2745 | #N/A
2007-09-06 10:00 | 9 | 6 | 10 | 249.3753 | 5962 | 73.94 | 44.96 | 1019 | 73.94 | 0 | 182.668 | Cooling | 30.4447 | #N/A | #N/A | #N/A | #N/A | 0 | 0 | 0 | 0 | 0 | 182.668 | #N/A | #N/A | 88 | #N/A | #N/A | #N/A | 0.1015% | 1 | 50% | 0% | 0% | 0% | 8.2745 | 0 | 0 | 0 | 8.2745 | #N/A
2007-09-06 11:00 | 9 | 6 | 11 | 249.417 | 5963 | 73.94 | 44.06 | 1018 | 73.94 | 0 | 358.5408 | Cooling | 59.7568 | #N/A | #N/A | #N/A | #N/A | 0 | 0 | 0 | 0 | 0 | 358.5408 | #N/A | #N/A | 88 | #N/A | #N/A | #N/A | 0.1992% | 1 | 50% | 0% | 0% | 0% | 8.2745 | 0 | 0 | 0 | 8.2745 | #N/A
2007-09-06 12:00 | 9 | 6 | 12 | 249.4587 | 5964 | 78.08 | 42.98 | 1017 | 78.08 | 0 | 459.5637 | Cooling | 76.5939 | #N/A | #N/A | #N/A | #N/A | 0 | 0 | 0 | 0 | 0 | 459.5637 | #N/A | #N/A | 88 | #N/A | #N/A | #N/A | 0.2553% | 1 | 50% | 0% | 0% | 0% | 8.2745 | 0 | 0 | 0 | 8.2745 | #N/A
2007-09-06 13:00 | 9 | 6 | 13 | 249.5003 | 5965 | 80.06 | 44.06 | 1017 | 80.06 | 0 | 562.944 | Cooling | 93.824 | #N/A | #N/A | #N/A | #N/A | 0 | 0 | 0 | 0 | 0 | 562.944 | #N/A | #N/A | 88 | #N/A | #N/A | #N/A | 0.3127% | 1 | 50% | 0% | 0% | 0% | 8.2745 | 0 | 0 | 0 | 8.2745 | #N/A
2007-09-06 14:00 | 9 | 6 | 14 | 249.542 | 5966 | 80.06 | 42.98 | 1016 | 80.06 | 0 | 596.1005 | Cooling | 99.3501 | #N/A | #N/A | #N/A | #N/A | 0 | 0 | 0 | 0 | 0 | 596.1005 | #N/A | #N/A | 88 | #N/A | #N/A | #N/A | 0.3312% | 1 | 50% | 0% | 0% | 0% | 8.2745 | 0 | 0 | 0 | 8.2745 | #N/A
2007-09-06 15:00 | 9 | 6 | 15 | 249.5837 | 5967 | 80.96 | 48.02 | 1015 | 80.96 | 0 | 627.0895 | Cooling | 104.5149 | #N/A | #N/A | #N/A | #N/A | 0 | 0 | 0 | 0 | 0 | 627.0895 | #N/A | #N/A | 88 | #N/A | #N/A | #N/A | 0.3484% | 1 | 50% | 0% | 0% | 0% | 8.2745 | 0 | 0 | 0 | 8.2745 | #N/A
2007-09-06 16:00 | 9 | 6 | 16 | 249.6253 | 5968 | 80.96 | 46.94 | 1014 | 80.96 | 0 | 645.5798 | Cooling | 107.5966 | #N/A | #N/A | #N/A | #N/A | 0 | 0 | 0 | 0 | 0 | 645.5798 | #N/A | #N/A | 88 | #N/A | #N/A | #N/A | 0.3587% | 1 | 50% | 0% | 0% | 0% | 8.2745 | 0 | 0 | 0 | 8.2745 | #N/A
2007-09-06 17:00 | 9 | 6 | 17 | 249.667 | 5969 | 80.96 | 46.94 | 1014 | 80.96 | 0 | 615.2202 | Cooling | 102.5367 | #N/A | #N/A | #N/A | #N/A | 0 | 0 | 0 | 0 | 0 | 615.2202 | #N/A | #N/A | 88 | #N/A | #N/A | #N/A | 0.3418% | 1 | 50% | 0% | 0% | 0% | 8.2745 | 0 | 0 | 0 | 8.2745 | #N/A
2007-09-06 18:00 | 9 | 6 | 18 | 249.7087 | 5970 | 78.98 | 46.04 | 1014 | 78.98 | 0 | 516.2352 | Cooling | 86.0392 | #N/A | #N/A | #N/A | #N/A | 0 | 0 | 0 | 0 | 0 | 516.2352 | #N/A | #N/A | 88 | #N/A | #N/A | #N/A | 0.2868% | 1 | 50% | 0% | 0% | 0% | 8.2745 | 0 | 0 | 0 | 8.2745 | #N/A
2007-09-06 19:00 | 9 | 6 | 19 | 249.7503 | 5971 | 77 | 46.94 | 1014 | 77 | 0 | 321.0104 | Cooling | 53.5017 | #N/A | #N/A | #N/A | #N/A | 0 | 0 | 0 | 0 | 0 | 321.0104 | #N/A | #N/A | 88 | #N/A | #N/A | #N/A | 0.1783% | 1 | 50% | 0% | 0% | 0% | 8.2745 | 0 | 0 | 0 | 8.2745 | #N/A
2007-09-06 20:00 | 9 | 6 | 20 | 249.792 | 5972 | 77 | 48.92 | 1013 | 77 | 0 | 118.38 | Cooling | 19.73 | #N/A | #N/A | #N/A | #N/A | 0 | 0 | 0 | 0 | 0 | 118.38 | #N/A | #N/A | 88 | #N/A | #N/A | #N/A | 0.06577% | 1 | 50% | 0% | 0% | 0% | 8.2745 | 0 | 0 | 0 | 8.2745 | #N/A
2007-09-06 21:00 | 9 | 6 | 21 | 249.8337 | 5973 | 73.04 | 48.02 | 1013 | 73.04 | 0 | 6.5271 | Cooling | 1.0879 | #N/A | #N/A | #N/A | #N/A | 0 | 0 | 0 | 0 | 0 | 6.5271 | #N/A | #N/A | 88 | #N/A | #N/A | #N/A | 0.003626% | 1 | 50% | 0% | 0% | 0% | 8.2745 | 0 | 0 | 0 | 8.2745 | #N/A
2007-09-06 22:00 | 9 | 6 | 22 | 249.8753 | 5974 | 71.96 | 48.02 | 1013 | 71.96 | 0 | 0.00182 | Cooling | 0.00030334 | #N/A | #N/A | #N/A | #N/A | 0 | 0 | 0 | 0 | 0 | 0.00182 | #N/A | #N/A | 88 | #N/A | #N/A | #N/A | 1.011e-06% | 1 | 50% | 0% | 0% | 0% | 8.2745 | 0 | 0 | 0 | 8.2745 | #N/A
2007-09-06 23:00 | 9 | 6 | 23 | 249.917 | 5975 | 71.96 | 46.94 | 1013 | 71.96 | 0 | 0.010066 | Cooling | 0.0016777 | #N/A | #N/A | #N/A | #N/A | 0 | 0 | 0 | 0 | 0 | 0.010066 | #N/A | #N/A | 88 | #N/A | #N/A | #N/A | 5.592e-06% | 1 | 50% | 0% | 0% | 0% | 8.2745 | 0 | 0 | 0 | 8.2745 | #N/A
2007-09-07 | 9 | 7 | 0 | 249.9587 | 5976 | 69.98 | 46.94 | 1013 | 69.98 | 0 | 0.013109 | Cooling | 0.0021848 | #N/A | #N/A | #N/A | #N/A | 0 | 0 | 0 | 0 | 0 | 0.013109 | #N/A | #N/A | 88 | #N/A | #N/A | #N/A | 7.283e-06% | 1 | 50% | 0% | 0% | 0% | 8.2745 | 0 | 0 | 0 | 8.2745 | #N/A
2007-09-07 01:00 | 9 | 7 | 1 | 250.0003 | 5977 | 69.08 | 44.96 | 1013 | 69.08 | 0 | 0.026665 | Cooling | 0.0044442 | #N/A | #N/A | #N/A | #N/A | 0 | 0 | 0 | 0 | 0 | 0.026665 | #N/A | #N/A | 88 | #N/A | #N/A | #N/A | 1.481e-05% | 1 | 50% | 0% | 0% | 0% | 8.2745 | 0 | 0 | 0 | 8.2745 | #N/A
2007-09-07 02:00 | 9 | 7 | 2 | 250.042 | 5978 | 69.08 | 44.96 | 1012 | 69.08 | 0 | 0.030806 | Cooling | 0.0051343 | #N/A | #N/A | #N/A | #N/A | 0 | 0 | 0 | 0 | 0 | 0.030806 | #N/A | #N/A | 88 | #N/A | #N/A | #N/A | 1.711e-05% | 1 | 50% | 0% | 0% | 0% | 8.2745 | 0 | 0 | 0 | 8.2745 | #N/A
2007-09-07 03:00 | 9 | 7 | 3 | 250.0837 | 5979 | 68 | 44.96 | 1012 | 68 | 0 | 0.02316 | Cooling | 0.00386 | #N/A | #N/A | #N/A | #N/A | 0 | 0 | 0 | 0 | 0 | 0.02316 | #N/A | #N/A | 88 | #N/A | #N/A | #N/A | 1.287e-05% | 1 | 50% | 0% | 0% | 0% | 8.2745 | 0 | 0 | 0 | 8.2745 | #N/A
2007-09-07 04:00 | 9 | 7 | 4 | 250.1253 | 5980 | 66.92 | 44.06 | 1012 | 66.92 | 0 | 0.024187 | Cooling | 0.0040311 | #N/A | #N/A | #N/A | #N/A | 0 | 0 | 0 | 0 | 0 | 0.024187 | #N/A | #N/A | 88 | #N/A | #N/A | #N/A | 1.344e-05% | 1 | 50% | 0% | 0% | 0% | 8.2745 | 0 | 0 | 0 | 8.2745 | #N/A
2007-09-07 05:00 | 9 | 7 | 5 | 250.167 | 5981 | 66.92 | 44.06 | 1012 | 66.92 | 0 | 0.03416 | Cooling | 0.0056933 | #N/A | #N/A | #N/A | #N/A | 0 | 0 | 0 | 0 | 0 | 0.03416 | #N/A | #N/A | 88 | #N/A | #N/A | #N/A | 1.898e-05% | 1 | 50% | 0% | 0% | 0% | 8.2745 | 0 | 0 | 0 | 8.2745 | #N/A
2007-09-07 06:00 | 9 | 7 | 6 | 250.2087 | 5982 | 66.92 | 44.96 | 1013 | 66.92 | 0.061083 | 0 | Heating | 0.0081444 | #N/A | #N/A | #N/A | #N/A | 0.061083 | #N/A | #N/A | 6.6252 | #N/A | 0 | 0 | 0 | 0 | 0 | 0 | 0 | 2.715e-05% | 1 | 50% | 0% | 0% | 0% | 8.2745 | 0 | 0 | 0 | 8.2745 | #N/A
2007-09-07 07:00 | 9 | 7 | 7 | 250.2503 | 5983 | 69.08 | 44.96 | 1013 | 69.08 | 0 | 0.054281 | Cooling | 0.0090468 | #N/A | #N/A | #N/A | #N/A | 0 | 0 | 0 | 0 | 0 | 0.054281 | #N/A | #N/A | 88 | #N/A | #N/A | #N/A | 3.016e-05% | 1 | 50% | 0% | 0% | 0% | 8.2745 | 0 | 0 | 0 | 8.2745 | #N/A
2007-09-07 08:00 | 9 | 7 | 8 | 250.292 | 5984 | 69.08 | 48.92 | 1013 | 69.08 | 0 | 42.0046 | Cooling | 7.0008 | #N/A | #N/A | #N/A | #N/A | 0 | 0 | 0 | 0 | 0 | 42.0046 | #N/A | #N/A | 88 | #N/A | #N/A | #N/A | 0.02334% | 1 | 50% | 0% | 0% | 0% | 8.2745 | 0 | 0 | 0 | 8.2745 | #N/A
2007-09-07 09:00 | 9 | 7 | 9 | 250.3337 | 5985 | 73.04 | 48.02 | 1012 | 73.04 | 0 | 248.2307 | Cooling | 41.3718 | #N/A | #N/A | #N/A | #N/A | 0 | 0 | 0 | 0 | 0 | 248.2307 | #N/A | #N/A | 88 | #N/A | #N/A | #N/A | 0.1379% | 1 | 50% | 0% | 0% | 0% | 8.2745 | 0 | 0 | 0 | 8.2745 | #N/A
2007-09-07 10:00 | 9 | 7 | 10 | 250.3753 | 5986 | 77 | 48.92 | 1012 | 77 | 0 | 365.0632 | Cooling | 60.8439 | #N/A | #N/A | #N/A | #N/A | 0 | 0 | 0 | 0 | 0 | 365.0632 | #N/A | #N/A | 88 | #N/A | #N/A | #N/A | 0.2028% | 1 | 50% | 0% | 0% | 0% | 8.2745 | 0 | 0 | 0 | 8.2745 | #N/A
2007-09-07 11:00 | 9 | 7 | 11 | 250.417 | 5987 | 77 | 50 | 1011 | 77 | 0 | 550.3271 | Cooling | 91.7212 | #N/A | #N/A | #N/A | #N/A | 0 | 0 | 0 | 0 | 0 | 550.3271 | #N/A | #N/A | 88 | #N/A | #N/A | #N/A | 0.3057% | 1 | 50% | 0% | 0% | 0% | 8.2745 | 0 | 0 | 0 | 8.2745 | #N/A
2007-09-07 12:00 | 9 | 7 | 12 | 250.4587 | 5988 | 84.02 | 48.92 | 1010 | 84.02 | 0 | 717.6856 | Cooling | 119.6143 | #N/A | #N/A | #N/A | #N/A | 0 | 0 | 0 | 0 | 0 | 717.6856 | #N/A | #N/A | 88 | #N/A | #N/A | #N/A | 0.3987% | 1 | 50% | 0% | 0% | 0% | 8.2745 | 0 | 0 | 0 | 8.2745 | #N/A
2007-09-07 13:00 | 9 | 7 | 13 | 250.5003 | 5989 | 87.08 | 46.94 | 1009 | 87.08 | 0 | 908.6218 | Cooling | 151.437 | #N/A | #N/A | #N/A | #N/A | 0 | 0 | 0 | 0 | 0 | 908.6218 | #N/A | #N/A | 88 | #N/A | #N/A | #N/A | 0.5048% | 1 | 50% | 0% | 0% | 0% | 8.2745 | 0 | 0 | 0 | 8.2745 | #N/A
2007-09-07 14:00 | 9 | 7 | 14 | 250.542 | 5990 | 87.08 | 46.04 | 1008 | 87.08 | 0 | 923.6093 | Cooling | 153.9349 | #N/A | #N/A | #N/A | #N/A | 0 | 0 | 0 | 0 | 0 | 923.6093 | #N/A | #N/A | 88 | #N/A | #N/A | #N/A | 0.5131% | 1 | 50% | 0% | 0% | 0% | 8.2745 | 0 | 0 | 0 | 8.2745 | #N/A
2007-09-07 15:00 | 9 | 7 | 15 | 250.5837 | 5991 | 89.06 | 46.04 | 1006 | 89.06 | 0 | 949.1318 | Cooling | 158.1886 | #N/A | #N/A | #N/A | #N/A | 0 | 0 | 0 | 0 | 0 | 949.1318 | #N/A | #N/A | 88 | #N/A | #N/A | #N/A | 0.5273% | 1 | 50% | 0% | 0% | 0% | 8.2745 | 0 | 0 | 0 | 8.2745 | #N/A
2007-09-07 16:00 | 9 | 7 | 16 | 250.6253 | 5992 | 87.98 | 50 | 1006 | 87.98 | 0 | 1072.0755 | Cooling | 178.6793 | #N/A | #N/A | #N/A | #N/A | 0 | 0 | 0 | 0 | 0 | 1072.0755 | #N/A | #N/A | 88 | #N/A | #N/A | #N/A | 0.5956% | 1 | 50% | 0% | 0% | 0% | 8.2745 | 0 | 0 | 0 | 8.2745 | #N/A
2007-09-07 17:00 | 9 | 7 | 17 | 250.667 | 5993 | 87.98 | 50 | 1006 | 87.98 | 0 | 1027.8973 | Cooling | 171.3162 | #N/A | #N/A | #N/A | #N/A | 0 | 0 | 0 | 0 | 0 | 1027.8973 | #N/A | #N/A | 88 | #N/A | #N/A | #N/A | 0.5711% | 1 | 50% | 0% | 0% | 0% | 8.2745 | 0 | 0 | 0 | 8.2745 | #N/A
2007-09-07 18:00 | 9 | 7 | 18 | 250.7087 | 5994 | 84.02 | 50 | 1005 | 84.02 | 0 | 43.0187 | Cooling | 7.1698 | #N/A | #N/A | #N/A | #N/A | 0 | 0 | 0 | 0 | 0 | 43.0187 | #N/A | #N/A | 88 | #N/A | #N/A | #N/A | 0.0239% | 1 | 50% | 0% | 0% | 0% | 8.2745 | 0 | 0 | 0 | 8.2745 | #N/A
2007-09-07 19:00 | 9 | 7 | 19 | 250.7503 | 5995 | 82.94 | 50 | 1005 | 82.94 | 0 | 5.9047 | Cooling | 0.98412 | #N/A | #N/A | #N/A | #N/A | 0 | 0 | 0 | 0 | 0 | 5.9047 | #N/A | #N/A | 88 | #N/A | #N/A | #N/A | 0.00328% | 1 | 50% | 0% | 0% | 0% | 8.2745 | 0 | 0 | 0 | 8.2745 | #N/A
2007-09-07 20:00 | 9 | 7 | 20 | 250.792 | 5996 | 82.94 | 46.94 | 1005 | 82.94 | 0 | 0 | Cooling | 0 | #N/A | #N/A | #N/A | #N/A | 0 | 0 | 0 | 0 | 0 | 0 | #N/A | #N/A | 88 | 88 | 0 | #N/A | 0% | 1 | 50% | 0% | 0% | 0% | 8.2745 | 0 | 0 | 0 | 8.2745 | #N/A
2007-09-07 21:00 | 9 | 7 | 21 | 250.8337 | 5997 | 80.06 | 46.94 | 1005 | 80.06 | 0 | 0 | Cooling | 0 | #N/A | #N/A | #N/A | #N/A | 0 | 0 | 0 | 0 | 0 | 0 | #N/A | #N/A | 88 | 88 | 0 | #N/A | 0% | 1 | 50% | 0% | 0% | 0% | 8.2745 | 0 | 0 | 0 | 8.2745 | #N/A
2007-09-07 22:00 | 9 | 7 | 22 | 250.8753 | 5998 | 78.08 | 48.02 | 1005 | 78.08 | 0 | 0 | Cooling | 0 | #N/A | #N/A | #N/A | #N/A | 0 | 0 | 0 | 0 | 0 | 0 | #N/A | #N/A | 88 | 88 | 0 | #N/A | 0% | 1 | 50% | 0% | 0% | 0% | 8.2745 | 0 | 0 | 0 | 8.2745 | #N/A
2007-09-07 23:00 | 9 | 7 | 23 | 250.917 | 5999 | 78.08 | 48.92 | 1005 | 78.08 | 0 | 0 | Cooling | 0 | #N/A | #N/A | #N/A | #N/A | 0 | 0 | 0 | 0 | 0 | 0 | #N/A | #N/A | 88 | 88 | 0 | #N/A | 0% | 1 | 50% | 0% | 0% | 0% | 8.2745 | 0 | 0 | 0 | 8.2745 | #N/A
2007-09-08 | 9 | 8 | 0 | 250.9587 | 6000 | 75.02 | 48.92 | 1005 | 75.02 | 0 | 0 | Cooling | 0 | #N/A | #N/A | #N/A | #N/A | 0 | 0 | 0 | 0 | 0 | 0 | #N/A | #N/A | 88 | 88 | 0 | #N/A | 0% | 1 | 50% | 0% | 0% | 0% | 8.2745 | 0 | 0 | 0 | 8.2745 | #N/A
2007-09-08 01:00 | 9 | 8 | 1 | 251.0003 | 6001 | 75.02 | 48.92 | 1005 | 75.02 | 0 | 0 | Cooling | 0 | #N/A | #N/A | #N/A | #N/A | 0 | 0 | 0 | 0 | 0 | 0 | #N/A | #N/A | 88 | 88 | 0 | #N/A | 0% | 1 | 50% | 0% | 0% | 0% | 8.2745 | 0 | 0 | 0 | 8.2745 | #N/A
2007-09-08 02:01 | 9 | 8 | 2 | 251.042 | 6002 | 75.02 | 48.92 | 1004 | 75.02 | 0 | 0 | Cooling | 0 | #N/A | #N/A | #N/A | #N/A | 0 | 0 | 0 | 0 | 0 | 0 | #N/A | #N/A | 88 | 88 | 0 | #N/A | 0% | 1 | 50% | 0% | 0% | 0% | 8.2745 | 0 | 0 | 0 | 8.2745 | #N/A
2007-09-08 03:01 | 9 | 8 | 3 | 251.0837 | 6003 | 75.02 | 50 | 1003 | 75.02 | 0 | 0.037137 | Cooling | 0.0061894 | #N/A | #N/A | #N/A | #N/A | 0 | 0 | 0 | 0 | 0 | 0.037137 | #N/A | #N/A | 88 | #N/A | #N/A | #N/A | 2.063e-05% | 1 | 50% | 0% | 0% | 0% | 8.2745 | 0 | 0 | 0 | 8.2745 | #N/A
2007-09-08 04:01 | 9 | 8 | 4 | 251.1253 | 6004 | 73.94 | 50 | 1003 | 73.94 | 0 | 0.14701 | Cooling | 0.024501 | #N/A | #N/A | #N/A | #N/A | 0 | 0 | 0 | 0 | 0 | 0.14701 | #N/A | #N/A | 88 | #N/A | #N/A | #N/A | 8.167e-05% | 1 | 50% | 0% | 0% | 0% | 8.2745 | 0 | 0 | 0 | 8.2745 | #N/A
2007-09-08 05:01 | 9 | 8 | 5 | 251.167 | 6005 | 73.94 | 50 | 1002 | 73.94 | 0 | 0.58147 | Cooling | 0.096911 | #N/A | #N/A | #N/A | #N/A | 0 | 0 | 0 | 0 | 0 | 0.58147 | #N/A | #N/A | 88 | #N/A | #N/A | #N/A | 0.000323% | 1 | 50% | 0% | 0% | 0% | 8.2745 | 0 | 0 | 0 | 8.2745 | #N/A
2007-09-08 06:01 | 9 | 8 | 6 | 251.2087 | 6006 | 73.04 | 51.08 | 1003 | 73.04 | 0 | 7.4332 | Cooling | 1.2389 | #N/A | #N/A | #N/A | #N/A | 0 | 0 | 0 | 0 | 0 | 7.4332 | #N/A | #N/A | 88 | #N/A | #N/A | #N/A | 0.00413% | 1 | 50% | 0% | 0% | 0% | 8.2745 | 0 | 0 | 0 | 8.2745 | #N/A
2007-09-08 07:01 | 9 | 8 | 7 | 251.2503 | 6007 | 75.02 | 53.06 | 1004 | 75.02 | 0 | 36.3818 | Cooling | 6.0636 | #N/A | #N/A | #N/A | #N/A | 0 | 0 | 0 | 0 | 0 | 36.3818 | #N/A | #N/A | 88 | #N/A | #N/A | #N/A | 0.02021% | 1 | 50% | 0% | 0% | 0% | 8.2745 | 0 | 0 | 0 | 8.2745 | #N/A
2007-09-08 08:01 | 9 | 8 | 8 | 251.292 | 6008 | 75.02 | 53.96 | 1003 | 75.02 | 0 | 75.3302 | Cooling | 12.555 | #N/A | #N/A | #N/A | #N/A | 0 | 0 | 0 | 0 | 0 | 75.3302 | #N/A | #N/A | 88 | #N/A | #N/A | #N/A | 0.04185% | 1 | 50% | 0% | 0% | 0% | 8.2745 | 0 | 0 | 0 | 8.2745 | #N/A
2007-09-08 09:01 | 9 | 8 | 9 | 251.3337 | 6009 | 77 | 55.94 | 1003 | 77 | 0 | 122.4973 | Cooling | 20.4162 | #N/A | #N/A | #N/A | #N/A | 0 | 0 | 0 | 0 | 0 | 122.4973 | #N/A | #N/A | 88 | #N/A | #N/A | #N/A | 0.06805% | 1 | 50% | 0% | 0% | 0% | 8.2745 | 0 | 0 | 0 | 8.2745 | #N/A
2007-09-08 10:01 | 9 | 8 | 10 | 251.3753 | 6010 | 78.08 | 57.02 | 1003 | 78.08 | 0 | 148.3036 | Cooling | 24.7173 | #N/A | #N/A | #N/A | #N/A | 0 | 0 | 0 | 0 | 0 | 148.3036 | #N/A | #N/A | 88 | #N/A | #N/A | #N/A | 0.08239% | 1 | 50% | 0% | 0% | 0% | 8.2745 | 0 | 0 | 0 | 8.2745 | #N/A
2007-09-08 11:01 | 9 | 8 | 11 | 251.417 | 6011 | 78.08 | 57.92 | 1002 | 78.08 | 0 | 229.3365 | Cooling | 38.2228 | #N/A | #N/A | #N/A | #N/A | 0 | 0 | 0 | 0 | 0 | 229.3365 | #N/A | #N/A | 88 | #N/A | #N/A | #N/A | 0.1274% | 1 | 50% | 0% | 0% | 0% | 8.2745 | 0 | 0 | 0 | 8.2745 | #N/A
2007-09-08 12:01 | 9 | 8 | 12 | 251.4587 | 6012 | 82.04 | 60.08 | 1002 | 82.04 | 0 | 335.8752 | Cooling | 55.9792 | #N/A | #N/A | #N/A | #N/A | 0 | 0 | 0 | 0 | 0 | 335.8752 | #N/A | #N/A | 88 | #N/A | #N/A | #N/A | 0.1866% | 1 | 50% | 0% | 0% | 0% | 8.2745 | 0 | 0 | 0 | 8.2745 | #N/A
2007-09-08 13:01 | 9 | 8 | 13 | 251.5003 | 6013 | 84.02 | 60.98 | 1001 | 84.02 | 0 | 520.0553 | Cooling | 86.6759 | #N/A | #N/A | #N/A | #N/A | 0 | 0 | 0 | 0 | 0 | 520.0553 | #N/A | #N/A | 88 | #N/A | #N/A | #N/A | 0.2889% | 1 | 50% | 0% | 0% | 0% | 8.2745 | 0 | 0 | 0 | 8.2745 | #N/A
2007-09-08 14:01 | 9 | 8 | 14 | 251.542 | 6014 | 84.02 | 62.06 | 1001 | 84.02 | 0 | 471.658 | Cooling | 78.6097 | #N/A | #N/A | #N/A | #N/A | 0 | 0 | 0 | 0 | 0 | 471.658 | #N/A | #N/A | 88 | #N/A | #N/A | #N/A | 0.262% | 1 | 50% | 0% | 0% | 0% | 8.2745 | 0 | 0 | 0 | 8.2745 | #N/A
2007-09-08 15:01 | 9 | 8 | 15 | 251.5837 | 6015 | 84.02 | 64.04 | 1001 | 84.02 | 0 | 322.293 | Cooling | 53.7155 | #N/A | #N/A | #N/A | #N/A | 0 | 0 | 0 | 0 | 0 | 322.293 | #N/A | #N/A | 88 | #N/A | #N/A | #N/A | 0.1791% | 1 | 50% | 0% | 0% | 0% | 8.2745 | 0 | 0 | 0 | 8.2745 | #N/A
2007-09-08 16:01 | 9 | 8 | 16 | 251.6253 | 6016 | 80.96 | 64.94 | 1001 | 80.96 | 0 | 540.3778 | Cooling | 90.063 | #N/A | #N/A | #N/A | #N/A | 0 | 0 | 0 | 0 | 0 | 540.3778 | #N/A | #N/A | 88 | #N/A | #N/A | #N/A | 0.3002% | 1 | 50% | 0% | 0% | 0% | 8.2745 | 0 | 0 | 0 | 8.2745 | #N/A
2007-09-08 17:01 | 9 | 8 | 17 | 251.667 | 6017 | 80.96 | 68 | 1001 | 80.96 | 0 | 604.6841 | Cooling | 100.7807 | #N/A | #N/A | #N/A | #N/A | 0 | 0 | 0 | 0 | 0 | 604.6841 | #N/A | #N/A | 88 | #N/A | #N/A | #N/A | 0.3359% | 1 | 50% | 0% | 0% | 0% | 8.2745 | 0 | 0 | 0 | 8.2745 | #N/A
2007-09-08 18:01 | 9 | 8 | 18 | 251.7087 | 6018 | 78.08 | 66.92 | 1002 | 78.08 | 0 | 512.1589 | Cooling | 85.3598 | #N/A | #N/A | #N/A | #N/A | 0 | 0 | 0 | 0 | 0 | 512.1589 | #N/A | #N/A | 88 | #N/A | #N/A | #N/A | 0.2845% | 1 | 50% | 0% | 0% | 0% | 8.2745 | 0 | 0 | 0 | 8.2745 | #N/A
2007-09-08 19:01 | 9 | 8 | 19 | 251.7503 | 6019 | 77 | 66.92 | 1002 | 77 | 0 | 382.0649 | Cooling | 63.6775 | #N/A | #N/A | #N/A | #N/A | 0 | 0 | 0 | 0 | 0 | 382.0649 | #N/A | #N/A | 88 | #N/A | #N/A | #N/A | 0.2123% | 1 | 50% | 0% | 0% | 0% | 8.2745 | 0 | 0 | 0 | 8.2745 | #N/A
2007-09-08 20:01 | 9 | 8 | 20 | 251.792 | 6020 | 77 | 66.02 | 1003 | 77 | 0 | 337.3101 | Cooling | 56.2184 | #N/A | #N/A | #N/A | #N/A | 0 | 0 | 0 | 0 | 0 | 337.3101 | #N/A | #N/A | 88 | #N/A | #N/A | #N/A | 0.1874% | 1 | 50% | 0% | 0% | 0% | 8.2745 | 0 | 0 | 0 | 8.2745 | #N/A
2007-09-08 21:01 | 9 | 8 | 21 | 251.8337 | 6021 | 73.4 | 66.92 | 1003 | 73.4 | 0 | 267.7046 | Cooling | 44.6174 | #N/A | #N/A | #N/A | #N/A | 0 | 0 | 0 | 0 | 0 | 267.7046 | #N/A | #N/A | 88 | #N/A | #N/A | #N/A | 0.1487% | 1 | 50% | 0% | 0% | 0% | 8.2745 | 0 | 0 | 0 | 8.2745 | #N/A
2007-09-08 22:01 | 9 | 8 | 22 | 251.8753 | 6022 | 73.04 | 66.92 | 1003 | 73.04 | 0 | 208.0418 | Cooling | 34.6736 | #N/A | #N/A | #N/A | #N/A | 0 | 0 | 0 | 0 | 0 | 208.0418 | #N/A | #N/A | 88 | #N/A | #N/A | #N/A | 0.1156% | 1 | 50% | 0% | 0% | 0% | 8.2745 | 0 | 0 | 0 | 8.2745 | #N/A
2007-09-08 23:01 | 9 | 8 | 23 | 251.917 | 6023 | 73.04 | 66.92 | 1003 | 73.04 | 0 | 142.1647 | Cooling | 23.6941 | #N/A | #N/A | #N/A | #N/A | 0 | 0 | 0 | 0 | 0 | 142.1647 | #N/A | #N/A | 88 | #N/A | #N/A | #N/A | 0.07898% | 1 | 50% | 0% | 0% | 0% | 8.2745 | 0 | 0 | 0 | 8.2745 | #N/A
2007-09-09 00:01 | 9 | 9 | 0 | 251.9587 | 6024 | 71.6 | 66.92 | 1003 | 71.6 | 0 | 183.7337 | Cooling | 30.6223 | #N/A | #N/A | #N/A | #N/A | 0 | 0 | 0 | 0 | 0 | 183.7337 | #N/A | #N/A | 88 | #N/A | #N/A | #N/A | 0.1021% | 1 | 50% | 0% | 0% | 0% | 8.2745 | 0 | 0 | 0 | 8.2745 | #N/A
2007-09-09 01:01 | 9 | 9 | 1 | 252.0003 | 6025 | 69.8 | 66.92 | 1003 | 69.8 | 0 | 184.771 | Cooling | 30.7952 | #N/A | #N/A | #N/A | #N/A | 0 | 0 | 0 | 0 | 0 | 184.771 | #N/A | #N/A | 88 | #N/A | #N/A | #N/A | 0.1027% | 1 | 50% | 0% | 0% | 0% | 8.2745 | 0 | 0 | 0 | 8.2745 | #N/A
2007-09-09 02:01 | 9 | 9 | 2 | 252.042 | 6026 | 68 | 66.02 | 1002 | 68 | 0 | 176.5974 | Cooling | 29.4329 | #N/A | #N/A | #N/A | #N/A | 0 | 0 | 0 | 0 | 0 | 176.5974 | #N/A | #N/A | 88 | #N/A | #N/A | #N/A | 0.09811% | 1 | 50% | 0% | 0% | 0% | 8.2745 | 0 | 0 | 0 | 8.2745 | #N/A
2007-09-09 03:01 | 9 | 9 | 3 | 252.0837 | 6027 | 66.92 | 66.92 | 1003 | 66.92 | 0 | 179.6314 | Cooling | 29.9386 | #N/A | #N/A | #N/A | #N/A | 0 | 0 | 0 | 0 | 0 | 179.6314 | #N/A | #N/A | 88 | #N/A | #N/A | #N/A | 0.0998% | 1 | 50% | 0% | 0% | 0% | 8.2745 | 0 | 0 | 0 | 8.2745 | #N/A
2007-09-09 04:01 | 9 | 9 | 4 | 252.1253 | 6028 | 66.92 | 66.2 | 1003 | 66.92 | 0 | 173.4892 | Cooling | 28.9149 | #N/A | #N/A | #N/A | #N/A | 0 | 0 | 0 | 0 | 0 | 173.4892 | #N/A | #N/A | 88 | #N/A | #N/A | #N/A | 0.09638% | 1 | 50% | 0% | 0% | 0% | 8.2745 | 0 | 0 | 0 | 8.2745 | #N/A
2007-09-09 05:01 | 9 | 9 | 5 | 252.167 | 6029 | 66.92 | 66.02 | 1003 | 66.92 | 0 | 232.7655 | Cooling | 38.7942 | #N/A | #N/A | #N/A | #N/A | 0 | 0 | 0 | 0 | 0 | 232.7655 | #N/A | #N/A | 88 | #N/A | #N/A | #N/A | 0.1293% | 1 | 50% | 0% | 0% | 0% | 8.2745 | 0 | 0 | 0 | 8.2745 | #N/A
2007-09-09 06:01 | 9 | 9 | 6 | 252.2087 | 6030 | 64.4 | 66.02 | 1003 | 64.4 | 0 | 1709.4828 | Cooling | 284.9138 | #N/A | #N/A | #N/A | #N/A | 0 | 0 | 0 | 0 | 0 | 1709.4828 | #N/A | #N/A | 88 | #N/A | #N/A | #N/A | 0.9497% | 1 | 50% | 0% | 0% | 0% | 8.2745 | 0 | 0 | 0 | 8.2745 | #N/A
2007-09-09 07:01 | 9 | 9 | 7 | 252.2503 | 6031 | 62.6 | 64.04 | 1004 | 62.6 | 0 | 1528.4031 | Cooling | 254.7338 | #N/A | #N/A | #N/A | #N/A | 0 | 0 | 0 | 0 | 0 | 1528.4031 | #N/A | #N/A | 88 | #N/A | #N/A | #N/A | 0.8491% | 1 | 50% | 0% | 0% | 0% | 8.2745 | 0 | 0 | 0 | 8.2745 | #N/A
2007-09-09 08:01 | 9 | 9 | 8 | 252.292 | 6032 | 62.96 | 64.4 | 1004 | 62.96 | 0 | 1762.7755 | Cooling | 293.7959 | #N/A | #N/A | #N/A | #N/A | 0 | 0 | 0 | 0 | 0 | 1762.7755 | #N/A | #N/A | 88 | #N/A | #N/A | #N/A | 0.9793% | 1 | 50% | 0% | 0% | 0% | 8.2745 | 0 | 0 | 0 | 8.2745 | #N/A
2007-09-09 09:01 | 9 | 9 | 9 | 252.3337 | 6033 | 64.04 | 64.04 | 1005 | 64.04 | 0 | 1794.2141 | Cooling | 299.0357 | #N/A | #N/A | #N/A | #N/A | 0 | 0 | 0 | 0 | 0 | 1794.2141 | #N/A | #N/A | 88 | #N/A | #N/A | #N/A | 0.9968% | 1 | 50% | 0% | 0% | 0% | 8.2745 | 0 | 0 | 0 | 8.2745 | #N/A
2007-09-09 10:01 | 9 | 9 | 10 | 252.3753 | 6034 | 64.4 | 64.04 | 1005 | 64.4 | 0 | 1780.3879 | Cooling | 296.7313 | #N/A | #N/A | #N/A | #N/A | 0 | 0 | 0 | 0 | 0 | 1780.3879 | #N/A | #N/A | 88 | #N/A | #N/A | #N/A | 0.9891% | 1 | 50% | 0% | 0% | 0% | 8.2745 | 0 | 0 | 0 | 8.2745 | #N/A
2007-09-09 11:01 | 9 | 9 | 11 | 252.417 | 6035 | 64.04 | 64.94 | 1005 | 64.04 | 0 | 1859.129 | Cooling | 309.8548 | #N/A | #N/A | #N/A | #N/A | 0 | 0 | 0 | 0 | 0 | 1859.129 | #N/A | #N/A | 88 | #N/A | #N/A | #N/A | 1.033% | 1 | 50% | 0% | 0% | 0% | 8.2745 | 0 | 0 | 0 | 8.2745 | #N/A
2007-09-09 12:01 | 9 | 9 | 12 | 252.4587 | 6036 | 62.06 | 66.02 | 1005 | 62.06 | 0 | 1899.2045 | Cooling | 316.5341 | #N/A | #N/A | #N/A | #N/A | 0 | 0 | 0 | 0 | 0 | 1899.2045 | #N/A | #N/A | 88 | #N/A | #N/A | #N/A | 1.055% | 1 | 50% | 0% | 0% | 0% | 8.2745 | 0 | 0 | 0 | 8.2745 | #N/A
2007-09-09 13:01 | 9 | 9 | 13 | 252.5003 | 6037 | 60.8 | 66.92 | 1005 | 60.8 | 0 | 2164.0858 | Cooling | 360.681 | #N/A | #N/A | #N/A | #N/A | 0 | 0 | 0 | 0 | 0 | 2164.0858 | #N/A | #N/A | 88 | #N/A | #N/A | #N/A | 1.202% | 1 | 50% | 0% | 0% | 0% | 8.2745 | 0 | 0 | 0 | 8.2745 | #N/A
2007-09-09 14:01 | 9 | 9 | 14 | 252.542 | 6038 | 62.6 | 68 | 1005 | 62.6 | 0 | 2543.7276 | Cooling | 423.9546 | #N/A | #N/A | #N/A | #N/A | 0 | 0 | 0 | 0 | 0 | 2543.7276 | #N/A | #N/A | 88 | #N/A | #N/A | #N/A | 1.413% | 1 | 50% | 0% | 0% | 0% | 8.2745 | 0 | 0 | 0 | 8.2745 | #N/A
2007-09-09 15:01 | 9 | 9 | 15 | 252.5837 | 6039 | 62.96 | 66.02 | 1005 | 62.96 | 0 | 2613.4543 | Cooling | 435.5757 | #N/A | #N/A | #N/A | #N/A | 0 | 0 | 0 | 0 | 0 | 2613.4543 | #N/A | #N/A | 88 | #N/A | #N/A | #N/A | 1.452% | 1 | 50% | 0% | 0% | 0% | 8.2745 | 0 | 0 | 0 | 8.2745 | #N/A
2007-09-09 16:01 | 9 | 9 | 16 | 252.6253 | 6040 | 62.6 | 64.94 | 1004 | 62.6 | 0 | 2124.6604 | Cooling | 354.1101 | #N/A | #N/A | #N/A | #N/A | 0 | 0 | 0 | 0 | 0 | 2124.6604 | #N/A | #N/A | 88 | #N/A | #N/A | #N/A | 1.18% | 1 | 50% | 0% | 0% | 0% | 8.2745 | 0 | 0 | 0 | 8.2745 | #N/A
2007-09-09 17:01 | 9 | 9 | 17 | 252.667 | 6041 | 62.96 | 62.96 | 1004 | 62.96 | 0 | 2119.433 | Cooling | 353.2388 | #N/A | #N/A | #N/A | #N/A | 0 | 0 | 0 | 0 | 0 | 2119.433 | #N/A | #N/A | 88 | #N/A | #N/A | #N/A | 1.177% | 1 | 50% | 0% | 0% | 0% | 8.2745 | 0 | 0 | 0 | 8.2745 | #N/A
2007-09-09 18:01 | 9 | 9 | 18 | 252.7087 | 6042 | 62.6 | 64.94 | 1004 | 62.6 | 0 | 2448.7912 | Cooling | 408.1319 | #N/A | #N/A | #N/A | #N/A | 0 | 0 | 0 | 0 | 0 | 2448.7912 | #N/A | #N/A | 88 | #N/A | #N/A | #N/A | 1.36% | 1 | 50% | 0% | 0% | 0% | 8.2745 | 0 | 0 | 0 | 8.2745 | #N/A
2007-09-09 19:01 | 9 | 9 | 19 | 252.7503 | 6043 | 62.6 | 64.04 | 1005 | 62.6 | 0 | 2047.3094 | Cooling | 341.2182 | #N/A | #N/A | #N/A | #N/A | 0 | 0 | 0 | 0 | 0 | 2047.3094 | #N/A | #N/A | 88 | #N/A | #N/A | #N/A | 1.137% | 1 | 50% | 0% | 0% | 0% | 8.2745 | 0 | 0 | 0 | 8.2745 | #N/A
2007-09-09 20:01 | 9 | 9 | 20 | 252.792 | 6044 | 62.06 | 62.96 | 1005 | 62.06 | 0 | 1602.9486 | Cooling | 267.1581 | #N/A | #N/A | #N/A | #N/A | 0 | 0 | 0 | 0 | 0 | 1602.9486 | #N/A | #N/A | 88 | #N/A | #N/A | #N/A | 0.8905% | 1 | 50% | 0% | 0% | 0% | 8.2745 | 0 | 0 | 0 | 8.2745 | #N/A
2007-09-09 21:01 | 9 | 9 | 21 | 252.8337 | 6045 | 62.6 | 60.08 | 1005 | 62.6 | 0 | 1342.6791 | Cooling | 223.7798 | #N/A | #N/A | #N/A | #N/A | 0 | 0 | 0 | 0 | 0 | 1342.6791 | #N/A | #N/A | 88 | #N/A | #N/A | #N/A | 0.7459% | 1 | 50% | 0% | 0% | 0% | 8.2745 | 0 | 0 | 0 | 8.2745 | #N/A
2007-09-09 22:01 | 9 | 9 | 22 | 252.8753 | 6046 | 62.06 | 59 | 1005 | 62.06 | 0 | 68.3359 | Cooling | 11.3893 | #N/A | #N/A | #N/A | #N/A | 0 | 0 | 0 | 0 | 0 | 68.3359 | #N/A | #N/A | 88 | #N/A | #N/A | #N/A | 0.03796% | 1 | 50% | 0% | 0% | 0% | 8.2745 | 0 | 0 | 0 | 8.2745 | #N/A
2007-09-09 23:01 | 9 | 9 | 23 | 252.917 | 6047 | 62.06 | 59 | 1005 | 62.06 | 0 | 128.0851 | Cooling | 21.3475 | #N/A | #N/A | #N/A | #N/A | 0 | 0 | 0 | 0 | 0 | 128.0851 | #N/A | #N/A | 88 | #N/A | #N/A | #N/A | 0.07116% | 1 | 50% | 0% | 0% | 0% | 8.2745 | 0 | 0 | 0 | 8.2745 | #N/A
2007-09-10 00:01 | 9 | 10 | 0 | 252.9587 | 6048 | 62.6 | 57.92 | 1005 | 62.6 | 0 | 105.7402 | Cooling | 17.6234 | #N/A | #N/A | #N/A | #N/A | 0 | 0 | 0 | 0 | 0 | 105.7402 | #N/A | #N/A | 88 | #N/A | #N/A | #N/A | 0.05874% | 1 | 50% | 0% | 0% | 0% | 8.2745 | 0 | 0 | 0 | 8.2745 | #N/A
2007-09-10 01:01 | 9 | 10 | 1 | 253.0003 | 6049 | 62.06 | 57.92 | 1006 | 62.06 | 0 | 96.3005 | Cooling | 16.0501 | #N/A | #N/A | #N/A | #N/A | 0 | 0 | 0 | 0 | 0 | 96.3005 | #N/A | #N/A | 88 | #N/A | #N/A | #N/A | 0.0535% | 1 | 50% | 0% | 0% | 0% | 8.2745 | 0 | 0 | 0 | 8.2745 | #N/A
2007-09-10 02:01 | 9 | 10 | 2 | 253.042 | 6050 | 62.06 | 57.92 | 1005 | 62.06 | 0 | 94.7491 | Cooling | 15.7915 | #N/A | #N/A | #N/A | #N/A | 0 | 0 | 0 | 0 | 0 | 94.7491 | #N/A | #N/A | 88 | #N/A | #N/A | #N/A | 0.05264% | 1 | 50% | 0% | 0% | 0% | 8.2745 | 0 | 0 | 0 | 8.2745 | #N/A
2007-09-10 03:01 | 9 | 10 | 3 | 253.0837 | 6051 | 62.6 | 57.92 | 1006 | 62.6 | 0 | 90.4664 | Cooling | 15.0777 | #N/A | #N/A | #N/A | #N/A | 0 | 0 | 0 | 0 | 0 | 90.4664 | #N/A | #N/A | 88 | #N/A | #N/A | #N/A | 0.05026% | 1 | 50% | 0% | 0% | 0% | 8.2745 | 0 | 0 | 0 | 8.2745 | #N/A
2007-09-10 04:01 | 9 | 10 | 4 | 253.1254 | 6052 | 62.6 | 57.02 | 1006 | 62.6 | 0 | 78.0216 | Cooling | 13.0036 | #N/A | #N/A | #N/A | #N/A | 0 | 0 | 0 | 0 | 0 | 78.0216 | #N/A | #N/A | 88 | #N/A | #N/A | #N/A | 0.04335% | 1 | 50% | 0% | 0% | 0% | 8.2745 | 0 | 0 | 0 | 8.2745 | #N/A
2007-09-10 05:01 | 9 | 10 | 5 | 253.167 | 6053 | 62.06 | 57.02 | 1006 | 62.06 | 0 | 90.6896 | Cooling | 15.1149 | #N/A | #N/A | #N/A | #N/A | 0 | 0 | 0 | 0 | 0 | 90.6896 | #N/A | #N/A | 88 | #N/A | #N/A | #N/A | 0.05038% | 1 | 50% | 0% | 0% | 0% | 8.2745 | 0 | 0 | 0 | 8.2745 | #N/A
2007-09-10 06:01 | 9 | 10 | 6 | 253.2087 | 6054 | 62.06 | 57.92 | 1007 | 62.06 | 0 | 667.7004 | Cooling | 111.2834 | #N/A | #N/A | #N/A | #N/A | 0 | 0 | 0 | 0 | 0 | 667.7004 | #N/A | #N/A | 88 | #N/A | #N/A | #N/A | 0.3709% | 1 | 50% | 0% | 0% | 0% | 8.2745 | 0 | 0 | 0 | 8.2745 | #N/A
2007-09-10 07:01 | 9 | 10 | 7 | 253.2504 | 6055 | 62.06 | 59 | 1007 | 62.06 | 0 | 846.8668 | Cooling | 141.1445 | #N/A | #N/A | #N/A | #N/A | 0 | 0 | 0 | 0 | 0 | 846.8668 | #N/A | #N/A | 88 | #N/A | #N/A | #N/A | 0.4705% | 1 | 50% | 0% | 0% | 0% | 8.2745 | 0 | 0 | 0 | 8.2745 | #N/A
2007-09-10 08:01 | 9 | 10 | 8 | 253.292 | 6056 | 62.06 | 62.06 | 1007 | 62.06 | 0 | 1420.6818 | Cooling | 236.7803 | #N/A | #N/A | #N/A | #N/A | 0 | 0 | 0 | 0 | 0 | 1420.6818 | #N/A | #N/A | 88 | #N/A | #N/A | #N/A | 0.7893% | 1 | 50% | 0% | 0% | 0% | 8.2745 | 0 | 0 | 0 | 8.2745 | #N/A
2007-09-10 09:01 | 9 | 10 | 9 | 253.3337 | 6057 | 62.6 | 64.04 | 1007 | 62.6 | 0 | 1736.6187 | Cooling | 289.4364 | #N/A | #N/A | #N/A | #N/A | 0 | 0 | 0 | 0 | 0 | 1736.6187 | #N/A | #N/A | 88 | #N/A | #N/A | #N/A | 0.9648% | 1 | 50% | 0% | 0% | 0% | 8.2745 | 0 | 0 | 0 | 8.2745 | #N/A
2007-09-10 10:01 | 9 | 10 | 10 | 253.3754 | 6058 | 62.6 | 66.92 | 1006 | 62.6 | 0 | 2199.9083 | Cooling | 366.6514 | #N/A | #N/A | #N/A | #N/A | 0 | 0 | 0 | 0 | 0 | 2199.9083 | #N/A | #N/A | 88 | #N/A | #N/A | #N/A | 1.222% | 1 | 50% | 0% | 0% | 0% | 8.2745 | 0 | 0 | 0 | 8.2745 | #N/A
2007-09-10 11:01 | 9 | 10 | 11 | 253.417 | 6059 | 62.06 | 68 | 1006 | 62.06 | 0 | 2506.9271 | Cooling | 417.8212 | #N/A | #N/A | #N/A | #N/A | 0 | 0 | 0 | 0 | 0 | 2506.9271 | #N/A | #N/A | 88 | #N/A | #N/A | #N/A | 1.393% | 1 | 50% | 0% | 0% | 0% | 8.2745 | 0 | 0 | 0 | 8.2745 | #N/A
2007-09-10 12:01 | 9 | 10 | 12 | 253.4587 | 6060 | 62.96 | 69.08 | 1006 | 62.96 | 0 | 1980.3396 | Cooling | 330.0566 | #N/A | #N/A | #N/A | #N/A | 0 | 0 | 0 | 0 | 0 | 1980.3396 | #N/A | #N/A | 88 | #N/A | #N/A | #N/A | 1.1% | 1 | 50% | 0% | 0% | 0% | 8.2745 | 0 | 0 | 0 | 8.2745 | #N/A
2007-09-10 13:01 | 9 | 10 | 13 | 253.5004 | 6061 | 64.04 | 71.06 | 1005 | 64.04 | 0 | 2026.9818 | Cooling | 337.8303 | #N/A | #N/A | #N/A | #N/A | 0 | 0 | 0 | 0 | 0 | 2026.9818 | #N/A | #N/A | 88 | #N/A | #N/A | #N/A | 1.126% | 1 | 50% | 0% | 0% | 0% | 8.2745 | 0 | 0 | 0 | 8.2745 | #N/A
2007-09-10 14:01 | 9 | 10 | 14 | 253.542 | 6062 | 64.04 | 71.06 | 1003 | 64.04 | 0 | 2102.9189 | Cooling | 350.4865 | #N/A | #N/A | #N/A | #N/A | 0 | 0 | 0 | 0 | 0 | 2102.9189 | #N/A | #N/A | 88 | #N/A | #N/A | #N/A | 1.168% | 1 | 50% | 0% | 0% | 0% | 8.2745 | 0 | 0 | 0 | 8.2745 | #N/A
2007-09-10 15:01 | 9 | 10 | 15 | 253.5837 | 6063 | 64.4 | 66.92 | 1003 | 64.4 | 0 | 2062.4633 | Cooling | 343.7439 | #N/A | #N/A | #N/A | #N/A | 0 | 0 | 0 | 0 | 0 | 2062.4633 | #N/A | #N/A | 88 | #N/A | #N/A | #N/A | 1.146% | 1 | 50% | 0% | 0% | 0% | 8.2745 | 0 | 0 | 0 | 8.2745 | #N/A
2007-09-10 16:01 | 9 | 10 | 16 | 253.6254 | 6064 | 66.2 | 68 | 1003 | 66.2 | 0 | 2106.8506 | Cooling | 351.1418 | #N/A | #N/A | #N/A | #N/A | 0 | 0 | 0 | 0 | 0 | 2106.8506 | #N/A | #N/A | 88 | #N/A | #N/A | #N/A | 1.17% | 1 | 50% | 0% | 0% | 0% | 8.2745 | 0 | 0 | 0 | 8.2745 | #N/A
2007-09-10 17:01 | 9 | 10 | 17 | 253.667 | 6065 | 66.92 | 68 | 1003 | 66.92 | 0 | 2081.4764 | Cooling | 346.9127 | #N/A | #N/A | #N/A | #N/A | 0 | 0 | 0 | 0 | 0 | 2081.4764 | #N/A | #N/A | 88 | #N/A | #N/A | #N/A | 1.156% | 1 | 50% | 0% | 0% | 0% | 8.2745 | 0 | 0 | 0 | 8.2745 | #N/A
2007-09-10 18:01 | 9 | 10 | 18 | 253.7087 | 6066 | 66.2 | 68 | 1003 | 66.2 | 0 | 1943.5101 | Cooling | 323.9184 | #N/A | #N/A | #N/A | #N/A | 0 | 0 | 0 | 0 | 0 | 1943.5101 | #N/A | #N/A | 88 | #N/A | #N/A | #N/A | 1.08% | 1 | 50% | 0% | 0% | 0% | 8.2745 | 0 | 0 | 0 | 8.2745 | #N/A
2007-09-10 19:01 | 9 | 10 | 19 | 253.7504 | 6067 | 64.94 | 68 | 1003 | 64.94 | 0 | 1988.9912 | Cooling | 331.4985 | #N/A | #N/A | #N/A | #N/A | 0 | 0 | 0 | 0 | 0 | 1988.9912 | #N/A | #N/A | 88 | #N/A | #N/A | #N/A | 1.105% | 1 | 50% | 0% | 0% | 0% | 8.2745 | 0 | 0 | 0 | 8.2745 | #N/A
2007-09-10 20:01 | 9 | 10 | 20 | 253.792 | 6068 | 64.94 | 66.92 | 1003 | 64.94 | 0 | 2086.077 | Cooling | 347.6795 | #N/A | #N/A | #N/A | #N/A | 0 | 0 | 0 | 0 | 0 | 2086.077 | #N/A | #N/A | 88 | #N/A | #N/A | #N/A | 1.159% | 1 | 50% | 0% | 0% | 0% | 8.2745 | 0 | 0 | 0 | 8.2745 | #N/A
2007-09-10 21:01 | 9 | 10 | 21 | 253.8337 | 6069 | 62.96 | 66.92 | 1002 | 62.96 | 0 | 2514.2029 | Cooling | 419.0338 | #N/A | #N/A | #N/A | #N/A | 0 | 0 | 0 | 0 | 0 | 2514.2029 | #N/A | #N/A | 88 | #N/A | #N/A | #N/A | 1.397% | 1 | 50% | 0% | 0% | 0% | 8.2745 | 0 | 0 | 0 | 8.2745 | #N/A
2007-09-10 22:01 | 9 | 10 | 22 | 253.8754 | 6070 | 60.08 | 66.02 | 1003 | 60.08 | 0 | 409.8273 | Cooling | 68.3046 | #N/A | #N/A | #N/A | #N/A | 0 | 0 | 0 | 0 | 0 | 409.8273 | #N/A | #N/A | 88 | #N/A | #N/A | #N/A | 0.2277% | 1 | 50% | 0% | 0% | 0% | 8.2745 | 0 | 0 | 0 | 8.2745 | #N/A
2007-09-10 23:01 | 9 | 10 | 23 | 253.917 | 6071 | 60.08 | 66.02 | 1003 | 60.08 | 0 | 653.7 | Cooling | 108.95 | #N/A | #N/A | #N/A | #N/A | 0 | 0 | 0 | 0 | 0 | 653.7 | #N/A | #N/A | 88 | #N/A | #N/A | #N/A | 0.3632% | 1 | 50% | 0% | 0% | 0% | 8.2745 | 0 | 0 | 0 | 8.2745 | #N/A
2007-09-11 00:01 | 9 | 11 | 0 | 253.9587 | 6072 | 60.8 | 66.02 | 1003 | 60.8 | 0 | 631.3232 | Cooling | 105.2205 | #N/A | #N/A | #N/A | #N/A | 0 | 0 | 0 | 0 | 0 | 631.3232 | #N/A | #N/A | 88 | #N/A | #N/A | #N/A | 0.3507% | 1 | 50% | 0% | 0% | 0% | 8.2745 | 0 | 0 | 0 | 8.2745 | #N/A
2007-09-11 01:01 | 9 | 11 | 1 | 254.0004 | 6073 | 62.06 | 66.02 | 1003 | 62.06 | 0 | 674.8335 | Cooling | 112.4723 | #N/A | #N/A | #N/A | #N/A | 0 | 0 | 0 | 0 | 0 | 674.8335 | #N/A | #N/A | 88 | #N/A | #N/A | #N/A | 0.3749% | 1 | 50% | 0% | 0% | 0% | 8.2745 | 0 | 0 | 0 | 8.2745 | #N/A
2007-09-11 02:01 | 9 | 11 | 2 | 254.042 | 6074 | 62.06 | 66.02 | 1002 | 62.06 | 0 | 571.2941 | Cooling | 95.2157 | #N/A | #N/A | #N/A | #N/A | 0 | 0 | 0 | 0 | 0 | 571.2941 | #N/A | #N/A | 88 | #N/A | #N/A | #N/A | 0.3174% | 1 | 50% | 0% | 0% | 0% | 8.2745 | 0 | 0 | 0 | 8.2745 | #N/A
2007-09-11 03:01 | 9 | 11 | 3 | 254.0837 | 6075 | 62.06 | 66.02 | 1002 | 62.06 | 0 | 535.7868 | Cooling | 89.2978 | #N/A | #N/A | #N/A | #N/A | 0 | 0 | 0 | 0 | 0 | 535.7868 | #N/A | #N/A | 88 | #N/A | #N/A | #N/A | 0.2977% | 1 | 50% | 0% | 0% | 0% | 8.2745 | 0 | 0 | 0 | 8.2745 | #N/A
2007-09-11 04:01 | 9 | 11 | 4 | 254.1254 | 6076 | 62.6 | 64.94 | 1002 | 62.6 | 0 | 535.632 | Cooling | 89.272 | #N/A | #N/A | #N/A | #N/A | 0 | 0 | 0 | 0 | 0 | 535.632 | #N/A | #N/A | 88 | #N/A | #N/A | #N/A | 0.2976% | 1 | 50% | 0% | 0% | 0% | 8.2745 | 0 | 0 | 0 | 8.2745 | #N/A
2007-09-11 05:01 | 9 | 11 | 5 | 254.167 | 6077 | 62.06 | 66.92 | 1002 | 62.06 | 0 | 511.494 | Cooling | 85.249 | #N/A | #N/A | #N/A | #N/A | 0 | 0 | 0 | 0 | 0 | 511.494 | #N/A | #N/A | 88 | #N/A | #N/A | #N/A | 0.2842% | 1 | 50% | 0% | 0% | 0% | 8.2745 | 0 | 0 | 0 | 8.2745 | #N/A
2007-09-11 06:01 | 9 | 11 | 6 | 254.2087 | 6078 | 62.06 | 64.94 | 1002 | 62.06 | 0 | 2277.2989 | Cooling | 379.5498 | #N/A | #N/A | #N/A | #N/A | 0 | 0 | 0 | 0 | 0 | 2277.2989 | #N/A | #N/A | 88 | #N/A | #N/A | #N/A | 1.265% | 1 | 50% | 0% | 0% | 0% | 8.2745 | 0 | 0 | 0 | 8.2745 | #N/A
2007-09-11 07:01 | 9 | 11 | 7 | 254.2504 | 6079 | 62.6 | 64.04 | 1003 | 62.6 | 0 | 2056.9613 | Cooling | 342.8269 | #N/A | #N/A | #N/A | #N/A | 0 | 0 | 0 | 0 | 0 | 2056.9613 | #N/A | #N/A | 88 | #N/A | #N/A | #N/A | 1.143% | 1 | 50% | 0% | 0% | 0% | 8.2745 | 0 | 0 | 0 | 8.2745 | #N/A
2007-09-11 08:01 | 9 | 11 | 8 | 254.292 | 6080 | 62.06 | 62.96 | 1003 | 62.06 | 0 | 2318.8127 | Cooling | 386.4688 | #N/A | #N/A | #N/A | #N/A | 0 | 0 | 0 | 0 | 0 | 2318.8127 | #N/A | #N/A | 88 | #N/A | #N/A | #N/A | 1.288% | 1 | 50% | 0% | 0% | 0% | 8.2745 | 0 | 0 | 0 | 8.2745 | #N/A
2007-09-11 09:01 | 9 | 11 | 9 | 254.3337 | 6081 | 62.6 | 62.96 | 1003 | 62.6 | 0 | 2339.5635 | Cooling | 389.9273 | #N/A | #N/A | #N/A | #N/A | 0 | 0 | 0 | 0 | 0 | 2339.5635 | #N/A | #N/A | 88 | #N/A | #N/A | #N/A | 1.3% | 1 | 50% | 0% | 0% | 0% | 8.2745 | 0 | 0 | 0 | 8.2745 | #N/A
2007-09-11 10:01 | 9 | 11 | 10 | 254.3754 | 6082 | 62.6 | 64.04 | 1003 | 62.6 | 0 | 2422.0897 | Cooling | 403.6816 | #N/A | #N/A | #N/A | #N/A | 0 | 0 | 0 | 0 | 0 | 2422.0897 | #N/A | #N/A | 88 | #N/A | #N/A | #N/A | 1.346% | 1 | 50% | 0% | 0% | 0% | 8.2745 | 0 | 0 | 0 | 8.2745 | #N/A
2007-09-11 11:01 | 9 | 11 | 11 | 254.417 | 6083 | 62.06 | 64.94 | 1003 | 62.06 | 0 | 2502.8122 | Cooling | 417.1354 | #N/A | #N/A | #N/A | #N/A | 0 | 0 | 0 | 0 | 0 | 2502.8122 | #N/A | #N/A | 88 | #N/A | #N/A | #N/A | 1.39% | 1 | 50% | 0% | 0% | 0% | 8.2745 | 0 | 0 | 0 | 8.2745 | #N/A
2007-09-11 12:01 | 9 | 11 | 12 | 254.4587 | 6084 | 66.2 | 66.02 | 1002 | 66.2 | 0 | 2558.6735 | Cooling | 426.4456 | #N/A | #N/A | #N/A | #N/A | 0 | 0 | 0 | 0 | 0 | 2558.6735 | #N/A | #N/A | 88 | #N/A | #N/A | #N/A | 1.421% | 1 | 50% | 0% | 0% | 0% | 8.2745 | 0 | 0 | 0 | 8.2745 | #N/A
2007-09-11 13:01 | 9 | 11 | 13 | 254.5004 | 6085 | 66.2 | 66.02 | 1002 | 66.2 | 0 | 2089.5946 | Cooling | 348.2658 | #N/A | #N/A | #N/A | #N/A | 0 | 0 | 0 | 0 | 0 | 2089.5946 | #N/A | #N/A | 88 | #N/A | #N/A | #N/A | 1.161% | 1 | 50% | 0% | 0% | 0% | 8.2745 | 0 | 0 | 0 | 8.2745 | #N/A
2007-09-11 14:01 | 9 | 11 | 14 | 254.542 | 6086 | 66.92 | 66.02 | 1002 | 66.92 | 0 | 2079.1941 | Cooling | 346.5323 | #N/A | #N/A | #N/A | #N/A | 0 | 0 | 0 | 0 | 0 | 2079.1941 | #N/A | #N/A | 88 | #N/A | #N/A | #N/A | 1.155% | 1 | 50% | 0% | 0% | 0% | 8.2745 | 0 | 0 | 0 | 8.2745 | #N/A
2007-09-11 15:01 | 9 | 11 | 15 | 254.5837 | 6087 | 66.2 | 66.02 | 1002 | 66.2 | 0 | 2226.9366 | Cooling | 371.1561 | #N/A | #N/A | #N/A | #N/A | 0 | 0 | 0 | 0 | 0 | 2226.9366 | #N/A | #N/A | 88 | #N/A | #N/A | #N/A | 1.237% | 1 | 50% | 0% | 0% | 0% | 8.2745 | 0 | 0 | 0 | 8.2745 | #N/A
2007-09-11 16:01 | 9 | 11 | 16 | 254.6254 | 6088 | 68 | 66.02 | 1001 | 68 | 0 | 2643.9093 | Cooling | 440.6515 | #N/A | #N/A | #N/A | #N/A | 0 | 0 | 0 | 0 | 0 | 2643.9093 | #N/A | #N/A | 88 | #N/A | #N/A | #N/A | 1.469% | 1 | 50% | 0% | 0% | 0% | 8.2745 | 0 | 0 | 0 | 8.2745 | #N/A
2007-09-11 17:01 | 9 | 11 | 17 | 254.667 | 6089 | 68 | 66.02 | 1001 | 68 | 0 | 2627.8022 | Cooling | 437.967 | #N/A | #N/A | #N/A | #N/A | 0 | 0 | 0 | 0 | 0 | 2627.8022 | #N/A | #N/A | 88 | #N/A | #N/A | #N/A | 1.46% | 1 | 50% | 0% | 0% | 0% | 8.2745 | 0 | 0 | 0 | 8.2745 | #N/A
2007-09-11 18:01 | 9 | 11 | 18 | 254.7087 | 6090 | 66.92 | 64.94 | 1000 | 66.92 | 0 | 2531.0215 | Cooling | 421.8369 | #N/A | #N/A | #N/A | #N/A | 0 | 0 | 0 | 0 | 0 | 2531.0215 | #N/A | #N/A | 88 | #N/A | #N/A | #N/A | 1.406% | 1 | 50% | 0% | 0% | 0% | 8.2745 | 0 | 0 | 0 | 8.2745 | #N/A
2007-09-11 19:01 | 9 | 11 | 19 | 254.7504 | 6091 | 68 | 64.94 | 1001 | 68 | 0 | 2408.7238 | Cooling | 401.454 | #N/A | #N/A | #N/A | #N/A | 0 | 0 | 0 | 0 | 0 | 2408.7238 | #N/A | #N/A | 88 | #N/A | #N/A | #N/A | 1.338% | 1 | 50% | 0% | 0% | 0% | 8.2745 | 0 | 0 | 0 | 8.2745 | #N/A
2007-09-11 20:01 | 9 | 11 | 20 | 254.792 | 6092 | 68 | 64.94 | 1001 | 68 | 0 | 2240.164 | Cooling | 373.3607 | #N/A | #N/A | #N/A | #N/A | 0 | 0 | 0 | 0 | 0 | 2240.164 | #N/A | #N/A | 88 | #N/A | #N/A | #N/A | 1.245% | 1 | 50% | 0% | 0% | 0% | 8.2745 | 0 | 0 | 0 | 8.2745 | #N/A
2007-09-11 21:01 | 9 | 11 | 21 | 254.8337 | 6093 | 64.04 | 64.94 | 1001 | 64.04 | 0 | 2085.5203 | Cooling | 347.5867 | #N/A | #N/A | #N/A | #N/A | 0 | 0 | 0 | 0 | 0 | 2085.5203 | #N/A | #N/A | 88 | #N/A | #N/A | #N/A | 1.159% | 1 | 50% | 0% | 0% | 0% | 8.2745 | 0 | 0 | 0 | 8.2745 | #N/A
2007-09-11 22:01 | 9 | 11 | 22 | 254.8754 | 6094 | 64.04 | 64.94 | 1001 | 64.04 | 0 | 375.3089 | Cooling | 62.5515 | #N/A | #N/A | #N/A | #N/A | 0 | 0 | 0 | 0 | 0 | 375.3089 | #N/A | #N/A | 88 | #N/A | #N/A | #N/A | 0.2085% | 1 | 50% | 0% | 0% | 0% | 8.2745 | 0 | 0 | 0 | 8.2745 | #N/A
2007-09-11 23:01 | 9 | 11 | 23 | 254.917 | 6095 | 64.04 | 64.94 | 1000 | 64.04 | 0 | 490.2086 | Cooling | 81.7014 | #N/A | #N/A | #N/A | #N/A | 0 | 0 | 0 | 0 | 0 | 490.2086 | #N/A | #N/A | 88 | #N/A | #N/A | #N/A | 0.2723% | 1 | 50% | 0% | 0% | 0% | 8.2745 | 0 | 0 | 0 | 8.2745 | #N/A
2007-09-12 00:01 | 9 | 12 | 0 | 254.9587 | 6096 | 62.96 | 64.94 | 999 | 62.96 | 0 | 450.8895 | Cooling | 75.1483 | #N/A | #N/A | #N/A | #N/A | 0 | 0 | 0 | 0 | 0 | 450.8895 | #N/A | #N/A | 88 | #N/A | #N/A | #N/A | 0.2505% | 1 | 50% | 0% | 0% | 0% | 8.2745 | 0 | 0 | 0 | 8.2745 | #N/A
2007-09-12 01:01 | 9 | 12 | 1 | 255.0004 | 6097 | 60.98 | 64.94 | 999 | 60.98 | 0 | 456.5052 | Cooling | 76.0842 | #N/A | #N/A | #N/A | #N/A | 0 | 0 | 0 | 0 | 0 | 456.5052 | #N/A | #N/A | 88 | #N/A | #N/A | #N/A | 0.2536% | 1 | 50% | 0% | 0% | 0% | 8.2745 | 0 | 0 | 0 | 8.2745 | #N/A
2007-09-12 02:01 | 9 | 12 | 2 | 255.042 | 6098 | 60.98 | 64.04 | 998 | 60.98 | 0 | 442.9467 | Cooling | 73.8244 | #N/A | #N/A | #N/A | #N/A | 0 | 0 | 0 | 0 | 0 | 442.9467 | #N/A | #N/A | 88 | #N/A | #N/A | #N/A | 0.2461% | 1 | 50% | 0% | 0% | 0% | 8.2745 | 0 | 0 | 0 | 8.2745 | #N/A
2007-09-12 03:01 | 9 | 12 | 3 | 255.0837 | 6099 | 59 | 62.96 | 998 | 59 | 0 | 410.2786 | Cooling | 68.3798 | #N/A | #N/A | #N/A | #N/A | 0 | 0 | 0 | 0 | 0 | 410.2786 | #N/A | #N/A | 88 | #N/A | #N/A | #N/A | 0.2279% | 1 | 50% | 0% | 0% | 0% | 8.2745 | 0 | 0 | 0 | 8.2745 | #N/A
2007-09-12 04:01 | 9 | 12 | 4 | 255.1254 | 6100 | 57.92 | 62.96 | 998 | 57.92 | 0 | 393.6897 | Cooling | 65.615 | #N/A | #N/A | #N/A | #N/A | 0 | 0 | 0 | 0 | 0 | 393.6897 | #N/A | #N/A | 88 | #N/A | #N/A | #N/A | 0.2187% | 1 | 50% | 0% | 0% | 0% | 8.2745 | 0 | 0 | 0 | 8.2745 | #N/A
2007-09-12 05:01 | 9 | 12 | 5 | 255.167 | 6101 | 57.92 | 62.96 | 997 | 57.92 | 0 | 458.554 | Cooling | 76.4257 | #N/A | #N/A | #N/A | #N/A | 0 | 0 | 0 | 0 | 0 | 458.554 | #N/A | #N/A | 88 | #N/A | #N/A | #N/A | 0.2548% | 1 | 50% | 0% | 0% | 0% | 8.2745 | 0 | 0 | 0 | 8.2745 | #N/A
2007-09-12 06:01 | 9 | 12 | 6 | 255.2087 | 6102 | 57.02 | 64.04 | 998 | 57.02 | 0 | 2246.1085 | Cooling | 374.3514 | #N/A | #N/A | #N/A | #N/A | 0 | 0 | 0 | 0 | 0 | 2246.1085 | #N/A | #N/A | 88 | #N/A | #N/A | #N/A | 1.248% | 1 | 50% | 0% | 0% | 0% | 8.2745 | 0 | 0 | 0 | 8.2745 | #N/A
2007-09-12 07:01 | 9 | 12 | 7 | 255.2504 | 6103 | 57.92 | 64.04 | 998 | 57.92 | 0 | 2179.8107 | Cooling | 363.3018 | #N/A | #N/A | #N/A | #N/A | 0 | 0 | 0 | 0 | 0 | 2179.8107 | #N/A | #N/A | 88 | #N/A | #N/A | #N/A | 1.211% | 1 | 50% | 0% | 0% | 0% | 8.2745 | 0 | 0 | 0 | 8.2745 | #N/A
2007-09-12 08:01 | 9 | 12 | 8 | 255.292 | 6104 | 57.92 | 66.02 | 998 | 57.92 | 0 | 2483.0439 | Cooling | 413.8407 | #N/A | #N/A | #N/A | #N/A | 0 | 0 | 0 | 0 | 0 | 2483.0439 | #N/A | #N/A | 88 | #N/A | #N/A | #N/A | 1.379% | 1 | 50% | 0% | 0% | 0% | 8.2745 | 0 | 0 | 0 | 8.2745 | #N/A
2007-09-12 09:01 | 9 | 12 | 9 | 255.3337 | 6105 | 60.98 | 66.92 | 997 | 60.98 | 0 | 2637.7384 | Cooling | 439.6231 | #N/A | #N/A | #N/A | #N/A | 0 | 0 | 0 | 0 | 0 | 2637.7384 | #N/A | #N/A | 88 | #N/A | #N/A | #N/A | 1.465% | 1 | 50% | 0% | 0% | 0% | 8.2745 | 0 | 0 | 0 | 8.2745 | #N/A
2007-09-12 10:01 | 9 | 12 | 10 | 255.3754 | 6106 | 62.06 | 66.92 | 996 | 62.06 | 0 | 2170.6855 | Cooling | 361.7809 | #N/A | #N/A | #N/A | #N/A | 0 | 0 | 0 | 0 | 0 | 2170.6855 | #N/A | #N/A | 88 | #N/A | #N/A | #N/A | 1.206% | 1 | 50% | 0% | 0% | 0% | 8.2745 | 0 | 0 | 0 | 8.2745 | #N/A
2007-09-12 11:01 | 9 | 12 | 11 | 255.417 | 6107 | 62.06 | 66.92 | 995 | 62.06 | 0 | 2029.0834 | Cooling | 338.1806 | #N/A | #N/A | #N/A | #N/A | 0 | 0 | 0 | 0 | 0 | 2029.0834 | #N/A | #N/A | 88 | #N/A | #N/A | #N/A | 1.127% | 1 | 50% | 0% | 0% | 0% | 8.2745 | 0 | 0 | 0 | 8.2745 | #N/A
2007-09-12 12:01 | 9 | 12 | 12 | 255.4587 | 6108 | 62.96 | 66.92 | 995 | 62.96 | 0 | 1922.5228 | Cooling | 320.4205 | #N/A | #N/A | #N/A | #N/A | 0 | 0 | 0 | 0 | 0 | 1922.5228 | #N/A | #N/A | 88 | #N/A | #N/A | #N/A | 1.068% | 1 | 50% | 0% | 0% | 0% | 8.2745 | 0 | 0 | 0 | 8.2745 | #N/A
2007-09-12 13:01 | 9 | 12 | 13 | 255.5004 | 6109 | 64.04 | 68 | 995 | 64.04 | 0 | 1983.7044 | Cooling | 330.6174 | #N/A | #N/A | #N/A | #N/A | 0 | 0 | 0 | 0 | 0 | 1983.7044 | #N/A | #N/A | 88 | #N/A | #N/A | #N/A | 1.102% | 1 | 50% | 0% | 0% | 0% | 8.2745 | 0 | 0 | 0 | 8.2745 | #N/A
2007-09-12 14:01 | 9 | 12 | 14 | 255.542 | 6110 | 64.04 | 68 | 994 | 64.04 | 0 | 2074.7939 | Cooling | 345.799 | #N/A | #N/A | #N/A | #N/A | 0 | 0 | 0 | 0 | 0 | 2074.7939 | #N/A | #N/A | 88 | #N/A | #N/A | #N/A | 1.153% | 1 | 50% | 0% | 0% | 0% | 8.2745 | 0 | 0 | 0 | 8.2745 | #N/A
2007-09-12 15:01 | 9 | 12 | 15 | 255.5837 | 6111 | 69.98 | 68 | 992 | 69.98 | 0 | 2096.0822 | Cooling | 349.347 | #N/A | #N/A | #N/A | #N/A | 0 | 0 | 0 | 0 | 0 | 2096.0822 | #N/A | #N/A | 88 | #N/A | #N/A | #N/A | 1.164% | 1 | 50% | 0% | 0% | 0% | 8.2745 | 0 | 0 | 0 | 8.2745 | #N/A
2007-09-12 16:01 | 9 | 12 | 16 | 255.6254 | 6112 | 69.08 | 68 | 994 | 69.08 | 0 | 2476.3772 | Cooling | 412.7295 | #N/A | #N/A | #N/A | #N/A | 0 | 0 | 0 | 0 | 0 | 2476.3772 | #N/A | #N/A | 88 | #N/A | #N/A | #N/A | 1.376% | 1 | 50% | 0% | 0% | 0% | 8.2745 | 0 | 0 | 0 | 8.2745 | #N/A
2007-09-12 17:01 | 9 | 12 | 17 | 255.667 | 6113 | 66.92 | 68 | 995 | 66.92 | 0 | 2672.4266 | Cooling | 445.4044 | #N/A | #N/A | #N/A | #N/A | 0 | 0 | 0 | 0 | 0 | 2672.4266 | #N/A | #N/A | 88 | #N/A | #N/A | #N/A | 1.485% | 1 | 50% | 0% | 0% | 0% | 8.2745 | 0 | 0 | 0 | 8.2745 | #N/A
2007-09-12 18:01 | 9 | 12 | 18 | 255.7087 | 6114 | 64.04 | 66.92 | 995 | 64.04 | 0 | 2548.5069 | Cooling | 424.7512 | #N/A | #N/A | #N/A | #N/A | 0 | 0 | 0 | 0 | 0 | 2548.5069 | #N/A | #N/A | 88 | #N/A | #N/A | #N/A | 1.416% | 1 | 50% | 0% | 0% | 0% | 8.2745 | 0 | 0 | 0 | 8.2745 | #N/A
2007-09-12 19:01 | 9 | 12 | 19 | 255.7504 | 6115 | 60.98 | 68 | 996 | 60.98 | 0 | 2405.5147 | Cooling | 400.9191 | #N/A | #N/A | #N/A | #N/A | 0 | 0 | 0 | 0 | 0 | 2405.5147 | #N/A | #N/A | 88 | #N/A | #N/A | #N/A | 1.336% | 1 | 50% | 0% | 0% | 0% | 8.2745 | 0 | 0 | 0 | 8.2745 | #N/A
2007-09-12 20:01 | 9 | 12 | 20 | 255.792 | 6116 | 60.98 | 66.92 | 996 | 60.98 | 0 | 2240.8907 | Cooling | 373.4818 | #N/A | #N/A | #N/A | #N/A | 0 | 0 | 0 | 0 | 0 | 2240.8907 | #N/A | #N/A | 88 | #N/A | #N/A | #N/A | 1.245% | 1 | 50% | 0% | 0% | 0% | 8.2745 | 0 | 0 | 0 | 8.2745 | #N/A
2007-09-12 21:01 | 9 | 12 | 21 | 255.8337 | 6117 | 55.94 | 66.92 | 996 | 55.94 | 0 | 2147.6352 | Cooling | 357.9392 | #N/A | #N/A | #N/A | #N/A | 0 | 0 | 0 | 0 | 0 | 2147.6352 | #N/A | #N/A | 88 | #N/A | #N/A | #N/A | 1.193% | 1 | 50% | 0% | 0% | 0% | 8.2745 | 0 | 0 | 0 | 8.2745 | #N/A
2007-09-12 22:01 | 9 | 12 | 22 | 255.8754 | 6118 | 53.06 | 66.2 | 996 | 53.06 | 0 | 430.8703 | Cooling | 71.8117 | #N/A | #N/A | #N/A | #N/A | 0 | 0 | 0 | 0 | 0 | 430.8703 | #N/A | #N/A | 88 | #N/A | #N/A | #N/A | 0.2394% | 1 | 50% | 0% | 0% | 0% | 8.2745 | 0 | 0 | 0 | 8.2745 | #N/A
2007-09-12 23:01 | 9 | 12 | 23 | 255.917 | 6119 | 53.06 | 64.04 | 997 | 53.06 | 0 | 418.0732 | Cooling | 69.6789 | #N/A | #N/A | #N/A | #N/A | 0 | 0 | 0 | 0 | 0 | 418.0732 | #N/A | #N/A | 88 | #N/A | #N/A | #N/A | 0.2323% | 1 | 50% | 0% | 0% | 0% | 8.2745 | 0 | 0 | 0 | 8.2745 | #N/A
2007-09-13 00:01 | 9 | 13 | 0 | 255.9587 | 6120 | 50 | 62.06 | 997 | 50 | 0 | 347.4021 | Cooling | 57.9004 | #N/A | #N/A | #N/A | #N/A | 0 | 0 | 0 | 0 | 0 | 347.4021 | #N/A | #N/A | 88 | #N/A | #N/A | #N/A | 0.193% | 1 | 50% | 0% | 0% | 0% | 8.2745 | 0 | 0 | 0 | 8.2745 | #N/A
2007-09-13 01:01 | 9 | 13 | 1 | 256.0004 | 6121 | 50 | 62.06 | 998 | 50 | 0 | 319.1745 | Cooling | 53.1958 | #N/A | #N/A | #N/A | #N/A | 0 | 0 | 0 | 0 | 0 | 319.1745 | #N/A | #N/A | 88 | #N/A | #N/A | #N/A | 0.1773% | 1 | 50% | 0% | 0% | 0% | 8.2745 | 0 | 0 | 0 | 8.2745 | #N/A
2007-09-13 02:01 | 9 | 13 | 2 | 256.042 | 6122 | 50 | 60.08 | 998 | 50 | 0 | 266.0792 | Cooling | 44.3465 | #N/A | #N/A | #N/A | #N/A | 0 | 0 | 0 | 0 | 0 | 266.0792 | #N/A | #N/A | 88 | #N/A | #N/A | #N/A | 0.1478% | 1 | 50% | 0% | 0% | 0% | 8.2745 | 0 | 0 | 0 | 8.2745 | #N/A
2007-09-13 03:01 | 9 | 13 | 3 | 256.0837 | 6123 | 48.92 | 59 | 999 | 48.92 | 0 | 213.0091 | Cooling | 35.5015 | #N/A | #N/A | #N/A | #N/A | 0 | 0 | 0 | 0 | 0 | 213.0091 | #N/A | #N/A | 88 | #N/A | #N/A | #N/A | 0.1183% | 1 | 50% | 0% | 0% | 0% | 8.2745 | 0 | 0 | 0 | 8.2745 | #N/A
2007-09-13 04:01 | 9 | 13 | 4 | 256.1254 | 6124 | 46.94 | 57.92 | 999 | 46.94 | 0 | 175.9457 | Cooling | 29.3243 | #N/A | #N/A | #N/A | #N/A | 0 | 0 | 0 | 0 | 0 | 175.9457 | #N/A | #N/A | 88 | #N/A | #N/A | #N/A | 0.09775% | 1 | 50% | 0% | 0% | 0% | 8.2745 | 0 | 0 | 0 | 8.2745 | #N/A
2007-09-13 05:01 | 9 | 13 | 5 | 256.167 | 6125 | 46.94 | 57.92 | 999 | 46.94 | 0 | 173.6973 | Cooling | 28.9495 | #N/A | #N/A | #N/A | #N/A | 0 | 0 | 0 | 0 | 0 | 173.6973 | #N/A | #N/A | 88 | #N/A | #N/A | #N/A | 0.0965% | 1 | 50% | 0% | 0% | 0% | 8.2745 | 0 | 0 | 0 | 8.2745 | #N/A
2007-09-13 06:01 | 9 | 13 | 6 | 256.2087 | 6126 | 48.92 | 55.94 | 1000 | 48.92 | 0 | 772.5116 | Cooling | 128.7519 | #N/A | #N/A | #N/A | #N/A | 0 | 0 | 0 | 0 | 0 | 772.5116 | #N/A | #N/A | 88 | #N/A | #N/A | #N/A | 0.4292% | 1 | 50% | 0% | 0% | 0% | 8.2745 | 0 | 0 | 0 | 8.2745 | #N/A
2007-09-13 07:01 | 9 | 13 | 7 | 256.2504 | 6127 | 51.98 | 55.94 | 1001 | 51.98 | 0 | 745.8914 | Cooling | 124.3152 | #N/A | #N/A | #N/A | #N/A | 0 | 0 | 0 | 0 | 0 | 745.8914 | #N/A | #N/A | 88 | #N/A | #N/A | #N/A | 0.4144% | 1 | 50% | 0% | 0% | 0% | 8.2745 | 0 | 0 | 0 | 8.2745 | #N/A
2007-09-13 08:01 | 9 | 13 | 8 | 256.292 | 6128 | 51.98 | 55.04 | 1001 | 51.98 | 0 | 830.4659 | Cooling | 138.411 | #N/A | #N/A | #N/A | #N/A | 0 | 0 | 0 | 0 | 0 | 830.4659 | #N/A | #N/A | 88 | #N/A | #N/A | #N/A | 0.4614% | 1 | 50% | 0% | 0% | 0% | 8.2745 | 0 | 0 | 0 | 8.2745 | #N/A
2007-09-13 09:01 | 9 | 13 | 9 | 256.3337 | 6129 | 60.08 | 53.06 | 1002 | 60.08 | 0 | 769.4685 | Cooling | 128.2448 | #N/A | #N/A | #N/A | #N/A | 0 | 0 | 0 | 0 | 0 | 769.4685 | #N/A | #N/A | 88 | #N/A | #N/A | #N/A | 0.4275% | 1 | 50% | 0% | 0% | 0% | 8.2745 | 0 | 0 | 0 | 8.2745 | #N/A
2007-09-13 10:01 | 9 | 13 | 10 | 256.3754 | 6130 | 62.06 | 51.98 | 1002 | 62.06 | 0 | 723.8951 | Cooling | 120.6492 | #N/A | #N/A | #N/A | #N/A | 0 | 0 | 0 | 0 | 0 | 723.8951 | #N/A | #N/A | 88 | #N/A | #N/A | #N/A | 0.4022% | 1 | 50% | 0% | 0% | 0% | 8.2745 | 0 | 0 | 0 | 8.2745 | #N/A
2007-09-13 11:01 | 9 | 13 | 11 | 256.417 | 6131 | 62.06 | 48.92 | 1002 | 62.06 | 0 | 590.3021 | Cooling | 98.3837 | #N/A | #N/A | #N/A | #N/A | 0 | 0 | 0 | 0 | 0 | 590.3021 | #N/A | #N/A | 88 | #N/A | #N/A | #N/A | 0.3279% | 1 | 50% | 0% | 0% | 0% | 8.2745 | 0 | 0 | 0 | 8.2745 | #N/A
2007-09-13 12:01 | 9 | 13 | 12 | 256.4587 | 6132 | 66.2 | 48.02 | 1002 | 66.2 | 0 | 582.4184 | Cooling | 97.0697 | #N/A | #N/A | #N/A | #N/A | 0 | 0 | 0 | 0 | 0 | 582.4184 | #N/A | #N/A | 88 | #N/A | #N/A | #N/A | 0.3236% | 1 | 50% | 0% | 0% | 0% | 8.2745 | 0 | 0 | 0 | 8.2745 | #N/A
2007-09-13 13:01 | 9 | 13 | 13 | 256.5004 | 6133 | 69.98 | 44.96 | 1002 | 69.98 | 0 | 627.1062 | Cooling | 104.5177 | #N/A | #N/A | #N/A | #N/A | 0 | 0 | 0 | 0 | 0 | 627.1062 | #N/A | #N/A | 88 | #N/A | #N/A | #N/A | 0.3484% | 1 | 50% | 0% | 0% | 0% | 8.2745 | 0 | 0 | 0 | 8.2745 | #N/A
2007-09-13 14:01 | 9 | 13 | 14 | 256.542 | 6134 | 69.98 | 44.96 | 1002 | 69.98 | 0 | 644.8515 | Cooling | 107.4753 | #N/A | #N/A | #N/A | #N/A | 0 | 0 | 0 | 0 | 0 | 644.8515 | #N/A | #N/A | 88 | #N/A | #N/A | #N/A | 0.3583% | 1 | 50% | 0% | 0% | 0% | 8.2745 | 0 | 0 | 0 | 8.2745 | #N/A
2007-09-13 15:01 | 9 | 13 | 15 | 256.5837 | 6135 | 71.06 | 46.04 | 1002 | 71.06 | 0 | 645.0697 | Cooling | 107.5116 | #N/A | #N/A | #N/A | #N/A | 0 | 0 | 0 | 0 | 0 | 645.0697 | #N/A | #N/A | 88 | #N/A | #N/A | #N/A | 0.3584% | 1 | 50% | 0% | 0% | 0% | 8.2745 | 0 | 0 | 0 | 8.2745 | #N/A
2007-09-13 16:01 | 9 | 13 | 16 | 256.6254 | 6136 | 71.06 | 46.04 | 1002 | 71.06 | 0 | 614.9872 | Cooling | 102.4979 | #N/A | #N/A | #N/A | #N/A | 0 | 0 | 0 | 0 | 0 | 614.9872 | #N/A | #N/A | 88 | #N/A | #N/A | #N/A | 0.3417% | 1 | 50% | 0% | 0% | 0% | 8.2745 | 0 | 0 | 0 | 8.2745 | #N/A
2007-09-13 17:01 | 9 | 13 | 17 | 256.667 | 6137 | 71.06 | 44.06 | 1002 | 71.06 | 0 | 541.133 | Cooling | 90.1888 | #N/A | #N/A | #N/A | #N/A | 0 | 0 | 0 | 0 | 0 | 541.133 | #N/A | #N/A | 88 | #N/A | #N/A | #N/A | 0.3006% | 1 | 50% | 0% | 0% | 0% | 8.2745 | 0 | 0 | 0 | 8.2745 | #N/A
2007-09-13 18:01 | 9 | 13 | 18 | 256.7087 | 6138 | 68 | 46.04 | 1002 | 68 | 0 | 452.5482 | Cooling | 75.4247 | #N/A | #N/A | #N/A | #N/A | 0 | 0 | 0 | 0 | 0 | 452.5482 | #N/A | #N/A | 88 | #N/A | #N/A | #N/A | 0.2514% | 1 | 50% | 0% | 0% | 0% | 8.2745 | 0 | 0 | 0 | 8.2745 | #N/A
2007-09-13 19:01 | 9 | 13 | 19 | 256.7504 | 6139 | 60.98 | 48.92 | 1002 | 60.98 | 0 | 278.5101 | Cooling | 46.4184 | #N/A | #N/A | #N/A | #N/A | 0 | 0 | 0 | 0 | 0 | 278.5101 | #N/A | #N/A | 88 | #N/A | #N/A | #N/A | 0.1547% | 1 | 50% | 0% | 0% | 0% | 8.2745 | 0 | 0 | 0 | 8.2745 | #N/A
2007-09-13 20:01 | 9 | 13 | 20 | 256.792 | 6140 | 60.98 | 48.92 | 1002 | 60.98 | 0 | 113.0816 | Cooling | 18.8469 | #N/A | #N/A | #N/A | #N/A | 0 | 0 | 0 | 0 | 0 | 113.0816 | #N/A | #N/A | 88 | #N/A | #N/A | #N/A | 0.06282% | 1 | 50% | 0% | 0% | 0% | 8.2745 | 0 | 0 | 0 | 8.2745 | #N/A
2007-09-13 21:01 | 9 | 13 | 21 | 256.8337 | 6141 | 57.92 | 48.92 | 1002 | 57.92 | 0 | 14.7997 | Cooling | 2.4666 | #N/A | #N/A | #N/A | #N/A | 0 | 0 | 0 | 0 | 0 | 14.7997 | #N/A | #N/A | 88 | #N/A | #N/A | #N/A | 0.008222% | 1 | 50% | 0% | 0% | 0% | 8.2745 | 0 | 0 | 0 | 8.2745 | #N/A
2007-09-13 22:01 | 9 | 13 | 22 | 256.8754 | 6142 | 55.04 | 48.92 | 1002 | 55.04 | 0 | 0.000923 | Cooling | 0.00015383 | #N/A | #N/A | #N/A | #N/A | 0 | 0 | 0 | 0 | 0 | 0.000923 | #N/A | #N/A | 88 | #N/A | #N/A | #N/A | 5.128e-07% | 1 | 50% | 0% | 0% | 0% | 8.2745 | 0 | 0 | 0 | 8.2745 | #N/A
2007-09-13 23:01 | 9 | 13 | 23 | 256.917 | 6143 | 55.04 | 48.02 | 1002 | 55.04 | 0 | 0.011339 | Cooling | 0.0018899 | #N/A | #N/A | #N/A | #N/A | 0 | 0 | 0 | 0 | 0 | 0.011339 | #N/A | #N/A | 88 | #N/A | #N/A | #N/A | 6.3e-06% | 1 | 50% | 0% | 0% | 0% | 8.2745 | 0 | 0 | 0 | 8.2745 | #N/A
2007-09-14 00:01 | 9 | 14 | 0 | 256.9587 | 6144 | 57.92 | 48.02 | 1002 | 57.92 | 0 | 0.012134 | Cooling | 0.0020224 | #N/A | #N/A | #N/A | #N/A | 0 | 0 | 0 | 0 | 0 | 0.012134 | #N/A | #N/A | 88 | #N/A | #N/A | #N/A | 6.741e-06% | 1 | 50% | 0% | 0% | 0% | 8.2745 | 0 | 0 | 0 | 8.2745 | #N/A
2007-09-14 01:01 | 9 | 14 | 1 | 257.0004 | 6145 | 57.92 | 46.94 | 1003 | 57.92 | 0 | 0.018983 | Cooling | 0.0031638 | #N/A | #N/A | #N/A | #N/A | 0 | 0 | 0 | 0 | 0 | 0.018983 | #N/A | #N/A | 88 | #N/A | #N/A | #N/A | 1.055e-05% | 1 | 50% | 0% | 0% | 0% | 8.2745 | 0 | 0 | 0 | 8.2745 | #N/A
2007-09-14 02:01 | 9 | 14 | 2 | 257.042 | 6146 | 57.92 | 46.94 | 1002 | 57.92 | 0 | 0.022679 | Cooling | 0.0037798 | #N/A | #N/A | #N/A | #N/A | 0 | 0 | 0 | 0 | 0 | 0.022679 | #N/A | #N/A | 88 | #N/A | #N/A | #N/A | 1.26e-05% | 1 | 50% | 0% | 0% | 0% | 8.2745 | 0 | 0 | 0 | 8.2745 | #N/A
2007-09-14 03:01 | 9 | 14 | 3 | 257.0837 | 6147 | 57.02 | 46.04 | 1001 | 57.02 | 0 | 0.024481 | Cooling | 0.0040802 | #N/A | #N/A | #N/A | #N/A | 0 | 0 | 0 | 0 | 0 | 0.024481 | #N/A | #N/A | 88 | #N/A | #N/A | #N/A | 1.36e-05% | 1 | 50% | 0% | 0% | 0% | 8.2745 | 0 | 0 | 0 | 8.2745 | #N/A
2007-09-14 04:01 | 9 | 14 | 4 | 257.1254 | 6148 | 55.94 | 46.04 | 1001 | 55.94 | 0 | 0.02392 | Cooling | 0.0039867 | #N/A | #N/A | #N/A | #N/A | 0 | 0 | 0 | 0 | 0 | 0.02392 | #N/A | #N/A | 88 | #N/A | #N/A | #N/A | 1.329e-05% | 1 | 50% | 0% | 0% | 0% | 8.2745 | 0 | 0 | 0 | 8.2745 | #N/A
2007-09-14 05:01 | 9 | 14 | 5 | 257.167 | 6149 | 55.94 | 46.04 | 1000 | 55.94 | 0 | 0.022459 | Cooling | 0.0037431 | #N/A | #N/A | #N/A | #N/A | 0 | 0 | 0 | 0 | 0 | 0.022459 | #N/A | #N/A | 88 | #N/A | #N/A | #N/A | 1.248e-05% | 1 | 50% | 0% | 0% | 0% | 8.2745 | 0 | 0 | 0 | 8.2745 | #N/A
2007-09-14 06:01 | 9 | 14 | 6 | 257.2087 | 6150 | 55.94 | 46.04 | 1001 | 55.94 | 0 | 0.02111 | Cooling | 0.0035183 | #N/A | #N/A | #N/A | #N/A | 0 | 0 | 0 | 0 | 0 | 0.02111 | #N/A | #N/A | 88 | #N/A | #N/A | #N/A | 1.173e-05% | 1 | 50% | 0% | 0% | 0% | 8.2745 | 0 | 0 | 0 | 8.2745 | #N/A
2007-09-14 07:01 | 9 | 14 | 7 | 257.2504 | 6151 | 60.98 | 48.02 | 1001 | 60.98 | 0 | 0.0049787 | Cooling | 0.00082978 | #N/A | #N/A | #N/A | #N/A | 0 | 0 | 0 | 0 | 0 | 0.0049787 | #N/A | #N/A | 88 | #N/A | #N/A | #N/A | 2.766e-06% | 1 | 50% | 0% | 0% | 0% | 8.2745 | 0 | 0 | 0 | 8.2745 | #N/A
2007-09-14 08:01 | 9 | 14 | 8 | 257.292 | 6152 | 60.98 | 51.98 | 1000 | 60.98 | 0 | 143.0299 | Cooling | 23.8383 | #N/A | #N/A | #N/A | #N/A | 0 | 0 | 0 | 0 | 0 | 143.0299 | #N/A | #N/A | 88 | #N/A | #N/A | #N/A | 0.07946% | 1 | 50% | 0% | 0% | 0% | 8.2745 | 0 | 0 | 0 | 8.2745 | #N/A
2007-09-14 09:01 | 9 | 14 | 9 | 257.3337 | 6153 | 66.92 | 50 | 1001 | 66.92 | 0 | 496.7464 | Cooling | 82.7911 | #N/A | #N/A | #N/A | #N/A | 0 | 0 | 0 | 0 | 0 | 496.7464 | #N/A | #N/A | 88 | #N/A | #N/A | #N/A | 0.276% | 1 | 50% | 0% | 0% | 0% | 8.2745 | 0 | 0 | 0 | 8.2745 | #N/A
2007-09-14 10:01 | 9 | 14 | 10 | 257.3754 | 6154 | 66.92 | 51.08 | 1000 | 66.92 | 0 | 713.893 | Cooling | 118.9822 | #N/A | #N/A | #N/A | #N/A | 0 | 0 | 0 | 0 | 0 | 713.893 | #N/A | #N/A | 88 | #N/A | #N/A | #N/A | 0.3966% | 1 | 50% | 0% | 0% | 0% | 8.2745 | 0 | 0 | 0 | 8.2745 | #N/A
2007-09-14 11:01 | 9 | 14 | 11 | 257.417 | 6155 | 66.92 | 51.08 | 999 | 66.92 | 0 | 884.8736 | Cooling | 147.4789 | #N/A | #N/A | #N/A | #N/A | 0 | 0 | 0 | 0 | 0 | 884.8736 | #N/A | #N/A | 88 | #N/A | #N/A | #N/A | 0.4916% | 1 | 50% | 0% | 0% | 0% | 8.2745 | 0 | 0 | 0 | 8.2745 | #N/A
2007-09-14 12:01 | 9 | 14 | 12 | 257.4587 | 6156 | 71.06 | 51.08 | 998 | 71.06 | 0 | 1108.5553 | Cooling | 184.7592 | #N/A | #N/A | #N/A | #N/A | 0 | 0 | 0 | 0 | 0 | 1108.5553 | #N/A | #N/A | 88 | #N/A | #N/A | #N/A | 0.6159% | 1 | 50% | 0% | 0% | 0% | 8.2745 | 0 | 0 | 0 | 8.2745 | #N/A
2007-09-14 13:01 | 9 | 14 | 13 | 257.5004 | 6157 | 71.96 | 50 | 997 | 71.96 | 0 | 1120.2825 | Cooling | 186.7137 | #N/A | #N/A | #N/A | #N/A | 0 | 0 | 0 | 0 | 0 | 1120.2825 | #N/A | #N/A | 88 | #N/A | #N/A | #N/A | 0.6224% | 1 | 50% | 0% | 0% | 0% | 8.2745 | 0 | 0 | 0 | 8.2745 | #N/A
2007-09-14 14:01 | 9 | 14 | 14 | 257.542 | 6158 | 71.96 | 50 | 996 | 71.96 | 0 | 849.4394 | Cooling | 141.5732 | #N/A | #N/A | #N/A | #N/A | 0 | 0 | 0 | 0 | 0 | 849.4394 | #N/A | #N/A | 88 | #N/A | #N/A | #N/A | 0.4719% | 1 | 50% | 0% | 0% | 0% | 8.2745 | 0 | 0 | 0 | 8.2745 | #N/A
2007-09-14 15:01 | 9 | 14 | 15 | 257.5837 | 6159 | 71.96 | 51.98 | 995 | 71.96 | 0 | 1010.795 | Cooling | 168.4658 | #N/A | #N/A | #N/A | #N/A | 0 | 0 | 0 | 0 | 0 | 1010.795 | #N/A | #N/A | 88 | #N/A | #N/A | #N/A | 0.5616% | 1 | 50% | 0% | 0% | 0% | 8.2745 | 0 | 0 | 0 | 8.2745 | #N/A
2007-09-14 16:01 | 9 | 14 | 16 | 257.6254 | 6160 | 71.06 | 51.08 | 995 | 71.06 | 0 | 1202.4041 | Cooling | 200.4007 | #N/A | #N/A | #N/A | #N/A | 0 | 0 | 0 | 0 | 0 | 1202.4041 | #N/A | #N/A | 88 | #N/A | #N/A | #N/A | 0.668% | 1 | 50% | 0% | 0% | 0% | 8.2745 | 0 | 0 | 0 | 8.2745 | #N/A
2007-09-14 17:01 | 9 | 14 | 17 | 257.667 | 6161 | 71.06 | 55.94 | 995 | 71.06 | 0 | 1207.022 | Cooling | 201.1703 | #N/A | #N/A | #N/A | #N/A | 0 | 0 | 0 | 0 | 0 | 1207.022 | #N/A | #N/A | 88 | #N/A | #N/A | #N/A | 0.6706% | 1 | 50% | 0% | 0% | 0% | 8.2745 | 0 | 0 | 0 | 8.2745 | #N/A
2007-09-14 18:01 | 9 | 14 | 18 | 257.7087 | 6162 | 69.08 | 57.02 | 994 | 69.08 | 0 | 137.3067 | Cooling | 22.8844 | #N/A | #N/A | #N/A | #N/A | 0 | 0 | 0 | 0 | 0 | 137.3067 | #N/A | #N/A | 88 | #N/A | #N/A | #N/A | 0.07628% | 1 | 50% | 0% | 0% | 0% | 8.2745 | 0 | 0 | 0 | 8.2745 | #N/A
2007-09-14 19:01 | 9 | 14 | 19 | 257.7504 | 6163 | 68 | 57.92 | 994 | 68 | 0 | 194.1726 | Cooling | 32.3621 | #N/A | #N/A | #N/A | #N/A | 0 | 0 | 0 | 0 | 0 | 194.1726 | #N/A | #N/A | 88 | #N/A | #N/A | #N/A | 0.1079% | 1 | 50% | 0% | 0% | 0% | 8.2745 | 0 | 0 | 0 | 8.2745 | #N/A
2007-09-14 20:01 | 9 | 14 | 20 | 257.792 | 6164 | 68 | 60.08 | 993 | 68 | 0 | 226.8173 | Cooling | 37.8029 | #N/A | #N/A | #N/A | #N/A | 0 | 0 | 0 | 0 | 0 | 226.8173 | #N/A | #N/A | 88 | #N/A | #N/A | #N/A | 0.126% | 1 | 50% | 0% | 0% | 0% | 8.2745 | 0 | 0 | 0 | 8.2745 | #N/A
2007-09-14 21:01 | 9 | 14 | 21 | 257.8337 | 6165 | 66.92 | 60.98 | 992 | 66.92 | 0 | 197.848 | Cooling | 32.9747 | #N/A | #N/A | #N/A | #N/A | 0 | 0 | 0 | 0 | 0 | 197.848 | #N/A | #N/A | 88 | #N/A | #N/A | #N/A | 0.1099% | 1 | 50% | 0% | 0% | 0% | 8.2745 | 0 | 0 | 0 | 8.2745 | #N/A
2007-09-14 22:01 | 9 | 14 | 22 | 257.8754 | 6166 | 66.92 | 59 | 991 | 66.92 | 0 | 138.2332 | Cooling | 23.0389 | #N/A | #N/A | #N/A | #N/A | 0 | 0 | 0 | 0 | 0 | 138.2332 | #N/A | #N/A | 88 | #N/A | #N/A | #N/A | 0.0768% | 1 | 50% | 0% | 0% | 0% | 8.2745 | 0 | 0 | 0 | 8.2745 | #N/A
2007-09-14 23:01 | 9 | 14 | 23 | 257.917 | 6167 | 66.92 | 60.08 | 991 | 66.92 | 0 | 95.702 | Cooling | 15.9503 | #N/A | #N/A | #N/A | #N/A | 0 | 0 | 0 | 0 | 0 | 95.702 | #N/A | #N/A | 88 | #N/A | #N/A | #N/A | 0.05317% | 1 | 50% | 0% | 0% | 0% | 8.2745 | 0 | 0 | 0 | 8.2745 | #N/A
2007-09-15 00:01 | 9 | 15 | 0 | 257.9587 | 6168 | 66.02 | 55.94 | 991 | 66.02 | 0 | 64.7741 | Cooling | 10.7957 | #N/A | #N/A | #N/A | #N/A | 0 | 0 | 0 | 0 | 0 | 64.7741 | #N/A | #N/A | 88 | #N/A | #N/A | #N/A | 0.03599% | 1 | 50% | 0% | 0% | 0% | 8.2745 | 0 | 0 | 0 | 8.2745 | #N/A
2007-09-15 01:01 | 9 | 15 | 1 | 258.0004 | 6169 | 66.02 | 57.02 | 991 | 66.02 | 0 | 51.8816 | Cooling | 8.6469 | #N/A | #N/A | #N/A | #N/A | 0 | 0 | 0 | 0 | 0 | 51.8816 | #N/A | #N/A | 88 | #N/A | #N/A | #N/A | 0.02882% | 1 | 50% | 0% | 0% | 0% | 8.2745 | 0 | 0 | 0 | 8.2745 | #N/A
2007-09-15 02:01 | 9 | 15 | 2 | 258.042 | 6170 | 66.02 | 55.94 | 990 | 66.02 | 0 | 46.7997 | Cooling | 7.8 | #N/A | #N/A | #N/A | #N/A | 0 | 0 | 0 | 0 | 0 | 46.7997 | #N/A | #N/A | 88 | #N/A | #N/A | #N/A | 0.026% | 1 | 50% | 0% | 0% | 0% | 8.2745 | 0 | 0 | 0 | 8.2745 | #N/A
2007-09-15 03:01 | 9 | 15 | 3 | 258.0837 | 6171 | 64.94 | 55.94 | 990 | 64.94 | 0 | 41.7571 | Cooling | 6.9595 | #N/A | #N/A | #N/A | #N/A | 0 | 0 | 0 | 0 | 0 | 41.7571 | #N/A | #N/A | 88 | #N/A | #N/A | #N/A | 0.0232% | 1 | 50% | 0% | 0% | 0% | 8.2745 | 0 | 0 | 0 | 8.2745 | #N/A
2007-09-15 04:01 | 9 | 15 | 4 | 258.1254 | 6172 | 64.4 | 55.94 | 989 | 64.4 | 0 | 40.7919 | Cooling | 6.7986 | #N/A | #N/A | #N/A | #N/A | 0 | 0 | 0 | 0 | 0 | 40.7919 | #N/A | #N/A | 88 | #N/A | #N/A | #N/A | 0.02266% | 1 | 50% | 0% | 0% | 0% | 8.2745 | 0 | 0 | 0 | 8.2745 | #N/A
2007-09-15 05:01 | 9 | 15 | 5 | 258.167 | 6173 | 59 | 55.04 | 990 | 59 | 0 | 49.402 | Cooling | 8.2337 | #N/A | #N/A | #N/A | #N/A | 0 | 0 | 0 | 0 | 0 | 49.402 | #N/A | #N/A | 88 | #N/A | #N/A | #N/A | 0.02745% | 1 | 50% | 0% | 0% | 0% | 8.2745 | 0 | 0 | 0 | 8.2745 | #N/A
2007-09-15 06:01 | 9 | 15 | 6 | 258.2087 | 6174 | 57.2 | 55.4 | 989 | 57.2 | 0 | 79.0862 | Cooling | 13.181 | #N/A | #N/A | #N/A | #N/A | 0 | 0 | 0 | 0 | 0 | 79.0862 | #N/A | #N/A | 88 | #N/A | #N/A | #N/A | 0.04394% | 1 | 50% | 0% | 0% | 0% | 8.2745 | 0 | 0 | 0 | 8.2745 | #N/A
2007-09-15 07:01 | 9 | 15 | 7 | 258.2504 | 6175 | 55.4 | 55.04 | 990 | 55.4 | 0 | 91.2035 | Cooling | 15.2006 | #N/A | #N/A | #N/A | #N/A | 0 | 0 | 0 | 0 | 0 | 91.2035 | #N/A | #N/A | 88 | #N/A | #N/A | #N/A | 0.05067% | 1 | 50% | 0% | 0% | 0% | 8.2745 | 0 | 0 | 0 | 8.2745 | #N/A
2007-09-15 08:01 | 9 | 15 | 8 | 258.292 | 6176 | 53.96 | 53.96 | 989 | 53.96 | 0 | 73.0309 | Cooling | 12.1718 | #N/A | #N/A | #N/A | #N/A | 0 | 0 | 0 | 0 | 0 | 73.0309 | #N/A | #N/A | 88 | #N/A | #N/A | #N/A | 0.04057% | 1 | 50% | 0% | 0% | 0% | 8.2745 | 0 | 0 | 0 | 8.2745 | #N/A
2007-09-15 09:01 | 9 | 15 | 9 | 258.3337 | 6177 | 53.96 | 53.96 | 989 | 53.96 | 0 | 53.4667 | Cooling | 8.9111 | #N/A | #N/A | #N/A | #N/A | 0 | 0 | 0 | 0 | 0 | 53.4667 | #N/A | #N/A | 88 | #N/A | #N/A | #N/A | 0.0297% | 1 | 50% | 0% | 0% | 0% | 8.2745 | 0 | 0 | 0 | 8.2745 | #N/A
2007-09-15 10:01 | 9 | 15 | 10 | 258.3754 | 6178 | 55.04 | 55.94 | 989 | 55.04 | 0 | 44.433 | Cooling | 7.4055 | #N/A | #N/A | #N/A | #N/A | 0 | 0 | 0 | 0 | 0 | 44.433 | #N/A | #N/A | 88 | #N/A | #N/A | #N/A | 0.02469% | 1 | 50% | 0% | 0% | 0% | 8.2745 | 0 | 0 | 0 | 8.2745 | #N/A
2007-09-15 11:01 | 9 | 15 | 11 | 258.417 | 6179 | 55.04 | 55.94 | 989 | 55.04 | 0 | 52.1184 | Cooling | 8.6864 | #N/A | #N/A | #N/A | #N/A | 0 | 0 | 0 | 0 | 0 | 52.1184 | #N/A | #N/A | 88 | #N/A | #N/A | #N/A | 0.02895% | 1 | 50% | 0% | 0% | 0% | 8.2745 | 0 | 0 | 0 | 8.2745 | #N/A
2007-09-15 12:01 | 9 | 15 | 12 | 258.4587 | 6180 | 57.92 | 53.6 | 990 | 57.92 | 0 | 38.893 | Cooling | 6.4822 | #N/A | #N/A | #N/A | #N/A | 0 | 0 | 0 | 0 | 0 | 38.893 | #N/A | #N/A | 88 | #N/A | #N/A | #N/A | 0.02161% | 1 | 50% | 0% | 0% | 0% | 8.2745 | 0 | 0 | 0 | 8.2745 | #N/A
2007-09-15 13:01 | 9 | 15 | 13 | 258.5004 | 6181 | 60.08 | 51.08 | 990 | 60.08 | 0 | 21.4895 | Cooling | 3.5816 | #N/A | #N/A | #N/A | #N/A | 0 | 0 | 0 | 0 | 0 | 21.4895 | #N/A | #N/A | 88 | #N/A | #N/A | #N/A | 0.01194% | 1 | 50% | 0% | 0% | 0% | 8.2745 | 0 | 0 | 0 | 8.2745 | #N/A
2007-09-15 14:01 | 9 | 15 | 14 | 258.542 | 6182 | 60.08 | 48.92 | 990 | 60.08 | 0 | 3.3425 | Cooling | 0.55709 | #N/A | #N/A | #N/A | #N/A | 0 | 0 | 0 | 0 | 0 | 3.3425 | #N/A | #N/A | 88 | #N/A | #N/A | #N/A | 0.001857% | 1 | 50% | 0% | 0% | 0% | 8.2745 | 0 | 0 | 0 | 8.2745 | #N/A
2007-09-15 15:01 | 9 | 15 | 15 | 258.5837 | 6183 | 60.98 | 48.92 | 989 | 60.98 | 0 | 0 | Cooling | 0 | #N/A | #N/A | #N/A | #N/A | 0 | 0 | 0 | 0 | 0 | 0 | #N/A | #N/A | 88 | 88 | 0 | #N/A | 0% | 1 | 50% | 0% | 0% | 0% | 8.2745 | 0 | 0 | 0 | 8.2745 | #N/A
2007-09-15 16:01 | 9 | 15 | 16 | 258.6254 | 6184 | 62.06 | 48.92 | 990 | 62.06 | 0 | 0 | Cooling | 0 | #N/A | #N/A | #N/A | #N/A | 0 | 0 | 0 | 0 | 0 | 0 | #N/A | #N/A | 88 | 88 | 0 | #N/A | 0% | 1 | 50% | 0% | 0% | 0% | 8.2745 | 0 | 0 | 0 | 8.2745 | #N/A
2007-09-15 17:01 | 9 | 15 | 17 | 258.667 | 6185 | 62.06 | 51.08 | 991 | 62.06 | 0 | 10.952 | Cooling | 1.8253 | #N/A | #N/A | #N/A | #N/A | 0 | 0 | 0 | 0 | 0 | 10.952 | #N/A | #N/A | 88 | #N/A | #N/A | #N/A | 0.006084% | 1 | 50% | 0% | 0% | 0% | 8.2745 | 0 | 0 | 0 | 8.2745 | #N/A
2007-09-15 18:01 | 9 | 15 | 18 | 258.7087 | 6186 | 57.92 | 48.92 | 992 | 57.92 | 0 | 4.1394 | Cooling | 0.6899 | #N/A | #N/A | #N/A | #N/A | 0 | 0 | 0 | 0 | 0 | 4.1394 | #N/A | #N/A | 88 | #N/A | #N/A | #N/A | 0.0023% | 1 | 50% | 0% | 0% | 0% | 8.2745 | 0 | 0 | 0 | 8.2745 | #N/A
2007-09-15 19:01 | 9 | 15 | 19 | 258.7504 | 6187 | 53.96 | 48.02 | 993 | 53.96 | 0 | 0 | Cooling | 0 | #N/A | #N/A | #N/A | #N/A | 0 | 0 | 0 | 0 | 0 | 0 | #N/A | #N/A | 88 | 88 | 0 | #N/A | 0% | 1 | 50% | 0% | 0% | 0% | 8.2745 | 0 | 0 | 0 | 8.2745 | #N/A
2007-09-15 20:01 | 9 | 15 | 20 | 258.792 | 6188 | 53.96 | 48.92 | 993 | 53.96 | 0 | 0.00015759 | Cooling | 2.6264e-05 | #N/A | #N/A | #N/A | #N/A | 0 | 0 | 0 | 0 | 0 | 0.00015759 | #N/A | #N/A | 88 | #N/A | #N/A | #N/A | 8.755e-08% | 1 | 50% | 0% | 0% | 0% | 8.2745 | 0 | 0 | 0 | 8.2745 | #N/A
2007-09-15 21:01 | 9 | 15 | 21 | 258.8337 | 6189 | 51.98 | 48.92 | 993 | 51.98 | 0 | 1.5585e-05 | Cooling | 2.5976e-06 | #N/A | #N/A | #N/A | #N/A | 0 | 0 | 0 | 0 | 0 | 1.5585e-05 | #N/A | #N/A | 88 | #N/A | #N/A | #N/A | 8.659e-09% | 1 | 50% | 0% | 0% | 0% | 8.2745 | 0 | 0 | 0 | 8.2745 | #N/A
2007-09-15 22:01 | 9 | 15 | 22 | 258.8754 | 6190 | 51.98 | 48.92 | 994 | 51.98 | 0 | 1.9049e-05 | Cooling | 3.1748e-06 | #N/A | #N/A | #N/A | #N/A | 0 | 0 | 0 | 0 | 0 | 1.9049e-05 | #N/A | #N/A | 88 | #N/A | #N/A | #N/A | 1.058e-08% | 1 | 50% | 0% | 0% | 0% | 8.2745 | 0 | 0 | 0 | 8.2745 | #N/A
2007-09-15 23:01 | 9 | 15 | 23 | 258.917 | 6191 | 51.98 | 46.94 | 994 | 51.98 | 0 | 0.0025924 | Cooling | 0.00043206 | #N/A | #N/A | #N/A | #N/A | 0 | 0 | 0 | 0 | 0 | 0.0025924 | #N/A | #N/A | 88 | #N/A | #N/A | #N/A | 1.44e-06% | 1 | 50% | 0% | 0% | 0% | 8.2745 | 0 | 0 | 0 | 8.2745 | #N/A
2007-09-16 00:01 | 9 | 16 | 0 | 258.9587 | 6192 | 48.92 | 48.92 | 994 | 48.92 | 0 | 0.0024937 | Cooling | 0.00041561 | #N/A | #N/A | #N/A | #N/A | 0 | 0 | 0 | 0 | 0 | 0.0024937 | #N/A | #N/A | 88 | #N/A | #N/A | #N/A | 1.385e-06% | 1 | 50% | 0% | 0% | 0% | 8.2745 | 0 | 0 | 0 | 8.2745 | #N/A
2007-09-16 01:01 | 9 | 16 | 1 | 259.0004 | 6193 | 48.92 | 46.94 | 994 | 48.92 | 0 | 0.0067398 | Cooling | 0.0011233 | #N/A | #N/A | #N/A | #N/A | 0 | 0 | 0 | 0 | 0 | 0.0067398 | #N/A | #N/A | 88 | #N/A | #N/A | #N/A | 3.744e-06% | 1 | 50% | 0% | 0% | 0% | 8.2745 | 0 | 0 | 0 | 8.2745 | #N/A
2007-09-16 02:01 | 9 | 16 | 2 | 259.042 | 6194 | 48.92 | 48.02 | 994 | 48.92 | 0 | 0.005093 | Cooling | 0.00084883 | #N/A | #N/A | #N/A | #N/A | 0 | 0 | 0 | 0 | 0 | 0.005093 | #N/A | #N/A | 88 | #N/A | #N/A | #N/A | 2.829e-06% | 1 | 50% | 0% | 0% | 0% | 8.2745 | 0 | 0 | 0 | 8.2745 | #N/A
2007-09-16 03:01 | 9 | 16 | 3 | 259.0837 | 6195 | 46.04 | 48.02 | 994 | 46.04 | 0 | 0.0017975 | Cooling | 0.00029959 | #N/A | #N/A | #N/A | #N/A | 0 | 0 | 0 | 0 | 0 | 0.0017975 | #N/A | #N/A | 88 | #N/A | #N/A | #N/A | 9.986e-07% | 1 | 50% | 0% | 0% | 0% | 8.2745 | 0 | 0 | 0 | 8.2745 | #N/A
2007-09-16 04:01 | 9 | 16 | 4 | 259.1254 | 6196 | 42.98 | 46.94 | 995 | 42.98 | 0 | 0.004738 | Cooling | 0.00078966 | #N/A | #N/A | #N/A | #N/A | 0 | 0 | 0 | 0 | 0 | 0.004738 | #N/A | #N/A | 88 | #N/A | #N/A | #N/A | 2.632e-06% | 1 | 50% | 0% | 0% | 0% | 8.2745 | 0 | 0 | 0 | 8.2745 | #N/A
2007-09-16 05:01 | 9 | 16 | 5 | 259.167 | 6197 | 42.98 | 44.96 | 995 | 42.98 | 0 | 0.01833 | Cooling | 0.003055 | #N/A | #N/A | #N/A | #N/A | 0 | 0 | 0 | 0 | 0 | 0.01833 | #N/A | #N/A | 88 | #N/A | #N/A | #N/A | 1.018e-05% | 1 | 50% | 0% | 0% | 0% | 8.2745 | 0 | 0 | 0 | 8.2745 | #N/A
2007-09-16 06:01 | 9 | 16 | 6 | 259.2087 | 6198 | 44.06 | 44.96 | 995 | 44.06 | 1.2741 | 0 | Heating | 0.16988 | #N/A | #N/A | #N/A | #N/A | 1.2741 | #N/A | #N/A | 4.0174 | #N/A | 0 | 0 | 0 | 0 | 0 | 0 | 0 | 0.0005663% | 1 | 50% | 0% | 0% | 0% | 8.2745 | 0 | 0 | 0 | 8.2745 | #N/A
2007-09-16 07:01 | 9 | 16 | 7 | 259.2504 | 6199 | 46.94 | 46.04 | 996 | 46.94 | 0 | 0.062841 | Cooling | 0.010473 | #N/A | #N/A | #N/A | #N/A | 0 | 0 | 0 | 0 | 0 | 0.062841 | #N/A | #N/A | 88 | #N/A | #N/A | #N/A | 3.491e-05% | 1 | 50% | 0% | 0% | 0% | 8.2745 | 0 | 0 | 0 | 8.2745 | #N/A
2007-09-16 08:01 | 9 | 16 | 8 | 259.292 | 6200 | 46.94 | 46.04 | 996 | 46.94 | 0 | 0.012848 | Cooling | 0.0021413 | #N/A | #N/A | #N/A | #N/A | 0 | 0 | 0 | 0 | 0 | 0.012848 | #N/A | #N/A | 88 | #N/A | #N/A | #N/A | 7.138e-06% | 1 | 50% | 0% | 0% | 0% | 8.2745 | 0 | 0 | 0 | 8.2745 | #N/A
2007-09-16 09:01 | 9 | 16 | 9 | 259.3337 | 6201 | 53.06 | 44.06 | 996 | 53.06 | 0 | 4.3121 | Cooling | 0.71868 | #N/A | #N/A | #N/A | #N/A | 0 | 0 | 0 | 0 | 0 | 4.3121 | #N/A | #N/A | 88 | #N/A | #N/A | #N/A | 0.002396% | 1 | 50% | 0% | 0% | 0% | 8.2745 | 0 | 0 | 0 | 8.2745 | #N/A
2007-09-16 10:01 | 9 | 16 | 10 | 259.3754 | 6202 | 57.02 | 42.98 | 997 | 57.02 | 0 | 36.0356 | Cooling | 6.0059 | #N/A | #N/A | #N/A | #N/A | 0 | 0 | 0 | 0 | 0 | 36.0356 | #N/A | #N/A | 88 | #N/A | #N/A | #N/A | 0.02002% | 1 | 50% | 0% | 0% | 0% | 8.2745 | 0 | 0 | 0 | 8.2745 | #N/A
2007-09-16 11:01 | 9 | 16 | 11 | 259.417 | 6203 | 57.02 | 42.08 | 997 | 57.02 | 0 | 50.1195 | Cooling | 8.3532 | #N/A | #N/A | #N/A | #N/A | 0 | 0 | 0 | 0 | 0 | 50.1195 | #N/A | #N/A | 88 | #N/A | #N/A | #N/A | 0.02784% | 1 | 50% | 0% | 0% | 0% | 8.2745 | 0 | 0 | 0 | 8.2745 | #N/A
2007-09-16 12:01 | 9 | 16 | 12 | 259.4587 | 6204 | 60.08 | 41 | 997 | 60.08 | 0 | 139.772 | Cooling | 23.2953 | #N/A | #N/A | #N/A | #N/A | 0 | 0 | 0 | 0 | 0 | 139.772 | #N/A | #N/A | 88 | #N/A | #N/A | #N/A | 0.07765% | 1 | 50% | 0% | 0% | 0% | 8.2745 | 0 | 0 | 0 | 8.2745 | #N/A
2007-09-16 13:01 | 9 | 16 | 13 | 259.5004 | 6205 | 60.08 | 42.08 | 997 | 60.08 | 0 | 281.8407 | Cooling | 46.9734 | #N/A | #N/A | #N/A | #N/A | 0 | 0 | 0 | 0 | 0 | 281.8407 | #N/A | #N/A | 88 | #N/A | #N/A | #N/A | 0.1566% | 1 | 50% | 0% | 0% | 0% | 8.2745 | 0 | 0 | 0 | 8.2745 | #N/A
2007-09-16 14:01 | 9 | 16 | 14 | 259.542 | 6206 | 60.08 | 42.08 | 997 | 60.08 | 0 | 298.2021 | Cooling | 49.7004 | #N/A | #N/A | #N/A | #N/A | 0 | 0 | 0 | 0 | 0 | 298.2021 | #N/A | #N/A | 88 | #N/A | #N/A | #N/A | 0.1657% | 1 | 50% | 0% | 0% | 0% | 8.2745 | 0 | 0 | 0 | 8.2745 | #N/A
2007-09-16 15:01 | 9 | 16 | 15 | 259.5837 | 6207 | 59 | 41 | 997 | 59 | 0 | 161.6154 | Cooling | 26.9359 | #N/A | #N/A | #N/A | #N/A | 0 | 0 | 0 | 0 | 0 | 161.6154 | #N/A | #N/A | 88 | #N/A | #N/A | #N/A | 0.08979% | 1 | 50% | 0% | 0% | 0% | 8.2745 | 0 | 0 | 0 | 8.2745 | #N/A
2007-09-16 16:01 | 9 | 16 | 16 | 259.6254 | 6208 | 60.98 | 41 | 998 | 60.98 | 0 | 127.3601 | Cooling | 21.2267 | #N/A | #N/A | #N/A | #N/A | 0 | 0 | 0 | 0 | 0 | 127.3601 | #N/A | #N/A | 88 | #N/A | #N/A | #N/A | 0.07076% | 1 | 50% | 0% | 0% | 0% | 8.2745 | 0 | 0 | 0 | 8.2745 | #N/A
2007-09-16 17:01 | 9 | 16 | 17 | 259.667 | 6209 | 60.98 | 44.06 | 998 | 60.98 | 0 | 84.5709 | Cooling | 14.0952 | #N/A | #N/A | #N/A | #N/A | 0 | 0 | 0 | 0 | 0 | 84.5709 | #N/A | #N/A | 88 | #N/A | #N/A | #N/A | 0.04698% | 1 | 50% | 0% | 0% | 0% | 8.2745 | 0 | 0 | 0 | 8.2745 | #N/A
2007-09-16 18:01 | 9 | 16 | 18 | 259.7087 | 6210 | 55.04 | 42.98 | 998 | 55.04 | 0 | 46.6531 | Cooling | 7.7755 | #N/A | #N/A | #N/A | #N/A | 0 | 0 | 0 | 0 | 0 | 46.6531 | #N/A | #N/A | 88 | #N/A | #N/A | #N/A | 0.02592% | 1 | 50% | 0% | 0% | 0% | 8.2745 | 0 | 0 | 0 | 8.2745 | #N/A
2007-09-16 19:01 | 9 | 16 | 19 | 259.7504 | 6211 | 50 | 42.98 | 999 | 50 | 0 | 46.6467 | Cooling | 7.7745 | #N/A | #N/A | #N/A | #N/A | 0 | 0 | 0 | 0 | 0 | 46.6467 | #N/A | #N/A | 88 | #N/A | #N/A | #N/A | 0.02591% | 1 | 50% | 0% | 0% | 0% | 8.2745 | 0 | 0 | 0 | 8.2745 | #N/A
2007-09-16 20:01 | 9 | 16 | 20 | 259.792 | 6212 | 50 | 42.98 | 999 | 50 | 0 | 7.3108 | Cooling | 1.2185 | #N/A | #N/A | #N/A | #N/A | 0 | 0 | 0 | 0 | 0 | 7.3108 | #N/A | #N/A | 88 | #N/A | #N/A | #N/A | 0.004062% | 1 | 50% | 0% | 0% | 0% | 8.2745 | 0 | 0 | 0 | 8.2745 | #N/A
2007-09-16 21:01 | 9 | 16 | 21 | 259.8337 | 6213 | 46.94 | 44.06 | 999 | 46.94 | 0 | 5.1951e-05 | Cooling | 8.6586e-06 | #N/A | #N/A | #N/A | #N/A | 0 | 0 | 0 | 0 | 0 | 5.1951e-05 | #N/A | #N/A | 88 | #N/A | #N/A | #N/A | 2.886e-08% | 1 | 50% | 0% | 0% | 0% | 8.2745 | 0 | 0 | 0 | 8.2745 | #N/A
2007-09-16 22:01 | 9 | 16 | 22 | 259.8754 | 6214 | 46.04 | 44.06 | 1000 | 46.04 | 0 | 4.1561e-05 | Cooling | 6.9269e-06 | #N/A | #N/A | #N/A | #N/A | 0 | 0 | 0 | 0 | 0 | 4.1561e-05 | #N/A | #N/A | 88 | #N/A | #N/A | #N/A | 2.309e-08% | 1 | 50% | 0% | 0% | 0% | 8.2745 | 0 | 0 | 0 | 8.2745 | #N/A
2007-09-16 23:01 | 9 | 16 | 23 | 259.917 | 6215 | 46.04 | 44.06 | 1000 | 46.04 | 0 | 0.00086413 | Cooling | 0.00014402 | #N/A | #N/A | #N/A | #N/A | 0 | 0 | 0 | 0 | 0 | 0.00086413 | #N/A | #N/A | 88 | #N/A | #N/A | #N/A | 4.801e-07% | 1 | 50% | 0% | 0% | 0% | 8.2745 | 0 | 0 | 0 | 8.2745 | #N/A
2007-09-17 00:01 | 9 | 17 | 0 | 259.9587 | 6216 | 44.06 | 44.06 | 1000 | 44.06 | 0 | 0.0024694 | Cooling | 0.00041157 | #N/A | #N/A | #N/A | #N/A | 0 | 0 | 0 | 0 | 0 | 0.0024694 | #N/A | #N/A | 88 | #N/A | #N/A | #N/A | 1.372e-06% | 1 | 50% | 0% | 0% | 0% | 8.2745 | 0 | 0 | 0 | 8.2745 | #N/A
2007-09-17 01:01 | 9 | 17 | 1 | 260.0004 | 6217 | 42.98 | 42.98 | 1001 | 42.98 | 0 | 0.0054047 | Cooling | 0.00090078 | #N/A | #N/A | #N/A | #N/A | 0 | 0 | 0 | 0 | 0 | 0.0054047 | #N/A | #N/A | 88 | #N/A | #N/A | #N/A | 3.003e-06% | 1 | 50% | 0% | 0% | 0% | 8.2745 | 0 | 0 | 0 | 8.2745 | #N/A
2007-09-17 02:01 | 9 | 17 | 2 | 260.042 | 6218 | 42.98 | 42.08 | 1000 | 42.98 | 0 | 0.0087642 | Cooling | 0.0014607 | #N/A | #N/A | #N/A | #N/A | 0 | 0 | 0 | 0 | 0 | 0.0087642 | #N/A | #N/A | 88 | #N/A | #N/A | #N/A | 4.869e-06% | 1 | 50% | 0% | 0% | 0% | 8.2745 | 0 | 0 | 0 | 8.2745 | #N/A
2007-09-17 03:01 | 9 | 17 | 3 | 260.0837 | 6219 | 42.08 | 42.08 | 1000 | 42.08 | 0 | 0.0072923 | Cooling | 0.0012154 | #N/A | #N/A | #N/A | #N/A | 0 | 0 | 0 | 0 | 0 | 0.0072923 | #N/A | #N/A | 88 | #N/A | #N/A | #N/A | 4.051e-06% | 1 | 50% | 0% | 0% | 0% | 8.2745 | 0 | 0 | 0 | 8.2745 | #N/A
2007-09-17 04:01 | 9 | 17 | 4 | 260.1254 | 6220 | 41 | 42.08 | 1000 | 41 | 0 | 0.0052229 | Cooling | 0.00087048 | #N/A | #N/A | #N/A | #N/A | 0 | 0 | 0 | 0 | 0 | 0.0052229 | #N/A | #N/A | 88 | #N/A | #N/A | #N/A | 2.902e-06% | 1 | 50% | 0% | 0% | 0% | 8.2745 | 0 | 0 | 0 | 8.2745 | #N/A
2007-09-17 05:01 | 9 | 17 | 5 | 260.167 | 6221 | 41 | 42.98 | 1000 | 41 | 0 | 0.0027915 | Cooling | 0.00046525 | #N/A | #N/A | #N/A | #N/A | 0 | 0 | 0 | 0 | 0 | 0.0027915 | #N/A | #N/A | 88 | #N/A | #N/A | #N/A | 1.551e-06% | 1 | 50% | 0% | 0% | 0% | 8.2745 | 0 | 0 | 0 | 8.2745 | #N/A
2007-09-17 06:01 | 9 | 17 | 6 | 260.2087 | 6222 | 42.8 | 44.06 | 1000 | 42.8 | 0 | 0.00086413 | Cooling | 0.00014402 | #N/A | #N/A | #N/A | #N/A | 0 | 0 | 0 | 0 | 0 | 0.00086413 | #N/A | #N/A | 88 | #N/A | #N/A | #N/A | 4.801e-07% | 1 | 50% | 0% | 0% | 0% | 8.2745 | 0 | 0 | 0 | 8.2745 | #N/A
2007-09-17 07:01 | 9 | 17 | 7 | 260.2504 | 6223 | 41 | 44.06 | 1000 | 41 | 0 | 0.0010823 | Cooling | 0.00018039 | #N/A | #N/A | #N/A | #N/A | 0 | 0 | 0 | 0 | 0 | 0.0010823 | #N/A | #N/A | 88 | #N/A | #N/A | #N/A | 6.013e-07% | 1 | 50% | 0% | 0% | 0% | 8.2745 | 0 | 0 | 0 | 8.2745 | #N/A
2007-09-17 08:01 | 9 | 17 | 8 | 260.292 | 6224 | 42.98 | 46.04 | 999 | 42.98 | 0 | 42.673 | Cooling | 7.1122 | #N/A | #N/A | #N/A | #N/A | 0 | 0 | 0 | 0 | 0 | 42.673 | #N/A | #N/A | 88 | #N/A | #N/A | #N/A | 0.02371% | 1 | 50% | 0% | 0% | 0% | 8.2745 | 0 | 0 | 0 | 8.2745 | #N/A
2007-09-17 09:01 | 9 | 17 | 9 | 260.3337 | 6225 | 51.08 | 46.94 | 999 | 51.08 | 0 | 185.7883 | Cooling | 30.9647 | #N/A | #N/A | #N/A | #N/A | 0 | 0 | 0 | 0 | 0 | 185.7883 | #N/A | #N/A | 88 | #N/A | #N/A | #N/A | 0.1032% | 1 | 50% | 0% | 0% | 0% | 8.2745 | 0 | 0 | 0 | 8.2745 | #N/A
2007-09-17 10:01 | 9 | 17 | 10 | 260.3754 | 6226 | 55.04 | 48.02 | 999 | 55.04 | 0 | 338.7946 | Cooling | 56.4658 | #N/A | #N/A | #N/A | #N/A | 0 | 0 | 0 | 0 | 0 | 338.7946 | #N/A | #N/A | 88 | #N/A | #N/A | #N/A | 0.1882% | 1 | 50% | 0% | 0% | 0% | 8.2745 | 0 | 0 | 0 | 8.2745 | #N/A
2007-09-17 11:01 | 9 | 17 | 11 | 260.417 | 6227 | 55.04 | 48.92 | 998 | 55.04 | 0 | 490.7871 | Cooling | 81.7979 | #N/A | #N/A | #N/A | #N/A | 0 | 0 | 0 | 0 | 0 | 490.7871 | #N/A | #N/A | 88 | #N/A | #N/A | #N/A | 0.2727% | 1 | 50% | 0% | 0% | 0% | 8.2745 | 0 | 0 | 0 | 8.2745 | #N/A
2007-09-17 12:01 | 9 | 17 | 12 | 260.4587 | 6228 | 62.06 | 48.92 | 998 | 62.06 | 0 | 564.8045 | Cooling | 94.1341 | #N/A | #N/A | #N/A | #N/A | 0 | 0 | 0 | 0 | 0 | 564.8045 | #N/A | #N/A | 88 | #N/A | #N/A | #N/A | 0.3138% | 1 | 50% | 0% | 0% | 0% | 8.2745 | 0 | 0 | 0 | 8.2745 | #N/A
2007-09-17 13:01 | 9 | 17 | 13 | 260.5004 | 6229 | 64.94 | 50 | 997 | 64.94 | 0 | 688.607 | Cooling | 114.7678 | #N/A | #N/A | #N/A | #N/A | 0 | 0 | 0 | 0 | 0 | 688.607 | #N/A | #N/A | 88 | #N/A | #N/A | #N/A | 0.3826% | 1 | 50% | 0% | 0% | 0% | 8.2745 | 0 | 0 | 0 | 8.2745 | #N/A
2007-09-17 14:01 | 9 | 17 | 14 | 260.542 | 6230 | 64.94 | 50 | 996 | 64.94 | 0 | 830.4491 | Cooling | 138.4082 | #N/A | #N/A | #N/A | #N/A | 0 | 0 | 0 | 0 | 0 | 830.4491 | #N/A | #N/A | 88 | #N/A | #N/A | #N/A | 0.4614% | 1 | 50% | 0% | 0% | 0% | 8.2745 | 0 | 0 | 0 | 8.2745 | #N/A
2007-09-17 15:01 | 9 | 17 | 15 | 260.5837 | 6231 | 66.02 | 48.92 | 996 | 66.02 | 0 | 872.476 | Cooling | 145.4127 | #N/A | #N/A | #N/A | #N/A | 0 | 0 | 0 | 0 | 0 | 872.476 | #N/A | #N/A | 88 | #N/A | #N/A | #N/A | 0.4847% | 1 | 50% | 0% | 0% | 0% | 8.2745 | 0 | 0 | 0 | 8.2745 | #N/A
2007-09-17 16:01 | 9 | 17 | 16 | 260.6254 | 6232 | 66.92 | 48.02 | 996 | 66.92 | 0 | 860.1343 | Cooling | 143.3557 | #N/A | #N/A | #N/A | #N/A | 0 | 0 | 0 | 0 | 0 | 860.1343 | #N/A | #N/A | 88 | #N/A | #N/A | #N/A | 0.4779% | 1 | 50% | 0% | 0% | 0% | 8.2745 | 0 | 0 | 0 | 8.2745 | #N/A
2007-09-17 17:01 | 9 | 17 | 17 | 260.667 | 6233 | 66.92 | 48.92 | 996 | 66.92 | 0 | 801.9866 | Cooling | 133.6644 | #N/A | #N/A | #N/A | #N/A | 0 | 0 | 0 | 0 | 0 | 801.9866 | #N/A | #N/A | 88 | #N/A | #N/A | #N/A | 0.4455% | 1 | 50% | 0% | 0% | 0% | 8.2745 | 0 | 0 | 0 | 8.2745 | #N/A
2007-09-17 18:01 | 9 | 17 | 18 | 260.7087 | 6234 | 62.06 | 48.92 | 996 | 62.06 | 0 | 697.624 | Cooling | 116.2707 | #N/A | #N/A | #N/A | #N/A | 0 | 0 | 0 | 0 | 0 | 697.624 | #N/A | #N/A | 88 | #N/A | #N/A | #N/A | 0.3876% | 1 | 50% | 0% | 0% | 0% | 8.2745 | 0 | 0 | 0 | 8.2745 | #N/A
2007-09-17 19:01 | 9 | 17 | 19 | 260.7504 | 6235 | 55.94 | 51.08 | 997 | 55.94 | 0 | 615.1552 | Cooling | 102.5259 | #N/A | #N/A | #N/A | #N/A | 0 | 0 | 0 | 0 | 0 | 615.1552 | #N/A | #N/A | 88 | #N/A | #N/A | #N/A | 0.3418% | 1 | 50% | 0% | 0% | 0% | 8.2745 | 0 | 0 | 0 | 8.2745 | #N/A
2007-09-17 20:01 | 9 | 17 | 20 | 260.792 | 6236 | 55.94 | 48.92 | 998 | 55.94 | 0 | 570.0106 | Cooling | 95.0018 | #N/A | #N/A | #N/A | #N/A | 0 | 0 | 0 | 0 | 0 | 570.0106 | #N/A | #N/A | 88 | #N/A | #N/A | #N/A | 0.3167% | 1 | 50% | 0% | 0% | 0% | 8.2745 | 0 | 0 | 0 | 8.2745 | #N/A
2007-09-17 21:01 | 9 | 17 | 21 | 260.8337 | 6237 | 51.08 | 50 | 998 | 51.08 | 0 | 501.8264 | Cooling | 83.6377 | #N/A | #N/A | #N/A | #N/A | 0 | 0 | 0 | 0 | 0 | 501.8264 | #N/A | #N/A | 88 | #N/A | #N/A | #N/A | 0.2788% | 1 | 50% | 0% | 0% | 0% | 8.2745 | 0 | 0 | 0 | 8.2745 | #N/A
2007-09-17 22:01 | 9 | 17 | 22 | 260.8754 | 6238 | 50 | 51.08 | 999 | 50 | 0 | 6.0708 | Cooling | 1.0118 | #N/A | #N/A | #N/A | #N/A | 0 | 0 | 0 | 0 | 0 | 6.0708 | #N/A | #N/A | 88 | #N/A | #N/A | #N/A | 0.003373% | 1 | 50% | 0% | 0% | 0% | 8.2745 | 0 | 0 | 0 | 8.2745 | #N/A
2007-09-17 23:01 | 9 | 17 | 23 | 260.917 | 6239 | 50 | 51.08 | 999 | 50 | 0 | 14.7142 | Cooling | 2.4524 | #N/A | #N/A | #N/A | #N/A | 0 | 0 | 0 | 0 | 0 | 14.7142 | #N/A | #N/A | 88 | #N/A | #N/A | #N/A | 0.008175% | 1 | 50% | 0% | 0% | 0% | 8.2745 | 0 | 0 | 0 | 8.2745 | #N/A
2007-09-18 00:01 | 9 | 18 | 0 | 260.9587 | 6240 | 48.02 | 51.08 | 999 | 48.02 | 0 | 11.0007 | Cooling | 1.8335 | #N/A | #N/A | #N/A | #N/A | 0 | 0 | 0 | 0 | 0 | 11.0007 | #N/A | #N/A | 88 | #N/A | #N/A | #N/A | 0.006112% | 1 | 50% | 0% | 0% | 0% | 8.2745 | 0 | 0 | 0 | 8.2745 | #N/A
2007-09-18 01:01 | 9 | 18 | 1 | 261.0004 | 6241 | 46.4 | 50 | 1000 | 46.4 | 0 | 4.2616 | Cooling | 0.71027 | #N/A | #N/A | #N/A | #N/A | 0 | 0 | 0 | 0 | 0 | 4.2616 | #N/A | #N/A | 88 | #N/A | #N/A | #N/A | 0.002368% | 1 | 50% | 0% | 0% | 0% | 8.2745 | 0 | 0 | 0 | 8.2745 | #N/A
2007-09-18 02:01 | 9 | 18 | 2 | 261.042 | 6242 | 46.04 | 50 | 1000 | 46.04 | 0 | 1.152 | Cooling | 0.19199 | #N/A | #N/A | #N/A | #N/A | 0 | 0 | 0 | 0 | 0 | 1.152 | #N/A | #N/A | 88 | #N/A | #N/A | #N/A | 0.00064% | 1 | 50% | 0% | 0% | 0% | 8.2745 | 0 | 0 | 0 | 8.2745 | #N/A
2007-09-18 03:01 | 9 | 18 | 3 | 261.0837 | 6243 | 44.6 | 50 | 1000 | 44.6 | 0 | 1.2434 | Cooling | 0.20724 | #N/A | #N/A | #N/A | #N/A | 0 | 0 | 0 | 0 | 0 | 1.2434 | #N/A | #N/A | 88 | #N/A | #N/A | #N/A | 0.0006908% | 1 | 50% | 0% | 0% | 0% | 8.2745 | 0 | 0 | 0 | 8.2745 | #N/A
2007-09-18 04:01 | 9 | 18 | 4 | 261.1254 | 6244 | 44.6 | 51.08 | 1001 | 44.6 | 0 | 6.0009 | Cooling | 1.0001 | #N/A | #N/A | #N/A | #N/A | 0 | 0 | 0 | 0 | 0 | 6.0009 | #N/A | #N/A | 88 | #N/A | #N/A | #N/A | 0.003334% | 1 | 50% | 0% | 0% | 0% | 8.2745 | 0 | 0 | 0 | 8.2745 | #N/A
2007-09-18 05:01 | 9 | 18 | 5 | 261.167 | 6245 | 44.06 | 51.98 | 1001 | 44.06 | 0 | 19.5469 | Cooling | 3.2578 | #N/A | #N/A | #N/A | #N/A | 0 | 0 | 0 | 0 | 0 | 19.5469 | #N/A | #N/A | 88 | #N/A | #N/A | #N/A | 0.01086% | 1 | 50% | 0% | 0% | 0% | 8.2745 | 0 | 0 | 0 | 8.2745 | #N/A
2007-09-18 06:01 | 9 | 18 | 6 | 261.2087 | 6246 | 44.6 | 51.98 | 1002 | 44.6 | 0 | 294.9032 | Cooling | 49.1505 | #N/A | #N/A | #N/A | #N/A | 0 | 0 | 0 | 0 | 0 | 294.9032 | #N/A | #N/A | 88 | #N/A | #N/A | #N/A | 0.1638% | 1 | 50% | 0% | 0% | 0% | 8.2745 | 0 | 0 | 0 | 8.2745 | #N/A
2007-09-18 07:01 | 9 | 18 | 7 | 261.2504 | 6247 | 42.8 | 51.98 | 1003 | 42.8 | 0 | 318.6708 | Cooling | 53.1118 | #N/A | #N/A | #N/A | #N/A | 0 | 0 | 0 | 0 | 0 | 318.6708 | #N/A | #N/A | 88 | #N/A | #N/A | #N/A | 0.177% | 1 | 50% | 0% | 0% | 0% | 8.2745 | 0 | 0 | 0 | 8.2745 | #N/A
2007-09-18 08:01 | 9 | 18 | 8 | 261.292 | 6248 | 44.96 | 53.06 | 1003 | 44.96 | 0 | 614.6315 | Cooling | 102.4386 | #N/A | #N/A | #N/A | #N/A | 0 | 0 | 0 | 0 | 0 | 614.6315 | #N/A | #N/A | 88 | #N/A | #N/A | #N/A | 0.3415% | 1 | 50% | 0% | 0% | 0% | 8.2745 | 0 | 0 | 0 | 8.2745 | #N/A
2007-09-18 09:01 | 9 | 18 | 9 | 261.3337 | 6249 | 53.96 | 55.04 | 1004 | 53.96 | 0 | 949.9484 | Cooling | 158.3247 | #N/A | #N/A | #N/A | #N/A | 0 | 0 | 0 | 0 | 0 | 949.9484 | #N/A | #N/A | 88 | #N/A | #N/A | #N/A | 0.5277% | 1 | 50% | 0% | 0% | 0% | 8.2745 | 0 | 0 | 0 | 8.2745 | #N/A
2007-09-18 10:01 | 9 | 18 | 10 | 261.3754 | 6250 | 57.92 | 53.06 | 1004 | 57.92 | 0 | 986.727 | Cooling | 164.4545 | #N/A | #N/A | #N/A | #N/A | 0 | 0 | 0 | 0 | 0 | 986.727 | #N/A | #N/A | 88 | #N/A | #N/A | #N/A | 0.5482% | 1 | 50% | 0% | 0% | 0% | 8.2745 | 0 | 0 | 0 | 8.2745 | #N/A
2007-09-18 11:01 | 9 | 18 | 11 | 261.417 | 6251 | 57.92 | 51.08 | 1004 | 57.92 | 0 | 881.2099 | Cooling | 146.8683 | #N/A | #N/A | #N/A | #N/A | 0 | 0 | 0 | 0 | 0 | 881.2099 | #N/A | #N/A | 88 | #N/A | #N/A | #N/A | 0.4896% | 1 | 50% | 0% | 0% | 0% | 8.2745 | 0 | 0 | 0 | 8.2745 | #N/A
2007-09-18 12:01 | 9 | 18 | 12 | 261.4587 | 6252 | 66.02 | 51.98 | 1004 | 66.02 | 0 | 983.1364 | Cooling | 163.8561 | #N/A | #N/A | #N/A | #N/A | 0 | 0 | 0 | 0 | 0 | 983.1364 | #N/A | #N/A | 88 | #N/A | #N/A | #N/A | 0.5462% | 1 | 50% | 0% | 0% | 0% | 8.2745 | 0 | 0 | 0 | 8.2745 | #N/A
2007-09-18 13:01 | 9 | 18 | 13 | 261.5004 | 6253 | 68 | 51.98 | 1004 | 68 | 0 | 1107.6093 | Cooling | 184.6015 | #N/A | #N/A | #N/A | #N/A | 0 | 0 | 0 | 0 | 0 | 1107.6093 | #N/A | #N/A | 88 | #N/A | #N/A | #N/A | 0.6153% | 1 | 50% | 0% | 0% | 0% | 8.2745 | 0 | 0 | 0 | 8.2745 | #N/A
2007-09-18 14:01 | 9 | 18 | 14 | 261.542 | 6254 | 68 | 51.98 | 1003 | 68 | 0 | 1148.3247 | Cooling | 191.3875 | #N/A | #N/A | #N/A | #N/A | 0 | 0 | 0 | 0 | 0 | 1148.3247 | #N/A | #N/A | 88 | #N/A | #N/A | #N/A | 0.638% | 1 | 50% | 0% | 0% | 0% | 8.2745 | 0 | 0 | 0 | 8.2745 | #N/A
2007-09-18 15:01 | 9 | 18 | 15 | 261.5837 | 6255 | 69.98 | 51.08 | 1002 | 69.98 | 0 | 1178.0393 | Cooling | 196.3399 | #N/A | #N/A | #N/A | #N/A | 0 | 0 | 0 | 0 | 0 | 1178.0393 | #N/A | #N/A | 88 | #N/A | #N/A | #N/A | 0.6545% | 1 | 50% | 0% | 0% | 0% | 8.2745 | 0 | 0 | 0 | 8.2745 | #N/A
2007-09-18 16:01 | 9 | 18 | 16 | 261.6254 | 6256 | 69.98 | 51.98 | 1002 | 69.98 | 0 | 1368.2574 | Cooling | 228.0429 | #N/A | #N/A | #N/A | #N/A | 0 | 0 | 0 | 0 | 0 | 1368.2574 | #N/A | #N/A | 88 | #N/A | #N/A | #N/A | 0.7601% | 1 | 50% | 0% | 0% | 0% | 8.2745 | 0 | 0 | 0 | 8.2745 | #N/A
2007-09-18 17:01 | 9 | 18 | 17 | 261.667 | 6257 | 69.98 | 50 | 1002 | 69.98 | 0 | 1001.1329 | Cooling | 166.8555 | #N/A | #N/A | #N/A | #N/A | 0 | 0 | 0 | 0 | 0 | 1001.1329 | #N/A | #N/A | 88 | #N/A | #N/A | #N/A | 0.5562% | 1 | 50% | 0% | 0% | 0% | 8.2745 | 0 | 0 | 0 | 8.2745 | #N/A
2007-09-18 18:01 | 9 | 18 | 18 | 261.7087 | 6258 | 64.94 | 55.04 | 1002 | 64.94 | 0 | 988.7459 | Cooling | 164.791 | #N/A | #N/A | #N/A | #N/A | 0 | 0 | 0 | 0 | 0 | 988.7459 | #N/A | #N/A | 88 | #N/A | #N/A | #N/A | 0.5493% | 1 | 50% | 0% | 0% | 0% | 8.2745 | 0 | 0 | 0 | 8.2745 | #N/A
2007-09-18 19:01 | 9 | 18 | 19 | 261.7504 | 6259 | 59 | 55.04 | 1002 | 59 | 0 | 912.5221 | Cooling | 152.087 | #N/A | #N/A | #N/A | #N/A | 0 | 0 | 0 | 0 | 0 | 912.5221 | #N/A | #N/A | 88 | #N/A | #N/A | #N/A | 0.507% | 1 | 50% | 0% | 0% | 0% | 8.2745 | 0 | 0 | 0 | 8.2745 | #N/A
2007-09-18 20:01 | 9 | 18 | 20 | 261.792 | 6260 | 59 | 55.94 | 1002 | 59 | 0 | 874.4843 | Cooling | 145.7474 | #N/A | #N/A | #N/A | #N/A | 0 | 0 | 0 | 0 | 0 | 874.4843 | #N/A | #N/A | 88 | #N/A | #N/A | #N/A | 0.4858% | 1 | 50% | 0% | 0% | 0% | 8.2745 | 0 | 0 | 0 | 8.2745 | #N/A
2007-09-18 21:01 | 9 | 18 | 21 | 261.8337 | 6261 | 53.96 | 55.94 | 1002 | 53.96 | 0 | 836.4089 | Cooling | 139.4015 | #N/A | #N/A | #N/A | #N/A | 0 | 0 | 0 | 0 | 0 | 836.4089 | #N/A | #N/A | 88 | #N/A | #N/A | #N/A | 0.4647% | 1 | 50% | 0% | 0% | 0% | 8.2745 | 0 | 0 | 0 | 8.2745 | #N/A
2007-09-18 22:01 | 9 | 18 | 22 | 261.8754 | 6262 | 53.96 | 55.94 | 1002 | 53.96 | 0 | 48.5329 | Cooling | 8.0888 | #N/A | #N/A | #N/A | #N/A | 0 | 0 | 0 | 0 | 0 | 48.5329 | #N/A | #N/A | 88 | #N/A | #N/A | #N/A | 0.02696% | 1 | 50% | 0% | 0% | 0% | 8.2745 | 0 | 0 | 0 | 8.2745 | #N/A
2007-09-18 23:01 | 9 | 18 | 23 | 261.917 | 6263 | 53.96 | 55.94 | 1002 | 53.96 | 0 | 84.5713 | Cooling | 14.0952 | #N/A | #N/A | #N/A | #N/A | 0 | 0 | 0 | 0 | 0 | 84.5713 | #N/A | #N/A | 88 | #N/A | #N/A | #N/A | 0.04698% | 1 | 50% | 0% | 0% | 0% | 8.2745 | 0 | 0 | 0 | 8.2745 | #N/A
2007-09-19 00:01 | 9 | 19 | 0 | 261.9587 | 6264 | 50 | 55.94 | 1001 | 50 | 0 | 81.2975 | Cooling | 13.5496 | #N/A | #N/A | #N/A | #N/A | 0 | 0 | 0 | 0 | 0 | 81.2975 | #N/A | #N/A | 88 | #N/A | #N/A | #N/A | 0.04517% | 1 | 50% | 0% | 0% | 0% | 8.2745 | 0 | 0 | 0 | 8.2745 | #N/A
2007-09-19 01:01 | 9 | 19 | 1 | 262.0004 | 6265 | 48.02 | 55.94 | 1002 | 48.02 | 0 | 84.5397 | Cooling | 14.09 | #N/A | #N/A | #N/A | #N/A | 0 | 0 | 0 | 0 | 0 | 84.5397 | #N/A | #N/A | 88 | #N/A | #N/A | #N/A | 0.04697% | 1 | 50% | 0% | 0% | 0% | 8.2745 | 0 | 0 | 0 | 8.2745 | #N/A
2007-09-19 02:01 | 9 | 19 | 2 | 262.042 | 6266 | 48.02 | 55.94 | 1001 | 48.02 | 0 | 85.2015 | Cooling | 14.2003 | #N/A | #N/A | #N/A | #N/A | 0 | 0 | 0 | 0 | 0 | 85.2015 | #N/A | #N/A | 88 | #N/A | #N/A | #N/A | 0.04733% | 1 | 50% | 0% | 0% | 0% | 8.2745 | 0 | 0 | 0 | 8.2745 | #N/A
2007-09-19 03:01 | 9 | 19 | 3 | 262.0837 | 6267 | 46.94 | 55.04 | 1001 | 46.94 | 0 | 70.3912 | Cooling | 11.7319 | #N/A | #N/A | #N/A | #N/A | 0 | 0 | 0 | 0 | 0 | 70.3912 | #N/A | #N/A | 88 | #N/A | #N/A | #N/A | 0.03911% | 1 | 50% | 0% | 0% | 0% | 8.2745 | 0 | 0 | 0 | 8.2745 | #N/A
2007-09-19 04:01 | 9 | 19 | 4 | 262.1254 | 6268 | 46.04 | 55.04 | 1001 | 46.04 | 0 | 61.4606 | Cooling | 10.2434 | #N/A | #N/A | #N/A | #N/A | 0 | 0 | 0 | 0 | 0 | 61.4606 | #N/A | #N/A | 88 | #N/A | #N/A | #N/A | 0.03414% | 1 | 50% | 0% | 0% | 0% | 8.2745 | 0 | 0 | 0 | 8.2745 | #N/A
2007-09-19 05:01 | 9 | 19 | 5 | 262.167 | 6269 | 44.6 | 53.96 | 1000 | 44.6 | 0 | 63.5796 | Cooling | 10.5966 | #N/A | #N/A | #N/A | #N/A | 0 | 0 | 0 | 0 | 0 | 63.5796 | #N/A | #N/A | 88 | #N/A | #N/A | #N/A | 0.03532% | 1 | 50% | 0% | 0% | 0% | 8.2745 | 0 | 0 | 0 | 8.2745 | #N/A
2007-09-19 06:01 | 9 | 19 | 6 | 262.2087 | 6270 | 44.6 | 55.04 | 1001 | 44.6 | 0 | 480.0436 | Cooling | 80.0073 | #N/A | #N/A | #N/A | #N/A | 0 | 0 | 0 | 0 | 0 | 480.0436 | #N/A | #N/A | 88 | #N/A | #N/A | #N/A | 0.2667% | 1 | 50% | 0% | 0% | 0% | 8.2745 | 0 | 0 | 0 | 8.2745 | #N/A
2007-09-19 07:01 | 9 | 19 | 7 | 262.2504 | 6271 | 46.4 | 55.94 | 1001 | 46.4 | 0 | 637.657 | Cooling | 106.2762 | #N/A | #N/A | #N/A | #N/A | 0 | 0 | 0 | 0 | 0 | 637.657 | #N/A | #N/A | 88 | #N/A | #N/A | #N/A | 0.3543% | 1 | 50% | 0% | 0% | 0% | 8.2745 | 0 | 0 | 0 | 8.2745 | #N/A
2007-09-19 08:01 | 9 | 19 | 8 | 262.292 | 6272 | 46.94 | 57.02 | 1000 | 46.94 | 0 | 1025.3521 | Cooling | 170.892 | #N/A | #N/A | #N/A | #N/A | 0 | 0 | 0 | 0 | 0 | 1025.3521 | #N/A | #N/A | 88 | #N/A | #N/A | #N/A | 0.5696% | 1 | 50% | 0% | 0% | 0% | 8.2745 | 0 | 0 | 0 | 8.2745 | #N/A
2007-09-19 09:01 | 9 | 19 | 9 | 262.3337 | 6273 | 57.02 | 57.02 | 1000 | 57.02 | 0 | 1287.1969 | Cooling | 214.5328 | #N/A | #N/A | #N/A | #N/A | 0 | 0 | 0 | 0 | 0 | 1287.1969 | #N/A | #N/A | 88 | #N/A | #N/A | #N/A | 0.7151% | 1 | 50% | 0% | 0% | 0% | 8.2745 | 0 | 0 | 0 | 8.2745 | #N/A
2007-09-19 10:01 | 9 | 19 | 10 | 262.3754 | 6274 | 60.98 | 55.94 | 1000 | 60.98 | 0 | 1468.0249 | Cooling | 244.6708 | #N/A | #N/A | #N/A | #N/A | 0 | 0 | 0 | 0 | 0 | 1468.0249 | #N/A | #N/A | 88 | #N/A | #N/A | #N/A | 0.8156% | 1 | 50% | 0% | 0% | 0% | 8.2745 | 0 | 0 | 0 | 8.2745 | #N/A
2007-09-19 11:01 | 9 | 19 | 11 | 262.417 | 6275 | 60.98 | 50 | 999 | 60.98 | 0 | 1337.3821 | Cooling | 222.897 | #N/A | #N/A | #N/A | #N/A | 0 | 0 | 0 | 0 | 0 | 1337.3821 | #N/A | #N/A | 88 | #N/A | #N/A | #N/A | 0.743% | 1 | 50% | 0% | 0% | 0% | 8.2745 | 0 | 0 | 0 | 8.2745 | #N/A
2007-09-19 12:01 | 9 | 19 | 12 | 262.4587 | 6276 | 68 | 48.92 | 999 | 68 | 0 | 883.0116 | Cooling | 147.1686 | #N/A | #N/A | #N/A | #N/A | 0 | 0 | 0 | 0 | 0 | 883.0116 | #N/A | #N/A | 88 | #N/A | #N/A | #N/A | 0.4906% | 1 | 50% | 0% | 0% | 0% | 8.2745 | 0 | 0 | 0 | 8.2745 | #N/A
2007-09-19 13:01 | 9 | 19 | 13 | 262.5004 | 6277 | 71.96 | 51.98 | 998 | 71.96 | 0 | 1117.1171 | Cooling | 186.1862 | #N/A | #N/A | #N/A | #N/A | 0 | 0 | 0 | 0 | 0 | 1117.1171 | #N/A | #N/A | 88 | #N/A | #N/A | #N/A | 0.6206% | 1 | 50% | 0% | 0% | 0% | 8.2745 | 0 | 0 | 0 | 8.2745 | #N/A
2007-09-19 14:01 | 9 | 19 | 14 | 262.542 | 6278 | 71.96 | 48.92 | 998 | 71.96 | 0 | 1139.5092 | Cooling | 189.9182 | #N/A | #N/A | #N/A | #N/A | 0 | 0 | 0 | 0 | 0 | 1139.5092 | #N/A | #N/A | 88 | #N/A | #N/A | #N/A | 0.6331% | 1 | 50% | 0% | 0% | 0% | 8.2745 | 0 | 0 | 0 | 8.2745 | #N/A
2007-09-19 15:01 | 9 | 19 | 15 | 262.5837 | 6279 | 73.04 | 51.08 | 997 | 73.04 | 0 | 1103.811 | Cooling | 183.9685 | #N/A | #N/A | #N/A | #N/A | 0 | 0 | 0 | 0 | 0 | 1103.811 | #N/A | #N/A | 88 | #N/A | #N/A | #N/A | 0.6132% | 1 | 50% | 0% | 0% | 0% | 8.2745 | 0 | 0 | 0 | 8.2745 | #N/A
2007-09-19 16:01 | 9 | 19 | 16 | 262.6254 | 6280 | 73.04 | 51.08 | 997 | 73.04 | 0 | 1068.3179 | Cooling | 178.053 | #N/A | #N/A | #N/A | #N/A | 0 | 0 | 0 | 0 | 0 | 1068.3179 | #N/A | #N/A | 88 | #N/A | #N/A | #N/A | 0.5935% | 1 | 50% | 0% | 0% | 0% | 8.2745 | 0 | 0 | 0 | 8.2745 | #N/A
2007-09-19 17:01 | 9 | 19 | 17 | 262.667 | 6281 | 73.04 | 57.02 | 996 | 73.04 | 0 | 1479.8916 | Cooling | 246.6486 | #N/A | #N/A | #N/A | #N/A | 0 | 0 | 0 | 0 | 0 | 1479.8916 | #N/A | #N/A | 88 | #N/A | #N/A | #N/A | 0.8222% | 1 | 50% | 0% | 0% | 0% | 8.2745 | 0 | 0 | 0 | 8.2745 | #N/A
2007-09-19 18:01 | 9 | 19 | 18 | 262.7087 | 6282 | 68 | 57.92 | 996 | 68 | 0 | 1555.7267 | Cooling | 259.2878 | #N/A | #N/A | #N/A | #N/A | 0 | 0 | 0 | 0 | 0 | 1555.7267 | #N/A | #N/A | 88 | #N/A | #N/A | #N/A | 0.8643% | 1 | 50% | 0% | 0% | 0% | 8.2745 | 0 | 0 | 0 | 8.2745 | #N/A
2007-09-19 19:01 | 9 | 19 | 19 | 262.7504 | 6283 | 62.06 | 59 | 996 | 62.06 | 0 | 1488.224 | Cooling | 248.0373 | #N/A | #N/A | #N/A | #N/A | 0 | 0 | 0 | 0 | 0 | 1488.224 | #N/A | #N/A | 88 | #N/A | #N/A | #N/A | 0.8268% | 1 | 50% | 0% | 0% | 0% | 8.2745 | 0 | 0 | 0 | 8.2745 | #N/A
2007-09-19 20:01 | 9 | 19 | 20 | 262.792 | 6284 | 62.06 | 60.08 | 996 | 62.06 | 0 | 1412.2534 | Cooling | 235.3756 | #N/A | #N/A | #N/A | #N/A | 0 | 0 | 0 | 0 | 0 | 1412.2534 | #N/A | #N/A | 88 | #N/A | #N/A | #N/A | 0.7846% | 1 | 50% | 0% | 0% | 0% | 8.2745 | 0 | 0 | 0 | 8.2745 | #N/A
2007-09-19 21:01 | 9 | 19 | 21 | 262.8337 | 6285 | 57.92 | 59 | 996 | 57.92 | 0 | 1298.4201 | Cooling | 216.4034 | #N/A | #N/A | #N/A | #N/A | 0 | 0 | 0 | 0 | 0 | 1298.4201 | #N/A | #N/A | 88 | #N/A | #N/A | #N/A | 0.7213% | 1 | 50% | 0% | 0% | 0% | 8.2745 | 0 | 0 | 0 | 8.2745 | #N/A
2007-09-19 22:01 | 9 | 19 | 22 | 262.8754 | 6286 | 60.08 | 57.92 | 996 | 60.08 | 0 | 90.6241 | Cooling | 15.104 | #N/A | #N/A | #N/A | #N/A | 0 | 0 | 0 | 0 | 0 | 90.6241 | #N/A | #N/A | 88 | #N/A | #N/A | #N/A | 0.05035% | 1 | 50% | 0% | 0% | 0% | 8.2745 | 0 | 0 | 0 | 8.2745 | #N/A
2007-09-19 23:01 | 9 | 19 | 23 | 262.917 | 6287 | 57.02 | 57.02 | 995 | 57.02 | 0 | 117.8594 | Cooling | 19.6432 | #N/A | #N/A | #N/A | #N/A | 0 | 0 | 0 | 0 | 0 | 117.8594 | #N/A | #N/A | 88 | #N/A | #N/A | #N/A | 0.06548% | 1 | 50% | 0% | 0% | 0% | 8.2745 | 0 | 0 | 0 | 8.2745 | #N/A
2007-09-20 00:01 | 9 | 20 | 0 | 262.9587 | 6288 | 55.94 | 55.94 | 995 | 55.94 | 0 | 91.0189 | Cooling | 15.1698 | #N/A | #N/A | #N/A | #N/A | 0 | 0 | 0 | 0 | 0 | 91.0189 | #N/A | #N/A | 88 | #N/A | #N/A | #N/A | 0.05057% | 1 | 50% | 0% | 0% | 0% | 8.2745 | 0 | 0 | 0 | 8.2745 | #N/A
2007-09-20 01:01 | 9 | 20 | 1 | 263.0004 | 6289 | 55.94 | 55.04 | 995 | 55.94 | 0 | 71.8062 | Cooling | 11.9677 | #N/A | #N/A | #N/A | #N/A | 0 | 0 | 0 | 0 | 0 | 71.8062 | #N/A | #N/A | 88 | #N/A | #N/A | #N/A | 0.03989% | 1 | 50% | 0% | 0% | 0% | 8.2745 | 0 | 0 | 0 | 8.2745 | #N/A
2007-09-20 02:01 | 9 | 20 | 2 | 263.042 | 6290 | 55.94 | 55.04 | 995 | 55.94 | 0 | 64.6433 | Cooling | 10.7739 | #N/A | #N/A | #N/A | #N/A | 0 | 0 | 0 | 0 | 0 | 64.6433 | #N/A | #N/A | 88 | #N/A | #N/A | #N/A | 0.03591% | 1 | 50% | 0% | 0% | 0% | 8.2745 | 0 | 0 | 0 | 8.2745 | #N/A
2007-09-20 03:01 | 9 | 20 | 3 | 263.0837 | 6291 | 51.08 | 53.96 | 995 | 51.08 | 0 | 52.2365 | Cooling | 8.7061 | #N/A | #N/A | #N/A | #N/A | 0 | 0 | 0 | 0 | 0 | 52.2365 | #N/A | #N/A | 88 | #N/A | #N/A | #N/A | 0.02902% | 1 | 50% | 0% | 0% | 0% | 8.2745 | 0 | 0 | 0 | 8.2745 | #N/A
2007-09-20 04:01 | 9 | 20 | 4 | 263.1254 | 6292 | 51.08 | 53.96 | 995 | 51.08 | 0 | 45.8285 | Cooling | 7.6381 | #N/A | #N/A | #N/A | #N/A | 0 | 0 | 0 | 0 | 0 | 45.8285 | #N/A | #N/A | 88 | #N/A | #N/A | #N/A | 0.02546% | 1 | 50% | 0% | 0% | 0% | 8.2745 | 0 | 0 | 0 | 8.2745 | #N/A
2007-09-20 05:01 | 9 | 20 | 5 | 263.167 | 6293 | 51.08 | 53.96 | 995 | 51.08 | 0 | 54.2846 | Cooling | 9.0474 | #N/A | #N/A | #N/A | #N/A | 0 | 0 | 0 | 0 | 0 | 54.2846 | #N/A | #N/A | 88 | #N/A | #N/A | #N/A | 0.03016% | 1 | 50% | 0% | 0% | 0% | 8.2745 | 0 | 0 | 0 | 8.2745 | #N/A
2007-09-20 06:01 | 9 | 20 | 6 | 263.2087 | 6294 | 50 | 53.06 | 995 | 50 | 0 | 263.0621 | Cooling | 43.8437 | #N/A | #N/A | #N/A | #N/A | 0 | 0 | 0 | 0 | 0 | 263.0621 | #N/A | #N/A | 88 | #N/A | #N/A | #N/A | 0.1461% | 1 | 50% | 0% | 0% | 0% | 8.2745 | 0 | 0 | 0 | 8.2745 | #N/A
2007-09-20 07:01 | 9 | 20 | 7 | 263.2504 | 6295 | 55.04 | 55.04 | 996 | 55.04 | 0 | 436.5705 | Cooling | 72.7617 | #N/A | #N/A | #N/A | #N/A | 0 | 0 | 0 | 0 | 0 | 436.5705 | #N/A | #N/A | 88 | #N/A | #N/A | #N/A | 0.2425% | 1 | 50% | 0% | 0% | 0% | 8.2745 | 0 | 0 | 0 | 8.2745 | #N/A
2007-09-20 08:01 | 9 | 20 | 8 | 263.292 | 6296 | 55.04 | 57.92 | 995 | 55.04 | 0 | 1033.7276 | Cooling | 172.2879 | #N/A | #N/A | #N/A | #N/A | 0 | 0 | 0 | 0 | 0 | 1033.7276 | #N/A | #N/A | 88 | #N/A | #N/A | #N/A | 0.5743% | 1 | 50% | 0% | 0% | 0% | 8.2745 | 0 | 0 | 0 | 8.2745 | #N/A
2007-09-20 09:01 | 9 | 20 | 9 | 263.3337 | 6297 | 62.96 | 60.98 | 995 | 62.96 | 0 | 1748.4555 | Cooling | 291.4092 | #N/A | #N/A | #N/A | #N/A | 0 | 0 | 0 | 0 | 0 | 1748.4555 | #N/A | #N/A | 88 | #N/A | #N/A | #N/A | 0.9714% | 1 | 50% | 0% | 0% | 0% | 8.2745 | 0 | 0 | 0 | 8.2745 | #N/A
2007-09-20 10:01 | 9 | 20 | 10 | 263.3754 | 6298 | 66.92 | 60.08 | 995 | 66.92 | 0 | 2006.8482 | Cooling | 334.4747 | #N/A | #N/A | #N/A | #N/A | 0 | 0 | 0 | 0 | 0 | 2006.8482 | #N/A | #N/A | 88 | #N/A | #N/A | #N/A | 1.115% | 1 | 50% | 0% | 0% | 0% | 8.2745 | 0 | 0 | 0 | 8.2745 | #N/A
2007-09-20 11:01 | 9 | 20 | 11 | 263.417 | 6299 | 66.92 | 59 | 994 | 66.92 | 0 | 1746.5553 | Cooling | 291.0926 | #N/A | #N/A | #N/A | #N/A | 0 | 0 | 0 | 0 | 0 | 1746.5553 | #N/A | #N/A | 88 | #N/A | #N/A | #N/A | 0.9703% | 1 | 50% | 0% | 0% | 0% | 8.2745 | 0 | 0 | 0 | 8.2745 | #N/A
2007-09-20 12:01 | 9 | 20 | 12 | 263.4587 | 6300 | 75.02 | 59 | 994 | 75.02 | 0 | 1717.2625 | Cooling | 286.2104 | #N/A | #N/A | #N/A | #N/A | 0 | 0 | 0 | 0 | 0 | 1717.2625 | #N/A | #N/A | 88 | #N/A | #N/A | #N/A | 0.954% | 1 | 50% | 0% | 0% | 0% | 8.2745 | 0 | 0 | 0 | 8.2745 | #N/A
2007-09-20 13:01 | 9 | 20 | 13 | 263.5004 | 6301 | 77 | 57.92 | 992 | 77 | 0 | 1768.82 | Cooling | 294.8033 | #N/A | #N/A | #N/A | #N/A | 0 | 0 | 0 | 0 | 0 | 1768.82 | #N/A | #N/A | 88 | #N/A | #N/A | #N/A | 0.9827% | 1 | 50% | 0% | 0% | 0% | 8.2745 | 0 | 0 | 0 | 8.2745 | #N/A
2007-09-20 14:01 | 9 | 20 | 14 | 263.542 | 6302 | 77 | 59 | 992 | 77 | 0 | 1846.4573 | Cooling | 307.7429 | #N/A | #N/A | #N/A | #N/A | 0 | 0 | 0 | 0 | 0 | 1846.4573 | #N/A | #N/A | 88 | #N/A | #N/A | #N/A | 1.026% | 1 | 50% | 0% | 0% | 0% | 8.2745 | 0 | 0 | 0 | 8.2745 | #N/A
2007-09-20 15:01 | 9 | 20 | 15 | 263.5837 | 6303 | 80.06 | 57.92 | 992 | 80.06 | 0 | 1871.9189 | Cooling | 311.9865 | #N/A | #N/A | #N/A | #N/A | 0 | 0 | 0 | 0 | 0 | 1871.9189 | #N/A | #N/A | 88 | #N/A | #N/A | #N/A | 1.04% | 1 | 50% | 0% | 0% | 0% | 8.2745 | 0 | 0 | 0 | 8.2745 | #N/A
2007-09-20 16:01 | 9 | 20 | 16 | 263.6254 | 6304 | 80.06 | 55.94 | 991 | 80.06 | 0 | 1890.732 | Cooling | 315.122 | #N/A | #N/A | #N/A | #N/A | 0 | 0 | 0 | 0 | 0 | 1890.732 | #N/A | #N/A | 88 | #N/A | #N/A | #N/A | 1.05% | 1 | 50% | 0% | 0% | 0% | 8.2745 | 0 | 0 | 0 | 8.2745 | #N/A
2007-09-20 17:01 | 9 | 20 | 17 | 263.667 | 6305 | 80.06 | 59 | 991 | 80.06 | 0 | 1862.3487 | Cooling | 310.3914 | #N/A | #N/A | #N/A | #N/A | 0 | 0 | 0 | 0 | 0 | 1862.3487 | #N/A | #N/A | 88 | #N/A | #N/A | #N/A | 1.035% | 1 | 50% | 0% | 0% | 0% | 8.2745 | 0 | 0 | 0 | 8.2745 | #N/A
2007-09-20 18:01 | 9 | 20 | 18 | 263.7087 | 6306 | 75.02 | 57.02 | 990 | 75.02 | 0 | 1722.0134 | Cooling | 287.0022 | #N/A | #N/A | #N/A | #N/A | 0 | 0 | 0 | 0 | 0 | 1722.0134 | #N/A | #N/A | 88 | #N/A | #N/A | #N/A | 0.9567% | 1 | 50% | 0% | 0% | 0% | 8.2745 | 0 | 0 | 0 | 8.2745 | #N/A
2007-09-20 19:01 | 9 | 20 | 19 | 263.7504 | 6307 | 69.98 | 59 | 990 | 69.98 | 0 | 1690.3474 | Cooling | 281.7246 | #N/A | #N/A | #N/A | #N/A | 0 | 0 | 0 | 0 | 0 | 1690.3474 | #N/A | #N/A | 88 | #N/A | #N/A | #N/A | 0.9391% | 1 | 50% | 0% | 0% | 0% | 8.2745 | 0 | 0 | 0 | 8.2745 | #N/A
2007-09-20 20:01 | 9 | 20 | 20 | 263.792 | 6308 | 69.98 | 59 | 990 | 69.98 | 0 | 1768.0222 | Cooling | 294.6704 | #N/A | #N/A | #N/A | #N/A | 0 | 0 | 0 | 0 | 0 | 1768.0222 | #N/A | #N/A | 88 | #N/A | #N/A | #N/A | 0.9822% | 1 | 50% | 0% | 0% | 0% | 8.2745 | 0 | 0 | 0 | 8.2745 | #N/A
2007-09-20 21:01 | 9 | 20 | 21 | 263.8337 | 6309 | 64.94 | 60.08 | 989 | 64.94 | 0 | 1589.0589 | Cooling | 264.8431 | #N/A | #N/A | #N/A | #N/A | 0 | 0 | 0 | 0 | 0 | 1589.0589 | #N/A | #N/A | 88 | #N/A | #N/A | #N/A | 0.8828% | 1 | 50% | 0% | 0% | 0% | 8.2745 | 0 | 0 | 0 | 8.2745 | #N/A
2007-09-20 22:01 | 9 | 20 | 22 | 263.8754 | 6310 | 64.04 | 60.08 | 988 | 64.04 | 0 | 466.8314 | Cooling | 77.8052 | #N/A | #N/A | #N/A | #N/A | 0 | 0 | 0 | 0 | 0 | 466.8314 | #N/A | #N/A | 88 | #N/A | #N/A | #N/A | 0.2594% | 1 | 50% | 0% | 0% | 0% | 8.2745 | 0 | 0 | 0 | 8.2745 | #N/A
2007-09-20 23:01 | 9 | 20 | 23 | 263.917 | 6311 | 64.04 | 60.08 | 987 | 64.04 | 0 | 612.608 | Cooling | 102.1013 | #N/A | #N/A | #N/A | #N/A | 0 | 0 | 0 | 0 | 0 | 612.608 | #N/A | #N/A | 88 | #N/A | #N/A | #N/A | 0.3403% | 1 | 50% | 0% | 0% | 0% | 8.2745 | 0 | 0 | 0 | 8.2745 | #N/A
2007-09-21 00:01 | 9 | 21 | 0 | 263.9587 | 6312 | 62.96 | 59 | 985 | 62.96 | 0 | 539.1963 | Cooling | 89.866 | #N/A | #N/A | #N/A | #N/A | 0 | 0 | 0 | 0 | 0 | 539.1963 | #N/A | #N/A | 88 | #N/A | #N/A | #N/A | 0.2996% | 1 | 50% | 0% | 0% | 0% | 8.2745 | 0 | 0 | 0 | 8.2745 | #N/A
2007-09-21 01:01 | 9 | 21 | 1 | 264.0004 | 6313 | 62.06 | 60.08 | 985 | 62.06 | 0 | 539.8089 | Cooling | 89.9681 | #N/A | #N/A | #N/A | #N/A | 0 | 0 | 0 | 0 | 0 | 539.8089 | #N/A | #N/A | 88 | #N/A | #N/A | #N/A | 0.2999% | 1 | 50% | 0% | 0% | 0% | 8.2745 | 0 | 0 | 0 | 8.2745 | #N/A
2007-09-21 02:01 | 9 | 21 | 2 | 264.042 | 6314 | 62.06 | 62.06 | 984 | 62.06 | 0 | 505.8339 | Cooling | 84.3057 | #N/A | #N/A | #N/A | #N/A | 0 | 0 | 0 | 0 | 0 | 505.8339 | #N/A | #N/A | 88 | #N/A | #N/A | #N/A | 0.281% | 1 | 50% | 0% | 0% | 0% | 8.2745 | 0 | 0 | 0 | 8.2745 | #N/A
2007-09-21 03:01 | 9 | 21 | 3 | 264.0837 | 6315 | 59 | 64.04 | 986 | 59 | 0 | 359.8772 | Cooling | 59.9795 | #N/A | #N/A | #N/A | #N/A | 0 | 0 | 0 | 0 | 0 | 359.8772 | #N/A | #N/A | 88 | #N/A | #N/A | #N/A | 0.1999% | 1 | 50% | 0% | 0% | 0% | 8.2745 | 0 | 0 | 0 | 8.2745 | #N/A
2007-09-21 04:01 | 9 | 21 | 4 | 264.1254 | 6316 | 57.2 | 59 | 988 | 57.2 | 0 | 236.4362 | Cooling | 39.406 | #N/A | #N/A | #N/A | #N/A | 0 | 0 | 0 | 0 | 0 | 236.4362 | #N/A | #N/A | 88 | #N/A | #N/A | #N/A | 0.1314% | 1 | 50% | 0% | 0% | 0% | 8.2745 | 0 | 0 | 0 | 8.2745 | #N/A
2007-09-21 05:01 | 9 | 21 | 5 | 264.167 | 6317 | 57.02 | 59 | 988 | 57.02 | 0 | 197.5966 | Cooling | 32.9328 | #N/A | #N/A | #N/A | #N/A | 0 | 0 | 0 | 0 | 0 | 197.5966 | #N/A | #N/A | 88 | #N/A | #N/A | #N/A | 0.1098% | 1 | 50% | 0% | 0% | 0% | 8.2745 | 0 | 0 | 0 | 8.2745 | #N/A
2007-09-21 06:01 | 9 | 21 | 6 | 264.2087 | 6318 | 55.4 | 53.96 | 990 | 55.4 | 0 | 784.6062 | Cooling | 130.7677 | #N/A | #N/A | #N/A | #N/A | 0 | 0 | 0 | 0 | 0 | 784.6062 | #N/A | #N/A | 88 | #N/A | #N/A | #N/A | 0.4359% | 1 | 50% | 0% | 0% | 0% | 8.2745 | 0 | 0 | 0 | 8.2745 | #N/A
2007-09-21 07:01 | 9 | 21 | 7 | 264.2504 | 6319 | 55.4 | 51.98 | 992 | 55.4 | 0 | 439.386 | Cooling | 73.231 | #N/A | #N/A | #N/A | #N/A | 0 | 0 | 0 | 0 | 0 | 439.386 | #N/A | #N/A | 88 | #N/A | #N/A | #N/A | 0.2441% | 1 | 50% | 0% | 0% | 0% | 8.2745 | 0 | 0 | 0 | 8.2745 | #N/A
2007-09-21 08:01 | 9 | 21 | 8 | 264.292 | 6320 | 57.02 | 51.98 | 991 | 57.02 | 0 | 390.9093 | Cooling | 65.1515 | #N/A | #N/A | #N/A | #N/A | 0 | 0 | 0 | 0 | 0 | 390.9093 | #N/A | #N/A | 88 | #N/A | #N/A | #N/A | 0.2172% | 1 | 50% | 0% | 0% | 0% | 8.2745 | 0 | 0 | 0 | 8.2745 | #N/A
2007-09-21 09:01 | 9 | 21 | 9 | 264.3337 | 6321 | 62.6 | 51.98 | 992 | 62.6 | 0 | 470.6883 | Cooling | 78.4481 | #N/A | #N/A | #N/A | #N/A | 0 | 0 | 0 | 0 | 0 | 470.6883 | #N/A | #N/A | 88 | #N/A | #N/A | #N/A | 0.2615% | 1 | 50% | 0% | 0% | 0% | 8.2745 | 0 | 0 | 0 | 8.2745 | #N/A
2007-09-21 10:01 | 9 | 21 | 10 | 264.3754 | 6322 | 68 | 53.06 | 993 | 68 | 0 | 507.3667 | Cooling | 84.5611 | #N/A | #N/A | #N/A | #N/A | 0 | 0 | 0 | 0 | 0 | 507.3667 | #N/A | #N/A | 88 | #N/A | #N/A | #N/A | 0.2819% | 1 | 50% | 0% | 0% | 0% | 8.2745 | 0 | 0 | 0 | 8.2745 | #N/A
2007-09-21 11:01 | 9 | 21 | 11 | 264.417 | 6323 | 68 | 53.06 | 994 | 68 | 0 | 498.835 | Cooling | 83.1392 | #N/A | #N/A | #N/A | #N/A | 0 | 0 | 0 | 0 | 0 | 498.835 | #N/A | #N/A | 88 | #N/A | #N/A | #N/A | 0.2771% | 1 | 50% | 0% | 0% | 0% | 8.2745 | 0 | 0 | 0 | 8.2745 | #N/A
2007-09-21 12:01 | 9 | 21 | 12 | 264.4587 | 6324 | 75.92 | 51.98 | 994 | 75.92 | 0 | 433.5274 | Cooling | 72.2546 | #N/A | #N/A | #N/A | #N/A | 0 | 0 | 0 | 0 | 0 | 433.5274 | #N/A | #N/A | 88 | #N/A | #N/A | #N/A | 0.2408% | 1 | 50% | 0% | 0% | 0% | 8.2745 | 0 | 0 | 0 | 8.2745 | #N/A
2007-09-21 13:01 | 9 | 21 | 13 | 264.5004 | 6325 | 78.98 | 55.04 | 995 | 78.98 | 0 | 661.0423 | Cooling | 110.1737 | #N/A | #N/A | #N/A | #N/A | 0 | 0 | 0 | 0 | 0 | 661.0423 | #N/A | #N/A | 88 | #N/A | #N/A | #N/A | 0.3672% | 1 | 50% | 0% | 0% | 0% | 8.2745 | 0 | 0 | 0 | 8.2745 | #N/A
2007-09-21 14:01 | 9 | 21 | 14 | 264.542 | 6326 | 78.98 | 48.02 | 995 | 78.98 | 0 | 456.8132 | Cooling | 76.1355 | #N/A | #N/A | #N/A | #N/A | 0 | 0 | 0 | 0 | 0 | 456.8132 | #N/A | #N/A | 88 | #N/A | #N/A | #N/A | 0.2538% | 1 | 50% | 0% | 0% | 0% | 8.2745 | 0 | 0 | 0 | 8.2745 | #N/A
2007-09-21 15:01 | 9 | 21 | 15 | 264.5837 | 6327 | 80.96 | 44.96 | 996 | 80.96 | 0 | 273.8304 | Cooling | 45.6384 | #N/A | #N/A | #N/A | #N/A | 0 | 0 | 0 | 0 | 0 | 273.8304 | #N/A | #N/A | 88 | #N/A | #N/A | #N/A | 0.1521% | 1 | 50% | 0% | 0% | 0% | 8.2745 | 0 | 0 | 0 | 8.2745 | #N/A
2007-09-21 16:01 | 9 | 21 | 16 | 264.6254 | 6328 | 80.96 | 42.98 | 997 | 80.96 | 0 | 313.6841 | Cooling | 52.2807 | #N/A | #N/A | #N/A | #N/A | 0 | 0 | 0 | 0 | 0 | 313.6841 | #N/A | #N/A | 88 | #N/A | #N/A | #N/A | 0.1743% | 1 | 50% | 0% | 0% | 0% | 8.2745 | 0 | 0 | 0 | 8.2745 | #N/A
2007-09-21 17:01 | 9 | 21 | 17 | 264.667 | 6329 | 80.96 | 42.98 | 998 | 80.96 | 0 | 203.5558 | Cooling | 33.926 | #N/A | #N/A | #N/A | #N/A | 0 | 0 | 0 | 0 | 0 | 203.5558 | #N/A | #N/A | 88 | #N/A | #N/A | #N/A | 0.1131% | 1 | 50% | 0% | 0% | 0% | 8.2745 | 0 | 0 | 0 | 8.2745 | #N/A
2007-09-21 18:01 | 9 | 21 | 18 | 264.7087 | 6330 | 75.92 | 42.98 | 999 | 75.92 | 0 | 0 | Cooling | 0 | #N/A | #N/A | #N/A | #N/A | 0 | 0 | 0 | 0 | 0 | 0 | #N/A | #N/A | 88 | 88 | 0 | #N/A | 0% | 1 | 50% | 0% | 0% | 0% | 8.2745 | 0 | 0 | 0 | 8.2745 | #N/A
2007-09-21 19:01 | 9 | 21 | 19 | 264.7504 | 6331 | 73.94 | 42.08 | 1000 | 73.94 | 0 | 0 | Cooling | 0 | #N/A | #N/A | #N/A | #N/A | 0 | 0 | 0 | 0 | 0 | 0 | #N/A | #N/A | 88 | 88 | 0 | #N/A | 0% | 1 | 50% | 0% | 0% | 0% | 8.2745 | 0 | 0 | 0 | 8.2745 | #N/A
2007-09-21 20:01 | 9 | 21 | 20 | 264.792 | 6332 | 73.94 | 42.98 | 1000 | 73.94 | 0 | 0 | Cooling | 0 | #N/A | #N/A | #N/A | #N/A | 0 | 0 | 0 | 0 | 0 | 0 | #N/A | #N/A | 88 | 88 | 0 | #N/A | 0% | 1 | 50% | 0% | 0% | 0% | 8.2745 | 0 | 0 | 0 | 8.2745 | #N/A
2007-09-21 21:01 | 9 | 21 | 21 | 264.8337 | 6333 | 71.06 | 42.98 | 1001 | 71.06 | 0 | 0 | Cooling | 0 | #N/A | #N/A | #N/A | #N/A | 0 | 0 | 0 | 0 | 0 | 0 | #N/A | #N/A | 88 | 88 | 0 | #N/A | 0% | 1 | 50% | 0% | 0% | 0% | 8.2745 | 0 | 0 | 0 | 8.2745 | #N/A
2007-09-21 22:01 | 9 | 21 | 22 | 264.8754 | 6334 | 69.98 | 42.98 | 1002 | 69.98 | 0 | 0 | Cooling | 0 | #N/A | #N/A | #N/A | #N/A | 0 | 0 | 0 | 0 | 0 | 0 | #N/A | #N/A | 88 | 88 | 0 | #N/A | 0% | 1 | 50% | 0% | 0% | 0% | 8.2745 | 0 | 0 | 0 | 8.2745 | #N/A
2007-09-21 23:01 | 9 | 21 | 23 | 264.917 | 6335 | 69.98 | 44.06 | 1002 | 69.98 | 0 | 0 | Cooling | 0 | #N/A | #N/A | #N/A | #N/A | 0 | 0 | 0 | 0 | 0 | 0 | #N/A | #N/A | 88 | 88 | 0 | #N/A | 0% | 1 | 50% | 0% | 0% | 0% | 8.2745 | 0 | 0 | 0 | 8.2745 | #N/A
2007-09-22 00:01 | 9 | 22 | 0 | 264.9587 | 6336 | 66.92 | 44.06 | 1002 | 66.92 | 0 | 0 | Cooling | 0 | #N/A | #N/A | #N/A | #N/A | 0 | 0 | 0 | 0 | 0 | 0 | #N/A | #N/A | 88 | 88 | 0 | #N/A | 0% | 1 | 50% | 0% | 0% | 0% | 8.2745 | 0 | 0 | 0 | 8.2745 | #N/A
2007-09-22 01:01 | 9 | 22 | 1 | 265.0004 | 6337 | 64.04 | 44.06 | 1004 | 64.04 | 0 | 0 | Cooling | 0 | #N/A | #N/A | #N/A | #N/A | 0 | 0 | 0 | 0 | 0 | 0 | #N/A | #N/A | 88 | 88 | 0 | #N/A | 0% | 1 | 50% | 0% | 0% | 0% | 8.2745 | 0 | 0 | 0 | 8.2745 | #N/A
2007-09-22 02:01 | 9 | 22 | 2 | 265.042 | 6338 | 64.04 | 44.06 | 1004 | 64.04 | 0 | 0 | Cooling | 0 | #N/A | #N/A | #N/A | #N/A | 0 | 0 | 0 | 0 | 0 | 0 | #N/A | #N/A | 88 | 88 | 0 | #N/A | 0% | 1 | 50% | 0% | 0% | 0% | 8.2745 | 0 | 0 | 0 | 8.2745 | #N/A
2007-09-22 03:01 | 9 | 22 | 3 | 265.0837 | 6339 | 62.06 | 44.96 | 1004 | 62.06 | 0 | 0 | Cooling | 0 | #N/A | #N/A | #N/A | #N/A | 0 | 0 | 0 | 0 | 0 | 0 | #N/A | #N/A | 88 | 88 | 0 | #N/A | 0% | 1 | 50% | 0% | 0% | 0% | 8.2745 | 0 | 0 | 0 | 8.2745 | #N/A
2007-09-22 04:01 | 9 | 22 | 4 | 265.1254 | 6340 | 62.96 | 44.96 | 1005 | 62.96 | 0 | 0 | Cooling | 0 | #N/A | #N/A | #N/A | #N/A | 0 | 0 | 0 | 0 | 0 | 0 | #N/A | #N/A | 88 | 88 | 0 | #N/A | 0% | 1 | 50% | 0% | 0% | 0% | 8.2745 | 0 | 0 | 0 | 8.2745 | #N/A
2007-09-22 05:01 | 9 | 22 | 5 | 265.167 | 6341 | 62.96 | 44.96 | 1005 | 62.96 | 0 | 0 | Cooling | 0 | #N/A | #N/A | #N/A | #N/A | 0 | 0 | 0 | 0 | 0 | 0 | #N/A | #N/A | 88 | 88 | 0 | #N/A | 0% | 1 | 50% | 0% | 0% | 0% | 8.2745 | 0 | 0 | 0 | 8.2745 | #N/A
2007-09-22 06:01 | 9 | 22 | 6 | 265.2087 | 6342 | 60.98 | 44.96 | 1006 | 60.98 | 0 | 0 | Cooling | 0 | #N/A | #N/A | #N/A | #N/A | 0 | 0 | 0 | 0 | 0 | 0 | #N/A | #N/A | 88 | 88 | 0 | #N/A | 0% | 1 | 50% | 0% | 0% | 0% | 8.2745 | 0 | 0 | 0 | 8.2745 | #N/A
2007-09-22 07:01 | 9 | 22 | 7 | 265.2504 | 6343 | 62.96 | 46.04 | 1007 | 62.96 | 0 | 0 | Cooling | 0 | #N/A | #N/A | #N/A | #N/A | 0 | 0 | 0 | 0 | 0 | 0 | #N/A | #N/A | 88 | 88 | 0 | #N/A | 0% | 1 | 50% | 0% | 0% | 0% | 8.2745 | 0 | 0 | 0 | 8.2745 | #N/A
2007-09-22 08:01 | 9 | 22 | 8 | 265.292 | 6344 | 62.96 | 44.96 | 1007 | 62.96 | 0 | 0 | Cooling | 0 | #N/A | #N/A | #N/A | #N/A | 0 | 0 | 0 | 0 | 0 | 0 | #N/A | #N/A | 88 | 88 | 0 | #N/A | 0% | 1 | 50% | 0% | 0% | 0% | 8.2745 | 0 | 0 | 0 | 8.2745 | #N/A
2007-09-22 09:01 | 9 | 22 | 9 | 265.3337 | 6345 | 69.08 | 46.4 | 1008 | 69.08 | 0 | 0 | Cooling | 0 | #N/A | #N/A | #N/A | #N/A | 0 | 0 | 0 | 0 | 0 | 0 | #N/A | #N/A | 88 | 88 | 0 | #N/A | 0% | 1 | 50% | 0% | 0% | 0% | 8.2745 | 0 | 0 | 0 | 8.2745 | #N/A
2007-09-22 10:01 | 9 | 22 | 10 | 265.3754 | 6346 | 71.96 | 44.06 | 1008 | 71.96 | 0 | 0 | Cooling | 0 | #N/A | #N/A | #N/A | #N/A | 0 | 0 | 0 | 0 | 0 | 0 | #N/A | #N/A | 88 | 88 | 0 | #N/A | 0% | 1 | 50% | 0% | 0% | 0% | 8.2745 | 0 | 0 | 0 | 8.2745 | #N/A
2007-09-22 11:01 | 9 | 22 | 11 | 265.417 | 6347 | 71.96 | 42.98 | 1008 | 71.96 | 0 | 0 | Cooling | 0 | #N/A | #N/A | #N/A | #N/A | 0 | 0 | 0 | 0 | 0 | 0 | #N/A | #N/A | 88 | 88 | 0 | #N/A | 0% | 1 | 50% | 0% | 0% | 0% | 8.2745 | 0 | 0 | 0 | 8.2745 | #N/A
2007-09-22 12:01 | 9 | 22 | 12 | 265.4587 | 6348 | 73.94 | 39.92 | 1008 | 73.94 | 0 | 0 | Cooling | 0 | #N/A | #N/A | #N/A | #N/A | 0 | 0 | 0 | 0 | 0 | 0 | #N/A | #N/A | 88 | 88 | 0 | #N/A | 0% | 1 | 50% | 0% | 0% | 0% | 8.2745 | 0 | 0 | 0 | 8.2745 | #N/A
2007-09-22 13:01 | 9 | 22 | 13 | 265.5004 | 6349 | 77 | 39.02 | 1007 | 77 | 0 | 0 | Cooling | 0 | #N/A | #N/A | #N/A | #N/A | 0 | 0 | 0 | 0 | 0 | 0 | #N/A | #N/A | 88 | 88 | 0 | #N/A | 0% | 1 | 50% | 0% | 0% | 0% | 8.2745 | 0 | 0 | 0 | 8.2745 | #N/A
2007-09-22 14:01 | 9 | 22 | 14 | 265.542 | 6350 | 77 | 37.94 | 1007 | 77 | 0 | 0 | Cooling | 0 | #N/A | #N/A | #N/A | #N/A | 0 | 0 | 0 | 0 | 0 | 0 | #N/A | #N/A | 88 | 88 | 0 | #N/A | 0% | 1 | 50% | 0% | 0% | 0% | 8.2745 | 0 | 0 | 0 | 8.2745 | #N/A
2007-09-22 15:01 | 9 | 22 | 15 | 265.5837 | 6351 | 78.08 | 35.96 | 1006 | 78.08 | 0 | 0 | Cooling | 0 | #N/A | #N/A | #N/A | #N/A | 0 | 0 | 0 | 0 | 0 | 0 | #N/A | #N/A | 88 | 88 | 0 | #N/A | 0% | 1 | 50% | 0% | 0% | 0% | 8.2745 | 0 | 0 | 0 | 8.2745 | #N/A
2007-09-22 16:01 | 9 | 22 | 16 | 265.6254 | 6352 | 78.08 | 39.02 | 1006 | 78.08 | 0 | 0 | Cooling | 0 | #N/A | #N/A | #N/A | #N/A | 0 | 0 | 0 | 0 | 0 | 0 | #N/A | #N/A | 88 | 88 | 0 | #N/A | 0% | 1 | 50% | 0% | 0% | 0% | 8.2745 | 0 | 0 | 0 | 8.2745 | #N/A
2007-09-22 17:01 | 9 | 22 | 17 | 265.667 | 6353 | 78.08 | 42.98 | 1006 | 78.08 | 0 | 0 | Cooling | 0 | #N/A | #N/A | #N/A | #N/A | 0 | 0 | 0 | 0 | 0 | 0 | #N/A | #N/A | 88 | 88 | 0 | #N/A | 0% | 1 | 50% | 0% | 0% | 0% | 8.2745 | 0 | 0 | 0 | 8.2745 | #N/A
2007-09-22 18:01 | 9 | 22 | 18 | 265.7087 | 6354 | 75.2 | 44.96 | 1006 | 75.2 | 0 | 0 | Cooling | 0 | #N/A | #N/A | #N/A | #N/A | 0 | 0 | 0 | 0 | 0 | 0 | #N/A | #N/A | 88 | 88 | 0 | #N/A | 0% | 1 | 50% | 0% | 0% | 0% | 8.2745 | 0 | 0 | 0 | 8.2745 | #N/A
2007-09-22 19:01 | 9 | 22 | 19 | 265.7504 | 6355 | 71.96 | 44.96 | 1006 | 71.96 | 0 | 0 | Cooling | 0 | #N/A | #N/A | #N/A | #N/A | 0 | 0 | 0 | 0 | 0 | 0 | #N/A | #N/A | 88 | 88 | 0 | #N/A | 0% | 1 | 50% | 0% | 0% | 0% | 8.2745 | 0 | 0 | 0 | 8.2745 | #N/A
2007-09-22 20:01 | 9 | 22 | 20 | 265.792 | 6356 | 71.96 | 46.94 | 1005 | 71.96 | 0 | 0 | Cooling | 0 | #N/A | #N/A | #N/A | #N/A | 0 | 0 | 0 | 0 | 0 | 0 | #N/A | #N/A | 88 | 88 | 0 | #N/A | 0% | 1 | 50% | 0% | 0% | 0% | 8.2745 | 0 | 0 | 0 | 8.2745 | #N/A
2007-09-22 21:01 | 9 | 22 | 21 | 265.8337 | 6357 | 68 | 48.02 | 1005 | 68 | 0 | 0 | Cooling | 0 | #N/A | #N/A | #N/A | #N/A | 0 | 0 | 0 | 0 | 0 | 0 | #N/A | #N/A | 88 | 88 | 0 | #N/A | 0% | 1 | 50% | 0% | 0% | 0% | 8.2745 | 0 | 0 | 0 | 8.2745 | #N/A
2007-09-22 22:01 | 9 | 22 | 22 | 265.8754 | 6358 | 68 | 48.92 | 1005 | 68 | 0 | 0 | Cooling | 0 | #N/A | #N/A | #N/A | #N/A | 0 | 0 | 0 | 0 | 0 | 0 | #N/A | #N/A | 88 | 88 | 0 | #N/A | 0% | 1 | 50% | 0% | 0% | 0% | 8.2745 | 0 | 0 | 0 | 8.2745 | #N/A
2007-09-22 23:01 | 9 | 22 | 23 | 265.917 | 6359 | 68 | 46.94 | 1005 | 68 | 0 | 0 | Cooling | 0 | #N/A | #N/A | #N/A | #N/A | 0 | 0 | 0 | 0 | 0 | 0 | #N/A | #N/A | 88 | 88 | 0 | #N/A | 0% | 1 | 50% | 0% | 0% | 0% | 8.2745 | 0 | 0 | 0 | 8.2745 | #N/A
2007-09-23 00:01 | 9 | 23 | 0 | 265.9587 | 6360 | 62.06 | 48.92 | 1004 | 62.06 | 0 | 0 | Cooling | 0 | #N/A | #N/A | #N/A | #N/A | 0 | 0 | 0 | 0 | 0 | 0 | #N/A | #N/A | 88 | 88 | 0 | #N/A | 0% | 1 | 50% | 0% | 0% | 0% | 8.2745 | 0 | 0 | 0 | 8.2745 | #N/A
2007-09-23 01:01 | 9 | 23 | 1 | 266.0004 | 6361 | 60.98 | 48.92 | 1004 | 60.98 | 0 | 0 | Cooling | 0 | #N/A | #N/A | #N/A | #N/A | 0 | 0 | 0 | 0 | 0 | 0 | #N/A | #N/A | 88 | 88 | 0 | #N/A | 0% | 1 | 50% | 0% | 0% | 0% | 8.2745 | 0 | 0 | 0 | 8.2745 | #N/A
2007-09-23 02:01 | 9 | 23 | 2 | 266.042 | 6362 | 60.98 | 50 | 1004 | 60.98 | 0 | 0 | Cooling | 0 | #N/A | #N/A | #N/A | #N/A | 0 | 0 | 0 | 0 | 0 | 0 | #N/A | #N/A | 88 | 88 | 0 | #N/A | 0% | 1 | 50% | 0% | 0% | 0% | 8.2745 | 0 | 0 | 0 | 8.2745 | #N/A
2007-09-23 03:01 | 9 | 23 | 3 | 266.0837 | 6363 | 55.04 | 50 | 1002 | 55.04 | 0 | 0 | Cooling | 0 | #N/A | #N/A | #N/A | #N/A | 0 | 0 | 0 | 0 | 0 | 0 | #N/A | #N/A | 88 | 88 | 0 | #N/A | 0% | 1 | 50% | 0% | 0% | 0% | 8.2745 | 0 | 0 | 0 | 8.2745 | #N/A
2007-09-23 04:01 | 9 | 23 | 4 | 266.1254 | 6364 | 53.96 | 51.08 | 1001 | 53.96 | 0 | 1.6622 | Cooling | 0.27703 | #N/A | #N/A | #N/A | #N/A | 0 | 0 | 0 | 0 | 0 | 1.6622 | #N/A | #N/A | 88 | #N/A | #N/A | #N/A | 0.0009234% | 1 | 50% | 0% | 0% | 0% | 8.2745 | 0 | 0 | 0 | 8.2745 | #N/A
2007-09-23 05:01 | 9 | 23 | 5 | 266.167 | 6365 | 53.96 | 51.8 | 1001 | 53.96 | 0 | 7.7557 | Cooling | 1.2926 | #N/A | #N/A | #N/A | #N/A | 0 | 0 | 0 | 0 | 0 | 7.7557 | #N/A | #N/A | 88 | #N/A | #N/A | #N/A | 0.004309% | 1 | 50% | 0% | 0% | 0% | 8.2745 | 0 | 0 | 0 | 8.2745 | #N/A
2007-09-23 06:01 | 9 | 23 | 6 | 266.2087 | 6366 | 51.08 | 51.98 | 1000 | 51.08 | 0 | 86.2865 | Cooling | 14.3811 | #N/A | #N/A | #N/A | #N/A | 0 | 0 | 0 | 0 | 0 | 86.2865 | #N/A | #N/A | 88 | #N/A | #N/A | #N/A | 0.04794% | 1 | 50% | 0% | 0% | 0% | 8.2745 | 0 | 0 | 0 | 8.2745 | #N/A
2007-09-23 07:01 | 9 | 23 | 7 | 266.2504 | 6367 | 55.94 | 53.06 | 1000 | 55.94 | 0 | 119.3901 | Cooling | 19.8983 | #N/A | #N/A | #N/A | #N/A | 0 | 0 | 0 | 0 | 0 | 119.3901 | #N/A | #N/A | 88 | #N/A | #N/A | #N/A | 0.06633% | 1 | 50% | 0% | 0% | 0% | 8.2745 | 0 | 0 | 0 | 8.2745 | #N/A
2007-09-23 08:01 | 9 | 23 | 8 | 266.292 | 6368 | 55.94 | 53.96 | 999 | 55.94 | 0 | 302.545 | Cooling | 50.4242 | #N/A | #N/A | #N/A | #N/A | 0 | 0 | 0 | 0 | 0 | 302.545 | #N/A | #N/A | 88 | #N/A | #N/A | #N/A | 0.1681% | 1 | 50% | 0% | 0% | 0% | 8.2745 | 0 | 0 | 0 | 8.2745 | #N/A
2007-09-23 09:01 | 9 | 23 | 9 | 266.3337 | 6369 | 62.96 | 55.04 | 999 | 62.96 | 0 | 471.9725 | Cooling | 78.6621 | #N/A | #N/A | #N/A | #N/A | 0 | 0 | 0 | 0 | 0 | 471.9725 | #N/A | #N/A | 88 | #N/A | #N/A | #N/A | 0.2622% | 1 | 50% | 0% | 0% | 0% | 8.2745 | 0 | 0 | 0 | 8.2745 | #N/A
2007-09-23 10:01 | 9 | 23 | 10 | 266.3754 | 6370 | 66.02 | 55.94 | 999 | 66.02 | 0 | 567.03 | Cooling | 94.505 | #N/A | #N/A | #N/A | #N/A | 0 | 0 | 0 | 0 | 0 | 567.03 | #N/A | #N/A | 88 | #N/A | #N/A | #N/A | 0.315% | 1 | 50% | 0% | 0% | 0% | 8.2745 | 0 | 0 | 0 | 8.2745 | #N/A
2007-09-23 11:01 | 9 | 23 | 11 | 266.417 | 6371 | 66.02 | 57.02 | 996 | 66.02 | 0 | 744.6617 | Cooling | 124.1103 | #N/A | #N/A | #N/A | #N/A | 0 | 0 | 0 | 0 | 0 | 744.6617 | #N/A | #N/A | 88 | #N/A | #N/A | #N/A | 0.4137% | 1 | 50% | 0% | 0% | 0% | 8.2745 | 0 | 0 | 0 | 8.2745 | #N/A
2007-09-23 12:01 | 9 | 23 | 12 | 266.4587 | 6372 | 69.08 | 60.08 | 996 | 69.08 | 0 | 1154.387 | Cooling | 192.3978 | #N/A | #N/A | #N/A | #N/A | 0 | 0 | 0 | 0 | 0 | 1154.387 | #N/A | #N/A | 88 | #N/A | #N/A | #N/A | 0.6413% | 1 | 50% | 0% | 0% | 0% | 8.2745 | 0 | 0 | 0 | 8.2745 | #N/A
2007-09-23 13:01 | 9 | 23 | 13 | 266.5004 | 6373 | 71.96 | 60.08 | 996 | 71.96 | 0 | 1531.3558 | Cooling | 255.226 | #N/A | #N/A | #N/A | #N/A | 0 | 0 | 0 | 0 | 0 | 1531.3558 | #N/A | #N/A | 88 | #N/A | #N/A | #N/A | 0.8508% | 1 | 50% | 0% | 0% | 0% | 8.2745 | 0 | 0 | 0 | 8.2745 | #N/A
2007-09-23 14:01 | 9 | 23 | 14 | 266.542 | 6374 | 71.96 | 60.98 | 995 | 71.96 | 0 | 1702.8764 | Cooling | 283.8127 | #N/A | #N/A | #N/A | #N/A | 0 | 0 | 0 | 0 | 0 | 1702.8764 | #N/A | #N/A | 88 | #N/A | #N/A | #N/A | 0.946% | 1 | 50% | 0% | 0% | 0% | 8.2745 | 0 | 0 | 0 | 8.2745 | #N/A
2007-09-23 15:01 | 9 | 23 | 15 | 266.5837 | 6375 | 75.02 | 62.06 | 995 | 75.02 | 0 | 1817.2249 | Cooling | 302.8708 | #N/A | #N/A | #N/A | #N/A | 0 | 0 | 0 | 0 | 0 | 1817.2249 | #N/A | #N/A | 88 | #N/A | #N/A | #N/A | 1.01% | 1 | 50% | 0% | 0% | 0% | 8.2745 | 0 | 0 | 0 | 8.2745 | #N/A
2007-09-23 16:01 | 9 | 23 | 16 | 266.6254 | 6376 | 75.02 | 62.06 | 995 | 75.02 | 0 | 1937.964 | Cooling | 322.994 | #N/A | #N/A | #N/A | #N/A | 0 | 0 | 0 | 0 | 0 | 1937.964 | #N/A | #N/A | 88 | #N/A | #N/A | #N/A | 1.077% | 1 | 50% | 0% | 0% | 0% | 8.2745 | 0 | 0 | 0 | 8.2745 | #N/A
2007-09-23 17:01 | 9 | 23 | 17 | 266.667 | 6377 | 75.02 | 62.06 | 995 | 75.02 | 0 | 1862.8252 | Cooling | 310.4709 | #N/A | #N/A | #N/A | #N/A | 0 | 0 | 0 | 0 | 0 | 1862.8252 | #N/A | #N/A | 88 | #N/A | #N/A | #N/A | 1.035% | 1 | 50% | 0% | 0% | 0% | 8.2745 | 0 | 0 | 0 | 8.2745 | #N/A
2007-09-23 18:01 | 9 | 23 | 18 | 266.7087 | 6378 | 66.02 | 62.06 | 995 | 66.02 | 0 | 1713.8408 | Cooling | 285.6401 | #N/A | #N/A | #N/A | #N/A | 0 | 0 | 0 | 0 | 0 | 1713.8408 | #N/A | #N/A | 88 | #N/A | #N/A | #N/A | 0.9521% | 1 | 50% | 0% | 0% | 0% | 8.2745 | 0 | 0 | 0 | 8.2745 | #N/A
2007-09-23 19:01 | 9 | 23 | 19 | 266.7504 | 6379 | 64.94 | 62.06 | 995 | 64.94 | 0 | 1597.8658 | Cooling | 266.311 | #N/A | #N/A | #N/A | #N/A | 0 | 0 | 0 | 0 | 0 | 1597.8658 | #N/A | #N/A | 88 | #N/A | #N/A | #N/A | 0.8877% | 1 | 50% | 0% | 0% | 0% | 8.2745 | 0 | 0 | 0 | 8.2745 | #N/A
2007-09-23 20:01 | 9 | 23 | 20 | 266.792 | 6380 | 64.94 | 62.06 | 995 | 64.94 | 0 | 1391.596 | Cooling | 231.9327 | #N/A | #N/A | #N/A | #N/A | 0 | 0 | 0 | 0 | 0 | 1391.596 | #N/A | #N/A | 88 | #N/A | #N/A | #N/A | 0.7731% | 1 | 50% | 0% | 0% | 0% | 8.2745 | 0 | 0 | 0 | 8.2745 | #N/A
2007-09-23 21:01 | 9 | 23 | 21 | 266.8337 | 6381 | 64.04 | 62.06 | 994 | 64.04 | 0 | 1256.8271 | Cooling | 209.4712 | #N/A | #N/A | #N/A | #N/A | 0 | 0 | 0 | 0 | 0 | 1256.8271 | #N/A | #N/A | 88 | #N/A | #N/A | #N/A | 0.6982% | 1 | 50% | 0% | 0% | 0% | 8.2745 | 0 | 0 | 0 | 8.2745 | #N/A
2007-09-23 22:01 | 9 | 23 | 22 | 266.8754 | 6382 | 60.08 | 62.06 | 994 | 60.08 | 0 | 68.4125 | Cooling | 11.4021 | #N/A | #N/A | #N/A | #N/A | 0 | 0 | 0 | 0 | 0 | 68.4125 | #N/A | #N/A | 88 | #N/A | #N/A | #N/A | 0.03801% | 1 | 50% | 0% | 0% | 0% | 8.2745 | 0 | 0 | 0 | 8.2745 | #N/A
2007-09-23 23:01 | 9 | 23 | 23 | 266.917 | 6383 | 60.08 | 62.06 | 993 | 60.08 | 0 | 138.4705 | Cooling | 23.0784 | #N/A | #N/A | #N/A | #N/A | 0 | 0 | 0 | 0 | 0 | 138.4705 | #N/A | #N/A | 88 | #N/A | #N/A | #N/A | 0.07693% | 1 | 50% | 0% | 0% | 0% | 8.2745 | 0 | 0 | 0 | 8.2745 | #N/A
2007-09-24 00:01 | 9 | 24 | 0 | 266.9587 | 6384 | 57.92 | 62.06 | 992 | 57.92 | 0 | 127.9944 | Cooling | 21.3324 | #N/A | #N/A | #N/A | #N/A | 0 | 0 | 0 | 0 | 0 | 127.9944 | #N/A | #N/A | 88 | #N/A | #N/A | #N/A | 0.07111% | 1 | 50% | 0% | 0% | 0% | 8.2745 | 0 | 0 | 0 | 8.2745 | #N/A
2007-09-24 01:01 | 9 | 24 | 1 | 267.0004 | 6385 | 57.02 | 62.96 | 992 | 57.02 | 0 | 131.8179 | Cooling | 21.9696 | #N/A | #N/A | #N/A | #N/A | 0 | 0 | 0 | 0 | 0 | 131.8179 | #N/A | #N/A | 88 | #N/A | #N/A | #N/A | 0.07323% | 1 | 50% | 0% | 0% | 0% | 8.2745 | 0 | 0 | 0 | 8.2745 | #N/A
2007-09-24 02:01 | 9 | 24 | 2 | 267.042 | 6386 | 57.02 | 64.04 | 992 | 57.02 | 0 | 138.9328 | Cooling | 23.1555 | #N/A | #N/A | #N/A | #N/A | 0 | 0 | 0 | 0 | 0 | 138.9328 | #N/A | #N/A | 88 | #N/A | #N/A | #N/A | 0.07718% | 1 | 50% | 0% | 0% | 0% | 8.2745 | 0 | 0 | 0 | 8.2745 | #N/A
2007-09-24 03:01 | 9 | 24 | 3 | 267.0837 | 6387 | 53.06 | 60.8 | 993 | 53.06 | 0 | 112.8094 | Cooling | 18.8016 | #N/A | #N/A | #N/A | #N/A | 0 | 0 | 0 | 0 | 0 | 112.8094 | #N/A | #N/A | 88 | #N/A | #N/A | #N/A | 0.06267% | 1 | 50% | 0% | 0% | 0% | 8.2745 | 0 | 0 | 0 | 8.2745 | #N/A
2007-09-24 04:01 | 9 | 24 | 4 | 267.1254 | 6388 | 51.08 | 59 | 993 | 51.08 | 0 | 77.89 | Cooling | 12.9817 | #N/A | #N/A | #N/A | #N/A | 0 | 0 | 0 | 0 | 0 | 77.89 | #N/A | #N/A | 88 | #N/A | #N/A | #N/A | 0.04327% | 1 | 50% | 0% | 0% | 0% | 8.2745 | 0 | 0 | 0 | 8.2745 | #N/A
2007-09-24 05:01 | 9 | 24 | 5 | 267.167 | 6389 | 51.08 | 57.92 | 994 | 51.08 | 0 | 88.3949 | Cooling | 14.7325 | #N/A | #N/A | #N/A | #N/A | 0 | 0 | 0 | 0 | 0 | 88.3949 | #N/A | #N/A | 88 | #N/A | #N/A | #N/A | 0.04911% | 1 | 50% | 0% | 0% | 0% | 8.2745 | 0 | 0 | 0 | 8.2745 | #N/A
2007-09-24 06:01 | 9 | 24 | 6 | 267.2087 | 6390 | 50 | 57.02 | 994 | 50 | 0 | 658.084 | Cooling | 109.6807 | #N/A | #N/A | #N/A | #N/A | 0 | 0 | 0 | 0 | 0 | 658.084 | #N/A | #N/A | 88 | #N/A | #N/A | #N/A | 0.3656% | 1 | 50% | 0% | 0% | 0% | 8.2745 | 0 | 0 | 0 | 8.2745 | #N/A
2007-09-24 07:01 | 9 | 24 | 7 | 267.2504 | 6391 | 53.06 | 53.96 | 996 | 53.06 | 0 | 373.6962 | Cooling | 62.2827 | #N/A | #N/A | #N/A | #N/A | 0 | 0 | 0 | 0 | 0 | 373.6962 | #N/A | #N/A | 88 | #N/A | #N/A | #N/A | 0.2076% | 1 | 50% | 0% | 0% | 0% | 8.2745 | 0 | 0 | 0 | 8.2745 | #N/A
2007-09-24 08:01 | 9 | 24 | 8 | 267.292 | 6392 | 53.06 | 51.98 | 996 | 53.06 | 0 | 256.2975 | Cooling | 42.7163 | #N/A | #N/A | #N/A | #N/A | 0 | 0 | 0 | 0 | 0 | 256.2975 | #N/A | #N/A | 88 | #N/A | #N/A | #N/A | 0.1424% | 1 | 50% | 0% | 0% | 0% | 8.2745 | 0 | 0 | 0 | 8.2745 | #N/A
2007-09-24 09:01 | 9 | 24 | 9 | 267.3337 | 6393 | 62.96 | 50 | 997 | 62.96 | 0 | 77.992 | Cooling | 12.9987 | #N/A | #N/A | #N/A | #N/A | 0 | 0 | 0 | 0 | 0 | 77.992 | #N/A | #N/A | 88 | #N/A | #N/A | #N/A | 0.04333% | 1 | 50% | 0% | 0% | 0% | 8.2745 | 0 | 0 | 0 | 8.2745 | #N/A
2007-09-24 10:01 | 9 | 24 | 10 | 267.3754 | 6394 | 66.02 | 50 | 997 | 66.02 | 0 | 18.7356 | Cooling | 3.1226 | #N/A | #N/A | #N/A | #N/A | 0 | 0 | 0 | 0 | 0 | 18.7356 | #N/A | #N/A | 88 | #N/A | #N/A | #N/A | 0.01041% | 1 | 50% | 0% | 0% | 0% | 8.2745 | 0 | 0 | 0 | 8.2745 | #N/A
2007-09-24 11:01 | 9 | 24 | 11 | 267.417 | 6395 | 66.02 | 48.02 | 997 | 66.02 | 0 | 53.2947 | Cooling | 8.8825 | #N/A | #N/A | #N/A | #N/A | 0 | 0 | 0 | 0 | 0 | 53.2947 | #N/A | #N/A | 88 | #N/A | #N/A | #N/A | 0.02961% | 1 | 50% | 0% | 0% | 0% | 8.2745 | 0 | 0 | 0 | 8.2745 | #N/A
2007-09-24 12:01 | 9 | 24 | 12 | 267.4587 | 6396 | 73.94 | 46.94 | 997 | 73.94 | 0 | 99.9872 | Cooling | 16.6645 | #N/A | #N/A | #N/A | #N/A | 0 | 0 | 0 | 0 | 0 | 99.9872 | #N/A | #N/A | 88 | #N/A | #N/A | #N/A | 0.05555% | 1 | 50% | 0% | 0% | 0% | 8.2745 | 0 | 0 | 0 | 8.2745 | #N/A
2007-09-24 13:01 | 9 | 24 | 13 | 267.5004 | 6397 | 77 | 46.94 | 998 | 77 | 0 | 151.2168 | Cooling | 25.2028 | #N/A | #N/A | #N/A | #N/A | 0 | 0 | 0 | 0 | 0 | 151.2168 | #N/A | #N/A | 88 | #N/A | #N/A | #N/A | 0.08401% | 1 | 50% | 0% | 0% | 0% | 8.2745 | 0 | 0 | 0 | 8.2745 | #N/A
2007-09-24 14:01 | 9 | 24 | 14 | 267.542 | 6398 | 77 | 48.02 | 998 | 77 | 0 | 90.4962 | Cooling | 15.0827 | #N/A | #N/A | #N/A | #N/A | 0 | 0 | 0 | 0 | 0 | 90.4962 | #N/A | #N/A | 88 | #N/A | #N/A | #N/A | 0.05028% | 1 | 50% | 0% | 0% | 0% | 8.2745 | 0 | 0 | 0 | 8.2745 | #N/A
2007-09-24 15:01 | 9 | 24 | 15 | 267.5837 | 6399 | 77 | 48.02 | 997 | 77 | 0 | 52.6198 | Cooling | 8.77 | #N/A | #N/A | #N/A | #N/A | 0 | 0 | 0 | 0 | 0 | 52.6198 | #N/A | #N/A | 88 | #N/A | #N/A | #N/A | 0.02923% | 1 | 50% | 0% | 0% | 0% | 8.2745 | 0 | 0 | 0 | 8.2745 | #N/A
2007-09-24 16:01 | 9 | 24 | 16 | 267.6254 | 6400 | 77 | 48.02 | 997 | 77 | 0 | 89.8236 | Cooling | 14.9706 | #N/A | #N/A | #N/A | #N/A | 0 | 0 | 0 | 0 | 0 | 89.8236 | #N/A | #N/A | 88 | #N/A | #N/A | #N/A | 0.0499% | 1 | 50% | 0% | 0% | 0% | 8.2745 | 0 | 0 | 0 | 8.2745 | #N/A
2007-09-24 17:01 | 9 | 24 | 17 | 267.667 | 6401 | 77 | 46.04 | 998 | 77 | 0 | 103.8865 | Cooling | 17.3144 | #N/A | #N/A | #N/A | #N/A | 0 | 0 | 0 | 0 | 0 | 103.8865 | #N/A | #N/A | 88 | #N/A | #N/A | #N/A | 0.05771% | 1 | 50% | 0% | 0% | 0% | 8.2745 | 0 | 0 | 0 | 8.2745 | #N/A
2007-09-24 18:01 | 9 | 24 | 18 | 267.7087 | 6402 | 69.98 | 46.94 | 998 | 69.98 | 0 | 40.1893 | Cooling | 6.6982 | #N/A | #N/A | #N/A | #N/A | 0 | 0 | 0 | 0 | 0 | 40.1893 | #N/A | #N/A | 88 | #N/A | #N/A | #N/A | 0.02233% | 1 | 50% | 0% | 0% | 0% | 8.2745 | 0 | 0 | 0 | 8.2745 | #N/A
2007-09-24 19:01 | 9 | 24 | 19 | 267.7504 | 6403 | 66.02 | 46.94 | 999 | 66.02 | 0 | 0.0065805 | Cooling | 0.0010968 | #N/A | #N/A | #N/A | #N/A | 0 | 0 | 0 | 0 | 0 | 0.0065805 | #N/A | #N/A | 88 | #N/A | #N/A | #N/A | 3.656e-06% | 1 | 50% | 0% | 0% | 0% | 8.2745 | 0 | 0 | 0 | 8.2745 | #N/A
2007-09-24 20:01 | 9 | 24 | 20 | 267.792 | 6404 | 66.02 | 46.94 | 999 | 66.02 | 0 | 0.019142 | Cooling | 0.0031904 | #N/A | #N/A | #N/A | #N/A | 0 | 0 | 0 | 0 | 0 | 0.019142 | #N/A | #N/A | 88 | #N/A | #N/A | #N/A | 1.063e-05% | 1 | 50% | 0% | 0% | 0% | 8.2745 | 0 | 0 | 0 | 8.2745 | #N/A
2007-09-24 21:01 | 9 | 24 | 21 | 267.8337 | 6405 | 60.98 | 46.94 | 999 | 60.98 | 0 | 0.0299 | Cooling | 0.0049833 | #N/A | #N/A | #N/A | #N/A | 0 | 0 | 0 | 0 | 0 | 0.0299 | #N/A | #N/A | 88 | #N/A | #N/A | #N/A | 1.661e-05% | 1 | 50% | 0% | 0% | 0% | 8.2745 | 0 | 0 | 0 | 8.2745 | #N/A
2007-09-24 22:01 | 9 | 24 | 22 | 267.8754 | 6406 | 60.08 | 46.04 | 999 | 60.08 | 0 | 0.0058584 | Cooling | 0.0009764 | #N/A | #N/A | #N/A | #N/A | 0 | 0 | 0 | 0 | 0 | 0.0058584 | #N/A | #N/A | 88 | #N/A | #N/A | #N/A | 3.255e-06% | 1 | 50% | 0% | 0% | 0% | 8.2745 | 0 | 0 | 0 | 8.2745 | #N/A
2007-09-24 23:01 | 9 | 24 | 23 | 267.917 | 6407 | 60.08 | 44.96 | 999 | 60.08 | 0 | 0.026412 | Cooling | 0.004402 | #N/A | #N/A | #N/A | #N/A | 0 | 0 | 0 | 0 | 0 | 0.026412 | #N/A | #N/A | 88 | #N/A | #N/A | #N/A | 1.467e-05% | 1 | 50% | 0% | 0% | 0% | 8.2745 | 0 | 0 | 0 | 8.2745 | #N/A
2007-09-25 00:01 | 9 | 25 | 0 | 267.9587 | 6408 | 55.94 | 42.98 | 999 | 55.94 | 0 | 0.05027 | Cooling | 0.0083783 | #N/A | #N/A | #N/A | #N/A | 0 | 0 | 0 | 0 | 0 | 0.05027 | #N/A | #N/A | 88 | #N/A | #N/A | #N/A | 2.793e-05% | 1 | 50% | 0% | 0% | 0% | 8.2745 | 0 | 0 | 0 | 8.2745 | #N/A
2007-09-25 01:01 | 9 | 25 | 1 | 268.0004 | 6409 | 55.94 | 42.98 | 1000 | 55.94 | 0 | 0.05498 | Cooling | 0.0091634 | #N/A | #N/A | #N/A | #N/A | 0 | 0 | 0 | 0 | 0 | 0.05498 | #N/A | #N/A | 88 | #N/A | #N/A | #N/A | 3.054e-05% | 1 | 50% | 0% | 0% | 0% | 8.2745 | 0 | 0 | 0 | 8.2745 | #N/A
2007-09-25 02:01 | 9 | 25 | 2 | 268.042 | 6410 | 55.94 | 44.96 | 1000 | 55.94 | 0 | 0.028468 | Cooling | 0.0047446 | #N/A | #N/A | #N/A | #N/A | 0 | 0 | 0 | 0 | 0 | 0.028468 | #N/A | #N/A | 88 | #N/A | #N/A | #N/A | 1.582e-05% | 1 | 50% | 0% | 0% | 0% | 8.2745 | 0 | 0 | 0 | 8.2745 | #N/A
2007-09-25 03:01 | 9 | 25 | 3 | 268.0837 | 6411 | 57.92 | 42.08 | 1000 | 57.92 | 0 | 0.037712 | Cooling | 0.0062853 | #N/A | #N/A | #N/A | #N/A | 0 | 0 | 0 | 0 | 0 | 0.037712 | #N/A | #N/A | 88 | #N/A | #N/A | #N/A | 2.095e-05% | 1 | 50% | 0% | 0% | 0% | 8.2745 | 0 | 0 | 0 | 8.2745 | #N/A
2007-09-25 04:01 | 9 | 25 | 4 | 268.1254 | 6412 | 55.04 | 41 | 1001 | 55.04 | 0 | 0.055205 | Cooling | 0.0092009 | #N/A | #N/A | #N/A | #N/A | 0 | 0 | 0 | 0 | 0 | 0.055205 | #N/A | #N/A | 88 | #N/A | #N/A | #N/A | 3.067e-05% | 1 | 50% | 0% | 0% | 0% | 8.2745 | 0 | 0 | 0 | 8.2745 | #N/A
2007-09-25 05:01 | 9 | 25 | 5 | 268.167 | 6413 | 55.04 | 39.02 | 1001 | 55.04 | 0 | 0.097458 | Cooling | 0.016243 | #N/A | #N/A | #N/A | #N/A | 0 | 0 | 0 | 0 | 0 | 0.097458 | #N/A | #N/A | 88 | #N/A | #N/A | #N/A | 5.414e-05% | 1 | 50% | 0% | 0% | 0% | 8.2745 | 0 | 0 | 0 | 8.2745 | #N/A
2007-09-25 06:01 | 9 | 25 | 6 | 268.2087 | 6414 | 53.06 | 39.02 | 1001 | 53.06 | 7.0065 | 0 | Heating | 0.9342 | #N/A | #N/A | #N/A | #N/A | 7.0065 | #N/A | #N/A | 4.8142 | #N/A | 0 | 0 | 0 | 0 | 0 | 0 | 0 | 0.003114% | 1 | 50% | 0% | 0% | 0% | 8.2745 | 0 | 0 | 0 | 8.2745 | #N/A
2007-09-25 07:01 | 9 | 25 | 7 | 268.2504 | 6415 | 57.02 | 37.94 | 1003 | 57.02 | 0 | 0.3288 | Cooling | 0.054799 | #N/A | #N/A | #N/A | #N/A | 0 | 0 | 0 | 0 | 0 | 0.3288 | #N/A | #N/A | 88 | #N/A | #N/A | #N/A | 0.0001827% | 1 | 50% | 0% | 0% | 0% | 8.2745 | 0 | 0 | 0 | 8.2745 | #N/A
2007-09-25 08:01 | 9 | 25 | 8 | 268.292 | 6416 | 57.02 | 37.94 | 1003 | 57.02 | 0 | 0.11133 | Cooling | 0.018554 | #N/A | #N/A | #N/A | #N/A | 0 | 0 | 0 | 0 | 0 | 0.11133 | #N/A | #N/A | 88 | #N/A | #N/A | #N/A | 6.185e-05% | 1 | 50% | 0% | 0% | 0% | 8.2745 | 0 | 0 | 0 | 8.2745 | #N/A
2007-09-25 09:01 | 9 | 25 | 9 | 268.3337 | 6417 | 64.94 | 37.04 | 1003 | 64.94 | 0 | 0.10173 | Cooling | 0.016954 | #N/A | #N/A | #N/A | #N/A | 0 | 0 | 0 | 0 | 0 | 0.10173 | #N/A | #N/A | 88 | #N/A | #N/A | #N/A | 5.651e-05% | 1 | 50% | 0% | 0% | 0% | 8.2745 | 0 | 0 | 0 | 8.2745 | #N/A
2007-09-25 10:01 | 9 | 25 | 10 | 268.3754 | 6418 | 68 | 33.98 | 1003 | 68 | 0 | 0.060565 | Cooling | 0.010094 | #N/A | #N/A | #N/A | #N/A | 0 | 0 | 0 | 0 | 0 | 0.060565 | #N/A | #N/A | 88 | #N/A | #N/A | #N/A | 3.365e-05% | 1 | 50% | 0% | 0% | 0% | 8.2745 | 0 | 0 | 0 | 8.2745 | #N/A
2007-09-25 11:01 | 9 | 25 | 11 | 268.417 | 6419 | 68 | 32 | 1003 | 68 | 0 | 0.06544 | Cooling | 0.010907 | #N/A | #N/A | #N/A | #N/A | 0 | 0 | 0 | 0 | 0 | 0.06544 | #N/A | #N/A | 88 | #N/A | #N/A | #N/A | 3.636e-05% | 1 | 50% | 0% | 0% | 0% | 8.2745 | 0 | 0 | 0 | 8.2745 | #N/A
2007-09-25 12:01 | 9 | 25 | 12 | 268.4587 | 6420 | 75.92 | 33.08 | 1003 | 75.92 | 0 | 3.4743 | Cooling | 0.57904 | #N/A | #N/A | #N/A | #N/A | 0 | 0 | 0 | 0 | 0 | 3.4743 | #N/A | #N/A | 88 | #N/A | #N/A | #N/A | 0.00193% | 1 | 50% | 0% | 0% | 0% | 8.2745 | 0 | 0 | 0 | 8.2745 | #N/A
2007-09-25 13:01 | 9 | 25 | 13 | 268.5004 | 6421 | 78.98 | 35.96 | 1002 | 78.98 | 0 | 62.8505 | Cooling | 10.4751 | #N/A | #N/A | #N/A | #N/A | 0 | 0 | 0 | 0 | 0 | 62.8505 | #N/A | #N/A | 88 | #N/A | #N/A | #N/A | 0.03492% | 1 | 50% | 0% | 0% | 0% | 8.2745 | 0 | 0 | 0 | 8.2745 | #N/A
2007-09-25 14:01 | 9 | 25 | 14 | 268.542 | 6422 | 78.98 | 33.98 | 1002 | 78.98 | 0 | 72.6413 | Cooling | 12.1069 | #N/A | #N/A | #N/A | #N/A | 0 | 0 | 0 | 0 | 0 | 72.6413 | #N/A | #N/A | 88 | #N/A | #N/A | #N/A | 0.04036% | 1 | 50% | 0% | 0% | 0% | 8.2745 | 0 | 0 | 0 | 8.2745 | #N/A
2007-09-25 15:01 | 9 | 25 | 15 | 268.5837 | 6423 | 82.04 | 33.98 | 1001 | 82.04 | 0 | 58.8342 | Cooling | 9.8057 | #N/A | #N/A | #N/A | #N/A | 0 | 0 | 0 | 0 | 0 | 58.8342 | #N/A | #N/A | 88 | #N/A | #N/A | #N/A | 0.03269% | 1 | 50% | 0% | 0% | 0% | 8.2745 | 0 | 0 | 0 | 8.2745 | #N/A
2007-09-25 16:01 | 9 | 25 | 16 | 268.6254 | 6424 | 82.04 | 37.94 | 1001 | 82.04 | 0 | 31.6962 | Cooling | 5.2827 | #N/A | #N/A | #N/A | #N/A | 0 | 0 | 0 | 0 | 0 | 31.6962 | #N/A | #N/A | 88 | #N/A | #N/A | #N/A | 0.01761% | 1 | 50% | 0% | 0% | 0% | 8.2745 | 0 | 0 | 0 | 8.2745 | #N/A
2007-09-25 17:01 | 9 | 25 | 17 | 268.667 | 6425 | 80.96 | 39.02 | 1001 | 80.96 | 0 | 0.0096353 | Cooling | 0.0016059 | #N/A | #N/A | #N/A | #N/A | 0 | 0 | 0 | 0 | 0 | 0.0096353 | #N/A | #N/A | 88 | #N/A | #N/A | #N/A | 5.353e-06% | 1 | 50% | 0% | 0% | 0% | 8.2745 | 0 | 0 | 0 | 8.2745 | #N/A
2007-09-25 18:01 | 9 | 25 | 18 | 268.7087 | 6426 | 80.06 | 39.02 | 1001 | 80.06 | 0 | 0.017433 | Cooling | 0.0029055 | #N/A | #N/A | #N/A | #N/A | 0 | 0 | 0 | 0 | 0 | 0.017433 | #N/A | #N/A | 88 | #N/A | #N/A | #N/A | 9.685e-06% | 1 | 50% | 0% | 0% | 0% | 8.2745 | 0 | 0 | 0 | 8.2745 | #N/A
2007-09-25 19:01 | 9 | 25 | 19 | 268.7504 | 6427 | 78.08 | 41 | 1001 | 78.08 | 0 | 0.0058584 | Cooling | 0.0009764 | #N/A | #N/A | #N/A | #N/A | 0 | 0 | 0 | 0 | 0 | 0.0058584 | #N/A | #N/A | 88 | #N/A | #N/A | #N/A | 3.255e-06% | 1 | 50% | 0% | 0% | 0% | 8.2745 | 0 | 0 | 0 | 8.2745 | #N/A
2007-09-25 20:01 | 9 | 25 | 20 | 268.792 | 6428 | 78.08 | 42.08 | 1001 | 78.08 | 0 | 0.0012624 | Cooling | 0.0002104 | #N/A | #N/A | #N/A | #N/A | 0 | 0 | 0 | 0 | 0 | 0.0012624 | #N/A | #N/A | 88 | #N/A | #N/A | #N/A | 7.013e-07% | 1 | 50% | 0% | 0% | 0% | 8.2745 | 0 | 0 | 0 | 8.2745 | #N/A
2007-09-25 21:01 | 9 | 25 | 21 | 268.8337 | 6429 | 75.92 | 39.92 | 1001 | 75.92 | 0 | 0.061798 | Cooling | 0.0103 | #N/A | #N/A | #N/A | #N/A | 0 | 0 | 0 | 0 | 0 | 0.061798 | #N/A | #N/A | 88 | #N/A | #N/A | #N/A | 3.433e-05% | 1 | 50% | 0% | 0% | 0% | 8.2745 | 0 | 0 | 0 | 8.2745 | #N/A
2007-09-25 22:01 | 9 | 25 | 22 | 268.8754 | 6430 | 75.02 | 39.02 | 1000 | 75.02 | 0 | 0.008946 | Cooling | 0.001491 | #N/A | #N/A | #N/A | #N/A | 0 | 0 | 0 | 0 | 0 | 0.008946 | #N/A | #N/A | 88 | #N/A | #N/A | #N/A | 4.97e-06% | 1 | 50% | 0% | 0% | 0% | 8.2745 | 0 | 0 | 0 | 8.2745 | #N/A
2007-09-25 23:01 | 9 | 25 | 23 | 268.917 | 6431 | 75.02 | 37.94 | 1001 | 75.02 | 0 | 0.030894 | Cooling | 0.005149 | #N/A | #N/A | #N/A | #N/A | 0 | 0 | 0 | 0 | 0 | 0.030894 | #N/A | #N/A | 88 | #N/A | #N/A | #N/A | 1.716e-05% | 1 | 50% | 0% | 0% | 0% | 8.2745 | 0 | 0 | 0 | 8.2745 | #N/A
2007-09-26 00:01 | 9 | 26 | 0 | 268.9587 | 6432 | 73.94 | 39.92 | 1001 | 73.94 | 0 | 0.022722 | Cooling | 0.003787 | #N/A | #N/A | #N/A | #N/A | 0 | 0 | 0 | 0 | 0 | 0.022722 | #N/A | #N/A | 88 | #N/A | #N/A | #N/A | 1.262e-05% | 1 | 50% | 0% | 0% | 0% | 8.2745 | 0 | 0 | 0 | 8.2745 | #N/A
2007-09-26 01:01 | 9 | 26 | 1 | 269.0004 | 6433 | 73.04 | 41 | 1002 | 73.04 | 0 | 0.008785 | Cooling | 0.0014642 | #N/A | #N/A | #N/A | #N/A | 0 | 0 | 0 | 0 | 0 | 0.008785 | #N/A | #N/A | 88 | #N/A | #N/A | #N/A | 4.881e-06% | 1 | 50% | 0% | 0% | 0% | 8.2745 | 0 | 0 | 0 | 8.2745 | #N/A
2007-09-26 02:01 | 9 | 26 | 2 | 269.042 | 6434 | 73.04 | 41 | 1001 | 73.04 | 0 | 0.0035327 | Cooling | 0.00058878 | #N/A | #N/A | #N/A | #N/A | 0 | 0 | 0 | 0 | 0 | 0.0035327 | #N/A | #N/A | 88 | #N/A | #N/A | #N/A | 1.963e-06% | 1 | 50% | 0% | 0% | 0% | 8.2745 | 0 | 0 | 0 | 8.2745 | #N/A
2007-09-26 03:01 | 9 | 26 | 3 | 269.0837 | 6435 | 71.06 | 41 | 1001 | 71.06 | 0 | 0.0028054 | Cooling | 0.00046756 | #N/A | #N/A | #N/A | #N/A | 0 | 0 | 0 | 0 | 0 | 0.0028054 | #N/A | #N/A | 88 | #N/A | #N/A | #N/A | 1.559e-06% | 1 | 50% | 0% | 0% | 0% | 8.2745 | 0 | 0 | 0 | 8.2745 | #N/A
2007-09-26 04:01 | 9 | 26 | 4 | 269.1254 | 6436 | 71.06 | 41 | 1001 | 71.06 | 0 | 0.001962 | Cooling | 0.00032701 | #N/A | #N/A | #N/A | #N/A | 0 | 0 | 0 | 0 | 0 | 0.001962 | #N/A | #N/A | 88 | #N/A | #N/A | #N/A | 1.09e-06% | 1 | 50% | 0% | 0% | 0% | 8.2745 | 0 | 0 | 0 | 8.2745 | #N/A
2007-09-26 05:01 | 9 | 26 | 5 | 269.167 | 6437 | 71.06 | 39.92 | 1001 | 71.06 | 0 | 0.012287 | Cooling | 0.0020478 | #N/A | #N/A | #N/A | #N/A | 0 | 0 | 0 | 0 | 0 | 0.012287 | #N/A | #N/A | 88 | #N/A | #N/A | #N/A | 6.826e-06% | 1 | 50% | 0% | 0% | 0% | 8.2745 | 0 | 0 | 0 | 8.2745 | #N/A
2007-09-26 06:01 | 9 | 26 | 6 | 269.2087 | 6438 | 69.08 | 39.92 | 1001 | 69.08 | 6.3282 | 0 | Heating | 0.84376 | #N/A | #N/A | #N/A | #N/A | 6.3282 | #N/A | #N/A | 6.9815 | #N/A | 0 | 0 | 0 | 0 | 0 | 0 | 0 | 0.002813% | 1 | 50% | 0% | 0% | 0% | 8.2745 | 0 | 0 | 0 | 8.2745 | #N/A
2007-09-26 07:01 | 9 | 26 | 7 | 269.2504 | 6439 | 69.98 | 39.92 | 1002 | 69.98 | 0 | 0.064687 | Cooling | 0.010781 | #N/A | #N/A | #N/A | #N/A | 0 | 0 | 0 | 0 | 0 | 0.064687 | #N/A | #N/A | 88 | #N/A | #N/A | #N/A | 3.594e-05% | 1 | 50% | 0% | 0% | 0% | 8.2745 | 0 | 0 | 0 | 8.2745 | #N/A
2007-09-26 08:01 | 9 | 26 | 8 | 269.292 | 6440 | 69.98 | 42.08 | 1002 | 69.98 | 0 | 0.020349 | Cooling | 0.0033916 | #N/A | #N/A | #N/A | #N/A | 0 | 0 | 0 | 0 | 0 | 0.020349 | #N/A | #N/A | 88 | #N/A | #N/A | #N/A | 1.131e-05% | 1 | 50% | 0% | 0% | 0% | 8.2745 | 0 | 0 | 0 | 8.2745 | #N/A
2007-09-26 09:01 | 9 | 26 | 9 | 269.3337 | 6441 | 75.02 | 41 | 1003 | 75.02 | 0 | 0.037682 | Cooling | 0.0062804 | #N/A | #N/A | #N/A | #N/A | 0 | 0 | 0 | 0 | 0 | 0.037682 | #N/A | #N/A | 88 | #N/A | #N/A | #N/A | 2.093e-05% | 1 | 50% | 0% | 0% | 0% | 8.2745 | 0 | 0 | 0 | 8.2745 | #N/A
2007-09-26 10:01 | 9 | 26 | 10 | 269.3754 | 6442 | 77 | 42.08 | 1003 | 77 | 0 | 0.039353 | Cooling | 0.0065589 | #N/A | #N/A | #N/A | #N/A | 0 | 0 | 0 | 0 | 0 | 0.039353 | #N/A | #N/A | 88 | #N/A | #N/A | #N/A | 2.186e-05% | 1 | 50% | 0% | 0% | 0% | 8.2745 | 0 | 0 | 0 | 8.2745 | #N/A
2007-09-26 11:01 | 9 | 26 | 11 | 269.417 | 6443 | 77 | 39.02 | 1003 | 77 | 0 | 0.050161 | Cooling | 0.0083602 | #N/A | #N/A | #N/A | #N/A | 0 | 0 | 0 | 0 | 0 | 0.050161 | #N/A | #N/A | 88 | #N/A | #N/A | #N/A | 2.787e-05% | 1 | 50% | 0% | 0% | 0% | 8.2745 | 0 | 0 | 0 | 8.2745 | #N/A
2007-09-26 12:01 | 9 | 26 | 12 | 269.4587 | 6444 | 84.92 | 39.92 | 1003 | 84.92 | 0 | 0.01956 | Cooling | 0.00326 | #N/A | #N/A | #N/A | #N/A | 0 | 0 | 0 | 0 | 0 | 0.01956 | #N/A | #N/A | 88 | #N/A | #N/A | #N/A | 1.087e-05% | 1 | 50% | 0% | 0% | 0% | 8.2745 | 0 | 0 | 0 | 8.2745 | #N/A
2007-09-26 13:01 | 9 | 26 | 13 | 269.5004 | 6445 | 86 | 41 | 1003 | 86 | 0 | 22.937 | Cooling | 3.8228 | #N/A | #N/A | #N/A | #N/A | 0 | 0 | 0 | 0 | 0 | 22.937 | #N/A | #N/A | 88 | #N/A | #N/A | #N/A | 0.01274% | 1 | 50% | 0% | 0% | 0% | 8.2745 | 0 | 0 | 0 | 8.2745 | #N/A
2007-09-26 14:01 | 9 | 26 | 14 | 269.542 | 6446 | 86 | 37.04 | 1002 | 86 | 0 | 73.964 | Cooling | 12.3273 | #N/A | #N/A | #N/A | #N/A | 0 | 0 | 0 | 0 | 0 | 73.964 | #N/A | #N/A | 88 | #N/A | #N/A | #N/A | 0.04109% | 1 | 50% | 0% | 0% | 0% | 8.2745 | 0 | 0 | 0 | 8.2745 | #N/A
2007-09-26 15:01 | 9 | 26 | 15 | 269.5837 | 6447 | 86 | 37.94 | 1002 | 86 | 0 | 139.5509 | Cooling | 23.2585 | #N/A | #N/A | #N/A | #N/A | 0 | 0 | 0 | 0 | 0 | 139.5509 | #N/A | #N/A | 88 | #N/A | #N/A | #N/A | 0.07753% | 1 | 50% | 0% | 0% | 0% | 8.2745 | 0 | 0 | 0 | 8.2745 | #N/A
2007-09-26 16:01 | 9 | 26 | 16 | 269.6254 | 6448 | 87.98 | 37.04 | 1002 | 87.98 | 0 | 185.8381 | Cooling | 30.973 | #N/A | #N/A | #N/A | #N/A | 0 | 0 | 0 | 0 | 0 | 185.8381 | #N/A | #N/A | 88 | #N/A | #N/A | #N/A | 0.1032% | 1 | 50% | 0% | 0% | 0% | 8.2745 | 0 | 0 | 0 | 8.2745 | #N/A
2007-09-26 17:01 | 9 | 26 | 17 | 269.667 | 6449 | 87.98 | 37.94 | 1002 | 87.98 | 0 | 148.3851 | Cooling | 24.7309 | #N/A | #N/A | #N/A | #N/A | 0 | 0 | 0 | 0 | 0 | 148.3851 | #N/A | #N/A | 88 | #N/A | #N/A | #N/A | 0.08244% | 1 | 50% | 0% | 0% | 0% | 8.2745 | 0 | 0 | 0 | 8.2745 | #N/A
2007-09-26 18:01 | 9 | 26 | 18 | 269.7087 | 6450 | 78.08 | 42.08 | 1003 | 78.08 | 0 | 40.204 | Cooling | 6.7007 | #N/A | #N/A | #N/A | #N/A | 0 | 0 | 0 | 0 | 0 | 40.204 | #N/A | #N/A | 88 | #N/A | #N/A | #N/A | 0.02234% | 1 | 50% | 0% | 0% | 0% | 8.2745 | 0 | 0 | 0 | 8.2745 | #N/A
2007-09-26 19:01 | 9 | 26 | 19 | 269.7504 | 6451 | 77 | 42.98 | 1003 | 77 | 0 | 8.4854e-05 | Cooling | 1.4142e-05 | #N/A | #N/A | #N/A | #N/A | 0 | 0 | 0 | 0 | 0 | 8.4854e-05 | #N/A | #N/A | 88 | #N/A | #N/A | #N/A | 4.714e-08% | 1 | 50% | 0% | 0% | 0% | 8.2745 | 0 | 0 | 0 | 8.2745 | #N/A
2007-09-26 20:01 | 9 | 26 | 20 | 269.792 | 6452 | 77 | 42.08 | 1003 | 77 | 0 | 0.059351 | Cooling | 0.0098919 | #N/A | #N/A | #N/A | #N/A | 0 | 0 | 0 | 0 | 0 | 0.059351 | #N/A | #N/A | 88 | #N/A | #N/A | #N/A | 3.297e-05% | 1 | 50% | 0% | 0% | 0% | 8.2745 | 0 | 0 | 0 | 8.2745 | #N/A
2007-09-26 21:01 | 9 | 26 | 21 | 269.8337 | 6453 | 71.96 | 42.08 | 1003 | 71.96 | 0 | 0.056577 | Cooling | 0.0094295 | #N/A | #N/A | #N/A | #N/A | 0 | 0 | 0 | 0 | 0 | 0.056577 | #N/A | #N/A | 88 | #N/A | #N/A | #N/A | 3.143e-05% | 1 | 50% | 0% | 0% | 0% | 8.2745 | 0 | 0 | 0 | 8.2745 | #N/A
2007-09-26 22:01 | 9 | 26 | 22 | 269.8754 | 6454 | 71.06 | 42.08 | 1003 | 71.06 | 0 | 0.0036851 | Cooling | 0.00061418 | #N/A | #N/A | #N/A | #N/A | 0 | 0 | 0 | 0 | 0 | 0.0036851 | #N/A | #N/A | 88 | #N/A | #N/A | #N/A | 2.047e-06% | 1 | 50% | 0% | 0% | 0% | 8.2745 | 0 | 0 | 0 | 8.2745 | #N/A
2007-09-26 23:01 | 9 | 26 | 23 | 269.917 | 6455 | 71.06 | 41 | 1003 | 71.06 | 0 | 0.022867 | Cooling | 0.0038112 | #N/A | #N/A | #N/A | #N/A | 0 | 0 | 0 | 0 | 0 | 0.022867 | #N/A | #N/A | 88 | #N/A | #N/A | #N/A | 1.27e-05% | 1 | 50% | 0% | 0% | 0% | 8.2745 | 0 | 0 | 0 | 8.2745 | #N/A
2007-09-27 00:01 | 9 | 27 | 0 | 269.9587 | 6456 | 69.08 | 39.92 | 1003 | 69.08 | 0 | 0.032645 | Cooling | 0.0054408 | #N/A | #N/A | #N/A | #N/A | 0 | 0 | 0 | 0 | 0 | 0.032645 | #N/A | #N/A | 88 | #N/A | #N/A | #N/A | 1.814e-05% | 1 | 50% | 0% | 0% | 0% | 8.2745 | 0 | 0 | 0 | 8.2745 | #N/A
2007-09-27 01:01 | 9 | 27 | 1 | 270.0004 | 6457 | 68 | 39.92 | 1004 | 68 | 0 | 0.033095 | Cooling | 0.0055158 | #N/A | #N/A | #N/A | #N/A | 0 | 0 | 0 | 0 | 0 | 0.033095 | #N/A | #N/A | 88 | #N/A | #N/A | #N/A | 1.839e-05% | 1 | 50% | 0% | 0% | 0% | 8.2745 | 0 | 0 | 0 | 8.2745 | #N/A
2007-09-27 02:01 | 9 | 27 | 2 | 270.042 | 6458 | 68 | 39.02 | 1002 | 68 | 0 | 0.033912 | Cooling | 0.005652 | #N/A | #N/A | #N/A | #N/A | 0 | 0 | 0 | 0 | 0 | 0.033912 | #N/A | #N/A | 88 | #N/A | #N/A | #N/A | 1.884e-05% | 1 | 50% | 0% | 0% | 0% | 8.2745 | 0 | 0 | 0 | 8.2745 | #N/A
2007-09-27 03:01 | 9 | 27 | 3 | 270.0837 | 6459 | 69.8 | 39.92 | 1002 | 69.8 | 0 | 0.02499 | Cooling | 0.0041651 | #N/A | #N/A | #N/A | #N/A | 0 | 0 | 0 | 0 | 0 | 0.02499 | #N/A | #N/A | 88 | #N/A | #N/A | #N/A | 1.388e-05% | 1 | 50% | 0% | 0% | 0% | 8.2745 | 0 | 0 | 0 | 8.2745 | #N/A
2007-09-27 04:01 | 9 | 27 | 4 | 270.1254 | 6460 | 68 | 39.92 | 1002 | 68 | 0 | 0.018195 | Cooling | 0.0030325 | #N/A | #N/A | #N/A | #N/A | 0 | 0 | 0 | 0 | 0 | 0.018195 | #N/A | #N/A | 88 | #N/A | #N/A | #N/A | 1.011e-05% | 1 | 50% | 0% | 0% | 0% | 8.2745 | 0 | 0 | 0 | 8.2745 | #N/A
2007-09-27 05:01 | 9 | 27 | 5 | 270.167 | 6461 | 68 | 39.92 | 1002 | 68 | 0 | 0.026939 | Cooling | 0.0044898 | #N/A | #N/A | #N/A | #N/A | 0 | 0 | 0 | 0 | 0 | 0.026939 | #N/A | #N/A | 88 | #N/A | #N/A | #N/A | 1.497e-05% | 1 | 50% | 0% | 0% | 0% | 8.2745 | 0 | 0 | 0 | 8.2745 | #N/A
2007-09-27 06:01 | 9 | 27 | 6 | 270.2087 | 6462 | 66.92 | 37.94 | 1003 | 66.92 | 27.5855 | 0 | Heating | 3.6781 | #N/A | #N/A | #N/A | #N/A | 27.5855 | #N/A | #N/A | 6.6252 | #N/A | 0 | 0 | 0 | 0 | 0 | 0 | 0 | 0.01226% | 1 | 50% | 0% | 0% | 0% | 8.2745 | 0 | 0 | 0 | 8.2745 | #N/A
2007-09-27 07:01 | 9 | 27 | 7 | 270.2504 | 6463 | 68 | 42.08 | 1003 | 68 | 2.5119 | 0 | Heating | 0.33492 | #N/A | #N/A | #N/A | #N/A | 2.5119 | #N/A | #N/A | 6.8007 | #N/A | 0 | 0 | 0 | 0 | 0 | 0 | 0 | 0.001116% | 1 | 50% | 0% | 0% | 0% | 8.2745 | 0 | 0 | 0 | 8.2745 | #N/A
2007-09-27 08:01 | 9 | 27 | 8 | 270.292 | 6464 | 68 | 50 | 1003 | 68 | 0 | 12.7426 | Cooling | 2.1238 | #N/A | #N/A | #N/A | #N/A | 0 | 0 | 0 | 0 | 0 | 12.7426 | #N/A | #N/A | 88 | #N/A | #N/A | #N/A | 0.007079% | 1 | 50% | 0% | 0% | 0% | 8.2745 | 0 | 0 | 0 | 8.2745 | #N/A
2007-09-27 09:01 | 9 | 27 | 9 | 270.3337 | 6465 | 73.04 | 50 | 1003 | 73.04 | 0 | 202.045 | Cooling | 33.6742 | #N/A | #N/A | #N/A | #N/A | 0 | 0 | 0 | 0 | 0 | 202.045 | #N/A | #N/A | 88 | #N/A | #N/A | #N/A | 0.1122% | 1 | 50% | 0% | 0% | 0% | 8.2745 | 0 | 0 | 0 | 8.2745 | #N/A
2007-09-27 10:01 | 9 | 27 | 10 | 270.3754 | 6466 | 71.06 | 48.02 | 1003 | 71.06 | 0 | 337.1063 | Cooling | 56.1844 | #N/A | #N/A | #N/A | #N/A | 0 | 0 | 0 | 0 | 0 | 337.1063 | #N/A | #N/A | 88 | #N/A | #N/A | #N/A | 0.1873% | 1 | 50% | 0% | 0% | 0% | 8.2745 | 0 | 0 | 0 | 8.2745 | #N/A
2007-09-27 11:01 | 9 | 27 | 11 | 270.417 | 6467 | 71.06 | 48.02 | 1003 | 71.06 | 0 | 469.5419 | Cooling | 78.257 | #N/A | #N/A | #N/A | #N/A | 0 | 0 | 0 | 0 | 0 | 469.5419 | #N/A | #N/A | 88 | #N/A | #N/A | #N/A | 0.2609% | 1 | 50% | 0% | 0% | 0% | 8.2745 | 0 | 0 | 0 | 8.2745 | #N/A
2007-09-27 12:01 | 9 | 27 | 12 | 270.4587 | 6468 | 78.08 | 48.02 | 1002 | 78.08 | 0 | 551.6111 | Cooling | 91.9352 | #N/A | #N/A | #N/A | #N/A | 0 | 0 | 0 | 0 | 0 | 551.6111 | #N/A | #N/A | 88 | #N/A | #N/A | #N/A | 0.3065% | 1 | 50% | 0% | 0% | 0% | 8.2745 | 0 | 0 | 0 | 8.2745 | #N/A
2007-09-27 13:01 | 9 | 27 | 13 | 270.5004 | 6469 | 78.98 | 48.92 | 1002 | 78.98 | 0 | 670.85 | Cooling | 111.8083 | #N/A | #N/A | #N/A | #N/A | 0 | 0 | 0 | 0 | 0 | 670.85 | #N/A | #N/A | 88 | #N/A | #N/A | #N/A | 0.3727% | 1 | 50% | 0% | 0% | 0% | 8.2745 | 0 | 0 | 0 | 8.2745 | #N/A
2007-09-27 14:01 | 9 | 27 | 14 | 270.542 | 6470 | 78.98 | 48.02 | 1001 | 78.98 | 0 | 750.4032 | Cooling | 125.0672 | #N/A | #N/A | #N/A | #N/A | 0 | 0 | 0 | 0 | 0 | 750.4032 | #N/A | #N/A | 88 | #N/A | #N/A | #N/A | 0.4169% | 1 | 50% | 0% | 0% | 0% | 8.2745 | 0 | 0 | 0 | 8.2745 | #N/A
2007-09-27 15:01 | 9 | 27 | 15 | 270.5837 | 6471 | 82.94 | 46.94 | 1001 | 82.94 | 0 | 784.796 | Cooling | 130.7993 | #N/A | #N/A | #N/A | #N/A | 0 | 0 | 0 | 0 | 0 | 784.796 | #N/A | #N/A | 88 | #N/A | #N/A | #N/A | 0.436% | 1 | 50% | 0% | 0% | 0% | 8.2745 | 0 | 0 | 0 | 8.2745 | #N/A
2007-09-27 16:01 | 9 | 27 | 16 | 270.6254 | 6472 | 82.04 | 46.94 | 1001 | 82.04 | 0 | 752.7779 | Cooling | 125.463 | #N/A | #N/A | #N/A | #N/A | 0 | 0 | 0 | 0 | 0 | 752.7779 | #N/A | #N/A | 88 | #N/A | #N/A | #N/A | 0.4182% | 1 | 50% | 0% | 0% | 0% | 8.2745 | 0 | 0 | 0 | 8.2745 | #N/A
2007-09-27 17:01 | 9 | 27 | 17 | 270.667 | 6473 | 82.04 | 46.04 | 1001 | 82.04 | 0 | 678.6247 | Cooling | 113.1041 | #N/A | #N/A | #N/A | #N/A | 0 | 0 | 0 | 0 | 0 | 678.6247 | #N/A | #N/A | 88 | #N/A | #N/A | #N/A | 0.377% | 1 | 50% | 0% | 0% | 0% | 8.2745 | 0 | 0 | 0 | 8.2745 | #N/A
2007-09-27 18:01 | 9 | 27 | 18 | 270.7087 | 6474 | 75.2 | 53.06 | 1002 | 75.2 | 0 | 606.4483 | Cooling | 101.0747 | #N/A | #N/A | #N/A | #N/A | 0 | 0 | 0 | 0 | 0 | 606.4483 | #N/A | #N/A | 88 | #N/A | #N/A | #N/A | 0.3369% | 1 | 50% | 0% | 0% | 0% | 8.2745 | 0 | 0 | 0 | 8.2745 | #N/A
2007-09-27 19:01 | 9 | 27 | 19 | 270.7504 | 6475 | 71.6 | 51.98 | 1002 | 71.6 | 0 | 538.6263 | Cooling | 89.7711 | #N/A | #N/A | #N/A | #N/A | 0 | 0 | 0 | 0 | 0 | 538.6263 | #N/A | #N/A | 88 | #N/A | #N/A | #N/A | 0.2992% | 1 | 50% | 0% | 0% | 0% | 8.2745 | 0 | 0 | 0 | 8.2745 | #N/A
2007-09-27 20:01 | 9 | 27 | 20 | 270.792 | 6476 | 69.98 | 53.06 | 1002 | 69.98 | 0 | 457.9832 | Cooling | 76.3305 | #N/A | #N/A | #N/A | #N/A | 0 | 0 | 0 | 0 | 0 | 457.9832 | #N/A | #N/A | 88 | #N/A | #N/A | #N/A | 0.2544% | 1 | 50% | 0% | 0% | 0% | 8.2745 | 0 | 0 | 0 | 8.2745 | #N/A
2007-09-27 21:01 | 9 | 27 | 21 | 270.8337 | 6477 | 69.08 | 53.06 | 1002 | 69.08 | 0 | 425.6316 | Cooling | 70.9386 | #N/A | #N/A | #N/A | #N/A | 0 | 0 | 0 | 0 | 0 | 425.6316 | #N/A | #N/A | 88 | #N/A | #N/A | #N/A | 0.2365% | 1 | 50% | 0% | 0% | 0% | 8.2745 | 0 | 0 | 0 | 8.2745 | #N/A
2007-09-27 22:01 | 9 | 27 | 22 | 270.8754 | 6478 | 66.92 | 51.98 | 1003 | 66.92 | 0 | 8.1864 | Cooling | 1.3644 | #N/A | #N/A | #N/A | #N/A | 0 | 0 | 0 | 0 | 0 | 8.1864 | #N/A | #N/A | 88 | #N/A | #N/A | #N/A | 0.004548% | 1 | 50% | 0% | 0% | 0% | 8.2745 | 0 | 0 | 0 | 8.2745 | #N/A
2007-09-27 23:01 | 9 | 27 | 23 | 270.917 | 6479 | 66.92 | 51.8 | 1004 | 66.92 | 0 | 11.6203 | Cooling | 1.9367 | #N/A | #N/A | #N/A | #N/A | 0 | 0 | 0 | 0 | 0 | 11.6203 | #N/A | #N/A | 88 | #N/A | #N/A | #N/A | 0.006456% | 1 | 50% | 0% | 0% | 0% | 8.2745 | 0 | 0 | 0 | 8.2745 | #N/A
2007-09-28 00:01 | 9 | 28 | 0 | 270.9587 | 6480 | 69.8 | 46.94 | 1004 | 69.8 | 0 | 0.6295 | Cooling | 0.10492 | #N/A | #N/A | #N/A | #N/A | 0 | 0 | 0 | 0 | 0 | 0.6295 | #N/A | #N/A | 88 | #N/A | #N/A | #N/A | 0.0003497% | 1 | 50% | 0% | 0% | 0% | 8.2745 | 0 | 0 | 0 | 8.2745 | #N/A
2007-09-28 01:01 | 9 | 28 | 1 | 271.0004 | 6481 | 64.94 | 46.04 | 1006 | 64.94 | 0 | 0.030747 | Cooling | 0.0051244 | #N/A | #N/A | #N/A | #N/A | 0 | 0 | 0 | 0 | 0 | 0.030747 | #N/A | #N/A | 88 | #N/A | #N/A | #N/A | 1.708e-05% | 1 | 50% | 0% | 0% | 0% | 8.2745 | 0 | 0 | 0 | 8.2745 | #N/A
2007-09-28 02:01 | 9 | 28 | 2 | 271.042 | 6482 | 64.94 | 42.8 | 1006 | 64.94 | 0 | 0.051517 | Cooling | 0.0085861 | #N/A | #N/A | #N/A | #N/A | 0 | 0 | 0 | 0 | 0 | 0.051517 | #N/A | #N/A | 88 | #N/A | #N/A | #N/A | 2.862e-05% | 1 | 50% | 0% | 0% | 0% | 8.2745 | 0 | 0 | 0 | 8.2745 | #N/A
2007-09-28 03:01 | 9 | 28 | 3 | 271.0837 | 6483 | 64.04 | 42.08 | 1006 | 64.04 | 0 | 0.05791 | Cooling | 0.0096517 | #N/A | #N/A | #N/A | #N/A | 0 | 0 | 0 | 0 | 0 | 0.05791 | #N/A | #N/A | 88 | #N/A | #N/A | #N/A | 3.217e-05% | 1 | 50% | 0% | 0% | 0% | 8.2745 | 0 | 0 | 0 | 8.2745 | #N/A
2007-09-28 04:01 | 9 | 28 | 4 | 271.1254 | 6484 | 62.96 | 41 | 1007 | 62.96 | 0 | 0.057207 | Cooling | 0.0095345 | #N/A | #N/A | #N/A | #N/A | 0 | 0 | 0 | 0 | 0 | 0.057207 | #N/A | #N/A | 88 | #N/A | #N/A | #N/A | 3.178e-05% | 1 | 50% | 0% | 0% | 0% | 8.2745 | 0 | 0 | 0 | 8.2745 | #N/A
2007-09-28 05:01 | 9 | 28 | 5 | 271.167 | 6485 | 62.96 | 37.94 | 1008 | 62.96 | 0 | 0.11439 | Cooling | 0.019065 | #N/A | #N/A | #N/A | #N/A | 0 | 0 | 0 | 0 | 0 | 0.11439 | #N/A | #N/A | 88 | #N/A | #N/A | #N/A | 6.355e-05% | 1 | 50% | 0% | 0% | 0% | 8.2745 | 0 | 0 | 0 | 8.2745 | #N/A
2007-09-28 06:01 | 9 | 28 | 6 | 271.2087 | 6486 | 62.06 | 33.08 | 1008 | 62.06 | 6.4517 | 0 | Heating | 0.86023 | #N/A | #N/A | #N/A | #N/A | 6.4517 | #N/A | #N/A | 5.9003 | #N/A | 0 | 0 | 0 | 0 | 0 | 0 | 0 | 0.002867% | 1 | 50% | 0% | 0% | 0% | 8.2745 | 0 | 0 | 0 | 8.2745 | #N/A
2007-09-28 07:01 | 9 | 28 | 7 | 271.2504 | 6487 | 60.98 | 33.08 | 1010 | 60.98 | 1.3165 | 0 | Heating | 0.17553 | #N/A | #N/A | #N/A | #N/A | 1.3165 | #N/A | #N/A | 5.753 | #N/A | 0 | 0 | 0 | 0 | 0 | 0 | 0 | 0.0005851% | 1 | 50% | 0% | 0% | 0% | 8.2745 | 0 | 0 | 0 | 8.2745 | #N/A
2007-09-28 08:01 | 9 | 28 | 8 | 271.292 | 6488 | 60.98 | 33.08 | 1010 | 60.98 | 0 | 0.38481 | Cooling | 0.064136 | #N/A | #N/A | #N/A | #N/A | 0 | 0 | 0 | 0 | 0 | 0.38481 | #N/A | #N/A | 88 | #N/A | #N/A | #N/A | 0.0002138% | 1 | 50% | 0% | 0% | 0% | 8.2745 | 0 | 0 | 0 | 8.2745 | #N/A
2007-09-28 09:01 | 9 | 28 | 9 | 271.3337 | 6489 | 64.94 | 33.98 | 1011 | 64.94 | 0 | 0.28904 | Cooling | 0.048173 | #N/A | #N/A | #N/A | #N/A | 0 | 0 | 0 | 0 | 0 | 0.28904 | #N/A | #N/A | 88 | #N/A | #N/A | #N/A | 0.0001606% | 1 | 50% | 0% | 0% | 0% | 8.2745 | 0 | 0 | 0 | 8.2745 | #N/A
2007-09-28 10:01 | 9 | 28 | 10 | 271.3754 | 6490 | 66.92 | 32 | 1012 | 66.92 | 0 | 0.25118 | Cooling | 0.041863 | #N/A | #N/A | #N/A | #N/A | 0 | 0 | 0 | 0 | 0 | 0.25118 | #N/A | #N/A | 88 | #N/A | #N/A | #N/A | 0.0001395% | 1 | 50% | 0% | 0% | 0% | 8.2745 | 0 | 0 | 0 | 8.2745 | #N/A
2007-09-28 11:01 | 9 | 28 | 11 | 271.417 | 6491 | 66.92 | 28.04 | 1012 | 66.92 | 0 | 0.31366 | Cooling | 0.052276 | #N/A | #N/A | #N/A | #N/A | 0 | 0 | 0 | 0 | 0 | 0.31366 | #N/A | #N/A | 88 | #N/A | #N/A | #N/A | 0.0001743% | 1 | 50% | 0% | 0% | 0% | 8.2745 | 0 | 0 | 0 | 8.2745 | #N/A
2007-09-28 12:01 | 9 | 28 | 12 | 271.4587 | 6492 | 66.92 | 28.04 | 1012 | 66.92 | 0 | 0.21489 | Cooling | 0.035815 | #N/A | #N/A | #N/A | #N/A | 0 | 0 | 0 | 0 | 0 | 0.21489 | #N/A | #N/A | 88 | #N/A | #N/A | #N/A | 0.0001194% | 1 | 50% | 0% | 0% | 0% | 8.2745 | 0 | 0 | 0 | 8.2745 | #N/A
2007-09-28 13:01 | 9 | 28 | 13 | 271.5004 | 6493 | 66.02 | 28.04 | 1012 | 66.02 | 0 | 0.13938 | Cooling | 0.02323 | #N/A | #N/A | #N/A | #N/A | 0 | 0 | 0 | 0 | 0 | 0.13938 | #N/A | #N/A | 88 | #N/A | #N/A | #N/A | 7.743e-05% | 1 | 50% | 0% | 0% | 0% | 8.2745 | 0 | 0 | 0 | 8.2745 | #N/A
2007-09-28 14:01 | 9 | 28 | 14 | 271.542 | 6494 | 66.02 | 28.94 | 1011 | 66.02 | 0 | 0.069587 | Cooling | 0.011598 | #N/A | #N/A | #N/A | #N/A | 0 | 0 | 0 | 0 | 0 | 0.069587 | #N/A | #N/A | 88 | #N/A | #N/A | #N/A | 3.866e-05% | 1 | 50% | 0% | 0% | 0% | 8.2745 | 0 | 0 | 0 | 8.2745 | #N/A
2007-09-28 15:01 | 9 | 28 | 15 | 271.5837 | 6495 | 66.02 | 28.04 | 1011 | 66.02 | 0 | 0.049771 | Cooling | 0.0082952 | #N/A | #N/A | #N/A | #N/A | 0 | 0 | 0 | 0 | 0 | 0.049771 | #N/A | #N/A | 88 | #N/A | #N/A | #N/A | 2.765e-05% | 1 | 50% | 0% | 0% | 0% | 8.2745 | 0 | 0 | 0 | 8.2745 | #N/A
2007-09-28 16:01 | 9 | 28 | 16 | 271.6254 | 6496 | 64.4 | 28.04 | 1011 | 64.4 | 0 | 0.050845 | Cooling | 0.0084742 | #N/A | #N/A | #N/A | #N/A | 0 | 0 | 0 | 0 | 0 | 0.050845 | #N/A | #N/A | 88 | #N/A | #N/A | #N/A | 2.825e-05% | 1 | 50% | 0% | 0% | 0% | 8.2745 | 0 | 0 | 0 | 8.2745 | #N/A
2007-09-28 17:01 | 9 | 28 | 17 | 271.667 | 6497 | 59 | 28.04 | 1012 | 59 | 0 | 0.046602 | Cooling | 0.007767 | #N/A | #N/A | #N/A | #N/A | 0 | 0 | 0 | 0 | 0 | 0.046602 | #N/A | #N/A | 88 | #N/A | #N/A | #N/A | 2.589e-05% | 1 | 50% | 0% | 0% | 0% | 8.2745 | 0 | 0 | 0 | 8.2745 | #N/A
2007-09-28 18:01 | 9 | 28 | 18 | 271.7087 | 6498 | 57.92 | 28.94 | 1012 | 57.92 | 0 | 0.00080698 | Cooling | 0.0001345 | #N/A | #N/A | #N/A | #N/A | 0 | 0 | 0 | 0 | 0 | 0.00080698 | #N/A | #N/A | 88 | #N/A | #N/A | #N/A | 4.483e-07% | 1 | 50% | 0% | 0% | 0% | 8.2745 | 0 | 0 | 0 | 8.2745 | #N/A
2007-09-28 19:01 | 9 | 28 | 19 | 271.7504 | 6499 | 57.02 | 30.02 | 1013 | 57.02 | 0 | 0 | Cooling | 0 | #N/A | #N/A | #N/A | #N/A | 0 | 0 | 0 | 0 | 0 | 0 | #N/A | #N/A | 88 | 88 | 0 | #N/A | 0% | 1 | 50% | 0% | 0% | 0% | 8.2745 | 0 | 0 | 0 | 8.2745 | #N/A
2007-09-28 20:01 | 9 | 28 | 20 | 271.792 | 6500 | 57.02 | 30.92 | 1013 | 57.02 | 0 | 0 | Cooling | 0 | #N/A | #N/A | #N/A | #N/A | 0 | 0 | 0 | 0 | 0 | 0 | #N/A | #N/A | 88 | 88 | 0 | #N/A | 0% | 1 | 50% | 0% | 0% | 0% | 8.2745 | 0 | 0 | 0 | 8.2745 | #N/A
2007-09-28 21:01 | 9 | 28 | 21 | 271.8337 | 6501 | 55.94 | 30.92 | 1013 | 55.94 | 0 | 0 | Cooling | 0 | #N/A | #N/A | #N/A | #N/A | 0 | 0 | 0 | 0 | 0 | 0 | #N/A | #N/A | 88 | 88 | 0 | #N/A | 0% | 1 | 50% | 0% | 0% | 0% | 8.2745 | 0 | 0 | 0 | 8.2745 | #N/A
2007-09-28 22:01 | 9 | 28 | 22 | 271.8754 | 6502 | 55.94 | 32 | 1013 | 55.94 | 0 | 0 | Cooling | 0 | #N/A | #N/A | #N/A | #N/A | 0 | 0 | 0 | 0 | 0 | 0 | #N/A | #N/A | 88 | 88 | 0 | #N/A | 0% | 1 | 50% | 0% | 0% | 0% | 8.2745 | 0 | 0 | 0 | 8.2745 | #N/A
2007-09-28 23:01 | 9 | 28 | 23 | 271.917 | 6503 | 55.94 | 32 | 1013 | 55.94 | 0 | 0 | Cooling | 0 | #N/A | #N/A | #N/A | #N/A | 0 | 0 | 0 | 0 | 0 | 0 | #N/A | #N/A | 88 | 88 | 0 | #N/A | 0% | 1 | 50% | 0% | 0% | 0% | 8.2745 | 0 | 0 | 0 | 8.2745 | #N/A
2007-09-29 00:01 | 9 | 29 | 0 | 271.9587 | 6504 | 57.92 | 32 | 1013 | 57.92 | 0 | 0 | Cooling | 0 | #N/A | #N/A | #N/A | #N/A | 0 | 0 | 0 | 0 | 0 | 0 | #N/A | #N/A | 88 | 88 | 0 | #N/A | 0% | 1 | 50% | 0% | 0% | 0% | 8.2745 | 0 | 0 | 0 | 8.2745 | #N/A
2007-09-29 01:01 | 9 | 29 | 1 | 272.0004 | 6505 | 57.02 | 30.92 | 1014 | 57.02 | 0 | 0 | Cooling | 0 | #N/A | #N/A | #N/A | #N/A | 0 | 0 | 0 | 0 | 0 | 0 | #N/A | #N/A | 88 | 88 | 0 | #N/A | 0% | 1 | 50% | 0% | 0% | 0% | 8.2745 | 0 | 0 | 0 | 8.2745 | #N/A
2007-09-29 02:01 | 9 | 29 | 2 | 272.042 | 6506 | 57.02 | 30.92 | 1013 | 57.02 | 0 | 0 | Cooling | 0 | #N/A | #N/A | #N/A | #N/A | 0 | 0 | 0 | 0 | 0 | 0 | #N/A | #N/A | 88 | 88 | 0 | #N/A | 0% | 1 | 50% | 0% | 0% | 0% | 8.2745 | 0 | 0 | 0 | 8.2745 | #N/A
2007-09-29 03:01 | 9 | 29 | 3 | 272.0837 | 6507 | 57.02 | 30.02 | 1014 | 57.02 | 0 | 0 | Cooling | 0 | #N/A | #N/A | #N/A | #N/A | 0 | 0 | 0 | 0 | 0 | 0 | #N/A | #N/A | 88 | 88 | 0 | #N/A | 0% | 1 | 50% | 0% | 0% | 0% | 8.2745 | 0 | 0 | 0 | 8.2745 | #N/A
2007-09-29 04:01 | 9 | 29 | 4 | 272.1254 | 6508 | 55.04 | 30.02 | 1014 | 55.04 | 0 | 0 | Cooling | 0 | #N/A | #N/A | #N/A | #N/A | 0 | 0 | 0 | 0 | 0 | 0 | #N/A | #N/A | 88 | 88 | 0 | #N/A | 0% | 1 | 50% | 0% | 0% | 0% | 8.2745 | 0 | 0 | 0 | 8.2745 | #N/A
2007-09-29 05:01 | 9 | 29 | 5 | 272.167 | 6509 | 55.04 | 28.94 | 1014 | 55.04 | 0.17016 | 0 | Heating | 0.022688 | #N/A | #N/A | #N/A | #N/A | 0.17016 | #N/A | #N/A | 5.0265 | #N/A | 0 | 0 | 0 | 0 | 0 | 0 | 0 | 7.563e-05% | 1 | 50% | 0% | 0% | 0% | 8.2745 | 0 | 0 | 0 | 8.2745 | #N/A
2007-09-29 06:01 | 9 | 29 | 6 | 272.2087 | 6510 | 51.98 | 28.04 | 1015 | 51.98 | 0.13851 | 0 | Heating | 0.018468 | #N/A | #N/A | #N/A | #N/A | 0.13851 | #N/A | #N/A | 4.7043 | #N/A | 0 | 0 | 0 | 0 | 0 | 0 | 0 | 6.156e-05% | 1 | 50% | 0% | 0% | 0% | 8.2745 | 0 | 0 | 0 | 8.2745 | #N/A
2007-09-29 07:01 | 9 | 29 | 7 | 272.2504 | 6511 | 55.04 | 30.02 | 1016 | 55.04 | 0.015253 | 0 | Heating | 0.0020337 | #N/A | #N/A | #N/A | #N/A | 0.015253 | #N/A | #N/A | 5.0265 | #N/A | 0 | 0 | 0 | 0 | 0 | 0 | 0 | 6.779e-06% | 1 | 50% | 0% | 0% | 0% | 8.2745 | 0 | 0 | 0 | 8.2745 | #N/A
2007-09-29 08:01 | 9 | 29 | 8 | 272.292 | 6512 | 55.04 | 32 | 1016 | 55.04 | 0 | 0 | Cooling | 0 | #N/A | #N/A | #N/A | #N/A | 0 | 0 | 0 | 0 | 0 | 0 | #N/A | #N/A | 88 | 88 | 0 | #N/A | 0% | 1 | 50% | 0% | 0% | 0% | 8.2745 | 0 | 0 | 0 | 8.2745 | #N/A
2007-09-29 09:01 | 9 | 29 | 9 | 272.3337 | 6513 | 60.98 | 30.92 | 1016 | 60.98 | 0 | 0 | Cooling | 0 | #N/A | #N/A | #N/A | #N/A | 0 | 0 | 0 | 0 | 0 | 0 | #N/A | #N/A | 88 | 88 | 0 | #N/A | 0% | 1 | 50% | 0% | 0% | 0% | 8.2745 | 0 | 0 | 0 | 8.2745 | #N/A
2007-09-29 10:01 | 9 | 29 | 10 | 272.3754 | 6514 | 64.04 | 28.94 | 1016 | 64.04 | 0 | 0 | Cooling | 0 | #N/A | #N/A | #N/A | #N/A | 0 | 0 | 0 | 0 | 0 | 0 | #N/A | #N/A | 88 | 88 | 0 | #N/A | 0% | 1 | 50% | 0% | 0% | 0% | 8.2745 | 0 | 0 | 0 | 8.2745 | #N/A
2007-09-29 11:01 | 9 | 29 | 11 | 272.417 | 6515 | 64.04 | 30.92 | 1016 | 64.04 | 0 | 0 | Cooling | 0 | #N/A | #N/A | #N/A | #N/A | 0 | 0 | 0 | 0 | 0 | 0 | #N/A | #N/A | 88 | 88 | 0 | #N/A | 0% | 1 | 50% | 0% | 0% | 0% | 8.2745 | 0 | 0 | 0 | 8.2745 | #N/A
2007-09-29 12:01 | 9 | 29 | 12 | 272.4587 | 6516 | 68 | 33.98 | 1015 | 68 | 0 | 0 | Cooling | 0 | #N/A | #N/A | #N/A | #N/A | 0 | 0 | 0 | 0 | 0 | 0 | #N/A | #N/A | 88 | 88 | 0 | #N/A | 0% | 1 | 50% | 0% | 0% | 0% | 8.2745 | 0 | 0 | 0 | 8.2745 | #N/A
2007-09-29 13:01 | 9 | 29 | 13 | 272.5004 | 6517 | 69.08 | 33.98 | 1015 | 69.08 | 0 | 0 | Cooling | 0 | #N/A | #N/A | #N/A | #N/A | 0 | 0 | 0 | 0 | 0 | 0 | #N/A | #N/A | 88 | 88 | 0 | #N/A | 0% | 1 | 50% | 0% | 0% | 0% | 8.2745 | 0 | 0 | 0 | 8.2745 | #N/A
2007-09-29 14:01 | 9 | 29 | 14 | 272.542 | 6518 | 69.08 | 33.98 | 1014 | 69.08 | 0 | 0 | Cooling | 0 | #N/A | #N/A | #N/A | #N/A | 0 | 0 | 0 | 0 | 0 | 0 | #N/A | #N/A | 88 | 88 | 0 | #N/A | 0% | 1 | 50% | 0% | 0% | 0% | 8.2745 | 0 | 0 | 0 | 8.2745 | #N/A
2007-09-29 15:01 | 9 | 29 | 15 | 272.5837 | 6519 | 69.98 | 33.98 | 1013 | 69.98 | 0 | 0 | Cooling | 0 | #N/A | #N/A | #N/A | #N/A | 0 | 0 | 0 | 0 | 0 | 0 | #N/A | #N/A | 88 | 88 | 0 | #N/A | 0% | 1 | 50% | 0% | 0% | 0% | 8.2745 | 0 | 0 | 0 | 8.2745 | #N/A
2007-09-29 16:01 | 9 | 29 | 16 | 272.6254 | 6520 | 69.08 | 37.94 | 1013 | 69.08 | 0 | 0 | Cooling | 0 | #N/A | #N/A | #N/A | #N/A | 0 | 0 | 0 | 0 | 0 | 0 | #N/A | #N/A | 88 | 88 | 0 | #N/A | 0% | 1 | 50% | 0% | 0% | 0% | 8.2745 | 0 | 0 | 0 | 8.2745 | #N/A
2007-09-29 17:01 | 9 | 29 | 17 | 272.667 | 6521 | 69.08 | 37.94 | 1012 | 69.08 | 0 | 0 | Cooling | 0 | #N/A | #N/A | #N/A | #N/A | 0 | 0 | 0 | 0 | 0 | 0 | #N/A | #N/A | 88 | 88 | 0 | #N/A | 0% | 1 | 50% | 0% | 0% | 0% | 8.2745 | 0 | 0 | 0 | 8.2745 | #N/A
2007-09-29 18:01 | 9 | 29 | 18 | 272.7087 | 6522 | 64.04 | 39.92 | 1012 | 64.04 | 0 | 0 | Cooling | 0 | #N/A | #N/A | #N/A | #N/A | 0 | 0 | 0 | 0 | 0 | 0 | #N/A | #N/A | 88 | 88 | 0 | #N/A | 0% | 1 | 50% | 0% | 0% | 0% | 8.2745 | 0 | 0 | 0 | 8.2745 | #N/A
2007-09-29 19:01 | 9 | 29 | 19 | 272.7504 | 6523 | 60.08 | 39.92 | 1012 | 60.08 | 0 | 0 | Cooling | 0 | #N/A | #N/A | #N/A | #N/A | 0 | 0 | 0 | 0 | 0 | 0 | #N/A | #N/A | 88 | 88 | 0 | #N/A | 0% | 1 | 50% | 0% | 0% | 0% | 8.2745 | 0 | 0 | 0 | 8.2745 | #N/A
2007-09-29 20:01 | 9 | 29 | 20 | 272.792 | 6524 | 60.08 | 39.92 | 1012 | 60.08 | 0 | 0 | Cooling | 0 | #N/A | #N/A | #N/A | #N/A | 0 | 0 | 0 | 0 | 0 | 0 | #N/A | #N/A | 88 | 88 | 0 | #N/A | 0% | 1 | 50% | 0% | 0% | 0% | 8.2745 | 0 | 0 | 0 | 8.2745 | #N/A
2007-09-29 21:01 | 9 | 29 | 21 | 272.8337 | 6525 | 53.96 | 39.92 | 1012 | 53.96 | 0 | 0 | Cooling | 0 | #N/A | #N/A | #N/A | #N/A | 0 | 0 | 0 | 0 | 0 | 0 | #N/A | #N/A | 88 | 88 | 0 | #N/A | 0% | 1 | 50% | 0% | 0% | 0% | 8.2745 | 0 | 0 | 0 | 8.2745 | #N/A
2007-09-29 22:01 | 9 | 29 | 22 | 272.8754 | 6526 | 51.98 | 37.94 | 1011 | 51.98 | 0 | 0 | Cooling | 0 | #N/A | #N/A | #N/A | #N/A | 0 | 0 | 0 | 0 | 0 | 0 | #N/A | #N/A | 88 | 88 | 0 | #N/A | 0% | 1 | 50% | 0% | 0% | 0% | 8.2745 | 0 | 0 | 0 | 8.2745 | #N/A
2007-09-29 23:01 | 9 | 29 | 23 | 272.917 | 6527 | 51.98 | 37.04 | 1011 | 51.98 | 0 | 0 | Cooling | 0 | #N/A | #N/A | #N/A | #N/A | 0 | 0 | 0 | 0 | 0 | 0 | #N/A | #N/A | 88 | 88 | 0 | #N/A | 0% | 1 | 50% | 0% | 0% | 0% | 8.2745 | 0 | 0 | 0 | 8.2745 | #N/A
2007-09-30 00:01 | 9 | 30 | 0 | 272.9587 | 6528 | 48.92 | 35.96 | 1011 | 48.92 | 0 | 0 | Cooling | 0 | #N/A | #N/A | #N/A | #N/A | 0 | 0 | 0 | 0 | 0 | 0 | #N/A | #N/A | 88 | 88 | 0 | #N/A | 0% | 1 | 50% | 0% | 0% | 0% | 8.2745 | 0 | 0 | 0 | 8.2745 | #N/A
2007-09-30 01:01 | 9 | 30 | 1 | 273.0004 | 6529 | 48.92 | 35.96 | 1011 | 48.92 | 0 | 0 | Cooling | 0 | #N/A | #N/A | #N/A | #N/A | 0 | 0 | 0 | 0 | 0 | 0 | #N/A | #N/A | 88 | 88 | 0 | #N/A | 0% | 1 | 50% | 0% | 0% | 0% | 8.2745 | 0 | 0 | 0 | 8.2745 | #N/A
2007-09-30 02:01 | 9 | 30 | 2 | 273.042 | 6530 | 48.92 | 35.96 | 1011 | 48.92 | 0 | 0 | Cooling | 0 | #N/A | #N/A | #N/A | #N/A | 0 | 0 | 0 | 0 | 0 | 0 | #N/A | #N/A | 88 | 88 | 0 | #N/A | 0% | 1 | 50% | 0% | 0% | 0% | 8.2745 | 0 | 0 | 0 | 8.2745 | #N/A
2007-09-30 03:01 | 9 | 30 | 3 | 273.0837 | 6531 | 48.02 | 37.04 | 1011 | 48.02 | 0 | 0 | Cooling | 0 | #N/A | #N/A | #N/A | #N/A | 0 | 0 | 0 | 0 | 0 | 0 | #N/A | #N/A | 88 | 88 | 0 | #N/A | 0% | 1 | 50% | 0% | 0% | 0% | 8.2745 | 0 | 0 | 0 | 8.2745 | #N/A
2007-09-30 04:01 | 9 | 30 | 4 | 273.1254 | 6532 | 46.94 | 35.06 | 1010 | 46.94 | 0 | 0 | Cooling | 0 | #N/A | #N/A | #N/A | #N/A | 0 | 0 | 0 | 0 | 0 | 0 | #N/A | #N/A | 88 | 88 | 0 | #N/A | 0% | 1 | 50% | 0% | 0% | 0% | 8.2745 | 0 | 0 | 0 | 8.2745 | #N/A
2007-09-30 05:01 | 9 | 30 | 5 | 273.167 | 6533 | 46.94 | 35.06 | 1010 | 46.94 | 0 | 0 | Cooling | 0 | #N/A | #N/A | #N/A | #N/A | 0 | 0 | 0 | 0 | 0 | 0 | #N/A | #N/A | 88 | 88 | 0 | #N/A | 0% | 1 | 50% | 0% | 0% | 0% | 8.2745 | 0 | 0 | 0 | 8.2745 | #N/A
2007-09-30 06:01 | 9 | 30 | 6 | 273.2087 | 6534 | 44.96 | 35.06 | 1010 | 44.96 | 175.3943 | 0 | Heating | 23.3859 | #N/A | #N/A | #N/A | #N/A | 175.3943 | #N/A | #N/A | 4.0856 | #N/A | 0 | 0 | 0 | 0 | 0 | 0 | 0 | 0.07795% | 1 | 50% | 0% | 0% | 0% | 8.2745 | 0 | 0 | 0 | 8.2745 | #N/A
2007-09-30 07:01 | 9 | 30 | 7 | 273.2504 | 6535 | 46.94 | 37.04 | 1011 | 46.94 | 46.627 | 0 | Heating | 6.2169 | #N/A | #N/A | #N/A | #N/A | 46.627 | #N/A | #N/A | 4.2441 | #N/A | 0 | 0 | 0 | 0 | 0 | 0 | 0 | 0.02072% | 1 | 50% | 0% | 0% | 0% | 8.2745 | 0 | 0 | 0 | 8.2745 | #N/A
2007-09-30 08:01 | 9 | 30 | 8 | 273.292 | 6536 | 46.94 | 39.92 | 1010 | 46.94 | 1.2206 | 0 | Heating | 0.16274 | #N/A | #N/A | #N/A | #N/A | 1.2206 | #N/A | #N/A | 4.2441 | #N/A | 0 | 0 | 0 | 0 | 0 | 0 | 0 | 0.0005425% | 1 | 50% | 0% | 0% | 0% | 8.2745 | 0 | 0 | 0 | 8.2745 | #N/A
2007-09-30 09:01 | 9 | 30 | 9 | 273.3337 | 6537 | 53.96 | 42.08 | 1010 | 53.96 | 0 | 1.0366 | Cooling | 0.17277 | #N/A | #N/A | #N/A | #N/A | 0 | 0 | 0 | 0 | 0 | 1.0366 | #N/A | #N/A | 88 | #N/A | #N/A | #N/A | 0.0005759% | 1 | 50% | 0% | 0% | 0% | 8.2745 | 0 | 0 | 0 | 8.2745 | #N/A
2007-09-30 10:01 | 9 | 30 | 10 | 273.3754 | 6538 | 59 | 42.98 | 1010 | 59 | 0 | 19.8892 | Cooling | 3.3149 | #N/A | #N/A | #N/A | #N/A | 0 | 0 | 0 | 0 | 0 | 19.8892 | #N/A | #N/A | 88 | #N/A | #N/A | #N/A | 0.01105% | 1 | 50% | 0% | 0% | 0% | 8.2745 | 0 | 0 | 0 | 8.2745 | #N/A
2007-09-30 11:01 | 9 | 30 | 11 | 273.417 | 6539 | 59 | 42.08 | 1009 | 59 | 0 | 125.8112 | Cooling | 20.9685 | #N/A | #N/A | #N/A | #N/A | 0 | 0 | 0 | 0 | 0 | 125.8112 | #N/A | #N/A | 88 | #N/A | #N/A | #N/A | 0.0699% | 1 | 50% | 0% | 0% | 0% | 8.2745 | 0 | 0 | 0 | 8.2745 | #N/A
2007-09-30 12:01 | 9 | 30 | 12 | 273.4587 | 6540 | 64.94 | 44.06 | 1009 | 64.94 | 0 | 158.5557 | Cooling | 26.4259 | #N/A | #N/A | #N/A | #N/A | 0 | 0 | 0 | 0 | 0 | 158.5557 | #N/A | #N/A | 88 | #N/A | #N/A | #N/A | 0.08809% | 1 | 50% | 0% | 0% | 0% | 8.2745 | 0 | 0 | 0 | 8.2745 | #N/A
2007-09-30 13:01 | 9 | 30 | 13 | 273.5004 | 6541 | 64.04 | 46.04 | 1008 | 64.04 | 0 | 351.1071 | Cooling | 58.5178 | #N/A | #N/A | #N/A | #N/A | 0 | 0 | 0 | 0 | 0 | 351.1071 | #N/A | #N/A | 88 | #N/A | #N/A | #N/A | 0.1951% | 1 | 50% | 0% | 0% | 0% | 8.2745 | 0 | 0 | 0 | 8.2745 | #N/A
2007-09-30 14:01 | 9 | 30 | 14 | 273.542 | 6542 | 64.04 | 44.96 | 1007 | 64.04 | 0 | 432.2244 | Cooling | 72.0374 | #N/A | #N/A | #N/A | #N/A | 0 | 0 | 0 | 0 | 0 | 432.2244 | #N/A | #N/A | 88 | #N/A | #N/A | #N/A | 0.2401% | 1 | 50% | 0% | 0% | 0% | 8.2745 | 0 | 0 | 0 | 8.2745 | #N/A
2007-09-30 15:01 | 9 | 30 | 15 | 273.5837 | 6543 | 66.92 | 44.96 | 1006 | 66.92 | 0 | 504.8113 | Cooling | 84.1352 | #N/A | #N/A | #N/A | #N/A | 0 | 0 | 0 | 0 | 0 | 504.8113 | #N/A | #N/A | 88 | #N/A | #N/A | #N/A | 0.2805% | 1 | 50% | 0% | 0% | 0% | 8.2745 | 0 | 0 | 0 | 8.2745 | #N/A
2007-09-30 16:01 | 9 | 30 | 16 | 273.6254 | 6544 | 66.92 | 46.04 | 1006 | 66.92 | 0 | 634.046 | Cooling | 105.6743 | #N/A | #N/A | #N/A | #N/A | 0 | 0 | 0 | 0 | 0 | 634.046 | #N/A | #N/A | 88 | #N/A | #N/A | #N/A | 0.3522% | 1 | 50% | 0% | 0% | 0% | 8.2745 | 0 | 0 | 0 | 8.2745 | #N/A
2007-09-30 17:01 | 9 | 30 | 17 | 273.667 | 6545 | 66.92 | 46.94 | 1006 | 66.92 | 0 | 574.5488 | Cooling | 95.7581 | #N/A | #N/A | #N/A | #N/A | 0 | 0 | 0 | 0 | 0 | 574.5488 | #N/A | #N/A | 88 | #N/A | #N/A | #N/A | 0.3192% | 1 | 50% | 0% | 0% | 0% | 8.2745 | 0 | 0 | 0 | 8.2745 | #N/A
2007-09-30 18:01 | 9 | 30 | 18 | 273.7087 | 6546 | 60.08 | 50 | 1005 | 60.08 | 0 | 241.721 | Cooling | 40.2868 | #N/A | #N/A | #N/A | #N/A | 0 | 0 | 0 | 0 | 0 | 241.721 | #N/A | #N/A | 88 | #N/A | #N/A | #N/A | 0.1343% | 1 | 50% | 0% | 0% | 0% | 8.2745 | 0 | 0 | 0 | 8.2745 | #N/A
2007-09-30 19:01 | 9 | 30 | 19 | 273.7504 | 6547 | 55.4 | 48.92 | 1005 | 55.4 | 0 | 84.637 | Cooling | 14.1062 | #N/A | #N/A | #N/A | #N/A | 0 | 0 | 0 | 0 | 0 | 84.637 | #N/A | #N/A | 88 | #N/A | #N/A | #N/A | 0.04702% | 1 | 50% | 0% | 0% | 0% | 8.2745 | 0 | 0 | 0 | 8.2745 | #N/A
2007-09-30 20:01 | 9 | 30 | 20 | 273.792 | 6548 | 55.76 | 48.92 | 1006 | 55.76 | 0 | 15.5441 | Cooling | 2.5907 | #N/A | #N/A | #N/A | #N/A | 0 | 0 | 0 | 0 | 0 | 15.5441 | #N/A | #N/A | 88 | #N/A | #N/A | #N/A | 0.008636% | 1 | 50% | 0% | 0% | 0% | 8.2745 | 0 | 0 | 0 | 8.2745 | #N/A
2007-09-30 21:01 | 9 | 30 | 21 | 273.8337 | 6549 | 55.76 | 48.92 | 1006 | 55.76 | 0 | 0 | Cooling | 0 | #N/A | #N/A | #N/A | #N/A | 0 | 0 | 0 | 0 | 0 | 0 | #N/A | #N/A | 88 | 88 | 0 | #N/A | 0% | 1 | 50% | 0% | 0% | 0% | 8.2745 | 0 | 0 | 0 | 8.2745 | #N/A
2007-09-30 22:01 | 9 | 30 | 22 | 273.8754 | 6550 | 56.84 | 50.36 | 1006 | 56.84 | 0 | 0 | Cooling | 0 | #N/A | #N/A | #N/A | #N/A | 0 | 0 | 0 | 0 | 0 | 0 | #N/A | #N/A | 88 | 88 | 0 | #N/A | 0% | 1 | 50% | 0% | 0% | 0% | 8.2745 | 0 | 0 | 0 | 8.2745 | #N/A
2007-09-30 23:01 | 9 | 30 | 23 | 273.917 | 6551 | 56.84 | 51.8 | 1006 | 56.84 | 0 | 0 | Cooling | 0 | #N/A | #N/A | #N/A | #N/A | 0 | 0 | 0 | 0 | 0 | 0 | #N/A | #N/A | 88 | 88 | 0 | #N/A | 0% | 1 | 50% | 0% | 0% | 0% | 8.2745 | 0 | 0 | 0 | 8.2745 | #N/A
2007-10-01 00:01 | 10 | 1 | 0 | 273.9587 | 6552 | 56.48 | 53.24 | 1006 | 56.48 | 0 | 0 | Cooling | 0 | #N/A | #N/A | #N/A | #N/A | 0 | 0 | 0 | 0 | 0 | 0 | #N/A | #N/A | 88 | 88 | 0 | #N/A | 0% | 1 | 50% | 0% | 0% | 0% | 8.2745 | 0 | 0 | 0 | 8.2745 | #N/A
2007-10-01 01:01 | 10 | 1 | 1 | 274.0004 | 6553 | 56.3 | 54.68 | 995 | 56.3 | 0 | 0 | Cooling | 0 | #N/A | #N/A | #N/A | #N/A | 0 | 0 | 0 | 0 | 0 | 0 | #N/A | #N/A | 88 | 88 | 0 | #N/A | 0% | 1 | 50% | 0% | 0% | 0% | 8.2745 | 0 | 0 | 0 | 8.2745 | #N/A
2007-10-01 02:01 | 10 | 1 | 2 | 274.042 | 6554 | 55.76 | 56.12 | 998 | 55.76 | 0 | 0 | Cooling | 0 | #N/A | #N/A | #N/A | #N/A | 0 | 0 | 0 | 0 | 0 | 0 | #N/A | #N/A | 88 | 88 | 0 | #N/A | 0% | 1 | 50% | 0% | 0% | 0% | 8.2745 | 0 | 0 | 0 | 8.2745 | #N/A
2007-10-01 03:01 | 10 | 1 | 3 | 274.0837 | 6555 | 55.04 | 57.56 | 998 | 55.04 | 0 | 0 | Cooling | 0 | #N/A | #N/A | #N/A | #N/A | 0 | 0 | 0 | 0 | 0 | 0 | #N/A | #N/A | 88 | 88 | 0 | #N/A | 0% | 1 | 50% | 0% | 0% | 0% | 8.2745 | 0 | 0 | 0 | 8.2745 | #N/A
2007-10-01 04:01 | 10 | 1 | 4 | 274.1254 | 6556 | 54.68 | 59 | 999 | 54.68 | 0 | 0 | Cooling | 0 | #N/A | #N/A | #N/A | #N/A | 0 | 0 | 0 | 0 | 0 | 0 | #N/A | #N/A | 88 | 88 | 0 | #N/A | 0% | 1 | 50% | 0% | 0% | 0% | 8.2745 | 0 | 0 | 0 | 8.2745 | #N/A
2007-10-01 05:01 | 10 | 1 | 5 | 274.167 | 6557 | 54.68 | 57.92 | 1001 | 54.68 | 0 | 0 | Cooling | 0 | #N/A | #N/A | #N/A | #N/A | 0 | 0 | 0 | 0 | 0 | 0 | #N/A | #N/A | 88 | 88 | 0 | #N/A | 0% | 1 | 50% | 0% | 0% | 0% | 8.2745 | 0 | 0 | 0 | 8.2745 | #N/A
2007-10-01 06:01 | 10 | 1 | 6 | 274.2087 | 6558 | 55.22 | 55.94 | 1001 | 55.22 | 0 | 396.9732 | Cooling | 66.1622 | #N/A | #N/A | #N/A | #N/A | 0 | 0 | 0 | 0 | 0 | 396.9732 | #N/A | #N/A | 88 | #N/A | #N/A | #N/A | 0.2205% | 1 | 50% | 0% | 0% | 0% | 8.2745 | 0 | 0 | 0 | 8.2745 | #N/A
2007-10-01 07:01 | 10 | 1 | 7 | 274.2504 | 6559 | 55.04 | 55.94 | 1002 | 55.04 | 0 | 286.7969 | Cooling | 47.7995 | #N/A | #N/A | #N/A | #N/A | 0 | 0 | 0 | 0 | 0 | 286.7969 | #N/A | #N/A | 88 | #N/A | #N/A | #N/A | 0.1593% | 1 | 50% | 0% | 0% | 0% | 8.2745 | 0 | 0 | 0 | 8.2745 | #N/A
2007-10-01 08:01 | 10 | 1 | 8 | 274.292 | 6560 | 55.04 | 57.02 | 1002 | 55.04 | 0 | 694.1846 | Cooling | 115.6974 | #N/A | #N/A | #N/A | #N/A | 0 | 0 | 0 | 0 | 0 | 694.1846 | #N/A | #N/A | 88 | #N/A | #N/A | #N/A | 0.3857% | 1 | 50% | 0% | 0% | 0% | 8.2745 | 0 | 0 | 0 | 8.2745 | #N/A
2007-10-01 09:01 | 10 | 1 | 9 | 274.3337 | 6561 | 57.02 | 57.92 | 1002 | 57.02 | 0 | 977.6689 | Cooling | 162.9448 | #N/A | #N/A | #N/A | #N/A | 0 | 0 | 0 | 0 | 0 | 977.6689 | #N/A | #N/A | 88 | #N/A | #N/A | #N/A | 0.5431% | 1 | 50% | 0% | 0% | 0% | 8.2745 | 0 | 0 | 0 | 8.2745 | #N/A
2007-10-01 10:01 | 10 | 1 | 10 | 274.3754 | 6562 | 59 | 57.02 | 1002 | 59 | 0 | 933.6774 | Cooling | 155.6129 | #N/A | #N/A | #N/A | #N/A | 0 | 0 | 0 | 0 | 0 | 933.6774 | #N/A | #N/A | 88 | #N/A | #N/A | #N/A | 0.5187% | 1 | 50% | 0% | 0% | 0% | 8.2745 | 0 | 0 | 0 | 8.2745 | #N/A
2007-10-01 11:01 | 10 | 1 | 11 | 274.417 | 6563 | 59 | 55.94 | 1003 | 59 | 0 | 882.2884 | Cooling | 147.0481 | #N/A | #N/A | #N/A | #N/A | 0 | 0 | 0 | 0 | 0 | 882.2884 | #N/A | #N/A | 88 | #N/A | #N/A | #N/A | 0.4902% | 1 | 50% | 0% | 0% | 0% | 8.2745 | 0 | 0 | 0 | 8.2745 | #N/A
2007-10-01 12:01 | 10 | 1 | 12 | 274.4587 | 6564 | 62.96 | 55.04 | 1003 | 62.96 | 0 | 799.245 | Cooling | 133.2075 | #N/A | #N/A | #N/A | #N/A | 0 | 0 | 0 | 0 | 0 | 799.245 | #N/A | #N/A | 88 | #N/A | #N/A | #N/A | 0.444% | 1 | 50% | 0% | 0% | 0% | 8.2745 | 0 | 0 | 0 | 8.2745 | #N/A
2007-10-01 13:01 | 10 | 1 | 13 | 274.5004 | 6565 | 62.96 | 53.96 | 1002 | 62.96 | 0 | 944.8245 | Cooling | 157.4707 | #N/A | #N/A | #N/A | #N/A | 0 | 0 | 0 | 0 | 0 | 944.8245 | #N/A | #N/A | 88 | #N/A | #N/A | #N/A | 0.5249% | 1 | 50% | 0% | 0% | 0% | 8.2745 | 0 | 0 | 0 | 8.2745 | #N/A
2007-10-01 14:01 | 10 | 1 | 14 | 274.542 | 6566 | 62.96 | 53.96 | 1002 | 62.96 | 0 | 981.3743 | Cooling | 163.5624 | #N/A | #N/A | #N/A | #N/A | 0 | 0 | 0 | 0 | 0 | 981.3743 | #N/A | #N/A | 88 | #N/A | #N/A | #N/A | 0.5452% | 1 | 50% | 0% | 0% | 0% | 8.2745 | 0 | 0 | 0 | 8.2745 | #N/A
2007-10-01 15:01 | 10 | 1 | 15 | 274.5837 | 6567 | 62.96 | 53.06 | 1002 | 62.96 | 0 | 913.6513 | Cooling | 152.2752 | #N/A | #N/A | #N/A | #N/A | 0 | 0 | 0 | 0 | 0 | 913.6513 | #N/A | #N/A | 88 | #N/A | #N/A | #N/A | 0.5076% | 1 | 50% | 0% | 0% | 0% | 8.2745 | 0 | 0 | 0 | 8.2745 | #N/A
2007-10-01 16:01 | 10 | 1 | 16 | 274.6254 | 6568 | 62.06 | 53.96 | 1001 | 62.06 | 0 | 938.0177 | Cooling | 156.3363 | #N/A | #N/A | #N/A | #N/A | 0 | 0 | 0 | 0 | 0 | 938.0177 | #N/A | #N/A | 88 | #N/A | #N/A | #N/A | 0.5211% | 1 | 50% | 0% | 0% | 0% | 8.2745 | 0 | 0 | 0 | 8.2745 | #N/A
2007-10-01 17:01 | 10 | 1 | 17 | 274.667 | 6569 | 62.06 | 55.04 | 1000 | 62.06 | 0 | 982.2853 | Cooling | 163.7142 | #N/A | #N/A | #N/A | #N/A | 0 | 0 | 0 | 0 | 0 | 982.2853 | #N/A | #N/A | 88 | #N/A | #N/A | #N/A | 0.5457% | 1 | 50% | 0% | 0% | 0% | 8.2745 | 0 | 0 | 0 | 8.2745 | #N/A
2007-10-01 18:01 | 10 | 1 | 18 | 274.7087 | 6570 | 59 | 55.94 | 1001 | 59 | 0 | 886.8189 | Cooling | 147.8032 | #N/A | #N/A | #N/A | #N/A | 0 | 0 | 0 | 0 | 0 | 886.8189 | #N/A | #N/A | 88 | #N/A | #N/A | #N/A | 0.4927% | 1 | 50% | 0% | 0% | 0% | 8.2745 | 0 | 0 | 0 | 8.2745 | #N/A
2007-10-01 19:01 | 10 | 1 | 19 | 274.7504 | 6571 | 53.96 | 55.94 | 1000 | 53.96 | 0 | 780.2766 | Cooling | 130.0461 | #N/A | #N/A | #N/A | #N/A | 0 | 0 | 0 | 0 | 0 | 780.2766 | #N/A | #N/A | 88 | #N/A | #N/A | #N/A | 0.4335% | 1 | 50% | 0% | 0% | 0% | 8.2745 | 0 | 0 | 0 | 8.2745 | #N/A
2007-10-01 20:01 | 10 | 1 | 20 | 274.792 | 6572 | 53.96 | 55.94 | 1001 | 53.96 | 0 | 584.7185 | Cooling | 97.4531 | #N/A | #N/A | #N/A | #N/A | 0 | 0 | 0 | 0 | 0 | 584.7185 | #N/A | #N/A | 88 | #N/A | #N/A | #N/A | 0.3248% | 1 | 50% | 0% | 0% | 0% | 8.2745 | 0 | 0 | 0 | 8.2745 | #N/A
2007-10-01 21:01 | 10 | 1 | 21 | 274.8337 | 6573 | 53.06 | 55.94 | 1001 | 53.06 | 0 | 447.1166 | Cooling | 74.5194 | #N/A | #N/A | #N/A | #N/A | 0 | 0 | 0 | 0 | 0 | 447.1166 | #N/A | #N/A | 88 | #N/A | #N/A | #N/A | 0.2484% | 1 | 50% | 0% | 0% | 0% | 8.2745 | 0 | 0 | 0 | 8.2745 | #N/A
2007-10-01 22:01 | 10 | 1 | 22 | 274.8754 | 6574 | 53.06 | 55.94 | 1000 | 53.06 | 0 | 13.8019 | Cooling | 2.3003 | #N/A | #N/A | #N/A | #N/A | 0 | 0 | 0 | 0 | 0 | 13.8019 | #N/A | #N/A | 88 | #N/A | #N/A | #N/A | 0.007668% | 1 | 50% | 0% | 0% | 0% | 8.2745 | 0 | 0 | 0 | 8.2745 | #N/A
2007-10-01 23:01 | 10 | 1 | 23 | 274.917 | 6575 | 51.98 | 55.94 | 1000 | 51.98 | 0 | 36.7879 | Cooling | 6.1313 | #N/A | #N/A | #N/A | #N/A | 0 | 0 | 0 | 0 | 0 | 36.7879 | #N/A | #N/A | 88 | #N/A | #N/A | #N/A | 0.02044% | 1 | 50% | 0% | 0% | 0% | 8.2745 | 0 | 0 | 0 | 8.2745 | #N/A
2007-10-02 00:01 | 10 | 2 | 0 | 274.9587 | 6576 | 51.08 | 55.94 | 999 | 51.08 | 0 | 32.1508 | Cooling | 5.3585 | #N/A | #N/A | #N/A | #N/A | 0 | 0 | 0 | 0 | 0 | 32.1508 | #N/A | #N/A | 88 | #N/A | #N/A | #N/A | 0.01786% | 1 | 50% | 0% | 0% | 0% | 8.2745 | 0 | 0 | 0 | 8.2745 | #N/A
2007-10-02 01:01 | 10 | 2 | 1 | 275.0004 | 6577 | 51.08 | 55.94 | 999 | 51.08 | 0 | 31.8552 | Cooling | 5.3092 | #N/A | #N/A | #N/A | #N/A | 0 | 0 | 0 | 0 | 0 | 31.8552 | #N/A | #N/A | 88 | #N/A | #N/A | #N/A | 0.0177% | 1 | 50% | 0% | 0% | 0% | 8.2745 | 0 | 0 | 0 | 8.2745 | #N/A
2007-10-02 02:01 | 10 | 2 | 2 | 275.042 | 6578 | 51.08 | 57.02 | 998 | 51.08 | 0 | 35.6287 | Cooling | 5.9381 | #N/A | #N/A | #N/A | #N/A | 0 | 0 | 0 | 0 | 0 | 35.6287 | #N/A | #N/A | 88 | #N/A | #N/A | #N/A | 0.01979% | 1 | 50% | 0% | 0% | 0% | 8.2745 | 0 | 0 | 0 | 8.2745 | #N/A
2007-10-02 03:01 | 10 | 2 | 3 | 275.0837 | 6579 | 50 | 57.02 | 998 | 50 | 0 | 37.3496 | Cooling | 6.2249 | #N/A | #N/A | #N/A | #N/A | 0 | 0 | 0 | 0 | 0 | 37.3496 | #N/A | #N/A | 88 | #N/A | #N/A | #N/A | 0.02075% | 1 | 50% | 0% | 0% | 0% | 8.2745 | 0 | 0 | 0 | 8.2745 | #N/A
2007-10-02 04:01 | 10 | 2 | 4 | 275.1254 | 6580 | 50 | 57.02 | 998 | 50 | 0 | 36.2525 | Cooling | 6.0421 | #N/A | #N/A | #N/A | #N/A | 0 | 0 | 0 | 0 | 0 | 36.2525 | #N/A | #N/A | 88 | #N/A | #N/A | #N/A | 0.02014% | 1 | 50% | 0% | 0% | 0% | 8.2745 | 0 | 0 | 0 | 8.2745 | #N/A
2007-10-02 05:01 | 10 | 2 | 5 | 275.167 | 6581 | 50 | 57.02 | 998 | 50 | 0 | 54.6433 | Cooling | 9.1072 | #N/A | #N/A | #N/A | #N/A | 0 | 0 | 0 | 0 | 0 | 54.6433 | #N/A | #N/A | 88 | #N/A | #N/A | #N/A | 0.03036% | 1 | 50% | 0% | 0% | 0% | 8.2745 | 0 | 0 | 0 | 8.2745 | #N/A
2007-10-02 06:01 | 10 | 2 | 6 | 275.2087 | 6582 | 50 | 57.02 | 999 | 50 | 0 | 507.5542 | Cooling | 84.5924 | #N/A | #N/A | #N/A | #N/A | 0 | 0 | 0 | 0 | 0 | 507.5542 | #N/A | #N/A | 88 | #N/A | #N/A | #N/A | 0.282% | 1 | 50% | 0% | 0% | 0% | 8.2745 | 0 | 0 | 0 | 8.2745 | #N/A
2007-10-02 07:01 | 10 | 2 | 7 | 275.2504 | 6583 | 50 | 57.02 | 999 | 50 | 0 | 435.3687 | Cooling | 72.5614 | #N/A | #N/A | #N/A | #N/A | 0 | 0 | 0 | 0 | 0 | 435.3687 | #N/A | #N/A | 88 | #N/A | #N/A | #N/A | 0.2419% | 1 | 50% | 0% | 0% | 0% | 8.2745 | 0 | 0 | 0 | 8.2745 | #N/A
2007-10-02 08:01 | 10 | 2 | 8 | 275.292 | 6584 | 50 | 57.02 | 999 | 50 | 0 | 741.4034 | Cooling | 123.5672 | #N/A | #N/A | #N/A | #N/A | 0 | 0 | 0 | 0 | 0 | 741.4034 | #N/A | #N/A | 88 | #N/A | #N/A | #N/A | 0.4119% | 1 | 50% | 0% | 0% | 0% | 8.2745 | 0 | 0 | 0 | 8.2745 | #N/A
2007-10-02 09:01 | 10 | 2 | 9 | 275.3337 | 6585 | 53.6 | 57.92 | 999 | 53.6 | 0 | 881.7204 | Cooling | 146.9534 | #N/A | #N/A | #N/A | #N/A | 0 | 0 | 0 | 0 | 0 | 881.7204 | #N/A | #N/A | 88 | #N/A | #N/A | #N/A | 0.4898% | 1 | 50% | 0% | 0% | 0% | 8.2745 | 0 | 0 | 0 | 8.2745 | #N/A
2007-10-02 10:01 | 10 | 2 | 10 | 275.3754 | 6586 | 53.06 | 57.92 | 1000 | 53.06 | 0 | 911.1883 | Cooling | 151.8647 | #N/A | #N/A | #N/A | #N/A | 0 | 0 | 0 | 0 | 0 | 911.1883 | #N/A | #N/A | 88 | #N/A | #N/A | #N/A | 0.5062% | 1 | 50% | 0% | 0% | 0% | 8.2745 | 0 | 0 | 0 | 8.2745 | #N/A
2007-10-02 11:01 | 10 | 2 | 11 | 275.417 | 6587 | 55.04 | 57.92 | 1000 | 55.04 | 0 | 973.6397 | Cooling | 162.2733 | #N/A | #N/A | #N/A | #N/A | 0 | 0 | 0 | 0 | 0 | 973.6397 | #N/A | #N/A | 88 | #N/A | #N/A | #N/A | 0.5409% | 1 | 50% | 0% | 0% | 0% | 8.2745 | 0 | 0 | 0 | 8.2745 | #N/A
2007-10-02 12:01 | 10 | 2 | 12 | 275.4587 | 6588 | 57.02 | 57.92 | 1001 | 57.02 | 0 | 1042.3199 | Cooling | 173.72 | #N/A | #N/A | #N/A | #N/A | 0 | 0 | 0 | 0 | 0 | 1042.3199 | #N/A | #N/A | 88 | #N/A | #N/A | #N/A | 0.5791% | 1 | 50% | 0% | 0% | 0% | 8.2745 | 0 | 0 | 0 | 8.2745 | #N/A
2007-10-02 13:01 | 10 | 2 | 13 | 275.5004 | 6589 | 60.08 | 57.02 | 1001 | 60.08 | 0 | 1087.6207 | Cooling | 181.2701 | #N/A | #N/A | #N/A | #N/A | 0 | 0 | 0 | 0 | 0 | 1087.6207 | #N/A | #N/A | 88 | #N/A | #N/A | #N/A | 0.6042% | 1 | 50% | 0% | 0% | 0% | 8.2745 | 0 | 0 | 0 | 8.2745 | #N/A
2007-10-02 14:01 | 10 | 2 | 14 | 275.542 | 6590 | 60.08 | 55.94 | 1001 | 60.08 | 0 | 1103.1269 | Cooling | 183.8545 | #N/A | #N/A | #N/A | #N/A | 0 | 0 | 0 | 0 | 0 | 1103.1269 | #N/A | #N/A | 88 | #N/A | #N/A | #N/A | 0.6128% | 1 | 50% | 0% | 0% | 0% | 8.2745 | 0 | 0 | 0 | 8.2745 | #N/A
2007-10-02 15:01 | 10 | 2 | 15 | 275.5837 | 6591 | 60.98 | 51.98 | 1002 | 60.98 | 0 | 865.69 | Cooling | 144.2817 | #N/A | #N/A | #N/A | #N/A | 0 | 0 | 0 | 0 | 0 | 865.69 | #N/A | #N/A | 88 | #N/A | #N/A | #N/A | 0.4809% | 1 | 50% | 0% | 0% | 0% | 8.2745 | 0 | 0 | 0 | 8.2745 | #N/A
2007-10-02 16:01 | 10 | 2 | 16 | 275.6254 | 6592 | 59 | 51.98 | 1003 | 59 | 0 | 686.6206 | Cooling | 114.4368 | #N/A | #N/A | #N/A | #N/A | 0 | 0 | 0 | 0 | 0 | 686.6206 | #N/A | #N/A | 88 | #N/A | #N/A | #N/A | 0.3815% | 1 | 50% | 0% | 0% | 0% | 8.2745 | 0 | 0 | 0 | 8.2745 | #N/A
2007-10-02 17:01 | 10 | 2 | 17 | 275.667 | 6593 | 59 | 51.08 | 1003 | 59 | 0 | 541.1269 | Cooling | 90.1878 | #N/A | #N/A | #N/A | #N/A | 0 | 0 | 0 | 0 | 0 | 541.1269 | #N/A | #N/A | 88 | #N/A | #N/A | #N/A | 0.3006% | 1 | 50% | 0% | 0% | 0% | 8.2745 | 0 | 0 | 0 | 8.2745 | #N/A
2007-10-02 18:01 | 10 | 2 | 18 | 275.7087 | 6594 | 59 | 50 | 1003 | 59 | 0 | 316.2021 | Cooling | 52.7004 | #N/A | #N/A | #N/A | #N/A | 0 | 0 | 0 | 0 | 0 | 316.2021 | #N/A | #N/A | 88 | #N/A | #N/A | #N/A | 0.1757% | 1 | 50% | 0% | 0% | 0% | 8.2745 | 0 | 0 | 0 | 8.2745 | #N/A
2007-10-02 19:01 | 10 | 2 | 19 | 275.7504 | 6595 | 57.92 | 51.08 | 1004 | 57.92 | 0 | 137.0787 | Cooling | 22.8464 | #N/A | #N/A | #N/A | #N/A | 0 | 0 | 0 | 0 | 0 | 137.0787 | #N/A | #N/A | 88 | #N/A | #N/A | #N/A | 0.07615% | 1 | 50% | 0% | 0% | 0% | 8.2745 | 0 | 0 | 0 | 8.2745 | #N/A
2007-10-02 20:01 | 10 | 2 | 20 | 275.792 | 6596 | 57.92 | 51.08 | 1005 | 57.92 | 0 | 66.5006 | Cooling | 11.0834 | #N/A | #N/A | #N/A | #N/A | 0 | 0 | 0 | 0 | 0 | 66.5006 | #N/A | #N/A | 88 | #N/A | #N/A | #N/A | 0.03694% | 1 | 50% | 0% | 0% | 0% | 8.2745 | 0 | 0 | 0 | 8.2745 | #N/A
2007-10-02 21:01 | 10 | 2 | 21 | 275.8337 | 6597 | 57.02 | 51.08 | 1005 | 57.02 | 0 | 54.615 | Cooling | 9.1025 | #N/A | #N/A | #N/A | #N/A | 0 | 0 | 0 | 0 | 0 | 54.615 | #N/A | #N/A | 88 | #N/A | #N/A | #N/A | 0.03034% | 1 | 50% | 0% | 0% | 0% | 8.2745 | 0 | 0 | 0 | 8.2745 | #N/A
2007-10-02 22:01 | 10 | 2 | 22 | 275.8754 | 6598 | 55.94 | 50 | 1005 | 55.94 | 0 | 0.97867 | Cooling | 0.16311 | #N/A | #N/A | #N/A | #N/A | 0 | 0 | 0 | 0 | 0 | 0.97867 | #N/A | #N/A | 88 | #N/A | #N/A | #N/A | 0.0005437% | 1 | 50% | 0% | 0% | 0% | 8.2745 | 0 | 0 | 0 | 8.2745 | #N/A
2007-10-02 23:01 | 10 | 2 | 23 | 275.917 | 6599 | 55.94 | 50 | 1005 | 55.94 | 0 | 0.13677 | Cooling | 0.022796 | #N/A | #N/A | #N/A | #N/A | 0 | 0 | 0 | 0 | 0 | 0.13677 | #N/A | #N/A | 88 | #N/A | #N/A | #N/A | 7.599e-05% | 1 | 50% | 0% | 0% | 0% | 8.2745 | 0 | 0 | 0 | 8.2745 | #N/A
2007-10-03 00:01 | 10 | 3 | 0 | 275.9587 | 6600 | 57.02 | 50 | 1005 | 57.02 | 0 | 0.41274 | Cooling | 0.068791 | #N/A | #N/A | #N/A | #N/A | 0 | 0 | 0 | 0 | 0 | 0.41274 | #N/A | #N/A | 88 | #N/A | #N/A | #N/A | 0.0002293% | 1 | 50% | 0% | 0% | 0% | 8.2745 | 0 | 0 | 0 | 8.2745 | #N/A
2007-10-03 01:01 | 10 | 3 | 1 | 276.0004 | 6601 | 57.02 | 48.92 | 1005 | 57.02 | 0 | 0.010551 | Cooling | 0.0017586 | #N/A | #N/A | #N/A | #N/A | 0 | 0 | 0 | 0 | 0 | 0.010551 | #N/A | #N/A | 88 | #N/A | #N/A | #N/A | 5.862e-06% | 1 | 50% | 0% | 0% | 0% | 8.2745 | 0 | 0 | 0 | 8.2745 | #N/A
2007-10-03 02:01 | 10 | 3 | 2 | 276.042 | 6602 | 57.02 | 48.02 | 1004 | 57.02 | 0 | 0.018519 | Cooling | 0.0030865 | #N/A | #N/A | #N/A | #N/A | 0 | 0 | 0 | 0 | 0 | 0.018519 | #N/A | #N/A | 88 | #N/A | #N/A | #N/A | 1.029e-05% | 1 | 50% | 0% | 0% | 0% | 8.2745 | 0 | 0 | 0 | 8.2745 | #N/A
2007-10-03 03:01 | 10 | 3 | 3 | 276.0837 | 6603 | 53.96 | 48.92 | 1004 | 53.96 | 0 | 0.012212 | Cooling | 0.0020353 | #N/A | #N/A | #N/A | #N/A | 0 | 0 | 0 | 0 | 0 | 0.012212 | #N/A | #N/A | 88 | #N/A | #N/A | #N/A | 6.784e-06% | 1 | 50% | 0% | 0% | 0% | 8.2745 | 0 | 0 | 0 | 8.2745 | #N/A
2007-10-03 04:01 | 10 | 3 | 4 | 276.1254 | 6604 | 53.96 | 48.02 | 1004 | 53.96 | 0 | 0.012352 | Cooling | 0.0020587 | #N/A | #N/A | #N/A | #N/A | 0 | 0 | 0 | 0 | 0 | 0.012352 | #N/A | #N/A | 88 | #N/A | #N/A | #N/A | 6.862e-06% | 1 | 50% | 0% | 0% | 0% | 8.2745 | 0 | 0 | 0 | 8.2745 | #N/A
2007-10-03 05:01 | 10 | 3 | 5 | 276.167 | 6605 | 53.96 | 46.94 | 1004 | 53.96 | 0 | 0.027313 | Cooling | 0.0045521 | #N/A | #N/A | #N/A | #N/A | 0 | 0 | 0 | 0 | 0 | 0.027313 | #N/A | #N/A | 88 | #N/A | #N/A | #N/A | 1.517e-05% | 1 | 50% | 0% | 0% | 0% | 8.2745 | 0 | 0 | 0 | 8.2745 | #N/A
2007-10-03 06:01 | 10 | 3 | 6 | 276.2087 | 6606 | 53.96 | 48.02 | 1003 | 53.96 | 0.26947 | 0 | Heating | 0.035929 | #N/A | #N/A | #N/A | #N/A | 0.26947 | #N/A | #N/A | 4.9089 | #N/A | 0 | 0 | 0 | 0 | 0 | 0 | 0 | 0.0001198% | 1 | 50% | 0% | 0% | 0% | 8.2745 | 0 | 0 | 0 | 8.2745 | #N/A
2007-10-03 07:01 | 10 | 3 | 7 | 276.2504 | 6607 | 53.6 | 48.92 | 1003 | 53.6 | 0 | 0.020058 | Cooling | 0.0033431 | #N/A | #N/A | #N/A | #N/A | 0 | 0 | 0 | 0 | 0 | 0.020058 | #N/A | #N/A | 88 | #N/A | #N/A | #N/A | 1.114e-05% | 1 | 50% | 0% | 0% | 0% | 8.2745 | 0 | 0 | 0 | 8.2745 | #N/A
2007-10-03 08:01 | 10 | 3 | 8 | 276.292 | 6608 | 53.96 | 50 | 1003 | 53.96 | 0 | 0.48808 | Cooling | 0.081347 | #N/A | #N/A | #N/A | #N/A | 0 | 0 | 0 | 0 | 0 | 0.48808 | #N/A | #N/A | 88 | #N/A | #N/A | #N/A | 0.0002712% | 1 | 50% | 0% | 0% | 0% | 8.2745 | 0 | 0 | 0 | 8.2745 | #N/A
2007-10-03 09:01 | 10 | 3 | 9 | 276.3337 | 6609 | 55.04 | 51.08 | 1003 | 55.04 | 0 | 51.5185 | Cooling | 8.5864 | #N/A | #N/A | #N/A | #N/A | 0 | 0 | 0 | 0 | 0 | 51.5185 | #N/A | #N/A | 88 | #N/A | #N/A | #N/A | 0.02862% | 1 | 50% | 0% | 0% | 0% | 8.2745 | 0 | 0 | 0 | 8.2745 | #N/A
2007-10-03 10:01 | 10 | 3 | 10 | 276.3754 | 6610 | 57.92 | 53.06 | 1001 | 57.92 | 0 | 192.7133 | Cooling | 32.1189 | #N/A | #N/A | #N/A | #N/A | 0 | 0 | 0 | 0 | 0 | 192.7133 | #N/A | #N/A | 88 | #N/A | #N/A | #N/A | 0.1071% | 1 | 50% | 0% | 0% | 0% | 8.2745 | 0 | 0 | 0 | 8.2745 | #N/A
2007-10-03 11:01 | 10 | 3 | 11 | 276.417 | 6611 | 57.92 | 53.06 | 1000 | 57.92 | 0 | 340.4829 | Cooling | 56.7471 | #N/A | #N/A | #N/A | #N/A | 0 | 0 | 0 | 0 | 0 | 340.4829 | #N/A | #N/A | 88 | #N/A | #N/A | #N/A | 0.1892% | 1 | 50% | 0% | 0% | 0% | 8.2745 | 0 | 0 | 0 | 8.2745 | #N/A
2007-10-03 12:01 | 10 | 3 | 12 | 276.4587 | 6612 | 60.98 | 53.96 | 999 | 60.98 | 0 | 420.3261 | Cooling | 70.0544 | #N/A | #N/A | #N/A | #N/A | 0 | 0 | 0 | 0 | 0 | 420.3261 | #N/A | #N/A | 88 | #N/A | #N/A | #N/A | 0.2335% | 1 | 50% | 0% | 0% | 0% | 8.2745 | 0 | 0 | 0 | 8.2745 | #N/A
2007-10-03 13:01 | 10 | 3 | 13 | 276.5004 | 6613 | 62.06 | 55.04 | 997 | 62.06 | 0 | 531.5653 | Cooling | 88.5942 | #N/A | #N/A | #N/A | #N/A | 0 | 0 | 0 | 0 | 0 | 531.5653 | #N/A | #N/A | 88 | #N/A | #N/A | #N/A | 0.2953% | 1 | 50% | 0% | 0% | 0% | 8.2745 | 0 | 0 | 0 | 8.2745 | #N/A
2007-10-03 14:01 | 10 | 3 | 14 | 276.542 | 6614 | 62.06 | 55.94 | 996 | 62.06 | 0 | 721.6377 | Cooling | 120.2729 | #N/A | #N/A | #N/A | #N/A | 0 | 0 | 0 | 0 | 0 | 721.6377 | #N/A | #N/A | 88 | #N/A | #N/A | #N/A | 0.4009% | 1 | 50% | 0% | 0% | 0% | 8.2745 | 0 | 0 | 0 | 8.2745 | #N/A
2007-10-03 15:01 | 10 | 3 | 15 | 276.5837 | 6615 | 62.96 | 57.92 | 995 | 62.96 | 0 | 905.9472 | Cooling | 150.9912 | #N/A | #N/A | #N/A | #N/A | 0 | 0 | 0 | 0 | 0 | 905.9472 | #N/A | #N/A | 88 | #N/A | #N/A | #N/A | 0.5033% | 1 | 50% | 0% | 0% | 0% | 8.2745 | 0 | 0 | 0 | 8.2745 | #N/A
2007-10-03 16:01 | 10 | 3 | 16 | 276.6254 | 6616 | 62.96 | 57.92 | 994 | 62.96 | 0 | 1078.6443 | Cooling | 179.7741 | #N/A | #N/A | #N/A | #N/A | 0 | 0 | 0 | 0 | 0 | 1078.6443 | #N/A | #N/A | 88 | #N/A | #N/A | #N/A | 0.5992% | 1 | 50% | 0% | 0% | 0% | 8.2745 | 0 | 0 | 0 | 8.2745 | #N/A
2007-10-03 17:01 | 10 | 3 | 17 | 276.667 | 6617 | 62.96 | 59 | 993 | 62.96 | 0 | 1223.6437 | Cooling | 203.9406 | #N/A | #N/A | #N/A | #N/A | 0 | 0 | 0 | 0 | 0 | 1223.6437 | #N/A | #N/A | 88 | #N/A | #N/A | #N/A | 0.6798% | 1 | 50% | 0% | 0% | 0% | 8.2745 | 0 | 0 | 0 | 8.2745 | #N/A
2007-10-03 18:01 | 10 | 3 | 18 | 276.7087 | 6618 | 60.98 | 60.08 | 992 | 60.98 | 0 | 1310.7695 | Cooling | 218.4616 | #N/A | #N/A | #N/A | #N/A | 0 | 0 | 0 | 0 | 0 | 1310.7695 | #N/A | #N/A | 88 | #N/A | #N/A | #N/A | 0.7282% | 1 | 50% | 0% | 0% | 0% | 8.2745 | 0 | 0 | 0 | 8.2745 | #N/A
2007-10-03 19:01 | 10 | 3 | 19 | 276.7504 | 6619 | 62.06 | 60.98 | 991 | 62.06 | 0 | 1357.0499 | Cooling | 226.175 | #N/A | #N/A | #N/A | #N/A | 0 | 0 | 0 | 0 | 0 | 1357.0499 | #N/A | #N/A | 88 | #N/A | #N/A | #N/A | 0.7539% | 1 | 50% | 0% | 0% | 0% | 8.2745 | 0 | 0 | 0 | 8.2745 | #N/A
2007-10-03 20:01 | 10 | 3 | 20 | 276.792 | 6620 | 62.06 | 60.98 | 991 | 62.06 | 0 | 1280.1957 | Cooling | 213.366 | #N/A | #N/A | #N/A | #N/A | 0 | 0 | 0 | 0 | 0 | 1280.1957 | #N/A | #N/A | 88 | #N/A | #N/A | #N/A | 0.7112% | 1 | 50% | 0% | 0% | 0% | 8.2745 | 0 | 0 | 0 | 8.2745 | #N/A
2007-10-03 21:01 | 10 | 3 | 21 | 276.8337 | 6621 | 60.98 | 62.06 | 990 | 60.98 | 0 | 1178.7366 | Cooling | 196.4561 | #N/A | #N/A | #N/A | #N/A | 0 | 0 | 0 | 0 | 0 | 1178.7366 | #N/A | #N/A | 88 | #N/A | #N/A | #N/A | 0.6549% | 1 | 50% | 0% | 0% | 0% | 8.2745 | 0 | 0 | 0 | 8.2745 | #N/A
2007-10-03 22:01 | 10 | 3 | 22 | 276.8754 | 6622 | 60.98 | 62.96 | 990 | 60.98 | 0 | 78.8036 | Cooling | 13.1339 | #N/A | #N/A | #N/A | #N/A | 0 | 0 | 0 | 0 | 0 | 78.8036 | #N/A | #N/A | 88 | #N/A | #N/A | #N/A | 0.04378% | 1 | 50% | 0% | 0% | 0% | 8.2745 | 0 | 0 | 0 | 8.2745 | #N/A
2007-10-03 23:01 | 10 | 3 | 23 | 276.917 | 6623 | 60.08 | 62.96 | 990 | 60.08 | 0 | 152.0494 | Cooling | 25.3416 | #N/A | #N/A | #N/A | #N/A | 0 | 0 | 0 | 0 | 0 | 152.0494 | #N/A | #N/A | 88 | #N/A | #N/A | #N/A | 0.08447% | 1 | 50% | 0% | 0% | 0% | 8.2745 | 0 | 0 | 0 | 8.2745 | #N/A
2007-10-04 00:01 | 10 | 4 | 0 | 276.9587 | 6624 | 60.08 | 62.96 | 990 | 60.08 | 0 | 135.9438 | Cooling | 22.6573 | #N/A | #N/A | #N/A | #N/A | 0 | 0 | 0 | 0 | 0 | 135.9438 | #N/A | #N/A | 88 | #N/A | #N/A | #N/A | 0.07552% | 1 | 50% | 0% | 0% | 0% | 8.2745 | 0 | 0 | 0 | 8.2745 | #N/A
2007-10-04 01:01 | 10 | 4 | 1 | 277.0004 | 6625 | 59 | 64.04 | 991 | 59 | 0 | 136.1001 | Cooling | 22.6834 | #N/A | #N/A | #N/A | #N/A | 0 | 0 | 0 | 0 | 0 | 136.1001 | #N/A | #N/A | 88 | #N/A | #N/A | #N/A | 0.07561% | 1 | 50% | 0% | 0% | 0% | 8.2745 | 0 | 0 | 0 | 8.2745 | #N/A
2007-10-04 02:01 | 10 | 4 | 2 | 277.0421 | 6626 | 59 | 64.04 | 991 | 59 | 0 | 134.5748 | Cooling | 22.4291 | #N/A | #N/A | #N/A | #N/A | 0 | 0 | 0 | 0 | 0 | 134.5748 | #N/A | #N/A | 88 | #N/A | #N/A | #N/A | 0.07476% | 1 | 50% | 0% | 0% | 0% | 8.2745 | 0 | 0 | 0 | 8.2745 | #N/A
2007-10-04 03:01 | 10 | 4 | 3 | 277.0837 | 6627 | 59 | 62.96 | 991 | 59 | 0 | 126.8222 | Cooling | 21.137 | #N/A | #N/A | #N/A | #N/A | 0 | 0 | 0 | 0 | 0 | 126.8222 | #N/A | #N/A | 88 | #N/A | #N/A | #N/A | 0.07046% | 1 | 50% | 0% | 0% | 0% | 8.2745 | 0 | 0 | 0 | 8.2745 | #N/A
2007-10-04 04:01 | 10 | 4 | 4 | 277.1254 | 6628 | 59 | 62.96 | 992 | 59 | 0 | 119.8634 | Cooling | 19.9772 | #N/A | #N/A | #N/A | #N/A | 0 | 0 | 0 | 0 | 0 | 119.8634 | #N/A | #N/A | 88 | #N/A | #N/A | #N/A | 0.06659% | 1 | 50% | 0% | 0% | 0% | 8.2745 | 0 | 0 | 0 | 8.2745 | #N/A
2007-10-04 05:01 | 10 | 4 | 5 | 277.1671 | 6629 | 59 | 62.06 | 992 | 59 | 0 | 158.6938 | Cooling | 26.449 | #N/A | #N/A | #N/A | #N/A | 0 | 0 | 0 | 0 | 0 | 158.6938 | #N/A | #N/A | 88 | #N/A | #N/A | #N/A | 0.08816% | 1 | 50% | 0% | 0% | 0% | 8.2745 | 0 | 0 | 0 | 8.2745 | #N/A
2007-10-04 06:01 | 10 | 4 | 6 | 277.2087 | 6630 | 57.2 | 59 | 993 | 57.2 | 0 | 1009.0979 | Cooling | 168.183 | #N/A | #N/A | #N/A | #N/A | 0 | 0 | 0 | 0 | 0 | 1009.0979 | #N/A | #N/A | 88 | #N/A | #N/A | #N/A | 0.5606% | 1 | 50% | 0% | 0% | 0% | 8.2745 | 0 | 0 | 0 | 8.2745 | #N/A
2007-10-04 07:01 | 10 | 4 | 7 | 277.2504 | 6631 | 59 | 57.02 | 993 | 59 | 0 | 709.474 | Cooling | 118.2457 | #N/A | #N/A | #N/A | #N/A | 0 | 0 | 0 | 0 | 0 | 709.474 | #N/A | #N/A | 88 | #N/A | #N/A | #N/A | 0.3942% | 1 | 50% | 0% | 0% | 0% | 8.2745 | 0 | 0 | 0 | 8.2745 | #N/A
2007-10-04 08:01 | 10 | 4 | 8 | 277.2921 | 6632 | 59 | 57.02 | 994 | 59 | 0 | 869.839 | Cooling | 144.9732 | #N/A | #N/A | #N/A | #N/A | 0 | 0 | 0 | 0 | 0 | 869.839 | #N/A | #N/A | 88 | #N/A | #N/A | #N/A | 0.4832% | 1 | 50% | 0% | 0% | 0% | 8.2745 | 0 | 0 | 0 | 8.2745 | #N/A
2007-10-04 09:01 | 10 | 4 | 9 | 277.3337 | 6633 | 62.96 | 55.04 | 994 | 62.96 | 0 | 717.3289 | Cooling | 119.5548 | #N/A | #N/A | #N/A | #N/A | 0 | 0 | 0 | 0 | 0 | 717.3289 | #N/A | #N/A | 88 | #N/A | #N/A | #N/A | 0.3985% | 1 | 50% | 0% | 0% | 0% | 8.2745 | 0 | 0 | 0 | 8.2745 | #N/A
2007-10-04 10:01 | 10 | 4 | 10 | 277.3754 | 6634 | 66.02 | 53.96 | 994 | 66.02 | 0 | 556.8832 | Cooling | 92.8139 | #N/A | #N/A | #N/A | #N/A | 0 | 0 | 0 | 0 | 0 | 556.8832 | #N/A | #N/A | 88 | #N/A | #N/A | #N/A | 0.3094% | 1 | 50% | 0% | 0% | 0% | 8.2745 | 0 | 0 | 0 | 8.2745 | #N/A
2007-10-04 11:01 | 10 | 4 | 11 | 277.4171 | 6635 | 66.02 | 55.04 | 993 | 66.02 | 0 | 641.5166 | Cooling | 106.9194 | #N/A | #N/A | #N/A | #N/A | 0 | 0 | 0 | 0 | 0 | 641.5166 | #N/A | #N/A | 88 | #N/A | #N/A | #N/A | 0.3564% | 1 | 50% | 0% | 0% | 0% | 8.2745 | 0 | 0 | 0 | 8.2745 | #N/A
2007-10-04 12:01 | 10 | 4 | 12 | 277.4587 | 6636 | 69.98 | 55.04 | 992 | 69.98 | 0 | 750.1971 | Cooling | 125.0329 | #N/A | #N/A | #N/A | #N/A | 0 | 0 | 0 | 0 | 0 | 750.1971 | #N/A | #N/A | 88 | #N/A | #N/A | #N/A | 0.4168% | 1 | 50% | 0% | 0% | 0% | 8.2745 | 0 | 0 | 0 | 8.2745 | #N/A
2007-10-04 13:01 | 10 | 4 | 13 | 277.5004 | 6637 | 69.08 | 55.94 | 990 | 69.08 | 0 | 919.3705 | Cooling | 153.2284 | #N/A | #N/A | #N/A | #N/A | 0 | 0 | 0 | 0 | 0 | 919.3705 | #N/A | #N/A | 88 | #N/A | #N/A | #N/A | 0.5108% | 1 | 50% | 0% | 0% | 0% | 8.2745 | 0 | 0 | 0 | 8.2745 | #N/A
2007-10-04 14:01 | 10 | 4 | 14 | 277.5421 | 6638 | 69.08 | 57.02 | 989 | 69.08 | 0 | 934.5529 | Cooling | 155.7588 | #N/A | #N/A | #N/A | #N/A | 0 | 0 | 0 | 0 | 0 | 934.5529 | #N/A | #N/A | 88 | #N/A | #N/A | #N/A | 0.5192% | 1 | 50% | 0% | 0% | 0% | 8.2745 | 0 | 0 | 0 | 8.2745 | #N/A
2007-10-04 15:01 | 10 | 4 | 15 | 277.5837 | 6639 | 71.96 | 55.94 | 988 | 71.96 | 0 | 783.9419 | Cooling | 130.657 | #N/A | #N/A | #N/A | #N/A | 0 | 0 | 0 | 0 | 0 | 783.9419 | #N/A | #N/A | 88 | #N/A | #N/A | #N/A | 0.4355% | 1 | 50% | 0% | 0% | 0% | 8.2745 | 0 | 0 | 0 | 8.2745 | #N/A
2007-10-04 16:01 | 10 | 4 | 16 | 277.6254 | 6640 | 71.06 | 57.02 | 988 | 71.06 | 0 | 786.0531 | Cooling | 131.0089 | #N/A | #N/A | #N/A | #N/A | 0 | 0 | 0 | 0 | 0 | 786.0531 | #N/A | #N/A | 88 | #N/A | #N/A | #N/A | 0.4367% | 1 | 50% | 0% | 0% | 0% | 8.2745 | 0 | 0 | 0 | 8.2745 | #N/A
2007-10-04 17:01 | 10 | 4 | 17 | 277.6671 | 6641 | 71.06 | 55.94 | 987 | 71.06 | 0 | 760.1455 | Cooling | 126.6909 | #N/A | #N/A | #N/A | #N/A | 0 | 0 | 0 | 0 | 0 | 760.1455 | #N/A | #N/A | 88 | #N/A | #N/A | #N/A | 0.4223% | 1 | 50% | 0% | 0% | 0% | 8.2745 | 0 | 0 | 0 | 8.2745 | #N/A
2007-10-04 18:01 | 10 | 4 | 18 | 277.7087 | 6642 | 66.02 | 53.96 | 988 | 66.02 | 0 | 512.4852 | Cooling | 85.4142 | #N/A | #N/A | #N/A | #N/A | 0 | 0 | 0 | 0 | 0 | 512.4852 | #N/A | #N/A | 88 | #N/A | #N/A | #N/A | 0.2847% | 1 | 50% | 0% | 0% | 0% | 8.2745 | 0 | 0 | 0 | 8.2745 | #N/A
2007-10-04 19:01 | 10 | 4 | 19 | 277.7504 | 6643 | 64.04 | 53.06 | 988 | 64.04 | 0 | 337.7344 | Cooling | 56.2891 | #N/A | #N/A | #N/A | #N/A | 0 | 0 | 0 | 0 | 0 | 337.7344 | #N/A | #N/A | 88 | #N/A | #N/A | #N/A | 0.1876% | 1 | 50% | 0% | 0% | 0% | 8.2745 | 0 | 0 | 0 | 8.2745 | #N/A
2007-10-04 20:01 | 10 | 4 | 20 | 277.7921 | 6644 | 64.04 | 53.06 | 989 | 64.04 | 0 | 240.299 | Cooling | 40.0498 | #N/A | #N/A | #N/A | #N/A | 0 | 0 | 0 | 0 | 0 | 240.299 | #N/A | #N/A | 88 | #N/A | #N/A | #N/A | 0.1335% | 1 | 50% | 0% | 0% | 0% | 8.2745 | 0 | 0 | 0 | 8.2745 | #N/A
2007-10-04 21:01 | 10 | 4 | 21 | 277.8337 | 6645 | 60.08 | 48.92 | 991 | 60.08 | 0 | 46.705 | Cooling | 7.7842 | #N/A | #N/A | #N/A | #N/A | 0 | 0 | 0 | 0 | 0 | 46.705 | #N/A | #N/A | 88 | #N/A | #N/A | #N/A | 0.02595% | 1 | 50% | 0% | 0% | 0% | 8.2745 | 0 | 0 | 0 | 8.2745 | #N/A
2007-10-04 22:01 | 10 | 4 | 22 | 277.8754 | 6646 | 59 | 46.94 | 991 | 59 | 0 | 0.01354 | Cooling | 0.0022567 | #N/A | #N/A | #N/A | #N/A | 0 | 0 | 0 | 0 | 0 | 0.01354 | #N/A | #N/A | 88 | #N/A | #N/A | #N/A | 7.522e-06% | 1 | 50% | 0% | 0% | 0% | 8.2745 | 0 | 0 | 0 | 8.2745 | #N/A
2007-10-04 23:01 | 10 | 4 | 23 | 277.9171 | 6647 | 59 | 46.04 | 991 | 59 | 0 | 0.044176 | Cooling | 0.0073627 | #N/A | #N/A | #N/A | #N/A | 0 | 0 | 0 | 0 | 0 | 0.044176 | #N/A | #N/A | 88 | #N/A | #N/A | #N/A | 2.454e-05% | 1 | 50% | 0% | 0% | 0% | 8.2745 | 0 | 0 | 0 | 8.2745 | #N/A
2007-10-05 00:01 | 10 | 5 | 0 | 277.9587 | 6648 | 59 | 46.04 | 992 | 59 | 0 | 0.032551 | Cooling | 0.0054252 | #N/A | #N/A | #N/A | #N/A | 0 | 0 | 0 | 0 | 0 | 0.032551 | #N/A | #N/A | 88 | #N/A | #N/A | #N/A | 1.808e-05% | 1 | 50% | 0% | 0% | 0% | 8.2745 | 0 | 0 | 0 | 8.2745 | #N/A
2007-10-05 01:01 | 10 | 5 | 1 | 278.0004 | 6649 | 59 | 46.94 | 992 | 59 | 0 | 0.022549 | Cooling | 0.0037581 | #N/A | #N/A | #N/A | #N/A | 0 | 0 | 0 | 0 | 0 | 0.022549 | #N/A | #N/A | 88 | #N/A | #N/A | #N/A | 1.253e-05% | 1 | 50% | 0% | 0% | 0% | 8.2745 | 0 | 0 | 0 | 8.2745 | #N/A
2007-10-05 02:01 | 10 | 5 | 2 | 278.0421 | 6650 | 59 | 46.04 | 992 | 59 | 0 | 0.020033 | Cooling | 0.0033388 | #N/A | #N/A | #N/A | #N/A | 0 | 0 | 0 | 0 | 0 | 0.020033 | #N/A | #N/A | 88 | #N/A | #N/A | #N/A | 1.113e-05% | 1 | 50% | 0% | 0% | 0% | 8.2745 | 0 | 0 | 0 | 8.2745 | #N/A
2007-10-05 03:01 | 10 | 5 | 3 | 278.0837 | 6651 | 57.02 | 46.04 | 993 | 57.02 | 0 | 0.018697 | Cooling | 0.0031162 | #N/A | #N/A | #N/A | #N/A | 0 | 0 | 0 | 0 | 0 | 0.018697 | #N/A | #N/A | 88 | #N/A | #N/A | #N/A | 1.039e-05% | 1 | 50% | 0% | 0% | 0% | 8.2745 | 0 | 0 | 0 | 8.2745 | #N/A
2007-10-05 04:01 | 10 | 5 | 4 | 278.1254 | 6652 | 57.02 | 44.96 | 993 | 57.02 | 0 | 0.02178 | Cooling | 0.00363 | #N/A | #N/A | #N/A | #N/A | 0 | 0 | 0 | 0 | 0 | 0.02178 | #N/A | #N/A | 88 | #N/A | #N/A | #N/A | 1.21e-05% | 1 | 50% | 0% | 0% | 0% | 8.2745 | 0 | 0 | 0 | 8.2745 | #N/A
2007-10-05 05:01 | 10 | 5 | 5 | 278.1671 | 6653 | 57.02 | 44.96 | 994 | 57.02 | 0 | 0.032374 | Cooling | 0.0053957 | #N/A | #N/A | #N/A | #N/A | 0 | 0 | 0 | 0 | 0 | 0.032374 | #N/A | #N/A | 88 | #N/A | #N/A | #N/A | 1.799e-05% | 1 | 50% | 0% | 0% | 0% | 8.2745 | 0 | 0 | 0 | 8.2745 | #N/A
2007-10-05 06:01 | 10 | 5 | 6 | 278.2087 | 6654 | 57.02 | 44.96 | 994 | 57.02 | 1.6241 | 0 | Heating | 0.21654 | #N/A | #N/A | #N/A | #N/A | 1.6241 | #N/A | #N/A | 5.2534 | #N/A | 0 | 0 | 0 | 0 | 0 | 0 | 0 | 0.0007218% | 1 | 50% | 0% | 0% | 0% | 8.2745 | 0 | 0 | 0 | 8.2745 | #N/A
2007-10-05 07:01 | 10 | 5 | 7 | 278.2504 | 6655 | 57.92 | 46.04 | 995 | 57.92 | 0 | 0.041407 | Cooling | 0.0069012 | #N/A | #N/A | #N/A | #N/A | 0 | 0 | 0 | 0 | 0 | 0.041407 | #N/A | #N/A | 88 | #N/A | #N/A | #N/A | 2.3e-05% | 1 | 50% | 0% | 0% | 0% | 8.2745 | 0 | 0 | 0 | 8.2745 | #N/A
2007-10-05 08:01 | 10 | 5 | 8 | 278.2921 | 6656 | 57.92 | 44.96 | 995 | 57.92 | 0 | 0.096621 | Cooling | 0.016104 | #N/A | #N/A | #N/A | #N/A | 0 | 0 | 0 | 0 | 0 | 0.096621 | #N/A | #N/A | 88 | #N/A | #N/A | #N/A | 5.368e-05% | 1 | 50% | 0% | 0% | 0% | 8.2745 | 0 | 0 | 0 | 8.2745 | #N/A
2007-10-05 09:01 | 10 | 5 | 9 | 278.3337 | 6657 | 62.06 | 44.96 | 995 | 62.06 | 0 | 0.10549 | Cooling | 0.017582 | #N/A | #N/A | #N/A | #N/A | 0 | 0 | 0 | 0 | 0 | 0.10549 | #N/A | #N/A | 88 | #N/A | #N/A | #N/A | 5.861e-05% | 1 | 50% | 0% | 0% | 0% | 8.2745 | 0 | 0 | 0 | 8.2745 | #N/A
2007-10-05 10:01 | 10 | 5 | 10 | 278.3754 | 6658 | 62.96 | 41 | 995 | 62.96 | 0 | 0.177 | Cooling | 0.0295 | #N/A | #N/A | #N/A | #N/A | 0 | 0 | 0 | 0 | 0 | 0.177 | #N/A | #N/A | 88 | #N/A | #N/A | #N/A | 9.833e-05% | 1 | 50% | 0% | 0% | 0% | 8.2745 | 0 | 0 | 0 | 8.2745 | #N/A
2007-10-05 11:01 | 10 | 5 | 11 | 278.4171 | 6659 | 62.96 | 42.08 | 996 | 62.96 | 0 | 0.13999 | Cooling | 0.023332 | #N/A | #N/A | #N/A | #N/A | 0 | 0 | 0 | 0 | 0 | 0.13999 | #N/A | #N/A | 88 | #N/A | #N/A | #N/A | 7.777e-05% | 1 | 50% | 0% | 0% | 0% | 8.2745 | 0 | 0 | 0 | 8.2745 | #N/A
2007-10-05 12:01 | 10 | 5 | 12 | 278.4587 | 6660 | 62.96 | 42.08 | 996 | 62.96 | 0 | 0.088255 | Cooling | 0.014709 | #N/A | #N/A | #N/A | #N/A | 0 | 0 | 0 | 0 | 0 | 0.088255 | #N/A | #N/A | 88 | #N/A | #N/A | #N/A | 4.903e-05% | 1 | 50% | 0% | 0% | 0% | 8.2745 | 0 | 0 | 0 | 8.2745 | #N/A
2007-10-05 13:01 | 10 | 5 | 13 | 278.5004 | 6661 | 64.4 | 46.04 | 995 | 64.4 | 0 | 0.010641 | Cooling | 0.0017736 | #N/A | #N/A | #N/A | #N/A | 0 | 0 | 0 | 0 | 0 | 0.010641 | #N/A | #N/A | 88 | #N/A | #N/A | #N/A | 5.912e-06% | 1 | 50% | 0% | 0% | 0% | 8.2745 | 0 | 0 | 0 | 8.2745 | #N/A
2007-10-05 14:01 | 10 | 5 | 14 | 278.5421 | 6662 | 64.94 | 41 | 994 | 64.94 | 0 | 0.0073078 | Cooling | 0.001218 | #N/A | #N/A | #N/A | #N/A | 0 | 0 | 0 | 0 | 0 | 0.0073078 | #N/A | #N/A | 88 | #N/A | #N/A | #N/A | 4.06e-06% | 1 | 50% | 0% | 0% | 0% | 8.2745 | 0 | 0 | 0 | 8.2745 | #N/A
2007-10-05 15:01 | 10 | 5 | 15 | 278.5837 | 6663 | 66.92 | 41 | 994 | 66.92 | 0 | 0.0028192 | Cooling | 0.00046987 | #N/A | #N/A | #N/A | #N/A | 0 | 0 | 0 | 0 | 0 | 0.0028192 | #N/A | #N/A | 88 | #N/A | #N/A | #N/A | 1.566e-06% | 1 | 50% | 0% | 0% | 0% | 8.2745 | 0 | 0 | 0 | 8.2745 | #N/A
2007-10-05 16:01 | 10 | 5 | 16 | 278.6254 | 6664 | 66.02 | 41 | 994 | 66.02 | 0 | 0 | Cooling | 0 | #N/A | #N/A | #N/A | #N/A | 0 | 0 | 0 | 0 | 0 | 0 | #N/A | #N/A | 88 | 88 | 0 | #N/A | 0% | 1 | 50% | 0% | 0% | 0% | 8.2745 | 0 | 0 | 0 | 8.2745 | #N/A
2007-10-05 17:01 | 10 | 5 | 17 | 278.6671 | 6665 | 66.02 | 39.92 | 993 | 66.02 | 0 | 0 | Cooling | 0 | #N/A | #N/A | #N/A | #N/A | 0 | 0 | 0 | 0 | 0 | 0 | #N/A | #N/A | 88 | 88 | 0 | #N/A | 0% | 1 | 50% | 0% | 0% | 0% | 8.2745 | 0 | 0 | 0 | 8.2745 | #N/A
2007-10-05 18:01 | 10 | 5 | 18 | 278.7087 | 6666 | 64.04 | 42.98 | 993 | 64.04 | 0 | 0 | Cooling | 0 | #N/A | #N/A | #N/A | #N/A | 0 | 0 | 0 | 0 | 0 | 0 | #N/A | #N/A | 88 | 88 | 0 | #N/A | 0% | 1 | 50% | 0% | 0% | 0% | 8.2745 | 0 | 0 | 0 | 8.2745 | #N/A
2007-10-05 19:01 | 10 | 5 | 19 | 278.7504 | 6667 | 62.96 | 42.98 | 992 | 62.96 | 0 | 0 | Cooling | 0 | #N/A | #N/A | #N/A | #N/A | 0 | 0 | 0 | 0 | 0 | 0 | #N/A | #N/A | 88 | 88 | 0 | #N/A | 0% | 1 | 50% | 0% | 0% | 0% | 8.2745 | 0 | 0 | 0 | 8.2745 | #N/A
2007-10-05 20:01 | 10 | 5 | 20 | 278.7921 | 6668 | 62.06 | 42.98 | 992 | 62.06 | 0 | 0 | Cooling | 0 | #N/A | #N/A | #N/A | #N/A | 0 | 0 | 0 | 0 | 0 | 0 | #N/A | #N/A | 88 | 88 | 0 | #N/A | 0% | 1 | 50% | 0% | 0% | 0% | 8.2745 | 0 | 0 | 0 | 8.2745 | #N/A
2007-10-05 21:01 | 10 | 5 | 21 | 278.8337 | 6669 | 59 | 42.08 | 991 | 59 | 0 | 0 | Cooling | 0 | #N/A | #N/A | #N/A | #N/A | 0 | 0 | 0 | 0 | 0 | 0 | #N/A | #N/A | 88 | 88 | 0 | #N/A | 0% | 1 | 50% | 0% | 0% | 0% | 8.2745 | 0 | 0 | 0 | 8.2745 | #N/A
2007-10-05 22:01 | 10 | 5 | 22 | 278.8754 | 6670 | 57.92 | 42.08 | 990 | 57.92 | 0 | 0 | Cooling | 0 | #N/A | #N/A | #N/A | #N/A | 0 | 0 | 0 | 0 | 0 | 0 | #N/A | #N/A | 88 | 88 | 0 | #N/A | 0% | 1 | 50% | 0% | 0% | 0% | 8.2745 | 0 | 0 | 0 | 8.2745 | #N/A
2007-10-05 23:01 | 10 | 5 | 23 | 278.9171 | 6671 | 57.92 | 44.06 | 989 | 57.92 | 0 | 0 | Cooling | 0 | #N/A | #N/A | #N/A | #N/A | 0 | 0 | 0 | 0 | 0 | 0 | #N/A | #N/A | 88 | 88 | 0 | #N/A | 0% | 1 | 50% | 0% | 0% | 0% | 8.2745 | 0 | 0 | 0 | 8.2745 | #N/A
2007-10-06 00:01 | 10 | 6 | 0 | 278.9587 | 6672 | 53.96 | 44.96 | 987 | 53.96 | 0 | 0 | Cooling | 0 | #N/A | #N/A | #N/A | #N/A | 0 | 0 | 0 | 0 | 0 | 0 | #N/A | #N/A | 88 | 88 | 0 | #N/A | 0% | 1 | 50% | 0% | 0% | 0% | 8.2745 | 0 | 0 | 0 | 8.2745 | #N/A
2007-10-06 01:01 | 10 | 6 | 1 | 279.0004 | 6673 | 52.34 | 46.94 | 989 | 52.34 | 0 | 0 | Cooling | 0 | #N/A | #N/A | #N/A | #N/A | 0 | 0 | 0 | 0 | 0 | 0 | #N/A | #N/A | 88 | 88 | 0 | #N/A | 0% | 1 | 50% | 0% | 0% | 0% | 8.2745 | 0 | 0 | 0 | 8.2745 | #N/A
2007-10-06 02:01 | 10 | 6 | 2 | 279.0421 | 6674 | 52.34 | 42.98 | 990 | 52.34 | 0 | 0 | Cooling | 0 | #N/A | #N/A | #N/A | #N/A | 0 | 0 | 0 | 0 | 0 | 0 | #N/A | #N/A | 88 | 88 | 0 | #N/A | 0% | 1 | 50% | 0% | 0% | 0% | 8.2745 | 0 | 0 | 0 | 8.2745 | #N/A
2007-10-06 03:01 | 10 | 6 | 3 | 279.0837 | 6675 | 51.08 | 42.08 | 990 | 51.08 | 0 | 0 | Cooling | 0 | #N/A | #N/A | #N/A | #N/A | 0 | 0 | 0 | 0 | 0 | 0 | #N/A | #N/A | 88 | 88 | 0 | #N/A | 0% | 1 | 50% | 0% | 0% | 0% | 8.2745 | 0 | 0 | 0 | 8.2745 | #N/A
2007-10-06 04:01 | 10 | 6 | 4 | 279.1254 | 6676 | 48.56 | 41 | 990 | 48.56 | 0 | 0 | Cooling | 0 | #N/A | #N/A | #N/A | #N/A | 0 | 0 | 0 | 0 | 0 | 0 | #N/A | #N/A | 88 | 88 | 0 | #N/A | 0% | 1 | 50% | 0% | 0% | 0% | 8.2745 | 0 | 0 | 0 | 8.2745 | #N/A
2007-10-06 05:01 | 10 | 6 | 5 | 279.1671 | 6677 | 48.02 | 37.94 | 991 | 48.02 | 0 | 0 | Cooling | 0 | #N/A | #N/A | #N/A | #N/A | 0 | 0 | 0 | 0 | 0 | 0 | #N/A | #N/A | 88 | 88 | 0 | #N/A | 0% | 1 | 50% | 0% | 0% | 0% | 8.2745 | 0 | 0 | 0 | 8.2745 | #N/A
2007-10-06 06:01 | 10 | 6 | 6 | 279.2087 | 6678 | 46.04 | 39.02 | 991 | 46.04 | 0 | 0.0075884 | Cooling | 0.0012647 | #N/A | #N/A | #N/A | #N/A | 0 | 0 | 0 | 0 | 0 | 0.0075884 | #N/A | #N/A | 88 | #N/A | #N/A | #N/A | 4.216e-06% | 1 | 50% | 0% | 0% | 0% | 8.2745 | 0 | 0 | 0 | 8.2745 | #N/A
2007-10-06 07:01 | 10 | 6 | 7 | 279.2504 | 6679 | 48.02 | 39.02 | 992 | 48.02 | 0 | 0.014974 | Cooling | 0.0024957 | #N/A | #N/A | #N/A | #N/A | 0 | 0 | 0 | 0 | 0 | 0.014974 | #N/A | #N/A | 88 | #N/A | #N/A | #N/A | 8.319e-06% | 1 | 50% | 0% | 0% | 0% | 8.2745 | 0 | 0 | 0 | 8.2745 | #N/A
2007-10-06 08:01 | 10 | 6 | 8 | 279.2921 | 6680 | 48.02 | 39.92 | 993 | 48.02 | 0 | 0.010312 | Cooling | 0.0017187 | #N/A | #N/A | #N/A | #N/A | 0 | 0 | 0 | 0 | 0 | 0.010312 | #N/A | #N/A | 88 | #N/A | #N/A | #N/A | 5.729e-06% | 1 | 50% | 0% | 0% | 0% | 8.2745 | 0 | 0 | 0 | 8.2745 | #N/A
2007-10-06 09:01 | 10 | 6 | 9 | 279.3337 | 6681 | 55.04 | 37.94 | 994 | 55.04 | 0 | 0.002608 | Cooling | 0.00043466 | #N/A | #N/A | #N/A | #N/A | 0 | 0 | 0 | 0 | 0 | 0.002608 | #N/A | #N/A | 88 | #N/A | #N/A | #N/A | 1.449e-06% | 1 | 50% | 0% | 0% | 0% | 8.2745 | 0 | 0 | 0 | 8.2745 | #N/A
2007-10-06 10:01 | 10 | 6 | 10 | 279.3754 | 6682 | 60.08 | 33.98 | 996 | 60.08 | 0 | 0 | Cooling | 0 | #N/A | #N/A | #N/A | #N/A | 0 | 0 | 0 | 0 | 0 | 0 | #N/A | #N/A | 88 | 88 | 0 | #N/A | 0% | 1 | 50% | 0% | 0% | 0% | 8.2745 | 0 | 0 | 0 | 8.2745 | #N/A
2007-10-06 11:01 | 10 | 6 | 11 | 279.4171 | 6683 | 60.08 | 33.08 | 997 | 60.08 | 0 | 0 | Cooling | 0 | #N/A | #N/A | #N/A | #N/A | 0 | 0 | 0 | 0 | 0 | 0 | #N/A | #N/A | 88 | 88 | 0 | #N/A | 0% | 1 | 50% | 0% | 0% | 0% | 8.2745 | 0 | 0 | 0 | 8.2745 | #N/A
2007-10-06 12:01 | 10 | 6 | 12 | 279.4587 | 6684 | 66.92 | 33.08 | 998 | 66.92 | 0 | 0 | Cooling | 0 | #N/A | #N/A | #N/A | #N/A | 0 | 0 | 0 | 0 | 0 | 0 | #N/A | #N/A | 88 | 88 | 0 | #N/A | 0% | 1 | 50% | 0% | 0% | 0% | 8.2745 | 0 | 0 | 0 | 8.2745 | #N/A
2007-10-06 13:01 | 10 | 6 | 13 | 279.5004 | 6685 | 68 | 30.92 | 999 | 68 | 0 | 0 | Cooling | 0 | #N/A | #N/A | #N/A | #N/A | 0 | 0 | 0 | 0 | 0 | 0 | #N/A | #N/A | 88 | 88 | 0 | #N/A | 0% | 1 | 50% | 0% | 0% | 0% | 8.2745 | 0 | 0 | 0 | 8.2745 | #N/A
2007-10-06 14:01 | 10 | 6 | 14 | 279.5421 | 6686 | 68 | 30.02 | 1000 | 68 | 0 | 0 | Cooling | 0 | #N/A | #N/A | #N/A | #N/A | 0 | 0 | 0 | 0 | 0 | 0 | #N/A | #N/A | 88 | 88 | 0 | #N/A | 0% | 1 | 50% | 0% | 0% | 0% | 8.2745 | 0 | 0 | 0 | 8.2745 | #N/A
2007-10-06 15:01 | 10 | 6 | 15 | 279.5837 | 6687 | 69.98 | 28.94 | 1001 | 69.98 | 0 | 0 | Cooling | 0 | #N/A | #N/A | #N/A | #N/A | 0 | 0 | 0 | 0 | 0 | 0 | #N/A | #N/A | 88 | 88 | 0 | #N/A | 0% | 1 | 50% | 0% | 0% | 0% | 8.2745 | 0 | 0 | 0 | 8.2745 | #N/A
2007-10-06 16:01 | 10 | 6 | 16 | 279.6254 | 6688 | 71.06 | 28.94 | 1002 | 71.06 | 0 | 0 | Cooling | 0 | #N/A | #N/A | #N/A | #N/A | 0 | 0 | 0 | 0 | 0 | 0 | #N/A | #N/A | 88 | 88 | 0 | #N/A | 0% | 1 | 50% | 0% | 0% | 0% | 8.2745 | 0 | 0 | 0 | 8.2745 | #N/A
2007-10-06 17:01 | 10 | 6 | 17 | 279.6671 | 6689 | 71.06 | 28.94 | 1002 | 71.06 | 0 | 0 | Cooling | 0 | #N/A | #N/A | #N/A | #N/A | 0 | 0 | 0 | 0 | 0 | 0 | #N/A | #N/A | 88 | 88 | 0 | #N/A | 0% | 1 | 50% | 0% | 0% | 0% | 8.2745 | 0 | 0 | 0 | 8.2745 | #N/A
2007-10-06 18:01 | 10 | 6 | 18 | 279.7087 | 6690 | 60.98 | 30.02 | 1003 | 60.98 | 0 | 0 | Cooling | 0 | #N/A | #N/A | #N/A | #N/A | 0 | 0 | 0 | 0 | 0 | 0 | #N/A | #N/A | 88 | 88 | 0 | #N/A | 0% | 1 | 50% | 0% | 0% | 0% | 8.2745 | 0 | 0 | 0 | 8.2745 | #N/A
2007-10-06 19:01 | 10 | 6 | 19 | 279.7504 | 6691 | 60.08 | 30.92 | 1003 | 60.08 | 0 | 0 | Cooling | 0 | #N/A | #N/A | #N/A | #N/A | 0 | 0 | 0 | 0 | 0 | 0 | #N/A | #N/A | 88 | 88 | 0 | #N/A | 0% | 1 | 50% | 0% | 0% | 0% | 8.2745 | 0 | 0 | 0 | 8.2745 | #N/A
2007-10-06 20:01 | 10 | 6 | 20 | 279.7921 | 6692 | 60.08 | 32 | 1004 | 60.08 | 0 | 0 | Cooling | 0 | #N/A | #N/A | #N/A | #N/A | 0 | 0 | 0 | 0 | 0 | 0 | #N/A | #N/A | 88 | 88 | 0 | #N/A | 0% | 1 | 50% | 0% | 0% | 0% | 8.2745 | 0 | 0 | 0 | 8.2745 | #N/A
2007-10-06 21:01 | 10 | 6 | 21 | 279.8337 | 6693 | 55.94 | 33.98 | 1004 | 55.94 | 0 | 0 | Cooling | 0 | #N/A | #N/A | #N/A | #N/A | 0 | 0 | 0 | 0 | 0 | 0 | #N/A | #N/A | 88 | 88 | 0 | #N/A | 0% | 1 | 50% | 0% | 0% | 0% | 8.2745 | 0 | 0 | 0 | 8.2745 | #N/A
2007-10-06 22:01 | 10 | 6 | 22 | 279.8754 | 6694 | 53.06 | 35.06 | 1005 | 53.06 | 0 | 0 | Cooling | 0 | #N/A | #N/A | #N/A | #N/A | 0 | 0 | 0 | 0 | 0 | 0 | #N/A | #N/A | 88 | 88 | 0 | #N/A | 0% | 1 | 50% | 0% | 0% | 0% | 8.2745 | 0 | 0 | 0 | 8.2745 | #N/A
2007-10-06 23:01 | 10 | 6 | 23 | 279.9171 | 6695 | 53.06 | 35.06 | 1005 | 53.06 | 0 | 0 | Cooling | 0 | #N/A | #N/A | #N/A | #N/A | 0 | 0 | 0 | 0 | 0 | 0 | #N/A | #N/A | 88 | 88 | 0 | #N/A | 0% | 1 | 50% | 0% | 0% | 0% | 8.2745 | 0 | 0 | 0 | 8.2745 | #N/A
2007-10-07 00:01 | 10 | 7 | 0 | 279.9587 | 6696 | 48.92 | 33.98 | 1005 | 48.92 | 0 | 0 | Cooling | 0 | #N/A | #N/A | #N/A | #N/A | 0 | 0 | 0 | 0 | 0 | 0 | #N/A | #N/A | 88 | 88 | 0 | #N/A | 0% | 1 | 50% | 0% | 0% | 0% | 8.2745 | 0 | 0 | 0 | 8.2745 | #N/A
2007-10-07 01:01 | 10 | 7 | 1 | 280.0004 | 6697 | 48.92 | 32 | 1005 | 48.92 | 0 | 0 | Cooling | 0 | #N/A | #N/A | #N/A | #N/A | 0 | 0 | 0 | 0 | 0 | 0 | #N/A | #N/A | 88 | 88 | 0 | #N/A | 0% | 1 | 50% | 0% | 0% | 0% | 8.2745 | 0 | 0 | 0 | 8.2745 | #N/A
2007-10-07 02:01 | 10 | 7 | 2 | 280.0421 | 6698 | 48.92 | 30.02 | 1006 | 48.92 | 0 | 0 | Cooling | 0 | #N/A | #N/A | #N/A | #N/A | 0 | 0 | 0 | 0 | 0 | 0 | #N/A | #N/A | 88 | 88 | 0 | #N/A | 0% | 1 | 50% | 0% | 0% | 0% | 8.2745 | 0 | 0 | 0 | 8.2745 | #N/A
2007-10-07 03:01 | 10 | 7 | 3 | 280.0837 | 6699 | 46.94 | 35.06 | 1005 | 46.94 | 0 | 0 | Cooling | 0 | #N/A | #N/A | #N/A | #N/A | 0 | 0 | 0 | 0 | 0 | 0 | #N/A | #N/A | 88 | 88 | 0 | #N/A | 0% | 1 | 50% | 0% | 0% | 0% | 8.2745 | 0 | 0 | 0 | 8.2745 | #N/A
2007-10-07 04:01 | 10 | 7 | 4 | 280.1254 | 6700 | 44.96 | 35.96 | 1006 | 44.96 | 0 | 0 | Cooling | 0 | #N/A | #N/A | #N/A | #N/A | 0 | 0 | 0 | 0 | 0 | 0 | #N/A | #N/A | 88 | 88 | 0 | #N/A | 0% | 1 | 50% | 0% | 0% | 0% | 8.2745 | 0 | 0 | 0 | 8.2745 | #N/A
2007-10-07 05:01 | 10 | 7 | 5 | 280.1671 | 6701 | 44.96 | 32 | 1007 | 44.96 | 0 | 0 | Cooling | 0 | #N/A | #N/A | #N/A | #N/A | 0 | 0 | 0 | 0 | 0 | 0 | #N/A | #N/A | 88 | 88 | 0 | #N/A | 0% | 1 | 50% | 0% | 0% | 0% | 8.2745 | 0 | 0 | 0 | 8.2745 | #N/A
2007-10-07 06:01 | 10 | 7 | 6 | 280.2087 | 6702 | 44.06 | 35.96 | 1007 | 44.06 | 236.543 | 0 | Heating | 31.5391 | #N/A | #N/A | #N/A | #N/A | 236.543 | #N/A | #N/A | 4.0174 | #N/A | 0 | 0 | 0 | 0 | 0 | 0 | 0 | 0.1051% | 1 | 50% | 0% | 0% | 0% | 8.2745 | 0 | 0 | 0 | 8.2745 | #N/A
2007-10-07 07:01 | 10 | 7 | 7 | 280.2504 | 6703 | 42.98 | 33.98 | 1008 | 42.98 | 92.5233 | 0 | Heating | 12.3364 | #N/A | #N/A | #N/A | #N/A | 92.5233 | #N/A | #N/A | 3.9388 | #N/A | 0 | 0 | 0 | 0 | 0 | 0 | 0 | 0.04112% | 1 | 50% | 0% | 0% | 0% | 8.2745 | 0 | 0 | 0 | 8.2745 | #N/A
2007-10-07 08:01 | 10 | 7 | 8 | 280.2921 | 6704 | 44.96 | 35.96 | 1008 | 44.96 | 6.5074 | 0 | Heating | 0.86765 | #N/A | #N/A | #N/A | #N/A | 6.5074 | #N/A | #N/A | 4.0856 | #N/A | 0 | 0 | 0 | 0 | 0 | 0 | 0 | 0.002892% | 1 | 50% | 0% | 0% | 0% | 8.2745 | 0 | 0 | 0 | 8.2745 | #N/A
2007-10-07 09:01 | 10 | 7 | 9 | 280.3337 | 6705 | 55.04 | 35.06 | 1008 | 55.04 | 2.1381 | 0 | Heating | 0.28508 | #N/A | #N/A | #N/A | #N/A | 2.1381 | #N/A | #N/A | 5.0265 | #N/A | 0 | 0 | 0 | 0 | 0 | 0 | 0 | 0.0009503% | 1 | 50% | 0% | 0% | 0% | 8.2745 | 0 | 0 | 0 | 8.2745 | #N/A
2007-10-07 10:01 | 10 | 7 | 10 | 280.3754 | 6706 | 60.98 | 35.06 | 1008 | 60.98 | 1.0231 | 0 | Heating | 0.13642 | #N/A | #N/A | #N/A | #N/A | 1.0231 | #N/A | #N/A | 5.753 | #N/A | 0 | 0 | 0 | 0 | 0 | 0 | 0 | 0.0004547% | 1 | 50% | 0% | 0% | 0% | 8.2745 | 0 | 0 | 0 | 8.2745 | #N/A
2007-10-07 11:01 | 10 | 7 | 11 | 280.4171 | 6707 | 60.98 | 33.08 | 1008 | 60.98 | 0 | 0.17458 | Cooling | 0.029097 | #N/A | #N/A | #N/A | #N/A | 0 | 0 | 0 | 0 | 0 | 0.17458 | #N/A | #N/A | 88 | #N/A | #N/A | #N/A | 9.699e-05% | 1 | 50% | 0% | 0% | 0% | 8.2745 | 0 | 0 | 0 | 8.2745 | #N/A
2007-10-07 12:01 | 10 | 7 | 12 | 280.4587 | 6708 | 68 | 33.08 | 1007 | 68 | 0 | 0.059725 | Cooling | 0.0099542 | #N/A | #N/A | #N/A | #N/A | 0 | 0 | 0 | 0 | 0 | 0.059725 | #N/A | #N/A | 88 | #N/A | #N/A | #N/A | 3.318e-05% | 1 | 50% | 0% | 0% | 0% | 8.2745 | 0 | 0 | 0 | 8.2745 | #N/A
2007-10-07 13:01 | 10 | 7 | 13 | 280.5004 | 6709 | 69.98 | 33.98 | 1007 | 69.98 | 0 | 1.3144 | Cooling | 0.21906 | #N/A | #N/A | #N/A | #N/A | 0 | 0 | 0 | 0 | 0 | 1.3144 | #N/A | #N/A | 88 | #N/A | #N/A | #N/A | 0.0007302% | 1 | 50% | 0% | 0% | 0% | 8.2745 | 0 | 0 | 0 | 8.2745 | #N/A
2007-10-07 14:01 | 10 | 7 | 14 | 280.5421 | 6710 | 69.98 | 33.98 | 1007 | 69.98 | 0 | 7.5064 | Cooling | 1.2511 | #N/A | #N/A | #N/A | #N/A | 0 | 0 | 0 | 0 | 0 | 7.5064 | #N/A | #N/A | 88 | #N/A | #N/A | #N/A | 0.00417% | 1 | 50% | 0% | 0% | 0% | 8.2745 | 0 | 0 | 0 | 8.2745 | #N/A
2007-10-07 15:01 | 10 | 7 | 15 | 280.5837 | 6711 | 73.04 | 35.06 | 1006 | 73.04 | 0 | 14.2467 | Cooling | 2.3745 | #N/A | #N/A | #N/A | #N/A | 0 | 0 | 0 | 0 | 0 | 14.2467 | #N/A | #N/A | 88 | #N/A | #N/A | #N/A | 0.007915% | 1 | 50% | 0% | 0% | 0% | 8.2745 | 0 | 0 | 0 | 8.2745 | #N/A
2007-10-07 16:01 | 10 | 7 | 16 | 280.6254 | 6712 | 71.96 | 35.06 | 1006 | 71.96 | 0 | 39.3162 | Cooling | 6.5527 | #N/A | #N/A | #N/A | #N/A | 0 | 0 | 0 | 0 | 0 | 39.3162 | #N/A | #N/A | 88 | #N/A | #N/A | #N/A | 0.02184% | 1 | 50% | 0% | 0% | 0% | 8.2745 | 0 | 0 | 0 | 8.2745 | #N/A
2007-10-07 17:01 | 10 | 7 | 17 | 280.6671 | 6713 | 71.96 | 35.96 | 1005 | 71.96 | 0 | 12.0144 | Cooling | 2.0024 | #N/A | #N/A | #N/A | #N/A | 0 | 0 | 0 | 0 | 0 | 12.0144 | #N/A | #N/A | 88 | #N/A | #N/A | #N/A | 0.006675% | 1 | 50% | 0% | 0% | 0% | 8.2745 | 0 | 0 | 0 | 8.2745 | #N/A
2007-10-07 18:01 | 10 | 7 | 18 | 280.7087 | 6714 | 60.98 | 37.04 | 1005 | 60.98 | 0 | 0.97869 | Cooling | 0.16312 | #N/A | #N/A | #N/A | #N/A | 0 | 0 | 0 | 0 | 0 | 0.97869 | #N/A | #N/A | 88 | #N/A | #N/A | #N/A | 0.0005437% | 1 | 50% | 0% | 0% | 0% | 8.2745 | 0 | 0 | 0 | 8.2745 | #N/A
2007-10-07 19:01 | 10 | 7 | 19 | 280.7504 | 6715 | 55.94 | 37.94 | 1005 | 55.94 | 0 | 0.02068 | Cooling | 0.0034467 | #N/A | #N/A | #N/A | #N/A | 0 | 0 | 0 | 0 | 0 | 0.02068 | #N/A | #N/A | 88 | #N/A | #N/A | #N/A | 1.149e-05% | 1 | 50% | 0% | 0% | 0% | 8.2745 | 0 | 0 | 0 | 8.2745 | #N/A
2007-10-07 20:01 | 10 | 7 | 20 | 280.7921 | 6716 | 55.94 | 37.94 | 1005 | 55.94 | 0.084037 | 0 | Heating | 0.011205 | #N/A | #N/A | #N/A | #N/A | 0.084037 | #N/A | #N/A | 5.1278 | #N/A | 0 | 0 | 0 | 0 | 0 | 0 | 0 | 3.735e-05% | 1 | 50% | 0% | 0% | 0% | 8.2745 | 0 | 0 | 0 | 8.2745 | #N/A
2007-10-07 21:01 | 10 | 7 | 21 | 280.8337 | 6717 | 53.06 | 37.94 | 1005 | 53.06 | 1.6009 | 0 | Heating | 0.21346 | #N/A | #N/A | #N/A | #N/A | 1.6009 | #N/A | #N/A | 4.8142 | #N/A | 0 | 0 | 0 | 0 | 0 | 0 | 0 | 0.0007115% | 1 | 50% | 0% | 0% | 0% | 8.2745 | 0 | 0 | 0 | 8.2745 | #N/A
2007-10-07 22:01 | 10 | 7 | 22 | 280.8754 | 6718 | 51.98 | 37.94 | 1005 | 51.98 | 0 | 0 | Cooling | 0 | #N/A | #N/A | #N/A | #N/A | 0 | 0 | 0 | 0 | 0 | 0 | #N/A | #N/A | 88 | 88 | 0 | #N/A | 0% | 1 | 50% | 0% | 0% | 0% | 8.2745 | 0 | 0 | 0 | 8.2745 | #N/A
2007-10-07 23:01 | 10 | 7 | 23 | 280.9171 | 6719 | 51.98 | 37.04 | 1005 | 51.98 | 0 | 0 | Cooling | 0 | #N/A | #N/A | #N/A | #N/A | 0 | 0 | 0 | 0 | 0 | 0 | #N/A | #N/A | 88 | 88 | 0 | #N/A | 0% | 1 | 50% | 0% | 0% | 0% | 8.2745 | 0 | 0 | 0 | 8.2745 | #N/A
2007-10-08 00:01 | 10 | 8 | 0 | 280.9587 | 6720 | 48.92 | 37.94 | 1004 | 48.92 | 0 | 0 | Cooling | 0 | #N/A | #N/A | #N/A | #N/A | 0 | 0 | 0 | 0 | 0 | 0 | #N/A | #N/A | 88 | 88 | 0 | #N/A | 0% | 1 | 50% | 0% | 0% | 0% | 8.2745 | 0 | 0 | 0 | 8.2745 | #N/A
2007-10-08 01:01 | 10 | 8 | 1 | 281.0004 | 6721 | 48.92 | 37.04 | 1005 | 48.92 | 0 | 0 | Cooling | 0 | #N/A | #N/A | #N/A | #N/A | 0 | 0 | 0 | 0 | 0 | 0 | #N/A | #N/A | 88 | 88 | 0 | #N/A | 0% | 1 | 50% | 0% | 0% | 0% | 8.2745 | 0 | 0 | 0 | 8.2745 | #N/A
2007-10-08 02:01 | 10 | 8 | 2 | 281.0421 | 6722 | 48.02 | 37.04 | 1005 | 48.02 | 0 | 0 | Cooling | 0 | #N/A | #N/A | #N/A | #N/A | 0 | 0 | 0 | 0 | 0 | 0 | #N/A | #N/A | 88 | 88 | 0 | #N/A | 0% | 1 | 50% | 0% | 0% | 0% | 8.2745 | 0 | 0 | 0 | 8.2745 | #N/A
2007-10-08 03:01 | 10 | 8 | 3 | 281.0837 | 6723 | 44.96 | 37.04 | 1005 | 44.96 | 0 | 0 | Cooling | 0 | #N/A | #N/A | #N/A | #N/A | 0 | 0 | 0 | 0 | 0 | 0 | #N/A | #N/A | 88 | 88 | 0 | #N/A | 0% | 1 | 50% | 0% | 0% | 0% | 8.2745 | 0 | 0 | 0 | 8.2745 | #N/A
2007-10-08 04:01 | 10 | 8 | 4 | 281.1254 | 6724 | 46.04 | 37.04 | 1004 | 46.04 | 0 | 0 | Cooling | 0 | #N/A | #N/A | #N/A | #N/A | 0 | 0 | 0 | 0 | 0 | 0 | #N/A | #N/A | 88 | 88 | 0 | #N/A | 0% | 1 | 50% | 0% | 0% | 0% | 8.2745 | 0 | 0 | 0 | 8.2745 | #N/A
2007-10-08 05:01 | 10 | 8 | 5 | 281.1671 | 6725 | 46.04 | 35.96 | 1004 | 46.04 | 0 | 0 | Cooling | 0 | #N/A | #N/A | #N/A | #N/A | 0 | 0 | 0 | 0 | 0 | 0 | #N/A | #N/A | 88 | 88 | 0 | #N/A | 0% | 1 | 50% | 0% | 0% | 0% | 8.2745 | 0 | 0 | 0 | 8.2745 | #N/A
2007-10-08 06:01 | 10 | 8 | 6 | 281.2087 | 6726 | 46.04 | 35.96 | 1004 | 46.04 | 97.9926 | 0 | Heating | 13.0657 | #N/A | #N/A | #N/A | #N/A | 97.9926 | #N/A | #N/A | 4.1705 | #N/A | 0 | 0 | 0 | 0 | 0 | 0 | 0 | 0.04355% | 1 | 50% | 0% | 0% | 0% | 8.2745 | 0 | 0 | 0 | 8.2745 | #N/A
2007-10-08 07:01 | 10 | 8 | 7 | 281.2504 | 6727 | 46.04 | 37.04 | 1004 | 46.04 | 8.9382 | 0 | Heating | 1.1918 | #N/A | #N/A | #N/A | #N/A | 8.9382 | #N/A | #N/A | 4.1705 | #N/A | 0 | 0 | 0 | 0 | 0 | 0 | 0 | 0.003973% | 1 | 50% | 0% | 0% | 0% | 8.2745 | 0 | 0 | 0 | 8.2745 | #N/A
2007-10-08 08:01 | 10 | 8 | 8 | 281.2921 | 6728 | 46.94 | 37.94 | 1004 | 46.94 | 0 | 0.13808 | Cooling | 0.023013 | #N/A | #N/A | #N/A | #N/A | 0 | 0 | 0 | 0 | 0 | 0.13808 | #N/A | #N/A | 88 | #N/A | #N/A | #N/A | 7.671e-05% | 1 | 50% | 0% | 0% | 0% | 8.2745 | 0 | 0 | 0 | 8.2745 | #N/A
2007-10-08 09:01 | 10 | 8 | 9 | 281.3337 | 6729 | 50 | 39.02 | 1003 | 50 | 0 | 30.7138 | Cooling | 5.119 | #N/A | #N/A | #N/A | #N/A | 0 | 0 | 0 | 0 | 0 | 30.7138 | #N/A | #N/A | 88 | #N/A | #N/A | #N/A | 0.01706% | 1 | 50% | 0% | 0% | 0% | 8.2745 | 0 | 0 | 0 | 8.2745 | #N/A
2007-10-08 10:01 | 10 | 8 | 10 | 281.3754 | 6730 | 60.08 | 37.94 | 1003 | 60.08 | 0 | 65.3135 | Cooling | 10.8856 | #N/A | #N/A | #N/A | #N/A | 0 | 0 | 0 | 0 | 0 | 65.3135 | #N/A | #N/A | 88 | #N/A | #N/A | #N/A | 0.03629% | 1 | 50% | 0% | 0% | 0% | 8.2745 | 0 | 0 | 0 | 8.2745 | #N/A
2007-10-08 11:01 | 10 | 8 | 11 | 281.4171 | 6731 | 60.08 | 39.02 | 1002 | 60.08 | 0 | 180.6436 | Cooling | 30.1073 | #N/A | #N/A | #N/A | #N/A | 0 | 0 | 0 | 0 | 0 | 180.6436 | #N/A | #N/A | 88 | #N/A | #N/A | #N/A | 0.1004% | 1 | 50% | 0% | 0% | 0% | 8.2745 | 0 | 0 | 0 | 8.2745 | #N/A
2007-10-08 12:01 | 10 | 8 | 12 | 281.4587 | 6732 | 69.98 | 39.92 | 1002 | 69.98 | 0 | 172.3008 | Cooling | 28.7168 | #N/A | #N/A | #N/A | #N/A | 0 | 0 | 0 | 0 | 0 | 172.3008 | #N/A | #N/A | 88 | #N/A | #N/A | #N/A | 0.09572% | 1 | 50% | 0% | 0% | 0% | 8.2745 | 0 | 0 | 0 | 8.2745 | #N/A
2007-10-08 13:01 | 10 | 8 | 13 | 281.5004 | 6733 | 71.96 | 39.92 | 1001 | 71.96 | 0 | 328.5195 | Cooling | 54.7532 | #N/A | #N/A | #N/A | #N/A | 0 | 0 | 0 | 0 | 0 | 328.5195 | #N/A | #N/A | 88 | #N/A | #N/A | #N/A | 0.1825% | 1 | 50% | 0% | 0% | 0% | 8.2745 | 0 | 0 | 0 | 8.2745 | #N/A
2007-10-08 14:01 | 10 | 8 | 14 | 281.5421 | 6734 | 71.96 | 39.02 | 1001 | 71.96 | 0 | 403.7802 | Cooling | 67.2967 | #N/A | #N/A | #N/A | #N/A | 0 | 0 | 0 | 0 | 0 | 403.7802 | #N/A | #N/A | 88 | #N/A | #N/A | #N/A | 0.2243% | 1 | 50% | 0% | 0% | 0% | 8.2745 | 0 | 0 | 0 | 8.2745 | #N/A
2007-10-08 15:01 | 10 | 8 | 15 | 281.5837 | 6735 | 75.02 | 42.98 | 1001 | 75.02 | 0 | 413.2141 | Cooling | 68.869 | #N/A | #N/A | #N/A | #N/A | 0 | 0 | 0 | 0 | 0 | 413.2141 | #N/A | #N/A | 88 | #N/A | #N/A | #N/A | 0.2296% | 1 | 50% | 0% | 0% | 0% | 8.2745 | 0 | 0 | 0 | 8.2745 | #N/A
2007-10-08 16:01 | 10 | 8 | 16 | 281.6254 | 6736 | 73.04 | 42.08 | 1001 | 73.04 | 0 | 548.5747 | Cooling | 91.4291 | #N/A | #N/A | #N/A | #N/A | 0 | 0 | 0 | 0 | 0 | 548.5747 | #N/A | #N/A | 88 | #N/A | #N/A | #N/A | 0.3048% | 1 | 50% | 0% | 0% | 0% | 8.2745 | 0 | 0 | 0 | 8.2745 | #N/A
2007-10-08 17:01 | 10 | 8 | 17 | 281.6671 | 6737 | 73.04 | 42.08 | 1001 | 73.04 | 0 | 548.1524 | Cooling | 91.3587 | #N/A | #N/A | #N/A | #N/A | 0 | 0 | 0 | 0 | 0 | 548.1524 | #N/A | #N/A | 88 | #N/A | #N/A | #N/A | 0.3045% | 1 | 50% | 0% | 0% | 0% | 8.2745 | 0 | 0 | 0 | 8.2745 | #N/A
2007-10-08 18:01 | 10 | 8 | 18 | 281.7087 | 6738 | 68 | 48.02 | 1001 | 68 | 0 | 195.668 | Cooling | 32.6113 | #N/A | #N/A | #N/A | #N/A | 0 | 0 | 0 | 0 | 0 | 195.668 | #N/A | #N/A | 88 | #N/A | #N/A | #N/A | 0.1087% | 1 | 50% | 0% | 0% | 0% | 8.2745 | 0 | 0 | 0 | 8.2745 | #N/A
2007-10-08 19:01 | 10 | 8 | 19 | 281.7504 | 6739 | 68 | 48.02 | 1002 | 68 | 0 | 3.3885 | Cooling | 0.56475 | #N/A | #N/A | #N/A | #N/A | 0 | 0 | 0 | 0 | 0 | 3.3885 | #N/A | #N/A | 88 | #N/A | #N/A | #N/A | 0.001882% | 1 | 50% | 0% | 0% | 0% | 8.2745 | 0 | 0 | 0 | 8.2745 | #N/A
2007-10-08 20:01 | 10 | 8 | 20 | 281.7921 | 6740 | 68 | 48.02 | 1002 | 68 | 0 | 0 | Cooling | 0 | #N/A | #N/A | #N/A | #N/A | 0 | 0 | 0 | 0 | 0 | 0 | #N/A | #N/A | 88 | 88 | 0 | #N/A | 0% | 1 | 50% | 0% | 0% | 0% | 8.2745 | 0 | 0 | 0 | 8.2745 | #N/A
2007-10-08 21:01 | 10 | 8 | 21 | 281.8337 | 6741 | 64.94 | 48.92 | 1002 | 64.94 | 0 | 0 | Cooling | 0 | #N/A | #N/A | #N/A | #N/A | 0 | 0 | 0 | 0 | 0 | 0 | #N/A | #N/A | 88 | 88 | 0 | #N/A | 0% | 1 | 50% | 0% | 0% | 0% | 8.2745 | 0 | 0 | 0 | 8.2745 | #N/A
2007-10-08 22:01 | 10 | 8 | 22 | 281.8754 | 6742 | 64.04 | 51.08 | 1003 | 64.04 | 0 | 0 | Cooling | 0 | #N/A | #N/A | #N/A | #N/A | 0 | 0 | 0 | 0 | 0 | 0 | #N/A | #N/A | 88 | 88 | 0 | #N/A | 0% | 1 | 50% | 0% | 0% | 0% | 8.2745 | 0 | 0 | 0 | 8.2745 | #N/A
2007-10-08 23:01 | 10 | 8 | 23 | 281.9171 | 6743 | 64.04 | 51.08 | 1002 | 64.04 | 0 | 0 | Cooling | 0 | #N/A | #N/A | #N/A | #N/A | 0 | 0 | 0 | 0 | 0 | 0 | #N/A | #N/A | 88 | 88 | 0 | #N/A | 0% | 1 | 50% | 0% | 0% | 0% | 8.2745 | 0 | 0 | 0 | 8.2745 | #N/A
2007-10-09 00:01 | 10 | 9 | 0 | 281.9587 | 6744 | 60.98 | 51.08 | 1002 | 60.98 | 0 | 0 | Cooling | 0 | #N/A | #N/A | #N/A | #N/A | 0 | 0 | 0 | 0 | 0 | 0 | #N/A | #N/A | 88 | 88 | 0 | #N/A | 0% | 1 | 50% | 0% | 0% | 0% | 8.2745 | 0 | 0 | 0 | 8.2745 | #N/A
2007-10-09 01:01 | 10 | 9 | 1 | 282.0004 | 6745 | 59 | 48.02 | 1002 | 59 | 0 | 0 | Cooling | 0 | #N/A | #N/A | #N/A | #N/A | 0 | 0 | 0 | 0 | 0 | 0 | #N/A | #N/A | 88 | 88 | 0 | #N/A | 0% | 1 | 50% | 0% | 0% | 0% | 8.2745 | 0 | 0 | 0 | 8.2745 | #N/A
2007-10-09 02:01 | 10 | 9 | 2 | 282.0421 | 6746 | 59 | 42.98 | 1002 | 59 | 0 | 0 | Cooling | 0 | #N/A | #N/A | #N/A | #N/A | 0 | 0 | 0 | 0 | 0 | 0 | #N/A | #N/A | 88 | 88 | 0 | #N/A | 0% | 1 | 50% | 0% | 0% | 0% | 8.2745 | 0 | 0 | 0 | 8.2745 | #N/A
2007-10-09 03:01 | 10 | 9 | 3 | 282.0837 | 6747 | 55.04 | 42.98 | 1002 | 55.04 | 0 | 0 | Cooling | 0 | #N/A | #N/A | #N/A | #N/A | 0 | 0 | 0 | 0 | 0 | 0 | #N/A | #N/A | 88 | 88 | 0 | #N/A | 0% | 1 | 50% | 0% | 0% | 0% | 8.2745 | 0 | 0 | 0 | 8.2745 | #N/A
2007-10-09 04:01 | 10 | 9 | 4 | 282.1254 | 6748 | 53.96 | 46.04 | 1002 | 53.96 | 0 | 0 | Cooling | 0 | #N/A | #N/A | #N/A | #N/A | 0 | 0 | 0 | 0 | 0 | 0 | #N/A | #N/A | 88 | 88 | 0 | #N/A | 0% | 1 | 50% | 0% | 0% | 0% | 8.2745 | 0 | 0 | 0 | 8.2745 | #N/A
2007-10-09 05:01 | 10 | 9 | 5 | 282.1671 | 6749 | 53.96 | 48.02 | 1002 | 53.96 | 0 | 0 | Cooling | 0 | #N/A | #N/A | #N/A | #N/A | 0 | 0 | 0 | 0 | 0 | 0 | #N/A | #N/A | 88 | 88 | 0 | #N/A | 0% | 1 | 50% | 0% | 0% | 0% | 8.2745 | 0 | 0 | 0 | 8.2745 | #N/A
2007-10-09 06:01 | 10 | 9 | 6 | 282.2087 | 6750 | 53.06 | 50 | 1003 | 53.06 | 0 | 69.2884 | Cooling | 11.5481 | #N/A | #N/A | #N/A | #N/A | 0 | 0 | 0 | 0 | 0 | 69.2884 | #N/A | #N/A | 88 | #N/A | #N/A | #N/A | 0.03849% | 1 | 50% | 0% | 0% | 0% | 8.2745 | 0 | 0 | 0 | 8.2745 | #N/A
2007-10-09 07:01 | 10 | 9 | 7 | 282.2504 | 6751 | 53.06 | 53.06 | 1004 | 53.06 | 0 | 82.0351 | Cooling | 13.6725 | #N/A | #N/A | #N/A | #N/A | 0 | 0 | 0 | 0 | 0 | 82.0351 | #N/A | #N/A | 88 | #N/A | #N/A | #N/A | 0.04558% | 1 | 50% | 0% | 0% | 0% | 8.2745 | 0 | 0 | 0 | 8.2745 | #N/A
2007-10-09 08:01 | 10 | 9 | 8 | 282.2921 | 6752 | 53.06 | 48.02 | 1005 | 53.06 | 0 | 33.7567 | Cooling | 5.6261 | #N/A | #N/A | #N/A | #N/A | 0 | 0 | 0 | 0 | 0 | 33.7567 | #N/A | #N/A | 88 | #N/A | #N/A | #N/A | 0.01875% | 1 | 50% | 0% | 0% | 0% | 8.2745 | 0 | 0 | 0 | 8.2745 | #N/A
2007-10-09 09:01 | 10 | 9 | 9 | 282.3337 | 6753 | 57.92 | 46.04 | 1007 | 57.92 | 0 | 0.084967 | Cooling | 0.014161 | #N/A | #N/A | #N/A | #N/A | 0 | 0 | 0 | 0 | 0 | 0.084967 | #N/A | #N/A | 88 | #N/A | #N/A | #N/A | 4.72e-05% | 1 | 50% | 0% | 0% | 0% | 8.2745 | 0 | 0 | 0 | 8.2745 | #N/A
2007-10-09 10:01 | 10 | 9 | 10 | 282.3754 | 6754 | 60.98 | 44.06 | 1008 | 60.98 | 0 | 0.52492 | Cooling | 0.087487 | #N/A | #N/A | #N/A | #N/A | 0 | 0 | 0 | 0 | 0 | 0.52492 | #N/A | #N/A | 88 | #N/A | #N/A | #N/A | 0.0002916% | 1 | 50% | 0% | 0% | 0% | 8.2745 | 0 | 0 | 0 | 8.2745 | #N/A
2007-10-09 11:01 | 10 | 9 | 11 | 282.4171 | 6755 | 60.98 | 42.08 | 1008 | 60.98 | 0 | 0.45438 | Cooling | 0.07573 | #N/A | #N/A | #N/A | #N/A | 0 | 0 | 0 | 0 | 0 | 0.45438 | #N/A | #N/A | 88 | #N/A | #N/A | #N/A | 0.0002524% | 1 | 50% | 0% | 0% | 0% | 8.2745 | 0 | 0 | 0 | 8.2745 | #N/A
2007-10-09 12:01 | 10 | 9 | 12 | 282.4587 | 6756 | 64.94 | 42.08 | 1008 | 64.94 | 0 | 0.34285 | Cooling | 0.057141 | #N/A | #N/A | #N/A | #N/A | 0 | 0 | 0 | 0 | 0 | 0.34285 | #N/A | #N/A | 88 | #N/A | #N/A | #N/A | 0.0001905% | 1 | 50% | 0% | 0% | 0% | 8.2745 | 0 | 0 | 0 | 8.2745 | #N/A
2007-10-09 13:01 | 10 | 9 | 13 | 282.5004 | 6757 | 64.94 | 41 | 1009 | 64.94 | 0 | 0.08585 | Cooling | 0.014308 | #N/A | #N/A | #N/A | #N/A | 0 | 0 | 0 | 0 | 0 | 0.08585 | #N/A | #N/A | 88 | #N/A | #N/A | #N/A | 4.769e-05% | 1 | 50% | 0% | 0% | 0% | 8.2745 | 0 | 0 | 0 | 8.2745 | #N/A
2007-10-09 14:01 | 10 | 9 | 14 | 282.5421 | 6758 | 64.94 | 39.02 | 1009 | 64.94 | 0 | 0.11591 | Cooling | 0.019319 | #N/A | #N/A | #N/A | #N/A | 0 | 0 | 0 | 0 | 0 | 0.11591 | #N/A | #N/A | 88 | #N/A | #N/A | #N/A | 6.44e-05% | 1 | 50% | 0% | 0% | 0% | 8.2745 | 0 | 0 | 0 | 8.2745 | #N/A
2007-10-09 15:01 | 10 | 9 | 15 | 282.5837 | 6759 | 64.04 | 37.04 | 1010 | 64.04 | 0 | 0.11845 | Cooling | 0.019742 | #N/A | #N/A | #N/A | #N/A | 0 | 0 | 0 | 0 | 0 | 0.11845 | #N/A | #N/A | 88 | #N/A | #N/A | #N/A | 6.581e-05% | 1 | 50% | 0% | 0% | 0% | 8.2745 | 0 | 0 | 0 | 8.2745 | #N/A
2007-10-09 16:01 | 10 | 9 | 16 | 282.6254 | 6760 | 64.04 | 35.96 | 1010 | 64.04 | 0 | 0.15945 | Cooling | 0.026575 | #N/A | #N/A | #N/A | #N/A | 0 | 0 | 0 | 0 | 0 | 0.15945 | #N/A | #N/A | 88 | #N/A | #N/A | #N/A | 8.858e-05% | 1 | 50% | 0% | 0% | 0% | 8.2745 | 0 | 0 | 0 | 8.2745 | #N/A
2007-10-09 17:01 | 10 | 9 | 17 | 282.6671 | 6761 | 64.04 | 35.06 | 1011 | 64.04 | 0 | 0.11784 | Cooling | 0.01964 | #N/A | #N/A | #N/A | #N/A | 0 | 0 | 0 | 0 | 0 | 0.11784 | #N/A | #N/A | 88 | #N/A | #N/A | #N/A | 6.547e-05% | 1 | 50% | 0% | 0% | 0% | 8.2745 | 0 | 0 | 0 | 8.2745 | #N/A
2007-10-09 18:01 | 10 | 9 | 18 | 282.7087 | 6762 | 64.04 | 33.08 | 1012 | 64.04 | 0 | 0.36702 | Cooling | 0.06117 | #N/A | #N/A | #N/A | #N/A | 0 | 0 | 0 | 0 | 0 | 0.36702 | #N/A | #N/A | 88 | #N/A | #N/A | #N/A | 0.0002039% | 1 | 50% | 0% | 0% | 0% | 8.2745 | 0 | 0 | 0 | 8.2745 | #N/A
2007-10-09 19:01 | 10 | 9 | 19 | 282.7504 | 6763 | 62.96 | 32 | 1012 | 62.96 | 0 | 0.3819 | Cooling | 0.06365 | #N/A | #N/A | #N/A | #N/A | 0 | 0 | 0 | 0 | 0 | 0.3819 | #N/A | #N/A | 88 | #N/A | #N/A | #N/A | 0.0002122% | 1 | 50% | 0% | 0% | 0% | 8.2745 | 0 | 0 | 0 | 8.2745 | #N/A
2007-10-09 20:01 | 10 | 9 | 20 | 282.7921 | 6764 | 62.96 | 28.04 | 1012 | 62.96 | 0 | 0.34016 | Cooling | 0.056694 | #N/A | #N/A | #N/A | #N/A | 0 | 0 | 0 | 0 | 0 | 0.34016 | #N/A | #N/A | 88 | #N/A | #N/A | #N/A | 0.000189% | 1 | 50% | 0% | 0% | 0% | 8.2745 | 0 | 0 | 0 | 8.2745 | #N/A
2007-10-09 21:01 | 10 | 9 | 21 | 282.8337 | 6765 | 60.08 | 28.04 | 1013 | 60.08 | 0.24537 | 0 | Heating | 0.032715 | #N/A | #N/A | #N/A | #N/A | 0.24537 | #N/A | #N/A | 5.6339 | #N/A | 0 | 0 | 0 | 0 | 0 | 0 | 0 | 0.0001091% | 1 | 50% | 0% | 0% | 0% | 8.2745 | 0 | 0 | 0 | 8.2745 | #N/A
2007-10-09 22:01 | 10 | 9 | 22 | 282.8754 | 6766 | 60.08 | 26.06 | 1014 | 60.08 | 0 | 0.010835 | Cooling | 0.0018059 | #N/A | #N/A | #N/A | #N/A | 0 | 0 | 0 | 0 | 0 | 0.010835 | #N/A | #N/A | 88 | #N/A | #N/A | #N/A | 6.02e-06% | 1 | 50% | 0% | 0% | 0% | 8.2745 | 0 | 0 | 0 | 8.2745 | #N/A
2007-10-09 23:01 | 10 | 9 | 23 | 282.9171 | 6767 | 60.08 | 26.06 | 1014 | 60.08 | 0 | 0.016102 | Cooling | 0.0026836 | #N/A | #N/A | #N/A | #N/A | 0 | 0 | 0 | 0 | 0 | 0.016102 | #N/A | #N/A | 88 | #N/A | #N/A | #N/A | 8.945e-06% | 1 | 50% | 0% | 0% | 0% | 8.2745 | 0 | 0 | 0 | 8.2745 | #N/A
2007-10-10 00:01 | 10 | 10 | 0 | 282.9587 | 6768 | 57.92 | 26.06 | 1014 | 57.92 | 0 | 0.020876 | Cooling | 0.0034793 | #N/A | #N/A | #N/A | #N/A | 0 | 0 | 0 | 0 | 0 | 0.020876 | #N/A | #N/A | 88 | #N/A | #N/A | #N/A | 1.16e-05% | 1 | 50% | 0% | 0% | 0% | 8.2745 | 0 | 0 | 0 | 8.2745 | #N/A
2007-10-10 01:01 | 10 | 10 | 1 | 283.0004 | 6769 | 57.92 | 24.98 | 1015 | 57.92 | 0 | 0.018337 | Cooling | 0.0030562 | #N/A | #N/A | #N/A | #N/A | 0 | 0 | 0 | 0 | 0 | 0.018337 | #N/A | #N/A | 88 | #N/A | #N/A | #N/A | 1.019e-05% | 1 | 50% | 0% | 0% | 0% | 8.2745 | 0 | 0 | 0 | 8.2745 | #N/A
2007-10-10 02:01 | 10 | 10 | 2 | 283.0421 | 6770 | 57.92 | 24.98 | 1015 | 57.92 | 0 | 0.013014 | Cooling | 0.002169 | #N/A | #N/A | #N/A | #N/A | 0 | 0 | 0 | 0 | 0 | 0.013014 | #N/A | #N/A | 88 | #N/A | #N/A | #N/A | 7.23e-06% | 1 | 50% | 0% | 0% | 0% | 8.2745 | 0 | 0 | 0 | 8.2745 | #N/A
2007-10-10 03:01 | 10 | 10 | 3 | 283.0837 | 6771 | 57.92 | 26.06 | 1015 | 57.92 | 0 | 0.0049718 | Cooling | 0.00082863 | #N/A | #N/A | #N/A | #N/A | 0 | 0 | 0 | 0 | 0 | 0.0049718 | #N/A | #N/A | 88 | #N/A | #N/A | #N/A | 2.762e-06% | 1 | 50% | 0% | 0% | 0% | 8.2745 | 0 | 0 | 0 | 8.2745 | #N/A
2007-10-10 04:01 | 10 | 10 | 4 | 283.1254 | 6772 | 57.02 | 24.98 | 1016 | 57.02 | 0 | 0 | Cooling | 0 | #N/A | #N/A | #N/A | #N/A | 0 | 0 | 0 | 0 | 0 | 0 | #N/A | #N/A | 88 | 88 | 0 | #N/A | 0% | 1 | 50% | 0% | 0% | 0% | 8.2745 | 0 | 0 | 0 | 8.2745 | #N/A
2007-10-10 05:01 | 10 | 10 | 5 | 283.1671 | 6773 | 57.02 | 24.98 | 1016 | 57.02 | 0 | 0.019873 | Cooling | 0.0033122 | #N/A | #N/A | #N/A | #N/A | 0 | 0 | 0 | 0 | 0 | 0.019873 | #N/A | #N/A | 88 | #N/A | #N/A | #N/A | 1.104e-05% | 1 | 50% | 0% | 0% | 0% | 8.2745 | 0 | 0 | 0 | 8.2745 | #N/A
2007-10-10 06:01 | 10 | 10 | 6 | 283.2087 | 6774 | 53.06 | 24.08 | 1017 | 53.06 | 287.9126 | 0 | Heating | 38.3883 | #N/A | #N/A | #N/A | #N/A | 287.9126 | #N/A | #N/A | 4.8142 | #N/A | 0 | 0 | 0 | 0 | 0 | 0 | 0 | 0.128% | 1 | 50% | 0% | 0% | 0% | 8.2745 | 0 | 0 | 0 | 8.2745 | #N/A
2007-10-10 07:01 | 10 | 10 | 7 | 283.2504 | 6775 | 53.06 | 24.08 | 1017 | 53.06 | 126.0989 | 0 | Heating | 16.8132 | #N/A | #N/A | #N/A | #N/A | 126.0989 | #N/A | #N/A | 4.8142 | #N/A | 0 | 0 | 0 | 0 | 0 | 0 | 0 | 0.05604% | 1 | 50% | 0% | 0% | 0% | 8.2745 | 0 | 0 | 0 | 8.2745 | #N/A
2007-10-10 08:01 | 10 | 10 | 8 | 283.2921 | 6776 | 53.06 | 26.96 | 1018 | 53.06 | 5.3961 | 0 | Heating | 0.71948 | #N/A | #N/A | #N/A | #N/A | 5.3961 | #N/A | #N/A | 4.8142 | #N/A | 0 | 0 | 0 | 0 | 0 | 0 | 0 | 0.002398% | 1 | 50% | 0% | 0% | 0% | 8.2745 | 0 | 0 | 0 | 8.2745 | #N/A
2007-10-10 09:01 | 10 | 10 | 9 | 283.3337 | 6777 | 53.06 | 24.08 | 1018 | 53.06 | 2.5536 | 0 | Heating | 0.34048 | #N/A | #N/A | #N/A | #N/A | 2.5536 | #N/A | #N/A | 4.8142 | #N/A | 0 | 0 | 0 | 0 | 0 | 0 | 0 | 0.001135% | 1 | 50% | 0% | 0% | 0% | 8.2745 | 0 | 0 | 0 | 8.2745 | #N/A
2007-10-10 10:01 | 10 | 10 | 10 | 283.3754 | 6778 | 53.96 | 24.08 | 1018 | 53.96 | 1.6947 | 0 | Heating | 0.22596 | #N/A | #N/A | #N/A | #N/A | 1.6947 | #N/A | #N/A | 4.9089 | #N/A | 0 | 0 | 0 | 0 | 0 | 0 | 0 | 0.0007532% | 1 | 50% | 0% | 0% | 0% | 8.2745 | 0 | 0 | 0 | 8.2745 | #N/A
2007-10-10 11:01 | 10 | 10 | 11 | 283.4171 | 6779 | 53.96 | 23 | 1018 | 53.96 | 0 | 0.14559 | Cooling | 0.024266 | #N/A | #N/A | #N/A | #N/A | 0 | 0 | 0 | 0 | 0 | 0.14559 | #N/A | #N/A | 88 | #N/A | #N/A | #N/A | 8.089e-05% | 1 | 50% | 0% | 0% | 0% | 8.2745 | 0 | 0 | 0 | 8.2745 | #N/A
2007-10-10 12:01 | 10 | 10 | 12 | 283.4587 | 6780 | 57.92 | 23 | 1018 | 57.92 | 0 | 0.13273 | Cooling | 0.022122 | #N/A | #N/A | #N/A | #N/A | 0 | 0 | 0 | 0 | 0 | 0.13273 | #N/A | #N/A | 88 | #N/A | #N/A | #N/A | 7.374e-05% | 1 | 50% | 0% | 0% | 0% | 8.2745 | 0 | 0 | 0 | 8.2745 | #N/A
2007-10-10 13:01 | 10 | 10 | 13 | 283.5004 | 6781 | 59 | 23 | 1017 | 59 | 0 | 0.33375 | Cooling | 0.055625 | #N/A | #N/A | #N/A | #N/A | 0 | 0 | 0 | 0 | 0 | 0.33375 | #N/A | #N/A | 88 | #N/A | #N/A | #N/A | 0.0001854% | 1 | 50% | 0% | 0% | 0% | 8.2745 | 0 | 0 | 0 | 8.2745 | #N/A
2007-10-10 14:01 | 10 | 10 | 14 | 283.5421 | 6782 | 59 | 19.94 | 1016 | 59 | 0 | 0.33305 | Cooling | 0.055508 | #N/A | #N/A | #N/A | #N/A | 0 | 0 | 0 | 0 | 0 | 0.33305 | #N/A | #N/A | 88 | #N/A | #N/A | #N/A | 0.000185% | 1 | 50% | 0% | 0% | 0% | 8.2745 | 0 | 0 | 0 | 8.2745 | #N/A
2007-10-10 15:01 | 10 | 10 | 15 | 283.5837 | 6783 | 57.92 | 17.96 | 1016 | 57.92 | 0 | 0.33219 | Cooling | 0.055365 | #N/A | #N/A | #N/A | #N/A | 0 | 0 | 0 | 0 | 0 | 0.33219 | #N/A | #N/A | 88 | #N/A | #N/A | #N/A | 0.0001845% | 1 | 50% | 0% | 0% | 0% | 8.2745 | 0 | 0 | 0 | 8.2745 | #N/A
2007-10-10 16:01 | 10 | 10 | 16 | 283.6254 | 6784 | 57.92 | 15.08 | 1016 | 57.92 | 0 | 0.078116 | Cooling | 0.013019 | #N/A | #N/A | #N/A | #N/A | 0 | 0 | 0 | 0 | 0 | 0.078116 | #N/A | #N/A | 88 | #N/A | #N/A | #N/A | 4.34e-05% | 1 | 50% | 0% | 0% | 0% | 8.2745 | 0 | 0 | 0 | 8.2745 | #N/A
2007-10-10 17:01 | 10 | 10 | 17 | 283.6671 | 6785 | 57.92 | 17.96 | 1016 | 57.92 | 0 | 0.052419 | Cooling | 0.0087365 | #N/A | #N/A | #N/A | #N/A | 0 | 0 | 0 | 0 | 0 | 0.052419 | #N/A | #N/A | 88 | #N/A | #N/A | #N/A | 2.912e-05% | 1 | 50% | 0% | 0% | 0% | 8.2745 | 0 | 0 | 0 | 8.2745 | #N/A
2007-10-10 18:01 | 10 | 10 | 18 | 283.7087 | 6786 | 53.96 | 24.98 | 1017 | 53.96 | 0 | 0.031516 | Cooling | 0.0052526 | #N/A | #N/A | #N/A | #N/A | 0 | 0 | 0 | 0 | 0 | 0.031516 | #N/A | #N/A | 88 | #N/A | #N/A | #N/A | 1.751e-05% | 1 | 50% | 0% | 0% | 0% | 8.2745 | 0 | 0 | 0 | 8.2745 | #N/A
2007-10-10 19:01 | 10 | 10 | 19 | 283.7504 | 6787 | 53.06 | 28.04 | 1016 | 53.06 | 0.69931 | 0 | Heating | 0.093241 | #N/A | #N/A | #N/A | #N/A | 0.69931 | #N/A | #N/A | 4.8142 | #N/A | 0 | 0 | 0 | 0 | 0 | 0 | 0 | 0.0003108% | 1 | 50% | 0% | 0% | 0% | 8.2745 | 0 | 0 | 0 | 8.2745 | #N/A
2007-10-10 20:01 | 10 | 10 | 20 | 283.7921 | 6788 | 53.06 | 28.04 | 1016 | 53.06 | 3.1387 | 0 | Heating | 0.41849 | #N/A | #N/A | #N/A | #N/A | 3.1387 | #N/A | #N/A | 4.8142 | #N/A | 0 | 0 | 0 | 0 | 0 | 0 | 0 | 0.001395% | 1 | 50% | 0% | 0% | 0% | 8.2745 | 0 | 0 | 0 | 8.2745 | #N/A
2007-10-10 21:01 | 10 | 10 | 21 | 283.8337 | 6789 | 51.98 | 26.96 | 1016 | 51.98 | 5.1195 | 0 | Heating | 0.6826 | #N/A | #N/A | #N/A | #N/A | 5.1195 | #N/A | #N/A | 4.7043 | #N/A | 0 | 0 | 0 | 0 | 0 | 0 | 0 | 0.002275% | 1 | 50% | 0% | 0% | 0% | 8.2745 | 0 | 0 | 0 | 8.2745 | #N/A
2007-10-10 22:01 | 10 | 10 | 22 | 283.8754 | 6790 | 50 | 26.96 | 1016 | 50 | 0 | 0 | Cooling | 0 | #N/A | #N/A | #N/A | #N/A | 0 | 0 | 0 | 0 | 0 | 0 | #N/A | #N/A | 88 | 88 | 0 | #N/A | 0% | 1 | 50% | 0% | 0% | 0% | 8.2745 | 0 | 0 | 0 | 8.2745 | #N/A
2007-10-10 23:01 | 10 | 10 | 23 | 283.9171 | 6791 | 50 | 26.96 | 1016 | 50 | 0 | 0 | Cooling | 0 | #N/A | #N/A | #N/A | #N/A | 0 | 0 | 0 | 0 | 0 | 0 | #N/A | #N/A | 88 | 88 | 0 | #N/A | 0% | 1 | 50% | 0% | 0% | 0% | 8.2745 | 0 | 0 | 0 | 8.2745 | #N/A
2007-10-11 00:01 | 10 | 11 | 0 | 283.9587 | 6792 | 48.92 | 26.06 | 1016 | 48.92 | 0 | 0 | Cooling | 0 | #N/A | #N/A | #N/A | #N/A | 0 | 0 | 0 | 0 | 0 | 0 | #N/A | #N/A | 88 | 88 | 0 | #N/A | 0% | 1 | 50% | 0% | 0% | 0% | 8.2745 | 0 | 0 | 0 | 8.2745 | #N/A
2007-10-11 01:01 | 10 | 11 | 1 | 284.0004 | 6793 | 48.92 | 24.98 | 1016 | 48.92 | 0 | 0 | Cooling | 0 | #N/A | #N/A | #N/A | #N/A | 0 | 0 | 0 | 0 | 0 | 0 | #N/A | #N/A | 88 | 88 | 0 | #N/A | 0% | 1 | 50% | 0% | 0% | 0% | 8.2745 | 0 | 0 | 0 | 8.2745 | #N/A
2007-10-11 02:01 | 10 | 11 | 2 | 284.0421 | 6794 | 48.92 | 24.08 | 1016 | 48.92 | 0 | 0 | Cooling | 0 | #N/A | #N/A | #N/A | #N/A | 0 | 0 | 0 | 0 | 0 | 0 | #N/A | #N/A | 88 | 88 | 0 | #N/A | 0% | 1 | 50% | 0% | 0% | 0% | 8.2745 | 0 | 0 | 0 | 8.2745 | #N/A
2007-10-11 03:01 | 10 | 11 | 3 | 284.0837 | 6795 | 46.94 | 23 | 1016 | 46.94 | 0.57519 | 0 | Heating | 0.076693 | #N/A | #N/A | #N/A | #N/A | 0.57519 | #N/A | #N/A | 4.2441 | #N/A | 0 | 0 | 0 | 0 | 0 | 0 | 0 | 0.0002556% | 1 | 50% | 0% | 0% | 0% | 8.2745 | 0 | 0 | 0 | 8.2745 | #N/A
2007-10-11 04:01 | 10 | 11 | 4 | 284.1254 | 6796 | 46.04 | 23 | 1016 | 46.04 | 2.9798 | 0 | Heating | 0.39731 | #N/A | #N/A | #N/A | #N/A | 2.9798 | #N/A | #N/A | 4.1705 | #N/A | 0 | 0 | 0 | 0 | 0 | 0 | 0 | 0.001324% | 1 | 50% | 0% | 0% | 0% | 8.2745 | 0 | 0 | 0 | 8.2745 | #N/A
2007-10-11 05:01 | 10 | 11 | 5 | 284.1671 | 6797 | 46.04 | 23 | 1017 | 46.04 | 3.1935 | 0 | Heating | 0.4258 | #N/A | #N/A | #N/A | #N/A | 3.1935 | #N/A | #N/A | 4.1705 | #N/A | 0 | 0 | 0 | 0 | 0 | 0 | 0 | 0.001419% | 1 | 50% | 0% | 0% | 0% | 8.2745 | 0 | 0 | 0 | 8.2745 | #N/A
2007-10-11 06:01 | 10 | 11 | 6 | 284.2087 | 6798 | 42.98 | 23 | 1017 | 42.98 | 291.843 | 0 | Heating | 38.9124 | #N/A | #N/A | #N/A | #N/A | 291.843 | #N/A | #N/A | 3.9388 | #N/A | 0 | 0 | 0 | 0 | 0 | 0 | 0 | 0.1297% | 1 | 50% | 0% | 0% | 0% | 8.2745 | 0 | 0 | 0 | 8.2745 | #N/A
2007-10-11 07:01 | 10 | 11 | 7 | 284.2504 | 6799 | 42.08 | 23 | 1017 | 42.08 | 130.455 | 0 | Heating | 17.394 | #N/A | #N/A | #N/A | #N/A | 130.455 | #N/A | #N/A | 3.8759 | #N/A | 0 | 0 | 0 | 0 | 0 | 0 | 0 | 0.05798% | 1 | 50% | 0% | 0% | 0% | 8.2745 | 0 | 0 | 0 | 8.2745 | #N/A
2007-10-11 08:01 | 10 | 11 | 8 | 284.2921 | 6800 | 42.08 | 26.96 | 1017 | 42.08 | 8.1759 | 0 | Heating | 1.0901 | #N/A | #N/A | #N/A | #N/A | 8.1759 | #N/A | #N/A | 3.8759 | #N/A | 0 | 0 | 0 | 0 | 0 | 0 | 0 | 0.003634% | 1 | 50% | 0% | 0% | 0% | 8.2745 | 0 | 0 | 0 | 8.2745 | #N/A
2007-10-11 09:01 | 10 | 11 | 9 | 284.3337 | 6801 | 48.02 | 30.02 | 1017 | 48.02 | 4.0491 | 0 | Heating | 0.53989 | #N/A | #N/A | #N/A | #N/A | 4.0491 | #N/A | #N/A | 4.3357 | #N/A | 0 | 0 | 0 | 0 | 0 | 0 | 0 | 0.0018% | 1 | 50% | 0% | 0% | 0% | 8.2745 | 0 | 0 | 0 | 8.2745 | #N/A
2007-10-11 10:01 | 10 | 11 | 10 | 284.3754 | 6802 | 50 | 30.92 | 1016 | 50 | 1.4228 | 0 | Heating | 0.1897 | #N/A | #N/A | #N/A | #N/A | 1.4228 | #N/A | #N/A | 4.5134 | #N/A | 0 | 0 | 0 | 0 | 0 | 0 | 0 | 0.0006323% | 1 | 50% | 0% | 0% | 0% | 8.2745 | 0 | 0 | 0 | 8.2745 | #N/A
2007-10-11 11:01 | 10 | 11 | 11 | 284.4171 | 6803 | 50 | 32 | 1016 | 50 | 0 | 0.06956 | Cooling | 0.011593 | #N/A | #N/A | #N/A | #N/A | 0 | 0 | 0 | 0 | 0 | 0.06956 | #N/A | #N/A | 88 | #N/A | #N/A | #N/A | 3.864e-05% | 1 | 50% | 0% | 0% | 0% | 8.2745 | 0 | 0 | 0 | 8.2745 | #N/A
2007-10-11 12:01 | 10 | 11 | 12 | 284.4587 | 6804 | 53.96 | 30.02 | 1016 | 53.96 | 0 | 2.6545 | Cooling | 0.44241 | #N/A | #N/A | #N/A | #N/A | 0 | 0 | 0 | 0 | 0 | 2.6545 | #N/A | #N/A | 88 | #N/A | #N/A | #N/A | 0.001475% | 1 | 50% | 0% | 0% | 0% | 8.2745 | 0 | 0 | 0 | 8.2745 | #N/A
2007-10-11 13:01 | 10 | 11 | 13 | 284.5004 | 6805 | 57.02 | 30.92 | 1015 | 57.02 | 0 | 7.499 | Cooling | 1.2498 | #N/A | #N/A | #N/A | #N/A | 0 | 0 | 0 | 0 | 0 | 7.499 | #N/A | #N/A | 88 | #N/A | #N/A | #N/A | 0.004166% | 1 | 50% | 0% | 0% | 0% | 8.2745 | 0 | 0 | 0 | 8.2745 | #N/A
2007-10-11 14:01 | 10 | 11 | 14 | 284.5421 | 6806 | 57.02 | 33.08 | 1014 | 57.02 | 0 | 82.6609 | Cooling | 13.7768 | #N/A | #N/A | #N/A | #N/A | 0 | 0 | 0 | 0 | 0 | 82.6609 | #N/A | #N/A | 88 | #N/A | #N/A | #N/A | 0.04592% | 1 | 50% | 0% | 0% | 0% | 8.2745 | 0 | 0 | 0 | 8.2745 | #N/A
2007-10-11 15:01 | 10 | 11 | 15 | 284.5837 | 6807 | 59 | 33.08 | 1014 | 59 | 0 | 172.7295 | Cooling | 28.7883 | #N/A | #N/A | #N/A | #N/A | 0 | 0 | 0 | 0 | 0 | 172.7295 | #N/A | #N/A | 88 | #N/A | #N/A | #N/A | 0.09596% | 1 | 50% | 0% | 0% | 0% | 8.2745 | 0 | 0 | 0 | 8.2745 | #N/A
2007-10-11 16:01 | 10 | 11 | 16 | 284.6254 | 6808 | 57.02 | 33.08 | 1013 | 57.02 | 0 | 226.2534 | Cooling | 37.7089 | #N/A | #N/A | #N/A | #N/A | 0 | 0 | 0 | 0 | 0 | 226.2534 | #N/A | #N/A | 88 | #N/A | #N/A | #N/A | 0.1257% | 1 | 50% | 0% | 0% | 0% | 8.2745 | 0 | 0 | 0 | 8.2745 | #N/A
2007-10-11 17:01 | 10 | 11 | 17 | 284.6671 | 6809 | 57.02 | 33.98 | 1013 | 57.02 | 0 | 160.0096 | Cooling | 26.6683 | #N/A | #N/A | #N/A | #N/A | 0 | 0 | 0 | 0 | 0 | 160.0096 | #N/A | #N/A | 88 | #N/A | #N/A | #N/A | 0.08889% | 1 | 50% | 0% | 0% | 0% | 8.2745 | 0 | 0 | 0 | 8.2745 | #N/A
2007-10-11 18:01 | 10 | 11 | 18 | 284.7087 | 6810 | 50 | 35.06 | 1013 | 50 | 0 | 4.5909 | Cooling | 0.76514 | #N/A | #N/A | #N/A | #N/A | 0 | 0 | 0 | 0 | 0 | 4.5909 | #N/A | #N/A | 88 | #N/A | #N/A | #N/A | 0.00255% | 1 | 50% | 0% | 0% | 0% | 8.2745 | 0 | 0 | 0 | 8.2745 | #N/A
2007-10-11 19:01 | 10 | 11 | 19 | 284.7504 | 6811 | 46.94 | 35.06 | 1013 | 46.94 | 0 | 0.058811 | Cooling | 0.0098018 | #N/A | #N/A | #N/A | #N/A | 0 | 0 | 0 | 0 | 0 | 0.058811 | #N/A | #N/A | 88 | #N/A | #N/A | #N/A | 3.267e-05% | 1 | 50% | 0% | 0% | 0% | 8.2745 | 0 | 0 | 0 | 8.2745 | #N/A
2007-10-11 20:01 | 10 | 11 | 20 | 284.7921 | 6812 | 46.94 | 35.06 | 1013 | 46.94 | 0 | 0.03674 | Cooling | 0.0061234 | #N/A | #N/A | #N/A | #N/A | 0 | 0 | 0 | 0 | 0 | 0.03674 | #N/A | #N/A | 88 | #N/A | #N/A | #N/A | 2.041e-05% | 1 | 50% | 0% | 0% | 0% | 8.2745 | 0 | 0 | 0 | 8.2745 | #N/A
2007-10-11 21:01 | 10 | 11 | 21 | 284.8337 | 6813 | 46.04 | 35.06 | 1013 | 46.04 | 0.70443 | 0 | Heating | 0.093924 | #N/A | #N/A | #N/A | #N/A | 0.70443 | #N/A | #N/A | 4.1705 | #N/A | 0 | 0 | 0 | 0 | 0 | 0 | 0 | 0.0003131% | 1 | 50% | 0% | 0% | 0% | 8.2745 | 0 | 0 | 0 | 8.2745 | #N/A
2007-10-11 22:01 | 10 | 11 | 22 | 284.8754 | 6814 | 42.98 | 35.06 | 1013 | 42.98 | 0 | 0 | Cooling | 0 | #N/A | #N/A | #N/A | #N/A | 0 | 0 | 0 | 0 | 0 | 0 | #N/A | #N/A | 88 | 88 | 0 | #N/A | 0% | 1 | 50% | 0% | 0% | 0% | 8.2745 | 0 | 0 | 0 | 8.2745 | #N/A
2007-10-11 23:01 | 10 | 11 | 23 | 284.9171 | 6815 | 42.98 | 35.96 | 1013 | 42.98 | 0 | 0 | Cooling | 0 | #N/A | #N/A | #N/A | #N/A | 0 | 0 | 0 | 0 | 0 | 0 | #N/A | #N/A | 88 | 88 | 0 | #N/A | 0% | 1 | 50% | 0% | 0% | 0% | 8.2745 | 0 | 0 | 0 | 8.2745 | #N/A
2007-10-12 00:01 | 10 | 12 | 0 | 284.9587 | 6816 | 41 | 37.04 | 1013 | 41 | 0 | 0 | Cooling | 0 | #N/A | #N/A | #N/A | #N/A | 0 | 0 | 0 | 0 | 0 | 0 | #N/A | #N/A | 88 | 88 | 0 | #N/A | 0% | 1 | 50% | 0% | 0% | 0% | 8.2745 | 0 | 0 | 0 | 8.2745 | #N/A
2007-10-12 01:01 | 10 | 12 | 1 | 285.0004 | 6817 | 39.02 | 35.96 | 1012 | 39.02 | 0 | 0 | Cooling | 0 | #N/A | #N/A | #N/A | #N/A | 0 | 0 | 0 | 0 | 0 | 0 | #N/A | #N/A | 88 | 88 | 0 | #N/A | 0% | 1 | 50% | 0% | 0% | 0% | 8.2745 | 0 | 0 | 0 | 8.2745 | #N/A
2007-10-12 02:01 | 10 | 12 | 2 | 285.0421 | 6818 | 39.02 | 35.96 | 1012 | 39.02 | 0 | 0 | Cooling | 0 | #N/A | #N/A | #N/A | #N/A | 0 | 0 | 0 | 0 | 0 | 0 | #N/A | #N/A | 88 | 88 | 0 | #N/A | 0% | 1 | 50% | 0% | 0% | 0% | 8.2745 | 0 | 0 | 0 | 8.2745 | #N/A
2007-10-12 03:01 | 10 | 12 | 3 | 285.0837 | 6819 | 35.96 | 35.96 | 1011 | 35.96 | 0 | 0 | Cooling | 0 | #N/A | #N/A | #N/A | #N/A | 0 | 0 | 0 | 0 | 0 | 0 | #N/A | #N/A | 88 | 88 | 0 | #N/A | 0% | 1 | 50% | 0% | 0% | 0% | 8.2745 | 0 | 0 | 0 | 8.2745 | #N/A
2007-10-12 04:01 | 10 | 12 | 4 | 285.1254 | 6820 | 33.98 | 35.96 | 1011 | 33.98 | 0 | 0 | Cooling | 0 | #N/A | #N/A | #N/A | #N/A | 0 | 0 | 0 | 0 | 0 | 0 | #N/A | #N/A | 88 | 88 | 0 | #N/A | 0% | 1 | 50% | 0% | 0% | 0% | 8.2745 | 0 | 0 | 0 | 8.2745 | #N/A
2007-10-12 05:01 | 10 | 12 | 5 | 285.1671 | 6821 | 33.98 | 35.96 | 1011 | 33.98 | 0 | 0 | Cooling | 0 | #N/A | #N/A | #N/A | #N/A | 0 | 0 | 0 | 0 | 0 | 0 | #N/A | #N/A | 88 | 88 | 0 | #N/A | 0% | 1 | 50% | 0% | 0% | 0% | 8.2745 | 0 | 0 | 0 | 8.2745 | #N/A
2007-10-12 06:01 | 10 | 12 | 6 | 285.2087 | 6822 | 35.6 | 35.96 | 1011 | 35.6 | 107.691 | 0 | Heating | 14.3588 | #N/A | #N/A | #N/A | #N/A | 107.691 | #N/A | #N/A | 3.4863 | #N/A | 0 | 0 | 0 | 0 | 0 | 0 | 0 | 0.04786% | 1 | 50% | 0% | 0% | 0% | 8.2745 | 0 | 0 | 0 | 8.2745 | #N/A
2007-10-12 07:01 | 10 | 12 | 7 | 285.2504 | 6823 | 35.96 | 35.96 | 1010 | 35.96 | 28.0032 | 0 | Heating | 3.7338 | #N/A | #N/A | #N/A | #N/A | 28.0032 | #N/A | #N/A | 3.5052 | #N/A | 0 | 0 | 0 | 0 | 0 | 0 | 0 | 0.01245% | 1 | 50% | 0% | 0% | 0% | 8.2745 | 0 | 0 | 0 | 8.2745 | #N/A
2007-10-12 08:01 | 10 | 12 | 8 | 285.2921 | 6824 | 35.96 | 39.92 | 1010 | 35.96 | 5.6656 | 0 | Heating | 0.75542 | #N/A | #N/A | #N/A | #N/A | 5.6656 | #N/A | #N/A | 3.5052 | #N/A | 0 | 0 | 0 | 0 | 0 | 0 | 0 | 0.002518% | 1 | 50% | 0% | 0% | 0% | 8.2745 | 0 | 0 | 0 | 8.2745 | #N/A
2007-10-12 09:01 | 10 | 12 | 9 | 285.3337 | 6825 | 46.94 | 42.98 | 1009 | 46.94 | 1.2933 | 0 | Heating | 0.17244 | #N/A | #N/A | #N/A | #N/A | 1.2933 | #N/A | #N/A | 4.2441 | #N/A | 0 | 0 | 0 | 0 | 0 | 0 | 0 | 0.0005748% | 1 | 50% | 0% | 0% | 0% | 8.2745 | 0 | 0 | 0 | 8.2745 | #N/A
2007-10-12 10:01 | 10 | 12 | 10 | 285.3754 | 6826 | 51.08 | 42.98 | 1009 | 51.08 | 0.16868 | 0 | Heating | 0.02249 | #N/A | #N/A | #N/A | #N/A | 0.16868 | #N/A | #N/A | 4.6159 | #N/A | 0 | 0 | 0 | 0 | 0 | 0 | 0 | 7.497e-05% | 1 | 50% | 0% | 0% | 0% | 8.2745 | 0 | 0 | 0 | 8.2745 | #N/A
2007-10-12 11:01 | 10 | 12 | 11 | 285.4171 | 6827 | 51.08 | 44.06 | 1008 | 51.08 | 0 | 12.1308 | Cooling | 2.0218 | #N/A | #N/A | #N/A | #N/A | 0 | 0 | 0 | 0 | 0 | 12.1308 | #N/A | #N/A | 88 | #N/A | #N/A | #N/A | 0.006739% | 1 | 50% | 0% | 0% | 0% | 8.2745 | 0 | 0 | 0 | 8.2745 | #N/A
2007-10-12 12:01 | 10 | 12 | 12 | 285.4587 | 6828 | 57.92 | 46.04 | 1006 | 57.92 | 0 | 39.4571 | Cooling | 6.5762 | #N/A | #N/A | #N/A | #N/A | 0 | 0 | 0 | 0 | 0 | 39.4571 | #N/A | #N/A | 88 | #N/A | #N/A | #N/A | 0.02192% | 1 | 50% | 0% | 0% | 0% | 8.2745 | 0 | 0 | 0 | 8.2745 | #N/A
2007-10-12 13:01 | 10 | 12 | 13 | 285.5004 | 6829 | 60.98 | 46.04 | 1005 | 60.98 | 0 | 83.2876 | Cooling | 13.8813 | #N/A | #N/A | #N/A | #N/A | 0 | 0 | 0 | 0 | 0 | 83.2876 | #N/A | #N/A | 88 | #N/A | #N/A | #N/A | 0.04627% | 1 | 50% | 0% | 0% | 0% | 8.2745 | 0 | 0 | 0 | 8.2745 | #N/A
2007-10-12 14:01 | 10 | 12 | 14 | 285.5421 | 6830 | 60.98 | 44.96 | 1005 | 60.98 | 0 | 79.7122 | Cooling | 13.2854 | #N/A | #N/A | #N/A | #N/A | 0 | 0 | 0 | 0 | 0 | 79.7122 | #N/A | #N/A | 88 | #N/A | #N/A | #N/A | 0.04428% | 1 | 50% | 0% | 0% | 0% | 8.2745 | 0 | 0 | 0 | 8.2745 | #N/A
2007-10-12 15:01 | 10 | 12 | 15 | 285.5837 | 6831 | 64.04 | 46.04 | 1005 | 64.04 | 0 | 79.2494 | Cooling | 13.2082 | #N/A | #N/A | #N/A | #N/A | 0 | 0 | 0 | 0 | 0 | 79.2494 | #N/A | #N/A | 88 | #N/A | #N/A | #N/A | 0.04403% | 1 | 50% | 0% | 0% | 0% | 8.2745 | 0 | 0 | 0 | 8.2745 | #N/A
2007-10-12 16:01 | 10 | 12 | 16 | 285.6254 | 6832 | 64.94 | 46.94 | 1005 | 64.94 | 0 | 125.377 | Cooling | 20.8962 | #N/A | #N/A | #N/A | #N/A | 0 | 0 | 0 | 0 | 0 | 125.377 | #N/A | #N/A | 88 | #N/A | #N/A | #N/A | 0.06965% | 1 | 50% | 0% | 0% | 0% | 8.2745 | 0 | 0 | 0 | 8.2745 | #N/A
2007-10-12 17:01 | 10 | 12 | 17 | 285.6671 | 6833 | 64.94 | 46.94 | 1004 | 64.94 | 0 | 72.0453 | Cooling | 12.0076 | #N/A | #N/A | #N/A | #N/A | 0 | 0 | 0 | 0 | 0 | 72.0453 | #N/A | #N/A | 88 | #N/A | #N/A | #N/A | 0.04003% | 1 | 50% | 0% | 0% | 0% | 8.2745 | 0 | 0 | 0 | 8.2745 | #N/A
2007-10-12 18:01 | 10 | 12 | 18 | 285.7087 | 6834 | 53.96 | 46.94 | 1004 | 53.96 | 0 | 0 | Cooling | 0 | #N/A | #N/A | #N/A | #N/A | 0 | 0 | 0 | 0 | 0 | 0 | #N/A | #N/A | 88 | 88 | 0 | #N/A | 0% | 1 | 50% | 0% | 0% | 0% | 8.2745 | 0 | 0 | 0 | 8.2745 | #N/A
2007-10-12 19:01 | 10 | 12 | 19 | 285.7504 | 6835 | 51.98 | 46.94 | 1004 | 51.98 | 0 | 0 | Cooling | 0 | #N/A | #N/A | #N/A | #N/A | 0 | 0 | 0 | 0 | 0 | 0 | #N/A | #N/A | 88 | 88 | 0 | #N/A | 0% | 1 | 50% | 0% | 0% | 0% | 8.2745 | 0 | 0 | 0 | 8.2745 | #N/A
2007-10-12 20:01 | 10 | 12 | 20 | 285.7921 | 6836 | 51.98 | 46.94 | 1004 | 51.98 | 0 | 0 | Cooling | 0 | #N/A | #N/A | #N/A | #N/A | 0 | 0 | 0 | 0 | 0 | 0 | #N/A | #N/A | 88 | 88 | 0 | #N/A | 0% | 1 | 50% | 0% | 0% | 0% | 8.2745 | 0 | 0 | 0 | 8.2745 | #N/A
2007-10-12 21:01 | 10 | 12 | 21 | 285.8337 | 6837 | 48.92 | 48.02 | 1004 | 48.92 | 0 | 0 | Cooling | 0 | #N/A | #N/A | #N/A | #N/A | 0 | 0 | 0 | 0 | 0 | 0 | #N/A | #N/A | 88 | 88 | 0 | #N/A | 0% | 1 | 50% | 0% | 0% | 0% | 8.2745 | 0 | 0 | 0 | 8.2745 | #N/A
2007-10-12 22:01 | 10 | 12 | 22 | 285.8754 | 6838 | 50 | 48.02 | 1004 | 50 | 0 | 0 | Cooling | 0 | #N/A | #N/A | #N/A | #N/A | 0 | 0 | 0 | 0 | 0 | 0 | #N/A | #N/A | 88 | 88 | 0 | #N/A | 0% | 1 | 50% | 0% | 0% | 0% | 8.2745 | 0 | 0 | 0 | 8.2745 | #N/A
2007-10-12 23:01 | 10 | 12 | 23 | 285.9171 | 6839 | 50 | 48.92 | 1004 | 50 | 0 | 0 | Cooling | 0 | #N/A | #N/A | #N/A | #N/A | 0 | 0 | 0 | 0 | 0 | 0 | #N/A | #N/A | 88 | 88 | 0 | #N/A | 0% | 1 | 50% | 0% | 0% | 0% | 8.2745 | 0 | 0 | 0 | 8.2745 | #N/A
2007-10-13 00:01 | 10 | 13 | 0 | 285.9587 | 6840 | 51.98 | 48.92 | 1003 | 51.98 | 0 | 0 | Cooling | 0 | #N/A | #N/A | #N/A | #N/A | 0 | 0 | 0 | 0 | 0 | 0 | #N/A | #N/A | 88 | 88 | 0 | #N/A | 0% | 1 | 50% | 0% | 0% | 0% | 8.2745 | 0 | 0 | 0 | 8.2745 | #N/A
2007-10-13 01:01 | 10 | 13 | 1 | 286.0004 | 6841 | 49.46 | 48.92 | 1002 | 49.46 | 0 | 0 | Cooling | 0 | #N/A | #N/A | #N/A | #N/A | 0 | 0 | 0 | 0 | 0 | 0 | #N/A | #N/A | 88 | 88 | 0 | #N/A | 0% | 1 | 50% | 0% | 0% | 0% | 8.2745 | 0 | 0 | 0 | 8.2745 | #N/A
2007-10-13 02:01 | 10 | 13 | 2 | 286.0421 | 6842 | 49.46 | 50 | 1002 | 49.46 | 0 | 0 | Cooling | 0 | #N/A | #N/A | #N/A | #N/A | 0 | 0 | 0 | 0 | 0 | 0 | #N/A | #N/A | 88 | 88 | 0 | #N/A | 0% | 1 | 50% | 0% | 0% | 0% | 8.2745 | 0 | 0 | 0 | 8.2745 | #N/A
2007-10-13 03:01 | 10 | 13 | 3 | 286.0837 | 6843 | 48.92 | 51.08 | 1002 | 48.92 | 0 | 0 | Cooling | 0 | #N/A | #N/A | #N/A | #N/A | 0 | 0 | 0 | 0 | 0 | 0 | #N/A | #N/A | 88 | 88 | 0 | #N/A | 0% | 1 | 50% | 0% | 0% | 0% | 8.2745 | 0 | 0 | 0 | 8.2745 | #N/A
2007-10-13 04:01 | 10 | 13 | 4 | 286.1254 | 6844 | 50 | 53.96 | 1002 | 50 | 0 | 0 | Cooling | 0 | #N/A | #N/A | #N/A | #N/A | 0 | 0 | 0 | 0 | 0 | 0 | #N/A | #N/A | 88 | 88 | 0 | #N/A | 0% | 1 | 50% | 0% | 0% | 0% | 8.2745 | 0 | 0 | 0 | 8.2745 | #N/A
2007-10-13 05:01 | 10 | 13 | 5 | 286.1671 | 6845 | 50 | 53.96 | 1001 | 50 | 0 | 0 | Cooling | 0 | #N/A | #N/A | #N/A | #N/A | 0 | 0 | 0 | 0 | 0 | 0 | #N/A | #N/A | 88 | 88 | 0 | #N/A | 0% | 1 | 50% | 0% | 0% | 0% | 8.2745 | 0 | 0 | 0 | 8.2745 | #N/A
2007-10-13 06:01 | 10 | 13 | 6 | 286.2087 | 6846 | 48.92 | 53.96 | 1001 | 48.92 | 0 | 0 | Cooling | 0 | #N/A | #N/A | #N/A | #N/A | 0 | 0 | 0 | 0 | 0 | 0 | #N/A | #N/A | 88 | 88 | 0 | #N/A | 0% | 1 | 50% | 0% | 0% | 0% | 8.2745 | 0 | 0 | 0 | 8.2745 | #N/A
2007-10-13 07:01 | 10 | 13 | 7 | 286.2504 | 6847 | 48.92 | 53.96 | 1001 | 48.92 | 0 | 0.8625 | Cooling | 0.14375 | #N/A | #N/A | #N/A | #N/A | 0 | 0 | 0 | 0 | 0 | 0.8625 | #N/A | #N/A | 88 | #N/A | #N/A | #N/A | 0.0004792% | 1 | 50% | 0% | 0% | 0% | 8.2745 | 0 | 0 | 0 | 8.2745 | #N/A
2007-10-13 08:01 | 10 | 13 | 8 | 286.2921 | 6848 | 48.92 | 55.94 | 1001 | 48.92 | 0 | 1.807 | Cooling | 0.30117 | #N/A | #N/A | #N/A | #N/A | 0 | 0 | 0 | 0 | 0 | 1.807 | #N/A | #N/A | 88 | #N/A | #N/A | #N/A | 0.001004% | 1 | 50% | 0% | 0% | 0% | 8.2745 | 0 | 0 | 0 | 8.2745 | #N/A
2007-10-13 09:01 | 10 | 13 | 9 | 286.3337 | 6849 | 55.04 | 55.94 | 1001 | 55.04 | 0 | 0 | Cooling | 0 | #N/A | #N/A | #N/A | #N/A | 0 | 0 | 0 | 0 | 0 | 0 | #N/A | #N/A | 88 | 88 | 0 | #N/A | 0% | 1 | 50% | 0% | 0% | 0% | 8.2745 | 0 | 0 | 0 | 8.2745 | #N/A
2007-10-13 10:01 | 10 | 13 | 10 | 286.3754 | 6850 | 57.92 | 57.02 | 1001 | 57.92 | 0 | 0 | Cooling | 0 | #N/A | #N/A | #N/A | #N/A | 0 | 0 | 0 | 0 | 0 | 0 | #N/A | #N/A | 88 | 88 | 0 | #N/A | 0% | 1 | 50% | 0% | 0% | 0% | 8.2745 | 0 | 0 | 0 | 8.2745 | #N/A
2007-10-13 11:01 | 10 | 13 | 11 | 286.4171 | 6851 | 57.92 | 57.02 | 1001 | 57.92 | 0 | 0 | Cooling | 0 | #N/A | #N/A | #N/A | #N/A | 0 | 0 | 0 | 0 | 0 | 0 | #N/A | #N/A | 88 | 88 | 0 | #N/A | 0% | 1 | 50% | 0% | 0% | 0% | 8.2745 | 0 | 0 | 0 | 8.2745 | #N/A
2007-10-13 12:01 | 10 | 13 | 12 | 286.4587 | 6852 | 64.04 | 57.92 | 1000 | 64.04 | 0 | 0 | Cooling | 0 | #N/A | #N/A | #N/A | #N/A | 0 | 0 | 0 | 0 | 0 | 0 | #N/A | #N/A | 88 | 88 | 0 | #N/A | 0% | 1 | 50% | 0% | 0% | 0% | 8.2745 | 0 | 0 | 0 | 8.2745 | #N/A
2007-10-13 13:01 | 10 | 13 | 13 | 286.5004 | 6853 | 64.94 | 60.08 | 999 | 64.94 | 0 | 0 | Cooling | 0 | #N/A | #N/A | #N/A | #N/A | 0 | 0 | 0 | 0 | 0 | 0 | #N/A | #N/A | 88 | 88 | 0 | #N/A | 0% | 1 | 50% | 0% | 0% | 0% | 8.2745 | 0 | 0 | 0 | 8.2745 | #N/A
2007-10-13 14:01 | 10 | 13 | 14 | 286.5421 | 6854 | 64.94 | 60.98 | 999 | 64.94 | 0 | 0 | Cooling | 0 | #N/A | #N/A | #N/A | #N/A | 0 | 0 | 0 | 0 | 0 | 0 | #N/A | #N/A | 88 | 88 | 0 | #N/A | 0% | 1 | 50% | 0% | 0% | 0% | 8.2745 | 0 | 0 | 0 | 8.2745 | #N/A
2007-10-13 15:01 | 10 | 13 | 15 | 286.5837 | 6855 | 66.92 | 60.98 | 999 | 66.92 | 0 | 0 | Cooling | 0 | #N/A | #N/A | #N/A | #N/A | 0 | 0 | 0 | 0 | 0 | 0 | #N/A | #N/A | 88 | 88 | 0 | #N/A | 0% | 1 | 50% | 0% | 0% | 0% | 8.2745 | 0 | 0 | 0 | 8.2745 | #N/A
2007-10-13 16:01 | 10 | 13 | 16 | 286.6254 | 6856 | 66.02 | 60.98 | 999 | 66.02 | 0 | 0 | Cooling | 0 | #N/A | #N/A | #N/A | #N/A | 0 | 0 | 0 | 0 | 0 | 0 | #N/A | #N/A | 88 | 88 | 0 | #N/A | 0% | 1 | 50% | 0% | 0% | 0% | 8.2745 | 0 | 0 | 0 | 8.2745 | #N/A
2007-10-13 17:01 | 10 | 13 | 17 | 286.6671 | 6857 | 66.02 | 60.08 | 998 | 66.02 | 0 | 0 | Cooling | 0 | #N/A | #N/A | #N/A | #N/A | 0 | 0 | 0 | 0 | 0 | 0 | #N/A | #N/A | 88 | 88 | 0 | #N/A | 0% | 1 | 50% | 0% | 0% | 0% | 8.2745 | 0 | 0 | 0 | 8.2745 | #N/A
2007-10-13 18:01 | 10 | 13 | 18 | 286.7087 | 6858 | 60.98 | 60.08 | 999 | 60.98 | 0 | 0 | Cooling | 0 | #N/A | #N/A | #N/A | #N/A | 0 | 0 | 0 | 0 | 0 | 0 | #N/A | #N/A | 88 | 88 | 0 | #N/A | 0% | 1 | 50% | 0% | 0% | 0% | 8.2745 | 0 | 0 | 0 | 8.2745 | #N/A
2007-10-13 19:01 | 10 | 13 | 19 | 286.7504 | 6859 | 60.08 | 60.08 | 998 | 60.08 | 0 | 0 | Cooling | 0 | #N/A | #N/A | #N/A | #N/A | 0 | 0 | 0 | 0 | 0 | 0 | #N/A | #N/A | 88 | 88 | 0 | #N/A | 0% | 1 | 50% | 0% | 0% | 0% | 8.2745 | 0 | 0 | 0 | 8.2745 | #N/A
2007-10-13 20:01 | 10 | 13 | 20 | 286.7921 | 6860 | 60.08 | 59 | 998 | 60.08 | 0 | 0 | Cooling | 0 | #N/A | #N/A | #N/A | #N/A | 0 | 0 | 0 | 0 | 0 | 0 | #N/A | #N/A | 88 | 88 | 0 | #N/A | 0% | 1 | 50% | 0% | 0% | 0% | 8.2745 | 0 | 0 | 0 | 8.2745 | #N/A
2007-10-13 21:01 | 10 | 13 | 21 | 286.8337 | 6861 | 57.02 | 57.92 | 998 | 57.02 | 0 | 0 | Cooling | 0 | #N/A | #N/A | #N/A | #N/A | 0 | 0 | 0 | 0 | 0 | 0 | #N/A | #N/A | 88 | 88 | 0 | #N/A | 0% | 1 | 50% | 0% | 0% | 0% | 8.2745 | 0 | 0 | 0 | 8.2745 | #N/A
2007-10-13 22:01 | 10 | 13 | 22 | 286.8754 | 6862 | 55.94 | 57.02 | 998 | 55.94 | 0 | 0 | Cooling | 0 | #N/A | #N/A | #N/A | #N/A | 0 | 0 | 0 | 0 | 0 | 0 | #N/A | #N/A | 88 | 88 | 0 | #N/A | 0% | 1 | 50% | 0% | 0% | 0% | 8.2745 | 0 | 0 | 0 | 8.2745 | #N/A
2007-10-13 23:01 | 10 | 13 | 23 | 286.9171 | 6863 | 55.94 | 55.94 | 998 | 55.94 | 0 | 0 | Cooling | 0 | #N/A | #N/A | #N/A | #N/A | 0 | 0 | 0 | 0 | 0 | 0 | #N/A | #N/A | 88 | 88 | 0 | #N/A | 0% | 1 | 50% | 0% | 0% | 0% | 8.2745 | 0 | 0 | 0 | 8.2745 | #N/A
2007-10-14 00:01 | 10 | 14 | 0 | 286.9587 | 6864 | 53.96 | 55.94 | 996 | 53.96 | 0 | 0 | Cooling | 0 | #N/A | #N/A | #N/A | #N/A | 0 | 0 | 0 | 0 | 0 | 0 | #N/A | #N/A | 88 | 88 | 0 | #N/A | 0% | 1 | 50% | 0% | 0% | 0% | 8.2745 | 0 | 0 | 0 | 8.2745 | #N/A
2007-10-14 01:01 | 10 | 14 | 1 | 287.0004 | 6865 | 53.06 | 57.02 | 996 | 53.06 | 0 | 0 | Cooling | 0 | #N/A | #N/A | #N/A | #N/A | 0 | 0 | 0 | 0 | 0 | 0 | #N/A | #N/A | 88 | 88 | 0 | #N/A | 0% | 1 | 50% | 0% | 0% | 0% | 8.2745 | 0 | 0 | 0 | 8.2745 | #N/A
2007-10-14 02:01 | 10 | 14 | 2 | 287.0421 | 6866 | 53.06 | 57.92 | 995 | 53.06 | 0 | 0 | Cooling | 0 | #N/A | #N/A | #N/A | #N/A | 0 | 0 | 0 | 0 | 0 | 0 | #N/A | #N/A | 88 | 88 | 0 | #N/A | 0% | 1 | 50% | 0% | 0% | 0% | 8.2745 | 0 | 0 | 0 | 8.2745 | #N/A
2007-10-14 03:01 | 10 | 14 | 3 | 287.0837 | 6867 | 53.06 | 57.02 | 993 | 53.06 | 0 | 0 | Cooling | 0 | #N/A | #N/A | #N/A | #N/A | 0 | 0 | 0 | 0 | 0 | 0 | #N/A | #N/A | 88 | 88 | 0 | #N/A | 0% | 1 | 50% | 0% | 0% | 0% | 8.2745 | 0 | 0 | 0 | 8.2745 | #N/A
2007-10-14 04:01 | 10 | 14 | 4 | 287.1254 | 6868 | 53.06 | 57.02 | 992 | 53.06 | 0 | 0 | Cooling | 0 | #N/A | #N/A | #N/A | #N/A | 0 | 0 | 0 | 0 | 0 | 0 | #N/A | #N/A | 88 | 88 | 0 | #N/A | 0% | 1 | 50% | 0% | 0% | 0% | 8.2745 | 0 | 0 | 0 | 8.2745 | #N/A
2007-10-14 05:01 | 10 | 14 | 5 | 287.1671 | 6869 | 53.06 | 57.92 | 991 | 53.06 | 0 | 0 | Cooling | 0 | #N/A | #N/A | #N/A | #N/A | 0 | 0 | 0 | 0 | 0 | 0 | #N/A | #N/A | 88 | 88 | 0 | #N/A | 0% | 1 | 50% | 0% | 0% | 0% | 8.2745 | 0 | 0 | 0 | 8.2745 | #N/A
2007-10-14 06:01 | 10 | 14 | 6 | 287.2087 | 6870 | 53.96 | 59 | 991 | 53.96 | 0 | 415.8113 | Cooling | 69.3019 | #N/A | #N/A | #N/A | #N/A | 0 | 0 | 0 | 0 | 0 | 415.8113 | #N/A | #N/A | 88 | #N/A | #N/A | #N/A | 0.231% | 1 | 50% | 0% | 0% | 0% | 8.2745 | 0 | 0 | 0 | 8.2745 | #N/A
2007-10-14 07:01 | 10 | 14 | 7 | 287.2504 | 6871 | 55.4 | 60.08 | 990 | 55.4 | 0 | 499.1189 | Cooling | 83.1865 | #N/A | #N/A | #N/A | #N/A | 0 | 0 | 0 | 0 | 0 | 499.1189 | #N/A | #N/A | 88 | #N/A | #N/A | #N/A | 0.2773% | 1 | 50% | 0% | 0% | 0% | 8.2745 | 0 | 0 | 0 | 8.2745 | #N/A
2007-10-14 08:01 | 10 | 14 | 8 | 287.2921 | 6872 | 55.04 | 60.08 | 990 | 55.04 | 0 | 1163.8649 | Cooling | 193.9775 | #N/A | #N/A | #N/A | #N/A | 0 | 0 | 0 | 0 | 0 | 1163.8649 | #N/A | #N/A | 88 | #N/A | #N/A | #N/A | 0.6466% | 1 | 50% | 0% | 0% | 0% | 8.2745 | 0 | 0 | 0 | 8.2745 | #N/A
2007-10-14 09:01 | 10 | 14 | 9 | 287.3337 | 6873 | 59 | 60.98 | 990 | 59 | 0 | 1243.6393 | Cooling | 207.2732 | #N/A | #N/A | #N/A | #N/A | 0 | 0 | 0 | 0 | 0 | 1243.6393 | #N/A | #N/A | 88 | #N/A | #N/A | #N/A | 0.6909% | 1 | 50% | 0% | 0% | 0% | 8.2745 | 0 | 0 | 0 | 8.2745 | #N/A
2007-10-14 10:01 | 10 | 14 | 10 | 287.3754 | 6874 | 62.06 | 62.06 | 990 | 62.06 | 0 | 1251.0912 | Cooling | 208.5152 | #N/A | #N/A | #N/A | #N/A | 0 | 0 | 0 | 0 | 0 | 1251.0912 | #N/A | #N/A | 88 | #N/A | #N/A | #N/A | 0.6951% | 1 | 50% | 0% | 0% | 0% | 8.2745 | 0 | 0 | 0 | 8.2745 | #N/A
2007-10-14 11:01 | 10 | 14 | 11 | 287.4171 | 6875 | 62.06 | 60.98 | 989 | 62.06 | 0 | 1326.1021 | Cooling | 221.017 | #N/A | #N/A | #N/A | #N/A | 0 | 0 | 0 | 0 | 0 | 1326.1021 | #N/A | #N/A | 88 | #N/A | #N/A | #N/A | 0.7367% | 1 | 50% | 0% | 0% | 0% | 8.2745 | 0 | 0 | 0 | 8.2745 | #N/A
2007-10-14 12:01 | 10 | 14 | 12 | 287.4587 | 6876 | 62.06 | 59 | 989 | 62.06 | 0 | 971.6021 | Cooling | 161.9337 | #N/A | #N/A | #N/A | #N/A | 0 | 0 | 0 | 0 | 0 | 971.6021 | #N/A | #N/A | 88 | #N/A | #N/A | #N/A | 0.5398% | 1 | 50% | 0% | 0% | 0% | 8.2745 | 0 | 0 | 0 | 8.2745 | #N/A
2007-10-14 13:01 | 10 | 14 | 13 | 287.5004 | 6877 | 59 | 57.92 | 989 | 59 | 0 | 853.362 | Cooling | 142.227 | #N/A | #N/A | #N/A | #N/A | 0 | 0 | 0 | 0 | 0 | 853.362 | #N/A | #N/A | 88 | #N/A | #N/A | #N/A | 0.4741% | 1 | 50% | 0% | 0% | 0% | 8.2745 | 0 | 0 | 0 | 8.2745 | #N/A
2007-10-14 14:01 | 10 | 14 | 14 | 287.5421 | 6878 | 59 | 55.04 | 989 | 59 | 0 | 661.1884 | Cooling | 110.1981 | #N/A | #N/A | #N/A | #N/A | 0 | 0 | 0 | 0 | 0 | 661.1884 | #N/A | #N/A | 88 | #N/A | #N/A | #N/A | 0.3673% | 1 | 50% | 0% | 0% | 0% | 8.2745 | 0 | 0 | 0 | 8.2745 | #N/A
2007-10-14 15:01 | 10 | 14 | 15 | 287.5837 | 6879 | 57.92 | 53.06 | 989 | 57.92 | 0 | 442.1017 | Cooling | 73.6836 | #N/A | #N/A | #N/A | #N/A | 0 | 0 | 0 | 0 | 0 | 442.1017 | #N/A | #N/A | 88 | #N/A | #N/A | #N/A | 0.2456% | 1 | 50% | 0% | 0% | 0% | 8.2745 | 0 | 0 | 0 | 8.2745 | #N/A
2007-10-14 16:01 | 10 | 14 | 16 | 287.6254 | 6880 | 57.2 | 48.02 | 990 | 57.2 | 0 | 189.8408 | Cooling | 31.6401 | #N/A | #N/A | #N/A | #N/A | 0 | 0 | 0 | 0 | 0 | 189.8408 | #N/A | #N/A | 88 | #N/A | #N/A | #N/A | 0.1055% | 1 | 50% | 0% | 0% | 0% | 8.2745 | 0 | 0 | 0 | 8.2745 | #N/A
2007-10-14 17:01 | 10 | 14 | 17 | 287.6671 | 6881 | 57.02 | 44.06 | 991 | 57.02 | 0 | 89.0304 | Cooling | 14.8384 | #N/A | #N/A | #N/A | #N/A | 0 | 0 | 0 | 0 | 0 | 89.0304 | #N/A | #N/A | 88 | #N/A | #N/A | #N/A | 0.04946% | 1 | 50% | 0% | 0% | 0% | 8.2745 | 0 | 0 | 0 | 8.2745 | #N/A
2007-10-14 18:01 | 10 | 14 | 18 | 287.7087 | 6882 | 55.04 | 42.08 | 992 | 55.04 | 0 | 7.1479 | Cooling | 1.1913 | #N/A | #N/A | #N/A | #N/A | 0 | 0 | 0 | 0 | 0 | 7.1479 | #N/A | #N/A | 88 | #N/A | #N/A | #N/A | 0.003971% | 1 | 50% | 0% | 0% | 0% | 8.2745 | 0 | 0 | 0 | 8.2745 | #N/A
2007-10-14 19:01 | 10 | 14 | 19 | 287.7504 | 6883 | 53.06 | 41 | 993 | 53.06 | 0 | 0.029018 | Cooling | 0.0048364 | #N/A | #N/A | #N/A | #N/A | 0 | 0 | 0 | 0 | 0 | 0.029018 | #N/A | #N/A | 88 | #N/A | #N/A | #N/A | 1.612e-05% | 1 | 50% | 0% | 0% | 0% | 8.2745 | 0 | 0 | 0 | 8.2745 | #N/A
2007-10-14 20:01 | 10 | 14 | 20 | 287.7921 | 6884 | 53.06 | 41 | 994 | 53.06 | 0 | 0.048045 | Cooling | 0.0080075 | #N/A | #N/A | #N/A | #N/A | 0 | 0 | 0 | 0 | 0 | 0.048045 | #N/A | #N/A | 88 | #N/A | #N/A | #N/A | 2.669e-05% | 1 | 50% | 0% | 0% | 0% | 8.2745 | 0 | 0 | 0 | 8.2745 | #N/A
2007-10-14 21:01 | 10 | 14 | 21 | 287.8337 | 6885 | 50 | 37.94 | 995 | 50 | 0 | 0.090354 | Cooling | 0.015059 | #N/A | #N/A | #N/A | #N/A | 0 | 0 | 0 | 0 | 0 | 0.090354 | #N/A | #N/A | 88 | #N/A | #N/A | #N/A | 5.02e-05% | 1 | 50% | 0% | 0% | 0% | 8.2745 | 0 | 0 | 0 | 8.2745 | #N/A
2007-10-14 22:01 | 10 | 14 | 22 | 287.8754 | 6886 | 48.92 | 37.04 | 995 | 48.92 | 0 | 0 | Cooling | 0 | #N/A | #N/A | #N/A | #N/A | 0 | 0 | 0 | 0 | 0 | 0 | #N/A | #N/A | 88 | 88 | 0 | #N/A | 0% | 1 | 50% | 0% | 0% | 0% | 8.2745 | 0 | 0 | 0 | 8.2745 | #N/A
2007-10-14 23:01 | 10 | 14 | 23 | 287.9171 | 6887 | 48.92 | 37.04 | 995 | 48.92 | 0 | 0.0059138 | Cooling | 0.00098564 | #N/A | #N/A | #N/A | #N/A | 0 | 0 | 0 | 0 | 0 | 0.0059138 | #N/A | #N/A | 88 | #N/A | #N/A | #N/A | 3.285e-06% | 1 | 50% | 0% | 0% | 0% | 8.2745 | 0 | 0 | 0 | 8.2745 | #N/A
2007-10-15 00:01 | 10 | 15 | 0 | 287.9587 | 6888 | 46.04 | 35.06 | 995 | 46.04 | 0 | 0.0017075 | Cooling | 0.00028458 | #N/A | #N/A | #N/A | #N/A | 0 | 0 | 0 | 0 | 0 | 0.0017075 | #N/A | #N/A | 88 | #N/A | #N/A | #N/A | 9.486e-07% | 1 | 50% | 0% | 0% | 0% | 8.2745 | 0 | 0 | 0 | 8.2745 | #N/A
2007-10-15 01:01 | 10 | 15 | 1 | 288.0004 | 6889 | 44.06 | 35.96 | 996 | 44.06 | 0 | 0.0011083 | Cooling | 0.00018472 | #N/A | #N/A | #N/A | #N/A | 0 | 0 | 0 | 0 | 0 | 0.0011083 | #N/A | #N/A | 88 | #N/A | #N/A | #N/A | 6.157e-07% | 1 | 50% | 0% | 0% | 0% | 8.2745 | 0 | 0 | 0 | 8.2745 | #N/A
2007-10-15 02:01 | 10 | 15 | 2 | 288.0421 | 6890 | 44.06 | 32 | 996 | 44.06 | 0 | 0.00012468 | Cooling | 2.0781e-05 | #N/A | #N/A | #N/A | #N/A | 0 | 0 | 0 | 0 | 0 | 0.00012468 | #N/A | #N/A | 88 | #N/A | #N/A | #N/A | 6.927e-08% | 1 | 50% | 0% | 0% | 0% | 8.2745 | 0 | 0 | 0 | 8.2745 | #N/A
2007-10-15 03:01 | 10 | 15 | 3 | 288.0837 | 6891 | 39.02 | 33.08 | 996 | 39.02 | 0 | 0 | Cooling | 0 | #N/A | #N/A | #N/A | #N/A | 0 | 0 | 0 | 0 | 0 | 0 | #N/A | #N/A | 88 | 88 | 0 | #N/A | 0% | 1 | 50% | 0% | 0% | 0% | 8.2745 | 0 | 0 | 0 | 8.2745 | #N/A
2007-10-15 04:01 | 10 | 15 | 4 | 288.1254 | 6892 | 39.02 | 33.08 | 996 | 39.02 | 0 | 0 | Cooling | 0 | #N/A | #N/A | #N/A | #N/A | 0 | 0 | 0 | 0 | 0 | 0 | #N/A | #N/A | 88 | 88 | 0 | #N/A | 0% | 1 | 50% | 0% | 0% | 0% | 8.2745 | 0 | 0 | 0 | 8.2745 | #N/A
2007-10-15 05:01 | 10 | 15 | 5 | 288.1671 | 6893 | 39.02 | 33.08 | 997 | 39.02 | 0 | 0.018786 | Cooling | 0.0031309 | #N/A | #N/A | #N/A | #N/A | 0 | 0 | 0 | 0 | 0 | 0.018786 | #N/A | #N/A | 88 | #N/A | #N/A | #N/A | 1.044e-05% | 1 | 50% | 0% | 0% | 0% | 8.2745 | 0 | 0 | 0 | 8.2745 | #N/A
2007-10-15 06:01 | 10 | 15 | 6 | 288.2087 | 6894 | 37.94 | 35.06 | 997 | 37.94 | 38.3816 | 0 | Heating | 5.1175 | #N/A | #N/A | #N/A | #N/A | 38.3816 | #N/A | #N/A | 3.6146 | #N/A | 0 | 0 | 0 | 0 | 0 | 0 | 0 | 0.01706% | 1 | 50% | 0% | 0% | 0% | 8.2745 | 0 | 0 | 0 | 8.2745 | #N/A
2007-10-15 07:01 | 10 | 15 | 7 | 288.2504 | 6895 | 39.02 | 35.06 | 998 | 39.02 | 2.6764 | 0 | Heating | 0.35686 | #N/A | #N/A | #N/A | #N/A | 2.6764 | #N/A | #N/A | 3.6785 | #N/A | 0 | 0 | 0 | 0 | 0 | 0 | 0 | 0.00119% | 1 | 50% | 0% | 0% | 0% | 8.2745 | 0 | 0 | 0 | 8.2745 | #N/A
2007-10-15 08:01 | 10 | 15 | 8 | 288.2921 | 6896 | 39.02 | 35.96 | 998 | 39.02 | 0 | 0.051652 | Cooling | 0.0086086 | #N/A | #N/A | #N/A | #N/A | 0 | 0 | 0 | 0 | 0 | 0.051652 | #N/A | #N/A | 88 | #N/A | #N/A | #N/A | 2.87e-05% | 1 | 50% | 0% | 0% | 0% | 8.2745 | 0 | 0 | 0 | 8.2745 | #N/A
2007-10-15 09:01 | 10 | 15 | 9 | 288.3337 | 6897 | 46.94 | 35.96 | 999 | 46.94 | 0 | 0.066425 | Cooling | 0.011071 | #N/A | #N/A | #N/A | #N/A | 0 | 0 | 0 | 0 | 0 | 0.066425 | #N/A | #N/A | 88 | #N/A | #N/A | #N/A | 3.69e-05% | 1 | 50% | 0% | 0% | 0% | 8.2745 | 0 | 0 | 0 | 8.2745 | #N/A
2007-10-15 10:01 | 10 | 15 | 10 | 288.3754 | 6898 | 48.92 | 35.96 | 999 | 48.92 | 0 | 0.25302 | Cooling | 0.042171 | #N/A | #N/A | #N/A | #N/A | 0 | 0 | 0 | 0 | 0 | 0.25302 | #N/A | #N/A | 88 | #N/A | #N/A | #N/A | 0.0001406% | 1 | 50% | 0% | 0% | 0% | 8.2745 | 0 | 0 | 0 | 8.2745 | #N/A
2007-10-15 11:01 | 10 | 15 | 11 | 288.4171 | 6899 | 48.92 | 35.96 | 999 | 48.92 | 0 | 0.18338 | Cooling | 0.030563 | #N/A | #N/A | #N/A | #N/A | 0 | 0 | 0 | 0 | 0 | 0.18338 | #N/A | #N/A | 88 | #N/A | #N/A | #N/A | 0.0001019% | 1 | 50% | 0% | 0% | 0% | 8.2745 | 0 | 0 | 0 | 8.2745 | #N/A
2007-10-15 12:01 | 10 | 15 | 12 | 288.4587 | 6900 | 51.98 | 35.06 | 1000 | 51.98 | 0 | 0.070389 | Cooling | 0.011732 | #N/A | #N/A | #N/A | #N/A | 0 | 0 | 0 | 0 | 0 | 0.070389 | #N/A | #N/A | 88 | #N/A | #N/A | #N/A | 3.911e-05% | 1 | 50% | 0% | 0% | 0% | 8.2745 | 0 | 0 | 0 | 8.2745 | #N/A
2007-10-15 13:01 | 10 | 15 | 13 | 288.5004 | 6901 | 55.04 | 33.98 | 999 | 55.04 | 0 | 0.085325 | Cooling | 0.014221 | #N/A | #N/A | #N/A | #N/A | 0 | 0 | 0 | 0 | 0 | 0.085325 | #N/A | #N/A | 88 | #N/A | #N/A | #N/A | 4.74e-05% | 1 | 50% | 0% | 0% | 0% | 8.2745 | 0 | 0 | 0 | 8.2745 | #N/A
2007-10-15 14:01 | 10 | 15 | 14 | 288.5421 | 6902 | 55.04 | 33.98 | 1000 | 55.04 | 0 | 0.033088 | Cooling | 0.0055147 | #N/A | #N/A | #N/A | #N/A | 0 | 0 | 0 | 0 | 0 | 0.033088 | #N/A | #N/A | 88 | #N/A | #N/A | #N/A | 1.838e-05% | 1 | 50% | 0% | 0% | 0% | 8.2745 | 0 | 0 | 0 | 8.2745 | #N/A
2007-10-15 15:01 | 10 | 15 | 15 | 288.5837 | 6903 | 55.94 | 33.98 | 1000 | 55.94 | 0 | 3.2523 | Cooling | 0.54205 | #N/A | #N/A | #N/A | #N/A | 0 | 0 | 0 | 0 | 0 | 3.2523 | #N/A | #N/A | 88 | #N/A | #N/A | #N/A | 0.001807% | 1 | 50% | 0% | 0% | 0% | 8.2745 | 0 | 0 | 0 | 8.2745 | #N/A
2007-10-15 16:01 | 10 | 15 | 16 | 288.6254 | 6904 | 55.04 | 35.06 | 1000 | 55.04 | 0 | 0.016294 | Cooling | 0.0027156 | #N/A | #N/A | #N/A | #N/A | 0 | 0 | 0 | 0 | 0 | 0.016294 | #N/A | #N/A | 88 | #N/A | #N/A | #N/A | 9.052e-06% | 1 | 50% | 0% | 0% | 0% | 8.2745 | 0 | 0 | 0 | 8.2745 | #N/A
2007-10-15 17:01 | 10 | 15 | 17 | 288.6671 | 6905 | 55.04 | 37.94 | 1000 | 55.04 | 0 | 0.019 | Cooling | 0.0031667 | #N/A | #N/A | #N/A | #N/A | 0 | 0 | 0 | 0 | 0 | 0.019 | #N/A | #N/A | 88 | #N/A | #N/A | #N/A | 1.056e-05% | 1 | 50% | 0% | 0% | 0% | 8.2745 | 0 | 0 | 0 | 8.2745 | #N/A
2007-10-15 18:01 | 10 | 15 | 18 | 288.7087 | 6906 | 46.94 | 39.02 | 1001 | 46.94 | 0 | 0.060169 | Cooling | 0.010028 | #N/A | #N/A | #N/A | #N/A | 0 | 0 | 0 | 0 | 0 | 0.060169 | #N/A | #N/A | 88 | #N/A | #N/A | #N/A | 3.343e-05% | 1 | 50% | 0% | 0% | 0% | 8.2745 | 0 | 0 | 0 | 8.2745 | #N/A
2007-10-15 19:01 | 10 | 15 | 19 | 288.7504 | 6907 | 42.08 | 39.02 | 1001 | 42.08 | 0 | 0.086776 | Cooling | 0.014463 | #N/A | #N/A | #N/A | #N/A | 0 | 0 | 0 | 0 | 0 | 0.086776 | #N/A | #N/A | 88 | #N/A | #N/A | #N/A | 4.821e-05% | 1 | 50% | 0% | 0% | 0% | 8.2745 | 0 | 0 | 0 | 8.2745 | #N/A
2007-10-15 20:01 | 10 | 15 | 20 | 288.7921 | 6908 | 42.08 | 39.92 | 1001 | 42.08 | 0 | 0.04276 | Cooling | 0.0071266 | #N/A | #N/A | #N/A | #N/A | 0 | 0 | 0 | 0 | 0 | 0.04276 | #N/A | #N/A | 88 | #N/A | #N/A | #N/A | 2.376e-05% | 1 | 50% | 0% | 0% | 0% | 8.2745 | 0 | 0 | 0 | 8.2745 | #N/A
2007-10-15 21:01 | 10 | 15 | 21 | 288.8337 | 6909 | 39.92 | 37.94 | 1001 | 39.92 | 0 | 0.056712 | Cooling | 0.009452 | #N/A | #N/A | #N/A | #N/A | 0 | 0 | 0 | 0 | 0 | 0.056712 | #N/A | #N/A | 88 | #N/A | #N/A | #N/A | 3.151e-05% | 1 | 50% | 0% | 0% | 0% | 8.2745 | 0 | 0 | 0 | 8.2745 | #N/A
2007-10-15 22:01 | 10 | 15 | 22 | 288.8754 | 6910 | 35.06 | 37.94 | 1002 | 35.06 | 0 | 0.0020434 | Cooling | 0.00034057 | #N/A | #N/A | #N/A | #N/A | 0 | 0 | 0 | 0 | 0 | 0.0020434 | #N/A | #N/A | 88 | #N/A | #N/A | #N/A | 1.135e-06% | 1 | 50% | 0% | 0% | 0% | 8.2745 | 0 | 0 | 0 | 8.2745 | #N/A
2007-10-15 23:01 | 10 | 15 | 23 | 288.9171 | 6911 | 35.06 | 39.02 | 1002 | 35.06 | 0 | 0.0065424 | Cooling | 0.0010904 | #N/A | #N/A | #N/A | #N/A | 0 | 0 | 0 | 0 | 0 | 0.0065424 | #N/A | #N/A | 88 | #N/A | #N/A | #N/A | 3.635e-06% | 1 | 50% | 0% | 0% | 0% | 8.2745 | 0 | 0 | 0 | 8.2745 | #N/A
2007-10-16 00:01 | 10 | 16 | 0 | 288.9587 | 6912 | 33.98 | 39.92 | 1002 | 33.98 | 0 | 0.0024816 | Cooling | 0.00041359 | #N/A | #N/A | #N/A | #N/A | 0 | 0 | 0 | 0 | 0 | 0.0024816 | #N/A | #N/A | 88 | #N/A | #N/A | #N/A | 1.379e-06% | 1 | 50% | 0% | 0% | 0% | 8.2745 | 0 | 0 | 0 | 8.2745 | #N/A
2007-10-16 01:01 | 10 | 16 | 1 | 289.0004 | 6913 | 35.06 | 39.92 | 1002 | 35.06 | 0 | 0.0014685 | Cooling | 0.00024475 | #N/A | #N/A | #N/A | #N/A | 0 | 0 | 0 | 0 | 0 | 0.0014685 | #N/A | #N/A | 88 | #N/A | #N/A | #N/A | 8.158e-07% | 1 | 50% | 0% | 0% | 0% | 8.2745 | 0 | 0 | 0 | 8.2745 | #N/A
2007-10-16 02:01 | 10 | 16 | 2 | 289.0421 | 6914 | 35.06 | 39.92 | 1002 | 35.06 | 0 | 0.0011273 | Cooling | 0.00018789 | #N/A | #N/A | #N/A | #N/A | 0 | 0 | 0 | 0 | 0 | 0.0011273 | #N/A | #N/A | 88 | #N/A | #N/A | #N/A | 6.263e-07% | 1 | 50% | 0% | 0% | 0% | 8.2745 | 0 | 0 | 0 | 8.2745 | #N/A
2007-10-16 03:01 | 10 | 16 | 3 | 289.0837 | 6915 | 33.08 | 39.92 | 1002 | 33.08 | 0 | 0.00082257 | Cooling | 0.00013709 | #N/A | #N/A | #N/A | #N/A | 0 | 0 | 0 | 0 | 0 | 0.00082257 | #N/A | #N/A | 88 | #N/A | #N/A | #N/A | 4.57e-07% | 1 | 50% | 0% | 0% | 0% | 8.2745 | 0 | 0 | 0 | 8.2745 | #N/A
2007-10-16 04:01 | 10 | 16 | 4 | 289.1254 | 6916 | 30.92 | 39.92 | 1002 | 30.92 | 0 | 0.00064247 | Cooling | 0.00010708 | #N/A | #N/A | #N/A | #N/A | 0 | 0 | 0 | 0 | 0 | 0.00064247 | #N/A | #N/A | 88 | #N/A | #N/A | #N/A | 3.569e-07% | 1 | 50% | 0% | 0% | 0% | 8.2745 | 0 | 0 | 0 | 8.2745 | #N/A
2007-10-16 05:01 | 10 | 16 | 5 | 289.1671 | 6917 | 30.92 | 39.92 | 1002 | 30.92 | 0 | 0.0024781 | Cooling | 0.00041301 | #N/A | #N/A | #N/A | #N/A | 0 | 0 | 0 | 0 | 0 | 0.0024781 | #N/A | #N/A | 88 | #N/A | #N/A | #N/A | 1.377e-06% | 1 | 50% | 0% | 0% | 0% | 8.2745 | 0 | 0 | 0 | 8.2745 | #N/A
2007-10-16 06:01 | 10 | 16 | 6 | 289.2087 | 6918 | 30.02 | 39.92 | 1002 | 30.02 | 19.5601 | 0 | Heating | 2.608 | #N/A | #N/A | #N/A | #N/A | 19.5601 | #N/A | #N/A | 3.2302 | #N/A | 0 | 0 | 0 | 0 | 0 | 0 | 0 | 0.008693% | 1 | 50% | 0% | 0% | 0% | 8.2745 | 0 | 0 | 0 | 8.2745 | #N/A
2007-10-16 07:01 | 10 | 16 | 7 | 289.2504 | 6919 | 30.02 | 39.02 | 1002 | 30.02 | 1.1165 | 0 | Heating | 0.14887 | #N/A | #N/A | #N/A | #N/A | 1.1165 | #N/A | #N/A | 3.2302 | #N/A | 0 | 0 | 0 | 0 | 0 | 0 | 0 | 0.0004962% | 1 | 50% | 0% | 0% | 0% | 8.2745 | 0 | 0 | 0 | 8.2745 | #N/A
2007-10-16 08:01 | 10 | 16 | 8 | 289.2921 | 6920 | 32 | 37.94 | 1003 | 32 | 0 | 0.045993 | Cooling | 0.0076654 | #N/A | #N/A | #N/A | #N/A | 0 | 0 | 0 | 0 | 0 | 0.045993 | #N/A | #N/A | 88 | #N/A | #N/A | #N/A | 2.555e-05% | 1 | 50% | 0% | 0% | 0% | 8.2745 | 0 | 0 | 0 | 8.2745 | #N/A
2007-10-16 09:01 | 10 | 16 | 9 | 289.3337 | 6921 | 42.98 | 35.06 | 1003 | 42.98 | 0 | 0.080414 | Cooling | 0.013402 | #N/A | #N/A | #N/A | #N/A | 0 | 0 | 0 | 0 | 0 | 0.080414 | #N/A | #N/A | 88 | #N/A | #N/A | #N/A | 4.467e-05% | 1 | 50% | 0% | 0% | 0% | 8.2745 | 0 | 0 | 0 | 8.2745 | #N/A
2007-10-16 10:01 | 10 | 16 | 10 | 289.3754 | 6922 | 48.92 | 33.98 | 1003 | 48.92 | 0 | 0.34249 | Cooling | 0.057082 | #N/A | #N/A | #N/A | #N/A | 0 | 0 | 0 | 0 | 0 | 0.34249 | #N/A | #N/A | 88 | #N/A | #N/A | #N/A | 0.0001903% | 1 | 50% | 0% | 0% | 0% | 8.2745 | 0 | 0 | 0 | 8.2745 | #N/A
2007-10-16 11:01 | 10 | 16 | 11 | 289.4171 | 6923 | 48.92 | 35.96 | 1003 | 48.92 | 0 | 0.23332 | Cooling | 0.038886 | #N/A | #N/A | #N/A | #N/A | 0 | 0 | 0 | 0 | 0 | 0.23332 | #N/A | #N/A | 88 | #N/A | #N/A | #N/A | 0.0001296% | 1 | 50% | 0% | 0% | 0% | 8.2745 | 0 | 0 | 0 | 8.2745 | #N/A
2007-10-16 12:01 | 10 | 16 | 12 | 289.4587 | 6924 | 57.02 | 35.96 | 1002 | 57.02 | 0 | 0.1102 | Cooling | 0.018366 | #N/A | #N/A | #N/A | #N/A | 0 | 0 | 0 | 0 | 0 | 0.1102 | #N/A | #N/A | 88 | #N/A | #N/A | #N/A | 6.122e-05% | 1 | 50% | 0% | 0% | 0% | 8.2745 | 0 | 0 | 0 | 8.2745 | #N/A
2007-10-16 13:01 | 10 | 16 | 13 | 289.5004 | 6925 | 60.08 | 35.06 | 1001 | 60.08 | 0 | 0.025725 | Cooling | 0.0042874 | #N/A | #N/A | #N/A | #N/A | 0 | 0 | 0 | 0 | 0 | 0.025725 | #N/A | #N/A | 88 | #N/A | #N/A | #N/A | 1.429e-05% | 1 | 50% | 0% | 0% | 0% | 8.2745 | 0 | 0 | 0 | 8.2745 | #N/A
2007-10-16 14:01 | 10 | 16 | 14 | 289.5421 | 6926 | 60.08 | 35.96 | 1001 | 60.08 | 0 | 0.036946 | Cooling | 0.0061577 | #N/A | #N/A | #N/A | #N/A | 0 | 0 | 0 | 0 | 0 | 0.036946 | #N/A | #N/A | 88 | #N/A | #N/A | #N/A | 2.053e-05% | 1 | 50% | 0% | 0% | 0% | 8.2745 | 0 | 0 | 0 | 8.2745 | #N/A
2007-10-16 15:01 | 10 | 16 | 15 | 289.5837 | 6927 | 62.96 | 35.06 | 1001 | 62.96 | 0 | 0.026426 | Cooling | 0.0044043 | #N/A | #N/A | #N/A | #N/A | 0 | 0 | 0 | 0 | 0 | 0.026426 | #N/A | #N/A | 88 | #N/A | #N/A | #N/A | 1.468e-05% | 1 | 50% | 0% | 0% | 0% | 8.2745 | 0 | 0 | 0 | 8.2745 | #N/A
2007-10-16 16:01 | 10 | 16 | 16 | 289.6254 | 6928 | 62.96 | 35.06 | 1001 | 62.96 | 0 | 0.033775 | Cooling | 0.0056292 | #N/A | #N/A | #N/A | #N/A | 0 | 0 | 0 | 0 | 0 | 0.033775 | #N/A | #N/A | 88 | #N/A | #N/A | #N/A | 1.876e-05% | 1 | 50% | 0% | 0% | 0% | 8.2745 | 0 | 0 | 0 | 8.2745 | #N/A
2007-10-16 17:01 | 10 | 16 | 17 | 289.6671 | 6929 | 62.96 | 37.04 | 1002 | 62.96 | 0 | 0.034653 | Cooling | 0.0057756 | #N/A | #N/A | #N/A | #N/A | 0 | 0 | 0 | 0 | 0 | 0.034653 | #N/A | #N/A | 88 | #N/A | #N/A | #N/A | 1.925e-05% | 1 | 50% | 0% | 0% | 0% | 8.2745 | 0 | 0 | 0 | 8.2745 | #N/A
2007-10-16 18:01 | 10 | 16 | 18 | 289.7087 | 6930 | 57.92 | 37.94 | 1002 | 57.92 | 0 | 0.072426 | Cooling | 0.012071 | #N/A | #N/A | #N/A | #N/A | 0 | 0 | 0 | 0 | 0 | 0.072426 | #N/A | #N/A | 88 | #N/A | #N/A | #N/A | 4.024e-05% | 1 | 50% | 0% | 0% | 0% | 8.2745 | 0 | 0 | 0 | 8.2745 | #N/A
2007-10-16 19:01 | 10 | 16 | 19 | 289.7504 | 6931 | 57.02 | 37.94 | 1003 | 57.02 | 0 | 0.074642 | Cooling | 0.01244 | #N/A | #N/A | #N/A | #N/A | 0 | 0 | 0 | 0 | 0 | 0.074642 | #N/A | #N/A | 88 | #N/A | #N/A | #N/A | 4.147e-05% | 1 | 50% | 0% | 0% | 0% | 8.2745 | 0 | 0 | 0 | 8.2745 | #N/A
2007-10-16 20:01 | 10 | 16 | 20 | 289.7921 | 6932 | 57.02 | 41 | 1003 | 57.02 | 0 | 0.013552 | Cooling | 0.0022587 | #N/A | #N/A | #N/A | #N/A | 0 | 0 | 0 | 0 | 0 | 0.013552 | #N/A | #N/A | 88 | #N/A | #N/A | #N/A | 7.529e-06% | 1 | 50% | 0% | 0% | 0% | 8.2745 | 0 | 0 | 0 | 8.2745 | #N/A
2007-10-16 21:01 | 10 | 16 | 21 | 289.8337 | 6933 | 53.96 | 42.08 | 1004 | 53.96 | 0 | 0 | Cooling | 0 | #N/A | #N/A | #N/A | #N/A | 0 | 0 | 0 | 0 | 0 | 0 | #N/A | #N/A | 88 | 88 | 0 | #N/A | 0% | 1 | 50% | 0% | 0% | 0% | 8.2745 | 0 | 0 | 0 | 8.2745 | #N/A
2007-10-16 22:01 | 10 | 16 | 22 | 289.8754 | 6934 | 53.06 | 42.08 | 1004 | 53.06 | 0 | 0 | Cooling | 0 | #N/A | #N/A | #N/A | #N/A | 0 | 0 | 0 | 0 | 0 | 0 | #N/A | #N/A | 88 | 88 | 0 | #N/A | 0% | 1 | 50% | 0% | 0% | 0% | 8.2745 | 0 | 0 | 0 | 8.2745 | #N/A
2007-10-16 23:01 | 10 | 16 | 23 | 289.9171 | 6935 | 53.06 | 42.98 | 1004 | 53.06 | 0 | 0 | Cooling | 0 | #N/A | #N/A | #N/A | #N/A | 0 | 0 | 0 | 0 | 0 | 0 | #N/A | #N/A | 88 | 88 | 0 | #N/A | 0% | 1 | 50% | 0% | 0% | 0% | 8.2745 | 0 | 0 | 0 | 8.2745 | #N/A
2007-10-17 00:01 | 10 | 17 | 0 | 289.9587 | 6936 | 51.08 | 42.98 | 1004 | 51.08 | 0 | 0 | Cooling | 0 | #N/A | #N/A | #N/A | #N/A | 0 | 0 | 0 | 0 | 0 | 0 | #N/A | #N/A | 88 | 88 | 0 | #N/A | 0% | 1 | 50% | 0% | 0% | 0% | 8.2745 | 0 | 0 | 0 | 8.2745 | #N/A
2007-10-17 01:01 | 10 | 17 | 1 | 290.0004 | 6937 | 51.08 | 42.98 | 1004 | 51.08 | 0 | 0 | Cooling | 0 | #N/A | #N/A | #N/A | #N/A | 0 | 0 | 0 | 0 | 0 | 0 | #N/A | #N/A | 88 | 88 | 0 | #N/A | 0% | 1 | 50% | 0% | 0% | 0% | 8.2745 | 0 | 0 | 0 | 8.2745 | #N/A
2007-10-17 02:01 | 10 | 17 | 2 | 290.0421 | 6938 | 51.08 | 42.98 | 1004 | 51.08 | 0 | 0 | Cooling | 0 | #N/A | #N/A | #N/A | #N/A | 0 | 0 | 0 | 0 | 0 | 0 | #N/A | #N/A | 88 | 88 | 0 | #N/A | 0% | 1 | 50% | 0% | 0% | 0% | 8.2745 | 0 | 0 | 0 | 8.2745 | #N/A
2007-10-17 03:01 | 10 | 17 | 3 | 290.0837 | 6939 | 48.02 | 44.06 | 1004 | 48.02 | 0 | 0 | Cooling | 0 | #N/A | #N/A | #N/A | #N/A | 0 | 0 | 0 | 0 | 0 | 0 | #N/A | #N/A | 88 | 88 | 0 | #N/A | 0% | 1 | 50% | 0% | 0% | 0% | 8.2745 | 0 | 0 | 0 | 8.2745 | #N/A
2007-10-17 04:01 | 10 | 17 | 4 | 290.1254 | 6940 | 46.94 | 44.06 | 1004 | 46.94 | 0 | 0 | Cooling | 0 | #N/A | #N/A | #N/A | #N/A | 0 | 0 | 0 | 0 | 0 | 0 | #N/A | #N/A | 88 | 88 | 0 | #N/A | 0% | 1 | 50% | 0% | 0% | 0% | 8.2745 | 0 | 0 | 0 | 8.2745 | #N/A
2007-10-17 05:01 | 10 | 17 | 5 | 290.1671 | 6941 | 46.94 | 42.08 | 1004 | 46.94 | 0 | 8.1391e-05 | Cooling | 1.3565e-05 | #N/A | #N/A | #N/A | #N/A | 0 | 0 | 0 | 0 | 0 | 8.1391e-05 | #N/A | #N/A | 88 | #N/A | #N/A | #N/A | 4.522e-08% | 1 | 50% | 0% | 0% | 0% | 8.2745 | 0 | 0 | 0 | 8.2745 | #N/A
2007-10-17 06:01 | 10 | 17 | 6 | 290.2087 | 6942 | 50 | 42.08 | 1005 | 50 | 30.7355 | 0 | Heating | 4.0981 | #N/A | #N/A | #N/A | #N/A | 30.7355 | #N/A | #N/A | 4.5134 | #N/A | 0 | 0 | 0 | 0 | 0 | 0 | 0 | 0.01366% | 1 | 50% | 0% | 0% | 0% | 8.2745 | 0 | 0 | 0 | 8.2745 | #N/A
2007-10-17 07:01 | 10 | 17 | 7 | 290.2504 | 6943 | 50 | 42.08 | 1005 | 50 | 3.0089 | 0 | Heating | 0.40119 | #N/A | #N/A | #N/A | #N/A | 3.0089 | #N/A | #N/A | 4.5134 | #N/A | 0 | 0 | 0 | 0 | 0 | 0 | 0 | 0.001337% | 1 | 50% | 0% | 0% | 0% | 8.2745 | 0 | 0 | 0 | 8.2745 | #N/A
2007-10-17 08:01 | 10 | 17 | 8 | 290.2921 | 6944 | 50 | 42.98 | 1006 | 50 | 0 | 0.0129 | Cooling | 0.0021499 | #N/A | #N/A | #N/A | #N/A | 0 | 0 | 0 | 0 | 0 | 0.0129 | #N/A | #N/A | 88 | #N/A | #N/A | #N/A | 7.166e-06% | 1 | 50% | 0% | 0% | 0% | 8.2745 | 0 | 0 | 0 | 8.2745 | #N/A
2007-10-17 09:01 | 10 | 17 | 9 | 290.3337 | 6945 | 53.06 | 44.06 | 1006 | 53.06 | 0 | 0.021527 | Cooling | 0.0035878 | #N/A | #N/A | #N/A | #N/A | 0 | 0 | 0 | 0 | 0 | 0.021527 | #N/A | #N/A | 88 | #N/A | #N/A | #N/A | 1.196e-05% | 1 | 50% | 0% | 0% | 0% | 8.2745 | 0 | 0 | 0 | 8.2745 | #N/A
2007-10-17 10:01 | 10 | 17 | 10 | 290.3754 | 6946 | 57.02 | 42.98 | 1006 | 57.02 | 0 | 0.29786 | Cooling | 0.049644 | #N/A | #N/A | #N/A | #N/A | 0 | 0 | 0 | 0 | 0 | 0.29786 | #N/A | #N/A | 88 | #N/A | #N/A | #N/A | 0.0001655% | 1 | 50% | 0% | 0% | 0% | 8.2745 | 0 | 0 | 0 | 8.2745 | #N/A
2007-10-17 11:01 | 10 | 17 | 11 | 290.4171 | 6947 | 57.02 | 44.06 | 1007 | 57.02 | 0 | 0.29376 | Cooling | 0.04896 | #N/A | #N/A | #N/A | #N/A | 0 | 0 | 0 | 0 | 0 | 0.29376 | #N/A | #N/A | 88 | #N/A | #N/A | #N/A | 0.0001632% | 1 | 50% | 0% | 0% | 0% | 8.2745 | 0 | 0 | 0 | 8.2745 | #N/A
2007-10-17 12:01 | 10 | 17 | 12 | 290.4587 | 6948 | 59 | 42.98 | 1007 | 59 | 0 | 0.29504 | Cooling | 0.049173 | #N/A | #N/A | #N/A | #N/A | 0 | 0 | 0 | 0 | 0 | 0.29504 | #N/A | #N/A | 88 | #N/A | #N/A | #N/A | 0.0001639% | 1 | 50% | 0% | 0% | 0% | 8.2745 | 0 | 0 | 0 | 8.2745 | #N/A
2007-10-17 13:01 | 10 | 17 | 13 | 290.5004 | 6949 | 62.06 | 42.98 | 1007 | 62.06 | 0 | 0.33121 | Cooling | 0.055201 | #N/A | #N/A | #N/A | #N/A | 0 | 0 | 0 | 0 | 0 | 0.33121 | #N/A | #N/A | 88 | #N/A | #N/A | #N/A | 0.000184% | 1 | 50% | 0% | 0% | 0% | 8.2745 | 0 | 0 | 0 | 8.2745 | #N/A
2007-10-17 14:01 | 10 | 17 | 14 | 290.5421 | 6950 | 62.06 | 42.08 | 1007 | 62.06 | 0 | 0.36778 | Cooling | 0.061296 | #N/A | #N/A | #N/A | #N/A | 0 | 0 | 0 | 0 | 0 | 0.36778 | #N/A | #N/A | 88 | #N/A | #N/A | #N/A | 0.0002043% | 1 | 50% | 0% | 0% | 0% | 8.2745 | 0 | 0 | 0 | 8.2745 | #N/A
2007-10-17 15:01 | 10 | 17 | 15 | 290.5837 | 6951 | 66.92 | 41 | 1007 | 66.92 | 0 | 0.28231 | Cooling | 0.047052 | #N/A | #N/A | #N/A | #N/A | 0 | 0 | 0 | 0 | 0 | 0.28231 | #N/A | #N/A | 88 | #N/A | #N/A | #N/A | 0.0001568% | 1 | 50% | 0% | 0% | 0% | 8.2745 | 0 | 0 | 0 | 8.2745 | #N/A
2007-10-17 16:01 | 10 | 17 | 16 | 290.6254 | 6952 | 66.92 | 41 | 1008 | 66.92 | 0 | 0.087412 | Cooling | 0.014569 | #N/A | #N/A | #N/A | #N/A | 0 | 0 | 0 | 0 | 0 | 0.087412 | #N/A | #N/A | 88 | #N/A | #N/A | #N/A | 4.856e-05% | 1 | 50% | 0% | 0% | 0% | 8.2745 | 0 | 0 | 0 | 8.2745 | #N/A
2007-10-17 17:01 | 10 | 17 | 17 | 290.6671 | 6953 | 66.92 | 42.08 | 1009 | 66.92 | 0 | 0.062368 | Cooling | 0.010395 | #N/A | #N/A | #N/A | #N/A | 0 | 0 | 0 | 0 | 0 | 0.062368 | #N/A | #N/A | 88 | #N/A | #N/A | #N/A | 3.465e-05% | 1 | 50% | 0% | 0% | 0% | 8.2745 | 0 | 0 | 0 | 8.2745 | #N/A
2007-10-17 18:01 | 10 | 17 | 18 | 290.7087 | 6954 | 66.92 | 42.08 | 1010 | 66.92 | 0 | 0.17424 | Cooling | 0.029041 | #N/A | #N/A | #N/A | #N/A | 0 | 0 | 0 | 0 | 0 | 0.17424 | #N/A | #N/A | 88 | #N/A | #N/A | #N/A | 9.68e-05% | 1 | 50% | 0% | 0% | 0% | 8.2745 | 0 | 0 | 0 | 8.2745 | #N/A
2007-10-17 19:01 | 10 | 17 | 19 | 290.7504 | 6955 | 66.02 | 42.08 | 1010 | 66.02 | 0 | 0.14635 | Cooling | 0.024392 | #N/A | #N/A | #N/A | #N/A | 0 | 0 | 0 | 0 | 0 | 0.14635 | #N/A | #N/A | 88 | #N/A | #N/A | #N/A | 8.131e-05% | 1 | 50% | 0% | 0% | 0% | 8.2745 | 0 | 0 | 0 | 8.2745 | #N/A
2007-10-17 20:01 | 10 | 17 | 20 | 290.7921 | 6956 | 66.02 | 41 | 1010 | 66.02 | 0 | 0.14232 | Cooling | 0.02372 | #N/A | #N/A | #N/A | #N/A | 0 | 0 | 0 | 0 | 0 | 0.14232 | #N/A | #N/A | 88 | #N/A | #N/A | #N/A | 7.907e-05% | 1 | 50% | 0% | 0% | 0% | 8.2745 | 0 | 0 | 0 | 8.2745 | #N/A
2007-10-17 21:01 | 10 | 17 | 21 | 290.8337 | 6957 | 64.94 | 39.92 | 1011 | 64.94 | 0 | 0.095014 | Cooling | 0.015836 | #N/A | #N/A | #N/A | #N/A | 0 | 0 | 0 | 0 | 0 | 0.095014 | #N/A | #N/A | 88 | #N/A | #N/A | #N/A | 5.279e-05% | 1 | 50% | 0% | 0% | 0% | 8.2745 | 0 | 0 | 0 | 8.2745 | #N/A
2007-10-17 22:01 | 10 | 17 | 22 | 290.8754 | 6958 | 62.96 | 39.92 | 1012 | 62.96 | 0 | 0 | Cooling | 0 | #N/A | #N/A | #N/A | #N/A | 0 | 0 | 0 | 0 | 0 | 0 | #N/A | #N/A | 88 | 88 | 0 | #N/A | 0% | 1 | 50% | 0% | 0% | 0% | 8.2745 | 0 | 0 | 0 | 8.2745 | #N/A
2007-10-17 23:01 | 10 | 17 | 23 | 290.9171 | 6959 | 62.96 | 37.94 | 1012 | 62.96 | 0 | 0 | Cooling | 0 | #N/A | #N/A | #N/A | #N/A | 0 | 0 | 0 | 0 | 0 | 0 | #N/A | #N/A | 88 | 88 | 0 | #N/A | 0% | 1 | 50% | 0% | 0% | 0% | 8.2745 | 0 | 0 | 0 | 8.2745 | #N/A
2007-10-18 00:01 | 10 | 18 | 0 | 290.9587 | 6960 | 62.06 | 37.94 | 1012 | 62.06 | 0 | 0 | Cooling | 0 | #N/A | #N/A | #N/A | #N/A | 0 | 0 | 0 | 0 | 0 | 0 | #N/A | #N/A | 88 | 88 | 0 | #N/A | 0% | 1 | 50% | 0% | 0% | 0% | 8.2745 | 0 | 0 | 0 | 8.2745 | #N/A
2007-10-18 01:01 | 10 | 18 | 1 | 291.0004 | 6961 | 62.06 | 35.96 | 1013 | 62.06 | 0 | 0 | Cooling | 0 | #N/A | #N/A | #N/A | #N/A | 0 | 0 | 0 | 0 | 0 | 0 | #N/A | #N/A | 88 | 88 | 0 | #N/A | 0% | 1 | 50% | 0% | 0% | 0% | 8.2745 | 0 | 0 | 0 | 8.2745 | #N/A
2007-10-18 02:01 | 10 | 18 | 2 | 291.0421 | 6962 | 62.06 | 35.06 | 1013 | 62.06 | 0 | 0 | Cooling | 0 | #N/A | #N/A | #N/A | #N/A | 0 | 0 | 0 | 0 | 0 | 0 | #N/A | #N/A | 88 | 88 | 0 | #N/A | 0% | 1 | 50% | 0% | 0% | 0% | 8.2745 | 0 | 0 | 0 | 8.2745 | #N/A
2007-10-18 03:01 | 10 | 18 | 3 | 291.0837 | 6963 | 60.98 | 33.98 | 1013 | 60.98 | 0 | 0 | Cooling | 0 | #N/A | #N/A | #N/A | #N/A | 0 | 0 | 0 | 0 | 0 | 0 | #N/A | #N/A | 88 | 88 | 0 | #N/A | 0% | 1 | 50% | 0% | 0% | 0% | 8.2745 | 0 | 0 | 0 | 8.2745 | #N/A
2007-10-18 04:01 | 10 | 18 | 4 | 291.1254 | 6964 | 60.98 | 33.08 | 1014 | 60.98 | 0 | 0 | Cooling | 0 | #N/A | #N/A | #N/A | #N/A | 0 | 0 | 0 | 0 | 0 | 0 | #N/A | #N/A | 88 | 88 | 0 | #N/A | 0% | 1 | 50% | 0% | 0% | 0% | 8.2745 | 0 | 0 | 0 | 8.2745 | #N/A
2007-10-18 05:01 | 10 | 18 | 5 | 291.1671 | 6965 | 60.98 | 33.98 | 1015 | 60.98 | 0 | 0 | Cooling | 0 | #N/A | #N/A | #N/A | #N/A | 0 | 0 | 0 | 0 | 0 | 0 | #N/A | #N/A | 88 | 88 | 0 | #N/A | 0% | 1 | 50% | 0% | 0% | 0% | 8.2745 | 0 | 0 | 0 | 8.2745 | #N/A
2007-10-18 06:01 | 10 | 18 | 6 | 291.2087 | 6966 | 60.98 | 33.08 | 1016 | 60.98 | 153.9633 | 0 | Heating | 20.5284 | #N/A | #N/A | #N/A | #N/A | 153.9633 | #N/A | #N/A | 5.753 | #N/A | 0 | 0 | 0 | 0 | 0 | 0 | 0 | 0.06843% | 1 | 50% | 0% | 0% | 0% | 8.2745 | 0 | 0 | 0 | 8.2745 | #N/A
2007-10-18 07:01 | 10 | 18 | 7 | 291.2504 | 6967 | 60.98 | 32 | 1016 | 60.98 | 46.1106 | 0 | Heating | 6.1481 | #N/A | #N/A | #N/A | #N/A | 46.1106 | #N/A | #N/A | 5.753 | #N/A | 0 | 0 | 0 | 0 | 0 | 0 | 0 | 0.02049% | 1 | 50% | 0% | 0% | 0% | 8.2745 | 0 | 0 | 0 | 8.2745 | #N/A
2007-10-18 08:01 | 10 | 18 | 8 | 291.2921 | 6968 | 60.98 | 35.96 | 1017 | 60.98 | 0.9986 | 0 | Heating | 0.13315 | #N/A | #N/A | #N/A | #N/A | 0.9986 | #N/A | #N/A | 5.753 | #N/A | 0 | 0 | 0 | 0 | 0 | 0 | 0 | 0.0004438% | 1 | 50% | 0% | 0% | 0% | 8.2745 | 0 | 0 | 0 | 8.2745 | #N/A
2007-10-18 09:01 | 10 | 18 | 9 | 291.3337 | 6969 | 64.04 | 35.96 | 1018 | 64.04 | 0 | 0.34643 | Cooling | 0.057739 | #N/A | #N/A | #N/A | #N/A | 0 | 0 | 0 | 0 | 0 | 0.34643 | #N/A | #N/A | 88 | #N/A | #N/A | #N/A | 0.0001925% | 1 | 50% | 0% | 0% | 0% | 8.2745 | 0 | 0 | 0 | 8.2745 | #N/A
2007-10-18 10:01 | 10 | 18 | 10 | 291.3754 | 6970 | 66.02 | 35.06 | 1018 | 66.02 | 0 | 0.38034 | Cooling | 0.063389 | #N/A | #N/A | #N/A | #N/A | 0 | 0 | 0 | 0 | 0 | 0.38034 | #N/A | #N/A | 88 | #N/A | #N/A | #N/A | 0.0002113% | 1 | 50% | 0% | 0% | 0% | 8.2745 | 0 | 0 | 0 | 8.2745 | #N/A
2007-10-18 11:01 | 10 | 18 | 11 | 291.4171 | 6971 | 66.02 | 33.98 | 1018 | 66.02 | 0 | 0.30474 | Cooling | 0.05079 | #N/A | #N/A | #N/A | #N/A | 0 | 0 | 0 | 0 | 0 | 0.30474 | #N/A | #N/A | 88 | #N/A | #N/A | #N/A | 0.0001693% | 1 | 50% | 0% | 0% | 0% | 8.2745 | 0 | 0 | 0 | 8.2745 | #N/A
2007-10-18 12:01 | 10 | 18 | 12 | 291.4587 | 6972 | 66.92 | 33.98 | 1018 | 66.92 | 0 | 0.086451 | Cooling | 0.014408 | #N/A | #N/A | #N/A | #N/A | 0 | 0 | 0 | 0 | 0 | 0.086451 | #N/A | #N/A | 88 | #N/A | #N/A | #N/A | 4.803e-05% | 1 | 50% | 0% | 0% | 0% | 8.2745 | 0 | 0 | 0 | 8.2745 | #N/A
2007-10-18 13:01 | 10 | 18 | 13 | 291.5004 | 6973 | 69.08 | 30.92 | 1018 | 69.08 | 0 | 0.083419 | Cooling | 0.013903 | #N/A | #N/A | #N/A | #N/A | 0 | 0 | 0 | 0 | 0 | 0.083419 | #N/A | #N/A | 88 | #N/A | #N/A | #N/A | 4.634e-05% | 1 | 50% | 0% | 0% | 0% | 8.2745 | 0 | 0 | 0 | 8.2745 | #N/A
2007-10-18 14:01 | 10 | 18 | 14 | 291.5421 | 6974 | 69.08 | 33.08 | 1017 | 69.08 | 0 | 0.087081 | Cooling | 0.014514 | #N/A | #N/A | #N/A | #N/A | 0 | 0 | 0 | 0 | 0 | 0.087081 | #N/A | #N/A | 88 | #N/A | #N/A | #N/A | 4.838e-05% | 1 | 50% | 0% | 0% | 0% | 8.2745 | 0 | 0 | 0 | 8.2745 | #N/A
2007-10-18 15:01 | 10 | 18 | 15 | 291.5837 | 6975 | 69.08 | 32 | 1017 | 69.08 | 0 | 0.12715 | Cooling | 0.021191 | #N/A | #N/A | #N/A | #N/A | 0 | 0 | 0 | 0 | 0 | 0.12715 | #N/A | #N/A | 88 | #N/A | #N/A | #N/A | 7.064e-05% | 1 | 50% | 0% | 0% | 0% | 8.2745 | 0 | 0 | 0 | 8.2745 | #N/A
2007-10-18 16:01 | 10 | 18 | 16 | 291.6254 | 6976 | 66.92 | 33.08 | 1017 | 66.92 | 0 | 0.056501 | Cooling | 0.0094168 | #N/A | #N/A | #N/A | #N/A | 0 | 0 | 0 | 0 | 0 | 0.056501 | #N/A | #N/A | 88 | #N/A | #N/A | #N/A | 3.139e-05% | 1 | 50% | 0% | 0% | 0% | 8.2745 | 0 | 0 | 0 | 8.2745 | #N/A
2007-10-18 17:01 | 10 | 18 | 17 | 291.6671 | 6977 | 66.92 | 35.06 | 1018 | 66.92 | 0 | 0.045955 | Cooling | 0.0076591 | #N/A | #N/A | #N/A | #N/A | 0 | 0 | 0 | 0 | 0 | 0.045955 | #N/A | #N/A | 88 | #N/A | #N/A | #N/A | 2.553e-05% | 1 | 50% | 0% | 0% | 0% | 8.2745 | 0 | 0 | 0 | 8.2745 | #N/A
2007-10-18 18:01 | 10 | 18 | 18 | 291.7087 | 6978 | 64.94 | 33.98 | 1018 | 64.94 | 0 | 0.24301 | Cooling | 0.040502 | #N/A | #N/A | #N/A | #N/A | 0 | 0 | 0 | 0 | 0 | 0.24301 | #N/A | #N/A | 88 | #N/A | #N/A | #N/A | 0.000135% | 1 | 50% | 0% | 0% | 0% | 8.2745 | 0 | 0 | 0 | 8.2745 | #N/A
2007-10-18 19:01 | 10 | 18 | 19 | 291.7504 | 6979 | 62.96 | 33.98 | 1018 | 62.96 | 0 | 0.28502 | Cooling | 0.047504 | #N/A | #N/A | #N/A | #N/A | 0 | 0 | 0 | 0 | 0 | 0.28502 | #N/A | #N/A | 88 | #N/A | #N/A | #N/A | 0.0001583% | 1 | 50% | 0% | 0% | 0% | 8.2745 | 0 | 0 | 0 | 8.2745 | #N/A
2007-10-18 20:01 | 10 | 18 | 20 | 291.7921 | 6980 | 62.96 | 33.98 | 1018 | 62.96 | 1.3234 | 0 | Heating | 0.17645 | #N/A | #N/A | #N/A | #N/A | 1.3234 | #N/A | #N/A | 6.0268 | #N/A | 0 | 0 | 0 | 0 | 0 | 0 | 0 | 0.0005882% | 1 | 50% | 0% | 0% | 0% | 8.2745 | 0 | 0 | 0 | 8.2745 | #N/A
2007-10-18 21:01 | 10 | 18 | 21 | 291.8337 | 6981 | 60.98 | 33.08 | 1018 | 60.98 | 3.3231 | 0 | Heating | 0.44308 | #N/A | #N/A | #N/A | #N/A | 3.3231 | #N/A | #N/A | 5.753 | #N/A | 0 | 0 | 0 | 0 | 0 | 0 | 0 | 0.001477% | 1 | 50% | 0% | 0% | 0% | 8.2745 | 0 | 0 | 0 | 8.2745 | #N/A
2007-10-18 22:01 | 10 | 18 | 22 | 291.8754 | 6982 | 60.98 | 33.08 | 1018 | 60.98 | 0 | 0 | Cooling | 0 | #N/A | #N/A | #N/A | #N/A | 0 | 0 | 0 | 0 | 0 | 0 | #N/A | #N/A | 88 | 88 | 0 | #N/A | 0% | 1 | 50% | 0% | 0% | 0% | 8.2745 | 0 | 0 | 0 | 8.2745 | #N/A
2007-10-18 23:01 | 10 | 18 | 23 | 291.9171 | 6983 | 60.98 | 32 | 1018 | 60.98 | 0 | 0 | Cooling | 0 | #N/A | #N/A | #N/A | #N/A | 0 | 0 | 0 | 0 | 0 | 0 | #N/A | #N/A | 88 | 88 | 0 | #N/A | 0% | 1 | 50% | 0% | 0% | 0% | 8.2745 | 0 | 0 | 0 | 8.2745 | #N/A
2007-10-19 00:01 | 10 | 19 | 0 | 291.9587 | 6984 | 62.6 | 32 | 1018 | 62.6 | 0 | 0 | Cooling | 0 | #N/A | #N/A | #N/A | #N/A | 0 | 0 | 0 | 0 | 0 | 0 | #N/A | #N/A | 88 | 88 | 0 | #N/A | 0% | 1 | 50% | 0% | 0% | 0% | 8.2745 | 0 | 0 | 0 | 8.2745 | #N/A
2007-10-19 01:01 | 10 | 19 | 1 | 292.0004 | 6985 | 60.08 | 30.92 | 1018 | 60.08 | 0 | 0 | Cooling | 0 | #N/A | #N/A | #N/A | #N/A | 0 | 0 | 0 | 0 | 0 | 0 | #N/A | #N/A | 88 | 88 | 0 | #N/A | 0% | 1 | 50% | 0% | 0% | 0% | 8.2745 | 0 | 0 | 0 | 8.2745 | #N/A
2007-10-19 02:01 | 10 | 19 | 2 | 292.0421 | 6986 | 60.08 | 30.92 | 1018 | 60.08 | 0 | 0 | Cooling | 0 | #N/A | #N/A | #N/A | #N/A | 0 | 0 | 0 | 0 | 0 | 0 | #N/A | #N/A | 88 | 88 | 0 | #N/A | 0% | 1 | 50% | 0% | 0% | 0% | 8.2745 | 0 | 0 | 0 | 8.2745 | #N/A
2007-10-19 03:01 | 10 | 19 | 3 | 292.0837 | 6987 | 57.2 | 30.02 | 1018 | 57.2 | 0 | 0 | Cooling | 0 | #N/A | #N/A | #N/A | #N/A | 0 | 0 | 0 | 0 | 0 | 0 | #N/A | #N/A | 88 | 88 | 0 | #N/A | 0% | 1 | 50% | 0% | 0% | 0% | 8.2745 | 0 | 0 | 0 | 8.2745 | #N/A
2007-10-19 04:01 | 10 | 19 | 4 | 292.1254 | 6988 | 57.92 | 30.02 | 1018 | 57.92 | 0.10624 | 0 | Heating | 0.014166 | #N/A | #N/A | #N/A | #N/A | 0.10624 | #N/A | #N/A | 5.3615 | #N/A | 0 | 0 | 0 | 0 | 0 | 0 | 0 | 4.722e-05% | 1 | 50% | 0% | 0% | 0% | 8.2745 | 0 | 0 | 0 | 8.2745 | #N/A
2007-10-19 05:01 | 10 | 19 | 5 | 292.1671 | 6989 | 59 | 30.02 | 1017 | 59 | 0.64359 | 0 | Heating | 0.085812 | #N/A | #N/A | #N/A | #N/A | 0.64359 | #N/A | #N/A | 5.4953 | #N/A | 0 | 0 | 0 | 0 | 0 | 0 | 0 | 0.000286% | 1 | 50% | 0% | 0% | 0% | 8.2745 | 0 | 0 | 0 | 8.2745 | #N/A
2007-10-19 06:01 | 10 | 19 | 6 | 292.2087 | 6990 | 62.96 | 30.02 | 1017 | 62.96 | 254.8436 | 0 | Heating | 33.9792 | #N/A | #N/A | #N/A | #N/A | 254.8436 | #N/A | #N/A | 6.0268 | #N/A | 0 | 0 | 0 | 0 | 0 | 0 | 0 | 0.1133% | 1 | 50% | 0% | 0% | 0% | 8.2745 | 0 | 0 | 0 | 8.2745 | #N/A
2007-10-19 07:01 | 10 | 19 | 7 | 292.2504 | 6991 | 62.96 | 30.02 | 1018 | 62.96 | 122.5376 | 0 | Heating | 16.3384 | #N/A | #N/A | #N/A | #N/A | 122.5376 | #N/A | #N/A | 6.0268 | #N/A | 0 | 0 | 0 | 0 | 0 | 0 | 0 | 0.05446% | 1 | 50% | 0% | 0% | 0% | 8.2745 | 0 | 0 | 0 | 8.2745 | #N/A
2007-10-19 08:01 | 10 | 19 | 8 | 292.2921 | 6992 | 62.96 | 33.98 | 1018 | 62.96 | 27.6793 | 0 | Heating | 3.6906 | #N/A | #N/A | #N/A | #N/A | 27.6793 | #N/A | #N/A | 6.0268 | #N/A | 0 | 0 | 0 | 0 | 0 | 0 | 0 | 0.0123% | 1 | 50% | 0% | 0% | 0% | 8.2745 | 0 | 0 | 0 | 8.2745 | #N/A
2007-10-19 09:01 | 10 | 19 | 9 | 292.3337 | 6993 | 68 | 35.96 | 1018 | 68 | 8.5916 | 0 | Heating | 1.1455 | #N/A | #N/A | #N/A | #N/A | 8.5916 | #N/A | #N/A | 6.8007 | #N/A | 0 | 0 | 0 | 0 | 0 | 0 | 0 | 0.003818% | 1 | 50% | 0% | 0% | 0% | 8.2745 | 0 | 0 | 0 | 8.2745 | #N/A
2007-10-19 10:01 | 10 | 19 | 10 | 292.3754 | 6994 | 71.06 | 39.92 | 1018 | 71.06 | 5.9996 | 0 | Heating | 0.79994 | #N/A | #N/A | #N/A | #N/A | 5.9996 | #N/A | #N/A | 7.3273 | #N/A | 0 | 0 | 0 | 0 | 0 | 0 | 0 | 0.002666% | 1 | 50% | 0% | 0% | 0% | 8.2745 | 0 | 0 | 0 | 8.2745 | #N/A
2007-10-19 11:01 | 10 | 19 | 11 | 292.4171 | 6995 | 71.06 | 39.92 | 1017 | 71.06 | 3.625 | 0 | Heating | 0.48334 | #N/A | #N/A | #N/A | #N/A | 3.625 | #N/A | #N/A | 7.3273 | #N/A | 0 | 0 | 0 | 0 | 0 | 0 | 0 | 0.001611% | 1 | 50% | 0% | 0% | 0% | 8.2745 | 0 | 0 | 0 | 8.2745 | #N/A
2007-10-19 12:01 | 10 | 19 | 12 | 292.4587 | 6996 | 80.06 | 37.04 | 1016 | 80.06 | 1.2582 | 0 | Heating | 0.16776 | #N/A | #N/A | #N/A | #N/A | 1.2582 | #N/A | #N/A | 9.1467 | #N/A | 0 | 0 | 0 | 0 | 0 | 0 | 0 | 0.0005592% | 1 | 50% | 0% | 0% | 0% | 8.2745 | 0 | 0 | 0 | 8.2745 | #N/A
2007-10-19 13:01 | 10 | 19 | 13 | 292.5004 | 6997 | 82.94 | 39.02 | 1015 | 82.94 | 0 | 5.8684 | Cooling | 0.97806 | #N/A | #N/A | #N/A | #N/A | 0 | 0 | 0 | 0 | 0 | 5.8684 | #N/A | #N/A | 88 | #N/A | #N/A | #N/A | 0.00326% | 1 | 50% | 0% | 0% | 0% | 8.2745 | 0 | 0 | 0 | 8.2745 | #N/A
2007-10-19 14:01 | 10 | 19 | 14 | 292.5421 | 6998 | 82.94 | 35.06 | 1014 | 82.94 | 0 | 10.6251 | Cooling | 1.7709 | #N/A | #N/A | #N/A | #N/A | 0 | 0 | 0 | 0 | 0 | 10.6251 | #N/A | #N/A | 88 | #N/A | #N/A | #N/A | 0.005903% | 1 | 50% | 0% | 0% | 0% | 8.2745 | 0 | 0 | 0 | 8.2745 | #N/A
2007-10-19 15:01 | 10 | 19 | 15 | 292.5837 | 6999 | 84.02 | 35.96 | 1014 | 84.02 | 0 | 9.6488 | Cooling | 1.6081 | #N/A | #N/A | #N/A | #N/A | 0 | 0 | 0 | 0 | 0 | 9.6488 | #N/A | #N/A | 88 | #N/A | #N/A | #N/A | 0.00536% | 1 | 50% | 0% | 0% | 0% | 8.2745 | 0 | 0 | 0 | 8.2745 | #N/A
2007-10-19 16:01 | 10 | 19 | 16 | 292.6254 | 7000 | 82.94 | 33.08 | 1013 | 82.94 | 0 | 6.6633 | Cooling | 1.1105 | #N/A | #N/A | #N/A | #N/A | 0 | 0 | 0 | 0 | 0 | 6.6633 | #N/A | #N/A | 88 | #N/A | #N/A | #N/A | 0.003702% | 1 | 50% | 0% | 0% | 0% | 8.2745 | 0 | 0 | 0 | 8.2745 | #N/A
2007-10-19 17:01 | 10 | 19 | 17 | 292.6671 | 7001 | 82.94 | 35.06 | 1013 | 82.94 | 0.03677 | 0 | Heating | 0.0049027 | #N/A | #N/A | #N/A | #N/A | 0.03677 | #N/A | #N/A | 9.8202 | #N/A | 0 | 0 | 0 | 0 | 0 | 0 | 0 | 1.634e-05% | 1 | 50% | 0% | 0% | 0% | 8.2745 | 0 | 0 | 0 | 8.2745 | #N/A
2007-10-19 18:01 | 10 | 19 | 18 | 292.7087 | 7002 | 78.98 | 37.04 | 1013 | 78.98 | 0 | 0 | Cooling | 0 | #N/A | #N/A | #N/A | #N/A | 0 | 0 | 0 | 0 | 0 | 0 | #N/A | #N/A | 88 | 88 | 0 | #N/A | 0% | 1 | 50% | 0% | 0% | 0% | 8.2745 | 0 | 0 | 0 | 8.2745 | #N/A
2007-10-19 19:01 | 10 | 19 | 19 | 292.7504 | 7003 | 77 | 35.96 | 1013 | 77 | 0 | 0 | Cooling | 0 | #N/A | #N/A | #N/A | #N/A | 0 | 0 | 0 | 0 | 0 | 0 | #N/A | #N/A | 88 | 88 | 0 | #N/A | 0% | 1 | 50% | 0% | 0% | 0% | 8.2745 | 0 | 0 | 0 | 8.2745 | #N/A
2007-10-19 20:01 | 10 | 19 | 20 | 292.7921 | 7004 | 77 | 35.96 | 1013 | 77 | 0 | 0 | Cooling | 0 | #N/A | #N/A | #N/A | #N/A | 0 | 0 | 0 | 0 | 0 | 0 | #N/A | #N/A | 88 | 88 | 0 | #N/A | 0% | 1 | 50% | 0% | 0% | 0% | 8.2745 | 0 | 0 | 0 | 8.2745 | #N/A
2007-10-19 21:01 | 10 | 19 | 21 | 292.8337 | 7005 | 75.02 | 35.96 | 1012 | 75.02 | 0 | 0 | Cooling | 0 | #N/A | #N/A | #N/A | #N/A | 0 | 0 | 0 | 0 | 0 | 0 | #N/A | #N/A | 88 | 88 | 0 | #N/A | 0% | 1 | 50% | 0% | 0% | 0% | 8.2745 | 0 | 0 | 0 | 8.2745 | #N/A
2007-10-19 22:01 | 10 | 19 | 22 | 292.8754 | 7006 | 73.94 | 35.06 | 1012 | 73.94 | 0 | 0 | Cooling | 0 | #N/A | #N/A | #N/A | #N/A | 0 | 0 | 0 | 0 | 0 | 0 | #N/A | #N/A | 88 | 88 | 0 | #N/A | 0% | 1 | 50% | 0% | 0% | 0% | 8.2745 | 0 | 0 | 0 | 8.2745 | #N/A
2007-10-19 23:01 | 10 | 19 | 23 | 292.9171 | 7007 | 73.94 | 35.96 | 1012 | 73.94 | 0 | 0 | Cooling | 0 | #N/A | #N/A | #N/A | #N/A | 0 | 0 | 0 | 0 | 0 | 0 | #N/A | #N/A | 88 | 88 | 0 | #N/A | 0% | 1 | 50% | 0% | 0% | 0% | 8.2745 | 0 | 0 | 0 | 8.2745 | #N/A
2007-10-20 00:01 | 10 | 20 | 0 | 292.9587 | 7008 | 73.04 | 35.06 | 1012 | 73.04 | 0 | 0 | Cooling | 0 | #N/A | #N/A | #N/A | #N/A | 0 | 0 | 0 | 0 | 0 | 0 | #N/A | #N/A | 88 | 88 | 0 | #N/A | 0% | 1 | 50% | 0% | 0% | 0% | 8.2745 | 0 | 0 | 0 | 8.2745 | #N/A
2007-10-20 01:01 | 10 | 20 | 1 | 293.0004 | 7009 | 69.08 | 35.96 | 1012 | 69.08 | 0 | 0 | Cooling | 0 | #N/A | #N/A | #N/A | #N/A | 0 | 0 | 0 | 0 | 0 | 0 | #N/A | #N/A | 88 | 88 | 0 | #N/A | 0% | 1 | 50% | 0% | 0% | 0% | 8.2745 | 0 | 0 | 0 | 8.2745 | #N/A
2007-10-20 02:01 | 10 | 20 | 2 | 293.0421 | 7010 | 69.08 | 35.96 | 1012 | 69.08 | 0 | 0 | Cooling | 0 | #N/A | #N/A | #N/A | #N/A | 0 | 0 | 0 | 0 | 0 | 0 | #N/A | #N/A | 88 | 88 | 0 | #N/A | 0% | 1 | 50% | 0% | 0% | 0% | 8.2745 | 0 | 0 | 0 | 8.2745 | #N/A
2007-10-20 03:01 | 10 | 20 | 3 | 293.0837 | 7011 | 68 | 35.96 | 1011 | 68 | 0.058956 | 0 | Heating | 0.0078608 | #N/A | #N/A | #N/A | #N/A | 0.058956 | #N/A | #N/A | 6.8007 | #N/A | 0 | 0 | 0 | 0 | 0 | 0 | 0 | 2.62e-05% | 1 | 50% | 0% | 0% | 0% | 8.2745 | 0 | 0 | 0 | 8.2745 | #N/A
2007-10-20 04:01 | 10 | 20 | 4 | 293.1254 | 7012 | 68 | 37.94 | 1011 | 68 | 0.04015 | 0 | Heating | 0.0053533 | #N/A | #N/A | #N/A | #N/A | 0.04015 | #N/A | #N/A | 6.8007 | #N/A | 0 | 0 | 0 | 0 | 0 | 0 | 0 | 1.784e-05% | 1 | 50% | 0% | 0% | 0% | 8.2745 | 0 | 0 | 0 | 8.2745 | #N/A
2007-10-20 05:01 | 10 | 20 | 5 | 293.1671 | 7013 | 68 | 37.04 | 1012 | 68 | 0.53169 | 0 | Heating | 0.070891 | #N/A | #N/A | #N/A | #N/A | 0.53169 | #N/A | #N/A | 6.8007 | #N/A | 0 | 0 | 0 | 0 | 0 | 0 | 0 | 0.0002363% | 1 | 50% | 0% | 0% | 0% | 8.2745 | 0 | 0 | 0 | 8.2745 | #N/A
2007-10-20 06:01 | 10 | 20 | 6 | 293.2087 | 7014 | 66.92 | 35.96 | 1012 | 66.92 | 0.59784 | 0 | Heating | 0.079712 | #N/A | #N/A | #N/A | #N/A | 0.59784 | #N/A | #N/A | 6.6252 | #N/A | 0 | 0 | 0 | 0 | 0 | 0 | 0 | 0.0002657% | 1 | 50% | 0% | 0% | 0% | 8.2745 | 0 | 0 | 0 | 8.2745 | #N/A
2007-10-20 07:01 | 10 | 20 | 7 | 293.2504 | 7015 | 64.94 | 37.94 | 1012 | 64.94 | 0.01961 | 0 | Heating | 0.0026147 | #N/A | #N/A | #N/A | #N/A | 0.01961 | #N/A | #N/A | 6.3174 | #N/A | 0 | 0 | 0 | 0 | 0 | 0 | 0 | 8.716e-06% | 1 | 50% | 0% | 0% | 0% | 8.2745 | 0 | 0 | 0 | 8.2745 | #N/A
2007-10-20 08:01 | 10 | 20 | 8 | 293.2921 | 7016 | 64.94 | 44.06 | 1012 | 64.94 | 0 | 0 | Cooling | 0 | #N/A | #N/A | #N/A | #N/A | 0 | 0 | 0 | 0 | 0 | 0 | #N/A | #N/A | 88 | 88 | 0 | #N/A | 0% | 1 | 50% | 0% | 0% | 0% | 8.2745 | 0 | 0 | 0 | 8.2745 | #N/A
2007-10-20 09:01 | 10 | 20 | 9 | 293.3337 | 7017 | 66.02 | 44.06 | 1012 | 66.02 | 0 | 0 | Cooling | 0 | #N/A | #N/A | #N/A | #N/A | 0 | 0 | 0 | 0 | 0 | 0 | #N/A | #N/A | 88 | 88 | 0 | #N/A | 0% | 1 | 50% | 0% | 0% | 0% | 8.2745 | 0 | 0 | 0 | 8.2745 | #N/A
2007-10-20 10:01 | 10 | 20 | 10 | 293.3754 | 7018 | 69.08 | 44.06 | 1011 | 69.08 | 0 | 0 | Cooling | 0 | #N/A | #N/A | #N/A | #N/A | 0 | 0 | 0 | 0 | 0 | 0 | #N/A | #N/A | 88 | 88 | 0 | #N/A | 0% | 1 | 50% | 0% | 0% | 0% | 8.2745 | 0 | 0 | 0 | 8.2745 | #N/A
2007-10-20 11:01 | 10 | 20 | 11 | 293.4171 | 7019 | 69.08 | 42.98 | 1011 | 69.08 | 0 | 0 | Cooling | 0 | #N/A | #N/A | #N/A | #N/A | 0 | 0 | 0 | 0 | 0 | 0 | #N/A | #N/A | 88 | 88 | 0 | #N/A | 0% | 1 | 50% | 0% | 0% | 0% | 8.2745 | 0 | 0 | 0 | 8.2745 | #N/A
2007-10-20 12:01 | 10 | 20 | 12 | 293.4587 | 7020 | 69.98 | 44.06 | 1011 | 69.98 | 0 | 0 | Cooling | 0 | #N/A | #N/A | #N/A | #N/A | 0 | 0 | 0 | 0 | 0 | 0 | #N/A | #N/A | 88 | 88 | 0 | #N/A | 0% | 1 | 50% | 0% | 0% | 0% | 8.2745 | 0 | 0 | 0 | 8.2745 | #N/A
2007-10-20 13:01 | 10 | 20 | 13 | 293.5004 | 7021 | 71.96 | 42.98 | 1010 | 71.96 | 0 | 0 | Cooling | 0 | #N/A | #N/A | #N/A | #N/A | 0 | 0 | 0 | 0 | 0 | 0 | #N/A | #N/A | 88 | 88 | 0 | #N/A | 0% | 1 | 50% | 0% | 0% | 0% | 8.2745 | 0 | 0 | 0 | 8.2745 | #N/A
2007-10-20 14:01 | 10 | 20 | 14 | 293.5421 | 7022 | 71.96 | 42.98 | 1009 | 71.96 | 0 | 0 | Cooling | 0 | #N/A | #N/A | #N/A | #N/A | 0 | 0 | 0 | 0 | 0 | 0 | #N/A | #N/A | 88 | 88 | 0 | #N/A | 0% | 1 | 50% | 0% | 0% | 0% | 8.2745 | 0 | 0 | 0 | 8.2745 | #N/A
2007-10-20 15:01 | 10 | 20 | 15 | 293.5837 | 7023 | 71.06 | 44.06 | 1008 | 71.06 | 0 | 0 | Cooling | 0 | #N/A | #N/A | #N/A | #N/A | 0 | 0 | 0 | 0 | 0 | 0 | #N/A | #N/A | 88 | 88 | 0 | #N/A | 0% | 1 | 50% | 0% | 0% | 0% | 8.2745 | 0 | 0 | 0 | 8.2745 | #N/A
2007-10-20 16:01 | 10 | 20 | 16 | 293.6254 | 7024 | 69.98 | 42.98 | 1008 | 69.98 | 0 | 0 | Cooling | 0 | #N/A | #N/A | #N/A | #N/A | 0 | 0 | 0 | 0 | 0 | 0 | #N/A | #N/A | 88 | 88 | 0 | #N/A | 0% | 1 | 50% | 0% | 0% | 0% | 8.2745 | 0 | 0 | 0 | 8.2745 | #N/A
2007-10-20 17:01 | 10 | 20 | 17 | 293.6671 | 7025 | 69.98 | 42.98 | 1007 | 69.98 | 0 | 0 | Cooling | 0 | #N/A | #N/A | #N/A | #N/A | 0 | 0 | 0 | 0 | 0 | 0 | #N/A | #N/A | 88 | 88 | 0 | #N/A | 0% | 1 | 50% | 0% | 0% | 0% | 8.2745 | 0 | 0 | 0 | 8.2745 | #N/A
2007-10-20 18:01 | 10 | 20 | 18 | 293.7087 | 7026 | 62.06 | 42.98 | 1007 | 62.06 | 0 | 0 | Cooling | 0 | #N/A | #N/A | #N/A | #N/A | 0 | 0 | 0 | 0 | 0 | 0 | #N/A | #N/A | 88 | 88 | 0 | #N/A | 0% | 1 | 50% | 0% | 0% | 0% | 8.2745 | 0 | 0 | 0 | 8.2745 | #N/A
2007-10-20 19:01 | 10 | 20 | 19 | 293.7504 | 7027 | 60.08 | 42.08 | 1007 | 60.08 | 0 | 0 | Cooling | 0 | #N/A | #N/A | #N/A | #N/A | 0 | 0 | 0 | 0 | 0 | 0 | #N/A | #N/A | 88 | 88 | 0 | #N/A | 0% | 1 | 50% | 0% | 0% | 0% | 8.2745 | 0 | 0 | 0 | 8.2745 | #N/A
2007-10-20 20:01 | 10 | 20 | 20 | 293.7921 | 7028 | 60.08 | 42.08 | 1007 | 60.08 | 0 | 0 | Cooling | 0 | #N/A | #N/A | #N/A | #N/A | 0 | 0 | 0 | 0 | 0 | 0 | #N/A | #N/A | 88 | 88 | 0 | #N/A | 0% | 1 | 50% | 0% | 0% | 0% | 8.2745 | 0 | 0 | 0 | 8.2745 | #N/A
2007-10-20 21:01 | 10 | 20 | 21 | 293.8337 | 7029 | 57.92 | 42.08 | 1007 | 57.92 | 0 | 0 | Cooling | 0 | #N/A | #N/A | #N/A | #N/A | 0 | 0 | 0 | 0 | 0 | 0 | #N/A | #N/A | 88 | 88 | 0 | #N/A | 0% | 1 | 50% | 0% | 0% | 0% | 8.2745 | 0 | 0 | 0 | 8.2745 | #N/A
2007-10-20 22:01 | 10 | 20 | 22 | 293.8754 | 7030 | 55.04 | 41 | 1007 | 55.04 | 0 | 0 | Cooling | 0 | #N/A | #N/A | #N/A | #N/A | 0 | 0 | 0 | 0 | 0 | 0 | #N/A | #N/A | 88 | 88 | 0 | #N/A | 0% | 1 | 50% | 0% | 0% | 0% | 8.2745 | 0 | 0 | 0 | 8.2745 | #N/A
2007-10-20 23:01 | 10 | 20 | 23 | 293.9171 | 7031 | 55.04 | 39.92 | 1006 | 55.04 | 0 | 0 | Cooling | 0 | #N/A | #N/A | #N/A | #N/A | 0 | 0 | 0 | 0 | 0 | 0 | #N/A | #N/A | 88 | 88 | 0 | #N/A | 0% | 1 | 50% | 0% | 0% | 0% | 8.2745 | 0 | 0 | 0 | 8.2745 | #N/A
2007-10-21 00:01 | 10 | 21 | 0 | 293.9587 | 7032 | 51.08 | 39.92 | 1006 | 51.08 | 0 | 0 | Cooling | 0 | #N/A | #N/A | #N/A | #N/A | 0 | 0 | 0 | 0 | 0 | 0 | #N/A | #N/A | 88 | 88 | 0 | #N/A | 0% | 1 | 50% | 0% | 0% | 0% | 8.2745 | 0 | 0 | 0 | 8.2745 | #N/A
2007-10-21 01:01 | 10 | 21 | 1 | 294.0004 | 7033 | 50 | 39.02 | 1006 | 50 | 0 | 0 | Cooling | 0 | #N/A | #N/A | #N/A | #N/A | 0 | 0 | 0 | 0 | 0 | 0 | #N/A | #N/A | 88 | 88 | 0 | #N/A | 0% | 1 | 50% | 0% | 0% | 0% | 8.2745 | 0 | 0 | 0 | 8.2745 | #N/A
2007-10-21 02:01 | 10 | 21 | 2 | 294.0421 | 7034 | 50 | 39.92 | 1005 | 50 | 0 | 0 | Cooling | 0 | #N/A | #N/A | #N/A | #N/A | 0 | 0 | 0 | 0 | 0 | 0 | #N/A | #N/A | 88 | 88 | 0 | #N/A | 0% | 1 | 50% | 0% | 0% | 0% | 8.2745 | 0 | 0 | 0 | 8.2745 | #N/A
2007-10-21 03:01 | 10 | 21 | 3 | 294.0837 | 7035 | 48.02 | 39.02 | 1005 | 48.02 | 0 | 0 | Cooling | 0 | #N/A | #N/A | #N/A | #N/A | 0 | 0 | 0 | 0 | 0 | 0 | #N/A | #N/A | 88 | 88 | 0 | #N/A | 0% | 1 | 50% | 0% | 0% | 0% | 8.2745 | 0 | 0 | 0 | 8.2745 | #N/A
2007-10-21 04:01 | 10 | 21 | 4 | 294.1254 | 7036 | 46.94 | 37.94 | 1004 | 46.94 | 0.24441 | 0 | Heating | 0.032588 | #N/A | #N/A | #N/A | #N/A | 0.24441 | #N/A | #N/A | 4.2441 | #N/A | 0 | 0 | 0 | 0 | 0 | 0 | 0 | 0.0001086% | 1 | 50% | 0% | 0% | 0% | 8.2745 | 0 | 0 | 0 | 8.2745 | #N/A
2007-10-21 05:01 | 10 | 21 | 5 | 294.1671 | 7037 | 46.94 | 39.92 | 1004 | 46.94 | 0 | 0 | Cooling | 0 | #N/A | #N/A | #N/A | #N/A | 0 | 0 | 0 | 0 | 0 | 0 | #N/A | #N/A | 88 | 88 | 0 | #N/A | 0% | 1 | 50% | 0% | 0% | 0% | 8.2745 | 0 | 0 | 0 | 8.2745 | #N/A
2007-10-21 06:01 | 10 | 21 | 6 | 294.2087 | 7038 | 44.6 | 39.92 | 1004 | 44.6 | 198.599 | 0 | Heating | 26.4799 | #N/A | #N/A | #N/A | #N/A | 198.599 | #N/A | #N/A | 4.058 | #N/A | 0 | 0 | 0 | 0 | 0 | 0 | 0 | 0.08827% | 1 | 50% | 0% | 0% | 0% | 8.2745 | 0 | 0 | 0 | 8.2745 | #N/A
2007-10-21 07:01 | 10 | 21 | 7 | 294.2504 | 7039 | 46.04 | 39.92 | 1004 | 46.04 | 66.8741 | 0 | Heating | 8.9166 | #N/A | #N/A | #N/A | #N/A | 66.8741 | #N/A | #N/A | 4.1705 | #N/A | 0 | 0 | 0 | 0 | 0 | 0 | 0 | 0.02972% | 1 | 50% | 0% | 0% | 0% | 8.2745 | 0 | 0 | 0 | 8.2745 | #N/A
2007-10-21 08:01 | 10 | 21 | 8 | 294.2921 | 7040 | 48.92 | 42.08 | 1004 | 48.92 | 4.775 | 0 | Heating | 0.63666 | #N/A | #N/A | #N/A | #N/A | 4.775 | #N/A | #N/A | 4.4149 | #N/A | 0 | 0 | 0 | 0 | 0 | 0 | 0 | 0.002122% | 1 | 50% | 0% | 0% | 0% | 8.2745 | 0 | 0 | 0 | 8.2745 | #N/A
2007-10-21 09:01 | 10 | 21 | 9 | 294.3337 | 7041 | 51.98 | 42.08 | 1003 | 51.98 | 0.54625 | 0 | Heating | 0.072834 | #N/A | #N/A | #N/A | #N/A | 0.54625 | #N/A | #N/A | 4.7043 | #N/A | 0 | 0 | 0 | 0 | 0 | 0 | 0 | 0.0002428% | 1 | 50% | 0% | 0% | 0% | 8.2745 | 0 | 0 | 0 | 8.2745 | #N/A
2007-10-21 10:01 | 10 | 21 | 10 | 294.3754 | 7042 | 53.96 | 44.96 | 1003 | 53.96 | 0.031922 | 0 | Heating | 0.0042563 | #N/A | #N/A | #N/A | #N/A | 0.031922 | #N/A | #N/A | 4.9089 | #N/A | 0 | 0 | 0 | 0 | 0 | 0 | 0 | 1.419e-05% | 1 | 50% | 0% | 0% | 0% | 8.2745 | 0 | 0 | 0 | 8.2745 | #N/A
2007-10-21 11:01 | 10 | 21 | 11 | 294.4171 | 7043 | 53.96 | 44.96 | 1003 | 53.96 | 0 | 0 | Cooling | 0 | #N/A | #N/A | #N/A | #N/A | 0 | 0 | 0 | 0 | 0 | 0 | #N/A | #N/A | 88 | 88 | 0 | #N/A | 0% | 1 | 50% | 0% | 0% | 0% | 8.2745 | 0 | 0 | 0 | 8.2745 | #N/A
2007-10-21 12:01 | 10 | 21 | 12 | 294.4587 | 7044 | 53.96 | 46.04 | 1003 | 53.96 | 0 | 0 | Cooling | 0 | #N/A | #N/A | #N/A | #N/A | 0 | 0 | 0 | 0 | 0 | 0 | #N/A | #N/A | 88 | 88 | 0 | #N/A | 0% | 1 | 50% | 0% | 0% | 0% | 8.2745 | 0 | 0 | 0 | 8.2745 | #N/A
2007-10-21 13:01 | 10 | 21 | 13 | 294.5004 | 7045 | 51.8 | 48.02 | 1002 | 51.8 | 0 | 0 | Cooling | 0 | #N/A | #N/A | #N/A | #N/A | 0 | 0 | 0 | 0 | 0 | 0 | #N/A | #N/A | 88 | 88 | 0 | #N/A | 0% | 1 | 50% | 0% | 0% | 0% | 8.2745 | 0 | 0 | 0 | 8.2745 | #N/A
2007-10-21 14:01 | 10 | 21 | 14 | 294.5421 | 7046 | 53.06 | 48.02 | 1002 | 53.06 | 0 | 0 | Cooling | 0 | #N/A | #N/A | #N/A | #N/A | 0 | 0 | 0 | 0 | 0 | 0 | #N/A | #N/A | 88 | 88 | 0 | #N/A | 0% | 1 | 50% | 0% | 0% | 0% | 8.2745 | 0 | 0 | 0 | 8.2745 | #N/A
2007-10-21 15:01 | 10 | 21 | 15 | 294.5837 | 7047 | 53.96 | 51.08 | 1002 | 53.96 | 0 | 22.6992 | Cooling | 3.7832 | #N/A | #N/A | #N/A | #N/A | 0 | 0 | 0 | 0 | 0 | 22.6992 | #N/A | #N/A | 88 | #N/A | #N/A | #N/A | 0.01261% | 1 | 50% | 0% | 0% | 0% | 8.2745 | 0 | 0 | 0 | 8.2745 | #N/A
2007-10-21 16:01 | 10 | 21 | 16 | 294.6254 | 7048 | 53.96 | 51.08 | 1002 | 53.96 | 0 | 113.8673 | Cooling | 18.9779 | #N/A | #N/A | #N/A | #N/A | 0 | 0 | 0 | 0 | 0 | 113.8673 | #N/A | #N/A | 88 | #N/A | #N/A | #N/A | 0.06326% | 1 | 50% | 0% | 0% | 0% | 8.2745 | 0 | 0 | 0 | 8.2745 | #N/A
2007-10-21 17:01 | 10 | 21 | 17 | 294.6671 | 7049 | 53.96 | 51.08 | 1002 | 53.96 | 0 | 50.4238 | Cooling | 8.404 | #N/A | #N/A | #N/A | #N/A | 0 | 0 | 0 | 0 | 0 | 50.4238 | #N/A | #N/A | 88 | #N/A | #N/A | #N/A | 0.02801% | 1 | 50% | 0% | 0% | 0% | 8.2745 | 0 | 0 | 0 | 8.2745 | #N/A
2007-10-21 18:01 | 10 | 21 | 18 | 294.7087 | 7050 | 53.96 | 50 | 1003 | 53.96 | 0 | 11.1605 | Cooling | 1.8601 | #N/A | #N/A | #N/A | #N/A | 0 | 0 | 0 | 0 | 0 | 11.1605 | #N/A | #N/A | 88 | #N/A | #N/A | #N/A | 0.0062% | 1 | 50% | 0% | 0% | 0% | 8.2745 | 0 | 0 | 0 | 8.2745 | #N/A
2007-10-21 19:01 | 10 | 21 | 19 | 294.7504 | 7051 | 53.96 | 48.92 | 1003 | 53.96 | 0 | 0.033983 | Cooling | 0.0056639 | #N/A | #N/A | #N/A | #N/A | 0 | 0 | 0 | 0 | 0 | 0.033983 | #N/A | #N/A | 88 | #N/A | #N/A | #N/A | 1.888e-05% | 1 | 50% | 0% | 0% | 0% | 8.2745 | 0 | 0 | 0 | 8.2745 | #N/A
2007-10-21 20:01 | 10 | 21 | 20 | 294.7921 | 7052 | 53.96 | 48.92 | 1004 | 53.96 | 0 | 0.0051172 | Cooling | 0.00085287 | #N/A | #N/A | #N/A | #N/A | 0 | 0 | 0 | 0 | 0 | 0.0051172 | #N/A | #N/A | 88 | #N/A | #N/A | #N/A | 2.843e-06% | 1 | 50% | 0% | 0% | 0% | 8.2745 | 0 | 0 | 0 | 8.2745 | #N/A
2007-10-21 21:01 | 10 | 21 | 21 | 294.8337 | 7053 | 55.94 | 48.92 | 1004 | 55.94 | 0.39434 | 0 | Heating | 0.052579 | #N/A | #N/A | #N/A | #N/A | 0.39434 | #N/A | #N/A | 5.1278 | #N/A | 0 | 0 | 0 | 0 | 0 | 0 | 0 | 0.0001753% | 1 | 50% | 0% | 0% | 0% | 8.2745 | 0 | 0 | 0 | 8.2745 | #N/A
2007-10-21 22:01 | 10 | 21 | 22 | 294.8754 | 7054 | 55.94 | 48.02 | 1004 | 55.94 | 0 | 0 | Cooling | 0 | #N/A | #N/A | #N/A | #N/A | 0 | 0 | 0 | 0 | 0 | 0 | #N/A | #N/A | 88 | 88 | 0 | #N/A | 0% | 1 | 50% | 0% | 0% | 0% | 8.2745 | 0 | 0 | 0 | 8.2745 | #N/A
2007-10-21 23:01 | 10 | 21 | 23 | 294.9171 | 7055 | 55.94 | 46.94 | 1004 | 55.94 | 0 | 0 | Cooling | 0 | #N/A | #N/A | #N/A | #N/A | 0 | 0 | 0 | 0 | 0 | 0 | #N/A | #N/A | 88 | 88 | 0 | #N/A | 0% | 1 | 50% | 0% | 0% | 0% | 8.2745 | 0 | 0 | 0 | 8.2745 | #N/A
2007-10-22 00:01 | 10 | 22 | 0 | 294.9587 | 7056 | 60.08 | 46.04 | 1004 | 60.08 | 0 | 0 | Cooling | 0 | #N/A | #N/A | #N/A | #N/A | 0 | 0 | 0 | 0 | 0 | 0 | #N/A | #N/A | 88 | 88 | 0 | #N/A | 0% | 1 | 50% | 0% | 0% | 0% | 8.2745 | 0 | 0 | 0 | 8.2745 | #N/A
2007-10-22 01:01 | 10 | 22 | 1 | 295.0004 | 7057 | 60.98 | 46.04 | 1004 | 60.98 | 0 | 0 | Cooling | 0 | #N/A | #N/A | #N/A | #N/A | 0 | 0 | 0 | 0 | 0 | 0 | #N/A | #N/A | 88 | 88 | 0 | #N/A | 0% | 1 | 50% | 0% | 0% | 0% | 8.2745 | 0 | 0 | 0 | 8.2745 | #N/A
2007-10-22 02:01 | 10 | 22 | 2 | 295.0421 | 7058 | 60.98 | 44.96 | 1004 | 60.98 | 0 | 0 | Cooling | 0 | #N/A | #N/A | #N/A | #N/A | 0 | 0 | 0 | 0 | 0 | 0 | #N/A | #N/A | 88 | 88 | 0 | #N/A | 0% | 1 | 50% | 0% | 0% | 0% | 8.2745 | 0 | 0 | 0 | 8.2745 | #N/A
2007-10-22 03:01 | 10 | 22 | 3 | 295.0837 | 7059 | 60.98 | 44.96 | 1004 | 60.98 | 0 | 0 | Cooling | 0 | #N/A | #N/A | #N/A | #N/A | 0 | 0 | 0 | 0 | 0 | 0 | #N/A | #N/A | 88 | 88 | 0 | #N/A | 0% | 1 | 50% | 0% | 0% | 0% | 8.2745 | 0 | 0 | 0 | 8.2745 | #N/A
2007-10-22 04:01 | 10 | 22 | 4 | 295.1254 | 7060 | 62.96 | 42.98 | 1004 | 62.96 | 0 | 0 | Cooling | 0 | #N/A | #N/A | #N/A | #N/A | 0 | 0 | 0 | 0 | 0 | 0 | #N/A | #N/A | 88 | 88 | 0 | #N/A | 0% | 1 | 50% | 0% | 0% | 0% | 8.2745 | 0 | 0 | 0 | 8.2745 | #N/A
2007-10-22 05:01 | 10 | 22 | 5 | 295.1671 | 7061 | 62.96 | 42.98 | 1005 | 62.96 | 0 | 0 | Cooling | 0 | #N/A | #N/A | #N/A | #N/A | 0 | 0 | 0 | 0 | 0 | 0 | #N/A | #N/A | 88 | 88 | 0 | #N/A | 0% | 1 | 50% | 0% | 0% | 0% | 8.2745 | 0 | 0 | 0 | 8.2745 | #N/A
2007-10-22 06:01 | 10 | 22 | 6 | 295.2087 | 7062 | 64.94 | 39.92 | 1005 | 64.94 | 110.6158 | 0 | Heating | 14.7488 | #N/A | #N/A | #N/A | #N/A | 110.6158 | #N/A | #N/A | 6.3174 | #N/A | 0 | 0 | 0 | 0 | 0 | 0 | 0 | 0.04916% | 1 | 50% | 0% | 0% | 0% | 8.2745 | 0 | 0 | 0 | 8.2745 | #N/A
2007-10-22 07:01 | 10 | 22 | 7 | 295.2504 | 7063 | 64.94 | 41 | 1005 | 64.94 | 19.8708 | 0 | Heating | 2.6494 | #N/A | #N/A | #N/A | #N/A | 19.8708 | #N/A | #N/A | 6.3174 | #N/A | 0 | 0 | 0 | 0 | 0 | 0 | 0 | 0.008831% | 1 | 50% | 0% | 0% | 0% | 8.2745 | 0 | 0 | 0 | 8.2745 | #N/A
2007-10-22 08:01 | 10 | 22 | 8 | 295.2921 | 7064 | 64.94 | 44.06 | 1006 | 64.94 | 0.18805 | 0 | Heating | 0.025073 | #N/A | #N/A | #N/A | #N/A | 0.18805 | #N/A | #N/A | 6.3174 | #N/A | 0 | 0 | 0 | 0 | 0 | 0 | 0 | 8.358e-05% | 1 | 50% | 0% | 0% | 0% | 8.2745 | 0 | 0 | 0 | 8.2745 | #N/A
2007-10-22 09:01 | 10 | 22 | 9 | 295.3337 | 7065 | 69.08 | 48.02 | 1006 | 69.08 | 0 | 0.093852 | Cooling | 0.015642 | #N/A | #N/A | #N/A | #N/A | 0 | 0 | 0 | 0 | 0 | 0.093852 | #N/A | #N/A | 88 | #N/A | #N/A | #N/A | 5.214e-05% | 1 | 50% | 0% | 0% | 0% | 8.2745 | 0 | 0 | 0 | 8.2745 | #N/A
2007-10-22 10:01 | 10 | 22 | 10 | 295.3754 | 7066 | 71.06 | 51.08 | 1006 | 71.06 | 0 | 25.6743 | Cooling | 4.279 | #N/A | #N/A | #N/A | #N/A | 0 | 0 | 0 | 0 | 0 | 25.6743 | #N/A | #N/A | 88 | #N/A | #N/A | #N/A | 0.01426% | 1 | 50% | 0% | 0% | 0% | 8.2745 | 0 | 0 | 0 | 8.2745 | #N/A
2007-10-22 11:01 | 10 | 22 | 11 | 295.4171 | 7067 | 71.06 | 48.02 | 1006 | 71.06 | 0 | 102.141 | Cooling | 17.0235 | #N/A | #N/A | #N/A | #N/A | 0 | 0 | 0 | 0 | 0 | 102.141 | #N/A | #N/A | 88 | #N/A | #N/A | #N/A | 0.05675% | 1 | 50% | 0% | 0% | 0% | 8.2745 | 0 | 0 | 0 | 8.2745 | #N/A
2007-10-22 12:01 | 10 | 22 | 12 | 295.4587 | 7068 | 69.08 | 44.96 | 1005 | 69.08 | 0 | 140.4535 | Cooling | 23.4089 | #N/A | #N/A | #N/A | #N/A | 0 | 0 | 0 | 0 | 0 | 140.4535 | #N/A | #N/A | 88 | #N/A | #N/A | #N/A | 0.07803% | 1 | 50% | 0% | 0% | 0% | 8.2745 | 0 | 0 | 0 | 8.2745 | #N/A
2007-10-22 13:01 | 10 | 22 | 13 | 295.5004 | 7069 | 66.92 | 42.98 | 1005 | 66.92 | 0 | 339.03 | Cooling | 56.505 | #N/A | #N/A | #N/A | #N/A | 0 | 0 | 0 | 0 | 0 | 339.03 | #N/A | #N/A | 88 | #N/A | #N/A | #N/A | 0.1883% | 1 | 50% | 0% | 0% | 0% | 8.2745 | 0 | 0 | 0 | 8.2745 | #N/A
2007-10-22 14:01 | 10 | 22 | 14 | 295.5421 | 7070 | 69.08 | 42.98 | 1005 | 69.08 | 0 | 438.9054 | Cooling | 73.1509 | #N/A | #N/A | #N/A | #N/A | 0 | 0 | 0 | 0 | 0 | 438.9054 | #N/A | #N/A | 88 | #N/A | #N/A | #N/A | 0.2438% | 1 | 50% | 0% | 0% | 0% | 8.2745 | 0 | 0 | 0 | 8.2745 | #N/A
2007-10-22 15:01 | 10 | 22 | 15 | 295.5837 | 7071 | 68 | 44.96 | 1004 | 68 | 0 | 517.1102 | Cooling | 86.185 | #N/A | #N/A | #N/A | #N/A | 0 | 0 | 0 | 0 | 0 | 517.1102 | #N/A | #N/A | 88 | #N/A | #N/A | #N/A | 0.2873% | 1 | 50% | 0% | 0% | 0% | 8.2745 | 0 | 0 | 0 | 8.2745 | #N/A
2007-10-22 16:01 | 10 | 22 | 16 | 295.6254 | 7072 | 66.2 | 44.96 | 1003 | 66.2 | 0 | 584.1511 | Cooling | 97.3585 | #N/A | #N/A | #N/A | #N/A | 0 | 0 | 0 | 0 | 0 | 584.1511 | #N/A | #N/A | 88 | #N/A | #N/A | #N/A | 0.3245% | 1 | 50% | 0% | 0% | 0% | 8.2745 | 0 | 0 | 0 | 8.2745 | #N/A
2007-10-22 17:01 | 10 | 22 | 17 | 295.6671 | 7073 | 66.92 | 44.06 | 1003 | 66.92 | 0 | 431.6967 | Cooling | 71.9495 | #N/A | #N/A | #N/A | #N/A | 0 | 0 | 0 | 0 | 0 | 431.6967 | #N/A | #N/A | 88 | #N/A | #N/A | #N/A | 0.2398% | 1 | 50% | 0% | 0% | 0% | 8.2745 | 0 | 0 | 0 | 8.2745 | #N/A
2007-10-22 18:01 | 10 | 22 | 18 | 295.7087 | 7074 | 64.04 | 44.06 | 1003 | 64.04 | 0 | 96.7836 | Cooling | 16.1306 | #N/A | #N/A | #N/A | #N/A | 0 | 0 | 0 | 0 | 0 | 96.7836 | #N/A | #N/A | 88 | #N/A | #N/A | #N/A | 0.05377% | 1 | 50% | 0% | 0% | 0% | 8.2745 | 0 | 0 | 0 | 8.2745 | #N/A
2007-10-22 19:01 | 10 | 22 | 19 | 295.7504 | 7075 | 62.6 | 44.06 | 1003 | 62.6 | 0 | 1.8133 | Cooling | 0.30221 | #N/A | #N/A | #N/A | #N/A | 0 | 0 | 0 | 0 | 0 | 1.8133 | #N/A | #N/A | 88 | #N/A | #N/A | #N/A | 0.001007% | 1 | 50% | 0% | 0% | 0% | 8.2745 | 0 | 0 | 0 | 8.2745 | #N/A
2007-10-22 20:01 | 10 | 22 | 20 | 295.7921 | 7076 | 62.06 | 42.98 | 1003 | 62.06 | 0 | 0.011187 | Cooling | 0.0018645 | #N/A | #N/A | #N/A | #N/A | 0 | 0 | 0 | 0 | 0 | 0.011187 | #N/A | #N/A | 88 | #N/A | #N/A | #N/A | 6.215e-06% | 1 | 50% | 0% | 0% | 0% | 8.2745 | 0 | 0 | 0 | 8.2745 | #N/A
2007-10-22 21:01 | 10 | 22 | 21 | 295.8337 | 7077 | 55.04 | 42.08 | 1003 | 55.04 | 0 | 0.0018235 | Cooling | 0.00030392 | #N/A | #N/A | #N/A | #N/A | 0 | 0 | 0 | 0 | 0 | 0.0018235 | #N/A | #N/A | 88 | #N/A | #N/A | #N/A | 1.013e-06% | 1 | 50% | 0% | 0% | 0% | 8.2745 | 0 | 0 | 0 | 8.2745 | #N/A
2007-10-22 22:01 | 10 | 22 | 22 | 295.8754 | 7078 | 53.06 | 44.06 | 1003 | 53.06 | 0 | 0 | Cooling | 0 | #N/A | #N/A | #N/A | #N/A | 0 | 0 | 0 | 0 | 0 | 0 | #N/A | #N/A | 88 | 88 | 0 | #N/A | 0% | 1 | 50% | 0% | 0% | 0% | 8.2745 | 0 | 0 | 0 | 8.2745 | #N/A
2007-10-22 23:01 | 10 | 22 | 23 | 295.9171 | 7079 | 51.98 | 46.94 | 1002 | 51.98 | 0 | 0 | Cooling | 0 | #N/A | #N/A | #N/A | #N/A | 0 | 0 | 0 | 0 | 0 | 0 | #N/A | #N/A | 88 | 88 | 0 | #N/A | 0% | 1 | 50% | 0% | 0% | 0% | 8.2745 | 0 | 0 | 0 | 8.2745 | #N/A
2007-10-23 00:01 | 10 | 23 | 0 | 295.9587 | 7080 | 51.08 | 48.92 | 1002 | 51.08 | 0 | 0 | Cooling | 0 | #N/A | #N/A | #N/A | #N/A | 0 | 0 | 0 | 0 | 0 | 0 | #N/A | #N/A | 88 | 88 | 0 | #N/A | 0% | 1 | 50% | 0% | 0% | 0% | 8.2745 | 0 | 0 | 0 | 8.2745 | #N/A
2007-10-23 01:01 | 10 | 23 | 1 | 296.0004 | 7081 | 50 | 50 | 1002 | 50 | 0 | 0 | Cooling | 0 | #N/A | #N/A | #N/A | #N/A | 0 | 0 | 0 | 0 | 0 | 0 | #N/A | #N/A | 88 | 88 | 0 | #N/A | 0% | 1 | 50% | 0% | 0% | 0% | 8.2745 | 0 | 0 | 0 | 8.2745 | #N/A
2007-10-23 02:01 | 10 | 23 | 2 | 296.0421 | 7082 | 50 | 51.08 | 1002 | 50 | 0 | 0 | Cooling | 0 | #N/A | #N/A | #N/A | #N/A | 0 | 0 | 0 | 0 | 0 | 0 | #N/A | #N/A | 88 | 88 | 0 | #N/A | 0% | 1 | 50% | 0% | 0% | 0% | 8.2745 | 0 | 0 | 0 | 8.2745 | #N/A
2007-10-23 03:01 | 10 | 23 | 3 | 296.0837 | 7083 | 50 | 51.08 | 1001 | 50 | 0 | 0 | Cooling | 0 | #N/A | #N/A | #N/A | #N/A | 0 | 0 | 0 | 0 | 0 | 0 | #N/A | #N/A | 88 | 88 | 0 | #N/A | 0% | 1 | 50% | 0% | 0% | 0% | 8.2745 | 0 | 0 | 0 | 8.2745 | #N/A
2007-10-23 04:01 | 10 | 23 | 4 | 296.1254 | 7084 | 48.92 | 51.08 | 1001 | 48.92 | 0 | 0 | Cooling | 0 | #N/A | #N/A | #N/A | #N/A | 0 | 0 | 0 | 0 | 0 | 0 | #N/A | #N/A | 88 | 88 | 0 | #N/A | 0% | 1 | 50% | 0% | 0% | 0% | 8.2745 | 0 | 0 | 0 | 8.2745 | #N/A
2007-10-23 05:01 | 10 | 23 | 5 | 296.1671 | 7085 | 48.02 | 51.98 | 1001 | 48.02 | 0 | 0.012614 | Cooling | 0.0021023 | #N/A | #N/A | #N/A | #N/A | 0 | 0 | 0 | 0 | 0 | 0.012614 | #N/A | #N/A | 88 | #N/A | #N/A | #N/A | 7.008e-06% | 1 | 50% | 0% | 0% | 0% | 8.2745 | 0 | 0 | 0 | 8.2745 | #N/A
2007-10-23 06:01 | 10 | 23 | 6 | 296.2087 | 7086 | 46.04 | 51.08 | 1001 | 46.04 | 0 | 254.7142 | Cooling | 42.4524 | #N/A | #N/A | #N/A | #N/A | 0 | 0 | 0 | 0 | 0 | 254.7142 | #N/A | #N/A | 88 | #N/A | #N/A | #N/A | 0.1415% | 1 | 50% | 0% | 0% | 0% | 8.2745 | 0 | 0 | 0 | 8.2745 | #N/A
2007-10-23 07:01 | 10 | 23 | 7 | 296.2504 | 7087 | 44.96 | 51.98 | 1001 | 44.96 | 0 | 203.8439 | Cooling | 33.974 | #N/A | #N/A | #N/A | #N/A | 0 | 0 | 0 | 0 | 0 | 203.8439 | #N/A | #N/A | 88 | #N/A | #N/A | #N/A | 0.1132% | 1 | 50% | 0% | 0% | 0% | 8.2745 | 0 | 0 | 0 | 8.2745 | #N/A
2007-10-23 08:01 | 10 | 23 | 8 | 296.2921 | 7088 | 44.96 | 51.98 | 1002 | 44.96 | 0 | 545.221 | Cooling | 90.8702 | #N/A | #N/A | #N/A | #N/A | 0 | 0 | 0 | 0 | 0 | 545.221 | #N/A | #N/A | 88 | #N/A | #N/A | #N/A | 0.3029% | 1 | 50% | 0% | 0% | 0% | 8.2745 | 0 | 0 | 0 | 8.2745 | #N/A
2007-10-23 09:01 | 10 | 23 | 9 | 296.3337 | 7089 | 44.06 | 53.06 | 1002 | 44.06 | 0 | 592.6266 | Cooling | 98.7711 | #N/A | #N/A | #N/A | #N/A | 0 | 0 | 0 | 0 | 0 | 592.6266 | #N/A | #N/A | 88 | #N/A | #N/A | #N/A | 0.3292% | 1 | 50% | 0% | 0% | 0% | 8.2745 | 0 | 0 | 0 | 8.2745 | #N/A
2007-10-23 10:01 | 10 | 23 | 10 | 296.3754 | 7090 | 44.06 | 53.06 | 1002 | 44.06 | 0 | 575.8146 | Cooling | 95.9691 | #N/A | #N/A | #N/A | #N/A | 0 | 0 | 0 | 0 | 0 | 575.8146 | #N/A | #N/A | 88 | #N/A | #N/A | #N/A | 0.3199% | 1 | 50% | 0% | 0% | 0% | 8.2745 | 0 | 0 | 0 | 8.2745 | #N/A
2007-10-23 11:01 | 10 | 23 | 11 | 296.4171 | 7091 | 44.06 | 53.96 | 1002 | 44.06 | 0 | 740.192 | Cooling | 123.3653 | #N/A | #N/A | #N/A | #N/A | 0 | 0 | 0 | 0 | 0 | 740.192 | #N/A | #N/A | 88 | #N/A | #N/A | #N/A | 0.4112% | 1 | 50% | 0% | 0% | 0% | 8.2745 | 0 | 0 | 0 | 8.2745 | #N/A
2007-10-23 12:01 | 10 | 23 | 12 | 296.4587 | 7092 | 41 | 55.04 | 1002 | 41 | 0 | 663.9813 | Cooling | 110.6636 | #N/A | #N/A | #N/A | #N/A | 0 | 0 | 0 | 0 | 0 | 663.9813 | #N/A | #N/A | 88 | #N/A | #N/A | #N/A | 0.3689% | 1 | 50% | 0% | 0% | 0% | 8.2745 | 0 | 0 | 0 | 8.2745 | #N/A
2007-10-23 13:01 | 10 | 23 | 13 | 296.5004 | 7093 | 39.92 | 55.94 | 1002 | 39.92 | 0 | 717.4563 | Cooling | 119.576 | #N/A | #N/A | #N/A | #N/A | 0 | 0 | 0 | 0 | 0 | 717.4563 | #N/A | #N/A | 88 | #N/A | #N/A | #N/A | 0.3986% | 1 | 50% | 0% | 0% | 0% | 8.2745 | 0 | 0 | 0 | 8.2745 | #N/A
2007-10-23 14:01 | 10 | 23 | 14 | 296.5421 | 7094 | 39.92 | 53.06 | 1001 | 39.92 | 0 | 587.2911 | Cooling | 97.8818 | #N/A | #N/A | #N/A | #N/A | 0 | 0 | 0 | 0 | 0 | 587.2911 | #N/A | #N/A | 88 | #N/A | #N/A | #N/A | 0.3263% | 1 | 50% | 0% | 0% | 0% | 8.2745 | 0 | 0 | 0 | 8.2745 | #N/A
2007-10-23 15:01 | 10 | 23 | 15 | 296.5837 | 7095 | 39.92 | 50 | 1002 | 39.92 | 0 | 376.7452 | Cooling | 62.7909 | #N/A | #N/A | #N/A | #N/A | 0 | 0 | 0 | 0 | 0 | 376.7452 | #N/A | #N/A | 88 | #N/A | #N/A | #N/A | 0.2093% | 1 | 50% | 0% | 0% | 0% | 8.2745 | 0 | 0 | 0 | 8.2745 | #N/A
2007-10-23 16:01 | 10 | 23 | 16 | 296.6254 | 7096 | 41 | 44.96 | 1002 | 41 | 0 | 244.1158 | Cooling | 40.686 | #N/A | #N/A | #N/A | #N/A | 0 | 0 | 0 | 0 | 0 | 244.1158 | #N/A | #N/A | 88 | #N/A | #N/A | #N/A | 0.1356% | 1 | 50% | 0% | 0% | 0% | 8.2745 | 0 | 0 | 0 | 8.2745 | #N/A
2007-10-23 17:01 | 10 | 23 | 17 | 296.6671 | 7097 | 41 | 46.04 | 1003 | 41 | 0 | 134.7677 | Cooling | 22.4613 | #N/A | #N/A | #N/A | #N/A | 0 | 0 | 0 | 0 | 0 | 134.7677 | #N/A | #N/A | 88 | #N/A | #N/A | #N/A | 0.07487% | 1 | 50% | 0% | 0% | 0% | 8.2745 | 0 | 0 | 0 | 8.2745 | #N/A
2007-10-23 18:01 | 10 | 23 | 18 | 296.7087 | 7098 | 42.08 | 44.96 | 1004 | 42.08 | 0 | 58.4567 | Cooling | 9.7428 | #N/A | #N/A | #N/A | #N/A | 0 | 0 | 0 | 0 | 0 | 58.4567 | #N/A | #N/A | 88 | #N/A | #N/A | #N/A | 0.03248% | 1 | 50% | 0% | 0% | 0% | 8.2745 | 0 | 0 | 0 | 8.2745 | #N/A
2007-10-23 19:01 | 10 | 23 | 19 | 296.7504 | 7099 | 42.08 | 42.08 | 1005 | 42.08 | 0 | 0.095329 | Cooling | 0.015888 | #N/A | #N/A | #N/A | #N/A | 0 | 0 | 0 | 0 | 0 | 0.095329 | #N/A | #N/A | 88 | #N/A | #N/A | #N/A | 5.296e-05% | 1 | 50% | 0% | 0% | 0% | 8.2745 | 0 | 0 | 0 | 8.2745 | #N/A
2007-10-23 20:01 | 10 | 23 | 20 | 296.7921 | 7100 | 42.08 | 39.92 | 1006 | 42.08 | 0 | 0.20899 | Cooling | 0.034832 | #N/A | #N/A | #N/A | #N/A | 0 | 0 | 0 | 0 | 0 | 0.20899 | #N/A | #N/A | 88 | #N/A | #N/A | #N/A | 0.0001161% | 1 | 50% | 0% | 0% | 0% | 8.2745 | 0 | 0 | 0 | 8.2745 | #N/A
2007-10-23 21:01 | 10 | 23 | 21 | 296.8337 | 7101 | 42.98 | 39.02 | 1007 | 42.98 | 0 | 0.16615 | Cooling | 0.027692 | #N/A | #N/A | #N/A | #N/A | 0 | 0 | 0 | 0 | 0 | 0.16615 | #N/A | #N/A | 88 | #N/A | #N/A | #N/A | 9.231e-05% | 1 | 50% | 0% | 0% | 0% | 8.2745 | 0 | 0 | 0 | 8.2745 | #N/A
2007-10-23 22:01 | 10 | 23 | 22 | 296.8754 | 7102 | 42.98 | 37.04 | 1007 | 42.98 | 0 | 0.01225 | Cooling | 0.0020417 | #N/A | #N/A | #N/A | #N/A | 0 | 0 | 0 | 0 | 0 | 0.01225 | #N/A | #N/A | 88 | #N/A | #N/A | #N/A | 6.806e-06% | 1 | 50% | 0% | 0% | 0% | 8.2745 | 0 | 0 | 0 | 8.2745 | #N/A
2007-10-23 23:01 | 10 | 23 | 23 | 296.9171 | 7103 | 44.06 | 37.04 | 1007 | 44.06 | 0 | 0.046715 | Cooling | 0.0077858 | #N/A | #N/A | #N/A | #N/A | 0 | 0 | 0 | 0 | 0 | 0.046715 | #N/A | #N/A | 88 | #N/A | #N/A | #N/A | 2.595e-05% | 1 | 50% | 0% | 0% | 0% | 8.2745 | 0 | 0 | 0 | 8.2745 | #N/A
2007-10-24 00:01 | 10 | 24 | 0 | 296.9587 | 7104 | 44.6 | 37.04 | 1008 | 44.6 | 0 | 0.032206 | Cooling | 0.0053677 | #N/A | #N/A | #N/A | #N/A | 0 | 0 | 0 | 0 | 0 | 0.032206 | #N/A | #N/A | 88 | #N/A | #N/A | #N/A | 1.789e-05% | 1 | 50% | 0% | 0% | 0% | 8.2745 | 0 | 0 | 0 | 8.2745 | #N/A
2007-10-24 01:01 | 10 | 24 | 1 | 297.0004 | 7105 | 44.6 | 35.06 | 1008 | 44.6 | 0 | 0.037809 | Cooling | 0.0063014 | #N/A | #N/A | #N/A | #N/A | 0 | 0 | 0 | 0 | 0 | 0.037809 | #N/A | #N/A | 88 | #N/A | #N/A | #N/A | 2.1e-05% | 1 | 50% | 0% | 0% | 0% | 8.2745 | 0 | 0 | 0 | 8.2745 | #N/A
2007-10-24 02:01 | 10 | 24 | 2 | 297.0421 | 7106 | 44.06 | 35.06 | 1009 | 44.06 | 0 | 0.038484 | Cooling | 0.006414 | #N/A | #N/A | #N/A | #N/A | 0 | 0 | 0 | 0 | 0 | 0.038484 | #N/A | #N/A | 88 | #N/A | #N/A | #N/A | 2.138e-05% | 1 | 50% | 0% | 0% | 0% | 8.2745 | 0 | 0 | 0 | 8.2745 | #N/A
2007-10-24 03:01 | 10 | 24 | 3 | 297.0837 | 7107 | 42.98 | 35.96 | 1009 | 42.98 | 0 | 0.027266 | Cooling | 0.0045443 | #N/A | #N/A | #N/A | #N/A | 0 | 0 | 0 | 0 | 0 | 0.027266 | #N/A | #N/A | 88 | #N/A | #N/A | #N/A | 1.515e-05% | 1 | 50% | 0% | 0% | 0% | 8.2745 | 0 | 0 | 0 | 8.2745 | #N/A
2007-10-24 04:01 | 10 | 24 | 4 | 297.1254 | 7108 | 42.08 | 33.98 | 1009 | 42.08 | 0 | 0.026734 | Cooling | 0.0044557 | #N/A | #N/A | #N/A | #N/A | 0 | 0 | 0 | 0 | 0 | 0.026734 | #N/A | #N/A | 88 | #N/A | #N/A | #N/A | 1.485e-05% | 1 | 50% | 0% | 0% | 0% | 8.2745 | 0 | 0 | 0 | 8.2745 | #N/A
2007-10-24 05:01 | 10 | 24 | 5 | 297.1671 | 7109 | 42.08 | 33.98 | 1010 | 42.08 | 0 | 0.057348 | Cooling | 0.0095579 | #N/A | #N/A | #N/A | #N/A | 0 | 0 | 0 | 0 | 0 | 0.057348 | #N/A | #N/A | 88 | #N/A | #N/A | #N/A | 3.186e-05% | 1 | 50% | 0% | 0% | 0% | 8.2745 | 0 | 0 | 0 | 8.2745 | #N/A
2007-10-24 06:01 | 10 | 24 | 6 | 297.2087 | 7110 | 42.98 | 33.98 | 1010 | 42.98 | 75.5237 | 0 | Heating | 10.0698 | #N/A | #N/A | #N/A | #N/A | 75.5237 | #N/A | #N/A | 3.9388 | #N/A | 0 | 0 | 0 | 0 | 0 | 0 | 0 | 0.03357% | 1 | 50% | 0% | 0% | 0% | 8.2745 | 0 | 0 | 0 | 8.2745 | #N/A
2007-10-24 07:01 | 10 | 24 | 7 | 297.2504 | 7111 | 44.06 | 33.08 | 1010 | 44.06 | 10.2041 | 0 | Heating | 1.3605 | #N/A | #N/A | #N/A | #N/A | 10.2041 | #N/A | #N/A | 4.0174 | #N/A | 0 | 0 | 0 | 0 | 0 | 0 | 0 | 0.004535% | 1 | 50% | 0% | 0% | 0% | 8.2745 | 0 | 0 | 0 | 8.2745 | #N/A
2007-10-24 08:01 | 10 | 24 | 8 | 297.2921 | 7112 | 44.06 | 35.06 | 1011 | 44.06 | 0 | 0.023046 | Cooling | 0.0038409 | #N/A | #N/A | #N/A | #N/A | 0 | 0 | 0 | 0 | 0 | 0.023046 | #N/A | #N/A | 88 | #N/A | #N/A | #N/A | 1.28e-05% | 1 | 50% | 0% | 0% | 0% | 8.2745 | 0 | 0 | 0 | 8.2745 | #N/A
2007-10-24 09:01 | 10 | 24 | 9 | 297.3337 | 7113 | 48.02 | 35.96 | 1012 | 48.02 | 0 | 0.080947 | Cooling | 0.013491 | #N/A | #N/A | #N/A | #N/A | 0 | 0 | 0 | 0 | 0 | 0.080947 | #N/A | #N/A | 88 | #N/A | #N/A | #N/A | 4.497e-05% | 1 | 50% | 0% | 0% | 0% | 8.2745 | 0 | 0 | 0 | 8.2745 | #N/A
2007-10-24 10:01 | 10 | 24 | 10 | 297.3754 | 7114 | 51.08 | 35.96 | 1012 | 51.08 | 0 | 0.22067 | Cooling | 0.036779 | #N/A | #N/A | #N/A | #N/A | 0 | 0 | 0 | 0 | 0 | 0.22067 | #N/A | #N/A | 88 | #N/A | #N/A | #N/A | 0.0001226% | 1 | 50% | 0% | 0% | 0% | 8.2745 | 0 | 0 | 0 | 8.2745 | #N/A
2007-10-24 11:01 | 10 | 24 | 11 | 297.4171 | 7115 | 51.08 | 33.98 | 1012 | 51.08 | 0 | 0.082279 | Cooling | 0.013713 | #N/A | #N/A | #N/A | #N/A | 0 | 0 | 0 | 0 | 0 | 0.082279 | #N/A | #N/A | 88 | #N/A | #N/A | #N/A | 4.571e-05% | 1 | 50% | 0% | 0% | 0% | 8.2745 | 0 | 0 | 0 | 8.2745 | #N/A
2007-10-24 12:01 | 10 | 24 | 12 | 297.4587 | 7116 | 53.96 | 33.08 | 1012 | 53.96 | 0 | 0.21785 | Cooling | 0.036309 | #N/A | #N/A | #N/A | #N/A | 0 | 0 | 0 | 0 | 0 | 0.21785 | #N/A | #N/A | 88 | #N/A | #N/A | #N/A | 0.000121% | 1 | 50% | 0% | 0% | 0% | 8.2745 | 0 | 0 | 0 | 8.2745 | #N/A
2007-10-24 13:01 | 10 | 24 | 13 | 297.5004 | 7117 | 55.04 | 32 | 1012 | 55.04 | 0 | 0.038328 | Cooling | 0.006388 | #N/A | #N/A | #N/A | #N/A | 0 | 0 | 0 | 0 | 0 | 0.038328 | #N/A | #N/A | 88 | #N/A | #N/A | #N/A | 2.129e-05% | 1 | 50% | 0% | 0% | 0% | 8.2745 | 0 | 0 | 0 | 8.2745 | #N/A
2007-10-24 14:01 | 10 | 24 | 14 | 297.5421 | 7118 | 55.04 | 32 | 1011 | 55.04 | 0 | 0.031599 | Cooling | 0.0052664 | #N/A | #N/A | #N/A | #N/A | 0 | 0 | 0 | 0 | 0 | 0.031599 | #N/A | #N/A | 88 | #N/A | #N/A | #N/A | 1.755e-05% | 1 | 50% | 0% | 0% | 0% | 8.2745 | 0 | 0 | 0 | 8.2745 | #N/A
2007-10-24 15:01 | 10 | 24 | 15 | 297.5837 | 7119 | 55.94 | 30.92 | 1012 | 55.94 | 0 | 0.037945 | Cooling | 0.0063242 | #N/A | #N/A | #N/A | #N/A | 0 | 0 | 0 | 0 | 0 | 0.037945 | #N/A | #N/A | 88 | #N/A | #N/A | #N/A | 2.108e-05% | 1 | 50% | 0% | 0% | 0% | 8.2745 | 0 | 0 | 0 | 8.2745 | #N/A
2007-10-24 16:01 | 10 | 24 | 16 | 297.6254 | 7120 | 53.96 | 30.02 | 1012 | 53.96 | 0 | 0.073659 | Cooling | 0.012276 | #N/A | #N/A | #N/A | #N/A | 0 | 0 | 0 | 0 | 0 | 0.073659 | #N/A | #N/A | 88 | #N/A | #N/A | #N/A | 4.092e-05% | 1 | 50% | 0% | 0% | 0% | 8.2745 | 0 | 0 | 0 | 8.2745 | #N/A
2007-10-24 17:01 | 10 | 24 | 17 | 297.6671 | 7121 | 53.96 | 32 | 1012 | 53.96 | 0 | 0.064486 | Cooling | 0.010748 | #N/A | #N/A | #N/A | #N/A | 0 | 0 | 0 | 0 | 0 | 0.064486 | #N/A | #N/A | 88 | #N/A | #N/A | #N/A | 3.583e-05% | 1 | 50% | 0% | 0% | 0% | 8.2745 | 0 | 0 | 0 | 8.2745 | #N/A
2007-10-24 18:01 | 10 | 24 | 18 | 297.7087 | 7122 | 51.98 | 32 | 1013 | 51.98 | 0 | 0.051139 | Cooling | 0.0085232 | #N/A | #N/A | #N/A | #N/A | 0 | 0 | 0 | 0 | 0 | 0.051139 | #N/A | #N/A | 88 | #N/A | #N/A | #N/A | 2.841e-05% | 1 | 50% | 0% | 0% | 0% | 8.2745 | 0 | 0 | 0 | 8.2745 | #N/A
2007-10-24 19:01 | 10 | 24 | 19 | 297.7504 | 7123 | 51.08 | 30.92 | 1013 | 51.08 | 0 | 0.30988 | Cooling | 0.051646 | #N/A | #N/A | #N/A | #N/A | 0 | 0 | 0 | 0 | 0 | 0.30988 | #N/A | #N/A | 88 | #N/A | #N/A | #N/A | 0.0001722% | 1 | 50% | 0% | 0% | 0% | 8.2745 | 0 | 0 | 0 | 8.2745 | #N/A
2007-10-24 20:01 | 10 | 24 | 20 | 297.7921 | 7124 | 51.08 | 30.92 | 1013 | 51.08 | 0.15244 | 0 | Heating | 0.020326 | #N/A | #N/A | #N/A | #N/A | 0.15244 | #N/A | #N/A | 4.6159 | #N/A | 0 | 0 | 0 | 0 | 0 | 0 | 0 | 6.775e-05% | 1 | 50% | 0% | 0% | 0% | 8.2745 | 0 | 0 | 0 | 8.2745 | #N/A
2007-10-24 21:01 | 10 | 24 | 21 | 297.8337 | 7125 | 48.02 | 30.92 | 1013 | 48.02 | 1.7143 | 0 | Heating | 0.22857 | #N/A | #N/A | #N/A | #N/A | 1.7143 | #N/A | #N/A | 4.3357 | #N/A | 0 | 0 | 0 | 0 | 0 | 0 | 0 | 0.0007619% | 1 | 50% | 0% | 0% | 0% | 8.2745 | 0 | 0 | 0 | 8.2745 | #N/A
2007-10-24 22:01 | 10 | 24 | 22 | 297.8754 | 7126 | 46.94 | 30.02 | 1013 | 46.94 | 0 | 0.0069979 | Cooling | 0.0011663 | #N/A | #N/A | #N/A | #N/A | 0 | 0 | 0 | 0 | 0 | 0.0069979 | #N/A | #N/A | 88 | #N/A | #N/A | #N/A | 3.888e-06% | 1 | 50% | 0% | 0% | 0% | 8.2745 | 0 | 0 | 0 | 8.2745 | #N/A
2007-10-24 23:01 | 10 | 24 | 23 | 297.9171 | 7127 | 46.94 | 30.92 | 1013 | 46.94 | 0 | 0.011275 | Cooling | 0.0018792 | #N/A | #N/A | #N/A | #N/A | 0 | 0 | 0 | 0 | 0 | 0.011275 | #N/A | #N/A | 88 | #N/A | #N/A | #N/A | 6.264e-06% | 1 | 50% | 0% | 0% | 0% | 8.2745 | 0 | 0 | 0 | 8.2745 | #N/A
2007-10-25 00:01 | 10 | 25 | 0 | 297.9587 | 7128 | 48.92 | 30.02 | 1013 | 48.92 | 0 | 0.017735 | Cooling | 0.0029558 | #N/A | #N/A | #N/A | #N/A | 0 | 0 | 0 | 0 | 0 | 0.017735 | #N/A | #N/A | 88 | #N/A | #N/A | #N/A | 9.853e-06% | 1 | 50% | 0% | 0% | 0% | 8.2745 | 0 | 0 | 0 | 8.2745 | #N/A
2007-10-25 01:01 | 10 | 25 | 1 | 298.0004 | 7129 | 48.92 | 30.02 | 1013 | 48.92 | 0 | 0.015308 | Cooling | 0.0025514 | #N/A | #N/A | #N/A | #N/A | 0 | 0 | 0 | 0 | 0 | 0.015308 | #N/A | #N/A | 88 | #N/A | #N/A | #N/A | 8.505e-06% | 1 | 50% | 0% | 0% | 0% | 8.2745 | 0 | 0 | 0 | 8.2745 | #N/A
2007-10-25 02:01 | 10 | 25 | 2 | 298.0421 | 7130 | 48.92 | 30.02 | 1012 | 48.92 | 0 | 0.01193 | Cooling | 0.0019883 | #N/A | #N/A | #N/A | #N/A | 0 | 0 | 0 | 0 | 0 | 0.01193 | #N/A | #N/A | 88 | #N/A | #N/A | #N/A | 6.628e-06% | 1 | 50% | 0% | 0% | 0% | 8.2745 | 0 | 0 | 0 | 8.2745 | #N/A
2007-10-25 03:01 | 10 | 25 | 3 | 298.0837 | 7131 | 48.02 | 28.94 | 1012 | 48.02 | 0 | 0.0095019 | Cooling | 0.0015837 | #N/A | #N/A | #N/A | #N/A | 0 | 0 | 0 | 0 | 0 | 0.0095019 | #N/A | #N/A | 88 | #N/A | #N/A | #N/A | 5.279e-06% | 1 | 50% | 0% | 0% | 0% | 8.2745 | 0 | 0 | 0 | 8.2745 | #N/A
2007-10-25 04:01 | 10 | 25 | 4 | 298.1254 | 7132 | 46.94 | 28.04 | 1012 | 46.94 | 0 | 0.0046531 | Cooling | 0.00077552 | #N/A | #N/A | #N/A | #N/A | 0 | 0 | 0 | 0 | 0 | 0.0046531 | #N/A | #N/A | 88 | #N/A | #N/A | #N/A | 2.585e-06% | 1 | 50% | 0% | 0% | 0% | 8.2745 | 0 | 0 | 0 | 8.2745 | #N/A
2007-10-25 05:01 | 10 | 25 | 5 | 298.1671 | 7133 | 46.94 | 28.04 | 1012 | 46.94 | 0 | 0.023309 | Cooling | 0.0038848 | #N/A | #N/A | #N/A | #N/A | 0 | 0 | 0 | 0 | 0 | 0.023309 | #N/A | #N/A | 88 | #N/A | #N/A | #N/A | 1.295e-05% | 1 | 50% | 0% | 0% | 0% | 8.2745 | 0 | 0 | 0 | 8.2745 | #N/A
2007-10-25 06:01 | 10 | 25 | 6 | 298.2087 | 7134 | 44.06 | 26.96 | 1012 | 44.06 | 221.7133 | 0 | Heating | 29.5618 | #N/A | #N/A | #N/A | #N/A | 221.7133 | #N/A | #N/A | 4.0174 | #N/A | 0 | 0 | 0 | 0 | 0 | 0 | 0 | 0.09854% | 1 | 50% | 0% | 0% | 0% | 8.2745 | 0 | 0 | 0 | 8.2745 | #N/A
2007-10-25 07:01 | 10 | 25 | 7 | 298.2504 | 7135 | 44.06 | 26.96 | 1012 | 44.06 | 93.3565 | 0 | Heating | 12.4475 | #N/A | #N/A | #N/A | #N/A | 93.3565 | #N/A | #N/A | 4.0174 | #N/A | 0 | 0 | 0 | 0 | 0 | 0 | 0 | 0.04149% | 1 | 50% | 0% | 0% | 0% | 8.2745 | 0 | 0 | 0 | 8.2745 | #N/A
2007-10-25 08:01 | 10 | 25 | 8 | 298.2921 | 7136 | 44.06 | 30.02 | 1013 | 44.06 | 6.3854 | 0 | Heating | 0.85139 | #N/A | #N/A | #N/A | #N/A | 6.3854 | #N/A | #N/A | 4.0174 | #N/A | 0 | 0 | 0 | 0 | 0 | 0 | 0 | 0.002838% | 1 | 50% | 0% | 0% | 0% | 8.2745 | 0 | 0 | 0 | 8.2745 | #N/A
2007-10-25 09:01 | 10 | 25 | 9 | 298.3337 | 7137 | 50 | 32 | 1012 | 50 | 3.4048 | 0 | Heating | 0.45398 | #N/A | #N/A | #N/A | #N/A | 3.4048 | #N/A | #N/A | 4.5134 | #N/A | 0 | 0 | 0 | 0 | 0 | 0 | 0 | 0.001513% | 1 | 50% | 0% | 0% | 0% | 8.2745 | 0 | 0 | 0 | 8.2745 | #N/A
2007-10-25 10:01 | 10 | 25 | 10 | 298.3754 | 7138 | 50 | 33.08 | 1012 | 50 | 1.3395 | 0 | Heating | 0.1786 | #N/A | #N/A | #N/A | #N/A | 1.3395 | #N/A | #N/A | 4.5134 | #N/A | 0 | 0 | 0 | 0 | 0 | 0 | 0 | 0.0005953% | 1 | 50% | 0% | 0% | 0% | 8.2745 | 0 | 0 | 0 | 8.2745 | #N/A
2007-10-25 11:01 | 10 | 25 | 11 | 298.4171 | 7139 | 50 | 33.08 | 1011 | 50 | 0 | 0.32886 | Cooling | 0.054811 | #N/A | #N/A | #N/A | #N/A | 0 | 0 | 0 | 0 | 0 | 0.32886 | #N/A | #N/A | 88 | #N/A | #N/A | #N/A | 0.0001827% | 1 | 50% | 0% | 0% | 0% | 8.2745 | 0 | 0 | 0 | 8.2745 | #N/A
2007-10-25 12:01 | 10 | 25 | 12 | 298.4587 | 7140 | 50 | 32 | 1010 | 50 | 0 | 0.16624 | Cooling | 0.027707 | #N/A | #N/A | #N/A | #N/A | 0 | 0 | 0 | 0 | 0 | 0.16624 | #N/A | #N/A | 88 | #N/A | #N/A | #N/A | 9.236e-05% | 1 | 50% | 0% | 0% | 0% | 8.2745 | 0 | 0 | 0 | 8.2745 | #N/A
2007-10-25 13:01 | 10 | 25 | 13 | 298.5004 | 7141 | 50 | 32 | 1009 | 50 | 0 | 5.5027 | Cooling | 0.91712 | #N/A | #N/A | #N/A | #N/A | 0 | 0 | 0 | 0 | 0 | 5.5027 | #N/A | #N/A | 88 | #N/A | #N/A | #N/A | 0.003057% | 1 | 50% | 0% | 0% | 0% | 8.2745 | 0 | 0 | 0 | 8.2745 | #N/A
2007-10-25 14:01 | 10 | 25 | 14 | 298.5421 | 7142 | 50 | 35.06 | 1008 | 50 | 0 | 1.6543 | Cooling | 0.27572 | #N/A | #N/A | #N/A | #N/A | 0 | 0 | 0 | 0 | 0 | 1.6543 | #N/A | #N/A | 88 | #N/A | #N/A | #N/A | 0.0009191% | 1 | 50% | 0% | 0% | 0% | 8.2745 | 0 | 0 | 0 | 8.2745 | #N/A
2007-10-25 15:01 | 10 | 25 | 15 | 298.5837 | 7143 | 48.92 | 35.96 | 1008 | 48.92 | 0 | 0.017229 | Cooling | 0.0028715 | #N/A | #N/A | #N/A | #N/A | 0 | 0 | 0 | 0 | 0 | 0.017229 | #N/A | #N/A | 88 | #N/A | #N/A | #N/A | 9.572e-06% | 1 | 50% | 0% | 0% | 0% | 8.2745 | 0 | 0 | 0 | 8.2745 | #N/A
2007-10-25 16:01 | 10 | 25 | 16 | 298.6254 | 7144 | 48.92 | 35.06 | 1007 | 48.92 | 0 | 0.018507 | Cooling | 0.0030845 | #N/A | #N/A | #N/A | #N/A | 0 | 0 | 0 | 0 | 0 | 0.018507 | #N/A | #N/A | 88 | #N/A | #N/A | #N/A | 1.028e-05% | 1 | 50% | 0% | 0% | 0% | 8.2745 | 0 | 0 | 0 | 8.2745 | #N/A
2007-10-25 17:01 | 10 | 25 | 17 | 298.6671 | 7145 | 48.92 | 33.98 | 1006 | 48.92 | 0 | 0.047489 | Cooling | 0.0079148 | #N/A | #N/A | #N/A | #N/A | 0 | 0 | 0 | 0 | 0 | 0.047489 | #N/A | #N/A | 88 | #N/A | #N/A | #N/A | 2.638e-05% | 1 | 50% | 0% | 0% | 0% | 8.2745 | 0 | 0 | 0 | 8.2745 | #N/A
2007-10-25 18:01 | 10 | 25 | 18 | 298.7087 | 7146 | 44.96 | 33.98 | 1007 | 44.96 | 0 | 0.14556 | Cooling | 0.024261 | #N/A | #N/A | #N/A | #N/A | 0 | 0 | 0 | 0 | 0 | 0.14556 | #N/A | #N/A | 88 | #N/A | #N/A | #N/A | 8.087e-05% | 1 | 50% | 0% | 0% | 0% | 8.2745 | 0 | 0 | 0 | 8.2745 | #N/A
2007-10-25 19:01 | 10 | 25 | 19 | 298.7504 | 7147 | 46.04 | 33.98 | 1007 | 46.04 | 0 | 0.12458 | Cooling | 0.020764 | #N/A | #N/A | #N/A | #N/A | 0 | 0 | 0 | 0 | 0 | 0.12458 | #N/A | #N/A | 88 | #N/A | #N/A | #N/A | 6.921e-05% | 1 | 50% | 0% | 0% | 0% | 8.2745 | 0 | 0 | 0 | 8.2745 | #N/A
2007-10-25 20:01 | 10 | 25 | 20 | 298.7921 | 7148 | 46.04 | 35.06 | 1006 | 46.04 | 0 | 0.06998 | Cooling | 0.011663 | #N/A | #N/A | #N/A | #N/A | 0 | 0 | 0 | 0 | 0 | 0.06998 | #N/A | #N/A | 88 | #N/A | #N/A | #N/A | 3.888e-05% | 1 | 50% | 0% | 0% | 0% | 8.2745 | 0 | 0 | 0 | 8.2745 | #N/A
2007-10-25 21:01 | 10 | 25 | 21 | 298.8337 | 7149 | 44.06 | 33.98 | 1006 | 44.06 | 0 | 0.036165 | Cooling | 0.0060275 | #N/A | #N/A | #N/A | #N/A | 0 | 0 | 0 | 0 | 0 | 0.036165 | #N/A | #N/A | 88 | #N/A | #N/A | #N/A | 2.009e-05% | 1 | 50% | 0% | 0% | 0% | 8.2745 | 0 | 0 | 0 | 8.2745 | #N/A
2007-10-25 22:01 | 10 | 25 | 22 | 298.8754 | 7150 | 44.06 | 35.06 | 1006 | 44.06 | 0 | 0 | Cooling | 0 | #N/A | #N/A | #N/A | #N/A | 0 | 0 | 0 | 0 | 0 | 0 | #N/A | #N/A | 88 | 88 | 0 | #N/A | 0% | 1 | 50% | 0% | 0% | 0% | 8.2745 | 0 | 0 | 0 | 8.2745 | #N/A
2007-10-25 23:01 | 10 | 25 | 23 | 298.9171 | 7151 | 44.06 | 37.04 | 1005 | 44.06 | 0 | 0.00015066 | Cooling | 2.511e-05 | #N/A | #N/A | #N/A | #N/A | 0 | 0 | 0 | 0 | 0 | 0.00015066 | #N/A | #N/A | 88 | #N/A | #N/A | #N/A | 8.37e-08% | 1 | 50% | 0% | 0% | 0% | 8.2745 | 0 | 0 | 0 | 8.2745 | #N/A
2007-10-26 00:01 | 10 | 26 | 0 | 298.9587 | 7152 | 44.96 | 37.94 | 1005 | 44.96 | 0 | 0 | Cooling | 0 | #N/A | #N/A | #N/A | #N/A | 0 | 0 | 0 | 0 | 0 | 0 | #N/A | #N/A | 88 | 88 | 0 | #N/A | 0% | 1 | 50% | 0% | 0% | 0% | 8.2745 | 0 | 0 | 0 | 8.2745 | #N/A
2007-10-26 01:01 | 10 | 26 | 1 | 299.0004 | 7153 | 42.98 | 37.94 | 1005 | 42.98 | 0 | 0 | Cooling | 0 | #N/A | #N/A | #N/A | #N/A | 0 | 0 | 0 | 0 | 0 | 0 | #N/A | #N/A | 88 | 88 | 0 | #N/A | 0% | 1 | 50% | 0% | 0% | 0% | 8.2745 | 0 | 0 | 0 | 8.2745 | #N/A
2007-10-26 02:01 | 10 | 26 | 2 | 299.0421 | 7154 | 42.98 | 39.02 | 1004 | 42.98 | 0 | 0 | Cooling | 0 | #N/A | #N/A | #N/A | #N/A | 0 | 0 | 0 | 0 | 0 | 0 | #N/A | #N/A | 88 | 88 | 0 | #N/A | 0% | 1 | 50% | 0% | 0% | 0% | 8.2745 | 0 | 0 | 0 | 8.2745 | #N/A
2007-10-26 03:01 | 10 | 26 | 3 | 299.0837 | 7155 | 37.94 | 39.92 | 1004 | 37.94 | 0 | 0 | Cooling | 0 | #N/A | #N/A | #N/A | #N/A | 0 | 0 | 0 | 0 | 0 | 0 | #N/A | #N/A | 88 | 88 | 0 | #N/A | 0% | 1 | 50% | 0% | 0% | 0% | 8.2745 | 0 | 0 | 0 | 8.2745 | #N/A
2007-10-26 04:01 | 10 | 26 | 4 | 299.1254 | 7156 | 39.92 | 42.08 | 1004 | 39.92 | 0 | 0 | Cooling | 0 | #N/A | #N/A | #N/A | #N/A | 0 | 0 | 0 | 0 | 0 | 0 | #N/A | #N/A | 88 | 88 | 0 | #N/A | 0% | 1 | 50% | 0% | 0% | 0% | 8.2745 | 0 | 0 | 0 | 8.2745 | #N/A
2007-10-26 05:01 | 10 | 26 | 5 | 299.1671 | 7157 | 39.92 | 42.98 | 1004 | 39.92 | 0 | 0 | Cooling | 0 | #N/A | #N/A | #N/A | #N/A | 0 | 0 | 0 | 0 | 0 | 0 | #N/A | #N/A | 88 | 88 | 0 | #N/A | 0% | 1 | 50% | 0% | 0% | 0% | 8.2745 | 0 | 0 | 0 | 8.2745 | #N/A
2007-10-26 06:01 | 10 | 26 | 6 | 299.2087 | 7158 | 37.94 | 44.96 | 1004 | 37.94 | 27.7449 | 0 | Heating | 3.6993 | #N/A | #N/A | #N/A | #N/A | 27.7449 | #N/A | #N/A | 3.6146 | #N/A | 0 | 0 | 0 | 0 | 0 | 0 | 0 | 0.01233% | 1 | 50% | 0% | 0% | 0% | 8.2745 | 0 | 0 | 0 | 8.2745 | #N/A
2007-10-26 07:01 | 10 | 26 | 7 | 299.2504 | 7159 | 35.96 | 44.96 | 1003 | 35.96 | 5.9022 | 0 | Heating | 0.78696 | #N/A | #N/A | #N/A | #N/A | 5.9022 | #N/A | #N/A | 3.5052 | #N/A | 0 | 0 | 0 | 0 | 0 | 0 | 0 | 0.002623% | 1 | 50% | 0% | 0% | 0% | 8.2745 | 0 | 0 | 0 | 8.2745 | #N/A
2007-10-26 08:01 | 10 | 26 | 8 | 299.2921 | 7160 | 35.96 | 46.04 | 1003 | 35.96 | 0.8345 | 0 | Heating | 0.11127 | #N/A | #N/A | #N/A | #N/A | 0.8345 | #N/A | #N/A | 3.5052 | #N/A | 0 | 0 | 0 | 0 | 0 | 0 | 0 | 0.0003709% | 1 | 50% | 0% | 0% | 0% | 8.2745 | 0 | 0 | 0 | 8.2745 | #N/A
2007-10-26 09:01 | 10 | 26 | 9 | 299.3337 | 7161 | 42.98 | 46.04 | 1003 | 42.98 | 0.44456 | 0 | Heating | 0.059275 | #N/A | #N/A | #N/A | #N/A | 0.44456 | #N/A | #N/A | 3.9388 | #N/A | 0 | 0 | 0 | 0 | 0 | 0 | 0 | 0.0001976% | 1 | 50% | 0% | 0% | 0% | 8.2745 | 0 | 0 | 0 | 8.2745 | #N/A
2007-10-26 10:01 | 10 | 26 | 10 | 299.3754 | 7162 | 44.06 | 46.04 | 1003 | 44.06 | 1.5364 | 0 | Heating | 0.20485 | #N/A | #N/A | #N/A | #N/A | 1.5364 | #N/A | #N/A | 4.0174 | #N/A | 0 | 0 | 0 | 0 | 0 | 0 | 0 | 0.0006828% | 1 | 50% | 0% | 0% | 0% | 8.2745 | 0 | 0 | 0 | 8.2745 | #N/A
2007-10-26 11:01 | 10 | 26 | 11 | 299.4171 | 7163 | 44.06 | 46.94 | 1003 | 44.06 | 0.26074 | 0 | Heating | 0.034766 | #N/A | #N/A | #N/A | #N/A | 0.26074 | #N/A | #N/A | 4.0174 | #N/A | 0 | 0 | 0 | 0 | 0 | 0 | 0 | 0.0001159% | 1 | 50% | 0% | 0% | 0% | 8.2745 | 0 | 0 | 0 | 8.2745 | #N/A
2007-10-26 12:01 | 10 | 26 | 12 | 299.4587 | 7164 | 46.04 | 48.02 | 1002 | 46.04 | 0 | 0 | Cooling | 0 | #N/A | #N/A | #N/A | #N/A | 0 | 0 | 0 | 0 | 0 | 0 | #N/A | #N/A | 88 | 88 | 0 | #N/A | 0% | 1 | 50% | 0% | 0% | 0% | 8.2745 | 0 | 0 | 0 | 8.2745 | #N/A
2007-10-26 13:01 | 10 | 26 | 13 | 299.5004 | 7165 | 44.06 | 48.02 | 1002 | 44.06 | 0 | 0 | Cooling | 0 | #N/A | #N/A | #N/A | #N/A | 0 | 0 | 0 | 0 | 0 | 0 | #N/A | #N/A | 88 | 88 | 0 | #N/A | 0% | 1 | 50% | 0% | 0% | 0% | 8.2745 | 0 | 0 | 0 | 8.2745 | #N/A
2007-10-26 14:01 | 10 | 26 | 14 | 299.5421 | 7166 | 44.06 | 48.02 | 1001 | 44.06 | 2.9171 | 0 | Heating | 0.38895 | #N/A | #N/A | #N/A | #N/A | 2.9171 | #N/A | #N/A | 4.0174 | #N/A | 0 | 0 | 0 | 0 | 0 | 0 | 0 | 0.001296% | 1 | 50% | 0% | 0% | 0% | 8.2745 | 0 | 0 | 0 | 8.2745 | #N/A
2007-10-26 15:01 | 10 | 26 | 15 | 299.5837 | 7167 | 44.06 | 48.02 | 1001 | 44.06 | 3.4594 | 0 | Heating | 0.46125 | #N/A | #N/A | #N/A | #N/A | 3.4594 | #N/A | #N/A | 4.0174 | #N/A | 0 | 0 | 0 | 0 | 0 | 0 | 0 | 0.001538% | 1 | 50% | 0% | 0% | 0% | 8.2745 | 0 | 0 | 0 | 8.2745 | #N/A
2007-10-26 16:01 | 10 | 26 | 16 | 299.6254 | 7168 | 44.06 | 48.02 | 1001 | 44.06 | 0.61827 | 0 | Heating | 0.082436 | #N/A | #N/A | #N/A | #N/A | 0.61827 | #N/A | #N/A | 4.0174 | #N/A | 0 | 0 | 0 | 0 | 0 | 0 | 0 | 0.0002748% | 1 | 50% | 0% | 0% | 0% | 8.2745 | 0 | 0 | 0 | 8.2745 | #N/A
2007-10-26 17:01 | 10 | 26 | 17 | 299.6671 | 7169 | 44.06 | 46.94 | 1000 | 44.06 | 1.866 | 0 | Heating | 0.24881 | #N/A | #N/A | #N/A | #N/A | 1.866 | #N/A | #N/A | 4.0174 | #N/A | 0 | 0 | 0 | 0 | 0 | 0 | 0 | 0.0008294% | 1 | 50% | 0% | 0% | 0% | 8.2745 | 0 | 0 | 0 | 8.2745 | #N/A
2007-10-26 18:01 | 10 | 26 | 18 | 299.7087 | 7170 | 42.08 | 46.94 | 1000 | 42.08 | 0 | 0 | Cooling | 0 | #N/A | #N/A | #N/A | #N/A | 0 | 0 | 0 | 0 | 0 | 0 | #N/A | #N/A | 88 | 88 | 0 | #N/A | 0% | 1 | 50% | 0% | 0% | 0% | 8.2745 | 0 | 0 | 0 | 8.2745 | #N/A
2007-10-26 19:01 | 10 | 26 | 19 | 299.7504 | 7171 | 42.08 | 46.04 | 1000 | 42.08 | 0 | 0 | Cooling | 0 | #N/A | #N/A | #N/A | #N/A | 0 | 0 | 0 | 0 | 0 | 0 | #N/A | #N/A | 88 | 88 | 0 | #N/A | 0% | 1 | 50% | 0% | 0% | 0% | 8.2745 | 0 | 0 | 0 | 8.2745 | #N/A
2007-10-26 20:01 | 10 | 26 | 20 | 299.7921 | 7172 | 42.08 | 46.04 | 1000 | 42.08 | 0 | 0 | Cooling | 0 | #N/A | #N/A | #N/A | #N/A | 0 | 0 | 0 | 0 | 0 | 0 | #N/A | #N/A | 88 | 88 | 0 | #N/A | 0% | 1 | 50% | 0% | 0% | 0% | 8.2745 | 0 | 0 | 0 | 8.2745 | #N/A
2007-10-26 21:01 | 10 | 26 | 21 | 299.8337 | 7173 | 39.02 | 46.04 | 1000 | 39.02 | 0 | 0 | Cooling | 0 | #N/A | #N/A | #N/A | #N/A | 0 | 0 | 0 | 0 | 0 | 0 | #N/A | #N/A | 88 | 88 | 0 | #N/A | 0% | 1 | 50% | 0% | 0% | 0% | 8.2745 | 0 | 0 | 0 | 8.2745 | #N/A
2007-10-26 22:01 | 10 | 26 | 22 | 299.8754 | 7174 | 35.96 | 46.04 | 999 | 35.96 | 0 | 0 | Cooling | 0 | #N/A | #N/A | #N/A | #N/A | 0 | 0 | 0 | 0 | 0 | 0 | #N/A | #N/A | 88 | 88 | 0 | #N/A | 0% | 1 | 50% | 0% | 0% | 0% | 8.2745 | 0 | 0 | 0 | 8.2745 | #N/A
2007-10-26 23:01 | 10 | 26 | 23 | 299.9171 | 7175 | 35.96 | 46.04 | 999 | 35.96 | 0 | 0 | Cooling | 0 | #N/A | #N/A | #N/A | #N/A | 0 | 0 | 0 | 0 | 0 | 0 | #N/A | #N/A | 88 | 88 | 0 | #N/A | 0% | 1 | 50% | 0% | 0% | 0% | 8.2745 | 0 | 0 | 0 | 8.2745 | #N/A
2007-10-27 00:01 | 10 | 27 | 0 | 299.9587 | 7176 | 37.04 | 46.94 | 998 | 37.04 | 0 | 0 | Cooling | 0 | #N/A | #N/A | #N/A | #N/A | 0 | 0 | 0 | 0 | 0 | 0 | #N/A | #N/A | 88 | 88 | 0 | #N/A | 0% | 1 | 50% | 0% | 0% | 0% | 8.2745 | 0 | 0 | 0 | 8.2745 | #N/A
2007-10-27 01:01 | 10 | 27 | 1 | 300.0004 | 7177 | 39.02 | 46.94 | 998 | 39.02 | 0 | 0 | Cooling | 0 | #N/A | #N/A | #N/A | #N/A | 0 | 0 | 0 | 0 | 0 | 0 | #N/A | #N/A | 88 | 88 | 0 | #N/A | 0% | 1 | 50% | 0% | 0% | 0% | 8.2745 | 0 | 0 | 0 | 8.2745 | #N/A
2007-10-27 02:01 | 10 | 27 | 2 | 300.0421 | 7178 | 39.02 | 46.94 | 997 | 39.02 | 0 | 0 | Cooling | 0 | #N/A | #N/A | #N/A | #N/A | 0 | 0 | 0 | 0 | 0 | 0 | #N/A | #N/A | 88 | 88 | 0 | #N/A | 0% | 1 | 50% | 0% | 0% | 0% | 8.2745 | 0 | 0 | 0 | 8.2745 | #N/A
2007-10-27 03:01 | 10 | 27 | 3 | 300.0837 | 7179 | 39.02 | 46.94 | 997 | 39.02 | 0 | 0 | Cooling | 0 | #N/A | #N/A | #N/A | #N/A | 0 | 0 | 0 | 0 | 0 | 0 | #N/A | #N/A | 88 | 88 | 0 | #N/A | 0% | 1 | 50% | 0% | 0% | 0% | 8.2745 | 0 | 0 | 0 | 8.2745 | #N/A
2007-10-27 04:01 | 10 | 27 | 4 | 300.1254 | 7180 | 39.02 | 46.94 | 997 | 39.02 | 0 | 0 | Cooling | 0 | #N/A | #N/A | #N/A | #N/A | 0 | 0 | 0 | 0 | 0 | 0 | #N/A | #N/A | 88 | 88 | 0 | #N/A | 0% | 1 | 50% | 0% | 0% | 0% | 8.2745 | 0 | 0 | 0 | 8.2745 | #N/A
2007-10-27 05:01 | 10 | 27 | 5 | 300.1671 | 7181 | 39.02 | 46.94 | 996 | 39.02 | 0 | 0 | Cooling | 0 | #N/A | #N/A | #N/A | #N/A | 0 | 0 | 0 | 0 | 0 | 0 | #N/A | #N/A | 88 | 88 | 0 | #N/A | 0% | 1 | 50% | 0% | 0% | 0% | 8.2745 | 0 | 0 | 0 | 8.2745 | #N/A
2007-10-27 06:01 | 10 | 27 | 6 | 300.2087 | 7182 | 37.94 | 46.94 | 996 | 37.94 | 0 | 0 | Cooling | 0 | #N/A | #N/A | #N/A | #N/A | 0 | 0 | 0 | 0 | 0 | 0 | #N/A | #N/A | 88 | 88 | 0 | #N/A | 0% | 1 | 50% | 0% | 0% | 0% | 8.2745 | 0 | 0 | 0 | 8.2745 | #N/A
2007-10-27 07:01 | 10 | 27 | 7 | 300.2504 | 7183 | 33.98 | 46.94 | 996 | 33.98 | 0 | 0 | Cooling | 0 | #N/A | #N/A | #N/A | #N/A | 0 | 0 | 0 | 0 | 0 | 0 | #N/A | #N/A | 88 | 88 | 0 | #N/A | 0% | 1 | 50% | 0% | 0% | 0% | 8.2745 | 0 | 0 | 0 | 8.2745 | #N/A
2007-10-27 08:01 | 10 | 27 | 8 | 300.2921 | 7184 | 33.98 | 48.02 | 996 | 33.98 | 0 | 0 | Cooling | 0 | #N/A | #N/A | #N/A | #N/A | 0 | 0 | 0 | 0 | 0 | 0 | #N/A | #N/A | 88 | 88 | 0 | #N/A | 0% | 1 | 50% | 0% | 0% | 0% | 8.2745 | 0 | 0 | 0 | 8.2745 | #N/A
2007-10-27 09:01 | 10 | 27 | 9 | 300.3337 | 7185 | 41 | 48.02 | 996 | 41 | 0 | 0 | Cooling | 0 | #N/A | #N/A | #N/A | #N/A | 0 | 0 | 0 | 0 | 0 | 0 | #N/A | #N/A | 88 | 88 | 0 | #N/A | 0% | 1 | 50% | 0% | 0% | 0% | 8.2745 | 0 | 0 | 0 | 8.2745 | #N/A
2007-10-27 10:01 | 10 | 27 | 10 | 300.3754 | 7186 | 42.08 | 48.92 | 995 | 42.08 | 0 | 0 | Cooling | 0 | #N/A | #N/A | #N/A | #N/A | 0 | 0 | 0 | 0 | 0 | 0 | #N/A | #N/A | 88 | 88 | 0 | #N/A | 0% | 1 | 50% | 0% | 0% | 0% | 8.2745 | 0 | 0 | 0 | 8.2745 | #N/A
2007-10-27 11:01 | 10 | 27 | 11 | 300.4171 | 7187 | 42.08 | 51.08 | 995 | 42.08 | 0 | 0 | Cooling | 0 | #N/A | #N/A | #N/A | #N/A | 0 | 0 | 0 | 0 | 0 | 0 | #N/A | #N/A | 88 | 88 | 0 | #N/A | 0% | 1 | 50% | 0% | 0% | 0% | 8.2745 | 0 | 0 | 0 | 8.2745 | #N/A
2007-10-27 12:01 | 10 | 27 | 12 | 300.4587 | 7188 | 42.98 | 51.98 | 994 | 42.98 | 0 | 0 | Cooling | 0 | #N/A | #N/A | #N/A | #N/A | 0 | 0 | 0 | 0 | 0 | 0 | #N/A | #N/A | 88 | 88 | 0 | #N/A | 0% | 1 | 50% | 0% | 0% | 0% | 8.2745 | 0 | 0 | 0 | 8.2745 | #N/A
2007-10-27 13:01 | 10 | 27 | 13 | 300.5004 | 7189 | 44.06 | 51.98 | 994 | 44.06 | 0 | 0 | Cooling | 0 | #N/A | #N/A | #N/A | #N/A | 0 | 0 | 0 | 0 | 0 | 0 | #N/A | #N/A | 88 | 88 | 0 | #N/A | 0% | 1 | 50% | 0% | 0% | 0% | 8.2745 | 0 | 0 | 0 | 8.2745 | #N/A
2007-10-27 14:01 | 10 | 27 | 14 | 300.5421 | 7190 | 44.06 | 53.06 | 993 | 44.06 | 0 | 0 | Cooling | 0 | #N/A | #N/A | #N/A | #N/A | 0 | 0 | 0 | 0 | 0 | 0 | #N/A | #N/A | 88 | 88 | 0 | #N/A | 0% | 1 | 50% | 0% | 0% | 0% | 8.2745 | 0 | 0 | 0 | 8.2745 | #N/A
2007-10-27 15:01 | 10 | 27 | 15 | 300.5837 | 7191 | 42.98 | 53.06 | 993 | 42.98 | 0 | 0 | Cooling | 0 | #N/A | #N/A | #N/A | #N/A | 0 | 0 | 0 | 0 | 0 | 0 | #N/A | #N/A | 88 | 88 | 0 | #N/A | 0% | 1 | 50% | 0% | 0% | 0% | 8.2745 | 0 | 0 | 0 | 8.2745 | #N/A
2007-10-27 16:01 | 10 | 27 | 16 | 300.6254 | 7192 | 42.08 | 53.06 | 993 | 42.08 | 0 | 0 | Cooling | 0 | #N/A | #N/A | #N/A | #N/A | 0 | 0 | 0 | 0 | 0 | 0 | #N/A | #N/A | 88 | 88 | 0 | #N/A | 0% | 1 | 50% | 0% | 0% | 0% | 8.2745 | 0 | 0 | 0 | 8.2745 | #N/A
2007-10-27 17:01 | 10 | 27 | 17 | 300.6671 | 7193 | 42.08 | 51.98 | 993 | 42.08 | 0 | 0 | Cooling | 0 | #N/A | #N/A | #N/A | #N/A | 0 | 0 | 0 | 0 | 0 | 0 | #N/A | #N/A | 88 | 88 | 0 | #N/A | 0% | 1 | 50% | 0% | 0% | 0% | 8.2745 | 0 | 0 | 0 | 8.2745 | #N/A
2007-10-27 18:01 | 10 | 27 | 18 | 300.7087 | 7194 | 35.96 | 51.98 | 994 | 35.96 | 0 | 0 | Cooling | 0 | #N/A | #N/A | #N/A | #N/A | 0 | 0 | 0 | 0 | 0 | 0 | #N/A | #N/A | 88 | 88 | 0 | #N/A | 0% | 1 | 50% | 0% | 0% | 0% | 8.2745 | 0 | 0 | 0 | 8.2745 | #N/A
2007-10-27 19:01 | 10 | 27 | 19 | 300.7504 | 7195 | 35.96 | 53.06 | 994 | 35.96 | 0 | 0 | Cooling | 0 | #N/A | #N/A | #N/A | #N/A | 0 | 0 | 0 | 0 | 0 | 0 | #N/A | #N/A | 88 | 88 | 0 | #N/A | 0% | 1 | 50% | 0% | 0% | 0% | 8.2745 | 0 | 0 | 0 | 8.2745 | #N/A
2007-10-27 20:01 | 10 | 27 | 20 | 300.7921 | 7196 | 35.96 | 53.06 | 994 | 35.96 | 0 | 0 | Cooling | 0 | #N/A | #N/A | #N/A | #N/A | 0 | 0 | 0 | 0 | 0 | 0 | #N/A | #N/A | 88 | 88 | 0 | #N/A | 0% | 1 | 50% | 0% | 0% | 0% | 8.2745 | 0 | 0 | 0 | 8.2745 | #N/A
2007-10-27 21:01 | 10 | 27 | 21 | 300.8337 | 7197 | 33.98 | 51.98 | 995 | 33.98 | 0 | 0 | Cooling | 0 | #N/A | #N/A | #N/A | #N/A | 0 | 0 | 0 | 0 | 0 | 0 | #N/A | #N/A | 88 | 88 | 0 | #N/A | 0% | 1 | 50% | 0% | 0% | 0% | 8.2745 | 0 | 0 | 0 | 8.2745 | #N/A
2007-10-27 22:01 | 10 | 27 | 22 | 300.8754 | 7198 | 33.08 | 51.98 | 995 | 33.08 | 0 | 0 | Cooling | 0 | #N/A | #N/A | #N/A | #N/A | 0 | 0 | 0 | 0 | 0 | 0 | #N/A | #N/A | 88 | 88 | 0 | #N/A | 0% | 1 | 50% | 0% | 0% | 0% | 8.2745 | 0 | 0 | 0 | 8.2745 | #N/A
2007-10-27 23:01 | 10 | 27 | 23 | 300.9171 | 7199 | 33.08 | 51.08 | 995 | 33.08 | 0 | 0 | Cooling | 0 | #N/A | #N/A | #N/A | #N/A | 0 | 0 | 0 | 0 | 0 | 0 | #N/A | #N/A | 88 | 88 | 0 | #N/A | 0% | 1 | 50% | 0% | 0% | 0% | 8.2745 | 0 | 0 | 0 | 8.2745 | #N/A
2007-10-28 00:01 | 10 | 28 | 0 | 300.9587 | 7200 | 33.08 | 51.08 | 995 | 33.08 | 0 | 0 | Cooling | 0 | #N/A | #N/A | #N/A | #N/A | 0 | 0 | 0 | 0 | 0 | 0 | #N/A | #N/A | 88 | 88 | 0 | #N/A | 0% | 1 | 50% | 0% | 0% | 0% | 8.2745 | 0 | 0 | 0 | 8.2745 | #N/A
2007-10-28 01:01 | 10 | 28 | 1 | 301.0004 | 7201 | 32 | 51.08 | 995 | 32 | 0 | 0 | Cooling | 0 | #N/A | #N/A | #N/A | #N/A | 0 | 0 | 0 | 0 | 0 | 0 | #N/A | #N/A | 88 | 88 | 0 | #N/A | 0% | 1 | 50% | 0% | 0% | 0% | 8.2745 | 0 | 0 | 0 | 8.2745 | #N/A
2007-10-28 02:01 | 10 | 28 | 2 | 301.0421 | 7202 | 32 | 51.08 | 996 | 32 | 0 | 0 | Cooling | 0 | #N/A | #N/A | #N/A | #N/A | 0 | 0 | 0 | 0 | 0 | 0 | #N/A | #N/A | 88 | 88 | 0 | #N/A | 0% | 1 | 50% | 0% | 0% | 0% | 8.2745 | 0 | 0 | 0 | 8.2745 | #N/A
2007-10-28 03:01 | 10 | 28 | 3 | 301.0838 | 7203 | 32 | 51.08 | 996 | 32 | 0 | 0 | Cooling | 0 | #N/A | #N/A | #N/A | #N/A | 0 | 0 | 0 | 0 | 0 | 0 | #N/A | #N/A | 88 | 88 | 0 | #N/A | 0% | 1 | 50% | 0% | 0% | 0% | 8.2745 | 0 | 0 | 0 | 8.2745 | #N/A
2007-10-28 04:01 | 10 | 28 | 4 | 301.1254 | 7204 | 30.92 | 51.08 | 997 | 30.92 | 0 | 0 | Cooling | 0 | #N/A | #N/A | #N/A | #N/A | 0 | 0 | 0 | 0 | 0 | 0 | #N/A | #N/A | 88 | 88 | 0 | #N/A | 0% | 1 | 50% | 0% | 0% | 0% | 8.2745 | 0 | 0 | 0 | 8.2745 | #N/A
2007-10-28 05:01 | 10 | 28 | 5 | 301.1671 | 7205 | 30.92 | 50 | 998 | 30.92 | 0 | 0 | Cooling | 0 | #N/A | #N/A | #N/A | #N/A | 0 | 0 | 0 | 0 | 0 | 0 | #N/A | #N/A | 88 | 88 | 0 | #N/A | 0% | 1 | 50% | 0% | 0% | 0% | 8.2745 | 0 | 0 | 0 | 8.2745 | #N/A
2007-10-28 06:01 | 10 | 28 | 6 | 301.2088 | 7206 | 32 | 50 | 998 | 32 | 0 | 0 | Cooling | 0 | #N/A | #N/A | #N/A | #N/A | 0 | 0 | 0 | 0 | 0 | 0 | #N/A | #N/A | 88 | 88 | 0 | #N/A | 0% | 1 | 50% | 0% | 0% | 0% | 8.2745 | 0 | 0 | 0 | 8.2745 | #N/A
2007-10-28 07:01 | 10 | 28 | 7 | 301.2504 | 7207 | 32 | 50 | 999 | 32 | 39.2882 | 0 | Heating | 5.2384 | #N/A | #N/A | #N/A | #N/A | 39.2882 | #N/A | #N/A | 3.3135 | #N/A | 0 | 0 | 0 | 0 | 0 | 0 | 0 | 0.01746% | 1 | 50% | 0% | 0% | 0% | 8.2745 | 0 | 0 | 0 | 8.2745 | #N/A
2007-10-28 08:01 | 10 | 28 | 8 | 301.2921 | 7208 | 32 | 48.92 | 1000 | 32 | 5.389 | 0 | Heating | 0.71853 | #N/A | #N/A | #N/A | #N/A | 5.389 | #N/A | #N/A | 3.3135 | #N/A | 0 | 0 | 0 | 0 | 0 | 0 | 0 | 0.002395% | 1 | 50% | 0% | 0% | 0% | 8.2745 | 0 | 0 | 0 | 8.2745 | #N/A
2007-10-28 09:01 | 10 | 28 | 9 | 301.3338 | 7209 | 35.06 | 48.02 | 1001 | 35.06 | 0 | 0.053254 | Cooling | 0.0088756 | #N/A | #N/A | #N/A | #N/A | 0 | 0 | 0 | 0 | 0 | 0.053254 | #N/A | #N/A | 88 | #N/A | #N/A | #N/A | 2.959e-05% | 1 | 50% | 0% | 0% | 0% | 8.2745 | 0 | 0 | 0 | 8.2745 | #N/A
2007-10-28 10:01 | 10 | 28 | 10 | 301.3754 | 7210 | 35.06 | 48.02 | 1002 | 35.06 | 0 | 0.097257 | Cooling | 0.016209 | #N/A | #N/A | #N/A | #N/A | 0 | 0 | 0 | 0 | 0 | 0.097257 | #N/A | #N/A | 88 | #N/A | #N/A | #N/A | 5.403e-05% | 1 | 50% | 0% | 0% | 0% | 8.2745 | 0 | 0 | 0 | 8.2745 | #N/A
2007-10-28 11:01 | 10 | 28 | 11 | 301.4171 | 7211 | 35.06 | 48.02 | 1003 | 35.06 | 0 | 0.097132 | Cooling | 0.016189 | #N/A | #N/A | #N/A | #N/A | 0 | 0 | 0 | 0 | 0 | 0.097132 | #N/A | #N/A | 88 | #N/A | #N/A | #N/A | 5.396e-05% | 1 | 50% | 0% | 0% | 0% | 8.2745 | 0 | 0 | 0 | 8.2745 | #N/A
2007-10-28 12:01 | 10 | 28 | 12 | 301.4588 | 7212 | 33.08 | 48.02 | 1003 | 33.08 | 0 | 0.059992 | Cooling | 0.0099986 | #N/A | #N/A | #N/A | #N/A | 0 | 0 | 0 | 0 | 0 | 0.059992 | #N/A | #N/A | 88 | #N/A | #N/A | #N/A | 3.333e-05% | 1 | 50% | 0% | 0% | 0% | 8.2745 | 0 | 0 | 0 | 8.2745 | #N/A
2007-10-28 13:01 | 10 | 28 | 13 | 301.5004 | 7213 | 33.08 | 46.94 | 1003 | 33.08 | 0 | 0.0046375 | Cooling | 0.00077292 | #N/A | #N/A | #N/A | #N/A | 0 | 0 | 0 | 0 | 0 | 0.0046375 | #N/A | #N/A | 88 | #N/A | #N/A | #N/A | 2.576e-06% | 1 | 50% | 0% | 0% | 0% | 8.2745 | 0 | 0 | 0 | 8.2745 | #N/A
2007-10-28 14:01 | 10 | 28 | 14 | 301.5421 | 7214 | 33.08 | 46.04 | 1003 | 33.08 | 0 | 0 | Cooling | 0 | #N/A | #N/A | #N/A | #N/A | 0 | 0 | 0 | 0 | 0 | 0 | #N/A | #N/A | 88 | 88 | 0 | #N/A | 0% | 1 | 50% | 0% | 0% | 0% | 8.2745 | 0 | 0 | 0 | 8.2745 | #N/A
2007-10-28 15:01 | 10 | 28 | 15 | 301.5838 | 7215 | 33.08 | 44.96 | 1004 | 33.08 | 0 | 0 | Cooling | 0 | #N/A | #N/A | #N/A | #N/A | 0 | 0 | 0 | 0 | 0 | 0 | #N/A | #N/A | 88 | 88 | 0 | #N/A | 0% | 1 | 50% | 0% | 0% | 0% | 8.2745 | 0 | 0 | 0 | 8.2745 | #N/A
2007-10-28 16:01 | 10 | 28 | 16 | 301.6254 | 7216 | 33.08 | 46.04 | 1004 | 33.08 | 0 | 3.8822 | Cooling | 0.64703 | #N/A | #N/A | #N/A | #N/A | 0 | 0 | 0 | 0 | 0 | 3.8822 | #N/A | #N/A | 88 | #N/A | #N/A | #N/A | 0.002157% | 1 | 50% | 0% | 0% | 0% | 8.2745 | 0 | 0 | 0 | 8.2745 | #N/A
2007-10-28 17:01 | 10 | 28 | 17 | 301.6671 | 7217 | 32 | 44.96 | 1004 | 32 | 0 | 2.7512 | Cooling | 0.45853 | #N/A | #N/A | #N/A | #N/A | 0 | 0 | 0 | 0 | 0 | 2.7512 | #N/A | #N/A | 88 | #N/A | #N/A | #N/A | 0.001528% | 1 | 50% | 0% | 0% | 0% | 8.2745 | 0 | 0 | 0 | 8.2745 | #N/A
2007-10-28 18:01 | 10 | 28 | 18 | 301.7088 | 7218 | 33.08 | 44.06 | 1005 | 33.08 | 0 | 0.18752 | Cooling | 0.031253 | #N/A | #N/A | #N/A | #N/A | 0 | 0 | 0 | 0 | 0 | 0.18752 | #N/A | #N/A | 88 | #N/A | #N/A | #N/A | 0.0001042% | 1 | 50% | 0% | 0% | 0% | 8.2745 | 0 | 0 | 0 | 8.2745 | #N/A
2007-10-28 19:01 | 10 | 28 | 19 | 301.7504 | 7219 | 33.98 | 44.06 | 1005 | 33.98 | 0 | 0.22316 | Cooling | 0.037193 | #N/A | #N/A | #N/A | #N/A | 0 | 0 | 0 | 0 | 0 | 0.22316 | #N/A | #N/A | 88 | #N/A | #N/A | #N/A | 0.000124% | 1 | 50% | 0% | 0% | 0% | 8.2745 | 0 | 0 | 0 | 8.2745 | #N/A
2007-10-28 20:01 | 10 | 28 | 20 | 301.7921 | 7220 | 33.98 | 42.08 | 1005 | 33.98 | 0.18582 | 0 | Heating | 0.024776 | #N/A | #N/A | #N/A | #N/A | 0.18582 | #N/A | #N/A | 3.405 | #N/A | 0 | 0 | 0 | 0 | 0 | 0 | 0 | 8.259e-05% | 1 | 50% | 0% | 0% | 0% | 8.2745 | 0 | 0 | 0 | 8.2745 | #N/A
2007-10-28 21:01 | 10 | 28 | 21 | 301.8338 | 7221 | 33.08 | 42.08 | 1005 | 33.08 | 1.1141 | 0 | Heating | 0.14854 | #N/A | #N/A | #N/A | #N/A | 1.1141 | #N/A | #N/A | 3.3624 | #N/A | 0 | 0 | 0 | 0 | 0 | 0 | 0 | 0.0004951% | 1 | 50% | 0% | 0% | 0% | 8.2745 | 0 | 0 | 0 | 8.2745 | #N/A
2007-10-28 22:01 | 10 | 28 | 22 | 301.8754 | 7222 | 33.08 | 41 | 1005 | 33.08 | 2.7464 | 0 | Heating | 0.36619 | #N/A | #N/A | #N/A | #N/A | 2.7464 | #N/A | #N/A | 3.3624 | #N/A | 0 | 0 | 0 | 0 | 0 | 0 | 0 | 0.001221% | 1 | 50% | 0% | 0% | 0% | 8.2745 | 0 | 0 | 0 | 8.2745 | #N/A
2007-10-28 23:01 | 10 | 28 | 23 | 301.9171 | 7223 | 33.08 | 41 | 1005 | 33.08 | 0 | 0 | Cooling | 0 | #N/A | #N/A | #N/A | #N/A | 0 | 0 | 0 | 0 | 0 | 0 | #N/A | #N/A | 88 | 88 | 0 | #N/A | 0% | 1 | 50% | 0% | 0% | 0% | 8.2745 | 0 | 0 | 0 | 8.2745 | #N/A
2007-10-29 00:01 | 10 | 29 | 0 | 301.9588 | 7224 | 33.8 | 42.08 | 1005 | 33.8 | 0 | 0 | Cooling | 0 | #N/A | #N/A | #N/A | #N/A | 0 | 0 | 0 | 0 | 0 | 0 | #N/A | #N/A | 88 | 88 | 0 | #N/A | 0% | 1 | 50% | 0% | 0% | 0% | 8.2745 | 0 | 0 | 0 | 8.2745 | #N/A
2007-10-29 01:01 | 10 | 29 | 1 | 302.0004 | 7225 | 33.98 | 42.08 | 1005 | 33.98 | 0 | 0 | Cooling | 0 | #N/A | #N/A | #N/A | #N/A | 0 | 0 | 0 | 0 | 0 | 0 | #N/A | #N/A | 88 | 88 | 0 | #N/A | 0% | 1 | 50% | 0% | 0% | 0% | 8.2745 | 0 | 0 | 0 | 8.2745 | #N/A
2007-10-29 02:01 | 10 | 29 | 2 | 302.0421 | 7226 | 33.98 | 39.92 | 1005 | 33.98 | 0 | 0 | Cooling | 0 | #N/A | #N/A | #N/A | #N/A | 0 | 0 | 0 | 0 | 0 | 0 | #N/A | #N/A | 88 | 88 | 0 | #N/A | 0% | 1 | 50% | 0% | 0% | 0% | 8.2745 | 0 | 0 | 0 | 8.2745 | #N/A
2007-10-29 03:01 | 10 | 29 | 3 | 302.0838 | 7227 | 33.98 | 44.06 | 1005 | 33.98 | 0 | 0 | Cooling | 0 | #N/A | #N/A | #N/A | #N/A | 0 | 0 | 0 | 0 | 0 | 0 | #N/A | #N/A | 88 | 88 | 0 | #N/A | 0% | 1 | 50% | 0% | 0% | 0% | 8.2745 | 0 | 0 | 0 | 8.2745 | #N/A
2007-10-29 04:01 | 10 | 29 | 4 | 302.1254 | 7228 | 35.06 | 44.06 | 1004 | 35.06 | 0 | 0 | Cooling | 0 | #N/A | #N/A | #N/A | #N/A | 0 | 0 | 0 | 0 | 0 | 0 | #N/A | #N/A | 88 | 88 | 0 | #N/A | 0% | 1 | 50% | 0% | 0% | 0% | 8.2745 | 0 | 0 | 0 | 8.2745 | #N/A
2007-10-29 05:01 | 10 | 29 | 5 | 302.1671 | 7229 | 35.06 | 44.06 | 1004 | 35.06 | 0 | 0 | Cooling | 0 | #N/A | #N/A | #N/A | #N/A | 0 | 0 | 0 | 0 | 0 | 0 | #N/A | #N/A | 88 | 88 | 0 | #N/A | 0% | 1 | 50% | 0% | 0% | 0% | 8.2745 | 0 | 0 | 0 | 8.2745 | #N/A
2007-10-29 06:01 | 10 | 29 | 6 | 302.2088 | 7230 | 35.06 | 44.06 | 1004 | 35.06 | 0 | 0 | Cooling | 0 | #N/A | #N/A | #N/A | #N/A | 0 | 0 | 0 | 0 | 0 | 0 | #N/A | #N/A | 88 | 88 | 0 | #N/A | 0% | 1 | 50% | 0% | 0% | 0% | 8.2745 | 0 | 0 | 0 | 8.2745 | #N/A
2007-10-29 07:01 | 10 | 29 | 7 | 302.2504 | 7231 | 37.94 | 44.06 | 1004 | 37.94 | 32.7396 | 0 | Heating | 4.3653 | #N/A | #N/A | #N/A | #N/A | 32.7396 | #N/A | #N/A | 3.6146 | #N/A | 0 | 0 | 0 | 0 | 0 | 0 | 0 | 0.01455% | 1 | 50% | 0% | 0% | 0% | 8.2745 | 0 | 0 | 0 | 8.2745 | #N/A
2007-10-29 08:01 | 10 | 29 | 8 | 302.2921 | 7232 | 37.94 | 44.96 | 1004 | 37.94 | 2.0935 | 0 | Heating | 0.27914 | #N/A | #N/A | #N/A | #N/A | 2.0935 | #N/A | #N/A | 3.6146 | #N/A | 0 | 0 | 0 | 0 | 0 | 0 | 0 | 0.0009305% | 1 | 50% | 0% | 0% | 0% | 8.2745 | 0 | 0 | 0 | 8.2745 | #N/A
2007-10-29 09:01 | 10 | 29 | 9 | 302.3338 | 7233 | 39.02 | 46.94 | 1003 | 39.02 | 0 | 19.2412 | Cooling | 3.2069 | #N/A | #N/A | #N/A | #N/A | 0 | 0 | 0 | 0 | 0 | 19.2412 | #N/A | #N/A | 88 | #N/A | #N/A | #N/A | 0.01069% | 1 | 50% | 0% | 0% | 0% | 8.2745 | 0 | 0 | 0 | 8.2745 | #N/A
2007-10-29 10:01 | 10 | 29 | 10 | 302.3754 | 7234 | 41 | 48.02 | 1003 | 41 | 0 | 161.1523 | Cooling | 26.8587 | #N/A | #N/A | #N/A | #N/A | 0 | 0 | 0 | 0 | 0 | 161.1523 | #N/A | #N/A | 88 | #N/A | #N/A | #N/A | 0.08953% | 1 | 50% | 0% | 0% | 0% | 8.2745 | 0 | 0 | 0 | 8.2745 | #N/A
2007-10-29 11:01 | 10 | 29 | 11 | 302.4171 | 7235 | 41 | 48.02 | 1002 | 41 | 0 | 235.4013 | Cooling | 39.2336 | #N/A | #N/A | #N/A | #N/A | 0 | 0 | 0 | 0 | 0 | 235.4013 | #N/A | #N/A | 88 | #N/A | #N/A | #N/A | 0.1308% | 1 | 50% | 0% | 0% | 0% | 8.2745 | 0 | 0 | 0 | 8.2745 | #N/A
2007-10-29 12:01 | 10 | 29 | 12 | 302.4588 | 7236 | 42.08 | 46.94 | 1002 | 42.08 | 0 | 348.3272 | Cooling | 58.0545 | #N/A | #N/A | #N/A | #N/A | 0 | 0 | 0 | 0 | 0 | 348.3272 | #N/A | #N/A | 88 | #N/A | #N/A | #N/A | 0.1935% | 1 | 50% | 0% | 0% | 0% | 8.2745 | 0 | 0 | 0 | 8.2745 | #N/A
2007-10-29 13:01 | 10 | 29 | 13 | 302.5004 | 7237 | 44.06 | 46.94 | 1001 | 44.06 | 0 | 278.5051 | Cooling | 46.4175 | #N/A | #N/A | #N/A | #N/A | 0 | 0 | 0 | 0 | 0 | 278.5051 | #N/A | #N/A | 88 | #N/A | #N/A | #N/A | 0.1547% | 1 | 50% | 0% | 0% | 0% | 8.2745 | 0 | 0 | 0 | 8.2745 | #N/A
2007-10-29 14:01 | 10 | 29 | 14 | 302.5421 | 7238 | 44.96 | 44.96 | 1000 | 44.96 | 0 | 420.8666 | Cooling | 70.1444 | #N/A | #N/A | #N/A | #N/A | 0 | 0 | 0 | 0 | 0 | 420.8666 | #N/A | #N/A | 88 | #N/A | #N/A | #N/A | 0.2338% | 1 | 50% | 0% | 0% | 0% | 8.2745 | 0 | 0 | 0 | 8.2745 | #N/A
2007-10-29 15:01 | 10 | 29 | 15 | 302.5838 | 7239 | 46.04 | 48.02 | 999 | 46.04 | 0 | 434.834 | Cooling | 72.4723 | #N/A | #N/A | #N/A | #N/A | 0 | 0 | 0 | 0 | 0 | 434.834 | #N/A | #N/A | 88 | #N/A | #N/A | #N/A | 0.2416% | 1 | 50% | 0% | 0% | 0% | 8.2745 | 0 | 0 | 0 | 8.2745 | #N/A
2007-10-29 16:01 | 10 | 29 | 16 | 302.6254 | 7240 | 44.96 | 48.92 | 999 | 44.96 | 0 | 436.637 | Cooling | 72.7728 | #N/A | #N/A | #N/A | #N/A | 0 | 0 | 0 | 0 | 0 | 436.637 | #N/A | #N/A | 88 | #N/A | #N/A | #N/A | 0.2426% | 1 | 50% | 0% | 0% | 0% | 8.2745 | 0 | 0 | 0 | 8.2745 | #N/A
2007-10-29 17:01 | 10 | 29 | 17 | 302.6671 | 7241 | 44.96 | 46.04 | 998 | 44.96 | 0 | 499.9199 | Cooling | 83.32 | #N/A | #N/A | #N/A | #N/A | 0 | 0 | 0 | 0 | 0 | 499.9199 | #N/A | #N/A | 88 | #N/A | #N/A | #N/A | 0.2777% | 1 | 50% | 0% | 0% | 0% | 8.2745 | 0 | 0 | 0 | 8.2745 | #N/A
2007-10-29 18:01 | 10 | 29 | 18 | 302.7088 | 7242 | 42.08 | 44.96 | 998 | 42.08 | 0 | 437.7737 | Cooling | 72.9623 | #N/A | #N/A | #N/A | #N/A | 0 | 0 | 0 | 0 | 0 | 437.7737 | #N/A | #N/A | 88 | #N/A | #N/A | #N/A | 0.2432% | 1 | 50% | 0% | 0% | 0% | 8.2745 | 0 | 0 | 0 | 8.2745 | #N/A
2007-10-29 19:01 | 10 | 29 | 19 | 302.7504 | 7243 | 42.08 | 50 | 1000 | 42.08 | 0 | 199.1416 | Cooling | 33.1903 | #N/A | #N/A | #N/A | #N/A | 0 | 0 | 0 | 0 | 0 | 199.1416 | #N/A | #N/A | 88 | #N/A | #N/A | #N/A | 0.1106% | 1 | 50% | 0% | 0% | 0% | 8.2745 | 0 | 0 | 0 | 8.2745 | #N/A
2007-10-29 20:01 | 10 | 29 | 20 | 302.7921 | 7244 | 42.08 | 53.06 | 1000 | 42.08 | 0 | 144.4314 | Cooling | 24.0719 | #N/A | #N/A | #N/A | #N/A | 0 | 0 | 0 | 0 | 0 | 144.4314 | #N/A | #N/A | 88 | #N/A | #N/A | #N/A | 0.08024% | 1 | 50% | 0% | 0% | 0% | 8.2745 | 0 | 0 | 0 | 8.2745 | #N/A
2007-10-29 21:01 | 10 | 29 | 21 | 302.8338 | 7245 | 41 | 51.98 | 1000 | 41 | 0 | 113.3075 | Cooling | 18.8846 | #N/A | #N/A | #N/A | #N/A | 0 | 0 | 0 | 0 | 0 | 113.3075 | #N/A | #N/A | 88 | #N/A | #N/A | #N/A | 0.06295% | 1 | 50% | 0% | 0% | 0% | 8.2745 | 0 | 0 | 0 | 8.2745 | #N/A
2007-10-29 22:01 | 10 | 29 | 22 | 302.8754 | 7246 | 39.92 | 53.96 | 1000 | 39.92 | 0 | 128.5775 | Cooling | 21.4296 | #N/A | #N/A | #N/A | #N/A | 0 | 0 | 0 | 0 | 0 | 128.5775 | #N/A | #N/A | 88 | #N/A | #N/A | #N/A | 0.07143% | 1 | 50% | 0% | 0% | 0% | 8.2745 | 0 | 0 | 0 | 8.2745 | #N/A
2007-10-29 23:01 | 10 | 29 | 23 | 302.9171 | 7247 | 39.92 | 53.06 | 1000 | 39.92 | 0 | 0 | Cooling | 0 | #N/A | #N/A | #N/A | #N/A | 0 | 0 | 0 | 0 | 0 | 0 | #N/A | #N/A | 88 | 88 | 0 | #N/A | 0% | 1 | 50% | 0% | 0% | 0% | 8.2745 | 0 | 0 | 0 | 8.2745 | #N/A
2007-10-30 00:01 | 10 | 30 | 0 | 302.9588 | 7248 | 39.02 | 51.08 | 1001 | 39.02 | 0 | 0.43886 | Cooling | 0.073144 | #N/A | #N/A | #N/A | #N/A | 0 | 0 | 0 | 0 | 0 | 0.43886 | #N/A | #N/A | 88 | #N/A | #N/A | #N/A | 0.0002438% | 1 | 50% | 0% | 0% | 0% | 8.2745 | 0 | 0 | 0 | 8.2745 | #N/A
2007-10-30 01:01 | 10 | 30 | 1 | 303.0004 | 7249 | 39.02 | 48.92 | 1002 | 39.02 | 0 | 0 | Cooling | 0 | #N/A | #N/A | #N/A | #N/A | 0 | 0 | 0 | 0 | 0 | 0 | #N/A | #N/A | 88 | 88 | 0 | #N/A | 0% | 1 | 50% | 0% | 0% | 0% | 8.2745 | 0 | 0 | 0 | 8.2745 | #N/A
2007-10-30 02:01 | 10 | 30 | 2 | 303.0421 | 7250 | 39.02 | 46.04 | 1003 | 39.02 | 0 | 0 | Cooling | 0 | #N/A | #N/A | #N/A | #N/A | 0 | 0 | 0 | 0 | 0 | 0 | #N/A | #N/A | 88 | 88 | 0 | #N/A | 0% | 1 | 50% | 0% | 0% | 0% | 8.2745 | 0 | 0 | 0 | 8.2745 | #N/A
2007-10-30 03:01 | 10 | 30 | 3 | 303.0838 | 7251 | 37.94 | 44.96 | 1003 | 37.94 | 0 | 0 | Cooling | 0 | #N/A | #N/A | #N/A | #N/A | 0 | 0 | 0 | 0 | 0 | 0 | #N/A | #N/A | 88 | 88 | 0 | #N/A | 0% | 1 | 50% | 0% | 0% | 0% | 8.2745 | 0 | 0 | 0 | 8.2745 | #N/A
2007-10-30 04:01 | 10 | 30 | 4 | 303.1254 | 7252 | 37.04 | 44.06 | 1004 | 37.04 | 0 | 0 | Cooling | 0 | #N/A | #N/A | #N/A | #N/A | 0 | 0 | 0 | 0 | 0 | 0 | #N/A | #N/A | 88 | 88 | 0 | #N/A | 0% | 1 | 50% | 0% | 0% | 0% | 8.2745 | 0 | 0 | 0 | 8.2745 | #N/A
2007-10-30 05:01 | 10 | 30 | 5 | 303.1671 | 7253 | 37.04 | 42.08 | 1005 | 37.04 | 0 | 0 | Cooling | 0 | #N/A | #N/A | #N/A | #N/A | 0 | 0 | 0 | 0 | 0 | 0 | #N/A | #N/A | 88 | 88 | 0 | #N/A | 0% | 1 | 50% | 0% | 0% | 0% | 8.2745 | 0 | 0 | 0 | 8.2745 | #N/A
2007-10-30 06:01 | 10 | 30 | 6 | 303.2088 | 7254 | 37.04 | 41 | 1006 | 37.04 | 0 | 0.017702 | Cooling | 0.0029503 | #N/A | #N/A | #N/A | #N/A | 0 | 0 | 0 | 0 | 0 | 0.017702 | #N/A | #N/A | 88 | #N/A | #N/A | #N/A | 9.834e-06% | 1 | 50% | 0% | 0% | 0% | 8.2745 | 0 | 0 | 0 | 8.2745 | #N/A
2007-10-30 07:01 | 10 | 30 | 7 | 303.2504 | 7255 | 37.94 | 39.02 | 1007 | 37.94 | 13.2437 | 0 | Heating | 1.7658 | #N/A | #N/A | #N/A | #N/A | 13.2437 | #N/A | #N/A | 3.6146 | #N/A | 0 | 0 | 0 | 0 | 0 | 0 | 0 | 0.005886% | 1 | 50% | 0% | 0% | 0% | 8.2745 | 0 | 0 | 0 | 8.2745 | #N/A
2007-10-30 08:01 | 10 | 30 | 8 | 303.2921 | 7256 | 37.94 | 42.98 | 1008 | 37.94 | 0.1214 | 0 | Heating | 0.016186 | #N/A | #N/A | #N/A | #N/A | 0.1214 | #N/A | #N/A | 3.6146 | #N/A | 0 | 0 | 0 | 0 | 0 | 0 | 0 | 5.395e-05% | 1 | 50% | 0% | 0% | 0% | 8.2745 | 0 | 0 | 0 | 8.2745 | #N/A
2007-10-30 09:01 | 10 | 30 | 9 | 303.3338 | 7257 | 39.02 | 42.98 | 1009 | 39.02 | 0 | 0.06628 | Cooling | 0.011047 | #N/A | #N/A | #N/A | #N/A | 0 | 0 | 0 | 0 | 0 | 0.06628 | #N/A | #N/A | 88 | #N/A | #N/A | #N/A | 3.682e-05% | 1 | 50% | 0% | 0% | 0% | 8.2745 | 0 | 0 | 0 | 8.2745 | #N/A
2007-10-30 10:01 | 10 | 30 | 10 | 303.3754 | 7258 | 39.92 | 39.92 | 1010 | 39.92 | 0 | 0.11667 | Cooling | 0.019445 | #N/A | #N/A | #N/A | #N/A | 0 | 0 | 0 | 0 | 0 | 0.11667 | #N/A | #N/A | 88 | #N/A | #N/A | #N/A | 6.482e-05% | 1 | 50% | 0% | 0% | 0% | 8.2745 | 0 | 0 | 0 | 8.2745 | #N/A
2007-10-30 11:01 | 10 | 30 | 11 | 303.4171 | 7259 | 39.92 | 35.96 | 1011 | 39.92 | 0 | 0.65779 | Cooling | 0.10963 | #N/A | #N/A | #N/A | #N/A | 0 | 0 | 0 | 0 | 0 | 0.65779 | #N/A | #N/A | 88 | #N/A | #N/A | #N/A | 0.0003654% | 1 | 50% | 0% | 0% | 0% | 8.2745 | 0 | 0 | 0 | 8.2745 | #N/A
2007-10-30 12:01 | 10 | 30 | 12 | 303.4588 | 7260 | 46.04 | 37.04 | 1012 | 46.04 | 0 | 0.72136 | Cooling | 0.12023 | #N/A | #N/A | #N/A | #N/A | 0 | 0 | 0 | 0 | 0 | 0.72136 | #N/A | #N/A | 88 | #N/A | #N/A | #N/A | 0.0004008% | 1 | 50% | 0% | 0% | 0% | 8.2745 | 0 | 0 | 0 | 8.2745 | #N/A
2007-10-30 13:01 | 10 | 30 | 13 | 303.5004 | 7261 | 48.02 | 37.04 | 1012 | 48.02 | 0 | 0.53124 | Cooling | 0.088539 | #N/A | #N/A | #N/A | #N/A | 0 | 0 | 0 | 0 | 0 | 0.53124 | #N/A | #N/A | 88 | #N/A | #N/A | #N/A | 0.0002951% | 1 | 50% | 0% | 0% | 0% | 8.2745 | 0 | 0 | 0 | 8.2745 | #N/A
2007-10-30 14:01 | 10 | 30 | 14 | 303.5421 | 7262 | 48.02 | 35.96 | 1013 | 48.02 | 0 | 0.64484 | Cooling | 0.10747 | #N/A | #N/A | #N/A | #N/A | 0 | 0 | 0 | 0 | 0 | 0.64484 | #N/A | #N/A | 88 | #N/A | #N/A | #N/A | 0.0003582% | 1 | 50% | 0% | 0% | 0% | 8.2745 | 0 | 0 | 0 | 8.2745 | #N/A
2007-10-30 15:01 | 10 | 30 | 15 | 303.5838 | 7263 | 51.98 | 30.92 | 1013 | 51.98 | 0 | 0.13465 | Cooling | 0.022442 | #N/A | #N/A | #N/A | #N/A | 0 | 0 | 0 | 0 | 0 | 0.13465 | #N/A | #N/A | 88 | #N/A | #N/A | #N/A | 7.481e-05% | 1 | 50% | 0% | 0% | 0% | 8.2745 | 0 | 0 | 0 | 8.2745 | #N/A
2007-10-30 16:01 | 10 | 30 | 16 | 303.6254 | 7264 | 53.06 | 30.02 | 1014 | 53.06 | 0 | 0.13686 | Cooling | 0.022811 | #N/A | #N/A | #N/A | #N/A | 0 | 0 | 0 | 0 | 0 | 0.13686 | #N/A | #N/A | 88 | #N/A | #N/A | #N/A | 7.604e-05% | 1 | 50% | 0% | 0% | 0% | 8.2745 | 0 | 0 | 0 | 8.2745 | #N/A
2007-10-30 17:01 | 10 | 30 | 17 | 303.6671 | 7265 | 53.06 | 30.02 | 1015 | 53.06 | 0 | 0.18485 | Cooling | 0.030808 | #N/A | #N/A | #N/A | #N/A | 0 | 0 | 0 | 0 | 0 | 0.18485 | #N/A | #N/A | 88 | #N/A | #N/A | #N/A | 0.0001027% | 1 | 50% | 0% | 0% | 0% | 8.2745 | 0 | 0 | 0 | 8.2745 | #N/A
2007-10-30 18:01 | 10 | 30 | 18 | 303.7088 | 7266 | 46.94 | 28.94 | 1016 | 46.94 | 0 | 0.12908 | Cooling | 0.021513 | #N/A | #N/A | #N/A | #N/A | 0 | 0 | 0 | 0 | 0 | 0.12908 | #N/A | #N/A | 88 | #N/A | #N/A | #N/A | 7.171e-05% | 1 | 50% | 0% | 0% | 0% | 8.2745 | 0 | 0 | 0 | 8.2745 | #N/A
2007-10-30 19:01 | 10 | 30 | 19 | 303.7504 | 7267 | 46.04 | 28.94 | 1017 | 46.04 | 0 | 0.53719 | Cooling | 0.089531 | #N/A | #N/A | #N/A | #N/A | 0 | 0 | 0 | 0 | 0 | 0.53719 | #N/A | #N/A | 88 | #N/A | #N/A | #N/A | 0.0002984% | 1 | 50% | 0% | 0% | 0% | 8.2745 | 0 | 0 | 0 | 8.2745 | #N/A
2007-10-30 20:01 | 10 | 30 | 20 | 303.7921 | 7268 | 46.04 | 28.94 | 1017 | 46.04 | 0 | 0.3277 | Cooling | 0.054617 | #N/A | #N/A | #N/A | #N/A | 0 | 0 | 0 | 0 | 0 | 0.3277 | #N/A | #N/A | 88 | #N/A | #N/A | #N/A | 0.0001821% | 1 | 50% | 0% | 0% | 0% | 8.2745 | 0 | 0 | 0 | 8.2745 | #N/A
2007-10-30 21:01 | 10 | 30 | 21 | 303.8338 | 7269 | 42.98 | 30.02 | 1018 | 42.98 | 4.4145 | 0 | Heating | 0.5886 | #N/A | #N/A | #N/A | #N/A | 4.4145 | #N/A | #N/A | 3.9388 | #N/A | 0 | 0 | 0 | 0 | 0 | 0 | 0 | 0.001962% | 1 | 50% | 0% | 0% | 0% | 8.2745 | 0 | 0 | 0 | 8.2745 | #N/A
2007-10-30 22:01 | 10 | 30 | 22 | 303.8754 | 7270 | 41 | 26.96 | 1018 | 41 | 8.1978 | 0 | Heating | 1.093 | #N/A | #N/A | #N/A | #N/A | 8.1978 | #N/A | #N/A | 3.8033 | #N/A | 0 | 0 | 0 | 0 | 0 | 0 | 0 | 0.003643% | 1 | 50% | 0% | 0% | 0% | 8.2745 | 0 | 0 | 0 | 8.2745 | #N/A
2007-10-30 23:01 | 10 | 30 | 23 | 303.9171 | 7271 | 41 | 26.96 | 1019 | 41 | 0 | 0 | Cooling | 0 | #N/A | #N/A | #N/A | #N/A | 0 | 0 | 0 | 0 | 0 | 0 | #N/A | #N/A | 88 | 88 | 0 | #N/A | 0% | 1 | 50% | 0% | 0% | 0% | 8.2745 | 0 | 0 | 0 | 8.2745 | #N/A
2007-10-31 00:01 | 10 | 31 | 0 | 303.9588 | 7272 | 46.04 | 24.98 | 1020 | 46.04 | 0 | 0 | Cooling | 0 | #N/A | #N/A | #N/A | #N/A | 0 | 0 | 0 | 0 | 0 | 0 | #N/A | #N/A | 88 | 88 | 0 | #N/A | 0% | 1 | 50% | 0% | 0% | 0% | 8.2745 | 0 | 0 | 0 | 8.2745 | #N/A
2007-10-31 01:01 | 10 | 31 | 1 | 304.0004 | 7273 | 55.04 | 24.98 | 1021 | 55.04 | 0 | 0 | Cooling | 0 | #N/A | #N/A | #N/A | #N/A | 0 | 0 | 0 | 0 | 0 | 0 | #N/A | #N/A | 88 | 88 | 0 | #N/A | 0% | 1 | 50% | 0% | 0% | 0% | 8.2745 | 0 | 0 | 0 | 8.2745 | #N/A
2007-10-31 02:01 | 10 | 31 | 2 | 304.0421 | 7274 | 55.04 | 24.98 | 1021 | 55.04 | 0 | 0 | Cooling | 0 | #N/A | #N/A | #N/A | #N/A | 0 | 0 | 0 | 0 | 0 | 0 | #N/A | #N/A | 88 | 88 | 0 | #N/A | 0% | 1 | 50% | 0% | 0% | 0% | 8.2745 | 0 | 0 | 0 | 8.2745 | #N/A
2007-10-31 03:01 | 10 | 31 | 3 | 304.0838 | 7275 | 59 | 24.08 | 1021 | 59 | 0.11274 | 0 | Heating | 0.015032 | #N/A | #N/A | #N/A | #N/A | 0.11274 | #N/A | #N/A | 5.4953 | #N/A | 0 | 0 | 0 | 0 | 0 | 0 | 0 | 5.011e-05% | 1 | 50% | 0% | 0% | 0% | 8.2745 | 0 | 0 | 0 | 8.2745 | #N/A
2007-10-31 04:01 | 10 | 31 | 4 | 304.1254 | 7276 | 53.96 | 24.08 | 1022 | 53.96 | 3.0967 | 0 | Heating | 0.41289 | #N/A | #N/A | #N/A | #N/A | 3.0967 | #N/A | #N/A | 4.9089 | #N/A | 0 | 0 | 0 | 0 | 0 | 0 | 0 | 0.001376% | 1 | 50% | 0% | 0% | 0% | 8.2745 | 0 | 0 | 0 | 8.2745 | #N/A
2007-10-31 05:01 | 10 | 31 | 5 | 304.1671 | 7277 | 53.96 | 24.08 | 1022 | 53.96 | 7.1919 | 0 | Heating | 0.95893 | #N/A | #N/A | #N/A | #N/A | 7.1919 | #N/A | #N/A | 4.9089 | #N/A | 0 | 0 | 0 | 0 | 0 | 0 | 0 | 0.003196% | 1 | 50% | 0% | 0% | 0% | 8.2745 | 0 | 0 | 0 | 8.2745 | #N/A
2007-10-31 06:01 | 10 | 31 | 6 | 304.2088 | 7278 | 53.96 | 24.08 | 1022 | 53.96 | 9.1064 | 0 | Heating | 1.2142 | #N/A | #N/A | #N/A | #N/A | 9.1064 | #N/A | #N/A | 4.9089 | #N/A | 0 | 0 | 0 | 0 | 0 | 0 | 0 | 0.004047% | 1 | 50% | 0% | 0% | 0% | 8.2745 | 0 | 0 | 0 | 8.2745 | #N/A
2007-10-31 07:01 | 10 | 31 | 7 | 304.2504 | 7279 | 53.96 | 23 | 1023 | 53.96 | 378.8037 | 0 | Heating | 50.5072 | #N/A | #N/A | #N/A | #N/A | 378.8037 | #N/A | #N/A | 4.9089 | #N/A | 0 | 0 | 0 | 0 | 0 | 0 | 0 | 0.1684% | 1 | 50% | 0% | 0% | 0% | 8.2745 | 0 | 0 | 0 | 8.2745 | #N/A
2007-10-31 08:01 | 10 | 31 | 8 | 304.2921 | 7280 | 53.96 | 24.98 | 1024 | 53.96 | 120.4179 | 0 | Heating | 16.0557 | #N/A | #N/A | #N/A | #N/A | 120.4179 | #N/A | #N/A | 4.9089 | #N/A | 0 | 0 | 0 | 0 | 0 | 0 | 0 | 0.05352% | 1 | 50% | 0% | 0% | 0% | 8.2745 | 0 | 0 | 0 | 8.2745 | #N/A
2007-10-31 09:01 | 10 | 31 | 9 | 304.3338 | 7281 | 57.92 | 26.96 | 1024 | 57.92 | 7.7659 | 0 | Heating | 1.0355 | #N/A | #N/A | #N/A | #N/A | 7.7659 | #N/A | #N/A | 5.3615 | #N/A | 0 | 0 | 0 | 0 | 0 | 0 | 0 | 0.003452% | 1 | 50% | 0% | 0% | 0% | 8.2745 | 0 | 0 | 0 | 8.2745 | #N/A
2007-10-31 10:01 | 10 | 31 | 10 | 304.3754 | 7282 | 57.02 | 26.96 | 1024 | 57.02 | 5.4778 | 0 | Heating | 0.73038 | #N/A | #N/A | #N/A | #N/A | 5.4778 | #N/A | #N/A | 5.2534 | #N/A | 0 | 0 | 0 | 0 | 0 | 0 | 0 | 0.002435% | 1 | 50% | 0% | 0% | 0% | 8.2745 | 0 | 0 | 0 | 8.2745 | #N/A
2007-10-31 11:01 | 10 | 31 | 11 | 304.4171 | 7283 | 57.02 | 26.96 | 1024 | 57.02 | 4.1439 | 0 | Heating | 0.55253 | #N/A | #N/A | #N/A | #N/A | 4.1439 | #N/A | #N/A | 5.2534 | #N/A | 0 | 0 | 0 | 0 | 0 | 0 | 0 | 0.001842% | 1 | 50% | 0% | 0% | 0% | 8.2745 | 0 | 0 | 0 | 8.2745 | #N/A
2007-10-31 12:01 | 10 | 31 | 12 | 304.4588 | 7284 | 57.92 | 28.04 | 1022 | 57.92 | 1.7255 | 0 | Heating | 0.23007 | #N/A | #N/A | #N/A | #N/A | 1.7255 | #N/A | #N/A | 5.3615 | #N/A | 0 | 0 | 0 | 0 | 0 | 0 | 0 | 0.0007669% | 1 | 50% | 0% | 0% | 0% | 8.2745 | 0 | 0 | 0 | 8.2745 | #N/A
2007-10-31 13:01 | 10 | 31 | 13 | 304.5004 | 7285 | 57.92 | 28.04 | 1021 | 57.92 | 1.0766 | 0 | Heating | 0.14355 | #N/A | #N/A | #N/A | #N/A | 1.0766 | #N/A | #N/A | 5.3615 | #N/A | 0 | 0 | 0 | 0 | 0 | 0 | 0 | 0.0004785% | 1 | 50% | 0% | 0% | 0% | 8.2745 | 0 | 0 | 0 | 8.2745 | #N/A
2007-10-31 14:01 | 10 | 31 | 14 | 304.5421 | 7286 | 57.92 | 24.08 | 1021 | 57.92 | 0 | 0.20754 | Cooling | 0.03459 | #N/A | #N/A | #N/A | #N/A | 0 | 0 | 0 | 0 | 0 | 0.20754 | #N/A | #N/A | 88 | #N/A | #N/A | #N/A | 0.0001153% | 1 | 50% | 0% | 0% | 0% | 8.2745 | 0 | 0 | 0 | 8.2745 | #N/A
2007-10-31 15:01 | 10 | 31 | 15 | 304.5838 | 7287 | 53.96 | 21.02 | 1020 | 53.96 | 0 | 0.097039 | Cooling | 0.016173 | #N/A | #N/A | #N/A | #N/A | 0 | 0 | 0 | 0 | 0 | 0.097039 | #N/A | #N/A | 88 | #N/A | #N/A | #N/A | 5.391e-05% | 1 | 50% | 0% | 0% | 0% | 8.2745 | 0 | 0 | 0 | 8.2745 | #N/A
2007-10-31 16:01 | 10 | 31 | 16 | 304.6254 | 7288 | 51.98 | 21.02 | 1019 | 51.98 | 0 | 0.077321 | Cooling | 0.012887 | #N/A | #N/A | #N/A | #N/A | 0 | 0 | 0 | 0 | 0 | 0.077321 | #N/A | #N/A | 88 | #N/A | #N/A | #N/A | 4.296e-05% | 1 | 50% | 0% | 0% | 0% | 8.2745 | 0 | 0 | 0 | 8.2745 | #N/A
2007-10-31 17:01 | 10 | 31 | 17 | 304.6671 | 7289 | 51.98 | 19.94 | 1020 | 51.98 | 0 | 0.033607 | Cooling | 0.0056012 | #N/A | #N/A | #N/A | #N/A | 0 | 0 | 0 | 0 | 0 | 0.033607 | #N/A | #N/A | 88 | #N/A | #N/A | #N/A | 1.867e-05% | 1 | 50% | 0% | 0% | 0% | 8.2745 | 0 | 0 | 0 | 8.2745 | #N/A
2007-10-31 18:01 | 10 | 31 | 18 | 304.7088 | 7290 | 51.08 | 23 | 1019 | 51.08 | 0 | 0.23262 | Cooling | 0.038771 | #N/A | #N/A | #N/A | #N/A | 0 | 0 | 0 | 0 | 0 | 0.23262 | #N/A | #N/A | 88 | #N/A | #N/A | #N/A | 0.0001292% | 1 | 50% | 0% | 0% | 0% | 8.2745 | 0 | 0 | 0 | 8.2745 | #N/A
2007-10-31 19:01 | 10 | 31 | 19 | 304.7504 | 7291 | 44.96 | 23 | 1019 | 44.96 | 0 | 0.18084 | Cooling | 0.030141 | #N/A | #N/A | #N/A | #N/A | 0 | 0 | 0 | 0 | 0 | 0.18084 | #N/A | #N/A | 88 | #N/A | #N/A | #N/A | 0.0001005% | 1 | 50% | 0% | 0% | 0% | 8.2745 | 0 | 0 | 0 | 8.2745 | #N/A
2007-10-31 20:01 | 10 | 31 | 20 | 304.7921 | 7292 | 44.06 | 21.02 | 1018 | 44.06 | 0 | 0.044057 | Cooling | 0.0073428 | #N/A | #N/A | #N/A | #N/A | 0 | 0 | 0 | 0 | 0 | 0.044057 | #N/A | #N/A | 88 | #N/A | #N/A | #N/A | 2.448e-05% | 1 | 50% | 0% | 0% | 0% | 8.2745 | 0 | 0 | 0 | 8.2745 | #N/A
2007-10-31 21:01 | 10 | 31 | 21 | 304.8338 | 7293 | 43.16 | 23 | 1018 | 43.16 | 1.5043 | 0 | Heating | 0.20057 | #N/A | #N/A | #N/A | #N/A | 1.5043 | #N/A | #N/A | 3.9517 | #N/A | 0 | 0 | 0 | 0 | 0 | 0 | 0 | 0.0006686% | 1 | 50% | 0% | 0% | 0% | 8.2745 | 0 | 0 | 0 | 8.2745 | #N/A
2007-10-31 22:01 | 10 | 31 | 22 | 304.8754 | 7294 | 42.98 | 24.26 | 1018 | 42.98 | 3.5196 | 0 | Heating | 0.46928 | #N/A | #N/A | #N/A | #N/A | 3.5196 | #N/A | #N/A | 3.9388 | #N/A | 0 | 0 | 0 | 0 | 0 | 0 | 0 | 0.001564% | 1 | 50% | 0% | 0% | 0% | 8.2745 | 0 | 0 | 0 | 8.2745 | #N/A
2007-10-31 23:01 | 10 | 31 | 23 | 304.9171 | 7295 | 42.8 | 25.52 | 1019 | 42.8 | 0 | 0 | Cooling | 0 | #N/A | #N/A | #N/A | #N/A | 0 | 0 | 0 | 0 | 0 | 0 | #N/A | #N/A | 88 | 88 | 0 | #N/A | 0% | 1 | 50% | 0% | 0% | 0% | 8.2745 | 0 | 0 | 0 | 8.2745 | #N/A
2007-11-01 00:01 | 11 | 1 | 0 | 304.9588 | 7296 | 41.9 | 26.6 | 1018 | 41.9 | 0 | 0 | Cooling | 0 | #N/A | #N/A | #N/A | #N/A | 0 | 0 | 0 | 0 | 0 | 0 | #N/A | #N/A | 88 | 88 | 0 | #N/A | 0% | 1 | 50% | 0% | 0% | 0% | 8.2745 | 0 | 0 | 0 | 8.2745 | #N/A
2007-11-01 01:01 | 11 | 1 | 1 | 305.0004 | 7297 | 41 | 27.68 | 1019 | 41 | 0 | 0 | Cooling | 0 | #N/A | #N/A | #N/A | #N/A | 0 | 0 | 0 | 0 | 0 | 0 | #N/A | #N/A | 88 | 88 | 0 | #N/A | 0% | 1 | 50% | 0% | 0% | 0% | 8.2745 | 0 | 0 | 0 | 8.2745 | #N/A
2007-11-01 02:01 | 11 | 1 | 2 | 305.0421 | 7298 | 39.92 | 28.76 | 1018 | 39.92 | 0 | 0 | Cooling | 0 | #N/A | #N/A | #N/A | #N/A | 0 | 0 | 0 | 0 | 0 | 0 | #N/A | #N/A | 88 | 88 | 0 | #N/A | 0% | 1 | 50% | 0% | 0% | 0% | 8.2745 | 0 | 0 | 0 | 8.2745 | #N/A
2007-11-01 03:01 | 11 | 1 | 3 | 305.0838 | 7299 | 38.48 | 30.02 | 1018 | 38.48 | 0 | 0 | Cooling | 0 | #N/A | #N/A | #N/A | #N/A | 0 | 0 | 0 | 0 | 0 | 0 | #N/A | #N/A | 88 | 88 | 0 | #N/A | 0% | 1 | 50% | 0% | 0% | 0% | 8.2745 | 0 | 0 | 0 | 8.2745 | #N/A
2007-11-01 04:01 | 11 | 1 | 4 | 305.1254 | 7300 | 37.4 | 30.92 | 1018 | 37.4 | 0 | 0 | Cooling | 0 | #N/A | #N/A | #N/A | #N/A | 0 | 0 | 0 | 0 | 0 | 0 | #N/A | #N/A | 88 | 88 | 0 | #N/A | 0% | 1 | 50% | 0% | 0% | 0% | 8.2745 | 0 | 0 | 0 | 8.2745 | #N/A
2007-11-01 05:01 | 11 | 1 | 5 | 305.1671 | 7301 | 36.68 | 30.92 | 1018 | 36.68 | 0.34353 | 0 | Heating | 0.045804 | #N/A | #N/A | #N/A | #N/A | 0.34353 | #N/A | #N/A | 3.5439 | #N/A | 0 | 0 | 0 | 0 | 0 | 0 | 0 | 0.0001527% | 1 | 50% | 0% | 0% | 0% | 8.2745 | 0 | 0 | 0 | 8.2745 | #N/A
2007-11-01 06:01 | 11 | 1 | 6 | 305.2088 | 7302 | 37.76 | 30.02 | 1018 | 37.76 | 1.0936 | 0 | Heating | 0.14581 | #N/A | #N/A | #N/A | #N/A | 1.0936 | #N/A | #N/A | 3.6043 | #N/A | 0 | 0 | 0 | 0 | 0 | 0 | 0 | 0.000486% | 1 | 50% | 0% | 0% | 0% | 8.2745 | 0 | 0 | 0 | 8.2745 | #N/A
2007-11-01 07:01 | 11 | 1 | 7 | 305.2504 | 7303 | 35.96 | 30.02 | 1018 | 35.96 | 250.7054 | 0 | Heating | 33.4274 | #N/A | #N/A | #N/A | #N/A | 250.7054 | #N/A | #N/A | 3.5052 | #N/A | 0 | 0 | 0 | 0 | 0 | 0 | 0 | 0.1114% | 1 | 50% | 0% | 0% | 0% | 8.2745 | 0 | 0 | 0 | 8.2745 | #N/A
2007-11-01 08:01 | 11 | 1 | 8 | 305.2921 | 7304 | 35.96 | 32 | 1018 | 35.96 | 69.8094 | 0 | Heating | 9.3079 | #N/A | #N/A | #N/A | #N/A | 69.8094 | #N/A | #N/A | 3.5052 | #N/A | 0 | 0 | 0 | 0 | 0 | 0 | 0 | 0.03103% | 1 | 50% | 0% | 0% | 0% | 8.2745 | 0 | 0 | 0 | 8.2745 | #N/A
2007-11-01 09:01 | 11 | 1 | 9 | 305.3338 | 7305 | 42.98 | 32 | 1018 | 42.98 | 4.2595 | 0 | Heating | 0.56794 | #N/A | #N/A | #N/A | #N/A | 4.2595 | #N/A | #N/A | 3.9388 | #N/A | 0 | 0 | 0 | 0 | 0 | 0 | 0 | 0.001893% | 1 | 50% | 0% | 0% | 0% | 8.2745 | 0 | 0 | 0 | 8.2745 | #N/A
2007-11-01 10:01 | 11 | 1 | 10 | 305.3754 | 7306 | 46.04 | 32 | 1018 | 46.04 | 1.1752 | 0 | Heating | 0.1567 | #N/A | #N/A | #N/A | #N/A | 1.1752 | #N/A | #N/A | 4.1705 | #N/A | 0 | 0 | 0 | 0 | 0 | 0 | 0 | 0.0005223% | 1 | 50% | 0% | 0% | 0% | 8.2745 | 0 | 0 | 0 | 8.2745 | #N/A
2007-11-01 11:01 | 11 | 1 | 11 | 305.4171 | 7307 | 46.04 | 32 | 1018 | 46.04 | 0 | 0.0093825 | Cooling | 0.0015637 | #N/A | #N/A | #N/A | #N/A | 0 | 0 | 0 | 0 | 0 | 0.0093825 | #N/A | #N/A | 88 | #N/A | #N/A | #N/A | 5.212e-06% | 1 | 50% | 0% | 0% | 0% | 8.2745 | 0 | 0 | 0 | 8.2745 | #N/A
2007-11-01 12:01 | 11 | 1 | 12 | 305.4588 | 7308 | 46.04 | 32 | 1017 | 46.04 | 0 | 3.8004 | Cooling | 0.6334 | #N/A | #N/A | #N/A | #N/A | 0 | 0 | 0 | 0 | 0 | 3.8004 | #N/A | #N/A | 88 | #N/A | #N/A | #N/A | 0.002111% | 1 | 50% | 0% | 0% | 0% | 8.2745 | 0 | 0 | 0 | 8.2745 | #N/A
2007-11-01 13:01 | 11 | 1 | 13 | 305.5004 | 7309 | 48.02 | 32 | 1016 | 48.02 | 0 | 11.2941 | Cooling | 1.8823 | #N/A | #N/A | #N/A | #N/A | 0 | 0 | 0 | 0 | 0 | 11.2941 | #N/A | #N/A | 88 | #N/A | #N/A | #N/A | 0.006274% | 1 | 50% | 0% | 0% | 0% | 8.2745 | 0 | 0 | 0 | 8.2745 | #N/A
2007-11-01 14:01 | 11 | 1 | 14 | 305.5421 | 7310 | 48.02 | 32 | 1016 | 48.02 | 0 | 39.2738 | Cooling | 6.5456 | #N/A | #N/A | #N/A | #N/A | 0 | 0 | 0 | 0 | 0 | 39.2738 | #N/A | #N/A | 88 | #N/A | #N/A | #N/A | 0.02182% | 1 | 50% | 0% | 0% | 0% | 8.2745 | 0 | 0 | 0 | 8.2745 | #N/A
2007-11-01 15:01 | 11 | 1 | 15 | 305.5838 | 7311 | 48.02 | 32 | 1016 | 48.02 | 0 | 68.2274 | Cooling | 11.3712 | #N/A | #N/A | #N/A | #N/A | 0 | 0 | 0 | 0 | 0 | 68.2274 | #N/A | #N/A | 88 | #N/A | #N/A | #N/A | 0.0379% | 1 | 50% | 0% | 0% | 0% | 8.2745 | 0 | 0 | 0 | 8.2745 | #N/A
2007-11-01 16:01 | 11 | 1 | 16 | 305.6254 | 7312 | 46.04 | 32 | 1016 | 46.04 | 0 | 65.301 | Cooling | 10.8835 | #N/A | #N/A | #N/A | #N/A | 0 | 0 | 0 | 0 | 0 | 65.301 | #N/A | #N/A | 88 | #N/A | #N/A | #N/A | 0.03628% | 1 | 50% | 0% | 0% | 0% | 8.2745 | 0 | 0 | 0 | 8.2745 | #N/A
2007-11-01 17:01 | 11 | 1 | 17 | 305.6671 | 7313 | 46.04 | 35.06 | 1016 | 46.04 | 0 | 12.5774 | Cooling | 2.0962 | #N/A | #N/A | #N/A | #N/A | 0 | 0 | 0 | 0 | 0 | 12.5774 | #N/A | #N/A | 88 | #N/A | #N/A | #N/A | 0.006987% | 1 | 50% | 0% | 0% | 0% | 8.2745 | 0 | 0 | 0 | 8.2745 | #N/A
2007-11-01 18:01 | 11 | 1 | 18 | 305.7088 | 7314 | 39.92 | 33.98 | 1016 | 39.92 | 0 | 0.24603 | Cooling | 0.041005 | #N/A | #N/A | #N/A | #N/A | 0 | 0 | 0 | 0 | 0 | 0.24603 | #N/A | #N/A | 88 | #N/A | #N/A | #N/A | 0.0001367% | 1 | 50% | 0% | 0% | 0% | 8.2745 | 0 | 0 | 0 | 8.2745 | #N/A
2007-11-01 19:01 | 11 | 1 | 19 | 305.7504 | 7315 | 37.04 | 33.98 | 1017 | 37.04 | 0 | 0.24766 | Cooling | 0.041276 | #N/A | #N/A | #N/A | #N/A | 0 | 0 | 0 | 0 | 0 | 0.24766 | #N/A | #N/A | 88 | #N/A | #N/A | #N/A | 0.0001376% | 1 | 50% | 0% | 0% | 0% | 8.2745 | 0 | 0 | 0 | 8.2745 | #N/A
2007-11-01 20:01 | 11 | 1 | 20 | 305.7921 | 7316 | 37.04 | 33.98 | 1017 | 37.04 | 0 | 0.026741 | Cooling | 0.0044569 | #N/A | #N/A | #N/A | #N/A | 0 | 0 | 0 | 0 | 0 | 0.026741 | #N/A | #N/A | 88 | #N/A | #N/A | #N/A | 1.486e-05% | 1 | 50% | 0% | 0% | 0% | 8.2745 | 0 | 0 | 0 | 8.2745 | #N/A
2007-11-01 21:01 | 11 | 1 | 21 | 305.8338 | 7317 | 35.06 | 33.98 | 1017 | 35.06 | 2.4739 | 0 | Heating | 0.32985 | #N/A | #N/A | #N/A | #N/A | 2.4739 | #N/A | #N/A | 3.4585 | #N/A | 0 | 0 | 0 | 0 | 0 | 0 | 0 | 0.0011% | 1 | 50% | 0% | 0% | 0% | 8.2745 | 0 | 0 | 0 | 8.2745 | #N/A
2007-11-01 22:01 | 11 | 1 | 22 | 305.8754 | 7318 | 35.06 | 33.98 | 1017 | 35.06 | 5.2584 | 0 | Heating | 0.70112 | #N/A | #N/A | #N/A | #N/A | 5.2584 | #N/A | #N/A | 3.4585 | #N/A | 0 | 0 | 0 | 0 | 0 | 0 | 0 | 0.002337% | 1 | 50% | 0% | 0% | 0% | 8.2745 | 0 | 0 | 0 | 8.2745 | #N/A
2007-11-01 23:01 | 11 | 1 | 23 | 305.9171 | 7319 | 35.06 | 33.98 | 1017 | 35.06 | 0 | 0 | Cooling | 0 | #N/A | #N/A | #N/A | #N/A | 0 | 0 | 0 | 0 | 0 | 0 | #N/A | #N/A | 88 | 88 | 0 | #N/A | 0% | 1 | 50% | 0% | 0% | 0% | 8.2745 | 0 | 0 | 0 | 8.2745 | #N/A
2007-11-02 00:01 | 11 | 2 | 0 | 305.9588 | 7320 | 30.92 | 33.08 | 1017 | 30.92 | 0 | 0 | Cooling | 0 | #N/A | #N/A | #N/A | #N/A | 0 | 0 | 0 | 0 | 0 | 0 | #N/A | #N/A | 88 | 88 | 0 | #N/A | 0% | 1 | 50% | 0% | 0% | 0% | 8.2745 | 0 | 0 | 0 | 8.2745 | #N/A
2007-11-02 01:01 | 11 | 2 | 1 | 306.0004 | 7321 | 28.94 | 30.02 | 1017 | 28.94 | 0 | 0 | Cooling | 0 | #N/A | #N/A | #N/A | #N/A | 0 | 0 | 0 | 0 | 0 | 0 | #N/A | #N/A | 88 | 88 | 0 | #N/A | 0% | 1 | 50% | 0% | 0% | 0% | 8.2745 | 0 | 0 | 0 | 8.2745 | #N/A
2007-11-02 02:01 | 11 | 2 | 2 | 306.0421 | 7322 | 28.94 | 30.02 | 1017 | 28.94 | 0 | 0 | Cooling | 0 | #N/A | #N/A | #N/A | #N/A | 0 | 0 | 0 | 0 | 0 | 0 | #N/A | #N/A | 88 | 88 | 0 | #N/A | 0% | 1 | 50% | 0% | 0% | 0% | 8.2745 | 0 | 0 | 0 | 8.2745 | #N/A
2007-11-02 03:01 | 11 | 2 | 3 | 306.0838 | 7323 | 28.04 | 28.04 | 1017 | 28.04 | 0 | 0 | Cooling | 0 | #N/A | #N/A | #N/A | #N/A | 0 | 0 | 0 | 0 | 0 | 0 | #N/A | #N/A | 88 | 88 | 0 | #N/A | 0% | 1 | 50% | 0% | 0% | 0% | 8.2745 | 0 | 0 | 0 | 8.2745 | #N/A
2007-11-02 04:01 | 11 | 2 | 4 | 306.1254 | 7324 | 26.06 | 28.04 | 1017 | 26.06 | 0.69494 | 0 | Heating | 0.092659 | #N/A | #N/A | #N/A | #N/A | 0.69494 | #N/A | #N/A | 3.0859 | #N/A | 0 | 0 | 0 | 0 | 0 | 0 | 0 | 0.0003089% | 1 | 50% | 0% | 0% | 0% | 8.2745 | 0 | 0 | 0 | 8.2745 | #N/A
2007-11-02 05:01 | 11 | 2 | 5 | 306.1671 | 7325 | 26.96 | 28.04 | 1017 | 26.96 | 2.7356 | 0 | Heating | 0.36475 | #N/A | #N/A | #N/A | #N/A | 2.7356 | #N/A | #N/A | 3.1163 | #N/A | 0 | 0 | 0 | 0 | 0 | 0 | 0 | 0.001216% | 1 | 50% | 0% | 0% | 0% | 8.2745 | 0 | 0 | 0 | 8.2745 | #N/A
2007-11-02 06:01 | 11 | 2 | 6 | 306.2088 | 7326 | 26.6 | 24.98 | 1017 | 26.6 | 6.1226 | 0 | Heating | 0.81635 | #N/A | #N/A | #N/A | #N/A | 6.1226 | #N/A | #N/A | 3.104 | #N/A | 0 | 0 | 0 | 0 | 0 | 0 | 0 | 0.002721% | 1 | 50% | 0% | 0% | 0% | 8.2745 | 0 | 0 | 0 | 8.2745 | #N/A
2007-11-02 07:01 | 11 | 2 | 7 | 306.2504 | 7327 | 26.06 | 28.04 | 1017 | 26.06 | 316.5229 | 0 | Heating | 42.2031 | #N/A | #N/A | #N/A | #N/A | 316.5229 | #N/A | #N/A | 3.0859 | #N/A | 0 | 0 | 0 | 0 | 0 | 0 | 0 | 0.1407% | 1 | 50% | 0% | 0% | 0% | 8.2745 | 0 | 0 | 0 | 8.2745 | #N/A
2007-11-02 08:01 | 11 | 2 | 8 | 306.2921 | 7328 | 26.06 | 30.02 | 1017 | 26.06 | 111.9902 | 0 | Heating | 14.932 | #N/A | #N/A | #N/A | #N/A | 111.9902 | #N/A | #N/A | 3.0859 | #N/A | 0 | 0 | 0 | 0 | 0 | 0 | 0 | 0.04977% | 1 | 50% | 0% | 0% | 0% | 8.2745 | 0 | 0 | 0 | 8.2745 | #N/A
2007-11-02 09:01 | 11 | 2 | 9 | 306.3338 | 7329 | 35.96 | 33.08 | 1017 | 35.96 | 32.1498 | 0 | Heating | 4.2866 | #N/A | #N/A | #N/A | #N/A | 32.1498 | #N/A | #N/A | 3.5052 | #N/A | 0 | 0 | 0 | 0 | 0 | 0 | 0 | 0.01429% | 1 | 50% | 0% | 0% | 0% | 8.2745 | 0 | 0 | 0 | 8.2745 | #N/A
2007-11-02 10:01 | 11 | 2 | 10 | 306.3754 | 7330 | 41 | 35.06 | 1016 | 41 | 9.5218 | 0 | Heating | 1.2696 | #N/A | #N/A | #N/A | #N/A | 9.5218 | #N/A | #N/A | 3.8033 | #N/A | 0 | 0 | 0 | 0 | 0 | 0 | 0 | 0.004232% | 1 | 50% | 0% | 0% | 0% | 8.2745 | 0 | 0 | 0 | 8.2745 | #N/A
2007-11-02 11:01 | 11 | 2 | 11 | 306.4171 | 7331 | 41 | 37.04 | 1016 | 41 | 6.0953 | 0 | Heating | 0.8127 | #N/A | #N/A | #N/A | #N/A | 6.0953 | #N/A | #N/A | 3.8033 | #N/A | 0 | 0 | 0 | 0 | 0 | 0 | 0 | 0.002709% | 1 | 50% | 0% | 0% | 0% | 8.2745 | 0 | 0 | 0 | 8.2745 | #N/A
2007-11-02 12:01 | 11 | 2 | 12 | 306.4588 | 7332 | 48.92 | 39.02 | 1014 | 48.92 | 0.033218 | 0 | Heating | 0.0044291 | #N/A | #N/A | #N/A | #N/A | 0.033218 | #N/A | #N/A | 4.4149 | #N/A | 0 | 0 | 0 | 0 | 0 | 0 | 0 | 1.476e-05% | 1 | 50% | 0% | 0% | 0% | 8.2745 | 0 | 0 | 0 | 8.2745 | #N/A
2007-11-02 13:01 | 11 | 2 | 13 | 306.5004 | 7333 | 51.08 | 39.02 | 1013 | 51.08 | 0 | 12.768 | Cooling | 2.128 | #N/A | #N/A | #N/A | #N/A | 0 | 0 | 0 | 0 | 0 | 12.768 | #N/A | #N/A | 88 | #N/A | #N/A | #N/A | 0.007093% | 1 | 50% | 0% | 0% | 0% | 8.2745 | 0 | 0 | 0 | 8.2745 | #N/A
2007-11-02 14:01 | 11 | 2 | 14 | 306.5421 | 7334 | 51.08 | 39.92 | 1012 | 51.08 | 0 | 18.7395 | Cooling | 3.1232 | #N/A | #N/A | #N/A | #N/A | 0 | 0 | 0 | 0 | 0 | 18.7395 | #N/A | #N/A | 88 | #N/A | #N/A | #N/A | 0.01041% | 1 | 50% | 0% | 0% | 0% | 8.2745 | 0 | 0 | 0 | 8.2745 | #N/A
2007-11-02 15:01 | 11 | 2 | 15 | 306.5838 | 7335 | 55.04 | 39.92 | 1012 | 55.04 | 0 | 19.5365 | Cooling | 3.2561 | #N/A | #N/A | #N/A | #N/A | 0 | 0 | 0 | 0 | 0 | 19.5365 | #N/A | #N/A | 88 | #N/A | #N/A | #N/A | 0.01085% | 1 | 50% | 0% | 0% | 0% | 8.2745 | 0 | 0 | 0 | 8.2745 | #N/A
2007-11-02 16:01 | 11 | 2 | 16 | 306.6254 | 7336 | 55.04 | 39.02 | 1011 | 55.04 | 0 | 14.7591 | Cooling | 2.4599 | #N/A | #N/A | #N/A | #N/A | 0 | 0 | 0 | 0 | 0 | 14.7591 | #N/A | #N/A | 88 | #N/A | #N/A | #N/A | 0.0082% | 1 | 50% | 0% | 0% | 0% | 8.2745 | 0 | 0 | 0 | 8.2745 | #N/A
2007-11-02 17:01 | 11 | 2 | 17 | 306.6671 | 7337 | 55.04 | 39.02 | 1011 | 55.04 | 0 | 1.5671 | Cooling | 0.26119 | #N/A | #N/A | #N/A | #N/A | 0 | 0 | 0 | 0 | 0 | 1.5671 | #N/A | #N/A | 88 | #N/A | #N/A | #N/A | 0.0008706% | 1 | 50% | 0% | 0% | 0% | 8.2745 | 0 | 0 | 0 | 8.2745 | #N/A
2007-11-02 18:01 | 11 | 2 | 18 | 306.7088 | 7338 | 53.06 | 39.02 | 1010 | 53.06 | 1.9002 | 0 | Heating | 0.25337 | #N/A | #N/A | #N/A | #N/A | 1.9002 | #N/A | #N/A | 4.8142 | #N/A | 0 | 0 | 0 | 0 | 0 | 0 | 0 | 0.0008446% | 1 | 50% | 0% | 0% | 0% | 8.2745 | 0 | 0 | 0 | 8.2745 | #N/A
2007-11-02 19:01 | 11 | 2 | 19 | 306.7504 | 7339 | 53.06 | 39.02 | 1011 | 53.06 | 0 | 0 | Cooling | 0 | #N/A | #N/A | #N/A | #N/A | 0 | 0 | 0 | 0 | 0 | 0 | #N/A | #N/A | 88 | 88 | 0 | #N/A | 0% | 1 | 50% | 0% | 0% | 0% | 8.2745 | 0 | 0 | 0 | 8.2745 | #N/A
2007-11-02 20:01 | 11 | 2 | 20 | 306.7921 | 7340 | 53.06 | 37.94 | 1010 | 53.06 | 0 | 0 | Cooling | 0 | #N/A | #N/A | #N/A | #N/A | 0 | 0 | 0 | 0 | 0 | 0 | #N/A | #N/A | 88 | 88 | 0 | #N/A | 0% | 1 | 50% | 0% | 0% | 0% | 8.2745 | 0 | 0 | 0 | 8.2745 | #N/A
2007-11-02 21:01 | 11 | 2 | 21 | 306.8338 | 7341 | 53.06 | 39.92 | 1009 | 53.06 | 0 | 0 | Cooling | 0 | #N/A | #N/A | #N/A | #N/A | 0 | 0 | 0 | 0 | 0 | 0 | #N/A | #N/A | 88 | 88 | 0 | #N/A | 0% | 1 | 50% | 0% | 0% | 0% | 8.2745 | 0 | 0 | 0 | 8.2745 | #N/A
2007-11-02 22:01 | 11 | 2 | 22 | 306.8754 | 7342 | 51.98 | 39.92 | 1009 | 51.98 | 0 | 0 | Cooling | 0 | #N/A | #N/A | #N/A | #N/A | 0 | 0 | 0 | 0 | 0 | 0 | #N/A | #N/A | 88 | 88 | 0 | #N/A | 0% | 1 | 50% | 0% | 0% | 0% | 8.2745 | 0 | 0 | 0 | 8.2745 | #N/A
2007-11-02 23:01 | 11 | 2 | 23 | 306.9171 | 7343 | 51.98 | 41 | 1008 | 51.98 | 0 | 0 | Cooling | 0 | #N/A | #N/A | #N/A | #N/A | 0 | 0 | 0 | 0 | 0 | 0 | #N/A | #N/A | 88 | 88 | 0 | #N/A | 0% | 1 | 50% | 0% | 0% | 0% | 8.2745 | 0 | 0 | 0 | 8.2745 | #N/A
2007-11-03 00:01 | 11 | 3 | 0 | 306.9588 | 7344 | 53.06 | 42.08 | 1007 | 53.06 | 0 | 0 | Cooling | 0 | #N/A | #N/A | #N/A | #N/A | 0 | 0 | 0 | 0 | 0 | 0 | #N/A | #N/A | 88 | 88 | 0 | #N/A | 0% | 1 | 50% | 0% | 0% | 0% | 8.2745 | 0 | 0 | 0 | 8.2745 | #N/A
2007-11-03 01:01 | 11 | 3 | 1 | 307.0004 | 7345 | 53.6 | 42.08 | 1007 | 53.6 | 0 | 0 | Cooling | 0 | #N/A | #N/A | #N/A | #N/A | 0 | 0 | 0 | 0 | 0 | 0 | #N/A | #N/A | 88 | 88 | 0 | #N/A | 0% | 1 | 50% | 0% | 0% | 0% | 8.2745 | 0 | 0 | 0 | 8.2745 | #N/A
2007-11-03 02:01 | 11 | 3 | 2 | 307.0421 | 7346 | 53.06 | 42.08 | 1006 | 53.06 | 0 | 0 | Cooling | 0 | #N/A | #N/A | #N/A | #N/A | 0 | 0 | 0 | 0 | 0 | 0 | #N/A | #N/A | 88 | 88 | 0 | #N/A | 0% | 1 | 50% | 0% | 0% | 0% | 8.2745 | 0 | 0 | 0 | 8.2745 | #N/A
2007-11-03 03:01 | 11 | 3 | 3 | 307.0838 | 7347 | 51.08 | 44.06 | 1005 | 51.08 | 0 | 0 | Cooling | 0 | #N/A | #N/A | #N/A | #N/A | 0 | 0 | 0 | 0 | 0 | 0 | #N/A | #N/A | 88 | 88 | 0 | #N/A | 0% | 1 | 50% | 0% | 0% | 0% | 8.2745 | 0 | 0 | 0 | 8.2745 | #N/A
2007-11-03 04:01 | 11 | 3 | 4 | 307.1254 | 7348 | 50 | 44.96 | 1005 | 50 | 0 | 0 | Cooling | 0 | #N/A | #N/A | #N/A | #N/A | 0 | 0 | 0 | 0 | 0 | 0 | #N/A | #N/A | 88 | 88 | 0 | #N/A | 0% | 1 | 50% | 0% | 0% | 0% | 8.2745 | 0 | 0 | 0 | 8.2745 | #N/A
2007-11-03 05:01 | 11 | 3 | 5 | 307.1671 | 7349 | 50 | 46.94 | 1004 | 50 | 0 | 0 | Cooling | 0 | #N/A | #N/A | #N/A | #N/A | 0 | 0 | 0 | 0 | 0 | 0 | #N/A | #N/A | 88 | 88 | 0 | #N/A | 0% | 1 | 50% | 0% | 0% | 0% | 8.2745 | 0 | 0 | 0 | 8.2745 | #N/A
2007-11-03 06:01 | 11 | 3 | 6 | 307.2088 | 7350 | 50 | 46.94 | 1003 | 50 | 0 | 0 | Cooling | 0 | #N/A | #N/A | #N/A | #N/A | 0 | 0 | 0 | 0 | 0 | 0 | #N/A | #N/A | 88 | 88 | 0 | #N/A | 0% | 1 | 50% | 0% | 0% | 0% | 8.2745 | 0 | 0 | 0 | 8.2745 | #N/A
2007-11-03 07:01 | 11 | 3 | 7 | 307.2504 | 7351 | 50 | 46.94 | 1004 | 50 | 0 | 0 | Cooling | 0 | #N/A | #N/A | #N/A | #N/A | 0 | 0 | 0 | 0 | 0 | 0 | #N/A | #N/A | 88 | 88 | 0 | #N/A | 0% | 1 | 50% | 0% | 0% | 0% | 8.2745 | 0 | 0 | 0 | 8.2745 | #N/A
2007-11-03 08:01 | 11 | 3 | 8 | 307.2921 | 7352 | 50 | 50 | 1004 | 50 | 0 | 0 | Cooling | 0 | #N/A | #N/A | #N/A | #N/A | 0 | 0 | 0 | 0 | 0 | 0 | #N/A | #N/A | 88 | 88 | 0 | #N/A | 0% | 1 | 50% | 0% | 0% | 0% | 8.2745 | 0 | 0 | 0 | 8.2745 | #N/A
2007-11-03 09:01 | 11 | 3 | 9 | 307.3338 | 7353 | 53.96 | 51.08 | 1004 | 53.96 | 0 | 0 | Cooling | 0 | #N/A | #N/A | #N/A | #N/A | 0 | 0 | 0 | 0 | 0 | 0 | #N/A | #N/A | 88 | 88 | 0 | #N/A | 0% | 1 | 50% | 0% | 0% | 0% | 8.2745 | 0 | 0 | 0 | 8.2745 | #N/A
2007-11-03 10:01 | 11 | 3 | 10 | 307.3754 | 7354 | 55.94 | 51.98 | 1002 | 55.94 | 0 | 0 | Cooling | 0 | #N/A | #N/A | #N/A | #N/A | 0 | 0 | 0 | 0 | 0 | 0 | #N/A | #N/A | 88 | 88 | 0 | #N/A | 0% | 1 | 50% | 0% | 0% | 0% | 8.2745 | 0 | 0 | 0 | 8.2745 | #N/A
2007-11-03 11:01 | 11 | 3 | 11 | 307.4171 | 7355 | 55.94 | 51.98 | 1001 | 55.94 | 0 | 0 | Cooling | 0 | #N/A | #N/A | #N/A | #N/A | 0 | 0 | 0 | 0 | 0 | 0 | #N/A | #N/A | 88 | 88 | 0 | #N/A | 0% | 1 | 50% | 0% | 0% | 0% | 8.2745 | 0 | 0 | 0 | 8.2745 | #N/A
2007-11-03 12:01 | 11 | 3 | 12 | 307.4588 | 7356 | 57.02 | 51.98 | 1000 | 57.02 | 0 | 0 | Cooling | 0 | #N/A | #N/A | #N/A | #N/A | 0 | 0 | 0 | 0 | 0 | 0 | #N/A | #N/A | 88 | 88 | 0 | #N/A | 0% | 1 | 50% | 0% | 0% | 0% | 8.2745 | 0 | 0 | 0 | 8.2745 | #N/A
2007-11-03 13:01 | 11 | 3 | 13 | 307.5004 | 7357 | 60.98 | 53.06 | 999 | 60.98 | 0 | 0 | Cooling | 0 | #N/A | #N/A | #N/A | #N/A | 0 | 0 | 0 | 0 | 0 | 0 | #N/A | #N/A | 88 | 88 | 0 | #N/A | 0% | 1 | 50% | 0% | 0% | 0% | 8.2745 | 0 | 0 | 0 | 8.2745 | #N/A
2007-11-03 14:01 | 11 | 3 | 14 | 307.5421 | 7358 | 60.98 | 55.04 | 999 | 60.98 | 0 | 0 | Cooling | 0 | #N/A | #N/A | #N/A | #N/A | 0 | 0 | 0 | 0 | 0 | 0 | #N/A | #N/A | 88 | 88 | 0 | #N/A | 0% | 1 | 50% | 0% | 0% | 0% | 8.2745 | 0 | 0 | 0 | 8.2745 | #N/A
2007-11-03 15:01 | 11 | 3 | 15 | 307.5838 | 7359 | 62.96 | 57.92 | 999 | 62.96 | 0 | 0 | Cooling | 0 | #N/A | #N/A | #N/A | #N/A | 0 | 0 | 0 | 0 | 0 | 0 | #N/A | #N/A | 88 | 88 | 0 | #N/A | 0% | 1 | 50% | 0% | 0% | 0% | 8.2745 | 0 | 0 | 0 | 8.2745 | #N/A
2007-11-03 16:01 | 11 | 3 | 16 | 307.6254 | 7360 | 62.96 | 57.92 | 999 | 62.96 | 0 | 0 | Cooling | 0 | #N/A | #N/A | #N/A | #N/A | 0 | 0 | 0 | 0 | 0 | 0 | #N/A | #N/A | 88 | 88 | 0 | #N/A | 0% | 1 | 50% | 0% | 0% | 0% | 8.2745 | 0 | 0 | 0 | 8.2745 | #N/A
2007-11-03 17:01 | 11 | 3 | 17 | 307.6671 | 7361 | 62.96 | 57.92 | 999 | 62.96 | 0 | 0 | Cooling | 0 | #N/A | #N/A | #N/A | #N/A | 0 | 0 | 0 | 0 | 0 | 0 | #N/A | #N/A | 88 | 88 | 0 | #N/A | 0% | 1 | 50% | 0% | 0% | 0% | 8.2745 | 0 | 0 | 0 | 8.2745 | #N/A
2007-11-03 18:01 | 11 | 3 | 18 | 307.7088 | 7362 | 59 | 57.92 | 999 | 59 | 0 | 0 | Cooling | 0 | #N/A | #N/A | #N/A | #N/A | 0 | 0 | 0 | 0 | 0 | 0 | #N/A | #N/A | 88 | 88 | 0 | #N/A | 0% | 1 | 50% | 0% | 0% | 0% | 8.2745 | 0 | 0 | 0 | 8.2745 | #N/A
2007-11-03 19:01 | 11 | 3 | 19 | 307.7504 | 7363 | 57.02 | 55.94 | 999 | 57.02 | 0 | 0 | Cooling | 0 | #N/A | #N/A | #N/A | #N/A | 0 | 0 | 0 | 0 | 0 | 0 | #N/A | #N/A | 88 | 88 | 0 | #N/A | 0% | 1 | 50% | 0% | 0% | 0% | 8.2745 | 0 | 0 | 0 | 8.2745 | #N/A
2007-11-03 20:01 | 11 | 3 | 20 | 307.7921 | 7364 | 57.02 | 57.02 | 998 | 57.02 | 0 | 0 | Cooling | 0 | #N/A | #N/A | #N/A | #N/A | 0 | 0 | 0 | 0 | 0 | 0 | #N/A | #N/A | 88 | 88 | 0 | #N/A | 0% | 1 | 50% | 0% | 0% | 0% | 8.2745 | 0 | 0 | 0 | 8.2745 | #N/A
2007-11-03 21:01 | 11 | 3 | 21 | 307.8338 | 7365 | 55.04 | 55.94 | 998 | 55.04 | 0 | 0 | Cooling | 0 | #N/A | #N/A | #N/A | #N/A | 0 | 0 | 0 | 0 | 0 | 0 | #N/A | #N/A | 88 | 88 | 0 | #N/A | 0% | 1 | 50% | 0% | 0% | 0% | 8.2745 | 0 | 0 | 0 | 8.2745 | #N/A
2007-11-03 22:01 | 11 | 3 | 22 | 307.8754 | 7366 | 55.94 | 53.96 | 997 | 55.94 | 0 | 0 | Cooling | 0 | #N/A | #N/A | #N/A | #N/A | 0 | 0 | 0 | 0 | 0 | 0 | #N/A | #N/A | 88 | 88 | 0 | #N/A | 0% | 1 | 50% | 0% | 0% | 0% | 8.2745 | 0 | 0 | 0 | 8.2745 | #N/A
2007-11-03 23:01 | 11 | 3 | 23 | 307.9171 | 7367 | 55.94 | 50 | 997 | 55.94 | 0 | 0 | Cooling | 0 | #N/A | #N/A | #N/A | #N/A | 0 | 0 | 0 | 0 | 0 | 0 | #N/A | #N/A | 88 | 88 | 0 | #N/A | 0% | 1 | 50% | 0% | 0% | 0% | 8.2745 | 0 | 0 | 0 | 8.2745 | #N/A
2007-11-04 00:01 | 11 | 4 | 0 | 307.9588 | 7368 | 55.94 | 51.98 | 996 | 55.94 | 0 | 0 | Cooling | 0 | #N/A | #N/A | #N/A | #N/A | 0 | 0 | 0 | 0 | 0 | 0 | #N/A | #N/A | 88 | 88 | 0 | #N/A | 0% | 1 | 50% | 0% | 0% | 0% | 8.2745 | 0 | 0 | 0 | 8.2745 | #N/A
2007-11-04 01:01 | 11 | 4 | 1 | 308.0004 | 7369 | 55.04 | 51.08 | 996 | 55.04 | 0 | 0 | Cooling | 0 | #N/A | #N/A | #N/A | #N/A | 0 | 0 | 0 | 0 | 0 | 0 | #N/A | #N/A | 88 | 88 | 0 | #N/A | 0% | 1 | 50% | 0% | 0% | 0% | 8.2745 | 0 | 0 | 0 | 8.2745 | #N/A
2007-11-04 02:01 | 11 | 4 | 2 | 308.0421 | 7370 | 55.04 | 51.08 | 995 | 55.04 | 0 | 0 | Cooling | 0 | #N/A | #N/A | #N/A | #N/A | 0 | 0 | 0 | 0 | 0 | 0 | #N/A | #N/A | 88 | 88 | 0 | #N/A | 0% | 1 | 50% | 0% | 0% | 0% | 8.2745 | 0 | 0 | 0 | 8.2745 | #N/A
2007-11-04 03:01 | 11 | 4 | 3 | 308.0838 | 7371 | 53.06 | 50 | 995 | 53.06 | 0 | 0 | Cooling | 0 | #N/A | #N/A | #N/A | #N/A | 0 | 0 | 0 | 0 | 0 | 0 | #N/A | #N/A | 88 | 88 | 0 | #N/A | 0% | 1 | 50% | 0% | 0% | 0% | 8.2745 | 0 | 0 | 0 | 8.2745 | #N/A
2007-11-04 04:01 | 11 | 4 | 4 | 308.1254 | 7372 | 51.98 | 50 | 994 | 51.98 | 0 | 0 | Cooling | 0 | #N/A | #N/A | #N/A | #N/A | 0 | 0 | 0 | 0 | 0 | 0 | #N/A | #N/A | 88 | 88 | 0 | #N/A | 0% | 1 | 50% | 0% | 0% | 0% | 8.2745 | 0 | 0 | 0 | 8.2745 | #N/A
2007-11-04 05:01 | 11 | 4 | 5 | 308.1671 | 7373 | 53.06 | 48.92 | 994 | 53.06 | 0 | 0 | Cooling | 0 | #N/A | #N/A | #N/A | #N/A | 0 | 0 | 0 | 0 | 0 | 0 | #N/A | #N/A | 88 | 88 | 0 | #N/A | 0% | 1 | 50% | 0% | 0% | 0% | 8.2745 | 0 | 0 | 0 | 8.2745 | #N/A
2007-11-04 06:01 | 11 | 4 | 6 | 308.2088 | 7374 | 51.98 | 48.02 | 993 | 51.98 | 0 | 0 | Cooling | 0 | #N/A | #N/A | #N/A | #N/A | 0 | 0 | 0 | 0 | 0 | 0 | #N/A | #N/A | 88 | 88 | 0 | #N/A | 0% | 1 | 50% | 0% | 0% | 0% | 8.2745 | 0 | 0 | 0 | 8.2745 | #N/A
2007-11-04 07:01 | 11 | 4 | 7 | 308.2504 | 7375 | 51.98 | 48.02 | 993 | 51.98 | 0 | 13.3918 | Cooling | 2.232 | #N/A | #N/A | #N/A | #N/A | 0 | 0 | 0 | 0 | 0 | 13.3918 | #N/A | #N/A | 88 | #N/A | #N/A | #N/A | 0.00744% | 1 | 50% | 0% | 0% | 0% | 8.2745 | 0 | 0 | 0 | 8.2745 | #N/A
2007-11-04 08:01 | 11 | 4 | 8 | 308.2921 | 7376 | 51.98 | 48.02 | 993 | 51.98 | 0 | 0 | Cooling | 0 | #N/A | #N/A | #N/A | #N/A | 0 | 0 | 0 | 0 | 0 | 0 | #N/A | #N/A | 88 | 88 | 0 | #N/A | 0% | 1 | 50% | 0% | 0% | 0% | 8.2745 | 0 | 0 | 0 | 8.2745 | #N/A
2007-11-04 09:01 | 11 | 4 | 9 | 308.3338 | 7377 | 53.06 | 48.02 | 993 | 53.06 | 0 | 248.9636 | Cooling | 41.4939 | #N/A | #N/A | #N/A | #N/A | 0 | 0 | 0 | 0 | 0 | 248.9636 | #N/A | #N/A | 88 | #N/A | #N/A | #N/A | 0.1383% | 1 | 50% | 0% | 0% | 0% | 8.2745 | 0 | 0 | 0 | 8.2745 | #N/A
2007-11-04 10:01 | 11 | 4 | 10 | 308.3754 | 7378 | 53.06 | 48.02 | 992 | 53.06 | 0 | 348.9764 | Cooling | 58.1627 | #N/A | #N/A | #N/A | #N/A | 0 | 0 | 0 | 0 | 0 | 348.9764 | #N/A | #N/A | 88 | #N/A | #N/A | #N/A | 0.1939% | 1 | 50% | 0% | 0% | 0% | 8.2745 | 0 | 0 | 0 | 8.2745 | #N/A
2007-11-04 11:01 | 11 | 4 | 11 | 308.4171 | 7379 | 53.06 | 48.92 | 992 | 53.06 | 0 | 335.6856 | Cooling | 55.9476 | #N/A | #N/A | #N/A | #N/A | 0 | 0 | 0 | 0 | 0 | 335.6856 | #N/A | #N/A | 88 | #N/A | #N/A | #N/A | 0.1865% | 1 | 50% | 0% | 0% | 0% | 8.2745 | 0 | 0 | 0 | 8.2745 | #N/A
2007-11-04 12:01 | 11 | 4 | 12 | 308.4588 | 7380 | 53.06 | 50 | 990 | 53.06 | 0 | 507.6714 | Cooling | 84.6119 | #N/A | #N/A | #N/A | #N/A | 0 | 0 | 0 | 0 | 0 | 507.6714 | #N/A | #N/A | 88 | #N/A | #N/A | #N/A | 0.282% | 1 | 50% | 0% | 0% | 0% | 8.2745 | 0 | 0 | 0 | 8.2745 | #N/A
2007-11-04 13:01 | 11 | 4 | 13 | 308.5004 | 7381 | 55.04 | 50 | 990 | 55.04 | 0 | 513.3186 | Cooling | 85.5531 | #N/A | #N/A | #N/A | #N/A | 0 | 0 | 0 | 0 | 0 | 513.3186 | #N/A | #N/A | 88 | #N/A | #N/A | #N/A | 0.2852% | 1 | 50% | 0% | 0% | 0% | 8.2745 | 0 | 0 | 0 | 8.2745 | #N/A
2007-11-04 14:01 | 11 | 4 | 14 | 308.5421 | 7382 | 55.04 | 51.08 | 989 | 55.04 | 0 | 778.9444 | Cooling | 129.8241 | #N/A | #N/A | #N/A | #N/A | 0 | 0 | 0 | 0 | 0 | 778.9444 | #N/A | #N/A | 88 | #N/A | #N/A | #N/A | 0.4327% | 1 | 50% | 0% | 0% | 0% | 8.2745 | 0 | 0 | 0 | 8.2745 | #N/A
2007-11-04 15:01 | 11 | 4 | 15 | 308.5838 | 7383 | 57.02 | 51.98 | 989 | 57.02 | 0 | 871.9457 | Cooling | 145.3243 | #N/A | #N/A | #N/A | #N/A | 0 | 0 | 0 | 0 | 0 | 871.9457 | #N/A | #N/A | 88 | #N/A | #N/A | #N/A | 0.4844% | 1 | 50% | 0% | 0% | 0% | 8.2745 | 0 | 0 | 0 | 8.2745 | #N/A
2007-11-04 16:01 | 11 | 4 | 16 | 308.6254 | 7384 | 57.92 | 51.98 | 989 | 57.92 | 0 | 887.9604 | Cooling | 147.9934 | #N/A | #N/A | #N/A | #N/A | 0 | 0 | 0 | 0 | 0 | 887.9604 | #N/A | #N/A | 88 | #N/A | #N/A | #N/A | 0.4933% | 1 | 50% | 0% | 0% | 0% | 8.2745 | 0 | 0 | 0 | 8.2745 | #N/A
2007-11-04 17:01 | 11 | 4 | 17 | 308.6671 | 7385 | 57.92 | 53.06 | 989 | 57.92 | 0 | 1022.7754 | Cooling | 170.4626 | #N/A | #N/A | #N/A | #N/A | 0 | 0 | 0 | 0 | 0 | 1022.7754 | #N/A | #N/A | 88 | #N/A | #N/A | #N/A | 0.5682% | 1 | 50% | 0% | 0% | 0% | 8.2745 | 0 | 0 | 0 | 8.2745 | #N/A
2007-11-04 18:01 | 11 | 4 | 18 | 308.7088 | 7386 | 55.04 | 53.06 | 990 | 55.04 | 0 | 859.1339 | Cooling | 143.189 | #N/A | #N/A | #N/A | #N/A | 0 | 0 | 0 | 0 | 0 | 859.1339 | #N/A | #N/A | 88 | #N/A | #N/A | #N/A | 0.4773% | 1 | 50% | 0% | 0% | 0% | 8.2745 | 0 | 0 | 0 | 8.2745 | #N/A
2007-11-04 19:01 | 11 | 4 | 19 | 308.7504 | 7387 | 53.06 | 53.06 | 990 | 53.06 | 0 | 642.252 | Cooling | 107.042 | #N/A | #N/A | #N/A | #N/A | 0 | 0 | 0 | 0 | 0 | 642.252 | #N/A | #N/A | 88 | #N/A | #N/A | #N/A | 0.3568% | 1 | 50% | 0% | 0% | 0% | 8.2745 | 0 | 0 | 0 | 8.2745 | #N/A
2007-11-04 20:01 | 11 | 4 | 20 | 308.7921 | 7388 | 53.6 | 51.08 | 990 | 53.6 | 0 | 455.3466 | Cooling | 75.8911 | #N/A | #N/A | #N/A | #N/A | 0 | 0 | 0 | 0 | 0 | 455.3466 | #N/A | #N/A | 88 | #N/A | #N/A | #N/A | 0.253% | 1 | 50% | 0% | 0% | 0% | 8.2745 | 0 | 0 | 0 | 8.2745 | #N/A
2007-11-04 21:01 | 11 | 4 | 21 | 308.8338 | 7389 | 53.06 | 51.98 | 990 | 53.06 | 0 | 276.1306 | Cooling | 46.0218 | #N/A | #N/A | #N/A | #N/A | 0 | 0 | 0 | 0 | 0 | 276.1306 | #N/A | #N/A | 88 | #N/A | #N/A | #N/A | 0.1534% | 1 | 50% | 0% | 0% | 0% | 8.2745 | 0 | 0 | 0 | 8.2745 | #N/A
2007-11-04 22:01 | 11 | 4 | 22 | 308.8754 | 7390 | 53.06 | 51.98 | 989 | 53.06 | 0 | 208.953 | Cooling | 34.8255 | #N/A | #N/A | #N/A | #N/A | 0 | 0 | 0 | 0 | 0 | 208.953 | #N/A | #N/A | 88 | #N/A | #N/A | #N/A | 0.1161% | 1 | 50% | 0% | 0% | 0% | 8.2745 | 0 | 0 | 0 | 8.2745 | #N/A
2007-11-04 23:01 | 11 | 4 | 23 | 308.9171 | 7391 | 53.06 | 51.98 | 988 | 53.06 | 0 | 0 | Cooling | 0 | #N/A | #N/A | #N/A | #N/A | 0 | 0 | 0 | 0 | 0 | 0 | #N/A | #N/A | 88 | 88 | 0 | #N/A | 0% | 1 | 50% | 0% | 0% | 0% | 8.2745 | 0 | 0 | 0 | 8.2745 | #N/A
2007-11-05 00:01 | 11 | 5 | 0 | 308.9588 | 7392 | 51.98 | 51.98 | 988 | 51.98 | 0 | 0 | Cooling | 0 | #N/A | #N/A | #N/A | #N/A | 0 | 0 | 0 | 0 | 0 | 0 | #N/A | #N/A | 88 | 88 | 0 | #N/A | 0% | 1 | 50% | 0% | 0% | 0% | 8.2745 | 0 | 0 | 0 | 8.2745 | #N/A
2007-11-05 01:01 | 11 | 5 | 1 | 309.0004 | 7393 | 50 | 51.98 | 987 | 50 | 0 | 0 | Cooling | 0 | #N/A | #N/A | #N/A | #N/A | 0 | 0 | 0 | 0 | 0 | 0 | #N/A | #N/A | 88 | 88 | 0 | #N/A | 0% | 1 | 50% | 0% | 0% | 0% | 8.2745 | 0 | 0 | 0 | 8.2745 | #N/A
2007-11-05 02:01 | 11 | 5 | 2 | 309.0421 | 7394 | 50 | 53.96 | 986 | 50 | 0 | 0 | Cooling | 0 | #N/A | #N/A | #N/A | #N/A | 0 | 0 | 0 | 0 | 0 | 0 | #N/A | #N/A | 88 | 88 | 0 | #N/A | 0% | 1 | 50% | 0% | 0% | 0% | 8.2745 | 0 | 0 | 0 | 8.2745 | #N/A
2007-11-05 03:01 | 11 | 5 | 3 | 309.0838 | 7395 | 50 | 53.06 | 986 | 50 | 0 | 0 | Cooling | 0 | #N/A | #N/A | #N/A | #N/A | 0 | 0 | 0 | 0 | 0 | 0 | #N/A | #N/A | 88 | 88 | 0 | #N/A | 0% | 1 | 50% | 0% | 0% | 0% | 8.2745 | 0 | 0 | 0 | 8.2745 | #N/A
2007-11-05 04:01 | 11 | 5 | 4 | 309.1254 | 7396 | 48.92 | 51.08 | 987 | 48.92 | 0 | 0 | Cooling | 0 | #N/A | #N/A | #N/A | #N/A | 0 | 0 | 0 | 0 | 0 | 0 | #N/A | #N/A | 88 | 88 | 0 | #N/A | 0% | 1 | 50% | 0% | 0% | 0% | 8.2745 | 0 | 0 | 0 | 8.2745 | #N/A
2007-11-05 05:01 | 11 | 5 | 5 | 309.1671 | 7397 | 48.92 | 44.06 | 988 | 48.92 | 0 | 0 | Cooling | 0 | #N/A | #N/A | #N/A | #N/A | 0 | 0 | 0 | 0 | 0 | 0 | #N/A | #N/A | 88 | 88 | 0 | #N/A | 0% | 1 | 50% | 0% | 0% | 0% | 8.2745 | 0 | 0 | 0 | 8.2745 | #N/A
2007-11-05 06:01 | 11 | 5 | 6 | 309.2088 | 7398 | 48.02 | 41 | 990 | 48.02 | 0 | 0 | Cooling | 0 | #N/A | #N/A | #N/A | #N/A | 0 | 0 | 0 | 0 | 0 | 0 | #N/A | #N/A | 88 | 88 | 0 | #N/A | 0% | 1 | 50% | 0% | 0% | 0% | 8.2745 | 0 | 0 | 0 | 8.2745 | #N/A
2007-11-05 07:01 | 11 | 5 | 7 | 309.2504 | 7399 | 48.02 | 39.02 | 990 | 48.02 | 1.4639 | 0 | Heating | 0.19518 | #N/A | #N/A | #N/A | #N/A | 1.4639 | #N/A | #N/A | 4.3357 | #N/A | 0 | 0 | 0 | 0 | 0 | 0 | 0 | 0.0006506% | 1 | 50% | 0% | 0% | 0% | 8.2745 | 0 | 0 | 0 | 8.2745 | #N/A
2007-11-05 08:01 | 11 | 5 | 8 | 309.2921 | 7400 | 48.02 | 37.04 | 991 | 48.02 | 0 | 0.23162 | Cooling | 0.038604 | #N/A | #N/A | #N/A | #N/A | 0 | 0 | 0 | 0 | 0 | 0.23162 | #N/A | #N/A | 88 | #N/A | #N/A | #N/A | 0.0001287% | 1 | 50% | 0% | 0% | 0% | 8.2745 | 0 | 0 | 0 | 8.2745 | #N/A
2007-11-05 09:01 | 11 | 5 | 9 | 309.3338 | 7401 | 50 | 35.96 | 992 | 50 | 0 | 0.1163 | Cooling | 0.019384 | #N/A | #N/A | #N/A | #N/A | 0 | 0 | 0 | 0 | 0 | 0.1163 | #N/A | #N/A | 88 | #N/A | #N/A | #N/A | 6.461e-05% | 1 | 50% | 0% | 0% | 0% | 8.2745 | 0 | 0 | 0 | 8.2745 | #N/A
2007-11-05 10:01 | 11 | 5 | 10 | 309.3754 | 7402 | 50 | 33.98 | 992 | 50 | 0 | 0.13311 | Cooling | 0.022185 | #N/A | #N/A | #N/A | #N/A | 0 | 0 | 0 | 0 | 0 | 0.13311 | #N/A | #N/A | 88 | #N/A | #N/A | #N/A | 7.395e-05% | 1 | 50% | 0% | 0% | 0% | 8.2745 | 0 | 0 | 0 | 8.2745 | #N/A
2007-11-05 11:01 | 11 | 5 | 11 | 309.4171 | 7403 | 50 | 35.96 | 992 | 50 | 0 | 0.35462 | Cooling | 0.059103 | #N/A | #N/A | #N/A | #N/A | 0 | 0 | 0 | 0 | 0 | 0.35462 | #N/A | #N/A | 88 | #N/A | #N/A | #N/A | 0.000197% | 1 | 50% | 0% | 0% | 0% | 8.2745 | 0 | 0 | 0 | 8.2745 | #N/A
2007-11-05 12:01 | 11 | 5 | 12 | 309.4588 | 7404 | 51.08 | 35.96 | 992 | 51.08 | 0 | 0.34086 | Cooling | 0.05681 | #N/A | #N/A | #N/A | #N/A | 0 | 0 | 0 | 0 | 0 | 0.34086 | #N/A | #N/A | 88 | #N/A | #N/A | #N/A | 0.0001894% | 1 | 50% | 0% | 0% | 0% | 8.2745 | 0 | 0 | 0 | 8.2745 | #N/A
2007-11-05 13:01 | 11 | 5 | 13 | 309.5004 | 7405 | 51.98 | 33.98 | 991 | 51.98 | 0 | 0.29504 | Cooling | 0.049173 | #N/A | #N/A | #N/A | #N/A | 0 | 0 | 0 | 0 | 0 | 0.29504 | #N/A | #N/A | 88 | #N/A | #N/A | #N/A | 0.0001639% | 1 | 50% | 0% | 0% | 0% | 8.2745 | 0 | 0 | 0 | 8.2745 | #N/A
2007-11-05 14:01 | 11 | 5 | 14 | 309.5421 | 7406 | 51.98 | 30.02 | 991 | 51.98 | 0 | 0.38201 | Cooling | 0.063669 | #N/A | #N/A | #N/A | #N/A | 0 | 0 | 0 | 0 | 0 | 0.38201 | #N/A | #N/A | 88 | #N/A | #N/A | #N/A | 0.0002122% | 1 | 50% | 0% | 0% | 0% | 8.2745 | 0 | 0 | 0 | 8.2745 | #N/A
2007-11-05 15:01 | 11 | 5 | 15 | 309.5838 | 7407 | 51.98 | 37.04 | 991 | 51.98 | 0 | 0.051364 | Cooling | 0.0085607 | #N/A | #N/A | #N/A | #N/A | 0 | 0 | 0 | 0 | 0 | 0.051364 | #N/A | #N/A | 88 | #N/A | #N/A | #N/A | 2.854e-05% | 1 | 50% | 0% | 0% | 0% | 8.2745 | 0 | 0 | 0 | 8.2745 | #N/A
2007-11-05 16:01 | 11 | 5 | 16 | 309.6254 | 7408 | 50 | 35.06 | 992 | 50 | 0 | 0.081993 | Cooling | 0.013666 | #N/A | #N/A | #N/A | #N/A | 0 | 0 | 0 | 0 | 0 | 0.081993 | #N/A | #N/A | 88 | #N/A | #N/A | #N/A | 4.555e-05% | 1 | 50% | 0% | 0% | 0% | 8.2745 | 0 | 0 | 0 | 8.2745 | #N/A
2007-11-05 17:01 | 11 | 5 | 17 | 309.6671 | 7409 | 50 | 33.98 | 992 | 50 | 0 | 0.1347 | Cooling | 0.022449 | #N/A | #N/A | #N/A | #N/A | 0 | 0 | 0 | 0 | 0 | 0.1347 | #N/A | #N/A | 88 | #N/A | #N/A | #N/A | 7.483e-05% | 1 | 50% | 0% | 0% | 0% | 8.2745 | 0 | 0 | 0 | 8.2745 | #N/A
2007-11-05 18:01 | 11 | 5 | 18 | 309.7088 | 7410 | 44.96 | 35.06 | 993 | 44.96 | 0 | 0.12631 | Cooling | 0.021052 | #N/A | #N/A | #N/A | #N/A | 0 | 0 | 0 | 0 | 0 | 0.12631 | #N/A | #N/A | 88 | #N/A | #N/A | #N/A | 7.017e-05% | 1 | 50% | 0% | 0% | 0% | 8.2745 | 0 | 0 | 0 | 8.2745 | #N/A
2007-11-05 19:01 | 11 | 5 | 19 | 309.7504 | 7411 | 44.06 | 33.08 | 993 | 44.06 | 0 | 0.47422 | Cooling | 0.079036 | #N/A | #N/A | #N/A | #N/A | 0 | 0 | 0 | 0 | 0 | 0.47422 | #N/A | #N/A | 88 | #N/A | #N/A | #N/A | 0.0002635% | 1 | 50% | 0% | 0% | 0% | 8.2745 | 0 | 0 | 0 | 8.2745 | #N/A
2007-11-05 20:01 | 11 | 5 | 20 | 309.7921 | 7412 | 44.06 | 32 | 994 | 44.06 | 0 | 0.43676 | Cooling | 0.072793 | #N/A | #N/A | #N/A | #N/A | 0 | 0 | 0 | 0 | 0 | 0.43676 | #N/A | #N/A | 88 | #N/A | #N/A | #N/A | 0.0002426% | 1 | 50% | 0% | 0% | 0% | 8.2745 | 0 | 0 | 0 | 8.2745 | #N/A
2007-11-05 21:01 | 11 | 5 | 21 | 309.8338 | 7413 | 41 | 30.02 | 995 | 41 | 1.7867 | 0 | Heating | 0.23823 | #N/A | #N/A | #N/A | #N/A | 1.7867 | #N/A | #N/A | 3.8033 | #N/A | 0 | 0 | 0 | 0 | 0 | 0 | 0 | 0.0007941% | 1 | 50% | 0% | 0% | 0% | 8.2745 | 0 | 0 | 0 | 8.2745 | #N/A
2007-11-05 22:01 | 11 | 5 | 22 | 309.8754 | 7414 | 37.94 | 30.02 | 996 | 37.94 | 5.4894 | 0 | Heating | 0.73192 | #N/A | #N/A | #N/A | #N/A | 5.4894 | #N/A | #N/A | 3.6146 | #N/A | 0 | 0 | 0 | 0 | 0 | 0 | 0 | 0.00244% | 1 | 50% | 0% | 0% | 0% | 8.2745 | 0 | 0 | 0 | 8.2745 | #N/A
2007-11-05 23:01 | 11 | 5 | 23 | 309.9171 | 7415 | 37.94 | 26.06 | 997 | 37.94 | 0 | 0.0043709 | Cooling | 0.00072848 | #N/A | #N/A | #N/A | #N/A | 0 | 0 | 0 | 0 | 0 | 0.0043709 | #N/A | #N/A | 88 | #N/A | #N/A | #N/A | 2.428e-06% | 1 | 50% | 0% | 0% | 0% | 8.2745 | 0 | 0 | 0 | 8.2745 | #N/A
2007-11-06 00:01 | 11 | 6 | 0 | 309.9588 | 7416 | 32 | 21.92 | 997 | 32 | 0 | 0.010047 | Cooling | 0.0016746 | #N/A | #N/A | #N/A | #N/A | 0 | 0 | 0 | 0 | 0 | 0.010047 | #N/A | #N/A | 88 | #N/A | #N/A | #N/A | 5.582e-06% | 1 | 50% | 0% | 0% | 0% | 8.2745 | 0 | 0 | 0 | 8.2745 | #N/A
2007-11-06 01:01 | 11 | 6 | 1 | 310.0004 | 7417 | 33.08 | 19.94 | 998 | 33.08 | 0 | 0.014988 | Cooling | 0.002498 | #N/A | #N/A | #N/A | #N/A | 0 | 0 | 0 | 0 | 0 | 0.014988 | #N/A | #N/A | 88 | #N/A | #N/A | #N/A | 8.327e-06% | 1 | 50% | 0% | 0% | 0% | 8.2745 | 0 | 0 | 0 | 8.2745 | #N/A
2007-11-06 02:01 | 11 | 6 | 2 | 310.0421 | 7418 | 33.08 | 19.04 | 998 | 33.08 | 0 | 0.0039275 | Cooling | 0.00065459 | #N/A | #N/A | #N/A | #N/A | 0 | 0 | 0 | 0 | 0 | 0.0039275 | #N/A | #N/A | 88 | #N/A | #N/A | #N/A | 2.182e-06% | 1 | 50% | 0% | 0% | 0% | 8.2745 | 0 | 0 | 0 | 8.2745 | #N/A
2007-11-06 03:01 | 11 | 6 | 3 | 310.0838 | 7419 | 35.06 | 19.94 | 999 | 35.06 | 0 | 0 | Cooling | 0 | #N/A | #N/A | #N/A | #N/A | 0 | 0 | 0 | 0 | 0 | 0 | #N/A | #N/A | 88 | 88 | 0 | #N/A | 0% | 1 | 50% | 0% | 0% | 0% | 8.2745 | 0 | 0 | 0 | 8.2745 | #N/A
2007-11-06 04:01 | 11 | 6 | 4 | 310.1254 | 7420 | 37.04 | 23 | 999 | 37.04 | 0 | 0 | Cooling | 0 | #N/A | #N/A | #N/A | #N/A | 0 | 0 | 0 | 0 | 0 | 0 | #N/A | #N/A | 88 | 88 | 0 | #N/A | 0% | 1 | 50% | 0% | 0% | 0% | 8.2745 | 0 | 0 | 0 | 8.2745 | #N/A
2007-11-06 05:01 | 11 | 6 | 5 | 310.1671 | 7421 | 35.06 | 17.96 | 1000 | 35.06 | 1.3176 | 0 | Heating | 0.17568 | #N/A | #N/A | #N/A | #N/A | 1.3176 | #N/A | #N/A | 3.4585 | #N/A | 0 | 0 | 0 | 0 | 0 | 0 | 0 | 0.0005856% | 1 | 50% | 0% | 0% | 0% | 8.2745 | 0 | 0 | 0 | 8.2745 | #N/A
2007-11-06 06:01 | 11 | 6 | 6 | 310.2088 | 7422 | 39.2 | 17.96 | 1000 | 39.2 | 2.9626 | 0 | Heating | 0.39502 | #N/A | #N/A | #N/A | #N/A | 2.9626 | #N/A | #N/A | 3.6894 | #N/A | 0 | 0 | 0 | 0 | 0 | 0 | 0 | 0.001317% | 1 | 50% | 0% | 0% | 0% | 8.2745 | 0 | 0 | 0 | 8.2745 | #N/A
2007-11-06 07:01 | 11 | 6 | 7 | 310.2504 | 7423 | 41 | 15.08 | 1001 | 41 | 343.4598 | 0 | Heating | 45.7946 | #N/A | #N/A | #N/A | #N/A | 343.4598 | #N/A | #N/A | 3.8033 | #N/A | 0 | 0 | 0 | 0 | 0 | 0 | 0 | 0.1526% | 1 | 50% | 0% | 0% | 0% | 8.2745 | 0 | 0 | 0 | 8.2745 | #N/A
2007-11-06 08:01 | 11 | 6 | 8 | 310.2921 | 7424 | 41 | 15.08 | 1002 | 41 | 194.1358 | 0 | Heating | 25.8848 | #N/A | #N/A | #N/A | #N/A | 194.1358 | #N/A | #N/A | 3.8033 | #N/A | 0 | 0 | 0 | 0 | 0 | 0 | 0 | 0.08628% | 1 | 50% | 0% | 0% | 0% | 8.2745 | 0 | 0 | 0 | 8.2745 | #N/A
2007-11-06 09:01 | 11 | 6 | 9 | 310.3338 | 7425 | 42.98 | 15.98 | 1003 | 42.98 | 24.3563 | 0 | Heating | 3.2475 | #N/A | #N/A | #N/A | #N/A | 24.3563 | #N/A | #N/A | 3.9388 | #N/A | 0 | 0 | 0 | 0 | 0 | 0 | 0 | 0.01083% | 1 | 50% | 0% | 0% | 0% | 8.2745 | 0 | 0 | 0 | 8.2745 | #N/A
2007-11-06 10:01 | 11 | 6 | 10 | 310.3754 | 7426 | 46.04 | 24.08 | 1003 | 46.04 | 20.5107 | 0 | Heating | 2.7348 | #N/A | #N/A | #N/A | #N/A | 20.5107 | #N/A | #N/A | 4.1705 | #N/A | 0 | 0 | 0 | 0 | 0 | 0 | 0 | 0.009116% | 1 | 50% | 0% | 0% | 0% | 8.2745 | 0 | 0 | 0 | 8.2745 | #N/A
2007-11-06 11:01 | 11 | 6 | 11 | 310.4171 | 7427 | 46.04 | 24.98 | 1003 | 46.04 | 26.9006 | 0 | Heating | 3.5867 | #N/A | #N/A | #N/A | #N/A | 26.9006 | #N/A | #N/A | 4.1705 | #N/A | 0 | 0 | 0 | 0 | 0 | 0 | 0 | 0.01196% | 1 | 50% | 0% | 0% | 0% | 8.2745 | 0 | 0 | 0 | 8.2745 | #N/A
2007-11-06 12:01 | 11 | 6 | 12 | 310.4588 | 7428 | 51.08 | 19.94 | 1003 | 51.08 | 12.3111 | 0 | Heating | 1.6415 | #N/A | #N/A | #N/A | #N/A | 12.3111 | #N/A | #N/A | 4.6159 | #N/A | 0 | 0 | 0 | 0 | 0 | 0 | 0 | 0.005472% | 1 | 50% | 0% | 0% | 0% | 8.2745 | 0 | 0 | 0 | 8.2745 | #N/A
2007-11-06 13:01 | 11 | 6 | 13 | 310.5004 | 7429 | 55.94 | 26.06 | 1002 | 55.94 | 18.4348 | 0 | Heating | 2.458 | #N/A | #N/A | #N/A | #N/A | 18.4348 | #N/A | #N/A | 5.1278 | #N/A | 0 | 0 | 0 | 0 | 0 | 0 | 0 | 0.008193% | 1 | 50% | 0% | 0% | 0% | 8.2745 | 0 | 0 | 0 | 8.2745 | #N/A
2007-11-06 14:01 | 11 | 6 | 14 | 310.5421 | 7430 | 55.94 | 19.04 | 1002 | 55.94 | 9.9238 | 0 | Heating | 1.3232 | #N/A | #N/A | #N/A | #N/A | 9.9238 | #N/A | #N/A | 5.1278 | #N/A | 0 | 0 | 0 | 0 | 0 | 0 | 0 | 0.004411% | 1 | 50% | 0% | 0% | 0% | 8.2745 | 0 | 0 | 0 | 8.2745 | #N/A
2007-11-06 15:01 | 11 | 6 | 15 | 310.5838 | 7431 | 55.94 | 19.94 | 1002 | 55.94 | 9.8369 | 0 | Heating | 1.3116 | #N/A | #N/A | #N/A | #N/A | 9.8369 | #N/A | #N/A | 5.1278 | #N/A | 0 | 0 | 0 | 0 | 0 | 0 | 0 | 0.004372% | 1 | 50% | 0% | 0% | 0% | 8.2745 | 0 | 0 | 0 | 8.2745 | #N/A
2007-11-06 16:01 | 11 | 6 | 16 | 310.6254 | 7432 | 57.02 | 21.92 | 1002 | 57.02 | 10.1165 | 0 | Heating | 1.3489 | #N/A | #N/A | #N/A | #N/A | 10.1165 | #N/A | #N/A | 5.2534 | #N/A | 0 | 0 | 0 | 0 | 0 | 0 | 0 | 0.004496% | 1 | 50% | 0% | 0% | 0% | 8.2745 | 0 | 0 | 0 | 8.2745 | #N/A
2007-11-06 17:01 | 11 | 6 | 17 | 310.6671 | 7433 | 57.02 | 26.06 | 1002 | 57.02 | 10.1785 | 0 | Heating | 1.3571 | #N/A | #N/A | #N/A | #N/A | 10.1785 | #N/A | #N/A | 5.2534 | #N/A | 0 | 0 | 0 | 0 | 0 | 0 | 0 | 0.004524% | 1 | 50% | 0% | 0% | 0% | 8.2745 | 0 | 0 | 0 | 8.2745 | #N/A
2007-11-06 18:01 | 11 | 6 | 18 | 310.7088 | 7434 | 51.98 | 24.08 | 1002 | 51.98 | 10.6929 | 0 | Heating | 1.4257 | #N/A | #N/A | #N/A | #N/A | 10.6929 | #N/A | #N/A | 4.7043 | #N/A | 0 | 0 | 0 | 0 | 0 | 0 | 0 | 0.004752% | 1 | 50% | 0% | 0% | 0% | 8.2745 | 0 | 0 | 0 | 8.2745 | #N/A
2007-11-06 19:01 | 11 | 6 | 19 | 310.7504 | 7435 | 48.02 | 24.98 | 1002 | 48.02 | 18.0306 | 0 | Heating | 2.4041 | #N/A | #N/A | #N/A | #N/A | 18.0306 | #N/A | #N/A | 4.3357 | #N/A | 0 | 0 | 0 | 0 | 0 | 0 | 0 | 0.008014% | 1 | 50% | 0% | 0% | 0% | 8.2745 | 0 | 0 | 0 | 8.2745 | #N/A
2007-11-06 20:01 | 11 | 6 | 20 | 310.7921 | 7436 | 48.02 | 28.04 | 1002 | 48.02 | 36.1297 | 0 | Heating | 4.8173 | #N/A | #N/A | #N/A | #N/A | 36.1297 | #N/A | #N/A | 4.3357 | #N/A | 0 | 0 | 0 | 0 | 0 | 0 | 0 | 0.01606% | 1 | 50% | 0% | 0% | 0% | 8.2745 | 0 | 0 | 0 | 8.2745 | #N/A
2007-11-06 21:01 | 11 | 6 | 21 | 310.8338 | 7437 | 44.06 | 26.96 | 1001 | 44.06 | 70.8277 | 0 | Heating | 9.4437 | #N/A | #N/A | #N/A | #N/A | 70.8277 | #N/A | #N/A | 4.0174 | #N/A | 0 | 0 | 0 | 0 | 0 | 0 | 0 | 0.03148% | 1 | 50% | 0% | 0% | 0% | 8.2745 | 0 | 0 | 0 | 8.2745 | #N/A
2007-11-06 22:01 | 11 | 6 | 22 | 310.8754 | 7438 | 44.06 | 24.08 | 1000 | 44.06 | 84.4338 | 0 | Heating | 11.2578 | #N/A | #N/A | #N/A | #N/A | 84.4338 | #N/A | #N/A | 4.0174 | #N/A | 0 | 0 | 0 | 0 | 0 | 0 | 0 | 0.03753% | 1 | 50% | 0% | 0% | 0% | 8.2745 | 0 | 0 | 0 | 8.2745 | #N/A
2007-11-06 23:01 | 11 | 6 | 23 | 310.9171 | 7439 | 44.06 | 24.08 | 1000 | 44.06 | 0 | 0 | Cooling | 0 | #N/A | #N/A | #N/A | #N/A | 0 | 0 | 0 | 0 | 0 | 0 | #N/A | #N/A | 88 | 88 | 0 | #N/A | 0% | 1 | 50% | 0% | 0% | 0% | 8.2745 | 0 | 0 | 0 | 8.2745 | #N/A
2007-11-07 00:01 | 11 | 7 | 0 | 310.9588 | 7440 | 46.94 | 26.96 | 1000 | 46.94 | 0 | 0 | Cooling | 0 | #N/A | #N/A | #N/A | #N/A | 0 | 0 | 0 | 0 | 0 | 0 | #N/A | #N/A | 88 | 88 | 0 | #N/A | 0% | 1 | 50% | 0% | 0% | 0% | 8.2745 | 0 | 0 | 0 | 8.2745 | #N/A
2007-11-07 01:01 | 11 | 7 | 1 | 311.0004 | 7441 | 46.04 | 26.06 | 999 | 46.04 | 0 | 0 | Cooling | 0 | #N/A | #N/A | #N/A | #N/A | 0 | 0 | 0 | 0 | 0 | 0 | #N/A | #N/A | 88 | 88 | 0 | #N/A | 0% | 1 | 50% | 0% | 0% | 0% | 8.2745 | 0 | 0 | 0 | 8.2745 | #N/A
2007-11-07 02:01 | 11 | 7 | 2 | 311.0421 | 7442 | 42.98 | 26.06 | 999 | 42.98 | 0 | 0 | Cooling | 0 | #N/A | #N/A | #N/A | #N/A | 0 | 0 | 0 | 0 | 0 | 0 | #N/A | #N/A | 88 | 88 | 0 | #N/A | 0% | 1 | 50% | 0% | 0% | 0% | 8.2745 | 0 | 0 | 0 | 8.2745 | #N/A
2007-11-07 03:01 | 11 | 7 | 3 | 311.0838 | 7443 | 48.92 | 26.06 | 999 | 48.92 | 0.04735 | 0 | Heating | 0.0063134 | #N/A | #N/A | #N/A | #N/A | 0.04735 | #N/A | #N/A | 4.4149 | #N/A | 0 | 0 | 0 | 0 | 0 | 0 | 0 | 2.104e-05% | 1 | 50% | 0% | 0% | 0% | 8.2745 | 0 | 0 | 0 | 8.2745 | #N/A
2007-11-07 04:01 | 11 | 7 | 4 | 311.1254 | 7444 | 48.02 | 30.92 | 1000 | 48.02 | 4.6438 | 0 | Heating | 0.61918 | #N/A | #N/A | #N/A | #N/A | 4.6438 | #N/A | #N/A | 4.3357 | #N/A | 0 | 0 | 0 | 0 | 0 | 0 | 0 | 0.002064% | 1 | 50% | 0% | 0% | 0% | 8.2745 | 0 | 0 | 0 | 8.2745 | #N/A
2007-11-07 05:01 | 11 | 7 | 5 | 311.1671 | 7445 | 46.94 | 30.92 | 1000 | 46.94 | 8.1693 | 0 | Heating | 1.0892 | #N/A | #N/A | #N/A | #N/A | 8.1693 | #N/A | #N/A | 4.2441 | #N/A | 0 | 0 | 0 | 0 | 0 | 0 | 0 | 0.003631% | 1 | 50% | 0% | 0% | 0% | 8.2745 | 0 | 0 | 0 | 8.2745 | #N/A
2007-11-07 06:01 | 11 | 7 | 6 | 311.2088 | 7446 | 44.06 | 30.92 | 1001 | 44.06 | 7.409 | 0 | Heating | 0.98787 | #N/A | #N/A | #N/A | #N/A | 7.409 | #N/A | #N/A | 4.0174 | #N/A | 0 | 0 | 0 | 0 | 0 | 0 | 0 | 0.003293% | 1 | 50% | 0% | 0% | 0% | 8.2745 | 0 | 0 | 0 | 8.2745 | #N/A
2007-11-07 07:01 | 11 | 7 | 7 | 311.2504 | 7447 | 44.96 | 30.92 | 1002 | 44.96 | 338.0992 | 0 | Heating | 45.0799 | #N/A | #N/A | #N/A | #N/A | 338.0992 | #N/A | #N/A | 4.0856 | #N/A | 0 | 0 | 0 | 0 | 0 | 0 | 0 | 0.1503% | 1 | 50% | 0% | 0% | 0% | 8.2745 | 0 | 0 | 0 | 8.2745 | #N/A
2007-11-07 08:01 | 11 | 7 | 8 | 311.2921 | 7448 | 44.96 | 30.92 | 1004 | 44.96 | 183.476 | 0 | Heating | 24.4635 | #N/A | #N/A | #N/A | #N/A | 183.476 | #N/A | #N/A | 4.0856 | #N/A | 0 | 0 | 0 | 0 | 0 | 0 | 0 | 0.08154% | 1 | 50% | 0% | 0% | 0% | 8.2745 | 0 | 0 | 0 | 8.2745 | #N/A
2007-11-07 09:01 | 11 | 7 | 9 | 311.3338 | 7449 | 44.96 | 30.92 | 1004 | 44.96 | 20.2797 | 0 | Heating | 2.704 | #N/A | #N/A | #N/A | #N/A | 20.2797 | #N/A | #N/A | 4.0856 | #N/A | 0 | 0 | 0 | 0 | 0 | 0 | 0 | 0.009013% | 1 | 50% | 0% | 0% | 0% | 8.2745 | 0 | 0 | 0 | 8.2745 | #N/A
2007-11-07 10:01 | 11 | 7 | 10 | 311.3754 | 7450 | 44.96 | 28.04 | 1005 | 44.96 | 14.997 | 0 | Heating | 1.9996 | #N/A | #N/A | #N/A | #N/A | 14.997 | #N/A | #N/A | 4.0856 | #N/A | 0 | 0 | 0 | 0 | 0 | 0 | 0 | 0.006665% | 1 | 50% | 0% | 0% | 0% | 8.2745 | 0 | 0 | 0 | 8.2745 | #N/A
2007-11-07 11:01 | 11 | 7 | 11 | 311.4171 | 7451 | 44.96 | 26.06 | 1005 | 44.96 | 15.3501 | 0 | Heating | 2.0467 | #N/A | #N/A | #N/A | #N/A | 15.3501 | #N/A | #N/A | 4.0856 | #N/A | 0 | 0 | 0 | 0 | 0 | 0 | 0 | 0.006822% | 1 | 50% | 0% | 0% | 0% | 8.2745 | 0 | 0 | 0 | 8.2745 | #N/A
2007-11-07 12:01 | 11 | 7 | 12 | 311.4588 | 7452 | 46.04 | 28.04 | 1005 | 46.04 | 14.6872 | 0 | Heating | 1.9583 | #N/A | #N/A | #N/A | #N/A | 14.6872 | #N/A | #N/A | 4.1705 | #N/A | 0 | 0 | 0 | 0 | 0 | 0 | 0 | 0.006528% | 1 | 50% | 0% | 0% | 0% | 8.2745 | 0 | 0 | 0 | 8.2745 | #N/A
2007-11-07 13:01 | 11 | 7 | 13 | 311.5004 | 7453 | 48.02 | 24.98 | 1005 | 48.02 | 12.5128 | 0 | Heating | 1.6684 | #N/A | #N/A | #N/A | #N/A | 12.5128 | #N/A | #N/A | 4.3357 | #N/A | 0 | 0 | 0 | 0 | 0 | 0 | 0 | 0.005561% | 1 | 50% | 0% | 0% | 0% | 8.2745 | 0 | 0 | 0 | 8.2745 | #N/A
2007-11-07 14:01 | 11 | 7 | 14 | 311.5421 | 7454 | 48.02 | 26.96 | 1005 | 48.02 | 8.5686 | 0 | Heating | 1.1425 | #N/A | #N/A | #N/A | #N/A | 8.5686 | #N/A | #N/A | 4.3357 | #N/A | 0 | 0 | 0 | 0 | 0 | 0 | 0 | 0.003808% | 1 | 50% | 0% | 0% | 0% | 8.2745 | 0 | 0 | 0 | 8.2745 | #N/A
2007-11-07 15:01 | 11 | 7 | 15 | 311.5838 | 7455 | 50 | 28.04 | 1004 | 50 | 7.075 | 0 | Heating | 0.94333 | #N/A | #N/A | #N/A | #N/A | 7.075 | #N/A | #N/A | 4.5134 | #N/A | 0 | 0 | 0 | 0 | 0 | 0 | 0 | 0.003144% | 1 | 50% | 0% | 0% | 0% | 8.2745 | 0 | 0 | 0 | 8.2745 | #N/A
2007-11-07 16:01 | 11 | 7 | 16 | 311.6254 | 7456 | 48.02 | 28.04 | 1004 | 48.02 | 6.1901 | 0 | Heating | 0.82535 | #N/A | #N/A | #N/A | #N/A | 6.1901 | #N/A | #N/A | 4.3357 | #N/A | 0 | 0 | 0 | 0 | 0 | 0 | 0 | 0.002751% | 1 | 50% | 0% | 0% | 0% | 8.2745 | 0 | 0 | 0 | 8.2745 | #N/A
2007-11-07 17:01 | 11 | 7 | 17 | 311.6671 | 7457 | 48.02 | 28.04 | 1004 | 48.02 | 4.2543 | 0 | Heating | 0.56723 | #N/A | #N/A | #N/A | #N/A | 4.2543 | #N/A | #N/A | 4.3357 | #N/A | 0 | 0 | 0 | 0 | 0 | 0 | 0 | 0.001891% | 1 | 50% | 0% | 0% | 0% | 8.2745 | 0 | 0 | 0 | 8.2745 | #N/A
2007-11-07 18:01 | 11 | 7 | 18 | 311.7088 | 7458 | 44.96 | 28.04 | 1005 | 44.96 | 10.3179 | 0 | Heating | 1.3757 | #N/A | #N/A | #N/A | #N/A | 10.3179 | #N/A | #N/A | 4.0856 | #N/A | 0 | 0 | 0 | 0 | 0 | 0 | 0 | 0.004586% | 1 | 50% | 0% | 0% | 0% | 8.2745 | 0 | 0 | 0 | 8.2745 | #N/A
2007-11-07 19:01 | 11 | 7 | 19 | 311.7504 | 7459 | 44.06 | 30.02 | 1005 | 44.06 | 25.3382 | 0 | Heating | 3.3784 | #N/A | #N/A | #N/A | #N/A | 25.3382 | #N/A | #N/A | 4.0174 | #N/A | 0 | 0 | 0 | 0 | 0 | 0 | 0 | 0.01126% | 1 | 50% | 0% | 0% | 0% | 8.2745 | 0 | 0 | 0 | 8.2745 | #N/A
2007-11-07 20:01 | 11 | 7 | 20 | 311.7921 | 7460 | 44.06 | 30.02 | 1005 | 44.06 | 50.3014 | 0 | Heating | 6.7069 | #N/A | #N/A | #N/A | #N/A | 50.3014 | #N/A | #N/A | 4.0174 | #N/A | 0 | 0 | 0 | 0 | 0 | 0 | 0 | 0.02236% | 1 | 50% | 0% | 0% | 0% | 8.2745 | 0 | 0 | 0 | 8.2745 | #N/A
2007-11-07 21:01 | 11 | 7 | 21 | 311.8338 | 7461 | 39.92 | 28.94 | 1005 | 39.92 | 107.1198 | 0 | Heating | 14.2826 | #N/A | #N/A | #N/A | #N/A | 107.1198 | #N/A | #N/A | 3.7339 | #N/A | 0 | 0 | 0 | 0 | 0 | 0 | 0 | 0.04761% | 1 | 50% | 0% | 0% | 0% | 8.2745 | 0 | 0 | 0 | 8.2745 | #N/A
2007-11-07 22:01 | 11 | 7 | 22 | 311.8754 | 7462 | 37.94 | 28.94 | 1005 | 37.94 | 136.9203 | 0 | Heating | 18.256 | #N/A | #N/A | #N/A | #N/A | 136.9203 | #N/A | #N/A | 3.6146 | #N/A | 0 | 0 | 0 | 0 | 0 | 0 | 0 | 0.06085% | 1 | 50% | 0% | 0% | 0% | 8.2745 | 0 | 0 | 0 | 8.2745 | #N/A
2007-11-07 23:01 | 11 | 7 | 23 | 311.9171 | 7463 | 37.94 | 28.94 | 1005 | 37.94 | 0 | 0 | Cooling | 0 | #N/A | #N/A | #N/A | #N/A | 0 | 0 | 0 | 0 | 0 | 0 | #N/A | #N/A | 88 | 88 | 0 | #N/A | 0% | 1 | 50% | 0% | 0% | 0% | 8.2745 | 0 | 0 | 0 | 8.2745 | #N/A
2007-11-08 00:01 | 11 | 8 | 0 | 311.9588 | 7464 | 35.96 | 26.96 | 1005 | 35.96 | 2.0331 | 0 | Heating | 0.27108 | #N/A | #N/A | #N/A | #N/A | 2.0331 | #N/A | #N/A | 3.5052 | #N/A | 0 | 0 | 0 | 0 | 0 | 0 | 0 | 0.0009036% | 1 | 50% | 0% | 0% | 0% | 8.2745 | 0 | 0 | 0 | 8.2745 | #N/A
2007-11-08 01:01 | 11 | 8 | 1 | 312.0004 | 7465 | 37.04 | 26.96 | 1005 | 37.04 | 7.3535 | 0 | Heating | 0.98046 | #N/A | #N/A | #N/A | #N/A | 7.3535 | #N/A | #N/A | 3.5637 | #N/A | 0 | 0 | 0 | 0 | 0 | 0 | 0 | 0.003268% | 1 | 50% | 0% | 0% | 0% | 8.2745 | 0 | 0 | 0 | 8.2745 | #N/A
2007-11-08 02:01 | 11 | 8 | 2 | 312.0421 | 7466 | 37.04 | 30.02 | 1004 | 37.04 | 8.3171 | 0 | Heating | 1.1089 | #N/A | #N/A | #N/A | #N/A | 8.3171 | #N/A | #N/A | 3.5637 | #N/A | 0 | 0 | 0 | 0 | 0 | 0 | 0 | 0.003696% | 1 | 50% | 0% | 0% | 0% | 8.2745 | 0 | 0 | 0 | 8.2745 | #N/A
2007-11-08 03:01 | 11 | 8 | 3 | 312.0838 | 7467 | 30.02 | 30.02 | 1004 | 30.02 | 8.6365 | 0 | Heating | 1.1515 | #N/A | #N/A | #N/A | #N/A | 8.6365 | #N/A | #N/A | 3.2302 | #N/A | 0 | 0 | 0 | 0 | 0 | 0 | 0 | 0.003838% | 1 | 50% | 0% | 0% | 0% | 8.2745 | 0 | 0 | 0 | 8.2745 | #N/A
2007-11-08 04:01 | 11 | 8 | 4 | 312.1254 | 7468 | 30.92 | 30.92 | 1003 | 30.92 | 8.5257 | 0 | Heating | 1.1368 | #N/A | #N/A | #N/A | #N/A | 8.5257 | #N/A | #N/A | 3.2671 | #N/A | 0 | 0 | 0 | 0 | 0 | 0 | 0 | 0.003789% | 1 | 50% | 0% | 0% | 0% | 8.2745 | 0 | 0 | 0 | 8.2745 | #N/A
2007-11-08 05:01 | 11 | 8 | 5 | 312.1671 | 7469 | 30.92 | 32 | 1003 | 30.92 | 7.8374 | 0 | Heating | 1.045 | #N/A | #N/A | #N/A | #N/A | 7.8374 | #N/A | #N/A | 3.2671 | #N/A | 0 | 0 | 0 | 0 | 0 | 0 | 0 | 0.003483% | 1 | 50% | 0% | 0% | 0% | 8.2745 | 0 | 0 | 0 | 8.2745 | #N/A
2007-11-08 06:01 | 11 | 8 | 6 | 312.2088 | 7470 | 30.02 | 37.04 | 1003 | 30.02 | 2.2659 | 0 | Heating | 0.30212 | #N/A | #N/A | #N/A | #N/A | 2.2659 | #N/A | #N/A | 3.2302 | #N/A | 0 | 0 | 0 | 0 | 0 | 0 | 0 | 0.001007% | 1 | 50% | 0% | 0% | 0% | 8.2745 | 0 | 0 | 0 | 8.2745 | #N/A
2007-11-08 07:01 | 11 | 8 | 7 | 312.2504 | 7471 | 28.94 | 39.02 | 1003 | 28.94 | 245.9195 | 0 | Heating | 32.7893 | #N/A | #N/A | #N/A | #N/A | 245.9195 | #N/A | #N/A | 3.188 | #N/A | 0 | 0 | 0 | 0 | 0 | 0 | 0 | 0.1093% | 1 | 50% | 0% | 0% | 0% | 8.2745 | 0 | 0 | 0 | 8.2745 | #N/A
2007-11-08 08:01 | 11 | 8 | 8 | 312.2921 | 7472 | 28.94 | 39.02 | 1002 | 28.94 | 92.6076 | 0 | Heating | 12.3477 | #N/A | #N/A | #N/A | #N/A | 92.6076 | #N/A | #N/A | 3.188 | #N/A | 0 | 0 | 0 | 0 | 0 | 0 | 0 | 0.04116% | 1 | 50% | 0% | 0% | 0% | 8.2745 | 0 | 0 | 0 | 8.2745 | #N/A
2007-11-08 09:01 | 11 | 8 | 9 | 312.3338 | 7473 | 37.94 | 37.94 | 1002 | 37.94 | 10.3819 | 0 | Heating | 1.3843 | #N/A | #N/A | #N/A | #N/A | 10.3819 | #N/A | #N/A | 3.6146 | #N/A | 0 | 0 | 0 | 0 | 0 | 0 | 0 | 0.004614% | 1 | 50% | 0% | 0% | 0% | 8.2745 | 0 | 0 | 0 | 8.2745 | #N/A
2007-11-08 10:01 | 11 | 8 | 10 | 312.3754 | 7474 | 42.98 | 37.04 | 1002 | 42.98 | 5.4403 | 0 | Heating | 0.72537 | #N/A | #N/A | #N/A | #N/A | 5.4403 | #N/A | #N/A | 3.9388 | #N/A | 0 | 0 | 0 | 0 | 0 | 0 | 0 | 0.002418% | 1 | 50% | 0% | 0% | 0% | 8.2745 | 0 | 0 | 0 | 8.2745 | #N/A
2007-11-08 11:01 | 11 | 8 | 11 | 312.4171 | 7475 | 42.98 | 37.04 | 1001 | 42.98 | 3.728 | 0 | Heating | 0.49707 | #N/A | #N/A | #N/A | #N/A | 3.728 | #N/A | #N/A | 3.9388 | #N/A | 0 | 0 | 0 | 0 | 0 | 0 | 0 | 0.001657% | 1 | 50% | 0% | 0% | 0% | 8.2745 | 0 | 0 | 0 | 8.2745 | #N/A
2007-11-08 12:01 | 11 | 8 | 12 | 312.4588 | 7476 | 48.02 | 37.04 | 1001 | 48.02 | 0.17446 | 0 | Heating | 0.023262 | #N/A | #N/A | #N/A | #N/A | 0.17446 | #N/A | #N/A | 4.3357 | #N/A | 0 | 0 | 0 | 0 | 0 | 0 | 0 | 7.754e-05% | 1 | 50% | 0% | 0% | 0% | 8.2745 | 0 | 0 | 0 | 8.2745 | #N/A
2007-11-08 13:01 | 11 | 8 | 13 | 312.5004 | 7477 | 50 | 37.94 | 1000 | 50 | 0.00275 | 0 | Heating | 0.00036666 | #N/A | #N/A | #N/A | #N/A | 0.00275 | #N/A | #N/A | 4.5134 | #N/A | 0 | 0 | 0 | 0 | 0 | 0 | 0 | 1.222e-06% | 1 | 50% | 0% | 0% | 0% | 8.2745 | 0 | 0 | 0 | 8.2745 | #N/A
2007-11-08 14:01 | 11 | 8 | 14 | 312.5421 | 7478 | 50 | 39.02 | 1000 | 50 | 0 | 0 | Cooling | 0 | #N/A | #N/A | #N/A | #N/A | 0 | 0 | 0 | 0 | 0 | 0 | #N/A | #N/A | 88 | 88 | 0 | #N/A | 0% | 1 | 50% | 0% | 0% | 0% | 8.2745 | 0 | 0 | 0 | 8.2745 | #N/A
2007-11-08 15:01 | 11 | 8 | 15 | 312.5838 | 7479 | 53.06 | 37.94 | 1001 | 53.06 | 0 | 0 | Cooling | 0 | #N/A | #N/A | #N/A | #N/A | 0 | 0 | 0 | 0 | 0 | 0 | #N/A | #N/A | 88 | 88 | 0 | #N/A | 0% | 1 | 50% | 0% | 0% | 0% | 8.2745 | 0 | 0 | 0 | 8.2745 | #N/A
2007-11-08 16:01 | 11 | 8 | 16 | 312.6254 | 7480 | 51.98 | 39.02 | 1001 | 51.98 | 0 | 0 | Cooling | 0 | #N/A | #N/A | #N/A | #N/A | 0 | 0 | 0 | 0 | 0 | 0 | #N/A | #N/A | 88 | 88 | 0 | #N/A | 0% | 1 | 50% | 0% | 0% | 0% | 8.2745 | 0 | 0 | 0 | 8.2745 | #N/A
2007-11-08 17:01 | 11 | 8 | 17 | 312.6671 | 7481 | 51.98 | 37.94 | 1001 | 51.98 | 0 | 0 | Cooling | 0 | #N/A | #N/A | #N/A | #N/A | 0 | 0 | 0 | 0 | 0 | 0 | #N/A | #N/A | 88 | 88 | 0 | #N/A | 0% | 1 | 50% | 0% | 0% | 0% | 8.2745 | 0 | 0 | 0 | 8.2745 | #N/A
2007-11-08 18:01 | 11 | 8 | 18 | 312.7088 | 7482 | 42.08 | 41 | 1001 | 42.08 | 0 | 0.011928 | Cooling | 0.001988 | #N/A | #N/A | #N/A | #N/A | 0 | 0 | 0 | 0 | 0 | 0.011928 | #N/A | #N/A | 88 | #N/A | #N/A | #N/A | 6.627e-06% | 1 | 50% | 0% | 0% | 0% | 8.2745 | 0 | 0 | 0 | 8.2745 | #N/A
2007-11-08 19:01 | 11 | 8 | 19 | 312.7504 | 7483 | 39.02 | 41 | 1001 | 39.02 | 0.032825 | 0 | Heating | 0.0043766 | #N/A | #N/A | #N/A | #N/A | 0.032825 | #N/A | #N/A | 3.6785 | #N/A | 0 | 0 | 0 | 0 | 0 | 0 | 0 | 1.459e-05% | 1 | 50% | 0% | 0% | 0% | 8.2745 | 0 | 0 | 0 | 8.2745 | #N/A
2007-11-08 20:01 | 11 | 8 | 20 | 312.7921 | 7484 | 39.02 | 41 | 1001 | 39.02 | 0.81961 | 0 | Heating | 0.10928 | #N/A | #N/A | #N/A | #N/A | 0.81961 | #N/A | #N/A | 3.6785 | #N/A | 0 | 0 | 0 | 0 | 0 | 0 | 0 | 0.0003643% | 1 | 50% | 0% | 0% | 0% | 8.2745 | 0 | 0 | 0 | 8.2745 | #N/A
2007-11-08 21:01 | 11 | 8 | 21 | 312.8338 | 7485 | 35.96 | 42.98 | 1001 | 35.96 | 4.9737 | 0 | Heating | 0.66315 | #N/A | #N/A | #N/A | #N/A | 4.9737 | #N/A | #N/A | 3.5052 | #N/A | 0 | 0 | 0 | 0 | 0 | 0 | 0 | 0.002211% | 1 | 50% | 0% | 0% | 0% | 8.2745 | 0 | 0 | 0 | 8.2745 | #N/A
2007-11-08 22:01 | 11 | 8 | 22 | 312.8754 | 7486 | 35.06 | 44.06 | 1001 | 35.06 | 6.3241 | 0 | Heating | 0.84322 | #N/A | #N/A | #N/A | #N/A | 6.3241 | #N/A | #N/A | 3.4585 | #N/A | 0 | 0 | 0 | 0 | 0 | 0 | 0 | 0.002811% | 1 | 50% | 0% | 0% | 0% | 8.2745 | 0 | 0 | 0 | 8.2745 | #N/A
2007-11-08 23:01 | 11 | 8 | 23 | 312.9171 | 7487 | 35.06 | 44.96 | 1000 | 35.06 | 0 | 0 | Cooling | 0 | #N/A | #N/A | #N/A | #N/A | 0 | 0 | 0 | 0 | 0 | 0 | #N/A | #N/A | 88 | 88 | 0 | #N/A | 0% | 1 | 50% | 0% | 0% | 0% | 8.2745 | 0 | 0 | 0 | 8.2745 | #N/A
2007-11-09 00:01 | 11 | 9 | 0 | 312.9588 | 7488 | 33.08 | 44.96 | 1001 | 33.08 | 0 | 0 | Cooling | 0 | #N/A | #N/A | #N/A | #N/A | 0 | 0 | 0 | 0 | 0 | 0 | #N/A | #N/A | 88 | 88 | 0 | #N/A | 0% | 1 | 50% | 0% | 0% | 0% | 8.2745 | 0 | 0 | 0 | 8.2745 | #N/A
2007-11-09 01:01 | 11 | 9 | 1 | 313.0004 | 7489 | 32 | 44.96 | 1000 | 32 | 0 | 0 | Cooling | 0 | #N/A | #N/A | #N/A | #N/A | 0 | 0 | 0 | 0 | 0 | 0 | #N/A | #N/A | 88 | 88 | 0 | #N/A | 0% | 1 | 50% | 0% | 0% | 0% | 8.2745 | 0 | 0 | 0 | 8.2745 | #N/A
2007-11-09 02:01 | 11 | 9 | 2 | 313.0421 | 7490 | 32 | 44.96 | 1000 | 32 | 0 | 0 | Cooling | 0 | #N/A | #N/A | #N/A | #N/A | 0 | 0 | 0 | 0 | 0 | 0 | #N/A | #N/A | 88 | 88 | 0 | #N/A | 0% | 1 | 50% | 0% | 0% | 0% | 8.2745 | 0 | 0 | 0 | 8.2745 | #N/A
2007-11-09 03:01 | 11 | 9 | 3 | 313.0838 | 7491 | 30.02 | 46.04 | 1000 | 30.02 | 0 | 0 | Cooling | 0 | #N/A | #N/A | #N/A | #N/A | 0 | 0 | 0 | 0 | 0 | 0 | #N/A | #N/A | 88 | 88 | 0 | #N/A | 0% | 1 | 50% | 0% | 0% | 0% | 8.2745 | 0 | 0 | 0 | 8.2745 | #N/A
2007-11-09 04:01 | 11 | 9 | 4 | 313.1254 | 7492 | 26.96 | 46.94 | 999 | 26.96 | 0 | 0 | Cooling | 0 | #N/A | #N/A | #N/A | #N/A | 0 | 0 | 0 | 0 | 0 | 0 | #N/A | #N/A | 88 | 88 | 0 | #N/A | 0% | 1 | 50% | 0% | 0% | 0% | 8.2745 | 0 | 0 | 0 | 8.2745 | #N/A
2007-11-09 05:01 | 11 | 9 | 5 | 313.1671 | 7493 | 26.96 | 46.04 | 1001 | 26.96 | 0 | 0 | Cooling | 0 | #N/A | #N/A | #N/A | #N/A | 0 | 0 | 0 | 0 | 0 | 0 | #N/A | #N/A | 88 | 88 | 0 | #N/A | 0% | 1 | 50% | 0% | 0% | 0% | 8.2745 | 0 | 0 | 0 | 8.2745 | #N/A
2007-11-09 06:01 | 11 | 9 | 6 | 313.2088 | 7494 | 28.04 | 46.04 | 1001 | 28.04 | 0 | 0 | Cooling | 0 | #N/A | #N/A | #N/A | #N/A | 0 | 0 | 0 | 0 | 0 | 0 | #N/A | #N/A | 88 | 88 | 0 | #N/A | 0% | 1 | 50% | 0% | 0% | 0% | 8.2745 | 0 | 0 | 0 | 8.2745 | #N/A
2007-11-09 07:01 | 11 | 9 | 7 | 313.2504 | 7495 | 28.04 | 46.94 | 1002 | 28.04 | 62.1325 | 0 | Heating | 8.2843 | #N/A | #N/A | #N/A | #N/A | 62.1325 | #N/A | #N/A | 3.1545 | #N/A | 0 | 0 | 0 | 0 | 0 | 0 | 0 | 0.02761% | 1 | 50% | 0% | 0% | 0% | 8.2745 | 0 | 0 | 0 | 8.2745 | #N/A
2007-11-09 08:01 | 11 | 9 | 8 | 313.2921 | 7496 | 28.04 | 46.04 | 1003 | 28.04 | 12.4387 | 0 | Heating | 1.6585 | #N/A | #N/A | #N/A | #N/A | 12.4387 | #N/A | #N/A | 3.1545 | #N/A | 0 | 0 | 0 | 0 | 0 | 0 | 0 | 0.005528% | 1 | 50% | 0% | 0% | 0% | 8.2745 | 0 | 0 | 0 | 8.2745 | #N/A
2007-11-09 09:01 | 11 | 9 | 9 | 313.3338 | 7497 | 37.94 | 44.96 | 1004 | 37.94 | 6.5036 | 0 | Heating | 0.86715 | #N/A | #N/A | #N/A | #N/A | 6.5036 | #N/A | #N/A | 3.6146 | #N/A | 0 | 0 | 0 | 0 | 0 | 0 | 0 | 0.00289% | 1 | 50% | 0% | 0% | 0% | 8.2745 | 0 | 0 | 0 | 8.2745 | #N/A
2007-11-09 10:01 | 11 | 9 | 10 | 313.3754 | 7498 | 42.98 | 44.06 | 1005 | 42.98 | 8.14 | 0 | Heating | 1.0853 | #N/A | #N/A | #N/A | #N/A | 8.14 | #N/A | #N/A | 3.9388 | #N/A | 0 | 0 | 0 | 0 | 0 | 0 | 0 | 0.003618% | 1 | 50% | 0% | 0% | 0% | 8.2745 | 0 | 0 | 0 | 8.2745 | #N/A
2007-11-09 11:01 | 11 | 9 | 11 | 313.4171 | 7499 | 42.98 | 39.92 | 1006 | 42.98 | 12.3918 | 0 | Heating | 1.6522 | #N/A | #N/A | #N/A | #N/A | 12.3918 | #N/A | #N/A | 3.9388 | #N/A | 0 | 0 | 0 | 0 | 0 | 0 | 0 | 0.005507% | 1 | 50% | 0% | 0% | 0% | 8.2745 | 0 | 0 | 0 | 8.2745 | #N/A
2007-11-09 12:01 | 11 | 9 | 12 | 313.4588 | 7500 | 51.98 | 39.92 | 1006 | 51.98 | 12.6005 | 0 | Heating | 1.6801 | #N/A | #N/A | #N/A | #N/A | 12.6005 | #N/A | #N/A | 4.7043 | #N/A | 0 | 0 | 0 | 0 | 0 | 0 | 0 | 0.0056% | 1 | 50% | 0% | 0% | 0% | 8.2745 | 0 | 0 | 0 | 8.2745 | #N/A
2007-11-09 13:01 | 11 | 9 | 13 | 313.5004 | 7501 | 55.94 | 39.92 | 1006 | 55.94 | 11.6964 | 0 | Heating | 1.5595 | #N/A | #N/A | #N/A | #N/A | 11.6964 | #N/A | #N/A | 5.1278 | #N/A | 0 | 0 | 0 | 0 | 0 | 0 | 0 | 0.005198% | 1 | 50% | 0% | 0% | 0% | 8.2745 | 0 | 0 | 0 | 8.2745 | #N/A
2007-11-09 14:01 | 11 | 9 | 14 | 313.5421 | 7502 | 55.94 | 37.94 | 1007 | 55.94 | 10.1644 | 0 | Heating | 1.3553 | #N/A | #N/A | #N/A | #N/A | 10.1644 | #N/A | #N/A | 5.1278 | #N/A | 0 | 0 | 0 | 0 | 0 | 0 | 0 | 0.004518% | 1 | 50% | 0% | 0% | 0% | 8.2745 | 0 | 0 | 0 | 8.2745 | #N/A
2007-11-09 15:01 | 11 | 9 | 15 | 313.5838 | 7503 | 59 | 37.04 | 1007 | 59 | 41.7121 | 0 | Heating | 5.5616 | #N/A | #N/A | #N/A | #N/A | 41.7121 | #N/A | #N/A | 5.4953 | #N/A | 0 | 0 | 0 | 0 | 0 | 0 | 0 | 0.01854% | 1 | 50% | 0% | 0% | 0% | 8.2745 | 0 | 0 | 0 | 8.2745 | #N/A
2007-11-09 16:01 | 11 | 9 | 16 | 313.6254 | 7504 | 57.92 | 37.04 | 1008 | 57.92 | 67.1184 | 0 | Heating | 8.9491 | #N/A | #N/A | #N/A | #N/A | 67.1184 | #N/A | #N/A | 5.3615 | #N/A | 0 | 0 | 0 | 0 | 0 | 0 | 0 | 0.02983% | 1 | 50% | 0% | 0% | 0% | 8.2745 | 0 | 0 | 0 | 8.2745 | #N/A
2007-11-09 17:01 | 11 | 9 | 17 | 313.6671 | 7505 | 57.92 | 35.96 | 1009 | 57.92 | 57.2333 | 0 | Heating | 7.6311 | #N/A | #N/A | #N/A | #N/A | 57.2333 | #N/A | #N/A | 5.3615 | #N/A | 0 | 0 | 0 | 0 | 0 | 0 | 0 | 0.02544% | 1 | 50% | 0% | 0% | 0% | 8.2745 | 0 | 0 | 0 | 8.2745 | #N/A
2007-11-09 18:01 | 11 | 9 | 18 | 313.7088 | 7506 | 46.94 | 35.06 | 1009 | 46.94 | 84.942 | 0 | Heating | 11.3256 | #N/A | #N/A | #N/A | #N/A | 84.942 | #N/A | #N/A | 4.2441 | #N/A | 0 | 0 | 0 | 0 | 0 | 0 | 0 | 0.03775% | 1 | 50% | 0% | 0% | 0% | 8.2745 | 0 | 0 | 0 | 8.2745 | #N/A
2007-11-09 19:01 | 11 | 9 | 19 | 313.7504 | 7507 | 44.96 | 32 | 1010 | 44.96 | 0 | 0 | Cooling | 0 | #N/A | #N/A | #N/A | #N/A | 0 | 0 | 0 | 0 | 0 | 0 | #N/A | #N/A | 88 | 88 | 0 | #N/A | 0% | 1 | 50% | 0% | 0% | 0% | 8.2745 | 0 | 0 | 0 | 8.2745 | #N/A
2007-11-09 20:01 | 11 | 9 | 20 | 313.7921 | 7508 | 44.96 | 28.94 | 1010 | 44.96 | 0 | 0 | Cooling | 0 | #N/A | #N/A | #N/A | #N/A | 0 | 0 | 0 | 0 | 0 | 0 | #N/A | #N/A | 88 | 88 | 0 | #N/A | 0% | 1 | 50% | 0% | 0% | 0% | 8.2745 | 0 | 0 | 0 | 8.2745 | #N/A
2007-11-09 21:01 | 11 | 9 | 21 | 313.8338 | 7509 | 41 | 30.02 | 1010 | 41 | 0 | 0 | Cooling | 0 | #N/A | #N/A | #N/A | #N/A | 0 | 0 | 0 | 0 | 0 | 0 | #N/A | #N/A | 88 | 88 | 0 | #N/A | 0% | 1 | 50% | 0% | 0% | 0% | 8.2745 | 0 | 0 | 0 | 8.2745 | #N/A
2007-11-09 22:01 | 11 | 9 | 22 | 313.8754 | 7510 | 41 | 30.02 | 1011 | 41 | 0 | 0 | Cooling | 0 | #N/A | #N/A | #N/A | #N/A | 0 | 0 | 0 | 0 | 0 | 0 | #N/A | #N/A | 88 | 88 | 0 | #N/A | 0% | 1 | 50% | 0% | 0% | 0% | 8.2745 | 0 | 0 | 0 | 8.2745 | #N/A
2007-11-09 23:01 | 11 | 9 | 23 | 313.9171 | 7511 | 41 | 26.96 | 1011 | 41 | 0.10518 | 0 | Heating | 0.014023 | #N/A | #N/A | #N/A | #N/A | 0.10518 | #N/A | #N/A | 3.8033 | #N/A | 0 | 0 | 0 | 0 | 0 | 0 | 0 | 4.674e-05% | 1 | 50% | 0% | 0% | 0% | 8.2745 | 0 | 0 | 0 | 8.2745 | #N/A
2007-11-10 00:01 | 11 | 10 | 0 | 313.9588 | 7512 | 39.92 | 26.06 | 1011 | 39.92 | 4.1611 | 0 | Heating | 0.55481 | #N/A | #N/A | #N/A | #N/A | 4.1611 | #N/A | #N/A | 3.7339 | #N/A | 0 | 0 | 0 | 0 | 0 | 0 | 0 | 0.001849% | 1 | 50% | 0% | 0% | 0% | 8.2745 | 0 | 0 | 0 | 8.2745 | #N/A
2007-11-10 01:01 | 11 | 10 | 1 | 314.0004 | 7513 | 39.92 | 26.06 | 1011 | 39.92 | 6.672 | 0 | Heating | 0.8896 | #N/A | #N/A | #N/A | #N/A | 6.672 | #N/A | #N/A | 3.7339 | #N/A | 0 | 0 | 0 | 0 | 0 | 0 | 0 | 0.002965% | 1 | 50% | 0% | 0% | 0% | 8.2745 | 0 | 0 | 0 | 8.2745 | #N/A
2007-11-10 02:01 | 11 | 10 | 2 | 314.0421 | 7514 | 39.92 | 24.98 | 1011 | 39.92 | 10.1166 | 0 | Heating | 1.3489 | #N/A | #N/A | #N/A | #N/A | 10.1166 | #N/A | #N/A | 3.7339 | #N/A | 0 | 0 | 0 | 0 | 0 | 0 | 0 | 0.004496% | 1 | 50% | 0% | 0% | 0% | 8.2745 | 0 | 0 | 0 | 8.2745 | #N/A
2007-11-10 03:01 | 11 | 10 | 3 | 314.0838 | 7515 | 42.98 | 26.06 | 1011 | 42.98 | 12.6919 | 0 | Heating | 1.6923 | #N/A | #N/A | #N/A | #N/A | 12.6919 | #N/A | #N/A | 3.9388 | #N/A | 0 | 0 | 0 | 0 | 0 | 0 | 0 | 0.005641% | 1 | 50% | 0% | 0% | 0% | 8.2745 | 0 | 0 | 0 | 8.2745 | #N/A
2007-11-10 04:01 | 11 | 10 | 4 | 314.1254 | 7516 | 44.06 | 24.08 | 1012 | 44.06 | 14.2202 | 0 | Heating | 1.896 | #N/A | #N/A | #N/A | #N/A | 14.2202 | #N/A | #N/A | 4.0174 | #N/A | 0 | 0 | 0 | 0 | 0 | 0 | 0 | 0.00632% | 1 | 50% | 0% | 0% | 0% | 8.2745 | 0 | 0 | 0 | 8.2745 | #N/A
2007-11-10 05:01 | 11 | 10 | 5 | 314.1671 | 7517 | 44.06 | 21.92 | 1013 | 44.06 | 20.7898 | 0 | Heating | 2.772 | #N/A | #N/A | #N/A | #N/A | 20.7898 | #N/A | #N/A | 4.0174 | #N/A | 0 | 0 | 0 | 0 | 0 | 0 | 0 | 0.00924% | 1 | 50% | 0% | 0% | 0% | 8.2745 | 0 | 0 | 0 | 8.2745 | #N/A
2007-11-10 06:01 | 11 | 10 | 6 | 314.2088 | 7518 | 42.98 | 21.02 | 1013 | 42.98 | 35.3165 | 0 | Heating | 4.7089 | #N/A | #N/A | #N/A | #N/A | 35.3165 | #N/A | #N/A | 3.9388 | #N/A | 0 | 0 | 0 | 0 | 0 | 0 | 0 | 0.0157% | 1 | 50% | 0% | 0% | 0% | 8.2745 | 0 | 0 | 0 | 8.2745 | #N/A
2007-11-10 07:01 | 11 | 10 | 7 | 314.2504 | 7519 | 42.98 | 19.94 | 1013 | 42.98 | 28.2044 | 0 | Heating | 3.7606 | #N/A | #N/A | #N/A | #N/A | 28.2044 | #N/A | #N/A | 3.9388 | #N/A | 0 | 0 | 0 | 0 | 0 | 0 | 0 | 0.01254% | 1 | 50% | 0% | 0% | 0% | 8.2745 | 0 | 0 | 0 | 8.2745 | #N/A
2007-11-10 08:01 | 11 | 10 | 8 | 314.2921 | 7520 | 42.98 | 19.94 | 1014 | 42.98 | 23.2359 | 0 | Heating | 3.0981 | #N/A | #N/A | #N/A | #N/A | 23.2359 | #N/A | #N/A | 3.9388 | #N/A | 0 | 0 | 0 | 0 | 0 | 0 | 0 | 0.01033% | 1 | 50% | 0% | 0% | 0% | 8.2745 | 0 | 0 | 0 | 8.2745 | #N/A
2007-11-10 09:01 | 11 | 10 | 9 | 314.3338 | 7521 | 46.04 | 17.96 | 1013 | 46.04 | 26.7489 | 0 | Heating | 3.5665 | #N/A | #N/A | #N/A | #N/A | 26.7489 | #N/A | #N/A | 4.1705 | #N/A | 0 | 0 | 0 | 0 | 0 | 0 | 0 | 0.01189% | 1 | 50% | 0% | 0% | 0% | 8.2745 | 0 | 0 | 0 | 8.2745 | #N/A
2007-11-10 10:01 | 11 | 10 | 10 | 314.3754 | 7522 | 48.02 | 15.08 | 1013 | 48.02 | 46.5908 | 0 | Heating | 6.2121 | #N/A | #N/A | #N/A | #N/A | 46.5908 | #N/A | #N/A | 4.3357 | #N/A | 0 | 0 | 0 | 0 | 0 | 0 | 0 | 0.02071% | 1 | 50% | 0% | 0% | 0% | 8.2745 | 0 | 0 | 0 | 8.2745 | #N/A
2007-11-10 11:01 | 11 | 10 | 11 | 314.4171 | 7523 | 48.02 | 17.06 | 1013 | 48.02 | 75.037 | 0 | Heating | 10.0049 | #N/A | #N/A | #N/A | #N/A | 75.037 | #N/A | #N/A | 4.3357 | #N/A | 0 | 0 | 0 | 0 | 0 | 0 | 0 | 0.03335% | 1 | 50% | 0% | 0% | 0% | 8.2745 | 0 | 0 | 0 | 8.2745 | #N/A
2007-11-10 12:01 | 11 | 10 | 12 | 314.4588 | 7524 | 50 | 14 | 1013 | 50 | 76.4328 | 0 | Heating | 10.191 | #N/A | #N/A | #N/A | #N/A | 76.4328 | #N/A | #N/A | 4.5134 | #N/A | 0 | 0 | 0 | 0 | 0 | 0 | 0 | 0.03397% | 1 | 50% | 0% | 0% | 0% | 8.2745 | 0 | 0 | 0 | 8.2745 | #N/A
2007-11-10 13:01 | 11 | 10 | 13 | 314.5004 | 7525 | 50 | 14 | 1013 | 50 | 82.1972 | 0 | Heating | 10.9596 | #N/A | #N/A | #N/A | #N/A | 82.1972 | #N/A | #N/A | 4.5134 | #N/A | 0 | 0 | 0 | 0 | 0 | 0 | 0 | 0.03653% | 1 | 50% | 0% | 0% | 0% | 8.2745 | 0 | 0 | 0 | 8.2745 | #N/A
2007-11-10 14:01 | 11 | 10 | 14 | 314.5421 | 7526 | 50 | 14 | 1012 | 50 | 84.9797 | 0 | Heating | 11.3306 | #N/A | #N/A | #N/A | #N/A | 84.9797 | #N/A | #N/A | 4.5134 | #N/A | 0 | 0 | 0 | 0 | 0 | 0 | 0 | 0.03777% | 1 | 50% | 0% | 0% | 0% | 8.2745 | 0 | 0 | 0 | 8.2745 | #N/A
2007-11-10 15:01 | 11 | 10 | 15 | 314.5838 | 7527 | 48.02 | 14 | 1012 | 48.02 | 98.4465 | 0 | Heating | 13.1262 | #N/A | #N/A | #N/A | #N/A | 98.4465 | #N/A | #N/A | 4.3357 | #N/A | 0 | 0 | 0 | 0 | 0 | 0 | 0 | 0.04375% | 1 | 50% | 0% | 0% | 0% | 8.2745 | 0 | 0 | 0 | 8.2745 | #N/A
2007-11-10 16:01 | 11 | 10 | 16 | 314.6254 | 7528 | 46.94 | 14 | 1012 | 46.94 | 133.5249 | 0 | Heating | 17.8033 | #N/A | #N/A | #N/A | #N/A | 133.5249 | #N/A | #N/A | 4.2441 | #N/A | 0 | 0 | 0 | 0 | 0 | 0 | 0 | 0.05934% | 1 | 50% | 0% | 0% | 0% | 8.2745 | 0 | 0 | 0 | 8.2745 | #N/A
2007-11-10 17:01 | 11 | 10 | 17 | 314.6671 | 7529 | 44.96 | 14 | 1011 | 44.96 | 130.7722 | 0 | Heating | 17.4363 | #N/A | #N/A | #N/A | #N/A | 130.7722 | #N/A | #N/A | 4.0856 | #N/A | 0 | 0 | 0 | 0 | 0 | 0 | 0 | 0.05812% | 1 | 50% | 0% | 0% | 0% | 8.2745 | 0 | 0 | 0 | 8.2745 | #N/A
2007-11-10 18:01 | 11 | 10 | 18 | 314.7088 | 7530 | 44.06 | 15.08 | 1011 | 44.06 | 132.5851 | 0 | Heating | 17.678 | #N/A | #N/A | #N/A | #N/A | 132.5851 | #N/A | #N/A | 4.0174 | #N/A | 0 | 0 | 0 | 0 | 0 | 0 | 0 | 0.05893% | 1 | 50% | 0% | 0% | 0% | 8.2745 | 0 | 0 | 0 | 8.2745 | #N/A
2007-11-10 19:01 | 11 | 10 | 19 | 314.7504 | 7531 | 44.06 | 15.98 | 1012 | 44.06 | 144.3531 | 0 | Heating | 19.2471 | #N/A | #N/A | #N/A | #N/A | 144.3531 | #N/A | #N/A | 4.0174 | #N/A | 0 | 0 | 0 | 0 | 0 | 0 | 0 | 0.06416% | 1 | 50% | 0% | 0% | 0% | 8.2745 | 0 | 0 | 0 | 8.2745 | #N/A
2007-11-10 20:01 | 11 | 10 | 20 | 314.7921 | 7532 | 44.06 | 14 | 1012 | 44.06 | 176.1808 | 0 | Heating | 23.4908 | #N/A | #N/A | #N/A | #N/A | 176.1808 | #N/A | #N/A | 4.0174 | #N/A | 0 | 0 | 0 | 0 | 0 | 0 | 0 | 0.0783% | 1 | 50% | 0% | 0% | 0% | 8.2745 | 0 | 0 | 0 | 8.2745 | #N/A
2007-11-10 21:01 | 11 | 10 | 21 | 314.8338 | 7533 | 42.98 | 17.96 | 1011 | 42.98 | 186.8046 | 0 | Heating | 24.9073 | #N/A | #N/A | #N/A | #N/A | 186.8046 | #N/A | #N/A | 3.9388 | #N/A | 0 | 0 | 0 | 0 | 0 | 0 | 0 | 0.08302% | 1 | 50% | 0% | 0% | 0% | 8.2745 | 0 | 0 | 0 | 8.2745 | #N/A
2007-11-10 22:01 | 11 | 10 | 22 | 314.8754 | 7534 | 42.08 | 17.96 | 1011 | 42.08 | 211.0266 | 0 | Heating | 28.1369 | #N/A | #N/A | #N/A | #N/A | 211.0266 | #N/A | #N/A | 3.8759 | #N/A | 0 | 0 | 0 | 0 | 0 | 0 | 0 | 0.09379% | 1 | 50% | 0% | 0% | 0% | 8.2745 | 0 | 0 | 0 | 8.2745 | #N/A
2007-11-10 23:01 | 11 | 10 | 23 | 314.9171 | 7535 | 42.08 | 17.06 | 1010 | 42.08 | 236.3331 | 0 | Heating | 31.5111 | #N/A | #N/A | #N/A | #N/A | 236.3331 | #N/A | #N/A | 3.8759 | #N/A | 0 | 0 | 0 | 0 | 0 | 0 | 0 | 0.105% | 1 | 50% | 0% | 0% | 0% | 8.2745 | 0 | 0 | 0 | 8.2745 | #N/A
2007-11-11 00:01 | 11 | 11 | 0 | 314.9588 | 7536 | 39.92 | 17.06 | 1010 | 39.92 | 260.2159 | 0 | Heating | 34.6955 | #N/A | #N/A | #N/A | #N/A | 260.2159 | #N/A | #N/A | 3.7339 | #N/A | 0 | 0 | 0 | 0 | 0 | 0 | 0 | 0.1157% | 1 | 50% | 0% | 0% | 0% | 8.2745 | 0 | 0 | 0 | 8.2745 | #N/A
2007-11-11 01:01 | 11 | 11 | 1 | 315.0004 | 7537 | 39.02 | 17.96 | 1009 | 39.02 | 257.5465 | 0 | Heating | 34.3395 | #N/A | #N/A | #N/A | #N/A | 257.5465 | #N/A | #N/A | 3.6785 | #N/A | 0 | 0 | 0 | 0 | 0 | 0 | 0 | 0.1145% | 1 | 50% | 0% | 0% | 0% | 8.2745 | 0 | 0 | 0 | 8.2745 | #N/A
2007-11-11 02:01 | 11 | 11 | 2 | 315.0421 | 7538 | 39.02 | 17.96 | 1009 | 39.02 | 266.187 | 0 | Heating | 35.4916 | #N/A | #N/A | #N/A | #N/A | 266.187 | #N/A | #N/A | 3.6785 | #N/A | 0 | 0 | 0 | 0 | 0 | 0 | 0 | 0.1183% | 1 | 50% | 0% | 0% | 0% | 8.2745 | 0 | 0 | 0 | 8.2745 | #N/A
2007-11-11 03:01 | 11 | 11 | 3 | 315.0838 | 7539 | 33.98 | 17.96 | 1009 | 33.98 | 273.5248 | 0 | Heating | 36.47 | #N/A | #N/A | #N/A | #N/A | 273.5248 | #N/A | #N/A | 3.405 | #N/A | 0 | 0 | 0 | 0 | 0 | 0 | 0 | 0.1216% | 1 | 50% | 0% | 0% | 0% | 8.2745 | 0 | 0 | 0 | 8.2745 | #N/A
2007-11-11 04:01 | 11 | 11 | 4 | 315.1254 | 7540 | 33.08 | 17.96 | 1008 | 33.08 | 280.3045 | 0 | Heating | 37.3739 | #N/A | #N/A | #N/A | #N/A | 280.3045 | #N/A | #N/A | 3.3624 | #N/A | 0 | 0 | 0 | 0 | 0 | 0 | 0 | 0.1246% | 1 | 50% | 0% | 0% | 0% | 8.2745 | 0 | 0 | 0 | 8.2745 | #N/A
2007-11-11 05:01 | 11 | 11 | 5 | 315.1671 | 7541 | 33.08 | 17.06 | 1008 | 33.08 | 273.6637 | 0 | Heating | 36.4885 | #N/A | #N/A | #N/A | #N/A | 273.6637 | #N/A | #N/A | 3.3624 | #N/A | 0 | 0 | 0 | 0 | 0 | 0 | 0 | 0.1216% | 1 | 50% | 0% | 0% | 0% | 8.2745 | 0 | 0 | 0 | 8.2745 | #N/A
2007-11-11 06:01 | 11 | 11 | 6 | 315.2088 | 7542 | 30.92 | 17.06 | 1007 | 30.92 | 254.087 | 0 | Heating | 33.8783 | #N/A | #N/A | #N/A | #N/A | 254.087 | #N/A | #N/A | 3.2671 | #N/A | 0 | 0 | 0 | 0 | 0 | 0 | 0 | 0.1129% | 1 | 50% | 0% | 0% | 0% | 8.2745 | 0 | 0 | 0 | 8.2745 | #N/A
2007-11-11 07:01 | 11 | 11 | 7 | 315.2504 | 7543 | 30.92 | 17.06 | 1007 | 30.92 | 789.7448 | 0 | Heating | 105.2993 | #N/A | #N/A | #N/A | #N/A | 789.7448 | #N/A | #N/A | 3.2671 | #N/A | 0 | 0 | 0 | 0 | 0 | 0 | 0 | 0.351% | 1 | 50% | 0% | 0% | 0% | 8.2745 | 0 | 0 | 0 | 8.2745 | #N/A
2007-11-11 08:01 | 11 | 11 | 8 | 315.2921 | 7544 | 30.92 | 17.06 | 1008 | 30.92 | 546.0615 | 0 | Heating | 72.8082 | #N/A | #N/A | #N/A | #N/A | 546.0615 | #N/A | #N/A | 3.2671 | #N/A | 0 | 0 | 0 | 0 | 0 | 0 | 0 | 0.2427% | 1 | 50% | 0% | 0% | 0% | 8.2745 | 0 | 0 | 0 | 8.2745 | #N/A
2007-11-11 09:01 | 11 | 11 | 9 | 315.3338 | 7545 | 39.02 | 17.96 | 1007 | 39.02 | 313.6098 | 0 | Heating | 41.8146 | #N/A | #N/A | #N/A | #N/A | 313.6098 | #N/A | #N/A | 3.6785 | #N/A | 0 | 0 | 0 | 0 | 0 | 0 | 0 | 0.1394% | 1 | 50% | 0% | 0% | 0% | 8.2745 | 0 | 0 | 0 | 8.2745 | #N/A
2007-11-11 10:01 | 11 | 11 | 10 | 315.3754 | 7546 | 42.08 | 17.96 | 1007 | 42.08 | 278.1022 | 0 | Heating | 37.0803 | #N/A | #N/A | #N/A | #N/A | 278.1022 | #N/A | #N/A | 3.8759 | #N/A | 0 | 0 | 0 | 0 | 0 | 0 | 0 | 0.1236% | 1 | 50% | 0% | 0% | 0% | 8.2745 | 0 | 0 | 0 | 8.2745 | #N/A
2007-11-11 11:01 | 11 | 11 | 11 | 315.4171 | 7547 | 42.08 | 17.96 | 1007 | 42.08 | 271.0725 | 0 | Heating | 36.143 | #N/A | #N/A | #N/A | #N/A | 271.0725 | #N/A | #N/A | 3.8759 | #N/A | 0 | 0 | 0 | 0 | 0 | 0 | 0 | 0.1205% | 1 | 50% | 0% | 0% | 0% | 8.2745 | 0 | 0 | 0 | 8.2745 | #N/A
2007-11-11 12:01 | 11 | 11 | 12 | 315.4588 | 7548 | 44.96 | 17.96 | 1005 | 44.96 | 233.0263 | 0 | Heating | 31.0702 | #N/A | #N/A | #N/A | #N/A | 233.0263 | #N/A | #N/A | 4.0856 | #N/A | 0 | 0 | 0 | 0 | 0 | 0 | 0 | 0.1036% | 1 | 50% | 0% | 0% | 0% | 8.2745 | 0 | 0 | 0 | 8.2745 | #N/A
2007-11-11 13:01 | 11 | 11 | 13 | 315.5004 | 7549 | 48.92 | 17.96 | 1004 | 48.92 | 254.7897 | 0 | Heating | 33.972 | #N/A | #N/A | #N/A | #N/A | 254.7897 | #N/A | #N/A | 4.4149 | #N/A | 0 | 0 | 0 | 0 | 0 | 0 | 0 | 0.1132% | 1 | 50% | 0% | 0% | 0% | 8.2745 | 0 | 0 | 0 | 8.2745 | #N/A
2007-11-11 14:01 | 11 | 11 | 14 | 315.5421 | 7550 | 48.92 | 17.96 | 1003 | 48.92 | 150.1032 | 0 | Heating | 20.0138 | #N/A | #N/A | #N/A | #N/A | 150.1032 | #N/A | #N/A | 4.4149 | #N/A | 0 | 0 | 0 | 0 | 0 | 0 | 0 | 0.06671% | 1 | 50% | 0% | 0% | 0% | 8.2745 | 0 | 0 | 0 | 8.2745 | #N/A
2007-11-11 15:01 | 11 | 11 | 15 | 315.5838 | 7551 | 48.02 | 17.96 | 1003 | 48.02 | 105.3871 | 0 | Heating | 14.0516 | #N/A | #N/A | #N/A | #N/A | 105.3871 | #N/A | #N/A | 4.3357 | #N/A | 0 | 0 | 0 | 0 | 0 | 0 | 0 | 0.04684% | 1 | 50% | 0% | 0% | 0% | 8.2745 | 0 | 0 | 0 | 8.2745 | #N/A
2007-11-11 16:01 | 11 | 11 | 16 | 315.6254 | 7552 | 48.02 | 19.04 | 1002 | 48.02 | 122.5149 | 0 | Heating | 16.3353 | #N/A | #N/A | #N/A | #N/A | 122.5149 | #N/A | #N/A | 4.3357 | #N/A | 0 | 0 | 0 | 0 | 0 | 0 | 0 | 0.05445% | 1 | 50% | 0% | 0% | 0% | 8.2745 | 0 | 0 | 0 | 8.2745 | #N/A
2007-11-11 17:01 | 11 | 11 | 17 | 315.6671 | 7553 | 48.02 | 19.04 | 1002 | 48.02 | 126.3714 | 0 | Heating | 16.8495 | #N/A | #N/A | #N/A | #N/A | 126.3714 | #N/A | #N/A | 4.3357 | #N/A | 0 | 0 | 0 | 0 | 0 | 0 | 0 | 0.05617% | 1 | 50% | 0% | 0% | 0% | 8.2745 | 0 | 0 | 0 | 8.2745 | #N/A
2007-11-11 18:01 | 11 | 11 | 18 | 315.7088 | 7554 | 44.96 | 19.04 | 1002 | 44.96 | 180.9593 | 0 | Heating | 24.1279 | #N/A | #N/A | #N/A | #N/A | 180.9593 | #N/A | #N/A | 4.0856 | #N/A | 0 | 0 | 0 | 0 | 0 | 0 | 0 | 0.08043% | 1 | 50% | 0% | 0% | 0% | 8.2745 | 0 | 0 | 0 | 8.2745 | #N/A
2007-11-11 19:01 | 11 | 11 | 19 | 315.7504 | 7555 | 44.06 | 19.04 | 1001 | 44.06 | 260.5718 | 0 | Heating | 34.7429 | #N/A | #N/A | #N/A | #N/A | 260.5718 | #N/A | #N/A | 4.0174 | #N/A | 0 | 0 | 0 | 0 | 0 | 0 | 0 | 0.1158% | 1 | 50% | 0% | 0% | 0% | 8.2745 | 0 | 0 | 0 | 8.2745 | #N/A
2007-11-11 20:01 | 11 | 11 | 20 | 315.7921 | 7556 | 44.06 | 17.06 | 1002 | 44.06 | 284.6732 | 0 | Heating | 37.9564 | #N/A | #N/A | #N/A | #N/A | 284.6732 | #N/A | #N/A | 4.0174 | #N/A | 0 | 0 | 0 | 0 | 0 | 0 | 0 | 0.1265% | 1 | 50% | 0% | 0% | 0% | 8.2745 | 0 | 0 | 0 | 8.2745 | #N/A
2007-11-11 21:01 | 11 | 11 | 21 | 315.8338 | 7557 | 42.08 | 19.04 | 1001 | 42.08 | 338.397 | 0 | Heating | 45.1196 | #N/A | #N/A | #N/A | #N/A | 338.397 | #N/A | #N/A | 3.8759 | #N/A | 0 | 0 | 0 | 0 | 0 | 0 | 0 | 0.1504% | 1 | 50% | 0% | 0% | 0% | 8.2745 | 0 | 0 | 0 | 8.2745 | #N/A
2007-11-11 22:01 | 11 | 11 | 22 | 315.8754 | 7558 | 42.08 | 19.04 | 1001 | 42.08 | 391.2426 | 0 | Heating | 52.1657 | #N/A | #N/A | #N/A | #N/A | 391.2426 | #N/A | #N/A | 3.8759 | #N/A | 0 | 0 | 0 | 0 | 0 | 0 | 0 | 0.1739% | 1 | 50% | 0% | 0% | 0% | 8.2745 | 0 | 0 | 0 | 8.2745 | #N/A
2007-11-11 23:01 | 11 | 11 | 23 | 315.9171 | 7559 | 42.08 | 17.96 | 1001 | 42.08 | 35.9046 | 0 | Heating | 4.7873 | #N/A | #N/A | #N/A | #N/A | 35.9046 | #N/A | #N/A | 3.8759 | #N/A | 0 | 0 | 0 | 0 | 0 | 0 | 0 | 0.01596% | 1 | 50% | 0% | 0% | 0% | 8.2745 | 0 | 0 | 0 | 8.2745 | #N/A
2007-11-12 00:01 | 11 | 12 | 0 | 315.9588 | 7560 | 44.96 | 17.96 | 1000 | 44.96 | 144.4772 | 0 | Heating | 19.2636 | #N/A | #N/A | #N/A | #N/A | 144.4772 | #N/A | #N/A | 4.0856 | #N/A | 0 | 0 | 0 | 0 | 0 | 0 | 0 | 0.06421% | 1 | 50% | 0% | 0% | 0% | 8.2745 | 0 | 0 | 0 | 8.2745 | #N/A
2007-11-12 01:01 | 11 | 12 | 1 | 316.0004 | 7561 | 44.96 | 17.06 | 999 | 44.96 | 204.9129 | 0 | Heating | 27.3217 | #N/A | #N/A | #N/A | #N/A | 204.9129 | #N/A | #N/A | 4.0856 | #N/A | 0 | 0 | 0 | 0 | 0 | 0 | 0 | 0.09107% | 1 | 50% | 0% | 0% | 0% | 8.2745 | 0 | 0 | 0 | 8.2745 | #N/A
2007-11-12 02:01 | 11 | 12 | 2 | 316.0421 | 7562 | 44.96 | 17.96 | 998 | 44.96 | 237.1208 | 0 | Heating | 31.6161 | #N/A | #N/A | #N/A | #N/A | 237.1208 | #N/A | #N/A | 4.0856 | #N/A | 0 | 0 | 0 | 0 | 0 | 0 | 0 | 0.1054% | 1 | 50% | 0% | 0% | 0% | 8.2745 | 0 | 0 | 0 | 8.2745 | #N/A
2007-11-12 03:01 | 11 | 12 | 3 | 316.0838 | 7563 | 39.92 | 17.96 | 998 | 39.92 | 257.0683 | 0 | Heating | 34.2758 | #N/A | #N/A | #N/A | #N/A | 257.0683 | #N/A | #N/A | 3.7339 | #N/A | 0 | 0 | 0 | 0 | 0 | 0 | 0 | 0.1143% | 1 | 50% | 0% | 0% | 0% | 8.2745 | 0 | 0 | 0 | 8.2745 | #N/A
2007-11-12 04:01 | 11 | 12 | 4 | 316.1254 | 7564 | 46.04 | 21.92 | 996 | 46.04 | 241.9464 | 0 | Heating | 32.2595 | #N/A | #N/A | #N/A | #N/A | 241.9464 | #N/A | #N/A | 4.1705 | #N/A | 0 | 0 | 0 | 0 | 0 | 0 | 0 | 0.1075% | 1 | 50% | 0% | 0% | 0% | 8.2745 | 0 | 0 | 0 | 8.2745 | #N/A
2007-11-12 05:01 | 11 | 12 | 5 | 316.1671 | 7565 | 46.04 | 24.08 | 996 | 46.04 | 196.281 | 0 | Heating | 26.1708 | #N/A | #N/A | #N/A | #N/A | 196.281 | #N/A | #N/A | 4.1705 | #N/A | 0 | 0 | 0 | 0 | 0 | 0 | 0 | 0.08724% | 1 | 50% | 0% | 0% | 0% | 8.2745 | 0 | 0 | 0 | 8.2745 | #N/A
2007-11-12 06:01 | 11 | 12 | 6 | 316.2088 | 7566 | 53.96 | 24.98 | 995 | 53.96 | 147.4552 | 0 | Heating | 19.6607 | #N/A | #N/A | #N/A | #N/A | 147.4552 | #N/A | #N/A | 4.9089 | #N/A | 0 | 0 | 0 | 0 | 0 | 0 | 0 | 0.06554% | 1 | 50% | 0% | 0% | 0% | 8.2745 | 0 | 0 | 0 | 8.2745 | #N/A
2007-11-12 07:01 | 11 | 12 | 7 | 316.2504 | 7567 | 51.98 | 26.96 | 995 | 51.98 | 668.0049 | 0 | Heating | 89.0673 | #N/A | #N/A | #N/A | #N/A | 668.0049 | #N/A | #N/A | 4.7043 | #N/A | 0 | 0 | 0 | 0 | 0 | 0 | 0 | 0.2969% | 1 | 50% | 0% | 0% | 0% | 8.2745 | 0 | 0 | 0 | 8.2745 | #N/A
2007-11-12 08:01 | 11 | 12 | 8 | 316.2921 | 7568 | 51.98 | 28.04 | 996 | 51.98 | 418.3038 | 0 | Heating | 55.7738 | #N/A | #N/A | #N/A | #N/A | 418.3038 | #N/A | #N/A | 4.7043 | #N/A | 0 | 0 | 0 | 0 | 0 | 0 | 0 | 0.1859% | 1 | 50% | 0% | 0% | 0% | 8.2745 | 0 | 0 | 0 | 8.2745 | #N/A
2007-11-12 09:01 | 11 | 12 | 9 | 316.3338 | 7569 | 51.98 | 28.94 | 995 | 51.98 | 197.3831 | 0 | Heating | 26.3177 | #N/A | #N/A | #N/A | #N/A | 197.3831 | #N/A | #N/A | 4.7043 | #N/A | 0 | 0 | 0 | 0 | 0 | 0 | 0 | 0.08773% | 1 | 50% | 0% | 0% | 0% | 8.2745 | 0 | 0 | 0 | 8.2745 | #N/A
2007-11-12 10:01 | 11 | 12 | 10 | 316.3754 | 7570 | 51.08 | 30.92 | 995 | 51.08 | 172.0713 | 0 | Heating | 22.9428 | #N/A | #N/A | #N/A | #N/A | 172.0713 | #N/A | #N/A | 4.6159 | #N/A | 0 | 0 | 0 | 0 | 0 | 0 | 0 | 0.07648% | 1 | 50% | 0% | 0% | 0% | 8.2745 | 0 | 0 | 0 | 8.2745 | #N/A
2007-11-12 11:01 | 11 | 12 | 11 | 316.4171 | 7571 | 51.08 | 33.08 | 995 | 51.08 | 184.7914 | 0 | Heating | 24.6389 | #N/A | #N/A | #N/A | #N/A | 184.7914 | #N/A | #N/A | 4.6159 | #N/A | 0 | 0 | 0 | 0 | 0 | 0 | 0 | 0.08213% | 1 | 50% | 0% | 0% | 0% | 8.2745 | 0 | 0 | 0 | 8.2745 | #N/A
2007-11-12 12:01 | 11 | 12 | 12 | 316.4588 | 7572 | 48.92 | 33.98 | 995 | 48.92 | 152.0553 | 0 | Heating | 20.274 | #N/A | #N/A | #N/A | #N/A | 152.0553 | #N/A | #N/A | 4.4149 | #N/A | 0 | 0 | 0 | 0 | 0 | 0 | 0 | 0.06758% | 1 | 50% | 0% | 0% | 0% | 8.2745 | 0 | 0 | 0 | 8.2745 | #N/A
2007-11-12 13:01 | 11 | 12 | 13 | 316.5004 | 7573 | 44.96 | 35.96 | 994 | 44.96 | 174.2214 | 0 | Heating | 23.2295 | #N/A | #N/A | #N/A | #N/A | 174.2214 | #N/A | #N/A | 4.0856 | #N/A | 0 | 0 | 0 | 0 | 0 | 0 | 0 | 0.07743% | 1 | 50% | 0% | 0% | 0% | 8.2745 | 0 | 0 | 0 | 8.2745 | #N/A
2007-11-12 14:01 | 11 | 12 | 14 | 316.5421 | 7574 | 44.96 | 35.96 | 994 | 44.96 | 101.8685 | 0 | Heating | 13.5825 | #N/A | #N/A | #N/A | #N/A | 101.8685 | #N/A | #N/A | 4.0856 | #N/A | 0 | 0 | 0 | 0 | 0 | 0 | 0 | 0.04527% | 1 | 50% | 0% | 0% | 0% | 8.2745 | 0 | 0 | 0 | 8.2745 | #N/A
2007-11-12 15:01 | 11 | 12 | 15 | 316.5838 | 7575 | 44.96 | 35.96 | 994 | 44.96 | 89.1345 | 0 | Heating | 11.8846 | #N/A | #N/A | #N/A | #N/A | 89.1345 | #N/A | #N/A | 4.0856 | #N/A | 0 | 0 | 0 | 0 | 0 | 0 | 0 | 0.03962% | 1 | 50% | 0% | 0% | 0% | 8.2745 | 0 | 0 | 0 | 8.2745 | #N/A
2007-11-12 16:01 | 11 | 12 | 16 | 316.6254 | 7576 | 42.98 | 35.96 | 995 | 42.98 | 82.8808 | 0 | Heating | 11.0508 | #N/A | #N/A | #N/A | #N/A | 82.8808 | #N/A | #N/A | 3.9388 | #N/A | 0 | 0 | 0 | 0 | 0 | 0 | 0 | 0.03684% | 1 | 50% | 0% | 0% | 0% | 8.2745 | 0 | 0 | 0 | 8.2745 | #N/A
2007-11-12 17:01 | 11 | 12 | 17 | 316.6671 | 7577 | 42.98 | 35.96 | 994 | 42.98 | 46.8741 | 0 | Heating | 6.2499 | #N/A | #N/A | #N/A | #N/A | 46.8741 | #N/A | #N/A | 3.9388 | #N/A | 0 | 0 | 0 | 0 | 0 | 0 | 0 | 0.02083% | 1 | 50% | 0% | 0% | 0% | 8.2745 | 0 | 0 | 0 | 8.2745 | #N/A
2007-11-12 18:01 | 11 | 12 | 18 | 316.7088 | 7578 | 41 | 37.04 | 995 | 41 | 60.7728 | 0 | Heating | 8.103 | #N/A | #N/A | #N/A | #N/A | 60.7728 | #N/A | #N/A | 3.8033 | #N/A | 0 | 0 | 0 | 0 | 0 | 0 | 0 | 0.02701% | 1 | 50% | 0% | 0% | 0% | 8.2745 | 0 | 0 | 0 | 8.2745 | #N/A
2007-11-12 19:01 | 11 | 12 | 19 | 316.7504 | 7579 | 39.02 | 37.04 | 996 | 39.02 | 105.0882 | 0 | Heating | 14.0118 | #N/A | #N/A | #N/A | #N/A | 105.0882 | #N/A | #N/A | 3.6785 | #N/A | 0 | 0 | 0 | 0 | 0 | 0 | 0 | 0.04671% | 1 | 50% | 0% | 0% | 0% | 8.2745 | 0 | 0 | 0 | 8.2745 | #N/A
2007-11-12 20:01 | 11 | 12 | 20 | 316.7921 | 7580 | 39.02 | 37.04 | 996 | 39.02 | 123.1919 | 0 | Heating | 16.4256 | #N/A | #N/A | #N/A | #N/A | 123.1919 | #N/A | #N/A | 3.6785 | #N/A | 0 | 0 | 0 | 0 | 0 | 0 | 0 | 0.05475% | 1 | 50% | 0% | 0% | 0% | 8.2745 | 0 | 0 | 0 | 8.2745 | #N/A
2007-11-12 21:01 | 11 | 12 | 21 | 316.8338 | 7581 | 37.04 | 37.94 | 996 | 37.04 | 164.0068 | 0 | Heating | 21.8676 | #N/A | #N/A | #N/A | #N/A | 164.0068 | #N/A | #N/A | 3.5637 | #N/A | 0 | 0 | 0 | 0 | 0 | 0 | 0 | 0.07289% | 1 | 50% | 0% | 0% | 0% | 8.2745 | 0 | 0 | 0 | 8.2745 | #N/A
2007-11-12 22:01 | 11 | 12 | 22 | 316.8754 | 7582 | 37.04 | 37.94 | 996 | 37.04 | 174.4591 | 0 | Heating | 23.2612 | #N/A | #N/A | #N/A | #N/A | 174.4591 | #N/A | #N/A | 3.5637 | #N/A | 0 | 0 | 0 | 0 | 0 | 0 | 0 | 0.07754% | 1 | 50% | 0% | 0% | 0% | 8.2745 | 0 | 0 | 0 | 8.2745 | #N/A
2007-11-12 23:01 | 11 | 12 | 23 | 316.9171 | 7583 | 37.04 | 37.04 | 996 | 37.04 | 0 | 0 | Cooling | 0 | #N/A | #N/A | #N/A | #N/A | 0 | 0 | 0 | 0 | 0 | 0 | #N/A | #N/A | 88 | 88 | 0 | #N/A | 0% | 1 | 50% | 0% | 0% | 0% | 8.2745 | 0 | 0 | 0 | 8.2745 | #N/A
2007-11-13 00:01 | 11 | 13 | 0 | 316.9588 | 7584 | 35.06 | 37.04 | 996 | 35.06 | 1.3868 | 0 | Heating | 0.18491 | #N/A | #N/A | #N/A | #N/A | 1.3868 | #N/A | #N/A | 3.4585 | #N/A | 0 | 0 | 0 | 0 | 0 | 0 | 0 | 0.0006164% | 1 | 50% | 0% | 0% | 0% | 8.2745 | 0 | 0 | 0 | 8.2745 | #N/A
2007-11-13 01:01 | 11 | 13 | 1 | 317.0004 | 7585 | 33.98 | 37.04 | 995 | 33.98 | 2.6097 | 0 | Heating | 0.34796 | #N/A | #N/A | #N/A | #N/A | 2.6097 | #N/A | #N/A | 3.405 | #N/A | 0 | 0 | 0 | 0 | 0 | 0 | 0 | 0.00116% | 1 | 50% | 0% | 0% | 0% | 8.2745 | 0 | 0 | 0 | 8.2745 | #N/A
2007-11-13 02:01 | 11 | 13 | 2 | 317.0421 | 7586 | 33.98 | 37.94 | 995 | 33.98 | 3.4589 | 0 | Heating | 0.46118 | #N/A | #N/A | #N/A | #N/A | 3.4589 | #N/A | #N/A | 3.405 | #N/A | 0 | 0 | 0 | 0 | 0 | 0 | 0 | 0.001537% | 1 | 50% | 0% | 0% | 0% | 8.2745 | 0 | 0 | 0 | 8.2745 | #N/A
2007-11-13 03:01 | 11 | 13 | 3 | 317.0838 | 7587 | 30.92 | 37.94 | 995 | 30.92 | 3.9059 | 0 | Heating | 0.52079 | #N/A | #N/A | #N/A | #N/A | 3.9059 | #N/A | #N/A | 3.2671 | #N/A | 0 | 0 | 0 | 0 | 0 | 0 | 0 | 0.001736% | 1 | 50% | 0% | 0% | 0% | 8.2745 | 0 | 0 | 0 | 8.2745 | #N/A
2007-11-13 04:01 | 11 | 13 | 4 | 317.1254 | 7588 | 28.94 | 37.04 | 995 | 28.94 | 6.4125 | 0 | Heating | 0.855 | #N/A | #N/A | #N/A | #N/A | 6.4125 | #N/A | #N/A | 3.188 | #N/A | 0 | 0 | 0 | 0 | 0 | 0 | 0 | 0.00285% | 1 | 50% | 0% | 0% | 0% | 8.2745 | 0 | 0 | 0 | 8.2745 | #N/A
2007-11-13 05:01 | 11 | 13 | 5 | 317.1671 | 7589 | 28.94 | 37.94 | 995 | 28.94 | 7.2975 | 0 | Heating | 0.973 | #N/A | #N/A | #N/A | #N/A | 7.2975 | #N/A | #N/A | 3.188 | #N/A | 0 | 0 | 0 | 0 | 0 | 0 | 0 | 0.003243% | 1 | 50% | 0% | 0% | 0% | 8.2745 | 0 | 0 | 0 | 8.2745 | #N/A
2007-11-13 06:01 | 11 | 13 | 6 | 317.2088 | 7590 | 26.96 | 37.04 | 995 | 26.96 | 5.3785 | 0 | Heating | 0.71713 | #N/A | #N/A | #N/A | #N/A | 5.3785 | #N/A | #N/A | 3.1163 | #N/A | 0 | 0 | 0 | 0 | 0 | 0 | 0 | 0.00239% | 1 | 50% | 0% | 0% | 0% | 8.2745 | 0 | 0 | 0 | 8.2745 | #N/A
2007-11-13 07:01 | 11 | 13 | 7 | 317.2504 | 7591 | 28.94 | 35.96 | 995 | 28.94 | 352.8767 | 0 | Heating | 47.0502 | #N/A | #N/A | #N/A | #N/A | 352.8767 | #N/A | #N/A | 3.188 | #N/A | 0 | 0 | 0 | 0 | 0 | 0 | 0 | 0.1568% | 1 | 50% | 0% | 0% | 0% | 8.2745 | 0 | 0 | 0 | 8.2745 | #N/A
2007-11-13 08:01 | 11 | 13 | 8 | 317.2921 | 7592 | 28.94 | 35.06 | 995 | 28.94 | 166.3552 | 0 | Heating | 22.1807 | #N/A | #N/A | #N/A | #N/A | 166.3552 | #N/A | #N/A | 3.188 | #N/A | 0 | 0 | 0 | 0 | 0 | 0 | 0 | 0.07394% | 1 | 50% | 0% | 0% | 0% | 8.2745 | 0 | 0 | 0 | 8.2745 | #N/A
2007-11-13 09:01 | 11 | 13 | 9 | 317.3338 | 7593 | 35.96 | 35.06 | 995 | 35.96 | 14.4664 | 0 | Heating | 1.9289 | #N/A | #N/A | #N/A | #N/A | 14.4664 | #N/A | #N/A | 3.5052 | #N/A | 0 | 0 | 0 | 0 | 0 | 0 | 0 | 0.00643% | 1 | 50% | 0% | 0% | 0% | 8.2745 | 0 | 0 | 0 | 8.2745 | #N/A
2007-11-13 10:01 | 11 | 13 | 10 | 317.3754 | 7594 | 37.94 | 33.08 | 995 | 37.94 | 8.9022 | 0 | Heating | 1.187 | #N/A | #N/A | #N/A | #N/A | 8.9022 | #N/A | #N/A | 3.6146 | #N/A | 0 | 0 | 0 | 0 | 0 | 0 | 0 | 0.003957% | 1 | 50% | 0% | 0% | 0% | 8.2745 | 0 | 0 | 0 | 8.2745 | #N/A
2007-11-13 11:01 | 11 | 13 | 11 | 317.4171 | 7595 | 37.94 | 33.98 | 994 | 37.94 | 7.5433 | 0 | Heating | 1.0058 | #N/A | #N/A | #N/A | #N/A | 7.5433 | #N/A | #N/A | 3.6146 | #N/A | 0 | 0 | 0 | 0 | 0 | 0 | 0 | 0.003353% | 1 | 50% | 0% | 0% | 0% | 8.2745 | 0 | 0 | 0 | 8.2745 | #N/A
2007-11-13 12:01 | 11 | 13 | 12 | 317.4588 | 7596 | 41 | 37.04 | 994 | 41 | 4.673 | 0 | Heating | 0.62306 | #N/A | #N/A | #N/A | #N/A | 4.673 | #N/A | #N/A | 3.8033 | #N/A | 0 | 0 | 0 | 0 | 0 | 0 | 0 | 0.002077% | 1 | 50% | 0% | 0% | 0% | 8.2745 | 0 | 0 | 0 | 8.2745 | #N/A
2007-11-13 13:01 | 11 | 13 | 13 | 317.5004 | 7597 | 42.98 | 33.98 | 993 | 42.98 | 4.0092 | 0 | Heating | 0.53456 | #N/A | #N/A | #N/A | #N/A | 4.0092 | #N/A | #N/A | 3.9388 | #N/A | 0 | 0 | 0 | 0 | 0 | 0 | 0 | 0.001782% | 1 | 50% | 0% | 0% | 0% | 8.2745 | 0 | 0 | 0 | 8.2745 | #N/A
2007-11-13 14:01 | 11 | 13 | 14 | 317.5421 | 7598 | 42.98 | 35.06 | 993 | 42.98 | 0.14043 | 0 | Heating | 0.018724 | #N/A | #N/A | #N/A | #N/A | 0.14043 | #N/A | #N/A | 3.9388 | #N/A | 0 | 0 | 0 | 0 | 0 | 0 | 0 | 6.241e-05% | 1 | 50% | 0% | 0% | 0% | 8.2745 | 0 | 0 | 0 | 8.2745 | #N/A
2007-11-13 15:01 | 11 | 13 | 15 | 317.5838 | 7599 | 44.06 | 35.06 | 993 | 44.06 | 0 | 0 | Cooling | 0 | #N/A | #N/A | #N/A | #N/A | 0 | 0 | 0 | 0 | 0 | 0 | #N/A | #N/A | 88 | 88 | 0 | #N/A | 0% | 1 | 50% | 0% | 0% | 0% | 8.2745 | 0 | 0 | 0 | 8.2745 | #N/A
2007-11-13 16:01 | 11 | 13 | 16 | 317.6254 | 7600 | 44.06 | 35.96 | 993 | 44.06 | 0 | 0 | Cooling | 0 | #N/A | #N/A | #N/A | #N/A | 0 | 0 | 0 | 0 | 0 | 0 | #N/A | #N/A | 88 | 88 | 0 | #N/A | 0% | 1 | 50% | 0% | 0% | 0% | 8.2745 | 0 | 0 | 0 | 8.2745 | #N/A
2007-11-13 17:01 | 11 | 13 | 17 | 317.6671 | 7601 | 44.06 | 33.98 | 994 | 44.06 | 0 | 0.0087001 | Cooling | 0.00145 | #N/A | #N/A | #N/A | #N/A | 0 | 0 | 0 | 0 | 0 | 0.0087001 | #N/A | #N/A | 88 | #N/A | #N/A | #N/A | 4.833e-06% | 1 | 50% | 0% | 0% | 0% | 8.2745 | 0 | 0 | 0 | 8.2745 | #N/A
2007-11-13 18:01 | 11 | 13 | 18 | 317.7088 | 7602 | 37.94 | 33.98 | 994 | 37.94 | 0 | 0.11356 | Cooling | 0.018927 | #N/A | #N/A | #N/A | #N/A | 0 | 0 | 0 | 0 | 0 | 0.11356 | #N/A | #N/A | 88 | #N/A | #N/A | #N/A | 6.309e-05% | 1 | 50% | 0% | 0% | 0% | 8.2745 | 0 | 0 | 0 | 8.2745 | #N/A
2007-11-13 19:01 | 11 | 13 | 19 | 317.7504 | 7603 | 33.08 | 33.08 | 995 | 33.08 | 2.8612 | 0 | Heating | 0.3815 | #N/A | #N/A | #N/A | #N/A | 2.8612 | #N/A | #N/A | 3.3624 | #N/A | 0 | 0 | 0 | 0 | 0 | 0 | 0 | 0.001272% | 1 | 50% | 0% | 0% | 0% | 8.2745 | 0 | 0 | 0 | 8.2745 | #N/A
2007-11-13 20:01 | 11 | 13 | 20 | 317.7921 | 7604 | 33.08 | 33.08 | 995 | 33.08 | 5.518 | 0 | Heating | 0.73573 | #N/A | #N/A | #N/A | #N/A | 5.518 | #N/A | #N/A | 3.3624 | #N/A | 0 | 0 | 0 | 0 | 0 | 0 | 0 | 0.002452% | 1 | 50% | 0% | 0% | 0% | 8.2745 | 0 | 0 | 0 | 8.2745 | #N/A
2007-11-13 21:01 | 11 | 13 | 21 | 317.8338 | 7605 | 28.94 | 33.98 | 995 | 28.94 | 9.5566 | 0 | Heating | 1.2742 | #N/A | #N/A | #N/A | #N/A | 9.5566 | #N/A | #N/A | 3.188 | #N/A | 0 | 0 | 0 | 0 | 0 | 0 | 0 | 0.004247% | 1 | 50% | 0% | 0% | 0% | 8.2745 | 0 | 0 | 0 | 8.2745 | #N/A
2007-11-13 22:01 | 11 | 13 | 22 | 317.8754 | 7606 | 30.02 | 33.98 | 996 | 30.02 | 9.0296 | 0 | Heating | 1.2039 | #N/A | #N/A | #N/A | #N/A | 9.0296 | #N/A | #N/A | 3.2302 | #N/A | 0 | 0 | 0 | 0 | 0 | 0 | 0 | 0.004013% | 1 | 50% | 0% | 0% | 0% | 8.2745 | 0 | 0 | 0 | 8.2745 | #N/A
2007-11-13 23:01 | 11 | 13 | 23 | 317.9171 | 7607 | 30.02 | 33.08 | 996 | 30.02 | 0 | 0 | Cooling | 0 | #N/A | #N/A | #N/A | #N/A | 0 | 0 | 0 | 0 | 0 | 0 | #N/A | #N/A | 88 | 88 | 0 | #N/A | 0% | 1 | 50% | 0% | 0% | 0% | 8.2745 | 0 | 0 | 0 | 8.2745 | #N/A
2007-11-14 00:01 | 11 | 14 | 0 | 317.9588 | 7608 | 30.92 | 33.08 | 996 | 30.92 | 0 | 0 | Cooling | 0 | #N/A | #N/A | #N/A | #N/A | 0 | 0 | 0 | 0 | 0 | 0 | #N/A | #N/A | 88 | 88 | 0 | #N/A | 0% | 1 | 50% | 0% | 0% | 0% | 8.2745 | 0 | 0 | 0 | 8.2745 | #N/A
2007-11-14 01:01 | 11 | 14 | 1 | 318.0004 | 7609 | 33.08 | 33.98 | 996 | 33.08 | 0 | 0 | Cooling | 0 | #N/A | #N/A | #N/A | #N/A | 0 | 0 | 0 | 0 | 0 | 0 | #N/A | #N/A | 88 | 88 | 0 | #N/A | 0% | 1 | 50% | 0% | 0% | 0% | 8.2745 | 0 | 0 | 0 | 8.2745 | #N/A
2007-11-14 02:01 | 11 | 14 | 2 | 318.0421 | 7610 | 33.08 | 33.98 | 997 | 33.08 | 0 | 0 | Cooling | 0 | #N/A | #N/A | #N/A | #N/A | 0 | 0 | 0 | 0 | 0 | 0 | #N/A | #N/A | 88 | 88 | 0 | #N/A | 0% | 1 | 50% | 0% | 0% | 0% | 8.2745 | 0 | 0 | 0 | 8.2745 | #N/A
2007-11-14 03:01 | 11 | 14 | 3 | 318.0838 | 7611 | 35.96 | 33.98 | 997 | 35.96 | 0 | 0 | Cooling | 0 | #N/A | #N/A | #N/A | #N/A | 0 | 0 | 0 | 0 | 0 | 0 | #N/A | #N/A | 88 | 88 | 0 | #N/A | 0% | 1 | 50% | 0% | 0% | 0% | 8.2745 | 0 | 0 | 0 | 8.2745 | #N/A
2007-11-14 04:01 | 11 | 14 | 4 | 318.1254 | 7612 | 35.06 | 37.04 | 997 | 35.06 | 0 | 0 | Cooling | 0 | #N/A | #N/A | #N/A | #N/A | 0 | 0 | 0 | 0 | 0 | 0 | #N/A | #N/A | 88 | 88 | 0 | #N/A | 0% | 1 | 50% | 0% | 0% | 0% | 8.2745 | 0 | 0 | 0 | 8.2745 | #N/A
2007-11-14 05:01 | 11 | 14 | 5 | 318.1671 | 7613 | 35.06 | 39.92 | 998 | 35.06 | 0 | 0 | Cooling | 0 | #N/A | #N/A | #N/A | #N/A | 0 | 0 | 0 | 0 | 0 | 0 | #N/A | #N/A | 88 | 88 | 0 | #N/A | 0% | 1 | 50% | 0% | 0% | 0% | 8.2745 | 0 | 0 | 0 | 8.2745 | #N/A
2007-11-14 06:01 | 11 | 14 | 6 | 318.2088 | 7614 | 35.06 | 41 | 998 | 35.06 | 0 | 0 | Cooling | 0 | #N/A | #N/A | #N/A | #N/A | 0 | 0 | 0 | 0 | 0 | 0 | #N/A | #N/A | 88 | 88 | 0 | #N/A | 0% | 1 | 50% | 0% | 0% | 0% | 8.2745 | 0 | 0 | 0 | 8.2745 | #N/A
2007-11-14 07:01 | 11 | 14 | 7 | 318.2504 | 7615 | 35.96 | 42.08 | 999 | 35.96 | 132.1716 | 0 | Heating | 17.6229 | #N/A | #N/A | #N/A | #N/A | 132.1716 | #N/A | #N/A | 3.5052 | #N/A | 0 | 0 | 0 | 0 | 0 | 0 | 0 | 0.05874% | 1 | 50% | 0% | 0% | 0% | 8.2745 | 0 | 0 | 0 | 8.2745 | #N/A
2007-11-14 08:01 | 11 | 14 | 8 | 318.2921 | 7616 | 35.96 | 42.08 | 1000 | 35.96 | 22.4817 | 0 | Heating | 2.9976 | #N/A | #N/A | #N/A | #N/A | 22.4817 | #N/A | #N/A | 3.5052 | #N/A | 0 | 0 | 0 | 0 | 0 | 0 | 0 | 0.009992% | 1 | 50% | 0% | 0% | 0% | 8.2745 | 0 | 0 | 0 | 8.2745 | #N/A
2007-11-14 09:01 | 11 | 14 | 9 | 318.3338 | 7617 | 39.92 | 42.08 | 1001 | 39.92 | 0.49317 | 0 | Heating | 0.065755 | #N/A | #N/A | #N/A | #N/A | 0.49317 | #N/A | #N/A | 3.7339 | #N/A | 0 | 0 | 0 | 0 | 0 | 0 | 0 | 0.0002192% | 1 | 50% | 0% | 0% | 0% | 8.2745 | 0 | 0 | 0 | 8.2745 | #N/A
2007-11-14 10:01 | 11 | 14 | 10 | 318.3754 | 7618 | 46.94 | 44.06 | 1001 | 46.94 | 0 | 0.045619 | Cooling | 0.0076031 | #N/A | #N/A | #N/A | #N/A | 0 | 0 | 0 | 0 | 0 | 0.045619 | #N/A | #N/A | 88 | #N/A | #N/A | #N/A | 2.534e-05% | 1 | 50% | 0% | 0% | 0% | 8.2745 | 0 | 0 | 0 | 8.2745 | #N/A
2007-11-14 11:01 | 11 | 14 | 11 | 318.4171 | 7619 | 46.94 | 44.96 | 1002 | 46.94 | 0 | 0.046401 | Cooling | 0.0077336 | #N/A | #N/A | #N/A | #N/A | 0 | 0 | 0 | 0 | 0 | 0.046401 | #N/A | #N/A | 88 | #N/A | #N/A | #N/A | 2.578e-05% | 1 | 50% | 0% | 0% | 0% | 8.2745 | 0 | 0 | 0 | 8.2745 | #N/A
2007-11-14 12:01 | 11 | 14 | 12 | 318.4588 | 7620 | 53.96 | 44.06 | 1003 | 53.96 | 0 | 0.090735 | Cooling | 0.015123 | #N/A | #N/A | #N/A | #N/A | 0 | 0 | 0 | 0 | 0 | 0.090735 | #N/A | #N/A | 88 | #N/A | #N/A | #N/A | 5.041e-05% | 1 | 50% | 0% | 0% | 0% | 8.2745 | 0 | 0 | 0 | 8.2745 | #N/A
2007-11-14 13:01 | 11 | 14 | 13 | 318.5004 | 7621 | 55.94 | 42.08 | 1003 | 55.94 | 0 | 0.018955 | Cooling | 0.0031592 | #N/A | #N/A | #N/A | #N/A | 0 | 0 | 0 | 0 | 0 | 0.018955 | #N/A | #N/A | 88 | #N/A | #N/A | #N/A | 1.053e-05% | 1 | 50% | 0% | 0% | 0% | 8.2745 | 0 | 0 | 0 | 8.2745 | #N/A
2007-11-14 14:01 | 11 | 14 | 14 | 318.5421 | 7622 | 55.94 | 37.94 | 1004 | 55.94 | 0 | 0.18075 | Cooling | 0.030126 | #N/A | #N/A | #N/A | #N/A | 0 | 0 | 0 | 0 | 0 | 0.18075 | #N/A | #N/A | 88 | #N/A | #N/A | #N/A | 0.0001004% | 1 | 50% | 0% | 0% | 0% | 8.2745 | 0 | 0 | 0 | 8.2745 | #N/A
2007-11-14 15:01 | 11 | 14 | 15 | 318.5838 | 7623 | 57.92 | 35.06 | 1005 | 57.92 | 0 | 0.33541 | Cooling | 0.055902 | #N/A | #N/A | #N/A | #N/A | 0 | 0 | 0 | 0 | 0 | 0.33541 | #N/A | #N/A | 88 | #N/A | #N/A | #N/A | 0.0001863% | 1 | 50% | 0% | 0% | 0% | 8.2745 | 0 | 0 | 0 | 8.2745 | #N/A
2007-11-14 16:01 | 11 | 14 | 16 | 318.6254 | 7624 | 55.04 | 35.96 | 1006 | 55.04 | 0 | 0.34651 | Cooling | 0.057751 | #N/A | #N/A | #N/A | #N/A | 0 | 0 | 0 | 0 | 0 | 0.34651 | #N/A | #N/A | 88 | #N/A | #N/A | #N/A | 0.0001925% | 1 | 50% | 0% | 0% | 0% | 8.2745 | 0 | 0 | 0 | 8.2745 | #N/A
2007-11-14 17:01 | 11 | 14 | 17 | 318.6671 | 7625 | 55.04 | 35.96 | 1007 | 55.04 | 0 | 0.40067 | Cooling | 0.066778 | #N/A | #N/A | #N/A | #N/A | 0 | 0 | 0 | 0 | 0 | 0.40067 | #N/A | #N/A | 88 | #N/A | #N/A | #N/A | 0.0002226% | 1 | 50% | 0% | 0% | 0% | 8.2745 | 0 | 0 | 0 | 8.2745 | #N/A
2007-11-14 18:01 | 11 | 14 | 18 | 318.7088 | 7626 | 42.98 | 35.06 | 1008 | 42.98 | 0 | 0.2395 | Cooling | 0.039917 | #N/A | #N/A | #N/A | #N/A | 0 | 0 | 0 | 0 | 0 | 0.2395 | #N/A | #N/A | 88 | #N/A | #N/A | #N/A | 0.0001331% | 1 | 50% | 0% | 0% | 0% | 8.2745 | 0 | 0 | 0 | 8.2745 | #N/A
2007-11-14 19:01 | 11 | 14 | 19 | 318.7504 | 7627 | 39.92 | 35.96 | 1008 | 39.92 | 3.1268 | 0 | Heating | 0.41691 | #N/A | #N/A | #N/A | #N/A | 3.1268 | #N/A | #N/A | 3.7339 | #N/A | 0 | 0 | 0 | 0 | 0 | 0 | 0 | 0.00139% | 1 | 50% | 0% | 0% | 0% | 8.2745 | 0 | 0 | 0 | 8.2745 | #N/A
2007-11-14 20:01 | 11 | 14 | 20 | 318.7921 | 7628 | 39.92 | 33.08 | 1010 | 39.92 | 6.565 | 0 | Heating | 0.87533 | #N/A | #N/A | #N/A | #N/A | 6.565 | #N/A | #N/A | 3.7339 | #N/A | 0 | 0 | 0 | 0 | 0 | 0 | 0 | 0.002918% | 1 | 50% | 0% | 0% | 0% | 8.2745 | 0 | 0 | 0 | 8.2745 | #N/A
2007-11-14 21:01 | 11 | 14 | 21 | 318.8338 | 7629 | 35.96 | 32 | 1011 | 35.96 | 15.6061 | 0 | Heating | 2.0808 | #N/A | #N/A | #N/A | #N/A | 15.6061 | #N/A | #N/A | 3.5052 | #N/A | 0 | 0 | 0 | 0 | 0 | 0 | 0 | 0.006936% | 1 | 50% | 0% | 0% | 0% | 8.2745 | 0 | 0 | 0 | 8.2745 | #N/A
2007-11-14 22:01 | 11 | 14 | 22 | 318.8754 | 7630 | 33.08 | 30.92 | 1012 | 33.08 | 47.4829 | 0 | Heating | 6.3311 | #N/A | #N/A | #N/A | #N/A | 47.4829 | #N/A | #N/A | 3.3624 | #N/A | 0 | 0 | 0 | 0 | 0 | 0 | 0 | 0.0211% | 1 | 50% | 0% | 0% | 0% | 8.2745 | 0 | 0 | 0 | 8.2745 | #N/A
2007-11-14 23:01 | 11 | 14 | 23 | 318.9171 | 7631 | 33.08 | 30.02 | 1012 | 33.08 | 0 | 0 | Cooling | 0 | #N/A | #N/A | #N/A | #N/A | 0 | 0 | 0 | 0 | 0 | 0 | #N/A | #N/A | 88 | 88 | 0 | #N/A | 0% | 1 | 50% | 0% | 0% | 0% | 8.2745 | 0 | 0 | 0 | 8.2745 | #N/A
2007-11-15 00:01 | 11 | 15 | 0 | 318.9588 | 7632 | 33.98 | 28.04 | 1012 | 33.98 | 0 | 0 | Cooling | 0 | #N/A | #N/A | #N/A | #N/A | 0 | 0 | 0 | 0 | 0 | 0 | #N/A | #N/A | 88 | 88 | 0 | #N/A | 0% | 1 | 50% | 0% | 0% | 0% | 8.2745 | 0 | 0 | 0 | 8.2745 | #N/A
2007-11-15 01:01 | 11 | 15 | 1 | 319.0004 | 7633 | 32 | 30.02 | 1013 | 32 | 0 | 0 | Cooling | 0 | #N/A | #N/A | #N/A | #N/A | 0 | 0 | 0 | 0 | 0 | 0 | #N/A | #N/A | 88 | 88 | 0 | #N/A | 0% | 1 | 50% | 0% | 0% | 0% | 8.2745 | 0 | 0 | 0 | 8.2745 | #N/A
2007-11-15 02:01 | 11 | 15 | 2 | 319.0421 | 7634 | 32 | 28.94 | 1013 | 32 | 1.8619 | 0 | Heating | 0.24825 | #N/A | #N/A | #N/A | #N/A | 1.8619 | #N/A | #N/A | 3.3135 | #N/A | 0 | 0 | 0 | 0 | 0 | 0 | 0 | 0.0008275% | 1 | 50% | 0% | 0% | 0% | 8.2745 | 0 | 0 | 0 | 8.2745 | #N/A
2007-11-15 03:01 | 11 | 15 | 3 | 319.0838 | 7635 | 32 | 28.94 | 1014 | 32 | 5.2559 | 0 | Heating | 0.70079 | #N/A | #N/A | #N/A | #N/A | 5.2559 | #N/A | #N/A | 3.3135 | #N/A | 0 | 0 | 0 | 0 | 0 | 0 | 0 | 0.002336% | 1 | 50% | 0% | 0% | 0% | 8.2745 | 0 | 0 | 0 | 8.2745 | #N/A
2007-11-15 04:01 | 11 | 15 | 4 | 319.1254 | 7636 | 30.02 | 28.04 | 1015 | 30.02 | 8.253 | 0 | Heating | 1.1004 | #N/A | #N/A | #N/A | #N/A | 8.253 | #N/A | #N/A | 3.2302 | #N/A | 0 | 0 | 0 | 0 | 0 | 0 | 0 | 0.003668% | 1 | 50% | 0% | 0% | 0% | 8.2745 | 0 | 0 | 0 | 8.2745 | #N/A
2007-11-15 05:01 | 11 | 15 | 5 | 319.1671 | 7637 | 30.02 | 26.96 | 1016 | 30.02 | 12.2219 | 0 | Heating | 1.6296 | #N/A | #N/A | #N/A | #N/A | 12.2219 | #N/A | #N/A | 3.2302 | #N/A | 0 | 0 | 0 | 0 | 0 | 0 | 0 | 0.005432% | 1 | 50% | 0% | 0% | 0% | 8.2745 | 0 | 0 | 0 | 8.2745 | #N/A
2007-11-15 06:01 | 11 | 15 | 6 | 319.2088 | 7638 | 26.06 | 28.04 | 1016 | 26.06 | 12.8868 | 0 | Heating | 1.7182 | #N/A | #N/A | #N/A | #N/A | 12.8868 | #N/A | #N/A | 3.0859 | #N/A | 0 | 0 | 0 | 0 | 0 | 0 | 0 | 0.005727% | 1 | 50% | 0% | 0% | 0% | 8.2745 | 0 | 0 | 0 | 8.2745 | #N/A
2007-11-15 07:01 | 11 | 15 | 7 | 319.2504 | 7639 | 26.06 | 24.08 | 1017 | 26.06 | 414.9504 | 0 | Heating | 55.3267 | #N/A | #N/A | #N/A | #N/A | 414.9504 | #N/A | #N/A | 3.0859 | #N/A | 0 | 0 | 0 | 0 | 0 | 0 | 0 | 0.1844% | 1 | 50% | 0% | 0% | 0% | 8.2745 | 0 | 0 | 0 | 8.2745 | #N/A
2007-11-15 08:01 | 11 | 15 | 8 | 319.2921 | 7640 | 26.06 | 28.04 | 1018 | 26.06 | 194.1485 | 0 | Heating | 25.8865 | #N/A | #N/A | #N/A | #N/A | 194.1485 | #N/A | #N/A | 3.0859 | #N/A | 0 | 0 | 0 | 0 | 0 | 0 | 0 | 0.08629% | 1 | 50% | 0% | 0% | 0% | 8.2745 | 0 | 0 | 0 | 8.2745 | #N/A
2007-11-15 09:01 | 11 | 15 | 9 | 319.3338 | 7641 | 42.98 | 32 | 1019 | 42.98 | 23.6522 | 0 | Heating | 3.1536 | #N/A | #N/A | #N/A | #N/A | 23.6522 | #N/A | #N/A | 3.9388 | #N/A | 0 | 0 | 0 | 0 | 0 | 0 | 0 | 0.01051% | 1 | 50% | 0% | 0% | 0% | 8.2745 | 0 | 0 | 0 | 8.2745 | #N/A
2007-11-15 10:01 | 11 | 15 | 10 | 319.3754 | 7642 | 46.94 | 35.96 | 1019 | 46.94 | 7.0479 | 0 | Heating | 0.93973 | #N/A | #N/A | #N/A | #N/A | 7.0479 | #N/A | #N/A | 4.2441 | #N/A | 0 | 0 | 0 | 0 | 0 | 0 | 0 | 0.003132% | 1 | 50% | 0% | 0% | 0% | 8.2745 | 0 | 0 | 0 | 8.2745 | #N/A
2007-11-15 11:01 | 11 | 15 | 11 | 319.4171 | 7643 | 46.94 | 37.04 | 1019 | 46.94 | 5.0491 | 0 | Heating | 0.67321 | #N/A | #N/A | #N/A | #N/A | 5.0491 | #N/A | #N/A | 4.2441 | #N/A | 0 | 0 | 0 | 0 | 0 | 0 | 0 | 0.002244% | 1 | 50% | 0% | 0% | 0% | 8.2745 | 0 | 0 | 0 | 8.2745 | #N/A
2007-11-15 12:01 | 11 | 15 | 12 | 319.4588 | 7644 | 53.96 | 37.04 | 1019 | 53.96 | 2.4647 | 0 | Heating | 0.32862 | #N/A | #N/A | #N/A | #N/A | 2.4647 | #N/A | #N/A | 4.9089 | #N/A | 0 | 0 | 0 | 0 | 0 | 0 | 0 | 0.001095% | 1 | 50% | 0% | 0% | 0% | 8.2745 | 0 | 0 | 0 | 8.2745 | #N/A
2007-11-15 13:01 | 11 | 15 | 13 | 319.5004 | 7645 | 57.02 | 35.96 | 1018 | 57.02 | 1.5957 | 0 | Heating | 0.21276 | #N/A | #N/A | #N/A | #N/A | 1.5957 | #N/A | #N/A | 5.2534 | #N/A | 0 | 0 | 0 | 0 | 0 | 0 | 0 | 0.0007092% | 1 | 50% | 0% | 0% | 0% | 8.2745 | 0 | 0 | 0 | 8.2745 | #N/A
2007-11-15 14:01 | 11 | 15 | 14 | 319.5421 | 7646 | 57.02 | 37.04 | 1018 | 57.02 | 0 | 0.048426 | Cooling | 0.008071 | #N/A | #N/A | #N/A | #N/A | 0 | 0 | 0 | 0 | 0 | 0.048426 | #N/A | #N/A | 88 | #N/A | #N/A | #N/A | 2.69e-05% | 1 | 50% | 0% | 0% | 0% | 8.2745 | 0 | 0 | 0 | 8.2745 | #N/A
2007-11-15 15:01 | 11 | 15 | 15 | 319.5838 | 7647 | 57.02 | 35.06 | 1018 | 57.02 | 0 | 0.11359 | Cooling | 0.018932 | #N/A | #N/A | #N/A | #N/A | 0 | 0 | 0 | 0 | 0 | 0.11359 | #N/A | #N/A | 88 | #N/A | #N/A | #N/A | 6.311e-05% | 1 | 50% | 0% | 0% | 0% | 8.2745 | 0 | 0 | 0 | 8.2745 | #N/A
2007-11-15 16:01 | 11 | 15 | 16 | 319.6254 | 7648 | 57.02 | 33.08 | 1018 | 57.02 | 0 | 0.24149 | Cooling | 0.040249 | #N/A | #N/A | #N/A | #N/A | 0 | 0 | 0 | 0 | 0 | 0.24149 | #N/A | #N/A | 88 | #N/A | #N/A | #N/A | 0.0001342% | 1 | 50% | 0% | 0% | 0% | 8.2745 | 0 | 0 | 0 | 8.2745 | #N/A
2007-11-15 17:01 | 11 | 15 | 17 | 319.6671 | 7649 | 53.06 | 33.08 | 1017 | 53.06 | 0 | 0.44713 | Cooling | 0.074522 | #N/A | #N/A | #N/A | #N/A | 0 | 0 | 0 | 0 | 0 | 0.44713 | #N/A | #N/A | 88 | #N/A | #N/A | #N/A | 0.0002484% | 1 | 50% | 0% | 0% | 0% | 8.2745 | 0 | 0 | 0 | 8.2745 | #N/A
2007-11-15 18:01 | 11 | 15 | 18 | 319.7088 | 7650 | 46.04 | 33.08 | 1017 | 46.04 | 0 | 0.050244 | Cooling | 0.008374 | #N/A | #N/A | #N/A | #N/A | 0 | 0 | 0 | 0 | 0 | 0.050244 | #N/A | #N/A | 88 | #N/A | #N/A | #N/A | 2.791e-05% | 1 | 50% | 0% | 0% | 0% | 8.2745 | 0 | 0 | 0 | 8.2745 | #N/A
2007-11-15 19:01 | 11 | 15 | 19 | 319.7504 | 7651 | 39.92 | 33.08 | 1017 | 39.92 | 3.3667 | 0 | Heating | 0.44889 | #N/A | #N/A | #N/A | #N/A | 3.3667 | #N/A | #N/A | 3.7339 | #N/A | 0 | 0 | 0 | 0 | 0 | 0 | 0 | 0.001496% | 1 | 50% | 0% | 0% | 0% | 8.2745 | 0 | 0 | 0 | 8.2745 | #N/A
2007-11-15 20:01 | 11 | 15 | 20 | 319.7921 | 7652 | 39.92 | 33.08 | 1018 | 39.92 | 5.6513 | 0 | Heating | 0.75351 | #N/A | #N/A | #N/A | #N/A | 5.6513 | #N/A | #N/A | 3.7339 | #N/A | 0 | 0 | 0 | 0 | 0 | 0 | 0 | 0.002512% | 1 | 50% | 0% | 0% | 0% | 8.2745 | 0 | 0 | 0 | 8.2745 | #N/A
2007-11-15 21:01 | 11 | 15 | 21 | 319.8338 | 7653 | 41 | 33.08 | 1018 | 41 | 13.9886 | 0 | Heating | 1.8651 | #N/A | #N/A | #N/A | #N/A | 13.9886 | #N/A | #N/A | 3.8033 | #N/A | 0 | 0 | 0 | 0 | 0 | 0 | 0 | 0.006217% | 1 | 50% | 0% | 0% | 0% | 8.2745 | 0 | 0 | 0 | 8.2745 | #N/A
2007-11-15 22:01 | 11 | 15 | 22 | 319.8754 | 7654 | 39.92 | 32 | 1018 | 39.92 | 31.6513 | 0 | Heating | 4.2202 | #N/A | #N/A | #N/A | #N/A | 31.6513 | #N/A | #N/A | 3.7339 | #N/A | 0 | 0 | 0 | 0 | 0 | 0 | 0 | 0.01407% | 1 | 50% | 0% | 0% | 0% | 8.2745 | 0 | 0 | 0 | 8.2745 | #N/A
2007-11-15 23:01 | 11 | 15 | 23 | 319.9171 | 7655 | 39.92 | 33.08 | 1018 | 39.92 | 0 | 0 | Cooling | 0 | #N/A | #N/A | #N/A | #N/A | 0 | 0 | 0 | 0 | 0 | 0 | #N/A | #N/A | 88 | 88 | 0 | #N/A | 0% | 1 | 50% | 0% | 0% | 0% | 8.2745 | 0 | 0 | 0 | 8.2745 | #N/A
2007-11-16 00:01 | 11 | 16 | 0 | 319.9588 | 7656 | 39.92 | 33.08 | 1018 | 39.92 | 0 | 0 | Cooling | 0 | #N/A | #N/A | #N/A | #N/A | 0 | 0 | 0 | 0 | 0 | 0 | #N/A | #N/A | 88 | 88 | 0 | #N/A | 0% | 1 | 50% | 0% | 0% | 0% | 8.2745 | 0 | 0 | 0 | 8.2745 | #N/A
2007-11-16 01:01 | 11 | 16 | 1 | 320.0004 | 7657 | 35.06 | 32 | 1017 | 35.06 | 0 | 0 | Cooling | 0 | #N/A | #N/A | #N/A | #N/A | 0 | 0 | 0 | 0 | 0 | 0 | #N/A | #N/A | 88 | 88 | 0 | #N/A | 0% | 1 | 50% | 0% | 0% | 0% | 8.2745 | 0 | 0 | 0 | 8.2745 | #N/A
2007-11-16 02:01 | 11 | 16 | 2 | 320.0421 | 7658 | 35.06 | 32 | 1017 | 35.06 | 0 | 0 | Cooling | 0 | #N/A | #N/A | #N/A | #N/A | 0 | 0 | 0 | 0 | 0 | 0 | #N/A | #N/A | 88 | 88 | 0 | #N/A | 0% | 1 | 50% | 0% | 0% | 0% | 8.2745 | 0 | 0 | 0 | 8.2745 | #N/A
2007-11-16 03:01 | 11 | 16 | 3 | 320.0838 | 7659 | 37.04 | 30.92 | 1017 | 37.04 | 0.18634 | 0 | Heating | 0.024845 | #N/A | #N/A | #N/A | #N/A | 0.18634 | #N/A | #N/A | 3.5637 | #N/A | 0 | 0 | 0 | 0 | 0 | 0 | 0 | 8.282e-05% | 1 | 50% | 0% | 0% | 0% | 8.2745 | 0 | 0 | 0 | 8.2745 | #N/A
2007-11-16 04:01 | 11 | 16 | 4 | 320.1254 | 7660 | 37.94 | 30.92 | 1016 | 37.94 | 1.7283 | 0 | Heating | 0.23044 | #N/A | #N/A | #N/A | #N/A | 1.7283 | #N/A | #N/A | 3.6146 | #N/A | 0 | 0 | 0 | 0 | 0 | 0 | 0 | 0.0007681% | 1 | 50% | 0% | 0% | 0% | 8.2745 | 0 | 0 | 0 | 8.2745 | #N/A
2007-11-16 05:01 | 11 | 16 | 5 | 320.1671 | 7661 | 37.94 | 30.92 | 1017 | 37.94 | 3.5809 | 0 | Heating | 0.47746 | #N/A | #N/A | #N/A | #N/A | 3.5809 | #N/A | #N/A | 3.6146 | #N/A | 0 | 0 | 0 | 0 | 0 | 0 | 0 | 0.001592% | 1 | 50% | 0% | 0% | 0% | 8.2745 | 0 | 0 | 0 | 8.2745 | #N/A
2007-11-16 06:01 | 11 | 16 | 6 | 320.2088 | 7662 | 37.94 | 30.02 | 1017 | 37.94 | 4.1662 | 0 | Heating | 0.55549 | #N/A | #N/A | #N/A | #N/A | 4.1662 | #N/A | #N/A | 3.6146 | #N/A | 0 | 0 | 0 | 0 | 0 | 0 | 0 | 0.001852% | 1 | 50% | 0% | 0% | 0% | 8.2745 | 0 | 0 | 0 | 8.2745 | #N/A
2007-11-16 07:01 | 11 | 16 | 7 | 320.2504 | 7663 | 35.96 | 30.02 | 1017 | 35.96 | 302.5717 | 0 | Heating | 40.3429 | #N/A | #N/A | #N/A | #N/A | 302.5717 | #N/A | #N/A | 3.5052 | #N/A | 0 | 0 | 0 | 0 | 0 | 0 | 0 | 0.1345% | 1 | 50% | 0% | 0% | 0% | 8.2745 | 0 | 0 | 0 | 8.2745 | #N/A
2007-11-16 08:01 | 11 | 16 | 8 | 320.2921 | 7664 | 35.96 | 30.02 | 1018 | 35.96 | 125.9455 | 0 | Heating | 16.7927 | #N/A | #N/A | #N/A | #N/A | 125.9455 | #N/A | #N/A | 3.5052 | #N/A | 0 | 0 | 0 | 0 | 0 | 0 | 0 | 0.05598% | 1 | 50% | 0% | 0% | 0% | 8.2745 | 0 | 0 | 0 | 8.2745 | #N/A
2007-11-16 09:01 | 11 | 16 | 9 | 320.3338 | 7665 | 39.02 | 33.98 | 1018 | 39.02 | 37.0907 | 0 | Heating | 4.9454 | #N/A | #N/A | #N/A | #N/A | 37.0907 | #N/A | #N/A | 3.6785 | #N/A | 0 | 0 | 0 | 0 | 0 | 0 | 0 | 0.01648% | 1 | 50% | 0% | 0% | 0% | 8.2745 | 0 | 0 | 0 | 8.2745 | #N/A
2007-11-16 10:01 | 11 | 16 | 10 | 320.3754 | 7666 | 42.08 | 39.02 | 1017 | 42.08 | 8.0606 | 0 | Heating | 1.0747 | #N/A | #N/A | #N/A | #N/A | 8.0606 | #N/A | #N/A | 3.8759 | #N/A | 0 | 0 | 0 | 0 | 0 | 0 | 0 | 0.003582% | 1 | 50% | 0% | 0% | 0% | 8.2745 | 0 | 0 | 0 | 8.2745 | #N/A
2007-11-16 11:01 | 11 | 16 | 11 | 320.4171 | 7667 | 42.08 | 39.02 | 1017 | 42.08 | 5.5371 | 0 | Heating | 0.73828 | #N/A | #N/A | #N/A | #N/A | 5.5371 | #N/A | #N/A | 3.8759 | #N/A | 0 | 0 | 0 | 0 | 0 | 0 | 0 | 0.002461% | 1 | 50% | 0% | 0% | 0% | 8.2745 | 0 | 0 | 0 | 8.2745 | #N/A
2007-11-16 12:01 | 11 | 16 | 12 | 320.4588 | 7668 | 42.08 | 37.94 | 1016 | 42.08 | 0 | 1.9198 | Cooling | 0.31997 | #N/A | #N/A | #N/A | #N/A | 0 | 0 | 0 | 0 | 0 | 1.9198 | #N/A | #N/A | 88 | #N/A | #N/A | #N/A | 0.001067% | 1 | 50% | 0% | 0% | 0% | 8.2745 | 0 | 0 | 0 | 8.2745 | #N/A
2007-11-16 13:01 | 11 | 16 | 13 | 320.5004 | 7669 | 42.98 | 39.02 | 1016 | 42.98 | 0 | 16.1134 | Cooling | 2.6856 | #N/A | #N/A | #N/A | #N/A | 0 | 0 | 0 | 0 | 0 | 16.1134 | #N/A | #N/A | 88 | #N/A | #N/A | #N/A | 0.008952% | 1 | 50% | 0% | 0% | 0% | 8.2745 | 0 | 0 | 0 | 8.2745 | #N/A
2007-11-16 14:01 | 11 | 16 | 14 | 320.5421 | 7670 | 42.98 | 39.02 | 1015 | 42.98 | 0 | 19.6946 | Cooling | 3.2824 | #N/A | #N/A | #N/A | #N/A | 0 | 0 | 0 | 0 | 0 | 19.6946 | #N/A | #N/A | 88 | #N/A | #N/A | #N/A | 0.01094% | 1 | 50% | 0% | 0% | 0% | 8.2745 | 0 | 0 | 0 | 8.2745 | #N/A
2007-11-16 15:01 | 11 | 16 | 15 | 320.5838 | 7671 | 41 | 39.02 | 1015 | 41 | 0 | 21.167 | Cooling | 3.5278 | #N/A | #N/A | #N/A | #N/A | 0 | 0 | 0 | 0 | 0 | 21.167 | #N/A | #N/A | 88 | #N/A | #N/A | #N/A | 0.01176% | 1 | 50% | 0% | 0% | 0% | 8.2745 | 0 | 0 | 0 | 8.2745 | #N/A
2007-11-16 16:01 | 11 | 16 | 16 | 320.6254 | 7672 | 42.08 | 37.94 | 1014 | 42.08 | 0 | 12.6122 | Cooling | 2.102 | #N/A | #N/A | #N/A | #N/A | 0 | 0 | 0 | 0 | 0 | 12.6122 | #N/A | #N/A | 88 | #N/A | #N/A | #N/A | 0.007007% | 1 | 50% | 0% | 0% | 0% | 8.2745 | 0 | 0 | 0 | 8.2745 | #N/A
2007-11-16 17:01 | 11 | 16 | 17 | 320.6671 | 7673 | 42.08 | 37.04 | 1014 | 42.08 | 1.5218 | 0 | Heating | 0.20291 | #N/A | #N/A | #N/A | #N/A | 1.5218 | #N/A | #N/A | 3.8759 | #N/A | 0 | 0 | 0 | 0 | 0 | 0 | 0 | 0.0006764% | 1 | 50% | 0% | 0% | 0% | 8.2745 | 0 | 0 | 0 | 8.2745 | #N/A
2007-11-16 18:01 | 11 | 16 | 18 | 320.7088 | 7674 | 44.06 | 35.96 | 1014 | 44.06 | 2.7921 | 0 | Heating | 0.37227 | #N/A | #N/A | #N/A | #N/A | 2.7921 | #N/A | #N/A | 4.0174 | #N/A | 0 | 0 | 0 | 0 | 0 | 0 | 0 | 0.001241% | 1 | 50% | 0% | 0% | 0% | 8.2745 | 0 | 0 | 0 | 8.2745 | #N/A
2007-11-16 19:01 | 11 | 16 | 19 | 320.7504 | 7675 | 44.96 | 35.96 | 1014 | 44.96 | 0 | 0 | Cooling | 0 | #N/A | #N/A | #N/A | #N/A | 0 | 0 | 0 | 0 | 0 | 0 | #N/A | #N/A | 88 | 88 | 0 | #N/A | 0% | 1 | 50% | 0% | 0% | 0% | 8.2745 | 0 | 0 | 0 | 8.2745 | #N/A
2007-11-16 20:01 | 11 | 16 | 20 | 320.7921 | 7676 | 46.04 | 35.06 | 1013 | 46.04 | 0 | 0 | Cooling | 0 | #N/A | #N/A | #N/A | #N/A | 0 | 0 | 0 | 0 | 0 | 0 | #N/A | #N/A | 88 | 88 | 0 | #N/A | 0% | 1 | 50% | 0% | 0% | 0% | 8.2745 | 0 | 0 | 0 | 8.2745 | #N/A
2007-11-16 21:01 | 11 | 16 | 21 | 320.8338 | 7677 | 46.04 | 35.06 | 1013 | 46.04 | 0 | 0 | Cooling | 0 | #N/A | #N/A | #N/A | #N/A | 0 | 0 | 0 | 0 | 0 | 0 | #N/A | #N/A | 88 | 88 | 0 | #N/A | 0% | 1 | 50% | 0% | 0% | 0% | 8.2745 | 0 | 0 | 0 | 8.2745 | #N/A
2007-11-16 22:01 | 11 | 16 | 22 | 320.8754 | 7678 | 46.04 | 35.06 | 1013 | 46.04 | 0 | 0 | Cooling | 0 | #N/A | #N/A | #N/A | #N/A | 0 | 0 | 0 | 0 | 0 | 0 | #N/A | #N/A | 88 | 88 | 0 | #N/A | 0% | 1 | 50% | 0% | 0% | 0% | 8.2745 | 0 | 0 | 0 | 8.2745 | #N/A
2007-11-16 23:01 | 11 | 16 | 23 | 320.9171 | 7679 | 46.04 | 37.04 | 1013 | 46.04 | 0 | 0 | Cooling | 0 | #N/A | #N/A | #N/A | #N/A | 0 | 0 | 0 | 0 | 0 | 0 | #N/A | #N/A | 88 | 88 | 0 | #N/A | 0% | 1 | 50% | 0% | 0% | 0% | 8.2745 | 0 | 0 | 0 | 8.2745 | #N/A
2007-11-17 00:01 | 11 | 17 | 0 | 320.9588 | 7680 | 46.04 | 37.94 | 1012 | 46.04 | 0 | 0 | Cooling | 0 | #N/A | #N/A | #N/A | #N/A | 0 | 0 | 0 | 0 | 0 | 0 | #N/A | #N/A | 88 | 88 | 0 | #N/A | 0% | 1 | 50% | 0% | 0% | 0% | 8.2745 | 0 | 0 | 0 | 8.2745 | #N/A
2007-11-17 01:01 | 11 | 17 | 1 | 321.0004 | 7681 | 46.04 | 39.92 | 1012 | 46.04 | 0 | 0 | Cooling | 0 | #N/A | #N/A | #N/A | #N/A | 0 | 0 | 0 | 0 | 0 | 0 | #N/A | #N/A | 88 | 88 | 0 | #N/A | 0% | 1 | 50% | 0% | 0% | 0% | 8.2745 | 0 | 0 | 0 | 8.2745 | #N/A
2007-11-17 02:01 | 11 | 17 | 2 | 321.0421 | 7682 | 46.04 | 42.08 | 1011 | 46.04 | 0 | 0 | Cooling | 0 | #N/A | #N/A | #N/A | #N/A | 0 | 0 | 0 | 0 | 0 | 0 | #N/A | #N/A | 88 | 88 | 0 | #N/A | 0% | 1 | 50% | 0% | 0% | 0% | 8.2745 | 0 | 0 | 0 | 8.2745 | #N/A
2007-11-17 03:01 | 11 | 17 | 3 | 321.0838 | 7683 | 46.4 | 44.06 | 1011 | 46.4 | 0 | 0 | Cooling | 0 | #N/A | #N/A | #N/A | #N/A | 0 | 0 | 0 | 0 | 0 | 0 | #N/A | #N/A | 88 | 88 | 0 | #N/A | 0% | 1 | 50% | 0% | 0% | 0% | 8.2745 | 0 | 0 | 0 | 8.2745 | #N/A
2007-11-17 04:01 | 11 | 17 | 4 | 321.1254 | 7684 | 46.4 | 46.04 | 1010 | 46.4 | 0 | 0 | Cooling | 0 | #N/A | #N/A | #N/A | #N/A | 0 | 0 | 0 | 0 | 0 | 0 | #N/A | #N/A | 88 | 88 | 0 | #N/A | 0% | 1 | 50% | 0% | 0% | 0% | 8.2745 | 0 | 0 | 0 | 8.2745 | #N/A
2007-11-17 05:01 | 11 | 17 | 5 | 321.1671 | 7685 | 46.04 | 48.02 | 1009 | 46.04 | 0 | 0 | Cooling | 0 | #N/A | #N/A | #N/A | #N/A | 0 | 0 | 0 | 0 | 0 | 0 | #N/A | #N/A | 88 | 88 | 0 | #N/A | 0% | 1 | 50% | 0% | 0% | 0% | 8.2745 | 0 | 0 | 0 | 8.2745 | #N/A
2007-11-17 06:01 | 11 | 17 | 6 | 321.2088 | 7686 | 46.04 | 50 | 1009 | 46.04 | 0 | 0 | Cooling | 0 | #N/A | #N/A | #N/A | #N/A | 0 | 0 | 0 | 0 | 0 | 0 | #N/A | #N/A | 88 | 88 | 0 | #N/A | 0% | 1 | 50% | 0% | 0% | 0% | 8.2745 | 0 | 0 | 0 | 8.2745 | #N/A
2007-11-17 07:01 | 11 | 17 | 7 | 321.2504 | 7687 | 46.04 | 50 | 1007 | 46.04 | 0 | 0 | Cooling | 0 | #N/A | #N/A | #N/A | #N/A | 0 | 0 | 0 | 0 | 0 | 0 | #N/A | #N/A | 88 | 88 | 0 | #N/A | 0% | 1 | 50% | 0% | 0% | 0% | 8.2745 | 0 | 0 | 0 | 8.2745 | #N/A
2007-11-17 08:01 | 11 | 17 | 8 | 321.2921 | 7688 | 46.04 | 48.92 | 1007 | 46.04 | 0 | 0 | Cooling | 0 | #N/A | #N/A | #N/A | #N/A | 0 | 0 | 0 | 0 | 0 | 0 | #N/A | #N/A | 88 | 88 | 0 | #N/A | 0% | 1 | 50% | 0% | 0% | 0% | 8.2745 | 0 | 0 | 0 | 8.2745 | #N/A
2007-11-17 09:01 | 11 | 17 | 9 | 321.3338 | 7689 | 48.02 | 48.02 | 1005 | 48.02 | 0 | 0 | Cooling | 0 | #N/A | #N/A | #N/A | #N/A | 0 | 0 | 0 | 0 | 0 | 0 | #N/A | #N/A | 88 | 88 | 0 | #N/A | 0% | 1 | 50% | 0% | 0% | 0% | 8.2745 | 0 | 0 | 0 | 8.2745 | #N/A
2007-11-17 10:01 | 11 | 17 | 10 | 321.3754 | 7690 | 48.92 | 46.94 | 1004 | 48.92 | 0 | 0 | Cooling | 0 | #N/A | #N/A | #N/A | #N/A | 0 | 0 | 0 | 0 | 0 | 0 | #N/A | #N/A | 88 | 88 | 0 | #N/A | 0% | 1 | 50% | 0% | 0% | 0% | 8.2745 | 0 | 0 | 0 | 8.2745 | #N/A
2007-11-17 11:01 | 11 | 17 | 11 | 321.4171 | 7691 | 48.92 | 46.94 | 1003 | 48.92 | 0 | 0 | Cooling | 0 | #N/A | #N/A | #N/A | #N/A | 0 | 0 | 0 | 0 | 0 | 0 | #N/A | #N/A | 88 | 88 | 0 | #N/A | 0% | 1 | 50% | 0% | 0% | 0% | 8.2745 | 0 | 0 | 0 | 8.2745 | #N/A
2007-11-17 12:01 | 11 | 17 | 12 | 321.4588 | 7692 | 51.98 | 48.02 | 1002 | 51.98 | 0 | 0 | Cooling | 0 | #N/A | #N/A | #N/A | #N/A | 0 | 0 | 0 | 0 | 0 | 0 | #N/A | #N/A | 88 | 88 | 0 | #N/A | 0% | 1 | 50% | 0% | 0% | 0% | 8.2745 | 0 | 0 | 0 | 8.2745 | #N/A
2007-11-17 13:01 | 11 | 17 | 13 | 321.5004 | 7693 | 51.98 | 51.08 | 1001 | 51.98 | 0 | 0 | Cooling | 0 | #N/A | #N/A | #N/A | #N/A | 0 | 0 | 0 | 0 | 0 | 0 | #N/A | #N/A | 88 | 88 | 0 | #N/A | 0% | 1 | 50% | 0% | 0% | 0% | 8.2745 | 0 | 0 | 0 | 8.2745 | #N/A
2007-11-17 14:01 | 11 | 17 | 14 | 321.5421 | 7694 | 51.98 | 51.98 | 1001 | 51.98 | 0 | 0 | Cooling | 0 | #N/A | #N/A | #N/A | #N/A | 0 | 0 | 0 | 0 | 0 | 0 | #N/A | #N/A | 88 | 88 | 0 | #N/A | 0% | 1 | 50% | 0% | 0% | 0% | 8.2745 | 0 | 0 | 0 | 8.2745 | #N/A
2007-11-17 15:01 | 11 | 17 | 15 | 321.5838 | 7695 | 53.96 | 51.98 | 1001 | 53.96 | 0 | 0 | Cooling | 0 | #N/A | #N/A | #N/A | #N/A | 0 | 0 | 0 | 0 | 0 | 0 | #N/A | #N/A | 88 | 88 | 0 | #N/A | 0% | 1 | 50% | 0% | 0% | 0% | 8.2745 | 0 | 0 | 0 | 8.2745 | #N/A
2007-11-17 16:01 | 11 | 17 | 16 | 321.6254 | 7696 | 53.06 | 51.98 | 1000 | 53.06 | 0 | 0 | Cooling | 0 | #N/A | #N/A | #N/A | #N/A | 0 | 0 | 0 | 0 | 0 | 0 | #N/A | #N/A | 88 | 88 | 0 | #N/A | 0% | 1 | 50% | 0% | 0% | 0% | 8.2745 | 0 | 0 | 0 | 8.2745 | #N/A
2007-11-17 17:01 | 11 | 17 | 17 | 321.6671 | 7697 | 53.06 | 51.08 | 999 | 53.06 | 0 | 0 | Cooling | 0 | #N/A | #N/A | #N/A | #N/A | 0 | 0 | 0 | 0 | 0 | 0 | #N/A | #N/A | 88 | 88 | 0 | #N/A | 0% | 1 | 50% | 0% | 0% | 0% | 8.2745 | 0 | 0 | 0 | 8.2745 | #N/A
2007-11-17 18:01 | 11 | 17 | 18 | 321.7088 | 7698 | 48.02 | 51.08 | 998 | 48.02 | 0 | 0 | Cooling | 0 | #N/A | #N/A | #N/A | #N/A | 0 | 0 | 0 | 0 | 0 | 0 | #N/A | #N/A | 88 | 88 | 0 | #N/A | 0% | 1 | 50% | 0% | 0% | 0% | 8.2745 | 0 | 0 | 0 | 8.2745 | #N/A
2007-11-17 19:01 | 11 | 17 | 19 | 321.7504 | 7699 | 46.94 | 51.08 | 997 | 46.94 | 0 | 0 | Cooling | 0 | #N/A | #N/A | #N/A | #N/A | 0 | 0 | 0 | 0 | 0 | 0 | #N/A | #N/A | 88 | 88 | 0 | #N/A | 0% | 1 | 50% | 0% | 0% | 0% | 8.2745 | 0 | 0 | 0 | 8.2745 | #N/A
2007-11-17 20:01 | 11 | 17 | 20 | 321.7921 | 7700 | 46.94 | 53.06 | 996 | 46.94 | 0 | 0 | Cooling | 0 | #N/A | #N/A | #N/A | #N/A | 0 | 0 | 0 | 0 | 0 | 0 | #N/A | #N/A | 88 | 88 | 0 | #N/A | 0% | 1 | 50% | 0% | 0% | 0% | 8.2745 | 0 | 0 | 0 | 8.2745 | #N/A
2007-11-17 21:01 | 11 | 17 | 21 | 321.8338 | 7701 | 39.92 | 53.96 | 995 | 39.92 | 0 | 0 | Cooling | 0 | #N/A | #N/A | #N/A | #N/A | 0 | 0 | 0 | 0 | 0 | 0 | #N/A | #N/A | 88 | 88 | 0 | #N/A | 0% | 1 | 50% | 0% | 0% | 0% | 8.2745 | 0 | 0 | 0 | 8.2745 | #N/A
2007-11-17 22:01 | 11 | 17 | 22 | 321.8754 | 7702 | 42.98 | 53.96 | 993 | 42.98 | 0 | 0 | Cooling | 0 | #N/A | #N/A | #N/A | #N/A | 0 | 0 | 0 | 0 | 0 | 0 | #N/A | #N/A | 88 | 88 | 0 | #N/A | 0% | 1 | 50% | 0% | 0% | 0% | 8.2745 | 0 | 0 | 0 | 8.2745 | #N/A
2007-11-17 23:01 | 11 | 17 | 23 | 321.9171 | 7703 | 42.98 | 55.04 | 992 | 42.98 | 0 | 0 | Cooling | 0 | #N/A | #N/A | #N/A | #N/A | 0 | 0 | 0 | 0 | 0 | 0 | #N/A | #N/A | 88 | 88 | 0 | #N/A | 0% | 1 | 50% | 0% | 0% | 0% | 8.2745 | 0 | 0 | 0 | 8.2745 | #N/A
2007-11-18 00:01 | 11 | 18 | 0 | 321.9588 | 7704 | 41 | 57.02 | 992 | 41 | 0 | 0 | Cooling | 0 | #N/A | #N/A | #N/A | #N/A | 0 | 0 | 0 | 0 | 0 | 0 | #N/A | #N/A | 88 | 88 | 0 | #N/A | 0% | 1 | 50% | 0% | 0% | 0% | 8.2745 | 0 | 0 | 0 | 8.2745 | #N/A
2007-11-18 01:01 | 11 | 18 | 1 | 322.0004 | 7705 | 41 | 53.06 | 994 | 41 | 0 | 0 | Cooling | 0 | #N/A | #N/A | #N/A | #N/A | 0 | 0 | 0 | 0 | 0 | 0 | #N/A | #N/A | 88 | 88 | 0 | #N/A | 0% | 1 | 50% | 0% | 0% | 0% | 8.2745 | 0 | 0 | 0 | 8.2745 | #N/A
2007-11-18 02:01 | 11 | 18 | 2 | 322.0421 | 7706 | 41 | 51.98 | 994 | 41 | 0 | 0 | Cooling | 0 | #N/A | #N/A | #N/A | #N/A | 0 | 0 | 0 | 0 | 0 | 0 | #N/A | #N/A | 88 | 88 | 0 | #N/A | 0% | 1 | 50% | 0% | 0% | 0% | 8.2745 | 0 | 0 | 0 | 8.2745 | #N/A
2007-11-18 03:01 | 11 | 18 | 3 | 322.0838 | 7707 | 37.04 | 50 | 995 | 37.04 | 0 | 0 | Cooling | 0 | #N/A | #N/A | #N/A | #N/A | 0 | 0 | 0 | 0 | 0 | 0 | #N/A | #N/A | 88 | 88 | 0 | #N/A | 0% | 1 | 50% | 0% | 0% | 0% | 8.2745 | 0 | 0 | 0 | 8.2745 | #N/A
2007-11-18 04:01 | 11 | 18 | 4 | 322.1254 | 7708 | 39.02 | 48.92 | 995 | 39.02 | 0 | 0 | Cooling | 0 | #N/A | #N/A | #N/A | #N/A | 0 | 0 | 0 | 0 | 0 | 0 | #N/A | #N/A | 88 | 88 | 0 | #N/A | 0% | 1 | 50% | 0% | 0% | 0% | 8.2745 | 0 | 0 | 0 | 8.2745 | #N/A
2007-11-18 05:01 | 11 | 18 | 5 | 322.1671 | 7709 | 39.02 | 48.02 | 996 | 39.02 | 0 | 0 | Cooling | 0 | #N/A | #N/A | #N/A | #N/A | 0 | 0 | 0 | 0 | 0 | 0 | #N/A | #N/A | 88 | 88 | 0 | #N/A | 0% | 1 | 50% | 0% | 0% | 0% | 8.2745 | 0 | 0 | 0 | 8.2745 | #N/A
2007-11-18 06:01 | 11 | 18 | 6 | 322.2088 | 7710 | 44.96 | 44.96 | 997 | 44.96 | 0 | 0 | Cooling | 0 | #N/A | #N/A | #N/A | #N/A | 0 | 0 | 0 | 0 | 0 | 0 | #N/A | #N/A | 88 | 88 | 0 | #N/A | 0% | 1 | 50% | 0% | 0% | 0% | 8.2745 | 0 | 0 | 0 | 8.2745 | #N/A
2007-11-18 07:01 | 11 | 18 | 7 | 322.2504 | 7711 | 39.02 | 44.06 | 997 | 39.02 | 0 | 8.3666 | Cooling | 1.3944 | #N/A | #N/A | #N/A | #N/A | 0 | 0 | 0 | 0 | 0 | 8.3666 | #N/A | #N/A | 88 | #N/A | #N/A | #N/A | 0.004648% | 1 | 50% | 0% | 0% | 0% | 8.2745 | 0 | 0 | 0 | 8.2745 | #N/A
2007-11-18 08:01 | 11 | 18 | 8 | 322.2921 | 7712 | 39.02 | 44.06 | 998 | 39.02 | 0 | 0 | Cooling | 0 | #N/A | #N/A | #N/A | #N/A | 0 | 0 | 0 | 0 | 0 | 0 | #N/A | #N/A | 88 | 88 | 0 | #N/A | 0% | 1 | 50% | 0% | 0% | 0% | 8.2745 | 0 | 0 | 0 | 8.2745 | #N/A
2007-11-18 09:01 | 11 | 18 | 9 | 322.3338 | 7713 | 50 | 44.96 | 999 | 50 | 0 | 0 | Cooling | 0 | #N/A | #N/A | #N/A | #N/A | 0 | 0 | 0 | 0 | 0 | 0 | #N/A | #N/A | 88 | 88 | 0 | #N/A | 0% | 1 | 50% | 0% | 0% | 0% | 8.2745 | 0 | 0 | 0 | 8.2745 | #N/A
2007-11-18 10:01 | 11 | 18 | 10 | 322.3754 | 7714 | 53.06 | 44.06 | 1000 | 53.06 | 0 | 0.0053042 | Cooling | 0.00088404 | #N/A | #N/A | #N/A | #N/A | 0 | 0 | 0 | 0 | 0 | 0.0053042 | #N/A | #N/A | 88 | #N/A | #N/A | #N/A | 2.947e-06% | 1 | 50% | 0% | 0% | 0% | 8.2745 | 0 | 0 | 0 | 8.2745 | #N/A
2007-11-18 11:01 | 11 | 18 | 11 | 322.4171 | 7715 | 53.06 | 41 | 1000 | 53.06 | 0 | 0.071428 | Cooling | 0.011905 | #N/A | #N/A | #N/A | #N/A | 0 | 0 | 0 | 0 | 0 | 0.071428 | #N/A | #N/A | 88 | #N/A | #N/A | #N/A | 3.968e-05% | 1 | 50% | 0% | 0% | 0% | 8.2745 | 0 | 0 | 0 | 8.2745 | #N/A
2007-11-18 12:01 | 11 | 18 | 12 | 322.4588 | 7716 | 51.08 | 37.04 | 1001 | 51.08 | 0 | 0.13535 | Cooling | 0.022558 | #N/A | #N/A | #N/A | #N/A | 0 | 0 | 0 | 0 | 0 | 0.13535 | #N/A | #N/A | 88 | #N/A | #N/A | #N/A | 7.519e-05% | 1 | 50% | 0% | 0% | 0% | 8.2745 | 0 | 0 | 0 | 8.2745 | #N/A
2007-11-18 13:01 | 11 | 18 | 13 | 322.5004 | 7717 | 51.98 | 35.06 | 1001 | 51.98 | 0 | 0.11424 | Cooling | 0.01904 | #N/A | #N/A | #N/A | #N/A | 0 | 0 | 0 | 0 | 0 | 0.11424 | #N/A | #N/A | 88 | #N/A | #N/A | #N/A | 6.347e-05% | 1 | 50% | 0% | 0% | 0% | 8.2745 | 0 | 0 | 0 | 8.2745 | #N/A
2007-11-18 14:01 | 11 | 18 | 14 | 322.5421 | 7718 | 51.98 | 30.02 | 1002 | 51.98 | 0 | 0.18284 | Cooling | 0.030474 | #N/A | #N/A | #N/A | #N/A | 0 | 0 | 0 | 0 | 0 | 0.18284 | #N/A | #N/A | 88 | #N/A | #N/A | #N/A | 0.0001016% | 1 | 50% | 0% | 0% | 0% | 8.2745 | 0 | 0 | 0 | 8.2745 | #N/A
2007-11-18 15:01 | 11 | 18 | 15 | 322.5838 | 7719 | 55.94 | 30.02 | 1002 | 55.94 | 0 | 0.23731 | Cooling | 0.039552 | #N/A | #N/A | #N/A | #N/A | 0 | 0 | 0 | 0 | 0 | 0.23731 | #N/A | #N/A | 88 | #N/A | #N/A | #N/A | 0.0001318% | 1 | 50% | 0% | 0% | 0% | 8.2745 | 0 | 0 | 0 | 8.2745 | #N/A
2007-11-18 16:01 | 11 | 18 | 16 | 322.6254 | 7720 | 53.96 | 30.92 | 1003 | 53.96 | 0 | 0.24572 | Cooling | 0.040953 | #N/A | #N/A | #N/A | #N/A | 0 | 0 | 0 | 0 | 0 | 0.24572 | #N/A | #N/A | 88 | #N/A | #N/A | #N/A | 0.0001365% | 1 | 50% | 0% | 0% | 0% | 8.2745 | 0 | 0 | 0 | 8.2745 | #N/A
2007-11-18 17:01 | 11 | 18 | 17 | 322.6671 | 7721 | 53.96 | 30.92 | 1004 | 53.96 | 0 | 0.3471 | Cooling | 0.05785 | #N/A | #N/A | #N/A | #N/A | 0 | 0 | 0 | 0 | 0 | 0.3471 | #N/A | #N/A | 88 | #N/A | #N/A | #N/A | 0.0001928% | 1 | 50% | 0% | 0% | 0% | 8.2745 | 0 | 0 | 0 | 8.2745 | #N/A
2007-11-18 18:01 | 11 | 18 | 18 | 322.7088 | 7722 | 46.94 | 30.92 | 1005 | 46.94 | 0 | 0.32022 | Cooling | 0.053369 | #N/A | #N/A | #N/A | #N/A | 0 | 0 | 0 | 0 | 0 | 0.32022 | #N/A | #N/A | 88 | #N/A | #N/A | #N/A | 0.0001779% | 1 | 50% | 0% | 0% | 0% | 8.2745 | 0 | 0 | 0 | 8.2745 | #N/A
2007-11-18 19:01 | 11 | 18 | 19 | 322.7504 | 7723 | 44.06 | 32 | 1005 | 44.06 | 0 | 0.19041 | Cooling | 0.031735 | #N/A | #N/A | #N/A | #N/A | 0 | 0 | 0 | 0 | 0 | 0.19041 | #N/A | #N/A | 88 | #N/A | #N/A | #N/A | 0.0001058% | 1 | 50% | 0% | 0% | 0% | 8.2745 | 0 | 0 | 0 | 8.2745 | #N/A
2007-11-18 20:01 | 11 | 18 | 20 | 322.7921 | 7724 | 44.06 | 33.08 | 1006 | 44.06 | 0 | 0.13143 | Cooling | 0.021905 | #N/A | #N/A | #N/A | #N/A | 0 | 0 | 0 | 0 | 0 | 0.13143 | #N/A | #N/A | 88 | #N/A | #N/A | #N/A | 7.302e-05% | 1 | 50% | 0% | 0% | 0% | 8.2745 | 0 | 0 | 0 | 8.2745 | #N/A
2007-11-18 21:01 | 11 | 18 | 21 | 322.8338 | 7725 | 42.08 | 33.98 | 1007 | 42.08 | 0.1419 | 0 | Heating | 0.018919 | #N/A | #N/A | #N/A | #N/A | 0.1419 | #N/A | #N/A | 3.8759 | #N/A | 0 | 0 | 0 | 0 | 0 | 0 | 0 | 6.306e-05% | 1 | 50% | 0% | 0% | 0% | 8.2745 | 0 | 0 | 0 | 8.2745 | #N/A
2007-11-18 22:01 | 11 | 18 | 22 | 322.8754 | 7726 | 41 | 33.08 | 1008 | 41 | 1.8531 | 0 | Heating | 0.24707 | #N/A | #N/A | #N/A | #N/A | 1.8531 | #N/A | #N/A | 3.8033 | #N/A | 0 | 0 | 0 | 0 | 0 | 0 | 0 | 0.0008236% | 1 | 50% | 0% | 0% | 0% | 8.2745 | 0 | 0 | 0 | 8.2745 | #N/A
2007-11-18 23:01 | 11 | 18 | 23 | 322.9171 | 7727 | 41 | 35.06 | 1008 | 41 | 0 | 0 | Cooling | 0 | #N/A | #N/A | #N/A | #N/A | 0 | 0 | 0 | 0 | 0 | 0 | #N/A | #N/A | 88 | 88 | 0 | #N/A | 0% | 1 | 50% | 0% | 0% | 0% | 8.2745 | 0 | 0 | 0 | 8.2745 | #N/A
2007-11-19 00:01 | 11 | 19 | 0 | 322.9588 | 7728 | 37.94 | 35.06 | 1009 | 37.94 | 0 | 0 | Cooling | 0 | #N/A | #N/A | #N/A | #N/A | 0 | 0 | 0 | 0 | 0 | 0 | #N/A | #N/A | 88 | 88 | 0 | #N/A | 0% | 1 | 50% | 0% | 0% | 0% | 8.2745 | 0 | 0 | 0 | 8.2745 | #N/A
2007-11-19 01:01 | 11 | 19 | 1 | 323.0004 | 7729 | 35.96 | 33.98 | 1009 | 35.96 | 0 | 0 | Cooling | 0 | #N/A | #N/A | #N/A | #N/A | 0 | 0 | 0 | 0 | 0 | 0 | #N/A | #N/A | 88 | 88 | 0 | #N/A | 0% | 1 | 50% | 0% | 0% | 0% | 8.2745 | 0 | 0 | 0 | 8.2745 | #N/A
2007-11-19 02:01 | 11 | 19 | 2 | 323.0421 | 7730 | 35.96 | 30.02 | 1009 | 35.96 | 0 | 0 | Cooling | 0 | #N/A | #N/A | #N/A | #N/A | 0 | 0 | 0 | 0 | 0 | 0 | #N/A | #N/A | 88 | 88 | 0 | #N/A | 0% | 1 | 50% | 0% | 0% | 0% | 8.2745 | 0 | 0 | 0 | 8.2745 | #N/A
2007-11-19 03:01 | 11 | 19 | 3 | 323.0838 | 7731 | 33.98 | 28.04 | 1009 | 33.98 | 0 | 0 | Cooling | 0 | #N/A | #N/A | #N/A | #N/A | 0 | 0 | 0 | 0 | 0 | 0 | #N/A | #N/A | 88 | 88 | 0 | #N/A | 0% | 1 | 50% | 0% | 0% | 0% | 8.2745 | 0 | 0 | 0 | 8.2745 | #N/A
2007-11-19 04:01 | 11 | 19 | 4 | 323.1254 | 7732 | 33.08 | 28.04 | 1009 | 33.08 | 0 | 0 | Cooling | 0 | #N/A | #N/A | #N/A | #N/A | 0 | 0 | 0 | 0 | 0 | 0 | #N/A | #N/A | 88 | 88 | 0 | #N/A | 0% | 1 | 50% | 0% | 0% | 0% | 8.2745 | 0 | 0 | 0 | 8.2745 | #N/A
2007-11-19 05:01 | 11 | 19 | 5 | 323.1671 | 7733 | 33.08 | 28.04 | 1009 | 33.08 | 0 | 0 | Cooling | 0 | #N/A | #N/A | #N/A | #N/A | 0 | 0 | 0 | 0 | 0 | 0 | #N/A | #N/A | 88 | 88 | 0 | #N/A | 0% | 1 | 50% | 0% | 0% | 0% | 8.2745 | 0 | 0 | 0 | 8.2745 | #N/A
2007-11-19 06:01 | 11 | 19 | 6 | 323.2088 | 7734 | 32 | 28.04 | 1008 | 32 | 0 | 0 | Cooling | 0 | #N/A | #N/A | #N/A | #N/A | 0 | 0 | 0 | 0 | 0 | 0 | #N/A | #N/A | 88 | 88 | 0 | #N/A | 0% | 1 | 50% | 0% | 0% | 0% | 8.2745 | 0 | 0 | 0 | 8.2745 | #N/A
2007-11-19 07:01 | 11 | 19 | 7 | 323.2504 | 7735 | 30.92 | 28.04 | 1008 | 30.92 | 145.9785 | 0 | Heating | 19.4638 | #N/A | #N/A | #N/A | #N/A | 145.9785 | #N/A | #N/A | 3.2671 | #N/A | 0 | 0 | 0 | 0 | 0 | 0 | 0 | 0.06488% | 1 | 50% | 0% | 0% | 0% | 8.2745 | 0 | 0 | 0 | 8.2745 | #N/A
2007-11-19 08:01 | 11 | 19 | 8 | 323.2921 | 7736 | 30.92 | 30.02 | 1008 | 30.92 | 39.092 | 0 | Heating | 5.2123 | #N/A | #N/A | #N/A | #N/A | 39.092 | #N/A | #N/A | 3.2671 | #N/A | 0 | 0 | 0 | 0 | 0 | 0 | 0 | 0.01737% | 1 | 50% | 0% | 0% | 0% | 8.2745 | 0 | 0 | 0 | 8.2745 | #N/A
2007-11-19 09:01 | 11 | 19 | 9 | 323.3338 | 7737 | 39.02 | 33.08 | 1007 | 39.02 | 0.47435 | 0 | Heating | 0.063246 | #N/A | #N/A | #N/A | #N/A | 0.47435 | #N/A | #N/A | 3.6785 | #N/A | 0 | 0 | 0 | 0 | 0 | 0 | 0 | 0.0002108% | 1 | 50% | 0% | 0% | 0% | 8.2745 | 0 | 0 | 0 | 8.2745 | #N/A
2007-11-19 10:01 | 11 | 19 | 10 | 323.3754 | 7738 | 44.06 | 32 | 1007 | 44.06 | 0 | 0.19268 | Cooling | 0.032113 | #N/A | #N/A | #N/A | #N/A | 0 | 0 | 0 | 0 | 0 | 0.19268 | #N/A | #N/A | 88 | #N/A | #N/A | #N/A | 0.000107% | 1 | 50% | 0% | 0% | 0% | 8.2745 | 0 | 0 | 0 | 8.2745 | #N/A
2007-11-19 11:01 | 11 | 19 | 11 | 323.4171 | 7739 | 44.06 | 30.92 | 1006 | 44.06 | 0 | 0.2598 | Cooling | 0.043299 | #N/A | #N/A | #N/A | #N/A | 0 | 0 | 0 | 0 | 0 | 0.2598 | #N/A | #N/A | 88 | #N/A | #N/A | #N/A | 0.0001443% | 1 | 50% | 0% | 0% | 0% | 8.2745 | 0 | 0 | 0 | 8.2745 | #N/A
2007-11-19 12:01 | 11 | 19 | 12 | 323.4588 | 7740 | 51.08 | 30.02 | 1005 | 51.08 | 0 | 0.31249 | Cooling | 0.052082 | #N/A | #N/A | #N/A | #N/A | 0 | 0 | 0 | 0 | 0 | 0.31249 | #N/A | #N/A | 88 | #N/A | #N/A | #N/A | 0.0001736% | 1 | 50% | 0% | 0% | 0% | 8.2745 | 0 | 0 | 0 | 8.2745 | #N/A
2007-11-19 13:01 | 11 | 19 | 13 | 323.5004 | 7741 | 53.06 | 28.04 | 1003 | 53.06 | 0 | 0.264 | Cooling | 0.043999 | #N/A | #N/A | #N/A | #N/A | 0 | 0 | 0 | 0 | 0 | 0.264 | #N/A | #N/A | 88 | #N/A | #N/A | #N/A | 0.0001467% | 1 | 50% | 0% | 0% | 0% | 8.2745 | 0 | 0 | 0 | 8.2745 | #N/A
2007-11-19 14:01 | 11 | 19 | 14 | 323.5421 | 7742 | 53.06 | 24.98 | 1002 | 53.06 | 0 | 0.24913 | Cooling | 0.041521 | #N/A | #N/A | #N/A | #N/A | 0 | 0 | 0 | 0 | 0 | 0.24913 | #N/A | #N/A | 88 | #N/A | #N/A | #N/A | 0.0001384% | 1 | 50% | 0% | 0% | 0% | 8.2745 | 0 | 0 | 0 | 8.2745 | #N/A
2007-11-19 15:01 | 11 | 19 | 15 | 323.5838 | 7743 | 55.94 | 24.08 | 1001 | 55.94 | 0 | 0.23112 | Cooling | 0.038521 | #N/A | #N/A | #N/A | #N/A | 0 | 0 | 0 | 0 | 0 | 0.23112 | #N/A | #N/A | 88 | #N/A | #N/A | #N/A | 0.0001284% | 1 | 50% | 0% | 0% | 0% | 8.2745 | 0 | 0 | 0 | 8.2745 | #N/A
2007-11-19 16:01 | 11 | 19 | 16 | 323.6254 | 7744 | 53.96 | 21.92 | 1001 | 53.96 | 0 | 0.27231 | Cooling | 0.045384 | #N/A | #N/A | #N/A | #N/A | 0 | 0 | 0 | 0 | 0 | 0.27231 | #N/A | #N/A | 88 | #N/A | #N/A | #N/A | 0.0001513% | 1 | 50% | 0% | 0% | 0% | 8.2745 | 0 | 0 | 0 | 8.2745 | #N/A
2007-11-19 17:01 | 11 | 19 | 17 | 323.6671 | 7745 | 53.96 | 21.92 | 1000 | 53.96 | 0 | 0.082823 | Cooling | 0.013804 | #N/A | #N/A | #N/A | #N/A | 0 | 0 | 0 | 0 | 0 | 0.082823 | #N/A | #N/A | 88 | #N/A | #N/A | #N/A | 4.601e-05% | 1 | 50% | 0% | 0% | 0% | 8.2745 | 0 | 0 | 0 | 8.2745 | #N/A
2007-11-19 18:01 | 11 | 19 | 18 | 323.7088 | 7746 | 41 | 21.92 | 1000 | 41 | 0 | 0.35855 | Cooling | 0.059759 | #N/A | #N/A | #N/A | #N/A | 0 | 0 | 0 | 0 | 0 | 0.35855 | #N/A | #N/A | 88 | #N/A | #N/A | #N/A | 0.0001992% | 1 | 50% | 0% | 0% | 0% | 8.2745 | 0 | 0 | 0 | 8.2745 | #N/A
2007-11-19 19:01 | 11 | 19 | 19 | 323.7504 | 7747 | 42.08 | 21.92 | 1000 | 42.08 | 0 | 0.252 | Cooling | 0.042 | #N/A | #N/A | #N/A | #N/A | 0 | 0 | 0 | 0 | 0 | 0.252 | #N/A | #N/A | 88 | #N/A | #N/A | #N/A | 0.00014% | 1 | 50% | 0% | 0% | 0% | 8.2745 | 0 | 0 | 0 | 8.2745 | #N/A
2007-11-19 20:01 | 11 | 19 | 20 | 323.7921 | 7748 | 42.08 | 21.02 | 998 | 42.08 | 0 | 0.26105 | Cooling | 0.043509 | #N/A | #N/A | #N/A | #N/A | 0 | 0 | 0 | 0 | 0 | 0.26105 | #N/A | #N/A | 88 | #N/A | #N/A | #N/A | 0.000145% | 1 | 50% | 0% | 0% | 0% | 8.2745 | 0 | 0 | 0 | 8.2745 | #N/A
2007-11-19 21:01 | 11 | 19 | 21 | 323.8338 | 7749 | 37.04 | 21.02 | 998 | 37.04 | 1.6433 | 0 | Heating | 0.2191 | #N/A | #N/A | #N/A | #N/A | 1.6433 | #N/A | #N/A | 3.5637 | #N/A | 0 | 0 | 0 | 0 | 0 | 0 | 0 | 0.0007303% | 1 | 50% | 0% | 0% | 0% | 8.2745 | 0 | 0 | 0 | 8.2745 | #N/A
2007-11-19 22:01 | 11 | 19 | 22 | 323.8754 | 7750 | 35.96 | 23 | 997 | 35.96 | 2.7098 | 0 | Heating | 0.36131 | #N/A | #N/A | #N/A | #N/A | 2.7098 | #N/A | #N/A | 3.5052 | #N/A | 0 | 0 | 0 | 0 | 0 | 0 | 0 | 0.001204% | 1 | 50% | 0% | 0% | 0% | 8.2745 | 0 | 0 | 0 | 8.2745 | #N/A
2007-11-19 23:01 | 11 | 19 | 23 | 323.9171 | 7751 | 35.96 | 23 | 997 | 35.96 | 0 | 0 | Cooling | 0 | #N/A | #N/A | #N/A | #N/A | 0 | 0 | 0 | 0 | 0 | 0 | #N/A | #N/A | 88 | 88 | 0 | #N/A | 0% | 1 | 50% | 0% | 0% | 0% | 8.2745 | 0 | 0 | 0 | 8.2745 | #N/A
2007-11-20 00:01 | 11 | 20 | 0 | 323.9588 | 7752 | 35.06 | 21.92 | 996 | 35.06 | 0 | 0 | Cooling | 0 | #N/A | #N/A | #N/A | #N/A | 0 | 0 | 0 | 0 | 0 | 0 | #N/A | #N/A | 88 | 88 | 0 | #N/A | 0% | 1 | 50% | 0% | 0% | 0% | 8.2745 | 0 | 0 | 0 | 8.2745 | #N/A
2007-11-20 01:01 | 11 | 20 | 1 | 324.0004 | 7753 | 33.98 | 23 | 995 | 33.98 | 0 | 0 | Cooling | 0 | #N/A | #N/A | #N/A | #N/A | 0 | 0 | 0 | 0 | 0 | 0 | #N/A | #N/A | 88 | 88 | 0 | #N/A | 0% | 1 | 50% | 0% | 0% | 0% | 8.2745 | 0 | 0 | 0 | 8.2745 | #N/A
2007-11-20 02:01 | 11 | 20 | 2 | 324.0421 | 7754 | 33.98 | 24.08 | 995 | 33.98 | 0 | 0 | Cooling | 0 | #N/A | #N/A | #N/A | #N/A | 0 | 0 | 0 | 0 | 0 | 0 | #N/A | #N/A | 88 | 88 | 0 | #N/A | 0% | 1 | 50% | 0% | 0% | 0% | 8.2745 | 0 | 0 | 0 | 8.2745 | #N/A
2007-11-20 03:01 | 11 | 20 | 3 | 324.0838 | 7755 | 33.08 | 26.06 | 994 | 33.08 | 0 | 0 | Cooling | 0 | #N/A | #N/A | #N/A | #N/A | 0 | 0 | 0 | 0 | 0 | 0 | #N/A | #N/A | 88 | 88 | 0 | #N/A | 0% | 1 | 50% | 0% | 0% | 0% | 8.2745 | 0 | 0 | 0 | 8.2745 | #N/A
2007-11-20 04:01 | 11 | 20 | 4 | 324.1254 | 7756 | 30.92 | 26.96 | 993 | 30.92 | 0 | 0 | Cooling | 0 | #N/A | #N/A | #N/A | #N/A | 0 | 0 | 0 | 0 | 0 | 0 | #N/A | #N/A | 88 | 88 | 0 | #N/A | 0% | 1 | 50% | 0% | 0% | 0% | 8.2745 | 0 | 0 | 0 | 8.2745 | #N/A
2007-11-20 05:01 | 11 | 20 | 5 | 324.1671 | 7757 | 30.92 | 28.94 | 993 | 30.92 | 0 | 0 | Cooling | 0 | #N/A | #N/A | #N/A | #N/A | 0 | 0 | 0 | 0 | 0 | 0 | #N/A | #N/A | 88 | 88 | 0 | #N/A | 0% | 1 | 50% | 0% | 0% | 0% | 8.2745 | 0 | 0 | 0 | 8.2745 | #N/A
2007-11-20 06:01 | 11 | 20 | 6 | 324.2088 | 7758 | 30.92 | 32 | 992 | 30.92 | 0 | 0 | Cooling | 0 | #N/A | #N/A | #N/A | #N/A | 0 | 0 | 0 | 0 | 0 | 0 | #N/A | #N/A | 88 | 88 | 0 | #N/A | 0% | 1 | 50% | 0% | 0% | 0% | 8.2745 | 0 | 0 | 0 | 8.2745 | #N/A
2007-11-20 07:01 | 11 | 20 | 7 | 324.2504 | 7759 | 30.02 | 32 | 992 | 30.02 | 141.1557 | 0 | Heating | 18.8208 | #N/A | #N/A | #N/A | #N/A | 141.1557 | #N/A | #N/A | 3.2302 | #N/A | 0 | 0 | 0 | 0 | 0 | 0 | 0 | 0.06274% | 1 | 50% | 0% | 0% | 0% | 8.2745 | 0 | 0 | 0 | 8.2745 | #N/A
2007-11-20 08:01 | 11 | 20 | 8 | 324.2921 | 7760 | 30.02 | 32 | 992 | 30.02 | 40.3555 | 0 | Heating | 5.3807 | #N/A | #N/A | #N/A | #N/A | 40.3555 | #N/A | #N/A | 3.2302 | #N/A | 0 | 0 | 0 | 0 | 0 | 0 | 0 | 0.01794% | 1 | 50% | 0% | 0% | 0% | 8.2745 | 0 | 0 | 0 | 8.2745 | #N/A
2007-11-20 09:01 | 11 | 20 | 9 | 324.3338 | 7761 | 32 | 28.94 | 992 | 32 | 2.7687 | 0 | Heating | 0.36916 | #N/A | #N/A | #N/A | #N/A | 2.7687 | #N/A | #N/A | 3.3135 | #N/A | 0 | 0 | 0 | 0 | 0 | 0 | 0 | 0.001231% | 1 | 50% | 0% | 0% | 0% | 8.2745 | 0 | 0 | 0 | 8.2745 | #N/A
2007-11-20 10:01 | 11 | 20 | 10 | 324.3754 | 7762 | 37.04 | 32 | 992 | 37.04 | 1.6205 | 0 | Heating | 0.21607 | #N/A | #N/A | #N/A | #N/A | 1.6205 | #N/A | #N/A | 3.5637 | #N/A | 0 | 0 | 0 | 0 | 0 | 0 | 0 | 0.0007202% | 1 | 50% | 0% | 0% | 0% | 8.2745 | 0 | 0 | 0 | 8.2745 | #N/A
2007-11-20 11:01 | 11 | 20 | 11 | 324.4171 | 7763 | 44.06 | 28.04 | 992 | 44.06 | 3.4819 | 0 | Heating | 0.46425 | #N/A | #N/A | #N/A | #N/A | 3.4819 | #N/A | #N/A | 4.0174 | #N/A | 0 | 0 | 0 | 0 | 0 | 0 | 0 | 0.001547% | 1 | 50% | 0% | 0% | 0% | 8.2745 | 0 | 0 | 0 | 8.2745 | #N/A
2007-11-20 12:01 | 11 | 20 | 12 | 324.4588 | 7764 | 55.94 | 26.96 | 991 | 55.94 | 1.4852 | 0 | Heating | 0.19803 | #N/A | #N/A | #N/A | #N/A | 1.4852 | #N/A | #N/A | 5.1278 | #N/A | 0 | 0 | 0 | 0 | 0 | 0 | 0 | 0.0006601% | 1 | 50% | 0% | 0% | 0% | 8.2745 | 0 | 0 | 0 | 8.2745 | #N/A
2007-11-20 13:01 | 11 | 20 | 13 | 324.5004 | 7765 | 60.98 | 26.96 | 991 | 60.98 | 4.1235 | 0 | Heating | 0.5498 | #N/A | #N/A | #N/A | #N/A | 4.1235 | #N/A | #N/A | 5.753 | #N/A | 0 | 0 | 0 | 0 | 0 | 0 | 0 | 0.001833% | 1 | 50% | 0% | 0% | 0% | 8.2745 | 0 | 0 | 0 | 8.2745 | #N/A
2007-11-20 14:01 | 11 | 20 | 14 | 324.5421 | 7766 | 60.98 | 30.02 | 991 | 60.98 | 3.0081 | 0 | Heating | 0.40108 | #N/A | #N/A | #N/A | #N/A | 3.0081 | #N/A | #N/A | 5.753 | #N/A | 0 | 0 | 0 | 0 | 0 | 0 | 0 | 0.001337% | 1 | 50% | 0% | 0% | 0% | 8.2745 | 0 | 0 | 0 | 8.2745 | #N/A
2007-11-20 15:01 | 11 | 20 | 15 | 324.5838 | 7767 | 64.04 | 28.04 | 991 | 64.04 | 4.8243 | 0 | Heating | 0.64323 | #N/A | #N/A | #N/A | #N/A | 4.8243 | #N/A | #N/A | 6.1832 | #N/A | 0 | 0 | 0 | 0 | 0 | 0 | 0 | 0.002144% | 1 | 50% | 0% | 0% | 0% | 8.2745 | 0 | 0 | 0 | 8.2745 | #N/A
2007-11-20 16:01 | 11 | 20 | 16 | 324.6254 | 7768 | 60.98 | 23 | 992 | 60.98 | 6.2347 | 0 | Heating | 0.8313 | #N/A | #N/A | #N/A | #N/A | 6.2347 | #N/A | #N/A | 5.753 | #N/A | 0 | 0 | 0 | 0 | 0 | 0 | 0 | 0.002771% | 1 | 50% | 0% | 0% | 0% | 8.2745 | 0 | 0 | 0 | 8.2745 | #N/A
2007-11-20 17:01 | 11 | 20 | 17 | 324.6671 | 7769 | 60.98 | 19.04 | 992 | 60.98 | 4.0425 | 0 | Heating | 0.539 | #N/A | #N/A | #N/A | #N/A | 4.0425 | #N/A | #N/A | 5.753 | #N/A | 0 | 0 | 0 | 0 | 0 | 0 | 0 | 0.001797% | 1 | 50% | 0% | 0% | 0% | 8.2745 | 0 | 0 | 0 | 8.2745 | #N/A
2007-11-20 18:01 | 11 | 20 | 18 | 324.7088 | 7770 | 57.92 | 17.06 | 993 | 57.92 | 8.7362 | 0 | Heating | 1.1648 | #N/A | #N/A | #N/A | #N/A | 8.7362 | #N/A | #N/A | 5.3615 | #N/A | 0 | 0 | 0 | 0 | 0 | 0 | 0 | 0.003883% | 1 | 50% | 0% | 0% | 0% | 8.2745 | 0 | 0 | 0 | 8.2745 | #N/A
2007-11-20 19:01 | 11 | 20 | 19 | 324.7504 | 7771 | 57.02 | 14 | 993 | 57.02 | 29.3363 | 0 | Heating | 3.9115 | #N/A | #N/A | #N/A | #N/A | 29.3363 | #N/A | #N/A | 5.2534 | #N/A | 0 | 0 | 0 | 0 | 0 | 0 | 0 | 0.01304% | 1 | 50% | 0% | 0% | 0% | 8.2745 | 0 | 0 | 0 | 8.2745 | #N/A
2007-11-20 20:01 | 11 | 20 | 20 | 324.7921 | 7772 | 57.02 | 21.92 | 994 | 57.02 | 83.6077 | 0 | Heating | 11.1477 | #N/A | #N/A | #N/A | #N/A | 83.6077 | #N/A | #N/A | 5.2534 | #N/A | 0 | 0 | 0 | 0 | 0 | 0 | 0 | 0.03716% | 1 | 50% | 0% | 0% | 0% | 8.2745 | 0 | 0 | 0 | 8.2745 | #N/A
2007-11-20 21:01 | 11 | 20 | 21 | 324.8338 | 7773 | 48.92 | 21.92 | 994 | 48.92 | 156.4065 | 0 | Heating | 20.8542 | #N/A | #N/A | #N/A | #N/A | 156.4065 | #N/A | #N/A | 4.4149 | #N/A | 0 | 0 | 0 | 0 | 0 | 0 | 0 | 0.06951% | 1 | 50% | 0% | 0% | 0% | 8.2745 | 0 | 0 | 0 | 8.2745 | #N/A
2007-11-20 22:01 | 11 | 20 | 22 | 324.8754 | 7774 | 46.94 | 19.04 | 994 | 46.94 | 204.0359 | 0 | Heating | 27.2048 | #N/A | #N/A | #N/A | #N/A | 204.0359 | #N/A | #N/A | 4.2441 | #N/A | 0 | 0 | 0 | 0 | 0 | 0 | 0 | 0.09068% | 1 | 50% | 0% | 0% | 0% | 8.2745 | 0 | 0 | 0 | 8.2745 | #N/A
2007-11-20 23:01 | 11 | 20 | 23 | 324.9171 | 7775 | 46.94 | 17.06 | 995 | 46.94 | 3.3525 | 0 | Heating | 0.447 | #N/A | #N/A | #N/A | #N/A | 3.3525 | #N/A | #N/A | 4.2441 | #N/A | 0 | 0 | 0 | 0 | 0 | 0 | 0 | 0.00149% | 1 | 50% | 0% | 0% | 0% | 8.2745 | 0 | 0 | 0 | 8.2745 | #N/A
2007-11-21 00:01 | 11 | 21 | 0 | 324.9588 | 7776 | 42.08 | 15.98 | 995 | 42.08 | 15.1273 | 0 | Heating | 2.017 | #N/A | #N/A | #N/A | #N/A | 15.1273 | #N/A | #N/A | 3.8759 | #N/A | 0 | 0 | 0 | 0 | 0 | 0 | 0 | 0.006723% | 1 | 50% | 0% | 0% | 0% | 8.2745 | 0 | 0 | 0 | 8.2745 | #N/A
2007-11-21 01:01 | 11 | 21 | 1 | 325.0004 | 7777 | 41 | 15.08 | 995 | 41 | 21.6032 | 0 | Heating | 2.8804 | #N/A | #N/A | #N/A | #N/A | 21.6032 | #N/A | #N/A | 3.8033 | #N/A | 0 | 0 | 0 | 0 | 0 | 0 | 0 | 0.009601% | 1 | 50% | 0% | 0% | 0% | 8.2745 | 0 | 0 | 0 | 8.2745 | #N/A
2007-11-21 02:01 | 11 | 21 | 2 | 325.0421 | 7778 | 41 | 12.02 | 995 | 41 | 85.4473 | 0 | Heating | 11.393 | #N/A | #N/A | #N/A | #N/A | 85.4473 | #N/A | #N/A | 3.8033 | #N/A | 0 | 0 | 0 | 0 | 0 | 0 | 0 | 0.03798% | 1 | 50% | 0% | 0% | 0% | 8.2745 | 0 | 0 | 0 | 8.2745 | #N/A
2007-11-21 03:01 | 11 | 21 | 3 | 325.0838 | 7779 | 35.96 | 10.94 | 995 | 35.96 | 164.2215 | 0 | Heating | 21.8962 | #N/A | #N/A | #N/A | #N/A | 164.2215 | #N/A | #N/A | 3.5052 | #N/A | 0 | 0 | 0 | 0 | 0 | 0 | 0 | 0.07299% | 1 | 50% | 0% | 0% | 0% | 8.2745 | 0 | 0 | 0 | 8.2745 | #N/A
2007-11-21 04:01 | 11 | 21 | 4 | 325.1255 | 7780 | 33.98 | 8.96 | 996 | 33.98 | 232.3697 | 0 | Heating | 30.9826 | #N/A | #N/A | #N/A | #N/A | 232.3697 | #N/A | #N/A | 3.405 | #N/A | 0 | 0 | 0 | 0 | 0 | 0 | 0 | 0.1033% | 1 | 50% | 0% | 0% | 0% | 8.2745 | 0 | 0 | 0 | 8.2745 | #N/A
2007-11-21 05:01 | 11 | 21 | 5 | 325.1671 | 7781 | 33.98 | 8.06 | 996 | 33.98 | 287.1543 | 0 | Heating | 38.2872 | #N/A | #N/A | #N/A | #N/A | 287.1543 | #N/A | #N/A | 3.405 | #N/A | 0 | 0 | 0 | 0 | 0 | 0 | 0 | 0.1276% | 1 | 50% | 0% | 0% | 0% | 8.2745 | 0 | 0 | 0 | 8.2745 | #N/A
2007-11-21 06:01 | 11 | 21 | 6 | 325.2088 | 7782 | 33.08 | 6.98 | 997 | 33.08 | 306.2093 | 0 | Heating | 40.8279 | #N/A | #N/A | #N/A | #N/A | 306.2093 | #N/A | #N/A | 3.3624 | #N/A | 0 | 0 | 0 | 0 | 0 | 0 | 0 | 0.1361% | 1 | 50% | 0% | 0% | 0% | 8.2745 | 0 | 0 | 0 | 8.2745 | #N/A
2007-11-21 07:01 | 11 | 21 | 7 | 325.2505 | 7783 | 33.98 | 8.96 | 997 | 33.98 | 717.3655 | 0 | Heating | 95.6487 | #N/A | #N/A | #N/A | #N/A | 717.3655 | #N/A | #N/A | 3.405 | #N/A | 0 | 0 | 0 | 0 | 0 | 0 | 0 | 0.3188% | 1 | 50% | 0% | 0% | 0% | 8.2745 | 0 | 0 | 0 | 8.2745 | #N/A
2007-11-21 08:01 | 11 | 21 | 8 | 325.2921 | 7784 | 33.98 | 8.06 | 999 | 33.98 | 515.9018 | 0 | Heating | 68.7869 | #N/A | #N/A | #N/A | #N/A | 515.9018 | #N/A | #N/A | 3.405 | #N/A | 0 | 0 | 0 | 0 | 0 | 0 | 0 | 0.2293% | 1 | 50% | 0% | 0% | 0% | 8.2745 | 0 | 0 | 0 | 8.2745 | #N/A
2007-11-21 09:01 | 11 | 21 | 9 | 325.3338 | 7785 | 33.98 | 6.08 | 999 | 33.98 | 347.3147 | 0 | Heating | 46.3086 | #N/A | #N/A | #N/A | #N/A | 347.3147 | #N/A | #N/A | 3.405 | #N/A | 0 | 0 | 0 | 0 | 0 | 0 | 0 | 0.1544% | 1 | 50% | 0% | 0% | 0% | 8.2745 | 0 | 0 | 0 | 8.2745 | #N/A
2007-11-21 10:01 | 11 | 21 | 10 | 325.3755 | 7786 | 33.98 | 6.08 | 999 | 33.98 | 330.6647 | 0 | Heating | 44.0886 | #N/A | #N/A | #N/A | #N/A | 330.6647 | #N/A | #N/A | 3.405 | #N/A | 0 | 0 | 0 | 0 | 0 | 0 | 0 | 0.147% | 1 | 50% | 0% | 0% | 0% | 8.2745 | 0 | 0 | 0 | 8.2745 | #N/A
2007-11-21 11:01 | 11 | 21 | 11 | 325.4171 | 7787 | 33.98 | 6.98 | 999 | 33.98 | 337.498 | 0 | Heating | 44.9997 | #N/A | #N/A | #N/A | #N/A | 337.498 | #N/A | #N/A | 3.405 | #N/A | 0 | 0 | 0 | 0 | 0 | 0 | 0 | 0.15% | 1 | 50% | 0% | 0% | 0% | 8.2745 | 0 | 0 | 0 | 8.2745 | #N/A
2007-11-21 12:01 | 11 | 21 | 12 | 325.4588 | 7788 | 33.98 | 8.96 | 999 | 33.98 | 313.6169 | 0 | Heating | 41.8156 | #N/A | #N/A | #N/A | #N/A | 313.6169 | #N/A | #N/A | 3.405 | #N/A | 0 | 0 | 0 | 0 | 0 | 0 | 0 | 0.1394% | 1 | 50% | 0% | 0% | 0% | 8.2745 | 0 | 0 | 0 | 8.2745 | #N/A
2007-11-21 13:01 | 11 | 21 | 13 | 325.5005 | 7789 | 35.96 | 8.96 | 999 | 35.96 | 344.3385 | 0 | Heating | 45.9118 | #N/A | #N/A | #N/A | #N/A | 344.3385 | #N/A | #N/A | 3.5052 | #N/A | 0 | 0 | 0 | 0 | 0 | 0 | 0 | 0.153% | 1 | 50% | 0% | 0% | 0% | 8.2745 | 0 | 0 | 0 | 8.2745 | #N/A
2007-11-21 14:01 | 11 | 21 | 14 | 325.5421 | 7790 | 37.04 | 8.96 | 999 | 37.04 | 297.2579 | 0 | Heating | 39.6344 | #N/A | #N/A | #N/A | #N/A | 297.2579 | #N/A | #N/A | 3.5637 | #N/A | 0 | 0 | 0 | 0 | 0 | 0 | 0 | 0.1321% | 1 | 50% | 0% | 0% | 0% | 8.2745 | 0 | 0 | 0 | 8.2745 | #N/A
2007-11-21 15:01 | 11 | 21 | 15 | 325.5838 | 7791 | 35.96 | 10.04 | 1000 | 35.96 | 290.851 | 0 | Heating | 38.7801 | #N/A | #N/A | #N/A | #N/A | 290.851 | #N/A | #N/A | 3.5052 | #N/A | 0 | 0 | 0 | 0 | 0 | 0 | 0 | 0.1293% | 1 | 50% | 0% | 0% | 0% | 8.2745 | 0 | 0 | 0 | 8.2745 | #N/A
2007-11-21 16:01 | 11 | 21 | 16 | 325.6255 | 7792 | 35.06 | 8.96 | 1001 | 35.06 | 295.5331 | 0 | Heating | 39.4044 | #N/A | #N/A | #N/A | #N/A | 295.5331 | #N/A | #N/A | 3.4585 | #N/A | 0 | 0 | 0 | 0 | 0 | 0 | 0 | 0.1313% | 1 | 50% | 0% | 0% | 0% | 8.2745 | 0 | 0 | 0 | 8.2745 | #N/A
2007-11-21 17:01 | 11 | 21 | 17 | 325.6671 | 7793 | 35.06 | 10.94 | 1001 | 35.06 | 268.9293 | 0 | Heating | 35.8572 | #N/A | #N/A | #N/A | #N/A | 268.9293 | #N/A | #N/A | 3.4585 | #N/A | 0 | 0 | 0 | 0 | 0 | 0 | 0 | 0.1195% | 1 | 50% | 0% | 0% | 0% | 8.2745 | 0 | 0 | 0 | 8.2745 | #N/A
2007-11-21 18:01 | 11 | 21 | 18 | 325.7088 | 7794 | 33.08 | 10.94 | 1002 | 33.08 | 290.4113 | 0 | Heating | 38.7215 | #N/A | #N/A | #N/A | #N/A | 290.4113 | #N/A | #N/A | 3.3624 | #N/A | 0 | 0 | 0 | 0 | 0 | 0 | 0 | 0.1291% | 1 | 50% | 0% | 0% | 0% | 8.2745 | 0 | 0 | 0 | 8.2745 | #N/A
2007-11-21 19:01 | 11 | 21 | 19 | 325.7505 | 7795 | 32 | 10.94 | 1002 | 32 | 350.2198 | 0 | Heating | 46.696 | #N/A | #N/A | #N/A | #N/A | 350.2198 | #N/A | #N/A | 3.3135 | #N/A | 0 | 0 | 0 | 0 | 0 | 0 | 0 | 0.1557% | 1 | 50% | 0% | 0% | 0% | 8.2745 | 0 | 0 | 0 | 8.2745 | #N/A
2007-11-21 20:01 | 11 | 21 | 20 | 325.7921 | 7796 | 32 | 12.02 | 1003 | 32 | 364.1898 | 0 | Heating | 48.5586 | #N/A | #N/A | #N/A | #N/A | 364.1898 | #N/A | #N/A | 3.3135 | #N/A | 0 | 0 | 0 | 0 | 0 | 0 | 0 | 0.1619% | 1 | 50% | 0% | 0% | 0% | 8.2745 | 0 | 0 | 0 | 8.2745 | #N/A
2007-11-21 21:01 | 11 | 21 | 21 | 325.8338 | 7797 | 30.02 | 12.92 | 1003 | 30.02 | 418.3103 | 0 | Heating | 55.7747 | #N/A | #N/A | #N/A | #N/A | 418.3103 | #N/A | #N/A | 3.2302 | #N/A | 0 | 0 | 0 | 0 | 0 | 0 | 0 | 0.1859% | 1 | 50% | 0% | 0% | 0% | 8.2745 | 0 | 0 | 0 | 8.2745 | #N/A
2007-11-21 22:01 | 11 | 21 | 22 | 325.8755 | 7798 | 30.02 | 14 | 1004 | 30.02 | 448.9866 | 0 | Heating | 59.8649 | #N/A | #N/A | #N/A | #N/A | 448.9866 | #N/A | #N/A | 3.2302 | #N/A | 0 | 0 | 0 | 0 | 0 | 0 | 0 | 0.1995% | 1 | 50% | 0% | 0% | 0% | 8.2745 | 0 | 0 | 0 | 8.2745 | #N/A
2007-11-21 23:01 | 11 | 21 | 23 | 325.9171 | 7799 | 30.02 | 15.08 | 1004 | 30.02 | 100.157 | 0 | Heating | 13.3543 | #N/A | #N/A | #N/A | #N/A | 100.157 | #N/A | #N/A | 3.2302 | #N/A | 0 | 0 | 0 | 0 | 0 | 0 | 0 | 0.04451% | 1 | 50% | 0% | 0% | 0% | 8.2745 | 0 | 0 | 0 | 8.2745 | #N/A
2007-11-22 00:01 | 11 | 22 | 0 | 325.9588 | 7800 | 30.92 | 12.92 | 1004 | 30.92 | 185.0094 | 0 | Heating | 24.6679 | #N/A | #N/A | #N/A | #N/A | 185.0094 | #N/A | #N/A | 3.2671 | #N/A | 0 | 0 | 0 | 0 | 0 | 0 | 0 | 0.08223% | 1 | 50% | 0% | 0% | 0% | 8.2745 | 0 | 0 | 0 | 8.2745 | #N/A
2007-11-22 01:01 | 11 | 22 | 1 | 326.0005 | 7801 | 30.92 | 12.02 | 1004 | 30.92 | 230.4717 | 0 | Heating | 30.7296 | #N/A | #N/A | #N/A | #N/A | 230.4717 | #N/A | #N/A | 3.2671 | #N/A | 0 | 0 | 0 | 0 | 0 | 0 | 0 | 0.1024% | 1 | 50% | 0% | 0% | 0% | 8.2745 | 0 | 0 | 0 | 8.2745 | #N/A
2007-11-22 02:01 | 11 | 22 | 2 | 326.0421 | 7802 | 30.92 | 15.08 | 1004 | 30.92 | 246.5616 | 0 | Heating | 32.8749 | #N/A | #N/A | #N/A | #N/A | 246.5616 | #N/A | #N/A | 3.2671 | #N/A | 0 | 0 | 0 | 0 | 0 | 0 | 0 | 0.1096% | 1 | 50% | 0% | 0% | 0% | 8.2745 | 0 | 0 | 0 | 8.2745 | #N/A
2007-11-22 03:01 | 11 | 22 | 3 | 326.0838 | 7803 | 30.02 | 12.92 | 1005 | 30.02 | 265.1563 | 0 | Heating | 35.3542 | #N/A | #N/A | #N/A | #N/A | 265.1563 | #N/A | #N/A | 3.2302 | #N/A | 0 | 0 | 0 | 0 | 0 | 0 | 0 | 0.1178% | 1 | 50% | 0% | 0% | 0% | 8.2745 | 0 | 0 | 0 | 8.2745 | #N/A
2007-11-22 04:01 | 11 | 22 | 4 | 326.1255 | 7804 | 30.02 | 12.92 | 1005 | 30.02 | 279.2915 | 0 | Heating | 37.2389 | #N/A | #N/A | #N/A | #N/A | 279.2915 | #N/A | #N/A | 3.2302 | #N/A | 0 | 0 | 0 | 0 | 0 | 0 | 0 | 0.1241% | 1 | 50% | 0% | 0% | 0% | 8.2745 | 0 | 0 | 0 | 8.2745 | #N/A
2007-11-22 05:01 | 11 | 22 | 5 | 326.1671 | 7805 | 30.02 | 10.04 | 1006 | 30.02 | 343.0451 | 0 | Heating | 45.7393 | #N/A | #N/A | #N/A | #N/A | 343.0451 | #N/A | #N/A | 3.2302 | #N/A | 0 | 0 | 0 | 0 | 0 | 0 | 0 | 0.1525% | 1 | 50% | 0% | 0% | 0% | 8.2745 | 0 | 0 | 0 | 8.2745 | #N/A
2007-11-22 06:01 | 11 | 22 | 6 | 326.2088 | 7806 | 30.02 | 8.06 | 1007 | 30.02 | 397.6236 | 0 | Heating | 53.0165 | #N/A | #N/A | #N/A | #N/A | 397.6236 | #N/A | #N/A | 3.2302 | #N/A | 0 | 0 | 0 | 0 | 0 | 0 | 0 | 0.1767% | 1 | 50% | 0% | 0% | 0% | 8.2745 | 0 | 0 | 0 | 8.2745 | #N/A
2007-11-22 07:01 | 11 | 22 | 7 | 326.2505 | 7807 | 28.94 | 8.06 | 1008 | 28.94 | 874.5527 | 0 | Heating | 116.607 | #N/A | #N/A | #N/A | #N/A | 874.5527 | #N/A | #N/A | 3.188 | #N/A | 0 | 0 | 0 | 0 | 0 | 0 | 0 | 0.3887% | 1 | 50% | 0% | 0% | 0% | 8.2745 | 0 | 0 | 0 | 8.2745 | #N/A
2007-11-22 08:01 | 11 | 22 | 8 | 326.2921 | 7808 | 28.94 | 10.94 | 1009 | 28.94 | 567.1736 | 0 | Heating | 75.6231 | #N/A | #N/A | #N/A | #N/A | 567.1736 | #N/A | #N/A | 3.188 | #N/A | 0 | 0 | 0 | 0 | 0 | 0 | 0 | 0.2521% | 1 | 50% | 0% | 0% | 0% | 8.2745 | 0 | 0 | 0 | 8.2745 | #N/A
2007-11-22 09:01 | 11 | 22 | 9 | 326.3338 | 7809 | 30.92 | 14 | 1009 | 30.92 | 243.4442 | 0 | Heating | 32.4592 | #N/A | #N/A | #N/A | #N/A | 243.4442 | #N/A | #N/A | 3.2671 | #N/A | 0 | 0 | 0 | 0 | 0 | 0 | 0 | 0.1082% | 1 | 50% | 0% | 0% | 0% | 8.2745 | 0 | 0 | 0 | 8.2745 | #N/A
2007-11-22 10:01 | 11 | 22 | 10 | 326.3755 | 7810 | 30.92 | 15.08 | 1010 | 30.92 | 163.6007 | 0 | Heating | 21.8134 | #N/A | #N/A | #N/A | #N/A | 163.6007 | #N/A | #N/A | 3.2671 | #N/A | 0 | 0 | 0 | 0 | 0 | 0 | 0 | 0.07271% | 1 | 50% | 0% | 0% | 0% | 8.2745 | 0 | 0 | 0 | 8.2745 | #N/A
2007-11-22 11:01 | 11 | 22 | 11 | 326.4171 | 7811 | 30.92 | 15.98 | 1010 | 30.92 | 154.3497 | 0 | Heating | 20.58 | #N/A | #N/A | #N/A | #N/A | 154.3497 | #N/A | #N/A | 3.2671 | #N/A | 0 | 0 | 0 | 0 | 0 | 0 | 0 | 0.0686% | 1 | 50% | 0% | 0% | 0% | 8.2745 | 0 | 0 | 0 | 8.2745 | #N/A
2007-11-22 12:01 | 11 | 22 | 12 | 326.4588 | 7812 | 33.08 | 12.92 | 1009 | 33.08 | 131.3631 | 0 | Heating | 17.5151 | #N/A | #N/A | #N/A | #N/A | 131.3631 | #N/A | #N/A | 3.3624 | #N/A | 0 | 0 | 0 | 0 | 0 | 0 | 0 | 0.05838% | 1 | 50% | 0% | 0% | 0% | 8.2745 | 0 | 0 | 0 | 8.2745 | #N/A
2007-11-22 13:01 | 11 | 22 | 13 | 326.5005 | 7813 | 33.08 | 12.92 | 1009 | 33.08 | 138.7758 | 0 | Heating | 18.5034 | #N/A | #N/A | #N/A | #N/A | 138.7758 | #N/A | #N/A | 3.3624 | #N/A | 0 | 0 | 0 | 0 | 0 | 0 | 0 | 0.06168% | 1 | 50% | 0% | 0% | 0% | 8.2745 | 0 | 0 | 0 | 8.2745 | #N/A
2007-11-22 14:01 | 11 | 22 | 14 | 326.5421 | 7814 | 33.08 | 12.02 | 1008 | 33.08 | 85.4679 | 0 | Heating | 11.3957 | #N/A | #N/A | #N/A | #N/A | 85.4679 | #N/A | #N/A | 3.3624 | #N/A | 0 | 0 | 0 | 0 | 0 | 0 | 0 | 0.03799% | 1 | 50% | 0% | 0% | 0% | 8.2745 | 0 | 0 | 0 | 8.2745 | #N/A
2007-11-22 15:01 | 11 | 22 | 15 | 326.5838 | 7815 | 33.08 | 14 | 1008 | 33.08 | 88.5619 | 0 | Heating | 11.8082 | #N/A | #N/A | #N/A | #N/A | 88.5619 | #N/A | #N/A | 3.3624 | #N/A | 0 | 0 | 0 | 0 | 0 | 0 | 0 | 0.03936% | 1 | 50% | 0% | 0% | 0% | 8.2745 | 0 | 0 | 0 | 8.2745 | #N/A
2007-11-22 16:01 | 11 | 22 | 16 | 326.6255 | 7816 | 30.92 | 17.06 | 1008 | 30.92 | 95.237 | 0 | Heating | 12.6983 | #N/A | #N/A | #N/A | #N/A | 95.237 | #N/A | #N/A | 3.2671 | #N/A | 0 | 0 | 0 | 0 | 0 | 0 | 0 | 0.04233% | 1 | 50% | 0% | 0% | 0% | 8.2745 | 0 | 0 | 0 | 8.2745 | #N/A
2007-11-22 17:01 | 11 | 22 | 17 | 326.6671 | 7817 | 30.92 | 15.98 | 1008 | 30.92 | 88.3426 | 0 | Heating | 11.779 | #N/A | #N/A | #N/A | #N/A | 88.3426 | #N/A | #N/A | 3.2671 | #N/A | 0 | 0 | 0 | 0 | 0 | 0 | 0 | 0.03926% | 1 | 50% | 0% | 0% | 0% | 8.2745 | 0 | 0 | 0 | 8.2745 | #N/A
2007-11-22 18:01 | 11 | 22 | 18 | 326.7088 | 7818 | 30.92 | 15.98 | 1008 | 30.92 | 118.907 | 0 | Heating | 15.8543 | #N/A | #N/A | #N/A | #N/A | 118.907 | #N/A | #N/A | 3.2671 | #N/A | 0 | 0 | 0 | 0 | 0 | 0 | 0 | 0.05285% | 1 | 50% | 0% | 0% | 0% | 8.2745 | 0 | 0 | 0 | 8.2745 | #N/A
2007-11-22 19:01 | 11 | 22 | 19 | 326.7505 | 7819 | 30.92 | 15.98 | 1008 | 30.92 | 175.4312 | 0 | Heating | 23.3908 | #N/A | #N/A | #N/A | #N/A | 175.4312 | #N/A | #N/A | 3.2671 | #N/A | 0 | 0 | 0 | 0 | 0 | 0 | 0 | 0.07797% | 1 | 50% | 0% | 0% | 0% | 8.2745 | 0 | 0 | 0 | 8.2745 | #N/A
2007-11-22 20:01 | 11 | 22 | 20 | 326.7921 | 7820 | 30.92 | 15.98 | 1008 | 30.92 | 224.4075 | 0 | Heating | 29.921 | #N/A | #N/A | #N/A | #N/A | 224.4075 | #N/A | #N/A | 3.2671 | #N/A | 0 | 0 | 0 | 0 | 0 | 0 | 0 | 0.09974% | 1 | 50% | 0% | 0% | 0% | 8.2745 | 0 | 0 | 0 | 8.2745 | #N/A
2007-11-22 21:01 | 11 | 22 | 21 | 326.8338 | 7821 | 30.92 | 15.08 | 1007 | 30.92 | 286.3188 | 0 | Heating | 38.1758 | #N/A | #N/A | #N/A | #N/A | 286.3188 | #N/A | #N/A | 3.2671 | #N/A | 0 | 0 | 0 | 0 | 0 | 0 | 0 | 0.1273% | 1 | 50% | 0% | 0% | 0% | 8.2745 | 0 | 0 | 0 | 8.2745 | #N/A
2007-11-22 22:01 | 11 | 22 | 22 | 326.8755 | 7822 | 30.02 | 14 | 1007 | 30.02 | 335.582 | 0 | Heating | 44.7443 | #N/A | #N/A | #N/A | #N/A | 335.582 | #N/A | #N/A | 3.2302 | #N/A | 0 | 0 | 0 | 0 | 0 | 0 | 0 | 0.1491% | 1 | 50% | 0% | 0% | 0% | 8.2745 | 0 | 0 | 0 | 8.2745 | #N/A
2007-11-22 23:01 | 11 | 22 | 23 | 326.9171 | 7823 | 30.02 | 14 | 1007 | 30.02 | 26.4192 | 0 | Heating | 3.5226 | #N/A | #N/A | #N/A | #N/A | 26.4192 | #N/A | #N/A | 3.2302 | #N/A | 0 | 0 | 0 | 0 | 0 | 0 | 0 | 0.01174% | 1 | 50% | 0% | 0% | 0% | 8.2745 | 0 | 0 | 0 | 8.2745 | #N/A
2007-11-23 00:01 | 11 | 23 | 0 | 326.9588 | 7824 | 30.92 | 12.02 | 1007 | 30.92 | 77.8434 | 0 | Heating | 10.3791 | #N/A | #N/A | #N/A | #N/A | 77.8434 | #N/A | #N/A | 3.2671 | #N/A | 0 | 0 | 0 | 0 | 0 | 0 | 0 | 0.0346% | 1 | 50% | 0% | 0% | 0% | 8.2745 | 0 | 0 | 0 | 8.2745 | #N/A
2007-11-23 01:01 | 11 | 23 | 1 | 327.0005 | 7825 | 30.02 | 12.02 | 1007 | 30.02 | 143.8642 | 0 | Heating | 19.1819 | #N/A | #N/A | #N/A | #N/A | 143.8642 | #N/A | #N/A | 3.2302 | #N/A | 0 | 0 | 0 | 0 | 0 | 0 | 0 | 0.06394% | 1 | 50% | 0% | 0% | 0% | 8.2745 | 0 | 0 | 0 | 8.2745 | #N/A
2007-11-23 02:01 | 11 | 23 | 2 | 327.0421 | 7826 | 30.02 | 12.92 | 1007 | 30.02 | 194.8106 | 0 | Heating | 25.9747 | #N/A | #N/A | #N/A | #N/A | 194.8106 | #N/A | #N/A | 3.2302 | #N/A | 0 | 0 | 0 | 0 | 0 | 0 | 0 | 0.08658% | 1 | 50% | 0% | 0% | 0% | 8.2745 | 0 | 0 | 0 | 8.2745 | #N/A
2007-11-23 03:01 | 11 | 23 | 3 | 327.0838 | 7827 | 30.02 | 14 | 1007 | 30.02 | 183.3945 | 0 | Heating | 24.4526 | #N/A | #N/A | #N/A | #N/A | 183.3945 | #N/A | #N/A | 3.2302 | #N/A | 0 | 0 | 0 | 0 | 0 | 0 | 0 | 0.08151% | 1 | 50% | 0% | 0% | 0% | 8.2745 | 0 | 0 | 0 | 8.2745 | #N/A
2007-11-23 04:01 | 11 | 23 | 4 | 327.1255 | 7828 | 30.02 | 15.98 | 1007 | 30.02 | 181.6298 | 0 | Heating | 24.2173 | #N/A | #N/A | #N/A | #N/A | 181.6298 | #N/A | #N/A | 3.2302 | #N/A | 0 | 0 | 0 | 0 | 0 | 0 | 0 | 0.08072% | 1 | 50% | 0% | 0% | 0% | 8.2745 | 0 | 0 | 0 | 8.2745 | #N/A
2007-11-23 05:01 | 11 | 23 | 5 | 327.1671 | 7829 | 30.02 | 15.98 | 1007 | 30.02 | 194.5039 | 0 | Heating | 25.9339 | #N/A | #N/A | #N/A | #N/A | 194.5039 | #N/A | #N/A | 3.2302 | #N/A | 0 | 0 | 0 | 0 | 0 | 0 | 0 | 0.08645% | 1 | 50% | 0% | 0% | 0% | 8.2745 | 0 | 0 | 0 | 8.2745 | #N/A
2007-11-23 06:01 | 11 | 23 | 6 | 327.2088 | 7830 | 30.02 | 17.06 | 1007 | 30.02 | 189.3324 | 0 | Heating | 25.2443 | #N/A | #N/A | #N/A | #N/A | 189.3324 | #N/A | #N/A | 3.2302 | #N/A | 0 | 0 | 0 | 0 | 0 | 0 | 0 | 0.08415% | 1 | 50% | 0% | 0% | 0% | 8.2745 | 0 | 0 | 0 | 8.2745 | #N/A
2007-11-23 07:01 | 11 | 23 | 7 | 327.2505 | 7831 | 30.02 | 17.06 | 1006 | 30.02 | 674.2381 | 0 | Heating | 89.8984 | #N/A | #N/A | #N/A | #N/A | 674.2381 | #N/A | #N/A | 3.2302 | #N/A | 0 | 0 | 0 | 0 | 0 | 0 | 0 | 0.2997% | 1 | 50% | 0% | 0% | 0% | 8.2745 | 0 | 0 | 0 | 8.2745 | #N/A
2007-11-23 08:01 | 11 | 23 | 8 | 327.2921 | 7832 | 30.02 | 17.06 | 1006 | 30.02 | 443.3622 | 0 | Heating | 59.115 | #N/A | #N/A | #N/A | #N/A | 443.3622 | #N/A | #N/A | 3.2302 | #N/A | 0 | 0 | 0 | 0 | 0 | 0 | 0 | 0.197% | 1 | 50% | 0% | 0% | 0% | 8.2745 | 0 | 0 | 0 | 8.2745 | #N/A
2007-11-23 09:01 | 11 | 23 | 9 | 327.3338 | 7833 | 32 | 17.06 | 1006 | 32 | 282.7702 | 0 | Heating | 37.7027 | #N/A | #N/A | #N/A | #N/A | 282.7702 | #N/A | #N/A | 3.3135 | #N/A | 0 | 0 | 0 | 0 | 0 | 0 | 0 | 0.1257% | 1 | 50% | 0% | 0% | 0% | 8.2745 | 0 | 0 | 0 | 8.2745 | #N/A
2007-11-23 10:01 | 11 | 23 | 10 | 327.3755 | 7834 | 32 | 17.96 | 1006 | 32 | 219.9671 | 0 | Heating | 29.329 | #N/A | #N/A | #N/A | #N/A | 219.9671 | #N/A | #N/A | 3.3135 | #N/A | 0 | 0 | 0 | 0 | 0 | 0 | 0 | 0.09776% | 1 | 50% | 0% | 0% | 0% | 8.2745 | 0 | 0 | 0 | 8.2745 | #N/A
2007-11-23 11:01 | 11 | 23 | 11 | 327.4171 | 7835 | 32 | 19.94 | 1005 | 32 | 196.8329 | 0 | Heating | 26.2444 | #N/A | #N/A | #N/A | #N/A | 196.8329 | #N/A | #N/A | 3.3135 | #N/A | 0 | 0 | 0 | 0 | 0 | 0 | 0 | 0.08748% | 1 | 50% | 0% | 0% | 0% | 8.2745 | 0 | 0 | 0 | 8.2745 | #N/A
2007-11-23 12:01 | 11 | 23 | 12 | 327.4588 | 7836 | 37.04 | 21.92 | 1004 | 37.04 | 149.0926 | 0 | Heating | 19.879 | #N/A | #N/A | #N/A | #N/A | 149.0926 | #N/A | #N/A | 3.5637 | #N/A | 0 | 0 | 0 | 0 | 0 | 0 | 0 | 0.06626% | 1 | 50% | 0% | 0% | 0% | 8.2745 | 0 | 0 | 0 | 8.2745 | #N/A
2007-11-23 13:01 | 11 | 23 | 13 | 327.5005 | 7837 | 35.96 | 19.94 | 1004 | 35.96 | 105.927 | 0 | Heating | 14.1236 | #N/A | #N/A | #N/A | #N/A | 105.927 | #N/A | #N/A | 3.5052 | #N/A | 0 | 0 | 0 | 0 | 0 | 0 | 0 | 0.04708% | 1 | 50% | 0% | 0% | 0% | 8.2745 | 0 | 0 | 0 | 8.2745 | #N/A
2007-11-23 14:01 | 11 | 23 | 14 | 327.5421 | 7838 | 35.96 | 19.04 | 1003 | 35.96 | 76.639 | 0 | Heating | 10.2185 | #N/A | #N/A | #N/A | #N/A | 76.639 | #N/A | #N/A | 3.5052 | #N/A | 0 | 0 | 0 | 0 | 0 | 0 | 0 | 0.03406% | 1 | 50% | 0% | 0% | 0% | 8.2745 | 0 | 0 | 0 | 8.2745 | #N/A
2007-11-23 15:01 | 11 | 23 | 15 | 327.5838 | 7839 | 33.98 | 21.92 | 1003 | 33.98 | 141.5899 | 0 | Heating | 18.8787 | #N/A | #N/A | #N/A | #N/A | 141.5899 | #N/A | #N/A | 3.405 | #N/A | 0 | 0 | 0 | 0 | 0 | 0 | 0 | 0.06293% | 1 | 50% | 0% | 0% | 0% | 8.2745 | 0 | 0 | 0 | 8.2745 | #N/A
2007-11-23 16:01 | 11 | 23 | 16 | 327.6255 | 7840 | 33.98 | 21.02 | 1003 | 33.98 | 139.8072 | 0 | Heating | 18.641 | #N/A | #N/A | #N/A | #N/A | 139.8072 | #N/A | #N/A | 3.405 | #N/A | 0 | 0 | 0 | 0 | 0 | 0 | 0 | 0.06214% | 1 | 50% | 0% | 0% | 0% | 8.2745 | 0 | 0 | 0 | 8.2745 | #N/A
2007-11-23 17:01 | 11 | 23 | 17 | 327.6671 | 7841 | 33.98 | 23 | 1003 | 33.98 | 99.4337 | 0 | Heating | 13.2578 | #N/A | #N/A | #N/A | #N/A | 99.4337 | #N/A | #N/A | 3.405 | #N/A | 0 | 0 | 0 | 0 | 0 | 0 | 0 | 0.04419% | 1 | 50% | 0% | 0% | 0% | 8.2745 | 0 | 0 | 0 | 8.2745 | #N/A
2007-11-23 18:01 | 11 | 23 | 18 | 327.7088 | 7842 | 33.08 | 23 | 1003 | 33.08 | 103.088 | 0 | Heating | 13.7451 | #N/A | #N/A | #N/A | #N/A | 103.088 | #N/A | #N/A | 3.3624 | #N/A | 0 | 0 | 0 | 0 | 0 | 0 | 0 | 0.04582% | 1 | 50% | 0% | 0% | 0% | 8.2745 | 0 | 0 | 0 | 8.2745 | #N/A
2007-11-23 19:01 | 11 | 23 | 19 | 327.7505 | 7843 | 32 | 23 | 1003 | 32 | 0 | 0 | Cooling | 0 | #N/A | #N/A | #N/A | #N/A | 0 | 0 | 0 | 0 | 0 | 0 | #N/A | #N/A | 88 | 88 | 0 | #N/A | 0% | 1 | 50% | 0% | 0% | 0% | 8.2745 | 0 | 0 | 0 | 8.2745 | #N/A
2007-11-23 20:01 | 11 | 23 | 20 | 327.7921 | 7844 | 32 | 24.08 | 1004 | 32 | 0 | 0 | Cooling | 0 | #N/A | #N/A | #N/A | #N/A | 0 | 0 | 0 | 0 | 0 | 0 | #N/A | #N/A | 88 | 88 | 0 | #N/A | 0% | 1 | 50% | 0% | 0% | 0% | 8.2745 | 0 | 0 | 0 | 8.2745 | #N/A
2007-11-23 21:01 | 11 | 23 | 21 | 327.8338 | 7845 | 32 | 32 | 1004 | 32 | 0 | 0 | Cooling | 0 | #N/A | #N/A | #N/A | #N/A | 0 | 0 | 0 | 0 | 0 | 0 | #N/A | #N/A | 88 | 88 | 0 | #N/A | 0% | 1 | 50% | 0% | 0% | 0% | 8.2745 | 0 | 0 | 0 | 8.2745 | #N/A
2007-11-23 22:01 | 11 | 23 | 22 | 327.8755 | 7846 | 32 | 28.04 | 1005 | 32 | 0 | 0 | Cooling | 0 | #N/A | #N/A | #N/A | #N/A | 0 | 0 | 0 | 0 | 0 | 0 | #N/A | #N/A | 88 | 88 | 0 | #N/A | 0% | 1 | 50% | 0% | 0% | 0% | 8.2745 | 0 | 0 | 0 | 8.2745 | #N/A
2007-11-23 23:01 | 11 | 23 | 23 | 327.9171 | 7847 | 32 | 30.02 | 1005 | 32 | 0 | 0 | Cooling | 0 | #N/A | #N/A | #N/A | #N/A | 0 | 0 | 0 | 0 | 0 | 0 | #N/A | #N/A | 88 | 88 | 0 | #N/A | 0% | 1 | 50% | 0% | 0% | 0% | 8.2745 | 0 | 0 | 0 | 8.2745 | #N/A
2007-11-24 00:01 | 11 | 24 | 0 | 327.9588 | 7848 | 32 | 30.02 | 1005 | 32 | 0 | 0 | Cooling | 0 | #N/A | #N/A | #N/A | #N/A | 0 | 0 | 0 | 0 | 0 | 0 | #N/A | #N/A | 88 | 88 | 0 | #N/A | 0% | 1 | 50% | 0% | 0% | 0% | 8.2745 | 0 | 0 | 0 | 8.2745 | #N/A
2007-11-24 01:01 | 11 | 24 | 1 | 328.0005 | 7849 | 30.92 | 32 | 1005 | 30.92 | 0 | 0 | Cooling | 0 | #N/A | #N/A | #N/A | #N/A | 0 | 0 | 0 | 0 | 0 | 0 | #N/A | #N/A | 88 | 88 | 0 | #N/A | 0% | 1 | 50% | 0% | 0% | 0% | 8.2745 | 0 | 0 | 0 | 8.2745 | #N/A
2007-11-24 02:01 | 11 | 24 | 2 | 328.0421 | 7850 | 30.92 | 33.98 | 1005 | 30.92 | 0 | 0 | Cooling | 0 | #N/A | #N/A | #N/A | #N/A | 0 | 0 | 0 | 0 | 0 | 0 | #N/A | #N/A | 88 | 88 | 0 | #N/A | 0% | 1 | 50% | 0% | 0% | 0% | 8.2745 | 0 | 0 | 0 | 8.2745 | #N/A
2007-11-24 03:01 | 11 | 24 | 3 | 328.0838 | 7851 | 30.02 | 35.96 | 1006 | 30.02 | 0 | 0 | Cooling | 0 | #N/A | #N/A | #N/A | #N/A | 0 | 0 | 0 | 0 | 0 | 0 | #N/A | #N/A | 88 | 88 | 0 | #N/A | 0% | 1 | 50% | 0% | 0% | 0% | 8.2745 | 0 | 0 | 0 | 8.2745 | #N/A
2007-11-24 04:01 | 11 | 24 | 4 | 328.1255 | 7852 | 28.94 | 35.96 | 1006 | 28.94 | 0 | 0 | Cooling | 0 | #N/A | #N/A | #N/A | #N/A | 0 | 0 | 0 | 0 | 0 | 0 | #N/A | #N/A | 88 | 88 | 0 | #N/A | 0% | 1 | 50% | 0% | 0% | 0% | 8.2745 | 0 | 0 | 0 | 8.2745 | #N/A
2007-11-24 05:01 | 11 | 24 | 5 | 328.1671 | 7853 | 28.94 | 37.04 | 1006 | 28.94 | 0 | 0 | Cooling | 0 | #N/A | #N/A | #N/A | #N/A | 0 | 0 | 0 | 0 | 0 | 0 | #N/A | #N/A | 88 | 88 | 0 | #N/A | 0% | 1 | 50% | 0% | 0% | 0% | 8.2745 | 0 | 0 | 0 | 8.2745 | #N/A
2007-11-24 06:01 | 11 | 24 | 6 | 328.2088 | 7854 | 28.04 | 37.04 | 1007 | 28.04 | 0 | 0 | Cooling | 0 | #N/A | #N/A | #N/A | #N/A | 0 | 0 | 0 | 0 | 0 | 0 | #N/A | #N/A | 88 | 88 | 0 | #N/A | 0% | 1 | 50% | 0% | 0% | 0% | 8.2745 | 0 | 0 | 0 | 8.2745 | #N/A
2007-11-24 07:01 | 11 | 24 | 7 | 328.2505 | 7855 | 28.4 | 37.94 | 1007 | 28.4 | 0 | 0 | Cooling | 0 | #N/A | #N/A | #N/A | #N/A | 0 | 0 | 0 | 0 | 0 | 0 | #N/A | #N/A | 88 | 88 | 0 | #N/A | 0% | 1 | 50% | 0% | 0% | 0% | 8.2745 | 0 | 0 | 0 | 8.2745 | #N/A
2007-11-24 08:01 | 11 | 24 | 8 | 328.2921 | 7856 | 28.04 | 37.94 | 1008 | 28.04 | 0 | 0 | Cooling | 0 | #N/A | #N/A | #N/A | #N/A | 0 | 0 | 0 | 0 | 0 | 0 | #N/A | #N/A | 88 | 88 | 0 | #N/A | 0% | 1 | 50% | 0% | 0% | 0% | 8.2745 | 0 | 0 | 0 | 8.2745 | #N/A
2007-11-24 09:01 | 11 | 24 | 9 | 328.3338 | 7857 | 28.94 | 39.02 | 1009 | 28.94 | 0 | 0 | Cooling | 0 | #N/A | #N/A | #N/A | #N/A | 0 | 0 | 0 | 0 | 0 | 0 | #N/A | #N/A | 88 | 88 | 0 | #N/A | 0% | 1 | 50% | 0% | 0% | 0% | 8.2745 | 0 | 0 | 0 | 8.2745 | #N/A
2007-11-24 10:01 | 11 | 24 | 10 | 328.3755 | 7858 | 32 | 39.92 | 1010 | 32 | 0 | 0 | Cooling | 0 | #N/A | #N/A | #N/A | #N/A | 0 | 0 | 0 | 0 | 0 | 0 | #N/A | #N/A | 88 | 88 | 0 | #N/A | 0% | 1 | 50% | 0% | 0% | 0% | 8.2745 | 0 | 0 | 0 | 8.2745 | #N/A
2007-11-24 11:01 | 11 | 24 | 11 | 328.4171 | 7859 | 32 | 39.02 | 1011 | 32 | 0 | 0 | Cooling | 0 | #N/A | #N/A | #N/A | #N/A | 0 | 0 | 0 | 0 | 0 | 0 | #N/A | #N/A | 88 | 88 | 0 | #N/A | 0% | 1 | 50% | 0% | 0% | 0% | 8.2745 | 0 | 0 | 0 | 8.2745 | #N/A
2007-11-24 12:01 | 11 | 24 | 12 | 328.4588 | 7860 | 35.06 | 37.94 | 1011 | 35.06 | 0 | 0 | Cooling | 0 | #N/A | #N/A | #N/A | #N/A | 0 | 0 | 0 | 0 | 0 | 0 | #N/A | #N/A | 88 | 88 | 0 | #N/A | 0% | 1 | 50% | 0% | 0% | 0% | 8.2745 | 0 | 0 | 0 | 8.2745 | #N/A
2007-11-24 13:01 | 11 | 24 | 13 | 328.5005 | 7861 | 35.96 | 37.04 | 1011 | 35.96 | 0 | 0 | Cooling | 0 | #N/A | #N/A | #N/A | #N/A | 0 | 0 | 0 | 0 | 0 | 0 | #N/A | #N/A | 88 | 88 | 0 | #N/A | 0% | 1 | 50% | 0% | 0% | 0% | 8.2745 | 0 | 0 | 0 | 8.2745 | #N/A
2007-11-24 14:01 | 11 | 24 | 14 | 328.5421 | 7862 | 35.96 | 37.04 | 1012 | 35.96 | 0 | 0 | Cooling | 0 | #N/A | #N/A | #N/A | #N/A | 0 | 0 | 0 | 0 | 0 | 0 | #N/A | #N/A | 88 | 88 | 0 | #N/A | 0% | 1 | 50% | 0% | 0% | 0% | 8.2745 | 0 | 0 | 0 | 8.2745 | #N/A
2007-11-24 15:01 | 11 | 24 | 15 | 328.5838 | 7863 | 37.04 | 37.04 | 1013 | 37.04 | 0 | 0 | Cooling | 0 | #N/A | #N/A | #N/A | #N/A | 0 | 0 | 0 | 0 | 0 | 0 | #N/A | #N/A | 88 | 88 | 0 | #N/A | 0% | 1 | 50% | 0% | 0% | 0% | 8.2745 | 0 | 0 | 0 | 8.2745 | #N/A
2007-11-24 16:01 | 11 | 24 | 16 | 328.6255 | 7864 | 35.06 | 37.04 | 1014 | 35.06 | 0 | 0 | Cooling | 0 | #N/A | #N/A | #N/A | #N/A | 0 | 0 | 0 | 0 | 0 | 0 | #N/A | #N/A | 88 | 88 | 0 | #N/A | 0% | 1 | 50% | 0% | 0% | 0% | 8.2745 | 0 | 0 | 0 | 8.2745 | #N/A
2007-11-24 17:01 | 11 | 24 | 17 | 328.6671 | 7865 | 35.06 | 37.04 | 1015 | 35.06 | 0 | 0 | Cooling | 0 | #N/A | #N/A | #N/A | #N/A | 0 | 0 | 0 | 0 | 0 | 0 | #N/A | #N/A | 88 | 88 | 0 | #N/A | 0% | 1 | 50% | 0% | 0% | 0% | 8.2745 | 0 | 0 | 0 | 8.2745 | #N/A
2007-11-24 18:01 | 11 | 24 | 18 | 328.7088 | 7866 | 30.02 | 37.04 | 1015 | 30.02 | 0 | 0 | Cooling | 0 | #N/A | #N/A | #N/A | #N/A | 0 | 0 | 0 | 0 | 0 | 0 | #N/A | #N/A | 88 | 88 | 0 | #N/A | 0% | 1 | 50% | 0% | 0% | 0% | 8.2745 | 0 | 0 | 0 | 8.2745 | #N/A
2007-11-24 19:01 | 11 | 24 | 19 | 328.7505 | 7867 | 30.02 | 37.04 | 1015 | 30.02 | 0 | 0 | Cooling | 0 | #N/A | #N/A | #N/A | #N/A | 0 | 0 | 0 | 0 | 0 | 0 | #N/A | #N/A | 88 | 88 | 0 | #N/A | 0% | 1 | 50% | 0% | 0% | 0% | 8.2745 | 0 | 0 | 0 | 8.2745 | #N/A
2007-11-24 20:01 | 11 | 24 | 20 | 328.7921 | 7868 | 30.02 | 37.94 | 1015 | 30.02 | 0.16309 | 0 | Heating | 0.021746 | #N/A | #N/A | #N/A | #N/A | 0.16309 | #N/A | #N/A | 3.2302 | #N/A | 0 | 0 | 0 | 0 | 0 | 0 | 0 | 7.249e-05% | 1 | 50% | 0% | 0% | 0% | 8.2745 | 0 | 0 | 0 | 8.2745 | #N/A
2007-11-24 21:01 | 11 | 24 | 21 | 328.8338 | 7869 | 28.04 | 37.94 | 1015 | 28.04 | 0.4862 | 0 | Heating | 0.064827 | #N/A | #N/A | #N/A | #N/A | 0.4862 | #N/A | #N/A | 3.1545 | #N/A | 0 | 0 | 0 | 0 | 0 | 0 | 0 | 0.0002161% | 1 | 50% | 0% | 0% | 0% | 8.2745 | 0 | 0 | 0 | 8.2745 | #N/A
2007-11-24 22:01 | 11 | 24 | 22 | 328.8755 | 7870 | 28.04 | 37.94 | 1016 | 28.04 | 3.8384 | 0 | Heating | 0.51179 | #N/A | #N/A | #N/A | #N/A | 3.8384 | #N/A | #N/A | 3.1545 | #N/A | 0 | 0 | 0 | 0 | 0 | 0 | 0 | 0.001706% | 1 | 50% | 0% | 0% | 0% | 8.2745 | 0 | 0 | 0 | 8.2745 | #N/A
2007-11-24 23:01 | 11 | 24 | 23 | 328.9171 | 7871 | 28.04 | 37.94 | 1016 | 28.04 | 5.9498 | 0 | Heating | 0.7933 | #N/A | #N/A | #N/A | #N/A | 5.9498 | #N/A | #N/A | 3.1545 | #N/A | 0 | 0 | 0 | 0 | 0 | 0 | 0 | 0.002644% | 1 | 50% | 0% | 0% | 0% | 8.2745 | 0 | 0 | 0 | 8.2745 | #N/A
2007-11-25 00:01 | 11 | 25 | 0 | 328.9588 | 7872 | 30.92 | 37.94 | 1016 | 30.92 | 8.2791 | 0 | Heating | 1.1039 | #N/A | #N/A | #N/A | #N/A | 8.2791 | #N/A | #N/A | 3.2671 | #N/A | 0 | 0 | 0 | 0 | 0 | 0 | 0 | 0.00368% | 1 | 50% | 0% | 0% | 0% | 8.2745 | 0 | 0 | 0 | 8.2745 | #N/A
2007-11-25 01:01 | 11 | 25 | 1 | 329.0005 | 7873 | 30.02 | 37.94 | 1016 | 30.02 | 8.9941 | 0 | Heating | 1.1992 | #N/A | #N/A | #N/A | #N/A | 8.9941 | #N/A | #N/A | 3.2302 | #N/A | 0 | 0 | 0 | 0 | 0 | 0 | 0 | 0.003997% | 1 | 50% | 0% | 0% | 0% | 8.2745 | 0 | 0 | 0 | 8.2745 | #N/A
2007-11-25 02:01 | 11 | 25 | 2 | 329.0421 | 7874 | 30.02 | 37.94 | 1016 | 30.02 | 9.515 | 0 | Heating | 1.2687 | #N/A | #N/A | #N/A | #N/A | 9.515 | #N/A | #N/A | 3.2302 | #N/A | 0 | 0 | 0 | 0 | 0 | 0 | 0 | 0.004229% | 1 | 50% | 0% | 0% | 0% | 8.2745 | 0 | 0 | 0 | 8.2745 | #N/A
2007-11-25 03:01 | 11 | 25 | 3 | 329.0838 | 7875 | 30.92 | 37.04 | 1016 | 30.92 | 9.7847 | 0 | Heating | 1.3046 | #N/A | #N/A | #N/A | #N/A | 9.7847 | #N/A | #N/A | 3.2671 | #N/A | 0 | 0 | 0 | 0 | 0 | 0 | 0 | 0.004349% | 1 | 50% | 0% | 0% | 0% | 8.2745 | 0 | 0 | 0 | 8.2745 | #N/A
2007-11-25 04:01 | 11 | 25 | 4 | 329.1255 | 7876 | 30.92 | 37.94 | 1016 | 30.92 | 11.3162 | 0 | Heating | 1.5088 | #N/A | #N/A | #N/A | #N/A | 11.3162 | #N/A | #N/A | 3.2671 | #N/A | 0 | 0 | 0 | 0 | 0 | 0 | 0 | 0.005029% | 1 | 50% | 0% | 0% | 0% | 8.2745 | 0 | 0 | 0 | 8.2745 | #N/A
2007-11-25 05:01 | 11 | 25 | 5 | 329.1671 | 7877 | 30.92 | 37.94 | 1015 | 30.92 | 12.0233 | 0 | Heating | 1.6031 | #N/A | #N/A | #N/A | #N/A | 12.0233 | #N/A | #N/A | 3.2671 | #N/A | 0 | 0 | 0 | 0 | 0 | 0 | 0 | 0.005344% | 1 | 50% | 0% | 0% | 0% | 8.2745 | 0 | 0 | 0 | 8.2745 | #N/A
2007-11-25 06:01 | 11 | 25 | 6 | 329.2088 | 7878 | 32 | 39.02 | 1016 | 32 | 11.5617 | 0 | Heating | 1.5416 | #N/A | #N/A | #N/A | #N/A | 11.5617 | #N/A | #N/A | 3.3135 | #N/A | 0 | 0 | 0 | 0 | 0 | 0 | 0 | 0.005139% | 1 | 50% | 0% | 0% | 0% | 8.2745 | 0 | 0 | 0 | 8.2745 | #N/A
2007-11-25 07:01 | 11 | 25 | 7 | 329.2505 | 7879 | 32 | 39.02 | 1015 | 32 | 471.3 | 0 | Heating | 62.84 | #N/A | #N/A | #N/A | #N/A | 471.3 | #N/A | #N/A | 3.3135 | #N/A | 0 | 0 | 0 | 0 | 0 | 0 | 0 | 0.2095% | 1 | 50% | 0% | 0% | 0% | 8.2745 | 0 | 0 | 0 | 8.2745 | #N/A
2007-11-25 08:01 | 11 | 25 | 8 | 329.2921 | 7880 | 32 | 39.02 | 1015 | 32 | 282.2869 | 0 | Heating | 37.6382 | #N/A | #N/A | #N/A | #N/A | 282.2869 | #N/A | #N/A | 3.3135 | #N/A | 0 | 0 | 0 | 0 | 0 | 0 | 0 | 0.1255% | 1 | 50% | 0% | 0% | 0% | 8.2745 | 0 | 0 | 0 | 8.2745 | #N/A
2007-11-25 09:01 | 11 | 25 | 9 | 329.3338 | 7881 | 33.98 | 39.02 | 1014 | 33.98 | 86.9265 | 0 | Heating | 11.5902 | #N/A | #N/A | #N/A | #N/A | 86.9265 | #N/A | #N/A | 3.405 | #N/A | 0 | 0 | 0 | 0 | 0 | 0 | 0 | 0.03863% | 1 | 50% | 0% | 0% | 0% | 8.2745 | 0 | 0 | 0 | 8.2745 | #N/A
2007-11-25 10:01 | 11 | 25 | 10 | 329.3755 | 7882 | 35.06 | 39.92 | 1013 | 35.06 | 57.5477 | 0 | Heating | 7.673 | #N/A | #N/A | #N/A | #N/A | 57.5477 | #N/A | #N/A | 3.4585 | #N/A | 0 | 0 | 0 | 0 | 0 | 0 | 0 | 0.02558% | 1 | 50% | 0% | 0% | 0% | 8.2745 | 0 | 0 | 0 | 8.2745 | #N/A
2007-11-25 11:01 | 11 | 25 | 11 | 329.4171 | 7883 | 35.06 | 39.02 | 1012 | 35.06 | 59.1721 | 0 | Heating | 7.8896 | #N/A | #N/A | #N/A | #N/A | 59.1721 | #N/A | #N/A | 3.4585 | #N/A | 0 | 0 | 0 | 0 | 0 | 0 | 0 | 0.0263% | 1 | 50% | 0% | 0% | 0% | 8.2745 | 0 | 0 | 0 | 8.2745 | #N/A
2007-11-25 12:01 | 11 | 25 | 12 | 329.4588 | 7884 | 39.02 | 39.92 | 1010 | 39.02 | 34.5841 | 0 | Heating | 4.6112 | #N/A | #N/A | #N/A | #N/A | 34.5841 | #N/A | #N/A | 3.6785 | #N/A | 0 | 0 | 0 | 0 | 0 | 0 | 0 | 0.01537% | 1 | 50% | 0% | 0% | 0% | 8.2745 | 0 | 0 | 0 | 8.2745 | #N/A
2007-11-25 13:01 | 11 | 25 | 13 | 329.5005 | 7885 | 37.94 | 39.92 | 1008 | 37.94 | 44.4372 | 0 | Heating | 5.925 | #N/A | #N/A | #N/A | #N/A | 44.4372 | #N/A | #N/A | 3.6146 | #N/A | 0 | 0 | 0 | 0 | 0 | 0 | 0 | 0.01975% | 1 | 50% | 0% | 0% | 0% | 8.2745 | 0 | 0 | 0 | 8.2745 | #N/A
2007-11-25 14:01 | 11 | 25 | 14 | 329.5421 | 7886 | 35.96 | 39.92 | 1007 | 35.96 | 11.2793 | 0 | Heating | 1.5039 | #N/A | #N/A | #N/A | #N/A | 11.2793 | #N/A | #N/A | 3.5052 | #N/A | 0 | 0 | 0 | 0 | 0 | 0 | 0 | 0.005013% | 1 | 50% | 0% | 0% | 0% | 8.2745 | 0 | 0 | 0 | 8.2745 | #N/A
2007-11-25 15:01 | 11 | 25 | 15 | 329.5838 | 7887 | 35.06 | 41 | 1006 | 35.06 | 9.2539 | 0 | Heating | 1.2339 | #N/A | #N/A | #N/A | #N/A | 9.2539 | #N/A | #N/A | 3.4585 | #N/A | 0 | 0 | 0 | 0 | 0 | 0 | 0 | 0.004113% | 1 | 50% | 0% | 0% | 0% | 8.2745 | 0 | 0 | 0 | 8.2745 | #N/A
2007-11-25 16:01 | 11 | 25 | 16 | 329.6255 | 7888 | 35.06 | 41 | 1005 | 35.06 | 8.48 | 0 | Heating | 1.1307 | #N/A | #N/A | #N/A | #N/A | 8.48 | #N/A | #N/A | 3.4585 | #N/A | 0 | 0 | 0 | 0 | 0 | 0 | 0 | 0.003769% | 1 | 50% | 0% | 0% | 0% | 8.2745 | 0 | 0 | 0 | 8.2745 | #N/A
2007-11-25 17:01 | 11 | 25 | 17 | 329.6671 | 7889 | 35.06 | 41 | 1005 | 35.06 | 5.2063 | 0 | Heating | 0.69417 | #N/A | #N/A | #N/A | #N/A | 5.2063 | #N/A | #N/A | 3.4585 | #N/A | 0 | 0 | 0 | 0 | 0 | 0 | 0 | 0.002314% | 1 | 50% | 0% | 0% | 0% | 8.2745 | 0 | 0 | 0 | 8.2745 | #N/A
2007-11-25 18:01 | 11 | 25 | 18 | 329.7088 | 7890 | 33.98 | 41 | 1004 | 33.98 | 5.0681 | 0 | Heating | 0.67575 | #N/A | #N/A | #N/A | #N/A | 5.0681 | #N/A | #N/A | 3.405 | #N/A | 0 | 0 | 0 | 0 | 0 | 0 | 0 | 0.002253% | 1 | 50% | 0% | 0% | 0% | 8.2745 | 0 | 0 | 0 | 8.2745 | #N/A
2007-11-25 19:01 | 11 | 25 | 19 | 329.7505 | 7891 | 33.98 | 44.96 | 1004 | 33.98 | 5.2083 | 0 | Heating | 0.69444 | #N/A | #N/A | #N/A | #N/A | 5.2083 | #N/A | #N/A | 3.405 | #N/A | 0 | 0 | 0 | 0 | 0 | 0 | 0 | 0.002315% | 1 | 50% | 0% | 0% | 0% | 8.2745 | 0 | 0 | 0 | 8.2745 | #N/A
2007-11-25 20:01 | 11 | 25 | 20 | 329.7921 | 7892 | 33.98 | 44.96 | 1003 | 33.98 | 4.7616 | 0 | Heating | 0.63487 | #N/A | #N/A | #N/A | #N/A | 4.7616 | #N/A | #N/A | 3.405 | #N/A | 0 | 0 | 0 | 0 | 0 | 0 | 0 | 0.002116% | 1 | 50% | 0% | 0% | 0% | 8.2745 | 0 | 0 | 0 | 8.2745 | #N/A
2007-11-25 21:01 | 11 | 25 | 21 | 329.8338 | 7893 | 33.98 | 44.96 | 1003 | 33.98 | 7.1316 | 0 | Heating | 0.95088 | #N/A | #N/A | #N/A | #N/A | 7.1316 | #N/A | #N/A | 3.405 | #N/A | 0 | 0 | 0 | 0 | 0 | 0 | 0 | 0.00317% | 1 | 50% | 0% | 0% | 0% | 8.2745 | 0 | 0 | 0 | 8.2745 | #N/A
2007-11-25 22:01 | 11 | 25 | 22 | 329.8755 | 7894 | 35.06 | 44.96 | 1003 | 35.06 | 7.2135 | 0 | Heating | 0.9618 | #N/A | #N/A | #N/A | #N/A | 7.2135 | #N/A | #N/A | 3.4585 | #N/A | 0 | 0 | 0 | 0 | 0 | 0 | 0 | 0.003206% | 1 | 50% | 0% | 0% | 0% | 8.2745 | 0 | 0 | 0 | 8.2745 | #N/A
2007-11-25 23:01 | 11 | 25 | 23 | 329.9171 | 7895 | 35.06 | 48.02 | 1004 | 35.06 | 0 | 0 | Cooling | 0 | #N/A | #N/A | #N/A | #N/A | 0 | 0 | 0 | 0 | 0 | 0 | #N/A | #N/A | 88 | 88 | 0 | #N/A | 0% | 1 | 50% | 0% | 0% | 0% | 8.2745 | 0 | 0 | 0 | 8.2745 | #N/A
2007-11-26 00:01 | 11 | 26 | 0 | 329.9588 | 7896 | 35.06 | 48.92 | 1004 | 35.06 | 0 | 0 | Cooling | 0 | #N/A | #N/A | #N/A | #N/A | 0 | 0 | 0 | 0 | 0 | 0 | #N/A | #N/A | 88 | 88 | 0 | #N/A | 0% | 1 | 50% | 0% | 0% | 0% | 8.2745 | 0 | 0 | 0 | 8.2745 | #N/A
2007-11-26 01:01 | 11 | 26 | 1 | 330.0005 | 7897 | 35.06 | 46.94 | 1004 | 35.06 | 0 | 0 | Cooling | 0 | #N/A | #N/A | #N/A | #N/A | 0 | 0 | 0 | 0 | 0 | 0 | #N/A | #N/A | 88 | 88 | 0 | #N/A | 0% | 1 | 50% | 0% | 0% | 0% | 8.2745 | 0 | 0 | 0 | 8.2745 | #N/A
2007-11-26 02:01 | 11 | 26 | 2 | 330.0421 | 7898 | 35.06 | 46.04 | 1004 | 35.06 | 0 | 0 | Cooling | 0 | #N/A | #N/A | #N/A | #N/A | 0 | 0 | 0 | 0 | 0 | 0 | #N/A | #N/A | 88 | 88 | 0 | #N/A | 0% | 1 | 50% | 0% | 0% | 0% | 8.2745 | 0 | 0 | 0 | 8.2745 | #N/A
2007-11-26 03:01 | 11 | 26 | 3 | 330.0838 | 7899 | 35.96 | 39.92 | 1005 | 35.96 | 0 | 0 | Cooling | 0 | #N/A | #N/A | #N/A | #N/A | 0 | 0 | 0 | 0 | 0 | 0 | #N/A | #N/A | 88 | 88 | 0 | #N/A | 0% | 1 | 50% | 0% | 0% | 0% | 8.2745 | 0 | 0 | 0 | 8.2745 | #N/A
2007-11-26 04:01 | 11 | 26 | 4 | 330.1255 | 7900 | 37.04 | 37.94 | 1006 | 37.04 | 0 | 0 | Cooling | 0 | #N/A | #N/A | #N/A | #N/A | 0 | 0 | 0 | 0 | 0 | 0 | #N/A | #N/A | 88 | 88 | 0 | #N/A | 0% | 1 | 50% | 0% | 0% | 0% | 8.2745 | 0 | 0 | 0 | 8.2745 | #N/A
2007-11-26 05:01 | 11 | 26 | 5 | 330.1671 | 7901 | 37.04 | 37.04 | 1006 | 37.04 | 0.60985 | 0 | Heating | 0.081313 | #N/A | #N/A | #N/A | #N/A | 0.60985 | #N/A | #N/A | 3.5637 | #N/A | 0 | 0 | 0 | 0 | 0 | 0 | 0 | 0.000271% | 1 | 50% | 0% | 0% | 0% | 8.2745 | 0 | 0 | 0 | 8.2745 | #N/A
2007-11-26 06:01 | 11 | 26 | 6 | 330.2088 | 7902 | 37.04 | 35.96 | 1008 | 37.04 | 2.2175 | 0 | Heating | 0.29567 | #N/A | #N/A | #N/A | #N/A | 2.2175 | #N/A | #N/A | 3.5637 | #N/A | 0 | 0 | 0 | 0 | 0 | 0 | 0 | 0.0009856% | 1 | 50% | 0% | 0% | 0% | 8.2745 | 0 | 0 | 0 | 8.2745 | #N/A
2007-11-26 07:01 | 11 | 26 | 7 | 330.2505 | 7903 | 37.04 | 35.06 | 1009 | 37.04 | 313.8632 | 0 | Heating | 41.8484 | #N/A | #N/A | #N/A | #N/A | 313.8632 | #N/A | #N/A | 3.5637 | #N/A | 0 | 0 | 0 | 0 | 0 | 0 | 0 | 0.1395% | 1 | 50% | 0% | 0% | 0% | 8.2745 | 0 | 0 | 0 | 8.2745 | #N/A
2007-11-26 08:01 | 11 | 26 | 8 | 330.2921 | 7904 | 37.04 | 33.98 | 1011 | 37.04 | 189.1527 | 0 | Heating | 25.2204 | #N/A | #N/A | #N/A | #N/A | 189.1527 | #N/A | #N/A | 3.5637 | #N/A | 0 | 0 | 0 | 0 | 0 | 0 | 0 | 0.08407% | 1 | 50% | 0% | 0% | 0% | 8.2745 | 0 | 0 | 0 | 8.2745 | #N/A
2007-11-26 09:01 | 11 | 26 | 9 | 330.3338 | 7905 | 39.02 | 33.08 | 1012 | 39.02 | 54.8891 | 0 | Heating | 7.3185 | #N/A | #N/A | #N/A | #N/A | 54.8891 | #N/A | #N/A | 3.6785 | #N/A | 0 | 0 | 0 | 0 | 0 | 0 | 0 | 0.0244% | 1 | 50% | 0% | 0% | 0% | 8.2745 | 0 | 0 | 0 | 8.2745 | #N/A
2007-11-26 10:01 | 11 | 26 | 10 | 330.3755 | 7906 | 39.02 | 32 | 1013 | 39.02 | 53.0358 | 0 | Heating | 7.0714 | #N/A | #N/A | #N/A | #N/A | 53.0358 | #N/A | #N/A | 3.6785 | #N/A | 0 | 0 | 0 | 0 | 0 | 0 | 0 | 0.02357% | 1 | 50% | 0% | 0% | 0% | 8.2745 | 0 | 0 | 0 | 8.2745 | #N/A
2007-11-26 11:01 | 11 | 26 | 11 | 330.4171 | 7907 | 39.92 | 30.02 | 1013 | 39.92 | 74.5965 | 0 | Heating | 9.9462 | #N/A | #N/A | #N/A | #N/A | 74.5965 | #N/A | #N/A | 3.7339 | #N/A | 0 | 0 | 0 | 0 | 0 | 0 | 0 | 0.03315% | 1 | 50% | 0% | 0% | 0% | 8.2745 | 0 | 0 | 0 | 8.2745 | #N/A
2007-11-26 12:01 | 11 | 26 | 12 | 330.4588 | 7908 | 42.08 | 30.02 | 1014 | 42.08 | 62.6552 | 0 | Heating | 8.354 | #N/A | #N/A | #N/A | #N/A | 62.6552 | #N/A | #N/A | 3.8759 | #N/A | 0 | 0 | 0 | 0 | 0 | 0 | 0 | 0.02785% | 1 | 50% | 0% | 0% | 0% | 8.2745 | 0 | 0 | 0 | 8.2745 | #N/A
2007-11-26 13:01 | 11 | 26 | 13 | 330.5005 | 7909 | 42.08 | 28.04 | 1014 | 42.08 | 93.0503 | 0 | Heating | 12.4067 | #N/A | #N/A | #N/A | #N/A | 93.0503 | #N/A | #N/A | 3.8759 | #N/A | 0 | 0 | 0 | 0 | 0 | 0 | 0 | 0.04136% | 1 | 50% | 0% | 0% | 0% | 8.2745 | 0 | 0 | 0 | 8.2745 | #N/A
2007-11-26 14:01 | 11 | 26 | 14 | 330.5421 | 7910 | 42.98 | 26.96 | 1015 | 42.98 | 42.6521 | 0 | Heating | 5.6869 | #N/A | #N/A | #N/A | #N/A | 42.6521 | #N/A | #N/A | 3.9388 | #N/A | 0 | 0 | 0 | 0 | 0 | 0 | 0 | 0.01896% | 1 | 50% | 0% | 0% | 0% | 8.2745 | 0 | 0 | 0 | 8.2745 | #N/A
2007-11-26 15:01 | 11 | 26 | 15 | 330.5838 | 7911 | 46.04 | 26.06 | 1015 | 46.04 | 47.2951 | 0 | Heating | 6.306 | #N/A | #N/A | #N/A | #N/A | 47.2951 | #N/A | #N/A | 4.1705 | #N/A | 0 | 0 | 0 | 0 | 0 | 0 | 0 | 0.02102% | 1 | 50% | 0% | 0% | 0% | 8.2745 | 0 | 0 | 0 | 8.2745 | #N/A
2007-11-26 16:01 | 11 | 26 | 16 | 330.6255 | 7912 | 44.96 | 26.06 | 1016 | 44.96 | 52.4193 | 0 | Heating | 6.9892 | #N/A | #N/A | #N/A | #N/A | 52.4193 | #N/A | #N/A | 4.0856 | #N/A | 0 | 0 | 0 | 0 | 0 | 0 | 0 | 0.0233% | 1 | 50% | 0% | 0% | 0% | 8.2745 | 0 | 0 | 0 | 8.2745 | #N/A
2007-11-26 17:01 | 11 | 26 | 17 | 330.6671 | 7913 | 44.96 | 26.06 | 1017 | 44.96 | 24.145 | 0 | Heating | 3.2193 | #N/A | #N/A | #N/A | #N/A | 24.145 | #N/A | #N/A | 4.0856 | #N/A | 0 | 0 | 0 | 0 | 0 | 0 | 0 | 0.01073% | 1 | 50% | 0% | 0% | 0% | 8.2745 | 0 | 0 | 0 | 8.2745 | #N/A
2007-11-26 18:01 | 11 | 26 | 18 | 330.7088 | 7914 | 37.94 | 26.06 | 1017 | 37.94 | 44.1681 | 0 | Heating | 5.8891 | #N/A | #N/A | #N/A | #N/A | 44.1681 | #N/A | #N/A | 3.6146 | #N/A | 0 | 0 | 0 | 0 | 0 | 0 | 0 | 0.01963% | 1 | 50% | 0% | 0% | 0% | 8.2745 | 0 | 0 | 0 | 8.2745 | #N/A
2007-11-26 19:01 | 11 | 26 | 19 | 330.7505 | 7915 | 35.96 | 24.98 | 1018 | 35.96 | 103.0453 | 0 | Heating | 13.7394 | #N/A | #N/A | #N/A | #N/A | 103.0453 | #N/A | #N/A | 3.5052 | #N/A | 0 | 0 | 0 | 0 | 0 | 0 | 0 | 0.0458% | 1 | 50% | 0% | 0% | 0% | 8.2745 | 0 | 0 | 0 | 8.2745 | #N/A
2007-11-26 20:01 | 11 | 26 | 20 | 330.7921 | 7916 | 37.04 | 24.08 | 1018 | 37.04 | 128.424 | 0 | Heating | 17.1232 | #N/A | #N/A | #N/A | #N/A | 128.424 | #N/A | #N/A | 3.5637 | #N/A | 0 | 0 | 0 | 0 | 0 | 0 | 0 | 0.05708% | 1 | 50% | 0% | 0% | 0% | 8.2745 | 0 | 0 | 0 | 8.2745 | #N/A
2007-11-26 21:01 | 11 | 26 | 21 | 330.8338 | 7917 | 37.04 | 24.08 | 1018 | 37.04 | 176.3515 | 0 | Heating | 23.5135 | #N/A | #N/A | #N/A | #N/A | 176.3515 | #N/A | #N/A | 3.5637 | #N/A | 0 | 0 | 0 | 0 | 0 | 0 | 0 | 0.07838% | 1 | 50% | 0% | 0% | 0% | 8.2745 | 0 | 0 | 0 | 8.2745 | #N/A
2007-11-26 22:01 | 11 | 26 | 22 | 330.8755 | 7918 | 37.94 | 24.08 | 1019 | 37.94 | 198.1262 | 0 | Heating | 26.4168 | #N/A | #N/A | #N/A | #N/A | 198.1262 | #N/A | #N/A | 3.6146 | #N/A | 0 | 0 | 0 | 0 | 0 | 0 | 0 | 0.08806% | 1 | 50% | 0% | 0% | 0% | 8.2745 | 0 | 0 | 0 | 8.2745 | #N/A
2007-11-26 23:01 | 11 | 26 | 23 | 330.9171 | 7919 | 39.02 | 24.08 | 1019 | 39.02 | 0.42954 | 0 | Heating | 0.057272 | #N/A | #N/A | #N/A | #N/A | 0.42954 | #N/A | #N/A | 3.6785 | #N/A | 0 | 0 | 0 | 0 | 0 | 0 | 0 | 0.0001909% | 1 | 50% | 0% | 0% | 0% | 8.2745 | 0 | 0 | 0 | 8.2745 | #N/A
2007-11-27 00:01 | 11 | 27 | 0 | 330.9588 | 7920 | 37.94 | 24.08 | 1019 | 37.94 | 4.9347 | 0 | Heating | 0.65796 | #N/A | #N/A | #N/A | #N/A | 4.9347 | #N/A | #N/A | 3.6146 | #N/A | 0 | 0 | 0 | 0 | 0 | 0 | 0 | 0.002193% | 1 | 50% | 0% | 0% | 0% | 8.2745 | 0 | 0 | 0 | 8.2745 | #N/A
2007-11-27 01:01 | 11 | 27 | 1 | 331.0005 | 7921 | 37.94 | 24.08 | 1019 | 37.94 | 9.5794 | 0 | Heating | 1.2773 | #N/A | #N/A | #N/A | #N/A | 9.5794 | #N/A | #N/A | 3.6146 | #N/A | 0 | 0 | 0 | 0 | 0 | 0 | 0 | 0.004258% | 1 | 50% | 0% | 0% | 0% | 8.2745 | 0 | 0 | 0 | 8.2745 | #N/A
2007-11-27 02:01 | 11 | 27 | 2 | 331.0421 | 7922 | 37.94 | 24.08 | 1019 | 37.94 | 12.539 | 0 | Heating | 1.6719 | #N/A | #N/A | #N/A | #N/A | 12.539 | #N/A | #N/A | 3.6146 | #N/A | 0 | 0 | 0 | 0 | 0 | 0 | 0 | 0.005573% | 1 | 50% | 0% | 0% | 0% | 8.2745 | 0 | 0 | 0 | 8.2745 | #N/A
2007-11-27 03:01 | 11 | 27 | 3 | 331.0838 | 7923 | 37.04 | 23 | 1019 | 37.04 | 14.6793 | 0 | Heating | 1.9572 | #N/A | #N/A | #N/A | #N/A | 14.6793 | #N/A | #N/A | 3.5637 | #N/A | 0 | 0 | 0 | 0 | 0 | 0 | 0 | 0.006524% | 1 | 50% | 0% | 0% | 0% | 8.2745 | 0 | 0 | 0 | 8.2745 | #N/A
2007-11-27 04:01 | 11 | 27 | 4 | 331.1255 | 7924 | 37.4 | 24.08 | 1019 | 37.4 | 16.8872 | 0 | Heating | 2.2516 | #N/A | #N/A | #N/A | #N/A | 16.8872 | #N/A | #N/A | 3.5838 | #N/A | 0 | 0 | 0 | 0 | 0 | 0 | 0 | 0.007505% | 1 | 50% | 0% | 0% | 0% | 8.2745 | 0 | 0 | 0 | 8.2745 | #N/A
2007-11-27 05:01 | 11 | 27 | 5 | 331.1671 | 7925 | 37.94 | 24.08 | 1018 | 37.94 | 18.3534 | 0 | Heating | 2.4471 | #N/A | #N/A | #N/A | #N/A | 18.3534 | #N/A | #N/A | 3.6146 | #N/A | 0 | 0 | 0 | 0 | 0 | 0 | 0 | 0.008157% | 1 | 50% | 0% | 0% | 0% | 8.2745 | 0 | 0 | 0 | 8.2745 | #N/A
2007-11-27 06:01 | 11 | 27 | 6 | 331.2088 | 7926 | 35.96 | 24.98 | 1019 | 35.96 | 17.5376 | 0 | Heating | 2.3383 | #N/A | #N/A | #N/A | #N/A | 17.5376 | #N/A | #N/A | 3.5052 | #N/A | 0 | 0 | 0 | 0 | 0 | 0 | 0 | 0.007794% | 1 | 50% | 0% | 0% | 0% | 8.2745 | 0 | 0 | 0 | 8.2745 | #N/A
2007-11-27 07:01 | 11 | 27 | 7 | 331.2505 | 7927 | 37.04 | 24.98 | 1019 | 37.04 | 473.4209 | 0 | Heating | 63.1228 | #N/A | #N/A | #N/A | #N/A | 473.4209 | #N/A | #N/A | 3.5637 | #N/A | 0 | 0 | 0 | 0 | 0 | 0 | 0 | 0.2104% | 1 | 50% | 0% | 0% | 0% | 8.2745 | 0 | 0 | 0 | 8.2745 | #N/A
2007-11-27 08:01 | 11 | 27 | 8 | 331.2921 | 7928 | 37.04 | 26.06 | 1019 | 37.04 | 271.0181 | 0 | Heating | 36.1357 | #N/A | #N/A | #N/A | #N/A | 271.0181 | #N/A | #N/A | 3.5637 | #N/A | 0 | 0 | 0 | 0 | 0 | 0 | 0 | 0.1205% | 1 | 50% | 0% | 0% | 0% | 8.2745 | 0 | 0 | 0 | 8.2745 | #N/A
2007-11-27 09:01 | 11 | 27 | 9 | 331.3338 | 7929 | 41 | 26.96 | 1019 | 41 | 83.6176 | 0 | Heating | 11.149 | #N/A | #N/A | #N/A | #N/A | 83.6176 | #N/A | #N/A | 3.8033 | #N/A | 0 | 0 | 0 | 0 | 0 | 0 | 0 | 0.03716% | 1 | 50% | 0% | 0% | 0% | 8.2745 | 0 | 0 | 0 | 8.2745 | #N/A
2007-11-27 10:01 | 11 | 27 | 10 | 331.3755 | 7930 | 42.08 | 26.96 | 1019 | 42.08 | 62.2352 | 0 | Heating | 8.298 | #N/A | #N/A | #N/A | #N/A | 62.2352 | #N/A | #N/A | 3.8759 | #N/A | 0 | 0 | 0 | 0 | 0 | 0 | 0 | 0.02766% | 1 | 50% | 0% | 0% | 0% | 8.2745 | 0 | 0 | 0 | 8.2745 | #N/A
2007-11-27 11:01 | 11 | 27 | 11 | 331.4171 | 7931 | 42.08 | 26.96 | 1019 | 42.08 | 61.4475 | 0 | Heating | 8.193 | #N/A | #N/A | #N/A | #N/A | 61.4475 | #N/A | #N/A | 3.8759 | #N/A | 0 | 0 | 0 | 0 | 0 | 0 | 0 | 0.02731% | 1 | 50% | 0% | 0% | 0% | 8.2745 | 0 | 0 | 0 | 8.2745 | #N/A
2007-11-27 12:01 | 11 | 27 | 12 | 331.4588 | 7932 | 42.08 | 26.96 | 1018 | 42.08 | 32.1573 | 0 | Heating | 4.2876 | #N/A | #N/A | #N/A | #N/A | 32.1573 | #N/A | #N/A | 3.8759 | #N/A | 0 | 0 | 0 | 0 | 0 | 0 | 0 | 0.01429% | 1 | 50% | 0% | 0% | 0% | 8.2745 | 0 | 0 | 0 | 8.2745 | #N/A
2007-11-27 13:01 | 11 | 27 | 13 | 331.5005 | 7933 | 42.08 | 26.96 | 1018 | 42.08 | 56.9837 | 0 | Heating | 7.5978 | #N/A | #N/A | #N/A | #N/A | 56.9837 | #N/A | #N/A | 3.8759 | #N/A | 0 | 0 | 0 | 0 | 0 | 0 | 0 | 0.02533% | 1 | 50% | 0% | 0% | 0% | 8.2745 | 0 | 0 | 0 | 8.2745 | #N/A
2007-11-27 14:01 | 11 | 27 | 14 | 331.5421 | 7934 | 42.08 | 28.04 | 1017 | 42.08 | 16.117 | 0 | Heating | 2.1489 | #N/A | #N/A | #N/A | #N/A | 16.117 | #N/A | #N/A | 3.8759 | #N/A | 0 | 0 | 0 | 0 | 0 | 0 | 0 | 0.007163% | 1 | 50% | 0% | 0% | 0% | 8.2745 | 0 | 0 | 0 | 8.2745 | #N/A
2007-11-27 15:01 | 11 | 27 | 15 | 331.5838 | 7935 | 42.8 | 28.04 | 1017 | 42.8 | 20.3367 | 0 | Heating | 2.7116 | #N/A | #N/A | #N/A | #N/A | 20.3367 | #N/A | #N/A | 3.9261 | #N/A | 0 | 0 | 0 | 0 | 0 | 0 | 0 | 0.009039% | 1 | 50% | 0% | 0% | 0% | 8.2745 | 0 | 0 | 0 | 8.2745 | #N/A
2007-11-27 16:01 | 11 | 27 | 16 | 331.6255 | 7936 | 39.92 | 28.04 | 1017 | 39.92 | 26.6199 | 0 | Heating | 3.5493 | #N/A | #N/A | #N/A | #N/A | 26.6199 | #N/A | #N/A | 3.7339 | #N/A | 0 | 0 | 0 | 0 | 0 | 0 | 0 | 0.01183% | 1 | 50% | 0% | 0% | 0% | 8.2745 | 0 | 0 | 0 | 8.2745 | #N/A
2007-11-27 17:01 | 11 | 27 | 17 | 331.6671 | 7937 | 39.92 | 26.96 | 1017 | 39.92 | 22.2066 | 0 | Heating | 2.9609 | #N/A | #N/A | #N/A | #N/A | 22.2066 | #N/A | #N/A | 3.7339 | #N/A | 0 | 0 | 0 | 0 | 0 | 0 | 0 | 0.00987% | 1 | 50% | 0% | 0% | 0% | 8.2745 | 0 | 0 | 0 | 8.2745 | #N/A
2007-11-27 18:01 | 11 | 27 | 18 | 331.7088 | 7938 | 39.02 | 26.06 | 1017 | 39.02 | 53.8681 | 0 | Heating | 7.1824 | #N/A | #N/A | #N/A | #N/A | 53.8681 | #N/A | #N/A | 3.6785 | #N/A | 0 | 0 | 0 | 0 | 0 | 0 | 0 | 0.02394% | 1 | 50% | 0% | 0% | 0% | 8.2745 | 0 | 0 | 0 | 8.2745 | #N/A
2007-11-27 19:01 | 11 | 27 | 19 | 331.7505 | 7939 | 39.92 | 26.06 | 1017 | 39.92 | 118.8941 | 0 | Heating | 15.8526 | #N/A | #N/A | #N/A | #N/A | 118.8941 | #N/A | #N/A | 3.7339 | #N/A | 0 | 0 | 0 | 0 | 0 | 0 | 0 | 0.05284% | 1 | 50% | 0% | 0% | 0% | 8.2745 | 0 | 0 | 0 | 8.2745 | #N/A
2007-11-27 20:01 | 11 | 27 | 20 | 331.7921 | 7940 | 39.92 | 26.96 | 1017 | 39.92 | 135.3652 | 0 | Heating | 18.0487 | #N/A | #N/A | #N/A | #N/A | 135.3652 | #N/A | #N/A | 3.7339 | #N/A | 0 | 0 | 0 | 0 | 0 | 0 | 0 | 0.06016% | 1 | 50% | 0% | 0% | 0% | 8.2745 | 0 | 0 | 0 | 8.2745 | #N/A
2007-11-27 21:01 | 11 | 27 | 21 | 331.8338 | 7941 | 37.94 | 26.96 | 1017 | 37.94 | 172.9061 | 0 | Heating | 23.0541 | #N/A | #N/A | #N/A | #N/A | 172.9061 | #N/A | #N/A | 3.6146 | #N/A | 0 | 0 | 0 | 0 | 0 | 0 | 0 | 0.07685% | 1 | 50% | 0% | 0% | 0% | 8.2745 | 0 | 0 | 0 | 8.2745 | #N/A
2007-11-27 22:01 | 11 | 27 | 22 | 331.8755 | 7942 | 37.94 | 28.04 | 1017 | 37.94 | 186.935 | 0 | Heating | 24.9247 | #N/A | #N/A | #N/A | #N/A | 186.935 | #N/A | #N/A | 3.6146 | #N/A | 0 | 0 | 0 | 0 | 0 | 0 | 0 | 0.08308% | 1 | 50% | 0% | 0% | 0% | 8.2745 | 0 | 0 | 0 | 8.2745 | #N/A
2007-11-27 23:01 | 11 | 27 | 23 | 331.9171 | 7943 | 37.94 | 28.04 | 1016 | 37.94 | 0.18021 | 0 | Heating | 0.024028 | #N/A | #N/A | #N/A | #N/A | 0.18021 | #N/A | #N/A | 3.6146 | #N/A | 0 | 0 | 0 | 0 | 0 | 0 | 0 | 8.009e-05% | 1 | 50% | 0% | 0% | 0% | 8.2745 | 0 | 0 | 0 | 8.2745 | #N/A
2007-11-28 00:01 | 11 | 28 | 0 | 331.9588 | 7944 | 37.94 | 28.04 | 1016 | 37.94 | 4.0259 | 0 | Heating | 0.53679 | #N/A | #N/A | #N/A | #N/A | 4.0259 | #N/A | #N/A | 3.6146 | #N/A | 0 | 0 | 0 | 0 | 0 | 0 | 0 | 0.001789% | 1 | 50% | 0% | 0% | 0% | 8.2745 | 0 | 0 | 0 | 8.2745 | #N/A
2007-11-28 01:01 | 11 | 28 | 1 | 332.0005 | 7945 | 37.94 | 28.04 | 1016 | 37.94 | 8.6732 | 0 | Heating | 1.1564 | #N/A | #N/A | #N/A | #N/A | 8.6732 | #N/A | #N/A | 3.6146 | #N/A | 0 | 0 | 0 | 0 | 0 | 0 | 0 | 0.003855% | 1 | 50% | 0% | 0% | 0% | 8.2745 | 0 | 0 | 0 | 8.2745 | #N/A
2007-11-28 02:01 | 11 | 28 | 2 | 332.0421 | 7946 | 37.94 | 28.04 | 1015 | 37.94 | 10.6506 | 0 | Heating | 1.4201 | #N/A | #N/A | #N/A | #N/A | 10.6506 | #N/A | #N/A | 3.6146 | #N/A | 0 | 0 | 0 | 0 | 0 | 0 | 0 | 0.004734% | 1 | 50% | 0% | 0% | 0% | 8.2745 | 0 | 0 | 0 | 8.2745 | #N/A
2007-11-28 03:01 | 11 | 28 | 3 | 332.0838 | 7947 | 33.98 | 28.04 | 1015 | 33.98 | 12.1443 | 0 | Heating | 1.6192 | #N/A | #N/A | #N/A | #N/A | 12.1443 | #N/A | #N/A | 3.405 | #N/A | 0 | 0 | 0 | 0 | 0 | 0 | 0 | 0.005397% | 1 | 50% | 0% | 0% | 0% | 8.2745 | 0 | 0 | 0 | 8.2745 | #N/A
2007-11-28 04:01 | 11 | 28 | 4 | 332.1255 | 7948 | 35.06 | 28.04 | 1015 | 35.06 | 13.4886 | 0 | Heating | 1.7985 | #N/A | #N/A | #N/A | #N/A | 13.4886 | #N/A | #N/A | 3.4585 | #N/A | 0 | 0 | 0 | 0 | 0 | 0 | 0 | 0.005995% | 1 | 50% | 0% | 0% | 0% | 8.2745 | 0 | 0 | 0 | 8.2745 | #N/A
2007-11-28 05:01 | 11 | 28 | 5 | 332.1671 | 7949 | 35.06 | 28.94 | 1015 | 35.06 | 15.0305 | 0 | Heating | 2.0041 | #N/A | #N/A | #N/A | #N/A | 15.0305 | #N/A | #N/A | 3.4585 | #N/A | 0 | 0 | 0 | 0 | 0 | 0 | 0 | 0.00668% | 1 | 50% | 0% | 0% | 0% | 8.2745 | 0 | 0 | 0 | 8.2745 | #N/A
2007-11-28 06:01 | 11 | 28 | 6 | 332.2088 | 7950 | 35.06 | 28.94 | 1015 | 35.06 | 14.8301 | 0 | Heating | 1.9773 | #N/A | #N/A | #N/A | #N/A | 14.8301 | #N/A | #N/A | 3.4585 | #N/A | 0 | 0 | 0 | 0 | 0 | 0 | 0 | 0.006591% | 1 | 50% | 0% | 0% | 0% | 8.2745 | 0 | 0 | 0 | 8.2745 | #N/A
2007-11-28 07:01 | 11 | 28 | 7 | 332.2505 | 7951 | 33.98 | 28.94 | 1015 | 33.98 | 431.0824 | 0 | Heating | 57.4777 | #N/A | #N/A | #N/A | #N/A | 431.0824 | #N/A | #N/A | 3.405 | #N/A | 0 | 0 | 0 | 0 | 0 | 0 | 0 | 0.1916% | 1 | 50% | 0% | 0% | 0% | 8.2745 | 0 | 0 | 0 | 8.2745 | #N/A
2007-11-28 08:01 | 11 | 28 | 8 | 332.2921 | 7952 | 33.98 | 28.94 | 1015 | 33.98 | 247.2174 | 0 | Heating | 32.9623 | #N/A | #N/A | #N/A | #N/A | 247.2174 | #N/A | #N/A | 3.405 | #N/A | 0 | 0 | 0 | 0 | 0 | 0 | 0 | 0.1099% | 1 | 50% | 0% | 0% | 0% | 8.2745 | 0 | 0 | 0 | 8.2745 | #N/A
2007-11-28 09:01 | 11 | 28 | 9 | 332.3338 | 7953 | 37.94 | 30.02 | 1015 | 37.94 | 71.5532 | 0 | Heating | 9.5404 | #N/A | #N/A | #N/A | #N/A | 71.5532 | #N/A | #N/A | 3.6146 | #N/A | 0 | 0 | 0 | 0 | 0 | 0 | 0 | 0.0318% | 1 | 50% | 0% | 0% | 0% | 8.2745 | 0 | 0 | 0 | 8.2745 | #N/A
2007-11-28 10:01 | 11 | 28 | 10 | 332.3755 | 7954 | 39.02 | 30.02 | 1015 | 39.02 | 53.52 | 0 | Heating | 7.136 | #N/A | #N/A | #N/A | #N/A | 53.52 | #N/A | #N/A | 3.6785 | #N/A | 0 | 0 | 0 | 0 | 0 | 0 | 0 | 0.02379% | 1 | 50% | 0% | 0% | 0% | 8.2745 | 0 | 0 | 0 | 8.2745 | #N/A
2007-11-28 11:01 | 11 | 28 | 11 | 332.4171 | 7955 | 39.02 | 32 | 1014 | 39.02 | 45.7897 | 0 | Heating | 6.1053 | #N/A | #N/A | #N/A | #N/A | 45.7897 | #N/A | #N/A | 3.6785 | #N/A | 0 | 0 | 0 | 0 | 0 | 0 | 0 | 0.02035% | 1 | 50% | 0% | 0% | 0% | 8.2745 | 0 | 0 | 0 | 8.2745 | #N/A
2007-11-28 12:01 | 11 | 28 | 12 | 332.4588 | 7956 | 41 | 32 | 1013 | 41 | 18.2302 | 0 | Heating | 2.4307 | #N/A | #N/A | #N/A | #N/A | 18.2302 | #N/A | #N/A | 3.8033 | #N/A | 0 | 0 | 0 | 0 | 0 | 0 | 0 | 0.008102% | 1 | 50% | 0% | 0% | 0% | 8.2745 | 0 | 0 | 0 | 8.2745 | #N/A
2007-11-28 13:01 | 11 | 28 | 13 | 332.5005 | 7957 | 41 | 33.08 | 1012 | 41 | 24.242 | 0 | Heating | 3.2323 | #N/A | #N/A | #N/A | #N/A | 24.242 | #N/A | #N/A | 3.8033 | #N/A | 0 | 0 | 0 | 0 | 0 | 0 | 0 | 0.01077% | 1 | 50% | 0% | 0% | 0% | 8.2745 | 0 | 0 | 0 | 8.2745 | #N/A
2007-11-28 14:01 | 11 | 28 | 14 | 332.5421 | 7958 | 41 | 33.08 | 1012 | 41 | 12.3013 | 0 | Heating | 1.6402 | #N/A | #N/A | #N/A | #N/A | 12.3013 | #N/A | #N/A | 3.8033 | #N/A | 0 | 0 | 0 | 0 | 0 | 0 | 0 | 0.005467% | 1 | 50% | 0% | 0% | 0% | 8.2745 | 0 | 0 | 0 | 8.2745 | #N/A
2007-11-28 15:01 | 11 | 28 | 15 | 332.5838 | 7959 | 41 | 32 | 1012 | 41 | 13.7312 | 0 | Heating | 1.8308 | #N/A | #N/A | #N/A | #N/A | 13.7312 | #N/A | #N/A | 3.8033 | #N/A | 0 | 0 | 0 | 0 | 0 | 0 | 0 | 0.006103% | 1 | 50% | 0% | 0% | 0% | 8.2745 | 0 | 0 | 0 | 8.2745 | #N/A
2007-11-28 16:01 | 11 | 28 | 16 | 332.6255 | 7960 | 39.92 | 32 | 1011 | 39.92 | 12.7205 | 0 | Heating | 1.6961 | #N/A | #N/A | #N/A | #N/A | 12.7205 | #N/A | #N/A | 3.7339 | #N/A | 0 | 0 | 0 | 0 | 0 | 0 | 0 | 0.005654% | 1 | 50% | 0% | 0% | 0% | 8.2745 | 0 | 0 | 0 | 8.2745 | #N/A
2007-11-28 17:01 | 11 | 28 | 17 | 332.6671 | 7961 | 39.92 | 32 | 1011 | 39.92 | 10.0565 | 0 | Heating | 1.3409 | #N/A | #N/A | #N/A | #N/A | 10.0565 | #N/A | #N/A | 3.7339 | #N/A | 0 | 0 | 0 | 0 | 0 | 0 | 0 | 0.00447% | 1 | 50% | 0% | 0% | 0% | 8.2745 | 0 | 0 | 0 | 8.2745 | #N/A
2007-11-28 18:01 | 11 | 28 | 18 | 332.7088 | 7962 | 35.96 | 30.92 | 1011 | 35.96 | 11.8344 | 0 | Heating | 1.5779 | #N/A | #N/A | #N/A | #N/A | 11.8344 | #N/A | #N/A | 3.5052 | #N/A | 0 | 0 | 0 | 0 | 0 | 0 | 0 | 0.00526% | 1 | 50% | 0% | 0% | 0% | 8.2745 | 0 | 0 | 0 | 8.2745 | #N/A
2007-11-28 19:01 | 11 | 28 | 19 | 332.7505 | 7963 | 33.98 | 30.92 | 1011 | 33.98 | 31.7956 | 0 | Heating | 4.2394 | #N/A | #N/A | #N/A | #N/A | 31.7956 | #N/A | #N/A | 3.405 | #N/A | 0 | 0 | 0 | 0 | 0 | 0 | 0 | 0.01413% | 1 | 50% | 0% | 0% | 0% | 8.2745 | 0 | 0 | 0 | 8.2745 | #N/A
2007-11-28 20:01 | 11 | 28 | 20 | 332.7921 | 7964 | 33.98 | 30.92 | 1010 | 33.98 | 46.4451 | 0 | Heating | 6.1927 | #N/A | #N/A | #N/A | #N/A | 46.4451 | #N/A | #N/A | 3.405 | #N/A | 0 | 0 | 0 | 0 | 0 | 0 | 0 | 0.02064% | 1 | 50% | 0% | 0% | 0% | 8.2745 | 0 | 0 | 0 | 8.2745 | #N/A
2007-11-28 21:01 | 11 | 28 | 21 | 332.8338 | 7965 | 35.06 | 30.92 | 1010 | 35.06 | 85.0938 | 0 | Heating | 11.3458 | #N/A | #N/A | #N/A | #N/A | 85.0938 | #N/A | #N/A | 3.4585 | #N/A | 0 | 0 | 0 | 0 | 0 | 0 | 0 | 0.03782% | 1 | 50% | 0% | 0% | 0% | 8.2745 | 0 | 0 | 0 | 8.2745 | #N/A
2007-11-28 22:01 | 11 | 28 | 22 | 332.8755 | 7966 | 33.08 | 30.02 | 1009 | 33.08 | 107.9306 | 0 | Heating | 14.3907 | #N/A | #N/A | #N/A | #N/A | 107.9306 | #N/A | #N/A | 3.3624 | #N/A | 0 | 0 | 0 | 0 | 0 | 0 | 0 | 0.04797% | 1 | 50% | 0% | 0% | 0% | 8.2745 | 0 | 0 | 0 | 8.2745 | #N/A
2007-11-28 23:01 | 11 | 28 | 23 | 332.9171 | 7967 | 33.08 | 30.02 | 1009 | 33.08 | 0 | 0 | Cooling | 0 | #N/A | #N/A | #N/A | #N/A | 0 | 0 | 0 | 0 | 0 | 0 | #N/A | #N/A | 88 | 88 | 0 | #N/A | 0% | 1 | 50% | 0% | 0% | 0% | 8.2745 | 0 | 0 | 0 | 8.2745 | #N/A
2007-11-29 00:01 | 11 | 29 | 0 | 332.9588 | 7968 | 30.02 | 32 | 1008 | 30.02 | 0 | 0 | Cooling | 0 | #N/A | #N/A | #N/A | #N/A | 0 | 0 | 0 | 0 | 0 | 0 | #N/A | #N/A | 88 | 88 | 0 | #N/A | 0% | 1 | 50% | 0% | 0% | 0% | 8.2745 | 0 | 0 | 0 | 8.2745 | #N/A
2007-11-29 01:01 | 11 | 29 | 1 | 333.0005 | 7969 | 26.06 | 32 | 1007 | 26.06 | 0.59621 | 0 | Heating | 0.079495 | #N/A | #N/A | #N/A | #N/A | 0.59621 | #N/A | #N/A | 3.0859 | #N/A | 0 | 0 | 0 | 0 | 0 | 0 | 0 | 0.000265% | 1 | 50% | 0% | 0% | 0% | 8.2745 | 0 | 0 | 0 | 8.2745 | #N/A
2007-11-29 02:01 | 11 | 29 | 2 | 333.0421 | 7970 | 26.06 | 32 | 1007 | 26.06 | 3.5335 | 0 | Heating | 0.47113 | #N/A | #N/A | #N/A | #N/A | 3.5335 | #N/A | #N/A | 3.0859 | #N/A | 0 | 0 | 0 | 0 | 0 | 0 | 0 | 0.00157% | 1 | 50% | 0% | 0% | 0% | 8.2745 | 0 | 0 | 0 | 8.2745 | #N/A
2007-11-29 03:01 | 11 | 29 | 3 | 333.0838 | 7971 | 24.98 | 32 | 1006 | 24.98 | 5.863 | 0 | Heating | 0.78173 | #N/A | #N/A | #N/A | #N/A | 5.863 | #N/A | #N/A | 3.0513 | #N/A | 0 | 0 | 0 | 0 | 0 | 0 | 0 | 0.002606% | 1 | 50% | 0% | 0% | 0% | 8.2745 | 0 | 0 | 0 | 8.2745 | #N/A
2007-11-29 04:01 | 11 | 29 | 4 | 333.1255 | 7972 | 24.98 | 30.92 | 1005 | 24.98 | 6.6489 | 0 | Heating | 0.88652 | #N/A | #N/A | #N/A | #N/A | 6.6489 | #N/A | #N/A | 3.0513 | #N/A | 0 | 0 | 0 | 0 | 0 | 0 | 0 | 0.002955% | 1 | 50% | 0% | 0% | 0% | 8.2745 | 0 | 0 | 0 | 8.2745 | #N/A
2007-11-29 05:01 | 11 | 29 | 5 | 333.1671 | 7973 | 24.98 | 30.92 | 1004 | 24.98 | 8.5168 | 0 | Heating | 1.1356 | #N/A | #N/A | #N/A | #N/A | 8.5168 | #N/A | #N/A | 3.0513 | #N/A | 0 | 0 | 0 | 0 | 0 | 0 | 0 | 0.003785% | 1 | 50% | 0% | 0% | 0% | 8.2745 | 0 | 0 | 0 | 8.2745 | #N/A
2007-11-29 06:01 | 11 | 29 | 6 | 333.2088 | 7974 | 23 | 30.92 | 1003 | 23 | 7.9484 | 0 | Heating | 1.0598 | #N/A | #N/A | #N/A | #N/A | 7.9484 | #N/A | #N/A | 2.9925 | #N/A | 0 | 0 | 0 | 0 | 0 | 0 | 0 | 0.003533% | 1 | 50% | 0% | 0% | 0% | 8.2745 | 0 | 0 | 0 | 8.2745 | #N/A
2007-11-29 07:01 | 11 | 29 | 7 | 333.2505 | 7975 | 23 | 32 | 1003 | 23 | 342.7952 | 0 | Heating | 45.706 | #N/A | #N/A | #N/A | #N/A | 342.7952 | #N/A | #N/A | 2.9925 | #N/A | 0 | 0 | 0 | 0 | 0 | 0 | 0 | 0.1524% | 1 | 50% | 0% | 0% | 0% | 8.2745 | 0 | 0 | 0 | 8.2745 | #N/A
2007-11-29 08:01 | 11 | 29 | 8 | 333.2921 | 7976 | 23 | 32 | 1002 | 23 | 190.307 | 0 | Heating | 25.3743 | #N/A | #N/A | #N/A | #N/A | 190.307 | #N/A | #N/A | 2.9925 | #N/A | 0 | 0 | 0 | 0 | 0 | 0 | 0 | 0.08458% | 1 | 50% | 0% | 0% | 0% | 8.2745 | 0 | 0 | 0 | 8.2745 | #N/A
2007-11-29 09:01 | 11 | 29 | 9 | 333.3338 | 7977 | 30.92 | 33.08 | 1001 | 30.92 | 28.0282 | 0 | Heating | 3.7371 | #N/A | #N/A | #N/A | #N/A | 28.0282 | #N/A | #N/A | 3.2671 | #N/A | 0 | 0 | 0 | 0 | 0 | 0 | 0 | 0.01246% | 1 | 50% | 0% | 0% | 0% | 8.2745 | 0 | 0 | 0 | 8.2745 | #N/A
2007-11-29 10:01 | 11 | 29 | 10 | 333.3755 | 7978 | 35.96 | 32 | 1000 | 35.96 | 19.3248 | 0 | Heating | 2.5766 | #N/A | #N/A | #N/A | #N/A | 19.3248 | #N/A | #N/A | 3.5052 | #N/A | 0 | 0 | 0 | 0 | 0 | 0 | 0 | 0.008589% | 1 | 50% | 0% | 0% | 0% | 8.2745 | 0 | 0 | 0 | 8.2745 | #N/A
2007-11-29 11:01 | 11 | 29 | 11 | 333.4171 | 7979 | 35.96 | 32 | 999 | 35.96 | 19.9696 | 0 | Heating | 2.6626 | #N/A | #N/A | #N/A | #N/A | 19.9696 | #N/A | #N/A | 3.5052 | #N/A | 0 | 0 | 0 | 0 | 0 | 0 | 0 | 0.008875% | 1 | 50% | 0% | 0% | 0% | 8.2745 | 0 | 0 | 0 | 8.2745 | #N/A
2007-11-29 12:01 | 11 | 29 | 12 | 333.4588 | 7980 | 41 | 33.98 | 998 | 41 | 14.3423 | 0 | Heating | 1.9123 | #N/A | #N/A | #N/A | #N/A | 14.3423 | #N/A | #N/A | 3.8033 | #N/A | 0 | 0 | 0 | 0 | 0 | 0 | 0 | 0.006374% | 1 | 50% | 0% | 0% | 0% | 8.2745 | 0 | 0 | 0 | 8.2745 | #N/A
2007-11-29 13:01 | 11 | 29 | 13 | 333.5005 | 7981 | 42.08 | 35.96 | 997 | 42.08 | 28.8711 | 0 | Heating | 3.8495 | #N/A | #N/A | #N/A | #N/A | 28.8711 | #N/A | #N/A | 3.8759 | #N/A | 0 | 0 | 0 | 0 | 0 | 0 | 0 | 0.01283% | 1 | 50% | 0% | 0% | 0% | 8.2745 | 0 | 0 | 0 | 8.2745 | #N/A
2007-11-29 14:01 | 11 | 29 | 14 | 333.5421 | 7982 | 42.08 | 37.94 | 996 | 42.08 | 11.1774 | 0 | Heating | 1.4903 | #N/A | #N/A | #N/A | #N/A | 11.1774 | #N/A | #N/A | 3.8759 | #N/A | 0 | 0 | 0 | 0 | 0 | 0 | 0 | 0.004968% | 1 | 50% | 0% | 0% | 0% | 8.2745 | 0 | 0 | 0 | 8.2745 | #N/A
2007-11-29 15:01 | 11 | 29 | 15 | 333.5838 | 7983 | 44.06 | 39.02 | 995 | 44.06 | 10.3064 | 0 | Heating | 1.3742 | #N/A | #N/A | #N/A | #N/A | 10.3064 | #N/A | #N/A | 4.0174 | #N/A | 0 | 0 | 0 | 0 | 0 | 0 | 0 | 0.004581% | 1 | 50% | 0% | 0% | 0% | 8.2745 | 0 | 0 | 0 | 8.2745 | #N/A
2007-11-29 16:01 | 11 | 29 | 16 | 333.6255 | 7984 | 42.98 | 39.02 | 995 | 42.98 | 11.0093 | 0 | Heating | 1.4679 | #N/A | #N/A | #N/A | #N/A | 11.0093 | #N/A | #N/A | 3.9388 | #N/A | 0 | 0 | 0 | 0 | 0 | 0 | 0 | 0.004893% | 1 | 50% | 0% | 0% | 0% | 8.2745 | 0 | 0 | 0 | 8.2745 | #N/A
2007-11-29 17:01 | 11 | 29 | 17 | 333.6671 | 7985 | 42.98 | 39.02 | 994 | 42.98 | 7.0391 | 0 | Heating | 0.93855 | #N/A | #N/A | #N/A | #N/A | 7.0391 | #N/A | #N/A | 3.9388 | #N/A | 0 | 0 | 0 | 0 | 0 | 0 | 0 | 0.003128% | 1 | 50% | 0% | 0% | 0% | 8.2745 | 0 | 0 | 0 | 8.2745 | #N/A
2007-11-29 18:01 | 11 | 29 | 18 | 333.7088 | 7986 | 35.06 | 39.02 | 992 | 35.06 | 10.9786 | 0 | Heating | 1.4638 | #N/A | #N/A | #N/A | #N/A | 10.9786 | #N/A | #N/A | 3.4585 | #N/A | 0 | 0 | 0 | 0 | 0 | 0 | 0 | 0.004879% | 1 | 50% | 0% | 0% | 0% | 8.2745 | 0 | 0 | 0 | 8.2745 | #N/A
2007-11-29 19:01 | 11 | 29 | 19 | 333.7505 | 7987 | 33.08 | 39.02 | 991 | 33.08 | 15.0284 | 0 | Heating | 2.0038 | #N/A | #N/A | #N/A | #N/A | 15.0284 | #N/A | #N/A | 3.3624 | #N/A | 0 | 0 | 0 | 0 | 0 | 0 | 0 | 0.006679% | 1 | 50% | 0% | 0% | 0% | 8.2745 | 0 | 0 | 0 | 8.2745 | #N/A
2007-11-29 20:01 | 11 | 29 | 20 | 333.7921 | 7988 | 33.08 | 39.92 | 990 | 33.08 | 23.5644 | 0 | Heating | 3.1419 | #N/A | #N/A | #N/A | #N/A | 23.5644 | #N/A | #N/A | 3.3624 | #N/A | 0 | 0 | 0 | 0 | 0 | 0 | 0 | 0.01047% | 1 | 50% | 0% | 0% | 0% | 8.2745 | 0 | 0 | 0 | 8.2745 | #N/A
2007-11-29 21:01 | 11 | 29 | 21 | 333.8338 | 7989 | 30.02 | 41 | 989 | 30.02 | 51.3466 | 0 | Heating | 6.8462 | #N/A | #N/A | #N/A | #N/A | 51.3466 | #N/A | #N/A | 3.2302 | #N/A | 0 | 0 | 0 | 0 | 0 | 0 | 0 | 0.02282% | 1 | 50% | 0% | 0% | 0% | 8.2745 | 0 | 0 | 0 | 8.2745 | #N/A
2007-11-29 22:01 | 11 | 29 | 22 | 333.8755 | 7990 | 28.04 | 42.08 | 989 | 28.04 | 59.2157 | 0 | Heating | 7.8954 | #N/A | #N/A | #N/A | #N/A | 59.2157 | #N/A | #N/A | 3.1545 | #N/A | 0 | 0 | 0 | 0 | 0 | 0 | 0 | 0.02632% | 1 | 50% | 0% | 0% | 0% | 8.2745 | 0 | 0 | 0 | 8.2745 | #N/A
2007-11-29 23:01 | 11 | 29 | 23 | 333.9171 | 7991 | 28.04 | 42.08 | 988 | 28.04 | 0 | 0 | Cooling | 0 | #N/A | #N/A | #N/A | #N/A | 0 | 0 | 0 | 0 | 0 | 0 | #N/A | #N/A | 88 | 88 | 0 | #N/A | 0% | 1 | 50% | 0% | 0% | 0% | 8.2745 | 0 | 0 | 0 | 8.2745 | #N/A
2007-11-30 00:01 | 11 | 30 | 0 | 333.9588 | 7992 | 30.92 | 42.98 | 988 | 30.92 | 0 | 0 | Cooling | 0 | #N/A | #N/A | #N/A | #N/A | 0 | 0 | 0 | 0 | 0 | 0 | #N/A | #N/A | 88 | 88 | 0 | #N/A | 0% | 1 | 50% | 0% | 0% | 0% | 8.2745 | 0 | 0 | 0 | 8.2745 | #N/A
2007-11-30 01:01 | 11 | 30 | 1 | 334.0005 | 7993 | 32 | 42.98 | 987 | 32 | 0 | 0 | Cooling | 0 | #N/A | #N/A | #N/A | #N/A | 0 | 0 | 0 | 0 | 0 | 0 | #N/A | #N/A | 88 | 88 | 0 | #N/A | 0% | 1 | 50% | 0% | 0% | 0% | 8.2745 | 0 | 0 | 0 | 8.2745 | #N/A
2007-11-30 02:01 | 11 | 30 | 2 | 334.0421 | 7994 | 32 | 42.98 | 987 | 32 | 0 | 0 | Cooling | 0 | #N/A | #N/A | #N/A | #N/A | 0 | 0 | 0 | 0 | 0 | 0 | #N/A | #N/A | 88 | 88 | 0 | #N/A | 0% | 1 | 50% | 0% | 0% | 0% | 8.2745 | 0 | 0 | 0 | 8.2745 | #N/A
2007-11-30 03:01 | 11 | 30 | 3 | 334.0838 | 7995 | 32 | 42.98 | 986 | 32 | 0 | 0 | Cooling | 0 | #N/A | #N/A | #N/A | #N/A | 0 | 0 | 0 | 0 | 0 | 0 | #N/A | #N/A | 88 | 88 | 0 | #N/A | 0% | 1 | 50% | 0% | 0% | 0% | 8.2745 | 0 | 0 | 0 | 8.2745 | #N/A
2007-11-30 04:01 | 11 | 30 | 4 | 334.1255 | 7996 | 33.08 | 44.06 | 986 | 33.08 | 0 | 0 | Cooling | 0 | #N/A | #N/A | #N/A | #N/A | 0 | 0 | 0 | 0 | 0 | 0 | #N/A | #N/A | 88 | 88 | 0 | #N/A | 0% | 1 | 50% | 0% | 0% | 0% | 8.2745 | 0 | 0 | 0 | 8.2745 | #N/A
2007-11-30 05:01 | 11 | 30 | 5 | 334.1671 | 7997 | 33.08 | 42.98 | 986 | 33.08 | 0 | 0 | Cooling | 0 | #N/A | #N/A | #N/A | #N/A | 0 | 0 | 0 | 0 | 0 | 0 | #N/A | #N/A | 88 | 88 | 0 | #N/A | 0% | 1 | 50% | 0% | 0% | 0% | 8.2745 | 0 | 0 | 0 | 8.2745 | #N/A
2007-11-30 06:01 | 11 | 30 | 6 | 334.2088 | 7998 | 44.96 | 44.06 | 987 | 44.96 | 0 | 0 | Cooling | 0 | #N/A | #N/A | #N/A | #N/A | 0 | 0 | 0 | 0 | 0 | 0 | #N/A | #N/A | 88 | 88 | 0 | #N/A | 0% | 1 | 50% | 0% | 0% | 0% | 8.2745 | 0 | 0 | 0 | 8.2745 | #N/A
2007-11-30 07:01 | 11 | 30 | 7 | 334.2505 | 7999 | 44.06 | 42.98 | 988 | 44.06 | 207.6277 | 0 | Heating | 27.6837 | #N/A | #N/A | #N/A | #N/A | 207.6277 | #N/A | #N/A | 4.0174 | #N/A | 0 | 0 | 0 | 0 | 0 | 0 | 0 | 0.09228% | 1 | 50% | 0% | 0% | 0% | 8.2745 | 0 | 0 | 0 | 8.2745 | #N/A
2007-11-30 08:01 | 11 | 30 | 8 | 334.2921 | 8000 | 44.06 | 42.08 | 988 | 44.06 | 94.437 | 0 | Heating | 12.5916 | #N/A | #N/A | #N/A | #N/A | 94.437 | #N/A | #N/A | 4.0174 | #N/A | 0 | 0 | 0 | 0 | 0 | 0 | 0 | 0.04197% | 1 | 50% | 0% | 0% | 0% | 8.2745 | 0 | 0 | 0 | 8.2745 | #N/A
2007-11-30 09:01 | 11 | 30 | 9 | 334.3338 | 8001 | 46.04 | 42.08 | 988 | 46.04 | 19.1249 | 0 | Heating | 2.55 | #N/A | #N/A | #N/A | #N/A | 19.1249 | #N/A | #N/A | 4.1705 | #N/A | 0 | 0 | 0 | 0 | 0 | 0 | 0 | 0.0085% | 1 | 50% | 0% | 0% | 0% | 8.2745 | 0 | 0 | 0 | 8.2745 | #N/A
2007-11-30 10:01 | 11 | 30 | 10 | 334.3755 | 8002 | 46.04 | 42.08 | 988 | 46.04 | 14.9623 | 0 | Heating | 1.995 | #N/A | #N/A | #N/A | #N/A | 14.9623 | #N/A | #N/A | 4.1705 | #N/A | 0 | 0 | 0 | 0 | 0 | 0 | 0 | 0.00665% | 1 | 50% | 0% | 0% | 0% | 8.2745 | 0 | 0 | 0 | 8.2745 | #N/A
2007-11-30 11:01 | 11 | 30 | 11 | 334.4171 | 8003 | 46.04 | 37.04 | 987 | 46.04 | 26.036 | 0 | Heating | 3.4715 | #N/A | #N/A | #N/A | #N/A | 26.036 | #N/A | #N/A | 4.1705 | #N/A | 0 | 0 | 0 | 0 | 0 | 0 | 0 | 0.01157% | 1 | 50% | 0% | 0% | 0% | 8.2745 | 0 | 0 | 0 | 8.2745 | #N/A
2007-11-30 12:01 | 11 | 30 | 12 | 334.4588 | 8004 | 48.92 | 35.96 | 987 | 48.92 | 20.8917 | 0 | Heating | 2.7856 | #N/A | #N/A | #N/A | #N/A | 20.8917 | #N/A | #N/A | 4.4149 | #N/A | 0 | 0 | 0 | 0 | 0 | 0 | 0 | 0.009285% | 1 | 50% | 0% | 0% | 0% | 8.2745 | 0 | 0 | 0 | 8.2745 | #N/A
2007-11-30 13:01 | 11 | 30 | 13 | 334.5005 | 8005 | 51.98 | 35.06 | 987 | 51.98 | 13.0182 | 0 | Heating | 1.7358 | #N/A | #N/A | #N/A | #N/A | 13.0182 | #N/A | #N/A | 4.7043 | #N/A | 0 | 0 | 0 | 0 | 0 | 0 | 0 | 0.005786% | 1 | 50% | 0% | 0% | 0% | 8.2745 | 0 | 0 | 0 | 8.2745 | #N/A
2007-11-30 14:01 | 11 | 30 | 14 | 334.5421 | 8006 | 51.98 | 33.08 | 986 | 51.98 | 10.9687 | 0 | Heating | 1.4625 | #N/A | #N/A | #N/A | #N/A | 10.9687 | #N/A | #N/A | 4.7043 | #N/A | 0 | 0 | 0 | 0 | 0 | 0 | 0 | 0.004875% | 1 | 50% | 0% | 0% | 0% | 8.2745 | 0 | 0 | 0 | 8.2745 | #N/A
2007-11-30 15:01 | 11 | 30 | 15 | 334.5838 | 8007 | 53.06 | 33.08 | 986 | 53.06 | 50.9253 | 0 | Heating | 6.79 | #N/A | #N/A | #N/A | #N/A | 50.9253 | #N/A | #N/A | 4.8142 | #N/A | 0 | 0 | 0 | 0 | 0 | 0 | 0 | 0.02263% | 1 | 50% | 0% | 0% | 0% | 8.2745 | 0 | 0 | 0 | 8.2745 | #N/A
2007-11-30 16:01 | 11 | 30 | 16 | 334.6255 | 8008 | 53.06 | 32 | 986 | 53.06 | 74.8083 | 0 | Heating | 9.9744 | #N/A | #N/A | #N/A | #N/A | 74.8083 | #N/A | #N/A | 4.8142 | #N/A | 0 | 0 | 0 | 0 | 0 | 0 | 0 | 0.03325% | 1 | 50% | 0% | 0% | 0% | 8.2745 | 0 | 0 | 0 | 8.2745 | #N/A
2007-11-30 17:01 | 11 | 30 | 17 | 334.6671 | 8009 | 53.06 | 30.92 | 986 | 53.06 | 67.9861 | 0 | Heating | 9.0648 | #N/A | #N/A | #N/A | #N/A | 67.9861 | #N/A | #N/A | 4.8142 | #N/A | 0 | 0 | 0 | 0 | 0 | 0 | 0 | 0.03022% | 1 | 50% | 0% | 0% | 0% | 8.2745 | 0 | 0 | 0 | 8.2745 | #N/A
2007-11-30 18:01 | 11 | 30 | 18 | 334.7088 | 8010 | 53.06 | 30.02 | 986 | 53.06 | 108.123 | 0 | Heating | 14.4164 | #N/A | #N/A | #N/A | #N/A | 108.123 | #N/A | #N/A | 4.8142 | #N/A | 0 | 0 | 0 | 0 | 0 | 0 | 0 | 0.04805% | 1 | 50% | 0% | 0% | 0% | 8.2745 | 0 | 0 | 0 | 8.2745 | #N/A
2007-11-30 19:01 | 11 | 30 | 19 | 334.7505 | 8011 | 52.7 | 32 | 985 | 52.7 | 0 | 0 | Cooling | 0 | #N/A | #N/A | #N/A | #N/A | 0 | 0 | 0 | 0 | 0 | 0 | #N/A | #N/A | 88 | 88 | 0 | #N/A | 0% | 1 | 50% | 0% | 0% | 0% | 8.2745 | 0 | 0 | 0 | 8.2745 | #N/A
2007-11-30 20:01 | 11 | 30 | 20 | 334.7921 | 8012 | 52.52 | 30.92 | 985 | 52.52 | 0 | 0 | Cooling | 0 | #N/A | #N/A | #N/A | #N/A | 0 | 0 | 0 | 0 | 0 | 0 | #N/A | #N/A | 88 | 88 | 0 | #N/A | 0% | 1 | 50% | 0% | 0% | 0% | 8.2745 | 0 | 0 | 0 | 8.2745 | #N/A
2007-11-30 21:01 | 11 | 30 | 21 | 334.8338 | 8013 | 51.8 | 30.02 | 985 | 51.8 | 0 | 0 | Cooling | 0 | #N/A | #N/A | #N/A | #N/A | 0 | 0 | 0 | 0 | 0 | 0 | #N/A | #N/A | 88 | 88 | 0 | #N/A | 0% | 1 | 50% | 0% | 0% | 0% | 8.2745 | 0 | 0 | 0 | 8.2745 | #N/A
2007-11-30 22:01 | 11 | 30 | 22 | 334.8755 | 8014 | 50.72 | 31.1 | 985 | 50.72 | 0 | 0 | Cooling | 0 | #N/A | #N/A | #N/A | #N/A | 0 | 0 | 0 | 0 | 0 | 0 | #N/A | #N/A | 88 | 88 | 0 | #N/A | 0% | 1 | 50% | 0% | 0% | 0% | 8.2745 | 0 | 0 | 0 | 8.2745 | #N/A
2007-11-30 23:01 | 11 | 30 | 23 | 334.9171 | 8015 | 49.82 | 31.82 | 984 | 49.82 | 0 | 0 | Cooling | 0 | #N/A | #N/A | #N/A | #N/A | 0 | 0 | 0 | 0 | 0 | 0 | #N/A | #N/A | 88 | 88 | 0 | #N/A | 0% | 1 | 50% | 0% | 0% | 0% | 8.2745 | 0 | 0 | 0 | 8.2745 | #N/A
2007-12-01 00:01 | 12 | 1 | 0 | 334.9588 | 8016 | 47.84 | 32.54 | 984 | 47.84 | 1.5984 | 0 | Heating | 0.21312 | #N/A | #N/A | #N/A | #N/A | 1.5984 | #N/A | #N/A | 4.3201 | #N/A | 0 | 0 | 0 | 0 | 0 | 0 | 0 | 0.0007104% | 1 | 50% | 0% | 0% | 0% | 8.2745 | 0 | 0 | 0 | 8.2745 | #N/A
2007-12-01 01:01 | 12 | 1 | 1 | 335.0005 | 8017 | 46.58 | 33.44 | 996 | 46.58 | 4.6404 | 0 | Heating | 0.61873 | #N/A | #N/A | #N/A | #N/A | 4.6404 | #N/A | #N/A | 4.2143 | #N/A | 0 | 0 | 0 | 0 | 0 | 0 | 0 | 0.002062% | 1 | 50% | 0% | 0% | 0% | 8.2745 | 0 | 0 | 0 | 8.2745 | #N/A
2007-12-01 02:01 | 12 | 1 | 2 | 335.0421 | 8018 | 45.5 | 34.34 | 994 | 45.5 | 7.3216 | 0 | Heating | 0.97621 | #N/A | #N/A | #N/A | #N/A | 7.3216 | #N/A | #N/A | 4.1276 | #N/A | 0 | 0 | 0 | 0 | 0 | 0 | 0 | 0.003254% | 1 | 50% | 0% | 0% | 0% | 8.2745 | 0 | 0 | 0 | 8.2745 | #N/A
2007-12-01 03:01 | 12 | 1 | 3 | 335.0838 | 8019 | 44.42 | 35.06 | 993 | 44.42 | 9.7707 | 0 | Heating | 1.3028 | #N/A | #N/A | #N/A | #N/A | 9.7707 | #N/A | #N/A | 4.0444 | #N/A | 0 | 0 | 0 | 0 | 0 | 0 | 0 | 0.004343% | 1 | 50% | 0% | 0% | 0% | 8.2745 | 0 | 0 | 0 | 8.2745 | #N/A
2007-12-01 04:01 | 12 | 1 | 4 | 335.1255 | 8020 | 44.42 | 35.96 | 992 | 44.42 | 12.1232 | 0 | Heating | 1.6164 | #N/A | #N/A | #N/A | #N/A | 12.1232 | #N/A | #N/A | 4.0444 | #N/A | 0 | 0 | 0 | 0 | 0 | 0 | 0 | 0.005388% | 1 | 50% | 0% | 0% | 0% | 8.2745 | 0 | 0 | 0 | 8.2745 | #N/A
2007-12-01 05:01 | 12 | 1 | 5 | 335.1671 | 8021 | 44.24 | 36.14 | 990 | 44.24 | 13.4893 | 0 | Heating | 1.7986 | #N/A | #N/A | #N/A | #N/A | 13.4893 | #N/A | #N/A | 4.0309 | #N/A | 0 | 0 | 0 | 0 | 0 | 0 | 0 | 0.005995% | 1 | 50% | 0% | 0% | 0% | 8.2745 | 0 | 0 | 0 | 8.2745 | #N/A
2007-12-01 06:01 | 12 | 1 | 6 | 335.2088 | 8022 | 44.6 | 36.14 | 989 | 44.6 | 12.7435 | 0 | Heating | 1.6991 | #N/A | #N/A | #N/A | #N/A | 12.7435 | #N/A | #N/A | 4.058 | #N/A | 0 | 0 | 0 | 0 | 0 | 0 | 0 | 0.005664% | 1 | 50% | 0% | 0% | 0% | 8.2745 | 0 | 0 | 0 | 8.2745 | #N/A
2007-12-01 07:01 | 12 | 1 | 7 | 335.2505 | 8023 | 44.06 | 35.96 | 988 | 44.06 | 10.4157 | 0 | Heating | 1.3888 | #N/A | #N/A | #N/A | #N/A | 10.4157 | #N/A | #N/A | 4.0174 | #N/A | 0 | 0 | 0 | 0 | 0 | 0 | 0 | 0.004629% | 1 | 50% | 0% | 0% | 0% | 8.2745 | 0 | 0 | 0 | 8.2745 | #N/A
2007-12-01 08:01 | 12 | 1 | 8 | 335.2921 | 8024 | 44.06 | 37.22 | 987 | 44.06 | 7.8005 | 0 | Heating | 1.0401 | #N/A | #N/A | #N/A | #N/A | 7.8005 | #N/A | #N/A | 4.0174 | #N/A | 0 | 0 | 0 | 0 | 0 | 0 | 0 | 0.003467% | 1 | 50% | 0% | 0% | 0% | 8.2745 | 0 | 0 | 0 | 8.2745 | #N/A
2007-12-01 09:01 | 12 | 1 | 9 | 335.3338 | 8025 | 46.04 | 38.66 | 986 | 46.04 | 5.2048 | 0 | Heating | 0.69398 | #N/A | #N/A | #N/A | #N/A | 5.2048 | #N/A | #N/A | 4.1705 | #N/A | 0 | 0 | 0 | 0 | 0 | 0 | 0 | 0.002313% | 1 | 50% | 0% | 0% | 0% | 8.2745 | 0 | 0 | 0 | 8.2745 | #N/A
2007-12-01 10:01 | 12 | 1 | 10 | 335.3755 | 8026 | 48.02 | 39.92 | 985 | 48.02 | 4.6443 | 0 | Heating | 0.61923 | #N/A | #N/A | #N/A | #N/A | 4.6443 | #N/A | #N/A | 4.3357 | #N/A | 0 | 0 | 0 | 0 | 0 | 0 | 0 | 0.002064% | 1 | 50% | 0% | 0% | 0% | 8.2745 | 0 | 0 | 0 | 8.2745 | #N/A
2007-12-01 11:01 | 12 | 1 | 11 | 335.4171 | 8027 | 48.02 | 43.7 | 984 | 48.02 | 4.1314 | 0 | Heating | 0.55085 | #N/A | #N/A | #N/A | #N/A | 4.1314 | #N/A | #N/A | 4.3357 | #N/A | 0 | 0 | 0 | 0 | 0 | 0 | 0 | 0.001836% | 1 | 50% | 0% | 0% | 0% | 8.2745 | 0 | 0 | 0 | 8.2745 | #N/A
2007-12-01 12:01 | 12 | 1 | 12 | 335.4588 | 8028 | 48.92 | 46.94 | 983 | 48.92 | 0.25216 | 0 | Heating | 0.033621 | #N/A | #N/A | #N/A | #N/A | 0.25216 | #N/A | #N/A | 4.4149 | #N/A | 0 | 0 | 0 | 0 | 0 | 0 | 0 | 0.0001121% | 1 | 50% | 0% | 0% | 0% | 8.2745 | 0 | 0 | 0 | 8.2745 | #N/A
2007-12-01 13:01 | 12 | 1 | 13 | 335.5005 | 8029 | 51.08 | 50 | 981 | 51.08 | 0 | 0 | Cooling | 0 | #N/A | #N/A | #N/A | #N/A | 0 | 0 | 0 | 0 | 0 | 0 | #N/A | #N/A | 88 | 88 | 0 | #N/A | 0% | 1 | 50% | 0% | 0% | 0% | 8.2745 | 0 | 0 | 0 | 8.2745 | #N/A
2007-12-01 14:01 | 12 | 1 | 14 | 335.5421 | 8030 | 51.08 | 50.18 | 981 | 51.08 | 0 | 0 | Cooling | 0 | #N/A | #N/A | #N/A | #N/A | 0 | 0 | 0 | 0 | 0 | 0 | #N/A | #N/A | 88 | 88 | 0 | #N/A | 0% | 1 | 50% | 0% | 0% | 0% | 8.2745 | 0 | 0 | 0 | 8.2745 | #N/A
2007-12-01 15:01 | 12 | 1 | 15 | 335.5838 | 8031 | 51.08 | 50.18 | 981 | 51.08 | 0 | 0 | Cooling | 0 | #N/A | #N/A | #N/A | #N/A | 0 | 0 | 0 | 0 | 0 | 0 | #N/A | #N/A | 88 | 88 | 0 | #N/A | 0% | 1 | 50% | 0% | 0% | 0% | 8.2745 | 0 | 0 | 0 | 8.2745 | #N/A
2007-12-01 16:01 | 12 | 1 | 16 | 335.6255 | 8032 | 51.08 | 50 | 981 | 51.08 | 0 | 0 | Cooling | 0 | #N/A | #N/A | #N/A | #N/A | 0 | 0 | 0 | 0 | 0 | 0 | #N/A | #N/A | 88 | 88 | 0 | #N/A | 0% | 1 | 50% | 0% | 0% | 0% | 8.2745 | 0 | 0 | 0 | 8.2745 | #N/A
2007-12-01 17:01 | 12 | 1 | 17 | 335.6671 | 8033 | 51.08 | 47.84 | 983 | 51.08 | 0 | 0 | Cooling | 0 | #N/A | #N/A | #N/A | #N/A | 0 | 0 | 0 | 0 | 0 | 0 | #N/A | #N/A | 88 | 88 | 0 | #N/A | 0% | 1 | 50% | 0% | 0% | 0% | 8.2745 | 0 | 0 | 0 | 8.2745 | #N/A
2007-12-01 18:01 | 12 | 1 | 18 | 335.7088 | 8034 | 51.08 | 45.5 | 985 | 51.08 | 0 | 0 | Cooling | 0 | #N/A | #N/A | #N/A | #N/A | 0 | 0 | 0 | 0 | 0 | 0 | #N/A | #N/A | 88 | 88 | 0 | #N/A | 0% | 1 | 50% | 0% | 0% | 0% | 8.2745 | 0 | 0 | 0 | 8.2745 | #N/A
2007-12-01 19:01 | 12 | 1 | 19 | 335.7505 | 8035 | 50 | 42.98 | 987 | 50 | 0 | 0 | Cooling | 0 | #N/A | #N/A | #N/A | #N/A | 0 | 0 | 0 | 0 | 0 | 0 | #N/A | #N/A | 88 | 88 | 0 | #N/A | 0% | 1 | 50% | 0% | 0% | 0% | 8.2745 | 0 | 0 | 0 | 8.2745 | #N/A
2007-12-01 20:01 | 12 | 1 | 20 | 335.7921 | 8036 | 50 | 40.46 | 988 | 50 | 0 | 0 | Cooling | 0 | #N/A | #N/A | #N/A | #N/A | 0 | 0 | 0 | 0 | 0 | 0 | #N/A | #N/A | 88 | 88 | 0 | #N/A | 0% | 1 | 50% | 0% | 0% | 0% | 8.2745 | 0 | 0 | 0 | 8.2745 | #N/A
2007-12-01 21:01 | 12 | 1 | 21 | 335.8338 | 8037 | 51.8 | 37.94 | 988 | 51.8 | 0 | 0 | Cooling | 0 | #N/A | #N/A | #N/A | #N/A | 0 | 0 | 0 | 0 | 0 | 0 | #N/A | #N/A | 88 | 88 | 0 | #N/A | 0% | 1 | 50% | 0% | 0% | 0% | 8.2745 | 0 | 0 | 0 | 8.2745 | #N/A
2007-12-01 22:01 | 12 | 1 | 22 | 335.8755 | 8038 | 51.08 | 35.06 | 989 | 51.08 | 0 | 0 | Cooling | 0 | #N/A | #N/A | #N/A | #N/A | 0 | 0 | 0 | 0 | 0 | 0 | #N/A | #N/A | 88 | 88 | 0 | #N/A | 0% | 1 | 50% | 0% | 0% | 0% | 8.2745 | 0 | 0 | 0 | 8.2745 | #N/A
2007-12-01 23:01 | 12 | 1 | 23 | 335.9171 | 8039 | 51.08 | 34.52 | 989 | 51.08 | 1.7893 | 0 | Heating | 0.23857 | #N/A | #N/A | #N/A | #N/A | 1.7893 | #N/A | #N/A | 4.6159 | #N/A | 0 | 0 | 0 | 0 | 0 | 0 | 0 | 0.0007952% | 1 | 50% | 0% | 0% | 0% | 8.2745 | 0 | 0 | 0 | 8.2745 | #N/A
2007-12-02 00:01 | 12 | 2 | 0 | 335.9588 | 8040 | 50 | 33.98 | 989 | 50 | 6.8515 | 0 | Heating | 0.91354 | #N/A | #N/A | #N/A | #N/A | 6.8515 | #N/A | #N/A | 4.5134 | #N/A | 0 | 0 | 0 | 0 | 0 | 0 | 0 | 0.003045% | 1 | 50% | 0% | 0% | 0% | 8.2745 | 0 | 0 | 0 | 8.2745 | #N/A
2007-12-02 01:01 | 12 | 2 | 1 | 336.0005 | 8041 | 48.02 | 33.08 | 990 | 48.02 | 9.7253 | 0 | Heating | 1.2967 | #N/A | #N/A | #N/A | #N/A | 9.7253 | #N/A | #N/A | 4.3357 | #N/A | 0 | 0 | 0 | 0 | 0 | 0 | 0 | 0.004322% | 1 | 50% | 0% | 0% | 0% | 8.2745 | 0 | 0 | 0 | 8.2745 | #N/A
2007-12-02 02:01 | 12 | 2 | 2 | 336.0421 | 8042 | 48.02 | 32.18 | 990 | 48.02 | 10.6732 | 0 | Heating | 1.4231 | #N/A | #N/A | #N/A | #N/A | 10.6732 | #N/A | #N/A | 4.3357 | #N/A | 0 | 0 | 0 | 0 | 0 | 0 | 0 | 0.004744% | 1 | 50% | 0% | 0% | 0% | 8.2745 | 0 | 0 | 0 | 8.2745 | #N/A
2007-12-02 03:01 | 12 | 2 | 3 | 336.0838 | 8043 | 46.94 | 31.1 | 990 | 46.94 | 10.0118 | 0 | Heating | 1.3349 | #N/A | #N/A | #N/A | #N/A | 10.0118 | #N/A | #N/A | 4.2441 | #N/A | 0 | 0 | 0 | 0 | 0 | 0 | 0 | 0.00445% | 1 | 50% | 0% | 0% | 0% | 8.2745 | 0 | 0 | 0 | 8.2745 | #N/A
2007-12-02 04:01 | 12 | 2 | 4 | 336.1255 | 8044 | 46.94 | 30.02 | 990 | 46.94 | 9.1253 | 0 | Heating | 1.2167 | #N/A | #N/A | #N/A | #N/A | 9.1253 | #N/A | #N/A | 4.2441 | #N/A | 0 | 0 | 0 | 0 | 0 | 0 | 0 | 0.004056% | 1 | 50% | 0% | 0% | 0% | 8.2745 | 0 | 0 | 0 | 8.2745 | #N/A
2007-12-02 05:01 | 12 | 2 | 5 | 336.1671 | 8045 | 48.92 | 30.2 | 990 | 48.92 | 8.7541 | 0 | Heating | 1.1672 | #N/A | #N/A | #N/A | #N/A | 8.7541 | #N/A | #N/A | 4.4149 | #N/A | 0 | 0 | 0 | 0 | 0 | 0 | 0 | 0.003891% | 1 | 50% | 0% | 0% | 0% | 8.2745 | 0 | 0 | 0 | 8.2745 | #N/A
2007-12-02 06:01 | 12 | 2 | 6 | 336.2088 | 8046 | 48.02 | 30.2 | 990 | 48.02 | 7.2928 | 0 | Heating | 0.97238 | #N/A | #N/A | #N/A | #N/A | 7.2928 | #N/A | #N/A | 4.3357 | #N/A | 0 | 0 | 0 | 0 | 0 | 0 | 0 | 0.003241% | 1 | 50% | 0% | 0% | 0% | 8.2745 | 0 | 0 | 0 | 8.2745 | #N/A
2007-12-02 07:01 | 12 | 2 | 7 | 336.2505 | 8047 | 44.96 | 30.02 | 990 | 44.96 | 390.0482 | 0 | Heating | 52.0064 | #N/A | #N/A | #N/A | #N/A | 390.0482 | #N/A | #N/A | 4.0856 | #N/A | 0 | 0 | 0 | 0 | 0 | 0 | 0 | 0.1734% | 1 | 50% | 0% | 0% | 0% | 8.2745 | 0 | 0 | 0 | 8.2745 | #N/A
2007-12-02 08:01 | 12 | 2 | 8 | 336.2921 | 8048 | 44.96 | 29.84 | 990 | 44.96 | 219.6722 | 0 | Heating | 29.2896 | #N/A | #N/A | #N/A | #N/A | 219.6722 | #N/A | #N/A | 4.0856 | #N/A | 0 | 0 | 0 | 0 | 0 | 0 | 0 | 0.09763% | 1 | 50% | 0% | 0% | 0% | 8.2745 | 0 | 0 | 0 | 8.2745 | #N/A
2007-12-02 09:01 | 12 | 2 | 9 | 336.3338 | 8049 | 48.92 | 30.02 | 991 | 48.92 | 38.9663 | 0 | Heating | 5.1955 | #N/A | #N/A | #N/A | #N/A | 38.9663 | #N/A | #N/A | 4.4149 | #N/A | 0 | 0 | 0 | 0 | 0 | 0 | 0 | 0.01732% | 1 | 50% | 0% | 0% | 0% | 8.2745 | 0 | 0 | 0 | 8.2745 | #N/A
2007-12-02 10:01 | 12 | 2 | 10 | 336.3755 | 8050 | 48.02 | 30.02 | 992 | 48.02 | 25.4207 | 0 | Heating | 3.3894 | #N/A | #N/A | #N/A | #N/A | 25.4207 | #N/A | #N/A | 4.3357 | #N/A | 0 | 0 | 0 | 0 | 0 | 0 | 0 | 0.0113% | 1 | 50% | 0% | 0% | 0% | 8.2745 | 0 | 0 | 0 | 8.2745 | #N/A
2007-12-02 11:01 | 12 | 2 | 11 | 336.4171 | 8051 | 48.02 | 29.3 | 992 | 48.02 | 31.5724 | 0 | Heating | 4.2097 | #N/A | #N/A | #N/A | #N/A | 31.5724 | #N/A | #N/A | 4.3357 | #N/A | 0 | 0 | 0 | 0 | 0 | 0 | 0 | 0.01403% | 1 | 50% | 0% | 0% | 0% | 8.2745 | 0 | 0 | 0 | 8.2745 | #N/A
2007-12-02 12:01 | 12 | 2 | 12 | 336.4588 | 8052 | 46.04 | 28.4 | 992 | 46.04 | 17.4026 | 0 | Heating | 2.3203 | #N/A | #N/A | #N/A | #N/A | 17.4026 | #N/A | #N/A | 4.1705 | #N/A | 0 | 0 | 0 | 0 | 0 | 0 | 0 | 0.007734% | 1 | 50% | 0% | 0% | 0% | 8.2745 | 0 | 0 | 0 | 8.2745 | #N/A
2007-12-02 13:01 | 12 | 2 | 13 | 336.5005 | 8053 | 44.96 | 26.96 | 992 | 44.96 | 37.7921 | 0 | Heating | 5.0389 | #N/A | #N/A | #N/A | #N/A | 37.7921 | #N/A | #N/A | 4.0856 | #N/A | 0 | 0 | 0 | 0 | 0 | 0 | 0 | 0.0168% | 1 | 50% | 0% | 0% | 0% | 8.2745 | 0 | 0 | 0 | 8.2745 | #N/A
2007-12-02 14:01 | 12 | 2 | 14 | 336.5421 | 8054 | 44.96 | 27.5 | 992 | 44.96 | 11.6162 | 0 | Heating | 1.5488 | #N/A | #N/A | #N/A | #N/A | 11.6162 | #N/A | #N/A | 4.0856 | #N/A | 0 | 0 | 0 | 0 | 0 | 0 | 0 | 0.005163% | 1 | 50% | 0% | 0% | 0% | 8.2745 | 0 | 0 | 0 | 8.2745 | #N/A
2007-12-02 15:01 | 12 | 2 | 15 | 336.5838 | 8055 | 44.96 | 27.86 | 992 | 44.96 | 10.7976 | 0 | Heating | 1.4397 | #N/A | #N/A | #N/A | #N/A | 10.7976 | #N/A | #N/A | 4.0856 | #N/A | 0 | 0 | 0 | 0 | 0 | 0 | 0 | 0.004799% | 1 | 50% | 0% | 0% | 0% | 8.2745 | 0 | 0 | 0 | 8.2745 | #N/A
2007-12-02 16:01 | 12 | 2 | 16 | 336.6255 | 8056 | 44.06 | 28.04 | 992 | 44.06 | 10.8049 | 0 | Heating | 1.4407 | #N/A | #N/A | #N/A | #N/A | 10.8049 | #N/A | #N/A | 4.0174 | #N/A | 0 | 0 | 0 | 0 | 0 | 0 | 0 | 0.004802% | 1 | 50% | 0% | 0% | 0% | 8.2745 | 0 | 0 | 0 | 8.2745 | #N/A
2007-12-02 17:01 | 12 | 2 | 17 | 336.6671 | 8057 | 44.06 | 27.5 | 992 | 44.06 | 9.5196 | 0 | Heating | 1.2693 | #N/A | #N/A | #N/A | #N/A | 9.5196 | #N/A | #N/A | 4.0174 | #N/A | 0 | 0 | 0 | 0 | 0 | 0 | 0 | 0.004231% | 1 | 50% | 0% | 0% | 0% | 8.2745 | 0 | 0 | 0 | 8.2745 | #N/A
2007-12-02 18:01 | 12 | 2 | 18 | 336.7088 | 8058 | 41 | 26.78 | 993 | 41 | 12.4031 | 0 | Heating | 1.6537 | #N/A | #N/A | #N/A | #N/A | 12.4031 | #N/A | #N/A | 3.8033 | #N/A | 0 | 0 | 0 | 0 | 0 | 0 | 0 | 0.005512% | 1 | 50% | 0% | 0% | 0% | 8.2745 | 0 | 0 | 0 | 8.2745 | #N/A
2007-12-02 19:01 | 12 | 2 | 19 | 336.7505 | 8059 | 37.04 | 26.06 | 994 | 37.04 | 65.0037 | 0 | Heating | 8.6672 | #N/A | #N/A | #N/A | #N/A | 65.0037 | #N/A | #N/A | 3.5637 | #N/A | 0 | 0 | 0 | 0 | 0 | 0 | 0 | 0.02889% | 1 | 50% | 0% | 0% | 0% | 8.2745 | 0 | 0 | 0 | 8.2745 | #N/A
2007-12-02 20:01 | 12 | 2 | 20 | 336.7921 | 8060 | 37.04 | 26.96 | 994 | 37.04 | 90.1011 | 0 | Heating | 12.0135 | #N/A | #N/A | #N/A | #N/A | 90.1011 | #N/A | #N/A | 3.5637 | #N/A | 0 | 0 | 0 | 0 | 0 | 0 | 0 | 0.04004% | 1 | 50% | 0% | 0% | 0% | 8.2745 | 0 | 0 | 0 | 8.2745 | #N/A
2007-12-02 21:01 | 12 | 2 | 21 | 336.8338 | 8061 | 39.92 | 27.68 | 993 | 39.92 | 133.0951 | 0 | Heating | 17.746 | #N/A | #N/A | #N/A | #N/A | 133.0951 | #N/A | #N/A | 3.7339 | #N/A | 0 | 0 | 0 | 0 | 0 | 0 | 0 | 0.05915% | 1 | 50% | 0% | 0% | 0% | 8.2745 | 0 | 0 | 0 | 8.2745 | #N/A
2007-12-02 22:01 | 12 | 2 | 22 | 336.8755 | 8062 | 41 | 28.04 | 993 | 41 | 157.8142 | 0 | Heating | 21.0419 | #N/A | #N/A | #N/A | #N/A | 157.8142 | #N/A | #N/A | 3.8033 | #N/A | 0 | 0 | 0 | 0 | 0 | 0 | 0 | 0.07014% | 1 | 50% | 0% | 0% | 0% | 8.2745 | 0 | 0 | 0 | 8.2745 | #N/A
2007-12-02 23:01 | 12 | 2 | 23 | 336.9171 | 8063 | 41 | 30.2 | 993 | 41 | 0 | 0 | Cooling | 0 | #N/A | #N/A | #N/A | #N/A | 0 | 0 | 0 | 0 | 0 | 0 | #N/A | #N/A | 88 | 88 | 0 | #N/A | 0% | 1 | 50% | 0% | 0% | 0% | 8.2745 | 0 | 0 | 0 | 8.2745 | #N/A
2007-12-03 00:01 | 12 | 3 | 0 | 336.9588 | 8064 | 39.92 | 32.18 | 994 | 39.92 | 1.1903 | 0 | Heating | 0.15871 | #N/A | #N/A | #N/A | #N/A | 1.1903 | #N/A | #N/A | 3.7339 | #N/A | 0 | 0 | 0 | 0 | 0 | 0 | 0 | 0.000529% | 1 | 50% | 0% | 0% | 0% | 8.2745 | 0 | 0 | 0 | 8.2745 | #N/A
2007-12-03 01:01 | 12 | 3 | 1 | 337.0005 | 8065 | 41 | 33.98 | 994 | 41 | 5.6707 | 0 | Heating | 0.7561 | #N/A | #N/A | #N/A | #N/A | 5.6707 | #N/A | #N/A | 3.8033 | #N/A | 0 | 0 | 0 | 0 | 0 | 0 | 0 | 0.00252% | 1 | 50% | 0% | 0% | 0% | 8.2745 | 0 | 0 | 0 | 8.2745 | #N/A
2007-12-03 02:01 | 12 | 3 | 2 | 337.0421 | 8066 | 41 | 34.16 | 994 | 41 | 7.6443 | 0 | Heating | 1.0192 | #N/A | #N/A | #N/A | #N/A | 7.6443 | #N/A | #N/A | 3.8033 | #N/A | 0 | 0 | 0 | 0 | 0 | 0 | 0 | 0.003397% | 1 | 50% | 0% | 0% | 0% | 8.2745 | 0 | 0 | 0 | 8.2745 | #N/A
2007-12-03 03:01 | 12 | 3 | 3 | 337.0838 | 8067 | 37.94 | 34.16 | 993 | 37.94 | 8.1802 | 0 | Heating | 1.0907 | #N/A | #N/A | #N/A | #N/A | 8.1802 | #N/A | #N/A | 3.6146 | #N/A | 0 | 0 | 0 | 0 | 0 | 0 | 0 | 0.003636% | 1 | 50% | 0% | 0% | 0% | 8.2745 | 0 | 0 | 0 | 8.2745 | #N/A
2007-12-03 04:01 | 12 | 3 | 4 | 337.1255 | 8068 | 39.02 | 33.98 | 993 | 39.02 | 8.5146 | 0 | Heating | 1.1353 | #N/A | #N/A | #N/A | #N/A | 8.5146 | #N/A | #N/A | 3.6785 | #N/A | 0 | 0 | 0 | 0 | 0 | 0 | 0 | 0.003784% | 1 | 50% | 0% | 0% | 0% | 8.2745 | 0 | 0 | 0 | 8.2745 | #N/A
2007-12-03 05:01 | 12 | 3 | 5 | 337.1671 | 8069 | 39.02 | 33.8 | 993 | 39.02 | 10.0068 | 0 | Heating | 1.3342 | #N/A | #N/A | #N/A | #N/A | 10.0068 | #N/A | #N/A | 3.6785 | #N/A | 0 | 0 | 0 | 0 | 0 | 0 | 0 | 0.004447% | 1 | 50% | 0% | 0% | 0% | 8.2745 | 0 | 0 | 0 | 8.2745 | #N/A
2007-12-03 06:01 | 12 | 3 | 6 | 337.2088 | 8070 | 37.94 | 33.44 | 993 | 37.94 | 10.4903 | 0 | Heating | 1.3987 | #N/A | #N/A | #N/A | #N/A | 10.4903 | #N/A | #N/A | 3.6146 | #N/A | 0 | 0 | 0 | 0 | 0 | 0 | 0 | 0.004662% | 1 | 50% | 0% | 0% | 0% | 8.2745 | 0 | 0 | 0 | 8.2745 | #N/A
2007-12-03 07:01 | 12 | 3 | 7 | 337.2505 | 8071 | 39.92 | 33.08 | 993 | 39.92 | 408.8742 | 0 | Heating | 54.5166 | #N/A | #N/A | #N/A | #N/A | 408.8742 | #N/A | #N/A | 3.7339 | #N/A | 0 | 0 | 0 | 0 | 0 | 0 | 0 | 0.1817% | 1 | 50% | 0% | 0% | 0% | 8.2745 | 0 | 0 | 0 | 8.2745 | #N/A
2007-12-03 08:01 | 12 | 3 | 8 | 337.2921 | 8072 | 39.92 | 32 | 993 | 39.92 | 238.5202 | 0 | Heating | 31.8027 | #N/A | #N/A | #N/A | #N/A | 238.5202 | #N/A | #N/A | 3.7339 | #N/A | 0 | 0 | 0 | 0 | 0 | 0 | 0 | 0.106% | 1 | 50% | 0% | 0% | 0% | 8.2745 | 0 | 0 | 0 | 8.2745 | #N/A
2007-12-03 09:01 | 12 | 3 | 9 | 337.3338 | 8073 | 44.96 | 31.1 | 993 | 44.96 | 67.7821 | 0 | Heating | 9.0376 | #N/A | #N/A | #N/A | #N/A | 67.7821 | #N/A | #N/A | 4.0856 | #N/A | 0 | 0 | 0 | 0 | 0 | 0 | 0 | 0.03013% | 1 | 50% | 0% | 0% | 0% | 8.2745 | 0 | 0 | 0 | 8.2745 | #N/A
2007-12-03 10:01 | 12 | 3 | 10 | 337.3755 | 8074 | 44.96 | 30.02 | 993 | 44.96 | 52.1077 | 0 | Heating | 6.9477 | #N/A | #N/A | #N/A | #N/A | 52.1077 | #N/A | #N/A | 4.0856 | #N/A | 0 | 0 | 0 | 0 | 0 | 0 | 0 | 0.02316% | 1 | 50% | 0% | 0% | 0% | 8.2745 | 0 | 0 | 0 | 8.2745 | #N/A
2007-12-03 11:01 | 12 | 3 | 11 | 337.4171 | 8075 | 44.96 | 30.74 | 992 | 44.96 | 52.5659 | 0 | Heating | 7.0088 | #N/A | #N/A | #N/A | #N/A | 52.5659 | #N/A | #N/A | 4.0856 | #N/A | 0 | 0 | 0 | 0 | 0 | 0 | 0 | 0.02336% | 1 | 50% | 0% | 0% | 0% | 8.2745 | 0 | 0 | 0 | 8.2745 | #N/A
2007-12-03 12:01 | 12 | 3 | 12 | 337.4588 | 8076 | 48.92 | 30.92 | 992 | 48.92 | 31.5646 | 0 | Heating | 4.2086 | #N/A | #N/A | #N/A | #N/A | 31.5646 | #N/A | #N/A | 4.4149 | #N/A | 0 | 0 | 0 | 0 | 0 | 0 | 0 | 0.01403% | 1 | 50% | 0% | 0% | 0% | 8.2745 | 0 | 0 | 0 | 8.2745 | #N/A
2007-12-03 13:01 | 12 | 3 | 13 | 337.5005 | 8077 | 46.94 | 30.92 | 991 | 46.94 | 51.2682 | 0 | Heating | 6.8358 | #N/A | #N/A | #N/A | #N/A | 51.2682 | #N/A | #N/A | 4.2441 | #N/A | 0 | 0 | 0 | 0 | 0 | 0 | 0 | 0.02279% | 1 | 50% | 0% | 0% | 0% | 8.2745 | 0 | 0 | 0 | 8.2745 | #N/A
2007-12-03 14:01 | 12 | 3 | 14 | 337.5421 | 8078 | 46.94 | 32.18 | 991 | 46.94 | 14.1778 | 0 | Heating | 1.8904 | #N/A | #N/A | #N/A | #N/A | 14.1778 | #N/A | #N/A | 4.2441 | #N/A | 0 | 0 | 0 | 0 | 0 | 0 | 0 | 0.006301% | 1 | 50% | 0% | 0% | 0% | 8.2745 | 0 | 0 | 0 | 8.2745 | #N/A
2007-12-03 15:01 | 12 | 3 | 15 | 337.5838 | 8079 | 46.04 | 33.08 | 991 | 46.04 | 20.3371 | 0 | Heating | 2.7116 | #N/A | #N/A | #N/A | #N/A | 20.3371 | #N/A | #N/A | 4.1705 | #N/A | 0 | 0 | 0 | 0 | 0 | 0 | 0 | 0.009039% | 1 | 50% | 0% | 0% | 0% | 8.2745 | 0 | 0 | 0 | 8.2745 | #N/A
2007-12-03 16:01 | 12 | 3 | 16 | 337.6255 | 8080 | 44.96 | 33.98 | 991 | 44.96 | 36.3856 | 0 | Heating | 4.8514 | #N/A | #N/A | #N/A | #N/A | 36.3856 | #N/A | #N/A | 4.0856 | #N/A | 0 | 0 | 0 | 0 | 0 | 0 | 0 | 0.01617% | 1 | 50% | 0% | 0% | 0% | 8.2745 | 0 | 0 | 0 | 8.2745 | #N/A
2007-12-03 17:01 | 12 | 3 | 17 | 337.6671 | 8081 | 44.96 | 33.98 | 991 | 44.96 | 21.2438 | 0 | Heating | 2.8325 | #N/A | #N/A | #N/A | #N/A | 21.2438 | #N/A | #N/A | 4.0856 | #N/A | 0 | 0 | 0 | 0 | 0 | 0 | 0 | 0.009442% | 1 | 50% | 0% | 0% | 0% | 8.2745 | 0 | 0 | 0 | 8.2745 | #N/A
2007-12-03 18:01 | 12 | 3 | 18 | 337.7088 | 8082 | 42.98 | 33.98 | 992 | 42.98 | 46.8505 | 0 | Heating | 6.2467 | #N/A | #N/A | #N/A | #N/A | 46.8505 | #N/A | #N/A | 3.9388 | #N/A | 0 | 0 | 0 | 0 | 0 | 0 | 0 | 0.02082% | 1 | 50% | 0% | 0% | 0% | 8.2745 | 0 | 0 | 0 | 8.2745 | #N/A
2007-12-03 19:01 | 12 | 3 | 19 | 337.7505 | 8083 | 42.08 | 33.98 | 993 | 42.08 | 101.8402 | 0 | Heating | 13.5787 | #N/A | #N/A | #N/A | #N/A | 101.8402 | #N/A | #N/A | 3.8759 | #N/A | 0 | 0 | 0 | 0 | 0 | 0 | 0 | 0.04526% | 1 | 50% | 0% | 0% | 0% | 8.2745 | 0 | 0 | 0 | 8.2745 | #N/A
2007-12-03 20:01 | 12 | 3 | 20 | 337.7921 | 8084 | 42.08 | 32.54 | 994 | 42.08 | 127.6386 | 0 | Heating | 17.0185 | #N/A | #N/A | #N/A | #N/A | 127.6386 | #N/A | #N/A | 3.8759 | #N/A | 0 | 0 | 0 | 0 | 0 | 0 | 0 | 0.05673% | 1 | 50% | 0% | 0% | 0% | 8.2745 | 0 | 0 | 0 | 8.2745 | #N/A
2007-12-03 21:01 | 12 | 3 | 21 | 337.8338 | 8085 | 42.08 | 30.92 | 994 | 42.08 | 175.788 | 0 | Heating | 23.4384 | #N/A | #N/A | #N/A | #N/A | 175.788 | #N/A | #N/A | 3.8759 | #N/A | 0 | 0 | 0 | 0 | 0 | 0 | 0 | 0.07813% | 1 | 50% | 0% | 0% | 0% | 8.2745 | 0 | 0 | 0 | 8.2745 | #N/A
2007-12-03 22:01 | 12 | 3 | 22 | 337.8755 | 8086 | 39.02 | 28.94 | 995 | 39.02 | 205.7645 | 0 | Heating | 27.4353 | #N/A | #N/A | #N/A | #N/A | 205.7645 | #N/A | #N/A | 3.6785 | #N/A | 0 | 0 | 0 | 0 | 0 | 0 | 0 | 0.09145% | 1 | 50% | 0% | 0% | 0% | 8.2745 | 0 | 0 | 0 | 8.2745 | #N/A
2007-12-03 23:01 | 12 | 3 | 23 | 337.9171 | 8087 | 39.02 | 28.76 | 995 | 39.02 | 0.97259 | 0 | Heating | 0.12968 | #N/A | #N/A | #N/A | #N/A | 0.97259 | #N/A | #N/A | 3.6785 | #N/A | 0 | 0 | 0 | 0 | 0 | 0 | 0 | 0.0004323% | 1 | 50% | 0% | 0% | 0% | 8.2745 | 0 | 0 | 0 | 8.2745 | #N/A
2007-12-04 00:01 | 12 | 4 | 0 | 337.9588 | 8088 | 37.04 | 28.58 | 995 | 37.04 | 7.6173 | 0 | Heating | 1.0156 | #N/A | #N/A | #N/A | #N/A | 7.6173 | #N/A | #N/A | 3.5637 | #N/A | 0 | 0 | 0 | 0 | 0 | 0 | 0 | 0.003385% | 1 | 50% | 0% | 0% | 0% | 8.2745 | 0 | 0 | 0 | 8.2745 | #N/A
2007-12-04 01:01 | 12 | 4 | 1 | 338.0005 | 8089 | 37.04 | 28.04 | 995 | 37.04 | 12.3562 | 0 | Heating | 1.6475 | #N/A | #N/A | #N/A | #N/A | 12.3562 | #N/A | #N/A | 3.5637 | #N/A | 0 | 0 | 0 | 0 | 0 | 0 | 0 | 0.005492% | 1 | 50% | 0% | 0% | 0% | 8.2745 | 0 | 0 | 0 | 8.2745 | #N/A
2007-12-04 02:01 | 12 | 4 | 2 | 338.0421 | 8090 | 37.04 | 26.78 | 995 | 37.04 | 15.7128 | 0 | Heating | 2.095 | #N/A | #N/A | #N/A | #N/A | 15.7128 | #N/A | #N/A | 3.5637 | #N/A | 0 | 0 | 0 | 0 | 0 | 0 | 0 | 0.006983% | 1 | 50% | 0% | 0% | 0% | 8.2745 | 0 | 0 | 0 | 8.2745 | #N/A
2007-12-04 03:01 | 12 | 4 | 3 | 338.0838 | 8091 | 37.04 | 25.52 | 996 | 37.04 | 20.6266 | 0 | Heating | 2.7502 | #N/A | #N/A | #N/A | #N/A | 20.6266 | #N/A | #N/A | 3.5637 | #N/A | 0 | 0 | 0 | 0 | 0 | 0 | 0 | 0.009167% | 1 | 50% | 0% | 0% | 0% | 8.2745 | 0 | 0 | 0 | 8.2745 | #N/A
2007-12-04 04:01 | 12 | 4 | 4 | 338.1255 | 8092 | 37.04 | 24.08 | 996 | 37.04 | 47.5013 | 0 | Heating | 6.3335 | #N/A | #N/A | #N/A | #N/A | 47.5013 | #N/A | #N/A | 3.5637 | #N/A | 0 | 0 | 0 | 0 | 0 | 0 | 0 | 0.02111% | 1 | 50% | 0% | 0% | 0% | 8.2745 | 0 | 0 | 0 | 8.2745 | #N/A
2007-12-04 05:01 | 12 | 4 | 5 | 338.1671 | 8093 | 37.04 | 24.44 | 997 | 37.04 | 76.33 | 0 | Heating | 10.1773 | #N/A | #N/A | #N/A | #N/A | 76.33 | #N/A | #N/A | 3.5637 | #N/A | 0 | 0 | 0 | 0 | 0 | 0 | 0 | 0.03392% | 1 | 50% | 0% | 0% | 0% | 8.2745 | 0 | 0 | 0 | 8.2745 | #N/A
2007-12-04 06:01 | 12 | 4 | 6 | 338.2088 | 8094 | 37.04 | 24.8 | 997 | 37.04 | 82.6581 | 0 | Heating | 11.0211 | #N/A | #N/A | #N/A | #N/A | 82.6581 | #N/A | #N/A | 3.5637 | #N/A | 0 | 0 | 0 | 0 | 0 | 0 | 0 | 0.03674% | 1 | 50% | 0% | 0% | 0% | 8.2745 | 0 | 0 | 0 | 8.2745 | #N/A
2007-12-04 07:01 | 12 | 4 | 7 | 338.2505 | 8095 | 37.04 | 24.98 | 997 | 37.04 | 577.257 | 0 | Heating | 76.9676 | #N/A | #N/A | #N/A | #N/A | 577.257 | #N/A | #N/A | 3.5637 | #N/A | 0 | 0 | 0 | 0 | 0 | 0 | 0 | 0.2566% | 1 | 50% | 0% | 0% | 0% | 8.2745 | 0 | 0 | 0 | 8.2745 | #N/A
2007-12-04 08:01 | 12 | 4 | 8 | 338.2921 | 8096 | 37.04 | 25.52 | 997 | 37.04 | 335.4782 | 0 | Heating | 44.7304 | #N/A | #N/A | #N/A | #N/A | 335.4782 | #N/A | #N/A | 3.5637 | #N/A | 0 | 0 | 0 | 0 | 0 | 0 | 0 | 0.1491% | 1 | 50% | 0% | 0% | 0% | 8.2745 | 0 | 0 | 0 | 8.2745 | #N/A
2007-12-04 09:01 | 12 | 4 | 9 | 338.3338 | 8097 | 37.94 | 26.42 | 998 | 37.94 | 119.0287 | 0 | Heating | 15.8705 | #N/A | #N/A | #N/A | #N/A | 119.0287 | #N/A | #N/A | 3.6146 | #N/A | 0 | 0 | 0 | 0 | 0 | 0 | 0 | 0.0529% | 1 | 50% | 0% | 0% | 0% | 8.2745 | 0 | 0 | 0 | 8.2745 | #N/A
2007-12-04 10:01 | 12 | 4 | 10 | 338.3755 | 8098 | 39.02 | 26.96 | 998 | 39.02 | 71.4237 | 0 | Heating | 9.5232 | #N/A | #N/A | #N/A | #N/A | 71.4237 | #N/A | #N/A | 3.6785 | #N/A | 0 | 0 | 0 | 0 | 0 | 0 | 0 | 0.03174% | 1 | 50% | 0% | 0% | 0% | 8.2745 | 0 | 0 | 0 | 8.2745 | #N/A
2007-12-04 11:01 | 12 | 4 | 11 | 338.4171 | 8099 | 39.02 | 27.32 | 998 | 39.02 | 83.709 | 0 | Heating | 11.1612 | #N/A | #N/A | #N/A | #N/A | 83.709 | #N/A | #N/A | 3.6785 | #N/A | 0 | 0 | 0 | 0 | 0 | 0 | 0 | 0.0372% | 1 | 50% | 0% | 0% | 0% | 8.2745 | 0 | 0 | 0 | 8.2745 | #N/A
2007-12-04 12:01 | 12 | 4 | 12 | 338.4588 | 8100 | 41 | 27.32 | 998 | 41 | 74.4644 | 0 | Heating | 9.9286 | #N/A | #N/A | #N/A | #N/A | 74.4644 | #N/A | #N/A | 3.8033 | #N/A | 0 | 0 | 0 | 0 | 0 | 0 | 0 | 0.0331% | 1 | 50% | 0% | 0% | 0% | 8.2745 | 0 | 0 | 0 | 8.2745 | #N/A
2007-12-04 13:01 | 12 | 4 | 13 | 338.5005 | 8101 | 42.08 | 26.96 | 998 | 42.08 | 105.866 | 0 | Heating | 14.1155 | #N/A | #N/A | #N/A | #N/A | 105.866 | #N/A | #N/A | 3.8759 | #N/A | 0 | 0 | 0 | 0 | 0 | 0 | 0 | 0.04705% | 1 | 50% | 0% | 0% | 0% | 8.2745 | 0 | 0 | 0 | 8.2745 | #N/A
2007-12-04 14:01 | 12 | 4 | 14 | 338.5421 | 8102 | 42.08 | 26.96 | 999 | 42.08 | 69.5338 | 0 | Heating | 9.2712 | #N/A | #N/A | #N/A | #N/A | 69.5338 | #N/A | #N/A | 3.8759 | #N/A | 0 | 0 | 0 | 0 | 0 | 0 | 0 | 0.0309% | 1 | 50% | 0% | 0% | 0% | 8.2745 | 0 | 0 | 0 | 8.2745 | #N/A
2007-12-04 15:01 | 12 | 4 | 15 | 338.5838 | 8103 | 37.94 | 26.6 | 999 | 37.94 | 56.5284 | 0 | Heating | 7.5371 | #N/A | #N/A | #N/A | #N/A | 56.5284 | #N/A | #N/A | 3.6146 | #N/A | 0 | 0 | 0 | 0 | 0 | 0 | 0 | 0.02512% | 1 | 50% | 0% | 0% | 0% | 8.2745 | 0 | 0 | 0 | 8.2745 | #N/A
2007-12-04 16:01 | 12 | 4 | 16 | 338.6255 | 8104 | 37.04 | 26.06 | 1000 | 37.04 | 65.0831 | 0 | Heating | 8.6777 | #N/A | #N/A | #N/A | #N/A | 65.0831 | #N/A | #N/A | 3.5637 | #N/A | 0 | 0 | 0 | 0 | 0 | 0 | 0 | 0.02893% | 1 | 50% | 0% | 0% | 0% | 8.2745 | 0 | 0 | 0 | 8.2745 | #N/A
2007-12-04 17:01 | 12 | 4 | 17 | 338.6671 | 8105 | 37.04 | 25.52 | 1001 | 37.04 | 56.4499 | 0 | Heating | 7.5266 | #N/A | #N/A | #N/A | #N/A | 56.4499 | #N/A | #N/A | 3.5637 | #N/A | 0 | 0 | 0 | 0 | 0 | 0 | 0 | 0.02509% | 1 | 50% | 0% | 0% | 0% | 8.2745 | 0 | 0 | 0 | 8.2745 | #N/A
2007-12-04 18:01 | 12 | 4 | 18 | 338.7088 | 8106 | 37.04 | 24.8 | 1001 | 37.04 | 77.5377 | 0 | Heating | 10.3384 | #N/A | #N/A | #N/A | #N/A | 77.5377 | #N/A | #N/A | 3.5637 | #N/A | 0 | 0 | 0 | 0 | 0 | 0 | 0 | 0.03446% | 1 | 50% | 0% | 0% | 0% | 8.2745 | 0 | 0 | 0 | 8.2745 | #N/A
2007-12-04 19:01 | 12 | 4 | 19 | 338.7505 | 8107 | 35.96 | 24.08 | 1002 | 35.96 | 132.16 | 0 | Heating | 17.6213 | #N/A | #N/A | #N/A | #N/A | 132.16 | #N/A | #N/A | 3.5052 | #N/A | 0 | 0 | 0 | 0 | 0 | 0 | 0 | 0.05874% | 1 | 50% | 0% | 0% | 0% | 8.2745 | 0 | 0 | 0 | 8.2745 | #N/A
2007-12-04 20:01 | 12 | 4 | 20 | 338.7921 | 8108 | 35.96 | 24.26 | 1003 | 35.96 | 157.6437 | 0 | Heating | 21.0192 | #N/A | #N/A | #N/A | #N/A | 157.6437 | #N/A | #N/A | 3.5052 | #N/A | 0 | 0 | 0 | 0 | 0 | 0 | 0 | 0.07006% | 1 | 50% | 0% | 0% | 0% | 8.2745 | 0 | 0 | 0 | 8.2745 | #N/A
2007-12-04 21:01 | 12 | 4 | 21 | 338.8338 | 8109 | 35.96 | 24.26 | 1003 | 35.96 | 208.6497 | 0 | Heating | 27.82 | #N/A | #N/A | #N/A | #N/A | 208.6497 | #N/A | #N/A | 3.5052 | #N/A | 0 | 0 | 0 | 0 | 0 | 0 | 0 | 0.09273% | 1 | 50% | 0% | 0% | 0% | 8.2745 | 0 | 0 | 0 | 8.2745 | #N/A
2007-12-04 22:01 | 12 | 4 | 22 | 338.8755 | 8110 | 35.96 | 24.08 | 1003 | 35.96 | 235.1536 | 0 | Heating | 31.3538 | #N/A | #N/A | #N/A | #N/A | 235.1536 | #N/A | #N/A | 3.5052 | #N/A | 0 | 0 | 0 | 0 | 0 | 0 | 0 | 0.1045% | 1 | 50% | 0% | 0% | 0% | 8.2745 | 0 | 0 | 0 | 8.2745 | #N/A
2007-12-04 23:01 | 12 | 4 | 23 | 338.9171 | 8111 | 35.96 | 24.26 | 1004 | 35.96 | 4.1112 | 0 | Heating | 0.54815 | #N/A | #N/A | #N/A | #N/A | 4.1112 | #N/A | #N/A | 3.5052 | #N/A | 0 | 0 | 0 | 0 | 0 | 0 | 0 | 0.001827% | 1 | 50% | 0% | 0% | 0% | 8.2745 | 0 | 0 | 0 | 8.2745 | #N/A
2007-12-05 00:01 | 12 | 5 | 0 | 338.9588 | 8112 | 35.06 | 24.26 | 1004 | 35.06 | 14.9461 | 0 | Heating | 1.9928 | #N/A | #N/A | #N/A | #N/A | 14.9461 | #N/A | #N/A | 3.4585 | #N/A | 0 | 0 | 0 | 0 | 0 | 0 | 0 | 0.006643% | 1 | 50% | 0% | 0% | 0% | 8.2745 | 0 | 0 | 0 | 8.2745 | #N/A
2007-12-05 01:01 | 12 | 5 | 1 | 339.0005 | 8113 | 33.98 | 24.08 | 1004 | 33.98 | 29.9303 | 0 | Heating | 3.9907 | #N/A | #N/A | #N/A | #N/A | 29.9303 | #N/A | #N/A | 3.405 | #N/A | 0 | 0 | 0 | 0 | 0 | 0 | 0 | 0.0133% | 1 | 50% | 0% | 0% | 0% | 8.2745 | 0 | 0 | 0 | 8.2745 | #N/A
2007-12-05 02:01 | 12 | 5 | 2 | 339.0421 | 8114 | 33.98 | 23.9 | 1004 | 33.98 | 67.8814 | 0 | Heating | 9.0509 | #N/A | #N/A | #N/A | #N/A | 67.8814 | #N/A | #N/A | 3.405 | #N/A | 0 | 0 | 0 | 0 | 0 | 0 | 0 | 0.03017% | 1 | 50% | 0% | 0% | 0% | 8.2745 | 0 | 0 | 0 | 8.2745 | #N/A
2007-12-05 03:01 | 12 | 5 | 3 | 339.0838 | 8115 | 33.98 | 23.54 | 1004 | 33.98 | 112.4687 | 0 | Heating | 14.9958 | #N/A | #N/A | #N/A | #N/A | 112.4687 | #N/A | #N/A | 3.405 | #N/A | 0 | 0 | 0 | 0 | 0 | 0 | 0 | 0.04999% | 1 | 50% | 0% | 0% | 0% | 8.2745 | 0 | 0 | 0 | 8.2745 | #N/A
2007-12-05 04:01 | 12 | 5 | 4 | 339.1255 | 8116 | 33.08 | 23 | 1003 | 33.08 | 154.4516 | 0 | Heating | 20.5935 | #N/A | #N/A | #N/A | #N/A | 154.4516 | #N/A | #N/A | 3.3624 | #N/A | 0 | 0 | 0 | 0 | 0 | 0 | 0 | 0.06865% | 1 | 50% | 0% | 0% | 0% | 8.2745 | 0 | 0 | 0 | 8.2745 | #N/A
2007-12-05 05:01 | 12 | 5 | 5 | 339.1671 | 8117 | 33.08 | 23.36 | 1003 | 33.08 | 178.9787 | 0 | Heating | 23.8638 | #N/A | #N/A | #N/A | #N/A | 178.9787 | #N/A | #N/A | 3.3624 | #N/A | 0 | 0 | 0 | 0 | 0 | 0 | 0 | 0.07955% | 1 | 50% | 0% | 0% | 0% | 8.2745 | 0 | 0 | 0 | 8.2745 | #N/A
2007-12-05 06:01 | 12 | 5 | 6 | 339.2088 | 8118 | 28.94 | 23.72 | 1002 | 28.94 | 173.9314 | 0 | Heating | 23.1908 | #N/A | #N/A | #N/A | #N/A | 173.9314 | #N/A | #N/A | 3.188 | #N/A | 0 | 0 | 0 | 0 | 0 | 0 | 0 | 0.0773% | 1 | 50% | 0% | 0% | 0% | 8.2745 | 0 | 0 | 0 | 8.2745 | #N/A
2007-12-05 07:01 | 12 | 5 | 7 | 339.2505 | 8119 | 30.02 | 24.08 | 1002 | 30.02 | 635.8913 | 0 | Heating | 84.7855 | #N/A | #N/A | #N/A | #N/A | 635.8913 | #N/A | #N/A | 3.2302 | #N/A | 0 | 0 | 0 | 0 | 0 | 0 | 0 | 0.2826% | 1 | 50% | 0% | 0% | 0% | 8.2745 | 0 | 0 | 0 | 8.2745 | #N/A
2007-12-05 08:01 | 12 | 5 | 8 | 339.2921 | 8120 | 30.02 | 23.54 | 1002 | 30.02 | 419.3001 | 0 | Heating | 55.9067 | #N/A | #N/A | #N/A | #N/A | 419.3001 | #N/A | #N/A | 3.2302 | #N/A | 0 | 0 | 0 | 0 | 0 | 0 | 0 | 0.1864% | 1 | 50% | 0% | 0% | 0% | 8.2745 | 0 | 0 | 0 | 8.2745 | #N/A
2007-12-05 09:01 | 12 | 5 | 9 | 339.3338 | 8121 | 32 | 23.36 | 1002 | 32 | 226.3375 | 0 | Heating | 30.1783 | #N/A | #N/A | #N/A | #N/A | 226.3375 | #N/A | #N/A | 3.3135 | #N/A | 0 | 0 | 0 | 0 | 0 | 0 | 0 | 0.1006% | 1 | 50% | 0% | 0% | 0% | 8.2745 | 0 | 0 | 0 | 8.2745 | #N/A
2007-12-05 10:01 | 12 | 5 | 10 | 339.3755 | 8122 | 32 | 23 | 1002 | 32 | 206.7323 | 0 | Heating | 27.5643 | #N/A | #N/A | #N/A | #N/A | 206.7323 | #N/A | #N/A | 3.3135 | #N/A | 0 | 0 | 0 | 0 | 0 | 0 | 0 | 0.09188% | 1 | 50% | 0% | 0% | 0% | 8.2745 | 0 | 0 | 0 | 8.2745 | #N/A
2007-12-05 11:01 | 12 | 5 | 11 | 339.4171 | 8123 | 32 | 24.08 | 1000 | 32 | 213.2058 | 0 | Heating | 28.4274 | #N/A | #N/A | #N/A | #N/A | 213.2058 | #N/A | #N/A | 3.3135 | #N/A | 0 | 0 | 0 | 0 | 0 | 0 | 0 | 0.09476% | 1 | 50% | 0% | 0% | 0% | 8.2745 | 0 | 0 | 0 | 8.2745 | #N/A
2007-12-05 12:01 | 12 | 5 | 12 | 339.4588 | 8124 | 33.98 | 24.62 | 998 | 33.98 | 206.579 | 0 | Heating | 27.5439 | #N/A | #N/A | #N/A | #N/A | 206.579 | #N/A | #N/A | 3.405 | #N/A | 0 | 0 | 0 | 0 | 0 | 0 | 0 | 0.09181% | 1 | 50% | 0% | 0% | 0% | 8.2745 | 0 | 0 | 0 | 8.2745 | #N/A
2007-12-05 13:01 | 12 | 5 | 13 | 339.5005 | 8125 | 33.98 | 24.98 | 996 | 33.98 | 250.6338 | 0 | Heating | 33.4178 | #N/A | #N/A | #N/A | #N/A | 250.6338 | #N/A | #N/A | 3.405 | #N/A | 0 | 0 | 0 | 0 | 0 | 0 | 0 | 0.1114% | 1 | 50% | 0% | 0% | 0% | 8.2745 | 0 | 0 | 0 | 8.2745 | #N/A
2007-12-05 14:01 | 12 | 5 | 14 | 339.5421 | 8126 | 33.98 | 25.16 | 994 | 33.98 | 198.8309 | 0 | Heating | 26.5108 | #N/A | #N/A | #N/A | #N/A | 198.8309 | #N/A | #N/A | 3.405 | #N/A | 0 | 0 | 0 | 0 | 0 | 0 | 0 | 0.08837% | 1 | 50% | 0% | 0% | 0% | 8.2745 | 0 | 0 | 0 | 8.2745 | #N/A
2007-12-05 15:01 | 12 | 5 | 15 | 339.5838 | 8127 | 35.06 | 25.16 | 992 | 35.06 | 195.888 | 0 | Heating | 26.1184 | #N/A | #N/A | #N/A | #N/A | 195.888 | #N/A | #N/A | 3.4585 | #N/A | 0 | 0 | 0 | 0 | 0 | 0 | 0 | 0.08706% | 1 | 50% | 0% | 0% | 0% | 8.2745 | 0 | 0 | 0 | 8.2745 | #N/A
2007-12-05 16:01 | 12 | 5 | 16 | 339.6255 | 8128 | 33.08 | 24.98 | 991 | 33.08 | 200.0174 | 0 | Heating | 26.669 | #N/A | #N/A | #N/A | #N/A | 200.0174 | #N/A | #N/A | 3.3624 | #N/A | 0 | 0 | 0 | 0 | 0 | 0 | 0 | 0.0889% | 1 | 50% | 0% | 0% | 0% | 8.2745 | 0 | 0 | 0 | 8.2745 | #N/A
2007-12-05 17:01 | 12 | 5 | 17 | 339.6671 | 8129 | 33.08 | 25.16 | 988 | 33.08 | 172.7086 | 0 | Heating | 23.0278 | #N/A | #N/A | #N/A | #N/A | 172.7086 | #N/A | #N/A | 3.3624 | #N/A | 0 | 0 | 0 | 0 | 0 | 0 | 0 | 0.07676% | 1 | 50% | 0% | 0% | 0% | 8.2745 | 0 | 0 | 0 | 8.2745 | #N/A
2007-12-05 18:01 | 12 | 5 | 18 | 339.7088 | 8130 | 28.94 | 25.16 | 986 | 28.94 | 195.7865 | 0 | Heating | 26.1049 | #N/A | #N/A | #N/A | #N/A | 195.7865 | #N/A | #N/A | 3.188 | #N/A | 0 | 0 | 0 | 0 | 0 | 0 | 0 | 0.08702% | 1 | 50% | 0% | 0% | 0% | 8.2745 | 0 | 0 | 0 | 8.2745 | #N/A
2007-12-05 19:01 | 12 | 5 | 19 | 339.7505 | 8131 | 26.96 | 24.98 | 984 | 26.96 | 249.9055 | 0 | Heating | 33.3207 | #N/A | #N/A | #N/A | #N/A | 249.9055 | #N/A | #N/A | 3.1163 | #N/A | 0 | 0 | 0 | 0 | 0 | 0 | 0 | 0.1111% | 1 | 50% | 0% | 0% | 0% | 8.2745 | 0 | 0 | 0 | 8.2745 | #N/A
2007-12-05 20:01 | 12 | 5 | 20 | 339.7921 | 8132 | 26.96 | 25.52 | 983 | 26.96 | 265.0936 | 0 | Heating | 35.3458 | #N/A | #N/A | #N/A | #N/A | 265.0936 | #N/A | #N/A | 3.1163 | #N/A | 0 | 0 | 0 | 0 | 0 | 0 | 0 | 0.1178% | 1 | 50% | 0% | 0% | 0% | 8.2745 | 0 | 0 | 0 | 8.2745 | #N/A
2007-12-05 21:01 | 12 | 5 | 21 | 339.8338 | 8133 | 24.98 | 25.88 | 981 | 24.98 | 307.79 | 0 | Heating | 41.0387 | #N/A | #N/A | #N/A | #N/A | 307.79 | #N/A | #N/A | 3.0513 | #N/A | 0 | 0 | 0 | 0 | 0 | 0 | 0 | 0.1368% | 1 | 50% | 0% | 0% | 0% | 8.2745 | 0 | 0 | 0 | 8.2745 | #N/A
2007-12-05 22:01 | 12 | 5 | 22 | 339.8755 | 8134 | 24.98 | 26.06 | 980 | 24.98 | 328.0469 | 0 | Heating | 43.7396 | #N/A | #N/A | #N/A | #N/A | 328.0469 | #N/A | #N/A | 3.0513 | #N/A | 0 | 0 | 0 | 0 | 0 | 0 | 0 | 0.1458% | 1 | 50% | 0% | 0% | 0% | 8.2745 | 0 | 0 | 0 | 8.2745 | #N/A
2007-12-05 23:01 | 12 | 5 | 23 | 339.9171 | 8135 | 24.98 | 26.6 | 979 | 24.98 | 10.8337 | 0 | Heating | 1.4445 | #N/A | #N/A | #N/A | #N/A | 10.8337 | #N/A | #N/A | 3.0513 | #N/A | 0 | 0 | 0 | 0 | 0 | 0 | 0 | 0.004815% | 1 | 50% | 0% | 0% | 0% | 8.2745 | 0 | 0 | 0 | 8.2745 | #N/A
2007-12-06 00:01 | 12 | 6 | 0 | 339.9588 | 8136 | 26.06 | 26.96 | 979 | 26.06 | 26.6232 | 0 | Heating | 3.5498 | #N/A | #N/A | #N/A | #N/A | 26.6232 | #N/A | #N/A | 3.0859 | #N/A | 0 | 0 | 0 | 0 | 0 | 0 | 0 | 0.01183% | 1 | 50% | 0% | 0% | 0% | 8.2745 | 0 | 0 | 0 | 8.2745 | #N/A
2007-12-06 01:01 | 12 | 6 | 1 | 340.0005 | 8137 | 26.06 | 26.96 | 978 | 26.06 | 56.6625 | 0 | Heating | 7.555 | #N/A | #N/A | #N/A | #N/A | 56.6625 | #N/A | #N/A | 3.0859 | #N/A | 0 | 0 | 0 | 0 | 0 | 0 | 0 | 0.02518% | 1 | 50% | 0% | 0% | 0% | 8.2745 | 0 | 0 | 0 | 8.2745 | #N/A
2007-12-06 02:01 | 12 | 6 | 2 | 340.0421 | 8138 | 26.06 | 27.5 | 978 | 26.06 | 75.8604 | 0 | Heating | 10.1147 | #N/A | #N/A | #N/A | #N/A | 75.8604 | #N/A | #N/A | 3.0859 | #N/A | 0 | 0 | 0 | 0 | 0 | 0 | 0 | 0.03372% | 1 | 50% | 0% | 0% | 0% | 8.2745 | 0 | 0 | 0 | 8.2745 | #N/A
2007-12-06 03:01 | 12 | 6 | 3 | 340.0838 | 8139 | 28.04 | 27.86 | 977 | 28.04 | 93.2205 | 0 | Heating | 12.4294 | #N/A | #N/A | #N/A | #N/A | 93.2205 | #N/A | #N/A | 3.1545 | #N/A | 0 | 0 | 0 | 0 | 0 | 0 | 0 | 0.04143% | 1 | 50% | 0% | 0% | 0% | 8.2745 | 0 | 0 | 0 | 8.2745 | #N/A
2007-12-06 04:01 | 12 | 6 | 4 | 340.1255 | 8140 | 28.94 | 28.04 | 977 | 28.94 | 107.1716 | 0 | Heating | 14.2895 | #N/A | #N/A | #N/A | #N/A | 107.1716 | #N/A | #N/A | 3.188 | #N/A | 0 | 0 | 0 | 0 | 0 | 0 | 0 | 0.04763% | 1 | 50% | 0% | 0% | 0% | 8.2745 | 0 | 0 | 0 | 8.2745 | #N/A
2007-12-06 05:01 | 12 | 6 | 5 | 340.1671 | 8141 | 28.04 | 28.76 | 976 | 28.04 | 115.5086 | 0 | Heating | 15.4011 | #N/A | #N/A | #N/A | #N/A | 115.5086 | #N/A | #N/A | 3.1545 | #N/A | 0 | 0 | 0 | 0 | 0 | 0 | 0 | 0.05134% | 1 | 50% | 0% | 0% | 0% | 8.2745 | 0 | 0 | 0 | 8.2745 | #N/A
2007-12-06 06:01 | 12 | 6 | 6 | 340.2088 | 8142 | 28.04 | 29.48 | 976 | 28.04 | 102.3697 | 0 | Heating | 13.6493 | #N/A | #N/A | #N/A | #N/A | 102.3697 | #N/A | #N/A | 3.1545 | #N/A | 0 | 0 | 0 | 0 | 0 | 0 | 0 | 0.0455% | 1 | 50% | 0% | 0% | 0% | 8.2745 | 0 | 0 | 0 | 8.2745 | #N/A
2007-12-06 07:01 | 12 | 6 | 7 | 340.2505 | 8143 | 28.94 | 30.02 | 976 | 28.94 | 594.0613 | 0 | Heating | 79.2082 | #N/A | #N/A | #N/A | #N/A | 594.0613 | #N/A | #N/A | 3.188 | #N/A | 0 | 0 | 0 | 0 | 0 | 0 | 0 | 0.264% | 1 | 50% | 0% | 0% | 0% | 8.2745 | 0 | 0 | 0 | 8.2745 | #N/A
2007-12-06 08:01 | 12 | 6 | 8 | 340.2921 | 8144 | 28.94 | 29.48 | 976 | 28.94 | 372.5011 | 0 | Heating | 49.6668 | #N/A | #N/A | #N/A | #N/A | 372.5011 | #N/A | #N/A | 3.188 | #N/A | 0 | 0 | 0 | 0 | 0 | 0 | 0 | 0.1656% | 1 | 50% | 0% | 0% | 0% | 8.2745 | 0 | 0 | 0 | 8.2745 | #N/A
2007-12-06 09:01 | 12 | 6 | 9 | 340.3338 | 8145 | 30.92 | 29.3 | 976 | 30.92 | 178.0996 | 0 | Heating | 23.7466 | #N/A | #N/A | #N/A | #N/A | 178.0996 | #N/A | #N/A | 3.2671 | #N/A | 0 | 0 | 0 | 0 | 0 | 0 | 0 | 0.07916% | 1 | 50% | 0% | 0% | 0% | 8.2745 | 0 | 0 | 0 | 8.2745 | #N/A
2007-12-06 10:01 | 12 | 6 | 10 | 340.3755 | 8146 | 32 | 28.94 | 977 | 32 | 174.4252 | 0 | Heating | 23.2567 | #N/A | #N/A | #N/A | #N/A | 174.4252 | #N/A | #N/A | 3.3135 | #N/A | 0 | 0 | 0 | 0 | 0 | 0 | 0 | 0.07752% | 1 | 50% | 0% | 0% | 0% | 8.2745 | 0 | 0 | 0 | 8.2745 | #N/A
2007-12-06 11:01 | 12 | 6 | 11 | 340.4171 | 8147 | 32 | 28.94 | 976 | 32 | 172.4787 | 0 | Heating | 22.9972 | #N/A | #N/A | #N/A | #N/A | 172.4787 | #N/A | #N/A | 3.3135 | #N/A | 0 | 0 | 0 | 0 | 0 | 0 | 0 | 0.07666% | 1 | 50% | 0% | 0% | 0% | 8.2745 | 0 | 0 | 0 | 8.2745 | #N/A
2007-12-06 12:01 | 12 | 6 | 12 | 340.4588 | 8148 | 35.06 | 28.76 | 976 | 35.06 | 155.1327 | 0 | Heating | 20.6844 | #N/A | #N/A | #N/A | #N/A | 155.1327 | #N/A | #N/A | 3.4585 | #N/A | 0 | 0 | 0 | 0 | 0 | 0 | 0 | 0.06895% | 1 | 50% | 0% | 0% | 0% | 8.2745 | 0 | 0 | 0 | 8.2745 | #N/A
2007-12-06 13:01 | 12 | 6 | 13 | 340.5005 | 8149 | 37.94 | 28.04 | 976 | 37.94 | 189.3527 | 0 | Heating | 25.247 | #N/A | #N/A | #N/A | #N/A | 189.3527 | #N/A | #N/A | 3.6146 | #N/A | 0 | 0 | 0 | 0 | 0 | 0 | 0 | 0.08416% | 1 | 50% | 0% | 0% | 0% | 8.2745 | 0 | 0 | 0 | 8.2745 | #N/A
2007-12-06 14:01 | 12 | 6 | 14 | 340.5421 | 8150 | 37.94 | 27.68 | 977 | 37.94 | 146.5234 | 0 | Heating | 19.5364 | #N/A | #N/A | #N/A | #N/A | 146.5234 | #N/A | #N/A | 3.6146 | #N/A | 0 | 0 | 0 | 0 | 0 | 0 | 0 | 0.06512% | 1 | 50% | 0% | 0% | 0% | 8.2745 | 0 | 0 | 0 | 8.2745 | #N/A
2007-12-06 15:01 | 12 | 6 | 15 | 340.5838 | 8151 | 42.08 | 26.96 | 977 | 42.08 | 156.4472 | 0 | Heating | 20.8596 | #N/A | #N/A | #N/A | #N/A | 156.4472 | #N/A | #N/A | 3.8759 | #N/A | 0 | 0 | 0 | 0 | 0 | 0 | 0 | 0.06953% | 1 | 50% | 0% | 0% | 0% | 8.2745 | 0 | 0 | 0 | 8.2745 | #N/A
2007-12-06 16:01 | 12 | 6 | 16 | 340.6255 | 8152 | 41 | 26.06 | 978 | 41 | 174.3627 | 0 | Heating | 23.2484 | #N/A | #N/A | #N/A | #N/A | 174.3627 | #N/A | #N/A | 3.8033 | #N/A | 0 | 0 | 0 | 0 | 0 | 0 | 0 | 0.07749% | 1 | 50% | 0% | 0% | 0% | 8.2745 | 0 | 0 | 0 | 8.2745 | #N/A
2007-12-06 17:01 | 12 | 6 | 17 | 340.6671 | 8153 | 41 | 25.52 | 978 | 41 | 161.7952 | 0 | Heating | 21.5727 | #N/A | #N/A | #N/A | #N/A | 161.7952 | #N/A | #N/A | 3.8033 | #N/A | 0 | 0 | 0 | 0 | 0 | 0 | 0 | 0.07191% | 1 | 50% | 0% | 0% | 0% | 8.2745 | 0 | 0 | 0 | 8.2745 | #N/A
2007-12-06 18:01 | 12 | 6 | 18 | 340.7088 | 8154 | 39.92 | 24.8 | 979 | 39.92 | 198.9925 | 0 | Heating | 26.5323 | #N/A | #N/A | #N/A | #N/A | 198.9925 | #N/A | #N/A | 3.7339 | #N/A | 0 | 0 | 0 | 0 | 0 | 0 | 0 | 0.08844% | 1 | 50% | 0% | 0% | 0% | 8.2745 | 0 | 0 | 0 | 8.2745 | #N/A
2007-12-06 19:01 | 12 | 6 | 19 | 340.7505 | 8155 | 39.02 | 24.08 | 979 | 39.02 | 266.2237 | 0 | Heating | 35.4965 | #N/A | #N/A | #N/A | #N/A | 266.2237 | #N/A | #N/A | 3.6785 | #N/A | 0 | 0 | 0 | 0 | 0 | 0 | 0 | 0.1183% | 1 | 50% | 0% | 0% | 0% | 8.2745 | 0 | 0 | 0 | 8.2745 | #N/A
2007-12-06 20:01 | 12 | 6 | 20 | 340.7921 | 8156 | 39.02 | 23.72 | 980 | 39.02 | 293.5399 | 0 | Heating | 39.1386 | #N/A | #N/A | #N/A | #N/A | 293.5399 | #N/A | #N/A | 3.6785 | #N/A | 0 | 0 | 0 | 0 | 0 | 0 | 0 | 0.1305% | 1 | 50% | 0% | 0% | 0% | 8.2745 | 0 | 0 | 0 | 8.2745 | #N/A
2007-12-06 21:01 | 12 | 6 | 21 | 340.8338 | 8157 | 39.02 | 23.36 | 980 | 39.02 | 350.772 | 0 | Heating | 46.7696 | #N/A | #N/A | #N/A | #N/A | 350.772 | #N/A | #N/A | 3.6785 | #N/A | 0 | 0 | 0 | 0 | 0 | 0 | 0 | 0.1559% | 1 | 50% | 0% | 0% | 0% | 8.2745 | 0 | 0 | 0 | 8.2745 | #N/A
2007-12-06 22:01 | 12 | 6 | 22 | 340.8755 | 8158 | 37.94 | 23 | 980 | 37.94 | 383.2535 | 0 | Heating | 51.1005 | #N/A | #N/A | #N/A | #N/A | 383.2535 | #N/A | #N/A | 3.6146 | #N/A | 0 | 0 | 0 | 0 | 0 | 0 | 0 | 0.1703% | 1 | 50% | 0% | 0% | 0% | 8.2745 | 0 | 0 | 0 | 8.2745 | #N/A
2007-12-06 23:01 | 12 | 6 | 23 | 340.9171 | 8159 | 37.94 | 23 | 981 | 37.94 | 32.5374 | 0 | Heating | 4.3383 | #N/A | #N/A | #N/A | #N/A | 32.5374 | #N/A | #N/A | 3.6146 | #N/A | 0 | 0 | 0 | 0 | 0 | 0 | 0 | 0.01446% | 1 | 50% | 0% | 0% | 0% | 8.2745 | 0 | 0 | 0 | 8.2745 | #N/A
2007-12-07 00:01 | 12 | 7 | 0 | 340.9588 | 8160 | 39.02 | 23 | 981 | 39.02 | 115.6569 | 0 | Heating | 15.4209 | #N/A | #N/A | #N/A | #N/A | 115.6569 | #N/A | #N/A | 3.6785 | #N/A | 0 | 0 | 0 | 0 | 0 | 0 | 0 | 0.0514% | 1 | 50% | 0% | 0% | 0% | 8.2745 | 0 | 0 | 0 | 8.2745 | #N/A
2007-12-07 01:01 | 12 | 7 | 1 | 341.0005 | 8161 | 37.04 | 23 | 982 | 37.04 | 165.8847 | 0 | Heating | 22.118 | #N/A | #N/A | #N/A | #N/A | 165.8847 | #N/A | #N/A | 3.5637 | #N/A | 0 | 0 | 0 | 0 | 0 | 0 | 0 | 0.07373% | 1 | 50% | 0% | 0% | 0% | 8.2745 | 0 | 0 | 0 | 8.2745 | #N/A
2007-12-07 02:01 | 12 | 7 | 2 | 341.0421 | 8162 | 37.04 | 22.64 | 983 | 37.04 | 200.4512 | 0 | Heating | 26.7268 | #N/A | #N/A | #N/A | #N/A | 200.4512 | #N/A | #N/A | 3.5637 | #N/A | 0 | 0 | 0 | 0 | 0 | 0 | 0 | 0.08909% | 1 | 50% | 0% | 0% | 0% | 8.2745 | 0 | 0 | 0 | 8.2745 | #N/A
2007-12-07 03:01 | 12 | 7 | 3 | 341.0838 | 8163 | 37.94 | 22.28 | 983 | 37.94 | 231.2982 | 0 | Heating | 30.8398 | #N/A | #N/A | #N/A | #N/A | 231.2982 | #N/A | #N/A | 3.6146 | #N/A | 0 | 0 | 0 | 0 | 0 | 0 | 0 | 0.1028% | 1 | 50% | 0% | 0% | 0% | 8.2745 | 0 | 0 | 0 | 8.2745 | #N/A
2007-12-07 04:01 | 12 | 7 | 4 | 341.1255 | 8164 | 37.94 | 21.92 | 984 | 37.94 | 261.6136 | 0 | Heating | 34.8818 | #N/A | #N/A | #N/A | #N/A | 261.6136 | #N/A | #N/A | 3.6146 | #N/A | 0 | 0 | 0 | 0 | 0 | 0 | 0 | 0.1163% | 1 | 50% | 0% | 0% | 0% | 8.2745 | 0 | 0 | 0 | 8.2745 | #N/A
2007-12-07 05:01 | 12 | 7 | 5 | 341.1671 | 8165 | 37.94 | 21.2 | 985 | 37.94 | 292.7257 | 0 | Heating | 39.0301 | #N/A | #N/A | #N/A | #N/A | 292.7257 | #N/A | #N/A | 3.6146 | #N/A | 0 | 0 | 0 | 0 | 0 | 0 | 0 | 0.1301% | 1 | 50% | 0% | 0% | 0% | 8.2745 | 0 | 0 | 0 | 8.2745 | #N/A
2007-12-07 06:01 | 12 | 7 | 6 | 341.2088 | 8166 | 33.98 | 20.66 | 986 | 33.98 | 303.1661 | 0 | Heating | 40.4221 | #N/A | #N/A | #N/A | #N/A | 303.1661 | #N/A | #N/A | 3.405 | #N/A | 0 | 0 | 0 | 0 | 0 | 0 | 0 | 0.1347% | 1 | 50% | 0% | 0% | 0% | 8.2745 | 0 | 0 | 0 | 8.2745 | #N/A
2007-12-07 07:01 | 12 | 7 | 7 | 341.2505 | 8167 | 30.02 | 19.94 | 988 | 30.02 | 771.6712 | 0 | Heating | 102.8895 | #N/A | #N/A | #N/A | #N/A | 771.6712 | #N/A | #N/A | 3.2302 | #N/A | 0 | 0 | 0 | 0 | 0 | 0 | 0 | 0.343% | 1 | 50% | 0% | 0% | 0% | 8.2745 | 0 | 0 | 0 | 8.2745 | #N/A
2007-12-07 08:01 | 12 | 7 | 8 | 341.2921 | 8168 | 30.02 | 20.12 | 989 | 30.02 | 585.0057 | 0 | Heating | 78.0008 | #N/A | #N/A | #N/A | #N/A | 585.0057 | #N/A | #N/A | 3.2302 | #N/A | 0 | 0 | 0 | 0 | 0 | 0 | 0 | 0.26% | 1 | 50% | 0% | 0% | 0% | 8.2745 | 0 | 0 | 0 | 8.2745 | #N/A
2007-12-07 09:01 | 12 | 7 | 9 | 341.3338 | 8169 | 37.04 | 20.66 | 990 | 37.04 | 449.4108 | 0 | Heating | 59.9214 | #N/A | #N/A | #N/A | #N/A | 449.4108 | #N/A | #N/A | 3.5637 | #N/A | 0 | 0 | 0 | 0 | 0 | 0 | 0 | 0.1997% | 1 | 50% | 0% | 0% | 0% | 8.2745 | 0 | 0 | 0 | 8.2745 | #N/A
2007-12-07 10:01 | 12 | 7 | 10 | 341.3755 | 8170 | 39.02 | 21.02 | 992 | 39.02 | 446.061 | 0 | Heating | 59.4748 | #N/A | #N/A | #N/A | #N/A | 446.061 | #N/A | #N/A | 3.6785 | #N/A | 0 | 0 | 0 | 0 | 0 | 0 | 0 | 0.1982% | 1 | 50% | 0% | 0% | 0% | 8.2745 | 0 | 0 | 0 | 8.2745 | #N/A
2007-12-07 11:01 | 12 | 7 | 11 | 341.4171 | 8171 | 39.02 | 21.38 | 992 | 39.02 | 472.5382 | 0 | Heating | 63.0051 | #N/A | #N/A | #N/A | #N/A | 472.5382 | #N/A | #N/A | 3.6785 | #N/A | 0 | 0 | 0 | 0 | 0 | 0 | 0 | 0.21% | 1 | 50% | 0% | 0% | 0% | 8.2745 | 0 | 0 | 0 | 8.2745 | #N/A
2007-12-07 12:01 | 12 | 7 | 12 | 341.4588 | 8172 | 42.98 | 21.38 | 993 | 42.98 | 461.0077 | 0 | Heating | 61.4677 | #N/A | #N/A | #N/A | #N/A | 461.0077 | #N/A | #N/A | 3.9388 | #N/A | 0 | 0 | 0 | 0 | 0 | 0 | 0 | 0.2049% | 1 | 50% | 0% | 0% | 0% | 8.2745 | 0 | 0 | 0 | 8.2745 | #N/A
2007-12-07 13:01 | 12 | 7 | 13 | 341.5005 | 8173 | 42.98 | 21.02 | 994 | 42.98 | 440.116 | 0 | Heating | 58.6821 | #N/A | #N/A | #N/A | #N/A | 440.116 | #N/A | #N/A | 3.9388 | #N/A | 0 | 0 | 0 | 0 | 0 | 0 | 0 | 0.1956% | 1 | 50% | 0% | 0% | 0% | 8.2745 | 0 | 0 | 0 | 8.2745 | #N/A
2007-12-07 14:01 | 12 | 7 | 14 | 341.5421 | 8174 | 42.98 | 20.84 | 995 | 42.98 | 426.9748 | 0 | Heating | 56.93 | #N/A | #N/A | #N/A | #N/A | 426.9748 | #N/A | #N/A | 3.9388 | #N/A | 0 | 0 | 0 | 0 | 0 | 0 | 0 | 0.1898% | 1 | 50% | 0% | 0% | 0% | 8.2745 | 0 | 0 | 0 | 8.2745 | #N/A
2007-12-07 15:01 | 12 | 7 | 15 | 341.5838 | 8175 | 41 | 20.48 | 996 | 41 | 479.737 | 0 | Heating | 63.9649 | #N/A | #N/A | #N/A | #N/A | 479.737 | #N/A | #N/A | 3.8033 | #N/A | 0 | 0 | 0 | 0 | 0 | 0 | 0 | 0.2132% | 1 | 50% | 0% | 0% | 0% | 8.2745 | 0 | 0 | 0 | 8.2745 | #N/A
2007-12-07 16:01 | 12 | 7 | 16 | 341.6255 | 8176 | 37.94 | 19.94 | 997 | 37.94 | 503.3953 | 0 | Heating | 67.1194 | #N/A | #N/A | #N/A | #N/A | 503.3953 | #N/A | #N/A | 3.6146 | #N/A | 0 | 0 | 0 | 0 | 0 | 0 | 0 | 0.2237% | 1 | 50% | 0% | 0% | 0% | 8.2745 | 0 | 0 | 0 | 8.2745 | #N/A
2007-12-07 17:01 | 12 | 7 | 17 | 341.6671 | 8177 | 37.94 | 20.48 | 998 | 37.94 | 477.7916 | 0 | Heating | 63.7055 | #N/A | #N/A | #N/A | #N/A | 477.7916 | #N/A | #N/A | 3.6146 | #N/A | 0 | 0 | 0 | 0 | 0 | 0 | 0 | 0.2124% | 1 | 50% | 0% | 0% | 0% | 8.2745 | 0 | 0 | 0 | 8.2745 | #N/A
2007-12-07 18:01 | 12 | 7 | 18 | 341.7088 | 8178 | 35.06 | 20.84 | 999 | 35.06 | 485.0382 | 0 | Heating | 64.6718 | #N/A | #N/A | #N/A | #N/A | 485.0382 | #N/A | #N/A | 3.4585 | #N/A | 0 | 0 | 0 | 0 | 0 | 0 | 0 | 0.2156% | 1 | 50% | 0% | 0% | 0% | 8.2745 | 0 | 0 | 0 | 8.2745 | #N/A
2007-12-07 19:01 | 12 | 7 | 19 | 341.7505 | 8179 | 35.06 | 21.02 | 1000 | 35.06 | 65.8486 | 0 | Heating | 8.7798 | #N/A | #N/A | #N/A | #N/A | 65.8486 | #N/A | #N/A | 3.4585 | #N/A | 0 | 0 | 0 | 0 | 0 | 0 | 0 | 0.02927% | 1 | 50% | 0% | 0% | 0% | 8.2745 | 0 | 0 | 0 | 8.2745 | #N/A
2007-12-07 20:01 | 12 | 7 | 20 | 341.7921 | 8180 | 35.06 | 19.22 | 1001 | 35.06 | 195.2147 | 0 | Heating | 26.0286 | #N/A | #N/A | #N/A | #N/A | 195.2147 | #N/A | #N/A | 3.4585 | #N/A | 0 | 0 | 0 | 0 | 0 | 0 | 0 | 0.08676% | 1 | 50% | 0% | 0% | 0% | 8.2745 | 0 | 0 | 0 | 8.2745 | #N/A
2007-12-07 21:01 | 12 | 7 | 21 | 341.8338 | 8181 | 33.98 | 17.24 | 1003 | 33.98 | 261.1956 | 0 | Heating | 34.8261 | #N/A | #N/A | #N/A | #N/A | 261.1956 | #N/A | #N/A | 3.405 | #N/A | 0 | 0 | 0 | 0 | 0 | 0 | 0 | 0.1161% | 1 | 50% | 0% | 0% | 0% | 8.2745 | 0 | 0 | 0 | 8.2745 | #N/A
2007-12-07 22:01 | 12 | 7 | 22 | 341.8755 | 8182 | 33.98 | 15.08 | 1004 | 33.98 | 339.6819 | 0 | Heating | 45.2909 | #N/A | #N/A | #N/A | #N/A | 339.6819 | #N/A | #N/A | 3.405 | #N/A | 0 | 0 | 0 | 0 | 0 | 0 | 0 | 0.151% | 1 | 50% | 0% | 0% | 0% | 8.2745 | 0 | 0 | 0 | 8.2745 | #N/A
2007-12-07 23:01 | 12 | 7 | 23 | 341.9171 | 8183 | 33.98 | 15.26 | 1004 | 33.98 | 392.8847 | 0 | Heating | 52.3846 | #N/A | #N/A | #N/A | #N/A | 392.8847 | #N/A | #N/A | 3.405 | #N/A | 0 | 0 | 0 | 0 | 0 | 0 | 0 | 0.1746% | 1 | 50% | 0% | 0% | 0% | 8.2745 | 0 | 0 | 0 | 8.2745 | #N/A
2007-12-08 00:01 | 12 | 8 | 0 | 341.9588 | 8184 | 33.8 | 15.26 | 1005 | 33.8 | 427.7687 | 0 | Heating | 57.0358 | #N/A | #N/A | #N/A | #N/A | 427.7687 | #N/A | #N/A | 3.3963 | #N/A | 0 | 0 | 0 | 0 | 0 | 0 | 0 | 0.1901% | 1 | 50% | 0% | 0% | 0% | 8.2745 | 0 | 0 | 0 | 8.2745 | #N/A
2007-12-08 01:01 | 12 | 8 | 1 | 342.0005 | 8185 | 33.08 | 15.08 | 1006 | 33.08 | 441.6201 | 0 | Heating | 58.8827 | #N/A | #N/A | #N/A | #N/A | 441.6201 | #N/A | #N/A | 3.3624 | #N/A | 0 | 0 | 0 | 0 | 0 | 0 | 0 | 0.1963% | 1 | 50% | 0% | 0% | 0% | 8.2745 | 0 | 0 | 0 | 8.2745 | #N/A
2007-12-08 02:01 | 12 | 8 | 2 | 342.0421 | 8186 | 33.08 | 16.52 | 1007 | 33.08 | 446.6802 | 0 | Heating | 59.5574 | #N/A | #N/A | #N/A | #N/A | 446.6802 | #N/A | #N/A | 3.3624 | #N/A | 0 | 0 | 0 | 0 | 0 | 0 | 0 | 0.1985% | 1 | 50% | 0% | 0% | 0% | 8.2745 | 0 | 0 | 0 | 8.2745 | #N/A
2007-12-08 03:01 | 12 | 8 | 3 | 342.0838 | 8187 | 32 | 17.78 | 1007 | 32 | 447.3927 | 0 | Heating | 59.6524 | #N/A | #N/A | #N/A | #N/A | 447.3927 | #N/A | #N/A | 3.3135 | #N/A | 0 | 0 | 0 | 0 | 0 | 0 | 0 | 0.1988% | 1 | 50% | 0% | 0% | 0% | 8.2745 | 0 | 0 | 0 | 8.2745 | #N/A
2007-12-08 04:01 | 12 | 8 | 4 | 342.1255 | 8188 | 32 | 19.04 | 1008 | 32 | 446.2514 | 0 | Heating | 59.5002 | #N/A | #N/A | #N/A | #N/A | 446.2514 | #N/A | #N/A | 3.3135 | #N/A | 0 | 0 | 0 | 0 | 0 | 0 | 0 | 0.1983% | 1 | 50% | 0% | 0% | 0% | 8.2745 | 0 | 0 | 0 | 8.2745 | #N/A
2007-12-08 05:01 | 12 | 8 | 5 | 342.1671 | 8189 | 32 | 19.4 | 1009 | 32 | 448.4258 | 0 | Heating | 59.7901 | #N/A | #N/A | #N/A | #N/A | 448.4258 | #N/A | #N/A | 3.3135 | #N/A | 0 | 0 | 0 | 0 | 0 | 0 | 0 | 0.1993% | 1 | 50% | 0% | 0% | 0% | 8.2745 | 0 | 0 | 0 | 8.2745 | #N/A
2007-12-08 06:01 | 12 | 8 | 6 | 342.2088 | 8190 | 33.08 | 19.58 | 1009 | 33.08 | 436.6505 | 0 | Heating | 58.2201 | #N/A | #N/A | #N/A | #N/A | 436.6505 | #N/A | #N/A | 3.3624 | #N/A | 0 | 0 | 0 | 0 | 0 | 0 | 0 | 0.1941% | 1 | 50% | 0% | 0% | 0% | 8.2745 | 0 | 0 | 0 | 8.2745 | #N/A
2007-12-08 07:01 | 12 | 8 | 7 | 342.2505 | 8191 | 33.08 | 19.94 | 1010 | 33.08 | 405.5484 | 0 | Heating | 54.0731 | #N/A | #N/A | #N/A | #N/A | 405.5484 | #N/A | #N/A | 3.3624 | #N/A | 0 | 0 | 0 | 0 | 0 | 0 | 0 | 0.1802% | 1 | 50% | 0% | 0% | 0% | 8.2745 | 0 | 0 | 0 | 8.2745 | #N/A
2007-12-08 08:01 | 12 | 8 | 8 | 342.2921 | 8192 | 33.08 | 19.76 | 1011 | 33.08 | 383.6381 | 0 | Heating | 51.1517 | #N/A | #N/A | #N/A | #N/A | 383.6381 | #N/A | #N/A | 3.3624 | #N/A | 0 | 0 | 0 | 0 | 0 | 0 | 0 | 0.1705% | 1 | 50% | 0% | 0% | 0% | 8.2745 | 0 | 0 | 0 | 8.2745 | #N/A
2007-12-08 09:01 | 12 | 8 | 9 | 342.3338 | 8193 | 33.98 | 19.94 | 1011 | 33.98 | 348.739 | 0 | Heating | 46.4985 | #N/A | #N/A | #N/A | #N/A | 348.739 | #N/A | #N/A | 3.405 | #N/A | 0 | 0 | 0 | 0 | 0 | 0 | 0 | 0.155% | 1 | 50% | 0% | 0% | 0% | 8.2745 | 0 | 0 | 0 | 8.2745 | #N/A
2007-12-08 10:01 | 12 | 8 | 10 | 342.3755 | 8194 | 33.98 | 19.94 | 1012 | 33.98 | 307.342 | 0 | Heating | 40.9789 | #N/A | #N/A | #N/A | #N/A | 307.342 | #N/A | #N/A | 3.405 | #N/A | 0 | 0 | 0 | 0 | 0 | 0 | 0 | 0.1366% | 1 | 50% | 0% | 0% | 0% | 8.2745 | 0 | 0 | 0 | 8.2745 | #N/A
2007-12-08 11:01 | 12 | 8 | 11 | 342.4171 | 8195 | 33.98 | 21.56 | 1012 | 33.98 | 303.1038 | 0 | Heating | 40.4138 | #N/A | #N/A | #N/A | #N/A | 303.1038 | #N/A | #N/A | 3.405 | #N/A | 0 | 0 | 0 | 0 | 0 | 0 | 0 | 0.1347% | 1 | 50% | 0% | 0% | 0% | 8.2745 | 0 | 0 | 0 | 8.2745 | #N/A
2007-12-08 12:01 | 12 | 8 | 12 | 342.4588 | 8196 | 35.96 | 23 | 1012 | 35.96 | 248.9293 | 0 | Heating | 33.1906 | #N/A | #N/A | #N/A | #N/A | 248.9293 | #N/A | #N/A | 3.5052 | #N/A | 0 | 0 | 0 | 0 | 0 | 0 | 0 | 0.1106% | 1 | 50% | 0% | 0% | 0% | 8.2745 | 0 | 0 | 0 | 8.2745 | #N/A
2007-12-08 13:01 | 12 | 8 | 13 | 342.5005 | 8197 | 37.94 | 24.08 | 1012 | 37.94 | 230.5489 | 0 | Heating | 30.7399 | #N/A | #N/A | #N/A | #N/A | 230.5489 | #N/A | #N/A | 3.6146 | #N/A | 0 | 0 | 0 | 0 | 0 | 0 | 0 | 0.1025% | 1 | 50% | 0% | 0% | 0% | 8.2745 | 0 | 0 | 0 | 8.2745 | #N/A
2007-12-08 14:01 | 12 | 8 | 14 | 342.5421 | 8198 | 37.94 | 20.3 | 1010 | 37.94 | 256.2875 | 0 | Heating | 34.1717 | #N/A | #N/A | #N/A | #N/A | 256.2875 | #N/A | #N/A | 3.6146 | #N/A | 0 | 0 | 0 | 0 | 0 | 0 | 0 | 0.1139% | 1 | 50% | 0% | 0% | 0% | 8.2745 | 0 | 0 | 0 | 8.2745 | #N/A
2007-12-08 15:01 | 12 | 8 | 15 | 342.5838 | 8199 | 39.92 | 16.16 | 1009 | 39.92 | 330.6342 | 0 | Heating | 44.0846 | #N/A | #N/A | #N/A | #N/A | 330.6342 | #N/A | #N/A | 3.7339 | #N/A | 0 | 0 | 0 | 0 | 0 | 0 | 0 | 0.1469% | 1 | 50% | 0% | 0% | 0% | 8.2745 | 0 | 0 | 0 | 8.2745 | #N/A
2007-12-08 16:01 | 12 | 8 | 16 | 342.6255 | 8200 | 37.94 | 12.02 | 1008 | 37.94 | 397.7363 | 0 | Heating | 53.0315 | #N/A | #N/A | #N/A | #N/A | 397.7363 | #N/A | #N/A | 3.6146 | #N/A | 0 | 0 | 0 | 0 | 0 | 0 | 0 | 0.1768% | 1 | 50% | 0% | 0% | 0% | 8.2745 | 0 | 0 | 0 | 8.2745 | #N/A
2007-12-08 17:01 | 12 | 8 | 17 | 342.6671 | 8201 | 37.94 | 12.38 | 1008 | 37.94 | 398.7519 | 0 | Heating | 53.1669 | #N/A | #N/A | #N/A | #N/A | 398.7519 | #N/A | #N/A | 3.6146 | #N/A | 0 | 0 | 0 | 0 | 0 | 0 | 0 | 0.1772% | 1 | 50% | 0% | 0% | 0% | 8.2745 | 0 | 0 | 0 | 8.2745 | #N/A
2007-12-08 18:01 | 12 | 8 | 18 | 342.7088 | 8202 | 33.08 | 12.74 | 1009 | 33.08 | 395.2732 | 0 | Heating | 52.7031 | #N/A | #N/A | #N/A | #N/A | 395.2732 | #N/A | #N/A | 3.3624 | #N/A | 0 | 0 | 0 | 0 | 0 | 0 | 0 | 0.1757% | 1 | 50% | 0% | 0% | 0% | 8.2745 | 0 | 0 | 0 | 8.2745 | #N/A
2007-12-08 19:01 | 12 | 8 | 19 | 342.7505 | 8203 | 33.98 | 12.92 | 1009 | 33.98 | 405.1656 | 0 | Heating | 54.0221 | #N/A | #N/A | #N/A | #N/A | 405.1656 | #N/A | #N/A | 3.405 | #N/A | 0 | 0 | 0 | 0 | 0 | 0 | 0 | 0.1801% | 1 | 50% | 0% | 0% | 0% | 8.2745 | 0 | 0 | 0 | 8.2745 | #N/A
2007-12-08 20:01 | 12 | 8 | 20 | 342.7921 | 8204 | 33.98 | 15.44 | 1007 | 33.98 | 421.3724 | 0 | Heating | 56.183 | #N/A | #N/A | #N/A | #N/A | 421.3724 | #N/A | #N/A | 3.405 | #N/A | 0 | 0 | 0 | 0 | 0 | 0 | 0 | 0.1873% | 1 | 50% | 0% | 0% | 0% | 8.2745 | 0 | 0 | 0 | 8.2745 | #N/A
2007-12-08 21:01 | 12 | 8 | 21 | 342.8338 | 8205 | 33.98 | 17.78 | 1005 | 33.98 | 414.5227 | 0 | Heating | 55.2697 | #N/A | #N/A | #N/A | #N/A | 414.5227 | #N/A | #N/A | 3.405 | #N/A | 0 | 0 | 0 | 0 | 0 | 0 | 0 | 0.1842% | 1 | 50% | 0% | 0% | 0% | 8.2745 | 0 | 0 | 0 | 8.2745 | #N/A
2007-12-08 22:01 | 12 | 8 | 22 | 342.8755 | 8206 | 33.98 | 19.94 | 1002 | 33.98 | 424.7387 | 0 | Heating | 56.6318 | #N/A | #N/A | #N/A | #N/A | 424.7387 | #N/A | #N/A | 3.405 | #N/A | 0 | 0 | 0 | 0 | 0 | 0 | 0 | 0.1888% | 1 | 50% | 0% | 0% | 0% | 8.2745 | 0 | 0 | 0 | 8.2745 | #N/A
2007-12-08 23:01 | 12 | 8 | 23 | 342.9171 | 8207 | 33.98 | 19.4 | 1000 | 33.98 | 435.1473 | 0 | Heating | 58.0196 | #N/A | #N/A | #N/A | #N/A | 435.1473 | #N/A | #N/A | 3.405 | #N/A | 0 | 0 | 0 | 0 | 0 | 0 | 0 | 0.1934% | 1 | 50% | 0% | 0% | 0% | 8.2745 | 0 | 0 | 0 | 8.2745 | #N/A
2007-12-09 00:01 | 12 | 9 | 0 | 342.9588 | 8208 | 35.96 | 18.86 | 998 | 35.96 | 444.3697 | 0 | Heating | 59.2493 | #N/A | #N/A | #N/A | #N/A | 444.3697 | #N/A | #N/A | 3.5052 | #N/A | 0 | 0 | 0 | 0 | 0 | 0 | 0 | 0.1975% | 1 | 50% | 0% | 0% | 0% | 8.2745 | 0 | 0 | 0 | 8.2745 | #N/A
2007-12-09 01:01 | 12 | 9 | 1 | 343.0005 | 8209 | 33.98 | 17.96 | 996 | 33.98 | 417.6277 | 0 | Heating | 55.6837 | #N/A | #N/A | #N/A | #N/A | 417.6277 | #N/A | #N/A | 3.405 | #N/A | 0 | 0 | 0 | 0 | 0 | 0 | 0 | 0.1856% | 1 | 50% | 0% | 0% | 0% | 8.2745 | 0 | 0 | 0 | 8.2745 | #N/A
2007-12-09 02:01 | 12 | 9 | 2 | 343.0421 | 8210 | 33.98 | 20.12 | 994 | 33.98 | 412.4502 | 0 | Heating | 54.9934 | #N/A | #N/A | #N/A | #N/A | 412.4502 | #N/A | #N/A | 3.405 | #N/A | 0 | 0 | 0 | 0 | 0 | 0 | 0 | 0.1833% | 1 | 50% | 0% | 0% | 0% | 8.2745 | 0 | 0 | 0 | 8.2745 | #N/A
2007-12-09 03:01 | 12 | 9 | 3 | 343.0838 | 8211 | 33.98 | 22.1 | 992 | 33.98 | 411.7946 | 0 | Heating | 54.9059 | #N/A | #N/A | #N/A | #N/A | 411.7946 | #N/A | #N/A | 3.405 | #N/A | 0 | 0 | 0 | 0 | 0 | 0 | 0 | 0.183% | 1 | 50% | 0% | 0% | 0% | 8.2745 | 0 | 0 | 0 | 8.2745 | #N/A
2007-12-09 04:01 | 12 | 9 | 4 | 343.1255 | 8212 | 33.98 | 24.08 | 991 | 33.98 | 408.715 | 0 | Heating | 54.4953 | #N/A | #N/A | #N/A | #N/A | 408.715 | #N/A | #N/A | 3.405 | #N/A | 0 | 0 | 0 | 0 | 0 | 0 | 0 | 0.1817% | 1 | 50% | 0% | 0% | 0% | 8.2745 | 0 | 0 | 0 | 8.2745 | #N/A
2007-12-09 05:01 | 12 | 9 | 5 | 343.1671 | 8213 | 33.98 | 24.26 | 990 | 33.98 | 391.6204 | 0 | Heating | 52.2161 | #N/A | #N/A | #N/A | #N/A | 391.6204 | #N/A | #N/A | 3.405 | #N/A | 0 | 0 | 0 | 0 | 0 | 0 | 0 | 0.1741% | 1 | 50% | 0% | 0% | 0% | 8.2745 | 0 | 0 | 0 | 8.2745 | #N/A
2007-12-09 06:01 | 12 | 9 | 6 | 343.2088 | 8214 | 32 | 24.26 | 989 | 32 | 343.404 | 0 | Heating | 45.7872 | #N/A | #N/A | #N/A | #N/A | 343.404 | #N/A | #N/A | 3.3135 | #N/A | 0 | 0 | 0 | 0 | 0 | 0 | 0 | 0.1526% | 1 | 50% | 0% | 0% | 0% | 8.2745 | 0 | 0 | 0 | 8.2745 | #N/A
2007-12-09 07:01 | 12 | 9 | 7 | 343.2505 | 8215 | 32 | 24.08 | 988 | 32 | 1184.6477 | 0 | Heating | 157.953 | #N/A | #N/A | #N/A | #N/A | 1184.6477 | #N/A | #N/A | 3.3135 | #N/A | 0 | 0 | 0 | 0 | 0 | 0 | 0 | 0.5265% | 1 | 50% | 0% | 0% | 0% | 8.2745 | 0 | 0 | 0 | 8.2745 | #N/A
2007-12-09 08:01 | 12 | 9 | 8 | 343.2921 | 8216 | 32 | 24.26 | 988 | 32 | 825.8145 | 0 | Heating | 110.1086 | #N/A | #N/A | #N/A | #N/A | 825.8145 | #N/A | #N/A | 3.3135 | #N/A | 0 | 0 | 0 | 0 | 0 | 0 | 0 | 0.367% | 1 | 50% | 0% | 0% | 0% | 8.2745 | 0 | 0 | 0 | 8.2745 | #N/A
2007-12-09 09:01 | 12 | 9 | 9 | 343.3338 | 8217 | 32 | 24.8 | 988 | 32 | 454.1751 | 0 | Heating | 60.5567 | #N/A | #N/A | #N/A | #N/A | 454.1751 | #N/A | #N/A | 3.3135 | #N/A | 0 | 0 | 0 | 0 | 0 | 0 | 0 | 0.2019% | 1 | 50% | 0% | 0% | 0% | 8.2745 | 0 | 0 | 0 | 8.2745 | #N/A
2007-12-09 10:01 | 12 | 9 | 10 | 343.3755 | 8218 | 33.8 | 24.98 | 988 | 33.8 | 400.3768 | 0 | Heating | 53.3836 | #N/A | #N/A | #N/A | #N/A | 400.3768 | #N/A | #N/A | 3.3963 | #N/A | 0 | 0 | 0 | 0 | 0 | 0 | 0 | 0.1779% | 1 | 50% | 0% | 0% | 0% | 8.2745 | 0 | 0 | 0 | 8.2745 | #N/A
2007-12-09 11:01 | 12 | 9 | 11 | 343.4171 | 8219 | 33.98 | 24.08 | 988 | 33.98 | 386.4356 | 0 | Heating | 51.5247 | #N/A | #N/A | #N/A | #N/A | 386.4356 | #N/A | #N/A | 3.405 | #N/A | 0 | 0 | 0 | 0 | 0 | 0 | 0 | 0.1717% | 1 | 50% | 0% | 0% | 0% | 8.2745 | 0 | 0 | 0 | 8.2745 | #N/A
2007-12-09 12:01 | 12 | 9 | 12 | 343.4588 | 8220 | 39.02 | 22.64 | 988 | 39.02 | 342.2109 | 0 | Heating | 45.6281 | #N/A | #N/A | #N/A | #N/A | 342.2109 | #N/A | #N/A | 3.6785 | #N/A | 0 | 0 | 0 | 0 | 0 | 0 | 0 | 0.1521% | 1 | 50% | 0% | 0% | 0% | 8.2745 | 0 | 0 | 0 | 8.2745 | #N/A
2007-12-09 13:01 | 12 | 9 | 13 | 343.5005 | 8221 | 39.02 | 21.02 | 988 | 39.02 | 388.1301 | 0 | Heating | 51.7507 | #N/A | #N/A | #N/A | #N/A | 388.1301 | #N/A | #N/A | 3.6785 | #N/A | 0 | 0 | 0 | 0 | 0 | 0 | 0 | 0.1725% | 1 | 50% | 0% | 0% | 0% | 8.2745 | 0 | 0 | 0 | 8.2745 | #N/A
2007-12-09 14:01 | 12 | 9 | 14 | 343.5421 | 8222 | 39.02 | 18.32 | 989 | 39.02 | 329.5347 | 0 | Heating | 43.938 | #N/A | #N/A | #N/A | #N/A | 329.5347 | #N/A | #N/A | 3.6785 | #N/A | 0 | 0 | 0 | 0 | 0 | 0 | 0 | 0.1465% | 1 | 50% | 0% | 0% | 0% | 8.2745 | 0 | 0 | 0 | 8.2745 | #N/A
2007-12-09 15:01 | 12 | 9 | 15 | 343.5838 | 8223 | 37.04 | 15.26 | 990 | 37.04 | 347.0016 | 0 | Heating | 46.2669 | #N/A | #N/A | #N/A | #N/A | 347.0016 | #N/A | #N/A | 3.5637 | #N/A | 0 | 0 | 0 | 0 | 0 | 0 | 0 | 0.1542% | 1 | 50% | 0% | 0% | 0% | 8.2745 | 0 | 0 | 0 | 8.2745 | #N/A
2007-12-09 16:01 | 12 | 9 | 16 | 343.6255 | 8224 | 35.96 | 12.02 | 992 | 35.96 | 363.6603 | 0 | Heating | 48.488 | #N/A | #N/A | #N/A | #N/A | 363.6603 | #N/A | #N/A | 3.5052 | #N/A | 0 | 0 | 0 | 0 | 0 | 0 | 0 | 0.1616% | 1 | 50% | 0% | 0% | 0% | 8.2745 | 0 | 0 | 0 | 8.2745 | #N/A
2007-12-09 17:01 | 12 | 9 | 17 | 343.6671 | 8225 | 35.96 | 11.48 | 993 | 35.96 | 357.6497 | 0 | Heating | 47.6866 | #N/A | #N/A | #N/A | #N/A | 357.6497 | #N/A | #N/A | 3.5052 | #N/A | 0 | 0 | 0 | 0 | 0 | 0 | 0 | 0.159% | 1 | 50% | 0% | 0% | 0% | 8.2745 | 0 | 0 | 0 | 8.2745 | #N/A
2007-12-09 18:01 | 12 | 9 | 18 | 343.7088 | 8226 | 32 | 10.76 | 994 | 32 | 415.2992 | 0 | Heating | 55.3732 | #N/A | #N/A | #N/A | #N/A | 415.2992 | #N/A | #N/A | 3.3135 | #N/A | 0 | 0 | 0 | 0 | 0 | 0 | 0 | 0.1846% | 1 | 50% | 0% | 0% | 0% | 8.2745 | 0 | 0 | 0 | 8.2745 | #N/A
2007-12-09 19:01 | 12 | 9 | 19 | 343.7505 | 8227 | 32 | 10.04 | 995 | 32 | 516.3966 | 0 | Heating | 68.8529 | #N/A | #N/A | #N/A | #N/A | 516.3966 | #N/A | #N/A | 3.3135 | #N/A | 0 | 0 | 0 | 0 | 0 | 0 | 0 | 0.2295% | 1 | 50% | 0% | 0% | 0% | 8.2745 | 0 | 0 | 0 | 8.2745 | #N/A
2007-12-09 20:01 | 12 | 9 | 20 | 343.7921 | 8228 | 32 | 11.12 | 995 | 32 | 552.3663 | 0 | Heating | 73.6488 | #N/A | #N/A | #N/A | #N/A | 552.3663 | #N/A | #N/A | 3.3135 | #N/A | 0 | 0 | 0 | 0 | 0 | 0 | 0 | 0.2455% | 1 | 50% | 0% | 0% | 0% | 8.2745 | 0 | 0 | 0 | 8.2745 | #N/A
2007-12-09 21:01 | 12 | 9 | 21 | 343.8338 | 8229 | 32 | 12.2 | 996 | 32 | 613.3073 | 0 | Heating | 81.7743 | #N/A | #N/A | #N/A | #N/A | 613.3073 | #N/A | #N/A | 3.3135 | #N/A | 0 | 0 | 0 | 0 | 0 | 0 | 0 | 0.2726% | 1 | 50% | 0% | 0% | 0% | 8.2745 | 0 | 0 | 0 | 8.2745 | #N/A
2007-12-09 22:01 | 12 | 9 | 22 | 343.8755 | 8230 | 32 | 12.92 | 997 | 32 | 669.5919 | 0 | Heating | 89.2789 | #N/A | #N/A | #N/A | #N/A | 669.5919 | #N/A | #N/A | 3.3135 | #N/A | 0 | 0 | 0 | 0 | 0 | 0 | 0 | 0.2976% | 1 | 50% | 0% | 0% | 0% | 8.2745 | 0 | 0 | 0 | 8.2745 | #N/A
2007-12-09 23:01 | 12 | 9 | 23 | 343.9171 | 8231 | 32 | 12.74 | 998 | 32 | 279.8761 | 0 | Heating | 37.3168 | #N/A | #N/A | #N/A | #N/A | 279.8761 | #N/A | #N/A | 3.3135 | #N/A | 0 | 0 | 0 | 0 | 0 | 0 | 0 | 0.1244% | 1 | 50% | 0% | 0% | 0% | 8.2745 | 0 | 0 | 0 | 8.2745 | #N/A
2007-12-10 00:01 | 12 | 10 | 0 | 343.9588 | 8232 | 30.92 | 12.56 | 1000 | 30.92 | 423.1784 | 0 | Heating | 56.4238 | #N/A | #N/A | #N/A | #N/A | 423.1784 | #N/A | #N/A | 3.2671 | #N/A | 0 | 0 | 0 | 0 | 0 | 0 | 0 | 0.1881% | 1 | 50% | 0% | 0% | 0% | 8.2745 | 0 | 0 | 0 | 8.2745 | #N/A
2007-12-10 01:01 | 12 | 10 | 1 | 344.0005 | 8233 | 32 | 12.02 | 1002 | 32 | 453.8521 | 0 | Heating | 60.5136 | #N/A | #N/A | #N/A | #N/A | 453.8521 | #N/A | #N/A | 3.3135 | #N/A | 0 | 0 | 0 | 0 | 0 | 0 | 0 | 0.2017% | 1 | 50% | 0% | 0% | 0% | 8.2745 | 0 | 0 | 0 | 8.2745 | #N/A
2007-12-10 02:01 | 12 | 10 | 2 | 344.0421 | 8234 | 32 | 10.76 | 1003 | 32 | 482.5636 | 0 | Heating | 64.3418 | #N/A | #N/A | #N/A | #N/A | 482.5636 | #N/A | #N/A | 3.3135 | #N/A | 0 | 0 | 0 | 0 | 0 | 0 | 0 | 0.2145% | 1 | 50% | 0% | 0% | 0% | 8.2745 | 0 | 0 | 0 | 8.2745 | #N/A
2007-12-10 03:01 | 12 | 10 | 3 | 344.0838 | 8235 | 30.02 | 9.5 | 1005 | 30.02 | 513.3389 | 0 | Heating | 68.4452 | #N/A | #N/A | #N/A | #N/A | 513.3389 | #N/A | #N/A | 3.2302 | #N/A | 0 | 0 | 0 | 0 | 0 | 0 | 0 | 0.2282% | 1 | 50% | 0% | 0% | 0% | 8.2745 | 0 | 0 | 0 | 8.2745 | #N/A
2007-12-10 04:01 | 12 | 10 | 4 | 344.1255 | 8236 | 30.92 | 8.06 | 1006 | 30.92 | 542.9088 | 0 | Heating | 72.3878 | #N/A | #N/A | #N/A | #N/A | 542.9088 | #N/A | #N/A | 3.2671 | #N/A | 0 | 0 | 0 | 0 | 0 | 0 | 0 | 0.2413% | 1 | 50% | 0% | 0% | 0% | 8.2745 | 0 | 0 | 0 | 8.2745 | #N/A
2007-12-10 05:01 | 12 | 10 | 5 | 344.1671 | 8237 | 30.92 | 7.16 | 1007 | 30.92 | 565.8495 | 0 | Heating | 75.4466 | #N/A | #N/A | #N/A | #N/A | 565.8495 | #N/A | #N/A | 3.2671 | #N/A | 0 | 0 | 0 | 0 | 0 | 0 | 0 | 0.2515% | 1 | 50% | 0% | 0% | 0% | 8.2745 | 0 | 0 | 0 | 8.2745 | #N/A
2007-12-10 06:01 | 12 | 10 | 6 | 344.2088 | 8238 | 28.04 | 6.08 | 1008 | 28.04 | 564.2336 | 0 | Heating | 75.2311 | #N/A | #N/A | #N/A | #N/A | 564.2336 | #N/A | #N/A | 3.1545 | #N/A | 0 | 0 | 0 | 0 | 0 | 0 | 0 | 0.2508% | 1 | 50% | 0% | 0% | 0% | 8.2745 | 0 | 0 | 0 | 8.2745 | #N/A
2007-12-10 07:01 | 12 | 10 | 7 | 344.2505 | 8239 | 26.96 | 5 | 1010 | 26.96 | 1166.8567 | 0 | Heating | 155.5809 | #N/A | #N/A | #N/A | #N/A | 1166.8567 | #N/A | #N/A | 3.1163 | #N/A | 0 | 0 | 0 | 0 | 0 | 0 | 0 | 0.5186% | 1 | 50% | 0% | 0% | 0% | 8.2745 | 0 | 0 | 0 | 8.2745 | #N/A
2007-12-10 08:01 | 12 | 10 | 8 | 344.2921 | 8240 | 26.96 | 6.26 | 1010 | 26.96 | 843.1335 | 0 | Heating | 112.4178 | #N/A | #N/A | #N/A | #N/A | 843.1335 | #N/A | #N/A | 3.1163 | #N/A | 0 | 0 | 0 | 0 | 0 | 0 | 0 | 0.3747% | 1 | 50% | 0% | 0% | 0% | 8.2745 | 0 | 0 | 0 | 8.2745 | #N/A
2007-12-10 09:01 | 12 | 10 | 9 | 344.3338 | 8241 | 28.94 | 7.7 | 1010 | 28.94 | 547.7616 | 0 | Heating | 73.0349 | #N/A | #N/A | #N/A | #N/A | 547.7616 | #N/A | #N/A | 3.188 | #N/A | 0 | 0 | 0 | 0 | 0 | 0 | 0 | 0.2434% | 1 | 50% | 0% | 0% | 0% | 8.2745 | 0 | 0 | 0 | 8.2745 | #N/A
2007-12-10 10:01 | 12 | 10 | 10 | 344.3755 | 8242 | 30.02 | 8.96 | 1011 | 30.02 | 487.954 | 0 | Heating | 65.0605 | #N/A | #N/A | #N/A | #N/A | 487.954 | #N/A | #N/A | 3.2302 | #N/A | 0 | 0 | 0 | 0 | 0 | 0 | 0 | 0.2169% | 1 | 50% | 0% | 0% | 0% | 8.2745 | 0 | 0 | 0 | 8.2745 | #N/A
2007-12-10 11:01 | 12 | 10 | 11 | 344.4171 | 8243 | 30.02 | 9.68 | 1011 | 30.02 | 483.3216 | 0 | Heating | 64.4429 | #N/A | #N/A | #N/A | #N/A | 483.3216 | #N/A | #N/A | 3.2302 | #N/A | 0 | 0 | 0 | 0 | 0 | 0 | 0 | 0.2148% | 1 | 50% | 0% | 0% | 0% | 8.2745 | 0 | 0 | 0 | 8.2745 | #N/A
2007-12-10 12:01 | 12 | 10 | 12 | 344.4588 | 8244 | 32 | 10.04 | 1012 | 32 | 450.5483 | 0 | Heating | 60.0731 | #N/A | #N/A | #N/A | #N/A | 450.5483 | #N/A | #N/A | 3.3135 | #N/A | 0 | 0 | 0 | 0 | 0 | 0 | 0 | 0.2002% | 1 | 50% | 0% | 0% | 0% | 8.2745 | 0 | 0 | 0 | 8.2745 | #N/A
2007-12-10 13:01 | 12 | 10 | 13 | 344.5005 | 8245 | 30.02 | 10.04 | 1012 | 30.02 | 513.1389 | 0 | Heating | 68.4185 | #N/A | #N/A | #N/A | #N/A | 513.1389 | #N/A | #N/A | 3.2302 | #N/A | 0 | 0 | 0 | 0 | 0 | 0 | 0 | 0.2281% | 1 | 50% | 0% | 0% | 0% | 8.2745 | 0 | 0 | 0 | 8.2745 | #N/A
2007-12-10 14:01 | 12 | 10 | 14 | 344.5421 | 8246 | 30.02 | 9.68 | 1012 | 30.02 | 448.6724 | 0 | Heating | 59.823 | #N/A | #N/A | #N/A | #N/A | 448.6724 | #N/A | #N/A | 3.2302 | #N/A | 0 | 0 | 0 | 0 | 0 | 0 | 0 | 0.1994% | 1 | 50% | 0% | 0% | 0% | 8.2745 | 0 | 0 | 0 | 8.2745 | #N/A
2007-12-10 15:01 | 12 | 10 | 15 | 344.5838 | 8247 | 28.94 | 8.96 | 1013 | 28.94 | 450.6914 | 0 | Heating | 60.0922 | #N/A | #N/A | #N/A | #N/A | 450.6914 | #N/A | #N/A | 3.188 | #N/A | 0 | 0 | 0 | 0 | 0 | 0 | 0 | 0.2003% | 1 | 50% | 0% | 0% | 0% | 8.2745 | 0 | 0 | 0 | 8.2745 | #N/A
2007-12-10 16:01 | 12 | 10 | 16 | 344.6255 | 8248 | 28.04 | 8.06 | 1014 | 28.04 | 461.5353 | 0 | Heating | 61.538 | #N/A | #N/A | #N/A | #N/A | 461.5353 | #N/A | #N/A | 3.1545 | #N/A | 0 | 0 | 0 | 0 | 0 | 0 | 0 | 0.2051% | 1 | 50% | 0% | 0% | 0% | 8.2745 | 0 | 0 | 0 | 8.2745 | #N/A
2007-12-10 17:01 | 12 | 10 | 17 | 344.6671 | 8249 | 28.04 | 4.82 | 1014 | 28.04 | 443.3897 | 0 | Heating | 59.1186 | #N/A | #N/A | #N/A | #N/A | 443.3897 | #N/A | #N/A | 3.1545 | #N/A | 0 | 0 | 0 | 0 | 0 | 0 | 0 | 0.1971% | 1 | 50% | 0% | 0% | 0% | 8.2745 | 0 | 0 | 0 | 8.2745 | #N/A
2007-12-10 18:01 | 12 | 10 | 18 | 344.7088 | 8250 | 26.96 | 1.4 | 1014 | 26.96 | 480.4442 | 0 | Heating | 64.0592 | #N/A | #N/A | #N/A | #N/A | 480.4442 | #N/A | #N/A | 3.1163 | #N/A | 0 | 0 | 0 | 0 | 0 | 0 | 0 | 0.2135% | 1 | 50% | 0% | 0% | 0% | 8.2745 | 0 | 0 | 0 | 8.2745 | #N/A
2007-12-10 19:01 | 12 | 10 | 19 | 344.7505 | 8251 | 26.06 | -2.02 | 1015 | 26.06 | 568.1785 | 0 | Heating | 75.7571 | #N/A | #N/A | #N/A | #N/A | 568.1785 | #N/A | #N/A | 3.0859 | #N/A | 0 | 0 | 0 | 0 | 0 | 0 | 0 | 0.2525% | 1 | 50% | 0% | 0% | 0% | 8.2745 | 0 | 0 | 0 | 8.2745 | #N/A
2007-12-10 20:01 | 12 | 10 | 20 | 344.7921 | 8252 | 26.06 | -3.1 | 1015 | 26.06 | 619.1397 | 0 | Heating | 82.552 | #N/A | #N/A | #N/A | #N/A | 619.1397 | #N/A | #N/A | 3.0859 | #N/A | 0 | 0 | 0 | 0 | 0 | 0 | 0 | 0.2752% | 1 | 50% | 0% | 0% | 0% | 8.2745 | 0 | 0 | 0 | 8.2745 | #N/A
2007-12-10 21:01 | 12 | 10 | 21 | 344.8338 | 8253 | 23 | -4.36 | 1015 | 23 | 702.1592 | 0 | Heating | 93.6212 | #N/A | #N/A | #N/A | #N/A | 702.1592 | #N/A | #N/A | 2.9925 | #N/A | 0 | 0 | 0 | 0 | 0 | 0 | 0 | 0.3121% | 1 | 50% | 0% | 0% | 0% | 8.2745 | 0 | 0 | 0 | 8.2745 | #N/A
2007-12-10 22:01 | 12 | 10 | 22 | 344.8755 | 8254 | 21.92 | -5.98 | 1015 | 21.92 | 787.8487 | 0 | Heating | 105.0465 | #N/A | #N/A | #N/A | #N/A | 787.8487 | #N/A | #N/A | 2.9629 | #N/A | 0 | 0 | 0 | 0 | 0 | 0 | 0 | 0.3502% | 1 | 50% | 0% | 0% | 0% | 8.2745 | 0 | 0 | 0 | 8.2745 | #N/A
2007-12-10 23:01 | 12 | 10 | 23 | 344.9171 | 8255 | 21.92 | -6.52 | 1015 | 21.92 | 478.2126 | 0 | Heating | 63.7617 | #N/A | #N/A | #N/A | #N/A | 478.2126 | #N/A | #N/A | 2.9629 | #N/A | 0 | 0 | 0 | 0 | 0 | 0 | 0 | 0.2125% | 1 | 50% | 0% | 0% | 0% | 8.2745 | 0 | 0 | 0 | 8.2745 | #N/A
2007-12-11 00:01 | 12 | 11 | 0 | 344.9588 | 8256 | 19.04 | -7.06 | 1015 | 19.04 | 658.2195 | 0 | Heating | 87.7626 | #N/A | #N/A | #N/A | #N/A | 658.2195 | #N/A | #N/A | 2.8915 | #N/A | 0 | 0 | 0 | 0 | 0 | 0 | 0 | 0.2925% | 1 | 50% | 0% | 0% | 0% | 8.2745 | 0 | 0 | 0 | 8.2745 | #N/A
2007-12-11 01:01 | 12 | 11 | 1 | 345.0005 | 8257 | 19.04 | -7.96 | 1015 | 19.04 | 706.8284 | 0 | Heating | 94.2438 | #N/A | #N/A | #N/A | #N/A | 706.8284 | #N/A | #N/A | 2.8915 | #N/A | 0 | 0 | 0 | 0 | 0 | 0 | 0 | 0.3141% | 1 | 50% | 0% | 0% | 0% | 8.2745 | 0 | 0 | 0 | 8.2745 | #N/A
2007-12-11 02:01 | 12 | 11 | 2 | 345.0421 | 8258 | 19.04 | -8.86 | 1016 | 19.04 | 747.3951 | 0 | Heating | 99.6527 | #N/A | #N/A | #N/A | #N/A | 747.3951 | #N/A | #N/A | 2.8915 | #N/A | 0 | 0 | 0 | 0 | 0 | 0 | 0 | 0.3322% | 1 | 50% | 0% | 0% | 0% | 8.2745 | 0 | 0 | 0 | 8.2745 | #N/A
2007-12-11 03:01 | 12 | 11 | 3 | 345.0838 | 8259 | 17.96 | -9.94 | 1016 | 17.96 | 789.6159 | 0 | Heating | 105.2821 | #N/A | #N/A | #N/A | #N/A | 789.6159 | #N/A | #N/A | 2.8673 | #N/A | 0 | 0 | 0 | 0 | 0 | 0 | 0 | 0.3509% | 1 | 50% | 0% | 0% | 0% | 8.2745 | 0 | 0 | 0 | 8.2745 | #N/A
2007-12-11 04:01 | 12 | 11 | 4 | 345.1255 | 8260 | 17.96 | -11.02 | 1017 | 17.96 | 826.5012 | 0 | Heating | 110.2002 | #N/A | #N/A | #N/A | #N/A | 826.5012 | #N/A | #N/A | 2.8673 | #N/A | 0 | 0 | 0 | 0 | 0 | 0 | 0 | 0.3673% | 1 | 50% | 0% | 0% | 0% | 8.2745 | 0 | 0 | 0 | 8.2745 | #N/A
2007-12-11 05:01 | 12 | 11 | 5 | 345.1671 | 8261 | 17.96 | -12.28 | 1017 | 17.96 | 872.2471 | 0 | Heating | 116.2996 | #N/A | #N/A | #N/A | #N/A | 872.2471 | #N/A | #N/A | 2.8673 | #N/A | 0 | 0 | 0 | 0 | 0 | 0 | 0 | 0.3877% | 1 | 50% | 0% | 0% | 0% | 8.2745 | 0 | 0 | 0 | 8.2745 | #N/A
2007-12-11 06:01 | 12 | 11 | 6 | 345.2088 | 8262 | 19.94 | -13.54 | 1017 | 19.94 | 909.5338 | 0 | Heating | 121.2712 | #N/A | #N/A | #N/A | #N/A | 909.5338 | #N/A | #N/A | 2.9127 | #N/A | 0 | 0 | 0 | 0 | 0 | 0 | 0 | 0.4042% | 1 | 50% | 0% | 0% | 0% | 8.2745 | 0 | 0 | 0 | 8.2745 | #N/A
2007-12-11 07:01 | 12 | 11 | 7 | 345.2505 | 8263 | 19.94 | -14.98 | 1017 | 19.94 | 1497.0254 | 0 | Heating | 199.6034 | #N/A | #N/A | #N/A | #N/A | 1497.0254 | #N/A | #N/A | 2.9127 | #N/A | 0 | 0 | 0 | 0 | 0 | 0 | 0 | 0.6653% | 1 | 50% | 0% | 0% | 0% | 8.2745 | 0 | 0 | 0 | 8.2745 | #N/A
2007-12-11 08:01 | 12 | 11 | 8 | 345.2921 | 8264 | 19.94 | -11.74 | 1018 | 19.94 | 1159.616 | 0 | Heating | 154.6155 | #N/A | #N/A | #N/A | #N/A | 1159.616 | #N/A | #N/A | 2.9127 | #N/A | 0 | 0 | 0 | 0 | 0 | 0 | 0 | 0.5154% | 1 | 50% | 0% | 0% | 0% | 8.2745 | 0 | 0 | 0 | 8.2745 | #N/A
2007-12-11 09:01 | 12 | 11 | 9 | 345.3338 | 8265 | 21.92 | -8.32 | 1018 | 21.92 | 729.0109 | 0 | Heating | 97.2014 | #N/A | #N/A | #N/A | #N/A | 729.0109 | #N/A | #N/A | 2.9629 | #N/A | 0 | 0 | 0 | 0 | 0 | 0 | 0 | 0.324% | 1 | 50% | 0% | 0% | 0% | 8.2745 | 0 | 0 | 0 | 8.2745 | #N/A
2007-12-11 10:01 | 12 | 11 | 10 | 345.3755 | 8266 | 24.08 | -5.08 | 1019 | 24.08 | 649.4252 | 0 | Heating | 86.59 | #N/A | #N/A | #N/A | #N/A | 649.4252 | #N/A | #N/A | 3.0238 | #N/A | 0 | 0 | 0 | 0 | 0 | 0 | 0 | 0.2886% | 1 | 50% | 0% | 0% | 0% | 8.2745 | 0 | 0 | 0 | 8.2745 | #N/A
2007-12-11 11:01 | 12 | 11 | 11 | 345.4171 | 8267 | 24.08 | -3.1 | 1019 | 24.08 | 587.3271 | 0 | Heating | 78.3103 | #N/A | #N/A | #N/A | #N/A | 587.3271 | #N/A | #N/A | 3.0238 | #N/A | 0 | 0 | 0 | 0 | 0 | 0 | 0 | 0.261% | 1 | 50% | 0% | 0% | 0% | 8.2745 | 0 | 0 | 0 | 8.2745 | #N/A
2007-12-11 12:01 | 12 | 11 | 12 | 345.4588 | 8268 | 26.96 | -1.3 | 1018 | 26.96 | 538.9989 | 0 | Heating | 71.8665 | #N/A | #N/A | #N/A | #N/A | 538.9989 | #N/A | #N/A | 3.1163 | #N/A | 0 | 0 | 0 | 0 | 0 | 0 | 0 | 0.2396% | 1 | 50% | 0% | 0% | 0% | 8.2745 | 0 | 0 | 0 | 8.2745 | #N/A
2007-12-11 13:01 | 12 | 11 | 13 | 345.5005 | 8269 | 26.06 | -0.04 | 1018 | 26.06 | 502.9816 | 0 | Heating | 67.0642 | #N/A | #N/A | #N/A | #N/A | 502.9816 | #N/A | #N/A | 3.0859 | #N/A | 0 | 0 | 0 | 0 | 0 | 0 | 0 | 0.2235% | 1 | 50% | 0% | 0% | 0% | 8.2745 | 0 | 0 | 0 | 8.2745 | #N/A
2007-12-11 14:01 | 12 | 11 | 14 | 345.5421 | 8270 | 26.06 | 0.5 | 1018 | 26.06 | 417.575 | 0 | Heating | 55.6767 | #N/A | #N/A | #N/A | #N/A | 417.575 | #N/A | #N/A | 3.0859 | #N/A | 0 | 0 | 0 | 0 | 0 | 0 | 0 | 0.1856% | 1 | 50% | 0% | 0% | 0% | 8.2745 | 0 | 0 | 0 | 8.2745 | #N/A
2007-12-11 15:01 | 12 | 11 | 15 | 345.5838 | 8271 | 26.96 | 0.86 | 1018 | 26.96 | 396.7234 | 0 | Heating | 52.8965 | #N/A | #N/A | #N/A | #N/A | 396.7234 | #N/A | #N/A | 3.1163 | #N/A | 0 | 0 | 0 | 0 | 0 | 0 | 0 | 0.1763% | 1 | 50% | 0% | 0% | 0% | 8.2745 | 0 | 0 | 0 | 8.2745 | #N/A
2007-12-11 16:01 | 12 | 11 | 16 | 345.6255 | 8272 | 26.96 | 1.04 | 1018 | 26.96 | 449.0498 | 0 | Heating | 59.8733 | #N/A | #N/A | #N/A | #N/A | 449.0498 | #N/A | #N/A | 3.1163 | #N/A | 0 | 0 | 0 | 0 | 0 | 0 | 0 | 0.1996% | 1 | 50% | 0% | 0% | 0% | 8.2745 | 0 | 0 | 0 | 8.2745 | #N/A
2007-12-11 17:01 | 12 | 11 | 17 | 345.6671 | 8273 | 26.96 | 1.76 | 1018 | 26.96 | 444.5399 | 0 | Heating | 59.272 | #N/A | #N/A | #N/A | #N/A | 444.5399 | #N/A | #N/A | 3.1163 | #N/A | 0 | 0 | 0 | 0 | 0 | 0 | 0 | 0.1976% | 1 | 50% | 0% | 0% | 0% | 8.2745 | 0 | 0 | 0 | 8.2745 | #N/A
2007-12-11 18:01 | 12 | 11 | 18 | 345.7088 | 8274 | 23 | 2.48 | 1019 | 23 | 484.7424 | 0 | Heating | 64.6323 | #N/A | #N/A | #N/A | #N/A | 484.7424 | #N/A | #N/A | 2.9925 | #N/A | 0 | 0 | 0 | 0 | 0 | 0 | 0 | 0.2154% | 1 | 50% | 0% | 0% | 0% | 8.2745 | 0 | 0 | 0 | 8.2745 | #N/A
2007-12-11 19:01 | 12 | 11 | 19 | 345.7505 | 8275 | 19.04 | 3.02 | 1019 | 19.04 | 573.0476 | 0 | Heating | 76.4063 | #N/A | #N/A | #N/A | #N/A | 573.0476 | #N/A | #N/A | 2.8915 | #N/A | 0 | 0 | 0 | 0 | 0 | 0 | 0 | 0.2547% | 1 | 50% | 0% | 0% | 0% | 8.2745 | 0 | 0 | 0 | 8.2745 | #N/A
2007-12-11 20:01 | 12 | 11 | 20 | 345.7921 | 8276 | 19.04 | 3.56 | 1019 | 19.04 | 614.2031 | 0 | Heating | 81.8937 | #N/A | #N/A | #N/A | #N/A | 614.2031 | #N/A | #N/A | 2.8915 | #N/A | 0 | 0 | 0 | 0 | 0 | 0 | 0 | 0.273% | 1 | 50% | 0% | 0% | 0% | 8.2745 | 0 | 0 | 0 | 8.2745 | #N/A
2007-12-11 21:01 | 12 | 11 | 21 | 345.8338 | 8277 | 19.04 | 3.92 | 1018 | 19.04 | 639.6383 | 0 | Heating | 85.2851 | #N/A | #N/A | #N/A | #N/A | 639.6383 | #N/A | #N/A | 2.8915 | #N/A | 0 | 0 | 0 | 0 | 0 | 0 | 0 | 0.2843% | 1 | 50% | 0% | 0% | 0% | 8.2745 | 0 | 0 | 0 | 8.2745 | #N/A
2007-12-11 22:01 | 12 | 11 | 22 | 345.8755 | 8278 | 17.06 | 3.92 | 1018 | 17.06 | 669.2955 | 0 | Heating | 89.2394 | #N/A | #N/A | #N/A | #N/A | 669.2955 | #N/A | #N/A | 2.8481 | #N/A | 0 | 0 | 0 | 0 | 0 | 0 | 0 | 0.2975% | 1 | 50% | 0% | 0% | 0% | 8.2745 | 0 | 0 | 0 | 8.2745 | #N/A
2007-12-11 23:01 | 12 | 11 | 23 | 345.9171 | 8279 | 17.06 | -0.22 | 1018 | 17.06 | 365.7308 | 0 | Heating | 48.7641 | #N/A | #N/A | #N/A | #N/A | 365.7308 | #N/A | #N/A | 2.8481 | #N/A | 0 | 0 | 0 | 0 | 0 | 0 | 0 | 0.1625% | 1 | 50% | 0% | 0% | 0% | 8.2745 | 0 | 0 | 0 | 8.2745 | #N/A
2007-12-12 00:01 | 12 | 12 | 0 | 345.9588 | 8280 | 17.96 | -4.54 | 1018 | 17.96 | 574.8924 | 0 | Heating | 76.6523 | #N/A | #N/A | #N/A | #N/A | 574.8924 | #N/A | #N/A | 2.8673 | #N/A | 0 | 0 | 0 | 0 | 0 | 0 | 0 | 0.2555% | 1 | 50% | 0% | 0% | 0% | 8.2745 | 0 | 0 | 0 | 8.2745 | #N/A
2007-12-12 01:01 | 12 | 12 | 1 | 346.0005 | 8281 | 17.96 | -9.04 | 1017 | 17.96 | 692.0373 | 0 | Heating | 92.2716 | #N/A | #N/A | #N/A | #N/A | 692.0373 | #N/A | #N/A | 2.8673 | #N/A | 0 | 0 | 0 | 0 | 0 | 0 | 0 | 0.3076% | 1 | 50% | 0% | 0% | 0% | 8.2745 | 0 | 0 | 0 | 8.2745 | #N/A
2007-12-12 02:01 | 12 | 12 | 2 | 346.0421 | 8282 | 17.96 | -10.66 | 1017 | 17.96 | 762.4871 | 0 | Heating | 101.665 | #N/A | #N/A | #N/A | #N/A | 762.4871 | #N/A | #N/A | 2.8673 | #N/A | 0 | 0 | 0 | 0 | 0 | 0 | 0 | 0.3389% | 1 | 50% | 0% | 0% | 0% | 8.2745 | 0 | 0 | 0 | 8.2745 | #N/A
2007-12-12 03:01 | 12 | 12 | 3 | 346.0838 | 8283 | 17.06 | -12.28 | 1017 | 17.06 | 816.7345 | 0 | Heating | 108.8979 | #N/A | #N/A | #N/A | #N/A | 816.7345 | #N/A | #N/A | 2.8481 | #N/A | 0 | 0 | 0 | 0 | 0 | 0 | 0 | 0.363% | 1 | 50% | 0% | 0% | 0% | 8.2745 | 0 | 0 | 0 | 8.2745 | #N/A
2007-12-12 04:01 | 12 | 12 | 4 | 346.1255 | 8284 | 15.08 | -14.08 | 1017 | 15.08 | 866.7274 | 0 | Heating | 115.5637 | #N/A | #N/A | #N/A | #N/A | 866.7274 | #N/A | #N/A | 2.8087 | #N/A | 0 | 0 | 0 | 0 | 0 | 0 | 0 | 0.3852% | 1 | 50% | 0% | 0% | 0% | 8.2745 | 0 | 0 | 0 | 8.2745 | #N/A
2007-12-12 05:01 | 12 | 12 | 5 | 346.1671 | 8285 | 15.08 | -11.2 | 1017 | 15.08 | 877.3375 | 0 | Heating | 116.9783 | #N/A | #N/A | #N/A | #N/A | 877.3375 | #N/A | #N/A | 2.8087 | #N/A | 0 | 0 | 0 | 0 | 0 | 0 | 0 | 0.3899% | 1 | 50% | 0% | 0% | 0% | 8.2745 | 0 | 0 | 0 | 8.2745 | #N/A
2007-12-12 06:01 | 12 | 12 | 6 | 346.2088 | 8286 | 15.98 | -8.5 | 1016 | 15.98 | 843.1091 | 0 | Heating | 112.4145 | #N/A | #N/A | #N/A | #N/A | 843.1091 | #N/A | #N/A | 2.8262 | #N/A | 0 | 0 | 0 | 0 | 0 | 0 | 0 | 0.3747% | 1 | 50% | 0% | 0% | 0% | 8.2745 | 0 | 0 | 0 | 8.2745 | #N/A
2007-12-12 07:01 | 12 | 12 | 7 | 346.2505 | 8287 | 15.08 | -5.98 | 1016 | 15.08 | 1373.1087 | 0 | Heating | 183.0812 | #N/A | #N/A | #N/A | #N/A | 1373.1087 | #N/A | #N/A | 2.8087 | #N/A | 0 | 0 | 0 | 0 | 0 | 0 | 0 | 0.6103% | 1 | 50% | 0% | 0% | 0% | 8.2745 | 0 | 0 | 0 | 8.2745 | #N/A
2007-12-12 08:01 | 12 | 12 | 8 | 346.2921 | 8288 | 15.08 | -2.74 | 1015 | 15.08 | 1041.2302 | 0 | Heating | 138.8307 | #N/A | #N/A | #N/A | #N/A | 1041.2302 | #N/A | #N/A | 2.8087 | #N/A | 0 | 0 | 0 | 0 | 0 | 0 | 0 | 0.4628% | 1 | 50% | 0% | 0% | 0% | 8.2745 | 0 | 0 | 0 | 8.2745 | #N/A
2007-12-12 09:01 | 12 | 12 | 9 | 346.3338 | 8289 | 21.92 | 0.68 | 1015 | 21.92 | 728.7312 | 0 | Heating | 97.1642 | #N/A | #N/A | #N/A | #N/A | 728.7312 | #N/A | #N/A | 2.9629 | #N/A | 0 | 0 | 0 | 0 | 0 | 0 | 0 | 0.3239% | 1 | 50% | 0% | 0% | 0% | 8.2745 | 0 | 0 | 0 | 8.2745 | #N/A
2007-12-12 10:01 | 12 | 12 | 10 | 346.3755 | 8290 | 24.98 | 3.92 | 1014 | 24.98 | 679.6275 | 0 | Heating | 90.617 | #N/A | #N/A | #N/A | #N/A | 679.6275 | #N/A | #N/A | 3.0513 | #N/A | 0 | 0 | 0 | 0 | 0 | 0 | 0 | 0.3021% | 1 | 50% | 0% | 0% | 0% | 8.2745 | 0 | 0 | 0 | 8.2745 | #N/A
2007-12-12 11:01 | 12 | 12 | 11 | 346.4171 | 8291 | 24.98 | 6.62 | 1012 | 24.98 | 673.6718 | 0 | Heating | 89.8229 | #N/A | #N/A | #N/A | #N/A | 673.6718 | #N/A | #N/A | 3.0513 | #N/A | 0 | 0 | 0 | 0 | 0 | 0 | 0 | 0.2994% | 1 | 50% | 0% | 0% | 0% | 8.2745 | 0 | 0 | 0 | 8.2745 | #N/A
2007-12-12 12:01 | 12 | 12 | 12 | 346.4588 | 8292 | 30.02 | 8.96 | 1011 | 30.02 | 586.7856 | 0 | Heating | 78.2381 | #N/A | #N/A | #N/A | #N/A | 586.7856 | #N/A | #N/A | 3.2302 | #N/A | 0 | 0 | 0 | 0 | 0 | 0 | 0 | 0.2608% | 1 | 50% | 0% | 0% | 0% | 8.2745 | 0 | 0 | 0 | 8.2745 | #N/A
2007-12-12 13:01 | 12 | 12 | 13 | 346.5005 | 8293 | 30.02 | 10.94 | 1010 | 30.02 | 599.0659 | 0 | Heating | 79.8755 | #N/A | #N/A | #N/A | #N/A | 599.0659 | #N/A | #N/A | 3.2302 | #N/A | 0 | 0 | 0 | 0 | 0 | 0 | 0 | 0.2663% | 1 | 50% | 0% | 0% | 0% | 8.2745 | 0 | 0 | 0 | 8.2745 | #N/A
2007-12-12 14:01 | 12 | 12 | 14 | 346.5421 | 8294 | 30.02 | 12.2 | 1009 | 30.02 | 495.995 | 0 | Heating | 66.1327 | #N/A | #N/A | #N/A | #N/A | 495.995 | #N/A | #N/A | 3.2302 | #N/A | 0 | 0 | 0 | 0 | 0 | 0 | 0 | 0.2204% | 1 | 50% | 0% | 0% | 0% | 8.2745 | 0 | 0 | 0 | 8.2745 | #N/A
2007-12-12 15:01 | 12 | 12 | 15 | 346.5838 | 8295 | 30.02 | 13.1 | 1008 | 30.02 | 481.4462 | 0 | Heating | 64.1928 | #N/A | #N/A | #N/A | #N/A | 481.4462 | #N/A | #N/A | 3.2302 | #N/A | 0 | 0 | 0 | 0 | 0 | 0 | 0 | 0.214% | 1 | 50% | 0% | 0% | 0% | 8.2745 | 0 | 0 | 0 | 8.2745 | #N/A
2007-12-12 16:01 | 12 | 12 | 16 | 346.6255 | 8296 | 30.02 | 14 | 1007 | 30.02 | 468.5725 | 0 | Heating | 62.4763 | #N/A | #N/A | #N/A | #N/A | 468.5725 | #N/A | #N/A | 3.2302 | #N/A | 0 | 0 | 0 | 0 | 0 | 0 | 0 | 0.2083% | 1 | 50% | 0% | 0% | 0% | 8.2745 | 0 | 0 | 0 | 8.2745 | #N/A
2007-12-12 17:01 | 12 | 12 | 17 | 346.6671 | 8297 | 30.02 | 14.18 | 1007 | 30.02 | 425.9533 | 0 | Heating | 56.7938 | #N/A | #N/A | #N/A | #N/A | 425.9533 | #N/A | #N/A | 3.2302 | #N/A | 0 | 0 | 0 | 0 | 0 | 0 | 0 | 0.1893% | 1 | 50% | 0% | 0% | 0% | 8.2745 | 0 | 0 | 0 | 8.2745 | #N/A
2007-12-12 18:01 | 12 | 12 | 18 | 346.7088 | 8298 | 28.04 | 14.18 | 1006 | 28.04 | 446.7141 | 0 | Heating | 59.5619 | #N/A | #N/A | #N/A | #N/A | 446.7141 | #N/A | #N/A | 3.1545 | #N/A | 0 | 0 | 0 | 0 | 0 | 0 | 0 | 0.1985% | 1 | 50% | 0% | 0% | 0% | 8.2745 | 0 | 0 | 0 | 8.2745 | #N/A
2007-12-12 19:01 | 12 | 12 | 19 | 346.7505 | 8299 | 26.96 | 14 | 1006 | 26.96 | 503.4576 | 0 | Heating | 67.1277 | #N/A | #N/A | #N/A | #N/A | 503.4576 | #N/A | #N/A | 3.1163 | #N/A | 0 | 0 | 0 | 0 | 0 | 0 | 0 | 0.2238% | 1 | 50% | 0% | 0% | 0% | 8.2745 | 0 | 0 | 0 | 8.2745 | #N/A
2007-12-12 20:01 | 12 | 12 | 20 | 346.7921 | 8300 | 26.96 | 14.54 | 1006 | 26.96 | 523.1979 | 0 | Heating | 69.7597 | #N/A | #N/A | #N/A | #N/A | 523.1979 | #N/A | #N/A | 3.1163 | #N/A | 0 | 0 | 0 | 0 | 0 | 0 | 0 | 0.2325% | 1 | 50% | 0% | 0% | 0% | 8.2745 | 0 | 0 | 0 | 8.2745 | #N/A
2007-12-12 21:01 | 12 | 12 | 21 | 346.8338 | 8301 | 26.96 | 14.9 | 1006 | 26.96 | 563.555 | 0 | Heating | 75.1407 | #N/A | #N/A | #N/A | #N/A | 563.555 | #N/A | #N/A | 3.1163 | #N/A | 0 | 0 | 0 | 0 | 0 | 0 | 0 | 0.2505% | 1 | 50% | 0% | 0% | 0% | 8.2745 | 0 | 0 | 0 | 8.2745 | #N/A
2007-12-12 22:01 | 12 | 12 | 22 | 346.8755 | 8302 | 26.96 | 15.08 | 1006 | 26.96 | 581.956 | 0 | Heating | 77.5941 | #N/A | #N/A | #N/A | #N/A | 581.956 | #N/A | #N/A | 3.1163 | #N/A | 0 | 0 | 0 | 0 | 0 | 0 | 0 | 0.2586% | 1 | 50% | 0% | 0% | 0% | 8.2745 | 0 | 0 | 0 | 8.2745 | #N/A
2007-12-12 23:01 | 12 | 12 | 23 | 346.9171 | 8303 | 26.96 | 15.62 | 1006 | 26.96 | 186.2089 | 0 | Heating | 24.8279 | #N/A | #N/A | #N/A | #N/A | 186.2089 | #N/A | #N/A | 3.1163 | #N/A | 0 | 0 | 0 | 0 | 0 | 0 | 0 | 0.08276% | 1 | 50% | 0% | 0% | 0% | 8.2745 | 0 | 0 | 0 | 8.2745 | #N/A
2007-12-13 00:01 | 12 | 13 | 0 | 346.9588 | 8304 | 28.4 | 15.98 | 1006 | 28.4 | 317.7908 | 0 | Heating | 42.3721 | #N/A | #N/A | #N/A | #N/A | 317.7908 | #N/A | #N/A | 3.1678 | #N/A | 0 | 0 | 0 | 0 | 0 | 0 | 0 | 0.1412% | 1 | 50% | 0% | 0% | 0% | 8.2745 | 0 | 0 | 0 | 8.2745 | #N/A
2007-12-13 01:01 | 12 | 13 | 1 | 347.0005 | 8305 | 28.04 | 15.98 | 1006 | 28.04 | 347.574 | 0 | Heating | 46.3432 | #N/A | #N/A | #N/A | #N/A | 347.574 | #N/A | #N/A | 3.1545 | #N/A | 0 | 0 | 0 | 0 | 0 | 0 | 0 | 0.1545% | 1 | 50% | 0% | 0% | 0% | 8.2745 | 0 | 0 | 0 | 8.2745 | #N/A
2007-12-13 02:01 | 12 | 13 | 2 | 347.0421 | 8306 | 28.04 | 16.52 | 1007 | 28.04 | 364.5077 | 0 | Heating | 48.601 | #N/A | #N/A | #N/A | #N/A | 364.5077 | #N/A | #N/A | 3.1545 | #N/A | 0 | 0 | 0 | 0 | 0 | 0 | 0 | 0.162% | 1 | 50% | 0% | 0% | 0% | 8.2745 | 0 | 0 | 0 | 8.2745 | #N/A
2007-12-13 03:01 | 12 | 13 | 3 | 347.0838 | 8307 | 28.94 | 16.88 | 1007 | 28.94 | 379.213 | 0 | Heating | 50.5617 | #N/A | #N/A | #N/A | #N/A | 379.213 | #N/A | #N/A | 3.188 | #N/A | 0 | 0 | 0 | 0 | 0 | 0 | 0 | 0.1685% | 1 | 50% | 0% | 0% | 0% | 8.2745 | 0 | 0 | 0 | 8.2745 | #N/A
2007-12-13 04:01 | 12 | 13 | 4 | 347.1255 | 8308 | 28.04 | 17.06 | 1007 | 28.04 | 391.0369 | 0 | Heating | 52.1382 | #N/A | #N/A | #N/A | #N/A | 391.0369 | #N/A | #N/A | 3.1545 | #N/A | 0 | 0 | 0 | 0 | 0 | 0 | 0 | 0.1738% | 1 | 50% | 0% | 0% | 0% | 8.2745 | 0 | 0 | 0 | 8.2745 | #N/A
2007-12-13 05:01 | 12 | 13 | 5 | 347.1671 | 8309 | 28.04 | 17.42 | 1007 | 28.04 | 396.6352 | 0 | Heating | 52.8847 | #N/A | #N/A | #N/A | #N/A | 396.6352 | #N/A | #N/A | 3.1545 | #N/A | 0 | 0 | 0 | 0 | 0 | 0 | 0 | 0.1763% | 1 | 50% | 0% | 0% | 0% | 8.2745 | 0 | 0 | 0 | 8.2745 | #N/A
2007-12-13 06:01 | 12 | 13 | 6 | 347.2088 | 8310 | 30.02 | 17.78 | 1007 | 30.02 | 381.8655 | 0 | Heating | 50.9154 | #N/A | #N/A | #N/A | #N/A | 381.8655 | #N/A | #N/A | 3.2302 | #N/A | 0 | 0 | 0 | 0 | 0 | 0 | 0 | 0.1697% | 1 | 50% | 0% | 0% | 0% | 8.2745 | 0 | 0 | 0 | 8.2745 | #N/A
2007-12-13 07:01 | 12 | 13 | 7 | 347.2505 | 8311 | 30.92 | 17.96 | 1007 | 30.92 | 902.1703 | 0 | Heating | 120.2894 | #N/A | #N/A | #N/A | #N/A | 902.1703 | #N/A | #N/A | 3.2671 | #N/A | 0 | 0 | 0 | 0 | 0 | 0 | 0 | 0.401% | 1 | 50% | 0% | 0% | 0% | 8.2745 | 0 | 0 | 0 | 8.2745 | #N/A
2007-12-13 08:01 | 12 | 13 | 8 | 347.2921 | 8312 | 32 | 18.5 | 1007 | 32 | 657.6536 | 0 | Heating | 87.6871 | #N/A | #N/A | #N/A | #N/A | 657.6536 | #N/A | #N/A | 3.3135 | #N/A | 0 | 0 | 0 | 0 | 0 | 0 | 0 | 0.2923% | 1 | 50% | 0% | 0% | 0% | 8.2745 | 0 | 0 | 0 | 8.2745 | #N/A
2007-12-13 09:01 | 12 | 13 | 9 | 347.3338 | 8313 | 33.98 | 19.4 | 1007 | 33.98 | 430.4952 | 0 | Heating | 57.3994 | #N/A | #N/A | #N/A | #N/A | 430.4952 | #N/A | #N/A | 3.405 | #N/A | 0 | 0 | 0 | 0 | 0 | 0 | 0 | 0.1913% | 1 | 50% | 0% | 0% | 0% | 8.2745 | 0 | 0 | 0 | 8.2745 | #N/A
2007-12-13 10:01 | 12 | 13 | 10 | 347.3755 | 8314 | 35.6 | 19.94 | 1007 | 35.6 | 406.035 | 0 | Heating | 54.138 | #N/A | #N/A | #N/A | #N/A | 406.035 | #N/A | #N/A | 3.4863 | #N/A | 0 | 0 | 0 | 0 | 0 | 0 | 0 | 0.1805% | 1 | 50% | 0% | 0% | 0% | 8.2745 | 0 | 0 | 0 | 8.2745 | #N/A
2007-12-13 11:01 | 12 | 13 | 11 | 347.4171 | 8315 | 35.06 | 20.66 | 1007 | 35.06 | 391.3624 | 0 | Heating | 52.1817 | #N/A | #N/A | #N/A | #N/A | 391.3624 | #N/A | #N/A | 3.4585 | #N/A | 0 | 0 | 0 | 0 | 0 | 0 | 0 | 0.1739% | 1 | 50% | 0% | 0% | 0% | 8.2745 | 0 | 0 | 0 | 8.2745 | #N/A
2007-12-13 12:01 | 12 | 13 | 12 | 347.4588 | 8316 | 37.04 | 21.02 | 1007 | 37.04 | 353.2801 | 0 | Heating | 47.104 | #N/A | #N/A | #N/A | #N/A | 353.2801 | #N/A | #N/A | 3.5637 | #N/A | 0 | 0 | 0 | 0 | 0 | 0 | 0 | 0.157% | 1 | 50% | 0% | 0% | 0% | 8.2745 | 0 | 0 | 0 | 8.2745 | #N/A
2007-12-13 13:01 | 12 | 13 | 13 | 347.5005 | 8317 | 37.04 | 21.02 | 1006 | 37.04 | 390.0273 | 0 | Heating | 52.0036 | #N/A | #N/A | #N/A | #N/A | 390.0273 | #N/A | #N/A | 3.5637 | #N/A | 0 | 0 | 0 | 0 | 0 | 0 | 0 | 0.1733% | 1 | 50% | 0% | 0% | 0% | 8.2745 | 0 | 0 | 0 | 8.2745 | #N/A
2007-12-13 14:01 | 12 | 13 | 14 | 347.5421 | 8318 | 37.04 | 21.92 | 1006 | 37.04 | 301.7646 | 0 | Heating | 40.2353 | #N/A | #N/A | #N/A | #N/A | 301.7646 | #N/A | #N/A | 3.5637 | #N/A | 0 | 0 | 0 | 0 | 0 | 0 | 0 | 0.1341% | 1 | 50% | 0% | 0% | 0% | 8.2745 | 0 | 0 | 0 | 8.2745 | #N/A
2007-12-13 15:01 | 12 | 13 | 15 | 347.5838 | 8319 | 37.94 | 22.46 | 1006 | 37.94 | 287.871 | 0 | Heating | 38.3828 | #N/A | #N/A | #N/A | #N/A | 287.871 | #N/A | #N/A | 3.6146 | #N/A | 0 | 0 | 0 | 0 | 0 | 0 | 0 | 0.1279% | 1 | 50% | 0% | 0% | 0% | 8.2745 | 0 | 0 | 0 | 8.2745 | #N/A
2007-12-13 16:01 | 12 | 13 | 16 | 347.6255 | 8320 | 39.02 | 23 | 1006 | 39.02 | 289.9552 | 0 | Heating | 38.6607 | #N/A | #N/A | #N/A | #N/A | 289.9552 | #N/A | #N/A | 3.6785 | #N/A | 0 | 0 | 0 | 0 | 0 | 0 | 0 | 0.1289% | 1 | 50% | 0% | 0% | 0% | 8.2745 | 0 | 0 | 0 | 8.2745 | #N/A
2007-12-13 17:01 | 12 | 13 | 17 | 347.6671 | 8321 | 39.02 | 23.54 | 1006 | 39.02 | 243.8877 | 0 | Heating | 32.5184 | #N/A | #N/A | #N/A | #N/A | 243.8877 | #N/A | #N/A | 3.6785 | #N/A | 0 | 0 | 0 | 0 | 0 | 0 | 0 | 0.1084% | 1 | 50% | 0% | 0% | 0% | 8.2745 | 0 | 0 | 0 | 8.2745 | #N/A
2007-12-13 18:01 | 12 | 13 | 18 | 347.7088 | 8322 | 37.04 | 23.9 | 1006 | 37.04 | 265.8325 | 0 | Heating | 35.4443 | #N/A | #N/A | #N/A | #N/A | 265.8325 | #N/A | #N/A | 3.5637 | #N/A | 0 | 0 | 0 | 0 | 0 | 0 | 0 | 0.1181% | 1 | 50% | 0% | 0% | 0% | 8.2745 | 0 | 0 | 0 | 8.2745 | #N/A
2007-12-13 19:01 | 12 | 13 | 19 | 347.7505 | 8323 | 37.94 | 24.08 | 1006 | 37.94 | 326.408 | 0 | Heating | 43.5211 | #N/A | #N/A | #N/A | #N/A | 326.408 | #N/A | #N/A | 3.6146 | #N/A | 0 | 0 | 0 | 0 | 0 | 0 | 0 | 0.1451% | 1 | 50% | 0% | 0% | 0% | 8.2745 | 0 | 0 | 0 | 8.2745 | #N/A
2007-12-13 20:01 | 12 | 13 | 20 | 347.7921 | 8324 | 37.94 | 25.52 | 1005 | 37.94 | 335.5106 | 0 | Heating | 44.7348 | #N/A | #N/A | #N/A | #N/A | 335.5106 | #N/A | #N/A | 3.6146 | #N/A | 0 | 0 | 0 | 0 | 0 | 0 | 0 | 0.1491% | 1 | 50% | 0% | 0% | 0% | 8.2745 | 0 | 0 | 0 | 8.2745 | #N/A
2007-12-13 21:01 | 12 | 13 | 21 | 347.8338 | 8325 | 37.94 | 26.96 | 1005 | 37.94 | 364.5875 | 0 | Heating | 48.6117 | #N/A | #N/A | #N/A | #N/A | 364.5875 | #N/A | #N/A | 3.6146 | #N/A | 0 | 0 | 0 | 0 | 0 | 0 | 0 | 0.162% | 1 | 50% | 0% | 0% | 0% | 8.2745 | 0 | 0 | 0 | 8.2745 | #N/A
2007-12-13 22:01 | 12 | 13 | 22 | 347.8755 | 8326 | 37.04 | 28.04 | 1005 | 37.04 | 368.3417 | 0 | Heating | 49.1122 | #N/A | #N/A | #N/A | #N/A | 368.3417 | #N/A | #N/A | 3.5637 | #N/A | 0 | 0 | 0 | 0 | 0 | 0 | 0 | 0.1637% | 1 | 50% | 0% | 0% | 0% | 8.2745 | 0 | 0 | 0 | 8.2745 | #N/A
2007-12-13 23:01 | 12 | 13 | 23 | 347.9171 | 8327 | 37.04 | 29.48 | 1004 | 37.04 | 10.9721 | 0 | Heating | 1.4629 | #N/A | #N/A | #N/A | #N/A | 10.9721 | #N/A | #N/A | 3.5637 | #N/A | 0 | 0 | 0 | 0 | 0 | 0 | 0 | 0.004876% | 1 | 50% | 0% | 0% | 0% | 8.2745 | 0 | 0 | 0 | 8.2745 | #N/A
2007-12-14 00:01 | 12 | 14 | 0 | 347.9588 | 8328 | 35.96 | 30.92 | 1003 | 35.96 | 28.8796 | 0 | Heating | 3.8506 | #N/A | #N/A | #N/A | #N/A | 28.8796 | #N/A | #N/A | 3.5052 | #N/A | 0 | 0 | 0 | 0 | 0 | 0 | 0 | 0.01284% | 1 | 50% | 0% | 0% | 0% | 8.2745 | 0 | 0 | 0 | 8.2745 | #N/A
2007-12-14 01:01 | 12 | 14 | 1 | 348.0005 | 8329 | 35.96 | 32 | 1002 | 35.96 | 50.4527 | 0 | Heating | 6.727 | #N/A | #N/A | #N/A | #N/A | 50.4527 | #N/A | #N/A | 3.5052 | #N/A | 0 | 0 | 0 | 0 | 0 | 0 | 0 | 0.02242% | 1 | 50% | 0% | 0% | 0% | 8.2745 | 0 | 0 | 0 | 8.2745 | #N/A
2007-12-14 02:01 | 12 | 14 | 2 | 348.0421 | 8330 | 35.96 | 32.54 | 1002 | 35.96 | 55.1926 | 0 | Heating | 7.359 | #N/A | #N/A | #N/A | #N/A | 55.1926 | #N/A | #N/A | 3.5052 | #N/A | 0 | 0 | 0 | 0 | 0 | 0 | 0 | 0.02453% | 1 | 50% | 0% | 0% | 0% | 8.2745 | 0 | 0 | 0 | 8.2745 | #N/A
2007-12-14 03:01 | 12 | 14 | 3 | 348.0838 | 8331 | 35.06 | 32.9 | 1002 | 35.06 | 60.0689 | 0 | Heating | 8.0092 | #N/A | #N/A | #N/A | #N/A | 60.0689 | #N/A | #N/A | 3.4585 | #N/A | 0 | 0 | 0 | 0 | 0 | 0 | 0 | 0.0267% | 1 | 50% | 0% | 0% | 0% | 8.2745 | 0 | 0 | 0 | 8.2745 | #N/A
2007-12-14 04:01 | 12 | 14 | 4 | 348.1255 | 8332 | 33.98 | 33.08 | 1002 | 33.98 | 62.2256 | 0 | Heating | 8.2968 | #N/A | #N/A | #N/A | #N/A | 62.2256 | #N/A | #N/A | 3.405 | #N/A | 0 | 0 | 0 | 0 | 0 | 0 | 0 | 0.02766% | 1 | 50% | 0% | 0% | 0% | 8.2745 | 0 | 0 | 0 | 8.2745 | #N/A
2007-12-14 05:01 | 12 | 14 | 5 | 348.1671 | 8333 | 33.98 | 32.9 | 1001 | 33.98 | 65.7585 | 0 | Heating | 8.7678 | #N/A | #N/A | #N/A | #N/A | 65.7585 | #N/A | #N/A | 3.405 | #N/A | 0 | 0 | 0 | 0 | 0 | 0 | 0 | 0.02923% | 1 | 50% | 0% | 0% | 0% | 8.2745 | 0 | 0 | 0 | 8.2745 | #N/A
2007-12-14 06:01 | 12 | 14 | 6 | 348.2088 | 8334 | 32 | 32.54 | 1000 | 32 | 55.6128 | 0 | Heating | 7.415 | #N/A | #N/A | #N/A | #N/A | 55.6128 | #N/A | #N/A | 3.3135 | #N/A | 0 | 0 | 0 | 0 | 0 | 0 | 0 | 0.02472% | 1 | 50% | 0% | 0% | 0% | 8.2745 | 0 | 0 | 0 | 8.2745 | #N/A
2007-12-14 07:01 | 12 | 14 | 7 | 348.2505 | 8335 | 32 | 32 | 1000 | 32 | 588.6938 | 0 | Heating | 78.4925 | #N/A | #N/A | #N/A | #N/A | 588.6938 | #N/A | #N/A | 3.3135 | #N/A | 0 | 0 | 0 | 0 | 0 | 0 | 0 | 0.2616% | 1 | 50% | 0% | 0% | 0% | 8.2745 | 0 | 0 | 0 | 8.2745 | #N/A
2007-12-14 08:01 | 12 | 14 | 8 | 348.2921 | 8336 | 32 | 32.18 | 1000 | 32 | 384.0426 | 0 | Heating | 51.2057 | #N/A | #N/A | #N/A | #N/A | 384.0426 | #N/A | #N/A | 3.3135 | #N/A | 0 | 0 | 0 | 0 | 0 | 0 | 0 | 0.1707% | 1 | 50% | 0% | 0% | 0% | 8.2745 | 0 | 0 | 0 | 8.2745 | #N/A
2007-12-14 09:01 | 12 | 14 | 9 | 348.3338 | 8337 | 33.98 | 32.72 | 999 | 33.98 | 281.5594 | 0 | Heating | 37.5413 | #N/A | #N/A | #N/A | #N/A | 281.5594 | #N/A | #N/A | 3.405 | #N/A | 0 | 0 | 0 | 0 | 0 | 0 | 0 | 0.1251% | 1 | 50% | 0% | 0% | 0% | 8.2745 | 0 | 0 | 0 | 8.2745 | #N/A
2007-12-14 10:01 | 12 | 14 | 10 | 348.3755 | 8338 | 35.96 | 33.08 | 999 | 35.96 | 277.6479 | 0 | Heating | 37.0197 | #N/A | #N/A | #N/A | #N/A | 277.6479 | #N/A | #N/A | 3.5052 | #N/A | 0 | 0 | 0 | 0 | 0 | 0 | 0 | 0.1234% | 1 | 50% | 0% | 0% | 0% | 8.2745 | 0 | 0 | 0 | 8.2745 | #N/A
2007-12-14 11:01 | 12 | 14 | 11 | 348.4171 | 8339 | 35.96 | 33.8 | 998 | 35.96 | 275.8501 | 0 | Heating | 36.78 | #N/A | #N/A | #N/A | #N/A | 275.8501 | #N/A | #N/A | 3.5052 | #N/A | 0 | 0 | 0 | 0 | 0 | 0 | 0 | 0.1226% | 1 | 50% | 0% | 0% | 0% | 8.2745 | 0 | 0 | 0 | 8.2745 | #N/A
2007-12-14 12:01 | 12 | 14 | 12 | 348.4588 | 8340 | 37.94 | 33.98 | 996 | 37.94 | 256.7981 | 0 | Heating | 34.2398 | #N/A | #N/A | #N/A | #N/A | 256.7981 | #N/A | #N/A | 3.6146 | #N/A | 0 | 0 | 0 | 0 | 0 | 0 | 0 | 0.1141% | 1 | 50% | 0% | 0% | 0% | 8.2745 | 0 | 0 | 0 | 8.2745 | #N/A
2007-12-14 13:01 | 12 | 14 | 13 | 348.5005 | 8341 | 37.94 | 33.98 | 995 | 37.94 | 251.9823 | 0 | Heating | 33.5976 | #N/A | #N/A | #N/A | #N/A | 251.9823 | #N/A | #N/A | 3.6146 | #N/A | 0 | 0 | 0 | 0 | 0 | 0 | 0 | 0.112% | 1 | 50% | 0% | 0% | 0% | 8.2745 | 0 | 0 | 0 | 8.2745 | #N/A
2007-12-14 14:01 | 12 | 14 | 14 | 348.5421 | 8342 | 37.94 | 34.16 | 994 | 37.94 | 228.3701 | 0 | Heating | 30.4493 | #N/A | #N/A | #N/A | #N/A | 228.3701 | #N/A | #N/A | 3.6146 | #N/A | 0 | 0 | 0 | 0 | 0 | 0 | 0 | 0.1015% | 1 | 50% | 0% | 0% | 0% | 8.2745 | 0 | 0 | 0 | 8.2745 | #N/A
2007-12-14 15:01 | 12 | 14 | 15 | 348.5838 | 8343 | 37.94 | 34.16 | 994 | 37.94 | 295.4314 | 0 | Heating | 39.3909 | #N/A | #N/A | #N/A | #N/A | 295.4314 | #N/A | #N/A | 3.6146 | #N/A | 0 | 0 | 0 | 0 | 0 | 0 | 0 | 0.1313% | 1 | 50% | 0% | 0% | 0% | 8.2745 | 0 | 0 | 0 | 8.2745 | #N/A
2007-12-14 16:01 | 12 | 14 | 16 | 348.6255 | 8344 | 37.04 | 33.98 | 993 | 37.04 | 309.2242 | 0 | Heating | 41.2299 | #N/A | #N/A | #N/A | #N/A | 309.2242 | #N/A | #N/A | 3.5637 | #N/A | 0 | 0 | 0 | 0 | 0 | 0 | 0 | 0.1374% | 1 | 50% | 0% | 0% | 0% | 8.2745 | 0 | 0 | 0 | 8.2745 | #N/A
2007-12-14 17:01 | 12 | 14 | 17 | 348.6671 | 8345 | 35.96 | 34.16 | 993 | 35.96 | 274.1587 | 0 | Heating | 36.5545 | #N/A | #N/A | #N/A | #N/A | 274.1587 | #N/A | #N/A | 3.5052 | #N/A | 0 | 0 | 0 | 0 | 0 | 0 | 0 | 0.1218% | 1 | 50% | 0% | 0% | 0% | 8.2745 | 0 | 0 | 0 | 8.2745 | #N/A
2007-12-14 18:01 | 12 | 14 | 18 | 348.7088 | 8346 | 37.04 | 34.16 | 992 | 37.04 | 280.687 | 0 | Heating | 37.4249 | #N/A | #N/A | #N/A | #N/A | 280.687 | #N/A | #N/A | 3.5637 | #N/A | 0 | 0 | 0 | 0 | 0 | 0 | 0 | 0.1247% | 1 | 50% | 0% | 0% | 0% | 8.2745 | 0 | 0 | 0 | 8.2745 | #N/A
2007-12-14 19:01 | 12 | 14 | 19 | 348.7505 | 8347 | 35.96 | 33.98 | 992 | 35.96 | 0.49388 | 0 | Heating | 0.06585 | #N/A | #N/A | #N/A | #N/A | 0.49388 | #N/A | #N/A | 3.5052 | #N/A | 0 | 0 | 0 | 0 | 0 | 0 | 0 | 0.0002195% | 1 | 50% | 0% | 0% | 0% | 8.2745 | 0 | 0 | 0 | 8.2745 | #N/A
2007-12-14 20:01 | 12 | 14 | 20 | 348.7921 | 8348 | 35.96 | 34.16 | 992 | 35.96 | 8.2233 | 0 | Heating | 1.0964 | #N/A | #N/A | #N/A | #N/A | 8.2233 | #N/A | #N/A | 3.5052 | #N/A | 0 | 0 | 0 | 0 | 0 | 0 | 0 | 0.003655% | 1 | 50% | 0% | 0% | 0% | 8.2745 | 0 | 0 | 0 | 8.2745 | #N/A
2007-12-14 21:01 | 12 | 14 | 21 | 348.8338 | 8349 | 35.96 | 34.16 | 991 | 35.96 | 9.8103 | 0 | Heating | 1.308 | #N/A | #N/A | #N/A | #N/A | 9.8103 | #N/A | #N/A | 3.5052 | #N/A | 0 | 0 | 0 | 0 | 0 | 0 | 0 | 0.00436% | 1 | 50% | 0% | 0% | 0% | 8.2745 | 0 | 0 | 0 | 8.2745 | #N/A
2007-12-14 22:01 | 12 | 14 | 22 | 348.8755 | 8350 | 35.06 | 33.98 | 991 | 35.06 | 12.7404 | 0 | Heating | 1.6987 | #N/A | #N/A | #N/A | #N/A | 12.7404 | #N/A | #N/A | 3.4585 | #N/A | 0 | 0 | 0 | 0 | 0 | 0 | 0 | 0.005662% | 1 | 50% | 0% | 0% | 0% | 8.2745 | 0 | 0 | 0 | 8.2745 | #N/A
2007-12-14 23:01 | 12 | 14 | 23 | 348.9171 | 8351 | 33.08 | 34.16 | 991 | 33.08 | 18.6229 | 0 | Heating | 2.4831 | #N/A | #N/A | #N/A | #N/A | 18.6229 | #N/A | #N/A | 3.3624 | #N/A | 0 | 0 | 0 | 0 | 0 | 0 | 0 | 0.008277% | 1 | 50% | 0% | 0% | 0% | 8.2745 | 0 | 0 | 0 | 8.2745 | #N/A
2007-12-15 00:01 | 12 | 15 | 0 | 348.9588 | 8352 | 32 | 34.16 | 991 | 32 | 52.4455 | 0 | Heating | 6.9927 | #N/A | #N/A | #N/A | #N/A | 52.4455 | #N/A | #N/A | 3.3135 | #N/A | 0 | 0 | 0 | 0 | 0 | 0 | 0 | 0.02331% | 1 | 50% | 0% | 0% | 0% | 8.2745 | 0 | 0 | 0 | 8.2745 | #N/A
2007-12-15 01:01 | 12 | 15 | 1 | 349.0005 | 8353 | 30.92 | 33.98 | 992 | 30.92 | 74.0771 | 0 | Heating | 9.8769 | #N/A | #N/A | #N/A | #N/A | 74.0771 | #N/A | #N/A | 3.2671 | #N/A | 0 | 0 | 0 | 0 | 0 | 0 | 0 | 0.03292% | 1 | 50% | 0% | 0% | 0% | 8.2745 | 0 | 0 | 0 | 8.2745 | #N/A
2007-12-15 02:01 | 12 | 15 | 2 | 349.0422 | 8354 | 30.92 | 33.44 | 992 | 30.92 | 96.5068 | 0 | Heating | 12.8676 | #N/A | #N/A | #N/A | #N/A | 96.5068 | #N/A | #N/A | 3.2671 | #N/A | 0 | 0 | 0 | 0 | 0 | 0 | 0 | 0.04289% | 1 | 50% | 0% | 0% | 0% | 8.2745 | 0 | 0 | 0 | 8.2745 | #N/A
2007-12-15 03:01 | 12 | 15 | 3 | 349.0838 | 8355 | 32 | 32.72 | 993 | 32 | 118.5011 | 0 | Heating | 15.8001 | #N/A | #N/A | #N/A | #N/A | 118.5011 | #N/A | #N/A | 3.3135 | #N/A | 0 | 0 | 0 | 0 | 0 | 0 | 0 | 0.05267% | 1 | 50% | 0% | 0% | 0% | 8.2745 | 0 | 0 | 0 | 8.2745 | #N/A
2007-12-15 04:01 | 12 | 15 | 4 | 349.1255 | 8356 | 32 | 32 | 994 | 32 | 139.5521 | 0 | Heating | 18.6069 | #N/A | #N/A | #N/A | #N/A | 139.5521 | #N/A | #N/A | 3.3135 | #N/A | 0 | 0 | 0 | 0 | 0 | 0 | 0 | 0.06202% | 1 | 50% | 0% | 0% | 0% | 8.2745 | 0 | 0 | 0 | 8.2745 | #N/A
2007-12-15 05:01 | 12 | 15 | 5 | 349.1672 | 8357 | 32 | 31.82 | 995 | 32 | 152.1963 | 0 | Heating | 20.2928 | #N/A | #N/A | #N/A | #N/A | 152.1963 | #N/A | #N/A | 3.3135 | #N/A | 0 | 0 | 0 | 0 | 0 | 0 | 0 | 0.06764% | 1 | 50% | 0% | 0% | 0% | 8.2745 | 0 | 0 | 0 | 8.2745 | #N/A
2007-12-15 06:01 | 12 | 15 | 6 | 349.2088 | 8358 | 30.02 | 31.46 | 996 | 30.02 | 142.296 | 0 | Heating | 18.9728 | #N/A | #N/A | #N/A | #N/A | 142.296 | #N/A | #N/A | 3.2302 | #N/A | 0 | 0 | 0 | 0 | 0 | 0 | 0 | 0.06324% | 1 | 50% | 0% | 0% | 0% | 8.2745 | 0 | 0 | 0 | 8.2745 | #N/A
2007-12-15 07:01 | 12 | 15 | 7 | 349.2505 | 8359 | 32 | 30.92 | 997 | 32 | 113.02 | 0 | Heating | 15.0693 | #N/A | #N/A | #N/A | #N/A | 113.02 | #N/A | #N/A | 3.3135 | #N/A | 0 | 0 | 0 | 0 | 0 | 0 | 0 | 0.05023% | 1 | 50% | 0% | 0% | 0% | 8.2745 | 0 | 0 | 0 | 8.2745 | #N/A
2007-12-15 08:01 | 12 | 15 | 8 | 349.2922 | 8360 | 30.92 | 30.74 | 998 | 30.92 | 98.8875 | 0 | Heating | 13.185 | #N/A | #N/A | #N/A | #N/A | 98.8875 | #N/A | #N/A | 3.2671 | #N/A | 0 | 0 | 0 | 0 | 0 | 0 | 0 | 0.04395% | 1 | 50% | 0% | 0% | 0% | 8.2745 | 0 | 0 | 0 | 8.2745 | #N/A
2007-12-15 09:01 | 12 | 15 | 9 | 349.3338 | 8361 | 30.02 | 30.92 | 999 | 30.02 | 92.7447 | 0 | Heating | 12.366 | #N/A | #N/A | #N/A | #N/A | 92.7447 | #N/A | #N/A | 3.2302 | #N/A | 0 | 0 | 0 | 0 | 0 | 0 | 0 | 0.04122% | 1 | 50% | 0% | 0% | 0% | 8.2745 | 0 | 0 | 0 | 8.2745 | #N/A
2007-12-15 10:01 | 12 | 15 | 10 | 349.3755 | 8362 | 28.94 | 30.92 | 1000 | 28.94 | 112.3166 | 0 | Heating | 14.9755 | #N/A | #N/A | #N/A | #N/A | 112.3166 | #N/A | #N/A | 3.188 | #N/A | 0 | 0 | 0 | 0 | 0 | 0 | 0 | 0.04992% | 1 | 50% | 0% | 0% | 0% | 8.2745 | 0 | 0 | 0 | 8.2745 | #N/A
2007-12-15 11:01 | 12 | 15 | 11 | 349.4172 | 8363 | 28.94 | 31.28 | 1000 | 28.94 | 125.8753 | 0 | Heating | 16.7834 | #N/A | #N/A | #N/A | #N/A | 125.8753 | #N/A | #N/A | 3.188 | #N/A | 0 | 0 | 0 | 0 | 0 | 0 | 0 | 0.05594% | 1 | 50% | 0% | 0% | 0% | 8.2745 | 0 | 0 | 0 | 8.2745 | #N/A
2007-12-15 12:01 | 12 | 15 | 12 | 349.4588 | 8364 | 28.94 | 31.28 | 1000 | 28.94 | 110.7873 | 0 | Heating | 14.7716 | #N/A | #N/A | #N/A | #N/A | 110.7873 | #N/A | #N/A | 3.188 | #N/A | 0 | 0 | 0 | 0 | 0 | 0 | 0 | 0.04924% | 1 | 50% | 0% | 0% | 0% | 8.2745 | 0 | 0 | 0 | 8.2745 | #N/A
2007-12-15 13:01 | 12 | 15 | 13 | 349.5005 | 8365 | 28.94 | 30.92 | 1000 | 28.94 | 108.3327 | 0 | Heating | 14.4444 | #N/A | #N/A | #N/A | #N/A | 108.3327 | #N/A | #N/A | 3.188 | #N/A | 0 | 0 | 0 | 0 | 0 | 0 | 0 | 0.04815% | 1 | 50% | 0% | 0% | 0% | 8.2745 | 0 | 0 | 0 | 8.2745 | #N/A
2007-12-15 14:01 | 12 | 15 | 14 | 349.5422 | 8366 | 28.94 | 31.1 | 1000 | 28.94 | 104.9538 | 0 | Heating | 13.9938 | #N/A | #N/A | #N/A | #N/A | 104.9538 | #N/A | #N/A | 3.188 | #N/A | 0 | 0 | 0 | 0 | 0 | 0 | 0 | 0.04665% | 1 | 50% | 0% | 0% | 0% | 8.2745 | 0 | 0 | 0 | 8.2745 | #N/A
2007-12-15 15:01 | 12 | 15 | 15 | 349.5838 | 8367 | 28.94 | 31.1 | 1001 | 28.94 | 110.5405 | 0 | Heating | 14.7387 | #N/A | #N/A | #N/A | #N/A | 110.5405 | #N/A | #N/A | 3.188 | #N/A | 0 | 0 | 0 | 0 | 0 | 0 | 0 | 0.04913% | 1 | 50% | 0% | 0% | 0% | 8.2745 | 0 | 0 | 0 | 8.2745 | #N/A
2007-12-15 16:01 | 12 | 15 | 16 | 349.6255 | 8368 | 26.06 | 30.92 | 1001 | 26.06 | 121.9668 | 0 | Heating | 16.2622 | #N/A | #N/A | #N/A | #N/A | 121.9668 | #N/A | #N/A | 3.0859 | #N/A | 0 | 0 | 0 | 0 | 0 | 0 | 0 | 0.05421% | 1 | 50% | 0% | 0% | 0% | 8.2745 | 0 | 0 | 0 | 8.2745 | #N/A
2007-12-15 17:01 | 12 | 15 | 17 | 349.6672 | 8369 | 26.06 | 31.1 | 1002 | 26.06 | 105.8333 | 0 | Heating | 14.1111 | #N/A | #N/A | #N/A | #N/A | 105.8333 | #N/A | #N/A | 3.0859 | #N/A | 0 | 0 | 0 | 0 | 0 | 0 | 0 | 0.04704% | 1 | 50% | 0% | 0% | 0% | 8.2745 | 0 | 0 | 0 | 8.2745 | #N/A
2007-12-15 18:01 | 12 | 15 | 18 | 349.7088 | 8370 | 21.92 | 31.1 | 1002 | 21.92 | 98.5623 | 0 | Heating | 13.1416 | #N/A | #N/A | #N/A | #N/A | 98.5623 | #N/A | #N/A | 2.9629 | #N/A | 0 | 0 | 0 | 0 | 0 | 0 | 0 | 0.04381% | 1 | 50% | 0% | 0% | 0% | 8.2745 | 0 | 0 | 0 | 8.2745 | #N/A
2007-12-15 19:01 | 12 | 15 | 19 | 349.7505 | 8371 | 21.02 | 30.92 | 1002 | 21.02 | 104.2931 | 0 | Heating | 13.9058 | #N/A | #N/A | #N/A | #N/A | 104.2931 | #N/A | #N/A | 2.9394 | #N/A | 0 | 0 | 0 | 0 | 0 | 0 | 0 | 0.04635% | 1 | 50% | 0% | 0% | 0% | 8.2745 | 0 | 0 | 0 | 8.2745 | #N/A
2007-12-15 20:01 | 12 | 15 | 20 | 349.7922 | 8372 | 21.02 | 31.1 | 1003 | 21.02 | 128.4283 | 0 | Heating | 17.1238 | #N/A | #N/A | #N/A | #N/A | 128.4283 | #N/A | #N/A | 2.9394 | #N/A | 0 | 0 | 0 | 0 | 0 | 0 | 0 | 0.05708% | 1 | 50% | 0% | 0% | 0% | 8.2745 | 0 | 0 | 0 | 8.2745 | #N/A
2007-12-15 21:01 | 12 | 15 | 21 | 349.8338 | 8373 | 24.08 | 31.1 | 1003 | 24.08 | 135.6199 | 0 | Heating | 18.0827 | #N/A | #N/A | #N/A | #N/A | 135.6199 | #N/A | #N/A | 3.0238 | #N/A | 0 | 0 | 0 | 0 | 0 | 0 | 0 | 0.06028% | 1 | 50% | 0% | 0% | 0% | 8.2745 | 0 | 0 | 0 | 8.2745 | #N/A
2007-12-15 22:01 | 12 | 15 | 22 | 349.8755 | 8374 | 24.08 | 30.92 | 1004 | 24.08 | 159.7894 | 0 | Heating | 21.3052 | #N/A | #N/A | #N/A | #N/A | 159.7894 | #N/A | #N/A | 3.0238 | #N/A | 0 | 0 | 0 | 0 | 0 | 0 | 0 | 0.07102% | 1 | 50% | 0% | 0% | 0% | 8.2745 | 0 | 0 | 0 | 8.2745 | #N/A
2007-12-15 23:01 | 12 | 15 | 23 | 349.9172 | 8375 | 24.08 | 31.1 | 1004 | 24.08 | 182.4811 | 0 | Heating | 24.3308 | #N/A | #N/A | #N/A | #N/A | 182.4811 | #N/A | #N/A | 3.0238 | #N/A | 0 | 0 | 0 | 0 | 0 | 0 | 0 | 0.0811% | 1 | 50% | 0% | 0% | 0% | 8.2745 | 0 | 0 | 0 | 8.2745 | #N/A
2007-12-16 00:01 | 12 | 16 | 0 | 349.9588 | 8376 | 24.08 | 31.1 | 1004 | 24.08 | 203.8584 | 0 | Heating | 27.1811 | #N/A | #N/A | #N/A | #N/A | 203.8584 | #N/A | #N/A | 3.0238 | #N/A | 0 | 0 | 0 | 0 | 0 | 0 | 0 | 0.0906% | 1 | 50% | 0% | 0% | 0% | 8.2745 | 0 | 0 | 0 | 8.2745 | #N/A
2007-12-16 01:01 | 12 | 16 | 1 | 350.0005 | 8377 | 26.06 | 30.92 | 1004 | 26.06 | 195.6501 | 0 | Heating | 26.0867 | #N/A | #N/A | #N/A | #N/A | 195.6501 | #N/A | #N/A | 3.0859 | #N/A | 0 | 0 | 0 | 0 | 0 | 0 | 0 | 0.08696% | 1 | 50% | 0% | 0% | 0% | 8.2745 | 0 | 0 | 0 | 8.2745 | #N/A
2007-12-16 02:01 | 12 | 16 | 2 | 350.0422 | 8378 | 26.06 | 31.1 | 1004 | 26.06 | 204.6673 | 0 | Heating | 27.289 | #N/A | #N/A | #N/A | #N/A | 204.6673 | #N/A | #N/A | 3.0859 | #N/A | 0 | 0 | 0 | 0 | 0 | 0 | 0 | 0.09096% | 1 | 50% | 0% | 0% | 0% | 8.2745 | 0 | 0 | 0 | 8.2745 | #N/A
2007-12-16 03:01 | 12 | 16 | 3 | 350.0838 | 8379 | 24.98 | 31.1 | 1005 | 24.98 | 215.716 | 0 | Heating | 28.7621 | #N/A | #N/A | #N/A | #N/A | 215.716 | #N/A | #N/A | 3.0513 | #N/A | 0 | 0 | 0 | 0 | 0 | 0 | 0 | 0.09587% | 1 | 50% | 0% | 0% | 0% | 8.2745 | 0 | 0 | 0 | 8.2745 | #N/A
2007-12-16 04:01 | 12 | 16 | 4 | 350.1255 | 8380 | 24.08 | 30.92 | 1005 | 24.08 | 226.8004 | 0 | Heating | 30.2401 | #N/A | #N/A | #N/A | #N/A | 226.8004 | #N/A | #N/A | 3.0238 | #N/A | 0 | 0 | 0 | 0 | 0 | 0 | 0 | 0.1008% | 1 | 50% | 0% | 0% | 0% | 8.2745 | 0 | 0 | 0 | 8.2745 | #N/A
2007-12-16 05:01 | 12 | 16 | 5 | 350.1672 | 8381 | 24.08 | 30.74 | 1005 | 24.08 | 235.0147 | 0 | Heating | 31.3353 | #N/A | #N/A | #N/A | #N/A | 235.0147 | #N/A | #N/A | 3.0238 | #N/A | 0 | 0 | 0 | 0 | 0 | 0 | 0 | 0.1045% | 1 | 50% | 0% | 0% | 0% | 8.2745 | 0 | 0 | 0 | 8.2745 | #N/A
2007-12-16 06:01 | 12 | 16 | 6 | 350.2088 | 8382 | 19.94 | 30.38 | 1006 | 19.94 | 223.286 | 0 | Heating | 29.7715 | #N/A | #N/A | #N/A | #N/A | 223.286 | #N/A | #N/A | 2.9127 | #N/A | 0 | 0 | 0 | 0 | 0 | 0 | 0 | 0.09924% | 1 | 50% | 0% | 0% | 0% | 8.2745 | 0 | 0 | 0 | 8.2745 | #N/A
2007-12-16 07:01 | 12 | 16 | 7 | 350.2505 | 8383 | 19.04 | 30.02 | 1006 | 19.04 | 867.2826 | 0 | Heating | 115.6377 | #N/A | #N/A | #N/A | #N/A | 867.2826 | #N/A | #N/A | 2.8915 | #N/A | 0 | 0 | 0 | 0 | 0 | 0 | 0 | 0.3855% | 1 | 50% | 0% | 0% | 0% | 8.2745 | 0 | 0 | 0 | 8.2745 | #N/A
2007-12-16 08:01 | 12 | 16 | 8 | 350.2922 | 8384 | 19.04 | 30.2 | 1006 | 19.04 | 566.1586 | 0 | Heating | 75.4878 | #N/A | #N/A | #N/A | #N/A | 566.1586 | #N/A | #N/A | 2.8915 | #N/A | 0 | 0 | 0 | 0 | 0 | 0 | 0 | 0.2516% | 1 | 50% | 0% | 0% | 0% | 8.2745 | 0 | 0 | 0 | 8.2745 | #N/A
2007-12-16 09:01 | 12 | 16 | 9 | 350.3338 | 8385 | 19.04 | 30.74 | 1007 | 19.04 | 302.6096 | 0 | Heating | 40.3479 | #N/A | #N/A | #N/A | #N/A | 302.6096 | #N/A | #N/A | 2.8915 | #N/A | 0 | 0 | 0 | 0 | 0 | 0 | 0 | 0.1345% | 1 | 50% | 0% | 0% | 0% | 8.2745 | 0 | 0 | 0 | 8.2745 | #N/A
2007-12-16 10:01 | 12 | 16 | 10 | 350.3755 | 8386 | 17.96 | 30.92 | 1007 | 17.96 | 223.1583 | 0 | Heating | 29.7544 | #N/A | #N/A | #N/A | #N/A | 223.1583 | #N/A | #N/A | 2.8673 | #N/A | 0 | 0 | 0 | 0 | 0 | 0 | 0 | 0.09918% | 1 | 50% | 0% | 0% | 0% | 8.2745 | 0 | 0 | 0 | 8.2745 | #N/A
2007-12-16 11:01 | 12 | 16 | 11 | 350.4172 | 8387 | 17.96 | 30.38 | 1007 | 17.96 | 197.8537 | 0 | Heating | 26.3805 | #N/A | #N/A | #N/A | #N/A | 197.8537 | #N/A | #N/A | 2.8673 | #N/A | 0 | 0 | 0 | 0 | 0 | 0 | 0 | 0.08793% | 1 | 50% | 0% | 0% | 0% | 8.2745 | 0 | 0 | 0 | 8.2745 | #N/A
2007-12-16 12:01 | 12 | 16 | 12 | 350.4588 | 8388 | 17.96 | 29.3 | 1006 | 17.96 | 161.5704 | 0 | Heating | 21.5427 | #N/A | #N/A | #N/A | #N/A | 161.5704 | #N/A | #N/A | 2.8673 | #N/A | 0 | 0 | 0 | 0 | 0 | 0 | 0 | 0.07181% | 1 | 50% | 0% | 0% | 0% | 8.2745 | 0 | 0 | 0 | 8.2745 | #N/A
2007-12-16 13:01 | 12 | 16 | 13 | 350.5005 | 8389 | 19.04 | 28.04 | 1006 | 19.04 | 167.2162 | 0 | Heating | 22.2955 | #N/A | #N/A | #N/A | #N/A | 167.2162 | #N/A | #N/A | 2.8915 | #N/A | 0 | 0 | 0 | 0 | 0 | 0 | 0 | 0.07432% | 1 | 50% | 0% | 0% | 0% | 8.2745 | 0 | 0 | 0 | 8.2745 | #N/A
2007-12-16 14:01 | 12 | 16 | 14 | 350.5422 | 8390 | 19.04 | 28.22 | 1006 | 19.04 | 94.2068 | 0 | Heating | 12.5609 | #N/A | #N/A | #N/A | #N/A | 94.2068 | #N/A | #N/A | 2.8915 | #N/A | 0 | 0 | 0 | 0 | 0 | 0 | 0 | 0.04187% | 1 | 50% | 0% | 0% | 0% | 8.2745 | 0 | 0 | 0 | 8.2745 | #N/A
2007-12-16 15:01 | 12 | 16 | 15 | 350.5838 | 8391 | 17.96 | 28.22 | 1006 | 17.96 | 78.413 | 0 | Heating | 10.4551 | #N/A | #N/A | #N/A | #N/A | 78.413 | #N/A | #N/A | 2.8673 | #N/A | 0 | 0 | 0 | 0 | 0 | 0 | 0 | 0.03485% | 1 | 50% | 0% | 0% | 0% | 8.2745 | 0 | 0 | 0 | 8.2745 | #N/A
2007-12-16 16:01 | 12 | 16 | 16 | 350.6255 | 8392 | 17.06 | 28.04 | 1006 | 17.06 | 70.6002 | 0 | Heating | 9.4134 | #N/A | #N/A | #N/A | #N/A | 70.6002 | #N/A | #N/A | 2.8481 | #N/A | 0 | 0 | 0 | 0 | 0 | 0 | 0 | 0.03138% | 1 | 50% | 0% | 0% | 0% | 8.2745 | 0 | 0 | 0 | 8.2745 | #N/A
2007-12-16 17:01 | 12 | 16 | 17 | 350.6672 | 8393 | 15.98 | 27.86 | 1006 | 15.98 | 55.923 | 0 | Heating | 7.4564 | #N/A | #N/A | #N/A | #N/A | 55.923 | #N/A | #N/A | 2.8262 | #N/A | 0 | 0 | 0 | 0 | 0 | 0 | 0 | 0.02485% | 1 | 50% | 0% | 0% | 0% | 8.2745 | 0 | 0 | 0 | 8.2745 | #N/A
2007-12-16 18:01 | 12 | 16 | 18 | 350.7088 | 8394 | 15.98 | 27.5 | 1006 | 15.98 | 86.3062 | 0 | Heating | 11.5075 | #N/A | #N/A | #N/A | #N/A | 86.3062 | #N/A | #N/A | 2.8262 | #N/A | 0 | 0 | 0 | 0 | 0 | 0 | 0 | 0.03836% | 1 | 50% | 0% | 0% | 0% | 8.2745 | 0 | 0 | 0 | 8.2745 | #N/A
2007-12-16 19:01 | 12 | 16 | 19 | 350.7505 | 8395 | 15.98 | 26.96 | 1006 | 15.98 | 153.4867 | 0 | Heating | 20.4649 | #N/A | #N/A | #N/A | #N/A | 153.4867 | #N/A | #N/A | 2.8262 | #N/A | 0 | 0 | 0 | 0 | 0 | 0 | 0 | 0.06822% | 1 | 50% | 0% | 0% | 0% | 8.2745 | 0 | 0 | 0 | 8.2745 | #N/A
2007-12-16 20:01 | 12 | 16 | 20 | 350.7922 | 8396 | 17.96 | 26.78 | 1006 | 17.96 | 190.1702 | 0 | Heating | 25.356 | #N/A | #N/A | #N/A | #N/A | 190.1702 | #N/A | #N/A | 2.8673 | #N/A | 0 | 0 | 0 | 0 | 0 | 0 | 0 | 0.08452% | 1 | 50% | 0% | 0% | 0% | 8.2745 | 0 | 0 | 0 | 8.2745 | #N/A
2007-12-16 21:01 | 12 | 16 | 21 | 350.8338 | 8397 | 17.06 | 26.6 | 1007 | 17.06 | 248.9273 | 0 | Heating | 33.1903 | #N/A | #N/A | #N/A | #N/A | 248.9273 | #N/A | #N/A | 2.8481 | #N/A | 0 | 0 | 0 | 0 | 0 | 0 | 0 | 0.1106% | 1 | 50% | 0% | 0% | 0% | 8.2745 | 0 | 0 | 0 | 8.2745 | #N/A
2007-12-16 22:01 | 12 | 16 | 22 | 350.8755 | 8398 | 12.02 | 26.06 | 1007 | 12.02 | 285.1684 | 0 | Heating | 38.0225 | #N/A | #N/A | #N/A | #N/A | 285.1684 | #N/A | #N/A | 2.7546 | #N/A | 0 | 0 | 0 | 0 | 0 | 0 | 0 | 0.1267% | 1 | 50% | 0% | 0% | 0% | 8.2745 | 0 | 0 | 0 | 8.2745 | #N/A
2007-12-16 23:01 | 12 | 16 | 23 | 350.9172 | 8399 | 12.02 | 26.24 | 1007 | 12.02 | 5.5193 | 0 | Heating | 0.73591 | #N/A | #N/A | #N/A | #N/A | 5.5193 | #N/A | #N/A | 2.7546 | #N/A | 0 | 0 | 0 | 0 | 0 | 0 | 0 | 0.002453% | 1 | 50% | 0% | 0% | 0% | 8.2745 | 0 | 0 | 0 | 8.2745 | #N/A
2007-12-17 00:01 | 12 | 17 | 0 | 350.9588 | 8400 | 6.08 | 26.24 | 1007 | 6.08 | 27.5468 | 0 | Heating | 3.6729 | #N/A | #N/A | #N/A | #N/A | 27.5468 | #N/A | #N/A | 2.6655 | #N/A | 0 | 0 | 0 | 0 | 0 | 0 | 0 | 0.01224% | 1 | 50% | 0% | 0% | 0% | 8.2745 | 0 | 0 | 0 | 8.2745 | #N/A
2007-12-17 01:01 | 12 | 17 | 1 | 351.0005 | 8401 | 3.92 | 26.06 | 1006 | 3.92 | 53.2108 | 0 | Heating | 7.0948 | #N/A | #N/A | #N/A | #N/A | 53.2108 | #N/A | #N/A | 2.6361 | #N/A | 0 | 0 | 0 | 0 | 0 | 0 | 0 | 0.02365% | 1 | 50% | 0% | 0% | 0% | 8.2745 | 0 | 0 | 0 | 8.2745 | #N/A
2007-12-17 02:01 | 12 | 17 | 2 | 351.0422 | 8402 | 3.92 | 25.52 | 1006 | 3.92 | 70.2851 | 0 | Heating | 9.3713 | #N/A | #N/A | #N/A | #N/A | 70.2851 | #N/A | #N/A | 2.6361 | #N/A | 0 | 0 | 0 | 0 | 0 | 0 | 0 | 0.03124% | 1 | 50% | 0% | 0% | 0% | 8.2745 | 0 | 0 | 0 | 8.2745 | #N/A
2007-12-17 03:01 | 12 | 17 | 3 | 351.0838 | 8403 | 1.94 | 24.8 | 1006 | 1.94 | 89.3149 | 0 | Heating | 11.9087 | #N/A | #N/A | #N/A | #N/A | 89.3149 | #N/A | #N/A | 2.6096 | #N/A | 0 | 0 | 0 | 0 | 0 | 0 | 0 | 0.0397% | 1 | 50% | 0% | 0% | 0% | 8.2745 | 0 | 0 | 0 | 8.2745 | #N/A
2007-12-17 04:01 | 12 | 17 | 4 | 351.1255 | 8404 | 1.94 | 24.08 | 1006 | 1.94 | 107.6162 | 0 | Heating | 14.3488 | #N/A | #N/A | #N/A | #N/A | 107.6162 | #N/A | #N/A | 2.6096 | #N/A | 0 | 0 | 0 | 0 | 0 | 0 | 0 | 0.04783% | 1 | 50% | 0% | 0% | 0% | 8.2745 | 0 | 0 | 0 | 8.2745 | #N/A
2007-12-17 05:01 | 12 | 17 | 5 | 351.1672 | 8405 | 1.94 | 23.54 | 1007 | 1.94 | 132.9864 | 0 | Heating | 17.7315 | #N/A | #N/A | #N/A | #N/A | 132.9864 | #N/A | #N/A | 2.6096 | #N/A | 0 | 0 | 0 | 0 | 0 | 0 | 0 | 0.05911% | 1 | 50% | 0% | 0% | 0% | 8.2745 | 0 | 0 | 0 | 8.2745 | #N/A
2007-12-17 06:01 | 12 | 17 | 6 | 351.2088 | 8406 | 1.94 | 22.82 | 1007 | 1.94 | 146.8436 | 0 | Heating | 19.5792 | #N/A | #N/A | #N/A | #N/A | 146.8436 | #N/A | #N/A | 2.6096 | #N/A | 0 | 0 | 0 | 0 | 0 | 0 | 0 | 0.06526% | 1 | 50% | 0% | 0% | 0% | 8.2745 | 0 | 0 | 0 | 8.2745 | #N/A
2007-12-17 07:01 | 12 | 17 | 7 | 351.2505 | 8407 | 1.04 | 21.92 | 1007 | 1.04 | 664.6974 | 0 | Heating | 88.6263 | #N/A | #N/A | #N/A | #N/A | 664.6974 | #N/A | #N/A | 2.5975 | #N/A | 0 | 0 | 0 | 0 | 0 | 0 | 0 | 0.2954% | 1 | 50% | 0% | 0% | 0% | 8.2745 | 0 | 0 | 0 | 8.2745 | #N/A
2007-12-17 08:01 | 12 | 17 | 8 | 351.2922 | 8408 | 1.04 | 22.46 | 1007 | 1.04 | 434.5396 | 0 | Heating | 57.9386 | #N/A | #N/A | #N/A | #N/A | 434.5396 | #N/A | #N/A | 2.5975 | #N/A | 0 | 0 | 0 | 0 | 0 | 0 | 0 | 0.1931% | 1 | 50% | 0% | 0% | 0% | 8.2745 | 0 | 0 | 0 | 8.2745 | #N/A
2007-12-17 09:01 | 12 | 17 | 9 | 351.3338 | 8409 | 3.92 | 23.36 | 1007 | 3.92 | 173.3528 | 0 | Heating | 23.1137 | #N/A | #N/A | #N/A | #N/A | 173.3528 | #N/A | #N/A | 2.6361 | #N/A | 0 | 0 | 0 | 0 | 0 | 0 | 0 | 0.07705% | 1 | 50% | 0% | 0% | 0% | 8.2745 | 0 | 0 | 0 | 8.2745 | #N/A
2007-12-17 10:01 | 12 | 17 | 10 | 351.3755 | 8410 | 6.08 | 24.08 | 1007 | 6.08 | 128.1669 | 0 | Heating | 17.0889 | #N/A | #N/A | #N/A | #N/A | 128.1669 | #N/A | #N/A | 2.6655 | #N/A | 0 | 0 | 0 | 0 | 0 | 0 | 0 | 0.05696% | 1 | 50% | 0% | 0% | 0% | 8.2745 | 0 | 0 | 0 | 8.2745 | #N/A
2007-12-17 11:01 | 12 | 17 | 11 | 351.4172 | 8411 | 6.08 | 25.16 | 1006 | 6.08 | 134.7226 | 0 | Heating | 17.963 | #N/A | #N/A | #N/A | #N/A | 134.7226 | #N/A | #N/A | 2.6655 | #N/A | 0 | 0 | 0 | 0 | 0 | 0 | 0 | 0.05988% | 1 | 50% | 0% | 0% | 0% | 8.2745 | 0 | 0 | 0 | 8.2745 | #N/A
2007-12-17 12:01 | 12 | 17 | 12 | 351.4588 | 8412 | 10.04 | 25.7 | 1006 | 10.04 | 121.8544 | 0 | Heating | 16.2473 | #N/A | #N/A | #N/A | #N/A | 121.8544 | #N/A | #N/A | 2.723 | #N/A | 0 | 0 | 0 | 0 | 0 | 0 | 0 | 0.05416% | 1 | 50% | 0% | 0% | 0% | 8.2745 | 0 | 0 | 0 | 8.2745 | #N/A
2007-12-17 13:01 | 12 | 17 | 13 | 351.5005 | 8413 | 12.02 | 26.06 | 1005 | 12.02 | 138.6279 | 0 | Heating | 18.4837 | #N/A | #N/A | #N/A | #N/A | 138.6279 | #N/A | #N/A | 2.7546 | #N/A | 0 | 0 | 0 | 0 | 0 | 0 | 0 | 0.06161% | 1 | 50% | 0% | 0% | 0% | 8.2745 | 0 | 0 | 0 | 8.2745 | #N/A
2007-12-17 14:01 | 12 | 17 | 14 | 351.5422 | 8414 | 12.02 | 25.88 | 1005 | 12.02 | 76.402 | 0 | Heating | 10.1869 | #N/A | #N/A | #N/A | #N/A | 76.402 | #N/A | #N/A | 2.7546 | #N/A | 0 | 0 | 0 | 0 | 0 | 0 | 0 | 0.03396% | 1 | 50% | 0% | 0% | 0% | 8.2745 | 0 | 0 | 0 | 8.2745 | #N/A
2007-12-17 15:01 | 12 | 17 | 15 | 351.5838 | 8415 | 15.08 | 25.52 | 1005 | 15.08 | 67.119 | 0 | Heating | 8.9492 | #N/A | #N/A | #N/A | #N/A | 67.119 | #N/A | #N/A | 2.8087 | #N/A | 0 | 0 | 0 | 0 | 0 | 0 | 0 | 0.02983% | 1 | 50% | 0% | 0% | 0% | 8.2745 | 0 | 0 | 0 | 8.2745 | #N/A
2007-12-17 16:01 | 12 | 17 | 16 | 351.6255 | 8416 | 15.08 | 24.98 | 1005 | 15.08 | 70.8118 | 0 | Heating | 9.4416 | #N/A | #N/A | #N/A | #N/A | 70.8118 | #N/A | #N/A | 2.8087 | #N/A | 0 | 0 | 0 | 0 | 0 | 0 | 0 | 0.03147% | 1 | 50% | 0% | 0% | 0% | 8.2745 | 0 | 0 | 0 | 8.2745 | #N/A
2007-12-17 17:01 | 12 | 17 | 17 | 351.6672 | 8417 | 15.08 | 24.44 | 1005 | 15.08 | 65.0447 | 0 | Heating | 8.6726 | #N/A | #N/A | #N/A | #N/A | 65.0447 | #N/A | #N/A | 2.8087 | #N/A | 0 | 0 | 0 | 0 | 0 | 0 | 0 | 0.02891% | 1 | 50% | 0% | 0% | 0% | 8.2745 | 0 | 0 | 0 | 8.2745 | #N/A
2007-12-17 18:01 | 12 | 17 | 18 | 351.7088 | 8418 | 14 | 23.72 | 1005 | 14 | 92.1308 | 0 | Heating | 12.2841 | #N/A | #N/A | #N/A | #N/A | 92.1308 | #N/A | #N/A | 2.7888 | #N/A | 0 | 0 | 0 | 0 | 0 | 0 | 0 | 0.04095% | 1 | 50% | 0% | 0% | 0% | 8.2745 | 0 | 0 | 0 | 8.2745 | #N/A
2007-12-17 19:01 | 12 | 17 | 19 | 351.7505 | 8419 | 12.92 | 23 | 1005 | 12.92 | 146.0993 | 0 | Heating | 19.4799 | #N/A | #N/A | #N/A | #N/A | 146.0993 | #N/A | #N/A | 2.7697 | #N/A | 0 | 0 | 0 | 0 | 0 | 0 | 0 | 0.06493% | 1 | 50% | 0% | 0% | 0% | 8.2745 | 0 | 0 | 0 | 8.2745 | #N/A
2007-12-17 20:01 | 12 | 17 | 20 | 351.7922 | 8420 | 12.92 | 22.82 | 1005 | 12.92 | 183.6786 | 0 | Heating | 24.4905 | #N/A | #N/A | #N/A | #N/A | 183.6786 | #N/A | #N/A | 2.7697 | #N/A | 0 | 0 | 0 | 0 | 0 | 0 | 0 | 0.08163% | 1 | 50% | 0% | 0% | 0% | 8.2745 | 0 | 0 | 0 | 8.2745 | #N/A
2007-12-17 21:01 | 12 | 17 | 21 | 351.8338 | 8421 | 17.06 | 22.46 | 1004 | 17.06 | 245.9621 | 0 | Heating | 32.7949 | #N/A | #N/A | #N/A | #N/A | 245.9621 | #N/A | #N/A | 2.8481 | #N/A | 0 | 0 | 0 | 0 | 0 | 0 | 0 | 0.1093% | 1 | 50% | 0% | 0% | 0% | 8.2745 | 0 | 0 | 0 | 8.2745 | #N/A
2007-12-17 22:01 | 12 | 17 | 22 | 351.8755 | 8422 | 19.04 | 21.92 | 1004 | 19.04 | 286.5206 | 0 | Heating | 38.2027 | #N/A | #N/A | #N/A | #N/A | 286.5206 | #N/A | #N/A | 2.8915 | #N/A | 0 | 0 | 0 | 0 | 0 | 0 | 0 | 0.1273% | 1 | 50% | 0% | 0% | 0% | 8.2745 | 0 | 0 | 0 | 8.2745 | #N/A
2007-12-17 23:01 | 12 | 17 | 23 | 351.9172 | 8423 | 19.04 | 18.5 | 1003 | 19.04 | 8.573 | 0 | Heating | 1.1431 | #N/A | #N/A | #N/A | #N/A | 8.573 | #N/A | #N/A | 2.8915 | #N/A | 0 | 0 | 0 | 0 | 0 | 0 | 0 | 0.00381% | 1 | 50% | 0% | 0% | 0% | 8.2745 | 0 | 0 | 0 | 8.2745 | #N/A
2007-12-18 00:01 | 12 | 18 | 0 | 351.9588 | 8424 | 21.02 | 14.9 | 1003 | 21.02 | 42.4188 | 0 | Heating | 5.6558 | #N/A | #N/A | #N/A | #N/A | 42.4188 | #N/A | #N/A | 2.9394 | #N/A | 0 | 0 | 0 | 0 | 0 | 0 | 0 | 0.01885% | 1 | 50% | 0% | 0% | 0% | 8.2745 | 0 | 0 | 0 | 8.2745 | #N/A
2007-12-18 01:01 | 12 | 18 | 1 | 352.0005 | 8425 | 21.92 | 10.94 | 1002 | 21.92 | 90.6468 | 0 | Heating | 12.0862 | #N/A | #N/A | #N/A | #N/A | 90.6468 | #N/A | #N/A | 2.9629 | #N/A | 0 | 0 | 0 | 0 | 0 | 0 | 0 | 0.04029% | 1 | 50% | 0% | 0% | 0% | 8.2745 | 0 | 0 | 0 | 8.2745 | #N/A
2007-12-18 02:01 | 12 | 18 | 2 | 352.0422 | 8426 | 21.02 | 12.02 | 1002 | 21.02 | 134.8189 | 0 | Heating | 17.9759 | #N/A | #N/A | #N/A | #N/A | 134.8189 | #N/A | #N/A | 2.9394 | #N/A | 0 | 0 | 0 | 0 | 0 | 0 | 0 | 0.05992% | 1 | 50% | 0% | 0% | 0% | 8.2745 | 0 | 0 | 0 | 8.2745 | #N/A
2007-12-18 03:01 | 12 | 18 | 3 | 352.0838 | 8427 | 19.94 | 13.1 | 1002 | 19.94 | 171.4127 | 0 | Heating | 22.855 | #N/A | #N/A | #N/A | #N/A | 171.4127 | #N/A | #N/A | 2.9127 | #N/A | 0 | 0 | 0 | 0 | 0 | 0 | 0 | 0.07618% | 1 | 50% | 0% | 0% | 0% | 8.2745 | 0 | 0 | 0 | 8.2745 | #N/A
2007-12-18 04:01 | 12 | 18 | 4 | 352.1255 | 8428 | 19.94 | 14 | 1002 | 19.94 | 205.5464 | 0 | Heating | 27.4062 | #N/A | #N/A | #N/A | #N/A | 205.5464 | #N/A | #N/A | 2.9127 | #N/A | 0 | 0 | 0 | 0 | 0 | 0 | 0 | 0.09135% | 1 | 50% | 0% | 0% | 0% | 8.2745 | 0 | 0 | 0 | 8.2745 | #N/A
2007-12-18 05:01 | 12 | 18 | 5 | 352.1672 | 8429 | 19.94 | 14.54 | 1001 | 19.94 | 219.8947 | 0 | Heating | 29.3193 | #N/A | #N/A | #N/A | #N/A | 219.8947 | #N/A | #N/A | 2.9127 | #N/A | 0 | 0 | 0 | 0 | 0 | 0 | 0 | 0.09773% | 1 | 50% | 0% | 0% | 0% | 8.2745 | 0 | 0 | 0 | 8.2745 | #N/A
2007-12-18 06:01 | 12 | 18 | 6 | 352.2088 | 8430 | 21.02 | 14.9 | 1001 | 21.02 | 205.194 | 0 | Heating | 27.3592 | #N/A | #N/A | #N/A | #N/A | 205.194 | #N/A | #N/A | 2.9394 | #N/A | 0 | 0 | 0 | 0 | 0 | 0 | 0 | 0.0912% | 1 | 50% | 0% | 0% | 0% | 8.2745 | 0 | 0 | 0 | 8.2745 | #N/A
2007-12-18 07:01 | 12 | 18 | 7 | 352.2505 | 8431 | 21.02 | 15.08 | 1001 | 21.02 | 674.5133 | 0 | Heating | 89.9351 | #N/A | #N/A | #N/A | #N/A | 674.5133 | #N/A | #N/A | 2.9394 | #N/A | 0 | 0 | 0 | 0 | 0 | 0 | 0 | 0.2998% | 1 | 50% | 0% | 0% | 0% | 8.2745 | 0 | 0 | 0 | 8.2745 | #N/A
2007-12-18 08:01 | 12 | 18 | 8 | 352.2922 | 8432 | 21.02 | 15.26 | 1001 | 21.02 | 450.8215 | 0 | Heating | 60.1095 | #N/A | #N/A | #N/A | #N/A | 450.8215 | #N/A | #N/A | 2.9394 | #N/A | 0 | 0 | 0 | 0 | 0 | 0 | 0 | 0.2004% | 1 | 50% | 0% | 0% | 0% | 8.2745 | 0 | 0 | 0 | 8.2745 | #N/A
2007-12-18 09:01 | 12 | 18 | 9 | 352.3338 | 8433 | 21.92 | 15.8 | 1000 | 21.92 | 240.1675 | 0 | Heating | 32.0223 | #N/A | #N/A | #N/A | #N/A | 240.1675 | #N/A | #N/A | 2.9629 | #N/A | 0 | 0 | 0 | 0 | 0 | 0 | 0 | 0.1067% | 1 | 50% | 0% | 0% | 0% | 8.2745 | 0 | 0 | 0 | 8.2745 | #N/A
2007-12-18 10:01 | 12 | 18 | 10 | 352.3755 | 8434 | 24.08 | 15.98 | 1000 | 24.08 | 208.5449 | 0 | Heating | 27.806 | #N/A | #N/A | #N/A | #N/A | 208.5449 | #N/A | #N/A | 3.0238 | #N/A | 0 | 0 | 0 | 0 | 0 | 0 | 0 | 0.09269% | 1 | 50% | 0% | 0% | 0% | 8.2745 | 0 | 0 | 0 | 8.2745 | #N/A
2007-12-18 11:01 | 12 | 18 | 11 | 352.4172 | 8435 | 24.08 | 17.06 | 1000 | 24.08 | 218.6102 | 0 | Heating | 29.148 | #N/A | #N/A | #N/A | #N/A | 218.6102 | #N/A | #N/A | 3.0238 | #N/A | 0 | 0 | 0 | 0 | 0 | 0 | 0 | 0.09716% | 1 | 50% | 0% | 0% | 0% | 8.2745 | 0 | 0 | 0 | 8.2745 | #N/A
2007-12-18 12:01 | 12 | 18 | 12 | 352.4588 | 8436 | 24.98 | 17.6 | 1000 | 24.98 | 206.9574 | 0 | Heating | 27.5943 | #N/A | #N/A | #N/A | #N/A | 206.9574 | #N/A | #N/A | 3.0513 | #N/A | 0 | 0 | 0 | 0 | 0 | 0 | 0 | 0.09198% | 1 | 50% | 0% | 0% | 0% | 8.2745 | 0 | 0 | 0 | 8.2745 | #N/A
2007-12-18 13:01 | 12 | 18 | 13 | 352.5005 | 8437 | 26.96 | 17.96 | 999 | 26.96 | 249.5409 | 0 | Heating | 33.2721 | #N/A | #N/A | #N/A | #N/A | 249.5409 | #N/A | #N/A | 3.1163 | #N/A | 0 | 0 | 0 | 0 | 0 | 0 | 0 | 0.1109% | 1 | 50% | 0% | 0% | 0% | 8.2745 | 0 | 0 | 0 | 8.2745 | #N/A
2007-12-18 14:01 | 12 | 18 | 14 | 352.5422 | 8438 | 28.04 | 19.58 | 1000 | 28.04 | 180.1763 | 0 | Heating | 24.0235 | #N/A | #N/A | #N/A | #N/A | 180.1763 | #N/A | #N/A | 3.1545 | #N/A | 0 | 0 | 0 | 0 | 0 | 0 | 0 | 0.08008% | 1 | 50% | 0% | 0% | 0% | 8.2745 | 0 | 0 | 0 | 8.2745 | #N/A
2007-12-18 15:01 | 12 | 18 | 15 | 352.5838 | 8439 | 30.02 | 20.84 | 1000 | 30.02 | 172.8283 | 0 | Heating | 23.0438 | #N/A | #N/A | #N/A | #N/A | 172.8283 | #N/A | #N/A | 3.2302 | #N/A | 0 | 0 | 0 | 0 | 0 | 0 | 0 | 0.07681% | 1 | 50% | 0% | 0% | 0% | 8.2745 | 0 | 0 | 0 | 8.2745 | #N/A
2007-12-18 16:01 | 12 | 18 | 16 | 352.6255 | 8440 | 30.02 | 21.92 | 1000 | 30.02 | 177.4824 | 0 | Heating | 23.6643 | #N/A | #N/A | #N/A | #N/A | 177.4824 | #N/A | #N/A | 3.2302 | #N/A | 0 | 0 | 0 | 0 | 0 | 0 | 0 | 0.07888% | 1 | 50% | 0% | 0% | 0% | 8.2745 | 0 | 0 | 0 | 8.2745 | #N/A
2007-12-18 17:01 | 12 | 18 | 17 | 352.6672 | 8441 | 30.02 | 22.82 | 1000 | 30.02 | 142.4674 | 0 | Heating | 18.9957 | #N/A | #N/A | #N/A | #N/A | 142.4674 | #N/A | #N/A | 3.2302 | #N/A | 0 | 0 | 0 | 0 | 0 | 0 | 0 | 0.06332% | 1 | 50% | 0% | 0% | 0% | 8.2745 | 0 | 0 | 0 | 8.2745 | #N/A
2007-12-18 18:01 | 12 | 18 | 18 | 352.7088 | 8442 | 30.02 | 23.54 | 1001 | 30.02 | 163.6003 | 0 | Heating | 21.8134 | #N/A | #N/A | #N/A | #N/A | 163.6003 | #N/A | #N/A | 3.2302 | #N/A | 0 | 0 | 0 | 0 | 0 | 0 | 0 | 0.07271% | 1 | 50% | 0% | 0% | 0% | 8.2745 | 0 | 0 | 0 | 8.2745 | #N/A
2007-12-18 19:01 | 12 | 18 | 19 | 352.7505 | 8443 | 30.2 | 24.08 | 1001 | 30.2 | 217.4915 | 0 | Heating | 28.9989 | #N/A | #N/A | #N/A | #N/A | 217.4915 | #N/A | #N/A | 3.2375 | #N/A | 0 | 0 | 0 | 0 | 0 | 0 | 0 | 0.09666% | 1 | 50% | 0% | 0% | 0% | 8.2745 | 0 | 0 | 0 | 8.2745 | #N/A
2007-12-18 20:01 | 12 | 18 | 20 | 352.7922 | 8444 | 30.92 | 24.98 | 1001 | 30.92 | 233.677 | 0 | Heating | 31.1569 | #N/A | #N/A | #N/A | #N/A | 233.677 | #N/A | #N/A | 3.2671 | #N/A | 0 | 0 | 0 | 0 | 0 | 0 | 0 | 0.1039% | 1 | 50% | 0% | 0% | 0% | 8.2745 | 0 | 0 | 0 | 8.2745 | #N/A
2007-12-18 21:01 | 12 | 18 | 21 | 352.8338 | 8445 | 30.92 | 25.7 | 1001 | 30.92 | 281.2397 | 0 | Heating | 37.4986 | #N/A | #N/A | #N/A | #N/A | 281.2397 | #N/A | #N/A | 3.2671 | #N/A | 0 | 0 | 0 | 0 | 0 | 0 | 0 | 0.125% | 1 | 50% | 0% | 0% | 0% | 8.2745 | 0 | 0 | 0 | 8.2745 | #N/A
2007-12-18 22:01 | 12 | 18 | 22 | 352.8755 | 8446 | 32 | 26.06 | 1001 | 32 | 304.562 | 0 | Heating | 40.6083 | #N/A | #N/A | #N/A | #N/A | 304.562 | #N/A | #N/A | 3.3135 | #N/A | 0 | 0 | 0 | 0 | 0 | 0 | 0 | 0.1354% | 1 | 50% | 0% | 0% | 0% | 8.2745 | 0 | 0 | 0 | 8.2745 | #N/A
2007-12-18 23:01 | 12 | 18 | 23 | 352.9172 | 8447 | 32 | 26.6 | 1002 | 32 | 7.8853 | 0 | Heating | 1.0514 | #N/A | #N/A | #N/A | #N/A | 7.8853 | #N/A | #N/A | 3.3135 | #N/A | 0 | 0 | 0 | 0 | 0 | 0 | 0 | 0.003505% | 1 | 50% | 0% | 0% | 0% | 8.2745 | 0 | 0 | 0 | 8.2745 | #N/A
2007-12-19 00:01 | 12 | 19 | 0 | 352.9588 | 8448 | 33.98 | 26.96 | 1002 | 33.98 | 17.682 | 0 | Heating | 2.3576 | #N/A | #N/A | #N/A | #N/A | 17.682 | #N/A | #N/A | 3.405 | #N/A | 0 | 0 | 0 | 0 | 0 | 0 | 0 | 0.007859% | 1 | 50% | 0% | 0% | 0% | 8.2745 | 0 | 0 | 0 | 8.2745 | #N/A
2007-12-19 01:01 | 12 | 19 | 1 | 353.0005 | 8449 | 35.06 | 26.96 | 1002 | 35.06 | 29.4417 | 0 | Heating | 3.9256 | #N/A | #N/A | #N/A | #N/A | 29.4417 | #N/A | #N/A | 3.4585 | #N/A | 0 | 0 | 0 | 0 | 0 | 0 | 0 | 0.01309% | 1 | 50% | 0% | 0% | 0% | 8.2745 | 0 | 0 | 0 | 8.2745 | #N/A
2007-12-19 02:01 | 12 | 19 | 2 | 353.0422 | 8450 | 35.06 | 27.14 | 1003 | 35.06 | 48.3433 | 0 | Heating | 6.4458 | #N/A | #N/A | #N/A | #N/A | 48.3433 | #N/A | #N/A | 3.4585 | #N/A | 0 | 0 | 0 | 0 | 0 | 0 | 0 | 0.02149% | 1 | 50% | 0% | 0% | 0% | 8.2745 | 0 | 0 | 0 | 8.2745 | #N/A
2007-12-19 03:01 | 12 | 19 | 3 | 353.0838 | 8451 | 37.04 | 27.14 | 1003 | 37.04 | 64.9339 | 0 | Heating | 8.6579 | #N/A | #N/A | #N/A | #N/A | 64.9339 | #N/A | #N/A | 3.5637 | #N/A | 0 | 0 | 0 | 0 | 0 | 0 | 0 | 0.02886% | 1 | 50% | 0% | 0% | 0% | 8.2745 | 0 | 0 | 0 | 8.2745 | #N/A
2007-12-19 04:01 | 12 | 19 | 4 | 353.1255 | 8452 | 37.94 | 26.96 | 1003 | 37.94 | 78.0159 | 0 | Heating | 10.4021 | #N/A | #N/A | #N/A | #N/A | 78.0159 | #N/A | #N/A | 3.6146 | #N/A | 0 | 0 | 0 | 0 | 0 | 0 | 0 | 0.03467% | 1 | 50% | 0% | 0% | 0% | 8.2745 | 0 | 0 | 0 | 8.2745 | #N/A
2007-12-19 05:01 | 12 | 19 | 5 | 353.1672 | 8453 | 37.94 | 27.5 | 1003 | 37.94 | 92.2321 | 0 | Heating | 12.2976 | #N/A | #N/A | #N/A | #N/A | 92.2321 | #N/A | #N/A | 3.6146 | #N/A | 0 | 0 | 0 | 0 | 0 | 0 | 0 | 0.04099% | 1 | 50% | 0% | 0% | 0% | 8.2745 | 0 | 0 | 0 | 8.2745 | #N/A
2007-12-19 06:01 | 12 | 19 | 6 | 353.2088 | 8454 | 41 | 27.86 | 1003 | 41 | 89.2804 | 0 | Heating | 11.904 | #N/A | #N/A | #N/A | #N/A | 89.2804 | #N/A | #N/A | 3.8033 | #N/A | 0 | 0 | 0 | 0 | 0 | 0 | 0 | 0.03968% | 1 | 50% | 0% | 0% | 0% | 8.2745 | 0 | 0 | 0 | 8.2745 | #N/A
2007-12-19 07:01 | 12 | 19 | 7 | 353.2505 | 8455 | 41 | 28.04 | 1003 | 41 | 583.9199 | 0 | Heating | 77.856 | #N/A | #N/A | #N/A | #N/A | 583.9199 | #N/A | #N/A | 3.8033 | #N/A | 0 | 0 | 0 | 0 | 0 | 0 | 0 | 0.2595% | 1 | 50% | 0% | 0% | 0% | 8.2745 | 0 | 0 | 0 | 8.2745 | #N/A
2007-12-19 08:01 | 12 | 19 | 8 | 353.2922 | 8456 | 41 | 28.22 | 1004 | 41 | 372.5699 | 0 | Heating | 49.676 | #N/A | #N/A | #N/A | #N/A | 372.5699 | #N/A | #N/A | 3.8033 | #N/A | 0 | 0 | 0 | 0 | 0 | 0 | 0 | 0.1656% | 1 | 50% | 0% | 0% | 0% | 8.2745 | 0 | 0 | 0 | 8.2745 | #N/A
2007-12-19 09:01 | 12 | 19 | 9 | 353.3338 | 8457 | 44.06 | 28.76 | 1004 | 44.06 | 163.9617 | 0 | Heating | 21.8616 | #N/A | #N/A | #N/A | #N/A | 163.9617 | #N/A | #N/A | 4.0174 | #N/A | 0 | 0 | 0 | 0 | 0 | 0 | 0 | 0.07287% | 1 | 50% | 0% | 0% | 0% | 8.2745 | 0 | 0 | 0 | 8.2745 | #N/A
2007-12-19 10:01 | 12 | 19 | 10 | 353.3755 | 8458 | 44.96 | 28.94 | 1004 | 44.96 | 138.706 | 0 | Heating | 18.4941 | #N/A | #N/A | #N/A | #N/A | 138.706 | #N/A | #N/A | 4.0856 | #N/A | 0 | 0 | 0 | 0 | 0 | 0 | 0 | 0.06165% | 1 | 50% | 0% | 0% | 0% | 8.2745 | 0 | 0 | 0 | 8.2745 | #N/A
2007-12-19 11:01 | 12 | 19 | 11 | 353.4172 | 8459 | 44.96 | 28.58 | 1003 | 44.96 | 141.8725 | 0 | Heating | 18.9163 | #N/A | #N/A | #N/A | #N/A | 141.8725 | #N/A | #N/A | 4.0856 | #N/A | 0 | 0 | 0 | 0 | 0 | 0 | 0 | 0.06305% | 1 | 50% | 0% | 0% | 0% | 8.2745 | 0 | 0 | 0 | 8.2745 | #N/A
2007-12-19 12:01 | 12 | 19 | 12 | 353.4588 | 8460 | 42.98 | 28.04 | 1003 | 42.98 | 121.0608 | 0 | Heating | 16.1414 | #N/A | #N/A | #N/A | #N/A | 121.0608 | #N/A | #N/A | 3.9388 | #N/A | 0 | 0 | 0 | 0 | 0 | 0 | 0 | 0.0538% | 1 | 50% | 0% | 0% | 0% | 8.2745 | 0 | 0 | 0 | 8.2745 | #N/A
2007-12-19 13:01 | 12 | 19 | 13 | 353.5005 | 8461 | 37.4 | 26.96 | 1003 | 37.4 | 148.9614 | 0 | Heating | 19.8615 | #N/A | #N/A | #N/A | #N/A | 148.9614 | #N/A | #N/A | 3.5838 | #N/A | 0 | 0 | 0 | 0 | 0 | 0 | 0 | 0.06621% | 1 | 50% | 0% | 0% | 0% | 8.2745 | 0 | 0 | 0 | 8.2745 | #N/A
2007-12-19 14:01 | 12 | 19 | 14 | 353.5422 | 8462 | 37.04 | 27.14 | 1003 | 37.04 | 90.8476 | 0 | Heating | 12.113 | #N/A | #N/A | #N/A | #N/A | 90.8476 | #N/A | #N/A | 3.5637 | #N/A | 0 | 0 | 0 | 0 | 0 | 0 | 0 | 0.04038% | 1 | 50% | 0% | 0% | 0% | 8.2745 | 0 | 0 | 0 | 8.2745 | #N/A
2007-12-19 15:01 | 12 | 19 | 15 | 353.5838 | 8463 | 35.06 | 27.14 | 1004 | 35.06 | 87.6087 | 0 | Heating | 11.6812 | #N/A | #N/A | #N/A | #N/A | 87.6087 | #N/A | #N/A | 3.4585 | #N/A | 0 | 0 | 0 | 0 | 0 | 0 | 0 | 0.03894% | 1 | 50% | 0% | 0% | 0% | 8.2745 | 0 | 0 | 0 | 8.2745 | #N/A
2007-12-19 16:01 | 12 | 19 | 16 | 353.6255 | 8464 | 33.08 | 26.96 | 1004 | 33.08 | 89.8982 | 0 | Heating | 11.9864 | #N/A | #N/A | #N/A | #N/A | 89.8982 | #N/A | #N/A | 3.3624 | #N/A | 0 | 0 | 0 | 0 | 0 | 0 | 0 | 0.03995% | 1 | 50% | 0% | 0% | 0% | 8.2745 | 0 | 0 | 0 | 8.2745 | #N/A
2007-12-19 17:01 | 12 | 19 | 17 | 353.6672 | 8465 | 33.08 | 27.68 | 1005 | 33.08 | 65.9389 | 0 | Heating | 8.7919 | #N/A | #N/A | #N/A | #N/A | 65.9389 | #N/A | #N/A | 3.3624 | #N/A | 0 | 0 | 0 | 0 | 0 | 0 | 0 | 0.02931% | 1 | 50% | 0% | 0% | 0% | 8.2745 | 0 | 0 | 0 | 8.2745 | #N/A
2007-12-19 18:01 | 12 | 19 | 18 | 353.7088 | 8466 | 30.92 | 28.4 | 1005 | 30.92 | 91.7748 | 0 | Heating | 12.2366 | #N/A | #N/A | #N/A | #N/A | 91.7748 | #N/A | #N/A | 3.2671 | #N/A | 0 | 0 | 0 | 0 | 0 | 0 | 0 | 0.04079% | 1 | 50% | 0% | 0% | 0% | 8.2745 | 0 | 0 | 0 | 8.2745 | #N/A
2007-12-19 19:01 | 12 | 19 | 19 | 353.7505 | 8467 | 28.94 | 28.94 | 1006 | 28.94 | 148.0229 | 0 | Heating | 19.7364 | #N/A | #N/A | #N/A | #N/A | 148.0229 | #N/A | #N/A | 3.188 | #N/A | 0 | 0 | 0 | 0 | 0 | 0 | 0 | 0.06579% | 1 | 50% | 0% | 0% | 0% | 8.2745 | 0 | 0 | 0 | 8.2745 | #N/A
2007-12-19 20:01 | 12 | 19 | 20 | 353.7922 | 8468 | 28.94 | 28.76 | 1006 | 28.94 | 173.4333 | 0 | Heating | 23.1244 | #N/A | #N/A | #N/A | #N/A | 173.4333 | #N/A | #N/A | 3.188 | #N/A | 0 | 0 | 0 | 0 | 0 | 0 | 0 | 0.07708% | 1 | 50% | 0% | 0% | 0% | 8.2745 | 0 | 0 | 0 | 8.2745 | #N/A
2007-12-19 21:01 | 12 | 19 | 21 | 353.8338 | 8469 | 26.96 | 28.58 | 1006 | 26.96 | 223.7343 | 0 | Heating | 29.8312 | #N/A | #N/A | #N/A | #N/A | 223.7343 | #N/A | #N/A | 3.1163 | #N/A | 0 | 0 | 0 | 0 | 0 | 0 | 0 | 0.09944% | 1 | 50% | 0% | 0% | 0% | 8.2745 | 0 | 0 | 0 | 8.2745 | #N/A
2007-12-19 22:01 | 12 | 19 | 22 | 353.8755 | 8470 | 24.08 | 28.04 | 1006 | 24.08 | 256.2505 | 0 | Heating | 34.1667 | #N/A | #N/A | #N/A | #N/A | 256.2505 | #N/A | #N/A | 3.0238 | #N/A | 0 | 0 | 0 | 0 | 0 | 0 | 0 | 0.1139% | 1 | 50% | 0% | 0% | 0% | 8.2745 | 0 | 0 | 0 | 8.2745 | #N/A
2007-12-19 23:01 | 12 | 19 | 23 | 353.9172 | 8471 | 24.08 | 27.14 | 1006 | 24.08 | 4.0003 | 0 | Heating | 0.53337 | #N/A | #N/A | #N/A | #N/A | 4.0003 | #N/A | #N/A | 3.0238 | #N/A | 0 | 0 | 0 | 0 | 0 | 0 | 0 | 0.001778% | 1 | 50% | 0% | 0% | 0% | 8.2745 | 0 | 0 | 0 | 8.2745 | #N/A
2007-12-20 00:01 | 12 | 20 | 0 | 353.9588 | 8472 | 19.94 | 26.24 | 1006 | 19.94 | 12.8299 | 0 | Heating | 1.7107 | #N/A | #N/A | #N/A | #N/A | 12.8299 | #N/A | #N/A | 2.9127 | #N/A | 0 | 0 | 0 | 0 | 0 | 0 | 0 | 0.005702% | 1 | 50% | 0% | 0% | 0% | 8.2745 | 0 | 0 | 0 | 8.2745 | #N/A
2007-12-20 01:01 | 12 | 20 | 1 | 354.0005 | 8473 | 19.04 | 24.98 | 1005 | 19.04 | 15.8987 | 0 | Heating | 2.1198 | #N/A | #N/A | #N/A | #N/A | 15.8987 | #N/A | #N/A | 2.8915 | #N/A | 0 | 0 | 0 | 0 | 0 | 0 | 0 | 0.007066% | 1 | 50% | 0% | 0% | 0% | 8.2745 | 0 | 0 | 0 | 8.2745 | #N/A
2007-12-20 02:01 | 12 | 20 | 2 | 354.0422 | 8474 | 19.04 | 24.44 | 1005 | 19.04 | 20.6584 | 0 | Heating | 2.7544 | #N/A | #N/A | #N/A | #N/A | 20.6584 | #N/A | #N/A | 2.8915 | #N/A | 0 | 0 | 0 | 0 | 0 | 0 | 0 | 0.009181% | 1 | 50% | 0% | 0% | 0% | 8.2745 | 0 | 0 | 0 | 8.2745 | #N/A
2007-12-20 03:01 | 12 | 20 | 3 | 354.0838 | 8475 | 17.06 | 23.72 | 1005 | 17.06 | 42.5518 | 0 | Heating | 5.6736 | #N/A | #N/A | #N/A | #N/A | 42.5518 | #N/A | #N/A | 2.8481 | #N/A | 0 | 0 | 0 | 0 | 0 | 0 | 0 | 0.01891% | 1 | 50% | 0% | 0% | 0% | 8.2745 | 0 | 0 | 0 | 8.2745 | #N/A
2007-12-20 04:01 | 12 | 20 | 4 | 354.1255 | 8476 | 15.98 | 23 | 1005 | 15.98 | 71.185 | 0 | Heating | 9.4913 | #N/A | #N/A | #N/A | #N/A | 71.185 | #N/A | #N/A | 2.8262 | #N/A | 0 | 0 | 0 | 0 | 0 | 0 | 0 | 0.03164% | 1 | 50% | 0% | 0% | 0% | 8.2745 | 0 | 0 | 0 | 8.2745 | #N/A
2007-12-20 05:01 | 12 | 20 | 5 | 354.1672 | 8477 | 15.98 | 23.54 | 1005 | 15.98 | 85.9676 | 0 | Heating | 11.4624 | #N/A | #N/A | #N/A | #N/A | 85.9676 | #N/A | #N/A | 2.8262 | #N/A | 0 | 0 | 0 | 0 | 0 | 0 | 0 | 0.03821% | 1 | 50% | 0% | 0% | 0% | 8.2745 | 0 | 0 | 0 | 8.2745 | #N/A
2007-12-20 06:01 | 12 | 20 | 6 | 354.2088 | 8478 | 12.92 | 23.9 | 1005 | 12.92 | 75.5381 | 0 | Heating | 10.0718 | #N/A | #N/A | #N/A | #N/A | 75.5381 | #N/A | #N/A | 2.7697 | #N/A | 0 | 0 | 0 | 0 | 0 | 0 | 0 | 0.03357% | 1 | 50% | 0% | 0% | 0% | 8.2745 | 0 | 0 | 0 | 8.2745 | #N/A
2007-12-20 07:01 | 12 | 20 | 7 | 354.2505 | 8479 | 12.92 | 24.08 | 1005 | 12.92 | 559.1492 | 0 | Heating | 74.5532 | #N/A | #N/A | #N/A | #N/A | 559.1492 | #N/A | #N/A | 2.7697 | #N/A | 0 | 0 | 0 | 0 | 0 | 0 | 0 | 0.2485% | 1 | 50% | 0% | 0% | 0% | 8.2745 | 0 | 0 | 0 | 8.2745 | #N/A
2007-12-20 08:01 | 12 | 20 | 8 | 354.2922 | 8480 | 12.92 | 24.26 | 1005 | 12.92 | 346.5107 | 0 | Heating | 46.2014 | #N/A | #N/A | #N/A | #N/A | 346.5107 | #N/A | #N/A | 2.7697 | #N/A | 0 | 0 | 0 | 0 | 0 | 0 | 0 | 0.154% | 1 | 50% | 0% | 0% | 0% | 8.2745 | 0 | 0 | 0 | 8.2745 | #N/A
2007-12-20 09:01 | 12 | 20 | 9 | 354.3338 | 8481 | 14 | 24.8 | 1005 | 14 | 147.6235 | 0 | Heating | 19.6831 | #N/A | #N/A | #N/A | #N/A | 147.6235 | #N/A | #N/A | 2.7888 | #N/A | 0 | 0 | 0 | 0 | 0 | 0 | 0 | 0.06561% | 1 | 50% | 0% | 0% | 0% | 8.2745 | 0 | 0 | 0 | 8.2745 | #N/A
2007-12-20 10:01 | 12 | 20 | 10 | 354.3755 | 8482 | 15.98 | 24.98 | 1005 | 15.98 | 121.7714 | 0 | Heating | 16.2362 | #N/A | #N/A | #N/A | #N/A | 121.7714 | #N/A | #N/A | 2.8262 | #N/A | 0 | 0 | 0 | 0 | 0 | 0 | 0 | 0.05412% | 1 | 50% | 0% | 0% | 0% | 8.2745 | 0 | 0 | 0 | 8.2745 | #N/A
2007-12-20 11:01 | 12 | 20 | 11 | 354.4172 | 8483 | 15.98 | 24.98 | 1004 | 15.98 | 120.1848 | 0 | Heating | 16.0246 | #N/A | #N/A | #N/A | #N/A | 120.1848 | #N/A | #N/A | 2.8262 | #N/A | 0 | 0 | 0 | 0 | 0 | 0 | 0 | 0.05342% | 1 | 50% | 0% | 0% | 0% | 8.2745 | 0 | 0 | 0 | 8.2745 | #N/A
2007-12-20 12:01 | 12 | 20 | 12 | 354.4588 | 8484 | 19.94 | 24.8 | 1003 | 19.94 | 92.6442 | 0 | Heating | 12.3526 | #N/A | #N/A | #N/A | #N/A | 92.6442 | #N/A | #N/A | 2.9127 | #N/A | 0 | 0 | 0 | 0 | 0 | 0 | 0 | 0.04118% | 1 | 50% | 0% | 0% | 0% | 8.2745 | 0 | 0 | 0 | 8.2745 | #N/A
2007-12-20 13:01 | 12 | 20 | 13 | 354.5005 | 8485 | 21.02 | 24.08 | 1002 | 21.02 | 116.4908 | 0 | Heating | 15.5321 | #N/A | #N/A | #N/A | #N/A | 116.4908 | #N/A | #N/A | 2.9394 | #N/A | 0 | 0 | 0 | 0 | 0 | 0 | 0 | 0.05177% | 1 | 50% | 0% | 0% | 0% | 8.2745 | 0 | 0 | 0 | 8.2745 | #N/A
2007-12-20 14:01 | 12 | 20 | 14 | 354.5422 | 8486 | 21.02 | 25.34 | 1002 | 21.02 | 60.5679 | 0 | Heating | 8.0757 | #N/A | #N/A | #N/A | #N/A | 60.5679 | #N/A | #N/A | 2.9394 | #N/A | 0 | 0 | 0 | 0 | 0 | 0 | 0 | 0.02692% | 1 | 50% | 0% | 0% | 0% | 8.2745 | 0 | 0 | 0 | 8.2745 | #N/A
2007-12-20 15:01 | 12 | 20 | 15 | 354.5838 | 8487 | 21.92 | 26.24 | 1001 | 21.92 | 56.9535 | 0 | Heating | 7.5938 | #N/A | #N/A | #N/A | #N/A | 56.9535 | #N/A | #N/A | 2.9629 | #N/A | 0 | 0 | 0 | 0 | 0 | 0 | 0 | 0.02531% | 1 | 50% | 0% | 0% | 0% | 8.2745 | 0 | 0 | 0 | 8.2745 | #N/A
2007-12-20 16:01 | 12 | 20 | 16 | 354.6255 | 8488 | 19.94 | 26.96 | 1001 | 19.94 | 58.8541 | 0 | Heating | 7.8472 | #N/A | #N/A | #N/A | #N/A | 58.8541 | #N/A | #N/A | 2.9127 | #N/A | 0 | 0 | 0 | 0 | 0 | 0 | 0 | 0.02616% | 1 | 50% | 0% | 0% | 0% | 8.2745 | 0 | 0 | 0 | 8.2745 | #N/A
2007-12-20 17:01 | 12 | 20 | 17 | 354.6672 | 8489 | 19.94 | 27.68 | 1001 | 19.94 | 41.5314 | 0 | Heating | 5.5375 | #N/A | #N/A | #N/A | #N/A | 41.5314 | #N/A | #N/A | 2.9127 | #N/A | 0 | 0 | 0 | 0 | 0 | 0 | 0 | 0.01846% | 1 | 50% | 0% | 0% | 0% | 8.2745 | 0 | 0 | 0 | 8.2745 | #N/A
2007-12-20 18:01 | 12 | 20 | 18 | 354.7088 | 8490 | 15.98 | 28.4 | 1001 | 15.98 | 75.3468 | 0 | Heating | 10.0462 | #N/A | #N/A | #N/A | #N/A | 75.3468 | #N/A | #N/A | 2.8262 | #N/A | 0 | 0 | 0 | 0 | 0 | 0 | 0 | 0.03349% | 1 | 50% | 0% | 0% | 0% | 8.2745 | 0 | 0 | 0 | 8.2745 | #N/A
2007-12-20 19:01 | 12 | 20 | 19 | 354.7505 | 8491 | 15.08 | 28.94 | 1001 | 15.08 | 138.5241 | 0 | Heating | 18.4699 | #N/A | #N/A | #N/A | #N/A | 138.5241 | #N/A | #N/A | 2.8087 | #N/A | 0 | 0 | 0 | 0 | 0 | 0 | 0 | 0.06157% | 1 | 50% | 0% | 0% | 0% | 8.2745 | 0 | 0 | 0 | 8.2745 | #N/A
2007-12-20 20:01 | 12 | 20 | 20 | 354.7922 | 8492 | 15.08 | 28.76 | 1001 | 15.08 | 161.984 | 0 | Heating | 21.5979 | #N/A | #N/A | #N/A | #N/A | 161.984 | #N/A | #N/A | 2.8087 | #N/A | 0 | 0 | 0 | 0 | 0 | 0 | 0 | 0.07199% | 1 | 50% | 0% | 0% | 0% | 8.2745 | 0 | 0 | 0 | 8.2745 | #N/A
2007-12-20 21:01 | 12 | 20 | 21 | 354.8338 | 8493 | 12.02 | 28.58 | 1000 | 12.02 | 207.2755 | 0 | Heating | 27.6367 | #N/A | #N/A | #N/A | #N/A | 207.2755 | #N/A | #N/A | 2.7546 | #N/A | 0 | 0 | 0 | 0 | 0 | 0 | 0 | 0.09212% | 1 | 50% | 0% | 0% | 0% | 8.2745 | 0 | 0 | 0 | 8.2745 | #N/A
2007-12-20 22:01 | 12 | 20 | 22 | 354.8755 | 8494 | 10.94 | 28.04 | 1000 | 10.94 | 227.7812 | 0 | Heating | 30.3708 | #N/A | #N/A | #N/A | #N/A | 227.7812 | #N/A | #N/A | 2.737 | #N/A | 0 | 0 | 0 | 0 | 0 | 0 | 0 | 0.1012% | 1 | 50% | 0% | 0% | 0% | 8.2745 | 0 | 0 | 0 | 8.2745 | #N/A
2007-12-20 23:01 | 12 | 20 | 23 | 354.9172 | 8495 | 10.94 | 28.22 | 999 | 10.94 | 1.8746 | 0 | Heating | 0.24995 | #N/A | #N/A | #N/A | #N/A | 1.8746 | #N/A | #N/A | 2.737 | #N/A | 0 | 0 | 0 | 0 | 0 | 0 | 0 | 0.0008332% | 1 | 50% | 0% | 0% | 0% | 8.2745 | 0 | 0 | 0 | 8.2745 | #N/A
2007-12-21 00:01 | 12 | 21 | 0 | 354.9588 | 8496 | 8.96 | 28.22 | 999 | 8.96 | 9.269 | 0 | Heating | 1.2359 | #N/A | #N/A | #N/A | #N/A | 9.269 | #N/A | #N/A | 2.7067 | #N/A | 0 | 0 | 0 | 0 | 0 | 0 | 0 | 0.00412% | 1 | 50% | 0% | 0% | 0% | 8.2745 | 0 | 0 | 0 | 8.2745 | #N/A
2007-12-21 01:01 | 12 | 21 | 1 | 355.0005 | 8497 | 8.06 | 28.04 | 998 | 8.06 | 13.9158 | 0 | Heating | 1.8554 | #N/A | #N/A | #N/A | #N/A | 13.9158 | #N/A | #N/A | 2.6935 | #N/A | 0 | 0 | 0 | 0 | 0 | 0 | 0 | 0.006185% | 1 | 50% | 0% | 0% | 0% | 8.2745 | 0 | 0 | 0 | 8.2745 | #N/A
2007-12-21 02:01 | 12 | 21 | 2 | 355.0422 | 8498 | 8.06 | 28.4 | 998 | 8.06 | 15.7252 | 0 | Heating | 2.0967 | #N/A | #N/A | #N/A | #N/A | 15.7252 | #N/A | #N/A | 2.6935 | #N/A | 0 | 0 | 0 | 0 | 0 | 0 | 0 | 0.006989% | 1 | 50% | 0% | 0% | 0% | 8.2745 | 0 | 0 | 0 | 8.2745 | #N/A
2007-12-21 03:01 | 12 | 21 | 3 | 355.0838 | 8499 | 8.06 | 28.76 | 997 | 8.06 | 16.9555 | 0 | Heating | 2.2607 | #N/A | #N/A | #N/A | #N/A | 16.9555 | #N/A | #N/A | 2.6935 | #N/A | 0 | 0 | 0 | 0 | 0 | 0 | 0 | 0.007536% | 1 | 50% | 0% | 0% | 0% | 8.2745 | 0 | 0 | 0 | 8.2745 | #N/A
2007-12-21 04:01 | 12 | 21 | 4 | 355.1255 | 8500 | 6.98 | 28.94 | 997 | 6.98 | 18.5855 | 0 | Heating | 2.4781 | #N/A | #N/A | #N/A | #N/A | 18.5855 | #N/A | #N/A | 2.6781 | #N/A | 0 | 0 | 0 | 0 | 0 | 0 | 0 | 0.00826% | 1 | 50% | 0% | 0% | 0% | 8.2745 | 0 | 0 | 0 | 8.2745 | #N/A
2007-12-21 05:01 | 12 | 21 | 5 | 355.1672 | 8501 | 6.98 | 29.66 | 996 | 6.98 | 26.3237 | 0 | Heating | 3.5098 | #N/A | #N/A | #N/A | #N/A | 26.3237 | #N/A | #N/A | 2.6781 | #N/A | 0 | 0 | 0 | 0 | 0 | 0 | 0 | 0.0117% | 1 | 50% | 0% | 0% | 0% | 8.2745 | 0 | 0 | 0 | 8.2745 | #N/A
2007-12-21 06:01 | 12 | 21 | 6 | 355.2088 | 8502 | 6.98 | 30.38 | 995 | 6.98 | 24.334 | 0 | Heating | 3.2445 | #N/A | #N/A | #N/A | #N/A | 24.334 | #N/A | #N/A | 2.6781 | #N/A | 0 | 0 | 0 | 0 | 0 | 0 | 0 | 0.01082% | 1 | 50% | 0% | 0% | 0% | 8.2745 | 0 | 0 | 0 | 8.2745 | #N/A
2007-12-21 07:01 | 12 | 21 | 7 | 355.2505 | 8503 | 6.98 | 30.92 | 994 | 6.98 | 505.0337 | 0 | Heating | 67.3378 | #N/A | #N/A | #N/A | #N/A | 505.0337 | #N/A | #N/A | 2.6781 | #N/A | 0 | 0 | 0 | 0 | 0 | 0 | 0 | 0.2245% | 1 | 50% | 0% | 0% | 0% | 8.2745 | 0 | 0 | 0 | 8.2745 | #N/A
2007-12-21 08:01 | 12 | 21 | 8 | 355.2922 | 8504 | 6.98 | 30.74 | 993 | 6.98 | 329.942 | 0 | Heating | 43.9923 | #N/A | #N/A | #N/A | #N/A | 329.942 | #N/A | #N/A | 2.6781 | #N/A | 0 | 0 | 0 | 0 | 0 | 0 | 0 | 0.1466% | 1 | 50% | 0% | 0% | 0% | 8.2745 | 0 | 0 | 0 | 8.2745 | #N/A
2007-12-21 09:01 | 12 | 21 | 9 | 355.3338 | 8505 | 12.02 | 30.92 | 993 | 12.02 | 236.4179 | 0 | Heating | 31.5224 | #N/A | #N/A | #N/A | #N/A | 236.4179 | #N/A | #N/A | 2.7546 | #N/A | 0 | 0 | 0 | 0 | 0 | 0 | 0 | 0.1051% | 1 | 50% | 0% | 0% | 0% | 8.2745 | 0 | 0 | 0 | 8.2745 | #N/A
2007-12-21 10:01 | 12 | 21 | 10 | 355.3755 | 8506 | 15.98 | 30.92 | 992 | 15.98 | 226.7598 | 0 | Heating | 30.2346 | #N/A | #N/A | #N/A | #N/A | 226.7598 | #N/A | #N/A | 2.8262 | #N/A | 0 | 0 | 0 | 0 | 0 | 0 | 0 | 0.1008% | 1 | 50% | 0% | 0% | 0% | 8.2745 | 0 | 0 | 0 | 8.2745 | #N/A
2007-12-21 11:01 | 12 | 21 | 11 | 355.4172 | 8507 | 15.98 | 31.28 | 991 | 15.98 | 239.9196 | 0 | Heating | 31.9893 | #N/A | #N/A | #N/A | #N/A | 239.9196 | #N/A | #N/A | 2.8262 | #N/A | 0 | 0 | 0 | 0 | 0 | 0 | 0 | 0.1066% | 1 | 50% | 0% | 0% | 0% | 8.2745 | 0 | 0 | 0 | 8.2745 | #N/A
2007-12-21 12:01 | 12 | 21 | 12 | 355.4588 | 8508 | 21.02 | 31.28 | 989 | 21.02 | 221.5277 | 0 | Heating | 29.537 | #N/A | #N/A | #N/A | #N/A | 221.5277 | #N/A | #N/A | 2.9394 | #N/A | 0 | 0 | 0 | 0 | 0 | 0 | 0 | 0.09846% | 1 | 50% | 0% | 0% | 0% | 8.2745 | 0 | 0 | 0 | 8.2745 | #N/A
2007-12-21 13:01 | 12 | 21 | 13 | 355.5005 | 8509 | 24.08 | 30.92 | 988 | 24.08 | 203.7086 | 0 | Heating | 27.1612 | #N/A | #N/A | #N/A | #N/A | 203.7086 | #N/A | #N/A | 3.0238 | #N/A | 0 | 0 | 0 | 0 | 0 | 0 | 0 | 0.09054% | 1 | 50% | 0% | 0% | 0% | 8.2745 | 0 | 0 | 0 | 8.2745 | #N/A
2007-12-21 14:01 | 12 | 21 | 14 | 355.5422 | 8510 | 24.08 | 30.92 | 988 | 24.08 | 199.1846 | 0 | Heating | 26.558 | #N/A | #N/A | #N/A | #N/A | 199.1846 | #N/A | #N/A | 3.0238 | #N/A | 0 | 0 | 0 | 0 | 0 | 0 | 0 | 0.08853% | 1 | 50% | 0% | 0% | 0% | 8.2745 | 0 | 0 | 0 | 8.2745 | #N/A
2007-12-21 15:01 | 12 | 21 | 15 | 355.5838 | 8511 | 26.06 | 30.56 | 988 | 26.06 | 272.7641 | 0 | Heating | 36.3686 | #N/A | #N/A | #N/A | #N/A | 272.7641 | #N/A | #N/A | 3.0859 | #N/A | 0 | 0 | 0 | 0 | 0 | 0 | 0 | 0.1212% | 1 | 50% | 0% | 0% | 0% | 8.2745 | 0 | 0 | 0 | 8.2745 | #N/A
2007-12-21 16:01 | 12 | 21 | 16 | 355.6255 | 8512 | 26.06 | 30.02 | 988 | 26.06 | 291.1329 | 0 | Heating | 38.8177 | #N/A | #N/A | #N/A | #N/A | 291.1329 | #N/A | #N/A | 3.0859 | #N/A | 0 | 0 | 0 | 0 | 0 | 0 | 0 | 0.1294% | 1 | 50% | 0% | 0% | 0% | 8.2745 | 0 | 0 | 0 | 8.2745 | #N/A
2007-12-21 17:01 | 12 | 21 | 17 | 355.6672 | 8513 | 26.06 | 29.84 | 989 | 26.06 | 262.0933 | 0 | Heating | 34.9458 | #N/A | #N/A | #N/A | #N/A | 262.0933 | #N/A | #N/A | 3.0859 | #N/A | 0 | 0 | 0 | 0 | 0 | 0 | 0 | 0.1165% | 1 | 50% | 0% | 0% | 0% | 8.2745 | 0 | 0 | 0 | 8.2745 | #N/A
2007-12-21 18:01 | 12 | 21 | 18 | 355.7088 | 8514 | 26.96 | 29.48 | 989 | 26.96 | 272.8558 | 0 | Heating | 36.3808 | #N/A | #N/A | #N/A | #N/A | 272.8558 | #N/A | #N/A | 3.1163 | #N/A | 0 | 0 | 0 | 0 | 0 | 0 | 0 | 0.1213% | 1 | 50% | 0% | 0% | 0% | 8.2745 | 0 | 0 | 0 | 8.2745 | #N/A
2007-12-21 19:01 | 12 | 21 | 19 | 355.7505 | 8515 | 26.96 | 28.94 | 989 | 26.96 | 1.0765 | 0 | Heating | 0.14353 | #N/A | #N/A | #N/A | #N/A | 1.0765 | #N/A | #N/A | 3.1163 | #N/A | 0 | 0 | 0 | 0 | 0 | 0 | 0 | 0.0004784% | 1 | 50% | 0% | 0% | 0% | 8.2745 | 0 | 0 | 0 | 8.2745 | #N/A
2007-12-21 20:01 | 12 | 21 | 20 | 355.7922 | 8516 | 26.96 | 27.86 | 990 | 26.96 | 9.4251 | 0 | Heating | 1.2567 | #N/A | #N/A | #N/A | #N/A | 9.4251 | #N/A | #N/A | 3.1163 | #N/A | 0 | 0 | 0 | 0 | 0 | 0 | 0 | 0.004189% | 1 | 50% | 0% | 0% | 0% | 8.2745 | 0 | 0 | 0 | 8.2745 | #N/A
2007-12-21 21:01 | 12 | 21 | 21 | 355.8338 | 8517 | 26.96 | 26.6 | 990 | 26.8203 | 11.7585 | 0 | Heating | 1.5678 | #N/A | #N/A | #N/A | #N/A | 11.7585 | #N/A | #N/A | 3.1163 | #N/A | 0 | 0 | 0 | 0 | 0 | 0 | 0 | 0.005226% | 1 | 50% | 0% | 0% | 0% | 8.2745 | 0 | 0 | 0 | 8.2745 | #N/A
2007-12-21 22:01 | 12 | 21 | 22 | 355.8755 | 8518 | 26.96 | 24.98 | 990 | 26.2137 | 15.2809 | 0 | Heating | 2.0375 | #N/A | #N/A | #N/A | #N/A | 15.2809 | #N/A | #N/A | 3.1163 | #N/A | 0 | 0 | 0 | 0 | 0 | 0 | 0 | 0.006792% | 1 | 50% | 0% | 0% | 0% | 8.2745 | 0 | 0 | 0 | 8.2745 | #N/A
2007-12-21 23:01 | 12 | 21 | 23 | 355.9172 | 8519 | 26.96 | 25.16 | 991 | 26.2797 | 39.2042 | 0 | Heating | 5.2272 | #N/A | #N/A | #N/A | #N/A | 39.2042 | #N/A | #N/A | 3.1163 | #N/A | 0 | 0 | 0 | 0 | 0 | 0 | 0 | 0.01742% | 1 | 50% | 0% | 0% | 0% | 8.2745 | 0 | 0 | 0 | 8.2745 | #N/A
2007-12-22 00:01 | 12 | 22 | 0 | 355.9588 | 8520 | 26.96 | 25.16 | 991 | 26.2797 | 88.2838 | 0 | Heating | 11.7712 | #N/A | #N/A | #N/A | #N/A | 88.2838 | #N/A | #N/A | 3.1163 | #N/A | 0 | 0 | 0 | 0 | 0 | 0 | 0 | 0.03924% | 1 | 50% | 0% | 0% | 0% | 8.2745 | 0 | 0 | 0 | 8.2745 | #N/A
2007-12-22 01:01 | 12 | 22 | 1 | 356.0005 | 8521 | 26.96 | 24.98 | 991 | 26.2141 | 119.0337 | 0 | Heating | 15.8712 | #N/A | #N/A | #N/A | #N/A | 119.0337 | #N/A | #N/A | 3.1163 | #N/A | 0 | 0 | 0 | 0 | 0 | 0 | 0 | 0.0529% | 1 | 50% | 0% | 0% | 0% | 8.2745 | 0 | 0 | 0 | 8.2745 | #N/A
2007-12-22 02:01 | 12 | 22 | 2 | 356.0422 | 8522 | 26.96 | 23.36 | 992 | 25.6439 | 146.4446 | 0 | Heating | 19.526 | #N/A | #N/A | #N/A | #N/A | 146.4446 | #N/A | #N/A | 3.1163 | #N/A | 0 | 0 | 0 | 0 | 0 | 0 | 0 | 0.06509% | 1 | 50% | 0% | 0% | 0% | 8.2745 | 0 | 0 | 0 | 8.2745 | #N/A
2007-12-22 03:01 | 12 | 22 | 3 | 356.0838 | 8523 | 23 | 21.74 | 992 | 22.5684 | 170.0763 | 0 | Heating | 22.6768 | #N/A | #N/A | #N/A | #N/A | 170.0763 | #N/A | #N/A | 2.9925 | #N/A | 0 | 0 | 0 | 0 | 0 | 0 | 0 | 0.07559% | 1 | 50% | 0% | 0% | 0% | 8.2745 | 0 | 0 | 0 | 8.2745 | #N/A
2007-12-22 04:01 | 12 | 22 | 4 | 356.1255 | 8524 | 21.02 | 19.94 | 992 | 20.6693 | 192.909 | 0 | Heating | 25.7212 | #N/A | #N/A | #N/A | #N/A | 192.909 | #N/A | #N/A | 2.9394 | #N/A | 0 | 0 | 0 | 0 | 0 | 0 | 0 | 0.08574% | 1 | 50% | 0% | 0% | 0% | 8.2745 | 0 | 0 | 0 | 8.2745 | #N/A
2007-12-22 05:01 | 12 | 22 | 5 | 356.1672 | 8525 | 21.02 | 19.4 | 993 | 20.4997 | 218.657 | 0 | Heating | 29.1543 | #N/A | #N/A | #N/A | #N/A | 218.657 | #N/A | #N/A | 2.9394 | #N/A | 0 | 0 | 0 | 0 | 0 | 0 | 0 | 0.09718% | 1 | 50% | 0% | 0% | 0% | 8.2745 | 0 | 0 | 0 | 8.2745 | #N/A
2007-12-22 06:01 | 12 | 22 | 6 | 356.2088 | 8526 | 24.08 | 18.68 | 993 | 22.317 | 224.4263 | 0 | Heating | 29.9235 | #N/A | #N/A | #N/A | #N/A | 224.4263 | #N/A | #N/A | 3.0238 | #N/A | 0 | 0 | 0 | 0 | 0 | 0 | 0 | 0.09975% | 1 | 50% | 0% | 0% | 0% | 8.2745 | 0 | 0 | 0 | 8.2745 | #N/A
2007-12-22 07:01 | 12 | 22 | 7 | 356.2505 | 8527 | 21.02 | 17.96 | 994 | 20.065 | 212.7042 | 0 | Heating | 28.3606 | #N/A | #N/A | #N/A | #N/A | 212.7042 | #N/A | #N/A | 2.9394 | #N/A | 0 | 0 | 0 | 0 | 0 | 0 | 0 | 0.09454% | 1 | 50% | 0% | 0% | 0% | 8.2745 | 0 | 0 | 0 | 8.2745 | #N/A
2007-12-22 08:01 | 12 | 22 | 8 | 356.2922 | 8528 | 21.02 | 18.5 | 995 | 20.2258 | 192.1858 | 0 | Heating | 25.6248 | #N/A | #N/A | #N/A | #N/A | 192.1858 | #N/A | #N/A | 2.9394 | #N/A | 0 | 0 | 0 | 0 | 0 | 0 | 0 | 0.08542% | 1 | 50% | 0% | 0% | 0% | 8.2745 | 0 | 0 | 0 | 8.2745 | #N/A
2007-12-22 09:01 | 12 | 22 | 9 | 356.3338 | 8529 | 26.06 | 19.4 | 996 | 23.8186 | 154.5256 | 0 | Heating | 20.6034 | #N/A | #N/A | #N/A | #N/A | 154.5256 | #N/A | #N/A | 3.0859 | #N/A | 0 | 0 | 0 | 0 | 0 | 0 | 0 | 0.06868% | 1 | 50% | 0% | 0% | 0% | 8.2745 | 0 | 0 | 0 | 8.2745 | #N/A
2007-12-22 10:01 | 12 | 22 | 10 | 356.3755 | 8530 | 30.02 | 19.94 | 996 | 26.4683 | 116.6541 | 0 | Heating | 15.5539 | #N/A | #N/A | #N/A | #N/A | 116.6541 | #N/A | #N/A | 3.2302 | #N/A | 0 | 0 | 0 | 0 | 0 | 0 | 0 | 0.05185% | 1 | 50% | 0% | 0% | 0% | 8.2745 | 0 | 0 | 0 | 8.2745 | #N/A
2007-12-22 11:01 | 12 | 22 | 11 | 356.4172 | 8531 | 30.02 | 20.66 | 996 | 26.68 | 153.2264 | 0 | Heating | 20.4302 | #N/A | #N/A | #N/A | #N/A | 153.2264 | #N/A | #N/A | 3.2302 | #N/A | 0 | 0 | 0 | 0 | 0 | 0 | 0 | 0.0681% | 1 | 50% | 0% | 0% | 0% | 8.2745 | 0 | 0 | 0 | 8.2745 | #N/A
2007-12-22 12:01 | 12 | 22 | 12 | 356.4588 | 8532 | 35.96 | 21.02 | 996 | 30.322 | 153.0798 | 0 | Heating | 20.4106 | #N/A | #N/A | #N/A | #N/A | 153.0798 | #N/A | #N/A | 3.5052 | #N/A | 0 | 0 | 0 | 0 | 0 | 0 | 0 | 0.06804% | 1 | 50% | 0% | 0% | 0% | 8.2745 | 0 | 0 | 0 | 8.2745 | #N/A
2007-12-22 13:01 | 12 | 22 | 13 | 356.5005 | 8533 | 37.04 | 21.02 | 996 | 30.942 | 152.6257 | 0 | Heating | 20.3501 | #N/A | #N/A | #N/A | #N/A | 152.6257 | #N/A | #N/A | 3.5637 | #N/A | 0 | 0 | 0 | 0 | 0 | 0 | 0 | 0.06783% | 1 | 50% | 0% | 0% | 0% | 8.2745 | 0 | 0 | 0 | 8.2745 | #N/A
2007-12-22 14:01 | 12 | 22 | 14 | 356.5422 | 8534 | 37.04 | 21.92 | 997 | 31.203 | 145.3767 | 0 | Heating | 19.3836 | #N/A | #N/A | #N/A | #N/A | 145.3767 | #N/A | #N/A | 3.5637 | #N/A | 0 | 0 | 0 | 0 | 0 | 0 | 0 | 0.06461% | 1 | 50% | 0% | 0% | 0% | 8.2745 | 0 | 0 | 0 | 8.2745 | #N/A
2007-12-22 15:01 | 12 | 22 | 15 | 356.5838 | 8535 | 37.04 | 22.46 | 998 | 31.3651 | 144.7242 | 0 | Heating | 19.2966 | #N/A | #N/A | #N/A | #N/A | 144.7242 | #N/A | #N/A | 3.5637 | #N/A | 0 | 0 | 0 | 0 | 0 | 0 | 0 | 0.06432% | 1 | 50% | 0% | 0% | 0% | 8.2745 | 0 | 0 | 0 | 8.2745 | #N/A
2007-12-22 16:01 | 12 | 22 | 16 | 356.6255 | 8536 | 35.06 | 23 | 998 | 30.3962 | 157.6794 | 0 | Heating | 21.0239 | #N/A | #N/A | #N/A | #N/A | 157.6794 | #N/A | #N/A | 3.4585 | #N/A | 0 | 0 | 0 | 0 | 0 | 0 | 0 | 0.07008% | 1 | 50% | 0% | 0% | 0% | 8.2745 | 0 | 0 | 0 | 8.2745 | #N/A
2007-12-22 17:01 | 12 | 22 | 17 | 356.6672 | 8537 | 35.06 | 23.18 | 999 | 30.4547 | 143.9188 | 0 | Heating | 19.1892 | #N/A | #N/A | #N/A | #N/A | 143.9188 | #N/A | #N/A | 3.4585 | #N/A | 0 | 0 | 0 | 0 | 0 | 0 | 0 | 0.06396% | 1 | 50% | 0% | 0% | 0% | 8.2745 | 0 | 0 | 0 | 8.2745 | #N/A
2007-12-22 18:01 | 12 | 22 | 18 | 356.7088 | 8538 | 28.94 | 23.18 | 1000 | 26.8161 | 144.0544 | 0 | Heating | 19.2073 | #N/A | #N/A | #N/A | #N/A | 144.0544 | #N/A | #N/A | 3.188 | #N/A | 0 | 0 | 0 | 0 | 0 | 0 | 0 | 0.06402% | 1 | 50% | 0% | 0% | 0% | 8.2745 | 0 | 0 | 0 | 8.2745 | #N/A
2007-12-22 19:01 | 12 | 22 | 19 | 356.7505 | 8539 | 26.96 | 23 | 1001 | 25.5298 | 158.18 | 0 | Heating | 21.0907 | #N/A | #N/A | #N/A | #N/A | 158.18 | #N/A | #N/A | 3.1163 | #N/A | 0 | 0 | 0 | 0 | 0 | 0 | 0 | 0.0703% | 1 | 50% | 0% | 0% | 0% | 8.2745 | 0 | 0 | 0 | 8.2745 | #N/A
2007-12-22 20:01 | 12 | 22 | 20 | 356.7922 | 8540 | 26.96 | 22.46 | 1002 | 25.3516 | 184.9924 | 0 | Heating | 24.6656 | #N/A | #N/A | #N/A | #N/A | 184.9924 | #N/A | #N/A | 3.1163 | #N/A | 0 | 0 | 0 | 0 | 0 | 0 | 0 | 0.08222% | 1 | 50% | 0% | 0% | 0% | 8.2745 | 0 | 0 | 0 | 8.2745 | #N/A
2007-12-22 21:01 | 12 | 22 | 21 | 356.8338 | 8541 | 26.06 | 21.92 | 1002 | 24.6064 | 190.6205 | 0 | Heating | 25.4161 | #N/A | #N/A | #N/A | #N/A | 190.6205 | #N/A | #N/A | 3.0859 | #N/A | 0 | 0 | 0 | 0 | 0 | 0 | 0 | 0.08472% | 1 | 50% | 0% | 0% | 0% | 8.2745 | 0 | 0 | 0 | 8.2745 | #N/A
2007-12-22 22:01 | 12 | 22 | 22 | 356.8755 | 8542 | 26.06 | 21.02 | 1003 | 24.3205 | 213.2181 | 0 | Heating | 28.4291 | #N/A | #N/A | #N/A | #N/A | 213.2181 | #N/A | #N/A | 3.0859 | #N/A | 0 | 0 | 0 | 0 | 0 | 0 | 0 | 0.09476% | 1 | 50% | 0% | 0% | 0% | 8.2745 | 0 | 0 | 0 | 8.2745 | #N/A
2007-12-22 23:01 | 12 | 22 | 23 | 356.9172 | 8543 | 26.06 | 20.12 | 1003 | 24.0435 | 249.1338 | 0 | Heating | 33.2178 | #N/A | #N/A | #N/A | #N/A | 249.1338 | #N/A | #N/A | 3.0859 | #N/A | 0 | 0 | 0 | 0 | 0 | 0 | 0 | 0.1107% | 1 | 50% | 0% | 0% | 0% | 8.2745 | 0 | 0 | 0 | 8.2745 | #N/A
2007-12-23 00:01 | 12 | 23 | 0 | 356.9588 | 8544 | 28.94 | 19.22 | 1003 | 25.6059 | 294.2255 | 0 | Heating | 39.2301 | #N/A | #N/A | #N/A | #N/A | 294.2255 | #N/A | #N/A | 3.188 | #N/A | 0 | 0 | 0 | 0 | 0 | 0 | 0 | 0.1308% | 1 | 50% | 0% | 0% | 0% | 8.2745 | 0 | 0 | 0 | 8.2745 | #N/A
2007-12-23 01:01 | 12 | 23 | 1 | 357.0005 | 8545 | 30.02 | 17.96 | 1003 | 25.9339 | 308.005 | 0 | Heating | 41.0673 | #N/A | #N/A | #N/A | #N/A | 308.005 | #N/A | #N/A | 3.2302 | #N/A | 0 | 0 | 0 | 0 | 0 | 0 | 0 | 0.1369% | 1 | 50% | 0% | 0% | 0% | 8.2745 | 0 | 0 | 0 | 8.2745 | #N/A
2007-12-23 02:01 | 12 | 23 | 2 | 357.0422 | 8546 | 30.02 | 18.5 | 1002 | 26.0771 | 321.4436 | 0 | Heating | 42.8591 | #N/A | #N/A | #N/A | #N/A | 321.4436 | #N/A | #N/A | 3.2302 | #N/A | 0 | 0 | 0 | 0 | 0 | 0 | 0 | 0.1429% | 1 | 50% | 0% | 0% | 0% | 8.2745 | 0 | 0 | 0 | 8.2745 | #N/A
2007-12-23 03:01 | 12 | 23 | 3 | 357.0838 | 8547 | 30.92 | 18.86 | 1002 | 26.732 | 328.7772 | 0 | Heating | 43.837 | #N/A | #N/A | #N/A | #N/A | 328.7772 | #N/A | #N/A | 3.2671 | #N/A | 0 | 0 | 0 | 0 | 0 | 0 | 0 | 0.1461% | 1 | 50% | 0% | 0% | 0% | 8.2745 | 0 | 0 | 0 | 8.2745 | #N/A
2007-12-23 04:01 | 12 | 23 | 4 | 357.1255 | 8548 | 30.92 | 19.04 | 1002 | 26.7816 | 336.0552 | 0 | Heating | 44.8074 | #N/A | #N/A | #N/A | #N/A | 336.0552 | #N/A | #N/A | 3.2671 | #N/A | 0 | 0 | 0 | 0 | 0 | 0 | 0 | 0.1494% | 1 | 50% | 0% | 0% | 0% | 8.2745 | 0 | 0 | 0 | 8.2745 | #N/A
2007-12-23 05:01 | 12 | 23 | 5 | 357.1672 | 8549 | 30.02 | 18.86 | 1001 | 26.1737 | 332.8764 | 0 | Heating | 44.3835 | #N/A | #N/A | #N/A | #N/A | 332.8764 | #N/A | #N/A | 3.2302 | #N/A | 0 | 0 | 0 | 0 | 0 | 0 | 0 | 0.1479% | 1 | 50% | 0% | 0% | 0% | 8.2745 | 0 | 0 | 0 | 8.2745 | #N/A
2007-12-23 06:01 | 12 | 23 | 6 | 357.2088 | 8550 | 28.94 | 18.5 | 1001 | 25.4001 | 304.692 | 0 | Heating | 40.6256 | #N/A | #N/A | #N/A | #N/A | 304.692 | #N/A | #N/A | 3.188 | #N/A | 0 | 0 | 0 | 0 | 0 | 0 | 0 | 0.1354% | 1 | 50% | 0% | 0% | 0% | 8.2745 | 0 | 0 | 0 | 8.2745 | #N/A
2007-12-23 07:01 | 12 | 23 | 7 | 357.2505 | 8551 | 30.02 | 17.96 | 1000 | 25.9262 | 941.8083 | 0 | Heating | 125.5744 | #N/A | #N/A | #N/A | #N/A | 941.8083 | #N/A | #N/A | 3.2302 | #N/A | 0 | 0 | 0 | 0 | 0 | 0 | 0 | 0.4186% | 1 | 50% | 0% | 0% | 0% | 8.2745 | 0 | 0 | 0 | 8.2745 | #N/A
2007-12-23 08:01 | 12 | 23 | 8 | 357.2922 | 8552 | 28.94 | 17.6 | 1000 | 25.1536 | 627.3447 | 0 | Heating | 83.646 | #N/A | #N/A | #N/A | #N/A | 627.3447 | #N/A | #N/A | 3.188 | #N/A | 0 | 0 | 0 | 0 | 0 | 0 | 0 | 0.2788% | 1 | 50% | 0% | 0% | 0% | 8.2745 | 0 | 0 | 0 | 8.2745 | #N/A
2007-12-23 09:01 | 12 | 23 | 9 | 357.3338 | 8553 | 28.94 | 17.42 | 1000 | 25.1058 | 384.9672 | 0 | Heating | 51.329 | #N/A | #N/A | #N/A | #N/A | 384.9672 | #N/A | #N/A | 3.188 | #N/A | 0 | 0 | 0 | 0 | 0 | 0 | 0 | 0.1711% | 1 | 50% | 0% | 0% | 0% | 8.2745 | 0 | 0 | 0 | 8.2745 | #N/A
2007-12-23 10:01 | 12 | 23 | 10 | 357.3755 | 8554 | 28.94 | 17.06 | 1000 | 25.0112 | 329.8638 | 0 | Heating | 43.9818 | #N/A | #N/A | #N/A | #N/A | 329.8638 | #N/A | #N/A | 3.188 | #N/A | 0 | 0 | 0 | 0 | 0 | 0 | 0 | 0.1466% | 1 | 50% | 0% | 0% | 0% | 8.2745 | 0 | 0 | 0 | 8.2745 | #N/A
2007-12-23 11:01 | 12 | 23 | 11 | 357.4172 | 8555 | 30.92 | 17.42 | 999 | 26.3396 | 299.7606 | 0 | Heating | 39.9681 | #N/A | #N/A | #N/A | #N/A | 299.7606 | #N/A | #N/A | 3.2671 | #N/A | 0 | 0 | 0 | 0 | 0 | 0 | 0 | 0.1332% | 1 | 50% | 0% | 0% | 0% | 8.2745 | 0 | 0 | 0 | 8.2745 | #N/A
2007-12-23 12:01 | 12 | 23 | 12 | 357.4588 | 8556 | 33.08 | 17.42 | 998 | 27.6574 | 256.3208 | 0 | Heating | 34.1761 | #N/A | #N/A | #N/A | #N/A | 256.3208 | #N/A | #N/A | 3.3624 | #N/A | 0 | 0 | 0 | 0 | 0 | 0 | 0 | 0.1139% | 1 | 50% | 0% | 0% | 0% | 8.2745 | 0 | 0 | 0 | 8.2745 | #N/A
2007-12-23 13:01 | 12 | 23 | 13 | 357.5005 | 8557 | 35.06 | 17.06 | 997 | 28.7502 | 270.3789 | 0 | Heating | 36.0505 | #N/A | #N/A | #N/A | #N/A | 270.3789 | #N/A | #N/A | 3.4585 | #N/A | 0 | 0 | 0 | 0 | 0 | 0 | 0 | 0.1202% | 1 | 50% | 0% | 0% | 0% | 8.2745 | 0 | 0 | 0 | 8.2745 | #N/A
2007-12-23 14:01 | 12 | 23 | 14 | 357.5422 | 8558 | 35.06 | 17.96 | 997 | 28.9753 | 184.9113 | 0 | Heating | 24.6548 | #N/A | #N/A | #N/A | #N/A | 184.9113 | #N/A | #N/A | 3.4585 | #N/A | 0 | 0 | 0 | 0 | 0 | 0 | 0 | 0.08218% | 1 | 50% | 0% | 0% | 0% | 8.2745 | 0 | 0 | 0 | 8.2745 | #N/A
2007-12-23 15:01 | 12 | 23 | 15 | 357.5838 | 8559 | 39.02 | 18.5 | 996 | 31.3993 | 139.2908 | 0 | Heating | 18.5721 | #N/A | #N/A | #N/A | #N/A | 139.2908 | #N/A | #N/A | 3.6785 | #N/A | 0 | 0 | 0 | 0 | 0 | 0 | 0 | 0.06191% | 1 | 50% | 0% | 0% | 0% | 8.2745 | 0 | 0 | 0 | 8.2745 | #N/A
2007-12-23 16:01 | 12 | 23 | 16 | 357.6255 | 8560 | 37.94 | 19.04 | 996 | 30.9222 | 130.4635 | 0 | Heating | 17.3951 | #N/A | #N/A | #N/A | #N/A | 130.4635 | #N/A | #N/A | 3.6146 | #N/A | 0 | 0 | 0 | 0 | 0 | 0 | 0 | 0.05798% | 1 | 50% | 0% | 0% | 0% | 8.2745 | 0 | 0 | 0 | 8.2745 | #N/A
2007-12-23 17:01 | 12 | 23 | 17 | 357.6672 | 8561 | 37.94 | 19.22 | 997 | 30.9728 | 111.0099 | 0 | Heating | 14.8013 | #N/A | #N/A | #N/A | #N/A | 111.0099 | #N/A | #N/A | 3.6146 | #N/A | 0 | 0 | 0 | 0 | 0 | 0 | 0 | 0.04934% | 1 | 50% | 0% | 0% | 0% | 8.2745 | 0 | 0 | 0 | 8.2745 | #N/A
2007-12-23 18:01 | 12 | 23 | 18 | 357.7088 | 8562 | 35.96 | 19.22 | 997 | 29.8309 | 150.368 | 0 | Heating | 20.0491 | #N/A | #N/A | #N/A | #N/A | 150.368 | #N/A | #N/A | 3.5052 | #N/A | 0 | 0 | 0 | 0 | 0 | 0 | 0 | 0.06683% | 1 | 50% | 0% | 0% | 0% | 8.2745 | 0 | 0 | 0 | 8.2745 | #N/A
2007-12-23 19:01 | 12 | 23 | 19 | 357.7505 | 8563 | 35.06 | 19.04 | 998 | 29.2597 | 225.6213 | 0 | Heating | 30.0828 | #N/A | #N/A | #N/A | #N/A | 225.6213 | #N/A | #N/A | 3.4585 | #N/A | 0 | 0 | 0 | 0 | 0 | 0 | 0 | 0.1003% | 1 | 50% | 0% | 0% | 0% | 8.2745 | 0 | 0 | 0 | 8.2745 | #N/A
2007-12-23 20:01 | 12 | 23 | 20 | 357.7922 | 8564 | 35.06 | 20.12 | 998 | 29.5526 | 244.6305 | 0 | Heating | 32.6174 | #N/A | #N/A | #N/A | #N/A | 244.6305 | #N/A | #N/A | 3.4585 | #N/A | 0 | 0 | 0 | 0 | 0 | 0 | 0 | 0.1087% | 1 | 50% | 0% | 0% | 0% | 8.2745 | 0 | 0 | 0 | 8.2745 | #N/A
2007-12-23 21:01 | 12 | 23 | 21 | 357.8338 | 8565 | 35.6 | 21.2 | 999 | 30.1749 | 283.1694 | 0 | Heating | 37.7559 | #N/A | #N/A | #N/A | #N/A | 283.1694 | #N/A | #N/A | 3.4863 | #N/A | 0 | 0 | 0 | 0 | 0 | 0 | 0 | 0.1259% | 1 | 50% | 0% | 0% | 0% | 8.2745 | 0 | 0 | 0 | 8.2745 | #N/A
2007-12-23 22:01 | 12 | 23 | 22 | 357.8755 | 8566 | 35.96 | 21.92 | 999 | 30.5919 | 294.2637 | 0 | Heating | 39.2352 | #N/A | #N/A | #N/A | #N/A | 294.2637 | #N/A | #N/A | 3.5052 | #N/A | 0 | 0 | 0 | 0 | 0 | 0 | 0 | 0.1308% | 1 | 50% | 0% | 0% | 0% | 8.2745 | 0 | 0 | 0 | 8.2745 | #N/A
2007-12-23 23:01 | 12 | 23 | 23 | 357.9172 | 8567 | 35.06 | 22.46 | 999 | 30.2337 | 4.247 | 0 | Heating | 0.56627 | #N/A | #N/A | #N/A | #N/A | 4.247 | #N/A | #N/A | 3.4585 | #N/A | 0 | 0 | 0 | 0 | 0 | 0 | 0 | 0.001888% | 1 | 50% | 0% | 0% | 0% | 8.2745 | 0 | 0 | 0 | 8.2745 | #N/A
2007-12-24 00:01 | 12 | 24 | 0 | 357.9588 | 8568 | 35.96 | 22.82 | 999 | 30.861 | 12.894 | 0 | Heating | 1.7192 | #N/A | #N/A | #N/A | #N/A | 12.894 | #N/A | #N/A | 3.5052 | #N/A | 0 | 0 | 0 | 0 | 0 | 0 | 0 | 0.005731% | 1 | 50% | 0% | 0% | 0% | 8.2745 | 0 | 0 | 0 | 8.2745 | #N/A
2007-12-24 01:01 | 12 | 24 | 1 | 358.0005 | 8569 | 35.96 | 23 | 999 | 30.916 | 15.4936 | 0 | Heating | 2.0658 | #N/A | #N/A | #N/A | #N/A | 15.4936 | #N/A | #N/A | 3.5052 | #N/A | 0 | 0 | 0 | 0 | 0 | 0 | 0 | 0.006886% | 1 | 50% | 0% | 0% | 0% | 8.2745 | 0 | 0 | 0 | 8.2745 | #N/A
2007-12-24 02:01 | 12 | 24 | 2 | 358.0422 | 8570 | 35.96 | 22.82 | 999 | 30.861 | 27.3982 | 0 | Heating | 3.6531 | #N/A | #N/A | #N/A | #N/A | 27.3982 | #N/A | #N/A | 3.5052 | #N/A | 0 | 0 | 0 | 0 | 0 | 0 | 0 | 0.01218% | 1 | 50% | 0% | 0% | 0% | 8.2745 | 0 | 0 | 0 | 8.2745 | #N/A
2007-12-24 03:01 | 12 | 24 | 3 | 358.0838 | 8571 | 35.06 | 22.46 | 1000 | 30.2365 | 56.3392 | 0 | Heating | 7.5119 | #N/A | #N/A | #N/A | #N/A | 56.3392 | #N/A | #N/A | 3.4585 | #N/A | 0 | 0 | 0 | 0 | 0 | 0 | 0 | 0.02504% | 1 | 50% | 0% | 0% | 0% | 8.2745 | 0 | 0 | 0 | 8.2745 | #N/A
2007-12-24 04:01 | 12 | 24 | 4 | 358.1255 | 8572 | 33.98 | 21.92 | 1000 | 29.4441 | 84.5095 | 0 | Heating | 11.2679 | #N/A | #N/A | #N/A | #N/A | 84.5095 | #N/A | #N/A | 3.405 | #N/A | 0 | 0 | 0 | 0 | 0 | 0 | 0 | 0.03756% | 1 | 50% | 0% | 0% | 0% | 8.2745 | 0 | 0 | 0 | 8.2745 | #N/A
2007-12-24 05:01 | 12 | 24 | 5 | 358.1672 | 8573 | 33.98 | 21.02 | 1000 | 29.1789 | 113.4341 | 0 | Heating | 15.1245 | #N/A | #N/A | #N/A | #N/A | 113.4341 | #N/A | #N/A | 3.405 | #N/A | 0 | 0 | 0 | 0 | 0 | 0 | 0 | 0.05042% | 1 | 50% | 0% | 0% | 0% | 8.2745 | 0 | 0 | 0 | 8.2745 | #N/A
2007-12-24 06:01 | 12 | 24 | 6 | 358.2088 | 8574 | 35.96 | 20.12 | 1001 | 30.0875 | 129.1458 | 0 | Heating | 17.2194 | #N/A | #N/A | #N/A | #N/A | 129.1458 | #N/A | #N/A | 3.5052 | #N/A | 0 | 0 | 0 | 0 | 0 | 0 | 0 | 0.0574% | 1 | 50% | 0% | 0% | 0% | 8.2745 | 0 | 0 | 0 | 8.2745 | #N/A
2007-12-24 07:01 | 12 | 24 | 7 | 358.2505 | 8575 | 33.98 | 19.04 | 1001 | 28.6301 | 672.0026 | 0 | Heating | 89.6003 | #N/A | #N/A | #N/A | #N/A | 672.0026 | #N/A | #N/A | 3.405 | #N/A | 0 | 0 | 0 | 0 | 0 | 0 | 0 | 0.2987% | 1 | 50% | 0% | 0% | 0% | 8.2745 | 0 | 0 | 0 | 8.2745 | #N/A
2007-12-24 08:01 | 12 | 24 | 8 | 358.2922 | 8576 | 33.98 | 19.94 | 1002 | 28.8786 | 423.382 | 0 | Heating | 56.4509 | #N/A | #N/A | #N/A | #N/A | 423.382 | #N/A | #N/A | 3.405 | #N/A | 0 | 0 | 0 | 0 | 0 | 0 | 0 | 0.1882% | 1 | 50% | 0% | 0% | 0% | 8.2745 | 0 | 0 | 0 | 8.2745 | #N/A
2007-12-24 09:01 | 12 | 24 | 9 | 358.3338 | 8577 | 33.98 | 21.02 | 1002 | 29.1846 | 149.2086 | 0 | Heating | 19.8945 | #N/A | #N/A | #N/A | #N/A | 149.2086 | #N/A | #N/A | 3.405 | #N/A | 0 | 0 | 0 | 0 | 0 | 0 | 0 | 0.06631% | 1 | 50% | 0% | 0% | 0% | 8.2745 | 0 | 0 | 0 | 8.2745 | #N/A
2007-12-24 10:01 | 12 | 24 | 10 | 358.3755 | 8578 | 39.92 | 21.92 | 1002 | 32.8821 | 106.4877 | 0 | Heating | 14.1984 | #N/A | #N/A | #N/A | #N/A | 106.4877 | #N/A | #N/A | 3.7339 | #N/A | 0 | 0 | 0 | 0 | 0 | 0 | 0 | 0.04733% | 1 | 50% | 0% | 0% | 0% | 8.2745 | 0 | 0 | 0 | 8.2745 | #N/A
2007-12-24 11:01 | 12 | 24 | 11 | 358.4172 | 8579 | 39.92 | 23.9 | 1001 | 33.4912 | 106.0014 | 0 | Heating | 14.1335 | #N/A | #N/A | #N/A | #N/A | 106.0014 | #N/A | #N/A | 3.7339 | #N/A | 0 | 0 | 0 | 0 | 0 | 0 | 0 | 0.04711% | 1 | 50% | 0% | 0% | 0% | 8.2745 | 0 | 0 | 0 | 8.2745 | #N/A
2007-12-24 12:01 | 12 | 24 | 12 | 358.4588 | 8580 | 42.98 | 25.7 | 1000 | 35.82 | 79.956 | 0 | Heating | 10.6608 | #N/A | #N/A | #N/A | #N/A | 79.956 | #N/A | #N/A | 3.9388 | #N/A | 0 | 0 | 0 | 0 | 0 | 0 | 0 | 0.03554% | 1 | 50% | 0% | 0% | 0% | 8.2745 | 0 | 0 | 0 | 8.2745 | #N/A
2007-12-24 13:01 | 12 | 24 | 13 | 358.5005 | 8581 | 44.06 | 26.96 | 999 | 36.8456 | 92.443 | 0 | Heating | 12.3257 | #N/A | #N/A | #N/A | #N/A | 92.443 | #N/A | #N/A | 4.0174 | #N/A | 0 | 0 | 0 | 0 | 0 | 0 | 0 | 0.04109% | 1 | 50% | 0% | 0% | 0% | 8.2745 | 0 | 0 | 0 | 8.2745 | #N/A
2007-12-24 14:01 | 12 | 24 | 14 | 358.5422 | 8582 | 44.06 | 27.86 | 998 | 37.1607 | 39.1222 | 0 | Heating | 5.2163 | #N/A | #N/A | #N/A | #N/A | 39.1222 | #N/A | #N/A | 4.0174 | #N/A | 0 | 0 | 0 | 0 | 0 | 0 | 0 | 0.01739% | 1 | 50% | 0% | 0% | 0% | 8.2745 | 0 | 0 | 0 | 8.2745 | #N/A
2007-12-24 15:01 | 12 | 24 | 15 | 358.5838 | 8583 | 44.06 | 28.4 | 998 | 37.3573 | 33.5639 | 0 | Heating | 4.4752 | #N/A | #N/A | #N/A | #N/A | 33.5639 | #N/A | #N/A | 4.0174 | #N/A | 0 | 0 | 0 | 0 | 0 | 0 | 0 | 0.01492% | 1 | 50% | 0% | 0% | 0% | 8.2745 | 0 | 0 | 0 | 8.2745 | #N/A
2007-12-24 16:01 | 12 | 24 | 16 | 358.6255 | 8584 | 41 | 28.94 | 997 | 35.87 | 29.4403 | 0 | Heating | 3.9254 | #N/A | #N/A | #N/A | #N/A | 29.4403 | #N/A | #N/A | 3.8033 | #N/A | 0 | 0 | 0 | 0 | 0 | 0 | 0 | 0.01308% | 1 | 50% | 0% | 0% | 0% | 8.2745 | 0 | 0 | 0 | 8.2745 | #N/A
2007-12-24 17:01 | 12 | 24 | 17 | 358.6672 | 8585 | 41 | 29.48 | 996 | 36.0773 | 16.6309 | 0 | Heating | 2.2175 | #N/A | #N/A | #N/A | #N/A | 16.6309 | #N/A | #N/A | 3.8033 | #N/A | 0 | 0 | 0 | 0 | 0 | 0 | 0 | 0.007392% | 1 | 50% | 0% | 0% | 0% | 8.2745 | 0 | 0 | 0 | 8.2745 | #N/A
2007-12-24 18:01 | 12 | 24 | 18 | 358.7088 | 8586 | 33.08 | 29.84 | 995 | 31.6935 | 29.0996 | 0 | Heating | 3.8799 | #N/A | #N/A | #N/A | #N/A | 29.0996 | #N/A | #N/A | 3.3624 | #N/A | 0 | 0 | 0 | 0 | 0 | 0 | 0 | 0.01293% | 1 | 50% | 0% | 0% | 0% | 8.2745 | 0 | 0 | 0 | 8.2745 | #N/A
2007-12-24 19:01 | 12 | 24 | 19 | 358.7505 | 8587 | 33.98 | 30.02 | 994 | 32.283 | 65.0341 | 0 | Heating | 8.6712 | #N/A | #N/A | #N/A | #N/A | 65.0341 | #N/A | #N/A | 3.405 | #N/A | 0 | 0 | 0 | 0 | 0 | 0 | 0 | 0.0289% | 1 | 50% | 0% | 0% | 0% | 8.2745 | 0 | 0 | 0 | 8.2745 | #N/A
2007-12-24 20:01 | 12 | 24 | 20 | 358.7922 | 8588 | 33.98 | 30.2 | 992 | 32.358 | 79.6299 | 0 | Heating | 10.6173 | #N/A | #N/A | #N/A | #N/A | 79.6299 | #N/A | #N/A | 3.405 | #N/A | 0 | 0 | 0 | 0 | 0 | 0 | 0 | 0.03539% | 1 | 50% | 0% | 0% | 0% | 8.2745 | 0 | 0 | 0 | 8.2745 | #N/A
2007-12-24 21:01 | 12 | 24 | 21 | 358.8338 | 8589 | 32 | 30.2 | 990 | 31.2285 | 113.6844 | 0 | Heating | 15.1579 | #N/A | #N/A | #N/A | #N/A | 113.6844 | #N/A | #N/A | 3.3135 | #N/A | 0 | 0 | 0 | 0 | 0 | 0 | 0 | 0.05053% | 1 | 50% | 0% | 0% | 0% | 8.2745 | 0 | 0 | 0 | 8.2745 | #N/A
2007-12-24 22:01 | 12 | 24 | 22 | 358.8755 | 8590 | 35.96 | 30.02 | 989 | 33.4292 | 126.836 | 0 | Heating | 16.9115 | #N/A | #N/A | #N/A | #N/A | 126.836 | #N/A | #N/A | 3.5052 | #N/A | 0 | 0 | 0 | 0 | 0 | 0 | 0 | 0.05637% | 1 | 50% | 0% | 0% | 0% | 8.2745 | 0 | 0 | 0 | 8.2745 | #N/A
2007-12-24 23:01 | 12 | 24 | 23 | 358.9172 | 8591 | 35.96 | 31.28 | 987 | 33.9684 | 0 | 0 | Cooling | 0 | #N/A | #N/A | #N/A | #N/A | 0 | 0 | 0 | 0 | 0 | 0 | #N/A | #N/A | 88 | 88 | 0 | #N/A | 0% | 1 | 50% | 0% | 0% | 0% | 8.2745 | 0 | 0 | 0 | 8.2745 | #N/A
2007-12-25 00:01 | 12 | 25 | 0 | 358.9588 | 8592 | 35.96 | 32.36 | 984 | 34.4314 | 0 | 0 | Cooling | 0 | #N/A | #N/A | #N/A | #N/A | 0 | 0 | 0 | 0 | 0 | 0 | #N/A | #N/A | 88 | 88 | 0 | #N/A | 0% | 1 | 50% | 0% | 0% | 0% | 8.2745 | 0 | 0 | 0 | 8.2745 | #N/A
2007-12-25 01:01 | 12 | 25 | 1 | 359.0005 | 8593 | 35.96 | 33.08 | 982 | 34.7232 | 0.60601 | 0 | Heating | 0.080802 | #N/A | #N/A | #N/A | #N/A | 0.60601 | #N/A | #N/A | 3.5052 | #N/A | 0 | 0 | 0 | 0 | 0 | 0 | 0 | 0.0002693% | 1 | 50% | 0% | 0% | 0% | 8.2745 | 0 | 0 | 0 | 8.2745 | #N/A
2007-12-25 02:01 | 12 | 25 | 2 | 359.0422 | 8594 | 35.96 | 34.16 | 981 | 35.1747 | 1.2832 | 0 | Heating | 0.17109 | #N/A | #N/A | #N/A | #N/A | 1.2832 | #N/A | #N/A | 3.5052 | #N/A | 0 | 0 | 0 | 0 | 0 | 0 | 0 | 0.0005703% | 1 | 50% | 0% | 0% | 0% | 8.2745 | 0 | 0 | 0 | 8.2745 | #N/A
2007-12-25 03:01 | 12 | 25 | 3 | 359.0838 | 8595 | 35.96 | 35.06 | 980 | 35.5621 | 1.0659 | 0 | Heating | 0.14212 | #N/A | #N/A | #N/A | #N/A | 1.0659 | #N/A | #N/A | 3.5052 | #N/A | 0 | 0 | 0 | 0 | 0 | 0 | 0 | 0.0004737% | 1 | 50% | 0% | 0% | 0% | 8.2745 | 0 | 0 | 0 | 8.2745 | #N/A
2007-12-25 04:01 | 12 | 25 | 4 | 359.1255 | 8596 | 35.96 | 35.96 | 979 | 35.96 | 0.71972 | 0 | Heating | 0.095962 | #N/A | #N/A | #N/A | #N/A | 0.71972 | #N/A | #N/A | 3.5052 | #N/A | 0 | 0 | 0 | 0 | 0 | 0 | 0 | 0.0003199% | 1 | 50% | 0% | 0% | 0% | 8.2745 | 0 | 0 | 0 | 8.2745 | #N/A
2007-12-25 05:01 | 12 | 25 | 5 | 359.1672 | 8597 | 35.96 | 35.06 | 980 | 35.5621 | 2.1543 | 0 | Heating | 0.28724 | #N/A | #N/A | #N/A | #N/A | 2.1543 | #N/A | #N/A | 3.5052 | #N/A | 0 | 0 | 0 | 0 | 0 | 0 | 0 | 0.0009575% | 1 | 50% | 0% | 0% | 0% | 8.2745 | 0 | 0 | 0 | 8.2745 | #N/A
2007-12-25 06:01 | 12 | 25 | 6 | 359.2088 | 8598 | 37.94 | 34.16 | 982 | 36.2738 | 3.8449 | 0 | Heating | 0.51266 | #N/A | #N/A | #N/A | #N/A | 3.8449 | #N/A | #N/A | 3.6146 | #N/A | 0 | 0 | 0 | 0 | 0 | 0 | 0 | 0.001709% | 1 | 50% | 0% | 0% | 0% | 8.2745 | 0 | 0 | 0 | 8.2745 | #N/A
2007-12-25 07:01 | 12 | 25 | 7 | 359.2505 | 8599 | 39.02 | 33.08 | 983 | 36.4266 | 345.8852 | 0 | Heating | 46.118 | #N/A | #N/A | #N/A | #N/A | 345.8852 | #N/A | #N/A | 3.6785 | #N/A | 0 | 0 | 0 | 0 | 0 | 0 | 0 | 0.1537% | 1 | 50% | 0% | 0% | 0% | 8.2745 | 0 | 0 | 0 | 8.2745 | #N/A
2007-12-25 08:01 | 12 | 25 | 8 | 359.2922 | 8600 | 39.02 | 30.02 | 984 | 35.1594 | 214.8548 | 0 | Heating | 28.6473 | #N/A | #N/A | #N/A | #N/A | 214.8548 | #N/A | #N/A | 3.6785 | #N/A | 0 | 0 | 0 | 0 | 0 | 0 | 0 | 0.09549% | 1 | 50% | 0% | 0% | 0% | 8.2745 | 0 | 0 | 0 | 8.2745 | #N/A
2007-12-25 09:01 | 12 | 25 | 9 | 359.3338 | 8601 | 37.94 | 27.14 | 986 | 33.4228 | 70.3452 | 0 | Heating | 9.3794 | #N/A | #N/A | #N/A | #N/A | 70.3452 | #N/A | #N/A | 3.6146 | #N/A | 0 | 0 | 0 | 0 | 0 | 0 | 0 | 0.03126% | 1 | 50% | 0% | 0% | 0% | 8.2745 | 0 | 0 | 0 | 8.2745 | #N/A
2007-12-25 10:01 | 12 | 25 | 10 | 359.3755 | 8602 | 37.04 | 24.08 | 987 | 31.8286 | 72.1626 | 0 | Heating | 9.6217 | #N/A | #N/A | #N/A | #N/A | 72.1626 | #N/A | #N/A | 3.5637 | #N/A | 0 | 0 | 0 | 0 | 0 | 0 | 0 | 0.03207% | 1 | 50% | 0% | 0% | 0% | 8.2745 | 0 | 0 | 0 | 8.2745 | #N/A
2007-12-25 11:01 | 12 | 25 | 11 | 359.4172 | 8603 | 37.04 | 24.08 | 987 | 31.8286 | 77.5838 | 0 | Heating | 10.3445 | #N/A | #N/A | #N/A | #N/A | 77.5838 | #N/A | #N/A | 3.5637 | #N/A | 0 | 0 | 0 | 0 | 0 | 0 | 0 | 0.03448% | 1 | 50% | 0% | 0% | 0% | 8.2745 | 0 | 0 | 0 | 8.2745 | #N/A
2007-12-25 12:01 | 12 | 25 | 12 | 359.4588 | 8604 | 35.96 | 23.72 | 987 | 31.1061 | 57.0752 | 0 | Heating | 7.61 | #N/A | #N/A | #N/A | #N/A | 57.0752 | #N/A | #N/A | 3.5052 | #N/A | 0 | 0 | 0 | 0 | 0 | 0 | 0 | 0.02537% | 1 | 50% | 0% | 0% | 0% | 8.2745 | 0 | 0 | 0 | 8.2745 | #N/A
2007-12-25 13:01 | 12 | 25 | 13 | 359.5005 | 8605 | 37.4 | 23 | 987 | 31.6946 | 85.6131 | 0 | Heating | 11.4151 | #N/A | #N/A | #N/A | #N/A | 85.6131 | #N/A | #N/A | 3.5838 | #N/A | 0 | 0 | 0 | 0 | 0 | 0 | 0 | 0.03805% | 1 | 50% | 0% | 0% | 0% | 8.2745 | 0 | 0 | 0 | 8.2745 | #N/A
2007-12-25 14:01 | 12 | 25 | 14 | 359.5422 | 8606 | 37.94 | 22.28 | 987 | 31.782 | 49.4422 | 0 | Heating | 6.5923 | #N/A | #N/A | #N/A | #N/A | 49.4422 | #N/A | #N/A | 3.6146 | #N/A | 0 | 0 | 0 | 0 | 0 | 0 | 0 | 0.02197% | 1 | 50% | 0% | 0% | 0% | 8.2745 | 0 | 0 | 0 | 8.2745 | #N/A
2007-12-25 15:01 | 12 | 25 | 15 | 359.5838 | 8607 | 39.02 | 21.2 | 987 | 32.0789 | 61.9032 | 0 | Heating | 8.2538 | #N/A | #N/A | #N/A | #N/A | 61.9032 | #N/A | #N/A | 3.6785 | #N/A | 0 | 0 | 0 | 0 | 0 | 0 | 0 | 0.02751% | 1 | 50% | 0% | 0% | 0% | 8.2745 | 0 | 0 | 0 | 8.2745 | #N/A
2007-12-25 16:01 | 12 | 25 | 16 | 359.6255 | 8608 | 39.02 | 19.94 | 988 | 31.7364 | 84.1876 | 0 | Heating | 11.225 | #N/A | #N/A | #N/A | #N/A | 84.1876 | #N/A | #N/A | 3.6785 | #N/A | 0 | 0 | 0 | 0 | 0 | 0 | 0 | 0.03742% | 1 | 50% | 0% | 0% | 0% | 8.2745 | 0 | 0 | 0 | 8.2745 | #N/A
2007-12-25 17:01 | 12 | 25 | 17 | 359.6672 | 8609 | 39.92 | 17.78 | 988 | 31.6936 | 85.2948 | 0 | Heating | 11.3726 | #N/A | #N/A | #N/A | #N/A | 85.2948 | #N/A | #N/A | 3.7339 | #N/A | 0 | 0 | 0 | 0 | 0 | 0 | 0 | 0.03791% | 1 | 50% | 0% | 0% | 0% | 8.2745 | 0 | 0 | 0 | 8.2745 | #N/A
2007-12-25 18:01 | 12 | 25 | 18 | 359.7088 | 8610 | 41 | 15.44 | 989 | 31.7676 | 131.1147 | 0 | Heating | 17.482 | #N/A | #N/A | #N/A | #N/A | 131.1147 | #N/A | #N/A | 3.8033 | #N/A | 0 | 0 | 0 | 0 | 0 | 0 | 0 | 0.05827% | 1 | 50% | 0% | 0% | 0% | 8.2745 | 0 | 0 | 0 | 8.2745 | #N/A
2007-12-25 19:01 | 12 | 25 | 19 | 359.7505 | 8611 | 41 | 12.92 | 989 | 31.2467 | 206.5664 | 0 | Heating | 27.5422 | #N/A | #N/A | #N/A | #N/A | 206.5664 | #N/A | #N/A | 3.8033 | #N/A | 0 | 0 | 0 | 0 | 0 | 0 | 0 | 0.09181% | 1 | 50% | 0% | 0% | 0% | 8.2745 | 0 | 0 | 0 | 8.2745 | #N/A
2007-12-25 20:01 | 12 | 25 | 20 | 359.7922 | 8612 | 41 | 12.74 | 989 | 31.2115 | 244.7106 | 0 | Heating | 32.6281 | #N/A | #N/A | #N/A | #N/A | 244.7106 | #N/A | #N/A | 3.8033 | #N/A | 0 | 0 | 0 | 0 | 0 | 0 | 0 | 0.1088% | 1 | 50% | 0% | 0% | 0% | 8.2745 | 0 | 0 | 0 | 8.2745 | #N/A
2007-12-25 21:01 | 12 | 25 | 21 | 359.8338 | 8613 | 41 | 12.56 | 990 | 31.1823 | 303.5072 | 0 | Heating | 40.4676 | #N/A | #N/A | #N/A | #N/A | 303.5072 | #N/A | #N/A | 3.8033 | #N/A | 0 | 0 | 0 | 0 | 0 | 0 | 0 | 0.1349% | 1 | 50% | 0% | 0% | 0% | 8.2745 | 0 | 0 | 0 | 8.2745 | #N/A
2007-12-25 22:01 | 12 | 25 | 22 | 359.8755 | 8614 | 39.92 | 12.02 | 990 | 30.462 | 345.1787 | 0 | Heating | 46.0238 | #N/A | #N/A | #N/A | #N/A | 345.1787 | #N/A | #N/A | 3.7339 | #N/A | 0 | 0 | 0 | 0 | 0 | 0 | 0 | 0.1534% | 1 | 50% | 0% | 0% | 0% | 8.2745 | 0 | 0 | 0 | 8.2745 | #N/A
2007-12-25 23:01 | 12 | 25 | 23 | 359.9172 | 8615 | 39.92 | 9.86 | 990 | 30.068 | 32.896 | 0 | Heating | 4.3861 | #N/A | #N/A | #N/A | #N/A | 32.896 | #N/A | #N/A | 3.7339 | #N/A | 0 | 0 | 0 | 0 | 0 | 0 | 0 | 0.01462% | 1 | 50% | 0% | 0% | 0% | 8.2745 | 0 | 0 | 0 | 8.2745 | #N/A
2007-12-26 00:01 | 12 | 26 | 0 | 359.9588 | 8616 | 39.02 | 7.52 | 990 | 29.1535 | 122.0617 | 0 | Heating | 16.2749 | #N/A | #N/A | #N/A | #N/A | 122.0617 | #N/A | #N/A | 3.6785 | #N/A | 0 | 0 | 0 | 0 | 0 | 0 | 0 | 0.05425% | 1 | 50% | 0% | 0% | 0% | 8.2745 | 0 | 0 | 0 | 8.2745 | #N/A
2007-12-26 01:01 | 12 | 26 | 1 | 360.0005 | 8617 | 39.92 | 5 | 991 | 29.311 | 196.4625 | 0 | Heating | 26.195 | #N/A | #N/A | #N/A | #N/A | 196.4625 | #N/A | #N/A | 3.7339 | #N/A | 0 | 0 | 0 | 0 | 0 | 0 | 0 | 0.08732% | 1 | 50% | 0% | 0% | 0% | 8.2745 | 0 | 0 | 0 | 8.2745 | #N/A
2007-12-26 02:01 | 12 | 26 | 2 | 360.0422 | 8618 | 39.92 | 4.82 | 991 | 29.2858 | 249.4675 | 0 | Heating | 33.2623 | #N/A | #N/A | #N/A | #N/A | 249.4675 | #N/A | #N/A | 3.7339 | #N/A | 0 | 0 | 0 | 0 | 0 | 0 | 0 | 0.1109% | 1 | 50% | 0% | 0% | 0% | 8.2745 | 0 | 0 | 0 | 8.2745 | #N/A
2007-12-26 03:01 | 12 | 26 | 3 | 360.0838 | 8619 | 39.92 | 4.46 | 991 | 29.2359 | 298.968 | 0 | Heating | 39.8624 | #N/A | #N/A | #N/A | #N/A | 298.968 | #N/A | #N/A | 3.7339 | #N/A | 0 | 0 | 0 | 0 | 0 | 0 | 0 | 0.1329% | 1 | 50% | 0% | 0% | 0% | 8.2745 | 0 | 0 | 0 | 8.2745 | #N/A
2007-12-26 04:01 | 12 | 26 | 4 | 360.1255 | 8620 | 39.02 | 3.92 | 991 | 28.6307 | 346.9468 | 0 | Heating | 46.2596 | #N/A | #N/A | #N/A | #N/A | 346.9468 | #N/A | #N/A | 3.6785 | #N/A | 0 | 0 | 0 | 0 | 0 | 0 | 0 | 0.1542% | 1 | 50% | 0% | 0% | 0% | 8.2745 | 0 | 0 | 0 | 8.2745 | #N/A
2007-12-26 05:01 | 12 | 26 | 5 | 360.1672 | 8621 | 39.02 | 3.74 | 991 | 28.6064 | 373.4 | 0 | Heating | 49.7867 | #N/A | #N/A | #N/A | #N/A | 373.4 | #N/A | #N/A | 3.6785 | #N/A | 0 | 0 | 0 | 0 | 0 | 0 | 0 | 0.166% | 1 | 50% | 0% | 0% | 0% | 8.2745 | 0 | 0 | 0 | 8.2745 | #N/A
2007-12-26 06:01 | 12 | 26 | 6 | 360.2088 | 8622 | 39.02 | 3.38 | 991 | 28.5584 | 371.241 | 0 | Heating | 49.4988 | #N/A | #N/A | #N/A | #N/A | 371.241 | #N/A | #N/A | 3.6785 | #N/A | 0 | 0 | 0 | 0 | 0 | 0 | 0 | 0.165% | 1 | 50% | 0% | 0% | 0% | 8.2745 | 0 | 0 | 0 | 8.2745 | #N/A
2007-12-26 07:01 | 12 | 26 | 7 | 360.2505 | 8623 | 37.94 | 3.02 | 991 | 27.8652 | 860.847 | 0 | Heating | 114.7796 | #N/A | #N/A | #N/A | #N/A | 860.847 | #N/A | #N/A | 3.6146 | #N/A | 0 | 0 | 0 | 0 | 0 | 0 | 0 | 0.3826% | 1 | 50% | 0% | 0% | 0% | 8.2745 | 0 | 0 | 0 | 8.2745 | #N/A
2007-12-26 08:01 | 12 | 26 | 8 | 360.2922 | 8624 | 37.94 | 2.84 | 992 | 27.8478 | 593.1366 | 0 | Heating | 79.0849 | #N/A | #N/A | #N/A | #N/A | 593.1366 | #N/A | #N/A | 3.6146 | #N/A | 0 | 0 | 0 | 0 | 0 | 0 | 0 | 0.2636% | 1 | 50% | 0% | 0% | 0% | 8.2745 | 0 | 0 | 0 | 8.2745 | #N/A
2007-12-26 09:01 | 12 | 26 | 9 | 360.3338 | 8625 | 39.92 | 3.02 | 992 | 29.0506 | 373.343 | 0 | Heating | 49.7791 | #N/A | #N/A | #N/A | #N/A | 373.343 | #N/A | #N/A | 3.7339 | #N/A | 0 | 0 | 0 | 0 | 0 | 0 | 0 | 0.1659% | 1 | 50% | 0% | 0% | 0% | 8.2745 | 0 | 0 | 0 | 8.2745 | #N/A
2007-12-26 10:01 | 12 | 26 | 10 | 360.3755 | 8626 | 41 | 3.02 | 993 | 29.6907 | 323.2067 | 0 | Heating | 43.0942 | #N/A | #N/A | #N/A | #N/A | 323.2067 | #N/A | #N/A | 3.8033 | #N/A | 0 | 0 | 0 | 0 | 0 | 0 | 0 | 0.1436% | 1 | 50% | 0% | 0% | 0% | 8.2745 | 0 | 0 | 0 | 8.2745 | #N/A
2007-12-26 11:01 | 12 | 26 | 11 | 360.4172 | 8627 | 41 | 4.1 | 993 | 29.8315 | 320.8717 | 0 | Heating | 42.7829 | #N/A | #N/A | #N/A | #N/A | 320.8717 | #N/A | #N/A | 3.8033 | #N/A | 0 | 0 | 0 | 0 | 0 | 0 | 0 | 0.1426% | 1 | 50% | 0% | 0% | 0% | 8.2745 | 0 | 0 | 0 | 8.2745 | #N/A
2007-12-26 12:01 | 12 | 26 | 12 | 360.4588 | 8628 | 39.92 | 4.64 | 994 | 29.2797 | 273.1772 | 0 | Heating | 36.4236 | #N/A | #N/A | #N/A | #N/A | 273.1772 | #N/A | #N/A | 3.7339 | #N/A | 0 | 0 | 0 | 0 | 0 | 0 | 0 | 0.1214% | 1 | 50% | 0% | 0% | 0% | 8.2745 | 0 | 0 | 0 | 8.2745 | #N/A
2007-12-26 13:01 | 12 | 26 | 13 | 360.5005 | 8629 | 39.92 | 5 | 994 | 29.3299 | 279.0515 | 0 | Heating | 37.2069 | #N/A | #N/A | #N/A | #N/A | 279.0515 | #N/A | #N/A | 3.7339 | #N/A | 0 | 0 | 0 | 0 | 0 | 0 | 0 | 0.124% | 1 | 50% | 0% | 0% | 0% | 8.2745 | 0 | 0 | 0 | 8.2745 | #N/A
2007-12-26 14:01 | 12 | 26 | 14 | 360.5422 | 8630 | 39.92 | 4.28 | 994 | 29.2303 | 221.4312 | 0 | Heating | 29.5242 | #N/A | #N/A | #N/A | #N/A | 221.4312 | #N/A | #N/A | 3.7339 | #N/A | 0 | 0 | 0 | 0 | 0 | 0 | 0 | 0.09841% | 1 | 50% | 0% | 0% | 0% | 8.2745 | 0 | 0 | 0 | 8.2745 | #N/A
2007-12-26 15:01 | 12 | 26 | 15 | 360.5838 | 8631 | 37.94 | 3.2 | 995 | 27.9134 | 218.268 | 0 | Heating | 29.1024 | #N/A | #N/A | #N/A | #N/A | 218.268 | #N/A | #N/A | 3.6146 | #N/A | 0 | 0 | 0 | 0 | 0 | 0 | 0 | 0.09701% | 1 | 50% | 0% | 0% | 0% | 8.2745 | 0 | 0 | 0 | 8.2745 | #N/A
2007-12-26 16:01 | 12 | 26 | 16 | 360.6255 | 8632 | 35.06 | 1.94 | 995 | 25.9878 | 242.8599 | 0 | Heating | 32.3813 | #N/A | #N/A | #N/A | #N/A | 242.8599 | #N/A | #N/A | 3.4585 | #N/A | 0 | 0 | 0 | 0 | 0 | 0 | 0 | 0.1079% | 1 | 50% | 0% | 0% | 0% | 8.2745 | 0 | 0 | 0 | 8.2745 | #N/A
2007-12-26 17:01 | 12 | 26 | 17 | 360.6672 | 8633 | 35.06 | 2.12 | 996 | 26.0168 | 263.0765 | 0 | Heating | 35.0769 | #N/A | #N/A | #N/A | #N/A | 263.0765 | #N/A | #N/A | 3.4585 | #N/A | 0 | 0 | 0 | 0 | 0 | 0 | 0 | 0.1169% | 1 | 50% | 0% | 0% | 0% | 8.2745 | 0 | 0 | 0 | 8.2745 | #N/A
2007-12-26 18:01 | 12 | 26 | 18 | 360.7088 | 8634 | 28.94 | 2.12 | 996 | 22.0974 | 307.0494 | 0 | Heating | 40.9399 | #N/A | #N/A | #N/A | #N/A | 307.0494 | #N/A | #N/A | 3.188 | #N/A | 0 | 0 | 0 | 0 | 0 | 0 | 0 | 0.1365% | 1 | 50% | 0% | 0% | 0% | 8.2745 | 0 | 0 | 0 | 8.2745 | #N/A
2007-12-26 19:01 | 12 | 26 | 19 | 360.7505 | 8635 | 26.96 | 1.94 | 997 | 20.7575 | 381.2017 | 0 | Heating | 50.8269 | #N/A | #N/A | #N/A | #N/A | 381.2017 | #N/A | #N/A | 3.1163 | #N/A | 0 | 0 | 0 | 0 | 0 | 0 | 0 | 0.1694% | 1 | 50% | 0% | 0% | 0% | 8.2745 | 0 | 0 | 0 | 8.2745 | #N/A
2007-12-26 20:01 | 12 | 26 | 20 | 360.7922 | 8636 | 26.96 | 2.48 | 997 | 20.8336 | 414.3403 | 0 | Heating | 55.2454 | #N/A | #N/A | #N/A | #N/A | 414.3403 | #N/A | #N/A | 3.1163 | #N/A | 0 | 0 | 0 | 0 | 0 | 0 | 0 | 0.1842% | 1 | 50% | 0% | 0% | 0% | 8.2745 | 0 | 0 | 0 | 8.2745 | #N/A
2007-12-26 21:01 | 12 | 26 | 21 | 360.8338 | 8637 | 24.08 | 2.84 | 998 | 18.928 | 472.7977 | 0 | Heating | 63.0397 | #N/A | #N/A | #N/A | #N/A | 472.7977 | #N/A | #N/A | 3.0238 | #N/A | 0 | 0 | 0 | 0 | 0 | 0 | 0 | 0.2101% | 1 | 50% | 0% | 0% | 0% | 8.2745 | 0 | 0 | 0 | 8.2745 | #N/A
2007-12-26 22:01 | 12 | 26 | 22 | 360.8755 | 8638 | 21.92 | 3.02 | 998 | 17.4493 | 538.4619 | 0 | Heating | 71.7949 | #N/A | #N/A | #N/A | #N/A | 538.4619 | #N/A | #N/A | 2.9629 | #N/A | 0 | 0 | 0 | 0 | 0 | 0 | 0 | 0.2393% | 1 | 50% | 0% | 0% | 0% | 8.2745 | 0 | 0 | 0 | 8.2745 | #N/A
2007-12-26 23:01 | 12 | 26 | 23 | 360.9172 | 8639 | 21.92 | 2.84 | 998 | 17.4218 | 200.1047 | 0 | Heating | 26.6806 | #N/A | #N/A | #N/A | #N/A | 200.1047 | #N/A | #N/A | 2.9629 | #N/A | 0 | 0 | 0 | 0 | 0 | 0 | 0 | 0.08894% | 1 | 50% | 0% | 0% | 0% | 8.2745 | 0 | 0 | 0 | 8.2745 | #N/A
2007-12-27 00:01 | 12 | 27 | 0 | 360.9588 | 8640 | 21.02 | 2.48 | 998 | 16.7305 | 288.2166 | 0 | Heating | 38.4289 | #N/A | #N/A | #N/A | #N/A | 288.2166 | #N/A | #N/A | 2.9394 | #N/A | 0 | 0 | 0 | 0 | 0 | 0 | 0 | 0.1281% | 1 | 50% | 0% | 0% | 0% | 8.2745 | 0 | 0 | 0 | 8.2745 | #N/A
2007-12-27 01:01 | 12 | 27 | 1 | 361.0005 | 8641 | 19.94 | 1.94 | 998 | 15.8781 | 348.5397 | 0 | Heating | 46.472 | #N/A | #N/A | #N/A | #N/A | 348.5397 | #N/A | #N/A | 2.9127 | #N/A | 0 | 0 | 0 | 0 | 0 | 0 | 0 | 0.1549% | 1 | 50% | 0% | 0% | 0% | 8.2745 | 0 | 0 | 0 | 8.2745 | #N/A
2007-12-27 02:01 | 12 | 27 | 2 | 361.0422 | 8642 | 19.94 | 2.12 | 999 | 15.9079 | 385.9742 | 0 | Heating | 51.4632 | #N/A | #N/A | #N/A | #N/A | 385.9742 | #N/A | #N/A | 2.9127 | #N/A | 0 | 0 | 0 | 0 | 0 | 0 | 0 | 0.1715% | 1 | 50% | 0% | 0% | 0% | 8.2745 | 0 | 0 | 0 | 8.2745 | #N/A
2007-12-27 03:01 | 12 | 27 | 3 | 361.0838 | 8643 | 19.04 | 2.12 | 999 | 15.2589 | 418.5575 | 0 | Heating | 55.8077 | #N/A | #N/A | #N/A | #N/A | 418.5575 | #N/A | #N/A | 2.8915 | #N/A | 0 | 0 | 0 | 0 | 0 | 0 | 0 | 0.186% | 1 | 50% | 0% | 0% | 0% | 8.2745 | 0 | 0 | 0 | 8.2745 | #N/A
2007-12-27 04:01 | 12 | 27 | 4 | 361.1255 | 8644 | 17.96 | 1.94 | 1000 | 14.4485 | 448.2573 | 0 | Heating | 59.7676 | #N/A | #N/A | #N/A | #N/A | 448.2573 | #N/A | #N/A | 2.8673 | #N/A | 0 | 0 | 0 | 0 | 0 | 0 | 0 | 0.1992% | 1 | 50% | 0% | 0% | 0% | 8.2745 | 0 | 0 | 0 | 8.2745 | #N/A
2007-12-27 05:01 | 12 | 27 | 5 | 361.1672 | 8645 | 17.96 | 2.48 | 1000 | 14.5311 | 473.0905 | 0 | Heating | 63.0787 | #N/A | #N/A | #N/A | #N/A | 473.0905 | #N/A | #N/A | 2.8673 | #N/A | 0 | 0 | 0 | 0 | 0 | 0 | 0 | 0.2103% | 1 | 50% | 0% | 0% | 0% | 8.2745 | 0 | 0 | 0 | 8.2745 | #N/A
2007-12-27 06:01 | 12 | 27 | 6 | 361.2088 | 8646 | 17.06 | 2.84 | 1001 | 13.9301 | 475.0171 | 0 | Heating | 63.3356 | #N/A | #N/A | #N/A | #N/A | 475.0171 | #N/A | #N/A | 2.8481 | #N/A | 0 | 0 | 0 | 0 | 0 | 0 | 0 | 0.2111% | 1 | 50% | 0% | 0% | 0% | 8.2745 | 0 | 0 | 0 | 8.2745 | #N/A
2007-12-27 07:01 | 12 | 27 | 7 | 361.2505 | 8647 | 15.98 | 3.02 | 1001 | 13.1605 | 972.7252 | 0 | Heating | 129.6967 | #N/A | #N/A | #N/A | #N/A | 972.7252 | #N/A | #N/A | 2.8262 | #N/A | 0 | 0 | 0 | 0 | 0 | 0 | 0 | 0.4323% | 1 | 50% | 0% | 0% | 0% | 8.2745 | 0 | 0 | 0 | 8.2745 | #N/A
2007-12-27 08:01 | 12 | 27 | 8 | 361.2922 | 8648 | 15.98 | 3.56 | 1002 | 13.2508 | 698.4944 | 0 | Heating | 93.1326 | #N/A | #N/A | #N/A | #N/A | 698.4944 | #N/A | #N/A | 2.8262 | #N/A | 0 | 0 | 0 | 0 | 0 | 0 | 0 | 0.3104% | 1 | 50% | 0% | 0% | 0% | 8.2745 | 0 | 0 | 0 | 8.2745 | #N/A
2007-12-27 09:01 | 12 | 27 | 9 | 361.3338 | 8649 | 19.04 | 4.46 | 1002 | 15.6392 | 421.4392 | 0 | Heating | 56.1919 | #N/A | #N/A | #N/A | #N/A | 421.4392 | #N/A | #N/A | 2.8915 | #N/A | 0 | 0 | 0 | 0 | 0 | 0 | 0 | 0.1873% | 1 | 50% | 0% | 0% | 0% | 8.2745 | 0 | 0 | 0 | 8.2745 | #N/A
2007-12-27 10:01 | 12 | 27 | 10 | 361.3755 | 8650 | 24.98 | 5 | 1003 | 19.8993 | 344.0235 | 0 | Heating | 45.8698 | #N/A | #N/A | #N/A | #N/A | 344.0235 | #N/A | #N/A | 3.0513 | #N/A | 0 | 0 | 0 | 0 | 0 | 0 | 0 | 0.1529% | 1 | 50% | 0% | 0% | 0% | 8.2745 | 0 | 0 | 0 | 8.2745 | #N/A
2007-12-27 11:01 | 12 | 27 | 11 | 361.4172 | 8651 | 24.98 | 6.44 | 1003 | 20.1405 | 323.6752 | 0 | Heating | 43.1567 | #N/A | #N/A | #N/A | #N/A | 323.6752 | #N/A | #N/A | 3.0513 | #N/A | 0 | 0 | 0 | 0 | 0 | 0 | 0 | 0.1439% | 1 | 50% | 0% | 0% | 0% | 8.2745 | 0 | 0 | 0 | 8.2745 | #N/A
2007-12-27 12:01 | 12 | 27 | 12 | 361.4588 | 8652 | 28.94 | 7.34 | 1002 | 22.9316 | 296.6824 | 0 | Heating | 39.5577 | #N/A | #N/A | #N/A | #N/A | 296.6824 | #N/A | #N/A | 3.188 | #N/A | 0 | 0 | 0 | 0 | 0 | 0 | 0 | 0.1319% | 1 | 50% | 0% | 0% | 0% | 8.2745 | 0 | 0 | 0 | 8.2745 | #N/A
2007-12-27 13:01 | 12 | 27 | 13 | 361.5005 | 8653 | 28.04 | 8.06 | 1002 | 22.4692 | 296.8793 | 0 | Heating | 39.5839 | #N/A | #N/A | #N/A | #N/A | 296.8793 | #N/A | #N/A | 3.1545 | #N/A | 0 | 0 | 0 | 0 | 0 | 0 | 0 | 0.1319% | 1 | 50% | 0% | 0% | 0% | 8.2745 | 0 | 0 | 0 | 8.2745 | #N/A
2007-12-27 14:01 | 12 | 27 | 14 | 361.5422 | 8654 | 28.94 | 8.96 | 1003 | 23.2259 | 242.2106 | 0 | Heating | 32.2948 | #N/A | #N/A | #N/A | #N/A | 242.2106 | #N/A | #N/A | 3.188 | #N/A | 0 | 0 | 0 | 0 | 0 | 0 | 0 | 0.1076% | 1 | 50% | 0% | 0% | 0% | 8.2745 | 0 | 0 | 0 | 8.2745 | #N/A
2007-12-27 15:01 | 12 | 27 | 15 | 361.5838 | 8655 | 28.94 | 9.5 | 1003 | 23.3274 | 238.8235 | 0 | Heating | 31.8431 | #N/A | #N/A | #N/A | #N/A | 238.8235 | #N/A | #N/A | 3.188 | #N/A | 0 | 0 | 0 | 0 | 0 | 0 | 0 | 0.1061% | 1 | 50% | 0% | 0% | 0% | 8.2745 | 0 | 0 | 0 | 8.2745 | #N/A
2007-12-27 16:01 | 12 | 27 | 16 | 361.6255 | 8656 | 32 | 10.04 | 1003 | 25.3851 | 235.4819 | 0 | Heating | 31.3976 | #N/A | #N/A | #N/A | #N/A | 235.4819 | #N/A | #N/A | 3.3135 | #N/A | 0 | 0 | 0 | 0 | 0 | 0 | 0 | 0.1047% | 1 | 50% | 0% | 0% | 0% | 8.2745 | 0 | 0 | 0 | 8.2745 | #N/A
2007-12-27 17:01 | 12 | 27 | 17 | 361.6672 | 8657 | 32 | 10.76 | 1004 | 25.5271 | 226.0193 | 0 | Heating | 30.1359 | #N/A | #N/A | #N/A | #N/A | 226.0193 | #N/A | #N/A | 3.3135 | #N/A | 0 | 0 | 0 | 0 | 0 | 0 | 0 | 0.1005% | 1 | 50% | 0% | 0% | 0% | 8.2745 | 0 | 0 | 0 | 8.2745 | #N/A
2007-12-27 18:01 | 12 | 27 | 18 | 361.7088 | 8658 | 33.8 | 11.48 | 1005 | 26.7908 | 268.6782 | 0 | Heating | 35.8238 | #N/A | #N/A | #N/A | #N/A | 268.6782 | #N/A | #N/A | 3.3963 | #N/A | 0 | 0 | 0 | 0 | 0 | 0 | 0 | 0.1194% | 1 | 50% | 0% | 0% | 0% | 8.2745 | 0 | 0 | 0 | 8.2745 | #N/A
2007-12-27 19:01 | 12 | 27 | 19 | 361.7505 | 8659 | 33.98 | 12.02 | 1005 | 27.0087 | 344.0173 | 0 | Heating | 45.869 | #N/A | #N/A | #N/A | #N/A | 344.0173 | #N/A | #N/A | 3.405 | #N/A | 0 | 0 | 0 | 0 | 0 | 0 | 0 | 0.1529% | 1 | 50% | 0% | 0% | 0% | 8.2745 | 0 | 0 | 0 | 8.2745 | #N/A
2007-12-27 20:01 | 12 | 27 | 20 | 361.7922 | 8660 | 33.98 | 11.12 | 1006 | 26.8357 | 383.1917 | 0 | Heating | 51.0922 | #N/A | #N/A | #N/A | #N/A | 383.1917 | #N/A | #N/A | 3.405 | #N/A | 0 | 0 | 0 | 0 | 0 | 0 | 0 | 0.1703% | 1 | 50% | 0% | 0% | 0% | 8.2745 | 0 | 0 | 0 | 8.2745 | #N/A
2007-12-27 21:01 | 12 | 27 | 21 | 361.8338 | 8661 | 35.96 | 10.22 | 1006 | 27.8746 | 454.5029 | 0 | Heating | 60.6004 | #N/A | #N/A | #N/A | #N/A | 454.5029 | #N/A | #N/A | 3.5052 | #N/A | 0 | 0 | 0 | 0 | 0 | 0 | 0 | 0.202% | 1 | 50% | 0% | 0% | 0% | 8.2745 | 0 | 0 | 0 | 8.2745 | #N/A
2007-12-27 22:01 | 12 | 27 | 22 | 361.8755 | 8662 | 37.94 | 8.96 | 1007 | 28.8466 | 506.3238 | 0 | Heating | 67.5098 | #N/A | #N/A | #N/A | #N/A | 506.3238 | #N/A | #N/A | 3.6146 | #N/A | 0 | 0 | 0 | 0 | 0 | 0 | 0 | 0.225% | 1 | 50% | 0% | 0% | 0% | 8.2745 | 0 | 0 | 0 | 8.2745 | #N/A
2007-12-27 23:01 | 12 | 27 | 23 | 361.9172 | 8663 | 37.94 | 7.88 | 1007 | 28.6682 | 161.4353 | 0 | Heating | 21.5247 | #N/A | #N/A | #N/A | #N/A | 161.4353 | #N/A | #N/A | 3.6146 | #N/A | 0 | 0 | 0 | 0 | 0 | 0 | 0 | 0.07175% | 1 | 50% | 0% | 0% | 0% | 8.2745 | 0 | 0 | 0 | 8.2745 | #N/A
2007-12-28 00:01 | 12 | 28 | 0 | 361.9588 | 8664 | 39.92 | 6.62 | 1007 | 29.6449 | 285.3082 | 0 | Heating | 38.0411 | #N/A | #N/A | #N/A | #N/A | 285.3082 | #N/A | #N/A | 3.7339 | #N/A | 0 | 0 | 0 | 0 | 0 | 0 | 0 | 0.1268% | 1 | 50% | 0% | 0% | 0% | 8.2745 | 0 | 0 | 0 | 8.2745 | #N/A
2007-12-28 01:01 | 12 | 28 | 1 | 362.0005 | 8665 | 41 | 5 | 1007 | 30.0443 | 347.0128 | 0 | Heating | 46.2684 | #N/A | #N/A | #N/A | #N/A | 347.0128 | #N/A | #N/A | 3.8033 | #N/A | 0 | 0 | 0 | 0 | 0 | 0 | 0 | 0.1542% | 1 | 50% | 0% | 0% | 0% | 8.2745 | 0 | 0 | 0 | 8.2745 | #N/A
2007-12-28 02:01 | 12 | 28 | 2 | 362.0422 | 8666 | 41 | 5.18 | 1007 | 30.0692 | 387.3541 | 0 | Heating | 51.6472 | #N/A | #N/A | #N/A | #N/A | 387.3541 | #N/A | #N/A | 3.8033 | #N/A | 0 | 0 | 0 | 0 | 0 | 0 | 0 | 0.1722% | 1 | 50% | 0% | 0% | 0% | 8.2745 | 0 | 0 | 0 | 8.2745 | #N/A
2007-12-28 03:01 | 12 | 28 | 3 | 362.0838 | 8667 | 44.06 | 5.18 | 1007 | 31.8254 | 427.4389 | 0 | Heating | 56.9918 | #N/A | #N/A | #N/A | #N/A | 427.4389 | #N/A | #N/A | 4.0174 | #N/A | 0 | 0 | 0 | 0 | 0 | 0 | 0 | 0.19% | 1 | 50% | 0% | 0% | 0% | 8.2745 | 0 | 0 | 0 | 8.2745 | #N/A
2007-12-28 04:01 | 12 | 28 | 4 | 362.1255 | 8668 | 44.96 | 5 | 1007 | 32.3237 | 464.1116 | 0 | Heating | 61.8815 | #N/A | #N/A | #N/A | #N/A | 464.1116 | #N/A | #N/A | 4.0856 | #N/A | 0 | 0 | 0 | 0 | 0 | 0 | 0 | 0.2063% | 1 | 50% | 0% | 0% | 0% | 8.2745 | 0 | 0 | 0 | 8.2745 | #N/A
2007-12-28 05:01 | 12 | 28 | 5 | 362.1672 | 8669 | 44.96 | 4.1 | 1008 | 32.2082 | 499.1432 | 0 | Heating | 66.5524 | #N/A | #N/A | #N/A | #N/A | 499.1432 | #N/A | #N/A | 4.0856 | #N/A | 0 | 0 | 0 | 0 | 0 | 0 | 0 | 0.2218% | 1 | 50% | 0% | 0% | 0% | 8.2745 | 0 | 0 | 0 | 8.2745 | #N/A
2007-12-28 06:01 | 12 | 28 | 6 | 362.2088 | 8670 | 46.04 | 3.02 | 1008 | 32.7053 | 516.3951 | 0 | Heating | 68.8527 | #N/A | #N/A | #N/A | #N/A | 516.3951 | #N/A | #N/A | 4.1705 | #N/A | 0 | 0 | 0 | 0 | 0 | 0 | 0 | 0.2295% | 1 | 50% | 0% | 0% | 0% | 8.2745 | 0 | 0 | 0 | 8.2745 | #N/A
2007-12-28 07:01 | 12 | 28 | 7 | 362.2505 | 8671 | 46.04 | 1.94 | 1008 | 32.5721 | 1003.1229 | 0 | Heating | 133.7497 | #N/A | #N/A | #N/A | #N/A | 1003.1229 | #N/A | #N/A | 4.1705 | #N/A | 0 | 0 | 0 | 0 | 0 | 0 | 0 | 0.4458% | 1 | 50% | 0% | 0% | 0% | 8.2745 | 0 | 0 | 0 | 8.2745 | #N/A
2007-12-28 08:01 | 12 | 28 | 8 | 362.2922 | 8672 | 46.04 | 3.56 | 1008 | 32.7744 | 752.886 | 0 | Heating | 100.3848 | #N/A | #N/A | #N/A | #N/A | 752.886 | #N/A | #N/A | 4.1705 | #N/A | 0 | 0 | 0 | 0 | 0 | 0 | 0 | 0.3346% | 1 | 50% | 0% | 0% | 0% | 8.2745 | 0 | 0 | 0 | 8.2745 | #N/A
2007-12-28 09:01 | 12 | 28 | 9 | 362.3338 | 8673 | 42.98 | 5.36 | 1008 | 31.2431 | 595.9244 | 0 | Heating | 79.4566 | #N/A | #N/A | #N/A | #N/A | 595.9244 | #N/A | #N/A | 3.9388 | #N/A | 0 | 0 | 0 | 0 | 0 | 0 | 0 | 0.2649% | 1 | 50% | 0% | 0% | 0% | 8.2745 | 0 | 0 | 0 | 8.2745 | #N/A
2007-12-28 10:01 | 12 | 28 | 10 | 362.3755 | 8674 | 48.02 | 6.98 | 1009 | 34.4063 | 519.3093 | 0 | Heating | 69.2412 | #N/A | #N/A | #N/A | #N/A | 519.3093 | #N/A | #N/A | 4.3357 | #N/A | 0 | 0 | 0 | 0 | 0 | 0 | 0 | 0.2308% | 1 | 50% | 0% | 0% | 0% | 8.2745 | 0 | 0 | 0 | 8.2745 | #N/A
2007-12-28 11:01 | 12 | 28 | 11 | 362.4172 | 8675 | 48.02 | 7.7 | 1008 | 34.507 | 483.6636 | 0 | Heating | 64.4885 | #N/A | #N/A | #N/A | #N/A | 483.6636 | #N/A | #N/A | 4.3357 | #N/A | 0 | 0 | 0 | 0 | 0 | 0 | 0 | 0.215% | 1 | 50% | 0% | 0% | 0% | 8.2745 | 0 | 0 | 0 | 8.2745 | #N/A
2007-12-28 12:01 | 12 | 28 | 12 | 362.4588 | 8676 | 46.04 | 8.06 | 1006 | 33.4052 | 436.1399 | 0 | Heating | 58.152 | #N/A | #N/A | #N/A | #N/A | 436.1399 | #N/A | #N/A | 4.1705 | #N/A | 0 | 0 | 0 | 0 | 0 | 0 | 0 | 0.1938% | 1 | 50% | 0% | 0% | 0% | 8.2745 | 0 | 0 | 0 | 8.2745 | #N/A
2007-12-28 13:01 | 12 | 28 | 13 | 362.5005 | 8677 | 42.98 | 8.06 | 1005 | 31.6166 | 393.1434 | 0 | Heating | 52.4191 | #N/A | #N/A | #N/A | #N/A | 393.1434 | #N/A | #N/A | 3.9388 | #N/A | 0 | 0 | 0 | 0 | 0 | 0 | 0 | 0.1747% | 1 | 50% | 0% | 0% | 0% | 8.2745 | 0 | 0 | 0 | 8.2745 | #N/A
2007-12-28 14:01 | 12 | 28 | 14 | 362.5422 | 8678 | 42.98 | 6.98 | 1005 | 31.4536 | 363.6088 | 0 | Heating | 48.4812 | #N/A | #N/A | #N/A | #N/A | 363.6088 | #N/A | #N/A | 3.9388 | #N/A | 0 | 0 | 0 | 0 | 0 | 0 | 0 | 0.1616% | 1 | 50% | 0% | 0% | 0% | 8.2745 | 0 | 0 | 0 | 8.2745 | #N/A
2007-12-28 15:01 | 12 | 28 | 15 | 362.5838 | 8679 | 39.02 | 5.54 | 1005 | 28.9428 | 473.6816 | 0 | Heating | 63.1575 | #N/A | #N/A | #N/A | #N/A | 473.6816 | #N/A | #N/A | 3.6785 | #N/A | 0 | 0 | 0 | 0 | 0 | 0 | 0 | 0.2105% | 1 | 50% | 0% | 0% | 0% | 8.2745 | 0 | 0 | 0 | 8.2745 | #N/A
2007-12-28 16:01 | 12 | 28 | 16 | 362.6255 | 8680 | 39.02 | 3.92 | 1004 | 28.7113 | 516.6047 | 0 | Heating | 68.8806 | #N/A | #N/A | #N/A | #N/A | 516.6047 | #N/A | #N/A | 3.6785 | #N/A | 0 | 0 | 0 | 0 | 0 | 0 | 0 | 0.2296% | 1 | 50% | 0% | 0% | 0% | 8.2745 | 0 | 0 | 0 | 8.2745 | #N/A
2007-12-28 17:01 | 12 | 28 | 17 | 362.6672 | 8681 | 39.02 | 3.74 | 1005 | 28.6934 | 508.0236 | 0 | Heating | 67.7365 | #N/A | #N/A | #N/A | #N/A | 508.0236 | #N/A | #N/A | 3.6785 | #N/A | 0 | 0 | 0 | 0 | 0 | 0 | 0 | 0.2258% | 1 | 50% | 0% | 0% | 0% | 8.2745 | 0 | 0 | 0 | 8.2745 | #N/A
2007-12-28 18:01 | 12 | 28 | 18 | 362.7088 | 8682 | 37.04 | 3.38 | 1005 | 27.4522 | 540.1738 | 0 | Heating | 72.0232 | #N/A | #N/A | #N/A | #N/A | 540.1738 | #N/A | #N/A | 3.5637 | #N/A | 0 | 0 | 0 | 0 | 0 | 0 | 0 | 0.2401% | 1 | 50% | 0% | 0% | 0% | 8.2745 | 0 | 0 | 0 | 8.2745 | #N/A
2007-12-28 19:01 | 12 | 28 | 19 | 362.7505 | 8683 | 37.04 | 3.02 | 1005 | 27.4044 | 122.5867 | 0 | Heating | 16.3449 | #N/A | #N/A | #N/A | #N/A | 122.5867 | #N/A | #N/A | 3.5637 | #N/A | 0 | 0 | 0 | 0 | 0 | 0 | 0 | 0.05448% | 1 | 50% | 0% | 0% | 0% | 8.2745 | 0 | 0 | 0 | 8.2745 | #N/A
2007-12-28 20:01 | 12 | 28 | 20 | 362.7922 | 8684 | 37.04 | 3.2 | 1005 | 27.4282 | 257.4188 | 0 | Heating | 34.3225 | #N/A | #N/A | #N/A | #N/A | 257.4188 | #N/A | #N/A | 3.5637 | #N/A | 0 | 0 | 0 | 0 | 0 | 0 | 0 | 0.1144% | 1 | 50% | 0% | 0% | 0% | 8.2745 | 0 | 0 | 0 | 8.2745 | #N/A
2007-12-28 21:01 | 12 | 28 | 21 | 362.8338 | 8685 | 35.96 | 3.2 | 1005 | 26.7667 | 321.075 | 0 | Heating | 42.81 | #N/A | #N/A | #N/A | #N/A | 321.075 | #N/A | #N/A | 3.5052 | #N/A | 0 | 0 | 0 | 0 | 0 | 0 | 0 | 0.1427% | 1 | 50% | 0% | 0% | 0% | 8.2745 | 0 | 0 | 0 | 8.2745 | #N/A
2007-12-28 22:01 | 12 | 28 | 22 | 362.8755 | 8686 | 35.96 | 3.02 | 1005 | 26.7427 | 389.0027 | 0 | Heating | 51.867 | #N/A | #N/A | #N/A | #N/A | 389.0027 | #N/A | #N/A | 3.5052 | #N/A | 0 | 0 | 0 | 0 | 0 | 0 | 0 | 0.1729% | 1 | 50% | 0% | 0% | 0% | 8.2745 | 0 | 0 | 0 | 8.2745 | #N/A
2007-12-28 23:01 | 12 | 28 | 23 | 362.9172 | 8687 | 35.06 | 3.92 | 1005 | 26.3089 | 430.3563 | 0 | Heating | 57.3808 | #N/A | #N/A | #N/A | #N/A | 430.3563 | #N/A | #N/A | 3.4585 | #N/A | 0 | 0 | 0 | 0 | 0 | 0 | 0 | 0.1913% | 1 | 50% | 0% | 0% | 0% | 8.2745 | 0 | 0 | 0 | 8.2745 | #N/A
2007-12-29 00:01 | 12 | 29 | 0 | 362.9588 | 8688 | 35.6 | 4.64 | 1005 | 26.7446 | 456.7956 | 0 | Heating | 60.9061 | #N/A | #N/A | #N/A | #N/A | 456.7956 | #N/A | #N/A | 3.4863 | #N/A | 0 | 0 | 0 | 0 | 0 | 0 | 0 | 0.203% | 1 | 50% | 0% | 0% | 0% | 8.2745 | 0 | 0 | 0 | 8.2745 | #N/A
2007-12-29 01:01 | 12 | 29 | 1 | 363.0005 | 8689 | 35.06 | 5 | 1004 | 26.4581 | 461.3077 | 0 | Heating | 61.5077 | #N/A | #N/A | #N/A | #N/A | 461.3077 | #N/A | #N/A | 3.4585 | #N/A | 0 | 0 | 0 | 0 | 0 | 0 | 0 | 0.205% | 1 | 50% | 0% | 0% | 0% | 8.2745 | 0 | 0 | 0 | 8.2745 | #N/A
2007-12-29 02:01 | 12 | 29 | 2 | 363.0422 | 8690 | 35.06 | 5.18 | 1004 | 26.4846 | 478.469 | 0 | Heating | 63.7959 | #N/A | #N/A | #N/A | #N/A | 478.469 | #N/A | #N/A | 3.4585 | #N/A | 0 | 0 | 0 | 0 | 0 | 0 | 0 | 0.2127% | 1 | 50% | 0% | 0% | 0% | 8.2745 | 0 | 0 | 0 | 8.2745 | #N/A
2007-12-29 03:01 | 12 | 29 | 3 | 363.0838 | 8691 | 35.06 | 5.18 | 1004 | 26.4846 | 501.6185 | 0 | Heating | 66.8825 | #N/A | #N/A | #N/A | #N/A | 501.6185 | #N/A | #N/A | 3.4585 | #N/A | 0 | 0 | 0 | 0 | 0 | 0 | 0 | 0.2229% | 1 | 50% | 0% | 0% | 0% | 8.2745 | 0 | 0 | 0 | 8.2745 | #N/A
2007-12-29 04:01 | 12 | 29 | 4 | 363.1255 | 8692 | 35.06 | 5 | 1004 | 26.4581 | 524.6661 | 0 | Heating | 69.9555 | #N/A | #N/A | #N/A | #N/A | 524.6661 | #N/A | #N/A | 3.4585 | #N/A | 0 | 0 | 0 | 0 | 0 | 0 | 0 | 0.2332% | 1 | 50% | 0% | 0% | 0% | 8.2745 | 0 | 0 | 0 | 8.2745 | #N/A
2007-12-29 05:01 | 12 | 29 | 5 | 363.1672 | 8693 | 33.98 | 6.8 | 1004 | 26.0642 | 522.5812 | 0 | Heating | 69.6775 | #N/A | #N/A | #N/A | #N/A | 522.5812 | #N/A | #N/A | 3.405 | #N/A | 0 | 0 | 0 | 0 | 0 | 0 | 0 | 0.2323% | 1 | 50% | 0% | 0% | 0% | 8.2745 | 0 | 0 | 0 | 8.2745 | #N/A
2007-12-29 06:01 | 12 | 29 | 6 | 363.2088 | 8694 | 33.08 | 8.42 | 1004 | 25.7734 | 490.7156 | 0 | Heating | 65.4287 | #N/A | #N/A | #N/A | #N/A | 490.7156 | #N/A | #N/A | 3.3624 | #N/A | 0 | 0 | 0 | 0 | 0 | 0 | 0 | 0.2181% | 1 | 50% | 0% | 0% | 0% | 8.2745 | 0 | 0 | 0 | 8.2745 | #N/A
2007-12-29 07:01 | 12 | 29 | 7 | 363.2505 | 8695 | 33.08 | 10.04 | 1004 | 26.0651 | 439.5983 | 0 | Heating | 58.6131 | #N/A | #N/A | #N/A | #N/A | 439.5983 | #N/A | #N/A | 3.3624 | #N/A | 0 | 0 | 0 | 0 | 0 | 0 | 0 | 0.1954% | 1 | 50% | 0% | 0% | 0% | 8.2745 | 0 | 0 | 0 | 8.2745 | #N/A
2007-12-29 08:01 | 12 | 29 | 8 | 363.2922 | 8696 | 33.08 | 10.58 | 1004 | 26.1669 | 397.3187 | 0 | Heating | 52.9758 | #N/A | #N/A | #N/A | #N/A | 397.3187 | #N/A | #N/A | 3.3624 | #N/A | 0 | 0 | 0 | 0 | 0 | 0 | 0 | 0.1766% | 1 | 50% | 0% | 0% | 0% | 8.2745 | 0 | 0 | 0 | 8.2745 | #N/A
2007-12-29 09:01 | 12 | 29 | 9 | 363.3338 | 8697 | 30.92 | 11.48 | 1004 | 24.9891 | 311.284 | 0 | Heating | 41.5045 | #N/A | #N/A | #N/A | #N/A | 311.284 | #N/A | #N/A | 3.2671 | #N/A | 0 | 0 | 0 | 0 | 0 | 0 | 0 | 0.1383% | 1 | 50% | 0% | 0% | 0% | 8.2745 | 0 | 0 | 0 | 8.2745 | #N/A
2007-12-29 10:01 | 12 | 29 | 10 | 363.3755 | 8698 | 32 | 12.02 | 1004 | 25.7786 | 262.2188 | 0 | Heating | 34.9625 | #N/A | #N/A | #N/A | #N/A | 262.2188 | #N/A | #N/A | 3.3135 | #N/A | 0 | 0 | 0 | 0 | 0 | 0 | 0 | 0.1165% | 1 | 50% | 0% | 0% | 0% | 8.2745 | 0 | 0 | 0 | 8.2745 | #N/A
2007-12-29 11:01 | 12 | 29 | 11 | 363.4172 | 8699 | 33.08 | 12.74 | 1004 | 26.5984 | 259.2344 | 0 | Heating | 34.5646 | #N/A | #N/A | #N/A | #N/A | 259.2344 | #N/A | #N/A | 3.3624 | #N/A | 0 | 0 | 0 | 0 | 0 | 0 | 0 | 0.1152% | 1 | 50% | 0% | 0% | 0% | 8.2745 | 0 | 0 | 0 | 8.2745 | #N/A
2007-12-29 12:01 | 12 | 29 | 12 | 363.4588 | 8700 | 35.06 | 12.92 | 1004 | 27.8451 | 248.684 | 0 | Heating | 33.1579 | #N/A | #N/A | #N/A | #N/A | 248.684 | #N/A | #N/A | 3.4585 | #N/A | 0 | 0 | 0 | 0 | 0 | 0 | 0 | 0.1105% | 1 | 50% | 0% | 0% | 0% | 8.2745 | 0 | 0 | 0 | 8.2745 | #N/A
2007-12-29 13:01 | 12 | 29 | 13 | 363.5005 | 8701 | 35.96 | 12.92 | 1004 | 28.3867 | 238.6551 | 0 | Heating | 31.8207 | #N/A | #N/A | #N/A | #N/A | 238.6551 | #N/A | #N/A | 3.5052 | #N/A | 0 | 0 | 0 | 0 | 0 | 0 | 0 | 0.1061% | 1 | 50% | 0% | 0% | 0% | 8.2745 | 0 | 0 | 0 | 8.2745 | #N/A
2007-12-29 14:01 | 12 | 29 | 14 | 363.5422 | 8702 | 35.96 | 12.2 | 1004 | 28.2417 | 218.4049 | 0 | Heating | 29.1207 | #N/A | #N/A | #N/A | #N/A | 218.4049 | #N/A | #N/A | 3.5052 | #N/A | 0 | 0 | 0 | 0 | 0 | 0 | 0 | 0.09707% | 1 | 50% | 0% | 0% | 0% | 8.2745 | 0 | 0 | 0 | 8.2745 | #N/A
2007-12-29 15:01 | 12 | 29 | 15 | 363.5838 | 8703 | 33.98 | 11.12 | 1005 | 26.8313 | 228.8833 | 0 | Heating | 30.5178 | #N/A | #N/A | #N/A | #N/A | 228.8833 | #N/A | #N/A | 3.405 | #N/A | 0 | 0 | 0 | 0 | 0 | 0 | 0 | 0.1017% | 1 | 50% | 0% | 0% | 0% | 8.2745 | 0 | 0 | 0 | 8.2745 | #N/A
2007-12-29 16:01 | 12 | 29 | 16 | 363.6255 | 8704 | 33.08 | 10.04 | 1005 | 26.0695 | 254.0721 | 0 | Heating | 33.8763 | #N/A | #N/A | #N/A | #N/A | 254.0721 | #N/A | #N/A | 3.3624 | #N/A | 0 | 0 | 0 | 0 | 0 | 0 | 0 | 0.1129% | 1 | 50% | 0% | 0% | 0% | 8.2745 | 0 | 0 | 0 | 8.2745 | #N/A
2007-12-29 17:01 | 12 | 29 | 17 | 363.6672 | 8705 | 33.08 | 11.48 | 1005 | 26.3461 | 267.7574 | 0 | Heating | 35.701 | #N/A | #N/A | #N/A | #N/A | 267.7574 | #N/A | #N/A | 3.3624 | #N/A | 0 | 0 | 0 | 0 | 0 | 0 | 0 | 0.119% | 1 | 50% | 0% | 0% | 0% | 8.2745 | 0 | 0 | 0 | 8.2745 | #N/A
2007-12-29 18:01 | 12 | 29 | 18 | 363.7088 | 8706 | 32 | 12.74 | 1006 | 25.936 | 275.1903 | 0 | Heating | 36.692 | #N/A | #N/A | #N/A | #N/A | 275.1903 | #N/A | #N/A | 3.3135 | #N/A | 0 | 0 | 0 | 0 | 0 | 0 | 0 | 0.1223% | 1 | 50% | 0% | 0% | 0% | 8.2745 | 0 | 0 | 0 | 8.2745 | #N/A
2007-12-29 19:01 | 12 | 29 | 19 | 363.7505 | 8707 | 32 | 14 | 1006 | 26.209 | 291.0412 | 0 | Heating | 38.8055 | #N/A | #N/A | #N/A | #N/A | 291.0412 | #N/A | #N/A | 3.3135 | #N/A | 0 | 0 | 0 | 0 | 0 | 0 | 0 | 0.1294% | 1 | 50% | 0% | 0% | 0% | 8.2745 | 0 | 0 | 0 | 8.2745 | #N/A
2007-12-29 20:01 | 12 | 29 | 20 | 363.7922 | 8708 | 32 | 14.18 | 1006 | 26.2491 | 317.3966 | 0 | Heating | 42.3195 | #N/A | #N/A | #N/A | #N/A | 317.3966 | #N/A | #N/A | 3.3135 | #N/A | 0 | 0 | 0 | 0 | 0 | 0 | 0 | 0.1411% | 1 | 50% | 0% | 0% | 0% | 8.2745 | 0 | 0 | 0 | 8.2745 | #N/A
2007-12-29 21:01 | 12 | 29 | 21 | 363.8338 | 8709 | 32 | 14.18 | 1006 | 26.2491 | 319.8864 | 0 | Heating | 42.6515 | #N/A | #N/A | #N/A | #N/A | 319.8864 | #N/A | #N/A | 3.3135 | #N/A | 0 | 0 | 0 | 0 | 0 | 0 | 0 | 0.1422% | 1 | 50% | 0% | 0% | 0% | 8.2745 | 0 | 0 | 0 | 8.2745 | #N/A
2007-12-29 22:01 | 12 | 29 | 22 | 363.8755 | 8710 | 30.92 | 14 | 1006 | 25.5343 | 341.2249 | 0 | Heating | 45.4966 | #N/A | #N/A | #N/A | #N/A | 341.2249 | #N/A | #N/A | 3.2671 | #N/A | 0 | 0 | 0 | 0 | 0 | 0 | 0 | 0.1517% | 1 | 50% | 0% | 0% | 0% | 8.2745 | 0 | 0 | 0 | 8.2745 | #N/A
2007-12-29 23:01 | 12 | 29 | 23 | 363.9172 | 8711 | 30.92 | 15.44 | 1006 | 25.8678 | 367.2461 | 0 | Heating | 48.9661 | #N/A | #N/A | #N/A | #N/A | 367.2461 | #N/A | #N/A | 3.2671 | #N/A | 0 | 0 | 0 | 0 | 0 | 0 | 0 | 0.1632% | 1 | 50% | 0% | 0% | 0% | 8.2745 | 0 | 0 | 0 | 8.2745 | #N/A
2007-12-30 00:01 | 12 | 30 | 0 | 363.9588 | 8712 | 30.92 | 16.88 | 1006 | 26.2214 | 396.4461 | 0 | Heating | 52.8595 | #N/A | #N/A | #N/A | #N/A | 396.4461 | #N/A | #N/A | 3.2671 | #N/A | 0 | 0 | 0 | 0 | 0 | 0 | 0 | 0.1762% | 1 | 50% | 0% | 0% | 0% | 8.2745 | 0 | 0 | 0 | 8.2745 | #N/A
2007-12-30 01:01 | 12 | 30 | 1 | 364.0005 | 8713 | 30.02 | 17.96 | 1006 | 25.9415 | 389.0831 | 0 | Heating | 51.8777 | #N/A | #N/A | #N/A | #N/A | 389.0831 | #N/A | #N/A | 3.2302 | #N/A | 0 | 0 | 0 | 0 | 0 | 0 | 0 | 0.1729% | 1 | 50% | 0% | 0% | 0% | 8.2745 | 0 | 0 | 0 | 8.2745 | #N/A
2007-12-30 02:01 | 12 | 30 | 2 | 364.0422 | 8714 | 30.02 | 18.5 | 1007 | 26.0894 | 390.1155 | 0 | Heating | 52.0154 | #N/A | #N/A | #N/A | #N/A | 390.1155 | #N/A | #N/A | 3.2302 | #N/A | 0 | 0 | 0 | 0 | 0 | 0 | 0 | 0.1734% | 1 | 50% | 0% | 0% | 0% | 8.2745 | 0 | 0 | 0 | 8.2745 | #N/A
2007-12-30 03:01 | 12 | 30 | 3 | 364.0838 | 8715 | 28.94 | 18.86 | 1007 | 25.5131 | 389.4204 | 0 | Heating | 51.9227 | #N/A | #N/A | #N/A | #N/A | 389.4204 | #N/A | #N/A | 3.188 | #N/A | 0 | 0 | 0 | 0 | 0 | 0 | 0 | 0.1731% | 1 | 50% | 0% | 0% | 0% | 8.2745 | 0 | 0 | 0 | 8.2745 | #N/A
2007-12-30 04:01 | 12 | 30 | 4 | 364.1255 | 8716 | 28.94 | 19.04 | 1007 | 25.5635 | 387.0209 | 0 | Heating | 51.6028 | #N/A | #N/A | #N/A | #N/A | 387.0209 | #N/A | #N/A | 3.188 | #N/A | 0 | 0 | 0 | 0 | 0 | 0 | 0 | 0.172% | 1 | 50% | 0% | 0% | 0% | 8.2745 | 0 | 0 | 0 | 8.2745 | #N/A
2007-12-30 05:01 | 12 | 30 | 5 | 364.1672 | 8717 | 28.94 | 19.76 | 1007 | 25.7686 | 391.6194 | 0 | Heating | 52.2159 | #N/A | #N/A | #N/A | #N/A | 391.6194 | #N/A | #N/A | 3.188 | #N/A | 0 | 0 | 0 | 0 | 0 | 0 | 0 | 0.1741% | 1 | 50% | 0% | 0% | 0% | 8.2745 | 0 | 0 | 0 | 8.2745 | #N/A
2007-12-30 06:01 | 12 | 30 | 6 | 364.2088 | 8718 | 28.94 | 20.48 | 1007 | 25.9796 | 378.1081 | 0 | Heating | 50.4144 | #N/A | #N/A | #N/A | #N/A | 378.1081 | #N/A | #N/A | 3.188 | #N/A | 0 | 0 | 0 | 0 | 0 | 0 | 0 | 0.168% | 1 | 50% | 0% | 0% | 0% | 8.2745 | 0 | 0 | 0 | 8.2745 | #N/A
2007-12-30 07:01 | 12 | 30 | 7 | 364.2505 | 8719 | 30.02 | 21.02 | 1007 | 26.8099 | 1265.6478 | 0 | Heating | 168.753 | #N/A | #N/A | #N/A | #N/A | 1265.6478 | #N/A | #N/A | 3.2302 | #N/A | 0 | 0 | 0 | 0 | 0 | 0 | 0 | 0.5625% | 1 | 50% | 0% | 0% | 0% | 8.2745 | 0 | 0 | 0 | 8.2745 | #N/A
2007-12-30 08:01 | 12 | 30 | 8 | 364.2922 | 8720 | 30.02 | 21.92 | 1007 | 27.0848 | 918.5458 | 0 | Heating | 122.4728 | #N/A | #N/A | #N/A | #N/A | 918.5458 | #N/A | #N/A | 3.2302 | #N/A | 0 | 0 | 0 | 0 | 0 | 0 | 0 | 0.4082% | 1 | 50% | 0% | 0% | 0% | 8.2745 | 0 | 0 | 0 | 8.2745 | #N/A
2007-12-30 09:01 | 12 | 30 | 9 | 364.3338 | 8721 | 30.92 | 23.18 | 1007 | 28.031 | 517.1762 | 0 | Heating | 68.9568 | #N/A | #N/A | #N/A | #N/A | 517.1762 | #N/A | #N/A | 3.2671 | #N/A | 0 | 0 | 0 | 0 | 0 | 0 | 0 | 0.2299% | 1 | 50% | 0% | 0% | 0% | 8.2745 | 0 | 0 | 0 | 8.2745 | #N/A
2007-12-30 10:01 | 12 | 30 | 10 | 364.3755 | 8722 | 32 | 24.08 | 1006 | 28.9694 | 467.6745 | 0 | Heating | 62.3566 | #N/A | #N/A | #N/A | #N/A | 467.6745 | #N/A | #N/A | 3.3135 | #N/A | 0 | 0 | 0 | 0 | 0 | 0 | 0 | 0.2079% | 1 | 50% | 0% | 0% | 0% | 8.2745 | 0 | 0 | 0 | 8.2745 | #N/A
2007-12-30 11:01 | 12 | 30 | 11 | 364.4172 | 8723 | 32 | 23.36 | 1006 | 28.7345 | 454.721 | 0 | Heating | 60.6295 | #N/A | #N/A | #N/A | #N/A | 454.721 | #N/A | #N/A | 3.3135 | #N/A | 0 | 0 | 0 | 0 | 0 | 0 | 0 | 0.2021% | 1 | 50% | 0% | 0% | 0% | 8.2745 | 0 | 0 | 0 | 8.2745 | #N/A
2007-12-30 12:01 | 12 | 30 | 12 | 364.4588 | 8724 | 32 | 22.46 | 1005 | 28.4475 | 382.4974 | 0 | Heating | 50.9997 | #N/A | #N/A | #N/A | #N/A | 382.4974 | #N/A | #N/A | 3.3135 | #N/A | 0 | 0 | 0 | 0 | 0 | 0 | 0 | 0.17% | 1 | 50% | 0% | 0% | 0% | 8.2745 | 0 | 0 | 0 | 8.2745 | #N/A
2007-12-30 13:01 | 12 | 30 | 13 | 364.5005 | 8725 | 30.92 | 21.02 | 1005 | 27.3568 | 386.0096 | 0 | Heating | 51.4679 | #N/A | #N/A | #N/A | #N/A | 386.0096 | #N/A | #N/A | 3.2671 | #N/A | 0 | 0 | 0 | 0 | 0 | 0 | 0 | 0.1716% | 1 | 50% | 0% | 0% | 0% | 8.2745 | 0 | 0 | 0 | 8.2745 | #N/A
2007-12-30 14:01 | 12 | 30 | 14 | 364.5422 | 8726 | 32 | 21.92 | 1005 | 28.2812 | 284.0686 | 0 | Heating | 37.8758 | #N/A | #N/A | #N/A | #N/A | 284.0686 | #N/A | #N/A | 3.3135 | #N/A | 0 | 0 | 0 | 0 | 0 | 0 | 0 | 0.1263% | 1 | 50% | 0% | 0% | 0% | 8.2745 | 0 | 0 | 0 | 8.2745 | #N/A
2007-12-30 15:01 | 12 | 30 | 15 | 364.5838 | 8727 | 33.08 | 22.46 | 1005 | 29.0902 | 258.3005 | 0 | Heating | 34.4401 | #N/A | #N/A | #N/A | #N/A | 258.3005 | #N/A | #N/A | 3.3624 | #N/A | 0 | 0 | 0 | 0 | 0 | 0 | 0 | 0.1148% | 1 | 50% | 0% | 0% | 0% | 8.2745 | 0 | 0 | 0 | 8.2745 | #N/A
2007-12-30 16:01 | 12 | 30 | 16 | 364.6255 | 8728 | 33.08 | 23 | 1005 | 29.2582 | 252.5019 | 0 | Heating | 33.6669 | #N/A | #N/A | #N/A | #N/A | 252.5019 | #N/A | #N/A | 3.3624 | #N/A | 0 | 0 | 0 | 0 | 0 | 0 | 0 | 0.1122% | 1 | 50% | 0% | 0% | 0% | 8.2745 | 0 | 0 | 0 | 8.2745 | #N/A
2007-12-30 17:01 | 12 | 30 | 17 | 364.6672 | 8729 | 33.08 | 23.54 | 1006 | 29.4318 | 208.8461 | 0 | Heating | 27.8462 | #N/A | #N/A | #N/A | #N/A | 208.8461 | #N/A | #N/A | 3.3624 | #N/A | 0 | 0 | 0 | 0 | 0 | 0 | 0 | 0.09282% | 1 | 50% | 0% | 0% | 0% | 8.2745 | 0 | 0 | 0 | 8.2745 | #N/A
2007-12-30 18:01 | 12 | 30 | 18 | 364.7088 | 8730 | 33.08 | 23.9 | 1007 | 29.55 | 230.9689 | 0 | Heating | 30.7959 | #N/A | #N/A | #N/A | #N/A | 230.9689 | #N/A | #N/A | 3.3624 | #N/A | 0 | 0 | 0 | 0 | 0 | 0 | 0 | 0.1027% | 1 | 50% | 0% | 0% | 0% | 8.2745 | 0 | 0 | 0 | 8.2745 | #N/A
2007-12-30 19:01 | 12 | 30 | 19 | 364.7505 | 8731 | 33.08 | 24.08 | 1007 | 29.6086 | 289.0981 | 0 | Heating | 38.5464 | #N/A | #N/A | #N/A | #N/A | 289.0981 | #N/A | #N/A | 3.3624 | #N/A | 0 | 0 | 0 | 0 | 0 | 0 | 0 | 0.1285% | 1 | 50% | 0% | 0% | 0% | 8.2745 | 0 | 0 | 0 | 8.2745 | #N/A
2007-12-30 20:01 | 12 | 30 | 20 | 364.7922 | 8732 | 32 | 24.26 | 1007 | 29.0308 | 308.4378 | 0 | Heating | 41.125 | #N/A | #N/A | #N/A | #N/A | 308.4378 | #N/A | #N/A | 3.3135 | #N/A | 0 | 0 | 0 | 0 | 0 | 0 | 0 | 0.1371% | 1 | 50% | 0% | 0% | 0% | 8.2745 | 0 | 0 | 0 | 8.2745 | #N/A
2007-12-30 21:01 | 12 | 30 | 21 | 364.8338 | 8733 | 24.8 | 24.26 | 1008 | 24.605 | 375.2855 | 0 | Heating | 50.0381 | #N/A | #N/A | #N/A | #N/A | 375.2855 | #N/A | #N/A | 3.0457 | #N/A | 0 | 0 | 0 | 0 | 0 | 0 | 0 | 0.1668% | 1 | 50% | 0% | 0% | 0% | 8.2745 | 0 | 0 | 0 | 8.2745 | #N/A
2007-12-30 22:01 | 12 | 30 | 22 | 364.8755 | 8734 | 24.08 | 24.08 | 1008 | 24.08 | 380.6622 | 0 | Heating | 50.755 | #N/A | #N/A | #N/A | #N/A | 380.6622 | #N/A | #N/A | 3.0238 | #N/A | 0 | 0 | 0 | 0 | 0 | 0 | 0 | 0.1692% | 1 | 50% | 0% | 0% | 0% | 8.2745 | 0 | 0 | 0 | 8.2745 | #N/A
2007-12-30 23:01 | 12 | 30 | 23 | 364.9172 | 8735 | 28.94 | 24.62 | 1008 | 27.3139 | 11.2428 | 0 | Heating | 1.499 | #N/A | #N/A | #N/A | #N/A | 11.2428 | #N/A | #N/A | 3.188 | #N/A | 0 | 0 | 0 | 0 | 0 | 0 | 0 | 0.004997% | 1 | 50% | 0% | 0% | 0% | 8.2745 | 0 | 0 | 0 | 8.2745 | #N/A
2007-12-31 00:01 | 12 | 31 | 0 | 364.9588 | 8736 | 30.92 | 24.98 | 1008 | 28.6339 | 72.4414 | 0 | Heating | 9.6589 | #N/A | #N/A | #N/A | #N/A | 72.4414 | #N/A | #N/A | 3.2671 | #N/A | 0 | 0 | 0 | 0 | 0 | 0 | 0 | 0.0322% | 1 | 50% | 0% | 0% | 0% | 8.2745 | 0 | 0 | 0 | 8.2745 | #N/A
2007-12-31 01:01 | 12 | 31 | 1 | 365.0005 | 8737 | 32 | 24.98 | 1009 | 29.2768 | 97.9165 | 0 | Heating | 13.0555 | #N/A | #N/A | #N/A | #N/A | 97.9165 | #N/A | #N/A | 3.3135 | #N/A | 0 | 0 | 0 | 0 | 0 | 0 | 0 | 0.04352% | 1 | 50% | 0% | 0% | 0% | 8.2745 | 0 | 0 | 0 | 8.2745 | #N/A
2007-12-31 02:01 | 12 | 31 | 2 | 365.0422 | 8738 | 32 | 24.8 | 1009 | 29.2156 | 121.2818 | 0 | Heating | 16.1709 | #N/A | #N/A | #N/A | #N/A | 121.2818 | #N/A | #N/A | 3.3135 | #N/A | 0 | 0 | 0 | 0 | 0 | 0 | 0 | 0.0539% | 1 | 50% | 0% | 0% | 0% | 8.2745 | 0 | 0 | 0 | 8.2745 | #N/A
2007-12-31 03:01 | 12 | 31 | 3 | 365.0838 | 8739 | 33.08 | 24.44 | 1009 | 29.731 | 146.1843 | 0 | Heating | 19.4912 | #N/A | #N/A | #N/A | #N/A | 146.1843 | #N/A | #N/A | 3.3624 | #N/A | 0 | 0 | 0 | 0 | 0 | 0 | 0 | 0.06497% | 1 | 50% | 0% | 0% | 0% | 8.2745 | 0 | 0 | 0 | 8.2745 | #N/A
2007-12-31 04:01 | 12 | 31 | 4 | 365.1255 | 8740 | 33.08 | 24.08 | 1010 | 29.6147 | 170.4671 | 0 | Heating | 22.7289 | #N/A | #N/A | #N/A | #N/A | 170.4671 | #N/A | #N/A | 3.3624 | #N/A | 0 | 0 | 0 | 0 | 0 | 0 | 0 | 0.07576% | 1 | 50% | 0% | 0% | 0% | 8.2745 | 0 | 0 | 0 | 8.2745 | #N/A
2007-12-31 05:01 | 12 | 31 | 5 | 365.1672 | 8741 | 33.08 | 24.26 | 1010 | 29.6736 | 194.8552 | 0 | Heating | 25.9807 | #N/A | #N/A | #N/A | #N/A | 194.8552 | #N/A | #N/A | 3.3624 | #N/A | 0 | 0 | 0 | 0 | 0 | 0 | 0 | 0.0866% | 1 | 50% | 0% | 0% | 0% | 8.2745 | 0 | 0 | 0 | 8.2745 | #N/A
2007-12-31 06:01 | 12 | 31 | 6 | 365.2088 | 8742 | 32 | 24.26 | 1010 | 29.0361 | 199.7785 | 0 | Heating | 26.6371 | #N/A | #N/A | #N/A | #N/A | 199.7785 | #N/A | #N/A | 3.3135 | #N/A | 0 | 0 | 0 | 0 | 0 | 0 | 0 | 0.08879% | 1 | 50% | 0% | 0% | 0% | 8.2745 | 0 | 0 | 0 | 8.2745 | #N/A
2007-12-31 07:01 | 12 | 31 | 7 | 365.2505 | 8743 | 30.92 | 24.08 | 1011 | 28.3329 | 737.4077 | 0 | Heating | 98.321 | #N/A | #N/A | #N/A | #N/A | 737.4077 | #N/A | #N/A | 3.2671 | #N/A | 0 | 0 | 0 | 0 | 0 | 0 | 0 | 0.3277% | 1 | 50% | 0% | 0% | 0% | 8.2745 | 0 | 0 | 0 | 8.2745 | #N/A
2007-12-31 08:01 | 12 | 31 | 8 | 365.2922 | 8744 | 30.92 | 22.64 | 1012 | 27.8676 | 512.2299 | 0 | Heating | 68.2973 | #N/A | #N/A | #N/A | #N/A | 512.2299 | #N/A | #N/A | 3.2671 | #N/A | 0 | 0 | 0 | 0 | 0 | 0 | 0 | 0.2277% | 1 | 50% | 0% | 0% | 0% | 8.2745 | 0 | 0 | 0 | 8.2745 | #N/A
2007-12-31 09:01 | 12 | 31 | 9 | 365.3338 | 8745 | 33.08 | 21.38 | 1012 | 28.7824 | 297.1574 | 0 | Heating | 39.621 | #N/A | #N/A | #N/A | #N/A | 297.1574 | #N/A | #N/A | 3.3624 | #N/A | 0 | 0 | 0 | 0 | 0 | 0 | 0 | 0.1321% | 1 | 50% | 0% | 0% | 0% | 8.2745 | 0 | 0 | 0 | 8.2745 | #N/A
2007-12-31 10:01 | 12 | 31 | 10 | 365.3755 | 8746 | 33.98 | 19.94 | 1013 | 28.9118 | 269.1794 | 0 | Heating | 35.8906 | #N/A | #N/A | #N/A | #N/A | 269.1794 | #N/A | #N/A | 3.405 | #N/A | 0 | 0 | 0 | 0 | 0 | 0 | 0 | 0.1196% | 1 | 50% | 0% | 0% | 0% | 8.2745 | 0 | 0 | 0 | 8.2745 | #N/A
2007-12-31 11:01 | 12 | 31 | 11 | 365.4172 | 8747 | 33.98 | 19.04 | 1013 | 28.6682 | 263.8387 | 0 | Heating | 35.1785 | #N/A | #N/A | #N/A | #N/A | 263.8387 | #N/A | #N/A | 3.405 | #N/A | 0 | 0 | 0 | 0 | 0 | 0 | 0 | 0.1173% | 1 | 50% | 0% | 0% | 0% | 8.2745 | 0 | 0 | 0 | 8.2745 | #N/A
2007-12-31 12:01 | 12 | 31 | 12 | 365.4588 | 8748 | 33.98 | 17.6 | 1012 | 28.2927 | 228.0926 | 0 | Heating | 30.4123 | #N/A | #N/A | #N/A | #N/A | 228.0926 | #N/A | #N/A | 3.405 | #N/A | 0 | 0 | 0 | 0 | 0 | 0 | 0 | 0.1014% | 1 | 50% | 0% | 0% | 0% | 8.2745 | 0 | 0 | 0 | 8.2745 | #N/A
2007-12-31 13:01 | 12 | 31 | 13 | 365.5005 | 8749 | 33.98 | 15.98 | 1012 | 27.8986 | 246.1753 | 0 | Heating | 32.8234 | #N/A | #N/A | #N/A | #N/A | 246.1753 | #N/A | #N/A | 3.405 | #N/A | 0 | 0 | 0 | 0 | 0 | 0 | 0 | 0.1094% | 1 | 50% | 0% | 0% | 0% | 8.2745 | 0 | 0 | 0 | 8.2745 | #N/A
2007-12-31 14:01 | 12 | 31 | 14 | 365.5422 | 8750 | 33.98 | 15.26 | 1012 | 27.7316 | 166.8349 | 0 | Heating | 22.2447 | #N/A | #N/A | #N/A | #N/A | 166.8349 | #N/A | #N/A | 3.405 | #N/A | 0 | 0 | 0 | 0 | 0 | 0 | 0 | 0.07415% | 1 | 50% | 0% | 0% | 0% | 8.2745 | 0 | 0 | 0 | 8.2745 | #N/A
2007-12-31 15:01 | 12 | 31 | 15 | 365.5838 | 8751 | 32 | 14.18 | 1012 | 26.2704 | 157.5501 | 0 | Heating | 21.0067 | #N/A | #N/A | #N/A | #N/A | 157.5501 | #N/A | #N/A | 3.3135 | #N/A | 0 | 0 | 0 | 0 | 0 | 0 | 0 | 0.07002% | 1 | 50% | 0% | 0% | 0% | 8.2745 | 0 | 0 | 0 | 8.2745 | #N/A
2007-12-31 16:01 | 12 | 31 | 16 | 365.6255 | 8752 | 32 | 12.92 | 1012 | 25.9966 | 174.1293 | 0 | Heating | 23.2172 | #N/A | #N/A | #N/A | #N/A | 174.1293 | #N/A | #N/A | 3.3135 | #N/A | 0 | 0 | 0 | 0 | 0 | 0 | 0 | 0.07739% | 1 | 50% | 0% | 0% | 0% | 8.2745 | 0 | 0 | 0 | 8.2745 | #N/A
2007-12-31 17:01 | 12 | 31 | 17 | 365.6672 | 8753 | 32 | 12.02 | 1012 | 25.8096 | 174.3214 | 0 | Heating | 23.2429 | #N/A | #N/A | #N/A | #N/A | 174.3214 | #N/A | #N/A | 3.3135 | #N/A | 0 | 0 | 0 | 0 | 0 | 0 | 0 | 0.07748% | 1 | 50% | 0% | 0% | 0% | 8.2745 | 0 | 0 | 0 | 8.2745 | #N/A
2007-12-31 18:01 | 12 | 31 | 18 | 365.7088 | 8754 | 28.94 | 11.12 | 1012 | 23.6768 | 224.3998 | 0 | Heating | 29.92 | #N/A | #N/A | #N/A | #N/A | 224.3998 | #N/A | #N/A | 3.188 | #N/A | 0 | 0 | 0 | 0 | 0 | 0 | 0 | 0.09973% | 1 | 50% | 0% | 0% | 0% | 8.2745 | 0 | 0 | 0 | 8.2745 | #N/A
2007-12-31 19:01 | 12 | 31 | 19 | 365.7505 | 8755 | 26.96 | 10.04 | 1012 | 22.1639 | 304.3362 | 0 | Heating | 40.5782 | #N/A | #N/A | #N/A | #N/A | 304.3362 | #N/A | #N/A | 3.1163 | #N/A | 0 | 0 | 0 | 0 | 0 | 0 | 0 | 0.1353% | 1 | 50% | 0% | 0% | 0% | 8.2745 | 0 | 0 | 0 | 8.2745 | #N/A
2007-12-31 20:01 | 12 | 31 | 20 | 365.7922 | 8756 | 26.96 | 10.22 | 1011 | 22.1964 | 349.6825 | 0 | Heating | 46.6243 | #N/A | #N/A | #N/A | #N/A | 349.6825 | #N/A | #N/A | 3.1163 | #N/A | 0 | 0 | 0 | 0 | 0 | 0 | 0 | 0.1554% | 1 | 50% | 0% | 0% | 0% | 8.2745 | 0 | 0 | 0 | 8.2745 | #N/A
2007-12-31 21:01 | 12 | 31 | 21 | 365.8338 | 8757 | 26.06 | 10.22 | 1011 | 21.598 | 432.5046 | 0 | Heating | 57.6673 | #N/A | #N/A | #N/A | #N/A | 432.5046 | #N/A | #N/A | 3.0859 | #N/A | 0 | 0 | 0 | 0 | 0 | 0 | 0 | 0.1922% | 1 | 50% | 0% | 0% | 0% | 8.2745 | 0 | 0 | 0 | 8.2745 | #N/A
2007-12-31 22:01 | 12 | 31 | 22 | 365.8755 | 8758 | 24.98 | 10.04 | 1011 | 20.8369 | 473.1354 | 0 | Heating | 63.0847 | #N/A | #N/A | #N/A | #N/A | 473.1354 | #N/A | #N/A | 3.0513 | #N/A | 0 | 0 | 0 | 0 | 0 | 0 | 0 | 0.2103% | 1 | 50% | 0% | 0% | 0% | 8.2745 | 0 | 0 | 0 | 8.2745 | #N/A
2007-12-31 23:01 | 12 | 31 | 23 | 365.9172 | 8759 | 24.98 | 9.5 | 1010 | 20.7267 | 150.4835 | 0 | Heating | 20.0645 | #N/A | #N/A | #N/A | #N/A | 150.4835 | #N/A | #N/A | 3.0513 | #N/A | 0 | 0 | 0 | 0 | 0 | 0 | 0 | 0.06688% | 1 | 50% | 0% | 0% | 0% | 8.2745 | 0 | 0 | 0 | 8.2745 | #N/A
2008-01-01 00:01 | 1 | 1 | 0 | 365 | 8760 | 24.08 | 8.96 | 1010 | 20.0101 | 285.7486 | 0 | Heating | 38.0998 | 47448.6479 | 53.0371 | 63.0371 | 232498.3749 | 285.7486 | 285.7486 | 0 | 3.0238 | 0 | 0 | 0 | 0 | 0 | 0 | 0 | 0 | 0.127% | 1 | 50% | 0% | 0% | 0% | 8.2745 | 0 | 0 | 0 | 8.2745 | 8.2745
Formulas:
Day of Year = DAYS([Date],A8)+1

## Hrly Calcs - Cooling Tower
[10 empty] | MBH | MBH | [6 empty] | MBH | MBH | MBH |  | kW | MBH | MBH | MBH |  |  |  | kW | kW | [6 empty] | kW | kW | kW | kW | kW | kW
Pick (Max) |  |  |  |  | Max |  |  |  |  | 1830.1975 | 2848.6129 | [6 empty] | 1830.1975 | #N/A | #N/A |  | #N/A | 2848.6129 | #N/A | #N/A |  |  |  | #N/A | 8.8068 | [6 empty] | 8.2745 | 0 | 0 | 0 | 8.2745 | #N/A
Average | [9 empty] | 85.1884 | 369.7715 | [6 empty] | 85.1884 | #N/A | #N/A |  | #N/A | 369.7715 | #N/A | #N/A |  |  |  | #N/A | 1.1432 | [6 empty] | 8.2745 | 0 | 0 | 0 | 8.2745 | #N/A
Annual Energy |  |  |  |  | Sum |  |  |  |  | 746250.611 | 3239198.0399 | [6 empty] | 746250.611 | #N/A | #N/A |  | #N/A | 3239198.0399 | #N/A | #N/A |  |  |  | #N/A | 10014.3863 | [6 empty] | 72485.0044 | 0 | 0 | 0 | 72485.0044 | #N/A
Max Case | [9 empty] | 1830.1975 | 2848.6129 |  | 474.7688 | [18 empty] | 1 | 50% | 0% |  |  | 8.2745 | 0 |  |  | 8.2745
Date | Month | Day | Hour | Day of Year | Hour of Year | Dry Bulb Temperature (°F) | Dew-point (F) | Pressure (mbar) | Wet-Bulb (°F) | Heating Load (MBH) | Cooling Load (MBH) | Mode (Heating/ Cooling) | Loop Flow (GPM) | Maximum Available WWTP Outfall Flow (GPM) | WWTP Outfall HX EWT (°F) | WWTP Outfall HX Max LWT (°F) | Max. Avail. Heat Transfer from WWTP HX (MBH) | Heat Required from Loop (MBH) | Heat Absorbed from WWTP Outfall (MBH) | Heat Required from Central Plant (MBH) | Avg. Bldg. Heat Pump Heating COP | Bldg. Heat Pump Heating Electric Demand (kW) | Heat Rejected to District Loop (MBH) | Heat Rejected to Cooling Tower (MBH) | Heat Rejection Required from Central Plant (MBH) | Avg. Bldg. CWLT (°F) | Avg. Bldg. CWET (°F) | Avg. Bldg. Heat Pump Cooling COP | Loop Heat Pump Electric Demand (kW) | Cooling Tower Fan Electric Demand (kW) | % Loop Design Flow | Loop No. Pumps Operating | Loop Pump 1 Speed | Loop Pump 2 Speed | Looop Pump 3 Speed | Looop Pump 4 Speed | Loop Pump 1 Demand (kW) | Loop Pump 2 Demand (kW) | Loop Pump 3 Demand (kW) | Loop Pump 4 Demand (kW) | Total Loop Pump Demand (kW) | Total Electric Demand (kW)
2007-01-01 01:00 | 1 | 1 | 1 | 1 | 1 | 35.96 | 24.98 | 1000 | 31.5478 | 13.5689 | 0 | Heating | 1.8092 | 45873.5988 | 52.7965 | 62.7965 | 224780.6342 | 13.5689 | 13.5689 | 0 | 3.5052 | 0 | 0 | 0 | 0 | 0 | 0 | 0 | 0 | 0 | 0.006031% | 1 | 50% | 0% | 0% | 0% | 8.2745 | 0 | 0 | 0 | 8.2745 | 8.2745
2007-01-01 02:00 | 1 | 1 | 2 | 1.0417 | 2 | 35.96 | 26.06 | 1000 | 31.9108 | 15.5879 | 0 | Heating | 2.0784 | #N/A | #N/A | #N/A | #N/A | 15.5879 | #N/A | #N/A | 3.5052 | #N/A | 0 | 0 | 0 | 0 | 0 | 0 | 0 | 0 | 0.006928% | 1 | 50% | 0% | 0% | 0% | 8.2745 | 0 | 0 | 0 | 8.2745 | #N/A
2007-01-01 03:00 | 1 | 1 | 3 | 1.0833 | 3 | 35.96 | 27.32 | 1000 | 32.3711 | 17.5182 | 0 | Heating | 2.3358 | #N/A | #N/A | #N/A | #N/A | 17.5182 | #N/A | #N/A | 3.5052 | #N/A | 0 | 0 | 0 | 0 | 0 | 0 | 0 | 0 | 0.007786% | 1 | 50% | 0% | 0% | 0% | 8.2745 | 0 | 0 | 0 | 8.2745 | #N/A
2007-01-01 04:00 | 1 | 1 | 4 | 1.125 | 4 | 37.4 | 28.94 | 1000 | 33.8374 | 19.221 | 0 | Heating | 2.5628 | #N/A | #N/A | #N/A | #N/A | 19.221 | #N/A | #N/A | 3.5838 | #N/A | 0 | 0 | 0 | 0 | 0 | 0 | 0 | 0 | 0.008543% | 1 | 50% | 0% | 0% | 0% | 8.2745 | 0 | 0 | 0 | 8.2745 | #N/A
2007-01-01 05:00 | 1 | 1 | 5 | 1.1667 | 5 | 37.04 | 28.76 | 1000 | 33.5584 | 26.5737 | 0 | Heating | 3.5432 | #N/A | #N/A | #N/A | #N/A | 26.5737 | #N/A | #N/A | 3.5637 | #N/A | 0 | 0 | 0 | 0 | 0 | 0 | 0 | 0 | 0.01181% | 1 | 50% | 0% | 0% | 0% | 8.2745 | 0 | 0 | 0 | 8.2745 | #N/A
2007-01-01 06:00 | 1 | 1 | 6 | 1.2083 | 6 | 37.4 | 28.76 | 1000 | 33.7662 | 23.0061 | 0 | Heating | 3.0675 | #N/A | #N/A | #N/A | #N/A | 23.0061 | #N/A | #N/A | 3.5838 | #N/A | 0 | 0 | 0 | 0 | 0 | 0 | 0 | 0 | 0.01022% | 1 | 50% | 0% | 0% | 0% | 8.2745 | 0 | 0 | 0 | 8.2745 | #N/A
2007-01-01 07:00 | 1 | 1 | 7 | 1.25 | 7 | 37.94 | 28.94 | 1000 | 34.1476 | 525.7864 | 0 | Heating | 70.1049 | #N/A | #N/A | #N/A | #N/A | 525.7864 | #N/A | #N/A | 3.6146 | #N/A | 0 | 0 | 0 | 0 | 0 | 0 | 0 | 0 | 0.2337% | 1 | 50% | 0% | 0% | 0% | 8.2745 | 0 | 0 | 0 | 8.2745 | #N/A
2007-01-01 08:00 | 1 | 1 | 8 | 1.2917 | 8 | 37.94 | 28.22 | 1000 | 33.867 | 301.8667 | 0 | Heating | 40.2489 | #N/A | #N/A | #N/A | #N/A | 301.8667 | #N/A | #N/A | 3.6146 | #N/A | 0 | 0 | 0 | 0 | 0 | 0 | 0 | 0 | 0.1342% | 1 | 50% | 0% | 0% | 0% | 8.2745 | 0 | 0 | 0 | 8.2745 | #N/A
2007-01-01 09:00 | 1 | 1 | 9 | 1.3333 | 9 | 39.02 | 28.22 | 1000 | 34.4858 | 109.6011 | 0 | Heating | 14.6135 | #N/A | #N/A | #N/A | #N/A | 109.6011 | #N/A | #N/A | 3.6785 | #N/A | 0 | 0 | 0 | 0 | 0 | 0 | 0 | 0 | 0.04871% | 1 | 50% | 0% | 0% | 0% | 8.2745 | 0 | 0 | 0 | 8.2745 | #N/A
2007-01-01 10:00 | 1 | 1 | 10 | 1.375 | 10 | 39.2 | 28.94 | 1000 | 34.8659 | 83.8322 | 0 | Heating | 11.1776 | #N/A | #N/A | #N/A | #N/A | 83.8322 | #N/A | #N/A | 3.6894 | #N/A | 0 | 0 | 0 | 0 | 0 | 0 | 0 | 0 | 0.03726% | 1 | 50% | 0% | 0% | 0% | 8.2745 | 0 | 0 | 0 | 8.2745 | #N/A
2007-01-01 11:00 | 1 | 1 | 11 | 1.4167 | 11 | 41 | 29.12 | 999 | 35.9452 | 80.5628 | 0 | Heating | 10.7417 | #N/A | #N/A | #N/A | #N/A | 80.5628 | #N/A | #N/A | 3.8033 | #N/A | 0 | 0 | 0 | 0 | 0 | 0 | 0 | 0 | 0.03581% | 1 | 50% | 0% | 0% | 0% | 8.2745 | 0 | 0 | 0 | 8.2745 | #N/A
2007-01-01 12:00 | 1 | 1 | 12 | 1.4583 | 12 | 44.6 | 28.94 | 999 | 37.8542 | 58.1236 | 0 | Heating | 7.7498 | #N/A | #N/A | #N/A | #N/A | 58.1236 | #N/A | #N/A | 4.058 | #N/A | 0 | 0 | 0 | 0 | 0 | 0 | 0 | 0 | 0.02583% | 1 | 50% | 0% | 0% | 0% | 8.2745 | 0 | 0 | 0 | 8.2745 | #N/A
2007-01-01 13:00 | 1 | 1 | 13 | 1.5 | 13 | 44.96 | 28.94 | 998 | 38.0449 | 75.0678 | 0 | Heating | 10.009 | #N/A | #N/A | #N/A | #N/A | 75.0678 | #N/A | #N/A | 4.0856 | #N/A | 0 | 0 | 0 | 0 | 0 | 0 | 0 | 0 | 0.03336% | 1 | 50% | 0% | 0% | 0% | 8.2745 | 0 | 0 | 0 | 8.2745 | #N/A
2007-01-01 14:00 | 1 | 1 | 14 | 1.5417 | 14 | 44.96 | 29.12 | 998 | 38.1121 | 27.4365 | 0 | Heating | 3.6582 | #N/A | #N/A | #N/A | #N/A | 27.4365 | #N/A | #N/A | 4.0856 | #N/A | 0 | 0 | 0 | 0 | 0 | 0 | 0 | 0 | 0.01219% | 1 | 50% | 0% | 0% | 0% | 8.2745 | 0 | 0 | 0 | 8.2745 | #N/A
2007-01-01 15:00 | 1 | 1 | 15 | 1.5833 | 15 | 46.94 | 29.3 | 998 | 39.2361 | 31.9892 | 0 | Heating | 4.2652 | #N/A | #N/A | #N/A | #N/A | 31.9892 | #N/A | #N/A | 4.2441 | #N/A | 0 | 0 | 0 | 0 | 0 | 0 | 0 | 0 | 0.01422% | 1 | 50% | 0% | 0% | 0% | 8.2745 | 0 | 0 | 0 | 8.2745 | #N/A
2007-01-01 16:00 | 1 | 1 | 16 | 1.625 | 16 | 46.04 | 28.94 | 998 | 38.6247 | 41.367 | 0 | Heating | 5.5156 | #N/A | #N/A | #N/A | #N/A | 41.367 | #N/A | #N/A | 4.1705 | #N/A | 0 | 0 | 0 | 0 | 0 | 0 | 0 | 0 | 0.01839% | 1 | 50% | 0% | 0% | 0% | 8.2745 | 0 | 0 | 0 | 8.2745 | #N/A
2007-01-01 17:00 | 1 | 1 | 17 | 1.6667 | 17 | 46.04 | 28.22 | 998 | 38.3628 | 29.923 | 0 | Heating | 3.9897 | #N/A | #N/A | #N/A | #N/A | 29.923 | #N/A | #N/A | 4.1705 | #N/A | 0 | 0 | 0 | 0 | 0 | 0 | 0 | 0 | 0.0133% | 1 | 50% | 0% | 0% | 0% | 8.2745 | 0 | 0 | 0 | 8.2745 | #N/A
2007-01-01 18:00 | 1 | 1 | 18 | 1.7083 | 18 | 44.6 | 27.68 | 998 | 37.391 | 67.3961 | 0 | Heating | 8.9861 | #N/A | #N/A | #N/A | #N/A | 67.3961 | #N/A | #N/A | 4.058 | #N/A | 0 | 0 | 0 | 0 | 0 | 0 | 0 | 0 | 0.02995% | 1 | 50% | 0% | 0% | 0% | 8.2745 | 0 | 0 | 0 | 8.2745 | #N/A
2007-01-01 19:00 | 1 | 1 | 19 | 1.75 | 19 | 41 | 26.96 | 998 | 35.1375 | 137.9377 | 0 | Heating | 18.3917 | #N/A | #N/A | #N/A | #N/A | 137.9377 | #N/A | #N/A | 3.8033 | #N/A | 0 | 0 | 0 | 0 | 0 | 0 | 0 | 0 | 0.06131% | 1 | 50% | 0% | 0% | 0% | 8.2745 | 0 | 0 | 0 | 8.2745 | #N/A
2007-01-01 20:00 | 1 | 1 | 20 | 1.7917 | 20 | 41 | 27.32 | 998 | 35.2673 | 161.9445 | 0 | Heating | 21.5926 | #N/A | #N/A | #N/A | #N/A | 161.9445 | #N/A | #N/A | 3.8033 | #N/A | 0 | 0 | 0 | 0 | 0 | 0 | 0 | 0 | 0.07198% | 1 | 50% | 0% | 0% | 0% | 8.2745 | 0 | 0 | 0 | 8.2745 | #N/A
2007-01-01 21:00 | 1 | 1 | 21 | 1.8333 | 21 | 41 | 27.68 | 998 | 35.3988 | 202.9774 | 0 | Heating | 27.0636 | #N/A | #N/A | #N/A | #N/A | 202.9774 | #N/A | #N/A | 3.8033 | #N/A | 0 | 0 | 0 | 0 | 0 | 0 | 0 | 0 | 0.09021% | 1 | 50% | 0% | 0% | 0% | 8.2745 | 0 | 0 | 0 | 8.2745 | #N/A
2007-01-01 22:00 | 1 | 1 | 22 | 1.875 | 22 | 42.98 | 28.04 | 998 | 36.6331 | 218.3205 | 0 | Heating | 29.1094 | #N/A | #N/A | #N/A | #N/A | 218.3205 | #N/A | #N/A | 3.9388 | #N/A | 0 | 0 | 0 | 0 | 0 | 0 | 0 | 0 | 0.09703% | 1 | 50% | 0% | 0% | 0% | 8.2745 | 0 | 0 | 0 | 8.2745 | #N/A
2007-01-01 23:00 | 1 | 1 | 23 | 1.9167 | 23 | 42.98 | 27.86 | 998 | 36.5674 | 2.1908 | 0 | Heating | 0.2921 | #N/A | #N/A | #N/A | #N/A | 2.1908 | #N/A | #N/A | 3.9388 | #N/A | 0 | 0 | 0 | 0 | 0 | 0 | 0 | 0 | 0.0009737% | 1 | 50% | 0% | 0% | 0% | 8.2745 | 0 | 0 | 0 | 8.2745 | #N/A
2007-01-02 | 1 | 2 | 0 | 1.9583 | 24 | 42.98 | 27.86 | 998 | 36.5674 | 10.1336 | 0 | Heating | 1.3512 | #N/A | #N/A | #N/A | #N/A | 10.1336 | #N/A | #N/A | 3.9388 | #N/A | 0 | 0 | 0 | 0 | 0 | 0 | 0 | 0 | 0.004504% | 1 | 50% | 0% | 0% | 0% | 8.2745 | 0 | 0 | 0 | 8.2745 | #N/A
2007-01-02 01:00 | 1 | 2 | 1 | 2 | 25 | 42.8 | 28.04 | 998 | 36.5338 | 13.7191 | 0 | Heating | 1.8292 | #N/A | #N/A | #N/A | #N/A | 13.7191 | #N/A | #N/A | 3.9261 | #N/A | 0 | 0 | 0 | 0 | 0 | 0 | 0 | 0 | 0.006097% | 1 | 50% | 0% | 0% | 0% | 8.2745 | 0 | 0 | 0 | 8.2745 | #N/A
2007-01-02 02:00 | 1 | 2 | 2 | 2.0417 | 26 | 42.98 | 27.86 | 998 | 36.5674 | 15.6387 | 0 | Heating | 2.0852 | #N/A | #N/A | #N/A | #N/A | 15.6387 | #N/A | #N/A | 3.9388 | #N/A | 0 | 0 | 0 | 0 | 0 | 0 | 0 | 0 | 0.006951% | 1 | 50% | 0% | 0% | 0% | 8.2745 | 0 | 0 | 0 | 8.2745 | #N/A
2007-01-02 03:00 | 1 | 2 | 3 | 2.0833 | 27 | 42.98 | 27.68 | 998 | 36.5021 | 17.169 | 0 | Heating | 2.2892 | #N/A | #N/A | #N/A | #N/A | 17.169 | #N/A | #N/A | 3.9388 | #N/A | 0 | 0 | 0 | 0 | 0 | 0 | 0 | 0 | 0.007631% | 1 | 50% | 0% | 0% | 0% | 8.2745 | 0 | 0 | 0 | 8.2745 | #N/A
2007-01-02 04:00 | 1 | 2 | 4 | 2.125 | 28 | 42.08 | 28.04 | 998 | 36.1349 | 18.384 | 0 | Heating | 2.4512 | #N/A | #N/A | #N/A | #N/A | 18.384 | #N/A | #N/A | 3.8759 | #N/A | 0 | 0 | 0 | 0 | 0 | 0 | 0 | 0 | 0.008171% | 1 | 50% | 0% | 0% | 0% | 8.2745 | 0 | 0 | 0 | 8.2745 | #N/A
2007-01-02 05:00 | 1 | 2 | 5 | 2.1667 | 29 | 42.08 | 28.4 | 998 | 36.2687 | 25.6308 | 0 | Heating | 3.4174 | #N/A | #N/A | #N/A | #N/A | 25.6308 | #N/A | #N/A | 3.8759 | #N/A | 0 | 0 | 0 | 0 | 0 | 0 | 0 | 0 | 0.01139% | 1 | 50% | 0% | 0% | 0% | 8.2745 | 0 | 0 | 0 | 8.2745 | #N/A
2007-01-02 06:00 | 1 | 2 | 6 | 2.2083 | 30 | 37.94 | 29.12 | 998 | 34.2146 | 31.2505 | 0 | Heating | 4.1667 | #N/A | #N/A | #N/A | #N/A | 31.2505 | #N/A | #N/A | 3.6146 | #N/A | 0 | 0 | 0 | 0 | 0 | 0 | 0 | 0 | 0.01389% | 1 | 50% | 0% | 0% | 0% | 8.2745 | 0 | 0 | 0 | 8.2745 | #N/A
2007-01-02 07:00 | 1 | 2 | 7 | 2.25 | 31 | 35.96 | 30.02 | 999 | 33.4439 | 542.8706 | 0 | Heating | 72.3827 | #N/A | #N/A | #N/A | #N/A | 542.8706 | #N/A | #N/A | 3.5052 | #N/A | 0 | 0 | 0 | 0 | 0 | 0 | 0 | 0 | 0.2413% | 1 | 50% | 0% | 0% | 0% | 8.2745 | 0 | 0 | 0 | 8.2745 | #N/A
2007-01-02 08:00 | 1 | 2 | 8 | 2.2917 | 32 | 35.96 | 29.66 | 999 | 33.2945 | 328.114 | 0 | Heating | 43.7485 | #N/A | #N/A | #N/A | #N/A | 328.114 | #N/A | #N/A | 3.5052 | #N/A | 0 | 0 | 0 | 0 | 0 | 0 | 0 | 0 | 0.1458% | 1 | 50% | 0% | 0% | 0% | 8.2745 | 0 | 0 | 0 | 8.2745 | #N/A
2007-01-02 09:00 | 1 | 2 | 9 | 2.3333 | 33 | 35.96 | 29.84 | 999 | 33.369 | 143.4084 | 0 | Heating | 19.1211 | #N/A | #N/A | #N/A | #N/A | 143.4084 | #N/A | #N/A | 3.5052 | #N/A | 0 | 0 | 0 | 0 | 0 | 0 | 0 | 0 | 0.06374% | 1 | 50% | 0% | 0% | 0% | 8.2745 | 0 | 0 | 0 | 8.2745 | #N/A
2007-01-02 10:00 | 1 | 2 | 10 | 2.375 | 34 | 37.04 | 30.92 | 999 | 34.4447 | 124.9599 | 0 | Heating | 16.6613 | #N/A | #N/A | #N/A | #N/A | 124.9599 | #N/A | #N/A | 3.5637 | #N/A | 0 | 0 | 0 | 0 | 0 | 0 | 0 | 0 | 0.05554% | 1 | 50% | 0% | 0% | 0% | 8.2745 | 0 | 0 | 0 | 8.2745 | #N/A
2007-01-02 11:00 | 1 | 2 | 11 | 2.4167 | 35 | 37.04 | 31.1 | 999 | 34.5219 | 138.8918 | 0 | Heating | 18.5189 | #N/A | #N/A | #N/A | #N/A | 138.8918 | #N/A | #N/A | 3.5637 | #N/A | 0 | 0 | 0 | 0 | 0 | 0 | 0 | 0 | 0.06173% | 1 | 50% | 0% | 0% | 0% | 8.2745 | 0 | 0 | 0 | 8.2745 | #N/A
2007-01-02 12:00 | 1 | 2 | 12 | 2.4583 | 36 | 39.02 | 30.92 | 999 | 35.5643 | 129.0634 | 0 | Heating | 17.2085 | #N/A | #N/A | #N/A | #N/A | 129.0634 | #N/A | #N/A | 3.6785 | #N/A | 0 | 0 | 0 | 0 | 0 | 0 | 0 | 0 | 0.05736% | 1 | 50% | 0% | 0% | 0% | 8.2745 | 0 | 0 | 0 | 8.2745 | #N/A
2007-01-02 13:00 | 1 | 2 | 13 | 2.5 | 37 | 39.02 | 30.92 | 999 | 35.5643 | 171.8984 | 0 | Heating | 22.9198 | #N/A | #N/A | #N/A | #N/A | 171.8984 | #N/A | #N/A | 3.6785 | #N/A | 0 | 0 | 0 | 0 | 0 | 0 | 0 | 0 | 0.0764% | 1 | 50% | 0% | 0% | 0% | 8.2745 | 0 | 0 | 0 | 8.2745 | #N/A
2007-01-02 14:00 | 1 | 2 | 14 | 2.5417 | 38 | 39.02 | 29.84 | 999 | 35.1193 | 120.4198 | 0 | Heating | 16.056 | #N/A | #N/A | #N/A | #N/A | 120.4198 | #N/A | #N/A | 3.6785 | #N/A | 0 | 0 | 0 | 0 | 0 | 0 | 0 | 0 | 0.05352% | 1 | 50% | 0% | 0% | 0% | 8.2745 | 0 | 0 | 0 | 8.2745 | #N/A
2007-01-02 15:00 | 1 | 2 | 15 | 2.5833 | 39 | 39.92 | 28.58 | 1000 | 35.1341 | 121.544 | 0 | Heating | 16.2059 | #N/A | #N/A | #N/A | #N/A | 121.544 | #N/A | #N/A | 3.7339 | #N/A | 0 | 0 | 0 | 0 | 0 | 0 | 0 | 0 | 0.05402% | 1 | 50% | 0% | 0% | 0% | 8.2745 | 0 | 0 | 0 | 8.2745 | #N/A
2007-01-02 16:00 | 1 | 2 | 16 | 2.625 | 40 | 39.02 | 26.96 | 1000 | 34.0165 | 127.8931 | 0 | Heating | 17.0524 | #N/A | #N/A | #N/A | #N/A | 127.8931 | #N/A | #N/A | 3.6785 | #N/A | 0 | 0 | 0 | 0 | 0 | 0 | 0 | 0 | 0.05684% | 1 | 50% | 0% | 0% | 0% | 8.2745 | 0 | 0 | 0 | 8.2745 | #N/A
2007-01-02 17:00 | 1 | 2 | 17 | 2.6667 | 41 | 39.02 | 24.62 | 1001 | 33.2045 | 109.9089 | 0 | Heating | 14.6545 | #N/A | #N/A | #N/A | #N/A | 109.9089 | #N/A | #N/A | 3.6785 | #N/A | 0 | 0 | 0 | 0 | 0 | 0 | 0 | 0 | 0.04885% | 1 | 50% | 0% | 0% | 0% | 8.2745 | 0 | 0 | 0 | 8.2745 | #N/A
2007-01-02 18:00 | 1 | 2 | 18 | 2.7083 | 42 | 35.96 | 22.28 | 1002 | 30.7075 | 148.9418 | 0 | Heating | 19.8589 | #N/A | #N/A | #N/A | #N/A | 148.9418 | #N/A | #N/A | 3.5052 | #N/A | 0 | 0 | 0 | 0 | 0 | 0 | 0 | 0 | 0.0662% | 1 | 50% | 0% | 0% | 0% | 8.2745 | 0 | 0 | 0 | 8.2745 | #N/A
2007-01-02 19:00 | 1 | 2 | 19 | 2.75 | 43 | 35.06 | 19.94 | 1002 | 29.516 | 216.8695 | 0 | Heating | 28.9159 | #N/A | #N/A | #N/A | #N/A | 216.8695 | #N/A | #N/A | 3.4585 | #N/A | 0 | 0 | 0 | 0 | 0 | 0 | 0 | 0 | 0.09639% | 1 | 50% | 0% | 0% | 0% | 8.2745 | 0 | 0 | 0 | 8.2745 | #N/A
2007-01-02 20:00 | 1 | 2 | 20 | 2.7917 | 44 | 35.06 | 18.68 | 1003 | 29.1822 | 256.072 | 0 | Heating | 34.1429 | #N/A | #N/A | #N/A | #N/A | 256.072 | #N/A | #N/A | 3.4585 | #N/A | 0 | 0 | 0 | 0 | 0 | 0 | 0 | 0 | 0.1138% | 1 | 50% | 0% | 0% | 0% | 8.2745 | 0 | 0 | 0 | 8.2745 | #N/A
2007-01-02 21:00 | 1 | 2 | 21 | 2.8333 | 45 | 30.02 | 17.24 | 1003 | 25.7444 | 322.5858 | 0 | Heating | 43.0114 | #N/A | #N/A | #N/A | #N/A | 322.5858 | #N/A | #N/A | 3.2302 | #N/A | 0 | 0 | 0 | 0 | 0 | 0 | 0 | 0 | 0.1434% | 1 | 50% | 0% | 0% | 0% | 8.2745 | 0 | 0 | 0 | 8.2745 | #N/A
2007-01-02 22:00 | 1 | 2 | 22 | 2.875 | 46 | 28.94 | 15.98 | 1003 | 24.7436 | 369.6757 | 0 | Heating | 49.2901 | #N/A | #N/A | #N/A | #N/A | 369.6757 | #N/A | #N/A | 3.188 | #N/A | 0 | 0 | 0 | 0 | 0 | 0 | 0 | 0 | 0.1643% | 1 | 50% | 0% | 0% | 0% | 8.2745 | 0 | 0 | 0 | 8.2745 | #N/A
2007-01-02 23:00 | 1 | 2 | 23 | 2.9167 | 47 | 28.94 | 15.08 | 1004 | 24.5262 | 51.1771 | 0 | Heating | 6.8236 | #N/A | #N/A | #N/A | #N/A | 51.1771 | #N/A | #N/A | 3.188 | #N/A | 0 | 0 | 0 | 0 | 0 | 0 | 0 | 0 | 0.02275% | 1 | 50% | 0% | 0% | 0% | 8.2745 | 0 | 0 | 0 | 8.2745 | #N/A
2007-01-03 | 1 | 3 | 0 | 2.9583 | 48 | 26.06 | 14.36 | 1004 | 22.4889 | 151.1889 | 0 | Heating | 20.1585 | #N/A | #N/A | #N/A | #N/A | 151.1889 | #N/A | #N/A | 3.0859 | #N/A | 0 | 0 | 0 | 0 | 0 | 0 | 0 | 0 | 0.0672% | 1 | 50% | 0% | 0% | 0% | 8.2745 | 0 | 0 | 0 | 8.2745 | #N/A
2007-01-03 01:00 | 1 | 3 | 1 | 3 | 49 | 26.96 | 14 | 1004 | 22.993 | 210.7723 | 0 | Heating | 28.103 | #N/A | #N/A | #N/A | #N/A | 210.7723 | #N/A | #N/A | 3.1163 | #N/A | 0 | 0 | 0 | 0 | 0 | 0 | 0 | 0 | 0.09368% | 1 | 50% | 0% | 0% | 0% | 8.2745 | 0 | 0 | 0 | 8.2745 | #N/A
2007-01-03 02:00 | 1 | 3 | 2 | 3.0417 | 50 | 26.96 | 12.74 | 1004 | 22.7056 | 256.967 | 0 | Heating | 34.2623 | #N/A | #N/A | #N/A | #N/A | 256.967 | #N/A | #N/A | 3.1163 | #N/A | 0 | 0 | 0 | 0 | 0 | 0 | 0 | 0 | 0.1142% | 1 | 50% | 0% | 0% | 0% | 8.2745 | 0 | 0 | 0 | 8.2745 | #N/A
2007-01-03 03:00 | 1 | 3 | 3 | 3.0833 | 51 | 26.96 | 11.66 | 1005 | 22.4739 | 302.9326 | 0 | Heating | 40.391 | #N/A | #N/A | #N/A | #N/A | 302.9326 | #N/A | #N/A | 3.1163 | #N/A | 0 | 0 | 0 | 0 | 0 | 0 | 0 | 0 | 0.1346% | 1 | 50% | 0% | 0% | 0% | 8.2745 | 0 | 0 | 0 | 8.2745 | #N/A
2007-01-03 04:00 | 1 | 3 | 4 | 3.125 | 52 | 28.04 | 10.94 | 1005 | 23.0318 | 345.8358 | 0 | Heating | 46.1114 | #N/A | #N/A | #N/A | #N/A | 345.8358 | #N/A | #N/A | 3.1545 | #N/A | 0 | 0 | 0 | 0 | 0 | 0 | 0 | 0 | 0.1537% | 1 | 50% | 0% | 0% | 0% | 8.2745 | 0 | 0 | 0 | 8.2745 | #N/A
2007-01-03 05:00 | 1 | 3 | 5 | 3.1667 | 53 | 28.04 | 11.12 | 1006 | 23.0719 | 370.8478 | 0 | Heating | 49.4464 | #N/A | #N/A | #N/A | #N/A | 370.8478 | #N/A | #N/A | 3.1545 | #N/A | 0 | 0 | 0 | 0 | 0 | 0 | 0 | 0 | 0.1648% | 1 | 50% | 0% | 0% | 0% | 8.2745 | 0 | 0 | 0 | 8.2745 | #N/A
2007-01-03 06:00 | 1 | 3 | 6 | 3.2083 | 54 | 28.94 | 11.48 | 1006 | 23.7301 | 368.2961 | 0 | Heating | 49.1061 | #N/A | #N/A | #N/A | #N/A | 368.2961 | #N/A | #N/A | 3.188 | #N/A | 0 | 0 | 0 | 0 | 0 | 0 | 0 | 0 | 0.1637% | 1 | 50% | 0% | 0% | 0% | 8.2745 | 0 | 0 | 0 | 8.2745 | #N/A
2007-01-03 07:00 | 1 | 3 | 7 | 3.25 | 55 | 28.94 | 12.02 | 1007 | 23.8461 | 831.5122 | 0 | Heating | 110.8683 | #N/A | #N/A | #N/A | #N/A | 831.5122 | #N/A | #N/A | 3.188 | #N/A | 0 | 0 | 0 | 0 | 0 | 0 | 0 | 0 | 0.3696% | 1 | 50% | 0% | 0% | 0% | 8.2745 | 0 | 0 | 0 | 8.2745 | #N/A
2007-01-03 08:00 | 1 | 3 | 8 | 3.2917 | 56 | 28.94 | 11.3 | 1008 | 23.6999 | 570.6872 | 0 | Heating | 76.0916 | #N/A | #N/A | #N/A | #N/A | 570.6872 | #N/A | #N/A | 3.188 | #N/A | 0 | 0 | 0 | 0 | 0 | 0 | 0 | 0 | 0.2536% | 1 | 50% | 0% | 0% | 0% | 8.2745 | 0 | 0 | 0 | 8.2745 | #N/A
2007-01-03 09:00 | 1 | 3 | 9 | 3.3333 | 57 | 30.92 | 11.3 | 1008 | 24.9679 | 298.8774 | 0 | Heating | 39.8503 | #N/A | #N/A | #N/A | #N/A | 298.8774 | #N/A | #N/A | 3.2671 | #N/A | 0 | 0 | 0 | 0 | 0 | 0 | 0 | 0 | 0.1328% | 1 | 50% | 0% | 0% | 0% | 8.2745 | 0 | 0 | 0 | 8.2745 | #N/A
2007-01-03 10:00 | 1 | 3 | 10 | 3.375 | 58 | 33.98 | 12.02 | 1009 | 27.0257 | 224.3879 | 0 | Heating | 29.9184 | #N/A | #N/A | #N/A | #N/A | 224.3879 | #N/A | #N/A | 3.405 | #N/A | 0 | 0 | 0 | 0 | 0 | 0 | 0 | 0 | 0.09973% | 1 | 50% | 0% | 0% | 0% | 8.2745 | 0 | 0 | 0 | 8.2745 | #N/A
2007-01-03 11:00 | 1 | 3 | 11 | 3.4167 | 59 | 33.98 | 12.38 | 1009 | 27.0983 | 226.2136 | 0 | Heating | 30.1618 | #N/A | #N/A | #N/A | #N/A | 226.2136 | #N/A | #N/A | 3.405 | #N/A | 0 | 0 | 0 | 0 | 0 | 0 | 0 | 0 | 0.1005% | 1 | 50% | 0% | 0% | 0% | 8.2745 | 0 | 0 | 0 | 8.2745 | #N/A
2007-01-03 12:00 | 1 | 3 | 12 | 3.4583 | 60 | 39.02 | 12.56 | 1009 | 30.1467 | 211.6115 | 0 | Heating | 28.2149 | #N/A | #N/A | #N/A | #N/A | 211.6115 | #N/A | #N/A | 3.6785 | #N/A | 0 | 0 | 0 | 0 | 0 | 0 | 0 | 0 | 0.09405% | 1 | 50% | 0% | 0% | 0% | 8.2745 | 0 | 0 | 0 | 8.2745 | #N/A
2007-01-03 13:00 | 1 | 3 | 13 | 3.5 | 61 | 42.98 | 12.92 | 1009 | 32.5005 | 251.9053 | 0 | Heating | 33.5874 | #N/A | #N/A | #N/A | #N/A | 251.9053 | #N/A | #N/A | 3.9388 | #N/A | 0 | 0 | 0 | 0 | 0 | 0 | 0 | 0 | 0.112% | 1 | 50% | 0% | 0% | 0% | 8.2745 | 0 | 0 | 0 | 8.2745 | #N/A
2007-01-03 14:00 | 1 | 3 | 14 | 3.5417 | 62 | 42.98 | 13.1 | 1009 | 32.5367 | 201.4334 | 0 | Heating | 26.8578 | #N/A | #N/A | #N/A | #N/A | 201.4334 | #N/A | #N/A | 3.9388 | #N/A | 0 | 0 | 0 | 0 | 0 | 0 | 0 | 0 | 0.08953% | 1 | 50% | 0% | 0% | 0% | 8.2745 | 0 | 0 | 0 | 8.2745 | #N/A
2007-01-03 15:00 | 1 | 3 | 15 | 3.5833 | 63 | 46.94 | 13.28 | 1009 | 34.868 | 206.5512 | 0 | Heating | 27.5402 | #N/A | #N/A | #N/A | #N/A | 206.5512 | #N/A | #N/A | 4.2441 | #N/A | 0 | 0 | 0 | 0 | 0 | 0 | 0 | 0 | 0.0918% | 1 | 50% | 0% | 0% | 0% | 8.2745 | 0 | 0 | 0 | 8.2745 | #N/A
2007-01-03 16:00 | 1 | 3 | 16 | 3.625 | 64 | 44.96 | 12.92 | 1009 | 33.659 | 211.1838 | 0 | Heating | 28.1578 | #N/A | #N/A | #N/A | #N/A | 211.1838 | #N/A | #N/A | 4.0856 | #N/A | 0 | 0 | 0 | 0 | 0 | 0 | 0 | 0 | 0.09386% | 1 | 50% | 0% | 0% | 0% | 8.2745 | 0 | 0 | 0 | 8.2745 | #N/A
2007-01-03 17:00 | 1 | 3 | 17 | 3.6667 | 65 | 44.96 | 12.56 | 1010 | 33.5952 | 212.9429 | 0 | Heating | 28.3924 | #N/A | #N/A | #N/A | #N/A | 212.9429 | #N/A | #N/A | 4.0856 | #N/A | 0 | 0 | 0 | 0 | 0 | 0 | 0 | 0 | 0.09464% | 1 | 50% | 0% | 0% | 0% | 8.2745 | 0 | 0 | 0 | 8.2745 | #N/A
2007-01-03 18:00 | 1 | 3 | 18 | 3.7083 | 66 | 42.98 | 12.38 | 1010 | 32.3999 | 261.081 | 0 | Heating | 34.8108 | #N/A | #N/A | #N/A | #N/A | 261.081 | #N/A | #N/A | 3.9388 | #N/A | 0 | 0 | 0 | 0 | 0 | 0 | 0 | 0 | 0.116% | 1 | 50% | 0% | 0% | 0% | 8.2745 | 0 | 0 | 0 | 8.2745 | #N/A
2007-01-03 19:00 | 1 | 3 | 19 | 3.75 | 67 | 42.98 | 12.02 | 1011 | 32.3363 | 334.764 | 0 | Heating | 44.6352 | #N/A | #N/A | #N/A | #N/A | 334.764 | #N/A | #N/A | 3.9388 | #N/A | 0 | 0 | 0 | 0 | 0 | 0 | 0 | 0 | 0.1488% | 1 | 50% | 0% | 0% | 0% | 8.2745 | 0 | 0 | 0 | 8.2745 | #N/A
2007-01-03 20:00 | 1 | 3 | 20 | 3.7917 | 68 | 42.98 | 11.66 | 1011 | 32.2675 | 372.3689 | 0 | Heating | 49.6492 | #N/A | #N/A | #N/A | #N/A | 372.3689 | #N/A | #N/A | 3.9388 | #N/A | 0 | 0 | 0 | 0 | 0 | 0 | 0 | 0 | 0.1655% | 1 | 50% | 0% | 0% | 0% | 8.2745 | 0 | 0 | 0 | 8.2745 | #N/A
2007-01-03 21:00 | 1 | 3 | 21 | 3.8333 | 69 | 41 | 11.3 | 1012 | 31.0716 | 435.375 | 0 | Heating | 58.05 | #N/A | #N/A | #N/A | #N/A | 435.375 | #N/A | #N/A | 3.8033 | #N/A | 0 | 0 | 0 | 0 | 0 | 0 | 0 | 0 | 0.1935% | 1 | 50% | 0% | 0% | 0% | 8.2745 | 0 | 0 | 0 | 8.2745 | #N/A
2007-01-03 22:00 | 1 | 3 | 22 | 3.875 | 70 | 39.02 | 10.94 | 1012 | 29.8581 | 486.4723 | 0 | Heating | 64.863 | #N/A | #N/A | #N/A | #N/A | 486.4723 | #N/A | #N/A | 3.6785 | #N/A | 0 | 0 | 0 | 0 | 0 | 0 | 0 | 0 | 0.2162% | 1 | 50% | 0% | 0% | 0% | 8.2745 | 0 | 0 | 0 | 8.2745 | #N/A
2007-01-03 23:00 | 1 | 3 | 23 | 3.9167 | 71 | 39.02 | 9.86 | 1012 | 29.6667 | 161.608 | 0 | Heating | 21.5477 | #N/A | #N/A | #N/A | #N/A | 161.608 | #N/A | #N/A | 3.6785 | #N/A | 0 | 0 | 0 | 0 | 0 | 0 | 0 | 0 | 0.07183% | 1 | 50% | 0% | 0% | 0% | 8.2745 | 0 | 0 | 0 | 8.2745 | #N/A
2007-01-04 | 1 | 4 | 0 | 3.9583 | 72 | 33.98 | 8.78 | 1013 | 26.4382 | 303.2063 | 0 | Heating | 40.4275 | #N/A | #N/A | #N/A | #N/A | 303.2063 | #N/A | #N/A | 3.405 | #N/A | 0 | 0 | 0 | 0 | 0 | 0 | 0 | 0 | 0.1348% | 1 | 50% | 0% | 0% | 0% | 8.2745 | 0 | 0 | 0 | 8.2745 | #N/A
2007-01-04 01:00 | 1 | 4 | 1 | 4 | 73 | 33.98 | 8.06 | 1013 | 26.3149 | 375.8545 | 0 | Heating | 50.1139 | #N/A | #N/A | #N/A | #N/A | 375.8545 | #N/A | #N/A | 3.405 | #N/A | 0 | 0 | 0 | 0 | 0 | 0 | 0 | 0 | 0.167% | 1 | 50% | 0% | 0% | 0% | 8.2745 | 0 | 0 | 0 | 8.2745 | #N/A
2007-01-04 02:00 | 1 | 4 | 2 | 4.0417 | 74 | 33.98 | 7.52 | 1013 | 26.225 | 408.9005 | 0 | Heating | 54.5201 | #N/A | #N/A | #N/A | #N/A | 408.9005 | #N/A | #N/A | 3.405 | #N/A | 0 | 0 | 0 | 0 | 0 | 0 | 0 | 0 | 0.1817% | 1 | 50% | 0% | 0% | 0% | 8.2745 | 0 | 0 | 0 | 8.2745 | #N/A
2007-01-04 03:00 | 1 | 4 | 3 | 4.0833 | 75 | 37.94 | 6.98 | 1013 | 28.5595 | 424.4548 | 0 | Heating | 56.594 | #N/A | #N/A | #N/A | #N/A | 424.4548 | #N/A | #N/A | 3.6146 | #N/A | 0 | 0 | 0 | 0 | 0 | 0 | 0 | 0 | 0.1886% | 1 | 50% | 0% | 0% | 0% | 8.2745 | 0 | 0 | 0 | 8.2745 | #N/A
2007-01-04 04:00 | 1 | 4 | 4 | 4.125 | 76 | 37.94 | 6.98 | 1013 | 28.5595 | 435.3845 | 0 | Heating | 58.0513 | #N/A | #N/A | #N/A | #N/A | 435.3845 | #N/A | #N/A | 3.6146 | #N/A | 0 | 0 | 0 | 0 | 0 | 0 | 0 | 0 | 0.1935% | 1 | 50% | 0% | 0% | 0% | 8.2745 | 0 | 0 | 0 | 8.2745 | #N/A
2007-01-04 05:00 | 1 | 4 | 5 | 4.1667 | 77 | 37.94 | 6.44 | 1013 | 28.4771 | 464.3946 | 0 | Heating | 61.9193 | #N/A | #N/A | #N/A | #N/A | 464.3946 | #N/A | #N/A | 3.6146 | #N/A | 0 | 0 | 0 | 0 | 0 | 0 | 0 | 0 | 0.2064% | 1 | 50% | 0% | 0% | 0% | 8.2745 | 0 | 0 | 0 | 8.2745 | #N/A
2007-01-04 06:00 | 1 | 4 | 6 | 4.2083 | 78 | 32 | 6.08 | 1014 | 24.7494 | 483.2128 | 0 | Heating | 64.4284 | #N/A | #N/A | #N/A | #N/A | 483.2128 | #N/A | #N/A | 3.3135 | #N/A | 0 | 0 | 0 | 0 | 0 | 0 | 0 | 0 | 0.2148% | 1 | 50% | 0% | 0% | 0% | 8.2745 | 0 | 0 | 0 | 8.2745 | #N/A
2007-01-04 07:00 | 1 | 4 | 7 | 4.25 | 79 | 32 | 6.08 | 1014 | 24.7494 | 985.1893 | 0 | Heating | 131.3586 | #N/A | #N/A | #N/A | #N/A | 985.1893 | #N/A | #N/A | 3.3135 | #N/A | 0 | 0 | 0 | 0 | 0 | 0 | 0 | 0 | 0.4379% | 1 | 50% | 0% | 0% | 0% | 8.2745 | 0 | 0 | 0 | 8.2745 | #N/A
2007-01-04 08:00 | 1 | 4 | 8 | 4.2917 | 80 | 32 | 6.26 | 1014 | 24.7779 | 694.9946 | 0 | Heating | 92.6659 | #N/A | #N/A | #N/A | #N/A | 694.9946 | #N/A | #N/A | 3.3135 | #N/A | 0 | 0 | 0 | 0 | 0 | 0 | 0 | 0 | 0.3089% | 1 | 50% | 0% | 0% | 0% | 8.2745 | 0 | 0 | 0 | 8.2745 | #N/A
2007-01-04 09:00 | 1 | 4 | 9 | 4.3333 | 81 | 35.96 | 7.34 | 1014 | 27.4227 | 415.183 | 0 | Heating | 55.3577 | #N/A | #N/A | #N/A | #N/A | 415.183 | #N/A | #N/A | 3.5052 | #N/A | 0 | 0 | 0 | 0 | 0 | 0 | 0 | 0 | 0.1845% | 1 | 50% | 0% | 0% | 0% | 8.2745 | 0 | 0 | 0 | 8.2745 | #N/A
2007-01-04 10:00 | 1 | 4 | 10 | 4.375 | 82 | 39.92 | 8.96 | 1014 | 30.0536 | 349.6012 | 0 | Heating | 46.6135 | #N/A | #N/A | #N/A | #N/A | 349.6012 | #N/A | #N/A | 3.7339 | #N/A | 0 | 0 | 0 | 0 | 0 | 0 | 0 | 0 | 0.1554% | 1 | 50% | 0% | 0% | 0% | 8.2745 | 0 | 0 | 0 | 8.2745 | #N/A
2007-01-04 11:00 | 1 | 4 | 11 | 4.4167 | 83 | 39.92 | 8.78 | 1013 | 30.0183 | 305.4365 | 0 | Heating | 40.7249 | #N/A | #N/A | #N/A | #N/A | 305.4365 | #N/A | #N/A | 3.7339 | #N/A | 0 | 0 | 0 | 0 | 0 | 0 | 0 | 0 | 0.1357% | 1 | 50% | 0% | 0% | 0% | 8.2745 | 0 | 0 | 0 | 8.2745 | #N/A
2007-01-04 12:00 | 1 | 4 | 12 | 4.4583 | 84 | 44.06 | 8.42 | 1012 | 32.3437 | 265.8551 | 0 | Heating | 35.4473 | #N/A | #N/A | #N/A | #N/A | 265.8551 | #N/A | #N/A | 4.0174 | #N/A | 0 | 0 | 0 | 0 | 0 | 0 | 0 | 0 | 0.1182% | 1 | 50% | 0% | 0% | 0% | 8.2745 | 0 | 0 | 0 | 8.2745 | #N/A
2007-01-04 13:00 | 1 | 4 | 13 | 4.5 | 85 | 46.94 | 8.06 | 1011 | 33.9641 | 271.5115 | 0 | Heating | 36.2015 | #N/A | #N/A | #N/A | #N/A | 271.5115 | #N/A | #N/A | 4.2441 | #N/A | 0 | 0 | 0 | 0 | 0 | 0 | 0 | 0 | 0.1207% | 1 | 50% | 0% | 0% | 0% | 8.2745 | 0 | 0 | 0 | 8.2745 | #N/A
2007-01-04 14:00 | 1 | 4 | 14 | 4.5417 | 86 | 46.94 | 8.24 | 1011 | 33.9925 | 199.3089 | 0 | Heating | 26.5745 | #N/A | #N/A | #N/A | #N/A | 199.3089 | #N/A | #N/A | 4.2441 | #N/A | 0 | 0 | 0 | 0 | 0 | 0 | 0 | 0 | 0.08858% | 1 | 50% | 0% | 0% | 0% | 8.2745 | 0 | 0 | 0 | 8.2745 | #N/A
2007-01-04 15:00 | 1 | 4 | 15 | 4.5833 | 87 | 50 | 8.42 | 1010 | 35.7574 | 176.4675 | 0 | Heating | 23.529 | #N/A | #N/A | #N/A | #N/A | 176.4675 | #N/A | #N/A | 4.5134 | #N/A | 0 | 0 | 0 | 0 | 0 | 0 | 0 | 0 | 0.07843% | 1 | 50% | 0% | 0% | 0% | 8.2745 | 0 | 0 | 0 | 8.2745 | #N/A
2007-01-04 16:00 | 1 | 4 | 16 | 4.625 | 88 | 48.02 | 8.06 | 1009 | 34.5702 | 179.6615 | 0 | Heating | 23.9549 | #N/A | #N/A | #N/A | #N/A | 179.6615 | #N/A | #N/A | 4.3357 | #N/A | 0 | 0 | 0 | 0 | 0 | 0 | 0 | 0 | 0.07985% | 1 | 50% | 0% | 0% | 0% | 8.2745 | 0 | 0 | 0 | 8.2745 | #N/A
2007-01-04 17:00 | 1 | 4 | 17 | 4.6667 | 89 | 48.02 | 8.78 | 1009 | 34.6839 | 160.9572 | 0 | Heating | 21.461 | #N/A | #N/A | #N/A | #N/A | 160.9572 | #N/A | #N/A | 4.3357 | #N/A | 0 | 0 | 0 | 0 | 0 | 0 | 0 | 0 | 0.07154% | 1 | 50% | 0% | 0% | 0% | 8.2745 | 0 | 0 | 0 | 8.2745 | #N/A
2007-01-04 18:00 | 1 | 4 | 18 | 4.7083 | 90 | 44.96 | 9.32 | 1008 | 32.9953 | 199.7211 | 0 | Heating | 26.6295 | #N/A | #N/A | #N/A | #N/A | 199.7211 | #N/A | #N/A | 4.0856 | #N/A | 0 | 0 | 0 | 0 | 0 | 0 | 0 | 0 | 0.08876% | 1 | 50% | 0% | 0% | 0% | 8.2745 | 0 | 0 | 0 | 8.2745 | #N/A
2007-01-04 19:00 | 1 | 4 | 19 | 4.75 | 91 | 44.06 | 10.04 | 1008 | 32.5905 | 270.1708 | 0 | Heating | 36.0228 | #N/A | #N/A | #N/A | #N/A | 270.1708 | #N/A | #N/A | 4.0174 | #N/A | 0 | 0 | 0 | 0 | 0 | 0 | 0 | 0 | 0.1201% | 1 | 50% | 0% | 0% | 0% | 8.2745 | 0 | 0 | 0 | 8.2745 | #N/A
2007-01-04 20:00 | 1 | 4 | 20 | 4.7917 | 92 | 44.06 | 10.04 | 1008 | 32.5905 | 306.3777 | 0 | Heating | 40.8504 | #N/A | #N/A | #N/A | #N/A | 306.3777 | #N/A | #N/A | 4.0174 | #N/A | 0 | 0 | 0 | 0 | 0 | 0 | 0 | 0 | 0.1362% | 1 | 50% | 0% | 0% | 0% | 8.2745 | 0 | 0 | 0 | 8.2745 | #N/A
2007-01-04 21:00 | 1 | 4 | 21 | 4.8333 | 93 | 46.94 | 10.04 | 1008 | 34.2664 | 374.13 | 0 | Heating | 49.884 | #N/A | #N/A | #N/A | #N/A | 374.13 | #N/A | #N/A | 4.2441 | #N/A | 0 | 0 | 0 | 0 | 0 | 0 | 0 | 0 | 0.1663% | 1 | 50% | 0% | 0% | 0% | 8.2745 | 0 | 0 | 0 | 8.2745 | #N/A
2007-01-04 22:00 | 1 | 4 | 22 | 4.875 | 94 | 48.02 | 10.04 | 1007 | 34.8767 | 417.1012 | 0 | Heating | 55.6135 | #N/A | #N/A | #N/A | #N/A | 417.1012 | #N/A | #N/A | 4.3357 | #N/A | 0 | 0 | 0 | 0 | 0 | 0 | 0 | 0 | 0.1854% | 1 | 50% | 0% | 0% | 0% | 8.2745 | 0 | 0 | 0 | 8.2745 | #N/A
2007-01-04 23:00 | 1 | 4 | 23 | 4.9167 | 95 | 48.02 | 10.22 | 1006 | 34.8999 | 65.043 | 0 | Heating | 8.6724 | #N/A | #N/A | #N/A | #N/A | 65.043 | #N/A | #N/A | 4.3357 | #N/A | 0 | 0 | 0 | 0 | 0 | 0 | 0 | 0 | 0.02891% | 1 | 50% | 0% | 0% | 0% | 8.2745 | 0 | 0 | 0 | 8.2745 | #N/A
2007-01-05 | 1 | 5 | 0 | 4.9583 | 96 | 50 | 10.4 | 1004 | 36.0313 | 149.8888 | 0 | Heating | 19.9852 | #N/A | #N/A | #N/A | #N/A | 149.8888 | #N/A | #N/A | 4.5134 | #N/A | 0 | 0 | 0 | 0 | 0 | 0 | 0 | 0 | 0.06662% | 1 | 50% | 0% | 0% | 0% | 8.2745 | 0 | 0 | 0 | 8.2745 | #N/A
2007-01-05 01:00 | 1 | 5 | 1 | 5 | 97 | 50 | 10.94 | 1003 | 36.1162 | 196.2096 | 0 | Heating | 26.1613 | #N/A | #N/A | #N/A | #N/A | 196.2096 | #N/A | #N/A | 4.5134 | #N/A | 0 | 0 | 0 | 0 | 0 | 0 | 0 | 0 | 0.0872% | 1 | 50% | 0% | 0% | 0% | 8.2745 | 0 | 0 | 0 | 8.2745 | #N/A
2007-01-05 02:00 | 1 | 5 | 2 | 5.0417 | 98 | 50 | 10.04 | 1003 | 35.9628 | 229.8171 | 0 | Heating | 30.6423 | #N/A | #N/A | #N/A | #N/A | 229.8171 | #N/A | #N/A | 4.5134 | #N/A | 0 | 0 | 0 | 0 | 0 | 0 | 0 | 0 | 0.1021% | 1 | 50% | 0% | 0% | 0% | 8.2745 | 0 | 0 | 0 | 8.2745 | #N/A
2007-01-05 03:00 | 1 | 5 | 3 | 5.0833 | 99 | 50 | 9.32 | 1003 | 35.8443 | 266.1047 | 0 | Heating | 35.4806 | #N/A | #N/A | #N/A | #N/A | 266.1047 | #N/A | #N/A | 4.5134 | #N/A | 0 | 0 | 0 | 0 | 0 | 0 | 0 | 0 | 0.1183% | 1 | 50% | 0% | 0% | 0% | 8.2745 | 0 | 0 | 0 | 8.2745 | #N/A
2007-01-05 04:00 | 1 | 5 | 4 | 5.125 | 100 | 50 | 8.96 | 1003 | 35.7864 | 299.8255 | 0 | Heating | 39.9767 | #N/A | #N/A | #N/A | #N/A | 299.8255 | #N/A | #N/A | 4.5134 | #N/A | 0 | 0 | 0 | 0 | 0 | 0 | 0 | 0 | 0.1333% | 1 | 50% | 0% | 0% | 0% | 8.2745 | 0 | 0 | 0 | 8.2745 | #N/A
2007-01-05 05:00 | 1 | 5 | 5 | 5.1667 | 101 | 50 | 9.14 | 1003 | 35.8152 | 323.6714 | 0 | Heating | 43.1562 | #N/A | #N/A | #N/A | #N/A | 323.6714 | #N/A | #N/A | 4.5134 | #N/A | 0 | 0 | 0 | 0 | 0 | 0 | 0 | 0 | 0.1439% | 1 | 50% | 0% | 0% | 0% | 8.2745 | 0 | 0 | 0 | 8.2745 | #N/A
2007-01-05 06:00 | 1 | 5 | 6 | 5.2083 | 102 | 50 | 9.5 | 1003 | 35.8735 | 320.2596 | 0 | Heating | 42.7013 | #N/A | #N/A | #N/A | #N/A | 320.2596 | #N/A | #N/A | 4.5134 | #N/A | 0 | 0 | 0 | 0 | 0 | 0 | 0 | 0 | 0.1423% | 1 | 50% | 0% | 0% | 0% | 8.2745 | 0 | 0 | 0 | 8.2745 | #N/A
2007-01-05 07:00 | 1 | 5 | 7 | 5.25 | 103 | 51.98 | 10.04 | 1002 | 37.0517 | 804.9383 | 0 | Heating | 107.3251 | #N/A | #N/A | #N/A | #N/A | 804.9383 | #N/A | #N/A | 4.7043 | #N/A | 0 | 0 | 0 | 0 | 0 | 0 | 0 | 0 | 0.3578% | 1 | 50% | 0% | 0% | 0% | 8.2745 | 0 | 0 | 0 | 8.2745 | #N/A
2007-01-05 08:00 | 1 | 5 | 8 | 5.2917 | 104 | 51.98 | 8.96 | 1002 | 36.8782 | 572.0991 | 0 | Heating | 76.2799 | #N/A | #N/A | #N/A | #N/A | 572.0991 | #N/A | #N/A | 4.7043 | #N/A | 0 | 0 | 0 | 0 | 0 | 0 | 0 | 0 | 0.2543% | 1 | 50% | 0% | 0% | 0% | 8.2745 | 0 | 0 | 0 | 8.2745 | #N/A
2007-01-05 09:00 | 1 | 5 | 9 | 5.3333 | 105 | 53.06 | 8.6 | 1002 | 37.4147 | 457.8395 | 0 | Heating | 61.0453 | #N/A | #N/A | #N/A | #N/A | 457.8395 | #N/A | #N/A | 4.8142 | #N/A | 0 | 0 | 0 | 0 | 0 | 0 | 0 | 0 | 0.2035% | 1 | 50% | 0% | 0% | 0% | 8.2745 | 0 | 0 | 0 | 8.2745 | #N/A
2007-01-05 10:00 | 1 | 5 | 10 | 5.375 | 106 | 53.96 | 8.96 | 1002 | 37.9594 | 422.7899 | 0 | Heating | 56.372 | #N/A | #N/A | #N/A | #N/A | 422.7899 | #N/A | #N/A | 4.9089 | #N/A | 0 | 0 | 0 | 0 | 0 | 0 | 0 | 0 | 0.1879% | 1 | 50% | 0% | 0% | 0% | 8.2745 | 0 | 0 | 0 | 8.2745 | #N/A
2007-01-05 11:00 | 1 | 5 | 11 | 5.4167 | 107 | 53.96 | 10.04 | 1001 | 38.1214 | 421.8003 | 0 | Heating | 56.24 | #N/A | #N/A | #N/A | #N/A | 421.8003 | #N/A | #N/A | 4.9089 | #N/A | 0 | 0 | 0 | 0 | 0 | 0 | 0 | 0 | 0.1875% | 1 | 50% | 0% | 0% | 0% | 8.2745 | 0 | 0 | 0 | 8.2745 | #N/A
2007-01-05 12:00 | 1 | 5 | 12 | 5.4583 | 108 | 55.94 | 10.94 | 1000 | 39.3181 | 378.5858 | 0 | Heating | 50.4781 | #N/A | #N/A | #N/A | #N/A | 378.5858 | #N/A | #N/A | 5.1278 | #N/A | 0 | 0 | 0 | 0 | 0 | 0 | 0 | 0 | 0.1683% | 1 | 50% | 0% | 0% | 0% | 8.2745 | 0 | 0 | 0 | 8.2745 | #N/A
2007-01-05 13:00 | 1 | 5 | 13 | 5.5 | 109 | 57.02 | 12.02 | 999 | 40.0592 | 325.0769 | 0 | Heating | 43.3436 | #N/A | #N/A | #N/A | #N/A | 325.0769 | #N/A | #N/A | 5.2534 | #N/A | 0 | 0 | 0 | 0 | 0 | 0 | 0 | 0 | 0.1445% | 1 | 50% | 0% | 0% | 0% | 8.2745 | 0 | 0 | 0 | 8.2745 | #N/A
2007-01-05 14:00 | 1 | 5 | 14 | 5.5417 | 110 | 57.02 | 10.22 | 999 | 39.7617 | 289.1879 | 0 | Heating | 38.5584 | #N/A | #N/A | #N/A | #N/A | 289.1879 | #N/A | #N/A | 5.2534 | #N/A | 0 | 0 | 0 | 0 | 0 | 0 | 0 | 0 | 0.1285% | 1 | 50% | 0% | 0% | 0% | 8.2745 | 0 | 0 | 0 | 8.2745 | #N/A
2007-01-05 15:00 | 1 | 5 | 15 | 5.5833 | 111 | 57.02 | 8.42 | 999 | 39.4865 | 342.5845 | 0 | Heating | 45.6779 | #N/A | #N/A | #N/A | #N/A | 342.5845 | #N/A | #N/A | 5.2534 | #N/A | 0 | 0 | 0 | 0 | 0 | 0 | 0 | 0 | 0.1523% | 1 | 50% | 0% | 0% | 0% | 8.2745 | 0 | 0 | 0 | 8.2745 | #N/A
2007-01-05 16:00 | 1 | 5 | 16 | 5.625 | 112 | 57.02 | 6.08 | 999 | 39.1597 | 374.0851 | 0 | Heating | 49.878 | #N/A | #N/A | #N/A | #N/A | 374.0851 | #N/A | #N/A | 5.2534 | #N/A | 0 | 0 | 0 | 0 | 0 | 0 | 0 | 0 | 0.1663% | 1 | 50% | 0% | 0% | 0% | 8.2745 | 0 | 0 | 0 | 8.2745 | #N/A
2007-01-05 17:00 | 1 | 5 | 17 | 5.6667 | 113 | 57.02 | 6.8 | 1000 | 39.2661 | 400.8541 | 0 | Heating | 53.4472 | #N/A | #N/A | #N/A | #N/A | 400.8541 | #N/A | #N/A | 5.2534 | #N/A | 0 | 0 | 0 | 0 | 0 | 0 | 0 | 0 | 0.1782% | 1 | 50% | 0% | 0% | 0% | 8.2745 | 0 | 0 | 0 | 8.2745 | #N/A
2007-01-05 18:00 | 1 | 5 | 18 | 5.7083 | 114 | 55.4 | 7.34 | 1001 | 38.4869 | 464.8718 | 0 | Heating | 61.9829 | #N/A | #N/A | #N/A | #N/A | 464.8718 | #N/A | #N/A | 5.0667 | #N/A | 0 | 0 | 0 | 0 | 0 | 0 | 0 | 0 | 0.2066% | 1 | 50% | 0% | 0% | 0% | 8.2745 | 0 | 0 | 0 | 8.2745 | #N/A
2007-01-05 19:00 | 1 | 5 | 19 | 5.75 | 115 | 55.4 | 8.06 | 1002 | 38.5999 | 97.4486 | 0 | Heating | 12.9932 | #N/A | #N/A | #N/A | #N/A | 97.4486 | #N/A | #N/A | 5.0667 | #N/A | 0 | 0 | 0 | 0 | 0 | 0 | 0 | 0 | 0.04331% | 1 | 50% | 0% | 0% | 0% | 8.2745 | 0 | 0 | 0 | 8.2745 | #N/A
2007-01-05 20:00 | 1 | 5 | 20 | 5.7917 | 116 | 55.94 | 7.34 | 1003 | 38.7945 | 238.4704 | 0 | Heating | 31.7961 | #N/A | #N/A | #N/A | #N/A | 238.4704 | #N/A | #N/A | 5.1278 | #N/A | 0 | 0 | 0 | 0 | 0 | 0 | 0 | 0 | 0.106% | 1 | 50% | 0% | 0% | 0% | 8.2745 | 0 | 0 | 0 | 8.2745 | #N/A
2007-01-05 21:00 | 1 | 5 | 21 | 5.8333 | 117 | 57.02 | 6.62 | 1003 | 39.2701 | 288.114 | 0 | Heating | 38.4152 | #N/A | #N/A | #N/A | #N/A | 288.114 | #N/A | #N/A | 5.2534 | #N/A | 0 | 0 | 0 | 0 | 0 | 0 | 0 | 0 | 0.1281% | 1 | 50% | 0% | 0% | 0% | 8.2745 | 0 | 0 | 0 | 8.2745 | #N/A
2007-01-05 22:00 | 1 | 5 | 22 | 5.875 | 118 | 57.02 | 6.08 | 1004 | 39.2073 | 348.7387 | 0 | Heating | 46.4985 | #N/A | #N/A | #N/A | #N/A | 348.7387 | #N/A | #N/A | 5.2534 | #N/A | 0 | 0 | 0 | 0 | 0 | 0 | 0 | 0 | 0.155% | 1 | 50% | 0% | 0% | 0% | 8.2745 | 0 | 0 | 0 | 8.2745 | #N/A
2007-01-05 23:00 | 1 | 5 | 23 | 5.9167 | 119 | 57.02 | 6.26 | 1004 | 39.2312 | 411.6455 | 0 | Heating | 54.8861 | #N/A | #N/A | #N/A | #N/A | 411.6455 | #N/A | #N/A | 5.2534 | #N/A | 0 | 0 | 0 | 0 | 0 | 0 | 0 | 0 | 0.183% | 1 | 50% | 0% | 0% | 0% | 8.2745 | 0 | 0 | 0 | 8.2745 | #N/A
2007-01-06 | 1 | 6 | 0 | 5.9583 | 120 | 57.2 | 6.44 | 1005 | 39.3602 | 477.2861 | 0 | Heating | 63.6381 | #N/A | #N/A | #N/A | #N/A | 477.2861 | #N/A | #N/A | 5.2747 | #N/A | 0 | 0 | 0 | 0 | 0 | 0 | 0 | 0 | 0.2121% | 1 | 50% | 0% | 0% | 0% | 8.2745 | 0 | 0 | 0 | 8.2745 | #N/A
2007-01-06 01:00 | 1 | 6 | 1 | 6 | 121 | 59 | 6.98 | 1005 | 40.3793 | 522.4939 | 0 | Heating | 69.6659 | #N/A | #N/A | #N/A | #N/A | 522.4939 | #N/A | #N/A | 5.4953 | #N/A | 0 | 0 | 0 | 0 | 0 | 0 | 0 | 0 | 0.2322% | 1 | 50% | 0% | 0% | 0% | 8.2745 | 0 | 0 | 0 | 8.2745 | #N/A
2007-01-06 02:00 | 1 | 6 | 2 | 6.0417 | 122 | 59 | 6.08 | 1006 | 40.2699 | 560.3359 | 0 | Heating | 74.7114 | #N/A | #N/A | #N/A | #N/A | 560.3359 | #N/A | #N/A | 5.4953 | #N/A | 0 | 0 | 0 | 0 | 0 | 0 | 0 | 0 | 0.249% | 1 | 50% | 0% | 0% | 0% | 8.2745 | 0 | 0 | 0 | 8.2745 | #N/A
2007-01-06 03:00 | 1 | 6 | 3 | 6.0833 | 123 | 59 | 5.36 | 1006 | 40.178 | 591.3832 | 0 | Heating | 78.8511 | #N/A | #N/A | #N/A | #N/A | 591.3832 | #N/A | #N/A | 5.4953 | #N/A | 0 | 0 | 0 | 0 | 0 | 0 | 0 | 0 | 0.2628% | 1 | 50% | 0% | 0% | 0% | 8.2745 | 0 | 0 | 0 | 8.2745 | #N/A
2007-01-06 04:00 | 1 | 6 | 4 | 6.125 | 124 | 59 | 5 | 1007 | 40.1431 | 624.3961 | 0 | Heating | 83.2528 | #N/A | #N/A | #N/A | #N/A | 624.3961 | #N/A | #N/A | 5.4953 | #N/A | 0 | 0 | 0 | 0 | 0 | 0 | 0 | 0 | 0.2775% | 1 | 50% | 0% | 0% | 0% | 8.2745 | 0 | 0 | 0 | 8.2745 | #N/A
2007-01-06 05:00 | 1 | 6 | 5 | 6.1667 | 125 | 59 | 4.1 | 1007 | 40.0341 | 657.0349 | 0 | Heating | 87.6047 | #N/A | #N/A | #N/A | #N/A | 657.0349 | #N/A | #N/A | 5.4953 | #N/A | 0 | 0 | 0 | 0 | 0 | 0 | 0 | 0 | 0.292% | 1 | 50% | 0% | 0% | 0% | 8.2745 | 0 | 0 | 0 | 8.2745 | #N/A
2007-01-06 06:00 | 1 | 6 | 6 | 6.2083 | 126 | 60.08 | 3.38 | 1008 | 40.5254 | 673.7327 | 0 | Heating | 89.831 | #N/A | #N/A | #N/A | #N/A | 673.7327 | #N/A | #N/A | 5.6339 | #N/A | 0 | 0 | 0 | 0 | 0 | 0 | 0 | 0 | 0.2994% | 1 | 50% | 0% | 0% | 0% | 8.2745 | 0 | 0 | 0 | 8.2745 | #N/A
2007-01-06 07:00 | 1 | 6 | 7 | 6.25 | 127 | 60.08 | 3.02 | 1008 | 40.4848 | 670.7546 | 0 | Heating | 89.4339 | #N/A | #N/A | #N/A | #N/A | 670.7546 | #N/A | #N/A | 5.6339 | #N/A | 0 | 0 | 0 | 0 | 0 | 0 | 0 | 0 | 0.2981% | 1 | 50% | 0% | 0% | 0% | 8.2745 | 0 | 0 | 0 | 8.2745 | #N/A
2007-01-06 08:00 | 1 | 6 | 8 | 6.2917 | 128 | 60.08 | 3.92 | 1008 | 40.5875 | 608.2997 | 0 | Heating | 81.1066 | #N/A | #N/A | #N/A | #N/A | 608.2997 | #N/A | #N/A | 5.6339 | #N/A | 0 | 0 | 0 | 0 | 0 | 0 | 0 | 0 | 0.2704% | 1 | 50% | 0% | 0% | 0% | 8.2745 | 0 | 0 | 0 | 8.2745 | #N/A
2007-01-06 09:00 | 1 | 6 | 9 | 6.3333 | 129 | 60.8 | 5.72 | 1009 | 41.1882 | 466.3981 | 0 | Heating | 62.1864 | #N/A | #N/A | #N/A | #N/A | 466.3981 | #N/A | #N/A | 5.7289 | #N/A | 0 | 0 | 0 | 0 | 0 | 0 | 0 | 0 | 0.2073% | 1 | 50% | 0% | 0% | 0% | 8.2745 | 0 | 0 | 0 | 8.2745 | #N/A
2007-01-06 10:00 | 1 | 6 | 10 | 6.375 | 130 | 62.06 | 8.06 | 1009 | 42.1401 | 376.3726 | 0 | Heating | 50.183 | #N/A | #N/A | #N/A | #N/A | 376.3726 | #N/A | #N/A | 5.9003 | #N/A | 0 | 0 | 0 | 0 | 0 | 0 | 0 | 0 | 0.1673% | 1 | 50% | 0% | 0% | 0% | 8.2745 | 0 | 0 | 0 | 8.2745 | #N/A
2007-01-06 11:00 | 1 | 6 | 11 | 6.4167 | 131 | 62.06 | 8.78 | 1009 | 42.2408 | 335.6771 | 0 | Heating | 44.757 | #N/A | #N/A | #N/A | #N/A | 335.6771 | #N/A | #N/A | 5.9003 | #N/A | 0 | 0 | 0 | 0 | 0 | 0 | 0 | 0 | 0.1492% | 1 | 50% | 0% | 0% | 0% | 8.2745 | 0 | 0 | 0 | 8.2745 | #N/A
2007-01-06 12:00 | 1 | 6 | 12 | 6.4583 | 132 | 66.02 | 9.32 | 1009 | 44.2882 | 307.1327 | 0 | Heating | 40.951 | #N/A | #N/A | #N/A | #N/A | 307.1327 | #N/A | #N/A | 6.4831 | #N/A | 0 | 0 | 0 | 0 | 0 | 0 | 0 | 0 | 0.1365% | 1 | 50% | 0% | 0% | 0% | 8.2745 | 0 | 0 | 0 | 8.2745 | #N/A
2007-01-06 13:00 | 1 | 6 | 13 | 6.5 | 133 | 69.98 | 10.04 | 1009 | 46.2927 | 271.3097 | 0 | Heating | 36.1746 | #N/A | #N/A | #N/A | #N/A | 271.3097 | #N/A | #N/A | 7.1363 | #N/A | 0 | 0 | 0 | 0 | 0 | 0 | 0 | 0 | 0.1206% | 1 | 50% | 0% | 0% | 0% | 8.2745 | 0 | 0 | 0 | 8.2745 | #N/A
2007-01-06 14:00 | 1 | 6 | 14 | 6.5417 | 134 | 69.98 | 10.22 | 1008 | 46.3069 | 243.1 | 0 | Heating | 32.4133 | #N/A | #N/A | #N/A | #N/A | 243.1 | #N/A | #N/A | 7.1363 | #N/A | 0 | 0 | 0 | 0 | 0 | 0 | 0 | 0 | 0.108% | 1 | 50% | 0% | 0% | 0% | 8.2745 | 0 | 0 | 0 | 8.2745 | #N/A
2007-01-06 15:00 | 1 | 6 | 15 | 6.5833 | 135 | 57.92 | 10.4 | 1008 | 40.3442 | 238.2746 | 0 | Heating | 31.7699 | #N/A | #N/A | #N/A | #N/A | 238.2746 | #N/A | #N/A | 5.3615 | #N/A | 0 | 0 | 0 | 0 | 0 | 0 | 0 | 0 | 0.1059% | 1 | 50% | 0% | 0% | 0% | 8.2745 | 0 | 0 | 0 | 8.2745 | #N/A
2007-01-06 16:00 | 1 | 6 | 16 | 6.625 | 136 | 59 | 10.04 | 1008 | 40.8499 | 244.2007 | 0 | Heating | 32.5601 | #N/A | #N/A | #N/A | #N/A | 244.2007 | #N/A | #N/A | 5.4953 | #N/A | 0 | 0 | 0 | 0 | 0 | 0 | 0 | 0 | 0.1085% | 1 | 50% | 0% | 0% | 0% | 8.2745 | 0 | 0 | 0 | 8.2745 | #N/A
2007-01-06 17:00 | 1 | 6 | 17 | 6.6667 | 137 | 59 | 10.04 | 1007 | 40.8405 | 270.2916 | 0 | Heating | 36.0389 | #N/A | #N/A | #N/A | #N/A | 270.2916 | #N/A | #N/A | 5.4953 | #N/A | 0 | 0 | 0 | 0 | 0 | 0 | 0 | 0 | 0.1201% | 1 | 50% | 0% | 0% | 0% | 8.2745 | 0 | 0 | 0 | 8.2745 | #N/A
2007-01-06 18:00 | 1 | 6 | 18 | 6.7083 | 138 | 55.94 | 10.04 | 1007 | 39.2346 | 328.9554 | 0 | Heating | 43.8607 | #N/A | #N/A | #N/A | #N/A | 328.9554 | #N/A | #N/A | 5.1278 | #N/A | 0 | 0 | 0 | 0 | 0 | 0 | 0 | 0 | 0.1462% | 1 | 50% | 0% | 0% | 0% | 8.2745 | 0 | 0 | 0 | 8.2745 | #N/A
2007-01-06 19:00 | 1 | 6 | 19 | 6.75 | 139 | 53.06 | 10.04 | 1006 | 37.6758 | 395.5546 | 0 | Heating | 52.7406 | #N/A | #N/A | #N/A | #N/A | 395.5546 | #N/A | #N/A | 4.8142 | #N/A | 0 | 0 | 0 | 0 | 0 | 0 | 0 | 0 | 0.1758% | 1 | 50% | 0% | 0% | 0% | 8.2745 | 0 | 0 | 0 | 8.2745 | #N/A
2007-01-06 20:00 | 1 | 6 | 20 | 6.7917 | 140 | 53.06 | 10.76 | 1005 | 37.7863 | 444.6529 | 0 | Heating | 59.2871 | #N/A | #N/A | #N/A | #N/A | 444.6529 | #N/A | #N/A | 4.8142 | #N/A | 0 | 0 | 0 | 0 | 0 | 0 | 0 | 0 | 0.1976% | 1 | 50% | 0% | 0% | 0% | 8.2745 | 0 | 0 | 0 | 8.2745 | #N/A
2007-01-06 21:00 | 1 | 6 | 21 | 6.8333 | 141 | 46.94 | 11.3 | 1004 | 34.4594 | 446.0999 | 0 | Heating | 59.48 | #N/A | #N/A | #N/A | #N/A | 446.0999 | #N/A | #N/A | 4.2441 | #N/A | 0 | 0 | 0 | 0 | 0 | 0 | 0 | 0 | 0.1983% | 1 | 50% | 0% | 0% | 0% | 8.2745 | 0 | 0 | 0 | 8.2745 | #N/A
2007-01-06 22:00 | 1 | 6 | 22 | 6.875 | 142 | 44.96 | 12.02 | 1002 | 33.4384 | 465.9717 | 0 | Heating | 62.1296 | #N/A | #N/A | #N/A | #N/A | 465.9717 | #N/A | #N/A | 4.0856 | #N/A | 0 | 0 | 0 | 0 | 0 | 0 | 0 | 0 | 0.2071% | 1 | 50% | 0% | 0% | 0% | 8.2745 | 0 | 0 | 0 | 8.2745 | #N/A
2007-01-06 23:00 | 1 | 6 | 23 | 6.9167 | 143 | 44.96 | 12.2 | 1001 | 33.4661 | 461.3269 | 0 | Heating | 61.5103 | #N/A | #N/A | #N/A | #N/A | 461.3269 | #N/A | #N/A | 4.0856 | #N/A | 0 | 0 | 0 | 0 | 0 | 0 | 0 | 0 | 0.205% | 1 | 50% | 0% | 0% | 0% | 8.2745 | 0 | 0 | 0 | 8.2745 | #N/A
2007-01-07 | 1 | 7 | 0 | 6.9583 | 144 | 44.06 | 12.38 | 1000 | 32.9707 | 442.1222 | 0 | Heating | 58.9496 | #N/A | #N/A | #N/A | #N/A | 442.1222 | #N/A | #N/A | 4.0174 | #N/A | 0 | 0 | 0 | 0 | 0 | 0 | 0 | 0 | 0.1965% | 1 | 50% | 0% | 0% | 0% | 8.2745 | 0 | 0 | 0 | 8.2745 | #N/A
2007-01-07 01:00 | 1 | 7 | 1 | 7 | 145 | 44.06 | 12.92 | 999 | 33.0707 | 385.4256 | 0 | Heating | 51.3901 | #N/A | #N/A | #N/A | #N/A | 385.4256 | #N/A | #N/A | 4.0174 | #N/A | 0 | 0 | 0 | 0 | 0 | 0 | 0 | 0 | 0.1713% | 1 | 50% | 0% | 0% | 0% | 8.2745 | 0 | 0 | 0 | 8.2745 | #N/A
2007-01-07 02:00 | 1 | 7 | 2 | 7.0417 | 146 | 44.06 | 12.02 | 997 | 32.8813 | 369.3866 | 0 | Heating | 49.2515 | #N/A | #N/A | #N/A | #N/A | 369.3866 | #N/A | #N/A | 4.0174 | #N/A | 0 | 0 | 0 | 0 | 0 | 0 | 0 | 0 | 0.1642% | 1 | 50% | 0% | 0% | 0% | 8.2745 | 0 | 0 | 0 | 8.2745 | #N/A
2007-01-07 03:00 | 1 | 7 | 3 | 7.0833 | 147 | 41 | 11.3 | 995 | 30.9743 | 369.8231 | 0 | Heating | 49.3097 | #N/A | #N/A | #N/A | #N/A | 369.8231 | #N/A | #N/A | 3.8033 | #N/A | 0 | 0 | 0 | 0 | 0 | 0 | 0 | 0 | 0.1644% | 1 | 50% | 0% | 0% | 0% | 8.2745 | 0 | 0 | 0 | 8.2745 | #N/A
2007-01-07 04:00 | 1 | 7 | 4 | 7.125 | 148 | 41 | 10.94 | 993 | 30.8975 | 367.3954 | 0 | Heating | 48.9861 | #N/A | #N/A | #N/A | #N/A | 367.3954 | #N/A | #N/A | 3.8033 | #N/A | 0 | 0 | 0 | 0 | 0 | 0 | 0 | 0 | 0.1633% | 1 | 50% | 0% | 0% | 0% | 8.2745 | 0 | 0 | 0 | 8.2745 | #N/A
2007-01-07 05:00 | 1 | 7 | 5 | 7.1667 | 149 | 41 | 12.02 | 991 | 31.0849 | 364.1974 | 0 | Heating | 48.5596 | #N/A | #N/A | #N/A | #N/A | 364.1974 | #N/A | #N/A | 3.8033 | #N/A | 0 | 0 | 0 | 0 | 0 | 0 | 0 | 0 | 0.1619% | 1 | 50% | 0% | 0% | 0% | 8.2745 | 0 | 0 | 0 | 8.2745 | #N/A
2007-01-07 06:00 | 1 | 7 | 6 | 7.2083 | 150 | 39.92 | 13.46 | 990 | 30.7453 | 339.8798 | 0 | Heating | 45.3173 | #N/A | #N/A | #N/A | #N/A | 339.8798 | #N/A | #N/A | 3.7339 | #N/A | 0 | 0 | 0 | 0 | 0 | 0 | 0 | 0 | 0.1511% | 1 | 50% | 0% | 0% | 0% | 8.2745 | 0 | 0 | 0 | 8.2745 | #N/A
2007-01-07 07:00 | 1 | 7 | 7 | 7.25 | 151 | 41 | 15.08 | 989 | 31.6898 | 1213.128 | 0 | Heating | 161.7504 | #N/A | #N/A | #N/A | #N/A | 1213.128 | #N/A | #N/A | 3.8033 | #N/A | 0 | 0 | 0 | 0 | 0 | 0 | 0 | 0 | 0.5392% | 1 | 50% | 0% | 0% | 0% | 8.2745 | 0 | 0 | 0 | 8.2745 | #N/A
2007-01-07 08:00 | 1 | 7 | 8 | 7.2917 | 152 | 41 | 17.42 | 989 | 32.227 | 863.5833 | 0 | Heating | 115.1444 | #N/A | #N/A | #N/A | #N/A | 863.5833 | #N/A | #N/A | 3.8033 | #N/A | 0 | 0 | 0 | 0 | 0 | 0 | 0 | 0 | 0.3838% | 1 | 50% | 0% | 0% | 0% | 8.2745 | 0 | 0 | 0 | 8.2745 | #N/A
2007-01-07 09:00 | 1 | 7 | 9 | 7.3333 | 153 | 42.08 | 20.3 | 988 | 33.606 | 480.0258 | 0 | Heating | 64.0034 | #N/A | #N/A | #N/A | #N/A | 480.0258 | #N/A | #N/A | 3.8759 | #N/A | 0 | 0 | 0 | 0 | 0 | 0 | 0 | 0 | 0.2133% | 1 | 50% | 0% | 0% | 0% | 8.2745 | 0 | 0 | 0 | 8.2745 | #N/A
2007-01-07 10:00 | 1 | 7 | 10 | 7.375 | 154 | 42.98 | 24.08 | 987 | 35.2357 | 430.3423 | 0 | Heating | 57.379 | #N/A | #N/A | #N/A | #N/A | 430.3423 | #N/A | #N/A | 3.9388 | #N/A | 0 | 0 | 0 | 0 | 0 | 0 | 0 | 0 | 0.1913% | 1 | 50% | 0% | 0% | 0% | 8.2745 | 0 | 0 | 0 | 8.2745 | #N/A
2007-01-07 11:00 | 1 | 7 | 11 | 7.4167 | 155 | 42.98 | 25.52 | 986 | 35.7025 | 412.3152 | 0 | Heating | 54.9754 | #N/A | #N/A | #N/A | #N/A | 412.3152 | #N/A | #N/A | 3.9388 | #N/A | 0 | 0 | 0 | 0 | 0 | 0 | 0 | 0 | 0.1833% | 1 | 50% | 0% | 0% | 0% | 8.2745 | 0 | 0 | 0 | 8.2745 | #N/A
2007-01-07 12:00 | 1 | 7 | 12 | 7.4583 | 156 | 44.96 | 26.78 | 986 | 37.2212 | 355.4248 | 0 | Heating | 47.39 | #N/A | #N/A | #N/A | #N/A | 355.4248 | #N/A | #N/A | 4.0856 | #N/A | 0 | 0 | 0 | 0 | 0 | 0 | 0 | 0 | 0.158% | 1 | 50% | 0% | 0% | 0% | 8.2745 | 0 | 0 | 0 | 8.2745 | #N/A
2007-01-07 13:00 | 1 | 7 | 13 | 7.5 | 157 | 46.04 | 28.04 | 985 | 38.2434 | 353.634 | 0 | Heating | 47.1512 | #N/A | #N/A | #N/A | #N/A | 353.634 | #N/A | #N/A | 4.1705 | #N/A | 0 | 0 | 0 | 0 | 0 | 0 | 0 | 0 | 0.1572% | 1 | 50% | 0% | 0% | 0% | 8.2745 | 0 | 0 | 0 | 8.2745 | #N/A
2007-01-07 14:00 | 1 | 7 | 14 | 7.5417 | 158 | 46.04 | 24.62 | 986 | 37.0933 | 257.3208 | 0 | Heating | 34.3094 | #N/A | #N/A | #N/A | #N/A | 257.3208 | #N/A | #N/A | 4.1705 | #N/A | 0 | 0 | 0 | 0 | 0 | 0 | 0 | 0 | 0.1144% | 1 | 50% | 0% | 0% | 0% | 8.2745 | 0 | 0 | 0 | 8.2745 | #N/A
2007-01-07 15:00 | 1 | 7 | 15 | 7.5833 | 159 | 46.04 | 21.02 | 987 | 36.0349 | 209.243 | 0 | Heating | 27.8991 | #N/A | #N/A | #N/A | #N/A | 209.243 | #N/A | #N/A | 4.1705 | #N/A | 0 | 0 | 0 | 0 | 0 | 0 | 0 | 0 | 0.093% | 1 | 50% | 0% | 0% | 0% | 8.2745 | 0 | 0 | 0 | 8.2745 | #N/A
2007-01-07 16:00 | 1 | 7 | 16 | 7.625 | 160 | 44.96 | 17.06 | 988 | 34.4219 | 184.2 | 0 | Heating | 24.56 | #N/A | #N/A | #N/A | #N/A | 184.2 | #N/A | #N/A | 4.0856 | #N/A | 0 | 0 | 0 | 0 | 0 | 0 | 0 | 0 | 0.08187% | 1 | 50% | 0% | 0% | 0% | 8.2745 | 0 | 0 | 0 | 8.2745 | #N/A
2007-01-07 17:00 | 1 | 7 | 17 | 7.6667 | 161 | 44.96 | 16.7 | 990 | 34.3495 | 176.7823 | 0 | Heating | 23.571 | #N/A | #N/A | #N/A | #N/A | 176.7823 | #N/A | #N/A | 4.0856 | #N/A | 0 | 0 | 0 | 0 | 0 | 0 | 0 | 0 | 0.07857% | 1 | 50% | 0% | 0% | 0% | 8.2745 | 0 | 0 | 0 | 8.2745 | #N/A
2007-01-07 18:00 | 1 | 7 | 18 | 7.7083 | 162 | 44.06 | 16.34 | 991 | 33.757 | 238.7028 | 0 | Heating | 31.827 | #N/A | #N/A | #N/A | #N/A | 238.7028 | #N/A | #N/A | 4.0174 | #N/A | 0 | 0 | 0 | 0 | 0 | 0 | 0 | 0 | 0.1061% | 1 | 50% | 0% | 0% | 0% | 8.2745 | 0 | 0 | 0 | 8.2745 | #N/A
2007-01-07 19:00 | 1 | 7 | 19 | 7.75 | 163 | 42.98 | 15.98 | 993 | 33.0616 | 328.4351 | 0 | Heating | 43.7914 | #N/A | #N/A | #N/A | #N/A | 328.4351 | #N/A | #N/A | 3.9388 | #N/A | 0 | 0 | 0 | 0 | 0 | 0 | 0 | 0 | 0.146% | 1 | 50% | 0% | 0% | 0% | 8.2745 | 0 | 0 | 0 | 8.2745 | #N/A
2007-01-07 20:00 | 1 | 7 | 20 | 7.7917 | 164 | 42.98 | 14.9 | 994 | 32.8248 | 355.9424 | 0 | Heating | 47.459 | #N/A | #N/A | #N/A | #N/A | 355.9424 | #N/A | #N/A | 3.9388 | #N/A | 0 | 0 | 0 | 0 | 0 | 0 | 0 | 0 | 0.1582% | 1 | 50% | 0% | 0% | 0% | 8.2745 | 0 | 0 | 0 | 8.2745 | #N/A
2007-01-07 21:00 | 1 | 7 | 21 | 7.8333 | 165 | 44.06 | 13.82 | 994 | 33.2222 | 412.9227 | 0 | Heating | 55.0564 | #N/A | #N/A | #N/A | #N/A | 412.9227 | #N/A | #N/A | 4.0174 | #N/A | 0 | 0 | 0 | 0 | 0 | 0 | 0 | 0 | 0.1835% | 1 | 50% | 0% | 0% | 0% | 8.2745 | 0 | 0 | 0 | 8.2745 | #N/A
2007-01-07 22:00 | 1 | 7 | 22 | 7.875 | 166 | 44.96 | 12.92 | 995 | 33.5666 | 415.2629 | 0 | Heating | 55.3684 | #N/A | #N/A | #N/A | #N/A | 415.2629 | #N/A | #N/A | 4.0856 | #N/A | 0 | 0 | 0 | 0 | 0 | 0 | 0 | 0 | 0.1846% | 1 | 50% | 0% | 0% | 0% | 8.2745 | 0 | 0 | 0 | 8.2745 | #N/A
2007-01-07 23:00 | 1 | 7 | 23 | 7.9167 | 167 | 44.96 | 15.08 | 996 | 34.0221 | 28.3147 | 0 | Heating | 3.7753 | #N/A | #N/A | #N/A | #N/A | 28.3147 | #N/A | #N/A | 4.0856 | #N/A | 0 | 0 | 0 | 0 | 0 | 0 | 0 | 0 | 0.01258% | 1 | 50% | 0% | 0% | 0% | 8.2745 | 0 | 0 | 0 | 8.2745 | #N/A
2007-01-08 | 1 | 8 | 0 | 7.9583 | 168 | 42.08 | 17.42 | 997 | 32.9019 | 138.98 | 0 | Heating | 18.5307 | #N/A | #N/A | #N/A | #N/A | 138.98 | #N/A | #N/A | 3.8759 | #N/A | 0 | 0 | 0 | 0 | 0 | 0 | 0 | 0 | 0.06177% | 1 | 50% | 0% | 0% | 0% | 8.2745 | 0 | 0 | 0 | 8.2745 | #N/A
2007-01-08 01:00 | 1 | 8 | 1 | 8 | 169 | 39.02 | 19.94 | 998 | 31.7778 | 196.2705 | 0 | Heating | 26.1694 | #N/A | #N/A | #N/A | #N/A | 196.2705 | #N/A | #N/A | 3.6785 | #N/A | 0 | 0 | 0 | 0 | 0 | 0 | 0 | 0 | 0.08723% | 1 | 50% | 0% | 0% | 0% | 8.2745 | 0 | 0 | 0 | 8.2745 | #N/A
2007-01-08 02:00 | 1 | 8 | 2 | 8.0417 | 170 | 39.02 | 19.04 | 999 | 31.5485 | 234.8211 | 0 | Heating | 31.3095 | #N/A | #N/A | #N/A | #N/A | 234.8211 | #N/A | #N/A | 3.6785 | #N/A | 0 | 0 | 0 | 0 | 0 | 0 | 0 | 0 | 0.1044% | 1 | 50% | 0% | 0% | 0% | 8.2745 | 0 | 0 | 0 | 8.2745 | #N/A
2007-01-08 03:00 | 1 | 8 | 3 | 8.0833 | 171 | 39.2 | 18.32 | 1000 | 31.4741 | 264.7358 | 0 | Heating | 35.2981 | #N/A | #N/A | #N/A | #N/A | 264.7358 | #N/A | #N/A | 3.6894 | #N/A | 0 | 0 | 0 | 0 | 0 | 0 | 0 | 0 | 0.1177% | 1 | 50% | 0% | 0% | 0% | 8.2745 | 0 | 0 | 0 | 8.2745 | #N/A
2007-01-08 04:00 | 1 | 8 | 4 | 8.125 | 172 | 39.2 | 17.96 | 1001 | 31.3903 | 293.4975 | 0 | Heating | 39.133 | #N/A | #N/A | #N/A | #N/A | 293.4975 | #N/A | #N/A | 3.6894 | #N/A | 0 | 0 | 0 | 0 | 0 | 0 | 0 | 0 | 0.1304% | 1 | 50% | 0% | 0% | 0% | 8.2745 | 0 | 0 | 0 | 8.2745 | #N/A
2007-01-08 05:00 | 1 | 8 | 5 | 8.1667 | 173 | 39.02 | 17.06 | 1002 | 31.077 | 316.8085 | 0 | Heating | 42.2411 | #N/A | #N/A | #N/A | #N/A | 316.8085 | #N/A | #N/A | 3.6785 | #N/A | 0 | 0 | 0 | 0 | 0 | 0 | 0 | 0 | 0.1408% | 1 | 50% | 0% | 0% | 0% | 8.2745 | 0 | 0 | 0 | 8.2745 | #N/A
2007-01-08 06:00 | 1 | 8 | 6 | 8.2083 | 174 | 39.92 | 16.34 | 1003 | 31.4283 | 316.3479 | 0 | Heating | 42.1797 | #N/A | #N/A | #N/A | #N/A | 316.3479 | #N/A | #N/A | 3.7339 | #N/A | 0 | 0 | 0 | 0 | 0 | 0 | 0 | 0 | 0.1406% | 1 | 50% | 0% | 0% | 0% | 8.2745 | 0 | 0 | 0 | 8.2745 | #N/A
2007-01-08 07:00 | 1 | 8 | 7 | 8.25 | 175 | 41 | 15.98 | 1003 | 31.9583 | 832.1666 | 0 | Heating | 110.9555 | #N/A | #N/A | #N/A | #N/A | 832.1666 | #N/A | #N/A | 3.8033 | #N/A | 0 | 0 | 0 | 0 | 0 | 0 | 0 | 0 | 0.3699% | 1 | 50% | 0% | 0% | 0% | 8.2745 | 0 | 0 | 0 | 8.2745 | #N/A
2007-01-08 08:00 | 1 | 8 | 8 | 8.2917 | 176 | 41 | 14.9 | 1004 | 31.7308 | 611.3839 | 0 | Heating | 81.5178 | #N/A | #N/A | #N/A | #N/A | 611.3839 | #N/A | #N/A | 3.8033 | #N/A | 0 | 0 | 0 | 0 | 0 | 0 | 0 | 0 | 0.2717% | 1 | 50% | 0% | 0% | 0% | 8.2745 | 0 | 0 | 0 | 8.2745 | #N/A
2007-01-08 09:00 | 1 | 8 | 9 | 8.3333 | 177 | 42.8 | 14.72 | 1005 | 32.7456 | 401.4876 | 0 | Heating | 53.5317 | #N/A | #N/A | #N/A | #N/A | 401.4876 | #N/A | #N/A | 3.9261 | #N/A | 0 | 0 | 0 | 0 | 0 | 0 | 0 | 0 | 0.1784% | 1 | 50% | 0% | 0% | 0% | 8.2745 | 0 | 0 | 0 | 8.2745 | #N/A
2007-01-08 10:00 | 1 | 8 | 10 | 8.375 | 178 | 44.6 | 15.08 | 1006 | 33.8776 | 371.2078 | 0 | Heating | 49.4944 | #N/A | #N/A | #N/A | #N/A | 371.2078 | #N/A | #N/A | 4.058 | #N/A | 0 | 0 | 0 | 0 | 0 | 0 | 0 | 0 | 0.165% | 1 | 50% | 0% | 0% | 0% | 8.2745 | 0 | 0 | 0 | 8.2745 | #N/A
2007-01-08 11:00 | 1 | 8 | 11 | 8.4167 | 179 | 44.06 | 15.26 | 1006 | 33.6043 | 362.8827 | 0 | Heating | 48.3844 | #N/A | #N/A | #N/A | #N/A | 362.8827 | #N/A | #N/A | 4.0174 | #N/A | 0 | 0 | 0 | 0 | 0 | 0 | 0 | 0 | 0.1613% | 1 | 50% | 0% | 0% | 0% | 8.2745 | 0 | 0 | 0 | 8.2745 | #N/A
2007-01-08 12:00 | 1 | 8 | 12 | 8.4583 | 180 | 44.6 | 15.08 | 1006 | 33.8776 | 332.5467 | 0 | Heating | 44.3396 | #N/A | #N/A | #N/A | #N/A | 332.5467 | #N/A | #N/A | 4.058 | #N/A | 0 | 0 | 0 | 0 | 0 | 0 | 0 | 0 | 0.1478% | 1 | 50% | 0% | 0% | 0% | 8.2745 | 0 | 0 | 0 | 8.2745 | #N/A
2007-01-08 13:00 | 1 | 8 | 13 | 8.5 | 181 | 44.6 | 15.08 | 1006 | 33.8776 | 356.825 | 0 | Heating | 47.5767 | #N/A | #N/A | #N/A | #N/A | 356.825 | #N/A | #N/A | 4.058 | #N/A | 0 | 0 | 0 | 0 | 0 | 0 | 0 | 0 | 0.1586% | 1 | 50% | 0% | 0% | 0% | 8.2745 | 0 | 0 | 0 | 8.2745 | #N/A
2007-01-08 14:00 | 1 | 8 | 14 | 8.5417 | 182 | 44.06 | 15.26 | 1006 | 33.6043 | 263.1388 | 0 | Heating | 35.0852 | #N/A | #N/A | #N/A | #N/A | 263.1388 | #N/A | #N/A | 4.0174 | #N/A | 0 | 0 | 0 | 0 | 0 | 0 | 0 | 0 | 0.117% | 1 | 50% | 0% | 0% | 0% | 8.2745 | 0 | 0 | 0 | 8.2745 | #N/A
2007-01-08 15:00 | 1 | 8 | 15 | 8.5833 | 183 | 46.04 | 15.44 | 1007 | 34.7879 | 223.1043 | 0 | Heating | 29.7472 | #N/A | #N/A | #N/A | #N/A | 223.1043 | #N/A | #N/A | 4.1705 | #N/A | 0 | 0 | 0 | 0 | 0 | 0 | 0 | 0 | 0.09916% | 1 | 50% | 0% | 0% | 0% | 8.2745 | 0 | 0 | 0 | 8.2745 | #N/A
2007-01-08 16:00 | 1 | 8 | 16 | 8.625 | 184 | 44.06 | 15.08 | 1007 | 33.5711 | 200.9989 | 0 | Heating | 26.7998 | #N/A | #N/A | #N/A | #N/A | 200.9989 | #N/A | #N/A | 4.0174 | #N/A | 0 | 0 | 0 | 0 | 0 | 0 | 0 | 0 | 0.08933% | 1 | 50% | 0% | 0% | 0% | 8.2745 | 0 | 0 | 0 | 8.2745 | #N/A
2007-01-08 17:00 | 1 | 8 | 17 | 8.6667 | 185 | 44.06 | 16.34 | 1007 | 33.8523 | 184.9702 | 0 | Heating | 24.6627 | #N/A | #N/A | #N/A | #N/A | 184.9702 | #N/A | #N/A | 4.0174 | #N/A | 0 | 0 | 0 | 0 | 0 | 0 | 0 | 0 | 0.08221% | 1 | 50% | 0% | 0% | 0% | 8.2745 | 0 | 0 | 0 | 8.2745 | #N/A
2007-01-08 18:00 | 1 | 8 | 18 | 8.7083 | 186 | 39.92 | 17.78 | 1008 | 31.7864 | 228.128 | 0 | Heating | 30.4171 | #N/A | #N/A | #N/A | #N/A | 228.128 | #N/A | #N/A | 3.7339 | #N/A | 0 | 0 | 0 | 0 | 0 | 0 | 0 | 0 | 0.1014% | 1 | 50% | 0% | 0% | 0% | 8.2745 | 0 | 0 | 0 | 8.2745 | #N/A
2007-01-08 19:00 | 1 | 8 | 19 | 8.75 | 187 | 39.02 | 19.04 | 1009 | 31.5908 | 295.267 | 0 | Heating | 39.3689 | #N/A | #N/A | #N/A | #N/A | 295.267 | #N/A | #N/A | 3.6785 | #N/A | 0 | 0 | 0 | 0 | 0 | 0 | 0 | 0 | 0.1312% | 1 | 50% | 0% | 0% | 0% | 8.2745 | 0 | 0 | 0 | 8.2745 | #N/A
2007-01-08 20:00 | 1 | 8 | 20 | 8.7917 | 188 | 39.02 | 17.78 | 1009 | 31.2796 | 321.5408 | 0 | Heating | 42.8721 | #N/A | #N/A | #N/A | #N/A | 321.5408 | #N/A | #N/A | 3.6785 | #N/A | 0 | 0 | 0 | 0 | 0 | 0 | 0 | 0 | 0.1429% | 1 | 50% | 0% | 0% | 0% | 8.2745 | 0 | 0 | 0 | 8.2745 | #N/A
2007-01-08 21:00 | 1 | 8 | 21 | 8.8333 | 189 | 37.04 | 16.34 | 1009 | 29.7941 | 375.9895 | 0 | Heating | 50.1319 | #N/A | #N/A | #N/A | #N/A | 375.9895 | #N/A | #N/A | 3.5637 | #N/A | 0 | 0 | 0 | 0 | 0 | 0 | 0 | 0 | 0.1671% | 1 | 50% | 0% | 0% | 0% | 8.2745 | 0 | 0 | 0 | 8.2745 | #N/A
2007-01-08 22:00 | 1 | 8 | 22 | 8.875 | 190 | 37.04 | 15.08 | 1009 | 29.5092 | 422.2214 | 0 | Heating | 56.2962 | #N/A | #N/A | #N/A | #N/A | 422.2214 | #N/A | #N/A | 3.5637 | #N/A | 0 | 0 | 0 | 0 | 0 | 0 | 0 | 0 | 0.1877% | 1 | 50% | 0% | 0% | 0% | 8.2745 | 0 | 0 | 0 | 8.2745 | #N/A
2007-01-08 23:00 | 1 | 8 | 23 | 8.9167 | 191 | 37.04 | 15.26 | 1009 | 29.549 | 44.5019 | 0 | Heating | 5.9336 | #N/A | #N/A | #N/A | #N/A | 44.5019 | #N/A | #N/A | 3.5637 | #N/A | 0 | 0 | 0 | 0 | 0 | 0 | 0 | 0 | 0.01978% | 1 | 50% | 0% | 0% | 0% | 8.2745 | 0 | 0 | 0 | 8.2745 | #N/A
2007-01-09 | 1 | 9 | 0 | 8.9583 | 192 | 35.96 | 15.44 | 1009 | 28.9506 | 166.1533 | 0 | Heating | 22.1538 | #N/A | #N/A | #N/A | #N/A | 166.1533 | #N/A | #N/A | 3.5052 | #N/A | 0 | 0 | 0 | 0 | 0 | 0 | 0 | 0 | 0.07385% | 1 | 50% | 0% | 0% | 0% | 8.2745 | 0 | 0 | 0 | 8.2745 | #N/A
2007-01-09 01:00 | 1 | 9 | 1 | 9 | 193 | 35.06 | 15.98 | 1009 | 28.5377 | 227.9901 | 0 | Heating | 30.3987 | #N/A | #N/A | #N/A | #N/A | 227.9901 | #N/A | #N/A | 3.4585 | #N/A | 0 | 0 | 0 | 0 | 0 | 0 | 0 | 0 | 0.1013% | 1 | 50% | 0% | 0% | 0% | 8.2745 | 0 | 0 | 0 | 8.2745 | #N/A
2007-01-09 02:00 | 1 | 9 | 2 | 9.0417 | 194 | 35.06 | 15.8 | 1009 | 28.4958 | 256.4903 | 0 | Heating | 34.1987 | #N/A | #N/A | #N/A | #N/A | 256.4903 | #N/A | #N/A | 3.4585 | #N/A | 0 | 0 | 0 | 0 | 0 | 0 | 0 | 0 | 0.114% | 1 | 50% | 0% | 0% | 0% | 8.2745 | 0 | 0 | 0 | 8.2745 | #N/A
2007-01-09 03:00 | 1 | 9 | 3 | 9.0833 | 195 | 33.08 | 15.62 | 1010 | 27.259 | 272.268 | 0 | Heating | 36.3024 | #N/A | #N/A | #N/A | #N/A | 272.268 | #N/A | #N/A | 3.3624 | #N/A | 0 | 0 | 0 | 0 | 0 | 0 | 0 | 0 | 0.121% | 1 | 50% | 0% | 0% | 0% | 8.2745 | 0 | 0 | 0 | 8.2745 | #N/A
2007-01-09 04:00 | 1 | 9 | 4 | 9.125 | 196 | 32 | 15.98 | 1010 | 26.6807 | 285.5576 | 0 | Heating | 38.0744 | #N/A | #N/A | #N/A | #N/A | 285.5576 | #N/A | #N/A | 3.3135 | #N/A | 0 | 0 | 0 | 0 | 0 | 0 | 0 | 0 | 0.1269% | 1 | 50% | 0% | 0% | 0% | 8.2745 | 0 | 0 | 0 | 8.2745 | #N/A
2007-01-09 05:00 | 1 | 9 | 5 | 9.1667 | 197 | 32 | 14.36 | 1010 | 26.3037 | 306.0763 | 0 | Heating | 40.8102 | #N/A | #N/A | #N/A | #N/A | 306.0763 | #N/A | #N/A | 3.3135 | #N/A | 0 | 0 | 0 | 0 | 0 | 0 | 0 | 0 | 0.136% | 1 | 50% | 0% | 0% | 0% | 8.2745 | 0 | 0 | 0 | 8.2745 | #N/A
2007-01-09 06:00 | 1 | 9 | 6 | 9.2083 | 198 | 30.92 | 13.1 | 1011 | 25.3532 | 310.928 | 0 | Heating | 41.4571 | #N/A | #N/A | #N/A | #N/A | 310.928 | #N/A | #N/A | 3.2671 | #N/A | 0 | 0 | 0 | 0 | 0 | 0 | 0 | 0 | 0.1382% | 1 | 50% | 0% | 0% | 0% | 8.2745 | 0 | 0 | 0 | 8.2745 | #N/A
2007-01-09 07:00 | 1 | 9 | 7 | 9.25 | 199 | 30.92 | 12.02 | 1011 | 25.1254 | 819.977 | 0 | Heating | 109.3303 | #N/A | #N/A | #N/A | #N/A | 819.977 | #N/A | #N/A | 3.2671 | #N/A | 0 | 0 | 0 | 0 | 0 | 0 | 0 | 0 | 0.3644% | 1 | 50% | 0% | 0% | 0% | 8.2745 | 0 | 0 | 0 | 8.2745 | #N/A
2007-01-09 08:00 | 1 | 9 | 8 | 9.2917 | 200 | 30.92 | 10.58 | 1011 | 24.8373 | 601.4919 | 0 | Heating | 80.1989 | #N/A | #N/A | #N/A | #N/A | 601.4919 | #N/A | #N/A | 3.2671 | #N/A | 0 | 0 | 0 | 0 | 0 | 0 | 0 | 0 | 0.2673% | 1 | 50% | 0% | 0% | 0% | 8.2745 | 0 | 0 | 0 | 8.2745 | #N/A
2007-01-09 09:00 | 1 | 9 | 9 | 9.3333 | 201 | 35.06 | 10.04 | 1012 | 27.3232 | 378.0219 | 0 | Heating | 50.4029 | #N/A | #N/A | #N/A | #N/A | 378.0219 | #N/A | #N/A | 3.4585 | #N/A | 0 | 0 | 0 | 0 | 0 | 0 | 0 | 0 | 0.168% | 1 | 50% | 0% | 0% | 0% | 8.2745 | 0 | 0 | 0 | 8.2745 | #N/A
2007-01-09 10:00 | 1 | 9 | 10 | 9.375 | 202 | 35.96 | 10.04 | 1012 | 27.8713 | 359.709 | 0 | Heating | 47.9612 | #N/A | #N/A | #N/A | #N/A | 359.709 | #N/A | #N/A | 3.5052 | #N/A | 0 | 0 | 0 | 0 | 0 | 0 | 0 | 0 | 0.1599% | 1 | 50% | 0% | 0% | 0% | 8.2745 | 0 | 0 | 0 | 8.2745 | #N/A
2007-01-09 11:00 | 1 | 9 | 11 | 9.4167 | 203 | 35.96 | 13.1 | 1012 | 28.4596 | 376.5166 | 0 | Heating | 50.2022 | #N/A | #N/A | #N/A | #N/A | 376.5166 | #N/A | #N/A | 3.5052 | #N/A | 0 | 0 | 0 | 0 | 0 | 0 | 0 | 0 | 0.1673% | 1 | 50% | 0% | 0% | 0% | 8.2745 | 0 | 0 | 0 | 8.2745 | #N/A
2007-01-09 12:00 | 1 | 9 | 12 | 9.4583 | 204 | 39.02 | 15.98 | 1011 | 30.8708 | 347.8665 | 0 | Heating | 46.3822 | #N/A | #N/A | #N/A | #N/A | 347.8665 | #N/A | #N/A | 3.6785 | #N/A | 0 | 0 | 0 | 0 | 0 | 0 | 0 | 0 | 0.1546% | 1 | 50% | 0% | 0% | 0% | 8.2745 | 0 | 0 | 0 | 8.2745 | #N/A
2007-01-09 13:00 | 1 | 9 | 13 | 9.5 | 205 | 39.02 | 19.04 | 1011 | 31.5992 | 379.5259 | 0 | Heating | 50.6035 | #N/A | #N/A | #N/A | #N/A | 379.5259 | #N/A | #N/A | 3.6785 | #N/A | 0 | 0 | 0 | 0 | 0 | 0 | 0 | 0 | 0.1687% | 1 | 50% | 0% | 0% | 0% | 8.2745 | 0 | 0 | 0 | 8.2745 | #N/A
2007-01-09 14:00 | 1 | 9 | 14 | 9.5417 | 206 | 39.02 | 18.68 | 1010 | 31.5045 | 284.8649 | 0 | Heating | 37.982 | #N/A | #N/A | #N/A | #N/A | 284.8649 | #N/A | #N/A | 3.6785 | #N/A | 0 | 0 | 0 | 0 | 0 | 0 | 0 | 0 | 0.1266% | 1 | 50% | 0% | 0% | 0% | 8.2745 | 0 | 0 | 0 | 8.2745 | #N/A
2007-01-09 15:00 | 1 | 9 | 15 | 9.5833 | 207 | 39.02 | 17.96 | 1010 | 31.3275 | 253.5536 | 0 | Heating | 33.8072 | #N/A | #N/A | #N/A | #N/A | 253.5536 | #N/A | #N/A | 3.6785 | #N/A | 0 | 0 | 0 | 0 | 0 | 0 | 0 | 0 | 0.1127% | 1 | 50% | 0% | 0% | 0% | 8.2745 | 0 | 0 | 0 | 8.2745 | #N/A
2007-01-09 16:00 | 1 | 9 | 16 | 9.625 | 208 | 37.94 | 17.06 | 1010 | 30.4912 | 253.1872 | 0 | Heating | 33.7583 | #N/A | #N/A | #N/A | #N/A | 253.1872 | #N/A | #N/A | 3.6146 | #N/A | 0 | 0 | 0 | 0 | 0 | 0 | 0 | 0 | 0.1125% | 1 | 50% | 0% | 0% | 0% | 8.2745 | 0 | 0 | 0 | 8.2745 | #N/A
2007-01-09 17:00 | 1 | 9 | 17 | 9.6667 | 209 | 37.94 | 16.7 | 1011 | 30.4111 | 231.4678 | 0 | Heating | 30.8624 | #N/A | #N/A | #N/A | #N/A | 231.4678 | #N/A | #N/A | 3.6146 | #N/A | 0 | 0 | 0 | 0 | 0 | 0 | 0 | 0 | 0.1029% | 1 | 50% | 0% | 0% | 0% | 8.2745 | 0 | 0 | 0 | 8.2745 | #N/A
2007-01-09 18:00 | 1 | 9 | 18 | 9.7083 | 210 | 33.98 | 16.34 | 1012 | 27.984 | 266.2651 | 0 | Heating | 35.502 | #N/A | #N/A | #N/A | #N/A | 266.2651 | #N/A | #N/A | 3.405 | #N/A | 0 | 0 | 0 | 0 | 0 | 0 | 0 | 0 | 0.1183% | 1 | 50% | 0% | 0% | 0% | 8.2745 | 0 | 0 | 0 | 8.2745 | #N/A
2007-01-09 19:00 | 1 | 9 | 19 | 9.75 | 211 | 33.98 | 15.98 | 1012 | 27.8986 | 336.7086 | 0 | Heating | 44.8945 | #N/A | #N/A | #N/A | #N/A | 336.7086 | #N/A | #N/A | 3.405 | #N/A | 0 | 0 | 0 | 0 | 0 | 0 | 0 | 0 | 0.1496% | 1 | 50% | 0% | 0% | 0% | 8.2745 | 0 | 0 | 0 | 8.2745 | #N/A
2007-01-09 20:00 | 1 | 9 | 20 | 9.7917 | 212 | 33.98 | 15.26 | 1013 | 27.7354 | 369.7822 | 0 | Heating | 49.3043 | #N/A | #N/A | #N/A | #N/A | 369.7822 | #N/A | #N/A | 3.405 | #N/A | 0 | 0 | 0 | 0 | 0 | 0 | 0 | 0 | 0.1643% | 1 | 50% | 0% | 0% | 0% | 8.2745 | 0 | 0 | 0 | 8.2745 | #N/A
2007-01-09 21:00 | 1 | 9 | 21 | 9.8333 | 213 | 30.02 | 14.54 | 1014 | 25.1152 | 431.444 | 0 | Heating | 57.5259 | #N/A | #N/A | #N/A | #N/A | 431.444 | #N/A | #N/A | 3.2302 | #N/A | 0 | 0 | 0 | 0 | 0 | 0 | 0 | 0 | 0.1918% | 1 | 50% | 0% | 0% | 0% | 8.2745 | 0 | 0 | 0 | 8.2745 | #N/A
2007-01-09 22:00 | 1 | 9 | 22 | 9.875 | 214 | 30.92 | 14 | 1015 | 25.5645 | 481.7061 | 0 | Heating | 64.2275 | #N/A | #N/A | #N/A | #N/A | 481.7061 | #N/A | #N/A | 3.2671 | #N/A | 0 | 0 | 0 | 0 | 0 | 0 | 0 | 0 | 0.2141% | 1 | 50% | 0% | 0% | 0% | 8.2745 | 0 | 0 | 0 | 8.2745 | #N/A
2007-01-09 23:00 | 1 | 9 | 23 | 9.9167 | 215 | 30.92 | 13.82 | 1015 | 25.5245 | 112.3374 | 0 | Heating | 14.9783 | #N/A | #N/A | #N/A | #N/A | 112.3374 | #N/A | #N/A | 3.2671 | #N/A | 0 | 0 | 0 | 0 | 0 | 0 | 0 | 0 | 0.04993% | 1 | 50% | 0% | 0% | 0% | 8.2745 | 0 | 0 | 0 | 8.2745 | #N/A
2007-01-10 | 1 | 10 | 0 | 9.9583 | 216 | 30.2 | 13.82 | 1016 | 25.0723 | 233.4219 | 0 | Heating | 31.1229 | #N/A | #N/A | #N/A | #N/A | 233.4219 | #N/A | #N/A | 3.2375 | #N/A | 0 | 0 | 0 | 0 | 0 | 0 | 0 | 0 | 0.1037% | 1 | 50% | 0% | 0% | 0% | 8.2745 | 0 | 0 | 0 | 8.2745 | #N/A
2007-01-10 01:00 | 1 | 10 | 1 | 10 | 217 | 30.2 | 14 | 1017 | 25.1158 | 278.6236 | 0 | Heating | 37.1498 | #N/A | #N/A | #N/A | #N/A | 278.6236 | #N/A | #N/A | 3.2375 | #N/A | 0 | 0 | 0 | 0 | 0 | 0 | 0 | 0 | 0.1238% | 1 | 50% | 0% | 0% | 0% | 8.2745 | 0 | 0 | 0 | 8.2745 | #N/A
2007-01-10 02:00 | 1 | 10 | 2 | 10.0417 | 218 | 28.94 | 13.1 | 1017 | 24.1101 | 315.2588 | 0 | Heating | 42.0345 | #N/A | #N/A | #N/A | #N/A | 315.2588 | #N/A | #N/A | 3.188 | #N/A | 0 | 0 | 0 | 0 | 0 | 0 | 0 | 0 | 0.1401% | 1 | 50% | 0% | 0% | 0% | 8.2745 | 0 | 0 | 0 | 8.2745 | #N/A
2007-01-10 03:00 | 1 | 10 | 3 | 10.0833 | 219 | 28.04 | 12.38 | 1018 | 23.3735 | 350.008 | 0 | Heating | 46.6677 | #N/A | #N/A | #N/A | #N/A | 350.008 | #N/A | #N/A | 3.1545 | #N/A | 0 | 0 | 0 | 0 | 0 | 0 | 0 | 0 | 0.1556% | 1 | 50% | 0% | 0% | 0% | 8.2745 | 0 | 0 | 0 | 8.2745 | #N/A
2007-01-10 04:00 | 1 | 10 | 4 | 10.125 | 220 | 28.04 | 12.02 | 1019 | 23.2999 | 383.5073 | 0 | Heating | 51.1343 | #N/A | #N/A | #N/A | #N/A | 383.5073 | #N/A | #N/A | 3.1545 | #N/A | 0 | 0 | 0 | 0 | 0 | 0 | 0 | 0 | 0.1704% | 1 | 50% | 0% | 0% | 0% | 8.2745 | 0 | 0 | 0 | 8.2745 | #N/A
2007-01-10 05:00 | 1 | 10 | 5 | 10.1667 | 221 | 28.04 | 10.76 | 1020 | 23.0442 | 413.281 | 0 | Heating | 55.1041 | #N/A | #N/A | #N/A | #N/A | 413.281 | #N/A | #N/A | 3.1545 | #N/A | 0 | 0 | 0 | 0 | 0 | 0 | 0 | 0 | 0.1837% | 1 | 50% | 0% | 0% | 0% | 8.2745 | 0 | 0 | 0 | 8.2745 | #N/A
2007-01-10 06:00 | 1 | 10 | 6 | 10.2083 | 222 | 28.4 | 9.68 | 1020 | 23.0695 | 417.7077 | 0 | Heating | 55.6944 | #N/A | #N/A | #N/A | #N/A | 417.7077 | #N/A | #N/A | 3.1678 | #N/A | 0 | 0 | 0 | 0 | 0 | 0 | 0 | 0 | 0.1856% | 1 | 50% | 0% | 0% | 0% | 8.2745 | 0 | 0 | 0 | 8.2745 | #N/A
2007-01-10 07:00 | 1 | 10 | 7 | 10.25 | 223 | 28.04 | 8.96 | 1020 | 22.6978 | 909.0233 | 0 | Heating | 121.2031 | #N/A | #N/A | #N/A | #N/A | 909.0233 | #N/A | #N/A | 3.1545 | #N/A | 0 | 0 | 0 | 0 | 0 | 0 | 0 | 0 | 0.404% | 1 | 50% | 0% | 0% | 0% | 8.2745 | 0 | 0 | 0 | 8.2745 | #N/A
2007-01-10 08:00 | 1 | 10 | 8 | 10.2917 | 224 | 28.04 | 8.96 | 1021 | 22.7012 | 645.1185 | 0 | Heating | 86.0158 | #N/A | #N/A | #N/A | #N/A | 645.1185 | #N/A | #N/A | 3.1545 | #N/A | 0 | 0 | 0 | 0 | 0 | 0 | 0 | 0 | 0.2867% | 1 | 50% | 0% | 0% | 0% | 8.2745 | 0 | 0 | 0 | 8.2745 | #N/A
2007-01-10 09:00 | 1 | 10 | 9 | 10.3333 | 225 | 26.06 | 9.5 | 1021 | 21.4863 | 388.7741 | 0 | Heating | 51.8366 | #N/A | #N/A | #N/A | #N/A | 388.7741 | #N/A | #N/A | 3.0859 | #N/A | 0 | 0 | 0 | 0 | 0 | 0 | 0 | 0 | 0.1728% | 1 | 50% | 0% | 0% | 0% | 8.2745 | 0 | 0 | 0 | 8.2745 | #N/A
2007-01-10 10:00 | 1 | 10 | 10 | 10.375 | 226 | 26.96 | 10.94 | 1021 | 22.3718 | 302.5307 | 0 | Heating | 40.3374 | #N/A | #N/A | #N/A | #N/A | 302.5307 | #N/A | #N/A | 3.1163 | #N/A | 0 | 0 | 0 | 0 | 0 | 0 | 0 | 0 | 0.1345% | 1 | 50% | 0% | 0% | 0% | 8.2745 | 0 | 0 | 0 | 8.2745 | #N/A
2007-01-10 11:00 | 1 | 10 | 11 | 10.4167 | 227 | 26.96 | 11.48 | 1020 | 22.48 | 278.6919 | 0 | Heating | 37.1589 | #N/A | #N/A | #N/A | #N/A | 278.6919 | #N/A | #N/A | 3.1163 | #N/A | 0 | 0 | 0 | 0 | 0 | 0 | 0 | 0 | 0.1239% | 1 | 50% | 0% | 0% | 0% | 8.2745 | 0 | 0 | 0 | 8.2745 | #N/A
2007-01-10 12:00 | 1 | 10 | 12 | 10.4583 | 228 | 28.04 | 11.66 | 1020 | 23.2276 | 223.8673 | 0 | Heating | 29.849 | #N/A | #N/A | #N/A | #N/A | 223.8673 | #N/A | #N/A | 3.1545 | #N/A | 0 | 0 | 0 | 0 | 0 | 0 | 0 | 0 | 0.0995% | 1 | 50% | 0% | 0% | 0% | 8.2745 | 0 | 0 | 0 | 8.2745 | #N/A
2007-01-10 13:00 | 1 | 10 | 13 | 10.5 | 229 | 28.04 | 12.02 | 1019 | 23.2999 | 227.3137 | 0 | Heating | 30.3085 | #N/A | #N/A | #N/A | #N/A | 227.3137 | #N/A | #N/A | 3.1545 | #N/A | 0 | 0 | 0 | 0 | 0 | 0 | 0 | 0 | 0.101% | 1 | 50% | 0% | 0% | 0% | 8.2745 | 0 | 0 | 0 | 8.2745 | #N/A
2007-01-10 14:00 | 1 | 10 | 14 | 10.5417 | 230 | 28.04 | 11.3 | 1018 | 23.1471 | 150.2891 | 0 | Heating | 20.0385 | #N/A | #N/A | #N/A | #N/A | 150.2891 | #N/A | #N/A | 3.1545 | #N/A | 0 | 0 | 0 | 0 | 0 | 0 | 0 | 0 | 0.0668% | 1 | 50% | 0% | 0% | 0% | 8.2745 | 0 | 0 | 0 | 8.2745 | #N/A
2007-01-10 15:00 | 1 | 10 | 15 | 10.5833 | 231 | 28.04 | 10.22 | 1018 | 22.9308 | 131.6697 | 0 | Heating | 17.556 | #N/A | #N/A | #N/A | #N/A | 131.6697 | #N/A | #N/A | 3.1545 | #N/A | 0 | 0 | 0 | 0 | 0 | 0 | 0 | 0 | 0.05852% | 1 | 50% | 0% | 0% | 0% | 8.2745 | 0 | 0 | 0 | 8.2745 | #N/A
2007-01-10 16:00 | 1 | 10 | 16 | 10.625 | 232 | 26.06 | 8.96 | 1017 | 21.3708 | 129.7625 | 0 | Heating | 17.3017 | #N/A | #N/A | #N/A | #N/A | 129.7625 | #N/A | #N/A | 3.0859 | #N/A | 0 | 0 | 0 | 0 | 0 | 0 | 0 | 0 | 0.05767% | 1 | 50% | 0% | 0% | 0% | 8.2745 | 0 | 0 | 0 | 8.2745 | #N/A
2007-01-10 17:00 | 1 | 10 | 17 | 10.6667 | 233 | 26.06 | 10.04 | 1017 | 21.5799 | 112.8637 | 0 | Heating | 15.0485 | #N/A | #N/A | #N/A | #N/A | 112.8637 | #N/A | #N/A | 3.0859 | #N/A | 0 | 0 | 0 | 0 | 0 | 0 | 0 | 0 | 0.05016% | 1 | 50% | 0% | 0% | 0% | 8.2745 | 0 | 0 | 0 | 8.2745 | #N/A
2007-01-10 18:00 | 1 | 10 | 18 | 10.7083 | 234 | 24.08 | 10.94 | 1016 | 20.4253 | 140.8564 | 0 | Heating | 18.7809 | #N/A | #N/A | #N/A | #N/A | 140.8564 | #N/A | #N/A | 3.0238 | #N/A | 0 | 0 | 0 | 0 | 0 | 0 | 0 | 0 | 0.0626% | 1 | 50% | 0% | 0% | 0% | 8.2745 | 0 | 0 | 0 | 8.2745 | #N/A
2007-01-10 19:00 | 1 | 10 | 19 | 10.75 | 235 | 23 | 12.02 | 1015 | 19.9197 | 202.5628 | 0 | Heating | 27.0084 | #N/A | #N/A | #N/A | #N/A | 202.5628 | #N/A | #N/A | 2.9925 | #N/A | 0 | 0 | 0 | 0 | 0 | 0 | 0 | 0 | 0.09003% | 1 | 50% | 0% | 0% | 0% | 8.2745 | 0 | 0 | 0 | 8.2745 | #N/A
2007-01-10 20:00 | 1 | 10 | 20 | 10.7917 | 236 | 23 | 12.74 | 1014 | 20.0803 | 224.8977 | 0 | Heating | 29.9864 | #N/A | #N/A | #N/A | #N/A | 224.8977 | #N/A | #N/A | 2.9925 | #N/A | 0 | 0 | 0 | 0 | 0 | 0 | 0 | 0 | 0.09995% | 1 | 50% | 0% | 0% | 0% | 8.2745 | 0 | 0 | 0 | 8.2745 | #N/A
2007-01-10 21:00 | 1 | 10 | 21 | 10.8333 | 237 | 21.02 | 13.28 | 1014 | 18.8438 | 273.4086 | 0 | Heating | 36.4545 | #N/A | #N/A | #N/A | #N/A | 273.4086 | #N/A | #N/A | 2.9394 | #N/A | 0 | 0 | 0 | 0 | 0 | 0 | 0 | 0 | 0.1215% | 1 | 50% | 0% | 0% | 0% | 8.2745 | 0 | 0 | 0 | 8.2745 | #N/A
2007-01-10 22:00 | 1 | 10 | 22 | 10.875 | 238 | 21.02 | 14 | 1013 | 19.0172 | 295.3214 | 0 | Heating | 39.3762 | #N/A | #N/A | #N/A | #N/A | 295.3214 | #N/A | #N/A | 2.9394 | #N/A | 0 | 0 | 0 | 0 | 0 | 0 | 0 | 0 | 0.1313% | 1 | 50% | 0% | 0% | 0% | 8.2745 | 0 | 0 | 0 | 8.2745 | #N/A
2007-01-10 23:00 | 1 | 10 | 23 | 10.9167 | 239 | 21.02 | 14.54 | 1012 | 19.1505 | 7.5624 | 0 | Heating | 1.0083 | #N/A | #N/A | #N/A | #N/A | 7.5624 | #N/A | #N/A | 2.9394 | #N/A | 0 | 0 | 0 | 0 | 0 | 0 | 0 | 0 | 0.003361% | 1 | 50% | 0% | 0% | 0% | 8.2745 | 0 | 0 | 0 | 8.2745 | #N/A
2007-01-11 | 1 | 11 | 0 | 10.9583 | 240 | 19.04 | 15.08 | 1011 | 17.9098 | 23.2076 | 0 | Heating | 3.0943 | #N/A | #N/A | #N/A | #N/A | 23.2076 | #N/A | #N/A | 2.8915 | #N/A | 0 | 0 | 0 | 0 | 0 | 0 | 0 | 0 | 0.01031% | 1 | 50% | 0% | 0% | 0% | 8.2745 | 0 | 0 | 0 | 8.2745 | #N/A
2007-01-11 01:00 | 1 | 11 | 1 | 11 | 241 | 19.04 | 15.98 | 1010 | 18.1503 | 49.0241 | 0 | Heating | 6.5365 | #N/A | #N/A | #N/A | #N/A | 49.0241 | #N/A | #N/A | 2.8915 | #N/A | 0 | 0 | 0 | 0 | 0 | 0 | 0 | 0 | 0.02179% | 1 | 50% | 0% | 0% | 0% | 8.2745 | 0 | 0 | 0 | 8.2745 | #N/A
2007-01-11 02:00 | 1 | 11 | 2 | 11.0417 | 242 | 19.04 | 19.04 | 1009 | 19.04 | 59.6339 | 0 | Heating | 7.9512 | #N/A | #N/A | #N/A | #N/A | 59.6339 | #N/A | #N/A | 2.8915 | #N/A | 0 | 0 | 0 | 0 | 0 | 0 | 0 | 0 | 0.0265% | 1 | 50% | 0% | 0% | 0% | 8.2745 | 0 | 0 | 0 | 8.2745 | #N/A
2007-01-11 03:00 | 1 | 11 | 3 | 11.0833 | 243 | 17.06 | 22.46 | 1008 | 17.06 | 63.5714 | 0 | Heating | 8.4762 | #N/A | #N/A | #N/A | #N/A | 63.5714 | #N/A | #N/A | 2.8481 | #N/A | 0 | 0 | 0 | 0 | 0 | 0 | 0 | 0 | 0.02825% | 1 | 50% | 0% | 0% | 0% | 8.2745 | 0 | 0 | 0 | 8.2745 | #N/A
2007-01-11 04:00 | 1 | 11 | 4 | 11.125 | 244 | 14 | 26.06 | 1007 | 14 | 63.8066 | 0 | Heating | 8.5075 | #N/A | #N/A | #N/A | #N/A | 63.8066 | #N/A | #N/A | 2.7888 | #N/A | 0 | 0 | 0 | 0 | 0 | 0 | 0 | 0 | 0.02836% | 1 | 50% | 0% | 0% | 0% | 8.2745 | 0 | 0 | 0 | 8.2745 | #N/A
2007-01-11 05:00 | 1 | 11 | 5 | 11.1667 | 245 | 14 | 28.22 | 1005 | 14 | 50.1431 | 0 | Heating | 6.6857 | #N/A | #N/A | #N/A | #N/A | 50.1431 | #N/A | #N/A | 2.7888 | #N/A | 0 | 0 | 0 | 0 | 0 | 0 | 0 | 0 | 0.02229% | 1 | 50% | 0% | 0% | 0% | 8.2745 | 0 | 0 | 0 | 8.2745 | #N/A
2007-01-11 06:00 | 1 | 11 | 6 | 11.2083 | 246 | 14 | 30.56 | 1004 | 14 | 20.9934 | 0 | Heating | 2.7991 | #N/A | #N/A | #N/A | #N/A | 20.9934 | #N/A | #N/A | 2.7888 | #N/A | 0 | 0 | 0 | 0 | 0 | 0 | 0 | 0 | 0.00933% | 1 | 50% | 0% | 0% | 0% | 8.2745 | 0 | 0 | 0 | 8.2745 | #N/A
2007-01-11 07:00 | 1 | 11 | 7 | 11.25 | 247 | 17.96 | 33.08 | 1002 | 17.96 | 502.9807 | 0 | Heating | 67.0641 | #N/A | #N/A | #N/A | #N/A | 502.9807 | #N/A | #N/A | 2.8673 | #N/A | 0 | 0 | 0 | 0 | 0 | 0 | 0 | 0 | 0.2235% | 1 | 50% | 0% | 0% | 0% | 8.2745 | 0 | 0 | 0 | 8.2745 | #N/A
2007-01-11 08:00 | 1 | 11 | 8 | 11.2917 | 248 | 19.04 | 33.98 | 1001 | 19.04 | 284.3059 | 0 | Heating | 37.9075 | #N/A | #N/A | #N/A | #N/A | 284.3059 | #N/A | #N/A | 2.8915 | #N/A | 0 | 0 | 0 | 0 | 0 | 0 | 0 | 0 | 0.1264% | 1 | 50% | 0% | 0% | 0% | 8.2745 | 0 | 0 | 0 | 8.2745 | #N/A
2007-01-11 09:00 | 1 | 11 | 9 | 11.3333 | 249 | 21.92 | 35.6 | 1001 | 21.92 | 79.1478 | 0 | Heating | 10.553 | #N/A | #N/A | #N/A | #N/A | 79.1478 | #N/A | #N/A | 2.9629 | #N/A | 0 | 0 | 0 | 0 | 0 | 0 | 0 | 0 | 0.03518% | 1 | 50% | 0% | 0% | 0% | 8.2745 | 0 | 0 | 0 | 8.2745 | #N/A
2007-01-11 10:00 | 1 | 11 | 10 | 11.375 | 250 | 21.92 | 37.94 | 1000 | 21.92 | 54.3309 | 0 | Heating | 7.2441 | #N/A | #N/A | #N/A | #N/A | 54.3309 | #N/A | #N/A | 2.9629 | #N/A | 0 | 0 | 0 | 0 | 0 | 0 | 0 | 0 | 0.02415% | 1 | 50% | 0% | 0% | 0% | 8.2745 | 0 | 0 | 0 | 8.2745 | #N/A
2007-01-11 11:00 | 1 | 11 | 11 | 11.4167 | 251 | 21.92 | 40.1 | 998 | 21.92 | 44.5481 | 0 | Heating | 5.9397 | #N/A | #N/A | #N/A | #N/A | 44.5481 | #N/A | #N/A | 2.9629 | #N/A | 0 | 0 | 0 | 0 | 0 | 0 | 0 | 0 | 0.0198% | 1 | 50% | 0% | 0% | 0% | 8.2745 | 0 | 0 | 0 | 8.2745 | #N/A
2007-01-11 12:00 | 1 | 11 | 12 | 11.4583 | 252 | 28.04 | 42.08 | 996 | 28.04 | 18.1405 | 0 | Heating | 2.4187 | #N/A | #N/A | #N/A | #N/A | 18.1405 | #N/A | #N/A | 3.1545 | #N/A | 0 | 0 | 0 | 0 | 0 | 0 | 0 | 0 | 0.008062% | 1 | 50% | 0% | 0% | 0% | 8.2745 | 0 | 0 | 0 | 8.2745 | #N/A
2007-01-11 13:00 | 1 | 11 | 13 | 11.5 | 253 | 28.94 | 44.06 | 994 | 28.94 | 17.7712 | 0 | Heating | 2.3695 | #N/A | #N/A | #N/A | #N/A | 17.7712 | #N/A | #N/A | 3.188 | #N/A | 0 | 0 | 0 | 0 | 0 | 0 | 0 | 0 | 0.007898% | 1 | 50% | 0% | 0% | 0% | 8.2745 | 0 | 0 | 0 | 8.2745 | #N/A
2007-01-11 14:00 | 1 | 11 | 14 | 11.5417 | 254 | 28.94 | 45.32 | 992 | 28.94 | 9.9435 | 0 | Heating | 1.3258 | #N/A | #N/A | #N/A | #N/A | 9.9435 | #N/A | #N/A | 3.188 | #N/A | 0 | 0 | 0 | 0 | 0 | 0 | 0 | 0 | 0.004419% | 1 | 50% | 0% | 0% | 0% | 8.2745 | 0 | 0 | 0 | 8.2745 | #N/A
2007-01-11 15:00 | 1 | 11 | 15 | 11.5833 | 255 | 32 | 46.22 | 990 | 32 | 7.1418 | 0 | Heating | 0.95224 | #N/A | #N/A | #N/A | #N/A | 7.1418 | #N/A | #N/A | 3.3135 | #N/A | 0 | 0 | 0 | 0 | 0 | 0 | 0 | 0 | 0.003174% | 1 | 50% | 0% | 0% | 0% | 8.2745 | 0 | 0 | 0 | 8.2745 | #N/A
2007-01-11 16:00 | 1 | 11 | 16 | 11.625 | 256 | 33.08 | 46.94 | 988 | 33.08 | 4.7789 | 0 | Heating | 0.63719 | #N/A | #N/A | #N/A | #N/A | 4.7789 | #N/A | #N/A | 3.3624 | #N/A | 0 | 0 | 0 | 0 | 0 | 0 | 0 | 0 | 0.002124% | 1 | 50% | 0% | 0% | 0% | 8.2745 | 0 | 0 | 0 | 8.2745 | #N/A
2007-01-11 17:00 | 1 | 11 | 17 | 11.6667 | 257 | 33.08 | 47.3 | 987 | 33.08 | 0.40275 | 0 | Heating | 0.0537 | #N/A | #N/A | #N/A | #N/A | 0.40275 | #N/A | #N/A | 3.3624 | #N/A | 0 | 0 | 0 | 0 | 0 | 0 | 0 | 0 | 0.000179% | 1 | 50% | 0% | 0% | 0% | 8.2745 | 0 | 0 | 0 | 8.2745 | #N/A
2007-01-11 18:00 | 1 | 11 | 18 | 11.7083 | 258 | 33.08 | 47.66 | 985 | 33.08 | 1.0712 | 0 | Heating | 0.14283 | #N/A | #N/A | #N/A | #N/A | 1.0712 | #N/A | #N/A | 3.3624 | #N/A | 0 | 0 | 0 | 0 | 0 | 0 | 0 | 0 | 0.0004761% | 1 | 50% | 0% | 0% | 0% | 8.2745 | 0 | 0 | 0 | 8.2745 | #N/A
2007-01-11 19:00 | 1 | 11 | 19 | 11.75 | 259 | 33.98 | 48.02 | 984 | 33.98 | 4.3599 | 0 | Heating | 0.58132 | #N/A | #N/A | #N/A | #N/A | 4.3599 | #N/A | #N/A | 3.405 | #N/A | 0 | 0 | 0 | 0 | 0 | 0 | 0 | 0 | 0.001938% | 1 | 50% | 0% | 0% | 0% | 8.2745 | 0 | 0 | 0 | 8.2745 | #N/A
2007-01-11 20:00 | 1 | 11 | 20 | 11.7917 | 260 | 33.98 | 42.98 | 985 | 33.98 | 7.655 | 0 | Heating | 1.0207 | #N/A | #N/A | #N/A | #N/A | 7.655 | #N/A | #N/A | 3.405 | #N/A | 0 | 0 | 0 | 0 | 0 | 0 | 0 | 0 | 0.003402% | 1 | 50% | 0% | 0% | 0% | 8.2745 | 0 | 0 | 0 | 8.2745 | #N/A
2007-01-11 21:00 | 1 | 11 | 21 | 11.8333 | 261 | 33.08 | 37.94 | 985 | 33.08 | 32.8574 | 0 | Heating | 4.381 | #N/A | #N/A | #N/A | #N/A | 32.8574 | #N/A | #N/A | 3.3624 | #N/A | 0 | 0 | 0 | 0 | 0 | 0 | 0 | 0 | 0.0146% | 1 | 50% | 0% | 0% | 0% | 8.2745 | 0 | 0 | 0 | 8.2745 | #N/A
2007-01-11 22:00 | 1 | 11 | 22 | 11.875 | 262 | 33.98 | 33.08 | 986 | 33.98 | 102.9596 | 0 | Heating | 13.728 | #N/A | #N/A | #N/A | #N/A | 102.9596 | #N/A | #N/A | 3.405 | #N/A | 0 | 0 | 0 | 0 | 0 | 0 | 0 | 0 | 0.04576% | 1 | 50% | 0% | 0% | 0% | 8.2745 | 0 | 0 | 0 | 8.2745 | #N/A
2007-01-11 23:00 | 1 | 11 | 23 | 11.9167 | 263 | 33.98 | 28.58 | 987 | 33.98 | 0 | 0 | Cooling | 0 | #N/A | #N/A | #N/A | #N/A | 0 | 0 | 0 | 0 | 0 | 0 | #N/A | #N/A | 88 | 48.98 | 6.4471 | #N/A | 0 | 0% | 1 | 50% | 0% | 0% | 0% | 8.2745 | 0 | 0 | 0 | 8.2745 | #N/A
2007-01-12 | 1 | 12 | 0 | 11.9583 | 264 | 33.08 | 24.08 | 988 | 33.08 | 0.049264 | 0 | Heating | 0.0065685 | #N/A | #N/A | #N/A | #N/A | 0.049264 | #N/A | #N/A | 3.3624 | #N/A | 0 | 0 | 0 | 0 | 0 | 0 | 0 | 0 | 2.19e-05% | 1 | 50% | 0% | 0% | 0% | 8.2745 | 0 | 0 | 0 | 8.2745 | #N/A
2007-01-12 01:00 | 1 | 12 | 1 | 12 | 265 | 33.08 | 19.94 | 989 | 33.08 | 5.6619 | 0 | Heating | 0.75492 | #N/A | #N/A | #N/A | #N/A | 5.6619 | #N/A | #N/A | 3.3624 | #N/A | 0 | 0 | 0 | 0 | 0 | 0 | 0 | 0 | 0.002516% | 1 | 50% | 0% | 0% | 0% | 8.2745 | 0 | 0 | 0 | 8.2745 | #N/A
2007-01-12 02:00 | 1 | 12 | 2 | 12.0417 | 266 | 33.08 | 21.02 | 991 | 33.08 | 11.1863 | 0 | Heating | 1.4915 | #N/A | #N/A | #N/A | #N/A | 11.1863 | #N/A | #N/A | 3.3624 | #N/A | 0 | 0 | 0 | 0 | 0 | 0 | 0 | 0 | 0.004972% | 1 | 50% | 0% | 0% | 0% | 8.2745 | 0 | 0 | 0 | 8.2745 | #N/A
2007-01-12 03:00 | 1 | 12 | 3 | 12.0833 | 267 | 33.08 | 22.46 | 992 | 33.08 | 17.3519 | 0 | Heating | 2.3136 | #N/A | #N/A | #N/A | #N/A | 17.3519 | #N/A | #N/A | 3.3624 | #N/A | 0 | 0 | 0 | 0 | 0 | 0 | 0 | 0 | 0.007712% | 1 | 50% | 0% | 0% | 0% | 8.2745 | 0 | 0 | 0 | 8.2745 | #N/A
2007-01-12 04:00 | 1 | 12 | 4 | 12.125 | 268 | 33.98 | 24.08 | 994 | 33.98 | 62.9402 | 0 | Heating | 8.392 | #N/A | #N/A | #N/A | #N/A | 62.9402 | #N/A | #N/A | 3.405 | #N/A | 0 | 0 | 0 | 0 | 0 | 0 | 0 | 0 | 0.02797% | 1 | 50% | 0% | 0% | 0% | 8.2745 | 0 | 0 | 0 | 8.2745 | #N/A
2007-01-12 05:00 | 1 | 12 | 5 | 12.1667 | 269 | 33.98 | 19.22 | 995 | 33.98 | 124.6459 | 0 | Heating | 16.6195 | #N/A | #N/A | #N/A | #N/A | 124.6459 | #N/A | #N/A | 3.405 | #N/A | 0 | 0 | 0 | 0 | 0 | 0 | 0 | 0 | 0.0554% | 1 | 50% | 0% | 0% | 0% | 8.2745 | 0 | 0 | 0 | 8.2745 | #N/A
2007-01-12 06:00 | 1 | 12 | 6 | 12.2083 | 270 | 33.98 | 14.54 | 997 | 33.98 | 160.5792 | 0 | Heating | 21.4106 | #N/A | #N/A | #N/A | #N/A | 160.5792 | #N/A | #N/A | 3.405 | #N/A | 0 | 0 | 0 | 0 | 0 | 0 | 0 | 0 | 0.07137% | 1 | 50% | 0% | 0% | 0% | 8.2745 | 0 | 0 | 0 | 8.2745 | #N/A
2007-01-12 07:00 | 1 | 12 | 7 | 12.25 | 271 | 33.98 | 10.04 | 998 | 33.98 | 640.8089 | 0 | Heating | 85.4412 | #N/A | #N/A | #N/A | #N/A | 640.8089 | #N/A | #N/A | 3.405 | #N/A | 0 | 0 | 0 | 0 | 0 | 0 | 0 | 0 | 0.2848% | 1 | 50% | 0% | 0% | 0% | 8.2745 | 0 | 0 | 0 | 8.2745 | #N/A
2007-01-12 08:00 | 1 | 12 | 8 | 12.2917 | 272 | 33.98 | 8.24 | 1000 | 33.98 | 481.5492 | 0 | Heating | 64.2066 | #N/A | #N/A | #N/A | #N/A | 481.5492 | #N/A | #N/A | 3.405 | #N/A | 0 | 0 | 0 | 0 | 0 | 0 | 0 | 0 | 0.214% | 1 | 50% | 0% | 0% | 0% | 8.2745 | 0 | 0 | 0 | 8.2745 | #N/A
2007-01-12 09:00 | 1 | 12 | 9 | 12.3333 | 273 | 33.8 | 7.34 | 1002 | 33.8 | 413.4685 | 0 | Heating | 55.1291 | #N/A | #N/A | #N/A | #N/A | 413.4685 | #N/A | #N/A | 3.3963 | #N/A | 0 | 0 | 0 | 0 | 0 | 0 | 0 | 0 | 0.1838% | 1 | 50% | 0% | 0% | 0% | 8.2745 | 0 | 0 | 0 | 8.2745 | #N/A
2007-01-12 10:00 | 1 | 12 | 10 | 12.375 | 274 | 35.96 | 6.98 | 1004 | 35.96 | 439.3177 | 0 | Heating | 58.5757 | #N/A | #N/A | #N/A | #N/A | 439.3177 | #N/A | #N/A | 3.5052 | #N/A | 0 | 0 | 0 | 0 | 0 | 0 | 0 | 0 | 0.1953% | 1 | 50% | 0% | 0% | 0% | 8.2745 | 0 | 0 | 0 | 8.2745 | #N/A
2007-01-12 11:00 | 1 | 12 | 11 | 12.4167 | 275 | 35.96 | 5.36 | 1005 | 35.96 | 444.9216 | 0 | Heating | 59.3229 | #N/A | #N/A | #N/A | #N/A | 444.9216 | #N/A | #N/A | 3.5052 | #N/A | 0 | 0 | 0 | 0 | 0 | 0 | 0 | 0 | 0.1977% | 1 | 50% | 0% | 0% | 0% | 8.2745 | 0 | 0 | 0 | 8.2745 | #N/A
2007-01-12 12:00 | 1 | 12 | 12 | 12.4583 | 276 | 37.94 | 3.56 | 1006 | 37.94 | 393.6869 | 0 | Heating | 52.4916 | #N/A | #N/A | #N/A | #N/A | 393.6869 | #N/A | #N/A | 3.6146 | #N/A | 0 | 0 | 0 | 0 | 0 | 0 | 0 | 0 | 0.175% | 1 | 50% | 0% | 0% | 0% | 8.2745 | 0 | 0 | 0 | 8.2745 | #N/A
2007-01-12 13:00 | 1 | 12 | 13 | 12.5 | 277 | 41 | 1.94 | 1007 | 41 | 351.6584 | 0 | Heating | 46.8878 | #N/A | #N/A | #N/A | #N/A | 351.6584 | #N/A | #N/A | 3.8033 | #N/A | 0 | 0 | 0 | 0 | 0 | 0 | 0 | 0 | 0.1563% | 1 | 50% | 0% | 0% | 0% | 8.2745 | 0 | 0 | 0 | 8.2745 | #N/A
2007-01-12 14:00 | 1 | 12 | 14 | 12.5417 | 278 | 41 | 3.2 | 1008 | 41 | 339.7167 | 0 | Heating | 45.2956 | #N/A | #N/A | #N/A | #N/A | 339.7167 | #N/A | #N/A | 3.8033 | #N/A | 0 | 0 | 0 | 0 | 0 | 0 | 0 | 0 | 0.151% | 1 | 50% | 0% | 0% | 0% | 8.2745 | 0 | 0 | 0 | 8.2745 | #N/A
2007-01-12 15:00 | 1 | 12 | 15 | 12.5833 | 279 | 44.06 | 4.28 | 1008 | 44.06 | 380.3965 | 0 | Heating | 50.7195 | #N/A | #N/A | #N/A | #N/A | 380.3965 | #N/A | #N/A | 4.0174 | #N/A | 0 | 0 | 0 | 0 | 0 | 0 | 0 | 0 | 0.1691% | 1 | 50% | 0% | 0% | 0% | 8.2745 | 0 | 0 | 0 | 8.2745 | #N/A
2007-01-12 16:00 | 1 | 12 | 16 | 12.625 | 280 | 44.06 | 5 | 1009 | 44.06 | 402.8494 | 0 | Heating | 53.7133 | #N/A | #N/A | #N/A | #N/A | 402.8494 | #N/A | #N/A | 4.0174 | #N/A | 0 | 0 | 0 | 0 | 0 | 0 | 0 | 0 | 0.179% | 1 | 50% | 0% | 0% | 0% | 8.2745 | 0 | 0 | 0 | 8.2745 | #N/A
2007-01-12 17:00 | 1 | 12 | 17 | 12.6667 | 281 | 44.06 | 6.26 | 1010 | 44.06 | 409.0117 | 0 | Heating | 54.5349 | #N/A | #N/A | #N/A | #N/A | 409.0117 | #N/A | #N/A | 4.0174 | #N/A | 0 | 0 | 0 | 0 | 0 | 0 | 0 | 0 | 0.1818% | 1 | 50% | 0% | 0% | 0% | 8.2745 | 0 | 0 | 0 | 8.2745 | #N/A
2007-01-12 18:00 | 1 | 12 | 18 | 12.7083 | 282 | 42.98 | 7.7 | 1012 | 42.98 | 447.1125 | 0 | Heating | 59.615 | #N/A | #N/A | #N/A | #N/A | 447.1125 | #N/A | #N/A | 3.9388 | #N/A | 0 | 0 | 0 | 0 | 0 | 0 | 0 | 0 | 0.1987% | 1 | 50% | 0% | 0% | 0% | 8.2745 | 0 | 0 | 0 | 8.2745 | #N/A
2007-01-12 19:00 | 1 | 12 | 19 | 12.75 | 283 | 44.06 | 8.96 | 1013 | 44.06 | 56.5379 | 0 | Heating | 7.5384 | #N/A | #N/A | #N/A | #N/A | 56.5379 | #N/A | #N/A | 4.0174 | #N/A | 0 | 0 | 0 | 0 | 0 | 0 | 0 | 0 | 0.02513% | 1 | 50% | 0% | 0% | 0% | 8.2745 | 0 | 0 | 0 | 8.2745 | #N/A
2007-01-12 20:00 | 1 | 12 | 20 | 12.7917 | 284 | 44.06 | 9.68 | 1014 | 44.06 | 136.4793 | 0 | Heating | 18.1972 | #N/A | #N/A | #N/A | #N/A | 136.4793 | #N/A | #N/A | 4.0174 | #N/A | 0 | 0 | 0 | 0 | 0 | 0 | 0 | 0 | 0.06066% | 1 | 50% | 0% | 0% | 0% | 8.2745 | 0 | 0 | 0 | 8.2745 | #N/A
2007-01-12 21:00 | 1 | 12 | 21 | 12.8333 | 285 | 44.96 | 10.22 | 1015 | 44.96 | 180.1106 | 0 | Heating | 24.0147 | #N/A | #N/A | #N/A | #N/A | 180.1106 | #N/A | #N/A | 4.0856 | #N/A | 0 | 0 | 0 | 0 | 0 | 0 | 0 | 0 | 0.08005% | 1 | 50% | 0% | 0% | 0% | 8.2745 | 0 | 0 | 0 | 8.2745 | #N/A
2007-01-12 22:00 | 1 | 12 | 22 | 12.875 | 286 | 44.96 | 10.94 | 1016 | 44.96 | 238.4664 | 0 | Heating | 31.7955 | #N/A | #N/A | #N/A | #N/A | 238.4664 | #N/A | #N/A | 4.0856 | #N/A | 0 | 0 | 0 | 0 | 0 | 0 | 0 | 0 | 0.106% | 1 | 50% | 0% | 0% | 0% | 8.2745 | 0 | 0 | 0 | 8.2745 | #N/A
2007-01-12 23:00 | 1 | 12 | 23 | 12.9167 | 287 | 44.96 | 11.48 | 1016 | 44.96 | 277.0667 | 0 | Heating | 36.9422 | #N/A | #N/A | #N/A | #N/A | 277.0667 | #N/A | #N/A | 4.0856 | #N/A | 0 | 0 | 0 | 0 | 0 | 0 | 0 | 0 | 0.1231% | 1 | 50% | 0% | 0% | 0% | 8.2745 | 0 | 0 | 0 | 8.2745 | #N/A
2007-01-13 | 1 | 13 | 0 | 12.9583 | 288 | 44.06 | 12.02 | 1016 | 44.06 | 303.5623 | 0 | Heating | 40.475 | #N/A | #N/A | #N/A | #N/A | 303.5623 | #N/A | #N/A | 4.0174 | #N/A | 0 | 0 | 0 | 0 | 0 | 0 | 0 | 0 | 0.1349% | 1 | 50% | 0% | 0% | 0% | 8.2745 | 0 | 0 | 0 | 8.2745 | #N/A
2007-01-13 01:00 | 1 | 13 | 1 | 13 | 289 | 44.06 | 12.92 | 1017 | 44.06 | 308.8419 | 0 | Heating | 41.1789 | #N/A | #N/A | #N/A | #N/A | 308.8419 | #N/A | #N/A | 4.0174 | #N/A | 0 | 0 | 0 | 0 | 0 | 0 | 0 | 0 | 0.1373% | 1 | 50% | 0% | 0% | 0% | 8.2745 | 0 | 0 | 0 | 8.2745 | #N/A
2007-01-13 02:00 | 1 | 13 | 2 | 13.0417 | 290 | 44.06 | 12.38 | 1017 | 44.06 | 322.1195 | 0 | Heating | 42.9493 | #N/A | #N/A | #N/A | #N/A | 322.1195 | #N/A | #N/A | 4.0174 | #N/A | 0 | 0 | 0 | 0 | 0 | 0 | 0 | 0 | 0.1432% | 1 | 50% | 0% | 0% | 0% | 8.2745 | 0 | 0 | 0 | 8.2745 | #N/A
2007-01-13 03:00 | 1 | 13 | 3 | 13.0834 | 291 | 42.08 | 12.02 | 1017 | 42.08 | 340.5159 | 0 | Heating | 45.4021 | #N/A | #N/A | #N/A | #N/A | 340.5159 | #N/A | #N/A | 3.8759 | #N/A | 0 | 0 | 0 | 0 | 0 | 0 | 0 | 0 | 0.1513% | 1 | 50% | 0% | 0% | 0% | 8.2745 | 0 | 0 | 0 | 8.2745 | #N/A
2007-01-13 04:00 | 1 | 13 | 4 | 13.125 | 292 | 42.08 | 12.02 | 1018 | 42.08 | 357.3315 | 0 | Heating | 47.6442 | #N/A | #N/A | #N/A | #N/A | 357.3315 | #N/A | #N/A | 3.8759 | #N/A | 0 | 0 | 0 | 0 | 0 | 0 | 0 | 0 | 0.1588% | 1 | 50% | 0% | 0% | 0% | 8.2745 | 0 | 0 | 0 | 8.2745 | #N/A
2007-01-13 05:00 | 1 | 13 | 5 | 13.1667 | 293 | 42.08 | 12.02 | 1018 | 42.08 | 370.2821 | 0 | Heating | 49.3709 | #N/A | #N/A | #N/A | #N/A | 370.2821 | #N/A | #N/A | 3.8759 | #N/A | 0 | 0 | 0 | 0 | 0 | 0 | 0 | 0 | 0.1646% | 1 | 50% | 0% | 0% | 0% | 8.2745 | 0 | 0 | 0 | 8.2745 | #N/A
2007-01-13 06:00 | 1 | 13 | 6 | 13.2084 | 294 | 44.06 | 12.38 | 1018 | 44.06 | 363.5026 | 0 | Heating | 48.467 | #N/A | #N/A | #N/A | #N/A | 363.5026 | #N/A | #N/A | 4.0174 | #N/A | 0 | 0 | 0 | 0 | 0 | 0 | 0 | 0 | 0.1616% | 1 | 50% | 0% | 0% | 0% | 8.2745 | 0 | 0 | 0 | 8.2745 | #N/A
2007-01-13 07:00 | 1 | 13 | 7 | 13.25 | 295 | 44.06 | 12.92 | 1018 | 44.06 | 337.3288 | 0 | Heating | 44.9772 | #N/A | #N/A | #N/A | #N/A | 337.3288 | #N/A | #N/A | 4.0174 | #N/A | 0 | 0 | 0 | 0 | 0 | 0 | 0 | 0 | 0.1499% | 1 | 50% | 0% | 0% | 0% | 8.2745 | 0 | 0 | 0 | 8.2745 | #N/A
2007-01-13 08:00 | 1 | 13 | 8 | 13.2917 | 296 | 44.06 | 12.56 | 1018 | 44.06 | 307.1682 | 0 | Heating | 40.9558 | #N/A | #N/A | #N/A | #N/A | 307.1682 | #N/A | #N/A | 4.0174 | #N/A | 0 | 0 | 0 | 0 | 0 | 0 | 0 | 0 | 0.1365% | 1 | 50% | 0% | 0% | 0% | 8.2745 | 0 | 0 | 0 | 8.2745 | #N/A
2007-01-13 09:00 | 1 | 13 | 9 | 13.3334 | 297 | 42.8 | 12.92 | 1018 | 42.8 | 261.0016 | 0 | Heating | 34.8002 | #N/A | #N/A | #N/A | #N/A | 261.0016 | #N/A | #N/A | 3.9261 | #N/A | 0 | 0 | 0 | 0 | 0 | 0 | 0 | 0 | 0.116% | 1 | 50% | 0% | 0% | 0% | 8.2745 | 0 | 0 | 0 | 8.2745 | #N/A
2007-01-13 10:00 | 1 | 13 | 10 | 13.375 | 298 | 42.98 | 14 | 1017 | 42.98 | 243.125 | 0 | Heating | 32.4167 | #N/A | #N/A | #N/A | #N/A | 243.125 | #N/A | #N/A | 3.9388 | #N/A | 0 | 0 | 0 | 0 | 0 | 0 | 0 | 0 | 0.1081% | 1 | 50% | 0% | 0% | 0% | 8.2745 | 0 | 0 | 0 | 8.2745 | #N/A
2007-01-13 11:00 | 1 | 13 | 11 | 13.4167 | 299 | 42.98 | 14.18 | 1016 | 42.98 | 221.2465 | 0 | Heating | 29.4995 | #N/A | #N/A | #N/A | #N/A | 221.2465 | #N/A | #N/A | 3.9388 | #N/A | 0 | 0 | 0 | 0 | 0 | 0 | 0 | 0 | 0.09833% | 1 | 50% | 0% | 0% | 0% | 8.2745 | 0 | 0 | 0 | 8.2745 | #N/A
2007-01-13 12:00 | 1 | 13 | 12 | 13.4584 | 300 | 42.8 | 14 | 1015 | 42.8 | 187.6491 | 0 | Heating | 25.0199 | #N/A | #N/A | #N/A | #N/A | 187.6491 | #N/A | #N/A | 3.9261 | #N/A | 0 | 0 | 0 | 0 | 0 | 0 | 0 | 0 | 0.0834% | 1 | 50% | 0% | 0% | 0% | 8.2745 | 0 | 0 | 0 | 8.2745 | #N/A
2007-01-13 13:00 | 1 | 13 | 13 | 13.5 | 301 | 39.2 | 14 | 1014 | 39.2 | 178.2003 | 0 | Heating | 23.76 | #N/A | #N/A | #N/A | #N/A | 178.2003 | #N/A | #N/A | 3.6894 | #N/A | 0 | 0 | 0 | 0 | 0 | 0 | 0 | 0 | 0.0792% | 1 | 50% | 0% | 0% | 0% | 8.2745 | 0 | 0 | 0 | 8.2745 | #N/A
2007-01-13 14:00 | 1 | 13 | 14 | 13.5417 | 302 | 37.04 | 13.28 | 1013 | 37.04 | 169.0426 | 0 | Heating | 22.539 | #N/A | #N/A | #N/A | #N/A | 169.0426 | #N/A | #N/A | 3.5637 | #N/A | 0 | 0 | 0 | 0 | 0 | 0 | 0 | 0 | 0.07513% | 1 | 50% | 0% | 0% | 0% | 8.2745 | 0 | 0 | 0 | 8.2745 | #N/A
2007-01-13 15:00 | 1 | 13 | 15 | 13.5834 | 303 | 33.98 | 12.2 | 1012 | 33.98 | 147.6358 | 0 | Heating | 19.6848 | #N/A | #N/A | #N/A | #N/A | 147.6358 | #N/A | #N/A | 3.405 | #N/A | 0 | 0 | 0 | 0 | 0 | 0 | 0 | 0 | 0.06562% | 1 | 50% | 0% | 0% | 0% | 8.2745 | 0 | 0 | 0 | 8.2745 | #N/A
2007-01-13 16:00 | 1 | 13 | 16 | 13.625 | 304 | 33.8 | 10.94 | 1011 | 33.8 | 137.2592 | 0 | Heating | 18.3012 | #N/A | #N/A | #N/A | #N/A | 137.2592 | #N/A | #N/A | 3.3963 | #N/A | 0 | 0 | 0 | 0 | 0 | 0 | 0 | 0 | 0.061% | 1 | 50% | 0% | 0% | 0% | 8.2745 | 0 | 0 | 0 | 8.2745 | #N/A
2007-01-13 17:00 | 1 | 13 | 17 | 13.6667 | 305 | 32 | 9.32 | 1011 | 32 | 137.1255 | 0 | Heating | 18.2834 | #N/A | #N/A | #N/A | #N/A | 137.1255 | #N/A | #N/A | 3.3135 | #N/A | 0 | 0 | 0 | 0 | 0 | 0 | 0 | 0 | 0.06094% | 1 | 50% | 0% | 0% | 0% | 8.2745 | 0 | 0 | 0 | 8.2745 | #N/A
2007-01-13 18:00 | 1 | 13 | 18 | 13.7084 | 306 | 30.2 | 7.7 | 1010 | 30.2 | 157.5099 | 0 | Heating | 21.0013 | #N/A | #N/A | #N/A | #N/A | 157.5099 | #N/A | #N/A | 3.2375 | #N/A | 0 | 0 | 0 | 0 | 0 | 0 | 0 | 0 | 0.07% | 1 | 50% | 0% | 0% | 0% | 8.2745 | 0 | 0 | 0 | 8.2745 | #N/A
2007-01-13 19:00 | 1 | 13 | 19 | 13.75 | 307 | 28.94 | 6.08 | 1010 | 28.94 | 182.1462 | 0 | Heating | 24.2862 | #N/A | #N/A | #N/A | #N/A | 182.1462 | #N/A | #N/A | 3.188 | #N/A | 0 | 0 | 0 | 0 | 0 | 0 | 0 | 0 | 0.08095% | 1 | 50% | 0% | 0% | 0% | 8.2745 | 0 | 0 | 0 | 8.2745 | #N/A
2007-01-13 20:00 | 1 | 13 | 20 | 13.7917 | 308 | 28.94 | 10.4 | 1009 | 28.94 | 205.0844 | 0 | Heating | 27.3446 | #N/A | #N/A | #N/A | #N/A | 205.0844 | #N/A | #N/A | 3.188 | #N/A | 0 | 0 | 0 | 0 | 0 | 0 | 0 | 0 | 0.09115% | 1 | 50% | 0% | 0% | 0% | 8.2745 | 0 | 0 | 0 | 8.2745 | #N/A
2007-01-13 21:00 | 1 | 13 | 21 | 13.8334 | 309 | 28.04 | 14.72 | 1008 | 28.04 | 198.6396 | 0 | Heating | 26.4853 | #N/A | #N/A | #N/A | #N/A | 198.6396 | #N/A | #N/A | 3.1545 | #N/A | 0 | 0 | 0 | 0 | 0 | 0 | 0 | 0 | 0.08828% | 1 | 50% | 0% | 0% | 0% | 8.2745 | 0 | 0 | 0 | 8.2745 | #N/A
2007-01-13 22:00 | 1 | 13 | 22 | 13.875 | 310 | 28.04 | 19.04 | 1007 | 28.04 | 208.2075 | 0 | Heating | 27.761 | #N/A | #N/A | #N/A | #N/A | 208.2075 | #N/A | #N/A | 3.1545 | #N/A | 0 | 0 | 0 | 0 | 0 | 0 | 0 | 0 | 0.09254% | 1 | 50% | 0% | 0% | 0% | 8.2745 | 0 | 0 | 0 | 8.2745 | #N/A
2007-01-13 23:00 | 1 | 13 | 23 | 13.9167 | 311 | 28.04 | 21.2 | 1007 | 28.04 | 218.1978 | 0 | Heating | 29.093 | #N/A | #N/A | #N/A | #N/A | 218.1978 | #N/A | #N/A | 3.1545 | #N/A | 0 | 0 | 0 | 0 | 0 | 0 | 0 | 0 | 0.09698% | 1 | 50% | 0% | 0% | 0% | 8.2745 | 0 | 0 | 0 | 8.2745 | #N/A
2007-01-14 | 1 | 14 | 0 | 13.9584 | 312 | 26.6 | 23.54 | 1007 | 26.6 | 227.3931 | 0 | Heating | 30.3191 | #N/A | #N/A | #N/A | #N/A | 227.3931 | #N/A | #N/A | 3.104 | #N/A | 0 | 0 | 0 | 0 | 0 | 0 | 0 | 0 | 0.1011% | 1 | 50% | 0% | 0% | 0% | 8.2745 | 0 | 0 | 0 | 8.2745 | #N/A
2007-01-14 01:00 | 1 | 14 | 1 | 14 | 313 | 26.6 | 26.06 | 1007 | 26.6 | 206.1283 | 0 | Heating | 27.4838 | #N/A | #N/A | #N/A | #N/A | 206.1283 | #N/A | #N/A | 3.104 | #N/A | 0 | 0 | 0 | 0 | 0 | 0 | 0 | 0 | 0.09161% | 1 | 50% | 0% | 0% | 0% | 8.2745 | 0 | 0 | 0 | 8.2745 | #N/A
2007-01-14 02:00 | 1 | 14 | 2 | 14.0417 | 314 | 26.96 | 26.78 | 1007 | 26.96 | 203.1505 | 0 | Heating | 27.0867 | #N/A | #N/A | #N/A | #N/A | 203.1505 | #N/A | #N/A | 3.1163 | #N/A | 0 | 0 | 0 | 0 | 0 | 0 | 0 | 0 | 0.09029% | 1 | 50% | 0% | 0% | 0% | 8.2745 | 0 | 0 | 0 | 8.2745 | #N/A
2007-01-14 03:00 | 1 | 14 | 3 | 14.0834 | 315 | 26.6 | 27.68 | 1007 | 26.6 | 204.0257 | 0 | Heating | 27.2034 | #N/A | #N/A | #N/A | #N/A | 204.0257 | #N/A | #N/A | 3.104 | #N/A | 0 | 0 | 0 | 0 | 0 | 0 | 0 | 0 | 0.09068% | 1 | 50% | 0% | 0% | 0% | 8.2745 | 0 | 0 | 0 | 8.2745 | #N/A
2007-01-14 04:00 | 1 | 14 | 4 | 14.125 | 316 | 26.6 | 28.94 | 1006 | 26.6 | 203.8605 | 0 | Heating | 27.1814 | #N/A | #N/A | #N/A | #N/A | 203.8605 | #N/A | #N/A | 3.104 | #N/A | 0 | 0 | 0 | 0 | 0 | 0 | 0 | 0 | 0.0906% | 1 | 50% | 0% | 0% | 0% | 8.2745 | 0 | 0 | 0 | 8.2745 | #N/A
2007-01-14 05:00 | 1 | 14 | 5 | 14.1667 | 317 | 26.06 | 30.02 | 1006 | 26.06 | 208.7304 | 0 | Heating | 27.8307 | #N/A | #N/A | #N/A | #N/A | 208.7304 | #N/A | #N/A | 3.0859 | #N/A | 0 | 0 | 0 | 0 | 0 | 0 | 0 | 0 | 0.09277% | 1 | 50% | 0% | 0% | 0% | 8.2745 | 0 | 0 | 0 | 8.2745 | #N/A
2007-01-14 06:00 | 1 | 14 | 6 | 14.2084 | 318 | 26.6 | 31.46 | 1006 | 26.6 | 197.5615 | 0 | Heating | 26.3415 | #N/A | #N/A | #N/A | #N/A | 197.5615 | #N/A | #N/A | 3.104 | #N/A | 0 | 0 | 0 | 0 | 0 | 0 | 0 | 0 | 0.08781% | 1 | 50% | 0% | 0% | 0% | 8.2745 | 0 | 0 | 0 | 8.2745 | #N/A
2007-01-14 07:00 | 1 | 14 | 7 | 14.25 | 319 | 26.6 | 33.08 | 1006 | 26.6 | 899.3587 | 0 | Heating | 119.9145 | #N/A | #N/A | #N/A | #N/A | 899.3587 | #N/A | #N/A | 3.104 | #N/A | 0 | 0 | 0 | 0 | 0 | 0 | 0 | 0 | 0.3997% | 1 | 50% | 0% | 0% | 0% | 8.2745 | 0 | 0 | 0 | 8.2745 | #N/A
2007-01-14 08:00 | 1 | 14 | 8 | 14.2917 | 320 | 26.96 | 32 | 1007 | 26.96 | 606.5782 | 0 | Heating | 80.8771 | #N/A | #N/A | #N/A | #N/A | 606.5782 | #N/A | #N/A | 3.1163 | #N/A | 0 | 0 | 0 | 0 | 0 | 0 | 0 | 0 | 0.2696% | 1 | 50% | 0% | 0% | 0% | 8.2745 | 0 | 0 | 0 | 8.2745 | #N/A
2007-01-14 09:00 | 1 | 14 | 9 | 14.3334 | 321 | 26.6 | 31.64 | 1007 | 26.6 | 367.7886 | 0 | Heating | 49.0385 | #N/A | #N/A | #N/A | #N/A | 367.7886 | #N/A | #N/A | 3.104 | #N/A | 0 | 0 | 0 | 0 | 0 | 0 | 0 | 0 | 0.1635% | 1 | 50% | 0% | 0% | 0% | 8.2745 | 0 | 0 | 0 | 8.2745 | #N/A
2007-01-14 10:00 | 1 | 14 | 10 | 14.375 | 322 | 28.4 | 32 | 1007 | 28.4 | 350.6283 | 0 | Heating | 46.7504 | #N/A | #N/A | #N/A | #N/A | 350.6283 | #N/A | #N/A | 3.1678 | #N/A | 0 | 0 | 0 | 0 | 0 | 0 | 0 | 0 | 0.1558% | 1 | 50% | 0% | 0% | 0% | 8.2745 | 0 | 0 | 0 | 8.2745 | #N/A
2007-01-14 11:00 | 1 | 14 | 11 | 14.4167 | 323 | 28.04 | 33.44 | 1007 | 28.04 | 338.5984 | 0 | Heating | 45.1464 | #N/A | #N/A | #N/A | #N/A | 338.5984 | #N/A | #N/A | 3.1545 | #N/A | 0 | 0 | 0 | 0 | 0 | 0 | 0 | 0 | 0.1505% | 1 | 50% | 0% | 0% | 0% | 8.2745 | 0 | 0 | 0 | 8.2745 | #N/A
2007-01-14 12:00 | 1 | 14 | 12 | 14.4584 | 324 | 28.4 | 34.7 | 1007 | 28.4 | 286.6708 | 0 | Heating | 38.2228 | #N/A | #N/A | #N/A | #N/A | 286.6708 | #N/A | #N/A | 3.1678 | #N/A | 0 | 0 | 0 | 0 | 0 | 0 | 0 | 0 | 0.1274% | 1 | 50% | 0% | 0% | 0% | 8.2745 | 0 | 0 | 0 | 8.2745 | #N/A
2007-01-14 13:00 | 1 | 14 | 13 | 14.5 | 325 | 30.2 | 35.96 | 1006 | 30.2 | 300.036 | 0 | Heating | 40.0048 | #N/A | #N/A | #N/A | #N/A | 300.036 | #N/A | #N/A | 3.2375 | #N/A | 0 | 0 | 0 | 0 | 0 | 0 | 0 | 0 | 0.1333% | 1 | 50% | 0% | 0% | 0% | 8.2745 | 0 | 0 | 0 | 8.2745 | #N/A
2007-01-14 14:00 | 1 | 14 | 14 | 14.5417 | 326 | 30.02 | 36.5 | 1006 | 30.02 | 204.895 | 0 | Heating | 27.3193 | #N/A | #N/A | #N/A | #N/A | 204.895 | #N/A | #N/A | 3.2302 | #N/A | 0 | 0 | 0 | 0 | 0 | 0 | 0 | 0 | 0.09106% | 1 | 50% | 0% | 0% | 0% | 8.2745 | 0 | 0 | 0 | 8.2745 | #N/A
2007-01-14 15:00 | 1 | 14 | 15 | 14.5834 | 327 | 30.2 | 37.04 | 1007 | 30.2 | 176.0073 | 0 | Heating | 23.4676 | #N/A | #N/A | #N/A | #N/A | 176.0073 | #N/A | #N/A | 3.2375 | #N/A | 0 | 0 | 0 | 0 | 0 | 0 | 0 | 0 | 0.07823% | 1 | 50% | 0% | 0% | 0% | 8.2745 | 0 | 0 | 0 | 8.2745 | #N/A
2007-01-14 16:00 | 1 | 14 | 16 | 14.625 | 328 | 32 | 37.04 | 1007 | 32 | 156.0975 | 0 | Heating | 20.813 | #N/A | #N/A | #N/A | #N/A | 156.0975 | #N/A | #N/A | 3.3135 | #N/A | 0 | 0 | 0 | 0 | 0 | 0 | 0 | 0 | 0.06938% | 1 | 50% | 0% | 0% | 0% | 8.2745 | 0 | 0 | 0 | 8.2745 | #N/A
2007-01-14 17:00 | 1 | 14 | 17 | 14.6667 | 329 | 32 | 35.96 | 1008 | 32 | 115.2488 | 0 | Heating | 15.3665 | #N/A | #N/A | #N/A | #N/A | 115.2488 | #N/A | #N/A | 3.3135 | #N/A | 0 | 0 | 0 | 0 | 0 | 0 | 0 | 0 | 0.05122% | 1 | 50% | 0% | 0% | 0% | 8.2745 | 0 | 0 | 0 | 8.2745 | #N/A
2007-01-14 18:00 | 1 | 14 | 18 | 14.7084 | 330 | 32 | 35.06 | 1008 | 32 | 146.0767 | 0 | Heating | 19.4769 | #N/A | #N/A | #N/A | #N/A | 146.0767 | #N/A | #N/A | 3.3135 | #N/A | 0 | 0 | 0 | 0 | 0 | 0 | 0 | 0 | 0.06492% | 1 | 50% | 0% | 0% | 0% | 8.2745 | 0 | 0 | 0 | 8.2745 | #N/A
2007-01-14 19:00 | 1 | 14 | 19 | 14.75 | 331 | 32 | 33.98 | 1009 | 32 | 210.2059 | 0 | Heating | 28.0275 | #N/A | #N/A | #N/A | #N/A | 210.2059 | #N/A | #N/A | 3.3135 | #N/A | 0 | 0 | 0 | 0 | 0 | 0 | 0 | 0 | 0.09342% | 1 | 50% | 0% | 0% | 0% | 8.2745 | 0 | 0 | 0 | 8.2745 | #N/A
2007-01-14 20:00 | 1 | 14 | 20 | 14.7917 | 332 | 30.92 | 34.34 | 1010 | 30.92 | 230.9784 | 0 | Heating | 30.7971 | #N/A | #N/A | #N/A | #N/A | 230.9784 | #N/A | #N/A | 3.2671 | #N/A | 0 | 0 | 0 | 0 | 0 | 0 | 0 | 0 | 0.1027% | 1 | 50% | 0% | 0% | 0% | 8.2745 | 0 | 0 | 0 | 8.2745 | #N/A
2007-01-14 21:00 | 1 | 14 | 21 | 14.8334 | 333 | 28.94 | 34.7 | 1010 | 28.94 | 279.9319 | 0 | Heating | 37.3243 | #N/A | #N/A | #N/A | #N/A | 279.9319 | #N/A | #N/A | 3.188 | #N/A | 0 | 0 | 0 | 0 | 0 | 0 | 0 | 0 | 0.1244% | 1 | 50% | 0% | 0% | 0% | 8.2745 | 0 | 0 | 0 | 8.2745 | #N/A
2007-01-14 22:00 | 1 | 14 | 22 | 14.875 | 334 | 28.94 | 35.06 | 1011 | 28.94 | 306.5818 | 0 | Heating | 40.8776 | #N/A | #N/A | #N/A | #N/A | 306.5818 | #N/A | #N/A | 3.188 | #N/A | 0 | 0 | 0 | 0 | 0 | 0 | 0 | 0 | 0.1363% | 1 | 50% | 0% | 0% | 0% | 8.2745 | 0 | 0 | 0 | 8.2745 | #N/A
2007-01-14 23:00 | 1 | 14 | 23 | 14.9167 | 335 | 28.94 | 35.24 | 1011 | 28.94 | 5.3429 | 0 | Heating | 0.71239 | #N/A | #N/A | #N/A | #N/A | 5.3429 | #N/A | #N/A | 3.188 | #N/A | 0 | 0 | 0 | 0 | 0 | 0 | 0 | 0 | 0.002375% | 1 | 50% | 0% | 0% | 0% | 8.2745 | 0 | 0 | 0 | 8.2745 | #N/A
2007-01-15 | 1 | 15 | 0 | 14.9584 | 336 | 28.04 | 35.42 | 1011 | 28.04 | 14.4152 | 0 | Heating | 1.922 | #N/A | #N/A | #N/A | #N/A | 14.4152 | #N/A | #N/A | 3.1545 | #N/A | 0 | 0 | 0 | 0 | 0 | 0 | 0 | 0 | 0.006407% | 1 | 50% | 0% | 0% | 0% | 8.2745 | 0 | 0 | 0 | 8.2745 | #N/A
2007-01-15 01:00 | 1 | 15 | 1 | 15 | 337 | 28.04 | 35.96 | 1011 | 28.04 | 19.0531 | 0 | Heating | 2.5404 | #N/A | #N/A | #N/A | #N/A | 19.0531 | #N/A | #N/A | 3.1545 | #N/A | 0 | 0 | 0 | 0 | 0 | 0 | 0 | 0 | 0.008468% | 1 | 50% | 0% | 0% | 0% | 8.2745 | 0 | 0 | 0 | 8.2745 | #N/A
2007-01-15 02:00 | 1 | 15 | 2 | 15.0417 | 338 | 28.04 | 35.42 | 1011 | 28.04 | 33.2348 | 0 | Heating | 4.4313 | #N/A | #N/A | #N/A | #N/A | 33.2348 | #N/A | #N/A | 3.1545 | #N/A | 0 | 0 | 0 | 0 | 0 | 0 | 0 | 0 | 0.01477% | 1 | 50% | 0% | 0% | 0% | 8.2745 | 0 | 0 | 0 | 8.2745 | #N/A
2007-01-15 03:00 | 1 | 15 | 3 | 15.0834 | 339 | 26.06 | 35.06 | 1011 | 26.06 | 48.221 | 0 | Heating | 6.4295 | #N/A | #N/A | #N/A | #N/A | 48.221 | #N/A | #N/A | 3.0859 | #N/A | 0 | 0 | 0 | 0 | 0 | 0 | 0 | 0 | 0.02143% | 1 | 50% | 0% | 0% | 0% | 8.2745 | 0 | 0 | 0 | 8.2745 | #N/A
2007-01-15 04:00 | 1 | 15 | 4 | 15.125 | 340 | 26.6 | 35.06 | 1011 | 26.6 | 60.9986 | 0 | Heating | 8.1331 | #N/A | #N/A | #N/A | #N/A | 60.9986 | #N/A | #N/A | 3.104 | #N/A | 0 | 0 | 0 | 0 | 0 | 0 | 0 | 0 | 0.02711% | 1 | 50% | 0% | 0% | 0% | 8.2745 | 0 | 0 | 0 | 8.2745 | #N/A
2007-01-15 05:00 | 1 | 15 | 5 | 15.1667 | 341 | 26.06 | 34.52 | 1011 | 26.06 | 74.8748 | 0 | Heating | 9.9833 | #N/A | #N/A | #N/A | #N/A | 74.8748 | #N/A | #N/A | 3.0859 | #N/A | 0 | 0 | 0 | 0 | 0 | 0 | 0 | 0 | 0.03328% | 1 | 50% | 0% | 0% | 0% | 8.2745 | 0 | 0 | 0 | 8.2745 | #N/A
2007-01-15 06:00 | 1 | 15 | 6 | 15.2084 | 342 | 26.6 | 34.16 | 1011 | 26.6 | 70.9839 | 0 | Heating | 9.4645 | #N/A | #N/A | #N/A | #N/A | 70.9839 | #N/A | #N/A | 3.104 | #N/A | 0 | 0 | 0 | 0 | 0 | 0 | 0 | 0 | 0.03155% | 1 | 50% | 0% | 0% | 0% | 8.2745 | 0 | 0 | 0 | 8.2745 | #N/A
2007-01-15 07:00 | 1 | 15 | 7 | 15.25 | 343 | 26.96 | 33.98 | 1011 | 26.96 | 603.9295 | 0 | Heating | 80.5239 | #N/A | #N/A | #N/A | #N/A | 603.9295 | #N/A | #N/A | 3.1163 | #N/A | 0 | 0 | 0 | 0 | 0 | 0 | 0 | 0 | 0.2684% | 1 | 50% | 0% | 0% | 0% | 8.2745 | 0 | 0 | 0 | 8.2745 | #N/A
2007-01-15 08:00 | 1 | 15 | 8 | 15.2917 | 344 | 26.96 | 32.9 | 1012 | 26.96 | 385.6411 | 0 | Heating | 51.4188 | #N/A | #N/A | #N/A | #N/A | 385.6411 | #N/A | #N/A | 3.1163 | #N/A | 0 | 0 | 0 | 0 | 0 | 0 | 0 | 0 | 0.1714% | 1 | 50% | 0% | 0% | 0% | 8.2745 | 0 | 0 | 0 | 8.2745 | #N/A
2007-01-15 09:00 | 1 | 15 | 9 | 15.3334 | 345 | 28.4 | 32.72 | 1013 | 28.4 | 178.5061 | 0 | Heating | 23.8008 | #N/A | #N/A | #N/A | #N/A | 178.5061 | #N/A | #N/A | 3.1678 | #N/A | 0 | 0 | 0 | 0 | 0 | 0 | 0 | 0 | 0.07934% | 1 | 50% | 0% | 0% | 0% | 8.2745 | 0 | 0 | 0 | 8.2745 | #N/A
2007-01-15 10:00 | 1 | 15 | 10 | 15.375 | 346 | 28.4 | 33.08 | 1013 | 28.4 | 160.6845 | 0 | Heating | 21.4246 | #N/A | #N/A | #N/A | #N/A | 160.6845 | #N/A | #N/A | 3.1678 | #N/A | 0 | 0 | 0 | 0 | 0 | 0 | 0 | 0 | 0.07142% | 1 | 50% | 0% | 0% | 0% | 8.2745 | 0 | 0 | 0 | 8.2745 | #N/A
2007-01-15 11:00 | 1 | 15 | 11 | 15.4167 | 347 | 30.2 | 33.44 | 1013 | 30.2 | 125.2671 | 0 | Heating | 16.7023 | #N/A | #N/A | #N/A | #N/A | 125.2671 | #N/A | #N/A | 3.2375 | #N/A | 0 | 0 | 0 | 0 | 0 | 0 | 0 | 0 | 0.05567% | 1 | 50% | 0% | 0% | 0% | 8.2745 | 0 | 0 | 0 | 8.2745 | #N/A
2007-01-15 12:00 | 1 | 15 | 12 | 15.4584 | 348 | 33.8 | 33.62 | 1013 | 33.8 | 72.0008 | 0 | Heating | 9.6001 | #N/A | #N/A | #N/A | #N/A | 72.0008 | #N/A | #N/A | 3.3963 | #N/A | 0 | 0 | 0 | 0 | 0 | 0 | 0 | 0 | 0.032% | 1 | 50% | 0% | 0% | 0% | 8.2745 | 0 | 0 | 0 | 8.2745 | #N/A
2007-01-15 13:00 | 1 | 15 | 13 | 15.5 | 349 | 33.08 | 33.98 | 1012 | 33.08 | 69.595 | 0 | Heating | 9.2793 | #N/A | #N/A | #N/A | #N/A | 69.595 | #N/A | #N/A | 3.3624 | #N/A | 0 | 0 | 0 | 0 | 0 | 0 | 0 | 0 | 0.03093% | 1 | 50% | 0% | 0% | 0% | 8.2745 | 0 | 0 | 0 | 8.2745 | #N/A
2007-01-15 14:00 | 1 | 15 | 14 | 15.5417 | 350 | 33.08 | 32.9 | 1012 | 33.08 | 23.913 | 0 | Heating | 3.1884 | #N/A | #N/A | #N/A | #N/A | 23.913 | #N/A | #N/A | 3.3624 | #N/A | 0 | 0 | 0 | 0 | 0 | 0 | 0 | 0 | 0.01063% | 1 | 50% | 0% | 0% | 0% | 8.2745 | 0 | 0 | 0 | 8.2745 | #N/A
2007-01-15 15:00 | 1 | 15 | 15 | 15.5834 | 351 | 35.06 | 31.64 | 1012 | 35.06 | 26.611 | 0 | Heating | 3.5481 | #N/A | #N/A | #N/A | #N/A | 26.611 | #N/A | #N/A | 3.4585 | #N/A | 0 | 0 | 0 | 0 | 0 | 0 | 0 | 0 | 0.01183% | 1 | 50% | 0% | 0% | 0% | 8.2745 | 0 | 0 | 0 | 8.2745 | #N/A
2007-01-15 16:00 | 1 | 15 | 16 | 15.625 | 352 | 35.06 | 30.02 | 1013 | 35.06 | 34.2135 | 0 | Heating | 4.5618 | #N/A | #N/A | #N/A | #N/A | 34.2135 | #N/A | #N/A | 3.4585 | #N/A | 0 | 0 | 0 | 0 | 0 | 0 | 0 | 0 | 0.01521% | 1 | 50% | 0% | 0% | 0% | 8.2745 | 0 | 0 | 0 | 8.2745 | #N/A
2007-01-15 17:00 | 1 | 15 | 17 | 15.6667 | 353 | 35.06 | 28.76 | 1013 | 35.06 | 31.6333 | 0 | Heating | 4.2178 | #N/A | #N/A | #N/A | #N/A | 31.6333 | #N/A | #N/A | 3.4585 | #N/A | 0 | 0 | 0 | 0 | 0 | 0 | 0 | 0 | 0.01406% | 1 | 50% | 0% | 0% | 0% | 8.2745 | 0 | 0 | 0 | 8.2745 | #N/A
2007-01-15 18:00 | 1 | 15 | 18 | 15.7084 | 354 | 35.96 | 27.32 | 1014 | 35.96 | 70.6311 | 0 | Heating | 9.4175 | #N/A | #N/A | #N/A | #N/A | 70.6311 | #N/A | #N/A | 3.5052 | #N/A | 0 | 0 | 0 | 0 | 0 | 0 | 0 | 0 | 0.03139% | 1 | 50% | 0% | 0% | 0% | 8.2745 | 0 | 0 | 0 | 8.2745 | #N/A
2007-01-15 19:00 | 1 | 15 | 19 | 15.75 | 355 | 37.4 | 26.06 | 1014 | 37.4 | 143.6271 | 0 | Heating | 19.1503 | #N/A | #N/A | #N/A | #N/A | 143.6271 | #N/A | #N/A | 3.5838 | #N/A | 0 | 0 | 0 | 0 | 0 | 0 | 0 | 0 | 0.06383% | 1 | 50% | 0% | 0% | 0% | 8.2745 | 0 | 0 | 0 | 8.2745 | #N/A
2007-01-15 20:00 | 1 | 15 | 20 | 15.7917 | 356 | 37.04 | 25.7 | 1014 | 37.04 | 187.8636 | 0 | Heating | 25.0485 | #N/A | #N/A | #N/A | #N/A | 187.8636 | #N/A | #N/A | 3.5637 | #N/A | 0 | 0 | 0 | 0 | 0 | 0 | 0 | 0 | 0.08349% | 1 | 50% | 0% | 0% | 0% | 8.2745 | 0 | 0 | 0 | 8.2745 | #N/A
2007-01-15 21:00 | 1 | 15 | 21 | 15.8334 | 357 | 37.04 | 25.34 | 1014 | 37.04 | 245.6706 | 0 | Heating | 32.7561 | #N/A | #N/A | #N/A | #N/A | 245.6706 | #N/A | #N/A | 3.5637 | #N/A | 0 | 0 | 0 | 0 | 0 | 0 | 0 | 0 | 0.1092% | 1 | 50% | 0% | 0% | 0% | 8.2745 | 0 | 0 | 0 | 8.2745 | #N/A
2007-01-15 22:00 | 1 | 15 | 22 | 15.875 | 358 | 37.4 | 24.98 | 1014 | 37.4 | 284.3738 | 0 | Heating | 37.9165 | #N/A | #N/A | #N/A | #N/A | 284.3738 | #N/A | #N/A | 3.5838 | #N/A | 0 | 0 | 0 | 0 | 0 | 0 | 0 | 0 | 0.1264% | 1 | 50% | 0% | 0% | 0% | 8.2745 | 0 | 0 | 0 | 8.2745 | #N/A
2007-01-15 23:00 | 1 | 15 | 23 | 15.9167 | 359 | 37.04 | 24.08 | 1014 | 37.04 | 7.7922 | 0 | Heating | 1.039 | #N/A | #N/A | #N/A | #N/A | 7.7922 | #N/A | #N/A | 3.5637 | #N/A | 0 | 0 | 0 | 0 | 0 | 0 | 0 | 0 | 0.003463% | 1 | 50% | 0% | 0% | 0% | 8.2745 | 0 | 0 | 0 | 8.2745 | #N/A
2007-01-16 | 1 | 16 | 0 | 15.9584 | 360 | 37.04 | 23.36 | 1014 | 37.04 | 38.1877 | 0 | Heating | 5.0917 | #N/A | #N/A | #N/A | #N/A | 38.1877 | #N/A | #N/A | 3.5637 | #N/A | 0 | 0 | 0 | 0 | 0 | 0 | 0 | 0 | 0.01697% | 1 | 50% | 0% | 0% | 0% | 8.2745 | 0 | 0 | 0 | 8.2745 | #N/A
2007-01-16 01:00 | 1 | 16 | 1 | 16 | 361 | 37.04 | 23 | 1014 | 37.04 | 75.3945 | 0 | Heating | 10.0526 | #N/A | #N/A | #N/A | #N/A | 75.3945 | #N/A | #N/A | 3.5637 | #N/A | 0 | 0 | 0 | 0 | 0 | 0 | 0 | 0 | 0.03351% | 1 | 50% | 0% | 0% | 0% | 8.2745 | 0 | 0 | 0 | 8.2745 | #N/A
2007-01-16 02:00 | 1 | 16 | 2 | 16.0417 | 362 | 37.04 | 22.82 | 1013 | 37.04 | 110.7913 | 0 | Heating | 14.7722 | #N/A | #N/A | #N/A | #N/A | 110.7913 | #N/A | #N/A | 3.5637 | #N/A | 0 | 0 | 0 | 0 | 0 | 0 | 0 | 0 | 0.04924% | 1 | 50% | 0% | 0% | 0% | 8.2745 | 0 | 0 | 0 | 8.2745 | #N/A
2007-01-16 03:00 | 1 | 16 | 3 | 16.0834 | 363 | 35.6 | 22.64 | 1013 | 35.6 | 142.2532 | 0 | Heating | 18.9671 | #N/A | #N/A | #N/A | #N/A | 142.2532 | #N/A | #N/A | 3.4863 | #N/A | 0 | 0 | 0 | 0 | 0 | 0 | 0 | 0 | 0.06322% | 1 | 50% | 0% | 0% | 0% | 8.2745 | 0 | 0 | 0 | 8.2745 | #N/A
2007-01-16 04:00 | 1 | 16 | 4 | 16.125 | 364 | 30.92 | 23 | 1013 | 30.92 | 171.5514 | 0 | Heating | 22.8735 | #N/A | #N/A | #N/A | #N/A | 171.5514 | #N/A | #N/A | 3.2671 | #N/A | 0 | 0 | 0 | 0 | 0 | 0 | 0 | 0 | 0.07625% | 1 | 50% | 0% | 0% | 0% | 8.2745 | 0 | 0 | 0 | 8.2745 | #N/A
2007-01-16 05:00 | 1 | 16 | 5 | 16.1667 | 365 | 30.92 | 22.1 | 1013 | 30.92 | 195.2681 | 0 | Heating | 26.0357 | #N/A | #N/A | #N/A | #N/A | 195.2681 | #N/A | #N/A | 3.2671 | #N/A | 0 | 0 | 0 | 0 | 0 | 0 | 0 | 0 | 0.08679% | 1 | 50% | 0% | 0% | 0% | 8.2745 | 0 | 0 | 0 | 8.2745 | #N/A
2007-01-16 06:00 | 1 | 16 | 6 | 16.2084 | 366 | 28.04 | 21.38 | 1014 | 28.04 | 197.1688 | 0 | Heating | 26.2892 | #N/A | #N/A | #N/A | #N/A | 197.1688 | #N/A | #N/A | 3.1545 | #N/A | 0 | 0 | 0 | 0 | 0 | 0 | 0 | 0 | 0.08763% | 1 | 50% | 0% | 0% | 0% | 8.2745 | 0 | 0 | 0 | 8.2745 | #N/A
2007-01-16 07:00 | 1 | 16 | 7 | 16.25 | 367 | 26.6 | 21.02 | 1014 | 26.6 | 669.2694 | 0 | Heating | 89.2359 | #N/A | #N/A | #N/A | #N/A | 669.2694 | #N/A | #N/A | 3.104 | #N/A | 0 | 0 | 0 | 0 | 0 | 0 | 0 | 0 | 0.2975% | 1 | 50% | 0% | 0% | 0% | 8.2745 | 0 | 0 | 0 | 8.2745 | #N/A
2007-01-16 08:00 | 1 | 16 | 8 | 16.2917 | 368 | 26.96 | 22.64 | 1015 | 26.96 | 423.7506 | 0 | Heating | 56.5001 | #N/A | #N/A | #N/A | #N/A | 423.7506 | #N/A | #N/A | 3.1163 | #N/A | 0 | 0 | 0 | 0 | 0 | 0 | 0 | 0 | 0.1883% | 1 | 50% | 0% | 0% | 0% | 8.2745 | 0 | 0 | 0 | 8.2745 | #N/A
2007-01-16 09:00 | 1 | 16 | 9 | 16.3334 | 369 | 26.6 | 24.98 | 1015 | 26.6 | 151.902 | 0 | Heating | 20.2536 | #N/A | #N/A | #N/A | #N/A | 151.902 | #N/A | #N/A | 3.104 | #N/A | 0 | 0 | 0 | 0 | 0 | 0 | 0 | 0 | 0.06751% | 1 | 50% | 0% | 0% | 0% | 8.2745 | 0 | 0 | 0 | 8.2745 | #N/A
2007-01-16 10:00 | 1 | 16 | 10 | 16.375 | 370 | 24.98 | 28.04 | 1016 | 24.98 | 102.8858 | 0 | Heating | 13.7181 | #N/A | #N/A | #N/A | #N/A | 102.8858 | #N/A | #N/A | 3.0513 | #N/A | 0 | 0 | 0 | 0 | 0 | 0 | 0 | 0 | 0.04573% | 1 | 50% | 0% | 0% | 0% | 8.2745 | 0 | 0 | 0 | 8.2745 | #N/A
2007-01-16 11:00 | 1 | 16 | 11 | 16.4167 | 371 | 24.98 | 28.4 | 1015 | 24.98 | 94.5179 | 0 | Heating | 12.6024 | #N/A | #N/A | #N/A | #N/A | 94.5179 | #N/A | #N/A | 3.0513 | #N/A | 0 | 0 | 0 | 0 | 0 | 0 | 0 | 0 | 0.04201% | 1 | 50% | 0% | 0% | 0% | 8.2745 | 0 | 0 | 0 | 8.2745 | #N/A
2007-01-16 12:00 | 1 | 16 | 12 | 16.4584 | 372 | 24.8 | 28.58 | 1014 | 24.8 | 72.1353 | 0 | Heating | 9.618 | #N/A | #N/A | #N/A | #N/A | 72.1353 | #N/A | #N/A | 3.0457 | #N/A | 0 | 0 | 0 | 0 | 0 | 0 | 0 | 0 | 0.03206% | 1 | 50% | 0% | 0% | 0% | 8.2745 | 0 | 0 | 0 | 8.2745 | #N/A
2007-01-16 13:00 | 1 | 16 | 13 | 16.5 | 373 | 24.8 | 28.94 | 1013 | 24.8 | 80.3986 | 0 | Heating | 10.7198 | #N/A | #N/A | #N/A | #N/A | 80.3986 | #N/A | #N/A | 3.0457 | #N/A | 0 | 0 | 0 | 0 | 0 | 0 | 0 | 0 | 0.03573% | 1 | 50% | 0% | 0% | 0% | 8.2745 | 0 | 0 | 0 | 8.2745 | #N/A
2007-01-16 14:00 | 1 | 16 | 14 | 16.5417 | 374 | 24.98 | 28.22 | 1012 | 24.98 | 27.723 | 0 | Heating | 3.6964 | #N/A | #N/A | #N/A | #N/A | 27.723 | #N/A | #N/A | 3.0513 | #N/A | 0 | 0 | 0 | 0 | 0 | 0 | 0 | 0 | 0.01232% | 1 | 50% | 0% | 0% | 0% | 8.2745 | 0 | 0 | 0 | 8.2745 | #N/A
2007-01-16 15:00 | 1 | 16 | 15 | 16.5834 | 375 | 21.92 | 27.32 | 1011 | 21.92 | 21.758 | 0 | Heating | 2.9011 | #N/A | #N/A | #N/A | #N/A | 21.758 | #N/A | #N/A | 2.9629 | #N/A | 0 | 0 | 0 | 0 | 0 | 0 | 0 | 0 | 0.00967% | 1 | 50% | 0% | 0% | 0% | 8.2745 | 0 | 0 | 0 | 8.2745 | #N/A
2007-01-16 16:00 | 1 | 16 | 16 | 16.625 | 376 | 21.2 | 26.06 | 1011 | 21.2 | 18.72 | 0 | Heating | 2.496 | #N/A | #N/A | #N/A | #N/A | 18.72 | #N/A | #N/A | 2.944 | #N/A | 0 | 0 | 0 | 0 | 0 | 0 | 0 | 0 | 0.00832% | 1 | 50% | 0% | 0% | 0% | 8.2745 | 0 | 0 | 0 | 8.2745 | #N/A
2007-01-16 17:00 | 1 | 16 | 17 | 16.6667 | 377 | 21.92 | 24.62 | 1011 | 21.92 | 10.9784 | 0 | Heating | 1.4638 | #N/A | #N/A | #N/A | #N/A | 10.9784 | #N/A | #N/A | 2.9629 | #N/A | 0 | 0 | 0 | 0 | 0 | 0 | 0 | 0 | 0.004879% | 1 | 50% | 0% | 0% | 0% | 8.2745 | 0 | 0 | 0 | 8.2745 | #N/A
2007-01-16 18:00 | 1 | 16 | 18 | 16.7084 | 378 | 19.04 | 23.36 | 1011 | 19.04 | 26.3594 | 0 | Heating | 3.5146 | #N/A | #N/A | #N/A | #N/A | 26.3594 | #N/A | #N/A | 2.8915 | #N/A | 0 | 0 | 0 | 0 | 0 | 0 | 0 | 0 | 0.01172% | 1 | 50% | 0% | 0% | 0% | 8.2745 | 0 | 0 | 0 | 8.2745 | #N/A
2007-01-16 19:00 | 1 | 16 | 19 | 16.75 | 379 | 19.04 | 21.92 | 1011 | 19.04 | 70.3574 | 0 | Heating | 9.381 | #N/A | #N/A | #N/A | #N/A | 70.3574 | #N/A | #N/A | 2.8915 | #N/A | 0 | 0 | 0 | 0 | 0 | 0 | 0 | 0 | 0.03127% | 1 | 50% | 0% | 0% | 0% | 8.2745 | 0 | 0 | 0 | 8.2745 | #N/A
2007-01-16 20:00 | 1 | 16 | 20 | 16.7917 | 380 | 19.04 | 21.02 | 1011 | 19.04 | 94.8621 | 0 | Heating | 12.6483 | #N/A | #N/A | #N/A | #N/A | 94.8621 | #N/A | #N/A | 2.8915 | #N/A | 0 | 0 | 0 | 0 | 0 | 0 | 0 | 0 | 0.04216% | 1 | 50% | 0% | 0% | 0% | 8.2745 | 0 | 0 | 0 | 8.2745 | #N/A
2007-01-16 21:00 | 1 | 16 | 21 | 16.8334 | 381 | 17.06 | 19.94 | 1011 | 17.06 | 139.4194 | 0 | Heating | 18.5893 | #N/A | #N/A | #N/A | #N/A | 139.4194 | #N/A | #N/A | 2.8481 | #N/A | 0 | 0 | 0 | 0 | 0 | 0 | 0 | 0 | 0.06196% | 1 | 50% | 0% | 0% | 0% | 8.2745 | 0 | 0 | 0 | 8.2745 | #N/A
2007-01-16 22:00 | 1 | 16 | 22 | 16.875 | 382 | 15.08 | 19.04 | 1010 | 15.08 | 183.1194 | 0 | Heating | 24.4159 | #N/A | #N/A | #N/A | #N/A | 183.1194 | #N/A | #N/A | 2.8087 | #N/A | 0 | 0 | 0 | 0 | 0 | 0 | 0 | 0 | 0.08139% | 1 | 50% | 0% | 0% | 0% | 8.2745 | 0 | 0 | 0 | 8.2745 | #N/A
2007-01-16 23:00 | 1 | 16 | 23 | 16.9167 | 383 | 15.08 | 18.5 | 1010 | 15.08 | 1.1512 | 0 | Heating | 0.15349 | #N/A | #N/A | #N/A | #N/A | 1.1512 | #N/A | #N/A | 2.8087 | #N/A | 0 | 0 | 0 | 0 | 0 | 0 | 0 | 0 | 0.0005116% | 1 | 50% | 0% | 0% | 0% | 8.2745 | 0 | 0 | 0 | 8.2745 | #N/A
2007-01-17 | 1 | 17 | 0 | 16.9584 | 384 | 12.92 | 18.14 | 1009 | 12.92 | 5.503 | 0 | Heating | 0.73373 | #N/A | #N/A | #N/A | #N/A | 5.503 | #N/A | #N/A | 2.7697 | #N/A | 0 | 0 | 0 | 0 | 0 | 0 | 0 | 0 | 0.002446% | 1 | 50% | 0% | 0% | 0% | 8.2745 | 0 | 0 | 0 | 8.2745 | #N/A
2007-01-17 01:00 | 1 | 17 | 1 | 17 | 385 | 12.02 | 17.96 | 1009 | 12.02 | 7.9919 | 0 | Heating | 1.0656 | #N/A | #N/A | #N/A | #N/A | 7.9919 | #N/A | #N/A | 2.7546 | #N/A | 0 | 0 | 0 | 0 | 0 | 0 | 0 | 0 | 0.003552% | 1 | 50% | 0% | 0% | 0% | 8.2745 | 0 | 0 | 0 | 8.2745 | #N/A
2007-01-17 02:00 | 1 | 17 | 2 | 17.0417 | 386 | 12.02 | 18.14 | 1009 | 12.02 | 10.2429 | 0 | Heating | 1.3657 | #N/A | #N/A | #N/A | #N/A | 10.2429 | #N/A | #N/A | 2.7546 | #N/A | 0 | 0 | 0 | 0 | 0 | 0 | 0 | 0 | 0.004552% | 1 | 50% | 0% | 0% | 0% | 8.2745 | 0 | 0 | 0 | 8.2745 | #N/A
2007-01-17 03:00 | 1 | 17 | 3 | 17.0834 | 387 | 8.96 | 18.32 | 1009 | 8.96 | 12.6925 | 0 | Heating | 1.6923 | #N/A | #N/A | #N/A | #N/A | 12.6925 | #N/A | #N/A | 2.7067 | #N/A | 0 | 0 | 0 | 0 | 0 | 0 | 0 | 0 | 0.005641% | 1 | 50% | 0% | 0% | 0% | 8.2745 | 0 | 0 | 0 | 8.2745 | #N/A
2007-01-17 04:00 | 1 | 17 | 4 | 17.125 | 388 | 6.08 | 19.04 | 1009 | 6.08 | 14.848 | 0 | Heating | 1.9797 | #N/A | #N/A | #N/A | #N/A | 14.848 | #N/A | #N/A | 2.6655 | #N/A | 0 | 0 | 0 | 0 | 0 | 0 | 0 | 0 | 0.006599% | 1 | 50% | 0% | 0% | 0% | 8.2745 | 0 | 0 | 0 | 8.2745 | #N/A
2007-01-17 05:00 | 1 | 17 | 5 | 17.1667 | 389 | 6.08 | 19.4 | 1008 | 6.08 | 17.9275 | 0 | Heating | 2.3903 | #N/A | #N/A | #N/A | #N/A | 17.9275 | #N/A | #N/A | 2.6655 | #N/A | 0 | 0 | 0 | 0 | 0 | 0 | 0 | 0 | 0.007968% | 1 | 50% | 0% | 0% | 0% | 8.2745 | 0 | 0 | 0 | 8.2745 | #N/A
2007-01-17 06:00 | 1 | 17 | 6 | 17.2084 | 390 | 3.92 | 20.12 | 1008 | 3.92 | 26.392 | 0 | Heating | 3.5189 | #N/A | #N/A | #N/A | #N/A | 26.392 | #N/A | #N/A | 2.6361 | #N/A | 0 | 0 | 0 | 0 | 0 | 0 | 0 | 0 | 0.01173% | 1 | 50% | 0% | 0% | 0% | 8.2745 | 0 | 0 | 0 | 8.2745 | #N/A
2007-01-17 07:00 | 1 | 17 | 7 | 17.25 | 391 | 3.02 | 21.02 | 1007 | 3.02 | 538.2996 | 0 | Heating | 71.7733 | #N/A | #N/A | #N/A | #N/A | 538.2996 | #N/A | #N/A | 2.6241 | #N/A | 0 | 0 | 0 | 0 | 0 | 0 | 0 | 0 | 0.2392% | 1 | 50% | 0% | 0% | 0% | 8.2745 | 0 | 0 | 0 | 8.2745 | #N/A
2007-01-17 08:00 | 1 | 17 | 8 | 17.2917 | 392 | 3.02 | 22.28 | 1008 | 3.02 | 311.9881 | 0 | Heating | 41.5984 | #N/A | #N/A | #N/A | #N/A | 311.9881 | #N/A | #N/A | 2.6241 | #N/A | 0 | 0 | 0 | 0 | 0 | 0 | 0 | 0 | 0.1387% | 1 | 50% | 0% | 0% | 0% | 8.2745 | 0 | 0 | 0 | 8.2745 | #N/A
2007-01-17 09:00 | 1 | 17 | 9 | 17.3334 | 393 | 6.08 | 24.26 | 1008 | 6.08 | 85.9234 | 0 | Heating | 11.4565 | #N/A | #N/A | #N/A | #N/A | 85.9234 | #N/A | #N/A | 2.6655 | #N/A | 0 | 0 | 0 | 0 | 0 | 0 | 0 | 0 | 0.03819% | 1 | 50% | 0% | 0% | 0% | 8.2745 | 0 | 0 | 0 | 8.2745 | #N/A
2007-01-17 10:00 | 1 | 17 | 10 | 17.375 | 394 | 8.06 | 26.96 | 1008 | 8.06 | 50.5761 | 0 | Heating | 6.7435 | #N/A | #N/A | #N/A | #N/A | 50.5761 | #N/A | #N/A | 2.6935 | #N/A | 0 | 0 | 0 | 0 | 0 | 0 | 0 | 0 | 0.02248% | 1 | 50% | 0% | 0% | 0% | 8.2745 | 0 | 0 | 0 | 8.2745 | #N/A
2007-01-17 11:00 | 1 | 17 | 11 | 17.4167 | 395 | 8.06 | 27.5 | 1007 | 8.06 | 35.8899 | 0 | Heating | 4.7853 | #N/A | #N/A | #N/A | #N/A | 35.8899 | #N/A | #N/A | 2.6935 | #N/A | 0 | 0 | 0 | 0 | 0 | 0 | 0 | 0 | 0.01595% | 1 | 50% | 0% | 0% | 0% | 8.2745 | 0 | 0 | 0 | 8.2745 | #N/A
2007-01-17 12:00 | 1 | 17 | 12 | 17.4584 | 396 | 12.92 | 27.68 | 1006 | 12.92 | 10.8201 | 0 | Heating | 1.4427 | #N/A | #N/A | #N/A | #N/A | 10.8201 | #N/A | #N/A | 2.7697 | #N/A | 0 | 0 | 0 | 0 | 0 | 0 | 0 | 0 | 0.004809% | 1 | 50% | 0% | 0% | 0% | 8.2745 | 0 | 0 | 0 | 8.2745 | #N/A
2007-01-17 13:00 | 1 | 17 | 13 | 17.5 | 397 | 15.98 | 28.04 | 1005 | 15.98 | 9.9271 | 0 | Heating | 1.3236 | #N/A | #N/A | #N/A | #N/A | 9.9271 | #N/A | #N/A | 2.8262 | #N/A | 0 | 0 | 0 | 0 | 0 | 0 | 0 | 0 | 0.004412% | 1 | 50% | 0% | 0% | 0% | 8.2745 | 0 | 0 | 0 | 8.2745 | #N/A
2007-01-17 14:00 | 1 | 17 | 14 | 17.5417 | 398 | 15.98 | 28.58 | 1005 | 15.98 | 5.1264 | 0 | Heating | 0.68351 | #N/A | #N/A | #N/A | #N/A | 5.1264 | #N/A | #N/A | 2.8262 | #N/A | 0 | 0 | 0 | 0 | 0 | 0 | 0 | 0 | 0.002278% | 1 | 50% | 0% | 0% | 0% | 8.2745 | 0 | 0 | 0 | 8.2745 | #N/A
2007-01-17 15:00 | 1 | 17 | 15 | 17.5834 | 399 | 17.96 | 28.94 | 1005 | 17.96 | 4.2714 | 0 | Heating | 0.56951 | #N/A | #N/A | #N/A | #N/A | 4.2714 | #N/A | #N/A | 2.8673 | #N/A | 0 | 0 | 0 | 0 | 0 | 0 | 0 | 0 | 0.001898% | 1 | 50% | 0% | 0% | 0% | 8.2745 | 0 | 0 | 0 | 8.2745 | #N/A
2007-01-17 16:00 | 1 | 17 | 16 | 17.625 | 400 | 17.96 | 28.94 | 1005 | 17.96 | 4.3364 | 0 | Heating | 0.57819 | #N/A | #N/A | #N/A | #N/A | 4.3364 | #N/A | #N/A | 2.8673 | #N/A | 0 | 0 | 0 | 0 | 0 | 0 | 0 | 0 | 0.001927% | 1 | 50% | 0% | 0% | 0% | 8.2745 | 0 | 0 | 0 | 8.2745 | #N/A
2007-01-17 17:00 | 1 | 17 | 17 | 17.6667 | 401 | 17.96 | 30.56 | 1005 | 17.96 | 2.8582 | 0 | Heating | 0.38109 | #N/A | #N/A | #N/A | #N/A | 2.8582 | #N/A | #N/A | 2.8673 | #N/A | 0 | 0 | 0 | 0 | 0 | 0 | 0 | 0 | 0.00127% | 1 | 50% | 0% | 0% | 0% | 8.2745 | 0 | 0 | 0 | 8.2745 | #N/A
2007-01-17 18:00 | 1 | 17 | 18 | 17.7084 | 402 | 15.08 | 32.36 | 1004 | 15.08 | 6.0051 | 0 | Heating | 0.80068 | #N/A | #N/A | #N/A | #N/A | 6.0051 | #N/A | #N/A | 2.8087 | #N/A | 0 | 0 | 0 | 0 | 0 | 0 | 0 | 0 | 0.002669% | 1 | 50% | 0% | 0% | 0% | 8.2745 | 0 | 0 | 0 | 8.2745 | #N/A
2007-01-17 19:00 | 1 | 17 | 19 | 17.75 | 403 | 15.08 | 33.98 | 1004 | 15.08 | 11.8074 | 0 | Heating | 1.5743 | #N/A | #N/A | #N/A | #N/A | 11.8074 | #N/A | #N/A | 2.8087 | #N/A | 0 | 0 | 0 | 0 | 0 | 0 | 0 | 0 | 0.005248% | 1 | 50% | 0% | 0% | 0% | 8.2745 | 0 | 0 | 0 | 8.2745 | #N/A
2007-01-17 20:00 | 1 | 17 | 20 | 17.7917 | 404 | 15.08 | 33.62 | 1004 | 15.08 | 18.5264 | 0 | Heating | 2.4702 | #N/A | #N/A | #N/A | #N/A | 18.5264 | #N/A | #N/A | 2.8087 | #N/A | 0 | 0 | 0 | 0 | 0 | 0 | 0 | 0 | 0.008234% | 1 | 50% | 0% | 0% | 0% | 8.2745 | 0 | 0 | 0 | 8.2745 | #N/A
2007-01-17 21:00 | 1 | 17 | 21 | 17.8334 | 405 | 14 | 33.26 | 1004 | 14 | 44.3913 | 0 | Heating | 5.9188 | #N/A | #N/A | #N/A | #N/A | 44.3913 | #N/A | #N/A | 2.7888 | #N/A | 0 | 0 | 0 | 0 | 0 | 0 | 0 | 0 | 0.01973% | 1 | 50% | 0% | 0% | 0% | 8.2745 | 0 | 0 | 0 | 8.2745 | #N/A
2007-01-17 22:00 | 1 | 17 | 22 | 17.875 | 406 | 14 | 33.08 | 1004 | 14 | 63.2338 | 0 | Heating | 8.4312 | #N/A | #N/A | #N/A | #N/A | 63.2338 | #N/A | #N/A | 2.7888 | #N/A | 0 | 0 | 0 | 0 | 0 | 0 | 0 | 0 | 0.0281% | 1 | 50% | 0% | 0% | 0% | 8.2745 | 0 | 0 | 0 | 8.2745 | #N/A
2007-01-17 23:00 | 1 | 17 | 23 | 17.9167 | 407 | 14 | 32.18 | 1004 | 14 | 0 | 0 | Cooling | 0 | #N/A | #N/A | #N/A | #N/A | 0 | 0 | 0 | 0 | 0 | 0 | #N/A | #N/A | 88 | 29 | 7.8124 | #N/A | 0 | 0% | 1 | 50% | 0% | 0% | 0% | 8.2745 | 0 | 0 | 0 | 8.2745 | #N/A
2007-01-18 | 1 | 18 | 0 | 17.9584 | 408 | 12.92 | 31.46 | 1004 | 12.92 | 0 | 0 | Cooling | 0 | #N/A | #N/A | #N/A | #N/A | 0 | 0 | 0 | 0 | 0 | 0 | #N/A | #N/A | 88 | 27.92 | 7.8862 | #N/A | 0 | 0% | 1 | 50% | 0% | 0% | 0% | 8.2745 | 0 | 0 | 0 | 8.2745 | #N/A
2007-01-18 01:00 | 1 | 18 | 1 | 18 | 409 | 12.92 | 30.92 | 1004 | 12.92 | 0 | 0 | Cooling | 0 | #N/A | #N/A | #N/A | #N/A | 0 | 0 | 0 | 0 | 0 | 0 | #N/A | #N/A | 88 | 27.92 | 7.8862 | #N/A | 0 | 0% | 1 | 50% | 0% | 0% | 0% | 8.2745 | 0 | 0 | 0 | 8.2745 | #N/A
2007-01-18 02:00 | 1 | 18 | 2 | 18.0417 | 410 | 12.92 | 31.64 | 1004 | 12.92 | 0 | 0 | Cooling | 0 | #N/A | #N/A | #N/A | #N/A | 0 | 0 | 0 | 0 | 0 | 0 | #N/A | #N/A | 88 | 27.92 | 7.8862 | #N/A | 0 | 0% | 1 | 50% | 0% | 0% | 0% | 8.2745 | 0 | 0 | 0 | 8.2745 | #N/A
2007-01-18 03:00 | 1 | 18 | 3 | 18.0834 | 411 | 14 | 32.72 | 1004 | 14 | 0 | 0 | Cooling | 0 | #N/A | #N/A | #N/A | #N/A | 0 | 0 | 0 | 0 | 0 | 0 | #N/A | #N/A | 88 | 29 | 7.8124 | #N/A | 0 | 0% | 1 | 50% | 0% | 0% | 0% | 8.2745 | 0 | 0 | 0 | 8.2745 | #N/A
2007-01-18 04:00 | 1 | 18 | 4 | 18.125 | 412 | 15.08 | 33.98 | 1004 | 15.08 | 0 | 0 | Cooling | 0 | #N/A | #N/A | #N/A | #N/A | 0 | 0 | 0 | 0 | 0 | 0 | #N/A | #N/A | 88 | 30.08 | 7.7386 | #N/A | 0 | 0% | 1 | 50% | 0% | 0% | 0% | 8.2745 | 0 | 0 | 0 | 8.2745 | #N/A
2007-01-18 05:00 | 1 | 18 | 5 | 18.1667 | 413 | 15.08 | 33.8 | 1004 | 15.08 | 0.38406 | 0 | Heating | 0.051208 | #N/A | #N/A | #N/A | #N/A | 0.38406 | #N/A | #N/A | 2.8087 | #N/A | 0 | 0 | 0 | 0 | 0 | 0 | 0 | 0 | 0.0001707% | 1 | 50% | 0% | 0% | 0% | 8.2745 | 0 | 0 | 0 | 8.2745 | #N/A
2007-01-18 06:00 | 1 | 18 | 6 | 18.2084 | 414 | 15.98 | 33.8 | 1004 | 15.98 | 0.55441 | 0 | Heating | 0.073921 | #N/A | #N/A | #N/A | #N/A | 0.55441 | #N/A | #N/A | 2.8262 | #N/A | 0 | 0 | 0 | 0 | 0 | 0 | 0 | 0 | 0.0002464% | 1 | 50% | 0% | 0% | 0% | 8.2745 | 0 | 0 | 0 | 8.2745 | #N/A
2007-01-18 07:00 | 1 | 18 | 7 | 18.25 | 415 | 17.06 | 33.98 | 1004 | 17.06 | 272.6651 | 0 | Heating | 36.3553 | #N/A | #N/A | #N/A | #N/A | 272.6651 | #N/A | #N/A | 2.8481 | #N/A | 0 | 0 | 0 | 0 | 0 | 0 | 0 | 0 | 0.1212% | 1 | 50% | 0% | 0% | 0% | 8.2745 | 0 | 0 | 0 | 8.2745 | #N/A
2007-01-18 08:00 | 1 | 18 | 8 | 18.2917 | 416 | 17.96 | 33.62 | 1005 | 17.96 | 133.199 | 0 | Heating | 17.7599 | #N/A | #N/A | #N/A | #N/A | 133.199 | #N/A | #N/A | 2.8673 | #N/A | 0 | 0 | 0 | 0 | 0 | 0 | 0 | 0 | 0.0592% | 1 | 50% | 0% | 0% | 0% | 8.2745 | 0 | 0 | 0 | 8.2745 | #N/A
2007-01-18 09:00 | 1 | 18 | 9 | 18.3334 | 417 | 21.92 | 33.98 | 1005 | 21.92 | 13.9737 | 0 | Heating | 1.8632 | #N/A | #N/A | #N/A | #N/A | 13.9737 | #N/A | #N/A | 2.9629 | #N/A | 0 | 0 | 0 | 0 | 0 | 0 | 0 | 0 | 0.006211% | 1 | 50% | 0% | 0% | 0% | 8.2745 | 0 | 0 | 0 | 8.2745 | #N/A
2007-01-18 10:00 | 1 | 18 | 10 | 18.375 | 418 | 24.08 | 35.06 | 1005 | 24.08 | 12.561 | 0 | Heating | 1.6748 | #N/A | #N/A | #N/A | #N/A | 12.561 | #N/A | #N/A | 3.0238 | #N/A | 0 | 0 | 0 | 0 | 0 | 0 | 0 | 0 | 0.005583% | 1 | 50% | 0% | 0% | 0% | 8.2745 | 0 | 0 | 0 | 8.2745 | #N/A
2007-01-18 11:00 | 1 | 18 | 11 | 18.4167 | 419 | 24.08 | 35.24 | 1005 | 24.08 | 11.9209 | 0 | Heating | 1.5895 | #N/A | #N/A | #N/A | #N/A | 11.9209 | #N/A | #N/A | 3.0238 | #N/A | 0 | 0 | 0 | 0 | 0 | 0 | 0 | 0 | 0.005298% | 1 | 50% | 0% | 0% | 0% | 8.2745 | 0 | 0 | 0 | 8.2745 | #N/A
2007-01-18 12:00 | 1 | 18 | 12 | 18.4584 | 420 | 28.94 | 35.06 | 1004 | 28.94 | 9.8072 | 0 | Heating | 1.3076 | #N/A | #N/A | #N/A | #N/A | 9.8072 | #N/A | #N/A | 3.188 | #N/A | 0 | 0 | 0 | 0 | 0 | 0 | 0 | 0 | 0.004359% | 1 | 50% | 0% | 0% | 0% | 8.2745 | 0 | 0 | 0 | 8.2745 | #N/A
2007-01-18 13:00 | 1 | 18 | 13 | 18.5 | 421 | 28.94 | 35.06 | 1004 | 28.94 | 11.0018 | 0 | Heating | 1.4669 | #N/A | #N/A | #N/A | #N/A | 11.0018 | #N/A | #N/A | 3.188 | #N/A | 0 | 0 | 0 | 0 | 0 | 0 | 0 | 0 | 0.00489% | 1 | 50% | 0% | 0% | 0% | 8.2745 | 0 | 0 | 0 | 8.2745 | #N/A
2007-01-18 14:00 | 1 | 18 | 14 | 18.5417 | 422 | 28.94 | 34.88 | 1004 | 28.94 | 5.4328 | 0 | Heating | 0.72438 | #N/A | #N/A | #N/A | #N/A | 5.4328 | #N/A | #N/A | 3.188 | #N/A | 0 | 0 | 0 | 0 | 0 | 0 | 0 | 0 | 0.002415% | 1 | 50% | 0% | 0% | 0% | 8.2745 | 0 | 0 | 0 | 8.2745 | #N/A
2007-01-18 15:00 | 1 | 18 | 15 | 18.5834 | 423 | 32 | 34.7 | 1003 | 32 | 5.6041 | 0 | Heating | 0.74721 | #N/A | #N/A | #N/A | #N/A | 5.6041 | #N/A | #N/A | 3.3135 | #N/A | 0 | 0 | 0 | 0 | 0 | 0 | 0 | 0 | 0.002491% | 1 | 50% | 0% | 0% | 0% | 8.2745 | 0 | 0 | 0 | 8.2745 | #N/A
2007-01-18 16:00 | 1 | 18 | 16 | 18.625 | 424 | 33.98 | 33.98 | 1003 | 33.98 | 6.0863 | 0 | Heating | 0.81151 | #N/A | #N/A | #N/A | #N/A | 6.0863 | #N/A | #N/A | 3.405 | #N/A | 0 | 0 | 0 | 0 | 0 | 0 | 0 | 0 | 0.002705% | 1 | 50% | 0% | 0% | 0% | 8.2745 | 0 | 0 | 0 | 8.2745 | #N/A
2007-01-18 17:00 | 1 | 18 | 17 | 18.6667 | 425 | 33.98 | 33.26 | 1003 | 33.98 | 4.655 | 0 | Heating | 0.62067 | #N/A | #N/A | #N/A | #N/A | 4.655 | #N/A | #N/A | 3.405 | #N/A | 0 | 0 | 0 | 0 | 0 | 0 | 0 | 0 | 0.002069% | 1 | 50% | 0% | 0% | 0% | 8.2745 | 0 | 0 | 0 | 8.2745 | #N/A
2007-01-18 18:00 | 1 | 18 | 18 | 18.7084 | 426 | 33.98 | 32.72 | 1004 | 33.98 | 7.8097 | 0 | Heating | 1.0413 | #N/A | #N/A | #N/A | #N/A | 7.8097 | #N/A | #N/A | 3.405 | #N/A | 0 | 0 | 0 | 0 | 0 | 0 | 0 | 0 | 0.003471% | 1 | 50% | 0% | 0% | 0% | 8.2745 | 0 | 0 | 0 | 8.2745 | #N/A
2007-01-18 19:00 | 1 | 18 | 19 | 18.75 | 427 | 33.08 | 32 | 1004 | 33.08 | 13.4089 | 0 | Heating | 1.7878 | #N/A | #N/A | #N/A | #N/A | 13.4089 | #N/A | #N/A | 3.3624 | #N/A | 0 | 0 | 0 | 0 | 0 | 0 | 0 | 0 | 0.005959% | 1 | 50% | 0% | 0% | 0% | 8.2745 | 0 | 0 | 0 | 8.2745 | #N/A
2007-01-18 20:00 | 1 | 18 | 20 | 18.7917 | 428 | 33.08 | 31.64 | 1004 | 33.08 | 32.9873 | 0 | Heating | 4.3983 | #N/A | #N/A | #N/A | #N/A | 32.9873 | #N/A | #N/A | 3.3624 | #N/A | 0 | 0 | 0 | 0 | 0 | 0 | 0 | 0 | 0.01466% | 1 | 50% | 0% | 0% | 0% | 8.2745 | 0 | 0 | 0 | 8.2745 | #N/A
2007-01-18 21:00 | 1 | 18 | 21 | 18.8334 | 429 | 33.08 | 31.28 | 1004 | 33.08 | 78.3152 | 0 | Heating | 10.442 | #N/A | #N/A | #N/A | #N/A | 78.3152 | #N/A | #N/A | 3.3624 | #N/A | 0 | 0 | 0 | 0 | 0 | 0 | 0 | 0 | 0.03481% | 1 | 50% | 0% | 0% | 0% | 8.2745 | 0 | 0 | 0 | 8.2745 | #N/A
2007-01-18 22:00 | 1 | 18 | 22 | 18.875 | 430 | 32 | 30.92 | 1004 | 32 | 106.0146 | 0 | Heating | 14.1353 | #N/A | #N/A | #N/A | #N/A | 106.0146 | #N/A | #N/A | 3.3135 | #N/A | 0 | 0 | 0 | 0 | 0 | 0 | 0 | 0 | 0.04712% | 1 | 50% | 0% | 0% | 0% | 8.2745 | 0 | 0 | 0 | 8.2745 | #N/A
2007-01-18 23:00 | 1 | 18 | 23 | 18.9167 | 431 | 32 | 30.74 | 1004 | 32 | 0 | 0 | Cooling | 0 | #N/A | #N/A | #N/A | #N/A | 0 | 0 | 0 | 0 | 0 | 0 | #N/A | #N/A | 88 | 47 | 6.5824 | #N/A | 0 | 0% | 1 | 50% | 0% | 0% | 0% | 8.2745 | 0 | 0 | 0 | 8.2745 | #N/A
2007-01-19 | 1 | 19 | 0 | 18.9584 | 432 | 32 | 30.74 | 1003 | 32 | 0 | 0 | Cooling | 0 | #N/A | #N/A | #N/A | #N/A | 0 | 0 | 0 | 0 | 0 | 0 | #N/A | #N/A | 88 | 47 | 6.5824 | #N/A | 0 | 0% | 1 | 50% | 0% | 0% | 0% | 8.2745 | 0 | 0 | 0 | 8.2745 | #N/A
2007-01-19 01:00 | 1 | 19 | 1 | 19 | 433 | 30.92 | 30.92 | 1003 | 30.92 | 0.38252 | 0 | Heating | 0.051003 | #N/A | #N/A | #N/A | #N/A | 0.38252 | #N/A | #N/A | 3.2671 | #N/A | 0 | 0 | 0 | 0 | 0 | 0 | 0 | 0 | 0.00017% | 1 | 50% | 0% | 0% | 0% | 8.2745 | 0 | 0 | 0 | 8.2745 | #N/A
2007-01-19 02:00 | 1 | 19 | 2 | 19.0417 | 434 | 30.92 | 30.38 | 1003 | 30.92 | 2.8099 | 0 | Heating | 0.37465 | #N/A | #N/A | #N/A | #N/A | 2.8099 | #N/A | #N/A | 3.2671 | #N/A | 0 | 0 | 0 | 0 | 0 | 0 | 0 | 0 | 0.001249% | 1 | 50% | 0% | 0% | 0% | 8.2745 | 0 | 0 | 0 | 8.2745 | #N/A
2007-01-19 03:00 | 1 | 19 | 3 | 19.0834 | 435 | 30.02 | 30.02 | 1003 | 30.02 | 5.2549 | 0 | Heating | 0.70066 | #N/A | #N/A | #N/A | #N/A | 5.2549 | #N/A | #N/A | 3.2302 | #N/A | 0 | 0 | 0 | 0 | 0 | 0 | 0 | 0 | 0.002336% | 1 | 50% | 0% | 0% | 0% | 8.2745 | 0 | 0 | 0 | 8.2745 | #N/A
2007-01-19 04:00 | 1 | 19 | 4 | 19.125 | 436 | 30.2 | 30.02 | 1003 | 30.2 | 7.3562 | 0 | Heating | 0.98083 | #N/A | #N/A | #N/A | #N/A | 7.3562 | #N/A | #N/A | 3.2375 | #N/A | 0 | 0 | 0 | 0 | 0 | 0 | 0 | 0 | 0.003269% | 1 | 50% | 0% | 0% | 0% | 8.2745 | 0 | 0 | 0 | 8.2745 | #N/A
2007-01-19 05:00 | 1 | 19 | 5 | 19.1667 | 437 | 30.02 | 30.02 | 1003 | 30.02 | 9.4468 | 0 | Heating | 1.2596 | #N/A | #N/A | #N/A | #N/A | 9.4468 | #N/A | #N/A | 3.2302 | #N/A | 0 | 0 | 0 | 0 | 0 | 0 | 0 | 0 | 0.004199% | 1 | 50% | 0% | 0% | 0% | 8.2745 | 0 | 0 | 0 | 8.2745 | #N/A
2007-01-19 06:00 | 1 | 19 | 6 | 19.2084 | 438 | 28.4 | 30.38 | 1004 | 28.4 | 9.8702 | 0 | Heating | 1.316 | #N/A | #N/A | #N/A | #N/A | 9.8702 | #N/A | #N/A | 3.1678 | #N/A | 0 | 0 | 0 | 0 | 0 | 0 | 0 | 0 | 0.004387% | 1 | 50% | 0% | 0% | 0% | 8.2745 | 0 | 0 | 0 | 8.2745 | #N/A
2007-01-19 07:00 | 1 | 19 | 7 | 19.25 | 439 | 28.4 | 30.92 | 1004 | 28.4 | 364.9232 | 0 | Heating | 48.6564 | #N/A | #N/A | #N/A | #N/A | 364.9232 | #N/A | #N/A | 3.1678 | #N/A | 0 | 0 | 0 | 0 | 0 | 0 | 0 | 0 | 0.1622% | 1 | 50% | 0% | 0% | 0% | 8.2745 | 0 | 0 | 0 | 8.2745 | #N/A
2007-01-19 08:00 | 1 | 19 | 8 | 19.2917 | 440 | 28.94 | 30.92 | 1004 | 28.94 | 232.381 | 0 | Heating | 30.9841 | #N/A | #N/A | #N/A | #N/A | 232.381 | #N/A | #N/A | 3.188 | #N/A | 0 | 0 | 0 | 0 | 0 | 0 | 0 | 0 | 0.1033% | 1 | 50% | 0% | 0% | 0% | 8.2745 | 0 | 0 | 0 | 8.2745 | #N/A
2007-01-19 09:00 | 1 | 19 | 9 | 19.3334 | 441 | 28.4 | 31.64 | 1005 | 28.4 | 159.689 | 0 | Heating | 21.2919 | #N/A | #N/A | #N/A | #N/A | 159.689 | #N/A | #N/A | 3.1678 | #N/A | 0 | 0 | 0 | 0 | 0 | 0 | 0 | 0 | 0.07097% | 1 | 50% | 0% | 0% | 0% | 8.2745 | 0 | 0 | 0 | 8.2745 | #N/A
2007-01-19 10:00 | 1 | 19 | 10 | 19.375 | 442 | 28.4 | 33.08 | 1005 | 28.4 | 157.6476 | 0 | Heating | 21.0197 | #N/A | #N/A | #N/A | #N/A | 157.6476 | #N/A | #N/A | 3.1678 | #N/A | 0 | 0 | 0 | 0 | 0 | 0 | 0 | 0 | 0.07007% | 1 | 50% | 0% | 0% | 0% | 8.2745 | 0 | 0 | 0 | 8.2745 | #N/A
2007-01-19 11:00 | 1 | 19 | 11 | 19.4167 | 443 | 28.94 | 32.18 | 1005 | 28.94 | 173.7438 | 0 | Heating | 23.1658 | #N/A | #N/A | #N/A | #N/A | 173.7438 | #N/A | #N/A | 3.188 | #N/A | 0 | 0 | 0 | 0 | 0 | 0 | 0 | 0 | 0.07722% | 1 | 50% | 0% | 0% | 0% | 8.2745 | 0 | 0 | 0 | 8.2745 | #N/A
2007-01-19 12:00 | 1 | 19 | 12 | 19.4584 | 444 | 32 | 31.1 | 1005 | 32 | 156.765 | 0 | Heating | 20.902 | #N/A | #N/A | #N/A | #N/A | 156.765 | #N/A | #N/A | 3.3135 | #N/A | 0 | 0 | 0 | 0 | 0 | 0 | 0 | 0 | 0.06967% | 1 | 50% | 0% | 0% | 0% | 8.2745 | 0 | 0 | 0 | 8.2745 | #N/A
2007-01-19 13:00 | 1 | 19 | 13 | 19.5 | 445 | 35.96 | 30.02 | 1005 | 35.96 | 145.3688 | 0 | Heating | 19.3825 | #N/A | #N/A | #N/A | #N/A | 145.3688 | #N/A | #N/A | 3.5052 | #N/A | 0 | 0 | 0 | 0 | 0 | 0 | 0 | 0 | 0.06461% | 1 | 50% | 0% | 0% | 0% | 8.2745 | 0 | 0 | 0 | 8.2745 | #N/A
2007-01-19 14:00 | 1 | 19 | 14 | 19.5417 | 446 | 35.96 | 30.2 | 1005 | 35.96 | 140.695 | 0 | Heating | 18.7593 | #N/A | #N/A | #N/A | #N/A | 140.695 | #N/A | #N/A | 3.5052 | #N/A | 0 | 0 | 0 | 0 | 0 | 0 | 0 | 0 | 0.06253% | 1 | 50% | 0% | 0% | 0% | 8.2745 | 0 | 0 | 0 | 8.2745 | #N/A
2007-01-19 15:00 | 1 | 19 | 15 | 19.5834 | 447 | 35.06 | 30.38 | 1006 | 35.06 | 202.8525 | 0 | Heating | 27.047 | #N/A | #N/A | #N/A | #N/A | 202.8525 | #N/A | #N/A | 3.4585 | #N/A | 0 | 0 | 0 | 0 | 0 | 0 | 0 | 0 | 0.09016% | 1 | 50% | 0% | 0% | 0% | 8.2745 | 0 | 0 | 0 | 8.2745 | #N/A
2007-01-19 16:00 | 1 | 19 | 16 | 19.625 | 448 | 35.06 | 30.02 | 1006 | 35.06 | 214.4208 | 0 | Heating | 28.5894 | #N/A | #N/A | #N/A | #N/A | 214.4208 | #N/A | #N/A | 3.4585 | #N/A | 0 | 0 | 0 | 0 | 0 | 0 | 0 | 0 | 0.0953% | 1 | 50% | 0% | 0% | 0% | 8.2745 | 0 | 0 | 0 | 8.2745 | #N/A
2007-01-19 17:00 | 1 | 19 | 17 | 19.6667 | 449 | 35.06 | 29.3 | 1006 | 35.06 | 191.3567 | 0 | Heating | 25.5142 | #N/A | #N/A | #N/A | #N/A | 191.3567 | #N/A | #N/A | 3.4585 | #N/A | 0 | 0 | 0 | 0 | 0 | 0 | 0 | 0 | 0.08505% | 1 | 50% | 0% | 0% | 0% | 8.2745 | 0 | 0 | 0 | 8.2745 | #N/A
2007-01-19 18:00 | 1 | 19 | 18 | 19.7084 | 450 | 33.08 | 28.76 | 1006 | 33.08 | 212.5357 | 0 | Heating | 28.3381 | #N/A | #N/A | #N/A | #N/A | 212.5357 | #N/A | #N/A | 3.3624 | #N/A | 0 | 0 | 0 | 0 | 0 | 0 | 0 | 0 | 0.09446% | 1 | 50% | 0% | 0% | 0% | 8.2745 | 0 | 0 | 0 | 8.2745 | #N/A
2007-01-19 19:00 | 1 | 19 | 19 | 19.75 | 451 | 30.92 | 28.04 | 1006 | 30.92 | 0 | 0 | Cooling | 0 | #N/A | #N/A | #N/A | #N/A | 0 | 0 | 0 | 0 | 0 | 0 | #N/A | #N/A | 88 | 45.92 | 6.6562 | #N/A | 0 | 0% | 1 | 50% | 0% | 0% | 0% | 8.2745 | 0 | 0 | 0 | 8.2745 | #N/A
2007-01-19 20:00 | 1 | 19 | 20 | 19.7917 | 452 | 30.92 | 27.32 | 1006 | 30.92 | 3.818 | 0 | Heating | 0.50907 | #N/A | #N/A | #N/A | #N/A | 3.818 | #N/A | #N/A | 3.2671 | #N/A | 0 | 0 | 0 | 0 | 0 | 0 | 0 | 0 | 0.001697% | 1 | 50% | 0% | 0% | 0% | 8.2745 | 0 | 0 | 0 | 8.2745 | #N/A
2007-01-19 21:00 | 1 | 19 | 21 | 19.8334 | 453 | 30.2 | 26.6 | 1006 | 30.2 | 5.6921 | 0 | Heating | 0.75894 | #N/A | #N/A | #N/A | #N/A | 5.6921 | #N/A | #N/A | 3.2375 | #N/A | 0 | 0 | 0 | 0 | 0 | 0 | 0 | 0 | 0.00253% | 1 | 50% | 0% | 0% | 0% | 8.2745 | 0 | 0 | 0 | 8.2745 | #N/A
2007-01-19 22:00 | 1 | 19 | 22 | 19.875 | 454 | 30.2 | 26.06 | 1006 | 30.2 | 9.1598 | 0 | Heating | 1.2213 | #N/A | #N/A | #N/A | #N/A | 9.1598 | #N/A | #N/A | 3.2375 | #N/A | 0 | 0 | 0 | 0 | 0 | 0 | 0 | 0 | 0.004071% | 1 | 50% | 0% | 0% | 0% | 8.2745 | 0 | 0 | 0 | 8.2745 | #N/A
2007-01-19 23:00 | 1 | 19 | 23 | 19.9167 | 455 | 30.02 | 26.6 | 1006 | 30.02 | 12.6634 | 0 | Heating | 1.6885 | #N/A | #N/A | #N/A | #N/A | 12.6634 | #N/A | #N/A | 3.2302 | #N/A | 0 | 0 | 0 | 0 | 0 | 0 | 0 | 0 | 0.005628% | 1 | 50% | 0% | 0% | 0% | 8.2745 | 0 | 0 | 0 | 8.2745 | #N/A
2007-01-20 | 1 | 20 | 0 | 19.9584 | 456 | 28.94 | 27.14 | 1006 | 28.94 | 16.1259 | 0 | Heating | 2.1501 | #N/A | #N/A | #N/A | #N/A | 16.1259 | #N/A | #N/A | 3.188 | #N/A | 0 | 0 | 0 | 0 | 0 | 0 | 0 | 0 | 0.007167% | 1 | 50% | 0% | 0% | 0% | 8.2745 | 0 | 0 | 0 | 8.2745 | #N/A
2007-01-20 01:00 | 1 | 20 | 1 | 20 | 457 | 28.04 | 28.04 | 1005 | 28.04 | 19.1506 | 0 | Heating | 2.5534 | #N/A | #N/A | #N/A | #N/A | 19.1506 | #N/A | #N/A | 3.1545 | #N/A | 0 | 0 | 0 | 0 | 0 | 0 | 0 | 0 | 0.008511% | 1 | 50% | 0% | 0% | 0% | 8.2745 | 0 | 0 | 0 | 8.2745 | #N/A
2007-01-20 02:00 | 1 | 20 | 2 | 20.0417 | 458 | 28.04 | 27.14 | 1005 | 28.04 | 33.7122 | 0 | Heating | 4.495 | #N/A | #N/A | #N/A | #N/A | 33.7122 | #N/A | #N/A | 3.1545 | #N/A | 0 | 0 | 0 | 0 | 0 | 0 | 0 | 0 | 0.01498% | 1 | 50% | 0% | 0% | 0% | 8.2745 | 0 | 0 | 0 | 8.2745 | #N/A
2007-01-20 03:00 | 1 | 20 | 3 | 20.0834 | 459 | 26.96 | 26.42 | 1005 | 26.96 | 49.6805 | 0 | Heating | 6.6241 | #N/A | #N/A | #N/A | #N/A | 49.6805 | #N/A | #N/A | 3.1163 | #N/A | 0 | 0 | 0 | 0 | 0 | 0 | 0 | 0 | 0.02208% | 1 | 50% | 0% | 0% | 0% | 8.2745 | 0 | 0 | 0 | 8.2745 | #N/A
2007-01-20 04:00 | 1 | 20 | 4 | 20.125 | 460 | 26.96 | 26.06 | 1004 | 26.96 | 64.9215 | 0 | Heating | 8.6562 | #N/A | #N/A | #N/A | #N/A | 64.9215 | #N/A | #N/A | 3.1163 | #N/A | 0 | 0 | 0 | 0 | 0 | 0 | 0 | 0 | 0.02885% | 1 | 50% | 0% | 0% | 0% | 8.2745 | 0 | 0 | 0 | 8.2745 | #N/A
2007-01-20 05:00 | 1 | 20 | 5 | 20.1667 | 461 | 26.96 | 23.72 | 1005 | 26.96 | 89.6795 | 0 | Heating | 11.9573 | #N/A | #N/A | #N/A | #N/A | 89.6795 | #N/A | #N/A | 3.1163 | #N/A | 0 | 0 | 0 | 0 | 0 | 0 | 0 | 0 | 0.03986% | 1 | 50% | 0% | 0% | 0% | 8.2745 | 0 | 0 | 0 | 8.2745 | #N/A
2007-01-20 06:00 | 1 | 20 | 6 | 20.2084 | 462 | 24.98 | 21.74 | 1005 | 24.98 | 101.0254 | 0 | Heating | 13.4701 | #N/A | #N/A | #N/A | #N/A | 101.0254 | #N/A | #N/A | 3.0513 | #N/A | 0 | 0 | 0 | 0 | 0 | 0 | 0 | 0 | 0.0449% | 1 | 50% | 0% | 0% | 0% | 8.2745 | 0 | 0 | 0 | 8.2745 | #N/A
2007-01-20 07:00 | 1 | 20 | 7 | 20.25 | 463 | 24.98 | 19.94 | 1005 | 24.98 | 94.544 | 0 | Heating | 12.6059 | #N/A | #N/A | #N/A | #N/A | 94.544 | #N/A | #N/A | 3.0513 | #N/A | 0 | 0 | 0 | 0 | 0 | 0 | 0 | 0 | 0.04202% | 1 | 50% | 0% | 0% | 0% | 8.2745 | 0 | 0 | 0 | 8.2745 | #N/A
2007-01-20 08:00 | 1 | 20 | 8 | 20.2917 | 464 | 24.98 | 19.58 | 1006 | 24.98 | 82.0017 | 0 | Heating | 10.9336 | #N/A | #N/A | #N/A | #N/A | 82.0017 | #N/A | #N/A | 3.0513 | #N/A | 0 | 0 | 0 | 0 | 0 | 0 | 0 | 0 | 0.03645% | 1 | 50% | 0% | 0% | 0% | 8.2745 | 0 | 0 | 0 | 8.2745 | #N/A
2007-01-20 09:00 | 1 | 20 | 9 | 20.3334 | 465 | 23 | 19.94 | 1006 | 23 | 63.2301 | 0 | Heating | 8.4307 | #N/A | #N/A | #N/A | #N/A | 63.2301 | #N/A | #N/A | 2.9925 | #N/A | 0 | 0 | 0 | 0 | 0 | 0 | 0 | 0 | 0.0281% | 1 | 50% | 0% | 0% | 0% | 8.2745 | 0 | 0 | 0 | 8.2745 | #N/A
2007-01-20 10:00 | 1 | 20 | 10 | 20.375 | 466 | 21.02 | 21.02 | 1006 | 21.02 | 60.6409 | 0 | Heating | 8.0854 | #N/A | #N/A | #N/A | #N/A | 60.6409 | #N/A | #N/A | 2.9394 | #N/A | 0 | 0 | 0 | 0 | 0 | 0 | 0 | 0 | 0.02695% | 1 | 50% | 0% | 0% | 0% | 8.2745 | 0 | 0 | 0 | 8.2745 | #N/A
2007-01-20 11:00 | 1 | 20 | 11 | 20.4167 | 467 | 21.02 | 21.74 | 1006 | 21.02 | 85.0837 | 0 | Heating | 11.3445 | #N/A | #N/A | #N/A | #N/A | 85.0837 | #N/A | #N/A | 2.9394 | #N/A | 0 | 0 | 0 | 0 | 0 | 0 | 0 | 0 | 0.03781% | 1 | 50% | 0% | 0% | 0% | 8.2745 | 0 | 0 | 0 | 8.2745 | #N/A
2007-01-20 12:00 | 1 | 20 | 12 | 20.4584 | 468 | 19.94 | 22.28 | 1005 | 19.94 | 68.6202 | 0 | Heating | 9.1494 | #N/A | #N/A | #N/A | #N/A | 68.6202 | #N/A | #N/A | 2.9127 | #N/A | 0 | 0 | 0 | 0 | 0 | 0 | 0 | 0 | 0.0305% | 1 | 50% | 0% | 0% | 0% | 8.2745 | 0 | 0 | 0 | 8.2745 | #N/A
2007-01-20 13:00 | 1 | 20 | 13 | 20.5 | 469 | 19.94 | 23 | 1005 | 19.94 | 62.4627 | 0 | Heating | 8.3284 | #N/A | #N/A | #N/A | #N/A | 62.4627 | #N/A | #N/A | 2.9127 | #N/A | 0 | 0 | 0 | 0 | 0 | 0 | 0 | 0 | 0.02776% | 1 | 50% | 0% | 0% | 0% | 8.2745 | 0 | 0 | 0 | 8.2745 | #N/A
2007-01-20 14:00 | 1 | 20 | 14 | 20.5417 | 470 | 19.94 | 20.84 | 1005 | 19.94 | 68.6072 | 0 | Heating | 9.1476 | #N/A | #N/A | #N/A | #N/A | 68.6072 | #N/A | #N/A | 2.9127 | #N/A | 0 | 0 | 0 | 0 | 0 | 0 | 0 | 0 | 0.03049% | 1 | 50% | 0% | 0% | 0% | 8.2745 | 0 | 0 | 0 | 8.2745 | #N/A
2007-01-20 15:00 | 1 | 20 | 15 | 20.5834 | 471 | 19.04 | 18.68 | 1005 | 19.04 | 72.8574 | 0 | Heating | 9.7143 | #N/A | #N/A | #N/A | #N/A | 72.8574 | #N/A | #N/A | 2.8915 | #N/A | 0 | 0 | 0 | 0 | 0 | 0 | 0 | 0 | 0.03238% | 1 | 50% | 0% | 0% | 0% | 8.2745 | 0 | 0 | 0 | 8.2745 | #N/A
2007-01-20 16:00 | 1 | 20 | 16 | 20.625 | 472 | 17.96 | 15.98 | 1005 | 17.96 | 92.9568 | 0 | Heating | 12.3942 | #N/A | #N/A | #N/A | #N/A | 92.9568 | #N/A | #N/A | 2.8673 | #N/A | 0 | 0 | 0 | 0 | 0 | 0 | 0 | 0 | 0.04131% | 1 | 50% | 0% | 0% | 0% | 8.2745 | 0 | 0 | 0 | 8.2745 | #N/A
2007-01-20 17:00 | 1 | 20 | 17 | 20.6667 | 473 | 17.96 | 15.26 | 1005 | 17.96 | 114.0912 | 0 | Heating | 15.2122 | #N/A | #N/A | #N/A | #N/A | 114.0912 | #N/A | #N/A | 2.8673 | #N/A | 0 | 0 | 0 | 0 | 0 | 0 | 0 | 0 | 0.05071% | 1 | 50% | 0% | 0% | 0% | 8.2745 | 0 | 0 | 0 | 8.2745 | #N/A
2007-01-20 18:00 | 1 | 20 | 18 | 20.7084 | 474 | 15.98 | 14.72 | 1005 | 15.98 | 157.7503 | 0 | Heating | 21.0334 | #N/A | #N/A | #N/A | #N/A | 157.7503 | #N/A | #N/A | 2.8262 | #N/A | 0 | 0 | 0 | 0 | 0 | 0 | 0 | 0 | 0.07011% | 1 | 50% | 0% | 0% | 0% | 8.2745 | 0 | 0 | 0 | 8.2745 | #N/A
2007-01-20 19:00 | 1 | 20 | 19 | 20.75 | 475 | 15.08 | 14 | 1005 | 15.08 | 208.5602 | 0 | Heating | 27.808 | #N/A | #N/A | #N/A | #N/A | 208.5602 | #N/A | #N/A | 2.8087 | #N/A | 0 | 0 | 0 | 0 | 0 | 0 | 0 | 0 | 0.09269% | 1 | 50% | 0% | 0% | 0% | 8.2745 | 0 | 0 | 0 | 8.2745 | #N/A
2007-01-20 20:00 | 1 | 20 | 20 | 20.7917 | 476 | 15.08 | 14 | 1004 | 15.08 | 256.7754 | 0 | Heating | 34.2367 | #N/A | #N/A | #N/A | #N/A | 256.7754 | #N/A | #N/A | 2.8087 | #N/A | 0 | 0 | 0 | 0 | 0 | 0 | 0 | 0 | 0.1141% | 1 | 50% | 0% | 0% | 0% | 8.2745 | 0 | 0 | 0 | 8.2745 | #N/A
2007-01-20 21:00 | 1 | 20 | 21 | 20.8334 | 477 | 14 | 14 | 1004 | 14 | 274.8814 | 0 | Heating | 36.6509 | #N/A | #N/A | #N/A | #N/A | 274.8814 | #N/A | #N/A | 2.7888 | #N/A | 0 | 0 | 0 | 0 | 0 | 0 | 0 | 0 | 0.1222% | 1 | 50% | 0% | 0% | 0% | 8.2745 | 0 | 0 | 0 | 8.2745 | #N/A
2007-01-20 22:00 | 1 | 20 | 22 | 20.875 | 478 | 12.92 | 14 | 1004 | 12.92 | 308.3719 | 0 | Heating | 41.1162 | #N/A | #N/A | #N/A | #N/A | 308.3719 | #N/A | #N/A | 2.7697 | #N/A | 0 | 0 | 0 | 0 | 0 | 0 | 0 | 0 | 0.1371% | 1 | 50% | 0% | 0% | 0% | 8.2745 | 0 | 0 | 0 | 8.2745 | #N/A
2007-01-20 23:00 | 1 | 20 | 23 | 20.9167 | 479 | 12.92 | 16.52 | 1003 | 12.92 | 337.6441 | 0 | Heating | 45.0192 | #N/A | #N/A | #N/A | #N/A | 337.6441 | #N/A | #N/A | 2.7697 | #N/A | 0 | 0 | 0 | 0 | 0 | 0 | 0 | 0 | 0.1501% | 1 | 50% | 0% | 0% | 0% | 8.2745 | 0 | 0 | 0 | 8.2745 | #N/A
2007-01-21 | 1 | 21 | 0 | 20.9584 | 480 | 12.02 | 19.04 | 1002 | 12.02 | 364.0053 | 0 | Heating | 48.534 | #N/A | #N/A | #N/A | #N/A | 364.0053 | #N/A | #N/A | 2.7546 | #N/A | 0 | 0 | 0 | 0 | 0 | 0 | 0 | 0 | 0.1618% | 1 | 50% | 0% | 0% | 0% | 8.2745 | 0 | 0 | 0 | 8.2745 | #N/A
2007-01-21 01:00 | 1 | 21 | 1 | 21 | 481 | 10.94 | 21.92 | 1001 | 10.94 | 359.2871 | 0 | Heating | 47.9049 | #N/A | #N/A | #N/A | #N/A | 359.2871 | #N/A | #N/A | 2.737 | #N/A | 0 | 0 | 0 | 0 | 0 | 0 | 0 | 0 | 0.1597% | 1 | 50% | 0% | 0% | 0% | 8.2745 | 0 | 0 | 0 | 8.2745 | #N/A
2007-01-21 02:00 | 1 | 21 | 2 | 21.0417 | 482 | 10.94 | 22.1 | 1001 | 10.94 | 361.6632 | 0 | Heating | 48.2218 | #N/A | #N/A | #N/A | #N/A | 361.6632 | #N/A | #N/A | 2.737 | #N/A | 0 | 0 | 0 | 0 | 0 | 0 | 0 | 0 | 0.1607% | 1 | 50% | 0% | 0% | 0% | 8.2745 | 0 | 0 | 0 | 8.2745 | #N/A
2007-01-21 03:00 | 1 | 21 | 3 | 21.0834 | 483 | 10.04 | 22.28 | 1000 | 10.04 | 363.7485 | 0 | Heating | 48.4998 | #N/A | #N/A | #N/A | #N/A | 363.7485 | #N/A | #N/A | 2.723 | #N/A | 0 | 0 | 0 | 0 | 0 | 0 | 0 | 0 | 0.1617% | 1 | 50% | 0% | 0% | 0% | 8.2745 | 0 | 0 | 0 | 8.2745 | #N/A
2007-01-21 04:00 | 1 | 21 | 4 | 21.125 | 484 | 8.96 | 23 | 1000 | 8.96 | 364.1137 | 0 | Heating | 48.5485 | #N/A | #N/A | #N/A | #N/A | 364.1137 | #N/A | #N/A | 2.7067 | #N/A | 0 | 0 | 0 | 0 | 0 | 0 | 0 | 0 | 0.1618% | 1 | 50% | 0% | 0% | 0% | 8.2745 | 0 | 0 | 0 | 8.2745 | #N/A
2007-01-21 05:00 | 1 | 21 | 5 | 21.1667 | 485 | 8.96 | 23.18 | 999 | 8.96 | 367.2492 | 0 | Heating | 48.9666 | #N/A | #N/A | #N/A | #N/A | 367.2492 | #N/A | #N/A | 2.7067 | #N/A | 0 | 0 | 0 | 0 | 0 | 0 | 0 | 0 | 0.1632% | 1 | 50% | 0% | 0% | 0% | 8.2745 | 0 | 0 | 0 | 8.2745 | #N/A
2007-01-21 06:00 | 1 | 21 | 6 | 21.2084 | 486 | 6.98 | 23.54 | 998 | 6.98 | 350.8479 | 0 | Heating | 46.7797 | #N/A | #N/A | #N/A | #N/A | 350.8479 | #N/A | #N/A | 2.6781 | #N/A | 0 | 0 | 0 | 0 | 0 | 0 | 0 | 0 | 0.1559% | 1 | 50% | 0% | 0% | 0% | 8.2745 | 0 | 0 | 0 | 8.2745 | #N/A
2007-01-21 07:00 | 1 | 21 | 7 | 21.25 | 487 | 6.08 | 24.08 | 998 | 6.08 | 923.4515 | 0 | Heating | 123.1269 | #N/A | #N/A | #N/A | #N/A | 923.4515 | #N/A | #N/A | 2.6655 | #N/A | 0 | 0 | 0 | 0 | 0 | 0 | 0 | 0 | 0.4104% | 1 | 50% | 0% | 0% | 0% | 8.2745 | 0 | 0 | 0 | 8.2745 | #N/A
2007-01-21 08:00 | 1 | 21 | 8 | 21.2917 | 488 | 6.08 | 22.28 | 998 | 6.08 | 661.9411 | 0 | Heating | 88.2588 | #N/A | #N/A | #N/A | #N/A | 661.9411 | #N/A | #N/A | 2.6655 | #N/A | 0 | 0 | 0 | 0 | 0 | 0 | 0 | 0 | 0.2942% | 1 | 50% | 0% | 0% | 0% | 8.2745 | 0 | 0 | 0 | 8.2745 | #N/A
2007-01-21 09:00 | 1 | 21 | 9 | 21.3334 | 489 | 8.96 | 21.38 | 999 | 8.96 | 424.447 | 0 | Heating | 56.5929 | #N/A | #N/A | #N/A | #N/A | 424.447 | #N/A | #N/A | 2.7067 | #N/A | 0 | 0 | 0 | 0 | 0 | 0 | 0 | 0 | 0.1886% | 1 | 50% | 0% | 0% | 0% | 8.2745 | 0 | 0 | 0 | 8.2745 | #N/A
2007-01-21 10:00 | 1 | 21 | 10 | 21.375 | 490 | 12.02 | 21.02 | 1000 | 12.02 | 368.7082 | 0 | Heating | 49.1611 | #N/A | #N/A | #N/A | #N/A | 368.7082 | #N/A | #N/A | 2.7546 | #N/A | 0 | 0 | 0 | 0 | 0 | 0 | 0 | 0 | 0.1639% | 1 | 50% | 0% | 0% | 0% | 8.2745 | 0 | 0 | 0 | 8.2745 | #N/A
2007-01-21 11:00 | 1 | 21 | 11 | 21.4167 | 491 | 12.02 | 20.12 | 1000 | 12.02 | 360.1575 | 0 | Heating | 48.021 | #N/A | #N/A | #N/A | #N/A | 360.1575 | #N/A | #N/A | 2.7546 | #N/A | 0 | 0 | 0 | 0 | 0 | 0 | 0 | 0 | 0.1601% | 1 | 50% | 0% | 0% | 0% | 8.2745 | 0 | 0 | 0 | 8.2745 | #N/A
2007-01-21 12:00 | 1 | 21 | 12 | 21.4584 | 492 | 17.06 | 19.04 | 999 | 17.06 | 300.985 | 0 | Heating | 40.1313 | #N/A | #N/A | #N/A | #N/A | 300.985 | #N/A | #N/A | 2.8481 | #N/A | 0 | 0 | 0 | 0 | 0 | 0 | 0 | 0 | 0.1338% | 1 | 50% | 0% | 0% | 0% | 8.2745 | 0 | 0 | 0 | 8.2745 | #N/A
2007-01-21 13:00 | 1 | 21 | 13 | 21.5 | 493 | 17.96 | 17.96 | 999 | 17.96 | 312.4243 | 0 | Heating | 41.6566 | #N/A | #N/A | #N/A | #N/A | 312.4243 | #N/A | #N/A | 2.8673 | #N/A | 0 | 0 | 0 | 0 | 0 | 0 | 0 | 0 | 0.1389% | 1 | 50% | 0% | 0% | 0% | 8.2745 | 0 | 0 | 0 | 8.2745 | #N/A
2007-01-21 14:00 | 1 | 21 | 14 | 21.5417 | 494 | 17.96 | 18.5 | 999 | 17.96 | 228.4866 | 0 | Heating | 30.4649 | #N/A | #N/A | #N/A | #N/A | 228.4866 | #N/A | #N/A | 2.8673 | #N/A | 0 | 0 | 0 | 0 | 0 | 0 | 0 | 0 | 0.1015% | 1 | 50% | 0% | 0% | 0% | 8.2745 | 0 | 0 | 0 | 8.2745 | #N/A
2007-01-21 15:00 | 1 | 21 | 15 | 21.5834 | 495 | 19.04 | 19.04 | 999 | 19.04 | 234.9066 | 0 | Heating | 31.3209 | #N/A | #N/A | #N/A | #N/A | 234.9066 | #N/A | #N/A | 2.8915 | #N/A | 0 | 0 | 0 | 0 | 0 | 0 | 0 | 0 | 0.1044% | 1 | 50% | 0% | 0% | 0% | 8.2745 | 0 | 0 | 0 | 8.2745 | #N/A
2007-01-21 16:00 | 1 | 21 | 16 | 21.625 | 496 | 19.04 | 19.04 | 999 | 19.04 | 242.7923 | 0 | Heating | 32.3723 | #N/A | #N/A | #N/A | #N/A | 242.7923 | #N/A | #N/A | 2.8915 | #N/A | 0 | 0 | 0 | 0 | 0 | 0 | 0 | 0 | 0.1079% | 1 | 50% | 0% | 0% | 0% | 8.2745 | 0 | 0 | 0 | 8.2745 | #N/A
2007-01-21 17:00 | 1 | 21 | 17 | 21.6667 | 497 | 19.04 | 21.02 | 999 | 19.04 | 207.3219 | 0 | Heating | 27.6429 | #N/A | #N/A | #N/A | #N/A | 207.3219 | #N/A | #N/A | 2.8915 | #N/A | 0 | 0 | 0 | 0 | 0 | 0 | 0 | 0 | 0.09214% | 1 | 50% | 0% | 0% | 0% | 8.2745 | 0 | 0 | 0 | 8.2745 | #N/A
2007-01-21 18:00 | 1 | 21 | 18 | 21.7084 | 498 | 19.04 | 23 | 1000 | 19.04 | 238.8788 | 0 | Heating | 31.8505 | #N/A | #N/A | #N/A | #N/A | 238.8788 | #N/A | #N/A | 2.8915 | #N/A | 0 | 0 | 0 | 0 | 0 | 0 | 0 | 0 | 0.1062% | 1 | 50% | 0% | 0% | 0% | 8.2745 | 0 | 0 | 0 | 8.2745 | #N/A
2007-01-21 19:00 | 1 | 21 | 19 | 21.75 | 499 | 19.04 | 24.98 | 1000 | 19.04 | 298.3589 | 0 | Heating | 39.7812 | #N/A | #N/A | #N/A | #N/A | 298.3589 | #N/A | #N/A | 2.8915 | #N/A | 0 | 0 | 0 | 0 | 0 | 0 | 0 | 0 | 0.1326% | 1 | 50% | 0% | 0% | 0% | 8.2745 | 0 | 0 | 0 | 8.2745 | #N/A
2007-01-21 20:00 | 1 | 21 | 20 | 21.7917 | 500 | 19.04 | 24.98 | 1000 | 19.04 | 320.1324 | 0 | Heating | 42.6843 | #N/A | #N/A | #N/A | #N/A | 320.1324 | #N/A | #N/A | 2.8915 | #N/A | 0 | 0 | 0 | 0 | 0 | 0 | 0 | 0 | 0.1423% | 1 | 50% | 0% | 0% | 0% | 8.2745 | 0 | 0 | 0 | 8.2745 | #N/A
2007-01-21 21:00 | 1 | 21 | 21 | 21.8334 | 501 | 17.96 | 24.98 | 999 | 17.96 | 369.7529 | 0 | Heating | 49.3004 | #N/A | #N/A | #N/A | #N/A | 369.7529 | #N/A | #N/A | 2.8673 | #N/A | 0 | 0 | 0 | 0 | 0 | 0 | 0 | 0 | 0.1643% | 1 | 50% | 0% | 0% | 0% | 8.2745 | 0 | 0 | 0 | 8.2745 | #N/A
2007-01-21 22:00 | 1 | 21 | 22 | 21.875 | 502 | 19.04 | 24.98 | 999 | 19.04 | 415.4802 | 0 | Heating | 55.3974 | #N/A | #N/A | #N/A | #N/A | 415.4802 | #N/A | #N/A | 2.8915 | #N/A | 0 | 0 | 0 | 0 | 0 | 0 | 0 | 0 | 0.1847% | 1 | 50% | 0% | 0% | 0% | 8.2745 | 0 | 0 | 0 | 8.2745 | #N/A
2007-01-21 23:00 | 1 | 21 | 23 | 21.9167 | 503 | 19.04 | 24.44 | 999 | 19.04 | 25.5787 | 0 | Heating | 3.4105 | #N/A | #N/A | #N/A | #N/A | 25.5787 | #N/A | #N/A | 2.8915 | #N/A | 0 | 0 | 0 | 0 | 0 | 0 | 0 | 0 | 0.01137% | 1 | 50% | 0% | 0% | 0% | 8.2745 | 0 | 0 | 0 | 8.2745 | #N/A
2007-01-22 | 1 | 22 | 0 | 21.9584 | 504 | 17.96 | 24.08 | 998 | 17.96 | 117.5042 | 0 | Heating | 15.6672 | #N/A | #N/A | #N/A | #N/A | 117.5042 | #N/A | #N/A | 2.8673 | #N/A | 0 | 0 | 0 | 0 | 0 | 0 | 0 | 0 | 0.05222% | 1 | 50% | 0% | 0% | 0% | 8.2745 | 0 | 0 | 0 | 8.2745 | #N/A
2007-01-22 01:00 | 1 | 22 | 1 | 22 | 505 | 17.96 | 24.08 | 998 | 17.96 | 157.5625 | 0 | Heating | 21.0083 | #N/A | #N/A | #N/A | #N/A | 157.5625 | #N/A | #N/A | 2.8673 | #N/A | 0 | 0 | 0 | 0 | 0 | 0 | 0 | 0 | 0.07003% | 1 | 50% | 0% | 0% | 0% | 8.2745 | 0 | 0 | 0 | 8.2745 | #N/A
2007-01-22 02:00 | 1 | 22 | 2 | 22.0417 | 506 | 17.96 | 23.18 | 998 | 17.96 | 172.389 | 0 | Heating | 22.9852 | #N/A | #N/A | #N/A | #N/A | 172.389 | #N/A | #N/A | 2.8673 | #N/A | 0 | 0 | 0 | 0 | 0 | 0 | 0 | 0 | 0.07662% | 1 | 50% | 0% | 0% | 0% | 8.2745 | 0 | 0 | 0 | 8.2745 | #N/A
2007-01-22 03:00 | 1 | 22 | 3 | 22.0834 | 507 | 17.96 | 22.28 | 997 | 17.96 | 172.3594 | 0 | Heating | 22.9813 | #N/A | #N/A | #N/A | #N/A | 172.3594 | #N/A | #N/A | 2.8673 | #N/A | 0 | 0 | 0 | 0 | 0 | 0 | 0 | 0 | 0.0766% | 1 | 50% | 0% | 0% | 0% | 8.2745 | 0 | 0 | 0 | 8.2745 | #N/A
2007-01-22 04:00 | 1 | 22 | 4 | 22.125 | 508 | 17.96 | 21.92 | 997 | 17.96 | 170.0467 | 0 | Heating | 22.6729 | #N/A | #N/A | #N/A | #N/A | 170.0467 | #N/A | #N/A | 2.8673 | #N/A | 0 | 0 | 0 | 0 | 0 | 0 | 0 | 0 | 0.07558% | 1 | 50% | 0% | 0% | 0% | 8.2745 | 0 | 0 | 0 | 8.2745 | #N/A
2007-01-22 05:00 | 1 | 22 | 5 | 22.1667 | 509 | 17.96 | 21.02 | 996 | 17.96 | 176.4816 | 0 | Heating | 23.5309 | #N/A | #N/A | #N/A | #N/A | 176.4816 | #N/A | #N/A | 2.8673 | #N/A | 0 | 0 | 0 | 0 | 0 | 0 | 0 | 0 | 0.07844% | 1 | 50% | 0% | 0% | 0% | 8.2745 | 0 | 0 | 0 | 8.2745 | #N/A
2007-01-22 06:00 | 1 | 22 | 6 | 22.2084 | 510 | 17.6 | 20.3 | 995 | 17.6 | 169.2878 | 0 | Heating | 22.5717 | #N/A | #N/A | #N/A | #N/A | 169.2878 | #N/A | #N/A | 2.8595 | #N/A | 0 | 0 | 0 | 0 | 0 | 0 | 0 | 0 | 0.07524% | 1 | 50% | 0% | 0% | 0% | 8.2745 | 0 | 0 | 0 | 8.2745 | #N/A
2007-01-22 07:00 | 1 | 22 | 7 | 22.25 | 511 | 15.8 | 19.94 | 994 | 15.8 | 702.1846 | 0 | Heating | 93.6246 | #N/A | #N/A | #N/A | #N/A | 702.1846 | #N/A | #N/A | 2.8226 | #N/A | 0 | 0 | 0 | 0 | 0 | 0 | 0 | 0 | 0.3121% | 1 | 50% | 0% | 0% | 0% | 8.2745 | 0 | 0 | 0 | 8.2745 | #N/A
2007-01-22 08:00 | 1 | 22 | 8 | 22.2917 | 512 | 15.98 | 20.84 | 994 | 15.98 | 466.7638 | 0 | Heating | 62.2352 | #N/A | #N/A | #N/A | #N/A | 466.7638 | #N/A | #N/A | 2.8262 | #N/A | 0 | 0 | 0 | 0 | 0 | 0 | 0 | 0 | 0.2075% | 1 | 50% | 0% | 0% | 0% | 8.2745 | 0 | 0 | 0 | 8.2745 | #N/A
2007-01-22 09:00 | 1 | 22 | 9 | 22.3334 | 513 | 15.98 | 22.64 | 993 | 15.98 | 253.0741 | 0 | Heating | 33.7432 | #N/A | #N/A | #N/A | #N/A | 253.0741 | #N/A | #N/A | 2.8262 | #N/A | 0 | 0 | 0 | 0 | 0 | 0 | 0 | 0 | 0.1125% | 1 | 50% | 0% | 0% | 0% | 8.2745 | 0 | 0 | 0 | 8.2745 | #N/A
2007-01-22 10:00 | 1 | 22 | 10 | 22.375 | 514 | 17.96 | 24.98 | 992 | 17.96 | 228.275 | 0 | Heating | 30.4367 | #N/A | #N/A | #N/A | #N/A | 228.275 | #N/A | #N/A | 2.8673 | #N/A | 0 | 0 | 0 | 0 | 0 | 0 | 0 | 0 | 0.1015% | 1 | 50% | 0% | 0% | 0% | 8.2745 | 0 | 0 | 0 | 8.2745 | #N/A
2007-01-22 11:00 | 1 | 22 | 11 | 22.4167 | 515 | 17.96 | 26.06 | 991 | 17.96 | 237.6026 | 0 | Heating | 31.6803 | #N/A | #N/A | #N/A | #N/A | 237.6026 | #N/A | #N/A | 2.8673 | #N/A | 0 | 0 | 0 | 0 | 0 | 0 | 0 | 0 | 0.1056% | 1 | 50% | 0% | 0% | 0% | 8.2745 | 0 | 0 | 0 | 8.2745 | #N/A
2007-01-22 12:00 | 1 | 22 | 12 | 22.4584 | 516 | 21.02 | 26.96 | 989 | 21.02 | 210.3776 | 0 | Heating | 28.0503 | #N/A | #N/A | #N/A | #N/A | 210.3776 | #N/A | #N/A | 2.9394 | #N/A | 0 | 0 | 0 | 0 | 0 | 0 | 0 | 0 | 0.0935% | 1 | 50% | 0% | 0% | 0% | 8.2745 | 0 | 0 | 0 | 8.2745 | #N/A
2007-01-22 13:00 | 1 | 22 | 13 | 22.5 | 517 | 21.92 | 28.04 | 987 | 21.92 | 237.6518 | 0 | Heating | 31.6869 | #N/A | #N/A | #N/A | #N/A | 237.6518 | #N/A | #N/A | 2.9629 | #N/A | 0 | 0 | 0 | 0 | 0 | 0 | 0 | 0 | 0.1056% | 1 | 50% | 0% | 0% | 0% | 8.2745 | 0 | 0 | 0 | 8.2745 | #N/A
2007-01-22 14:00 | 1 | 22 | 14 | 22.5417 | 518 | 21.92 | 27.86 | 986 | 21.92 | 155.497 | 0 | Heating | 20.7329 | #N/A | #N/A | #N/A | #N/A | 155.497 | #N/A | #N/A | 2.9629 | #N/A | 0 | 0 | 0 | 0 | 0 | 0 | 0 | 0 | 0.06911% | 1 | 50% | 0% | 0% | 0% | 8.2745 | 0 | 0 | 0 | 8.2745 | #N/A
2007-01-22 15:00 | 1 | 22 | 15 | 22.5834 | 519 | 21.92 | 27.68 | 986 | 21.92 | 128.018 | 0 | Heating | 17.0691 | #N/A | #N/A | #N/A | #N/A | 128.018 | #N/A | #N/A | 2.9629 | #N/A | 0 | 0 | 0 | 0 | 0 | 0 | 0 | 0 | 0.0569% | 1 | 50% | 0% | 0% | 0% | 8.2745 | 0 | 0 | 0 | 8.2745 | #N/A
2007-01-22 16:00 | 1 | 22 | 16 | 22.625 | 520 | 23 | 26.96 | 985 | 23 | 109.4846 | 0 | Heating | 14.5979 | #N/A | #N/A | #N/A | #N/A | 109.4846 | #N/A | #N/A | 2.9925 | #N/A | 0 | 0 | 0 | 0 | 0 | 0 | 0 | 0 | 0.04866% | 1 | 50% | 0% | 0% | 0% | 8.2745 | 0 | 0 | 0 | 8.2745 | #N/A
2007-01-22 17:00 | 1 | 22 | 17 | 22.6667 | 521 | 23 | 28.22 | 985 | 23 | 74.2188 | 0 | Heating | 9.8958 | #N/A | #N/A | #N/A | #N/A | 74.2188 | #N/A | #N/A | 2.9925 | #N/A | 0 | 0 | 0 | 0 | 0 | 0 | 0 | 0 | 0.03299% | 1 | 50% | 0% | 0% | 0% | 8.2745 | 0 | 0 | 0 | 8.2745 | #N/A
2007-01-22 18:00 | 1 | 22 | 18 | 22.7084 | 522 | 21.2 | 29.66 | 985 | 21.2 | 101.7721 | 0 | Heating | 13.5696 | #N/A | #N/A | #N/A | #N/A | 101.7721 | #N/A | #N/A | 2.944 | #N/A | 0 | 0 | 0 | 0 | 0 | 0 | 0 | 0 | 0.04523% | 1 | 50% | 0% | 0% | 0% | 8.2745 | 0 | 0 | 0 | 8.2745 | #N/A
2007-01-22 19:00 | 1 | 22 | 19 | 22.75 | 523 | 21.2 | 30.92 | 985 | 21.2 | 152.1159 | 0 | Heating | 20.2821 | #N/A | #N/A | #N/A | #N/A | 152.1159 | #N/A | #N/A | 2.944 | #N/A | 0 | 0 | 0 | 0 | 0 | 0 | 0 | 0 | 0.06761% | 1 | 50% | 0% | 0% | 0% | 8.2745 | 0 | 0 | 0 | 8.2745 | #N/A
2007-01-22 20:00 | 1 | 22 | 20 | 22.7917 | 524 | 21.02 | 31.28 | 985 | 21.02 | 174.6953 | 0 | Heating | 23.2927 | #N/A | #N/A | #N/A | #N/A | 174.6953 | #N/A | #N/A | 2.9394 | #N/A | 0 | 0 | 0 | 0 | 0 | 0 | 0 | 0 | 0.07764% | 1 | 50% | 0% | 0% | 0% | 8.2745 | 0 | 0 | 0 | 8.2745 | #N/A
2007-01-22 21:00 | 1 | 22 | 21 | 22.8334 | 525 | 21.02 | 31.64 | 985 | 21.02 | 229.8222 | 0 | Heating | 30.643 | #N/A | #N/A | #N/A | #N/A | 229.8222 | #N/A | #N/A | 2.9394 | #N/A | 0 | 0 | 0 | 0 | 0 | 0 | 0 | 0 | 0.1021% | 1 | 50% | 0% | 0% | 0% | 8.2745 | 0 | 0 | 0 | 8.2745 | #N/A
2007-01-22 22:00 | 1 | 22 | 22 | 22.875 | 526 | 21.02 | 32 | 984 | 21.02 | 259.8022 | 0 | Heating | 34.6403 | #N/A | #N/A | #N/A | #N/A | 259.8022 | #N/A | #N/A | 2.9394 | #N/A | 0 | 0 | 0 | 0 | 0 | 0 | 0 | 0 | 0.1155% | 1 | 50% | 0% | 0% | 0% | 8.2745 | 0 | 0 | 0 | 8.2745 | #N/A
2007-01-22 23:00 | 1 | 22 | 23 | 22.9167 | 527 | 21.02 | 29.48 | 984 | 21.02 | 3.3351 | 0 | Heating | 0.44469 | #N/A | #N/A | #N/A | #N/A | 3.3351 | #N/A | #N/A | 2.9394 | #N/A | 0 | 0 | 0 | 0 | 0 | 0 | 0 | 0 | 0.001482% | 1 | 50% | 0% | 0% | 0% | 8.2745 | 0 | 0 | 0 | 8.2745 | #N/A
2007-01-23 | 1 | 23 | 0 | 22.9584 | 528 | 19.94 | 27.14 | 983 | 19.94 | 11.3545 | 0 | Heating | 1.5139 | #N/A | #N/A | #N/A | #N/A | 11.3545 | #N/A | #N/A | 2.9127 | #N/A | 0 | 0 | 0 | 0 | 0 | 0 | 0 | 0 | 0.005046% | 1 | 50% | 0% | 0% | 0% | 8.2745 | 0 | 0 | 0 | 8.2745 | #N/A
2007-01-23 01:00 | 1 | 23 | 1 | 23 | 529 | 19.94 | 24.98 | 983 | 19.94 | 13.7859 | 0 | Heating | 1.8381 | #N/A | #N/A | #N/A | #N/A | 13.7859 | #N/A | #N/A | 2.9127 | #N/A | 0 | 0 | 0 | 0 | 0 | 0 | 0 | 0 | 0.006127% | 1 | 50% | 0% | 0% | 0% | 8.2745 | 0 | 0 | 0 | 8.2745 | #N/A
2007-01-23 02:00 | 1 | 23 | 2 | 23.0417 | 530 | 19.94 | 24.8 | 982 | 19.94 | 15.1343 | 0 | Heating | 2.0179 | #N/A | #N/A | #N/A | #N/A | 15.1343 | #N/A | #N/A | 2.9127 | #N/A | 0 | 0 | 0 | 0 | 0 | 0 | 0 | 0 | 0.006726% | 1 | 50% | 0% | 0% | 0% | 8.2745 | 0 | 0 | 0 | 8.2745 | #N/A
2007-01-23 03:00 | 1 | 23 | 3 | 23.0834 | 531 | 19.4 | 24.62 | 982 | 19.4 | 16.4273 | 0 | Heating | 2.1903 | #N/A | #N/A | #N/A | #N/A | 16.4273 | #N/A | #N/A | 2.8998 | #N/A | 0 | 0 | 0 | 0 | 0 | 0 | 0 | 0 | 0.007301% | 1 | 50% | 0% | 0% | 0% | 8.2745 | 0 | 0 | 0 | 8.2745 | #N/A
2007-01-23 04:00 | 1 | 23 | 4 | 23.125 | 532 | 19.4 | 24.98 | 981 | 19.4 | 19.0317 | 0 | Heating | 2.5376 | #N/A | #N/A | #N/A | #N/A | 19.0317 | #N/A | #N/A | 2.8998 | #N/A | 0 | 0 | 0 | 0 | 0 | 0 | 0 | 0 | 0.008459% | 1 | 50% | 0% | 0% | 0% | 8.2745 | 0 | 0 | 0 | 8.2745 | #N/A
2007-01-23 05:00 | 1 | 23 | 5 | 23.1667 | 533 | 19.94 | 25.34 | 981 | 19.94 | 38.0551 | 0 | Heating | 5.074 | #N/A | #N/A | #N/A | #N/A | 38.0551 | #N/A | #N/A | 2.9127 | #N/A | 0 | 0 | 0 | 0 | 0 | 0 | 0 | 0 | 0.01691% | 1 | 50% | 0% | 0% | 0% | 8.2745 | 0 | 0 | 0 | 8.2745 | #N/A
2007-01-23 06:00 | 1 | 23 | 6 | 23.2084 | 534 | 14 | 26.06 | 981 | 14 | 44.1078 | 0 | Heating | 5.881 | #N/A | #N/A | #N/A | #N/A | 44.1078 | #N/A | #N/A | 2.7888 | #N/A | 0 | 0 | 0 | 0 | 0 | 0 | 0 | 0 | 0.0196% | 1 | 50% | 0% | 0% | 0% | 8.2745 | 0 | 0 | 0 | 8.2745 | #N/A
2007-01-23 07:00 | 1 | 23 | 7 | 23.25 | 535 | 14 | 26.96 | 981 | 14 | 563.0536 | 0 | Heating | 75.0738 | #N/A | #N/A | #N/A | #N/A | 563.0536 | #N/A | #N/A | 2.7888 | #N/A | 0 | 0 | 0 | 0 | 0 | 0 | 0 | 0 | 0.2502% | 1 | 50% | 0% | 0% | 0% | 8.2745 | 0 | 0 | 0 | 8.2745 | #N/A
2007-01-23 08:00 | 1 | 23 | 8 | 23.2917 | 536 | 12.92 | 23.54 | 982 | 12.92 | 368.0327 | 0 | Heating | 49.071 | #N/A | #N/A | #N/A | #N/A | 368.0327 | #N/A | #N/A | 2.7697 | #N/A | 0 | 0 | 0 | 0 | 0 | 0 | 0 | 0 | 0.1636% | 1 | 50% | 0% | 0% | 0% | 8.2745 | 0 | 0 | 0 | 8.2745 | #N/A
2007-01-23 09:00 | 1 | 23 | 9 | 23.3334 | 537 | 15.98 | 21.02 | 982 | 15.98 | 175.2895 | 0 | Heating | 23.3719 | #N/A | #N/A | #N/A | #N/A | 175.2895 | #N/A | #N/A | 2.8262 | #N/A | 0 | 0 | 0 | 0 | 0 | 0 | 0 | 0 | 0.07791% | 1 | 50% | 0% | 0% | 0% | 8.2745 | 0 | 0 | 0 | 8.2745 | #N/A
2007-01-23 10:00 | 1 | 23 | 10 | 23.375 | 538 | 21.02 | 19.04 | 982 | 21.02 | 150.4728 | 0 | Heating | 20.063 | #N/A | #N/A | #N/A | #N/A | 150.4728 | #N/A | #N/A | 2.9394 | #N/A | 0 | 0 | 0 | 0 | 0 | 0 | 0 | 0 | 0.06688% | 1 | 50% | 0% | 0% | 0% | 8.2745 | 0 | 0 | 0 | 8.2745 | #N/A
2007-01-23 11:00 | 1 | 23 | 11 | 23.4167 | 539 | 21.02 | 17.06 | 982 | 21.02 | 165.346 | 0 | Heating | 22.0461 | #N/A | #N/A | #N/A | #N/A | 165.346 | #N/A | #N/A | 2.9394 | #N/A | 0 | 0 | 0 | 0 | 0 | 0 | 0 | 0 | 0.07349% | 1 | 50% | 0% | 0% | 0% | 8.2745 | 0 | 0 | 0 | 8.2745 | #N/A
2007-01-23 12:00 | 1 | 23 | 12 | 23.4584 | 540 | 26.06 | 14.9 | 982 | 26.06 | 182.693 | 0 | Heating | 24.3591 | #N/A | #N/A | #N/A | #N/A | 182.693 | #N/A | #N/A | 3.0859 | #N/A | 0 | 0 | 0 | 0 | 0 | 0 | 0 | 0 | 0.0812% | 1 | 50% | 0% | 0% | 0% | 8.2745 | 0 | 0 | 0 | 8.2745 | #N/A
2007-01-23 13:00 | 1 | 23 | 13 | 23.5 | 541 | 28.4 | 12.92 | 982 | 28.4 | 208.0397 | 0 | Heating | 27.7386 | #N/A | #N/A | #N/A | #N/A | 208.0397 | #N/A | #N/A | 3.1678 | #N/A | 0 | 0 | 0 | 0 | 0 | 0 | 0 | 0 | 0.09246% | 1 | 50% | 0% | 0% | 0% | 8.2745 | 0 | 0 | 0 | 8.2745 | #N/A
2007-01-23 14:00 | 1 | 23 | 14 | 23.5417 | 542 | 28.04 | 12.56 | 982 | 28.04 | 148.7417 | 0 | Heating | 19.8322 | #N/A | #N/A | #N/A | #N/A | 148.7417 | #N/A | #N/A | 3.1545 | #N/A | 0 | 0 | 0 | 0 | 0 | 0 | 0 | 0 | 0.06611% | 1 | 50% | 0% | 0% | 0% | 8.2745 | 0 | 0 | 0 | 8.2745 | #N/A
2007-01-23 15:00 | 1 | 23 | 15 | 23.5834 | 543 | 30.02 | 11.84 | 982 | 30.02 | 160.9993 | 0 | Heating | 21.4666 | #N/A | #N/A | #N/A | #N/A | 160.9993 | #N/A | #N/A | 3.2302 | #N/A | 0 | 0 | 0 | 0 | 0 | 0 | 0 | 0 | 0.07156% | 1 | 50% | 0% | 0% | 0% | 8.2745 | 0 | 0 | 0 | 8.2745 | #N/A
2007-01-23 16:00 | 1 | 23 | 16 | 23.625 | 544 | 30.02 | 10.94 | 982 | 30.02 | 174.4839 | 0 | Heating | 23.2645 | #N/A | #N/A | #N/A | #N/A | 174.4839 | #N/A | #N/A | 3.2302 | #N/A | 0 | 0 | 0 | 0 | 0 | 0 | 0 | 0 | 0.07755% | 1 | 50% | 0% | 0% | 0% | 8.2745 | 0 | 0 | 0 | 8.2745 | #N/A
2007-01-23 17:00 | 1 | 23 | 17 | 23.6667 | 545 | 28.04 | 10.22 | 983 | 28.04 | 184.7168 | 0 | Heating | 24.6289 | #N/A | #N/A | #N/A | #N/A | 184.7168 | #N/A | #N/A | 3.1545 | #N/A | 0 | 0 | 0 | 0 | 0 | 0 | 0 | 0 | 0.0821% | 1 | 50% | 0% | 0% | 0% | 8.2745 | 0 | 0 | 0 | 8.2745 | #N/A
2007-01-23 18:00 | 1 | 23 | 18 | 23.7084 | 546 | 28.04 | 9.68 | 983 | 28.04 | 257.2378 | 0 | Heating | 34.2984 | #N/A | #N/A | #N/A | #N/A | 257.2378 | #N/A | #N/A | 3.1545 | #N/A | 0 | 0 | 0 | 0 | 0 | 0 | 0 | 0 | 0.1143% | 1 | 50% | 0% | 0% | 0% | 8.2745 | 0 | 0 | 0 | 8.2745 | #N/A
2007-01-23 19:00 | 1 | 23 | 19 | 23.75 | 547 | 28.04 | 8.96 | 983 | 28.04 | 337.7799 | 0 | Heating | 45.0373 | #N/A | #N/A | #N/A | #N/A | 337.7799 | #N/A | #N/A | 3.1545 | #N/A | 0 | 0 | 0 | 0 | 0 | 0 | 0 | 0 | 0.1501% | 1 | 50% | 0% | 0% | 0% | 8.2745 | 0 | 0 | 0 | 8.2745 | #N/A
2007-01-23 20:00 | 1 | 23 | 20 | 23.7917 | 548 | 28.04 | 8.06 | 983 | 28.04 | 381.2589 | 0 | Heating | 50.8345 | #N/A | #N/A | #N/A | #N/A | 381.2589 | #N/A | #N/A | 3.1545 | #N/A | 0 | 0 | 0 | 0 | 0 | 0 | 0 | 0 | 0.1694% | 1 | 50% | 0% | 0% | 0% | 8.2745 | 0 | 0 | 0 | 8.2745 | #N/A
2007-01-23 21:00 | 1 | 23 | 21 | 23.8334 | 549 | 23 | 6.98 | 983 | 23 | 446.5633 | 0 | Heating | 59.5418 | #N/A | #N/A | #N/A | #N/A | 446.5633 | #N/A | #N/A | 2.9925 | #N/A | 0 | 0 | 0 | 0 | 0 | 0 | 0 | 0 | 0.1985% | 1 | 50% | 0% | 0% | 0% | 8.2745 | 0 | 0 | 0 | 8.2745 | #N/A
2007-01-23 22:00 | 1 | 23 | 22 | 23.875 | 550 | 26.06 | 6.08 | 983 | 26.06 | 503.6497 | 0 | Heating | 67.1533 | #N/A | #N/A | #N/A | #N/A | 503.6497 | #N/A | #N/A | 3.0859 | #N/A | 0 | 0 | 0 | 0 | 0 | 0 | 0 | 0 | 0.2238% | 1 | 50% | 0% | 0% | 0% | 8.2745 | 0 | 0 | 0 | 8.2745 | #N/A
2007-01-23 23:00 | 1 | 23 | 23 | 23.9167 | 551 | 26.06 | 6.26 | 982 | 26.06 | 169.6353 | 0 | Heating | 22.618 | #N/A | #N/A | #N/A | #N/A | 169.6353 | #N/A | #N/A | 3.0859 | #N/A | 0 | 0 | 0 | 0 | 0 | 0 | 0 | 0 | 0.07539% | 1 | 50% | 0% | 0% | 0% | 8.2745 | 0 | 0 | 0 | 8.2745 | #N/A
2007-01-24 | 1 | 24 | 0 | 23.9584 | 552 | 26.06 | 6.44 | 982 | 26.06 | 294.8765 | 0 | Heating | 39.3169 | #N/A | #N/A | #N/A | #N/A | 294.8765 | #N/A | #N/A | 3.0859 | #N/A | 0 | 0 | 0 | 0 | 0 | 0 | 0 | 0 | 0.1311% | 1 | 50% | 0% | 0% | 0% | 8.2745 | 0 | 0 | 0 | 8.2745 | #N/A
2007-01-24 01:00 | 1 | 24 | 1 | 24 | 553 | 26.06 | 6.98 | 981 | 26.06 | 353.8225 | 0 | Heating | 47.1763 | #N/A | #N/A | #N/A | #N/A | 353.8225 | #N/A | #N/A | 3.0859 | #N/A | 0 | 0 | 0 | 0 | 0 | 0 | 0 | 0 | 0.1573% | 1 | 50% | 0% | 0% | 0% | 8.2745 | 0 | 0 | 0 | 8.2745 | #N/A
2007-01-24 02:00 | 1 | 24 | 2 | 24.0417 | 554 | 26.06 | 7.34 | 982 | 26.06 | 393.1909 | 0 | Heating | 52.4254 | #N/A | #N/A | #N/A | #N/A | 393.1909 | #N/A | #N/A | 3.0859 | #N/A | 0 | 0 | 0 | 0 | 0 | 0 | 0 | 0 | 0.1748% | 1 | 50% | 0% | 0% | 0% | 8.2745 | 0 | 0 | 0 | 8.2745 | #N/A
2007-01-24 03:00 | 1 | 24 | 3 | 24.0834 | 555 | 17.06 | 8.06 | 983 | 17.06 | 421.996 | 0 | Heating | 56.2661 | #N/A | #N/A | #N/A | #N/A | 421.996 | #N/A | #N/A | 2.8481 | #N/A | 0 | 0 | 0 | 0 | 0 | 0 | 0 | 0 | 0.1876% | 1 | 50% | 0% | 0% | 0% | 8.2745 | 0 | 0 | 0 | 8.2745 | #N/A
2007-01-24 04:00 | 1 | 24 | 4 | 24.125 | 556 | 21.02 | 8.96 | 983 | 21.02 | 447.92 | 0 | Heating | 59.7227 | #N/A | #N/A | #N/A | #N/A | 447.92 | #N/A | #N/A | 2.9394 | #N/A | 0 | 0 | 0 | 0 | 0 | 0 | 0 | 0 | 0.1991% | 1 | 50% | 0% | 0% | 0% | 8.2745 | 0 | 0 | 0 | 8.2745 | #N/A
2007-01-24 05:00 | 1 | 24 | 5 | 24.1667 | 557 | 21.02 | 7.34 | 984 | 21.02 | 481.2305 | 0 | Heating | 64.1641 | #N/A | #N/A | #N/A | #N/A | 481.2305 | #N/A | #N/A | 2.9394 | #N/A | 0 | 0 | 0 | 0 | 0 | 0 | 0 | 0 | 0.2139% | 1 | 50% | 0% | 0% | 0% | 8.2745 | 0 | 0 | 0 | 8.2745 | #N/A
2007-01-24 06:00 | 1 | 24 | 6 | 24.2084 | 558 | 24.08 | 6.08 | 984 | 24.08 | 501.5089 | 0 | Heating | 66.8678 | #N/A | #N/A | #N/A | #N/A | 501.5089 | #N/A | #N/A | 3.0238 | #N/A | 0 | 0 | 0 | 0 | 0 | 0 | 0 | 0 | 0.2229% | 1 | 50% | 0% | 0% | 0% | 8.2745 | 0 | 0 | 0 | 8.2745 | #N/A
2007-01-24 07:00 | 1 | 24 | 7 | 24.25 | 559 | 24.98 | 5 | 984 | 24.98 | 993.3816 | 0 | Heating | 132.4509 | #N/A | #N/A | #N/A | #N/A | 993.3816 | #N/A | #N/A | 3.0513 | #N/A | 0 | 0 | 0 | 0 | 0 | 0 | 0 | 0 | 0.4415% | 1 | 50% | 0% | 0% | 0% | 8.2745 | 0 | 0 | 0 | 8.2745 | #N/A
2007-01-24 08:00 | 1 | 24 | 8 | 24.2917 | 560 | 24.98 | 5 | 985 | 24.98 | 727.1026 | 0 | Heating | 96.947 | #N/A | #N/A | #N/A | #N/A | 727.1026 | #N/A | #N/A | 3.0513 | #N/A | 0 | 0 | 0 | 0 | 0 | 0 | 0 | 0 | 0.3232% | 1 | 50% | 0% | 0% | 0% | 8.2745 | 0 | 0 | 0 | 8.2745 | #N/A
2007-01-24 09:00 | 1 | 24 | 9 | 24.3334 | 561 | 28.04 | 5.54 | 985 | 28.04 | 498.6462 | 0 | Heating | 66.4862 | #N/A | #N/A | #N/A | #N/A | 498.6462 | #N/A | #N/A | 3.1545 | #N/A | 0 | 0 | 0 | 0 | 0 | 0 | 0 | 0 | 0.2216% | 1 | 50% | 0% | 0% | 0% | 8.2745 | 0 | 0 | 0 | 8.2745 | #N/A
2007-01-24 10:00 | 1 | 24 | 10 | 24.375 | 562 | 30.92 | 6.98 | 985 | 30.92 | 455.168 | 0 | Heating | 60.6891 | #N/A | #N/A | #N/A | #N/A | 455.168 | #N/A | #N/A | 3.2671 | #N/A | 0 | 0 | 0 | 0 | 0 | 0 | 0 | 0 | 0.2023% | 1 | 50% | 0% | 0% | 0% | 8.2745 | 0 | 0 | 0 | 8.2745 | #N/A
2007-01-24 11:00 | 1 | 24 | 11 | 24.4167 | 563 | 30.92 | 9.14 | 985 | 30.92 | 453.4901 | 0 | Heating | 60.4653 | #N/A | #N/A | #N/A | #N/A | 453.4901 | #N/A | #N/A | 3.2671 | #N/A | 0 | 0 | 0 | 0 | 0 | 0 | 0 | 0 | 0.2016% | 1 | 50% | 0% | 0% | 0% | 8.2745 | 0 | 0 | 0 | 8.2745 | #N/A
2007-01-24 12:00 | 1 | 24 | 12 | 24.4584 | 564 | 33.08 | 10.94 | 984 | 33.08 | 424.9487 | 0 | Heating | 56.6598 | #N/A | #N/A | #N/A | #N/A | 424.9487 | #N/A | #N/A | 3.3624 | #N/A | 0 | 0 | 0 | 0 | 0 | 0 | 0 | 0 | 0.1889% | 1 | 50% | 0% | 0% | 0% | 8.2745 | 0 | 0 | 0 | 8.2745 | #N/A
2007-01-24 13:00 | 1 | 24 | 13 | 24.5 | 565 | 33.08 | 12.92 | 984 | 33.08 | 442.5888 | 0 | Heating | 59.0118 | #N/A | #N/A | #N/A | #N/A | 442.5888 | #N/A | #N/A | 3.3624 | #N/A | 0 | 0 | 0 | 0 | 0 | 0 | 0 | 0 | 0.1967% | 1 | 50% | 0% | 0% | 0% | 8.2745 | 0 | 0 | 0 | 8.2745 | #N/A
2007-01-24 14:00 | 1 | 24 | 14 | 24.5417 | 566 | 33.08 | 12.2 | 984 | 33.08 | 363.8851 | 0 | Heating | 48.518 | #N/A | #N/A | #N/A | #N/A | 363.8851 | #N/A | #N/A | 3.3624 | #N/A | 0 | 0 | 0 | 0 | 0 | 0 | 0 | 0 | 0.1617% | 1 | 50% | 0% | 0% | 0% | 8.2745 | 0 | 0 | 0 | 8.2745 | #N/A
2007-01-24 15:00 | 1 | 24 | 15 | 24.5834 | 567 | 33.98 | 11.3 | 984 | 33.98 | 322.3781 | 0 | Heating | 42.9837 | #N/A | #N/A | #N/A | #N/A | 322.3781 | #N/A | #N/A | 3.405 | #N/A | 0 | 0 | 0 | 0 | 0 | 0 | 0 | 0 | 0.1433% | 1 | 50% | 0% | 0% | 0% | 8.2745 | 0 | 0 | 0 | 8.2745 | #N/A
2007-01-24 16:00 | 1 | 24 | 16 | 24.625 | 568 | 30.02 | 10.04 | 984 | 30.02 | 314.9478 | 0 | Heating | 41.993 | #N/A | #N/A | #N/A | #N/A | 314.9478 | #N/A | #N/A | 3.2302 | #N/A | 0 | 0 | 0 | 0 | 0 | 0 | 0 | 0 | 0.14% | 1 | 50% | 0% | 0% | 0% | 8.2745 | 0 | 0 | 0 | 8.2745 | #N/A
2007-01-24 17:00 | 1 | 24 | 17 | 24.6667 | 569 | 30.02 | 10.4 | 985 | 30.02 | 294.1057 | 0 | Heating | 39.2141 | #N/A | #N/A | #N/A | #N/A | 294.1057 | #N/A | #N/A | 3.2302 | #N/A | 0 | 0 | 0 | 0 | 0 | 0 | 0 | 0 | 0.1307% | 1 | 50% | 0% | 0% | 0% | 8.2745 | 0 | 0 | 0 | 8.2745 | #N/A
2007-01-24 18:00 | 1 | 24 | 18 | 24.7084 | 570 | 28.94 | 10.58 | 985 | 28.94 | 346.8618 | 0 | Heating | 46.2482 | #N/A | #N/A | #N/A | #N/A | 346.8618 | #N/A | #N/A | 3.188 | #N/A | 0 | 0 | 0 | 0 | 0 | 0 | 0 | 0 | 0.1542% | 1 | 50% | 0% | 0% | 0% | 8.2745 | 0 | 0 | 0 | 8.2745 | #N/A
2007-01-24 19:00 | 1 | 24 | 19 | 24.75 | 571 | 26.06 | 10.94 | 985 | 26.06 | 421.3695 | 0 | Heating | 56.1826 | #N/A | #N/A | #N/A | #N/A | 421.3695 | #N/A | #N/A | 3.0859 | #N/A | 0 | 0 | 0 | 0 | 0 | 0 | 0 | 0 | 0.1873% | 1 | 50% | 0% | 0% | 0% | 8.2745 | 0 | 0 | 0 | 8.2745 | #N/A
2007-01-24 20:00 | 1 | 24 | 20 | 24.7917 | 572 | 26.06 | 10.94 | 986 | 26.06 | 448.5505 | 0 | Heating | 59.8067 | #N/A | #N/A | #N/A | #N/A | 448.5505 | #N/A | #N/A | 3.0859 | #N/A | 0 | 0 | 0 | 0 | 0 | 0 | 0 | 0 | 0.1994% | 1 | 50% | 0% | 0% | 0% | 8.2745 | 0 | 0 | 0 | 8.2745 | #N/A
2007-01-24 21:00 | 1 | 24 | 21 | 24.8334 | 573 | 24.08 | 10.94 | 986 | 24.08 | 513.8251 | 0 | Heating | 68.51 | #N/A | #N/A | #N/A | #N/A | 513.8251 | #N/A | #N/A | 3.0238 | #N/A | 0 | 0 | 0 | 0 | 0 | 0 | 0 | 0 | 0.2284% | 1 | 50% | 0% | 0% | 0% | 8.2745 | 0 | 0 | 0 | 8.2745 | #N/A
2007-01-24 22:00 | 1 | 24 | 22 | 24.875 | 574 | 21.92 | 10.94 | 987 | 21.92 | 536.2689 | 0 | Heating | 71.5025 | #N/A | #N/A | #N/A | #N/A | 536.2689 | #N/A | #N/A | 2.9629 | #N/A | 0 | 0 | 0 | 0 | 0 | 0 | 0 | 0 | 0.2383% | 1 | 50% | 0% | 0% | 0% | 8.2745 | 0 | 0 | 0 | 8.2745 | #N/A
2007-01-24 23:00 | 1 | 24 | 23 | 24.9167 | 575 | 21.92 | 10.04 | 986 | 21.92 | 185.1007 | 0 | Heating | 24.6801 | #N/A | #N/A | #N/A | #N/A | 185.1007 | #N/A | #N/A | 2.9629 | #N/A | 0 | 0 | 0 | 0 | 0 | 0 | 0 | 0 | 0.08227% | 1 | 50% | 0% | 0% | 0% | 8.2745 | 0 | 0 | 0 | 8.2745 | #N/A
2007-01-25 | 1 | 25 | 0 | 24.9584 | 576 | 19.94 | 9.32 | 986 | 19.94 | 304.4806 | 0 | Heating | 40.5974 | #N/A | #N/A | #N/A | #N/A | 304.4806 | #N/A | #N/A | 2.9127 | #N/A | 0 | 0 | 0 | 0 | 0 | 0 | 0 | 0 | 0.1353% | 1 | 50% | 0% | 0% | 0% | 8.2745 | 0 | 0 | 0 | 8.2745 | #N/A
2007-01-25 01:00 | 1 | 25 | 1 | 25 | 577 | 17.06 | 8.96 | 986 | 17.06 | 345.7366 | 0 | Heating | 46.0982 | #N/A | #N/A | #N/A | #N/A | 345.7366 | #N/A | #N/A | 2.8481 | #N/A | 0 | 0 | 0 | 0 | 0 | 0 | 0 | 0 | 0.1537% | 1 | 50% | 0% | 0% | 0% | 8.2745 | 0 | 0 | 0 | 8.2745 | #N/A
2007-01-25 02:00 | 1 | 25 | 2 | 25.0417 | 578 | 17.06 | 9.32 | 986 | 17.06 | 379.2932 | 0 | Heating | 50.5724 | #N/A | #N/A | #N/A | #N/A | 379.2932 | #N/A | #N/A | 2.8481 | #N/A | 0 | 0 | 0 | 0 | 0 | 0 | 0 | 0 | 0.1686% | 1 | 50% | 0% | 0% | 0% | 8.2745 | 0 | 0 | 0 | 8.2745 | #N/A
2007-01-25 03:00 | 1 | 25 | 3 | 25.0834 | 579 | 14 | 10.04 | 987 | 14 | 414.1323 | 0 | Heating | 55.2176 | #N/A | #N/A | #N/A | #N/A | 414.1323 | #N/A | #N/A | 2.7888 | #N/A | 0 | 0 | 0 | 0 | 0 | 0 | 0 | 0 | 0.1841% | 1 | 50% | 0% | 0% | 0% | 8.2745 | 0 | 0 | 0 | 8.2745 | #N/A
2007-01-25 04:00 | 1 | 25 | 4 | 25.125 | 580 | 10.94 | 10.94 | 987 | 10.94 | 445.385 | 0 | Heating | 59.3847 | #N/A | #N/A | #N/A | #N/A | 445.385 | #N/A | #N/A | 2.737 | #N/A | 0 | 0 | 0 | 0 | 0 | 0 | 0 | 0 | 0.1979% | 1 | 50% | 0% | 0% | 0% | 8.2745 | 0 | 0 | 0 | 8.2745 | #N/A
2007-01-25 05:00 | 1 | 25 | 5 | 25.1667 | 581 | 10.94 | 8.42 | 987 | 10.94 | 488.3395 | 0 | Heating | 65.1119 | #N/A | #N/A | #N/A | #N/A | 488.3395 | #N/A | #N/A | 2.737 | #N/A | 0 | 0 | 0 | 0 | 0 | 0 | 0 | 0 | 0.217% | 1 | 50% | 0% | 0% | 0% | 8.2745 | 0 | 0 | 0 | 8.2745 | #N/A
2007-01-25 06:00 | 1 | 25 | 6 | 25.2084 | 582 | 8.96 | 6.08 | 988 | 8.96 | 521.8829 | 0 | Heating | 69.5844 | #N/A | #N/A | #N/A | #N/A | 521.8829 | #N/A | #N/A | 2.7067 | #N/A | 0 | 0 | 0 | 0 | 0 | 0 | 0 | 0 | 0.2319% | 1 | 50% | 0% | 0% | 0% | 8.2745 | 0 | 0 | 0 | 8.2745 | #N/A
2007-01-25 07:00 | 1 | 25 | 7 | 25.25 | 583 | 8.96 | 3.92 | 989 | 8.96 | 1028.2931 | 0 | Heating | 137.1058 | #N/A | #N/A | #N/A | #N/A | 1028.2931 | #N/A | #N/A | 2.7067 | #N/A | 0 | 0 | 0 | 0 | 0 | 0 | 0 | 0 | 0.457% | 1 | 50% | 0% | 0% | 0% | 8.2745 | 0 | 0 | 0 | 8.2745 | #N/A
2007-01-25 08:00 | 1 | 25 | 8 | 25.2917 | 584 | 8.96 | 3.92 | 989 | 8.96 | 764.4122 | 0 | Heating | 101.9216 | #N/A | #N/A | #N/A | #N/A | 764.4122 | #N/A | #N/A | 2.7067 | #N/A | 0 | 0 | 0 | 0 | 0 | 0 | 0 | 0 | 0.3397% | 1 | 50% | 0% | 0% | 0% | 8.2745 | 0 | 0 | 0 | 8.2745 | #N/A
2007-01-25 09:00 | 1 | 25 | 9 | 25.3334 | 585 | 10.94 | 4.64 | 989 | 10.94 | 497.8203 | 0 | Heating | 66.376 | #N/A | #N/A | #N/A | #N/A | 497.8203 | #N/A | #N/A | 2.737 | #N/A | 0 | 0 | 0 | 0 | 0 | 0 | 0 | 0 | 0.2213% | 1 | 50% | 0% | 0% | 0% | 8.2745 | 0 | 0 | 0 | 8.2745 | #N/A
2007-01-25 10:00 | 1 | 25 | 10 | 25.375 | 586 | 12.02 | 6.08 | 990 | 12.02 | 440.0505 | 0 | Heating | 58.6734 | #N/A | #N/A | #N/A | #N/A | 440.0505 | #N/A | #N/A | 2.7546 | #N/A | 0 | 0 | 0 | 0 | 0 | 0 | 0 | 0 | 0.1956% | 1 | 50% | 0% | 0% | 0% | 8.2745 | 0 | 0 | 0 | 8.2745 | #N/A
2007-01-25 11:00 | 1 | 25 | 11 | 25.4167 | 587 | 12.02 | 7.52 | 989 | 12.02 | 433.4838 | 0 | Heating | 57.7978 | #N/A | #N/A | #N/A | #N/A | 433.4838 | #N/A | #N/A | 2.7546 | #N/A | 0 | 0 | 0 | 0 | 0 | 0 | 0 | 0 | 0.1927% | 1 | 50% | 0% | 0% | 0% | 8.2745 | 0 | 0 | 0 | 8.2745 | #N/A
2007-01-25 12:00 | 1 | 25 | 12 | 25.4584 | 588 | 15.08 | 8.78 | 989 | 15.08 | 366.5486 | 0 | Heating | 48.8732 | #N/A | #N/A | #N/A | #N/A | 366.5486 | #N/A | #N/A | 2.8087 | #N/A | 0 | 0 | 0 | 0 | 0 | 0 | 0 | 0 | 0.1629% | 1 | 50% | 0% | 0% | 0% | 8.2745 | 0 | 0 | 0 | 8.2745 | #N/A
2007-01-25 13:00 | 1 | 25 | 13 | 25.5 | 589 | 17.06 | 10.04 | 989 | 17.06 | 386.5476 | 0 | Heating | 51.5397 | #N/A | #N/A | #N/A | #N/A | 386.5476 | #N/A | #N/A | 2.8481 | #N/A | 0 | 0 | 0 | 0 | 0 | 0 | 0 | 0 | 0.1718% | 1 | 50% | 0% | 0% | 0% | 8.2745 | 0 | 0 | 0 | 8.2745 | #N/A
2007-01-25 14:00 | 1 | 25 | 14 | 25.5417 | 590 | 17.06 | 10.94 | 989 | 17.06 | 305.4794 | 0 | Heating | 40.7306 | #N/A | #N/A | #N/A | #N/A | 305.4794 | #N/A | #N/A | 2.8481 | #N/A | 0 | 0 | 0 | 0 | 0 | 0 | 0 | 0 | 0.1358% | 1 | 50% | 0% | 0% | 0% | 8.2745 | 0 | 0 | 0 | 8.2745 | #N/A
2007-01-25 15:00 | 1 | 25 | 15 | 25.5834 | 591 | 19.4 | 11.66 | 989 | 19.4 | 313.8936 | 0 | Heating | 41.8525 | #N/A | #N/A | #N/A | #N/A | 313.8936 | #N/A | #N/A | 2.8998 | #N/A | 0 | 0 | 0 | 0 | 0 | 0 | 0 | 0 | 0.1395% | 1 | 50% | 0% | 0% | 0% | 8.2745 | 0 | 0 | 0 | 8.2745 | #N/A
2007-01-25 16:00 | 1 | 25 | 16 | 25.625 | 592 | 15.98 | 12.02 | 989 | 15.98 | 307.802 | 0 | Heating | 41.0403 | #N/A | #N/A | #N/A | #N/A | 307.802 | #N/A | #N/A | 2.8262 | #N/A | 0 | 0 | 0 | 0 | 0 | 0 | 0 | 0 | 0.1368% | 1 | 50% | 0% | 0% | 0% | 8.2745 | 0 | 0 | 0 | 8.2745 | #N/A
2007-01-25 17:00 | 1 | 25 | 17 | 25.6667 | 593 | 15.98 | 12.38 | 990 | 15.98 | 277.6206 | 0 | Heating | 37.0161 | #N/A | #N/A | #N/A | #N/A | 277.6206 | #N/A | #N/A | 2.8262 | #N/A | 0 | 0 | 0 | 0 | 0 | 0 | 0 | 0 | 0.1234% | 1 | 50% | 0% | 0% | 0% | 8.2745 | 0 | 0 | 0 | 8.2745 | #N/A
2007-01-25 18:00 | 1 | 25 | 18 | 25.7084 | 594 | 12.92 | 12.56 | 991 | 12.92 | 318.8289 | 0 | Heating | 42.5105 | #N/A | #N/A | #N/A | #N/A | 318.8289 | #N/A | #N/A | 2.7697 | #N/A | 0 | 0 | 0 | 0 | 0 | 0 | 0 | 0 | 0.1417% | 1 | 50% | 0% | 0% | 0% | 8.2745 | 0 | 0 | 0 | 8.2745 | #N/A
2007-01-25 19:00 | 1 | 25 | 19 | 25.75 | 595 | 10.94 | 12.92 | 991 | 10.94 | 386.3385 | 0 | Heating | 51.5118 | #N/A | #N/A | #N/A | #N/A | 386.3385 | #N/A | #N/A | 2.737 | #N/A | 0 | 0 | 0 | 0 | 0 | 0 | 0 | 0 | 0.1717% | 1 | 50% | 0% | 0% | 0% | 8.2745 | 0 | 0 | 0 | 8.2745 | #N/A
2007-01-25 20:00 | 1 | 25 | 20 | 25.7917 | 596 | 10.94 | 12.2 | 992 | 10.94 | 421.7133 | 0 | Heating | 56.2284 | #N/A | #N/A | #N/A | #N/A | 421.7133 | #N/A | #N/A | 2.737 | #N/A | 0 | 0 | 0 | 0 | 0 | 0 | 0 | 0 | 0.1874% | 1 | 50% | 0% | 0% | 0% | 8.2745 | 0 | 0 | 0 | 8.2745 | #N/A
2007-01-25 21:00 | 1 | 25 | 21 | 25.8334 | 597 | 6.98 | 11.48 | 992 | 6.98 | 501.4855 | 0 | Heating | 66.8647 | #N/A | #N/A | #N/A | #N/A | 501.4855 | #N/A | #N/A | 2.6781 | #N/A | 0 | 0 | 0 | 0 | 0 | 0 | 0 | 0 | 0.2229% | 1 | 50% | 0% | 0% | 0% | 8.2745 | 0 | 0 | 0 | 8.2745 | #N/A
2007-01-25 22:00 | 1 | 25 | 22 | 25.875 | 598 | 5 | 10.94 | 993 | 5 | 528.8399 | 0 | Heating | 70.512 | #N/A | #N/A | #N/A | #N/A | 528.8399 | #N/A | #N/A | 2.6507 | #N/A | 0 | 0 | 0 | 0 | 0 | 0 | 0 | 0 | 0.235% | 1 | 50% | 0% | 0% | 0% | 8.2745 | 0 | 0 | 0 | 8.2745 | #N/A
2007-01-25 23:00 | 1 | 25 | 23 | 25.9167 | 599 | 5 | 13.82 | 994 | 5 | 167.8124 | 0 | Heating | 22.375 | #N/A | #N/A | #N/A | #N/A | 167.8124 | #N/A | #N/A | 2.6507 | #N/A | 0 | 0 | 0 | 0 | 0 | 0 | 0 | 0 | 0.07458% | 1 | 50% | 0% | 0% | 0% | 8.2745 | 0 | 0 | 0 | 8.2745 | #N/A
2007-01-26 | 1 | 26 | 0 | 25.9584 | 600 | 1.94 | 16.7 | 995 | 1.94 | 250.0341 | 0 | Heating | 33.3379 | #N/A | #N/A | #N/A | #N/A | 250.0341 | #N/A | #N/A | 2.6096 | #N/A | 0 | 0 | 0 | 0 | 0 | 0 | 0 | 0 | 0.1111% | 1 | 50% | 0% | 0% | 0% | 8.2745 | 0 | 0 | 0 | 8.2745 | #N/A
2007-01-26 01:00 | 1 | 26 | 1 | 26 | 601 | 1.4 | 19.94 | 995 | 1.4 | 263.8144 | 0 | Heating | 35.1753 | #N/A | #N/A | #N/A | #N/A | 263.8144 | #N/A | #N/A | 2.6024 | #N/A | 0 | 0 | 0 | 0 | 0 | 0 | 0 | 0 | 0.1173% | 1 | 50% | 0% | 0% | 0% | 8.2745 | 0 | 0 | 0 | 8.2745 | #N/A
2007-01-26 02:00 | 1 | 26 | 2 | 26.0417 | 602 | -0.04 | 19.76 | 996 | -0.04 | 275.6363 | 0 | Heating | 36.7515 | #N/A | #N/A | #N/A | #N/A | 275.6363 | #N/A | #N/A | 2.5829 | #N/A | 0 | 0 | 0 | 0 | 0 | 0 | 0 | 0 | 0.1225% | 1 | 50% | 0% | 0% | 0% | 8.2745 | 0 | 0 | 0 | 8.2745 | #N/A
2007-01-26 03:00 | 1 | 26 | 3 | 26.0834 | 603 | -0.04 | 19.58 | 997 | -0.04 | 300.1323 | 0 | Heating | 40.0176 | #N/A | #N/A | #N/A | #N/A | 300.1323 | #N/A | #N/A | 2.5829 | #N/A | 0 | 0 | 0 | 0 | 0 | 0 | 0 | 0 | 0.1334% | 1 | 50% | 0% | 0% | 0% | 8.2745 | 0 | 0 | 0 | 8.2745 | #N/A
2007-01-26 04:00 | 1 | 26 | 4 | 26.125 | 604 | -2.02 | 19.94 | 997 | -2.02 | 321.3844 | 0 | Heating | 42.8513 | #N/A | #N/A | #N/A | #N/A | 321.3844 | #N/A | #N/A | 2.5555 | #N/A | 0 | 0 | 0 | 0 | 0 | 0 | 0 | 0 | 0.1428% | 1 | 50% | 0% | 0% | 0% | 8.2745 | 0 | 0 | 0 | 8.2745 | #N/A
2007-01-26 05:00 | 1 | 26 | 5 | 26.1667 | 605 | -2.02 | 18.68 | 998 | -2.02 | 345.7062 | 0 | Heating | 46.0942 | #N/A | #N/A | #N/A | #N/A | 345.7062 | #N/A | #N/A | 2.5555 | #N/A | 0 | 0 | 0 | 0 | 0 | 0 | 0 | 0 | 0.1536% | 1 | 50% | 0% | 0% | 0% | 8.2745 | 0 | 0 | 0 | 8.2745 | #N/A
2007-01-26 06:00 | 1 | 26 | 6 | 26.2084 | 606 | -2.2 | 17.78 | 999 | -2.2 | 354.9022 | 0 | Heating | 47.3203 | #N/A | #N/A | #N/A | #N/A | 354.9022 | #N/A | #N/A | 2.553 | #N/A | 0 | 0 | 0 | 0 | 0 | 0 | 0 | 0 | 0.1577% | 1 | 50% | 0% | 0% | 0% | 8.2745 | 0 | 0 | 0 | 8.2745 | #N/A
2007-01-26 07:00 | 1 | 26 | 7 | 26.25 | 607 | -2.2 | 17.06 | 999 | -2.2 | 858.4249 | 0 | Heating | 114.4567 | #N/A | #N/A | #N/A | #N/A | 858.4249 | #N/A | #N/A | 2.553 | #N/A | 0 | 0 | 0 | 0 | 0 | 0 | 0 | 0 | 0.3815% | 1 | 50% | 0% | 0% | 0% | 8.2745 | 0 | 0 | 0 | 8.2745 | #N/A
2007-01-26 08:00 | 1 | 26 | 8 | 26.2917 | 608 | -2.92 | 17.24 | 1000 | -2.92 | 635.0762 | 0 | Heating | 84.6768 | #N/A | #N/A | #N/A | #N/A | 635.0762 | #N/A | #N/A | 2.5427 | #N/A | 0 | 0 | 0 | 0 | 0 | 0 | 0 | 0 | 0.2823% | 1 | 50% | 0% | 0% | 0% | 8.2745 | 0 | 0 | 0 | 8.2745 | #N/A
2007-01-26 09:00 | 1 | 26 | 9 | 26.3334 | 609 | 1.04 | 18.32 | 1000 | 1.04 | 512.508 | 0 | Heating | 68.3344 | #N/A | #N/A | #N/A | #N/A | 512.508 | #N/A | #N/A | 2.5975 | #N/A | 0 | 0 | 0 | 0 | 0 | 0 | 0 | 0 | 0.2278% | 1 | 50% | 0% | 0% | 0% | 8.2745 | 0 | 0 | 0 | 8.2745 | #N/A
2007-01-26 10:00 | 1 | 26 | 10 | 26.375 | 610 | 3.2 | 19.94 | 1000 | 3.2 | 486.2354 | 0 | Heating | 64.8314 | #N/A | #N/A | #N/A | #N/A | 486.2354 | #N/A | #N/A | 2.6265 | #N/A | 0 | 0 | 0 | 0 | 0 | 0 | 0 | 0 | 0.2161% | 1 | 50% | 0% | 0% | 0% | 8.2745 | 0 | 0 | 0 | 8.2745 | #N/A
2007-01-26 11:00 | 1 | 26 | 11 | 26.4167 | 611 | 3.92 | 20.48 | 1000 | 3.92 | 476.3268 | 0 | Heating | 63.5102 | #N/A | #N/A | #N/A | #N/A | 476.3268 | #N/A | #N/A | 2.6361 | #N/A | 0 | 0 | 0 | 0 | 0 | 0 | 0 | 0 | 0.2117% | 1 | 50% | 0% | 0% | 0% | 8.2745 | 0 | 0 | 0 | 8.2745 | #N/A
2007-01-26 12:00 | 1 | 26 | 12 | 26.4584 | 612 | 8.06 | 20.66 | 1000 | 8.06 | 442.7822 | 0 | Heating | 59.0376 | #N/A | #N/A | #N/A | #N/A | 442.7822 | #N/A | #N/A | 2.6935 | #N/A | 0 | 0 | 0 | 0 | 0 | 0 | 0 | 0 | 0.1968% | 1 | 50% | 0% | 0% | 0% | 8.2745 | 0 | 0 | 0 | 8.2745 | #N/A
2007-01-26 13:00 | 1 | 26 | 13 | 26.5 | 613 | 8.96 | 21.02 | 1000 | 8.96 | 428.4162 | 0 | Heating | 57.1222 | #N/A | #N/A | #N/A | #N/A | 428.4162 | #N/A | #N/A | 2.7067 | #N/A | 0 | 0 | 0 | 0 | 0 | 0 | 0 | 0 | 0.1904% | 1 | 50% | 0% | 0% | 0% | 8.2745 | 0 | 0 | 0 | 8.2745 | #N/A
2007-01-26 14:00 | 1 | 26 | 14 | 26.5417 | 614 | 8.96 | 20.84 | 1001 | 8.96 | 381.6037 | 0 | Heating | 50.8805 | #N/A | #N/A | #N/A | #N/A | 381.6037 | #N/A | #N/A | 2.7067 | #N/A | 0 | 0 | 0 | 0 | 0 | 0 | 0 | 0 | 0.1696% | 1 | 50% | 0% | 0% | 0% | 8.2745 | 0 | 0 | 0 | 8.2745 | #N/A
2007-01-26 15:00 | 1 | 26 | 15 | 26.5834 | 615 | 8.96 | 20.66 | 1002 | 8.96 | 460.5542 | 0 | Heating | 61.4072 | #N/A | #N/A | #N/A | #N/A | 460.5542 | #N/A | #N/A | 2.7067 | #N/A | 0 | 0 | 0 | 0 | 0 | 0 | 0 | 0 | 0.2047% | 1 | 50% | 0% | 0% | 0% | 8.2745 | 0 | 0 | 0 | 8.2745 | #N/A
2007-01-26 16:00 | 1 | 26 | 16 | 26.625 | 616 | 10.94 | 19.94 | 1002 | 10.94 | 462.8336 | 0 | Heating | 61.7112 | #N/A | #N/A | #N/A | #N/A | 462.8336 | #N/A | #N/A | 2.737 | #N/A | 0 | 0 | 0 | 0 | 0 | 0 | 0 | 0 | 0.2057% | 1 | 50% | 0% | 0% | 0% | 8.2745 | 0 | 0 | 0 | 8.2745 | #N/A
2007-01-26 17:00 | 1 | 26 | 17 | 26.6667 | 617 | 10.94 | 19.94 | 1003 | 10.94 | 431.5016 | 0 | Heating | 57.5335 | #N/A | #N/A | #N/A | #N/A | 431.5016 | #N/A | #N/A | 2.737 | #N/A | 0 | 0 | 0 | 0 | 0 | 0 | 0 | 0 | 0.1918% | 1 | 50% | 0% | 0% | 0% | 8.2745 | 0 | 0 | 0 | 8.2745 | #N/A
2007-01-26 18:00 | 1 | 26 | 18 | 26.7084 | 618 | 8.06 | 19.94 | 1004 | 8.06 | 471.9683 | 0 | Heating | 62.9291 | #N/A | #N/A | #N/A | #N/A | 471.9683 | #N/A | #N/A | 2.6935 | #N/A | 0 | 0 | 0 | 0 | 0 | 0 | 0 | 0 | 0.2098% | 1 | 50% | 0% | 0% | 0% | 8.2745 | 0 | 0 | 0 | 8.2745 | #N/A
2007-01-26 19:00 | 1 | 26 | 19 | 26.75 | 619 | 6.98 | 19.94 | 1004 | 6.98 | 57.5378 | 0 | Heating | 7.6717 | #N/A | #N/A | #N/A | #N/A | 57.5378 | #N/A | #N/A | 2.6781 | #N/A | 0 | 0 | 0 | 0 | 0 | 0 | 0 | 0 | 0.02557% | 1 | 50% | 0% | 0% | 0% | 8.2745 | 0 | 0 | 0 | 8.2745 | #N/A
2007-01-26 20:00 | 1 | 26 | 20 | 26.7917 | 620 | 6.98 | 19.94 | 1005 | 6.98 | 162.9544 | 0 | Heating | 21.7273 | #N/A | #N/A | #N/A | #N/A | 162.9544 | #N/A | #N/A | 2.6781 | #N/A | 0 | 0 | 0 | 0 | 0 | 0 | 0 | 0 | 0.07242% | 1 | 50% | 0% | 0% | 0% | 8.2745 | 0 | 0 | 0 | 8.2745 | #N/A
2007-01-26 21:00 | 1 | 26 | 21 | 26.8334 | 621 | 5 | 19.94 | 1005 | 5 | 189.9076 | 0 | Heating | 25.321 | #N/A | #N/A | #N/A | #N/A | 189.9076 | #N/A | #N/A | 2.6507 | #N/A | 0 | 0 | 0 | 0 | 0 | 0 | 0 | 0 | 0.0844% | 1 | 50% | 0% | 0% | 0% | 8.2745 | 0 | 0 | 0 | 8.2745 | #N/A
2007-01-26 22:00 | 1 | 26 | 22 | 26.875 | 622 | 3.92 | 19.94 | 1005 | 3.92 | 226.4071 | 0 | Heating | 30.1876 | #N/A | #N/A | #N/A | #N/A | 226.4071 | #N/A | #N/A | 2.6361 | #N/A | 0 | 0 | 0 | 0 | 0 | 0 | 0 | 0 | 0.1006% | 1 | 50% | 0% | 0% | 0% | 8.2745 | 0 | 0 | 0 | 8.2745 | #N/A
2007-01-26 23:00 | 1 | 26 | 23 | 26.9167 | 623 | 3.92 | 19.76 | 1005 | 3.92 | 261.8248 | 0 | Heating | 34.91 | #N/A | #N/A | #N/A | #N/A | 261.8248 | #N/A | #N/A | 2.6361 | #N/A | 0 | 0 | 0 | 0 | 0 | 0 | 0 | 0 | 0.1164% | 1 | 50% | 0% | 0% | 0% | 8.2745 | 0 | 0 | 0 | 8.2745 | #N/A
2007-01-27 | 1 | 27 | 0 | 26.9584 | 624 | 5 | 19.76 | 1005 | 5 | 295.938 | 0 | Heating | 39.4584 | #N/A | #N/A | #N/A | #N/A | 295.938 | #N/A | #N/A | 2.6507 | #N/A | 0 | 0 | 0 | 0 | 0 | 0 | 0 | 0 | 0.1315% | 1 | 50% | 0% | 0% | 0% | 8.2745 | 0 | 0 | 0 | 8.2745 | #N/A
2007-01-27 01:00 | 1 | 27 | 1 | 27 | 625 | 5 | 19.94 | 1005 | 5 | 310.5635 | 0 | Heating | 41.4085 | #N/A | #N/A | #N/A | #N/A | 310.5635 | #N/A | #N/A | 2.6507 | #N/A | 0 | 0 | 0 | 0 | 0 | 0 | 0 | 0 | 0.138% | 1 | 50% | 0% | 0% | 0% | 8.2745 | 0 | 0 | 0 | 8.2745 | #N/A
2007-01-27 02:00 | 1 | 27 | 2 | 27.0417 | 626 | 5 | 19.4 | 1005 | 5 | 333.5023 | 0 | Heating | 44.467 | #N/A | #N/A | #N/A | #N/A | 333.5023 | #N/A | #N/A | 2.6507 | #N/A | 0 | 0 | 0 | 0 | 0 | 0 | 0 | 0 | 0.1482% | 1 | 50% | 0% | 0% | 0% | 8.2745 | 0 | 0 | 0 | 8.2745 | #N/A
2007-01-27 03:00 | 1 | 27 | 3 | 27.0834 | 627 | 6.08 | 19.04 | 1005 | 6.08 | 359.1841 | 0 | Heating | 47.8912 | #N/A | #N/A | #N/A | #N/A | 359.1841 | #N/A | #N/A | 2.6655 | #N/A | 0 | 0 | 0 | 0 | 0 | 0 | 0 | 0 | 0.1596% | 1 | 50% | 0% | 0% | 0% | 8.2745 | 0 | 0 | 0 | 8.2745 | #N/A
2007-01-27 04:00 | 1 | 27 | 4 | 27.125 | 628 | 6.98 | 19.04 | 1005 | 6.98 | 384.2898 | 0 | Heating | 51.2386 | #N/A | #N/A | #N/A | #N/A | 384.2898 | #N/A | #N/A | 2.6781 | #N/A | 0 | 0 | 0 | 0 | 0 | 0 | 0 | 0 | 0.1708% | 1 | 50% | 0% | 0% | 0% | 8.2745 | 0 | 0 | 0 | 8.2745 | #N/A
2007-01-27 05:00 | 1 | 27 | 5 | 27.1667 | 629 | 6.98 | 18.86 | 1005 | 6.98 | 397.7849 | 0 | Heating | 53.038 | #N/A | #N/A | #N/A | #N/A | 397.7849 | #N/A | #N/A | 2.6781 | #N/A | 0 | 0 | 0 | 0 | 0 | 0 | 0 | 0 | 0.1768% | 1 | 50% | 0% | 0% | 0% | 8.2745 | 0 | 0 | 0 | 8.2745 | #N/A
2007-01-27 06:00 | 1 | 27 | 6 | 27.2084 | 630 | 8.06 | 18.86 | 1005 | 8.06 | 384.6907 | 0 | Heating | 51.2921 | #N/A | #N/A | #N/A | #N/A | 384.6907 | #N/A | #N/A | 2.6935 | #N/A | 0 | 0 | 0 | 0 | 0 | 0 | 0 | 0 | 0.171% | 1 | 50% | 0% | 0% | 0% | 8.2745 | 0 | 0 | 0 | 8.2745 | #N/A
2007-01-27 07:00 | 1 | 27 | 7 | 27.25 | 631 | 8.06 | 19.04 | 1005 | 8.06 | 353.278 | 0 | Heating | 47.1037 | #N/A | #N/A | #N/A | #N/A | 353.278 | #N/A | #N/A | 2.6935 | #N/A | 0 | 0 | 0 | 0 | 0 | 0 | 0 | 0 | 0.157% | 1 | 50% | 0% | 0% | 0% | 8.2745 | 0 | 0 | 0 | 8.2745 | #N/A
2007-01-27 08:00 | 1 | 27 | 8 | 27.2917 | 632 | 8.06 | 18.68 | 1005 | 8.06 | 324.4929 | 0 | Heating | 43.2657 | #N/A | #N/A | #N/A | #N/A | 324.4929 | #N/A | #N/A | 2.6935 | #N/A | 0 | 0 | 0 | 0 | 0 | 0 | 0 | 0 | 0.1442% | 1 | 50% | 0% | 0% | 0% | 8.2745 | 0 | 0 | 0 | 8.2745 | #N/A
2007-01-27 09:00 | 1 | 27 | 9 | 27.3334 | 633 | 8.6 | 18.86 | 1006 | 8.6 | 291.656 | 0 | Heating | 38.8875 | #N/A | #N/A | #N/A | #N/A | 291.656 | #N/A | #N/A | 2.7014 | #N/A | 0 | 0 | 0 | 0 | 0 | 0 | 0 | 0 | 0.1296% | 1 | 50% | 0% | 0% | 0% | 8.2745 | 0 | 0 | 0 | 8.2745 | #N/A
2007-01-27 10:00 | 1 | 27 | 10 | 27.375 | 634 | 8.96 | 19.94 | 1006 | 8.96 | 257.0376 | 0 | Heating | 34.2717 | #N/A | #N/A | #N/A | #N/A | 257.0376 | #N/A | #N/A | 2.7067 | #N/A | 0 | 0 | 0 | 0 | 0 | 0 | 0 | 0 | 0.1142% | 1 | 50% | 0% | 0% | 0% | 8.2745 | 0 | 0 | 0 | 8.2745 | #N/A
2007-01-27 11:00 | 1 | 27 | 11 | 27.4167 | 635 | 8.96 | 20.12 | 1006 | 8.96 | 230.4996 | 0 | Heating | 30.7333 | #N/A | #N/A | #N/A | #N/A | 230.4996 | #N/A | #N/A | 2.7067 | #N/A | 0 | 0 | 0 | 0 | 0 | 0 | 0 | 0 | 0.1024% | 1 | 50% | 0% | 0% | 0% | 8.2745 | 0 | 0 | 0 | 8.2745 | #N/A
2007-01-27 12:00 | 1 | 27 | 12 | 27.4584 | 636 | 10.4 | 19.94 | 1005 | 10.4 | 196.5958 | 0 | Heating | 26.2128 | #N/A | #N/A | #N/A | #N/A | 196.5958 | #N/A | #N/A | 2.7285 | #N/A | 0 | 0 | 0 | 0 | 0 | 0 | 0 | 0 | 0.08738% | 1 | 50% | 0% | 0% | 0% | 8.2745 | 0 | 0 | 0 | 8.2745 | #N/A
2007-01-27 13:00 | 1 | 27 | 13 | 27.5 | 637 | 12.92 | 19.94 | 1004 | 12.92 | 153.77 | 0 | Heating | 20.5027 | #N/A | #N/A | #N/A | #N/A | 153.77 | #N/A | #N/A | 2.7697 | #N/A | 0 | 0 | 0 | 0 | 0 | 0 | 0 | 0 | 0.06834% | 1 | 50% | 0% | 0% | 0% | 8.2745 | 0 | 0 | 0 | 8.2745 | #N/A
2007-01-27 14:00 | 1 | 27 | 14 | 27.5417 | 638 | 12.92 | 19.58 | 1004 | 12.92 | 131.3659 | 0 | Heating | 17.5155 | #N/A | #N/A | #N/A | #N/A | 131.3659 | #N/A | #N/A | 2.7697 | #N/A | 0 | 0 | 0 | 0 | 0 | 0 | 0 | 0 | 0.05838% | 1 | 50% | 0% | 0% | 0% | 8.2745 | 0 | 0 | 0 | 8.2745 | #N/A
2007-01-27 15:00 | 1 | 27 | 15 | 27.5834 | 639 | 14 | 18.86 | 1004 | 14 | 137.627 | 0 | Heating | 18.3503 | #N/A | #N/A | #N/A | #N/A | 137.627 | #N/A | #N/A | 2.7888 | #N/A | 0 | 0 | 0 | 0 | 0 | 0 | 0 | 0 | 0.06117% | 1 | 50% | 0% | 0% | 0% | 8.2745 | 0 | 0 | 0 | 8.2745 | #N/A
2007-01-27 16:00 | 1 | 27 | 16 | 27.625 | 640 | 14 | 17.96 | 1003 | 14 | 150.4673 | 0 | Heating | 20.0623 | #N/A | #N/A | #N/A | #N/A | 150.4673 | #N/A | #N/A | 2.7888 | #N/A | 0 | 0 | 0 | 0 | 0 | 0 | 0 | 0 | 0.06687% | 1 | 50% | 0% | 0% | 0% | 8.2745 | 0 | 0 | 0 | 8.2745 | #N/A
2007-01-27 17:00 | 1 | 27 | 17 | 27.6667 | 641 | 14 | 17.24 | 1003 | 14 | 173.0213 | 0 | Heating | 23.0695 | #N/A | #N/A | #N/A | #N/A | 173.0213 | #N/A | #N/A | 2.7888 | #N/A | 0 | 0 | 0 | 0 | 0 | 0 | 0 | 0 | 0.0769% | 1 | 50% | 0% | 0% | 0% | 8.2745 | 0 | 0 | 0 | 8.2745 | #N/A
2007-01-27 18:00 | 1 | 27 | 18 | 27.7084 | 642 | 14 | 16.7 | 1003 | 14 | 248.8629 | 0 | Heating | 33.1817 | #N/A | #N/A | #N/A | #N/A | 248.8629 | #N/A | #N/A | 2.7888 | #N/A | 0 | 0 | 0 | 0 | 0 | 0 | 0 | 0 | 0.1106% | 1 | 50% | 0% | 0% | 0% | 8.2745 | 0 | 0 | 0 | 8.2745 | #N/A
2007-01-27 19:00 | 1 | 27 | 19 | 27.75 | 643 | 15.08 | 15.98 | 1003 | 15.08 | 310.9958 | 0 | Heating | 41.4661 | #N/A | #N/A | #N/A | #N/A | 310.9958 | #N/A | #N/A | 2.8087 | #N/A | 0 | 0 | 0 | 0 | 0 | 0 | 0 | 0 | 0.1382% | 1 | 50% | 0% | 0% | 0% | 8.2745 | 0 | 0 | 0 | 8.2745 | #N/A
2007-01-27 20:00 | 1 | 27 | 20 | 27.7917 | 644 | 15.08 | 16.34 | 1003 | 15.08 | 359.092 | 0 | Heating | 47.8789 | #N/A | #N/A | #N/A | #N/A | 359.092 | #N/A | #N/A | 2.8087 | #N/A | 0 | 0 | 0 | 0 | 0 | 0 | 0 | 0 | 0.1596% | 1 | 50% | 0% | 0% | 0% | 8.2745 | 0 | 0 | 0 | 8.2745 | #N/A
2007-01-27 21:00 | 1 | 27 | 21 | 27.8334 | 645 | 15.08 | 16.7 | 1002 | 15.08 | 370.0237 | 0 | Heating | 49.3365 | #N/A | #N/A | #N/A | #N/A | 370.0237 | #N/A | #N/A | 2.8087 | #N/A | 0 | 0 | 0 | 0 | 0 | 0 | 0 | 0 | 0.1645% | 1 | 50% | 0% | 0% | 0% | 8.2745 | 0 | 0 | 0 | 8.2745 | #N/A
2007-01-27 22:00 | 1 | 27 | 22 | 27.875 | 646 | 15.98 | 17.06 | 1002 | 15.98 | 395.648 | 0 | Heating | 52.7531 | #N/A | #N/A | #N/A | #N/A | 395.648 | #N/A | #N/A | 2.8262 | #N/A | 0 | 0 | 0 | 0 | 0 | 0 | 0 | 0 | 0.1758% | 1 | 50% | 0% | 0% | 0% | 8.2745 | 0 | 0 | 0 | 8.2745 | #N/A
2007-01-27 23:00 | 1 | 27 | 23 | 27.9167 | 647 | 15.98 | 17.6 | 1002 | 15.98 | 423.1455 | 0 | Heating | 56.4194 | #N/A | #N/A | #N/A | #N/A | 423.1455 | #N/A | #N/A | 2.8262 | #N/A | 0 | 0 | 0 | 0 | 0 | 0 | 0 | 0 | 0.1881% | 1 | 50% | 0% | 0% | 0% | 8.2745 | 0 | 0 | 0 | 8.2745 | #N/A
2007-01-28 | 1 | 28 | 0 | 27.9584 | 648 | 15.8 | 18.14 | 1001 | 15.8 | 452.1726 | 0 | Heating | 60.2897 | #N/A | #N/A | #N/A | #N/A | 452.1726 | #N/A | #N/A | 2.8226 | #N/A | 0 | 0 | 0 | 0 | 0 | 0 | 0 | 0 | 0.201% | 1 | 50% | 0% | 0% | 0% | 8.2745 | 0 | 0 | 0 | 8.2745 | #N/A
2007-01-28 01:00 | 1 | 28 | 1 | 28 | 649 | 17.6 | 19.04 | 1001 | 17.6 | 444.73 | 0 | Heating | 59.2973 | #N/A | #N/A | #N/A | #N/A | 444.73 | #N/A | #N/A | 2.8595 | #N/A | 0 | 0 | 0 | 0 | 0 | 0 | 0 | 0 | 0.1977% | 1 | 50% | 0% | 0% | 0% | 8.2745 | 0 | 0 | 0 | 8.2745 | #N/A
2007-01-28 02:00 | 1 | 28 | 2 | 28.0417 | 650 | 17.06 | 19.76 | 1001 | 17.06 | 452.4937 | 0 | Heating | 60.3325 | #N/A | #N/A | #N/A | #N/A | 452.4937 | #N/A | #N/A | 2.8481 | #N/A | 0 | 0 | 0 | 0 | 0 | 0 | 0 | 0 | 0.2011% | 1 | 50% | 0% | 0% | 0% | 8.2745 | 0 | 0 | 0 | 8.2745 | #N/A
2007-01-28 03:00 | 1 | 28 | 3 | 28.0834 | 651 | 17.96 | 20.66 | 1001 | 17.96 | 460.521 | 0 | Heating | 61.4028 | #N/A | #N/A | #N/A | #N/A | 460.521 | #N/A | #N/A | 2.8673 | #N/A | 0 | 0 | 0 | 0 | 0 | 0 | 0 | 0 | 0.2047% | 1 | 50% | 0% | 0% | 0% | 8.2745 | 0 | 0 | 0 | 8.2745 | #N/A
2007-01-28 04:00 | 1 | 28 | 4 | 28.125 | 652 | 17.96 | 21.92 | 1000 | 17.96 | 461.8322 | 0 | Heating | 61.5776 | #N/A | #N/A | #N/A | #N/A | 461.8322 | #N/A | #N/A | 2.8673 | #N/A | 0 | 0 | 0 | 0 | 0 | 0 | 0 | 0 | 0.2053% | 1 | 50% | 0% | 0% | 0% | 8.2745 | 0 | 0 | 0 | 8.2745 | #N/A
2007-01-28 05:00 | 1 | 28 | 5 | 28.1667 | 653 | 17.96 | 21.02 | 1001 | 17.96 | 466.7177 | 0 | Heating | 62.229 | #N/A | #N/A | #N/A | #N/A | 466.7177 | #N/A | #N/A | 2.8673 | #N/A | 0 | 0 | 0 | 0 | 0 | 0 | 0 | 0 | 0.2074% | 1 | 50% | 0% | 0% | 0% | 8.2745 | 0 | 0 | 0 | 8.2745 | #N/A
2007-01-28 06:00 | 1 | 28 | 6 | 28.2084 | 654 | 14 | 20.3 | 1001 | 14 | 454.8403 | 0 | Heating | 60.6454 | #N/A | #N/A | #N/A | #N/A | 454.8403 | #N/A | #N/A | 2.7888 | #N/A | 0 | 0 | 0 | 0 | 0 | 0 | 0 | 0 | 0.2022% | 1 | 50% | 0% | 0% | 0% | 8.2745 | 0 | 0 | 0 | 8.2745 | #N/A
2007-01-28 07:00 | 1 | 28 | 7 | 28.25 | 655 | 12.2 | 19.94 | 1001 | 12.2 | 1291.793 | 0 | Heating | 172.2391 | #N/A | #N/A | #N/A | #N/A | 1291.793 | #N/A | #N/A | 2.7575 | #N/A | 0 | 0 | 0 | 0 | 0 | 0 | 0 | 0 | 0.5741% | 1 | 50% | 0% | 0% | 0% | 8.2745 | 0 | 0 | 0 | 8.2745 | #N/A
2007-01-28 08:00 | 1 | 28 | 8 | 28.2917 | 656 | 12.92 | 18.86 | 1002 | 12.92 | 974.0133 | 0 | Heating | 129.8684 | #N/A | #N/A | #N/A | #N/A | 974.0133 | #N/A | #N/A | 2.7697 | #N/A | 0 | 0 | 0 | 0 | 0 | 0 | 0 | 0 | 0.4329% | 1 | 50% | 0% | 0% | 0% | 8.2745 | 0 | 0 | 0 | 8.2745 | #N/A
2007-01-28 09:00 | 1 | 28 | 9 | 28.3334 | 657 | 19.94 | 18.68 | 1002 | 19.94 | 598.1991 | 0 | Heating | 79.7599 | #N/A | #N/A | #N/A | #N/A | 598.1991 | #N/A | #N/A | 2.9127 | #N/A | 0 | 0 | 0 | 0 | 0 | 0 | 0 | 0 | 0.2659% | 1 | 50% | 0% | 0% | 0% | 8.2745 | 0 | 0 | 0 | 8.2745 | #N/A
2007-01-28 10:00 | 1 | 28 | 10 | 28.375 | 658 | 24.98 | 19.04 | 1003 | 24.98 | 571.9067 | 0 | Heating | 76.2542 | #N/A | #N/A | #N/A | #N/A | 571.9067 | #N/A | #N/A | 3.0513 | #N/A | 0 | 0 | 0 | 0 | 0 | 0 | 0 | 0 | 0.2542% | 1 | 50% | 0% | 0% | 0% | 8.2745 | 0 | 0 | 0 | 8.2745 | #N/A
2007-01-28 11:00 | 1 | 28 | 11 | 28.4167 | 659 | 24.98 | 19.76 | 1003 | 24.98 | 553.1235 | 0 | Heating | 73.7498 | #N/A | #N/A | #N/A | #N/A | 553.1235 | #N/A | #N/A | 3.0513 | #N/A | 0 | 0 | 0 | 0 | 0 | 0 | 0 | 0 | 0.2458% | 1 | 50% | 0% | 0% | 0% | 8.2745 | 0 | 0 | 0 | 8.2745 | #N/A
2007-01-28 12:00 | 1 | 28 | 12 | 28.4584 | 660 | 24.08 | 20.3 | 1003 | 24.08 | 505.792 | 0 | Heating | 67.4389 | #N/A | #N/A | #N/A | #N/A | 505.792 | #N/A | #N/A | 3.0238 | #N/A | 0 | 0 | 0 | 0 | 0 | 0 | 0 | 0 | 0.2248% | 1 | 50% | 0% | 0% | 0% | 8.2745 | 0 | 0 | 0 | 8.2745 | #N/A
2007-01-28 13:00 | 1 | 28 | 13 | 28.5 | 661 | 24.08 | 21.02 | 1003 | 24.08 | 476.8615 | 0 | Heating | 63.5815 | #N/A | #N/A | #N/A | #N/A | 476.8615 | #N/A | #N/A | 3.0238 | #N/A | 0 | 0 | 0 | 0 | 0 | 0 | 0 | 0 | 0.2119% | 1 | 50% | 0% | 0% | 0% | 8.2745 | 0 | 0 | 0 | 8.2745 | #N/A
2007-01-28 14:00 | 1 | 28 | 14 | 28.5417 | 662 | 24.08 | 20.3 | 1003 | 24.08 | 380.6495 | 0 | Heating | 50.7533 | #N/A | #N/A | #N/A | #N/A | 380.6495 | #N/A | #N/A | 3.0238 | #N/A | 0 | 0 | 0 | 0 | 0 | 0 | 0 | 0 | 0.1692% | 1 | 50% | 0% | 0% | 0% | 8.2745 | 0 | 0 | 0 | 8.2745 | #N/A
2007-01-28 15:00 | 1 | 28 | 15 | 28.5834 | 663 | 26.96 | 19.22 | 1003 | 26.96 | 335.4741 | 0 | Heating | 44.7299 | #N/A | #N/A | #N/A | #N/A | 335.4741 | #N/A | #N/A | 3.1163 | #N/A | 0 | 0 | 0 | 0 | 0 | 0 | 0 | 0 | 0.1491% | 1 | 50% | 0% | 0% | 0% | 8.2745 | 0 | 0 | 0 | 8.2745 | #N/A
2007-01-28 16:00 | 1 | 28 | 16 | 28.625 | 664 | 24.98 | 17.96 | 1003 | 24.98 | 318.7009 | 0 | Heating | 42.4935 | #N/A | #N/A | #N/A | #N/A | 318.7009 | #N/A | #N/A | 3.0513 | #N/A | 0 | 0 | 0 | 0 | 0 | 0 | 0 | 0 | 0.1416% | 1 | 50% | 0% | 0% | 0% | 8.2745 | 0 | 0 | 0 | 8.2745 | #N/A
2007-01-28 17:00 | 1 | 28 | 17 | 28.6667 | 665 | 24.98 | 16.7 | 1004 | 24.98 | 310.9235 | 0 | Heating | 41.4565 | #N/A | #N/A | #N/A | #N/A | 310.9235 | #N/A | #N/A | 3.0513 | #N/A | 0 | 0 | 0 | 0 | 0 | 0 | 0 | 0 | 0.1382% | 1 | 50% | 0% | 0% | 0% | 8.2745 | 0 | 0 | 0 | 8.2745 | #N/A
2007-01-28 18:00 | 1 | 28 | 18 | 28.7084 | 666 | 19.94 | 15.26 | 1004 | 19.94 | 378.0047 | 0 | Heating | 50.4006 | #N/A | #N/A | #N/A | #N/A | 378.0047 | #N/A | #N/A | 2.9127 | #N/A | 0 | 0 | 0 | 0 | 0 | 0 | 0 | 0 | 0.168% | 1 | 50% | 0% | 0% | 0% | 8.2745 | 0 | 0 | 0 | 8.2745 | #N/A
2007-01-28 19:00 | 1 | 28 | 19 | 28.75 | 667 | 17.06 | 14 | 1005 | 17.06 | 470.7665 | 0 | Heating | 62.7689 | #N/A | #N/A | #N/A | #N/A | 470.7665 | #N/A | #N/A | 2.8481 | #N/A | 0 | 0 | 0 | 0 | 0 | 0 | 0 | 0 | 0.2092% | 1 | 50% | 0% | 0% | 0% | 8.2745 | 0 | 0 | 0 | 8.2745 | #N/A
2007-01-28 20:00 | 1 | 28 | 20 | 28.7917 | 668 | 17.06 | 13.64 | 1005 | 17.06 | 496.1574 | 0 | Heating | 66.1543 | #N/A | #N/A | #N/A | #N/A | 496.1574 | #N/A | #N/A | 2.8481 | #N/A | 0 | 0 | 0 | 0 | 0 | 0 | 0 | 0 | 0.2205% | 1 | 50% | 0% | 0% | 0% | 8.2745 | 0 | 0 | 0 | 8.2745 | #N/A
2007-01-28 21:00 | 1 | 28 | 21 | 28.8334 | 669 | 17.06 | 13.28 | 1005 | 17.06 | 554.1345 | 0 | Heating | 73.8846 | #N/A | #N/A | #N/A | #N/A | 554.1345 | #N/A | #N/A | 2.8481 | #N/A | 0 | 0 | 0 | 0 | 0 | 0 | 0 | 0 | 0.2463% | 1 | 50% | 0% | 0% | 0% | 8.2745 | 0 | 0 | 0 | 8.2745 | #N/A
2007-01-28 22:00 | 1 | 28 | 22 | 28.875 | 670 | 17.06 | 12.92 | 1004 | 17.06 | 597.3642 | 0 | Heating | 79.6486 | #N/A | #N/A | #N/A | #N/A | 597.3642 | #N/A | #N/A | 2.8481 | #N/A | 0 | 0 | 0 | 0 | 0 | 0 | 0 | 0 | 0.2655% | 1 | 50% | 0% | 0% | 0% | 8.2745 | 0 | 0 | 0 | 8.2745 | #N/A
2007-01-28 23:00 | 1 | 28 | 23 | 28.9167 | 671 | 17.06 | 13.1 | 1004 | 17.06 | 202.79 | 0 | Heating | 27.0387 | #N/A | #N/A | #N/A | #N/A | 202.79 | #N/A | #N/A | 2.8481 | #N/A | 0 | 0 | 0 | 0 | 0 | 0 | 0 | 0 | 0.09013% | 1 | 50% | 0% | 0% | 0% | 8.2745 | 0 | 0 | 0 | 8.2745 | #N/A
2007-01-29 | 1 | 29 | 0 | 28.9584 | 672 | 17.06 | 13.46 | 1004 | 17.06 | 338.2991 | 0 | Heating | 45.1066 | #N/A | #N/A | #N/A | #N/A | 338.2991 | #N/A | #N/A | 2.8481 | #N/A | 0 | 0 | 0 | 0 | 0 | 0 | 0 | 0 | 0.1504% | 1 | 50% | 0% | 0% | 0% | 8.2745 | 0 | 0 | 0 | 8.2745 | #N/A
2007-01-29 01:00 | 1 | 29 | 1 | 29 | 673 | 15.98 | 14 | 1004 | 15.98 | 367.8832 | 0 | Heating | 49.0511 | #N/A | #N/A | #N/A | #N/A | 367.8832 | #N/A | #N/A | 2.8262 | #N/A | 0 | 0 | 0 | 0 | 0 | 0 | 0 | 0 | 0.1635% | 1 | 50% | 0% | 0% | 0% | 8.2745 | 0 | 0 | 0 | 8.2745 | #N/A
2007-01-29 02:00 | 1 | 29 | 2 | 29.0417 | 674 | 15.98 | 13.1 | 1004 | 15.98 | 394.1749 | 0 | Heating | 52.5567 | #N/A | #N/A | #N/A | #N/A | 394.1749 | #N/A | #N/A | 2.8262 | #N/A | 0 | 0 | 0 | 0 | 0 | 0 | 0 | 0 | 0.1752% | 1 | 50% | 0% | 0% | 0% | 8.2745 | 0 | 0 | 0 | 8.2745 | #N/A
2007-01-29 03:00 | 1 | 29 | 3 | 29.0834 | 675 | 15.08 | 12.38 | 1004 | 15.08 | 422.0971 | 0 | Heating | 56.2796 | #N/A | #N/A | #N/A | #N/A | 422.0971 | #N/A | #N/A | 2.8087 | #N/A | 0 | 0 | 0 | 0 | 0 | 0 | 0 | 0 | 0.1876% | 1 | 50% | 0% | 0% | 0% | 8.2745 | 0 | 0 | 0 | 8.2745 | #N/A
2007-01-29 04:00 | 1 | 29 | 4 | 29.125 | 676 | 15.8 | 12.02 | 1004 | 15.8 | 447.9616 | 0 | Heating | 59.7282 | #N/A | #N/A | #N/A | #N/A | 447.9616 | #N/A | #N/A | 2.8226 | #N/A | 0 | 0 | 0 | 0 | 0 | 0 | 0 | 0 | 0.1991% | 1 | 50% | 0% | 0% | 0% | 8.2745 | 0 | 0 | 0 | 8.2745 | #N/A
2007-01-29 05:00 | 1 | 29 | 5 | 29.1667 | 677 | 15.08 | 11.48 | 1004 | 15.08 | 462.9059 | 0 | Heating | 61.7208 | #N/A | #N/A | #N/A | #N/A | 462.9059 | #N/A | #N/A | 2.8087 | #N/A | 0 | 0 | 0 | 0 | 0 | 0 | 0 | 0 | 0.2057% | 1 | 50% | 0% | 0% | 0% | 8.2745 | 0 | 0 | 0 | 8.2745 | #N/A
2007-01-29 06:00 | 1 | 29 | 6 | 29.2084 | 678 | 14 | 11.12 | 1004 | 14 | 451.4987 | 0 | Heating | 60.1998 | #N/A | #N/A | #N/A | #N/A | 451.4987 | #N/A | #N/A | 2.7888 | #N/A | 0 | 0 | 0 | 0 | 0 | 0 | 0 | 0 | 0.2007% | 1 | 50% | 0% | 0% | 0% | 8.2745 | 0 | 0 | 0 | 8.2745 | #N/A
2007-01-29 07:00 | 1 | 29 | 7 | 29.25 | 679 | 12.2 | 10.94 | 1004 | 12.2 | 997.0992 | 0 | Heating | 132.9466 | #N/A | #N/A | #N/A | #N/A | 997.0992 | #N/A | #N/A | 2.7575 | #N/A | 0 | 0 | 0 | 0 | 0 | 0 | 0 | 0 | 0.4432% | 1 | 50% | 0% | 0% | 0% | 8.2745 | 0 | 0 | 0 | 8.2745 | #N/A
2007-01-29 08:00 | 1 | 29 | 8 | 29.2917 | 680 | 12.02 | 11.66 | 1004 | 12.02 | 724.5173 | 0 | Heating | 96.6023 | #N/A | #N/A | #N/A | #N/A | 724.5173 | #N/A | #N/A | 2.7546 | #N/A | 0 | 0 | 0 | 0 | 0 | 0 | 0 | 0 | 0.322% | 1 | 50% | 0% | 0% | 0% | 8.2745 | 0 | 0 | 0 | 8.2745 | #N/A
2007-01-29 09:00 | 1 | 29 | 9 | 29.3334 | 681 | 15.08 | 12.92 | 1004 | 15.08 | 506.8661 | 0 | Heating | 67.5821 | #N/A | #N/A | #N/A | #N/A | 506.8661 | #N/A | #N/A | 2.8087 | #N/A | 0 | 0 | 0 | 0 | 0 | 0 | 0 | 0 | 0.2253% | 1 | 50% | 0% | 0% | 0% | 8.2745 | 0 | 0 | 0 | 8.2745 | #N/A
2007-01-29 10:00 | 1 | 29 | 10 | 29.375 | 682 | 17.06 | 15.08 | 1005 | 17.06 | 477.1559 | 0 | Heating | 63.6208 | #N/A | #N/A | #N/A | #N/A | 477.1559 | #N/A | #N/A | 2.8481 | #N/A | 0 | 0 | 0 | 0 | 0 | 0 | 0 | 0 | 0.2121% | 1 | 50% | 0% | 0% | 0% | 8.2745 | 0 | 0 | 0 | 8.2745 | #N/A
2007-01-29 11:00 | 1 | 29 | 11 | 29.4167 | 683 | 17.06 | 15.44 | 1004 | 17.06 | 457.1539 | 0 | Heating | 60.9538 | #N/A | #N/A | #N/A | #N/A | 457.1539 | #N/A | #N/A | 2.8481 | #N/A | 0 | 0 | 0 | 0 | 0 | 0 | 0 | 0 | 0.2032% | 1 | 50% | 0% | 0% | 0% | 8.2745 | 0 | 0 | 0 | 8.2745 | #N/A
2007-01-29 12:00 | 1 | 29 | 12 | 29.4584 | 684 | 19.04 | 15.62 | 1004 | 19.04 | 397.7011 | 0 | Heating | 53.0268 | #N/A | #N/A | #N/A | #N/A | 397.7011 | #N/A | #N/A | 2.8915 | #N/A | 0 | 0 | 0 | 0 | 0 | 0 | 0 | 0 | 0.1768% | 1 | 50% | 0% | 0% | 0% | 8.2745 | 0 | 0 | 0 | 8.2745 | #N/A
2007-01-29 13:00 | 1 | 29 | 13 | 29.5 | 685 | 19.94 | 15.98 | 1004 | 19.94 | 412.1213 | 0 | Heating | 54.9495 | #N/A | #N/A | #N/A | #N/A | 412.1213 | #N/A | #N/A | 2.9127 | #N/A | 0 | 0 | 0 | 0 | 0 | 0 | 0 | 0 | 0.1832% | 1 | 50% | 0% | 0% | 0% | 8.2745 | 0 | 0 | 0 | 8.2745 | #N/A
2007-01-29 14:00 | 1 | 29 | 14 | 29.5417 | 686 | 19.94 | 15.26 | 1004 | 19.94 | 305.6839 | 0 | Heating | 40.7579 | #N/A | #N/A | #N/A | #N/A | 305.6839 | #N/A | #N/A | 2.9127 | #N/A | 0 | 0 | 0 | 0 | 0 | 0 | 0 | 0 | 0.1359% | 1 | 50% | 0% | 0% | 0% | 8.2745 | 0 | 0 | 0 | 8.2745 | #N/A
2007-01-29 15:00 | 1 | 29 | 15 | 29.5834 | 687 | 19.94 | 14.18 | 1004 | 19.94 | 276.8533 | 0 | Heating | 36.9138 | #N/A | #N/A | #N/A | #N/A | 276.8533 | #N/A | #N/A | 2.9127 | #N/A | 0 | 0 | 0 | 0 | 0 | 0 | 0 | 0 | 0.123% | 1 | 50% | 0% | 0% | 0% | 8.2745 | 0 | 0 | 0 | 8.2745 | #N/A
2007-01-29 16:00 | 1 | 29 | 16 | 29.625 | 688 | 21.92 | 12.92 | 1004 | 21.92 | 258.4763 | 0 | Heating | 34.4635 | #N/A | #N/A | #N/A | #N/A | 258.4763 | #N/A | #N/A | 2.9629 | #N/A | 0 | 0 | 0 | 0 | 0 | 0 | 0 | 0 | 0.1149% | 1 | 50% | 0% | 0% | 0% | 8.2745 | 0 | 0 | 0 | 8.2745 | #N/A
2007-01-29 17:00 | 1 | 29 | 17 | 29.6667 | 689 | 21.92 | 12.92 | 1004 | 21.92 | 266.6831 | 0 | Heating | 35.5577 | #N/A | #N/A | #N/A | #N/A | 266.6831 | #N/A | #N/A | 2.9629 | #N/A | 0 | 0 | 0 | 0 | 0 | 0 | 0 | 0 | 0.1185% | 1 | 50% | 0% | 0% | 0% | 8.2745 | 0 | 0 | 0 | 8.2745 | #N/A
2007-01-29 18:00 | 1 | 29 | 18 | 29.7084 | 690 | 17.96 | 12.92 | 1005 | 17.96 | 346.888 | 0 | Heating | 46.2517 | #N/A | #N/A | #N/A | #N/A | 346.888 | #N/A | #N/A | 2.8673 | #N/A | 0 | 0 | 0 | 0 | 0 | 0 | 0 | 0 | 0.1542% | 1 | 50% | 0% | 0% | 0% | 8.2745 | 0 | 0 | 0 | 8.2745 | #N/A
2007-01-29 19:00 | 1 | 29 | 19 | 29.75 | 691 | 17.06 | 12.92 | 1005 | 17.06 | 430.5244 | 0 | Heating | 57.4032 | #N/A | #N/A | #N/A | #N/A | 430.5244 | #N/A | #N/A | 2.8481 | #N/A | 0 | 0 | 0 | 0 | 0 | 0 | 0 | 0 | 0.1913% | 1 | 50% | 0% | 0% | 0% | 8.2745 | 0 | 0 | 0 | 8.2745 | #N/A
2007-01-29 20:00 | 1 | 29 | 20 | 29.7917 | 692 | 17.06 | 11.66 | 1006 | 17.06 | 465.7607 | 0 | Heating | 62.1014 | #N/A | #N/A | #N/A | #N/A | 465.7607 | #N/A | #N/A | 2.8481 | #N/A | 0 | 0 | 0 | 0 | 0 | 0 | 0 | 0 | 0.207% | 1 | 50% | 0% | 0% | 0% | 8.2745 | 0 | 0 | 0 | 8.2745 | #N/A
2007-01-29 21:00 | 1 | 29 | 21 | 29.8334 | 693 | 17.06 | 10.22 | 1006 | 17.06 | 523.4075 | 0 | Heating | 69.7877 | #N/A | #N/A | #N/A | #N/A | 523.4075 | #N/A | #N/A | 2.8481 | #N/A | 0 | 0 | 0 | 0 | 0 | 0 | 0 | 0 | 0.2326% | 1 | 50% | 0% | 0% | 0% | 8.2745 | 0 | 0 | 0 | 8.2745 | #N/A
2007-01-29 22:00 | 1 | 29 | 22 | 29.875 | 694 | 12.92 | 8.96 | 1006 | 12.92 | 554.3456 | 0 | Heating | 73.9128 | #N/A | #N/A | #N/A | #N/A | 554.3456 | #N/A | #N/A | 2.7697 | #N/A | 0 | 0 | 0 | 0 | 0 | 0 | 0 | 0 | 0.2464% | 1 | 50% | 0% | 0% | 0% | 8.2745 | 0 | 0 | 0 | 8.2745 | #N/A
2007-01-29 23:00 | 1 | 29 | 23 | 29.9167 | 695 | 12.92 | 7.52 | 1007 | 12.92 | 213.0268 | 0 | Heating | 28.4036 | #N/A | #N/A | #N/A | #N/A | 213.0268 | #N/A | #N/A | 2.7697 | #N/A | 0 | 0 | 0 | 0 | 0 | 0 | 0 | 0 | 0.09468% | 1 | 50% | 0% | 0% | 0% | 8.2745 | 0 | 0 | 0 | 8.2745 | #N/A
2007-01-30 | 1 | 30 | 0 | 29.9584 | 696 | 10.94 | 6.08 | 1008 | 10.94 | 378.9962 | 0 | Heating | 50.5328 | #N/A | #N/A | #N/A | #N/A | 378.9962 | #N/A | #N/A | 2.737 | #N/A | 0 | 0 | 0 | 0 | 0 | 0 | 0 | 0 | 0.1684% | 1 | 50% | 0% | 0% | 0% | 8.2745 | 0 | 0 | 0 | 8.2745 | #N/A
2007-01-30 01:00 | 1 | 30 | 1 | 30 | 697 | 10.04 | 5 | 1008 | 10.04 | 448.457 | 0 | Heating | 59.7943 | #N/A | #N/A | #N/A | #N/A | 448.457 | #N/A | #N/A | 2.723 | #N/A | 0 | 0 | 0 | 0 | 0 | 0 | 0 | 0 | 0.1993% | 1 | 50% | 0% | 0% | 0% | 8.2745 | 0 | 0 | 0 | 8.2745 | #N/A
2007-01-30 02:00 | 1 | 30 | 2 | 30.0417 | 698 | 10.04 | 3.74 | 1008 | 10.04 | 498.7591 | 0 | Heating | 66.5012 | #N/A | #N/A | #N/A | #N/A | 498.7591 | #N/A | #N/A | 2.723 | #N/A | 0 | 0 | 0 | 0 | 0 | 0 | 0 | 0 | 0.2217% | 1 | 50% | 0% | 0% | 0% | 8.2745 | 0 | 0 | 0 | 8.2745 | #N/A
2007-01-30 03:00 | 1 | 30 | 3 | 30.0834 | 699 | 8.96 | 2.66 | 1009 | 8.96 | 544.036 | 0 | Heating | 72.5381 | #N/A | #N/A | #N/A | #N/A | 544.036 | #N/A | #N/A | 2.7067 | #N/A | 0 | 0 | 0 | 0 | 0 | 0 | 0 | 0 | 0.2418% | 1 | 50% | 0% | 0% | 0% | 8.2745 | 0 | 0 | 0 | 8.2745 | #N/A
2007-01-30 04:00 | 1 | 30 | 4 | 30.125 | 700 | 8.96 | 1.94 | 1009 | 8.96 | 584.252 | 0 | Heating | 77.9003 | #N/A | #N/A | #N/A | #N/A | 584.252 | #N/A | #N/A | 2.7067 | #N/A | 0 | 0 | 0 | 0 | 0 | 0 | 0 | 0 | 0.2597% | 1 | 50% | 0% | 0% | 0% | 8.2745 | 0 | 0 | 0 | 8.2745 | #N/A
2007-01-30 05:00 | 1 | 30 | 5 | 30.1667 | 701 | 8.96 | 0.32 | 1010 | 8.96 | 636.3521 | 0 | Heating | 84.847 | #N/A | #N/A | #N/A | #N/A | 636.3521 | #N/A | #N/A | 2.7067 | #N/A | 0 | 0 | 0 | 0 | 0 | 0 | 0 | 0 | 0.2828% | 1 | 50% | 0% | 0% | 0% | 8.2745 | 0 | 0 | 0 | 8.2745 | #N/A
2007-01-30 06:00 | 1 | 30 | 6 | 30.2084 | 702 | 10.94 | -0.94 | 1010 | 10.94 | 675.4573 | 0 | Heating | 90.061 | #N/A | #N/A | #N/A | #N/A | 675.4573 | #N/A | #N/A | 2.737 | #N/A | 0 | 0 | 0 | 0 | 0 | 0 | 0 | 0 | 0.3002% | 1 | 50% | 0% | 0% | 0% | 8.2745 | 0 | 0 | 0 | 8.2745 | #N/A
2007-01-30 07:00 | 1 | 30 | 7 | 30.25 | 703 | 8.96 | -2.02 | 1010 | 8.96 | 1218.9436 | 0 | Heating | 162.5258 | #N/A | #N/A | #N/A | #N/A | 1218.9436 | #N/A | #N/A | 2.7067 | #N/A | 0 | 0 | 0 | 0 | 0 | 0 | 0 | 0 | 0.5418% | 1 | 50% | 0% | 0% | 0% | 8.2745 | 0 | 0 | 0 | 8.2745 | #N/A
2007-01-30 08:00 | 1 | 30 | 8 | 30.2917 | 704 | 8.96 | -0.4 | 1011 | 8.96 | 893.9709 | 0 | Heating | 119.1961 | #N/A | #N/A | #N/A | #N/A | 893.9709 | #N/A | #N/A | 2.7067 | #N/A | 0 | 0 | 0 | 0 | 0 | 0 | 0 | 0 | 0.3973% | 1 | 50% | 0% | 0% | 0% | 8.2745 | 0 | 0 | 0 | 8.2745 | #N/A
2007-01-30 09:00 | 1 | 30 | 9 | 30.3334 | 705 | 15.98 | 1.94 | 1011 | 15.98 | 603.8772 | 0 | Heating | 80.517 | #N/A | #N/A | #N/A | #N/A | 603.8772 | #N/A | #N/A | 2.8262 | #N/A | 0 | 0 | 0 | 0 | 0 | 0 | 0 | 0 | 0.2684% | 1 | 50% | 0% | 0% | 0% | 8.2745 | 0 | 0 | 0 | 8.2745 | #N/A
2007-01-30 10:00 | 1 | 30 | 10 | 30.375 | 706 | 19.04 | 5 | 1012 | 19.04 | 522.0504 | 0 | Heating | 69.6067 | #N/A | #N/A | #N/A | #N/A | 522.0504 | #N/A | #N/A | 2.8915 | #N/A | 0 | 0 | 0 | 0 | 0 | 0 | 0 | 0 | 0.232% | 1 | 50% | 0% | 0% | 0% | 8.2745 | 0 | 0 | 0 | 8.2745 | #N/A
2007-01-30 11:00 | 1 | 30 | 11 | 30.4167 | 707 | 19.04 | 4.82 | 1011 | 19.04 | 476.1966 | 0 | Heating | 63.4929 | #N/A | #N/A | #N/A | #N/A | 476.1966 | #N/A | #N/A | 2.8915 | #N/A | 0 | 0 | 0 | 0 | 0 | 0 | 0 | 0 | 0.2116% | 1 | 50% | 0% | 0% | 0% | 8.2745 | 0 | 0 | 0 | 8.2745 | #N/A
2007-01-30 12:00 | 1 | 30 | 12 | 30.4584 | 708 | 23 | 4.28 | 1011 | 23 | 419.5063 | 0 | Heating | 55.9342 | #N/A | #N/A | #N/A | #N/A | 419.5063 | #N/A | #N/A | 2.9925 | #N/A | 0 | 0 | 0 | 0 | 0 | 0 | 0 | 0 | 0.1864% | 1 | 50% | 0% | 0% | 0% | 8.2745 | 0 | 0 | 0 | 8.2745 | #N/A
2007-01-30 13:00 | 1 | 30 | 13 | 30.5 | 709 | 26.06 | 3.92 | 1011 | 26.06 | 449.8274 | 0 | Heating | 59.977 | #N/A | #N/A | #N/A | #N/A | 449.8274 | #N/A | #N/A | 3.0859 | #N/A | 0 | 0 | 0 | 0 | 0 | 0 | 0 | 0 | 0.1999% | 1 | 50% | 0% | 0% | 0% | 8.2745 | 0 | 0 | 0 | 8.2745 | #N/A
2007-01-30 14:00 | 1 | 30 | 14 | 30.5417 | 710 | 26.06 | 4.82 | 1011 | 26.06 | 341.4873 | 0 | Heating | 45.5316 | #N/A | #N/A | #N/A | #N/A | 341.4873 | #N/A | #N/A | 3.0859 | #N/A | 0 | 0 | 0 | 0 | 0 | 0 | 0 | 0 | 0.1518% | 1 | 50% | 0% | 0% | 0% | 8.2745 | 0 | 0 | 0 | 8.2745 | #N/A
2007-01-30 15:00 | 1 | 30 | 15 | 30.5834 | 711 | 26.96 | 5.72 | 1011 | 26.96 | 304.3651 | 0 | Heating | 40.582 | #N/A | #N/A | #N/A | #N/A | 304.3651 | #N/A | #N/A | 3.1163 | #N/A | 0 | 0 | 0 | 0 | 0 | 0 | 0 | 0 | 0.1353% | 1 | 50% | 0% | 0% | 0% | 8.2745 | 0 | 0 | 0 | 8.2745 | #N/A
2007-01-30 16:00 | 1 | 30 | 16 | 30.625 | 712 | 28.04 | 6.08 | 1011 | 28.04 | 304.9775 | 0 | Heating | 40.6637 | #N/A | #N/A | #N/A | #N/A | 304.9775 | #N/A | #N/A | 3.1545 | #N/A | 0 | 0 | 0 | 0 | 0 | 0 | 0 | 0 | 0.1355% | 1 | 50% | 0% | 0% | 0% | 8.2745 | 0 | 0 | 0 | 8.2745 | #N/A
2007-01-30 17:00 | 1 | 30 | 17 | 30.6667 | 713 | 28.04 | 6.08 | 1011 | 28.04 | 298.1207 | 0 | Heating | 39.7494 | #N/A | #N/A | #N/A | #N/A | 298.1207 | #N/A | #N/A | 3.1545 | #N/A | 0 | 0 | 0 | 0 | 0 | 0 | 0 | 0 | 0.1325% | 1 | 50% | 0% | 0% | 0% | 8.2745 | 0 | 0 | 0 | 8.2745 | #N/A
2007-01-30 18:00 | 1 | 30 | 18 | 30.7084 | 714 | 26.06 | 6.08 | 1011 | 26.06 | 387.4494 | 0 | Heating | 51.6599 | #N/A | #N/A | #N/A | #N/A | 387.4494 | #N/A | #N/A | 3.0859 | #N/A | 0 | 0 | 0 | 0 | 0 | 0 | 0 | 0 | 0.1722% | 1 | 50% | 0% | 0% | 0% | 8.2745 | 0 | 0 | 0 | 8.2745 | #N/A
2007-01-30 19:00 | 1 | 30 | 19 | 30.75 | 715 | 24.08 | 6.08 | 1012 | 24.08 | 467.7329 | 0 | Heating | 62.3644 | #N/A | #N/A | #N/A | #N/A | 467.7329 | #N/A | #N/A | 3.0238 | #N/A | 0 | 0 | 0 | 0 | 0 | 0 | 0 | 0 | 0.2079% | 1 | 50% | 0% | 0% | 0% | 8.2745 | 0 | 0 | 0 | 8.2745 | #N/A
2007-01-30 20:00 | 1 | 30 | 20 | 30.7917 | 716 | 24.08 | 6.98 | 1011 | 24.08 | 499.3405 | 0 | Heating | 66.5787 | #N/A | #N/A | #N/A | #N/A | 499.3405 | #N/A | #N/A | 3.0238 | #N/A | 0 | 0 | 0 | 0 | 0 | 0 | 0 | 0 | 0.2219% | 1 | 50% | 0% | 0% | 0% | 8.2745 | 0 | 0 | 0 | 8.2745 | #N/A
2007-01-30 21:00 | 1 | 30 | 21 | 30.8334 | 717 | 23 | 7.88 | 1010 | 23 | 556.3113 | 0 | Heating | 74.1748 | #N/A | #N/A | #N/A | #N/A | 556.3113 | #N/A | #N/A | 2.9925 | #N/A | 0 | 0 | 0 | 0 | 0 | 0 | 0 | 0 | 0.2472% | 1 | 50% | 0% | 0% | 0% | 8.2745 | 0 | 0 | 0 | 8.2745 | #N/A
2007-01-30 22:00 | 1 | 30 | 22 | 30.875 | 718 | 21.92 | 8.96 | 1009 | 21.92 | 587.6697 | 0 | Heating | 78.356 | #N/A | #N/A | #N/A | #N/A | 587.6697 | #N/A | #N/A | 2.9629 | #N/A | 0 | 0 | 0 | 0 | 0 | 0 | 0 | 0 | 0.2612% | 1 | 50% | 0% | 0% | 0% | 8.2745 | 0 | 0 | 0 | 8.2745 | #N/A
2007-01-30 23:00 | 1 | 30 | 23 | 30.9167 | 719 | 21.92 | 6.8 | 1009 | 21.92 | 258.9467 | 0 | Heating | 34.5262 | #N/A | #N/A | #N/A | #N/A | 258.9467 | #N/A | #N/A | 2.9629 | #N/A | 0 | 0 | 0 | 0 | 0 | 0 | 0 | 0 | 0.1151% | 1 | 50% | 0% | 0% | 0% | 8.2745 | 0 | 0 | 0 | 8.2745 | #N/A
2007-01-31 | 1 | 31 | 0 | 30.9584 | 720 | 21.2 | 4.82 | 1009 | 21.2 | 428.821 | 0 | Heating | 57.1761 | #N/A | #N/A | #N/A | #N/A | 428.821 | #N/A | #N/A | 2.944 | #N/A | 0 | 0 | 0 | 0 | 0 | 0 | 0 | 0 | 0.1906% | 1 | 50% | 0% | 0% | 0% | 8.2745 | 0 | 0 | 0 | 8.2745 | #N/A
2007-01-31 01:00 | 1 | 31 | 1 | 31 | 721 | 21.2 | 3.02 | 1009 | 21.2 | 504.8667 | 0 | Heating | 67.3156 | #N/A | #N/A | #N/A | #N/A | 504.8667 | #N/A | #N/A | 2.944 | #N/A | 0 | 0 | 0 | 0 | 0 | 0 | 0 | 0 | 0.2244% | 1 | 50% | 0% | 0% | 0% | 8.2745 | 0 | 0 | 0 | 8.2745 | #N/A
2007-01-31 02:00 | 1 | 31 | 2 | 31.0417 | 722 | 19.94 | 0.14 | 1008 | 19.94 | 580.7883 | 0 | Heating | 77.4384 | #N/A | #N/A | #N/A | #N/A | 580.7883 | #N/A | #N/A | 2.9127 | #N/A | 0 | 0 | 0 | 0 | 0 | 0 | 0 | 0 | 0.2581% | 1 | 50% | 0% | 0% | 0% | 8.2745 | 0 | 0 | 0 | 8.2745 | #N/A
2007-01-31 03:00 | 1 | 31 | 3 | 31.0834 | 723 | 15.08 | -2.74 | 1008 | 15.08 | 654.374 | 0 | Heating | 87.2499 | #N/A | #N/A | #N/A | #N/A | 654.374 | #N/A | #N/A | 2.8087 | #N/A | 0 | 0 | 0 | 0 | 0 | 0 | 0 | 0 | 0.2908% | 1 | 50% | 0% | 0% | 0% | 8.2745 | 0 | 0 | 0 | 8.2745 | #N/A
2007-01-31 04:00 | 1 | 31 | 4 | 31.125 | 724 | 14 | -5.08 | 1007 | 14 | 724.4102 | 0 | Heating | 96.588 | #N/A | #N/A | #N/A | #N/A | 724.4102 | #N/A | #N/A | 2.7888 | #N/A | 0 | 0 | 0 | 0 | 0 | 0 | 0 | 0 | 0.322% | 1 | 50% | 0% | 0% | 0% | 8.2745 | 0 | 0 | 0 | 8.2745 | #N/A
2007-01-31 05:00 | 1 | 31 | 5 | 31.1667 | 725 | 14 | -5.98 | 1007 | 14 | 775.7932 | 0 | Heating | 103.4391 | #N/A | #N/A | #N/A | #N/A | 775.7932 | #N/A | #N/A | 2.7888 | #N/A | 0 | 0 | 0 | 0 | 0 | 0 | 0 | 0 | 0.3448% | 1 | 50% | 0% | 0% | 0% | 8.2745 | 0 | 0 | 0 | 8.2745 | #N/A
2007-01-31 06:00 | 1 | 31 | 6 | 31.2084 | 726 | 10.94 | -6.7 | 1007 | 10.94 | 796.2613 | 0 | Heating | 106.1682 | #N/A | #N/A | #N/A | #N/A | 796.2613 | #N/A | #N/A | 2.737 | #N/A | 0 | 0 | 0 | 0 | 0 | 0 | 0 | 0 | 0.3539% | 1 | 50% | 0% | 0% | 0% | 8.2745 | 0 | 0 | 0 | 8.2745 | #N/A
2007-01-31 07:00 | 1 | 31 | 7 | 31.25 | 727 | 10.94 | -7.06 | 1007 | 10.94 | 1306.0374 | 0 | Heating | 174.1383 | #N/A | #N/A | #N/A | #N/A | 1306.0374 | #N/A | #N/A | 2.737 | #N/A | 0 | 0 | 0 | 0 | 0 | 0 | 0 | 0 | 0.5805% | 1 | 50% | 0% | 0% | 0% | 8.2745 | 0 | 0 | 0 | 8.2745 | #N/A
2007-01-31 08:00 | 1 | 31 | 8 | 31.2917 | 728 | 10.94 | -7.42 | 1007 | 10.94 | 993.883 | 0 | Heating | 132.5177 | #N/A | #N/A | #N/A | #N/A | 993.883 | #N/A | #N/A | 2.737 | #N/A | 0 | 0 | 0 | 0 | 0 | 0 | 0 | 0 | 0.4417% | 1 | 50% | 0% | 0% | 0% | 8.2745 | 0 | 0 | 0 | 8.2745 | #N/A
2007-01-31 09:00 | 1 | 31 | 9 | 31.3334 | 729 | 15.08 | -7.06 | 1008 | 15.08 | 701.1746 | 0 | Heating | 93.49 | #N/A | #N/A | #N/A | #N/A | 701.1746 | #N/A | #N/A | 2.8087 | #N/A | 0 | 0 | 0 | 0 | 0 | 0 | 0 | 0 | 0.3116% | 1 | 50% | 0% | 0% | 0% | 8.2745 | 0 | 0 | 0 | 8.2745 | #N/A
2007-01-31 10:00 | 1 | 31 | 10 | 31.375 | 730 | 19.94 | -5.98 | 1008 | 19.94 | 648.4325 | 0 | Heating | 86.4577 | #N/A | #N/A | #N/A | #N/A | 648.4325 | #N/A | #N/A | 2.9127 | #N/A | 0 | 0 | 0 | 0 | 0 | 0 | 0 | 0 | 0.2882% | 1 | 50% | 0% | 0% | 0% | 8.2745 | 0 | 0 | 0 | 8.2745 | #N/A
2007-01-31 11:00 | 1 | 31 | 11 | 31.4167 | 731 | 19.94 | -3.82 | 1007 | 19.94 | 642.79 | 0 | Heating | 85.7053 | #N/A | #N/A | #N/A | #N/A | 642.79 | #N/A | #N/A | 2.9127 | #N/A | 0 | 0 | 0 | 0 | 0 | 0 | 0 | 0 | 0.2857% | 1 | 50% | 0% | 0% | 0% | 8.2745 | 0 | 0 | 0 | 8.2745 | #N/A
2007-01-31 12:00 | 1 | 31 | 12 | 31.4584 | 732 | 26.06 | -2.02 | 1007 | 26.06 | 547.8845 | 0 | Heating | 73.0513 | #N/A | #N/A | #N/A | #N/A | 547.8845 | #N/A | #N/A | 3.0859 | #N/A | 0 | 0 | 0 | 0 | 0 | 0 | 0 | 0 | 0.2435% | 1 | 50% | 0% | 0% | 0% | 8.2745 | 0 | 0 | 0 | 8.2745 | #N/A
2007-01-31 13:00 | 1 | 31 | 13 | 31.5 | 733 | 26.6 | -0.04 | 1006 | 26.6 | 538.842 | 0 | Heating | 71.8456 | #N/A | #N/A | #N/A | #N/A | 538.842 | #N/A | #N/A | 3.104 | #N/A | 0 | 0 | 0 | 0 | 0 | 0 | 0 | 0 | 0.2395% | 1 | 50% | 0% | 0% | 0% | 8.2745 | 0 | 0 | 0 | 8.2745 | #N/A
2007-01-31 14:00 | 1 | 31 | 14 | 31.5417 | 734 | 26.06 | 0.5 | 1006 | 26.06 | 436.7921 | 0 | Heating | 58.2389 | #N/A | #N/A | #N/A | #N/A | 436.7921 | #N/A | #N/A | 3.0859 | #N/A | 0 | 0 | 0 | 0 | 0 | 0 | 0 | 0 | 0.1941% | 1 | 50% | 0% | 0% | 0% | 8.2745 | 0 | 0 | 0 | 8.2745 | #N/A
2007-01-31 15:00 | 1 | 31 | 15 | 31.5834 | 735 | 28.94 | 1.04 | 1006 | 28.94 | 428.7797 | 0 | Heating | 57.1706 | #N/A | #N/A | #N/A | #N/A | 428.7797 | #N/A | #N/A | 3.188 | #N/A | 0 | 0 | 0 | 0 | 0 | 0 | 0 | 0 | 0.1906% | 1 | 50% | 0% | 0% | 0% | 8.2745 | 0 | 0 | 0 | 8.2745 | #N/A
2007-01-31 16:00 | 1 | 31 | 16 | 31.625 | 736 | 28.04 | 1.04 | 1006 | 28.04 | 471.4685 | 0 | Heating | 62.8625 | #N/A | #N/A | #N/A | #N/A | 471.4685 | #N/A | #N/A | 3.1545 | #N/A | 0 | 0 | 0 | 0 | 0 | 0 | 0 | 0 | 0.2095% | 1 | 50% | 0% | 0% | 0% | 8.2745 | 0 | 0 | 0 | 8.2745 | #N/A
2007-01-31 17:00 | 1 | 31 | 17 | 31.6667 | 737 | 28.04 | 2.3 | 1006 | 28.04 | 454.9134 | 0 | Heating | 60.6551 | #N/A | #N/A | #N/A | #N/A | 454.9134 | #N/A | #N/A | 3.1545 | #N/A | 0 | 0 | 0 | 0 | 0 | 0 | 0 | 0 | 0.2022% | 1 | 50% | 0% | 0% | 0% | 8.2745 | 0 | 0 | 0 | 8.2745 | #N/A
2007-01-31 18:00 | 1 | 31 | 18 | 31.7084 | 738 | 26.06 | 3.74 | 1006 | 26.06 | 504.6037 | 0 | Heating | 67.2805 | #N/A | #N/A | #N/A | #N/A | 504.6037 | #N/A | #N/A | 3.0859 | #N/A | 0 | 0 | 0 | 0 | 0 | 0 | 0 | 0 | 0.2243% | 1 | 50% | 0% | 0% | 0% | 8.2745 | 0 | 0 | 0 | 8.2745 | #N/A
2007-01-31 19:00 | 1 | 31 | 19 | 31.75 | 739 | 19.58 | 5 | 1006 | 19.58 | 568.9449 | 0 | Heating | 75.8593 | #N/A | #N/A | #N/A | #N/A | 568.9449 | #N/A | #N/A | 2.9041 | #N/A | 0 | 0 | 0 | 0 | 0 | 0 | 0 | 0 | 0.2529% | 1 | 50% | 0% | 0% | 0% | 8.2745 | 0 | 0 | 0 | 8.2745 | #N/A
2007-01-31 20:00 | 1 | 31 | 20 | 31.7917 | 740 | 17.6 | 1.04 | 1006 | 17.6 | 621.0257 | 0 | Heating | 82.8034 | #N/A | #N/A | #N/A | #N/A | 621.0257 | #N/A | #N/A | 2.8595 | #N/A | 0 | 0 | 0 | 0 | 0 | 0 | 0 | 0 | 0.276% | 1 | 50% | 0% | 0% | 0% | 8.2745 | 0 | 0 | 0 | 8.2745 | #N/A
2007-01-31 21:00 | 1 | 31 | 21 | 31.8334 | 741 | 16.34 | -3.1 | 1006 | 16.34 | 672.264 | 0 | Heating | 89.6352 | #N/A | #N/A | #N/A | #N/A | 672.264 | #N/A | #N/A | 2.8333 | #N/A | 0 | 0 | 0 | 0 | 0 | 0 | 0 | 0 | 0.2988% | 1 | 50% | 0% | 0% | 0% | 8.2745 | 0 | 0 | 0 | 8.2745 | #N/A
2007-01-31 22:00 | 1 | 31 | 22 | 31.875 | 742 | 18.14 | 2.3 | 1006 | 18.14 | 682.3549 | 0 | Heating | 90.9807 | #N/A | #N/A | #N/A | #N/A | 682.3549 | #N/A | #N/A | 2.8712 | #N/A | 0 | 0 | 0 | 0 | 0 | 0 | 0 | 0 | 0.3033% | 1 | 50% | 0% | 0% | 0% | 8.2745 | 0 | 0 | 0 | 8.2745 | #N/A
2007-01-31 23:00 | 1 | 31 | 23 | 31.9167 | 743 | 20.3 | 7.34 | 1006 | 20.3 | 268.7359 | 0 | Heating | 35.8315 | #N/A | #N/A | #N/A | #N/A | 268.7359 | #N/A | #N/A | 2.9214 | #N/A | 0 | 0 | 0 | 0 | 0 | 0 | 0 | 0 | 0.1194% | 1 | 50% | 0% | 0% | 0% | 8.2745 | 0 | 0 | 0 | 8.2745 | #N/A
2007-02-01 | 2 | 1 | 0 | 31.9584 | 744 | 22.64 | 12.56 | 1006 | 22.64 | 324.9635 | 0 | Heating | 43.3285 | #N/A | #N/A | #N/A | #N/A | 324.9635 | #N/A | #N/A | 2.9825 | #N/A | 0 | 0 | 0 | 0 | 0 | 0 | 0 | 0 | 0.1444% | 1 | 50% | 0% | 0% | 0% | 8.2745 | 0 | 0 | 0 | 8.2745 | #N/A
2007-02-01 01:00 | 2 | 1 | 1 | 32 | 745 | 24.08 | 17.78 | 986 | 24.08 | 287.1023 | 0 | Heating | 38.2803 | #N/A | #N/A | #N/A | #N/A | 287.1023 | #N/A | #N/A | 3.0238 | #N/A | 0 | 0 | 0 | 0 | 0 | 0 | 0 | 0 | 0.1276% | 1 | 50% | 0% | 0% | 0% | 8.2745 | 0 | 0 | 0 | 8.2745 | #N/A
2007-02-01 02:00 | 2 | 1 | 2 | 32.0417 | 746 | 24.08 | 23 | 987 | 24.08 | 240.4583 | 0 | Heating | 32.0611 | #N/A | #N/A | #N/A | #N/A | 240.4583 | #N/A | #N/A | 3.0238 | #N/A | 0 | 0 | 0 | 0 | 0 | 0 | 0 | 0 | 0.1069% | 1 | 50% | 0% | 0% | 0% | 8.2745 | 0 | 0 | 0 | 8.2745 | #N/A
2007-02-01 03:00 | 2 | 1 | 3 | 32.0834 | 747 | 23.72 | 28.04 | 987 | 23.72 | 193.9488 | 0 | Heating | 25.8598 | #N/A | #N/A | #N/A | #N/A | 193.9488 | #N/A | #N/A | 3.0132 | #N/A | 0 | 0 | 0 | 0 | 0 | 0 | 0 | 0 | 0.0862% | 1 | 50% | 0% | 0% | 0% | 8.2745 | 0 | 0 | 0 | 8.2745 | #N/A
2007-02-01 04:00 | 2 | 1 | 4 | 32.125 | 748 | 23.36 | 33.08 | 988 | 23.36 | 148.1558 | 0 | Heating | 19.7541 | #N/A | #N/A | #N/A | #N/A | 148.1558 | #N/A | #N/A | 3.0028 | #N/A | 0 | 0 | 0 | 0 | 0 | 0 | 0 | 0 | 0.06585% | 1 | 50% | 0% | 0% | 0% | 8.2745 | 0 | 0 | 0 | 8.2745 | #N/A
2007-02-01 05:00 | 2 | 1 | 5 | 32.1667 | 749 | 22.64 | 33.08 | 990 | 22.64 | 151.3561 | 0 | Heating | 20.1808 | #N/A | #N/A | #N/A | #N/A | 151.3561 | #N/A | #N/A | 2.9825 | #N/A | 0 | 0 | 0 | 0 | 0 | 0 | 0 | 0 | 0.06727% | 1 | 50% | 0% | 0% | 0% | 8.2745 | 0 | 0 | 0 | 8.2745 | #N/A
2007-02-01 06:00 | 2 | 1 | 6 | 32.2084 | 750 | 23 | 26.06 | 993 | 23 | 190.4812 | 0 | Heating | 25.3975 | #N/A | #N/A | #N/A | #N/A | 190.4812 | #N/A | #N/A | 2.9925 | #N/A | 0 | 0 | 0 | 0 | 0 | 0 | 0 | 0 | 0.08466% | 1 | 50% | 0% | 0% | 0% | 8.2745 | 0 | 0 | 0 | 8.2745 | #N/A
2007-02-01 07:00 | 2 | 1 | 7 | 32.25 | 751 | 21.92 | 21.02 | 995 | 21.92 | 797.2758 | 0 | Heating | 106.3034 | #N/A | #N/A | #N/A | #N/A | 797.2758 | #N/A | #N/A | 2.9629 | #N/A | 0 | 0 | 0 | 0 | 0 | 0 | 0 | 0 | 0.3543% | 1 | 50% | 0% | 0% | 0% | 8.2745 | 0 | 0 | 0 | 8.2745 | #N/A
2007-02-01 08:00 | 2 | 1 | 8 | 32.2917 | 752 | 21.92 | 12.92 | 999 | 21.92 | 599.0324 | 0 | Heating | 79.871 | #N/A | #N/A | #N/A | #N/A | 599.0324 | #N/A | #N/A | 2.9629 | #N/A | 0 | 0 | 0 | 0 | 0 | 0 | 0 | 0 | 0.2662% | 1 | 50% | 0% | 0% | 0% | 8.2745 | 0 | 0 | 0 | 8.2745 | #N/A
2007-02-01 09:00 | 2 | 1 | 9 | 32.3334 | 753 | 24.98 | 17.96 | 1001 | 24.98 | 420.1368 | 0 | Heating | 56.0182 | #N/A | #N/A | #N/A | #N/A | 420.1368 | #N/A | #N/A | 3.0513 | #N/A | 0 | 0 | 0 | 0 | 0 | 0 | 0 | 0 | 0.1867% | 1 | 50% | 0% | 0% | 0% | 8.2745 | 0 | 0 | 0 | 8.2745 | #N/A
2007-02-01 10:00 | 2 | 1 | 10 | 32.375 | 754 | 24.98 | 15.08 | 1004 | 24.98 | 431.0875 | 0 | Heating | 57.4783 | #N/A | #N/A | #N/A | #N/A | 431.0875 | #N/A | #N/A | 3.0513 | #N/A | 0 | 0 | 0 | 0 | 0 | 0 | 0 | 0 | 0.1916% | 1 | 50% | 0% | 0% | 0% | 8.2745 | 0 | 0 | 0 | 8.2745 | #N/A
2007-02-01 11:00 | 2 | 1 | 11 | 32.4167 | 755 | 24.98 | 12.92 | 1007 | 24.98 | 440.9542 | 0 | Heating | 58.7939 | #N/A | #N/A | #N/A | #N/A | 440.9542 | #N/A | #N/A | 3.0513 | #N/A | 0 | 0 | 0 | 0 | 0 | 0 | 0 | 0 | 0.196% | 1 | 50% | 0% | 0% | 0% | 8.2745 | 0 | 0 | 0 | 8.2745 | #N/A
2007-02-01 12:00 | 2 | 1 | 12 | 32.4584 | 756 | 23 | 14 | 1008 | 23 | 401.3083 | 0 | Heating | 53.5078 | #N/A | #N/A | #N/A | #N/A | 401.3083 | #N/A | #N/A | 2.9925 | #N/A | 0 | 0 | 0 | 0 | 0 | 0 | 0 | 0 | 0.1784% | 1 | 50% | 0% | 0% | 0% | 8.2745 | 0 | 0 | 0 | 8.2745 | #N/A
2007-02-01 13:00 | 2 | 1 | 13 | 32.5 | 757 | 24.98 | 15.08 | 1010 | 24.98 | 442.7912 | 0 | Heating | 59.0388 | #N/A | #N/A | #N/A | #N/A | 442.7912 | #N/A | #N/A | 3.0513 | #N/A | 0 | 0 | 0 | 0 | 0 | 0 | 0 | 0 | 0.1968% | 1 | 50% | 0% | 0% | 0% | 8.2745 | 0 | 0 | 0 | 8.2745 | #N/A
2007-02-01 14:00 | 2 | 1 | 14 | 32.5417 | 758 | 24.98 | 15.98 | 1011 | 24.98 | 366.5515 | 0 | Heating | 48.8735 | #N/A | #N/A | #N/A | #N/A | 366.5515 | #N/A | #N/A | 3.0513 | #N/A | 0 | 0 | 0 | 0 | 0 | 0 | 0 | 0 | 0.1629% | 1 | 50% | 0% | 0% | 0% | 8.2745 | 0 | 0 | 0 | 8.2745 | #N/A
2007-02-01 15:00 | 2 | 1 | 15 | 32.5834 | 759 | 24.08 | 17.06 | 1013 | 24.08 | 320.9932 | 0 | Heating | 42.7991 | #N/A | #N/A | #N/A | #N/A | 320.9932 | #N/A | #N/A | 3.0238 | #N/A | 0 | 0 | 0 | 0 | 0 | 0 | 0 | 0 | 0.1427% | 1 | 50% | 0% | 0% | 0% | 8.2745 | 0 | 0 | 0 | 8.2745 | #N/A
2007-02-01 16:00 | 2 | 1 | 16 | 32.625 | 760 | 24.08 | 17.96 | 1015 | 24.08 | 289.9223 | 0 | Heating | 38.6563 | #N/A | #N/A | #N/A | #N/A | 289.9223 | #N/A | #N/A | 3.0238 | #N/A | 0 | 0 | 0 | 0 | 0 | 0 | 0 | 0 | 0.1289% | 1 | 50% | 0% | 0% | 0% | 8.2745 | 0 | 0 | 0 | 8.2745 | #N/A
2007-02-01 17:00 | 2 | 1 | 17 | 32.6667 | 761 | 24.08 | 19.94 | 1017 | 24.08 | 247.6745 | 0 | Heating | 33.0233 | #N/A | #N/A | #N/A | #N/A | 247.6745 | #N/A | #N/A | 3.0238 | #N/A | 0 | 0 | 0 | 0 | 0 | 0 | 0 | 0 | 0.1101% | 1 | 50% | 0% | 0% | 0% | 8.2745 | 0 | 0 | 0 | 8.2745 | #N/A
2007-02-01 18:00 | 2 | 1 | 18 | 32.7084 | 762 | 21.02 | 19.94 | 1019 | 21.02 | 274.2803 | 0 | Heating | 36.5707 | #N/A | #N/A | #N/A | #N/A | 274.2803 | #N/A | #N/A | 2.9394 | #N/A | 0 | 0 | 0 | 0 | 0 | 0 | 0 | 0 | 0.1219% | 1 | 50% | 0% | 0% | 0% | 8.2745 | 0 | 0 | 0 | 8.2745 | #N/A
2007-02-01 19:00 | 2 | 1 | 19 | 32.75 | 763 | 19.94 | 19.94 | 1019 | 19.94 | 330.8037 | 0 | Heating | 44.1072 | #N/A | #N/A | #N/A | #N/A | 330.8037 | #N/A | #N/A | 2.9127 | #N/A | 0 | 0 | 0 | 0 | 0 | 0 | 0 | 0 | 0.147% | 1 | 50% | 0% | 0% | 0% | 8.2745 | 0 | 0 | 0 | 8.2745 | #N/A
2007-02-01 20:00 | 2 | 1 | 20 | 32.7917 | 764 | 19.94 | 17.96 | 1021 | 19.94 | 356.9244 | 0 | Heating | 47.5899 | #N/A | #N/A | #N/A | #N/A | 356.9244 | #N/A | #N/A | 2.9127 | #N/A | 0 | 0 | 0 | 0 | 0 | 0 | 0 | 0 | 0.1586% | 1 | 50% | 0% | 0% | 0% | 8.2745 | 0 | 0 | 0 | 8.2745 | #N/A
2007-02-01 21:00 | 2 | 1 | 21 | 32.8334 | 765 | 19.94 | 17.96 | 1021 | 19.94 | 432.24 | 0 | Heating | 57.632 | #N/A | #N/A | #N/A | #N/A | 432.24 | #N/A | #N/A | 2.9127 | #N/A | 0 | 0 | 0 | 0 | 0 | 0 | 0 | 0 | 0.1921% | 1 | 50% | 0% | 0% | 0% | 8.2745 | 0 | 0 | 0 | 8.2745 | #N/A
2007-02-01 22:00 | 2 | 1 | 22 | 32.875 | 766 | 19.4 | 17.06 | 1022 | 19.4 | 492.9765 | 0 | Heating | 65.7302 | #N/A | #N/A | #N/A | #N/A | 492.9765 | #N/A | #N/A | 2.8998 | #N/A | 0 | 0 | 0 | 0 | 0 | 0 | 0 | 0 | 0.2191% | 1 | 50% | 0% | 0% | 0% | 8.2745 | 0 | 0 | 0 | 8.2745 | #N/A
2007-02-01 23:00 | 2 | 1 | 23 | 32.9167 | 767 | 19.04 | 17.06 | 1022 | 19.04 | 103.7387 | 0 | Heating | 13.8318 | #N/A | #N/A | #N/A | #N/A | 103.7387 | #N/A | #N/A | 2.8915 | #N/A | 0 | 0 | 0 | 0 | 0 | 0 | 0 | 0 | 0.04611% | 1 | 50% | 0% | 0% | 0% | 8.2745 | 0 | 0 | 0 | 8.2745 | #N/A
2007-02-02 | 2 | 2 | 0 | 32.9584 | 768 | 19.4 | 17.06 | 1022 | 19.4 | 213.788 | 0 | Heating | 28.5051 | #N/A | #N/A | #N/A | #N/A | 213.788 | #N/A | #N/A | 2.8998 | #N/A | 0 | 0 | 0 | 0 | 0 | 0 | 0 | 0 | 0.09502% | 1 | 50% | 0% | 0% | 0% | 8.2745 | 0 | 0 | 0 | 8.2745 | #N/A
2007-02-02 01:00 | 2 | 2 | 1 | 33 | 769 | 15.98 | 15.98 | 1022 | 15.98 | 274.4516 | 0 | Heating | 36.5935 | #N/A | #N/A | #N/A | #N/A | 274.4516 | #N/A | #N/A | 2.8262 | #N/A | 0 | 0 | 0 | 0 | 0 | 0 | 0 | 0 | 0.122% | 1 | 50% | 0% | 0% | 0% | 8.2745 | 0 | 0 | 0 | 8.2745 | #N/A
2007-02-02 02:00 | 2 | 2 | 2 | 33.0417 | 770 | 15.98 | 12.92 | 1022 | 15.98 | 323.5154 | 0 | Heating | 43.1354 | #N/A | #N/A | #N/A | #N/A | 323.5154 | #N/A | #N/A | 2.8262 | #N/A | 0 | 0 | 0 | 0 | 0 | 0 | 0 | 0 | 0.1438% | 1 | 50% | 0% | 0% | 0% | 8.2745 | 0 | 0 | 0 | 8.2745 | #N/A
2007-02-02 03:00 | 2 | 2 | 3 | 33.0834 | 771 | 15.98 | 10.94 | 1023 | 15.98 | 392.562 | 0 | Heating | 52.3416 | #N/A | #N/A | #N/A | #N/A | 392.562 | #N/A | #N/A | 2.8262 | #N/A | 0 | 0 | 0 | 0 | 0 | 0 | 0 | 0 | 0.1745% | 1 | 50% | 0% | 0% | 0% | 8.2745 | 0 | 0 | 0 | 8.2745 | #N/A
2007-02-02 04:00 | 2 | 2 | 4 | 33.125 | 772 | 12.92 | 10.94 | 1023 | 12.92 | 464.499 | 0 | Heating | 61.9332 | #N/A | #N/A | #N/A | #N/A | 464.499 | #N/A | #N/A | 2.7697 | #N/A | 0 | 0 | 0 | 0 | 0 | 0 | 0 | 0 | 0.2064% | 1 | 50% | 0% | 0% | 0% | 8.2745 | 0 | 0 | 0 | 8.2745 | #N/A
2007-02-02 05:00 | 2 | 2 | 5 | 33.1667 | 773 | 12.92 | 10.94 | 1023 | 12.92 | 500.207 | 0 | Heating | 66.6943 | #N/A | #N/A | #N/A | #N/A | 500.207 | #N/A | #N/A | 2.7697 | #N/A | 0 | 0 | 0 | 0 | 0 | 0 | 0 | 0 | 0.2223% | 1 | 50% | 0% | 0% | 0% | 8.2745 | 0 | 0 | 0 | 8.2745 | #N/A
2007-02-02 06:00 | 2 | 2 | 6 | 33.2084 | 774 | 10.94 | 8.06 | 1023 | 10.94 | 531.378 | 0 | Heating | 70.8504 | #N/A | #N/A | #N/A | #N/A | 531.378 | #N/A | #N/A | 2.737 | #N/A | 0 | 0 | 0 | 0 | 0 | 0 | 0 | 0 | 0.2362% | 1 | 50% | 0% | 0% | 0% | 8.2745 | 0 | 0 | 0 | 8.2745 | #N/A
2007-02-02 07:00 | 2 | 2 | 7 | 33.25 | 775 | 10.04 | 8.96 | 1023 | 10.04 | 978.1754 | 0 | Heating | 130.4234 | #N/A | #N/A | #N/A | #N/A | 978.1754 | #N/A | #N/A | 2.723 | #N/A | 0 | 0 | 0 | 0 | 0 | 0 | 0 | 0 | 0.4347% | 1 | 50% | 0% | 0% | 0% | 8.2745 | 0 | 0 | 0 | 8.2745 | #N/A
2007-02-02 08:00 | 2 | 2 | 8 | 33.2917 | 776 | 10.04 | 8.06 | 1023 | 10.04 | 746.9673 | 0 | Heating | 99.5956 | #N/A | #N/A | #N/A | #N/A | 746.9673 | #N/A | #N/A | 2.723 | #N/A | 0 | 0 | 0 | 0 | 0 | 0 | 0 | 0 | 0.332% | 1 | 50% | 0% | 0% | 0% | 8.2745 | 0 | 0 | 0 | 8.2745 | #N/A
2007-02-02 09:00 | 2 | 2 | 9 | 33.3334 | 777 | 17.06 | 10.94 | 1022 | 17.06 | 646.0482 | 0 | Heating | 86.1398 | #N/A | #N/A | #N/A | #N/A | 646.0482 | #N/A | #N/A | 2.8481 | #N/A | 0 | 0 | 0 | 0 | 0 | 0 | 0 | 0 | 0.2871% | 1 | 50% | 0% | 0% | 0% | 8.2745 | 0 | 0 | 0 | 8.2745 | #N/A
2007-02-02 10:00 | 2 | 2 | 10 | 33.375 | 778 | 19.04 | 14 | 1021 | 19.04 | 613.8778 | 0 | Heating | 81.8504 | #N/A | #N/A | #N/A | #N/A | 613.8778 | #N/A | #N/A | 2.8915 | #N/A | 0 | 0 | 0 | 0 | 0 | 0 | 0 | 0 | 0.2728% | 1 | 50% | 0% | 0% | 0% | 8.2745 | 0 | 0 | 0 | 8.2745 | #N/A
2007-02-02 11:00 | 2 | 2 | 11 | 33.4167 | 779 | 19.04 | 15.08 | 1020 | 19.04 | 577.9066 | 0 | Heating | 77.0542 | #N/A | #N/A | #N/A | #N/A | 577.9066 | #N/A | #N/A | 2.8915 | #N/A | 0 | 0 | 0 | 0 | 0 | 0 | 0 | 0 | 0.2568% | 1 | 50% | 0% | 0% | 0% | 8.2745 | 0 | 0 | 0 | 8.2745 | #N/A
2007-02-02 12:00 | 2 | 2 | 12 | 33.4584 | 780 | 24.98 | 15.08 | 1019 | 24.98 | 498.0603 | 0 | Heating | 66.408 | #N/A | #N/A | #N/A | #N/A | 498.0603 | #N/A | #N/A | 3.0513 | #N/A | 0 | 0 | 0 | 0 | 0 | 0 | 0 | 0 | 0.2214% | 1 | 50% | 0% | 0% | 0% | 8.2745 | 0 | 0 | 0 | 8.2745 | #N/A
2007-02-02 13:00 | 2 | 2 | 13 | 33.5 | 781 | 24.98 | 15.08 | 1017 | 24.98 | 436.9427 | 0 | Heating | 58.259 | #N/A | #N/A | #N/A | #N/A | 436.9427 | #N/A | #N/A | 3.0513 | #N/A | 0 | 0 | 0 | 0 | 0 | 0 | 0 | 0 | 0.1942% | 1 | 50% | 0% | 0% | 0% | 8.2745 | 0 | 0 | 0 | 8.2745 | #N/A
2007-02-02 14:00 | 2 | 2 | 14 | 33.5417 | 782 | 24.98 | 17.06 | 1017 | 24.98 | 405.8069 | 0 | Heating | 54.1076 | #N/A | #N/A | #N/A | #N/A | 405.8069 | #N/A | #N/A | 3.0513 | #N/A | 0 | 0 | 0 | 0 | 0 | 0 | 0 | 0 | 0.1804% | 1 | 50% | 0% | 0% | 0% | 8.2745 | 0 | 0 | 0 | 8.2745 | #N/A
2007-02-02 15:00 | 2 | 2 | 15 | 33.5834 | 783 | 26.06 | 17.06 | 1016 | 26.06 | 431.7377 | 0 | Heating | 57.565 | #N/A | #N/A | #N/A | #N/A | 431.7377 | #N/A | #N/A | 3.0859 | #N/A | 0 | 0 | 0 | 0 | 0 | 0 | 0 | 0 | 0.1919% | 1 | 50% | 0% | 0% | 0% | 8.2745 | 0 | 0 | 0 | 8.2745 | #N/A
2007-02-02 16:00 | 2 | 2 | 16 | 33.625 | 784 | 26.06 | 17.06 | 1015 | 26.06 | 462.3148 | 0 | Heating | 61.642 | #N/A | #N/A | #N/A | #N/A | 462.3148 | #N/A | #N/A | 3.0859 | #N/A | 0 | 0 | 0 | 0 | 0 | 0 | 0 | 0 | 0.2055% | 1 | 50% | 0% | 0% | 0% | 8.2745 | 0 | 0 | 0 | 8.2745 | #N/A
2007-02-02 17:00 | 2 | 2 | 17 | 33.6667 | 785 | 26.06 | 17.96 | 1015 | 26.06 | 405.0959 | 0 | Heating | 54.0128 | #N/A | #N/A | #N/A | #N/A | 405.0959 | #N/A | #N/A | 3.0859 | #N/A | 0 | 0 | 0 | 0 | 0 | 0 | 0 | 0 | 0.18% | 1 | 50% | 0% | 0% | 0% | 8.2745 | 0 | 0 | 0 | 8.2745 | #N/A
2007-02-02 18:00 | 2 | 2 | 18 | 33.7084 | 786 | 24.08 | 19.04 | 1015 | 24.08 | 406.5407 | 0 | Heating | 54.2054 | #N/A | #N/A | #N/A | #N/A | 406.5407 | #N/A | #N/A | 3.0238 | #N/A | 0 | 0 | 0 | 0 | 0 | 0 | 0 | 0 | 0.1807% | 1 | 50% | 0% | 0% | 0% | 8.2745 | 0 | 0 | 0 | 8.2745 | #N/A
2007-02-02 19:00 | 2 | 2 | 19 | 33.75 | 787 | 21.92 | 19.04 | 1016 | 21.92 | 11.228 | 0 | Heating | 1.4971 | #N/A | #N/A | #N/A | #N/A | 11.228 | #N/A | #N/A | 2.9629 | #N/A | 0 | 0 | 0 | 0 | 0 | 0 | 0 | 0 | 0.00499% | 1 | 50% | 0% | 0% | 0% | 8.2745 | 0 | 0 | 0 | 8.2745 | #N/A
2007-02-02 20:00 | 2 | 2 | 20 | 33.7917 | 788 | 21.92 | 23 | 1015 | 21.92 | 44.2859 | 0 | Heating | 5.9048 | #N/A | #N/A | #N/A | #N/A | 44.2859 | #N/A | #N/A | 2.9629 | #N/A | 0 | 0 | 0 | 0 | 0 | 0 | 0 | 0 | 0.01968% | 1 | 50% | 0% | 0% | 0% | 8.2745 | 0 | 0 | 0 | 8.2745 | #N/A
2007-02-02 21:00 | 2 | 2 | 21 | 33.8334 | 789 | 19.94 | 24.98 | 1015 | 19.94 | 59.8793 | 0 | Heating | 7.9839 | #N/A | #N/A | #N/A | #N/A | 59.8793 | #N/A | #N/A | 2.9127 | #N/A | 0 | 0 | 0 | 0 | 0 | 0 | 0 | 0 | 0.02661% | 1 | 50% | 0% | 0% | 0% | 8.2745 | 0 | 0 | 0 | 8.2745 | #N/A
2007-02-02 22:00 | 2 | 2 | 22 | 33.875 | 790 | 19.94 | 26.96 | 1013 | 19.94 | 88.5079 | 0 | Heating | 11.801 | #N/A | #N/A | #N/A | #N/A | 88.5079 | #N/A | #N/A | 2.9127 | #N/A | 0 | 0 | 0 | 0 | 0 | 0 | 0 | 0 | 0.03934% | 1 | 50% | 0% | 0% | 0% | 8.2745 | 0 | 0 | 0 | 8.2745 | #N/A
2007-02-02 23:00 | 2 | 2 | 23 | 33.9167 | 791 | 19.94 | 28.04 | 1012 | 19.94 | 113.656 | 0 | Heating | 15.1541 | #N/A | #N/A | #N/A | #N/A | 113.656 | #N/A | #N/A | 2.9127 | #N/A | 0 | 0 | 0 | 0 | 0 | 0 | 0 | 0 | 0.05051% | 1 | 50% | 0% | 0% | 0% | 8.2745 | 0 | 0 | 0 | 8.2745 | #N/A
2007-02-03 | 2 | 3 | 0 | 33.9584 | 792 | 19.94 | 28.94 | 1012 | 19.94 | 144.976 | 0 | Heating | 19.3301 | #N/A | #N/A | #N/A | #N/A | 144.976 | #N/A | #N/A | 2.9127 | #N/A | 0 | 0 | 0 | 0 | 0 | 0 | 0 | 0 | 0.06443% | 1 | 50% | 0% | 0% | 0% | 8.2745 | 0 | 0 | 0 | 8.2745 | #N/A
2007-02-03 01:00 | 2 | 3 | 1 | 34 | 793 | 21.02 | 28.94 | 1011 | 21.02 | 165.0271 | 0 | Heating | 22.0036 | #N/A | #N/A | #N/A | #N/A | 165.0271 | #N/A | #N/A | 2.9394 | #N/A | 0 | 0 | 0 | 0 | 0 | 0 | 0 | 0 | 0.07335% | 1 | 50% | 0% | 0% | 0% | 8.2745 | 0 | 0 | 0 | 8.2745 | #N/A
2007-02-03 02:00 | 2 | 3 | 2 | 34.0417 | 794 | 21.02 | 28.94 | 1010 | 21.02 | 180.8609 | 0 | Heating | 24.1148 | #N/A | #N/A | #N/A | #N/A | 180.8609 | #N/A | #N/A | 2.9394 | #N/A | 0 | 0 | 0 | 0 | 0 | 0 | 0 | 0 | 0.08038% | 1 | 50% | 0% | 0% | 0% | 8.2745 | 0 | 0 | 0 | 8.2745 | #N/A
2007-02-03 03:00 | 2 | 3 | 3 | 34.0834 | 795 | 21.02 | 28.94 | 1010 | 21.02 | 214.0136 | 0 | Heating | 28.5351 | #N/A | #N/A | #N/A | #N/A | 214.0136 | #N/A | #N/A | 2.9394 | #N/A | 0 | 0 | 0 | 0 | 0 | 0 | 0 | 0 | 0.09512% | 1 | 50% | 0% | 0% | 0% | 8.2745 | 0 | 0 | 0 | 8.2745 | #N/A
2007-02-03 04:00 | 2 | 3 | 4 | 34.125 | 796 | 19.94 | 30.02 | 1009 | 19.94 | 239.1751 | 0 | Heating | 31.89 | #N/A | #N/A | #N/A | #N/A | 239.1751 | #N/A | #N/A | 2.9127 | #N/A | 0 | 0 | 0 | 0 | 0 | 0 | 0 | 0 | 0.1063% | 1 | 50% | 0% | 0% | 0% | 8.2745 | 0 | 0 | 0 | 8.2745 | #N/A
2007-02-03 05:00 | 2 | 3 | 5 | 34.1667 | 797 | 19.94 | 30.02 | 1008 | 19.94 | 256.0215 | 0 | Heating | 34.1362 | #N/A | #N/A | #N/A | #N/A | 256.0215 | #N/A | #N/A | 2.9127 | #N/A | 0 | 0 | 0 | 0 | 0 | 0 | 0 | 0 | 0.1138% | 1 | 50% | 0% | 0% | 0% | 8.2745 | 0 | 0 | 0 | 8.2745 | #N/A
2007-02-03 06:00 | 2 | 3 | 6 | 34.2084 | 798 | 17.06 | 30.02 | 1007 | 17.06 | 250.3973 | 0 | Heating | 33.3863 | #N/A | #N/A | #N/A | #N/A | 250.3973 | #N/A | #N/A | 2.8481 | #N/A | 0 | 0 | 0 | 0 | 0 | 0 | 0 | 0 | 0.1113% | 1 | 50% | 0% | 0% | 0% | 8.2745 | 0 | 0 | 0 | 8.2745 | #N/A
2007-02-03 07:00 | 2 | 3 | 7 | 34.25 | 799 | 15.98 | 30.92 | 1006 | 15.98 | 213.0492 | 0 | Heating | 28.4066 | #N/A | #N/A | #N/A | #N/A | 213.0492 | #N/A | #N/A | 2.8262 | #N/A | 0 | 0 | 0 | 0 | 0 | 0 | 0 | 0 | 0.09469% | 1 | 50% | 0% | 0% | 0% | 8.2745 | 0 | 0 | 0 | 8.2745 | #N/A
2007-02-03 08:00 | 2 | 3 | 8 | 34.2917 | 800 | 15.98 | 32 | 1005 | 15.98 | 175.8894 | 0 | Heating | 23.4519 | #N/A | #N/A | #N/A | #N/A | 175.8894 | #N/A | #N/A | 2.8262 | #N/A | 0 | 0 | 0 | 0 | 0 | 0 | 0 | 0 | 0.07817% | 1 | 50% | 0% | 0% | 0% | 8.2745 | 0 | 0 | 0 | 8.2745 | #N/A
2007-02-03 09:00 | 2 | 3 | 9 | 34.3334 | 801 | 19.04 | 33.08 | 1005 | 19.04 | 139.1152 | 0 | Heating | 18.5487 | #N/A | #N/A | #N/A | #N/A | 139.1152 | #N/A | #N/A | 2.8915 | #N/A | 0 | 0 | 0 | 0 | 0 | 0 | 0 | 0 | 0.06183% | 1 | 50% | 0% | 0% | 0% | 8.2745 | 0 | 0 | 0 | 8.2745 | #N/A
2007-02-03 10:00 | 2 | 3 | 10 | 34.375 | 802 | 21.92 | 33.08 | 1004 | 21.92 | 146.0934 | 0 | Heating | 19.4791 | #N/A | #N/A | #N/A | #N/A | 146.0934 | #N/A | #N/A | 2.9629 | #N/A | 0 | 0 | 0 | 0 | 0 | 0 | 0 | 0 | 0.06493% | 1 | 50% | 0% | 0% | 0% | 8.2745 | 0 | 0 | 0 | 8.2745 | #N/A
2007-02-03 11:00 | 2 | 3 | 11 | 34.4167 | 803 | 21.92 | 33.08 | 1003 | 21.92 | 180.9053 | 0 | Heating | 24.1207 | #N/A | #N/A | #N/A | #N/A | 180.9053 | #N/A | #N/A | 2.9629 | #N/A | 0 | 0 | 0 | 0 | 0 | 0 | 0 | 0 | 0.0804% | 1 | 50% | 0% | 0% | 0% | 8.2745 | 0 | 0 | 0 | 8.2745 | #N/A
2007-02-03 12:00 | 2 | 3 | 12 | 34.4584 | 804 | 23 | 33.98 | 1001 | 23 | 167.7766 | 0 | Heating | 22.3702 | #N/A | #N/A | #N/A | #N/A | 167.7766 | #N/A | #N/A | 2.9925 | #N/A | 0 | 0 | 0 | 0 | 0 | 0 | 0 | 0 | 0.07457% | 1 | 50% | 0% | 0% | 0% | 8.2745 | 0 | 0 | 0 | 8.2745 | #N/A
2007-02-03 13:00 | 2 | 3 | 13 | 34.5 | 805 | 26.96 | 35.06 | 1000 | 26.96 | 146.7845 | 0 | Heating | 19.5713 | #N/A | #N/A | #N/A | #N/A | 146.7845 | #N/A | #N/A | 3.1163 | #N/A | 0 | 0 | 0 | 0 | 0 | 0 | 0 | 0 | 0.06524% | 1 | 50% | 0% | 0% | 0% | 8.2745 | 0 | 0 | 0 | 8.2745 | #N/A
2007-02-03 14:00 | 2 | 3 | 14 | 34.5417 | 806 | 26.96 | 35.06 | 999 | 26.96 | 132.6688 | 0 | Heating | 17.6892 | #N/A | #N/A | #N/A | #N/A | 132.6688 | #N/A | #N/A | 3.1163 | #N/A | 0 | 0 | 0 | 0 | 0 | 0 | 0 | 0 | 0.05896% | 1 | 50% | 0% | 0% | 0% | 8.2745 | 0 | 0 | 0 | 8.2745 | #N/A
2007-02-03 15:00 | 2 | 3 | 15 | 34.5834 | 807 | 28.04 | 35.06 | 997 | 28.04 | 139.246 | 0 | Heating | 18.5661 | #N/A | #N/A | #N/A | #N/A | 139.246 | #N/A | #N/A | 3.1545 | #N/A | 0 | 0 | 0 | 0 | 0 | 0 | 0 | 0 | 0.06189% | 1 | 50% | 0% | 0% | 0% | 8.2745 | 0 | 0 | 0 | 8.2745 | #N/A
2007-02-03 16:00 | 2 | 3 | 16 | 34.625 | 808 | 28.04 | 35.06 | 996 | 28.04 | 149.832 | 0 | Heating | 19.9776 | #N/A | #N/A | #N/A | #N/A | 149.832 | #N/A | #N/A | 3.1545 | #N/A | 0 | 0 | 0 | 0 | 0 | 0 | 0 | 0 | 0.06659% | 1 | 50% | 0% | 0% | 0% | 8.2745 | 0 | 0 | 0 | 8.2745 | #N/A
2007-02-03 17:00 | 2 | 3 | 17 | 34.6667 | 809 | 28.04 | 33.98 | 995 | 28.04 | 137.2258 | 0 | Heating | 18.2968 | #N/A | #N/A | #N/A | #N/A | 137.2258 | #N/A | #N/A | 3.1545 | #N/A | 0 | 0 | 0 | 0 | 0 | 0 | 0 | 0 | 0.06099% | 1 | 50% | 0% | 0% | 0% | 8.2745 | 0 | 0 | 0 | 8.2745 | #N/A
2007-02-03 18:00 | 2 | 3 | 18 | 34.7084 | 810 | 24.98 | 33.98 | 995 | 24.98 | 142.9252 | 0 | Heating | 19.0567 | #N/A | #N/A | #N/A | #N/A | 142.9252 | #N/A | #N/A | 3.0513 | #N/A | 0 | 0 | 0 | 0 | 0 | 0 | 0 | 0 | 0.06352% | 1 | 50% | 0% | 0% | 0% | 8.2745 | 0 | 0 | 0 | 8.2745 | #N/A
2007-02-03 19:00 | 2 | 3 | 19 | 34.75 | 811 | 23 | 33.98 | 994 | 23 | 147.1652 | 0 | Heating | 19.622 | #N/A | #N/A | #N/A | #N/A | 147.1652 | #N/A | #N/A | 2.9925 | #N/A | 0 | 0 | 0 | 0 | 0 | 0 | 0 | 0 | 0.06541% | 1 | 50% | 0% | 0% | 0% | 8.2745 | 0 | 0 | 0 | 8.2745 | #N/A
2007-02-03 20:00 | 2 | 3 | 20 | 34.7917 | 812 | 23 | 33.98 | 994 | 23 | 169.7204 | 0 | Heating | 22.6294 | #N/A | #N/A | #N/A | #N/A | 169.7204 | #N/A | #N/A | 2.9925 | #N/A | 0 | 0 | 0 | 0 | 0 | 0 | 0 | 0 | 0.07543% | 1 | 50% | 0% | 0% | 0% | 8.2745 | 0 | 0 | 0 | 8.2745 | #N/A
2007-02-03 21:00 | 2 | 3 | 21 | 34.8334 | 813 | 19.04 | 33.08 | 994 | 19.04 | 175.5367 | 0 | Heating | 23.4049 | #N/A | #N/A | #N/A | #N/A | 175.5367 | #N/A | #N/A | 2.8915 | #N/A | 0 | 0 | 0 | 0 | 0 | 0 | 0 | 0 | 0.07802% | 1 | 50% | 0% | 0% | 0% | 8.2745 | 0 | 0 | 0 | 8.2745 | #N/A
2007-02-03 22:00 | 2 | 3 | 22 | 34.875 | 814 | 21.02 | 33.98 | 994 | 21.02 | 188.9483 | 0 | Heating | 25.1931 | #N/A | #N/A | #N/A | #N/A | 188.9483 | #N/A | #N/A | 2.9394 | #N/A | 0 | 0 | 0 | 0 | 0 | 0 | 0 | 0 | 0.08398% | 1 | 50% | 0% | 0% | 0% | 8.2745 | 0 | 0 | 0 | 8.2745 | #N/A
2007-02-03 23:00 | 2 | 3 | 23 | 34.9167 | 815 | 21.02 | 35.06 | 994 | 21.02 | 204.5742 | 0 | Heating | 27.2766 | #N/A | #N/A | #N/A | #N/A | 204.5742 | #N/A | #N/A | 2.9394 | #N/A | 0 | 0 | 0 | 0 | 0 | 0 | 0 | 0 | 0.09092% | 1 | 50% | 0% | 0% | 0% | 8.2745 | 0 | 0 | 0 | 8.2745 | #N/A
2007-02-04 | 2 | 4 | 0 | 34.9584 | 816 | 21.92 | 35.96 | 996 | 21.92 | 220.6056 | 0 | Heating | 29.4141 | #N/A | #N/A | #N/A | #N/A | 220.6056 | #N/A | #N/A | 2.9629 | #N/A | 0 | 0 | 0 | 0 | 0 | 0 | 0 | 0 | 0.09805% | 1 | 50% | 0% | 0% | 0% | 8.2745 | 0 | 0 | 0 | 8.2745 | #N/A
2007-02-04 01:00 | 2 | 4 | 1 | 35 | 817 | 21.92 | 33.08 | 998 | 21.92 | 242.0651 | 0 | Heating | 32.2754 | #N/A | #N/A | #N/A | #N/A | 242.0651 | #N/A | #N/A | 2.9629 | #N/A | 0 | 0 | 0 | 0 | 0 | 0 | 0 | 0 | 0.1076% | 1 | 50% | 0% | 0% | 0% | 8.2745 | 0 | 0 | 0 | 8.2745 | #N/A
2007-02-04 02:00 | 2 | 4 | 2 | 35.0417 | 818 | 21.92 | 32 | 1001 | 21.92 | 277.6622 | 0 | Heating | 37.0216 | #N/A | #N/A | #N/A | #N/A | 277.6622 | #N/A | #N/A | 2.9629 | #N/A | 0 | 0 | 0 | 0 | 0 | 0 | 0 | 0 | 0.1234% | 1 | 50% | 0% | 0% | 0% | 8.2745 | 0 | 0 | 0 | 8.2745 | #N/A
2007-02-04 03:00 | 2 | 4 | 3 | 35.0834 | 819 | 21.92 | 28.94 | 1003 | 21.92 | 310.7127 | 0 | Heating | 41.4284 | #N/A | #N/A | #N/A | #N/A | 310.7127 | #N/A | #N/A | 2.9629 | #N/A | 0 | 0 | 0 | 0 | 0 | 0 | 0 | 0 | 0.1381% | 1 | 50% | 0% | 0% | 0% | 8.2745 | 0 | 0 | 0 | 8.2745 | #N/A
2007-02-04 04:00 | 2 | 4 | 4 | 35.125 | 820 | 21.02 | 26.96 | 1005 | 21.02 | 338.6254 | 0 | Heating | 45.15 | #N/A | #N/A | #N/A | #N/A | 338.6254 | #N/A | #N/A | 2.9394 | #N/A | 0 | 0 | 0 | 0 | 0 | 0 | 0 | 0 | 0.1505% | 1 | 50% | 0% | 0% | 0% | 8.2745 | 0 | 0 | 0 | 8.2745 | #N/A
2007-02-04 05:00 | 2 | 4 | 5 | 35.1667 | 821 | 21.02 | 26.06 | 1006 | 21.02 | 351.2567 | 0 | Heating | 46.8342 | #N/A | #N/A | #N/A | #N/A | 351.2567 | #N/A | #N/A | 2.9394 | #N/A | 0 | 0 | 0 | 0 | 0 | 0 | 0 | 0 | 0.1561% | 1 | 50% | 0% | 0% | 0% | 8.2745 | 0 | 0 | 0 | 8.2745 | #N/A
2007-02-04 06:00 | 2 | 4 | 6 | 35.2084 | 822 | 19.94 | 24.98 | 1008 | 19.94 | 325.3889 | 0 | Heating | 43.3852 | #N/A | #N/A | #N/A | #N/A | 325.3889 | #N/A | #N/A | 2.9127 | #N/A | 0 | 0 | 0 | 0 | 0 | 0 | 0 | 0 | 0.1446% | 1 | 50% | 0% | 0% | 0% | 8.2745 | 0 | 0 | 0 | 8.2745 | #N/A
2007-02-04 07:00 | 2 | 4 | 7 | 35.25 | 823 | 19.04 | 26.06 | 1009 | 19.04 | 1092.7299 | 0 | Heating | 145.6973 | #N/A | #N/A | #N/A | #N/A | 1092.7299 | #N/A | #N/A | 2.8915 | #N/A | 0 | 0 | 0 | 0 | 0 | 0 | 0 | 0 | 0.4857% | 1 | 50% | 0% | 0% | 0% | 8.2745 | 0 | 0 | 0 | 8.2745 | #N/A
2007-02-04 08:00 | 2 | 4 | 8 | 35.2917 | 824 | 19.04 | 24.08 | 1012 | 19.04 | 782.8035 | 0 | Heating | 104.3738 | #N/A | #N/A | #N/A | #N/A | 782.8035 | #N/A | #N/A | 2.8915 | #N/A | 0 | 0 | 0 | 0 | 0 | 0 | 0 | 0 | 0.3479% | 1 | 50% | 0% | 0% | 0% | 8.2745 | 0 | 0 | 0 | 8.2745 | #N/A
2007-02-04 09:00 | 2 | 4 | 9 | 35.3334 | 825 | 21.02 | 24.98 | 1012 | 21.02 | 458.7959 | 0 | Heating | 61.1728 | #N/A | #N/A | #N/A | #N/A | 458.7959 | #N/A | #N/A | 2.9394 | #N/A | 0 | 0 | 0 | 0 | 0 | 0 | 0 | 0 | 0.2039% | 1 | 50% | 0% | 0% | 0% | 8.2745 | 0 | 0 | 0 | 8.2745 | #N/A
2007-02-04 10:00 | 2 | 4 | 10 | 35.375 | 826 | 21.2 | 24.08 | 1013 | 21.2 | 418.3232 | 0 | Heating | 55.7764 | #N/A | #N/A | #N/A | #N/A | 418.3232 | #N/A | #N/A | 2.944 | #N/A | 0 | 0 | 0 | 0 | 0 | 0 | 0 | 0 | 0.1859% | 1 | 50% | 0% | 0% | 0% | 8.2745 | 0 | 0 | 0 | 8.2745 | #N/A
2007-02-04 11:00 | 2 | 4 | 11 | 35.4167 | 827 | 23 | 21.92 | 1014 | 23 | 420.3793 | 0 | Heating | 56.0506 | #N/A | #N/A | #N/A | #N/A | 420.3793 | #N/A | #N/A | 2.9925 | #N/A | 0 | 0 | 0 | 0 | 0 | 0 | 0 | 0 | 0.1868% | 1 | 50% | 0% | 0% | 0% | 8.2745 | 0 | 0 | 0 | 8.2745 | #N/A
2007-02-04 12:00 | 2 | 4 | 12 | 35.4584 | 828 | 24.98 | 21.02 | 1015 | 24.98 | 365.6761 | 0 | Heating | 48.7568 | #N/A | #N/A | #N/A | #N/A | 365.6761 | #N/A | #N/A | 3.0513 | #N/A | 0 | 0 | 0 | 0 | 0 | 0 | 0 | 0 | 0.1625% | 1 | 50% | 0% | 0% | 0% | 8.2745 | 0 | 0 | 0 | 8.2745 | #N/A
2007-02-04 13:00 | 2 | 4 | 13 | 35.5 | 829 | 23 | 17.06 | 1015 | 23 | 416.2172 | 0 | Heating | 55.4956 | #N/A | #N/A | #N/A | #N/A | 416.2172 | #N/A | #N/A | 2.9925 | #N/A | 0 | 0 | 0 | 0 | 0 | 0 | 0 | 0 | 0.185% | 1 | 50% | 0% | 0% | 0% | 8.2745 | 0 | 0 | 0 | 8.2745 | #N/A
2007-02-04 14:00 | 2 | 4 | 14 | 35.5417 | 830 | 21.92 | 15.98 | 1016 | 21.92 | 364.7586 | 0 | Heating | 48.6345 | #N/A | #N/A | #N/A | #N/A | 364.7586 | #N/A | #N/A | 2.9629 | #N/A | 0 | 0 | 0 | 0 | 0 | 0 | 0 | 0 | 0.1621% | 1 | 50% | 0% | 0% | 0% | 8.2745 | 0 | 0 | 0 | 8.2745 | #N/A
2007-02-04 15:00 | 2 | 4 | 15 | 35.5834 | 831 | 24.98 | 15.98 | 1017 | 24.98 | 364.7907 | 0 | Heating | 48.6388 | #N/A | #N/A | #N/A | #N/A | 364.7907 | #N/A | #N/A | 3.0513 | #N/A | 0 | 0 | 0 | 0 | 0 | 0 | 0 | 0 | 0.1621% | 1 | 50% | 0% | 0% | 0% | 8.2745 | 0 | 0 | 0 | 8.2745 | #N/A
2007-02-04 16:00 | 2 | 4 | 16 | 35.625 | 832 | 24.08 | 15.08 | 1018 | 24.08 | 366.0065 | 0 | Heating | 48.8009 | #N/A | #N/A | #N/A | #N/A | 366.0065 | #N/A | #N/A | 3.0238 | #N/A | 0 | 0 | 0 | 0 | 0 | 0 | 0 | 0 | 0.1627% | 1 | 50% | 0% | 0% | 0% | 8.2745 | 0 | 0 | 0 | 8.2745 | #N/A
2007-02-04 17:00 | 2 | 4 | 17 | 35.6667 | 833 | 24.08 | 15.98 | 1019 | 24.08 | 341.9633 | 0 | Heating | 45.5951 | #N/A | #N/A | #N/A | #N/A | 341.9633 | #N/A | #N/A | 3.0238 | #N/A | 0 | 0 | 0 | 0 | 0 | 0 | 0 | 0 | 0.152% | 1 | 50% | 0% | 0% | 0% | 8.2745 | 0 | 0 | 0 | 8.2745 | #N/A
2007-02-04 18:00 | 2 | 4 | 18 | 35.7084 | 834 | 19.94 | 15.08 | 1020 | 19.94 | 399.4211 | 0 | Heating | 53.2561 | #N/A | #N/A | #N/A | #N/A | 399.4211 | #N/A | #N/A | 2.9127 | #N/A | 0 | 0 | 0 | 0 | 0 | 0 | 0 | 0 | 0.1775% | 1 | 50% | 0% | 0% | 0% | 8.2745 | 0 | 0 | 0 | 8.2745 | #N/A
2007-02-04 19:00 | 2 | 4 | 19 | 35.75 | 835 | 17.96 | 14 | 1021 | 17.96 | 463.808 | 0 | Heating | 61.8411 | #N/A | #N/A | #N/A | #N/A | 463.808 | #N/A | #N/A | 2.8673 | #N/A | 0 | 0 | 0 | 0 | 0 | 0 | 0 | 0 | 0.2061% | 1 | 50% | 0% | 0% | 0% | 8.2745 | 0 | 0 | 0 | 8.2745 | #N/A
2007-02-04 20:00 | 2 | 4 | 20 | 35.7917 | 836 | 17.96 | 12.92 | 1021 | 17.96 | 489.68 | 0 | Heating | 65.2907 | #N/A | #N/A | #N/A | #N/A | 489.68 | #N/A | #N/A | 2.8673 | #N/A | 0 | 0 | 0 | 0 | 0 | 0 | 0 | 0 | 0.2176% | 1 | 50% | 0% | 0% | 0% | 8.2745 | 0 | 0 | 0 | 8.2745 | #N/A
2007-02-04 21:00 | 2 | 4 | 21 | 35.8334 | 837 | 15.08 | 12.02 | 1020 | 15.08 | 541.2583 | 0 | Heating | 72.1678 | #N/A | #N/A | #N/A | #N/A | 541.2583 | #N/A | #N/A | 2.8087 | #N/A | 0 | 0 | 0 | 0 | 0 | 0 | 0 | 0 | 0.2406% | 1 | 50% | 0% | 0% | 0% | 8.2745 | 0 | 0 | 0 | 8.2745 | #N/A
2007-02-04 22:00 | 2 | 4 | 22 | 35.875 | 838 | 14 | 12.02 | 1020 | 14 | 567.5309 | 0 | Heating | 75.6708 | #N/A | #N/A | #N/A | #N/A | 567.5309 | #N/A | #N/A | 2.7888 | #N/A | 0 | 0 | 0 | 0 | 0 | 0 | 0 | 0 | 0.2522% | 1 | 50% | 0% | 0% | 0% | 8.2745 | 0 | 0 | 0 | 8.2745 | #N/A
2007-02-04 23:00 | 2 | 4 | 23 | 35.9167 | 839 | 14 | 12.02 | 1021 | 14 | 217.684 | 0 | Heating | 29.0245 | #N/A | #N/A | #N/A | #N/A | 217.684 | #N/A | #N/A | 2.7888 | #N/A | 0 | 0 | 0 | 0 | 0 | 0 | 0 | 0 | 0.09675% | 1 | 50% | 0% | 0% | 0% | 8.2745 | 0 | 0 | 0 | 8.2745 | #N/A
2007-02-05 | 2 | 5 | 0 | 35.9584 | 840 | 17.06 | 12.02 | 1020 | 17.06 | 369.4567 | 0 | Heating | 49.2609 | #N/A | #N/A | #N/A | #N/A | 369.4567 | #N/A | #N/A | 2.8481 | #N/A | 0 | 0 | 0 | 0 | 0 | 0 | 0 | 0 | 0.1642% | 1 | 50% | 0% | 0% | 0% | 8.2745 | 0 | 0 | 0 | 8.2745 | #N/A
2007-02-05 01:00 | 2 | 5 | 1 | 36 | 841 | 17.96 | 12.92 | 1020 | 17.96 | 383.4142 | 0 | Heating | 51.1219 | #N/A | #N/A | #N/A | #N/A | 383.4142 | #N/A | #N/A | 2.8673 | #N/A | 0 | 0 | 0 | 0 | 0 | 0 | 0 | 0 | 0.1704% | 1 | 50% | 0% | 0% | 0% | 8.2745 | 0 | 0 | 0 | 8.2745 | #N/A
2007-02-05 02:00 | 2 | 5 | 2 | 36.0417 | 842 | 17.96 | 12.92 | 1020 | 17.96 | 376.7055 | 0 | Heating | 50.2274 | #N/A | #N/A | #N/A | #N/A | 376.7055 | #N/A | #N/A | 2.8673 | #N/A | 0 | 0 | 0 | 0 | 0 | 0 | 0 | 0 | 0.1674% | 1 | 50% | 0% | 0% | 0% | 8.2745 | 0 | 0 | 0 | 8.2745 | #N/A
2007-02-05 03:00 | 2 | 5 | 3 | 36.0834 | 843 | 17.96 | 12.92 | 1020 | 17.96 | 401.6043 | 0 | Heating | 53.5472 | #N/A | #N/A | #N/A | #N/A | 401.6043 | #N/A | #N/A | 2.8673 | #N/A | 0 | 0 | 0 | 0 | 0 | 0 | 0 | 0 | 0.1785% | 1 | 50% | 0% | 0% | 0% | 8.2745 | 0 | 0 | 0 | 8.2745 | #N/A
2007-02-05 04:00 | 2 | 5 | 4 | 36.125 | 844 | 17.96 | 14 | 1020 | 17.96 | 420.6289 | 0 | Heating | 56.0839 | #N/A | #N/A | #N/A | #N/A | 420.6289 | #N/A | #N/A | 2.8673 | #N/A | 0 | 0 | 0 | 0 | 0 | 0 | 0 | 0 | 0.1869% | 1 | 50% | 0% | 0% | 0% | 8.2745 | 0 | 0 | 0 | 8.2745 | #N/A
2007-02-05 05:00 | 2 | 5 | 5 | 36.1667 | 845 | 17.96 | 12.92 | 1020 | 17.96 | 452.6961 | 0 | Heating | 60.3595 | #N/A | #N/A | #N/A | #N/A | 452.6961 | #N/A | #N/A | 2.8673 | #N/A | 0 | 0 | 0 | 0 | 0 | 0 | 0 | 0 | 0.2012% | 1 | 50% | 0% | 0% | 0% | 8.2745 | 0 | 0 | 0 | 8.2745 | #N/A
2007-02-05 06:00 | 2 | 5 | 6 | 36.2084 | 846 | 17.96 | 12.02 | 1019 | 17.96 | 487.1209 | 0 | Heating | 64.9494 | #N/A | #N/A | #N/A | #N/A | 487.1209 | #N/A | #N/A | 2.8673 | #N/A | 0 | 0 | 0 | 0 | 0 | 0 | 0 | 0 | 0.2165% | 1 | 50% | 0% | 0% | 0% | 8.2745 | 0 | 0 | 0 | 8.2745 | #N/A
2007-02-05 07:00 | 2 | 5 | 7 | 36.25 | 847 | 17.96 | 10.94 | 1018 | 17.96 | 1023.7483 | 0 | Heating | 136.4998 | #N/A | #N/A | #N/A | #N/A | 1023.7483 | #N/A | #N/A | 2.8673 | #N/A | 0 | 0 | 0 | 0 | 0 | 0 | 0 | 0 | 0.455% | 1 | 50% | 0% | 0% | 0% | 8.2745 | 0 | 0 | 0 | 8.2745 | #N/A
2007-02-05 08:00 | 2 | 5 | 8 | 36.2917 | 848 | 17.96 | 12.92 | 1020 | 17.96 | 717.9526 | 0 | Heating | 95.727 | #N/A | #N/A | #N/A | #N/A | 717.9526 | #N/A | #N/A | 2.8673 | #N/A | 0 | 0 | 0 | 0 | 0 | 0 | 0 | 0 | 0.3191% | 1 | 50% | 0% | 0% | 0% | 8.2745 | 0 | 0 | 0 | 8.2745 | #N/A
2007-02-05 09:00 | 2 | 5 | 9 | 36.3334 | 849 | 19.04 | 14 | 1020 | 19.04 | 466.7961 | 0 | Heating | 62.2395 | #N/A | #N/A | #N/A | #N/A | 466.7961 | #N/A | #N/A | 2.8915 | #N/A | 0 | 0 | 0 | 0 | 0 | 0 | 0 | 0 | 0.2075% | 1 | 50% | 0% | 0% | 0% | 8.2745 | 0 | 0 | 0 | 8.2745 | #N/A
2007-02-05 10:00 | 2 | 5 | 10 | 36.375 | 850 | 21.92 | 14 | 1019 | 21.92 | 444.7403 | 0 | Heating | 59.2987 | #N/A | #N/A | #N/A | #N/A | 444.7403 | #N/A | #N/A | 2.9629 | #N/A | 0 | 0 | 0 | 0 | 0 | 0 | 0 | 0 | 0.1977% | 1 | 50% | 0% | 0% | 0% | 8.2745 | 0 | 0 | 0 | 8.2745 | #N/A
2007-02-05 11:00 | 2 | 5 | 11 | 36.4167 | 851 | 21.92 | 12.92 | 1018 | 21.92 | 445.9456 | 0 | Heating | 59.4594 | #N/A | #N/A | #N/A | #N/A | 445.9456 | #N/A | #N/A | 2.9629 | #N/A | 0 | 0 | 0 | 0 | 0 | 0 | 0 | 0 | 0.1982% | 1 | 50% | 0% | 0% | 0% | 8.2745 | 0 | 0 | 0 | 8.2745 | #N/A
2007-02-05 12:00 | 2 | 5 | 12 | 36.4584 | 852 | 23 | 12.92 | 1017 | 23 | 387.5682 | 0 | Heating | 51.6758 | #N/A | #N/A | #N/A | #N/A | 387.5682 | #N/A | #N/A | 2.9925 | #N/A | 0 | 0 | 0 | 0 | 0 | 0 | 0 | 0 | 0.1723% | 1 | 50% | 0% | 0% | 0% | 8.2745 | 0 | 0 | 0 | 8.2745 | #N/A
2007-02-05 13:00 | 2 | 5 | 13 | 36.5 | 853 | 26.06 | 12.92 | 1015 | 26.06 | 368.1833 | 0 | Heating | 49.0911 | #N/A | #N/A | #N/A | #N/A | 368.1833 | #N/A | #N/A | 3.0859 | #N/A | 0 | 0 | 0 | 0 | 0 | 0 | 0 | 0 | 0.1636% | 1 | 50% | 0% | 0% | 0% | 8.2745 | 0 | 0 | 0 | 8.2745 | #N/A
2007-02-05 14:00 | 2 | 5 | 14 | 36.5417 | 854 | 26.06 | 12.02 | 1014 | 26.06 | 321.7163 | 0 | Heating | 42.8955 | #N/A | #N/A | #N/A | #N/A | 321.7163 | #N/A | #N/A | 3.0859 | #N/A | 0 | 0 | 0 | 0 | 0 | 0 | 0 | 0 | 0.143% | 1 | 50% | 0% | 0% | 0% | 8.2745 | 0 | 0 | 0 | 8.2745 | #N/A
2007-02-05 15:00 | 2 | 5 | 15 | 36.5834 | 855 | 28.04 | 14 | 1012 | 28.04 | 318.5808 | 0 | Heating | 42.4774 | #N/A | #N/A | #N/A | #N/A | 318.5808 | #N/A | #N/A | 3.1545 | #N/A | 0 | 0 | 0 | 0 | 0 | 0 | 0 | 0 | 0.1416% | 1 | 50% | 0% | 0% | 0% | 8.2745 | 0 | 0 | 0 | 8.2745 | #N/A
2007-02-05 16:00 | 2 | 5 | 16 | 36.625 | 856 | 26.96 | 15.08 | 1011 | 26.96 | 287.3131 | 0 | Heating | 38.3084 | #N/A | #N/A | #N/A | #N/A | 287.3131 | #N/A | #N/A | 3.1163 | #N/A | 0 | 0 | 0 | 0 | 0 | 0 | 0 | 0 | 0.1277% | 1 | 50% | 0% | 0% | 0% | 8.2745 | 0 | 0 | 0 | 8.2745 | #N/A
2007-02-05 17:00 | 2 | 5 | 17 | 36.6667 | 857 | 26.96 | 17.06 | 1009 | 26.96 | 241.2564 | 0 | Heating | 32.1675 | #N/A | #N/A | #N/A | #N/A | 241.2564 | #N/A | #N/A | 3.1163 | #N/A | 0 | 0 | 0 | 0 | 0 | 0 | 0 | 0 | 0.1072% | 1 | 50% | 0% | 0% | 0% | 8.2745 | 0 | 0 | 0 | 8.2745 | #N/A
2007-02-05 18:00 | 2 | 5 | 18 | 36.7084 | 858 | 26.06 | 17.96 | 1008 | 26.06 | 276.3555 | 0 | Heating | 36.8474 | #N/A | #N/A | #N/A | #N/A | 276.3555 | #N/A | #N/A | 3.0859 | #N/A | 0 | 0 | 0 | 0 | 0 | 0 | 0 | 0 | 0.1228% | 1 | 50% | 0% | 0% | 0% | 8.2745 | 0 | 0 | 0 | 8.2745 | #N/A
2007-02-05 19:00 | 2 | 5 | 19 | 36.75 | 859 | 24.98 | 17.96 | 1007 | 24.98 | 341.0243 | 0 | Heating | 45.4699 | #N/A | #N/A | #N/A | #N/A | 341.0243 | #N/A | #N/A | 3.0513 | #N/A | 0 | 0 | 0 | 0 | 0 | 0 | 0 | 0 | 0.1516% | 1 | 50% | 0% | 0% | 0% | 8.2745 | 0 | 0 | 0 | 8.2745 | #N/A
2007-02-05 20:00 | 2 | 5 | 20 | 36.7917 | 860 | 24.98 | 19.94 | 1005 | 24.98 | 360.0299 | 0 | Heating | 48.004 | #N/A | #N/A | #N/A | #N/A | 360.0299 | #N/A | #N/A | 3.0513 | #N/A | 0 | 0 | 0 | 0 | 0 | 0 | 0 | 0 | 0.16% | 1 | 50% | 0% | 0% | 0% | 8.2745 | 0 | 0 | 0 | 8.2745 | #N/A
2007-02-05 21:00 | 2 | 5 | 21 | 36.8334 | 861 | 24.98 | 21.92 | 1004 | 24.98 | 411.7501 | 0 | Heating | 54.9 | #N/A | #N/A | #N/A | #N/A | 411.7501 | #N/A | #N/A | 3.0513 | #N/A | 0 | 0 | 0 | 0 | 0 | 0 | 0 | 0 | 0.183% | 1 | 50% | 0% | 0% | 0% | 8.2745 | 0 | 0 | 0 | 8.2745 | #N/A
2007-02-05 22:00 | 2 | 5 | 22 | 36.875 | 862 | 26.06 | 23 | 1003 | 26.06 | 424.3752 | 0 | Heating | 56.5834 | #N/A | #N/A | #N/A | #N/A | 424.3752 | #N/A | #N/A | 3.0859 | #N/A | 0 | 0 | 0 | 0 | 0 | 0 | 0 | 0 | 0.1886% | 1 | 50% | 0% | 0% | 0% | 8.2745 | 0 | 0 | 0 | 8.2745 | #N/A
2007-02-05 23:00 | 2 | 5 | 23 | 36.9167 | 863 | 26.06 | 21.92 | 1002 | 26.06 | 49.523 | 0 | Heating | 6.6031 | #N/A | #N/A | #N/A | #N/A | 49.523 | #N/A | #N/A | 3.0859 | #N/A | 0 | 0 | 0 | 0 | 0 | 0 | 0 | 0 | 0.02201% | 1 | 50% | 0% | 0% | 0% | 8.2745 | 0 | 0 | 0 | 8.2745 | #N/A
2007-02-06 | 2 | 6 | 0 | 36.9584 | 864 | 26.96 | 24.08 | 1001 | 26.96 | 128.9745 | 0 | Heating | 17.1966 | #N/A | #N/A | #N/A | #N/A | 128.9745 | #N/A | #N/A | 3.1163 | #N/A | 0 | 0 | 0 | 0 | 0 | 0 | 0 | 0 | 0.05732% | 1 | 50% | 0% | 0% | 0% | 8.2745 | 0 | 0 | 0 | 8.2745 | #N/A
2007-02-06 01:00 | 2 | 6 | 1 | 37 | 865 | 26.96 | 28.94 | 1001 | 26.96 | 100.4265 | 0 | Heating | 13.3902 | #N/A | #N/A | #N/A | #N/A | 100.4265 | #N/A | #N/A | 3.1163 | #N/A | 0 | 0 | 0 | 0 | 0 | 0 | 0 | 0 | 0.04463% | 1 | 50% | 0% | 0% | 0% | 8.2745 | 0 | 0 | 0 | 8.2745 | #N/A
2007-02-06 02:00 | 2 | 6 | 2 | 37.0417 | 866 | 26.96 | 28.04 | 1002 | 26.96 | 112.4583 | 0 | Heating | 14.9944 | #N/A | #N/A | #N/A | #N/A | 112.4583 | #N/A | #N/A | 3.1163 | #N/A | 0 | 0 | 0 | 0 | 0 | 0 | 0 | 0 | 0.04998% | 1 | 50% | 0% | 0% | 0% | 8.2745 | 0 | 0 | 0 | 8.2745 | #N/A
2007-02-06 03:00 | 2 | 6 | 3 | 37.0834 | 867 | 26.06 | 24.08 | 1002 | 26.06 | 167.668 | 0 | Heating | 22.3557 | #N/A | #N/A | #N/A | #N/A | 167.668 | #N/A | #N/A | 3.0859 | #N/A | 0 | 0 | 0 | 0 | 0 | 0 | 0 | 0 | 0.07452% | 1 | 50% | 0% | 0% | 0% | 8.2745 | 0 | 0 | 0 | 8.2745 | #N/A
2007-02-06 04:00 | 2 | 6 | 4 | 37.1251 | 868 | 24.98 | 23 | 1002 | 24.98 | 214.7466 | 0 | Heating | 28.6329 | #N/A | #N/A | #N/A | #N/A | 214.7466 | #N/A | #N/A | 3.0513 | #N/A | 0 | 0 | 0 | 0 | 0 | 0 | 0 | 0 | 0.09544% | 1 | 50% | 0% | 0% | 0% | 8.2745 | 0 | 0 | 0 | 8.2745 | #N/A
2007-02-06 05:00 | 2 | 6 | 5 | 37.1667 | 869 | 24.98 | 21.02 | 1003 | 24.98 | 254.6003 | 0 | Heating | 33.9467 | #N/A | #N/A | #N/A | #N/A | 254.6003 | #N/A | #N/A | 3.0513 | #N/A | 0 | 0 | 0 | 0 | 0 | 0 | 0 | 0 | 0.1132% | 1 | 50% | 0% | 0% | 0% | 8.2745 | 0 | 0 | 0 | 8.2745 | #N/A
2007-02-06 06:00 | 2 | 6 | 6 | 37.2084 | 870 | 26.06 | 17.96 | 1004 | 26.06 | 292.124 | 0 | Heating | 38.9499 | #N/A | #N/A | #N/A | #N/A | 292.124 | #N/A | #N/A | 3.0859 | #N/A | 0 | 0 | 0 | 0 | 0 | 0 | 0 | 0 | 0.1298% | 1 | 50% | 0% | 0% | 0% | 8.2745 | 0 | 0 | 0 | 8.2745 | #N/A
2007-02-06 07:00 | 2 | 6 | 7 | 37.2501 | 871 | 26.06 | 17.06 | 1005 | 26.06 | 826.0804 | 0 | Heating | 110.1441 | #N/A | #N/A | #N/A | #N/A | 826.0804 | #N/A | #N/A | 3.0859 | #N/A | 0 | 0 | 0 | 0 | 0 | 0 | 0 | 0 | 0.3671% | 1 | 50% | 0% | 0% | 0% | 8.2745 | 0 | 0 | 0 | 8.2745 | #N/A
2007-02-06 08:00 | 2 | 6 | 8 | 37.2917 | 872 | 26.06 | 15.08 | 1005 | 26.06 | 610.9175 | 0 | Heating | 81.4557 | #N/A | #N/A | #N/A | #N/A | 610.9175 | #N/A | #N/A | 3.0859 | #N/A | 0 | 0 | 0 | 0 | 0 | 0 | 0 | 0 | 0.2715% | 1 | 50% | 0% | 0% | 0% | 8.2745 | 0 | 0 | 0 | 8.2745 | #N/A
2007-02-06 09:00 | 2 | 6 | 9 | 37.3334 | 873 | 28.04 | 15.98 | 1006 | 28.04 | 416.4508 | 0 | Heating | 55.5268 | #N/A | #N/A | #N/A | #N/A | 416.4508 | #N/A | #N/A | 3.1545 | #N/A | 0 | 0 | 0 | 0 | 0 | 0 | 0 | 0 | 0.1851% | 1 | 50% | 0% | 0% | 0% | 8.2745 | 0 | 0 | 0 | 8.2745 | #N/A
2007-02-06 10:00 | 2 | 6 | 10 | 37.3751 | 874 | 30.02 | 15.98 | 1006 | 30.02 | 368.7734 | 0 | Heating | 49.1698 | #N/A | #N/A | #N/A | #N/A | 368.7734 | #N/A | #N/A | 3.2302 | #N/A | 0 | 0 | 0 | 0 | 0 | 0 | 0 | 0 | 0.1639% | 1 | 50% | 0% | 0% | 0% | 8.2745 | 0 | 0 | 0 | 8.2745 | #N/A
2007-02-06 11:00 | 2 | 6 | 11 | 37.4167 | 875 | 30.02 | 15.08 | 1007 | 30.02 | 338.9097 | 0 | Heating | 45.188 | #N/A | #N/A | #N/A | #N/A | 338.9097 | #N/A | #N/A | 3.2302 | #N/A | 0 | 0 | 0 | 0 | 0 | 0 | 0 | 0 | 0.1506% | 1 | 50% | 0% | 0% | 0% | 8.2745 | 0 | 0 | 0 | 8.2745 | #N/A
2007-02-06 12:00 | 2 | 6 | 12 | 37.4584 | 876 | 30.02 | 12.92 | 1006 | 30.02 | 318.3273 | 0 | Heating | 42.4436 | #N/A | #N/A | #N/A | #N/A | 318.3273 | #N/A | #N/A | 3.2302 | #N/A | 0 | 0 | 0 | 0 | 0 | 0 | 0 | 0 | 0.1415% | 1 | 50% | 0% | 0% | 0% | 8.2745 | 0 | 0 | 0 | 8.2745 | #N/A
2007-02-06 13:00 | 2 | 6 | 13 | 37.5001 | 877 | 33.08 | 12.92 | 1006 | 33.08 | 323.7186 | 0 | Heating | 43.1625 | #N/A | #N/A | #N/A | #N/A | 323.7186 | #N/A | #N/A | 3.3624 | #N/A | 0 | 0 | 0 | 0 | 0 | 0 | 0 | 0 | 0.1439% | 1 | 50% | 0% | 0% | 0% | 8.2745 | 0 | 0 | 0 | 8.2745 | #N/A
2007-02-06 14:00 | 2 | 6 | 14 | 37.5417 | 878 | 33.08 | 10.04 | 1006 | 33.08 | 232.5444 | 0 | Heating | 31.0059 | #N/A | #N/A | #N/A | #N/A | 232.5444 | #N/A | #N/A | 3.3624 | #N/A | 0 | 0 | 0 | 0 | 0 | 0 | 0 | 0 | 0.1034% | 1 | 50% | 0% | 0% | 0% | 8.2745 | 0 | 0 | 0 | 8.2745 | #N/A
2007-02-06 15:00 | 2 | 6 | 15 | 37.5834 | 879 | 32 | 10.04 | 1006 | 32 | 215.1721 | 0 | Heating | 28.6896 | #N/A | #N/A | #N/A | #N/A | 215.1721 | #N/A | #N/A | 3.3135 | #N/A | 0 | 0 | 0 | 0 | 0 | 0 | 0 | 0 | 0.09563% | 1 | 50% | 0% | 0% | 0% | 8.2745 | 0 | 0 | 0 | 8.2745 | #N/A
2007-02-06 16:00 | 2 | 6 | 16 | 37.6251 | 880 | 30.02 | 8.96 | 1006 | 30.02 | 212.25 | 0 | Heating | 28.3 | #N/A | #N/A | #N/A | #N/A | 212.25 | #N/A | #N/A | 3.2302 | #N/A | 0 | 0 | 0 | 0 | 0 | 0 | 0 | 0 | 0.09433% | 1 | 50% | 0% | 0% | 0% | 8.2745 | 0 | 0 | 0 | 8.2745 | #N/A
2007-02-06 17:00 | 2 | 6 | 17 | 37.6667 | 881 | 30.02 | 10.04 | 1007 | 30.02 | 245.6949 | 0 | Heating | 32.7593 | #N/A | #N/A | #N/A | #N/A | 245.6949 | #N/A | #N/A | 3.2302 | #N/A | 0 | 0 | 0 | 0 | 0 | 0 | 0 | 0 | 0.1092% | 1 | 50% | 0% | 0% | 0% | 8.2745 | 0 | 0 | 0 | 8.2745 | #N/A
2007-02-06 18:00 | 2 | 6 | 18 | 37.7084 | 882 | 24.98 | 6.98 | 1007 | 24.98 | 319.9136 | 0 | Heating | 42.6551 | #N/A | #N/A | #N/A | #N/A | 319.9136 | #N/A | #N/A | 3.0513 | #N/A | 0 | 0 | 0 | 0 | 0 | 0 | 0 | 0 | 0.1422% | 1 | 50% | 0% | 0% | 0% | 8.2745 | 0 | 0 | 0 | 8.2745 | #N/A
2007-02-06 19:00 | 2 | 6 | 19 | 37.7501 | 883 | 23 | 5 | 1007 | 23 | 413.5419 | 0 | Heating | 55.1389 | #N/A | #N/A | #N/A | #N/A | 413.5419 | #N/A | #N/A | 2.9925 | #N/A | 0 | 0 | 0 | 0 | 0 | 0 | 0 | 0 | 0.1838% | 1 | 50% | 0% | 0% | 0% | 8.2745 | 0 | 0 | 0 | 8.2745 | #N/A
2007-02-06 20:00 | 2 | 6 | 20 | 37.7917 | 884 | 23 | 6.08 | 1009 | 23 | 444.9291 | 0 | Heating | 59.3239 | #N/A | #N/A | #N/A | #N/A | 444.9291 | #N/A | #N/A | 2.9925 | #N/A | 0 | 0 | 0 | 0 | 0 | 0 | 0 | 0 | 0.1977% | 1 | 50% | 0% | 0% | 0% | 8.2745 | 0 | 0 | 0 | 8.2745 | #N/A
2007-02-06 21:00 | 2 | 6 | 21 | 37.8334 | 885 | 21.02 | 8.06 | 1009 | 21.02 | 517.6872 | 0 | Heating | 69.025 | #N/A | #N/A | #N/A | #N/A | 517.6872 | #N/A | #N/A | 2.9394 | #N/A | 0 | 0 | 0 | 0 | 0 | 0 | 0 | 0 | 0.2301% | 1 | 50% | 0% | 0% | 0% | 8.2745 | 0 | 0 | 0 | 8.2745 | #N/A
2007-02-06 22:00 | 2 | 6 | 22 | 37.8751 | 886 | 19.94 | 5 | 1009 | 19.94 | 548.5168 | 0 | Heating | 73.1356 | #N/A | #N/A | #N/A | #N/A | 548.5168 | #N/A | #N/A | 2.9127 | #N/A | 0 | 0 | 0 | 0 | 0 | 0 | 0 | 0 | 0.2438% | 1 | 50% | 0% | 0% | 0% | 8.2745 | 0 | 0 | 0 | 8.2745 | #N/A
2007-02-06 23:00 | 2 | 6 | 23 | 37.9167 | 887 | 19.94 | 3.92 | 1010 | 19.94 | 237.655 | 0 | Heating | 31.6873 | #N/A | #N/A | #N/A | #N/A | 237.655 | #N/A | #N/A | 2.9127 | #N/A | 0 | 0 | 0 | 0 | 0 | 0 | 0 | 0 | 0.1056% | 1 | 50% | 0% | 0% | 0% | 8.2745 | 0 | 0 | 0 | 8.2745 | #N/A
2007-02-07 | 2 | 7 | 0 | 37.9584 | 888 | 17.96 | 3.92 | 1010 | 17.96 | 379.1313 | 0 | Heating | 50.5508 | #N/A | #N/A | #N/A | #N/A | 379.1313 | #N/A | #N/A | 2.8673 | #N/A | 0 | 0 | 0 | 0 | 0 | 0 | 0 | 0 | 0.1685% | 1 | 50% | 0% | 0% | 0% | 8.2745 | 0 | 0 | 0 | 8.2745 | #N/A
2007-02-07 01:00 | 2 | 7 | 1 | 38.0001 | 889 | 15.08 | 3.02 | 1010 | 15.08 | 455.9767 | 0 | Heating | 60.7969 | #N/A | #N/A | #N/A | #N/A | 455.9767 | #N/A | #N/A | 2.8087 | #N/A | 0 | 0 | 0 | 0 | 0 | 0 | 0 | 0 | 0.2027% | 1 | 50% | 0% | 0% | 0% | 8.2745 | 0 | 0 | 0 | 8.2745 | #N/A
2007-02-07 02:00 | 2 | 7 | 2 | 38.0417 | 890 | 15.08 | 3.02 | 1010 | 15.08 | 502.2756 | 0 | Heating | 66.9701 | #N/A | #N/A | #N/A | #N/A | 502.2756 | #N/A | #N/A | 2.8087 | #N/A | 0 | 0 | 0 | 0 | 0 | 0 | 0 | 0 | 0.2232% | 1 | 50% | 0% | 0% | 0% | 8.2745 | 0 | 0 | 0 | 8.2745 | #N/A
2007-02-07 03:00 | 2 | 7 | 3 | 38.0834 | 891 | 15.08 | 1.94 | 1010 | 15.08 | 528.4212 | 0 | Heating | 70.4562 | #N/A | #N/A | #N/A | #N/A | 528.4212 | #N/A | #N/A | 2.8087 | #N/A | 0 | 0 | 0 | 0 | 0 | 0 | 0 | 0 | 0.2349% | 1 | 50% | 0% | 0% | 0% | 8.2745 | 0 | 0 | 0 | 8.2745 | #N/A
2007-02-07 04:00 | 2 | 7 | 4 | 38.1251 | 892 | 14 | 1.04 | 1010 | 14 | 564.8294 | 0 | Heating | 75.3106 | #N/A | #N/A | #N/A | #N/A | 564.8294 | #N/A | #N/A | 2.7888 | #N/A | 0 | 0 | 0 | 0 | 0 | 0 | 0 | 0 | 0.251% | 1 | 50% | 0% | 0% | 0% | 8.2745 | 0 | 0 | 0 | 8.2745 | #N/A
2007-02-07 05:00 | 2 | 7 | 5 | 38.1667 | 893 | 14 | 1.04 | 1009 | 14 | 587.0769 | 0 | Heating | 78.2769 | #N/A | #N/A | #N/A | #N/A | 587.0769 | #N/A | #N/A | 2.7888 | #N/A | 0 | 0 | 0 | 0 | 0 | 0 | 0 | 0 | 0.2609% | 1 | 50% | 0% | 0% | 0% | 8.2745 | 0 | 0 | 0 | 8.2745 | #N/A
2007-02-07 06:00 | 2 | 7 | 6 | 38.2084 | 894 | 14 | -0.04 | 1009 | 14 | 603.6361 | 0 | Heating | 80.4848 | #N/A | #N/A | #N/A | #N/A | 603.6361 | #N/A | #N/A | 2.7888 | #N/A | 0 | 0 | 0 | 0 | 0 | 0 | 0 | 0 | 0.2683% | 1 | 50% | 0% | 0% | 0% | 8.2745 | 0 | 0 | 0 | 8.2745 | #N/A
2007-02-07 07:00 | 2 | 7 | 7 | 38.2501 | 895 | 12.02 | -0.94 | 1008 | 12.02 | 1085.4608 | 0 | Heating | 144.7281 | #N/A | #N/A | #N/A | #N/A | 1085.4608 | #N/A | #N/A | 2.7546 | #N/A | 0 | 0 | 0 | 0 | 0 | 0 | 0 | 0 | 0.4824% | 1 | 50% | 0% | 0% | 0% | 8.2745 | 0 | 0 | 0 | 8.2745 | #N/A
2007-02-07 08:00 | 2 | 7 | 8 | 38.2917 | 896 | 12.02 | -7.96 | 1008 | 12.02 | 776.4606 | 0 | Heating | 103.5281 | #N/A | #N/A | #N/A | #N/A | 776.4606 | #N/A | #N/A | 2.7546 | #N/A | 0 | 0 | 0 | 0 | 0 | 0 | 0 | 0 | 0.3451% | 1 | 50% | 0% | 0% | 0% | 8.2745 | 0 | 0 | 0 | 8.2745 | #N/A
2007-02-07 09:00 | 2 | 7 | 9 | 38.3334 | 897 | 15.98 | -7.96 | 1007 | 15.98 | 485.3709 | 0 | Heating | 64.7161 | #N/A | #N/A | #N/A | #N/A | 485.3709 | #N/A | #N/A | 2.8262 | #N/A | 0 | 0 | 0 | 0 | 0 | 0 | 0 | 0 | 0.2157% | 1 | 50% | 0% | 0% | 0% | 8.2745 | 0 | 0 | 0 | 8.2745 | #N/A
2007-02-07 10:00 | 2 | 7 | 10 | 38.3751 | 898 | 17.96 | -7.06 | 1007 | 17.96 | 440.0101 | 0 | Heating | 58.668 | #N/A | #N/A | #N/A | #N/A | 440.0101 | #N/A | #N/A | 2.8673 | #N/A | 0 | 0 | 0 | 0 | 0 | 0 | 0 | 0 | 0.1956% | 1 | 50% | 0% | 0% | 0% | 8.2745 | 0 | 0 | 0 | 8.2745 | #N/A
2007-02-07 11:00 | 2 | 7 | 11 | 38.4167 | 899 | 17.96 | -5.98 | 1006 | 17.96 | 395.8056 | 0 | Heating | 52.7741 | #N/A | #N/A | #N/A | #N/A | 395.8056 | #N/A | #N/A | 2.8673 | #N/A | 0 | 0 | 0 | 0 | 0 | 0 | 0 | 0 | 0.1759% | 1 | 50% | 0% | 0% | 0% | 8.2745 | 0 | 0 | 0 | 8.2745 | #N/A
2007-02-07 12:00 | 2 | 7 | 12 | 38.4584 | 900 | 21.02 | -2.02 | 1006 | 21.02 | 361.5142 | 0 | Heating | 48.2019 | #N/A | #N/A | #N/A | #N/A | 361.5142 | #N/A | #N/A | 2.9394 | #N/A | 0 | 0 | 0 | 0 | 0 | 0 | 0 | 0 | 0.1607% | 1 | 50% | 0% | 0% | 0% | 8.2745 | 0 | 0 | 0 | 8.2745 | #N/A
2007-02-07 13:00 | 2 | 7 | 13 | 38.5001 | 901 | 23 | 1.94 | 1004 | 23 | 316.3112 | 0 | Heating | 42.1748 | #N/A | #N/A | #N/A | #N/A | 316.3112 | #N/A | #N/A | 2.9925 | #N/A | 0 | 0 | 0 | 0 | 0 | 0 | 0 | 0 | 0.1406% | 1 | 50% | 0% | 0% | 0% | 8.2745 | 0 | 0 | 0 | 8.2745 | #N/A
2007-02-07 14:00 | 2 | 7 | 14 | 38.5417 | 902 | 23 | 3.02 | 1004 | 23 | 206.7457 | 0 | Heating | 27.5661 | #N/A | #N/A | #N/A | #N/A | 206.7457 | #N/A | #N/A | 2.9925 | #N/A | 0 | 0 | 0 | 0 | 0 | 0 | 0 | 0 | 0.09189% | 1 | 50% | 0% | 0% | 0% | 8.2745 | 0 | 0 | 0 | 8.2745 | #N/A
2007-02-07 15:00 | 2 | 7 | 15 | 38.5834 | 903 | 24.08 | 3.92 | 1003 | 24.08 | 164.5158 | 0 | Heating | 21.9354 | #N/A | #N/A | #N/A | #N/A | 164.5158 | #N/A | #N/A | 3.0238 | #N/A | 0 | 0 | 0 | 0 | 0 | 0 | 0 | 0 | 0.07312% | 1 | 50% | 0% | 0% | 0% | 8.2745 | 0 | 0 | 0 | 8.2745 | #N/A
2007-02-07 16:00 | 2 | 7 | 16 | 38.6251 | 904 | 24.08 | 3.92 | 1002 | 24.08 | 133.5428 | 0 | Heating | 17.8057 | #N/A | #N/A | #N/A | #N/A | 133.5428 | #N/A | #N/A | 3.0238 | #N/A | 0 | 0 | 0 | 0 | 0 | 0 | 0 | 0 | 0.05935% | 1 | 50% | 0% | 0% | 0% | 8.2745 | 0 | 0 | 0 | 8.2745 | #N/A
2007-02-07 17:00 | 2 | 7 | 17 | 38.6667 | 905 | 24.08 | 3.02 | 1003 | 24.08 | 99.8841 | 0 | Heating | 13.3179 | #N/A | #N/A | #N/A | #N/A | 99.8841 | #N/A | #N/A | 3.0238 | #N/A | 0 | 0 | 0 | 0 | 0 | 0 | 0 | 0 | 0.04439% | 1 | 50% | 0% | 0% | 0% | 8.2745 | 0 | 0 | 0 | 8.2745 | #N/A
2007-02-07 18:00 | 2 | 7 | 18 | 38.7084 | 906 | 23 | 10.04 | 1003 | 23 | 151.1357 | 0 | Heating | 20.1514 | #N/A | #N/A | #N/A | #N/A | 151.1357 | #N/A | #N/A | 2.9925 | #N/A | 0 | 0 | 0 | 0 | 0 | 0 | 0 | 0 | 0.06717% | 1 | 50% | 0% | 0% | 0% | 8.2745 | 0 | 0 | 0 | 8.2745 | #N/A
2007-02-07 19:00 | 2 | 7 | 19 | 38.7501 | 907 | 21.92 | 6.08 | 1003 | 21.92 | 223.5494 | 0 | Heating | 29.8066 | #N/A | #N/A | #N/A | #N/A | 223.5494 | #N/A | #N/A | 2.9629 | #N/A | 0 | 0 | 0 | 0 | 0 | 0 | 0 | 0 | 0.09936% | 1 | 50% | 0% | 0% | 0% | 8.2745 | 0 | 0 | 0 | 8.2745 | #N/A
2007-02-07 20:00 | 2 | 7 | 20 | 38.7917 | 908 | 21.92 | 10.94 | 1003 | 21.92 | 251.4966 | 0 | Heating | 33.5329 | #N/A | #N/A | #N/A | #N/A | 251.4966 | #N/A | #N/A | 2.9629 | #N/A | 0 | 0 | 0 | 0 | 0 | 0 | 0 | 0 | 0.1118% | 1 | 50% | 0% | 0% | 0% | 8.2745 | 0 | 0 | 0 | 8.2745 | #N/A
2007-02-07 21:00 | 2 | 7 | 21 | 38.8334 | 909 | 19.94 | 12.02 | 1004 | 19.94 | 296.3135 | 0 | Heating | 39.5085 | #N/A | #N/A | #N/A | #N/A | 296.3135 | #N/A | #N/A | 2.9127 | #N/A | 0 | 0 | 0 | 0 | 0 | 0 | 0 | 0 | 0.1317% | 1 | 50% | 0% | 0% | 0% | 8.2745 | 0 | 0 | 0 | 8.2745 | #N/A
2007-02-07 22:00 | 2 | 7 | 22 | 38.8751 | 910 | 19.04 | 12.02 | 1004 | 19.04 | 331.1226 | 0 | Heating | 44.1497 | #N/A | #N/A | #N/A | #N/A | 331.1226 | #N/A | #N/A | 2.8915 | #N/A | 0 | 0 | 0 | 0 | 0 | 0 | 0 | 0 | 0.1472% | 1 | 50% | 0% | 0% | 0% | 8.2745 | 0 | 0 | 0 | 8.2745 | #N/A
2007-02-07 23:00 | 2 | 7 | 23 | 38.9167 | 911 | 19.04 | 12.92 | 1004 | 19.04 | 13.9293 | 0 | Heating | 1.8572 | #N/A | #N/A | #N/A | #N/A | 13.9293 | #N/A | #N/A | 2.8915 | #N/A | 0 | 0 | 0 | 0 | 0 | 0 | 0 | 0 | 0.006191% | 1 | 50% | 0% | 0% | 0% | 8.2745 | 0 | 0 | 0 | 8.2745 | #N/A
2007-02-08 | 2 | 8 | 0 | 38.9584 | 912 | 19.04 | 12.02 | 1005 | 19.04 | 68.3074 | 0 | Heating | 9.1077 | #N/A | #N/A | #N/A | #N/A | 68.3074 | #N/A | #N/A | 2.8915 | #N/A | 0 | 0 | 0 | 0 | 0 | 0 | 0 | 0 | 0.03036% | 1 | 50% | 0% | 0% | 0% | 8.2745 | 0 | 0 | 0 | 8.2745 | #N/A
2007-02-08 01:00 | 2 | 8 | 1 | 39.0001 | 913 | 19.04 | 12.02 | 1005 | 19.04 | 121.4675 | 0 | Heating | 16.1957 | #N/A | #N/A | #N/A | #N/A | 121.4675 | #N/A | #N/A | 2.8915 | #N/A | 0 | 0 | 0 | 0 | 0 | 0 | 0 | 0 | 0.05399% | 1 | 50% | 0% | 0% | 0% | 8.2745 | 0 | 0 | 0 | 8.2745 | #N/A
2007-02-08 02:00 | 2 | 8 | 2 | 39.0417 | 914 | 19.04 | 14 | 1004 | 19.04 | 179.1129 | 0 | Heating | 23.8817 | #N/A | #N/A | #N/A | #N/A | 179.1129 | #N/A | #N/A | 2.8915 | #N/A | 0 | 0 | 0 | 0 | 0 | 0 | 0 | 0 | 0.07961% | 1 | 50% | 0% | 0% | 0% | 8.2745 | 0 | 0 | 0 | 8.2745 | #N/A
2007-02-08 03:00 | 2 | 8 | 3 | 39.0834 | 915 | 19.04 | 8.96 | 1004 | 19.04 | 245.1353 | 0 | Heating | 32.6847 | #N/A | #N/A | #N/A | #N/A | 245.1353 | #N/A | #N/A | 2.8915 | #N/A | 0 | 0 | 0 | 0 | 0 | 0 | 0 | 0 | 0.1089% | 1 | 50% | 0% | 0% | 0% | 8.2745 | 0 | 0 | 0 | 8.2745 | #N/A
2007-02-08 04:00 | 2 | 8 | 4 | 39.1251 | 916 | 19.04 | 10.94 | 1005 | 19.04 | 294.5718 | 0 | Heating | 39.2762 | #N/A | #N/A | #N/A | #N/A | 294.5718 | #N/A | #N/A | 2.8915 | #N/A | 0 | 0 | 0 | 0 | 0 | 0 | 0 | 0 | 0.1309% | 1 | 50% | 0% | 0% | 0% | 8.2745 | 0 | 0 | 0 | 8.2745 | #N/A
2007-02-08 05:00 | 2 | 8 | 5 | 39.1667 | 917 | 19.04 | 12.02 | 1005 | 19.04 | 285.8195 | 0 | Heating | 38.1093 | #N/A | #N/A | #N/A | #N/A | 285.8195 | #N/A | #N/A | 2.8915 | #N/A | 0 | 0 | 0 | 0 | 0 | 0 | 0 | 0 | 0.127% | 1 | 50% | 0% | 0% | 0% | 8.2745 | 0 | 0 | 0 | 8.2745 | #N/A
2007-02-08 06:00 | 2 | 8 | 6 | 39.2084 | 918 | 21.02 | 15.08 | 1006 | 21.02 | 253.594 | 0 | Heating | 33.8125 | #N/A | #N/A | #N/A | #N/A | 253.594 | #N/A | #N/A | 2.9394 | #N/A | 0 | 0 | 0 | 0 | 0 | 0 | 0 | 0 | 0.1127% | 1 | 50% | 0% | 0% | 0% | 8.2745 | 0 | 0 | 0 | 8.2745 | #N/A
2007-02-08 07:00 | 2 | 8 | 7 | 39.2501 | 919 | 21.02 | 19.94 | 1007 | 21.02 | 760.859 | 0 | Heating | 101.4479 | #N/A | #N/A | #N/A | #N/A | 760.859 | #N/A | #N/A | 2.9394 | #N/A | 0 | 0 | 0 | 0 | 0 | 0 | 0 | 0 | 0.3382% | 1 | 50% | 0% | 0% | 0% | 8.2745 | 0 | 0 | 0 | 8.2745 | #N/A
2007-02-08 08:00 | 2 | 8 | 8 | 39.2917 | 920 | 21.02 | 19.04 | 1008 | 21.02 | 533.5893 | 0 | Heating | 71.1452 | #N/A | #N/A | #N/A | #N/A | 533.5893 | #N/A | #N/A | 2.9394 | #N/A | 0 | 0 | 0 | 0 | 0 | 0 | 0 | 0 | 0.2372% | 1 | 50% | 0% | 0% | 0% | 8.2745 | 0 | 0 | 0 | 8.2745 | #N/A
2007-02-08 09:00 | 2 | 8 | 9 | 39.3334 | 921 | 19.4 | 19.04 | 1009 | 19.4 | 311.9005 | 0 | Heating | 41.5867 | #N/A | #N/A | #N/A | #N/A | 311.9005 | #N/A | #N/A | 2.8998 | #N/A | 0 | 0 | 0 | 0 | 0 | 0 | 0 | 0 | 0.1386% | 1 | 50% | 0% | 0% | 0% | 8.2745 | 0 | 0 | 0 | 8.2745 | #N/A
2007-02-08 10:00 | 2 | 8 | 10 | 39.3751 | 922 | 19.4 | 17.96 | 1009 | 19.4 | 203.0497 | 0 | Heating | 27.0733 | #N/A | #N/A | #N/A | #N/A | 203.0497 | #N/A | #N/A | 2.8998 | #N/A | 0 | 0 | 0 | 0 | 0 | 0 | 0 | 0 | 0.09024% | 1 | 50% | 0% | 0% | 0% | 8.2745 | 0 | 0 | 0 | 8.2745 | #N/A
2007-02-08 11:00 | 2 | 8 | 11 | 39.4167 | 923 | 21.02 | 17.06 | 1010 | 21.02 | 186.0057 | 0 | Heating | 24.8008 | #N/A | #N/A | #N/A | #N/A | 186.0057 | #N/A | #N/A | 2.9394 | #N/A | 0 | 0 | 0 | 0 | 0 | 0 | 0 | 0 | 0.08267% | 1 | 50% | 0% | 0% | 0% | 8.2745 | 0 | 0 | 0 | 8.2745 | #N/A
2007-02-08 12:00 | 2 | 8 | 12 | 39.4584 | 924 | 21.2 | 17.06 | 1010 | 21.2 | 175.0608 | 0 | Heating | 23.3414 | #N/A | #N/A | #N/A | #N/A | 175.0608 | #N/A | #N/A | 2.944 | #N/A | 0 | 0 | 0 | 0 | 0 | 0 | 0 | 0 | 0.0778% | 1 | 50% | 0% | 0% | 0% | 8.2745 | 0 | 0 | 0 | 8.2745 | #N/A
2007-02-08 13:00 | 2 | 8 | 13 | 39.5001 | 925 | 24.08 | 15.98 | 1010 | 24.08 | 192.7258 | 0 | Heating | 25.6968 | #N/A | #N/A | #N/A | #N/A | 192.7258 | #N/A | #N/A | 3.0238 | #N/A | 0 | 0 | 0 | 0 | 0 | 0 | 0 | 0 | 0.08566% | 1 | 50% | 0% | 0% | 0% | 8.2745 | 0 | 0 | 0 | 8.2745 | #N/A
2007-02-08 14:00 | 2 | 8 | 14 | 39.5417 | 926 | 24.08 | 15.98 | 1009 | 24.08 | 119.0392 | 0 | Heating | 15.8719 | #N/A | #N/A | #N/A | #N/A | 119.0392 | #N/A | #N/A | 3.0238 | #N/A | 0 | 0 | 0 | 0 | 0 | 0 | 0 | 0 | 0.05291% | 1 | 50% | 0% | 0% | 0% | 8.2745 | 0 | 0 | 0 | 8.2745 | #N/A
2007-02-08 15:00 | 2 | 8 | 15 | 39.5834 | 927 | 26.96 | 15.08 | 1009 | 26.96 | 93.1971 | 0 | Heating | 12.4263 | #N/A | #N/A | #N/A | #N/A | 93.1971 | #N/A | #N/A | 3.1163 | #N/A | 0 | 0 | 0 | 0 | 0 | 0 | 0 | 0 | 0.04142% | 1 | 50% | 0% | 0% | 0% | 8.2745 | 0 | 0 | 0 | 8.2745 | #N/A
2007-02-08 16:00 | 2 | 8 | 16 | 39.6251 | 928 | 28.04 | 12.92 | 1009 | 28.04 | 88.2178 | 0 | Heating | 11.7624 | #N/A | #N/A | #N/A | #N/A | 88.2178 | #N/A | #N/A | 3.1545 | #N/A | 0 | 0 | 0 | 0 | 0 | 0 | 0 | 0 | 0.03921% | 1 | 50% | 0% | 0% | 0% | 8.2745 | 0 | 0 | 0 | 8.2745 | #N/A
2007-02-08 17:00 | 2 | 8 | 17 | 39.6667 | 929 | 28.04 | 12.92 | 1009 | 28.04 | 80.833 | 0 | Heating | 10.7777 | #N/A | #N/A | #N/A | #N/A | 80.833 | #N/A | #N/A | 3.1545 | #N/A | 0 | 0 | 0 | 0 | 0 | 0 | 0 | 0 | 0.03593% | 1 | 50% | 0% | 0% | 0% | 8.2745 | 0 | 0 | 0 | 8.2745 | #N/A
2007-02-08 18:00 | 2 | 8 | 18 | 39.7084 | 930 | 28.4 | 12.92 | 1009 | 28.4 | 124.2713 | 0 | Heating | 16.5695 | #N/A | #N/A | #N/A | #N/A | 124.2713 | #N/A | #N/A | 3.1678 | #N/A | 0 | 0 | 0 | 0 | 0 | 0 | 0 | 0 | 0.05523% | 1 | 50% | 0% | 0% | 0% | 8.2745 | 0 | 0 | 0 | 8.2745 | #N/A
2007-02-08 19:00 | 2 | 8 | 19 | 39.7501 | 931 | 26.96 | 12.92 | 1009 | 26.96 | 194.5631 | 0 | Heating | 25.9417 | #N/A | #N/A | #N/A | #N/A | 194.5631 | #N/A | #N/A | 3.1163 | #N/A | 0 | 0 | 0 | 0 | 0 | 0 | 0 | 0 | 0.08647% | 1 | 50% | 0% | 0% | 0% | 8.2745 | 0 | 0 | 0 | 8.2745 | #N/A
2007-02-08 20:00 | 2 | 8 | 20 | 39.7917 | 932 | 26.96 | 14 | 1008 | 26.96 | 230.6849 | 0 | Heating | 30.758 | #N/A | #N/A | #N/A | #N/A | 230.6849 | #N/A | #N/A | 3.1163 | #N/A | 0 | 0 | 0 | 0 | 0 | 0 | 0 | 0 | 0.1025% | 1 | 50% | 0% | 0% | 0% | 8.2745 | 0 | 0 | 0 | 8.2745 | #N/A
2007-02-08 21:00 | 2 | 8 | 21 | 39.8334 | 933 | 24.8 | 14 | 1007 | 24.8 | 301.1478 | 0 | Heating | 40.153 | #N/A | #N/A | #N/A | #N/A | 301.1478 | #N/A | #N/A | 3.0457 | #N/A | 0 | 0 | 0 | 0 | 0 | 0 | 0 | 0 | 0.1338% | 1 | 50% | 0% | 0% | 0% | 8.2745 | 0 | 0 | 0 | 8.2745 | #N/A
2007-02-08 22:00 | 2 | 8 | 22 | 39.8751 | 934 | 24.8 | 15.98 | 1007 | 24.8 | 328.2906 | 0 | Heating | 43.7721 | #N/A | #N/A | #N/A | #N/A | 328.2906 | #N/A | #N/A | 3.0457 | #N/A | 0 | 0 | 0 | 0 | 0 | 0 | 0 | 0 | 0.1459% | 1 | 50% | 0% | 0% | 0% | 8.2745 | 0 | 0 | 0 | 8.2745 | #N/A
2007-02-08 23:00 | 2 | 8 | 23 | 39.9167 | 935 | 24.08 | 15.08 | 1007 | 24.08 | 13.1477 | 0 | Heating | 1.753 | #N/A | #N/A | #N/A | #N/A | 13.1477 | #N/A | #N/A | 3.0238 | #N/A | 0 | 0 | 0 | 0 | 0 | 0 | 0 | 0 | 0.005843% | 1 | 50% | 0% | 0% | 0% | 8.2745 | 0 | 0 | 0 | 8.2745 | #N/A
2007-02-09 | 2 | 9 | 0 | 39.9584 | 936 | 23 | 15.08 | 1007 | 23 | 64.0788 | 0 | Heating | 8.5438 | #N/A | #N/A | #N/A | #N/A | 64.0788 | #N/A | #N/A | 2.9925 | #N/A | 0 | 0 | 0 | 0 | 0 | 0 | 0 | 0 | 0.02848% | 1 | 50% | 0% | 0% | 0% | 8.2745 | 0 | 0 | 0 | 8.2745 | #N/A
2007-02-09 01:00 | 2 | 9 | 1 | 40.0001 | 937 | 23 | 14 | 1006 | 23 | 113.7047 | 0 | Heating | 15.1606 | #N/A | #N/A | #N/A | #N/A | 113.7047 | #N/A | #N/A | 2.9925 | #N/A | 0 | 0 | 0 | 0 | 0 | 0 | 0 | 0 | 0.05054% | 1 | 50% | 0% | 0% | 0% | 8.2745 | 0 | 0 | 0 | 8.2745 | #N/A
2007-02-09 02:00 | 2 | 9 | 2 | 40.0417 | 938 | 23 | 15.08 | 1006 | 23 | 142.768 | 0 | Heating | 19.0357 | #N/A | #N/A | #N/A | #N/A | 142.768 | #N/A | #N/A | 2.9925 | #N/A | 0 | 0 | 0 | 0 | 0 | 0 | 0 | 0 | 0.06345% | 1 | 50% | 0% | 0% | 0% | 8.2745 | 0 | 0 | 0 | 8.2745 | #N/A
2007-02-09 03:00 | 2 | 9 | 3 | 40.0834 | 939 | 23 | 17.06 | 1005 | 23 | 192.7525 | 0 | Heating | 25.7003 | #N/A | #N/A | #N/A | #N/A | 192.7525 | #N/A | #N/A | 2.9925 | #N/A | 0 | 0 | 0 | 0 | 0 | 0 | 0 | 0 | 0.08567% | 1 | 50% | 0% | 0% | 0% | 8.2745 | 0 | 0 | 0 | 8.2745 | #N/A
2007-02-09 04:00 | 2 | 9 | 4 | 40.1251 | 940 | 21.2 | 19.94 | 1004 | 21.2 | 224.2288 | 0 | Heating | 29.8972 | #N/A | #N/A | #N/A | #N/A | 224.2288 | #N/A | #N/A | 2.944 | #N/A | 0 | 0 | 0 | 0 | 0 | 0 | 0 | 0 | 0.09966% | 1 | 50% | 0% | 0% | 0% | 8.2745 | 0 | 0 | 0 | 8.2745 | #N/A
2007-02-09 05:00 | 2 | 9 | 5 | 40.1667 | 941 | 21.92 | 19.94 | 1003 | 21.92 | 246.3144 | 0 | Heating | 32.8419 | #N/A | #N/A | #N/A | #N/A | 246.3144 | #N/A | #N/A | 2.9629 | #N/A | 0 | 0 | 0 | 0 | 0 | 0 | 0 | 0 | 0.1095% | 1 | 50% | 0% | 0% | 0% | 8.2745 | 0 | 0 | 0 | 8.2745 | #N/A
2007-02-09 06:00 | 2 | 9 | 6 | 40.2084 | 942 | 19.04 | 21.02 | 1003 | 19.04 | 251.3268 | 0 | Heating | 33.5102 | #N/A | #N/A | #N/A | #N/A | 251.3268 | #N/A | #N/A | 2.8915 | #N/A | 0 | 0 | 0 | 0 | 0 | 0 | 0 | 0 | 0.1117% | 1 | 50% | 0% | 0% | 0% | 8.2745 | 0 | 0 | 0 | 8.2745 | #N/A
2007-02-09 07:00 | 2 | 9 | 7 | 40.2501 | 943 | 17.96 | 21.02 | 1003 | 17.96 | 724.8279 | 0 | Heating | 96.6437 | #N/A | #N/A | #N/A | #N/A | 724.8279 | #N/A | #N/A | 2.8673 | #N/A | 0 | 0 | 0 | 0 | 0 | 0 | 0 | 0 | 0.3221% | 1 | 50% | 0% | 0% | 0% | 8.2745 | 0 | 0 | 0 | 8.2745 | #N/A
2007-02-09 08:00 | 2 | 9 | 8 | 40.2917 | 944 | 17.96 | 21.92 | 1001 | 17.96 | 538.0843 | 0 | Heating | 71.7446 | #N/A | #N/A | #N/A | #N/A | 538.0843 | #N/A | #N/A | 2.8673 | #N/A | 0 | 0 | 0 | 0 | 0 | 0 | 0 | 0 | 0.2391% | 1 | 50% | 0% | 0% | 0% | 8.2745 | 0 | 0 | 0 | 8.2745 | #N/A
2007-02-09 09:00 | 2 | 9 | 9 | 40.3334 | 945 | 15.8 | 21.92 | 1000 | 15.8 | 420.7349 | 0 | Heating | 56.098 | #N/A | #N/A | #N/A | #N/A | 420.7349 | #N/A | #N/A | 2.8226 | #N/A | 0 | 0 | 0 | 0 | 0 | 0 | 0 | 0 | 0.187% | 1 | 50% | 0% | 0% | 0% | 8.2745 | 0 | 0 | 0 | 8.2745 | #N/A
2007-02-09 10:00 | 2 | 9 | 10 | 40.3751 | 946 | 15.98 | 23 | 999 | 15.98 | 392.0087 | 0 | Heating | 52.2678 | #N/A | #N/A | #N/A | #N/A | 392.0087 | #N/A | #N/A | 2.8262 | #N/A | 0 | 0 | 0 | 0 | 0 | 0 | 0 | 0 | 0.1742% | 1 | 50% | 0% | 0% | 0% | 8.2745 | 0 | 0 | 0 | 8.2745 | #N/A
2007-02-09 11:00 | 2 | 9 | 11 | 40.4167 | 947 | 17.6 | 24.08 | 998 | 17.6 | 381.3547 | 0 | Heating | 50.8473 | #N/A | #N/A | #N/A | #N/A | 381.3547 | #N/A | #N/A | 2.8595 | #N/A | 0 | 0 | 0 | 0 | 0 | 0 | 0 | 0 | 0.1695% | 1 | 50% | 0% | 0% | 0% | 8.2745 | 0 | 0 | 0 | 8.2745 | #N/A
2007-02-09 12:00 | 2 | 9 | 12 | 40.4584 | 948 | 21.92 | 24.98 | 997 | 21.92 | 330.7821 | 0 | Heating | 44.1043 | #N/A | #N/A | #N/A | #N/A | 330.7821 | #N/A | #N/A | 2.9629 | #N/A | 0 | 0 | 0 | 0 | 0 | 0 | 0 | 0 | 0.147% | 1 | 50% | 0% | 0% | 0% | 8.2745 | 0 | 0 | 0 | 8.2745 | #N/A
2007-02-09 13:00 | 2 | 9 | 13 | 40.5001 | 949 | 21.2 | 26.06 | 996 | 21.2 | 296.951 | 0 | Heating | 39.5935 | #N/A | #N/A | #N/A | #N/A | 296.951 | #N/A | #N/A | 2.944 | #N/A | 0 | 0 | 0 | 0 | 0 | 0 | 0 | 0 | 0.132% | 1 | 50% | 0% | 0% | 0% | 8.2745 | 0 | 0 | 0 | 8.2745 | #N/A
2007-02-09 14:00 | 2 | 9 | 14 | 40.5417 | 950 | 24.08 | 26.06 | 995 | 24.08 | 284.5634 | 0 | Heating | 37.9418 | #N/A | #N/A | #N/A | #N/A | 284.5634 | #N/A | #N/A | 3.0238 | #N/A | 0 | 0 | 0 | 0 | 0 | 0 | 0 | 0 | 0.1265% | 1 | 50% | 0% | 0% | 0% | 8.2745 | 0 | 0 | 0 | 8.2745 | #N/A
2007-02-09 15:00 | 2 | 9 | 15 | 40.5834 | 951 | 24.98 | 26.06 | 995 | 24.98 | 345.075 | 0 | Heating | 46.01 | #N/A | #N/A | #N/A | #N/A | 345.075 | #N/A | #N/A | 3.0513 | #N/A | 0 | 0 | 0 | 0 | 0 | 0 | 0 | 0 | 0.1534% | 1 | 50% | 0% | 0% | 0% | 8.2745 | 0 | 0 | 0 | 8.2745 | #N/A
2007-02-09 16:00 | 2 | 9 | 16 | 40.6251 | 952 | 24.98 | 26.06 | 995 | 24.98 | 349.1646 | 0 | Heating | 46.5553 | #N/A | #N/A | #N/A | #N/A | 349.1646 | #N/A | #N/A | 3.0513 | #N/A | 0 | 0 | 0 | 0 | 0 | 0 | 0 | 0 | 0.1552% | 1 | 50% | 0% | 0% | 0% | 8.2745 | 0 | 0 | 0 | 8.2745 | #N/A
2007-02-09 17:00 | 2 | 9 | 17 | 40.6667 | 953 | 24.98 | 26.06 | 995 | 24.98 | 339.7504 | 0 | Heating | 45.3001 | #N/A | #N/A | #N/A | #N/A | 339.7504 | #N/A | #N/A | 3.0513 | #N/A | 0 | 0 | 0 | 0 | 0 | 0 | 0 | 0 | 0.151% | 1 | 50% | 0% | 0% | 0% | 8.2745 | 0 | 0 | 0 | 8.2745 | #N/A
2007-02-09 18:00 | 2 | 9 | 18 | 40.7084 | 954 | 19.94 | 26.06 | 995 | 19.94 | 374.7297 | 0 | Heating | 49.964 | #N/A | #N/A | #N/A | #N/A | 374.7297 | #N/A | #N/A | 2.9127 | #N/A | 0 | 0 | 0 | 0 | 0 | 0 | 0 | 0 | 0.1665% | 1 | 50% | 0% | 0% | 0% | 8.2745 | 0 | 0 | 0 | 8.2745 | #N/A
2007-02-09 19:00 | 2 | 9 | 19 | 40.7501 | 955 | 15.98 | 26.06 | 995 | 15.98 | 13.0475 | 0 | Heating | 1.7397 | #N/A | #N/A | #N/A | #N/A | 13.0475 | #N/A | #N/A | 2.8262 | #N/A | 0 | 0 | 0 | 0 | 0 | 0 | 0 | 0 | 0.005799% | 1 | 50% | 0% | 0% | 0% | 8.2745 | 0 | 0 | 0 | 8.2745 | #N/A
2007-02-09 20:00 | 2 | 9 | 20 | 40.7917 | 956 | 15.98 | 24.98 | 996 | 15.98 | 65.6509 | 0 | Heating | 8.7534 | #N/A | #N/A | #N/A | #N/A | 65.6509 | #N/A | #N/A | 2.8262 | #N/A | 0 | 0 | 0 | 0 | 0 | 0 | 0 | 0 | 0.02918% | 1 | 50% | 0% | 0% | 0% | 8.2745 | 0 | 0 | 0 | 8.2745 | #N/A
2007-02-09 21:00 | 2 | 9 | 21 | 40.8334 | 957 | 12.02 | 24.98 | 996 | 12.02 | 90.0385 | 0 | Heating | 12.0051 | #N/A | #N/A | #N/A | #N/A | 90.0385 | #N/A | #N/A | 2.7546 | #N/A | 0 | 0 | 0 | 0 | 0 | 0 | 0 | 0 | 0.04002% | 1 | 50% | 0% | 0% | 0% | 8.2745 | 0 | 0 | 0 | 8.2745 | #N/A
2007-02-09 22:00 | 2 | 9 | 22 | 40.8751 | 958 | 10.94 | 24.98 | 996 | 10.94 | 155.0676 | 0 | Heating | 20.6757 | #N/A | #N/A | #N/A | #N/A | 155.0676 | #N/A | #N/A | 2.737 | #N/A | 0 | 0 | 0 | 0 | 0 | 0 | 0 | 0 | 0.06892% | 1 | 50% | 0% | 0% | 0% | 8.2745 | 0 | 0 | 0 | 8.2745 | #N/A
2007-02-09 23:00 | 2 | 9 | 23 | 40.9167 | 959 | 10.94 | 23 | 997 | 10.94 | 226.8882 | 0 | Heating | 30.2518 | #N/A | #N/A | #N/A | #N/A | 226.8882 | #N/A | #N/A | 2.737 | #N/A | 0 | 0 | 0 | 0 | 0 | 0 | 0 | 0 | 0.1008% | 1 | 50% | 0% | 0% | 0% | 8.2745 | 0 | 0 | 0 | 8.2745 | #N/A
2007-02-10 | 2 | 10 | 0 | 40.9584 | 960 | 5 | 21.02 | 997 | 5 | 300.7562 | 0 | Heating | 40.1008 | #N/A | #N/A | #N/A | #N/A | 300.7562 | #N/A | #N/A | 2.6507 | #N/A | 0 | 0 | 0 | 0 | 0 | 0 | 0 | 0 | 0.1337% | 1 | 50% | 0% | 0% | 0% | 8.2745 | 0 | 0 | 0 | 8.2745 | #N/A
2007-02-10 01:00 | 2 | 10 | 1 | 41.0001 | 961 | 3.02 | 17.96 | 998 | 3.02 | 347.0311 | 0 | Heating | 46.2708 | #N/A | #N/A | #N/A | #N/A | 347.0311 | #N/A | #N/A | 2.6241 | #N/A | 0 | 0 | 0 | 0 | 0 | 0 | 0 | 0 | 0.1542% | 1 | 50% | 0% | 0% | 0% | 8.2745 | 0 | 0 | 0 | 8.2745 | #N/A
2007-02-10 02:00 | 2 | 10 | 2 | 41.0417 | 962 | 3.02 | 12.92 | 998 | 3.02 | 394.9931 | 0 | Heating | 52.6657 | #N/A | #N/A | #N/A | #N/A | 394.9931 | #N/A | #N/A | 2.6241 | #N/A | 0 | 0 | 0 | 0 | 0 | 0 | 0 | 0 | 0.1756% | 1 | 50% | 0% | 0% | 0% | 8.2745 | 0 | 0 | 0 | 8.2745 | #N/A
2007-02-10 03:00 | 2 | 10 | 3 | 41.0834 | 963 | 1.04 | 8.06 | 999 | 1.04 | 470.5556 | 0 | Heating | 62.7408 | #N/A | #N/A | #N/A | #N/A | 470.5556 | #N/A | #N/A | 2.5975 | #N/A | 0 | 0 | 0 | 0 | 0 | 0 | 0 | 0 | 0.2091% | 1 | 50% | 0% | 0% | 0% | 8.2745 | 0 | 0 | 0 | 8.2745 | #N/A
2007-02-10 04:00 | 2 | 10 | 4 | 41.1251 | 964 | -2.02 | 5 | 999 | -2.02 | 524.3758 | 0 | Heating | 69.9168 | #N/A | #N/A | #N/A | #N/A | 524.3758 | #N/A | #N/A | 2.5555 | #N/A | 0 | 0 | 0 | 0 | 0 | 0 | 0 | 0 | 0.2331% | 1 | 50% | 0% | 0% | 0% | 8.2745 | 0 | 0 | 0 | 8.2745 | #N/A
2007-02-10 05:00 | 2 | 10 | 5 | 41.1667 | 965 | -2.02 | 6.08 | 1001 | -2.02 | 559.805 | 0 | Heating | 74.6407 | #N/A | #N/A | #N/A | #N/A | 559.805 | #N/A | #N/A | 2.5555 | #N/A | 0 | 0 | 0 | 0 | 0 | 0 | 0 | 0 | 0.2488% | 1 | 50% | 0% | 0% | 0% | 8.2745 | 0 | 0 | 0 | 8.2745 | #N/A
2007-02-10 06:00 | 2 | 10 | 6 | 41.2084 | 966 | -0.94 | 6.98 | 1002 | -0.94 | 562.9257 | 0 | Heating | 75.0568 | #N/A | #N/A | #N/A | #N/A | 562.9257 | #N/A | #N/A | 2.5706 | #N/A | 0 | 0 | 0 | 0 | 0 | 0 | 0 | 0 | 0.2502% | 1 | 50% | 0% | 0% | 0% | 8.2745 | 0 | 0 | 0 | 8.2745 | #N/A
2007-02-10 07:00 | 2 | 10 | 7 | 41.2501 | 967 | -2.02 | 6.98 | 1003 | -2.02 | 539.6338 | 0 | Heating | 71.9512 | #N/A | #N/A | #N/A | #N/A | 539.6338 | #N/A | #N/A | 2.5555 | #N/A | 0 | 0 | 0 | 0 | 0 | 0 | 0 | 0 | 0.2398% | 1 | 50% | 0% | 0% | 0% | 8.2745 | 0 | 0 | 0 | 8.2745 | #N/A
2007-02-10 08:00 | 2 | 10 | 8 | 41.2917 | 968 | -2.02 | 3.92 | 1004 | -2.02 | 552.4288 | 0 | Heating | 73.6572 | #N/A | #N/A | #N/A | #N/A | 552.4288 | #N/A | #N/A | 2.5555 | #N/A | 0 | 0 | 0 | 0 | 0 | 0 | 0 | 0 | 0.2455% | 1 | 50% | 0% | 0% | 0% | 8.2745 | 0 | 0 | 0 | 8.2745 | #N/A
2007-02-10 09:00 | 2 | 10 | 9 | 41.3334 | 969 | 6.98 | 5 | 1005 | 6.98 | 536.6927 | 0 | Heating | 71.559 | #N/A | #N/A | #N/A | #N/A | 536.6927 | #N/A | #N/A | 2.6781 | #N/A | 0 | 0 | 0 | 0 | 0 | 0 | 0 | 0 | 0.2385% | 1 | 50% | 0% | 0% | 0% | 8.2745 | 0 | 0 | 0 | 8.2745 | #N/A
2007-02-10 10:00 | 2 | 10 | 10 | 41.3751 | 970 | 15.08 | 6.08 | 1006 | 15.08 | 465.3676 | 0 | Heating | 62.049 | #N/A | #N/A | #N/A | #N/A | 465.3676 | #N/A | #N/A | 2.8087 | #N/A | 0 | 0 | 0 | 0 | 0 | 0 | 0 | 0 | 0.2068% | 1 | 50% | 0% | 0% | 0% | 8.2745 | 0 | 0 | 0 | 8.2745 | #N/A
2007-02-10 11:00 | 2 | 10 | 11 | 41.4167 | 971 | 15.08 | 6.98 | 1007 | 15.08 | 410.7387 | 0 | Heating | 54.7652 | #N/A | #N/A | #N/A | #N/A | 410.7387 | #N/A | #N/A | 2.8087 | #N/A | 0 | 0 | 0 | 0 | 0 | 0 | 0 | 0 | 0.1826% | 1 | 50% | 0% | 0% | 0% | 8.2745 | 0 | 0 | 0 | 8.2745 | #N/A
2007-02-10 12:00 | 2 | 10 | 12 | 41.4584 | 972 | 19.04 | 6.98 | 1007 | 19.04 | 377.4199 | 0 | Heating | 50.3227 | #N/A | #N/A | #N/A | #N/A | 377.4199 | #N/A | #N/A | 2.8915 | #N/A | 0 | 0 | 0 | 0 | 0 | 0 | 0 | 0 | 0.1677% | 1 | 50% | 0% | 0% | 0% | 8.2745 | 0 | 0 | 0 | 8.2745 | #N/A
2007-02-10 13:00 | 2 | 10 | 13 | 41.5001 | 973 | 24.08 | 6.98 | 1007 | 24.08 | 368.9367 | 0 | Heating | 49.1916 | #N/A | #N/A | #N/A | #N/A | 368.9367 | #N/A | #N/A | 3.0238 | #N/A | 0 | 0 | 0 | 0 | 0 | 0 | 0 | 0 | 0.164% | 1 | 50% | 0% | 0% | 0% | 8.2745 | 0 | 0 | 0 | 8.2745 | #N/A
2007-02-10 14:00 | 2 | 10 | 14 | 41.5417 | 974 | 24.08 | 5 | 1007 | 24.08 | 342.7044 | 0 | Heating | 45.6939 | #N/A | #N/A | #N/A | #N/A | 342.7044 | #N/A | #N/A | 3.0238 | #N/A | 0 | 0 | 0 | 0 | 0 | 0 | 0 | 0 | 0.1523% | 1 | 50% | 0% | 0% | 0% | 8.2745 | 0 | 0 | 0 | 8.2745 | #N/A
2007-02-10 15:00 | 2 | 10 | 15 | 41.5834 | 975 | 26.96 | 3.02 | 1007 | 26.96 | 322.5484 | 0 | Heating | 43.0065 | #N/A | #N/A | #N/A | #N/A | 322.5484 | #N/A | #N/A | 3.1163 | #N/A | 0 | 0 | 0 | 0 | 0 | 0 | 0 | 0 | 0.1434% | 1 | 50% | 0% | 0% | 0% | 8.2745 | 0 | 0 | 0 | 8.2745 | #N/A
2007-02-10 16:00 | 2 | 10 | 16 | 41.6251 | 976 | 26.06 | 3.02 | 1007 | 26.06 | 349.2753 | 0 | Heating | 46.57 | #N/A | #N/A | #N/A | #N/A | 349.2753 | #N/A | #N/A | 3.0859 | #N/A | 0 | 0 | 0 | 0 | 0 | 0 | 0 | 0 | 0.1552% | 1 | 50% | 0% | 0% | 0% | 8.2745 | 0 | 0 | 0 | 8.2745 | #N/A
2007-02-10 17:00 | 2 | 10 | 17 | 41.6667 | 977 | 26.06 | 3.02 | 1007 | 26.06 | 371.9866 | 0 | Heating | 49.5982 | #N/A | #N/A | #N/A | #N/A | 371.9866 | #N/A | #N/A | 3.0859 | #N/A | 0 | 0 | 0 | 0 | 0 | 0 | 0 | 0 | 0.1653% | 1 | 50% | 0% | 0% | 0% | 8.2745 | 0 | 0 | 0 | 8.2745 | #N/A
2007-02-10 18:00 | 2 | 10 | 18 | 41.7084 | 978 | 21.02 | -0.04 | 1007 | 21.02 | 454.4966 | 0 | Heating | 60.5995 | #N/A | #N/A | #N/A | #N/A | 454.4966 | #N/A | #N/A | 2.9394 | #N/A | 0 | 0 | 0 | 0 | 0 | 0 | 0 | 0 | 0.202% | 1 | 50% | 0% | 0% | 0% | 8.2745 | 0 | 0 | 0 | 8.2745 | #N/A
2007-02-10 19:00 | 2 | 10 | 19 | 41.7501 | 979 | 17.06 | -2.02 | 1009 | 17.06 | 521.888 | 0 | Heating | 69.5851 | #N/A | #N/A | #N/A | #N/A | 521.888 | #N/A | #N/A | 2.8481 | #N/A | 0 | 0 | 0 | 0 | 0 | 0 | 0 | 0 | 0.232% | 1 | 50% | 0% | 0% | 0% | 8.2745 | 0 | 0 | 0 | 8.2745 | #N/A
2007-02-10 20:00 | 2 | 10 | 20 | 41.7917 | 980 | 17.06 | -2.92 | 1009 | 17.06 | 628.1288 | 0 | Heating | 83.7505 | #N/A | #N/A | #N/A | #N/A | 628.1288 | #N/A | #N/A | 2.8481 | #N/A | 0 | 0 | 0 | 0 | 0 | 0 | 0 | 0 | 0.2792% | 1 | 50% | 0% | 0% | 0% | 8.2745 | 0 | 0 | 0 | 8.2745 | #N/A
2007-02-10 21:00 | 2 | 10 | 21 | 41.8334 | 981 | 12.92 | -5.08 | 1009 | 12.92 | 686.5384 | 0 | Heating | 91.5384 | #N/A | #N/A | #N/A | #N/A | 686.5384 | #N/A | #N/A | 2.7697 | #N/A | 0 | 0 | 0 | 0 | 0 | 0 | 0 | 0 | 0.3051% | 1 | 50% | 0% | 0% | 0% | 8.2745 | 0 | 0 | 0 | 8.2745 | #N/A
2007-02-10 22:00 | 2 | 10 | 22 | 41.8751 | 982 | 10.94 | -4 | 1010 | 10.94 | 735.7106 | 0 | Heating | 98.0947 | #N/A | #N/A | #N/A | #N/A | 735.7106 | #N/A | #N/A | 2.737 | #N/A | 0 | 0 | 0 | 0 | 0 | 0 | 0 | 0 | 0.327% | 1 | 50% | 0% | 0% | 0% | 8.2745 | 0 | 0 | 0 | 8.2745 | #N/A
2007-02-10 23:00 | 2 | 10 | 23 | 41.9167 | 983 | 10.94 | -2.92 | 1010 | 10.94 | 783.9327 | 0 | Heating | 104.5244 | #N/A | #N/A | #N/A | #N/A | 783.9327 | #N/A | #N/A | 2.737 | #N/A | 0 | 0 | 0 | 0 | 0 | 0 | 0 | 0 | 0.3484% | 1 | 50% | 0% | 0% | 0% | 8.2745 | 0 | 0 | 0 | 8.2745 | #N/A
2007-02-11 | 2 | 11 | 0 | 41.9584 | 984 | 14 | -2.02 | 1010 | 14 | 836.9266 | 0 | Heating | 111.5902 | #N/A | #N/A | #N/A | #N/A | 836.9266 | #N/A | #N/A | 2.7888 | #N/A | 0 | 0 | 0 | 0 | 0 | 0 | 0 | 0 | 0.372% | 1 | 50% | 0% | 0% | 0% | 8.2745 | 0 | 0 | 0 | 8.2745 | #N/A
2007-02-11 01:00 | 2 | 11 | 1 | 42.0001 | 985 | 15.08 | -4 | 1011 | 15.08 | 854.5079 | 0 | Heating | 113.9344 | #N/A | #N/A | #N/A | #N/A | 854.5079 | #N/A | #N/A | 2.8087 | #N/A | 0 | 0 | 0 | 0 | 0 | 0 | 0 | 0 | 0.3798% | 1 | 50% | 0% | 0% | 0% | 8.2745 | 0 | 0 | 0 | 8.2745 | #N/A
2007-02-11 02:00 | 2 | 11 | 2 | 42.0417 | 986 | 15.08 | -5.98 | 1012 | 15.08 | 923.0419 | 0 | Heating | 123.0723 | #N/A | #N/A | #N/A | #N/A | 923.0419 | #N/A | #N/A | 2.8087 | #N/A | 0 | 0 | 0 | 0 | 0 | 0 | 0 | 0 | 0.4102% | 1 | 50% | 0% | 0% | 0% | 8.2745 | 0 | 0 | 0 | 8.2745 | #N/A
2007-02-11 03:00 | 2 | 11 | 3 | 42.0834 | 987 | 17.06 | -2.92 | 1011 | 17.06 | 934.0601 | 0 | Heating | 124.5413 | #N/A | #N/A | #N/A | #N/A | 934.0601 | #N/A | #N/A | 2.8481 | #N/A | 0 | 0 | 0 | 0 | 0 | 0 | 0 | 0 | 0.4151% | 1 | 50% | 0% | 0% | 0% | 8.2745 | 0 | 0 | 0 | 8.2745 | #N/A
2007-02-11 04:00 | 2 | 11 | 4 | 42.1251 | 988 | 19.94 | -2.92 | 1011 | 19.94 | 912.5114 | 0 | Heating | 121.6682 | #N/A | #N/A | #N/A | #N/A | 912.5114 | #N/A | #N/A | 2.9127 | #N/A | 0 | 0 | 0 | 0 | 0 | 0 | 0 | 0 | 0.4056% | 1 | 50% | 0% | 0% | 0% | 8.2745 | 0 | 0 | 0 | 8.2745 | #N/A
2007-02-11 05:00 | 2 | 11 | 5 | 42.1667 | 989 | 19.94 | -4 | 1012 | 19.94 | 923.322 | 0 | Heating | 123.1096 | #N/A | #N/A | #N/A | #N/A | 923.322 | #N/A | #N/A | 2.9127 | #N/A | 0 | 0 | 0 | 0 | 0 | 0 | 0 | 0 | 0.4104% | 1 | 50% | 0% | 0% | 0% | 8.2745 | 0 | 0 | 0 | 8.2745 | #N/A
2007-02-11 06:00 | 2 | 11 | 6 | 42.2084 | 990 | 30.2 | -5.08 | 1012 | 30.2 | 891.2526 | 0 | Heating | 118.8337 | #N/A | #N/A | #N/A | #N/A | 891.2526 | #N/A | #N/A | 3.2375 | #N/A | 0 | 0 | 0 | 0 | 0 | 0 | 0 | 0 | 0.3961% | 1 | 50% | 0% | 0% | 0% | 8.2745 | 0 | 0 | 0 | 8.2745 | #N/A
2007-02-11 07:00 | 2 | 11 | 7 | 42.2501 | 991 | 33.08 | -5.08 | 1012 | 33.08 | 1830.1975 | 0 | Heating | 244.0263 | #N/A | #N/A | #N/A | #N/A | 1830.1975 | #N/A | #N/A | 3.3624 | #N/A | 0 | 0 | 0 | 0 | 0 | 0 | 0 | 0 | 0.8134% | 1 | 50% | 0% | 0% | 0% | 8.2745 | 0 | 0 | 0 | 8.2745 | #N/A
2007-02-11 08:00 | 2 | 11 | 8 | 42.2917 | 992 | 33.08 | -4 | 1012 | 33.08 | 1400.9851 | 0 | Heating | 186.798 | #N/A | #N/A | #N/A | #N/A | 1400.9851 | #N/A | #N/A | 3.3624 | #N/A | 0 | 0 | 0 | 0 | 0 | 0 | 0 | 0 | 0.6227% | 1 | 50% | 0% | 0% | 0% | 8.2745 | 0 | 0 | 0 | 8.2745 | #N/A
2007-02-11 09:00 | 2 | 11 | 9 | 42.3334 | 993 | 32 | -2.02 | 1013 | 32 | 796.8008 | 0 | Heating | 106.2401 | #N/A | #N/A | #N/A | #N/A | 796.8008 | #N/A | #N/A | 3.3135 | #N/A | 0 | 0 | 0 | 0 | 0 | 0 | 0 | 0 | 0.3541% | 1 | 50% | 0% | 0% | 0% | 8.2745 | 0 | 0 | 0 | 8.2745 | #N/A
2007-02-11 10:00 | 2 | 11 | 10 | 42.3751 | 994 | 32 | -0.04 | 1013 | 32 | 708.6859 | 0 | Heating | 94.4914 | #N/A | #N/A | #N/A | #N/A | 708.6859 | #N/A | #N/A | 3.3135 | #N/A | 0 | 0 | 0 | 0 | 0 | 0 | 0 | 0 | 0.315% | 1 | 50% | 0% | 0% | 0% | 8.2745 | 0 | 0 | 0 | 8.2745 | #N/A
2007-02-11 11:00 | 2 | 11 | 11 | 42.4167 | 995 | 33.98 | 1.94 | 1012 | 33.98 | 672.0193 | 0 | Heating | 89.6026 | #N/A | #N/A | #N/A | #N/A | 672.0193 | #N/A | #N/A | 3.405 | #N/A | 0 | 0 | 0 | 0 | 0 | 0 | 0 | 0 | 0.2987% | 1 | 50% | 0% | 0% | 0% | 8.2745 | 0 | 0 | 0 | 8.2745 | #N/A
2007-02-11 12:00 | 2 | 11 | 12 | 42.4584 | 996 | 35.96 | 3.92 | 1012 | 35.96 | 601.7959 | 0 | Heating | 80.2394 | #N/A | #N/A | #N/A | #N/A | 601.7959 | #N/A | #N/A | 3.5052 | #N/A | 0 | 0 | 0 | 0 | 0 | 0 | 0 | 0 | 0.2675% | 1 | 50% | 0% | 0% | 0% | 8.2745 | 0 | 0 | 0 | 8.2745 | #N/A
2007-02-11 13:00 | 2 | 11 | 13 | 42.5001 | 997 | 37.04 | 5 | 1011 | 37.04 | 623.6297 | 0 | Heating | 83.1506 | #N/A | #N/A | #N/A | #N/A | 623.6297 | #N/A | #N/A | 3.5637 | #N/A | 0 | 0 | 0 | 0 | 0 | 0 | 0 | 0 | 0.2772% | 1 | 50% | 0% | 0% | 0% | 8.2745 | 0 | 0 | 0 | 8.2745 | #N/A
2007-02-11 14:00 | 2 | 11 | 14 | 42.5417 | 998 | 37.04 | 8.06 | 1010 | 37.04 | 432.8946 | 0 | Heating | 57.7193 | #N/A | #N/A | #N/A | #N/A | 432.8946 | #N/A | #N/A | 3.5637 | #N/A | 0 | 0 | 0 | 0 | 0 | 0 | 0 | 0 | 0.1924% | 1 | 50% | 0% | 0% | 0% | 8.2745 | 0 | 0 | 0 | 8.2745 | #N/A
2007-02-11 15:00 | 2 | 11 | 15 | 42.5834 | 999 | 37.94 | 10.04 | 1009 | 37.94 | 412.5627 | 0 | Heating | 55.0084 | #N/A | #N/A | #N/A | #N/A | 412.5627 | #N/A | #N/A | 3.6146 | #N/A | 0 | 0 | 0 | 0 | 0 | 0 | 0 | 0 | 0.1834% | 1 | 50% | 0% | 0% | 0% | 8.2745 | 0 | 0 | 0 | 8.2745 | #N/A
2007-02-11 16:00 | 2 | 11 | 16 | 42.6251 | 1000 | 37.94 | 8.96 | 1009 | 37.94 | 419.2384 | 0 | Heating | 55.8985 | #N/A | #N/A | #N/A | #N/A | 419.2384 | #N/A | #N/A | 3.6146 | #N/A | 0 | 0 | 0 | 0 | 0 | 0 | 0 | 0 | 0.1863% | 1 | 50% | 0% | 0% | 0% | 8.2745 | 0 | 0 | 0 | 8.2745 | #N/A
2007-02-11 17:00 | 2 | 11 | 17 | 42.6667 | 1001 | 37.94 | 10.04 | 1009 | 37.94 | 364.4635 | 0 | Heating | 48.5951 | #N/A | #N/A | #N/A | #N/A | 364.4635 | #N/A | #N/A | 3.6146 | #N/A | 0 | 0 | 0 | 0 | 0 | 0 | 0 | 0 | 0.162% | 1 | 50% | 0% | 0% | 0% | 8.2745 | 0 | 0 | 0 | 8.2745 | #N/A
2007-02-11 18:00 | 2 | 11 | 18 | 42.7084 | 1002 | 37.94 | 8.96 | 1009 | 37.94 | 416.4712 | 0 | Heating | 55.5295 | #N/A | #N/A | #N/A | #N/A | 416.4712 | #N/A | #N/A | 3.6146 | #N/A | 0 | 0 | 0 | 0 | 0 | 0 | 0 | 0 | 0.1851% | 1 | 50% | 0% | 0% | 0% | 8.2745 | 0 | 0 | 0 | 8.2745 | #N/A
2007-02-11 19:00 | 2 | 11 | 19 | 42.7501 | 1003 | 37.94 | 8.96 | 1009 | 37.94 | 509.3528 | 0 | Heating | 67.9137 | #N/A | #N/A | #N/A | #N/A | 509.3528 | #N/A | #N/A | 3.6146 | #N/A | 0 | 0 | 0 | 0 | 0 | 0 | 0 | 0 | 0.2264% | 1 | 50% | 0% | 0% | 0% | 8.2745 | 0 | 0 | 0 | 8.2745 | #N/A
2007-02-11 20:00 | 2 | 11 | 20 | 42.7917 | 1004 | 37.94 | 10.04 | 1009 | 37.94 | 528.8754 | 0 | Heating | 70.5167 | #N/A | #N/A | #N/A | #N/A | 528.8754 | #N/A | #N/A | 3.6146 | #N/A | 0 | 0 | 0 | 0 | 0 | 0 | 0 | 0 | 0.2351% | 1 | 50% | 0% | 0% | 0% | 8.2745 | 0 | 0 | 0 | 8.2745 | #N/A
2007-02-11 21:00 | 2 | 11 | 21 | 42.8334 | 1005 | 37.4 | 8.96 | 1010 | 37.4 | 602.85 | 0 | Heating | 80.38 | #N/A | #N/A | #N/A | #N/A | 602.85 | #N/A | #N/A | 3.5838 | #N/A | 0 | 0 | 0 | 0 | 0 | 0 | 0 | 0 | 0.2679% | 1 | 50% | 0% | 0% | 0% | 8.2745 | 0 | 0 | 0 | 8.2745 | #N/A
2007-02-11 22:00 | 2 | 11 | 22 | 42.8751 | 1006 | 37.4 | 10.04 | 1010 | 37.4 | 694.3871 | 0 | Heating | 92.5849 | #N/A | #N/A | #N/A | #N/A | 694.3871 | #N/A | #N/A | 3.5838 | #N/A | 0 | 0 | 0 | 0 | 0 | 0 | 0 | 0 | 0.3086% | 1 | 50% | 0% | 0% | 0% | 8.2745 | 0 | 0 | 0 | 8.2745 | #N/A
2007-02-11 23:00 | 2 | 11 | 23 | 42.9167 | 1007 | 37.04 | 8.96 | 1011 | 37.04 | 260.2089 | 0 | Heating | 34.6945 | #N/A | #N/A | #N/A | #N/A | 260.2089 | #N/A | #N/A | 3.5637 | #N/A | 0 | 0 | 0 | 0 | 0 | 0 | 0 | 0 | 0.1156% | 1 | 50% | 0% | 0% | 0% | 8.2745 | 0 | 0 | 0 | 8.2745 | #N/A
2007-02-12 | 2 | 12 | 0 | 42.9584 | 1008 | 35.06 | 8.96 | 1011 | 35.06 | 387.0334 | 0 | Heating | 51.6044 | #N/A | #N/A | #N/A | #N/A | 387.0334 | #N/A | #N/A | 3.4585 | #N/A | 0 | 0 | 0 | 0 | 0 | 0 | 0 | 0 | 0.172% | 1 | 50% | 0% | 0% | 0% | 8.2745 | 0 | 0 | 0 | 8.2745 | #N/A
2007-02-12 01:00 | 2 | 12 | 1 | 43.0001 | 1009 | 35.6 | 10.04 | 1012 | 35.6 | 433.5584 | 0 | Heating | 57.8078 | #N/A | #N/A | #N/A | #N/A | 433.5584 | #N/A | #N/A | 3.4863 | #N/A | 0 | 0 | 0 | 0 | 0 | 0 | 0 | 0 | 0.1927% | 1 | 50% | 0% | 0% | 0% | 8.2745 | 0 | 0 | 0 | 8.2745 | #N/A
2007-02-12 02:00 | 2 | 12 | 2 | 43.0417 | 1010 | 37.04 | 12.02 | 1013 | 37.04 | 439.3339 | 0 | Heating | 58.5778 | #N/A | #N/A | #N/A | #N/A | 439.3339 | #N/A | #N/A | 3.5637 | #N/A | 0 | 0 | 0 | 0 | 0 | 0 | 0 | 0 | 0.1953% | 1 | 50% | 0% | 0% | 0% | 8.2745 | 0 | 0 | 0 | 8.2745 | #N/A
2007-02-12 03:00 | 2 | 12 | 3 | 43.0834 | 1011 | 35.06 | 14 | 1013 | 35.06 | 453.107 | 0 | Heating | 60.4143 | #N/A | #N/A | #N/A | #N/A | 453.107 | #N/A | #N/A | 3.4585 | #N/A | 0 | 0 | 0 | 0 | 0 | 0 | 0 | 0 | 0.2014% | 1 | 50% | 0% | 0% | 0% | 8.2745 | 0 | 0 | 0 | 8.2745 | #N/A
2007-02-12 04:00 | 2 | 12 | 4 | 43.1251 | 1012 | 35.96 | 15.08 | 1014 | 35.96 | 474.7419 | 0 | Heating | 63.2989 | #N/A | #N/A | #N/A | #N/A | 474.7419 | #N/A | #N/A | 3.5052 | #N/A | 0 | 0 | 0 | 0 | 0 | 0 | 0 | 0 | 0.211% | 1 | 50% | 0% | 0% | 0% | 8.2745 | 0 | 0 | 0 | 8.2745 | #N/A
2007-02-12 05:00 | 2 | 12 | 5 | 43.1667 | 1013 | 35.96 | 12.92 | 1014 | 35.96 | 489.4704 | 0 | Heating | 65.2627 | #N/A | #N/A | #N/A | #N/A | 489.4704 | #N/A | #N/A | 3.5052 | #N/A | 0 | 0 | 0 | 0 | 0 | 0 | 0 | 0 | 0.2175% | 1 | 50% | 0% | 0% | 0% | 8.2745 | 0 | 0 | 0 | 8.2745 | #N/A
2007-02-12 06:00 | 2 | 12 | 6 | 43.2084 | 1014 | 37.04 | 14 | 1014 | 37.04 | 493.8975 | 0 | Heating | 65.853 | #N/A | #N/A | #N/A | #N/A | 493.8975 | #N/A | #N/A | 3.5637 | #N/A | 0 | 0 | 0 | 0 | 0 | 0 | 0 | 0 | 0.2195% | 1 | 50% | 0% | 0% | 0% | 8.2745 | 0 | 0 | 0 | 8.2745 | #N/A
2007-02-12 07:00 | 2 | 12 | 7 | 43.2501 | 1015 | 37.04 | 15.08 | 1015 | 37.04 | 1099.4225 | 0 | Heating | 146.5897 | #N/A | #N/A | #N/A | #N/A | 1099.4225 | #N/A | #N/A | 3.5637 | #N/A | 0 | 0 | 0 | 0 | 0 | 0 | 0 | 0 | 0.4886% | 1 | 50% | 0% | 0% | 0% | 8.2745 | 0 | 0 | 0 | 8.2745 | #N/A
2007-02-12 08:00 | 2 | 12 | 8 | 43.2917 | 1016 | 37.04 | 15.08 | 1016 | 37.04 | 791.2308 | 0 | Heating | 105.4974 | #N/A | #N/A | #N/A | #N/A | 791.2308 | #N/A | #N/A | 3.5637 | #N/A | 0 | 0 | 0 | 0 | 0 | 0 | 0 | 0 | 0.3517% | 1 | 50% | 0% | 0% | 0% | 8.2745 | 0 | 0 | 0 | 8.2745 | #N/A
2007-02-12 09:00 | 2 | 12 | 9 | 43.3334 | 1017 | 37.04 | 15.98 | 1016 | 37.04 | 520.5999 | 0 | Heating | 69.4133 | #N/A | #N/A | #N/A | #N/A | 520.5999 | #N/A | #N/A | 3.5637 | #N/A | 0 | 0 | 0 | 0 | 0 | 0 | 0 | 0 | 0.2314% | 1 | 50% | 0% | 0% | 0% | 8.2745 | 0 | 0 | 0 | 8.2745 | #N/A
2007-02-12 10:00 | 2 | 12 | 10 | 43.3751 | 1018 | 37.04 | 15.08 | 1017 | 37.04 | 469.4287 | 0 | Heating | 62.5905 | #N/A | #N/A | #N/A | #N/A | 469.4287 | #N/A | #N/A | 3.5637 | #N/A | 0 | 0 | 0 | 0 | 0 | 0 | 0 | 0 | 0.2086% | 1 | 50% | 0% | 0% | 0% | 8.2745 | 0 | 0 | 0 | 8.2745 | #N/A
2007-02-12 11:00 | 2 | 12 | 11 | 43.4167 | 1019 | 37.04 | 17.96 | 1017 | 37.04 | 453.5203 | 0 | Heating | 60.4694 | #N/A | #N/A | #N/A | #N/A | 453.5203 | #N/A | #N/A | 3.5637 | #N/A | 0 | 0 | 0 | 0 | 0 | 0 | 0 | 0 | 0.2016% | 1 | 50% | 0% | 0% | 0% | 8.2745 | 0 | 0 | 0 | 8.2745 | #N/A
2007-02-12 12:00 | 2 | 12 | 12 | 43.4584 | 1020 | 37.4 | 19.94 | 1017 | 37.4 | 409.3303 | 0 | Heating | 54.5774 | #N/A | #N/A | #N/A | #N/A | 409.3303 | #N/A | #N/A | 3.5838 | #N/A | 0 | 0 | 0 | 0 | 0 | 0 | 0 | 0 | 0.1819% | 1 | 50% | 0% | 0% | 0% | 8.2745 | 0 | 0 | 0 | 8.2745 | #N/A
2007-02-12 13:00 | 2 | 12 | 13 | 43.5001 | 1021 | 37.4 | 17.96 | 1016 | 37.4 | 424.0365 | 0 | Heating | 56.5382 | #N/A | #N/A | #N/A | #N/A | 424.0365 | #N/A | #N/A | 3.5838 | #N/A | 0 | 0 | 0 | 0 | 0 | 0 | 0 | 0 | 0.1885% | 1 | 50% | 0% | 0% | 0% | 8.2745 | 0 | 0 | 0 | 8.2745 | #N/A
2007-02-12 14:00 | 2 | 12 | 14 | 43.5417 | 1022 | 37.04 | 15.98 | 1016 | 37.04 | 322.4079 | 0 | Heating | 42.9877 | #N/A | #N/A | #N/A | #N/A | 322.4079 | #N/A | #N/A | 3.5637 | #N/A | 0 | 0 | 0 | 0 | 0 | 0 | 0 | 0 | 0.1433% | 1 | 50% | 0% | 0% | 0% | 8.2745 | 0 | 0 | 0 | 8.2745 | #N/A
2007-02-12 15:00 | 2 | 12 | 15 | 43.5834 | 1023 | 37.4 | 15.98 | 1015 | 37.4 | 285.1333 | 0 | Heating | 38.0178 | #N/A | #N/A | #N/A | #N/A | 285.1333 | #N/A | #N/A | 3.5838 | #N/A | 0 | 0 | 0 | 0 | 0 | 0 | 0 | 0 | 0.1267% | 1 | 50% | 0% | 0% | 0% | 8.2745 | 0 | 0 | 0 | 8.2745 | #N/A
2007-02-12 16:00 | 2 | 12 | 16 | 43.6251 | 1024 | 35.6 | 17.96 | 1015 | 35.6 | 270.7755 | 0 | Heating | 36.1034 | #N/A | #N/A | #N/A | #N/A | 270.7755 | #N/A | #N/A | 3.4863 | #N/A | 0 | 0 | 0 | 0 | 0 | 0 | 0 | 0 | 0.1203% | 1 | 50% | 0% | 0% | 0% | 8.2745 | 0 | 0 | 0 | 8.2745 | #N/A
2007-02-12 17:00 | 2 | 12 | 17 | 43.6667 | 1025 | 35.96 | 17.96 | 1015 | 35.96 | 249.1972 | 0 | Heating | 33.2263 | #N/A | #N/A | #N/A | #N/A | 249.1972 | #N/A | #N/A | 3.5052 | #N/A | 0 | 0 | 0 | 0 | 0 | 0 | 0 | 0 | 0.1108% | 1 | 50% | 0% | 0% | 0% | 8.2745 | 0 | 0 | 0 | 8.2745 | #N/A
2007-02-12 18:00 | 2 | 12 | 18 | 43.7084 | 1026 | 35.06 | 17.96 | 1015 | 35.06 | 297.1214 | 0 | Heating | 39.6162 | #N/A | #N/A | #N/A | #N/A | 297.1214 | #N/A | #N/A | 3.4585 | #N/A | 0 | 0 | 0 | 0 | 0 | 0 | 0 | 0 | 0.1321% | 1 | 50% | 0% | 0% | 0% | 8.2745 | 0 | 0 | 0 | 8.2745 | #N/A
2007-02-12 19:00 | 2 | 12 | 19 | 43.7501 | 1027 | 35.06 | 17.96 | 1014 | 35.06 | 364.4811 | 0 | Heating | 48.5975 | #N/A | #N/A | #N/A | #N/A | 364.4811 | #N/A | #N/A | 3.4585 | #N/A | 0 | 0 | 0 | 0 | 0 | 0 | 0 | 0 | 0.162% | 1 | 50% | 0% | 0% | 0% | 8.2745 | 0 | 0 | 0 | 8.2745 | #N/A
2007-02-12 20:00 | 2 | 12 | 20 | 43.7917 | 1028 | 35.06 | 17.06 | 1014 | 35.06 | 403.4347 | 0 | Heating | 53.7913 | #N/A | #N/A | #N/A | #N/A | 403.4347 | #N/A | #N/A | 3.4585 | #N/A | 0 | 0 | 0 | 0 | 0 | 0 | 0 | 0 | 0.1793% | 1 | 50% | 0% | 0% | 0% | 8.2745 | 0 | 0 | 0 | 8.2745 | #N/A
2007-02-12 21:00 | 2 | 12 | 21 | 43.8334 | 1029 | 33.98 | 17.06 | 1013 | 33.98 | 468.6634 | 0 | Heating | 62.4885 | #N/A | #N/A | #N/A | #N/A | 468.6634 | #N/A | #N/A | 3.405 | #N/A | 0 | 0 | 0 | 0 | 0 | 0 | 0 | 0 | 0.2083% | 1 | 50% | 0% | 0% | 0% | 8.2745 | 0 | 0 | 0 | 8.2745 | #N/A
2007-02-12 22:00 | 2 | 12 | 22 | 43.8751 | 1030 | 33.08 | 17.06 | 1013 | 33.08 | 486.9621 | 0 | Heating | 64.9283 | #N/A | #N/A | #N/A | #N/A | 486.9621 | #N/A | #N/A | 3.3624 | #N/A | 0 | 0 | 0 | 0 | 0 | 0 | 0 | 0 | 0.2164% | 1 | 50% | 0% | 0% | 0% | 8.2745 | 0 | 0 | 0 | 8.2745 | #N/A
2007-02-12 23:00 | 2 | 12 | 23 | 43.9167 | 1031 | 33.08 | 17.06 | 1012 | 33.08 | 120.7498 | 0 | Heating | 16.1 | #N/A | #N/A | #N/A | #N/A | 120.7498 | #N/A | #N/A | 3.3624 | #N/A | 0 | 0 | 0 | 0 | 0 | 0 | 0 | 0 | 0.05367% | 1 | 50% | 0% | 0% | 0% | 8.2745 | 0 | 0 | 0 | 8.2745 | #N/A
2007-02-13 | 2 | 13 | 0 | 43.9584 | 1032 | 33.08 | 15.98 | 1012 | 33.08 | 248.7572 | 0 | Heating | 33.1676 | #N/A | #N/A | #N/A | #N/A | 248.7572 | #N/A | #N/A | 3.3624 | #N/A | 0 | 0 | 0 | 0 | 0 | 0 | 0 | 0 | 0.1106% | 1 | 50% | 0% | 0% | 0% | 8.2745 | 0 | 0 | 0 | 8.2745 | #N/A
2007-02-13 01:00 | 2 | 13 | 1 | 44.0001 | 1033 | 32 | 17.06 | 1011 | 32 | 289.6248 | 0 | Heating | 38.6166 | #N/A | #N/A | #N/A | #N/A | 289.6248 | #N/A | #N/A | 3.3135 | #N/A | 0 | 0 | 0 | 0 | 0 | 0 | 0 | 0 | 0.1287% | 1 | 50% | 0% | 0% | 0% | 8.2745 | 0 | 0 | 0 | 8.2745 | #N/A
2007-02-13 02:00 | 2 | 13 | 2 | 44.0417 | 1034 | 32 | 17.06 | 1010 | 32 | 322.6495 | 0 | Heating | 43.0199 | #N/A | #N/A | #N/A | #N/A | 322.6495 | #N/A | #N/A | 3.3135 | #N/A | 0 | 0 | 0 | 0 | 0 | 0 | 0 | 0 | 0.1434% | 1 | 50% | 0% | 0% | 0% | 8.2745 | 0 | 0 | 0 | 8.2745 | #N/A
2007-02-13 03:00 | 2 | 13 | 3 | 44.0834 | 1035 | 32 | 17.06 | 1009 | 32 | 351.8775 | 0 | Heating | 46.917 | #N/A | #N/A | #N/A | #N/A | 351.8775 | #N/A | #N/A | 3.3135 | #N/A | 0 | 0 | 0 | 0 | 0 | 0 | 0 | 0 | 0.1564% | 1 | 50% | 0% | 0% | 0% | 8.2745 | 0 | 0 | 0 | 8.2745 | #N/A
2007-02-13 04:00 | 2 | 13 | 4 | 44.1251 | 1036 | 32 | 15.98 | 1009 | 32 | 357.5509 | 0 | Heating | 47.6735 | #N/A | #N/A | #N/A | #N/A | 357.5509 | #N/A | #N/A | 3.3135 | #N/A | 0 | 0 | 0 | 0 | 0 | 0 | 0 | 0 | 0.1589% | 1 | 50% | 0% | 0% | 0% | 8.2745 | 0 | 0 | 0 | 8.2745 | #N/A
2007-02-13 05:00 | 2 | 13 | 5 | 44.1667 | 1037 | 32 | 15.98 | 1008 | 32 | 375.885 | 0 | Heating | 50.118 | #N/A | #N/A | #N/A | #N/A | 375.885 | #N/A | #N/A | 3.3135 | #N/A | 0 | 0 | 0 | 0 | 0 | 0 | 0 | 0 | 0.1671% | 1 | 50% | 0% | 0% | 0% | 8.2745 | 0 | 0 | 0 | 8.2745 | #N/A
2007-02-13 06:00 | 2 | 13 | 6 | 44.2084 | 1038 | 32 | 17.06 | 1008 | 32 | 377.6113 | 0 | Heating | 50.3482 | #N/A | #N/A | #N/A | #N/A | 377.6113 | #N/A | #N/A | 3.3135 | #N/A | 0 | 0 | 0 | 0 | 0 | 0 | 0 | 0 | 0.1678% | 1 | 50% | 0% | 0% | 0% | 8.2745 | 0 | 0 | 0 | 8.2745 | #N/A
2007-02-13 07:00 | 2 | 13 | 7 | 44.2501 | 1039 | 30.02 | 17.06 | 1007 | 30.02 | 863.2941 | 0 | Heating | 115.1059 | #N/A | #N/A | #N/A | #N/A | 863.2941 | #N/A | #N/A | 3.2302 | #N/A | 0 | 0 | 0 | 0 | 0 | 0 | 0 | 0 | 0.3837% | 1 | 50% | 0% | 0% | 0% | 8.2745 | 0 | 0 | 0 | 8.2745 | #N/A
2007-02-13 08:00 | 2 | 13 | 8 | 44.2917 | 1040 | 30.02 | 17.06 | 1007 | 30.02 | 617.1117 | 0 | Heating | 82.2816 | #N/A | #N/A | #N/A | #N/A | 617.1117 | #N/A | #N/A | 3.2302 | #N/A | 0 | 0 | 0 | 0 | 0 | 0 | 0 | 0 | 0.2743% | 1 | 50% | 0% | 0% | 0% | 8.2745 | 0 | 0 | 0 | 8.2745 | #N/A
2007-02-13 09:00 | 2 | 13 | 9 | 44.3334 | 1041 | 33.08 | 17.96 | 1007 | 33.08 | 379.344 | 0 | Heating | 50.5792 | #N/A | #N/A | #N/A | #N/A | 379.344 | #N/A | #N/A | 3.3624 | #N/A | 0 | 0 | 0 | 0 | 0 | 0 | 0 | 0 | 0.1686% | 1 | 50% | 0% | 0% | 0% | 8.2745 | 0 | 0 | 0 | 8.2745 | #N/A
2007-02-13 10:00 | 2 | 13 | 10 | 44.3751 | 1042 | 33.98 | 19.04 | 1007 | 33.98 | 340.9799 | 0 | Heating | 45.464 | #N/A | #N/A | #N/A | #N/A | 340.9799 | #N/A | #N/A | 3.405 | #N/A | 0 | 0 | 0 | 0 | 0 | 0 | 0 | 0 | 0.1515% | 1 | 50% | 0% | 0% | 0% | 8.2745 | 0 | 0 | 0 | 8.2745 | #N/A
2007-02-13 11:00 | 2 | 13 | 11 | 44.4167 | 1043 | 33.98 | 19.94 | 1007 | 33.98 | 331.4813 | 0 | Heating | 44.1975 | #N/A | #N/A | #N/A | #N/A | 331.4813 | #N/A | #N/A | 3.405 | #N/A | 0 | 0 | 0 | 0 | 0 | 0 | 0 | 0 | 0.1473% | 1 | 50% | 0% | 0% | 0% | 8.2745 | 0 | 0 | 0 | 8.2745 | #N/A
2007-02-13 12:00 | 2 | 13 | 12 | 44.4584 | 1044 | 35.96 | 19.94 | 1006 | 35.96 | 284.8011 | 0 | Heating | 37.9735 | #N/A | #N/A | #N/A | #N/A | 284.8011 | #N/A | #N/A | 3.5052 | #N/A | 0 | 0 | 0 | 0 | 0 | 0 | 0 | 0 | 0.1266% | 1 | 50% | 0% | 0% | 0% | 8.2745 | 0 | 0 | 0 | 8.2745 | #N/A
2007-02-13 13:00 | 2 | 13 | 13 | 44.5001 | 1045 | 37.94 | 17.06 | 1005 | 37.94 | 310.9608 | 0 | Heating | 41.4614 | #N/A | #N/A | #N/A | #N/A | 310.9608 | #N/A | #N/A | 3.6146 | #N/A | 0 | 0 | 0 | 0 | 0 | 0 | 0 | 0 | 0.1382% | 1 | 50% | 0% | 0% | 0% | 8.2745 | 0 | 0 | 0 | 8.2745 | #N/A
2007-02-13 14:00 | 2 | 13 | 14 | 44.5417 | 1046 | 37.94 | 17.96 | 1005 | 37.94 | 260.0125 | 0 | Heating | 34.6683 | #N/A | #N/A | #N/A | #N/A | 260.0125 | #N/A | #N/A | 3.6146 | #N/A | 0 | 0 | 0 | 0 | 0 | 0 | 0 | 0 | 0.1156% | 1 | 50% | 0% | 0% | 0% | 8.2745 | 0 | 0 | 0 | 8.2745 | #N/A
2007-02-13 15:00 | 2 | 13 | 15 | 44.5834 | 1047 | 37.94 | 17.06 | 1005 | 37.94 | 259.9409 | 0 | Heating | 34.6588 | #N/A | #N/A | #N/A | #N/A | 259.9409 | #N/A | #N/A | 3.6146 | #N/A | 0 | 0 | 0 | 0 | 0 | 0 | 0 | 0 | 0.1155% | 1 | 50% | 0% | 0% | 0% | 8.2745 | 0 | 0 | 0 | 8.2745 | #N/A
2007-02-13 16:00 | 2 | 13 | 16 | 44.6251 | 1048 | 37.94 | 15.98 | 1006 | 37.94 | 236.736 | 0 | Heating | 31.5648 | #N/A | #N/A | #N/A | #N/A | 236.736 | #N/A | #N/A | 3.6146 | #N/A | 0 | 0 | 0 | 0 | 0 | 0 | 0 | 0 | 0.1052% | 1 | 50% | 0% | 0% | 0% | 8.2745 | 0 | 0 | 0 | 8.2745 | #N/A
2007-02-13 17:00 | 2 | 13 | 17 | 44.6667 | 1049 | 37.94 | 14 | 1006 | 37.94 | 211.1037 | 0 | Heating | 28.1472 | #N/A | #N/A | #N/A | #N/A | 211.1037 | #N/A | #N/A | 3.6146 | #N/A | 0 | 0 | 0 | 0 | 0 | 0 | 0 | 0 | 0.09382% | 1 | 50% | 0% | 0% | 0% | 8.2745 | 0 | 0 | 0 | 8.2745 | #N/A
2007-02-13 18:00 | 2 | 13 | 18 | 44.7084 | 1050 | 33.98 | 12.02 | 1006 | 33.98 | 286.9348 | 0 | Heating | 38.258 | #N/A | #N/A | #N/A | #N/A | 286.9348 | #N/A | #N/A | 3.405 | #N/A | 0 | 0 | 0 | 0 | 0 | 0 | 0 | 0 | 0.1275% | 1 | 50% | 0% | 0% | 0% | 8.2745 | 0 | 0 | 0 | 8.2745 | #N/A
2007-02-13 19:00 | 2 | 13 | 19 | 44.7501 | 1051 | 33.08 | 15.08 | 1006 | 33.08 | 383.6264 | 0 | Heating | 51.1502 | #N/A | #N/A | #N/A | #N/A | 383.6264 | #N/A | #N/A | 3.3624 | #N/A | 0 | 0 | 0 | 0 | 0 | 0 | 0 | 0 | 0.1705% | 1 | 50% | 0% | 0% | 0% | 8.2745 | 0 | 0 | 0 | 8.2745 | #N/A
2007-02-13 20:00 | 2 | 13 | 20 | 44.7917 | 1052 | 33.08 | 19.04 | 1006 | 33.08 | 398.1518 | 0 | Heating | 53.0869 | #N/A | #N/A | #N/A | #N/A | 398.1518 | #N/A | #N/A | 3.3624 | #N/A | 0 | 0 | 0 | 0 | 0 | 0 | 0 | 0 | 0.177% | 1 | 50% | 0% | 0% | 0% | 8.2745 | 0 | 0 | 0 | 8.2745 | #N/A
2007-02-13 21:00 | 2 | 13 | 21 | 44.8334 | 1053 | 32 | 17.96 | 1006 | 32 | 450.3176 | 0 | Heating | 60.0423 | #N/A | #N/A | #N/A | #N/A | 450.3176 | #N/A | #N/A | 3.3135 | #N/A | 0 | 0 | 0 | 0 | 0 | 0 | 0 | 0 | 0.2001% | 1 | 50% | 0% | 0% | 0% | 8.2745 | 0 | 0 | 0 | 8.2745 | #N/A
2007-02-13 22:00 | 2 | 13 | 22 | 44.8751 | 1054 | 30.92 | 15.98 | 1006 | 30.92 | 492.3262 | 0 | Heating | 65.6435 | #N/A | #N/A | #N/A | #N/A | 492.3262 | #N/A | #N/A | 3.2671 | #N/A | 0 | 0 | 0 | 0 | 0 | 0 | 0 | 0 | 0.2188% | 1 | 50% | 0% | 0% | 0% | 8.2745 | 0 | 0 | 0 | 8.2745 | #N/A
2007-02-13 23:00 | 2 | 13 | 23 | 44.9167 | 1055 | 30.92 | 14 | 1005 | 30.92 | 112.17 | 0 | Heating | 14.956 | #N/A | #N/A | #N/A | #N/A | 112.17 | #N/A | #N/A | 3.2671 | #N/A | 0 | 0 | 0 | 0 | 0 | 0 | 0 | 0 | 0.04985% | 1 | 50% | 0% | 0% | 0% | 8.2745 | 0 | 0 | 0 | 8.2745 | #N/A
2007-02-14 | 2 | 14 | 0 | 44.9584 | 1056 | 30.02 | 14 | 1005 | 30.02 | 225.7753 | 0 | Heating | 30.1034 | #N/A | #N/A | #N/A | #N/A | 225.7753 | #N/A | #N/A | 3.2302 | #N/A | 0 | 0 | 0 | 0 | 0 | 0 | 0 | 0 | 0.1003% | 1 | 50% | 0% | 0% | 0% | 8.2745 | 0 | 0 | 0 | 8.2745 | #N/A
2007-02-14 01:00 | 2 | 14 | 1 | 45.0001 | 1057 | 28.94 | 17.06 | 1005 | 28.94 | 270.7416 | 0 | Heating | 36.0989 | #N/A | #N/A | #N/A | #N/A | 270.7416 | #N/A | #N/A | 3.188 | #N/A | 0 | 0 | 0 | 0 | 0 | 0 | 0 | 0 | 0.1203% | 1 | 50% | 0% | 0% | 0% | 8.2745 | 0 | 0 | 0 | 8.2745 | #N/A
2007-02-14 02:00 | 2 | 14 | 2 | 45.0417 | 1058 | 28.94 | 17.96 | 1005 | 28.94 | 310.8104 | 0 | Heating | 41.4414 | #N/A | #N/A | #N/A | #N/A | 310.8104 | #N/A | #N/A | 3.188 | #N/A | 0 | 0 | 0 | 0 | 0 | 0 | 0 | 0 | 0.1381% | 1 | 50% | 0% | 0% | 0% | 8.2745 | 0 | 0 | 0 | 8.2745 | #N/A
2007-02-14 03:00 | 2 | 14 | 3 | 45.0834 | 1059 | 28.04 | 15.98 | 1005 | 28.04 | 328.8276 | 0 | Heating | 43.8437 | #N/A | #N/A | #N/A | #N/A | 328.8276 | #N/A | #N/A | 3.1545 | #N/A | 0 | 0 | 0 | 0 | 0 | 0 | 0 | 0 | 0.1461% | 1 | 50% | 0% | 0% | 0% | 8.2745 | 0 | 0 | 0 | 8.2745 | #N/A
2007-02-14 04:00 | 2 | 14 | 4 | 45.1251 | 1060 | 26.06 | 17.06 | 1004 | 26.06 | 343.486 | 0 | Heating | 45.7981 | #N/A | #N/A | #N/A | #N/A | 343.486 | #N/A | #N/A | 3.0859 | #N/A | 0 | 0 | 0 | 0 | 0 | 0 | 0 | 0 | 0.1527% | 1 | 50% | 0% | 0% | 0% | 8.2745 | 0 | 0 | 0 | 8.2745 | #N/A
2007-02-14 05:00 | 2 | 14 | 5 | 45.1667 | 1061 | 26.06 | 17.96 | 1005 | 26.06 | 365.8433 | 0 | Heating | 48.7791 | #N/A | #N/A | #N/A | #N/A | 365.8433 | #N/A | #N/A | 3.0859 | #N/A | 0 | 0 | 0 | 0 | 0 | 0 | 0 | 0 | 0.1626% | 1 | 50% | 0% | 0% | 0% | 8.2745 | 0 | 0 | 0 | 8.2745 | #N/A
2007-02-14 06:00 | 2 | 14 | 6 | 45.2084 | 1062 | 24.98 | 19.94 | 1005 | 24.98 | 347.0004 | 0 | Heating | 46.2667 | #N/A | #N/A | #N/A | #N/A | 347.0004 | #N/A | #N/A | 3.0513 | #N/A | 0 | 0 | 0 | 0 | 0 | 0 | 0 | 0 | 0.1542% | 1 | 50% | 0% | 0% | 0% | 8.2745 | 0 | 0 | 0 | 8.2745 | #N/A
2007-02-14 07:00 | 2 | 14 | 7 | 45.2501 | 1063 | 24.08 | 19.94 | 1006 | 24.08 | 827.4492 | 0 | Heating | 110.3266 | #N/A | #N/A | #N/A | #N/A | 827.4492 | #N/A | #N/A | 3.0238 | #N/A | 0 | 0 | 0 | 0 | 0 | 0 | 0 | 0 | 0.3678% | 1 | 50% | 0% | 0% | 0% | 8.2745 | 0 | 0 | 0 | 8.2745 | #N/A
2007-02-14 08:00 | 2 | 14 | 8 | 45.2917 | 1064 | 24.08 | 19.04 | 1007 | 24.08 | 605.5073 | 0 | Heating | 80.7343 | #N/A | #N/A | #N/A | #N/A | 605.5073 | #N/A | #N/A | 3.0238 | #N/A | 0 | 0 | 0 | 0 | 0 | 0 | 0 | 0 | 0.2691% | 1 | 50% | 0% | 0% | 0% | 8.2745 | 0 | 0 | 0 | 8.2745 | #N/A
2007-02-14 09:00 | 2 | 14 | 9 | 45.3334 | 1065 | 30.92 | 19.04 | 1007 | 30.92 | 346.7746 | 0 | Heating | 46.2366 | #N/A | #N/A | #N/A | #N/A | 346.7746 | #N/A | #N/A | 3.2671 | #N/A | 0 | 0 | 0 | 0 | 0 | 0 | 0 | 0 | 0.1541% | 1 | 50% | 0% | 0% | 0% | 8.2745 | 0 | 0 | 0 | 8.2745 | #N/A
2007-02-14 10:00 | 2 | 14 | 10 | 45.3751 | 1066 | 35.06 | 19.94 | 1008 | 35.06 | 256.8236 | 0 | Heating | 34.2431 | #N/A | #N/A | #N/A | #N/A | 256.8236 | #N/A | #N/A | 3.4585 | #N/A | 0 | 0 | 0 | 0 | 0 | 0 | 0 | 0 | 0.1141% | 1 | 50% | 0% | 0% | 0% | 8.2745 | 0 | 0 | 0 | 8.2745 | #N/A
2007-02-14 11:00 | 2 | 14 | 11 | 45.4167 | 1067 | 35.06 | 19.04 | 1009 | 35.06 | 219.4714 | 0 | Heating | 29.2629 | #N/A | #N/A | #N/A | #N/A | 219.4714 | #N/A | #N/A | 3.4585 | #N/A | 0 | 0 | 0 | 0 | 0 | 0 | 0 | 0 | 0.09754% | 1 | 50% | 0% | 0% | 0% | 8.2745 | 0 | 0 | 0 | 8.2745 | #N/A
2007-02-14 12:00 | 2 | 14 | 12 | 45.4584 | 1068 | 35.06 | 19.04 | 1009 | 35.06 | 158.6471 | 0 | Heating | 21.1529 | #N/A | #N/A | #N/A | #N/A | 158.6471 | #N/A | #N/A | 3.4585 | #N/A | 0 | 0 | 0 | 0 | 0 | 0 | 0 | 0 | 0.07051% | 1 | 50% | 0% | 0% | 0% | 8.2745 | 0 | 0 | 0 | 8.2745 | #N/A
2007-02-14 13:00 | 2 | 14 | 13 | 45.5001 | 1069 | 35.96 | 19.94 | 1009 | 35.96 | 152.8232 | 0 | Heating | 20.3764 | #N/A | #N/A | #N/A | #N/A | 152.8232 | #N/A | #N/A | 3.5052 | #N/A | 0 | 0 | 0 | 0 | 0 | 0 | 0 | 0 | 0.06792% | 1 | 50% | 0% | 0% | 0% | 8.2745 | 0 | 0 | 0 | 8.2745 | #N/A
2007-02-14 14:00 | 2 | 14 | 14 | 45.5417 | 1070 | 35.96 | 19.94 | 1009 | 35.96 | 78.3613 | 0 | Heating | 10.4482 | #N/A | #N/A | #N/A | #N/A | 78.3613 | #N/A | #N/A | 3.5052 | #N/A | 0 | 0 | 0 | 0 | 0 | 0 | 0 | 0 | 0.03483% | 1 | 50% | 0% | 0% | 0% | 8.2745 | 0 | 0 | 0 | 8.2745 | #N/A
2007-02-14 15:00 | 2 | 14 | 15 | 45.5834 | 1071 | 39.02 | 17.06 | 1009 | 39.02 | 67.1993 | 0 | Heating | 8.9599 | #N/A | #N/A | #N/A | #N/A | 67.1993 | #N/A | #N/A | 3.6785 | #N/A | 0 | 0 | 0 | 0 | 0 | 0 | 0 | 0 | 0.02987% | 1 | 50% | 0% | 0% | 0% | 8.2745 | 0 | 0 | 0 | 8.2745 | #N/A
2007-02-14 16:00 | 2 | 14 | 16 | 45.6251 | 1072 | 37.94 | 14 | 1009 | 37.94 | 69.7236 | 0 | Heating | 9.2965 | #N/A | #N/A | #N/A | #N/A | 69.7236 | #N/A | #N/A | 3.6146 | #N/A | 0 | 0 | 0 | 0 | 0 | 0 | 0 | 0 | 0.03099% | 1 | 50% | 0% | 0% | 0% | 8.2745 | 0 | 0 | 0 | 8.2745 | #N/A
2007-02-14 17:00 | 2 | 14 | 17 | 45.6667 | 1073 | 37.94 | 14 | 1010 | 37.94 | 75.3765 | 0 | Heating | 10.0502 | #N/A | #N/A | #N/A | #N/A | 75.3765 | #N/A | #N/A | 3.6146 | #N/A | 0 | 0 | 0 | 0 | 0 | 0 | 0 | 0 | 0.0335% | 1 | 50% | 0% | 0% | 0% | 8.2745 | 0 | 0 | 0 | 8.2745 | #N/A
2007-02-14 18:00 | 2 | 14 | 18 | 45.7084 | 1074 | 35.96 | 14 | 1010 | 35.96 | 131.7159 | 0 | Heating | 17.5621 | #N/A | #N/A | #N/A | #N/A | 131.7159 | #N/A | #N/A | 3.5052 | #N/A | 0 | 0 | 0 | 0 | 0 | 0 | 0 | 0 | 0.05854% | 1 | 50% | 0% | 0% | 0% | 8.2745 | 0 | 0 | 0 | 8.2745 | #N/A
2007-02-14 19:00 | 2 | 14 | 19 | 45.7501 | 1075 | 32 | 15.98 | 1010 | 32 | 207.3569 | 0 | Heating | 27.6476 | #N/A | #N/A | #N/A | #N/A | 207.3569 | #N/A | #N/A | 3.3135 | #N/A | 0 | 0 | 0 | 0 | 0 | 0 | 0 | 0 | 0.09216% | 1 | 50% | 0% | 0% | 0% | 8.2745 | 0 | 0 | 0 | 8.2745 | #N/A
2007-02-14 20:00 | 2 | 14 | 20 | 45.7917 | 1076 | 32 | 14 | 1010 | 32 | 257.5781 | 0 | Heating | 34.3438 | #N/A | #N/A | #N/A | #N/A | 257.5781 | #N/A | #N/A | 3.3135 | #N/A | 0 | 0 | 0 | 0 | 0 | 0 | 0 | 0 | 0.1145% | 1 | 50% | 0% | 0% | 0% | 8.2745 | 0 | 0 | 0 | 8.2745 | #N/A
2007-02-14 21:00 | 2 | 14 | 21 | 45.8334 | 1077 | 32 | 15.08 | 1010 | 32 | 334.281 | 0 | Heating | 44.5708 | #N/A | #N/A | #N/A | #N/A | 334.281 | #N/A | #N/A | 3.3135 | #N/A | 0 | 0 | 0 | 0 | 0 | 0 | 0 | 0 | 0.1486% | 1 | 50% | 0% | 0% | 0% | 8.2745 | 0 | 0 | 0 | 8.2745 | #N/A
2007-02-14 22:00 | 2 | 14 | 22 | 45.8751 | 1078 | 30.02 | 17.06 | 1010 | 30.02 | 368.2893 | 0 | Heating | 49.1052 | #N/A | #N/A | #N/A | #N/A | 368.2893 | #N/A | #N/A | 3.2302 | #N/A | 0 | 0 | 0 | 0 | 0 | 0 | 0 | 0 | 0.1637% | 1 | 50% | 0% | 0% | 0% | 8.2745 | 0 | 0 | 0 | 8.2745 | #N/A
2007-02-14 23:00 | 2 | 14 | 23 | 45.9167 | 1079 | 30.02 | 17.06 | 1009 | 30.02 | 24.2725 | 0 | Heating | 3.2363 | #N/A | #N/A | #N/A | #N/A | 24.2725 | #N/A | #N/A | 3.2302 | #N/A | 0 | 0 | 0 | 0 | 0 | 0 | 0 | 0 | 0.01079% | 1 | 50% | 0% | 0% | 0% | 8.2745 | 0 | 0 | 0 | 8.2745 | #N/A
2007-02-15 | 2 | 15 | 0 | 45.9584 | 1080 | 33.98 | 21.02 | 1008 | 33.98 | 60.2082 | 0 | Heating | 8.0278 | #N/A | #N/A | #N/A | #N/A | 60.2082 | #N/A | #N/A | 3.405 | #N/A | 0 | 0 | 0 | 0 | 0 | 0 | 0 | 0 | 0.02676% | 1 | 50% | 0% | 0% | 0% | 8.2745 | 0 | 0 | 0 | 8.2745 | #N/A
2007-02-15 01:00 | 2 | 15 | 1 | 46.0001 | 1081 | 35.96 | 23 | 1007 | 35.96 | 53.2231 | 0 | Heating | 7.0964 | #N/A | #N/A | #N/A | #N/A | 53.2231 | #N/A | #N/A | 3.5052 | #N/A | 0 | 0 | 0 | 0 | 0 | 0 | 0 | 0 | 0.02365% | 1 | 50% | 0% | 0% | 0% | 8.2745 | 0 | 0 | 0 | 8.2745 | #N/A
2007-02-15 02:00 | 2 | 15 | 2 | 46.0417 | 1082 | 35.96 | 23 | 1006 | 35.96 | 52.6233 | 0 | Heating | 7.0164 | #N/A | #N/A | #N/A | #N/A | 52.6233 | #N/A | #N/A | 3.5052 | #N/A | 0 | 0 | 0 | 0 | 0 | 0 | 0 | 0 | 0.02339% | 1 | 50% | 0% | 0% | 0% | 8.2745 | 0 | 0 | 0 | 8.2745 | #N/A
2007-02-15 03:00 | 2 | 15 | 3 | 46.0834 | 1083 | 35.96 | 21.02 | 1005 | 35.96 | 98.7008 | 0 | Heating | 13.1601 | #N/A | #N/A | #N/A | #N/A | 98.7008 | #N/A | #N/A | 3.5052 | #N/A | 0 | 0 | 0 | 0 | 0 | 0 | 0 | 0 | 0.04387% | 1 | 50% | 0% | 0% | 0% | 8.2745 | 0 | 0 | 0 | 8.2745 | #N/A
2007-02-15 04:00 | 2 | 15 | 4 | 46.1251 | 1084 | 35.96 | 21.02 | 1004 | 35.96 | 146.0239 | 0 | Heating | 19.4698 | #N/A | #N/A | #N/A | #N/A | 146.0239 | #N/A | #N/A | 3.5052 | #N/A | 0 | 0 | 0 | 0 | 0 | 0 | 0 | 0 | 0.0649% | 1 | 50% | 0% | 0% | 0% | 8.2745 | 0 | 0 | 0 | 8.2745 | #N/A
2007-02-15 05:00 | 2 | 15 | 5 | 46.1667 | 1085 | 35.96 | 21.02 | 1003 | 35.96 | 172.7607 | 0 | Heating | 23.0348 | #N/A | #N/A | #N/A | #N/A | 172.7607 | #N/A | #N/A | 3.5052 | #N/A | 0 | 0 | 0 | 0 | 0 | 0 | 0 | 0 | 0.07678% | 1 | 50% | 0% | 0% | 0% | 8.2745 | 0 | 0 | 0 | 8.2745 | #N/A
2007-02-15 06:00 | 2 | 15 | 6 | 46.2084 | 1086 | 35.96 | 21.02 | 1002 | 35.96 | 145.7824 | 0 | Heating | 19.4377 | #N/A | #N/A | #N/A | #N/A | 145.7824 | #N/A | #N/A | 3.5052 | #N/A | 0 | 0 | 0 | 0 | 0 | 0 | 0 | 0 | 0.06479% | 1 | 50% | 0% | 0% | 0% | 8.2745 | 0 | 0 | 0 | 8.2745 | #N/A
2007-02-15 07:00 | 2 | 15 | 7 | 46.2501 | 1087 | 35.06 | 23 | 1002 | 35.06 | 581.0603 | 0 | Heating | 77.4747 | #N/A | #N/A | #N/A | #N/A | 581.0603 | #N/A | #N/A | 3.4585 | #N/A | 0 | 0 | 0 | 0 | 0 | 0 | 0 | 0 | 0.2582% | 1 | 50% | 0% | 0% | 0% | 8.2745 | 0 | 0 | 0 | 8.2745 | #N/A
2007-02-15 08:00 | 2 | 15 | 8 | 46.2917 | 1088 | 35.06 | 24.08 | 1002 | 35.06 | 314.9628 | 0 | Heating | 41.995 | #N/A | #N/A | #N/A | #N/A | 314.9628 | #N/A | #N/A | 3.4585 | #N/A | 0 | 0 | 0 | 0 | 0 | 0 | 0 | 0 | 0.14% | 1 | 50% | 0% | 0% | 0% | 8.2745 | 0 | 0 | 0 | 8.2745 | #N/A
2007-02-15 09:00 | 2 | 15 | 9 | 46.3334 | 1089 | 37.04 | 24.98 | 1001 | 37.04 | 81.9577 | 0 | Heating | 10.9277 | #N/A | #N/A | #N/A | #N/A | 81.9577 | #N/A | #N/A | 3.5637 | #N/A | 0 | 0 | 0 | 0 | 0 | 0 | 0 | 0 | 0.03643% | 1 | 50% | 0% | 0% | 0% | 8.2745 | 0 | 0 | 0 | 8.2745 | #N/A
2007-02-15 10:00 | 2 | 15 | 10 | 46.3751 | 1090 | 39.92 | 26.06 | 1001 | 39.92 | 35.3173 | 0 | Heating | 4.709 | #N/A | #N/A | #N/A | #N/A | 35.3173 | #N/A | #N/A | 3.7339 | #N/A | 0 | 0 | 0 | 0 | 0 | 0 | 0 | 0 | 0.0157% | 1 | 50% | 0% | 0% | 0% | 8.2745 | 0 | 0 | 0 | 8.2745 | #N/A
2007-02-15 11:00 | 2 | 15 | 11 | 46.4167 | 1091 | 39.92 | 26.96 | 1000 | 39.92 | 22.9454 | 0 | Heating | 3.0594 | #N/A | #N/A | #N/A | #N/A | 22.9454 | #N/A | #N/A | 3.7339 | #N/A | 0 | 0 | 0 | 0 | 0 | 0 | 0 | 0 | 0.0102% | 1 | 50% | 0% | 0% | 0% | 8.2745 | 0 | 0 | 0 | 8.2745 | #N/A
2007-02-15 12:00 | 2 | 15 | 12 | 46.4584 | 1092 | 46.04 | 28.94 | 1000 | 46.04 | 11.4589 | 0 | Heating | 1.5279 | #N/A | #N/A | #N/A | #N/A | 11.4589 | #N/A | #N/A | 4.1705 | #N/A | 0 | 0 | 0 | 0 | 0 | 0 | 0 | 0 | 0.005093% | 1 | 50% | 0% | 0% | 0% | 8.2745 | 0 | 0 | 0 | 8.2745 | #N/A
2007-02-15 13:00 | 2 | 15 | 13 | 46.5001 | 1093 | 46.94 | 28.94 | 999 | 46.94 | 11.5307 | 0 | Heating | 1.5374 | #N/A | #N/A | #N/A | #N/A | 11.5307 | #N/A | #N/A | 4.2441 | #N/A | 0 | 0 | 0 | 0 | 0 | 0 | 0 | 0 | 0.005125% | 1 | 50% | 0% | 0% | 0% | 8.2745 | 0 | 0 | 0 | 8.2745 | #N/A
2007-02-15 14:00 | 2 | 15 | 14 | 46.5417 | 1094 | 46.94 | 30.92 | 999 | 46.94 | 5.8781 | 0 | Heating | 0.78375 | #N/A | #N/A | #N/A | #N/A | 5.8781 | #N/A | #N/A | 4.2441 | #N/A | 0 | 0 | 0 | 0 | 0 | 0 | 0 | 0 | 0.002613% | 1 | 50% | 0% | 0% | 0% | 8.2745 | 0 | 0 | 0 | 8.2745 | #N/A
2007-02-15 15:00 | 2 | 15 | 15 | 46.5834 | 1095 | 44.06 | 30.92 | 999 | 44.06 | 3.6728 | 0 | Heating | 0.4897 | #N/A | #N/A | #N/A | #N/A | 3.6728 | #N/A | #N/A | 4.0174 | #N/A | 0 | 0 | 0 | 0 | 0 | 0 | 0 | 0 | 0.001632% | 1 | 50% | 0% | 0% | 0% | 8.2745 | 0 | 0 | 0 | 8.2745 | #N/A
2007-02-15 16:00 | 2 | 15 | 16 | 46.6251 | 1096 | 44.06 | 30.92 | 999 | 44.06 | 3.0677 | 0 | Heating | 0.40903 | #N/A | #N/A | #N/A | #N/A | 3.0677 | #N/A | #N/A | 4.0174 | #N/A | 0 | 0 | 0 | 0 | 0 | 0 | 0 | 0 | 0.001363% | 1 | 50% | 0% | 0% | 0% | 8.2745 | 0 | 0 | 0 | 8.2745 | #N/A
2007-02-15 17:00 | 2 | 15 | 17 | 46.6667 | 1097 | 44.06 | 30.92 | 999 | 44.06 | 1.7363 | 0 | Heating | 0.2315 | #N/A | #N/A | #N/A | #N/A | 1.7363 | #N/A | #N/A | 4.0174 | #N/A | 0 | 0 | 0 | 0 | 0 | 0 | 0 | 0 | 0.0007717% | 1 | 50% | 0% | 0% | 0% | 8.2745 | 0 | 0 | 0 | 8.2745 | #N/A
2007-02-15 18:00 | 2 | 15 | 18 | 46.7084 | 1098 | 39.92 | 32 | 999 | 39.92 | 4.1392 | 0 | Heating | 0.5519 | #N/A | #N/A | #N/A | #N/A | 4.1392 | #N/A | #N/A | 3.7339 | #N/A | 0 | 0 | 0 | 0 | 0 | 0 | 0 | 0 | 0.00184% | 1 | 50% | 0% | 0% | 0% | 8.2745 | 0 | 0 | 0 | 8.2745 | #N/A
2007-02-15 19:00 | 2 | 15 | 19 | 46.7501 | 1099 | 39.02 | 32 | 1000 | 39.02 | 11.7472 | 0 | Heating | 1.5663 | #N/A | #N/A | #N/A | #N/A | 11.7472 | #N/A | #N/A | 3.6785 | #N/A | 0 | 0 | 0 | 0 | 0 | 0 | 0 | 0 | 0.005221% | 1 | 50% | 0% | 0% | 0% | 8.2745 | 0 | 0 | 0 | 8.2745 | #N/A
2007-02-15 20:00 | 2 | 15 | 20 | 46.7917 | 1100 | 39.02 | 33.08 | 1000 | 39.02 | 24.1182 | 0 | Heating | 3.2158 | #N/A | #N/A | #N/A | #N/A | 24.1182 | #N/A | #N/A | 3.6785 | #N/A | 0 | 0 | 0 | 0 | 0 | 0 | 0 | 0 | 0.01072% | 1 | 50% | 0% | 0% | 0% | 8.2745 | 0 | 0 | 0 | 8.2745 | #N/A
2007-02-15 21:00 | 2 | 15 | 21 | 46.8334 | 1101 | 35.96 | 33.08 | 1000 | 35.96 | 45.5057 | 0 | Heating | 6.0674 | #N/A | #N/A | #N/A | #N/A | 45.5057 | #N/A | #N/A | 3.5052 | #N/A | 0 | 0 | 0 | 0 | 0 | 0 | 0 | 0 | 0.02022% | 1 | 50% | 0% | 0% | 0% | 8.2745 | 0 | 0 | 0 | 8.2745 | #N/A
2007-02-15 22:00 | 2 | 15 | 22 | 46.8751 | 1102 | 35.96 | 33.98 | 1000 | 35.96 | 64.5284 | 0 | Heating | 8.6038 | #N/A | #N/A | #N/A | #N/A | 64.5284 | #N/A | #N/A | 3.5052 | #N/A | 0 | 0 | 0 | 0 | 0 | 0 | 0 | 0 | 0.02868% | 1 | 50% | 0% | 0% | 0% | 8.2745 | 0 | 0 | 0 | 8.2745 | #N/A
2007-02-15 23:00 | 2 | 15 | 23 | 46.9167 | 1103 | 35.96 | 33.98 | 1000 | 35.96 | 0 | 0 | Cooling | 0 | #N/A | #N/A | #N/A | #N/A | 0 | 0 | 0 | 0 | 0 | 0 | #N/A | #N/A | 88 | 50.96 | 6.3118 | #N/A | 0 | 0% | 1 | 50% | 0% | 0% | 0% | 8.2745 | 0 | 0 | 0 | 8.2745 | #N/A
2007-02-16 | 2 | 16 | 0 | 46.9584 | 1104 | 30.2 | 33.98 | 1000 | 30.2 | 0 | 0 | Cooling | 0 | #N/A | #N/A | #N/A | #N/A | 0 | 0 | 0 | 0 | 0 | 0 | #N/A | #N/A | 88 | 45.2 | 6.7054 | #N/A | 0 | 0% | 1 | 50% | 0% | 0% | 0% | 8.2745 | 0 | 0 | 0 | 8.2745 | #N/A
2007-02-16 01:00 | 2 | 16 | 1 | 47.0001 | 1105 | 30.2 | 37.04 | 1000 | 30.2 | 0 | 0 | Cooling | 0 | #N/A | #N/A | #N/A | #N/A | 0 | 0 | 0 | 0 | 0 | 0 | #N/A | #N/A | 88 | 45.2 | 6.7054 | #N/A | 0 | 0% | 1 | 50% | 0% | 0% | 0% | 8.2745 | 0 | 0 | 0 | 8.2745 | #N/A
2007-02-16 02:00 | 2 | 16 | 2 | 47.0417 | 1106 | 30.92 | 37.04 | 1001 | 30.92 | 0.016763 | 0 | Heating | 0.0022351 | #N/A | #N/A | #N/A | #N/A | 0.016763 | #N/A | #N/A | 3.2671 | #N/A | 0 | 0 | 0 | 0 | 0 | 0 | 0 | 0 | 7.45e-06% | 1 | 50% | 0% | 0% | 0% | 8.2745 | 0 | 0 | 0 | 8.2745 | #N/A
2007-02-16 03:00 | 2 | 16 | 3 | 47.0834 | 1107 | 30.02 | 35.96 | 1001 | 30.02 | 1.198 | 0 | Heating | 0.15974 | #N/A | #N/A | #N/A | #N/A | 1.198 | #N/A | #N/A | 3.2302 | #N/A | 0 | 0 | 0 | 0 | 0 | 0 | 0 | 0 | 0.0005325% | 1 | 50% | 0% | 0% | 0% | 8.2745 | 0 | 0 | 0 | 8.2745 | #N/A
2007-02-16 04:00 | 2 | 16 | 4 | 47.1251 | 1108 | 30.92 | 35.06 | 1001 | 30.92 | 3.6673 | 0 | Heating | 0.48897 | #N/A | #N/A | #N/A | #N/A | 3.6673 | #N/A | #N/A | 3.2671 | #N/A | 0 | 0 | 0 | 0 | 0 | 0 | 0 | 0 | 0.00163% | 1 | 50% | 0% | 0% | 0% | 8.2745 | 0 | 0 | 0 | 8.2745 | #N/A
2007-02-16 05:00 | 2 | 16 | 5 | 47.1667 | 1109 | 30.92 | 35.06 | 1002 | 30.92 | 5.7772 | 0 | Heating | 0.7703 | #N/A | #N/A | #N/A | #N/A | 5.7772 | #N/A | #N/A | 3.2671 | #N/A | 0 | 0 | 0 | 0 | 0 | 0 | 0 | 0 | 0.002568% | 1 | 50% | 0% | 0% | 0% | 8.2745 | 0 | 0 | 0 | 8.2745 | #N/A
2007-02-16 06:00 | 2 | 16 | 6 | 47.2084 | 1110 | 26.96 | 33.98 | 1002 | 26.96 | 6.478 | 0 | Heating | 0.86373 | #N/A | #N/A | #N/A | #N/A | 6.478 | #N/A | #N/A | 3.1163 | #N/A | 0 | 0 | 0 | 0 | 0 | 0 | 0 | 0 | 0.002879% | 1 | 50% | 0% | 0% | 0% | 8.2745 | 0 | 0 | 0 | 8.2745 | #N/A
2007-02-16 07:00 | 2 | 16 | 7 | 47.2501 | 1111 | 26.06 | 33.98 | 1003 | 26.06 | 334.6484 | 0 | Heating | 44.6198 | #N/A | #N/A | #N/A | #N/A | 334.6484 | #N/A | #N/A | 3.0859 | #N/A | 0 | 0 | 0 | 0 | 0 | 0 | 0 | 0 | 0.1487% | 1 | 50% | 0% | 0% | 0% | 8.2745 | 0 | 0 | 0 | 8.2745 | #N/A
2007-02-16 08:00 | 2 | 16 | 8 | 47.2917 | 1112 | 26.06 | 33.98 | 1004 | 26.06 | 208.1313 | 0 | Heating | 27.7508 | #N/A | #N/A | #N/A | #N/A | 208.1313 | #N/A | #N/A | 3.0859 | #N/A | 0 | 0 | 0 | 0 | 0 | 0 | 0 | 0 | 0.0925% | 1 | 50% | 0% | 0% | 0% | 8.2745 | 0 | 0 | 0 | 8.2745 | #N/A
2007-02-16 09:00 | 2 | 16 | 9 | 47.3334 | 1113 | 26.96 | 33.98 | 1004 | 26.96 | 128.5695 | 0 | Heating | 17.1426 | #N/A | #N/A | #N/A | #N/A | 128.5695 | #N/A | #N/A | 3.1163 | #N/A | 0 | 0 | 0 | 0 | 0 | 0 | 0 | 0 | 0.05714% | 1 | 50% | 0% | 0% | 0% | 8.2745 | 0 | 0 | 0 | 8.2745 | #N/A
2007-02-16 10:00 | 2 | 16 | 10 | 47.3751 | 1114 | 28.94 | 33.08 | 1004 | 28.94 | 97.3635 | 0 | Heating | 12.9818 | #N/A | #N/A | #N/A | #N/A | 97.3635 | #N/A | #N/A | 3.188 | #N/A | 0 | 0 | 0 | 0 | 0 | 0 | 0 | 0 | 0.04327% | 1 | 50% | 0% | 0% | 0% | 8.2745 | 0 | 0 | 0 | 8.2745 | #N/A
2007-02-16 11:00 | 2 | 16 | 11 | 47.4167 | 1115 | 28.94 | 32 | 1004 | 28.94 | 77.791 | 0 | Heating | 10.3721 | #N/A | #N/A | #N/A | #N/A | 77.791 | #N/A | #N/A | 3.188 | #N/A | 0 | 0 | 0 | 0 | 0 | 0 | 0 | 0 | 0.03457% | 1 | 50% | 0% | 0% | 0% | 8.2745 | 0 | 0 | 0 | 8.2745 | #N/A
2007-02-16 12:00 | 2 | 16 | 12 | 47.4584 | 1116 | 30.02 | 32 | 1004 | 30.02 | 60.8201 | 0 | Heating | 8.1093 | #N/A | #N/A | #N/A | #N/A | 60.8201 | #N/A | #N/A | 3.2302 | #N/A | 0 | 0 | 0 | 0 | 0 | 0 | 0 | 0 | 0.02703% | 1 | 50% | 0% | 0% | 0% | 8.2745 | 0 | 0 | 0 | 8.2745 | #N/A
2007-02-16 13:00 | 2 | 16 | 13 | 47.5001 | 1117 | 32 | 28.94 | 1004 | 32 | 50.9711 | 0 | Heating | 6.7961 | #N/A | #N/A | #N/A | #N/A | 50.9711 | #N/A | #N/A | 3.3135 | #N/A | 0 | 0 | 0 | 0 | 0 | 0 | 0 | 0 | 0.02265% | 1 | 50% | 0% | 0% | 0% | 8.2745 | 0 | 0 | 0 | 8.2745 | #N/A
2007-02-16 14:00 | 2 | 16 | 14 | 47.5417 | 1118 | 32 | 28.04 | 1004 | 32 | 39.4022 | 0 | Heating | 5.2536 | #N/A | #N/A | #N/A | #N/A | 39.4022 | #N/A | #N/A | 3.3135 | #N/A | 0 | 0 | 0 | 0 | 0 | 0 | 0 | 0 | 0.01751% | 1 | 50% | 0% | 0% | 0% | 8.2745 | 0 | 0 | 0 | 8.2745 | #N/A
2007-02-16 15:00 | 2 | 16 | 15 | 47.5834 | 1119 | 30.92 | 28.04 | 1004 | 30.92 | 72.861 | 0 | Heating | 9.7148 | #N/A | #N/A | #N/A | #N/A | 72.861 | #N/A | #N/A | 3.2671 | #N/A | 0 | 0 | 0 | 0 | 0 | 0 | 0 | 0 | 0.03238% | 1 | 50% | 0% | 0% | 0% | 8.2745 | 0 | 0 | 0 | 8.2745 | #N/A
2007-02-16 16:00 | 2 | 16 | 16 | 47.6251 | 1120 | 30.92 | 26.96 | 1004 | 30.92 | 80.2465 | 0 | Heating | 10.6995 | #N/A | #N/A | #N/A | #N/A | 80.2465 | #N/A | #N/A | 3.2671 | #N/A | 0 | 0 | 0 | 0 | 0 | 0 | 0 | 0 | 0.03567% | 1 | 50% | 0% | 0% | 0% | 8.2745 | 0 | 0 | 0 | 8.2745 | #N/A
2007-02-16 17:00 | 2 | 16 | 17 | 47.6667 | 1121 | 30.92 | 23 | 1005 | 30.92 | 79.1852 | 0 | Heating | 10.558 | #N/A | #N/A | #N/A | #N/A | 79.1852 | #N/A | #N/A | 3.2671 | #N/A | 0 | 0 | 0 | 0 | 0 | 0 | 0 | 0 | 0.03519% | 1 | 50% | 0% | 0% | 0% | 8.2745 | 0 | 0 | 0 | 8.2745 | #N/A
2007-02-16 18:00 | 2 | 16 | 18 | 47.7084 | 1122 | 28.94 | 21.02 | 1006 | 28.94 | 134.0117 | 0 | Heating | 17.8682 | #N/A | #N/A | #N/A | #N/A | 134.0117 | #N/A | #N/A | 3.188 | #N/A | 0 | 0 | 0 | 0 | 0 | 0 | 0 | 0 | 0.05956% | 1 | 50% | 0% | 0% | 0% | 8.2745 | 0 | 0 | 0 | 8.2745 | #N/A
2007-02-16 19:00 | 2 | 16 | 19 | 47.7501 | 1123 | 28.94 | 19.94 | 1006 | 28.94 | 0.033036 | 0 | Heating | 0.0044048 | #N/A | #N/A | #N/A | #N/A | 0.033036 | #N/A | #N/A | 3.188 | #N/A | 0 | 0 | 0 | 0 | 0 | 0 | 0 | 0 | 1.468e-05% | 1 | 50% | 0% | 0% | 0% | 8.2745 | 0 | 0 | 0 | 8.2745 | #N/A
2007-02-16 20:00 | 2 | 16 | 20 | 47.7917 | 1124 | 28.94 | 15.98 | 1007 | 28.94 | 4.2355 | 0 | Heating | 0.56473 | #N/A | #N/A | #N/A | #N/A | 4.2355 | #N/A | #N/A | 3.188 | #N/A | 0 | 0 | 0 | 0 | 0 | 0 | 0 | 0 | 0.001882% | 1 | 50% | 0% | 0% | 0% | 8.2745 | 0 | 0 | 0 | 8.2745 | #N/A
2007-02-16 21:00 | 2 | 16 | 21 | 47.8334 | 1125 | 26.96 | 15.98 | 1007 | 26.96 | 7.4865 | 0 | Heating | 0.9982 | #N/A | #N/A | #N/A | #N/A | 7.4865 | #N/A | #N/A | 3.1163 | #N/A | 0 | 0 | 0 | 0 | 0 | 0 | 0 | 0 | 0.003327% | 1 | 50% | 0% | 0% | 0% | 8.2745 | 0 | 0 | 0 | 8.2745 | #N/A
2007-02-16 22:00 | 2 | 16 | 22 | 47.8751 | 1126 | 26.06 | 10.94 | 1007 | 26.06 | 17.7175 | 0 | Heating | 2.3623 | #N/A | #N/A | #N/A | #N/A | 17.7175 | #N/A | #N/A | 3.0859 | #N/A | 0 | 0 | 0 | 0 | 0 | 0 | 0 | 0 | 0.007874% | 1 | 50% | 0% | 0% | 0% | 8.2745 | 0 | 0 | 0 | 8.2745 | #N/A
2007-02-16 23:00 | 2 | 16 | 23 | 47.9167 | 1127 | 26.06 | 10.94 | 1008 | 26.06 | 48.324 | 0 | Heating | 6.4432 | #N/A | #N/A | #N/A | #N/A | 48.324 | #N/A | #N/A | 3.0859 | #N/A | 0 | 0 | 0 | 0 | 0 | 0 | 0 | 0 | 0.02148% | 1 | 50% | 0% | 0% | 0% | 8.2745 | 0 | 0 | 0 | 8.2745 | #N/A
2007-02-17 | 2 | 17 | 0 | 47.9584 | 1128 | 23 | 12.02 | 1009 | 23 | 93.1829 | 0 | Heating | 12.4244 | #N/A | #N/A | #N/A | #N/A | 93.1829 | #N/A | #N/A | 2.9925 | #N/A | 0 | 0 | 0 | 0 | 0 | 0 | 0 | 0 | 0.04141% | 1 | 50% | 0% | 0% | 0% | 8.2745 | 0 | 0 | 0 | 8.2745 | #N/A
2007-02-17 01:00 | 2 | 17 | 1 | 48.0001 | 1129 | 21.92 | 10.94 | 1009 | 21.92 | 129.1821 | 0 | Heating | 17.2243 | #N/A | #N/A | #N/A | #N/A | 129.1821 | #N/A | #N/A | 2.9629 | #N/A | 0 | 0 | 0 | 0 | 0 | 0 | 0 | 0 | 0.05741% | 1 | 50% | 0% | 0% | 0% | 8.2745 | 0 | 0 | 0 | 8.2745 | #N/A
2007-02-17 02:00 | 2 | 17 | 2 | 48.0417 | 1130 | 21.92 | 10.94 | 1008 | 21.92 | 171.0001 | 0 | Heating | 22.8 | #N/A | #N/A | #N/A | #N/A | 171.0001 | #N/A | #N/A | 2.9629 | #N/A | 0 | 0 | 0 | 0 | 0 | 0 | 0 | 0 | 0.076% | 1 | 50% | 0% | 0% | 0% | 8.2745 | 0 | 0 | 0 | 8.2745 | #N/A
2007-02-17 03:00 | 2 | 17 | 3 | 48.0834 | 1131 | 21.92 | 10.04 | 1008 | 21.92 | 191.8369 | 0 | Heating | 25.5783 | #N/A | #N/A | #N/A | #N/A | 191.8369 | #N/A | #N/A | 2.9629 | #N/A | 0 | 0 | 0 | 0 | 0 | 0 | 0 | 0 | 0.08526% | 1 | 50% | 0% | 0% | 0% | 8.2745 | 0 | 0 | 0 | 8.2745 | #N/A
2007-02-17 04:00 | 2 | 17 | 4 | 48.1251 | 1132 | 21.02 | 10.04 | 1008 | 21.02 | 224.0823 | 0 | Heating | 29.8776 | #N/A | #N/A | #N/A | #N/A | 224.0823 | #N/A | #N/A | 2.9394 | #N/A | 0 | 0 | 0 | 0 | 0 | 0 | 0 | 0 | 0.09959% | 1 | 50% | 0% | 0% | 0% | 8.2745 | 0 | 0 | 0 | 8.2745 | #N/A
2007-02-17 05:00 | 2 | 17 | 5 | 48.1667 | 1133 | 21.02 | 8.96 | 1008 | 21.02 | 259.0582 | 0 | Heating | 34.5411 | #N/A | #N/A | #N/A | #N/A | 259.0582 | #N/A | #N/A | 2.9394 | #N/A | 0 | 0 | 0 | 0 | 0 | 0 | 0 | 0 | 0.1151% | 1 | 50% | 0% | 0% | 0% | 8.2745 | 0 | 0 | 0 | 8.2745 | #N/A
2007-02-17 06:00 | 2 | 17 | 6 | 48.2084 | 1134 | 19.94 | 8.96 | 1009 | 19.94 | 259.9932 | 0 | Heating | 34.6658 | #N/A | #N/A | #N/A | #N/A | 259.9932 | #N/A | #N/A | 2.9127 | #N/A | 0 | 0 | 0 | 0 | 0 | 0 | 0 | 0 | 0.1156% | 1 | 50% | 0% | 0% | 0% | 8.2745 | 0 | 0 | 0 | 8.2745 | #N/A
2007-02-17 07:00 | 2 | 17 | 7 | 48.2501 | 1135 | 17.96 | 8.96 | 1009 | 17.96 | 248.307 | 0 | Heating | 33.1076 | #N/A | #N/A | #N/A | #N/A | 248.307 | #N/A | #N/A | 2.8673 | #N/A | 0 | 0 | 0 | 0 | 0 | 0 | 0 | 0 | 0.1104% | 1 | 50% | 0% | 0% | 0% | 8.2745 | 0 | 0 | 0 | 8.2745 | #N/A
2007-02-17 08:00 | 2 | 17 | 8 | 48.2917 | 1136 | 17.96 | 10.04 | 1009 | 17.96 | 245.9022 | 0 | Heating | 32.787 | #N/A | #N/A | #N/A | #N/A | 245.9022 | #N/A | #N/A | 2.8673 | #N/A | 0 | 0 | 0 | 0 | 0 | 0 | 0 | 0 | 0.1093% | 1 | 50% | 0% | 0% | 0% | 8.2745 | 0 | 0 | 0 | 8.2745 | #N/A
2007-02-17 09:00 | 2 | 17 | 9 | 48.3334 | 1137 | 19.04 | 10.94 | 1009 | 19.04 | 198.8955 | 0 | Heating | 26.5194 | #N/A | #N/A | #N/A | #N/A | 198.8955 | #N/A | #N/A | 2.8915 | #N/A | 0 | 0 | 0 | 0 | 0 | 0 | 0 | 0 | 0.0884% | 1 | 50% | 0% | 0% | 0% | 8.2745 | 0 | 0 | 0 | 8.2745 | #N/A
2007-02-17 10:00 | 2 | 17 | 10 | 48.3751 | 1138 | 19.94 | 10.94 | 1009 | 19.94 | 175.2873 | 0 | Heating | 23.3716 | #N/A | #N/A | #N/A | #N/A | 175.2873 | #N/A | #N/A | 2.9127 | #N/A | 0 | 0 | 0 | 0 | 0 | 0 | 0 | 0 | 0.07791% | 1 | 50% | 0% | 0% | 0% | 8.2745 | 0 | 0 | 0 | 8.2745 | #N/A
2007-02-17 11:00 | 2 | 17 | 11 | 48.4167 | 1139 | 19.94 | 10.04 | 1009 | 19.94 | 185.2352 | 0 | Heating | 24.698 | #N/A | #N/A | #N/A | #N/A | 185.2352 | #N/A | #N/A | 2.9127 | #N/A | 0 | 0 | 0 | 0 | 0 | 0 | 0 | 0 | 0.08233% | 1 | 50% | 0% | 0% | 0% | 8.2745 | 0 | 0 | 0 | 8.2745 | #N/A
2007-02-17 12:00 | 2 | 17 | 12 | 48.4584 | 1140 | 24.08 | 10.04 | 1009 | 24.08 | 154.2589 | 0 | Heating | 20.5678 | #N/A | #N/A | #N/A | #N/A | 154.2589 | #N/A | #N/A | 3.0238 | #N/A | 0 | 0 | 0 | 0 | 0 | 0 | 0 | 0 | 0.06856% | 1 | 50% | 0% | 0% | 0% | 8.2745 | 0 | 0 | 0 | 8.2745 | #N/A
2007-02-17 13:00 | 2 | 17 | 13 | 48.5001 | 1141 | 24.08 | 8.96 | 1008 | 24.08 | 125.5168 | 0 | Heating | 16.7356 | #N/A | #N/A | #N/A | #N/A | 125.5168 | #N/A | #N/A | 3.0238 | #N/A | 0 | 0 | 0 | 0 | 0 | 0 | 0 | 0 | 0.05579% | 1 | 50% | 0% | 0% | 0% | 8.2745 | 0 | 0 | 0 | 8.2745 | #N/A
2007-02-17 14:00 | 2 | 17 | 14 | 48.5417 | 1142 | 24.08 | 6.98 | 1008 | 24.08 | 117.8285 | 0 | Heating | 15.7105 | #N/A | #N/A | #N/A | #N/A | 117.8285 | #N/A | #N/A | 3.0238 | #N/A | 0 | 0 | 0 | 0 | 0 | 0 | 0 | 0 | 0.05237% | 1 | 50% | 0% | 0% | 0% | 8.2745 | 0 | 0 | 0 | 8.2745 | #N/A
2007-02-17 15:00 | 2 | 17 | 15 | 48.5834 | 1143 | 24.08 | 6.98 | 1007 | 24.08 | 128.6094 | 0 | Heating | 17.1479 | #N/A | #N/A | #N/A | #N/A | 128.6094 | #N/A | #N/A | 3.0238 | #N/A | 0 | 0 | 0 | 0 | 0 | 0 | 0 | 0 | 0.05716% | 1 | 50% | 0% | 0% | 0% | 8.2745 | 0 | 0 | 0 | 8.2745 | #N/A
2007-02-17 16:00 | 2 | 17 | 16 | 48.6251 | 1144 | 21.92 | 5 | 1007 | 21.92 | 141.5534 | 0 | Heating | 18.8738 | #N/A | #N/A | #N/A | #N/A | 141.5534 | #N/A | #N/A | 2.9629 | #N/A | 0 | 0 | 0 | 0 | 0 | 0 | 0 | 0 | 0.06291% | 1 | 50% | 0% | 0% | 0% | 8.2745 | 0 | 0 | 0 | 8.2745 | #N/A
2007-02-17 17:00 | 2 | 17 | 17 | 48.6667 | 1145 | 21.92 | 5 | 1007 | 21.92 | 118.2637 | 0 | Heating | 15.7685 | #N/A | #N/A | #N/A | #N/A | 118.2637 | #N/A | #N/A | 2.9629 | #N/A | 0 | 0 | 0 | 0 | 0 | 0 | 0 | 0 | 0.05256% | 1 | 50% | 0% | 0% | 0% | 8.2745 | 0 | 0 | 0 | 8.2745 | #N/A
2007-02-17 18:00 | 2 | 17 | 18 | 48.7084 | 1146 | 15.98 | 6.08 | 1008 | 15.98 | 150.4953 | 0 | Heating | 20.066 | #N/A | #N/A | #N/A | #N/A | 150.4953 | #N/A | #N/A | 2.8262 | #N/A | 0 | 0 | 0 | 0 | 0 | 0 | 0 | 0 | 0.06689% | 1 | 50% | 0% | 0% | 0% | 8.2745 | 0 | 0 | 0 | 8.2745 | #N/A
2007-02-17 19:00 | 2 | 17 | 19 | 48.7501 | 1147 | 15.08 | 8.06 | 1009 | 15.08 | 181.89 | 0 | Heating | 24.252 | #N/A | #N/A | #N/A | #N/A | 181.89 | #N/A | #N/A | 2.8087 | #N/A | 0 | 0 | 0 | 0 | 0 | 0 | 0 | 0 | 0.08084% | 1 | 50% | 0% | 0% | 0% | 8.2745 | 0 | 0 | 0 | 8.2745 | #N/A
2007-02-17 20:00 | 2 | 17 | 20 | 48.7917 | 1148 | 15.08 | 6.98 | 1009 | 15.08 | 205.5744 | 0 | Heating | 27.4099 | #N/A | #N/A | #N/A | #N/A | 205.5744 | #N/A | #N/A | 2.8087 | #N/A | 0 | 0 | 0 | 0 | 0 | 0 | 0 | 0 | 0.09137% | 1 | 50% | 0% | 0% | 0% | 8.2745 | 0 | 0 | 0 | 8.2745 | #N/A
2007-02-17 21:00 | 2 | 17 | 21 | 48.8334 | 1149 | 14 | 8.96 | 1009 | 14 | 213.1553 | 0 | Heating | 28.4207 | #N/A | #N/A | #N/A | #N/A | 213.1553 | #N/A | #N/A | 2.7888 | #N/A | 0 | 0 | 0 | 0 | 0 | 0 | 0 | 0 | 0.09474% | 1 | 50% | 0% | 0% | 0% | 8.2745 | 0 | 0 | 0 | 8.2745 | #N/A
2007-02-17 22:00 | 2 | 17 | 22 | 48.8751 | 1150 | 12.92 | 8.96 | 1009 | 12.92 | 247.4592 | 0 | Heating | 32.9946 | #N/A | #N/A | #N/A | #N/A | 247.4592 | #N/A | #N/A | 2.7697 | #N/A | 0 | 0 | 0 | 0 | 0 | 0 | 0 | 0 | 0.11% | 1 | 50% | 0% | 0% | 0% | 8.2745 | 0 | 0 | 0 | 8.2745 | #N/A
2007-02-17 23:00 | 2 | 17 | 23 | 48.9167 | 1151 | 12.92 | 8.06 | 1009 | 12.92 | 278.8631 | 0 | Heating | 37.1817 | #N/A | #N/A | #N/A | #N/A | 278.8631 | #N/A | #N/A | 2.7697 | #N/A | 0 | 0 | 0 | 0 | 0 | 0 | 0 | 0 | 0.1239% | 1 | 50% | 0% | 0% | 0% | 8.2745 | 0 | 0 | 0 | 8.2745 | #N/A
2007-02-18 | 2 | 18 | 0 | 48.9584 | 1152 | 12.92 | 8.06 | 1010 | 12.92 | 318.6632 | 0 | Heating | 42.4884 | #N/A | #N/A | #N/A | #N/A | 318.6632 | #N/A | #N/A | 2.7697 | #N/A | 0 | 0 | 0 | 0 | 0 | 0 | 0 | 0 | 0.1416% | 1 | 50% | 0% | 0% | 0% | 8.2745 | 0 | 0 | 0 | 8.2745 | #N/A
2007-02-18 01:00 | 2 | 18 | 1 | 49.0001 | 1153 | 12.02 | 8.06 | 1010 | 12.02 | 322.6861 | 0 | Heating | 43.0248 | #N/A | #N/A | #N/A | #N/A | 322.6861 | #N/A | #N/A | 2.7546 | #N/A | 0 | 0 | 0 | 0 | 0 | 0 | 0 | 0 | 0.1434% | 1 | 50% | 0% | 0% | 0% | 8.2745 | 0 | 0 | 0 | 8.2745 | #N/A
2007-02-18 02:00 | 2 | 18 | 2 | 49.0417 | 1154 | 12.02 | 6.98 | 1010 | 12.02 | 336.903 | 0 | Heating | 44.9204 | #N/A | #N/A | #N/A | #N/A | 336.903 | #N/A | #N/A | 2.7546 | #N/A | 0 | 0 | 0 | 0 | 0 | 0 | 0 | 0 | 0.1497% | 1 | 50% | 0% | 0% | 0% | 8.2745 | 0 | 0 | 0 | 8.2745 | #N/A
2007-02-18 03:00 | 2 | 18 | 3 | 49.0834 | 1155 | 10.94 | 6.98 | 1010 | 10.94 | 335.7496 | 0 | Heating | 44.7666 | #N/A | #N/A | #N/A | #N/A | 335.7496 | #N/A | #N/A | 2.737 | #N/A | 0 | 0 | 0 | 0 | 0 | 0 | 0 | 0 | 0.1492% | 1 | 50% | 0% | 0% | 0% | 8.2745 | 0 | 0 | 0 | 8.2745 | #N/A
2007-02-18 04:00 | 2 | 18 | 4 | 49.1251 | 1156 | 10.04 | 8.06 | 1010 | 10.04 | 344.8487 | 0 | Heating | 45.9798 | #N/A | #N/A | #N/A | #N/A | 344.8487 | #N/A | #N/A | 2.723 | #N/A | 0 | 0 | 0 | 0 | 0 | 0 | 0 | 0 | 0.1533% | 1 | 50% | 0% | 0% | 0% | 8.2745 | 0 | 0 | 0 | 8.2745 | #N/A
2007-02-18 05:00 | 2 | 18 | 5 | 49.1667 | 1157 | 10.04 | 8.06 | 1010 | 10.04 | 373.6098 | 0 | Heating | 49.8146 | #N/A | #N/A | #N/A | #N/A | 373.6098 | #N/A | #N/A | 2.723 | #N/A | 0 | 0 | 0 | 0 | 0 | 0 | 0 | 0 | 0.166% | 1 | 50% | 0% | 0% | 0% | 8.2745 | 0 | 0 | 0 | 8.2745 | #N/A
2007-02-18 06:00 | 2 | 18 | 6 | 49.2084 | 1158 | 8.06 | 8.96 | 1011 | 8.06 | 382.7839 | 0 | Heating | 51.0379 | #N/A | #N/A | #N/A | #N/A | 382.7839 | #N/A | #N/A | 2.6935 | #N/A | 0 | 0 | 0 | 0 | 0 | 0 | 0 | 0 | 0.1701% | 1 | 50% | 0% | 0% | 0% | 8.2745 | 0 | 0 | 0 | 8.2745 | #N/A
2007-02-18 07:00 | 2 | 18 | 7 | 49.2501 | 1159 | 8.06 | 6.98 | 1011 | 8.06 | 1029.4071 | 0 | Heating | 137.2543 | #N/A | #N/A | #N/A | #N/A | 1029.4071 | #N/A | #N/A | 2.6935 | #N/A | 0 | 0 | 0 | 0 | 0 | 0 | 0 | 0 | 0.4575% | 1 | 50% | 0% | 0% | 0% | 8.2745 | 0 | 0 | 0 | 8.2745 | #N/A
2007-02-18 08:00 | 2 | 18 | 8 | 49.2917 | 1160 | 8.06 | 6.98 | 1011 | 8.06 | 708.8549 | 0 | Heating | 94.514 | #N/A | #N/A | #N/A | #N/A | 708.8549 | #N/A | #N/A | 2.6935 | #N/A | 0 | 0 | 0 | 0 | 0 | 0 | 0 | 0 | 0.315% | 1 | 50% | 0% | 0% | 0% | 8.2745 | 0 | 0 | 0 | 8.2745 | #N/A
2007-02-18 09:00 | 2 | 18 | 9 | 49.3334 | 1161 | 12.92 | 8.06 | 1011 | 12.92 | 401.2934 | 0 | Heating | 53.5058 | #N/A | #N/A | #N/A | #N/A | 401.2934 | #N/A | #N/A | 2.7697 | #N/A | 0 | 0 | 0 | 0 | 0 | 0 | 0 | 0 | 0.1784% | 1 | 50% | 0% | 0% | 0% | 8.2745 | 0 | 0 | 0 | 8.2745 | #N/A
2007-02-18 10:00 | 2 | 18 | 10 | 49.3751 | 1162 | 15.98 | 8.96 | 1011 | 15.98 | 305.4981 | 0 | Heating | 40.7331 | #N/A | #N/A | #N/A | #N/A | 305.4981 | #N/A | #N/A | 2.8262 | #N/A | 0 | 0 | 0 | 0 | 0 | 0 | 0 | 0 | 0.1358% | 1 | 50% | 0% | 0% | 0% | 8.2745 | 0 | 0 | 0 | 8.2745 | #N/A
2007-02-18 11:00 | 2 | 18 | 11 | 49.4167 | 1163 | 15.98 | 10.94 | 1011 | 15.98 | 264.636 | 0 | Heating | 35.2848 | #N/A | #N/A | #N/A | #N/A | 264.636 | #N/A | #N/A | 2.8262 | #N/A | 0 | 0 | 0 | 0 | 0 | 0 | 0 | 0 | 0.1176% | 1 | 50% | 0% | 0% | 0% | 8.2745 | 0 | 0 | 0 | 8.2745 | #N/A
2007-02-18 12:00 | 2 | 18 | 12 | 49.4584 | 1164 | 21.02 | 12.92 | 1010 | 21.02 | 219.6907 | 0 | Heating | 29.2921 | #N/A | #N/A | #N/A | #N/A | 219.6907 | #N/A | #N/A | 2.9394 | #N/A | 0 | 0 | 0 | 0 | 0 | 0 | 0 | 0 | 0.09764% | 1 | 50% | 0% | 0% | 0% | 8.2745 | 0 | 0 | 0 | 8.2745 | #N/A
2007-02-18 13:00 | 2 | 18 | 13 | 49.5001 | 1165 | 21.92 | 15.98 | 1010 | 21.92 | 228.151 | 0 | Heating | 30.4201 | #N/A | #N/A | #N/A | #N/A | 228.151 | #N/A | #N/A | 2.9629 | #N/A | 0 | 0 | 0 | 0 | 0 | 0 | 0 | 0 | 0.1014% | 1 | 50% | 0% | 0% | 0% | 8.2745 | 0 | 0 | 0 | 8.2745 | #N/A
2007-02-18 14:00 | 2 | 18 | 14 | 49.5417 | 1166 | 21.92 | 17.06 | 1009 | 21.92 | 149.0343 | 0 | Heating | 19.8712 | #N/A | #N/A | #N/A | #N/A | 149.0343 | #N/A | #N/A | 2.9629 | #N/A | 0 | 0 | 0 | 0 | 0 | 0 | 0 | 0 | 0.06624% | 1 | 50% | 0% | 0% | 0% | 8.2745 | 0 | 0 | 0 | 8.2745 | #N/A
2007-02-18 15:00 | 2 | 18 | 15 | 49.5834 | 1167 | 26.96 | 19.04 | 1008 | 26.96 | 123.0566 | 0 | Heating | 16.4075 | #N/A | #N/A | #N/A | #N/A | 123.0566 | #N/A | #N/A | 3.1163 | #N/A | 0 | 0 | 0 | 0 | 0 | 0 | 0 | 0 | 0.05469% | 1 | 50% | 0% | 0% | 0% | 8.2745 | 0 | 0 | 0 | 8.2745 | #N/A
2007-02-18 16:00 | 2 | 18 | 16 | 49.6251 | 1168 | 26.96 | 19.94 | 1008 | 26.96 | 108.1728 | 0 | Heating | 14.423 | #N/A | #N/A | #N/A | #N/A | 108.1728 | #N/A | #N/A | 3.1163 | #N/A | 0 | 0 | 0 | 0 | 0 | 0 | 0 | 0 | 0.04808% | 1 | 50% | 0% | 0% | 0% | 8.2745 | 0 | 0 | 0 | 8.2745 | #N/A
2007-02-18 17:00 | 2 | 18 | 17 | 49.6667 | 1169 | 26.96 | 19.04 | 1007 | 26.96 | 83.7856 | 0 | Heating | 11.1714 | #N/A | #N/A | #N/A | #N/A | 83.7856 | #N/A | #N/A | 3.1163 | #N/A | 0 | 0 | 0 | 0 | 0 | 0 | 0 | 0 | 0.03724% | 1 | 50% | 0% | 0% | 0% | 8.2745 | 0 | 0 | 0 | 8.2745 | #N/A
2007-02-18 18:00 | 2 | 18 | 18 | 49.7084 | 1170 | 24.08 | 17.96 | 1007 | 24.08 | 124.7039 | 0 | Heating | 16.6272 | #N/A | #N/A | #N/A | #N/A | 124.7039 | #N/A | #N/A | 3.0238 | #N/A | 0 | 0 | 0 | 0 | 0 | 0 | 0 | 0 | 0.05542% | 1 | 50% | 0% | 0% | 0% | 8.2745 | 0 | 0 | 0 | 8.2745 | #N/A
2007-02-18 19:00 | 2 | 18 | 19 | 49.7501 | 1171 | 23 | 17.96 | 1007 | 23 | 209.4016 | 0 | Heating | 27.9202 | #N/A | #N/A | #N/A | #N/A | 209.4016 | #N/A | #N/A | 2.9925 | #N/A | 0 | 0 | 0 | 0 | 0 | 0 | 0 | 0 | 0.09307% | 1 | 50% | 0% | 0% | 0% | 8.2745 | 0 | 0 | 0 | 8.2745 | #N/A
2007-02-18 20:00 | 2 | 18 | 20 | 49.7917 | 1172 | 23 | 17.96 | 1006 | 23 | 240.8891 | 0 | Heating | 32.1185 | #N/A | #N/A | #N/A | #N/A | 240.8891 | #N/A | #N/A | 2.9925 | #N/A | 0 | 0 | 0 | 0 | 0 | 0 | 0 | 0 | 0.1071% | 1 | 50% | 0% | 0% | 0% | 8.2745 | 0 | 0 | 0 | 8.2745 | #N/A
2007-02-18 21:00 | 2 | 18 | 21 | 49.8334 | 1173 | 19.94 | 19.04 | 1006 | 19.94 | 281.8888 | 0 | Heating | 37.5852 | #N/A | #N/A | #N/A | #N/A | 281.8888 | #N/A | #N/A | 2.9127 | #N/A | 0 | 0 | 0 | 0 | 0 | 0 | 0 | 0 | 0.1253% | 1 | 50% | 0% | 0% | 0% | 8.2745 | 0 | 0 | 0 | 8.2745 | #N/A
2007-02-18 22:00 | 2 | 18 | 22 | 49.8751 | 1174 | 19.94 | 19.94 | 1005 | 19.94 | 282.7947 | 0 | Heating | 37.706 | #N/A | #N/A | #N/A | #N/A | 282.7947 | #N/A | #N/A | 2.9127 | #N/A | 0 | 0 | 0 | 0 | 0 | 0 | 0 | 0 | 0.1257% | 1 | 50% | 0% | 0% | 0% | 8.2745 | 0 | 0 | 0 | 8.2745 | #N/A
2007-02-18 23:00 | 2 | 18 | 23 | 49.9167 | 1175 | 19.94 | 26.06 | 1004 | 19.94 | 5.0404 | 0 | Heating | 0.67206 | #N/A | #N/A | #N/A | #N/A | 5.0404 | #N/A | #N/A | 2.9127 | #N/A | 0 | 0 | 0 | 0 | 0 | 0 | 0 | 0 | 0.00224% | 1 | 50% | 0% | 0% | 0% | 8.2745 | 0 | 0 | 0 | 8.2745 | #N/A
2007-02-19 | 2 | 19 | 0 | 49.9584 | 1176 | 19.94 | 24.98 | 1004 | 19.94 | 15.4535 | 0 | Heating | 2.0605 | #N/A | #N/A | #N/A | #N/A | 15.4535 | #N/A | #N/A | 2.9127 | #N/A | 0 | 0 | 0 | 0 | 0 | 0 | 0 | 0 | 0.006868% | 1 | 50% | 0% | 0% | 0% | 8.2745 | 0 | 0 | 0 | 8.2745 | #N/A
2007-02-19 01:00 | 2 | 19 | 1 | 50.0001 | 1177 | 19.04 | 24.98 | 1004 | 19.04 | 28.0981 | 0 | Heating | 3.7464 | #N/A | #N/A | #N/A | #N/A | 28.0981 | #N/A | #N/A | 2.8915 | #N/A | 0 | 0 | 0 | 0 | 0 | 0 | 0 | 0 | 0.01249% | 1 | 50% | 0% | 0% | 0% | 8.2745 | 0 | 0 | 0 | 8.2745 | #N/A
2007-02-19 02:00 | 2 | 19 | 2 | 50.0417 | 1178 | 19.04 | 26.06 | 1003 | 19.04 | 39.7387 | 0 | Heating | 5.2985 | #N/A | #N/A | #N/A | #N/A | 39.7387 | #N/A | #N/A | 2.8915 | #N/A | 0 | 0 | 0 | 0 | 0 | 0 | 0 | 0 | 0.01766% | 1 | 50% | 0% | 0% | 0% | 8.2745 | 0 | 0 | 0 | 8.2745 | #N/A
2007-02-19 03:00 | 2 | 19 | 3 | 50.0834 | 1179 | 21.92 | 28.94 | 1002 | 21.92 | 50.3712 | 0 | Heating | 6.7162 | #N/A | #N/A | #N/A | #N/A | 50.3712 | #N/A | #N/A | 2.9629 | #N/A | 0 | 0 | 0 | 0 | 0 | 0 | 0 | 0 | 0.02239% | 1 | 50% | 0% | 0% | 0% | 8.2745 | 0 | 0 | 0 | 8.2745 | #N/A
2007-02-19 04:00 | 2 | 19 | 4 | 50.1251 | 1180 | 19.94 | 30.02 | 1001 | 19.94 | 81.1418 | 0 | Heating | 10.8189 | #N/A | #N/A | #N/A | #N/A | 81.1418 | #N/A | #N/A | 2.9127 | #N/A | 0 | 0 | 0 | 0 | 0 | 0 | 0 | 0 | 0.03606% | 1 | 50% | 0% | 0% | 0% | 8.2745 | 0 | 0 | 0 | 8.2745 | #N/A
2007-02-19 05:00 | 2 | 19 | 5 | 50.1667 | 1181 | 19.94 | 30.02 | 1001 | 19.94 | 120.1685 | 0 | Heating | 16.0225 | #N/A | #N/A | #N/A | #N/A | 120.1685 | #N/A | #N/A | 2.9127 | #N/A | 0 | 0 | 0 | 0 | 0 | 0 | 0 | 0 | 0.05341% | 1 | 50% | 0% | 0% | 0% | 8.2745 | 0 | 0 | 0 | 8.2745 | #N/A
2007-02-19 06:00 | 2 | 19 | 6 | 50.2084 | 1182 | 17.96 | 28.94 | 1000 | 17.96 | 113.9611 | 0 | Heating | 15.1948 | #N/A | #N/A | #N/A | #N/A | 113.9611 | #N/A | #N/A | 2.8673 | #N/A | 0 | 0 | 0 | 0 | 0 | 0 | 0 | 0 | 0.05065% | 1 | 50% | 0% | 0% | 0% | 8.2745 | 0 | 0 | 0 | 8.2745 | #N/A
2007-02-19 07:00 | 2 | 19 | 7 | 50.2501 | 1183 | 17.96 | 30.02 | 1000 | 17.96 | 631.4648 | 0 | Heating | 84.1953 | #N/A | #N/A | #N/A | #N/A | 631.4648 | #N/A | #N/A | 2.8673 | #N/A | 0 | 0 | 0 | 0 | 0 | 0 | 0 | 0 | 0.2807% | 1 | 50% | 0% | 0% | 0% | 8.2745 | 0 | 0 | 0 | 8.2745 | #N/A
2007-02-19 08:00 | 2 | 19 | 8 | 50.2917 | 1184 | 17.96 | 30.02 | 1000 | 17.96 | 395.9035 | 0 | Heating | 52.7871 | #N/A | #N/A | #N/A | #N/A | 395.9035 | #N/A | #N/A | 2.8673 | #N/A | 0 | 0 | 0 | 0 | 0 | 0 | 0 | 0 | 0.176% | 1 | 50% | 0% | 0% | 0% | 8.2745 | 0 | 0 | 0 | 8.2745 | #N/A
2007-02-19 09:00 | 2 | 19 | 9 | 50.3334 | 1185 | 26.06 | 30.92 | 999 | 26.06 | 178.395 | 0 | Heating | 23.786 | #N/A | #N/A | #N/A | #N/A | 178.395 | #N/A | #N/A | 3.0859 | #N/A | 0 | 0 | 0 | 0 | 0 | 0 | 0 | 0 | 0.07929% | 1 | 50% | 0% | 0% | 0% | 8.2745 | 0 | 0 | 0 | 8.2745 | #N/A
2007-02-19 10:00 | 2 | 19 | 10 | 50.3751 | 1186 | 33.08 | 30.02 | 999 | 33.08 | 149.4798 | 0 | Heating | 19.9306 | #N/A | #N/A | #N/A | #N/A | 149.4798 | #N/A | #N/A | 3.3624 | #N/A | 0 | 0 | 0 | 0 | 0 | 0 | 0 | 0 | 0.06644% | 1 | 50% | 0% | 0% | 0% | 8.2745 | 0 | 0 | 0 | 8.2745 | #N/A
2007-02-19 11:00 | 2 | 19 | 11 | 50.4167 | 1187 | 33.08 | 30.92 | 998 | 33.08 | 144.6237 | 0 | Heating | 19.2832 | #N/A | #N/A | #N/A | #N/A | 144.6237 | #N/A | #N/A | 3.3624 | #N/A | 0 | 0 | 0 | 0 | 0 | 0 | 0 | 0 | 0.06428% | 1 | 50% | 0% | 0% | 0% | 8.2745 | 0 | 0 | 0 | 8.2745 | #N/A
2007-02-19 12:00 | 2 | 19 | 12 | 50.4584 | 1188 | 39.02 | 33.98 | 997 | 39.02 | 91.1873 | 0 | Heating | 12.1583 | #N/A | #N/A | #N/A | #N/A | 91.1873 | #N/A | #N/A | 3.6785 | #N/A | 0 | 0 | 0 | 0 | 0 | 0 | 0 | 0 | 0.04053% | 1 | 50% | 0% | 0% | 0% | 8.2745 | 0 | 0 | 0 | 8.2745 | #N/A
2007-02-19 13:00 | 2 | 19 | 13 | 50.5001 | 1189 | 41 | 33.98 | 997 | 41 | 119.6753 | 0 | Heating | 15.9567 | #N/A | #N/A | #N/A | #N/A | 119.6753 | #N/A | #N/A | 3.8033 | #N/A | 0 | 0 | 0 | 0 | 0 | 0 | 0 | 0 | 0.05319% | 1 | 50% | 0% | 0% | 0% | 8.2745 | 0 | 0 | 0 | 8.2745 | #N/A
2007-02-19 14:00 | 2 | 19 | 14 | 50.5417 | 1190 | 42.08 | 33.98 | 996 | 42.08 | 71.4648 | 0 | Heating | 9.5286 | #N/A | #N/A | #N/A | #N/A | 71.4648 | #N/A | #N/A | 3.8759 | #N/A | 0 | 0 | 0 | 0 | 0 | 0 | 0 | 0 | 0.03176% | 1 | 50% | 0% | 0% | 0% | 8.2745 | 0 | 0 | 0 | 8.2745 | #N/A
2007-02-19 15:00 | 2 | 19 | 15 | 50.5834 | 1191 | 37.94 | 33.98 | 995 | 37.94 | 74.3739 | 0 | Heating | 9.9165 | #N/A | #N/A | #N/A | #N/A | 74.3739 | #N/A | #N/A | 3.6146 | #N/A | 0 | 0 | 0 | 0 | 0 | 0 | 0 | 0 | 0.03306% | 1 | 50% | 0% | 0% | 0% | 8.2745 | 0 | 0 | 0 | 8.2745 | #N/A
2007-02-19 16:00 | 2 | 19 | 16 | 50.6251 | 1192 | 37.04 | 33.98 | 995 | 37.04 | 84.1938 | 0 | Heating | 11.2258 | #N/A | #N/A | #N/A | #N/A | 84.1938 | #N/A | #N/A | 3.5637 | #N/A | 0 | 0 | 0 | 0 | 0 | 0 | 0 | 0 | 0.03742% | 1 | 50% | 0% | 0% | 0% | 8.2745 | 0 | 0 | 0 | 8.2745 | #N/A
2007-02-19 17:00 | 2 | 19 | 17 | 50.6667 | 1193 | 37.04 | 33.98 | 995 | 37.04 | 66.5699 | 0 | Heating | 8.876 | #N/A | #N/A | #N/A | #N/A | 66.5699 | #N/A | #N/A | 3.5637 | #N/A | 0 | 0 | 0 | 0 | 0 | 0 | 0 | 0 | 0.02959% | 1 | 50% | 0% | 0% | 0% | 8.2745 | 0 | 0 | 0 | 8.2745 | #N/A
2007-02-19 18:00 | 2 | 19 | 18 | 50.7084 | 1194 | 37.4 | 33.98 | 996 | 37.4 | 97.5438 | 0 | Heating | 13.0058 | #N/A | #N/A | #N/A | #N/A | 97.5438 | #N/A | #N/A | 3.5838 | #N/A | 0 | 0 | 0 | 0 | 0 | 0 | 0 | 0 | 0.04335% | 1 | 50% | 0% | 0% | 0% | 8.2745 | 0 | 0 | 0 | 8.2745 | #N/A
2007-02-19 19:00 | 2 | 19 | 19 | 50.7501 | 1195 | 35.6 | 33.98 | 996 | 35.6 | 155.8939 | 0 | Heating | 20.7859 | #N/A | #N/A | #N/A | #N/A | 155.8939 | #N/A | #N/A | 3.4863 | #N/A | 0 | 0 | 0 | 0 | 0 | 0 | 0 | 0 | 0.06929% | 1 | 50% | 0% | 0% | 0% | 8.2745 | 0 | 0 | 0 | 8.2745 | #N/A
2007-02-19 20:00 | 2 | 19 | 20 | 50.7917 | 1196 | 35.96 | 33.98 | 996 | 35.96 | 175.1315 | 0 | Heating | 23.3509 | #N/A | #N/A | #N/A | #N/A | 175.1315 | #N/A | #N/A | 3.5052 | #N/A | 0 | 0 | 0 | 0 | 0 | 0 | 0 | 0 | 0.07784% | 1 | 50% | 0% | 0% | 0% | 8.2745 | 0 | 0 | 0 | 8.2745 | #N/A
2007-02-19 21:00 | 2 | 19 | 21 | 50.8334 | 1197 | 35.6 | 33.08 | 996 | 35.6 | 220.3986 | 0 | Heating | 29.3865 | #N/A | #N/A | #N/A | #N/A | 220.3986 | #N/A | #N/A | 3.4863 | #N/A | 0 | 0 | 0 | 0 | 0 | 0 | 0 | 0 | 0.09795% | 1 | 50% | 0% | 0% | 0% | 8.2745 | 0 | 0 | 0 | 8.2745 | #N/A
2007-02-19 22:00 | 2 | 19 | 22 | 50.8751 | 1198 | 35.06 | 33.08 | 996 | 35.06 | 248.1298 | 0 | Heating | 33.084 | #N/A | #N/A | #N/A | #N/A | 248.1298 | #N/A | #N/A | 3.4585 | #N/A | 0 | 0 | 0 | 0 | 0 | 0 | 0 | 0 | 0.1103% | 1 | 50% | 0% | 0% | 0% | 8.2745 | 0 | 0 | 0 | 8.2745 | #N/A
2007-02-19 23:00 | 2 | 19 | 23 | 50.9167 | 1199 | 35.06 | 32 | 996 | 35.06 | 2.2078 | 0 | Heating | 0.29438 | #N/A | #N/A | #N/A | #N/A | 2.2078 | #N/A | #N/A | 3.4585 | #N/A | 0 | 0 | 0 | 0 | 0 | 0 | 0 | 0 | 0.0009813% | 1 | 50% | 0% | 0% | 0% | 8.2745 | 0 | 0 | 0 | 8.2745 | #N/A
2007-02-20 | 2 | 20 | 0 | 50.9584 | 1200 | 33.8 | 32 | 996 | 33.8 | 10.6666 | 0 | Heating | 1.4222 | #N/A | #N/A | #N/A | #N/A | 10.6666 | #N/A | #N/A | 3.3963 | #N/A | 0 | 0 | 0 | 0 | 0 | 0 | 0 | 0 | 0.004741% | 1 | 50% | 0% | 0% | 0% | 8.2745 | 0 | 0 | 0 | 8.2745 | #N/A
2007-02-20 01:00 | 2 | 20 | 1 | 51.0001 | 1201 | 32 | 30.92 | 996 | 32 | 14.3951 | 0 | Heating | 1.9193 | #N/A | #N/A | #N/A | #N/A | 14.3951 | #N/A | #N/A | 3.3135 | #N/A | 0 | 0 | 0 | 0 | 0 | 0 | 0 | 0 | 0.006398% | 1 | 50% | 0% | 0% | 0% | 8.2745 | 0 | 0 | 0 | 8.2745 | #N/A
2007-02-20 02:00 | 2 | 20 | 2 | 51.0417 | 1202 | 32 | 30.92 | 996 | 32 | 19.0545 | 0 | Heating | 2.5406 | #N/A | #N/A | #N/A | #N/A | 19.0545 | #N/A | #N/A | 3.3135 | #N/A | 0 | 0 | 0 | 0 | 0 | 0 | 0 | 0 | 0.008469% | 1 | 50% | 0% | 0% | 0% | 8.2745 | 0 | 0 | 0 | 8.2745 | #N/A
2007-02-20 03:00 | 2 | 20 | 3 | 51.0834 | 1203 | 30.2 | 30.92 | 996 | 30.2 | 32.8635 | 0 | Heating | 4.3818 | #N/A | #N/A | #N/A | #N/A | 32.8635 | #N/A | #N/A | 3.2375 | #N/A | 0 | 0 | 0 | 0 | 0 | 0 | 0 | 0 | 0.01461% | 1 | 50% | 0% | 0% | 0% | 8.2745 | 0 | 0 | 0 | 8.2745 | #N/A
2007-02-20 04:00 | 2 | 20 | 4 | 51.1251 | 1204 | 28.94 | 30.92 | 996 | 28.94 | 48.8063 | 0 | Heating | 6.5075 | #N/A | #N/A | #N/A | #N/A | 48.8063 | #N/A | #N/A | 3.188 | #N/A | 0 | 0 | 0 | 0 | 0 | 0 | 0 | 0 | 0.02169% | 1 | 50% | 0% | 0% | 0% | 8.2745 | 0 | 0 | 0 | 8.2745 | #N/A
2007-02-20 05:00 | 2 | 20 | 5 | 51.1667 | 1205 | 28.94 | 30.92 | 996 | 28.94 | 63.6787 | 0 | Heating | 8.4905 | #N/A | #N/A | #N/A | #N/A | 63.6787 | #N/A | #N/A | 3.188 | #N/A | 0 | 0 | 0 | 0 | 0 | 0 | 0 | 0 | 0.0283% | 1 | 50% | 0% | 0% | 0% | 8.2745 | 0 | 0 | 0 | 8.2745 | #N/A
2007-02-20 06:00 | 2 | 20 | 6 | 51.2084 | 1206 | 26.96 | 30.92 | 997 | 26.96 | 61.8772 | 0 | Heating | 8.2503 | #N/A | #N/A | #N/A | #N/A | 61.8772 | #N/A | #N/A | 3.1163 | #N/A | 0 | 0 | 0 | 0 | 0 | 0 | 0 | 0 | 0.0275% | 1 | 50% | 0% | 0% | 0% | 8.2745 | 0 | 0 | 0 | 8.2745 | #N/A
2007-02-20 07:00 | 2 | 20 | 7 | 51.2501 | 1207 | 26.96 | 30.92 | 997 | 26.96 | 545.3217 | 0 | Heating | 72.7096 | #N/A | #N/A | #N/A | #N/A | 545.3217 | #N/A | #N/A | 3.1163 | #N/A | 0 | 0 | 0 | 0 | 0 | 0 | 0 | 0 | 0.2424% | 1 | 50% | 0% | 0% | 0% | 8.2745 | 0 | 0 | 0 | 8.2745 | #N/A
2007-02-20 08:00 | 2 | 20 | 8 | 51.2917 | 1208 | 26.96 | 30.92 | 997 | 26.96 | 328.6844 | 0 | Heating | 43.8246 | #N/A | #N/A | #N/A | #N/A | 328.6844 | #N/A | #N/A | 3.1163 | #N/A | 0 | 0 | 0 | 0 | 0 | 0 | 0 | 0 | 0.1461% | 1 | 50% | 0% | 0% | 0% | 8.2745 | 0 | 0 | 0 | 8.2745 | #N/A
2007-02-20 09:00 | 2 | 20 | 9 | 51.3334 | 1209 | 26.96 | 30.92 | 997 | 26.96 | 127.5698 | 0 | Heating | 17.0093 | #N/A | #N/A | #N/A | #N/A | 127.5698 | #N/A | #N/A | 3.1163 | #N/A | 0 | 0 | 0 | 0 | 0 | 0 | 0 | 0 | 0.0567% | 1 | 50% | 0% | 0% | 0% | 8.2745 | 0 | 0 | 0 | 8.2745 | #N/A
2007-02-20 10:00 | 2 | 20 | 10 | 51.3751 | 1210 | 28.94 | 30.92 | 997 | 28.94 | 86.5707 | 0 | Heating | 11.5428 | #N/A | #N/A | #N/A | #N/A | 86.5707 | #N/A | #N/A | 3.188 | #N/A | 0 | 0 | 0 | 0 | 0 | 0 | 0 | 0 | 0.03848% | 1 | 50% | 0% | 0% | 0% | 8.2745 | 0 | 0 | 0 | 8.2745 | #N/A
2007-02-20 11:00 | 2 | 20 | 11 | 51.4167 | 1211 | 28.94 | 32 | 996 | 28.94 | 89.1572 | 0 | Heating | 11.8876 | #N/A | #N/A | #N/A | #N/A | 89.1572 | #N/A | #N/A | 3.188 | #N/A | 0 | 0 | 0 | 0 | 0 | 0 | 0 | 0 | 0.03963% | 1 | 50% | 0% | 0% | 0% | 8.2745 | 0 | 0 | 0 | 8.2745 | #N/A
2007-02-20 12:00 | 2 | 20 | 12 | 51.4584 | 1212 | 28.94 | 32 | 996 | 28.94 | 63.9341 | 0 | Heating | 8.5245 | #N/A | #N/A | #N/A | #N/A | 63.9341 | #N/A | #N/A | 3.188 | #N/A | 0 | 0 | 0 | 0 | 0 | 0 | 0 | 0 | 0.02842% | 1 | 50% | 0% | 0% | 0% | 8.2745 | 0 | 0 | 0 | 8.2745 | #N/A
2007-02-20 13:00 | 2 | 20 | 13 | 51.5001 | 1213 | 28.94 | 33.08 | 995 | 28.94 | 61.1269 | 0 | Heating | 8.1503 | #N/A | #N/A | #N/A | #N/A | 61.1269 | #N/A | #N/A | 3.188 | #N/A | 0 | 0 | 0 | 0 | 0 | 0 | 0 | 0 | 0.02717% | 1 | 50% | 0% | 0% | 0% | 8.2745 | 0 | 0 | 0 | 8.2745 | #N/A
2007-02-20 14:00 | 2 | 20 | 14 | 51.5417 | 1214 | 28.94 | 33.08 | 993 | 28.94 | 13.2313 | 0 | Heating | 1.7642 | #N/A | #N/A | #N/A | #N/A | 13.2313 | #N/A | #N/A | 3.188 | #N/A | 0 | 0 | 0 | 0 | 0 | 0 | 0 | 0 | 0.005881% | 1 | 50% | 0% | 0% | 0% | 8.2745 | 0 | 0 | 0 | 8.2745 | #N/A
2007-02-20 15:00 | 2 | 20 | 15 | 51.5834 | 1215 | 28.94 | 32 | 993 | 28.94 | 11.3193 | 0 | Heating | 1.5092 | #N/A | #N/A | #N/A | #N/A | 11.3193 | #N/A | #N/A | 3.188 | #N/A | 0 | 0 | 0 | 0 | 0 | 0 | 0 | 0 | 0.005031% | 1 | 50% | 0% | 0% | 0% | 8.2745 | 0 | 0 | 0 | 8.2745 | #N/A
2007-02-20 16:00 | 2 | 20 | 16 | 51.6251 | 1216 | 28.04 | 30.92 | 992 | 28.04 | 13.5212 | 0 | Heating | 1.8028 | #N/A | #N/A | #N/A | #N/A | 13.5212 | #N/A | #N/A | 3.1545 | #N/A | 0 | 0 | 0 | 0 | 0 | 0 | 0 | 0 | 0.006009% | 1 | 50% | 0% | 0% | 0% | 8.2745 | 0 | 0 | 0 | 8.2745 | #N/A
2007-02-20 17:00 | 2 | 20 | 17 | 51.6667 | 1217 | 26.96 | 30.92 | 992 | 26.96 | 12.56 | 0 | Heating | 1.6747 | #N/A | #N/A | #N/A | #N/A | 12.56 | #N/A | #N/A | 3.1163 | #N/A | 0 | 0 | 0 | 0 | 0 | 0 | 0 | 0 | 0.005582% | 1 | 50% | 0% | 0% | 0% | 8.2745 | 0 | 0 | 0 | 8.2745 | #N/A
2007-02-20 18:00 | 2 | 20 | 18 | 51.7084 | 1218 | 26.06 | 30.92 | 992 | 26.06 | 26.3044 | 0 | Heating | 3.5073 | #N/A | #N/A | #N/A | #N/A | 26.3044 | #N/A | #N/A | 3.0859 | #N/A | 0 | 0 | 0 | 0 | 0 | 0 | 0 | 0 | 0.01169% | 1 | 50% | 0% | 0% | 0% | 8.2745 | 0 | 0 | 0 | 8.2745 | #N/A
2007-02-20 19:00 | 2 | 20 | 19 | 51.7501 | 1219 | 24.98 | 30.92 | 991 | 24.98 | 84.8798 | 0 | Heating | 11.3173 | #N/A | #N/A | #N/A | #N/A | 84.8798 | #N/A | #N/A | 3.0513 | #N/A | 0 | 0 | 0 | 0 | 0 | 0 | 0 | 0 | 0.03772% | 1 | 50% | 0% | 0% | 0% | 8.2745 | 0 | 0 | 0 | 8.2745 | #N/A
2007-02-20 20:00 | 2 | 20 | 20 | 51.7917 | 1220 | 24.98 | 30.92 | 991 | 24.98 | 107.8266 | 0 | Heating | 14.3769 | #N/A | #N/A | #N/A | #N/A | 107.8266 | #N/A | #N/A | 3.0513 | #N/A | 0 | 0 | 0 | 0 | 0 | 0 | 0 | 0 | 0.04792% | 1 | 50% | 0% | 0% | 0% | 8.2745 | 0 | 0 | 0 | 8.2745 | #N/A
2007-02-20 21:00 | 2 | 20 | 21 | 51.8334 | 1221 | 24.98 | 30.02 | 991 | 24.98 | 159.2324 | 0 | Heating | 21.231 | #N/A | #N/A | #N/A | #N/A | 159.2324 | #N/A | #N/A | 3.0513 | #N/A | 0 | 0 | 0 | 0 | 0 | 0 | 0 | 0 | 0.07077% | 1 | 50% | 0% | 0% | 0% | 8.2745 | 0 | 0 | 0 | 8.2745 | #N/A
2007-02-20 22:00 | 2 | 20 | 22 | 51.8751 | 1222 | 24.8 | 30.02 | 990 | 24.8 | 186.7632 | 0 | Heating | 24.9018 | #N/A | #N/A | #N/A | #N/A | 186.7632 | #N/A | #N/A | 3.0457 | #N/A | 0 | 0 | 0 | 0 | 0 | 0 | 0 | 0 | 0.08301% | 1 | 50% | 0% | 0% | 0% | 8.2745 | 0 | 0 | 0 | 8.2745 | #N/A
2007-02-20 23:00 | 2 | 20 | 23 | 51.9167 | 1223 | 24.98 | 30.02 | 989 | 24.98 | 0.4049 | 0 | Heating | 0.053986 | #N/A | #N/A | #N/A | #N/A | 0.4049 | #N/A | #N/A | 3.0513 | #N/A | 0 | 0 | 0 | 0 | 0 | 0 | 0 | 0 | 0.00018% | 1 | 50% | 0% | 0% | 0% | 8.2745 | 0 | 0 | 0 | 8.2745 | #N/A
2007-02-21 | 2 | 21 | 0 | 51.9584 | 1224 | 24.98 | 30.02 | 989 | 24.98 | 5.2495 | 0 | Heating | 0.69994 | #N/A | #N/A | #N/A | #N/A | 5.2495 | #N/A | #N/A | 3.0513 | #N/A | 0 | 0 | 0 | 0 | 0 | 0 | 0 | 0 | 0.002333% | 1 | 50% | 0% | 0% | 0% | 8.2745 | 0 | 0 | 0 | 8.2745 | #N/A
2007-02-21 01:00 | 2 | 21 | 1 | 52.0001 | 1225 | 24.08 | 30.92 | 988 | 24.08 | 9.2244 | 0 | Heating | 1.2299 | #N/A | #N/A | #N/A | #N/A | 9.2244 | #N/A | #N/A | 3.0238 | #N/A | 0 | 0 | 0 | 0 | 0 | 0 | 0 | 0 | 0.0041% | 1 | 50% | 0% | 0% | 0% | 8.2745 | 0 | 0 | 0 | 8.2745 | #N/A
2007-02-21 02:00 | 2 | 21 | 2 | 52.0417 | 1226 | 24.08 | 30.92 | 988 | 24.08 | 12.2017 | 0 | Heating | 1.6269 | #N/A | #N/A | #N/A | #N/A | 12.2017 | #N/A | #N/A | 3.0238 | #N/A | 0 | 0 | 0 | 0 | 0 | 0 | 0 | 0 | 0.005423% | 1 | 50% | 0% | 0% | 0% | 8.2745 | 0 | 0 | 0 | 8.2745 | #N/A
2007-02-21 03:00 | 2 | 21 | 3 | 52.0834 | 1227 | 24.08 | 30.92 | 987 | 24.08 | 14.416 | 0 | Heating | 1.9221 | #N/A | #N/A | #N/A | #N/A | 14.416 | #N/A | #N/A | 3.0238 | #N/A | 0 | 0 | 0 | 0 | 0 | 0 | 0 | 0 | 0.006407% | 1 | 50% | 0% | 0% | 0% | 8.2745 | 0 | 0 | 0 | 8.2745 | #N/A
2007-02-21 04:00 | 2 | 21 | 4 | 52.1251 | 1228 | 23 | 30.92 | 987 | 23 | 16.3773 | 0 | Heating | 2.1836 | #N/A | #N/A | #N/A | #N/A | 16.3773 | #N/A | #N/A | 2.9925 | #N/A | 0 | 0 | 0 | 0 | 0 | 0 | 0 | 0 | 0.007279% | 1 | 50% | 0% | 0% | 0% | 8.2745 | 0 | 0 | 0 | 8.2745 | #N/A
2007-02-21 05:00 | 2 | 21 | 5 | 52.1667 | 1229 | 23 | 30.92 | 987 | 23 | 18.178 | 0 | Heating | 2.4237 | #N/A | #N/A | #N/A | #N/A | 18.178 | #N/A | #N/A | 2.9925 | #N/A | 0 | 0 | 0 | 0 | 0 | 0 | 0 | 0 | 0.008079% | 1 | 50% | 0% | 0% | 0% | 8.2745 | 0 | 0 | 0 | 8.2745 | #N/A
2007-02-21 06:00 | 2 | 21 | 6 | 52.2084 | 1230 | 21.92 | 30.92 | 987 | 21.92 | 18.2813 | 0 | Heating | 2.4375 | #N/A | #N/A | #N/A | #N/A | 18.2813 | #N/A | #N/A | 2.9629 | #N/A | 0 | 0 | 0 | 0 | 0 | 0 | 0 | 0 | 0.008125% | 1 | 50% | 0% | 0% | 0% | 8.2745 | 0 | 0 | 0 | 8.2745 | #N/A
2007-02-21 07:00 | 2 | 21 | 7 | 52.2501 | 1231 | 21.2 | 30.92 | 987 | 21.2 | 513.4923 | 0 | Heating | 68.4656 | #N/A | #N/A | #N/A | #N/A | 513.4923 | #N/A | #N/A | 2.944 | #N/A | 0 | 0 | 0 | 0 | 0 | 0 | 0 | 0 | 0.2282% | 1 | 50% | 0% | 0% | 0% | 8.2745 | 0 | 0 | 0 | 8.2745 | #N/A
2007-02-21 08:00 | 2 | 21 | 8 | 52.2917 | 1232 | 19.94 | 32 | 988 | 19.94 | 286.7701 | 0 | Heating | 38.236 | #N/A | #N/A | #N/A | #N/A | 286.7701 | #N/A | #N/A | 2.9127 | #N/A | 0 | 0 | 0 | 0 | 0 | 0 | 0 | 0 | 0.1275% | 1 | 50% | 0% | 0% | 0% | 8.2745 | 0 | 0 | 0 | 8.2745 | #N/A
2007-02-21 09:00 | 2 | 21 | 9 | 52.3334 | 1233 | 19.04 | 32 | 988 | 19.04 | 87.7484 | 0 | Heating | 11.6998 | #N/A | #N/A | #N/A | #N/A | 87.7484 | #N/A | #N/A | 2.8915 | #N/A | 0 | 0 | 0 | 0 | 0 | 0 | 0 | 0 | 0.039% | 1 | 50% | 0% | 0% | 0% | 8.2745 | 0 | 0 | 0 | 8.2745 | #N/A
2007-02-21 10:00 | 2 | 21 | 10 | 52.3751 | 1234 | 19.94 | 33.08 | 989 | 19.94 | 60.6092 | 0 | Heating | 8.0812 | #N/A | #N/A | #N/A | #N/A | 60.6092 | #N/A | #N/A | 2.9127 | #N/A | 0 | 0 | 0 | 0 | 0 | 0 | 0 | 0 | 0.02694% | 1 | 50% | 0% | 0% | 0% | 8.2745 | 0 | 0 | 0 | 8.2745 | #N/A
2007-02-21 11:00 | 2 | 21 | 11 | 52.4167 | 1235 | 19.94 | 33.08 | 989 | 19.94 | 60.5853 | 0 | Heating | 8.078 | #N/A | #N/A | #N/A | #N/A | 60.5853 | #N/A | #N/A | 2.9127 | #N/A | 0 | 0 | 0 | 0 | 0 | 0 | 0 | 0 | 0.02693% | 1 | 50% | 0% | 0% | 0% | 8.2745 | 0 | 0 | 0 | 8.2745 | #N/A
2007-02-21 12:00 | 2 | 21 | 12 | 52.4584 | 1236 | 19.04 | 33.08 | 989 | 19.04 | 29.4153 | 0 | Heating | 3.922 | #N/A | #N/A | #N/A | #N/A | 29.4153 | #N/A | #N/A | 2.8915 | #N/A | 0 | 0 | 0 | 0 | 0 | 0 | 0 | 0 | 0.01307% | 1 | 50% | 0% | 0% | 0% | 8.2745 | 0 | 0 | 0 | 8.2745 | #N/A
2007-02-21 13:00 | 2 | 21 | 13 | 52.5001 | 1237 | 21.02 | 32 | 989 | 21.02 | 37.4745 | 0 | Heating | 4.9966 | #N/A | #N/A | #N/A | #N/A | 37.4745 | #N/A | #N/A | 2.9394 | #N/A | 0 | 0 | 0 | 0 | 0 | 0 | 0 | 0 | 0.01666% | 1 | 50% | 0% | 0% | 0% | 8.2745 | 0 | 0 | 0 | 8.2745 | #N/A
2007-02-21 14:00 | 2 | 21 | 14 | 52.5417 | 1238 | 21.02 | 32 | 989 | 21.02 | 11.0315 | 0 | Heating | 1.4709 | #N/A | #N/A | #N/A | #N/A | 11.0315 | #N/A | #N/A | 2.9394 | #N/A | 0 | 0 | 0 | 0 | 0 | 0 | 0 | 0 | 0.004903% | 1 | 50% | 0% | 0% | 0% | 8.2745 | 0 | 0 | 0 | 8.2745 | #N/A
2007-02-21 15:00 | 2 | 21 | 15 | 52.5834 | 1239 | 21.02 | 33.08 | 989 | 21.02 | 10.3635 | 0 | Heating | 1.3818 | #N/A | #N/A | #N/A | #N/A | 10.3635 | #N/A | #N/A | 2.9394 | #N/A | 0 | 0 | 0 | 0 | 0 | 0 | 0 | 0 | 0.004606% | 1 | 50% | 0% | 0% | 0% | 8.2745 | 0 | 0 | 0 | 8.2745 | #N/A
2007-02-21 16:00 | 2 | 21 | 16 | 52.6251 | 1240 | 21.02 | 33.98 | 989 | 21.02 | 11.0932 | 0 | Heating | 1.4791 | #N/A | #N/A | #N/A | #N/A | 11.0932 | #N/A | #N/A | 2.9394 | #N/A | 0 | 0 | 0 | 0 | 0 | 0 | 0 | 0 | 0.00493% | 1 | 50% | 0% | 0% | 0% | 8.2745 | 0 | 0 | 0 | 8.2745 | #N/A
2007-02-21 17:00 | 2 | 21 | 17 | 52.6667 | 1241 | 21.02 | 32 | 990 | 21.02 | 7.7118 | 0 | Heating | 1.0282 | #N/A | #N/A | #N/A | #N/A | 7.7118 | #N/A | #N/A | 2.9394 | #N/A | 0 | 0 | 0 | 0 | 0 | 0 | 0 | 0 | 0.003427% | 1 | 50% | 0% | 0% | 0% | 8.2745 | 0 | 0 | 0 | 8.2745 | #N/A
2007-02-21 18:00 | 2 | 21 | 18 | 52.7084 | 1242 | 19.04 | 30.02 | 991 | 19.04 | 12.4515 | 0 | Heating | 1.6602 | #N/A | #N/A | #N/A | #N/A | 12.4515 | #N/A | #N/A | 2.8915 | #N/A | 0 | 0 | 0 | 0 | 0 | 0 | 0 | 0 | 0.005534% | 1 | 50% | 0% | 0% | 0% | 8.2745 | 0 | 0 | 0 | 8.2745 | #N/A
2007-02-21 19:00 | 2 | 21 | 19 | 52.7501 | 1243 | 19.04 | 30.02 | 991 | 19.04 | 62.146 | 0 | Heating | 8.2861 | #N/A | #N/A | #N/A | #N/A | 62.146 | #N/A | #N/A | 2.8915 | #N/A | 0 | 0 | 0 | 0 | 0 | 0 | 0 | 0 | 0.02762% | 1 | 50% | 0% | 0% | 0% | 8.2745 | 0 | 0 | 0 | 8.2745 | #N/A
2007-02-21 20:00 | 2 | 21 | 20 | 52.7917 | 1244 | 19.04 | 30.92 | 992 | 19.04 | 88.0249 | 0 | Heating | 11.7366 | #N/A | #N/A | #N/A | #N/A | 88.0249 | #N/A | #N/A | 2.8915 | #N/A | 0 | 0 | 0 | 0 | 0 | 0 | 0 | 0 | 0.03912% | 1 | 50% | 0% | 0% | 0% | 8.2745 | 0 | 0 | 0 | 8.2745 | #N/A
2007-02-21 21:00 | 2 | 21 | 21 | 52.8334 | 1245 | 19.04 | 30.02 | 992 | 19.04 | 133.0231 | 0 | Heating | 17.7364 | #N/A | #N/A | #N/A | #N/A | 133.0231 | #N/A | #N/A | 2.8915 | #N/A | 0 | 0 | 0 | 0 | 0 | 0 | 0 | 0 | 0.05912% | 1 | 50% | 0% | 0% | 0% | 8.2745 | 0 | 0 | 0 | 8.2745 | #N/A
2007-02-21 22:00 | 2 | 21 | 22 | 52.8751 | 1246 | 19.94 | 28.94 | 993 | 19.94 | 158.0082 | 0 | Heating | 21.0678 | #N/A | #N/A | #N/A | #N/A | 158.0082 | #N/A | #N/A | 2.9127 | #N/A | 0 | 0 | 0 | 0 | 0 | 0 | 0 | 0 | 0.07023% | 1 | 50% | 0% | 0% | 0% | 8.2745 | 0 | 0 | 0 | 8.2745 | #N/A
2007-02-21 23:00 | 2 | 21 | 23 | 52.9167 | 1247 | 19.94 | 26.96 | 993 | 19.94 | 0 | 0 | Cooling | 0 | #N/A | #N/A | #N/A | #N/A | 0 | 0 | 0 | 0 | 0 | 0 | #N/A | #N/A | 88 | 34.94 | 7.4065 | #N/A | 0 | 0% | 1 | 50% | 0% | 0% | 0% | 8.2745 | 0 | 0 | 0 | 8.2745 | #N/A
2007-02-22 | 2 | 22 | 0 | 52.9584 | 1248 | 21.92 | 24.98 | 994 | 21.92 | 1.8715 | 0 | Heating | 0.24953 | #N/A | #N/A | #N/A | #N/A | 1.8715 | #N/A | #N/A | 2.9629 | #N/A | 0 | 0 | 0 | 0 | 0 | 0 | 0 | 0 | 0.0008318% | 1 | 50% | 0% | 0% | 0% | 8.2745 | 0 | 0 | 0 | 8.2745 | #N/A
2007-02-22 01:00 | 2 | 22 | 1 | 53.0001 | 1249 | 21.92 | 24.98 | 994 | 21.92 | 6.3099 | 0 | Heating | 0.84132 | #N/A | #N/A | #N/A | #N/A | 6.3099 | #N/A | #N/A | 2.9629 | #N/A | 0 | 0 | 0 | 0 | 0 | 0 | 0 | 0 | 0.002804% | 1 | 50% | 0% | 0% | 0% | 8.2745 | 0 | 0 | 0 | 8.2745 | #N/A
2007-02-22 02:00 | 2 | 22 | 2 | 53.0417 | 1250 | 21.92 | 24.08 | 995 | 21.92 | 11.2078 | 0 | Heating | 1.4944 | #N/A | #N/A | #N/A | #N/A | 11.2078 | #N/A | #N/A | 2.9629 | #N/A | 0 | 0 | 0 | 0 | 0 | 0 | 0 | 0 | 0.004981% | 1 | 50% | 0% | 0% | 0% | 8.2745 | 0 | 0 | 0 | 8.2745 | #N/A
2007-02-22 03:00 | 2 | 22 | 3 | 53.0834 | 1251 | 21.2 | 24.08 | 995 | 21.2 | 17.4594 | 0 | Heating | 2.3279 | #N/A | #N/A | #N/A | #N/A | 17.4594 | #N/A | #N/A | 2.944 | #N/A | 0 | 0 | 0 | 0 | 0 | 0 | 0 | 0 | 0.00776% | 1 | 50% | 0% | 0% | 0% | 8.2745 | 0 | 0 | 0 | 8.2745 | #N/A
2007-02-22 04:00 | 2 | 22 | 4 | 53.1251 | 1252 | 21.02 | 24.98 | 996 | 21.02 | 26.647 | 0 | Heating | 3.5529 | #N/A | #N/A | #N/A | #N/A | 26.647 | #N/A | #N/A | 2.9394 | #N/A | 0 | 0 | 0 | 0 | 0 | 0 | 0 | 0 | 0.01184% | 1 | 50% | 0% | 0% | 0% | 8.2745 | 0 | 0 | 0 | 8.2745 | #N/A
2007-02-22 05:00 | 2 | 22 | 5 | 53.1667 | 1253 | 21.02 | 24.08 | 997 | 21.02 | 31.7492 | 0 | Heating | 4.2332 | #N/A | #N/A | #N/A | #N/A | 31.7492 | #N/A | #N/A | 2.9394 | #N/A | 0 | 0 | 0 | 0 | 0 | 0 | 0 | 0 | 0.01411% | 1 | 50% | 0% | 0% | 0% | 8.2745 | 0 | 0 | 0 | 8.2745 | #N/A
2007-02-22 06:00 | 2 | 22 | 6 | 53.2084 | 1254 | 19.94 | 23 | 997 | 19.94 | 39.038 | 0 | Heating | 5.2051 | #N/A | #N/A | #N/A | #N/A | 39.038 | #N/A | #N/A | 2.9127 | #N/A | 0 | 0 | 0 | 0 | 0 | 0 | 0 | 0 | 0.01735% | 1 | 50% | 0% | 0% | 0% | 8.2745 | 0 | 0 | 0 | 8.2745 | #N/A
2007-02-22 07:00 | 2 | 22 | 7 | 53.2501 | 1255 | 19.4 | 21.02 | 998 | 19.4 | 542.1562 | 0 | Heating | 72.2875 | #N/A | #N/A | #N/A | #N/A | 542.1562 | #N/A | #N/A | 2.8998 | #N/A | 0 | 0 | 0 | 0 | 0 | 0 | 0 | 0 | 0.241% | 1 | 50% | 0% | 0% | 0% | 8.2745 | 0 | 0 | 0 | 8.2745 | #N/A
2007-02-22 08:00 | 2 | 22 | 8 | 53.2917 | 1256 | 17.96 | 21.02 | 999 | 17.96 | 299.5792 | 0 | Heating | 39.9439 | #N/A | #N/A | #N/A | #N/A | 299.5792 | #N/A | #N/A | 2.8673 | #N/A | 0 | 0 | 0 | 0 | 0 | 0 | 0 | 0 | 0.1331% | 1 | 50% | 0% | 0% | 0% | 8.2745 | 0 | 0 | 0 | 8.2745 | #N/A
2007-02-22 09:00 | 2 | 22 | 9 | 53.3334 | 1257 | 21.2 | 19.94 | 1000 | 21.2 | 90.683 | 0 | Heating | 12.0911 | #N/A | #N/A | #N/A | #N/A | 90.683 | #N/A | #N/A | 2.944 | #N/A | 0 | 0 | 0 | 0 | 0 | 0 | 0 | 0 | 0.0403% | 1 | 50% | 0% | 0% | 0% | 8.2745 | 0 | 0 | 0 | 8.2745 | #N/A
2007-02-22 10:00 | 2 | 22 | 10 | 53.3751 | 1258 | 26.06 | 17.06 | 1000 | 26.06 | 66.8264 | 0 | Heating | 8.9102 | #N/A | #N/A | #N/A | #N/A | 66.8264 | #N/A | #N/A | 3.0859 | #N/A | 0 | 0 | 0 | 0 | 0 | 0 | 0 | 0 | 0.0297% | 1 | 50% | 0% | 0% | 0% | 8.2745 | 0 | 0 | 0 | 8.2745 | #N/A
2007-02-22 11:00 | 2 | 22 | 11 | 53.4167 | 1259 | 26.06 | 17.96 | 1000 | 26.06 | 64.2484 | 0 | Heating | 8.5665 | #N/A | #N/A | #N/A | #N/A | 64.2484 | #N/A | #N/A | 3.0859 | #N/A | 0 | 0 | 0 | 0 | 0 | 0 | 0 | 0 | 0.02855% | 1 | 50% | 0% | 0% | 0% | 8.2745 | 0 | 0 | 0 | 8.2745 | #N/A
2007-02-22 12:00 | 2 | 22 | 12 | 53.4584 | 1260 | 30.02 | 19.04 | 1000 | 30.02 | 50.6243 | 0 | Heating | 6.7499 | #N/A | #N/A | #N/A | #N/A | 50.6243 | #N/A | #N/A | 3.2302 | #N/A | 0 | 0 | 0 | 0 | 0 | 0 | 0 | 0 | 0.0225% | 1 | 50% | 0% | 0% | 0% | 8.2745 | 0 | 0 | 0 | 8.2745 | #N/A
2007-02-22 13:00 | 2 | 22 | 13 | 53.5001 | 1261 | 33.08 | 17.06 | 1000 | 33.08 | 57.0341 | 0 | Heating | 7.6045 | #N/A | #N/A | #N/A | #N/A | 57.0341 | #N/A | #N/A | 3.3624 | #N/A | 0 | 0 | 0 | 0 | 0 | 0 | 0 | 0 | 0.02535% | 1 | 50% | 0% | 0% | 0% | 8.2745 | 0 | 0 | 0 | 8.2745 | #N/A
2007-02-22 14:00 | 2 | 22 | 14 | 53.5417 | 1262 | 33.08 | 15.98 | 1000 | 33.08 | 23.2364 | 0 | Heating | 3.0982 | #N/A | #N/A | #N/A | #N/A | 23.2364 | #N/A | #N/A | 3.3624 | #N/A | 0 | 0 | 0 | 0 | 0 | 0 | 0 | 0 | 0.01033% | 1 | 50% | 0% | 0% | 0% | 8.2745 | 0 | 0 | 0 | 8.2745 | #N/A
2007-02-22 15:00 | 2 | 22 | 15 | 53.5834 | 1263 | 35.06 | 17.96 | 1000 | 35.06 | 18.4307 | 0 | Heating | 2.4574 | #N/A | #N/A | #N/A | #N/A | 18.4307 | #N/A | #N/A | 3.4585 | #N/A | 0 | 0 | 0 | 0 | 0 | 0 | 0 | 0 | 0.008191% | 1 | 50% | 0% | 0% | 0% | 8.2745 | 0 | 0 | 0 | 8.2745 | #N/A
2007-02-22 16:00 | 2 | 22 | 16 | 53.6251 | 1264 | 35.06 | 19.94 | 1000 | 35.06 | 18.1877 | 0 | Heating | 2.425 | #N/A | #N/A | #N/A | #N/A | 18.1877 | #N/A | #N/A | 3.4585 | #N/A | 0 | 0 | 0 | 0 | 0 | 0 | 0 | 0 | 0.008083% | 1 | 50% | 0% | 0% | 0% | 8.2745 | 0 | 0 | 0 | 8.2745 | #N/A
2007-02-22 17:00 | 2 | 22 | 17 | 53.6667 | 1265 | 35.06 | 23 | 1000 | 35.06 | 10.716 | 0 | Heating | 1.4288 | #N/A | #N/A | #N/A | #N/A | 10.716 | #N/A | #N/A | 3.4585 | #N/A | 0 | 0 | 0 | 0 | 0 | 0 | 0 | 0 | 0.004763% | 1 | 50% | 0% | 0% | 0% | 8.2745 | 0 | 0 | 0 | 8.2745 | #N/A
2007-02-22 18:00 | 2 | 22 | 18 | 53.7084 | 1266 | 33.98 | 24.98 | 1001 | 33.98 | 22.9314 | 0 | Heating | 3.0575 | #N/A | #N/A | #N/A | #N/A | 22.9314 | #N/A | #N/A | 3.405 | #N/A | 0 | 0 | 0 | 0 | 0 | 0 | 0 | 0 | 0.01019% | 1 | 50% | 0% | 0% | 0% | 8.2745 | 0 | 0 | 0 | 8.2745 | #N/A
2007-02-22 19:00 | 2 | 22 | 19 | 53.7501 | 1267 | 33.08 | 26.96 | 1002 | 33.08 | 62.3064 | 0 | Heating | 8.3075 | #N/A | #N/A | #N/A | #N/A | 62.3064 | #N/A | #N/A | 3.3624 | #N/A | 0 | 0 | 0 | 0 | 0 | 0 | 0 | 0 | 0.02769% | 1 | 50% | 0% | 0% | 0% | 8.2745 | 0 | 0 | 0 | 8.2745 | #N/A
2007-02-22 20:00 | 2 | 22 | 20 | 53.7917 | 1268 | 33.08 | 26.06 | 1002 | 33.08 | 89.1689 | 0 | Heating | 11.8892 | #N/A | #N/A | #N/A | #N/A | 89.1689 | #N/A | #N/A | 3.3624 | #N/A | 0 | 0 | 0 | 0 | 0 | 0 | 0 | 0 | 0.03963% | 1 | 50% | 0% | 0% | 0% | 8.2745 | 0 | 0 | 0 | 8.2745 | #N/A
2007-02-22 21:00 | 2 | 22 | 21 | 53.8334 | 1269 | 33.08 | 26.06 | 1003 | 33.08 | 144.7687 | 0 | Heating | 19.3025 | #N/A | #N/A | #N/A | #N/A | 144.7687 | #N/A | #N/A | 3.3624 | #N/A | 0 | 0 | 0 | 0 | 0 | 0 | 0 | 0 | 0.06434% | 1 | 50% | 0% | 0% | 0% | 8.2745 | 0 | 0 | 0 | 8.2745 | #N/A
2007-02-22 22:00 | 2 | 22 | 22 | 53.8751 | 1270 | 33.98 | 24.98 | 1003 | 33.98 | 189.3403 | 0 | Heating | 25.2454 | #N/A | #N/A | #N/A | #N/A | 189.3403 | #N/A | #N/A | 3.405 | #N/A | 0 | 0 | 0 | 0 | 0 | 0 | 0 | 0 | 0.08415% | 1 | 50% | 0% | 0% | 0% | 8.2745 | 0 | 0 | 0 | 8.2745 | #N/A
2007-02-22 23:00 | 2 | 22 | 23 | 53.9167 | 1271 | 33.98 | 24.98 | 1003 | 33.98 | 1.8079 | 0 | Heating | 0.24106 | #N/A | #N/A | #N/A | #N/A | 1.8079 | #N/A | #N/A | 3.405 | #N/A | 0 | 0 | 0 | 0 | 0 | 0 | 0 | 0 | 0.0008035% | 1 | 50% | 0% | 0% | 0% | 8.2745 | 0 | 0 | 0 | 8.2745 | #N/A
2007-02-23 | 2 | 23 | 0 | 53.9584 | 1272 | 33.98 | 26.96 | 1003 | 33.98 | 7.5485 | 0 | Heating | 1.0065 | #N/A | #N/A | #N/A | #N/A | 7.5485 | #N/A | #N/A | 3.405 | #N/A | 0 | 0 | 0 | 0 | 0 | 0 | 0 | 0 | 0.003355% | 1 | 50% | 0% | 0% | 0% | 8.2745 | 0 | 0 | 0 | 8.2745 | #N/A
2007-02-23 01:00 | 2 | 23 | 1 | 54.0001 | 1273 | 33.98 | 26.96 | 1003 | 33.98 | 11.7779 | 0 | Heating | 1.5704 | #N/A | #N/A | #N/A | #N/A | 11.7779 | #N/A | #N/A | 3.405 | #N/A | 0 | 0 | 0 | 0 | 0 | 0 | 0 | 0 | 0.005235% | 1 | 50% | 0% | 0% | 0% | 8.2745 | 0 | 0 | 0 | 8.2745 | #N/A
2007-02-23 02:00 | 2 | 23 | 2 | 54.0417 | 1274 | 33.98 | 26.96 | 1002 | 33.98 | 14.5184 | 0 | Heating | 1.9358 | #N/A | #N/A | #N/A | #N/A | 14.5184 | #N/A | #N/A | 3.405 | #N/A | 0 | 0 | 0 | 0 | 0 | 0 | 0 | 0 | 0.006453% | 1 | 50% | 0% | 0% | 0% | 8.2745 | 0 | 0 | 0 | 8.2745 | #N/A
2007-02-23 03:00 | 2 | 23 | 3 | 54.0834 | 1275 | 33.8 | 26.96 | 1001 | 33.8 | 16.6942 | 0 | Heating | 2.2259 | #N/A | #N/A | #N/A | #N/A | 16.6942 | #N/A | #N/A | 3.3963 | #N/A | 0 | 0 | 0 | 0 | 0 | 0 | 0 | 0 | 0.00742% | 1 | 50% | 0% | 0% | 0% | 8.2745 | 0 | 0 | 0 | 8.2745 | #N/A
2007-02-23 04:00 | 2 | 23 | 4 | 54.1251 | 1276 | 33.08 | 26.96 | 1001 | 33.08 | 17.8649 | 0 | Heating | 2.382 | #N/A | #N/A | #N/A | #N/A | 17.8649 | #N/A | #N/A | 3.3624 | #N/A | 0 | 0 | 0 | 0 | 0 | 0 | 0 | 0 | 0.00794% | 1 | 50% | 0% | 0% | 0% | 8.2745 | 0 | 0 | 0 | 8.2745 | #N/A
2007-02-23 05:00 | 2 | 23 | 5 | 54.1667 | 1277 | 33.08 | 26.96 | 1001 | 33.08 | 20.0366 | 0 | Heating | 2.6715 | #N/A | #N/A | #N/A | #N/A | 20.0366 | #N/A | #N/A | 3.3624 | #N/A | 0 | 0 | 0 | 0 | 0 | 0 | 0 | 0 | 0.008905% | 1 | 50% | 0% | 0% | 0% | 8.2745 | 0 | 0 | 0 | 8.2745 | #N/A
2007-02-23 06:00 | 2 | 23 | 6 | 54.2084 | 1278 | 32 | 26.96 | 1001 | 32 | 18.447 | 0 | Heating | 2.4596 | #N/A | #N/A | #N/A | #N/A | 18.447 | #N/A | #N/A | 3.3135 | #N/A | 0 | 0 | 0 | 0 | 0 | 0 | 0 | 0 | 0.008199% | 1 | 50% | 0% | 0% | 0% | 8.2745 | 0 | 0 | 0 | 8.2745 | #N/A
2007-02-23 07:00 | 2 | 23 | 7 | 54.2501 | 1279 | 33.08 | 28.04 | 1001 | 33.08 | 461.4163 | 0 | Heating | 61.5222 | #N/A | #N/A | #N/A | #N/A | 461.4163 | #N/A | #N/A | 3.3624 | #N/A | 0 | 0 | 0 | 0 | 0 | 0 | 0 | 0 | 0.2051% | 1 | 50% | 0% | 0% | 0% | 8.2745 | 0 | 0 | 0 | 8.2745 | #N/A
2007-02-23 08:00 | 2 | 23 | 8 | 54.2917 | 1280 | 33.08 | 28.04 | 1000 | 33.08 | 271.2181 | 0 | Heating | 36.1624 | #N/A | #N/A | #N/A | #N/A | 271.2181 | #N/A | #N/A | 3.3624 | #N/A | 0 | 0 | 0 | 0 | 0 | 0 | 0 | 0 | 0.1205% | 1 | 50% | 0% | 0% | 0% | 8.2745 | 0 | 0 | 0 | 8.2745 | #N/A
2007-02-23 09:00 | 2 | 23 | 9 | 54.3334 | 1281 | 33.98 | 28.04 | 1000 | 33.98 | 161.1948 | 0 | Heating | 21.4926 | #N/A | #N/A | #N/A | #N/A | 161.1948 | #N/A | #N/A | 3.405 | #N/A | 0 | 0 | 0 | 0 | 0 | 0 | 0 | 0 | 0.07164% | 1 | 50% | 0% | 0% | 0% | 8.2745 | 0 | 0 | 0 | 8.2745 | #N/A
2007-02-23 10:00 | 2 | 23 | 10 | 54.3751 | 1282 | 33.98 | 28.94 | 999 | 33.98 | 140.5953 | 0 | Heating | 18.746 | #N/A | #N/A | #N/A | #N/A | 140.5953 | #N/A | #N/A | 3.405 | #N/A | 0 | 0 | 0 | 0 | 0 | 0 | 0 | 0 | 0.06249% | 1 | 50% | 0% | 0% | 0% | 8.2745 | 0 | 0 | 0 | 8.2745 | #N/A
2007-02-23 11:00 | 2 | 23 | 11 | 54.4167 | 1283 | 33.98 | 28.04 | 998 | 33.98 | 141.4414 | 0 | Heating | 18.8589 | #N/A | #N/A | #N/A | #N/A | 141.4414 | #N/A | #N/A | 3.405 | #N/A | 0 | 0 | 0 | 0 | 0 | 0 | 0 | 0 | 0.06286% | 1 | 50% | 0% | 0% | 0% | 8.2745 | 0 | 0 | 0 | 8.2745 | #N/A
2007-02-23 12:00 | 2 | 23 | 12 | 54.4584 | 1284 | 35.06 | 28.04 | 998 | 35.06 | 125.9554 | 0 | Heating | 16.7941 | #N/A | #N/A | #N/A | #N/A | 125.9554 | #N/A | #N/A | 3.4585 | #N/A | 0 | 0 | 0 | 0 | 0 | 0 | 0 | 0 | 0.05598% | 1 | 50% | 0% | 0% | 0% | 8.2745 | 0 | 0 | 0 | 8.2745 | #N/A
2007-02-23 13:00 | 2 | 23 | 13 | 54.5001 | 1285 | 33.8 | 30.02 | 997 | 33.8 | 110.3838 | 0 | Heating | 14.7178 | #N/A | #N/A | #N/A | #N/A | 110.3838 | #N/A | #N/A | 3.3963 | #N/A | 0 | 0 | 0 | 0 | 0 | 0 | 0 | 0 | 0.04906% | 1 | 50% | 0% | 0% | 0% | 8.2745 | 0 | 0 | 0 | 8.2745 | #N/A
2007-02-23 14:00 | 2 | 23 | 14 | 54.5417 | 1286 | 33.98 | 30.92 | 997 | 33.98 | 107.2759 | 0 | Heating | 14.3034 | #N/A | #N/A | #N/A | #N/A | 107.2759 | #N/A | #N/A | 3.405 | #N/A | 0 | 0 | 0 | 0 | 0 | 0 | 0 | 0 | 0.04768% | 1 | 50% | 0% | 0% | 0% | 8.2745 | 0 | 0 | 0 | 8.2745 | #N/A
2007-02-23 15:00 | 2 | 23 | 15 | 54.5834 | 1287 | 35.6 | 32 | 998 | 35.6 | 173.9926 | 0 | Heating | 23.199 | #N/A | #N/A | #N/A | #N/A | 173.9926 | #N/A | #N/A | 3.4863 | #N/A | 0 | 0 | 0 | 0 | 0 | 0 | 0 | 0 | 0.07733% | 1 | 50% | 0% | 0% | 0% | 8.2745 | 0 | 0 | 0 | 8.2745 | #N/A
2007-02-23 16:00 | 2 | 23 | 16 | 54.6251 | 1288 | 35.6 | 32 | 998 | 35.6 | 193.2921 | 0 | Heating | 25.7723 | #N/A | #N/A | #N/A | #N/A | 193.2921 | #N/A | #N/A | 3.4863 | #N/A | 0 | 0 | 0 | 0 | 0 | 0 | 0 | 0 | 0.08591% | 1 | 50% | 0% | 0% | 0% | 8.2745 | 0 | 0 | 0 | 8.2745 | #N/A
2007-02-23 17:00 | 2 | 23 | 17 | 54.6667 | 1289 | 35.96 | 32 | 999 | 35.96 | 167.5627 | 0 | Heating | 22.3417 | #N/A | #N/A | #N/A | #N/A | 167.5627 | #N/A | #N/A | 3.5052 | #N/A | 0 | 0 | 0 | 0 | 0 | 0 | 0 | 0 | 0.07447% | 1 | 50% | 0% | 0% | 0% | 8.2745 | 0 | 0 | 0 | 8.2745 | #N/A
2007-02-23 18:00 | 2 | 23 | 18 | 54.7084 | 1290 | 35.96 | 33.08 | 1000 | 35.96 | 199.1442 | 0 | Heating | 26.5526 | #N/A | #N/A | #N/A | #N/A | 199.1442 | #N/A | #N/A | 3.5052 | #N/A | 0 | 0 | 0 | 0 | 0 | 0 | 0 | 0 | 0.08851% | 1 | 50% | 0% | 0% | 0% | 8.2745 | 0 | 0 | 0 | 8.2745 | #N/A
2007-02-23 19:00 | 2 | 23 | 19 | 54.7501 | 1291 | 35.96 | 33.08 | 1000 | 35.96 | 0 | 0 | Cooling | 0 | #N/A | #N/A | #N/A | #N/A | 0 | 0 | 0 | 0 | 0 | 0 | #N/A | #N/A | 88 | 50.96 | 6.3118 | #N/A | 0 | 0% | 1 | 50% | 0% | 0% | 0% | 8.2745 | 0 | 0 | 0 | 8.2745 | #N/A
2007-02-23 20:00 | 2 | 23 | 20 | 54.7917 | 1292 | 35.96 | 32 | 1001 | 35.96 | 3.1558 | 0 | Heating | 0.42077 | #N/A | #N/A | #N/A | #N/A | 3.1558 | #N/A | #N/A | 3.5052 | #N/A | 0 | 0 | 0 | 0 | 0 | 0 | 0 | 0 | 0.001403% | 1 | 50% | 0% | 0% | 0% | 8.2745 | 0 | 0 | 0 | 8.2745 | #N/A
2007-02-23 21:00 | 2 | 23 | 21 | 54.8334 | 1293 | 35.96 | 30.92 | 1001 | 35.96 | 5.9045 | 0 | Heating | 0.78726 | #N/A | #N/A | #N/A | #N/A | 5.9045 | #N/A | #N/A | 3.5052 | #N/A | 0 | 0 | 0 | 0 | 0 | 0 | 0 | 0 | 0.002624% | 1 | 50% | 0% | 0% | 0% | 8.2745 | 0 | 0 | 0 | 8.2745 | #N/A
2007-02-23 22:00 | 2 | 23 | 22 | 54.8751 | 1294 | 35.96 | 21.02 | 1003 | 35.96 | 11.1056 | 0 | Heating | 1.4807 | #N/A | #N/A | #N/A | #N/A | 11.1056 | #N/A | #N/A | 3.5052 | #N/A | 0 | 0 | 0 | 0 | 0 | 0 | 0 | 0 | 0.004936% | 1 | 50% | 0% | 0% | 0% | 8.2745 | 0 | 0 | 0 | 8.2745 | #N/A
2007-02-23 23:00 | 2 | 23 | 23 | 54.9167 | 1295 | 35.96 | 17.96 | 1003 | 35.96 | 28.2125 | 0 | Heating | 3.7617 | #N/A | #N/A | #N/A | #N/A | 28.2125 | #N/A | #N/A | 3.5052 | #N/A | 0 | 0 | 0 | 0 | 0 | 0 | 0 | 0 | 0.01254% | 1 | 50% | 0% | 0% | 0% | 8.2745 | 0 | 0 | 0 | 8.2745 | #N/A
2007-02-24 | 2 | 24 | 0 | 54.9584 | 1296 | 35.06 | 8.96 | 1005 | 35.06 | 155.4013 | 0 | Heating | 20.7202 | #N/A | #N/A | #N/A | #N/A | 155.4013 | #N/A | #N/A | 3.4585 | #N/A | 0 | 0 | 0 | 0 | 0 | 0 | 0 | 0 | 0.06907% | 1 | 50% | 0% | 0% | 0% | 8.2745 | 0 | 0 | 0 | 8.2745 | #N/A
2007-02-24 01:00 | 2 | 24 | 1 | 55.0001 | 1297 | 33.98 | 8.96 | 1006 | 33.98 | 244.8678 | 0 | Heating | 32.649 | #N/A | #N/A | #N/A | #N/A | 244.8678 | #N/A | #N/A | 3.405 | #N/A | 0 | 0 | 0 | 0 | 0 | 0 | 0 | 0 | 0.1088% | 1 | 50% | 0% | 0% | 0% | 8.2745 | 0 | 0 | 0 | 8.2745 | #N/A
2007-02-24 02:00 | 2 | 24 | 2 | 55.0417 | 1298 | 33.98 | 8.06 | 1007 | 33.98 | 289.1054 | 0 | Heating | 38.5474 | #N/A | #N/A | #N/A | #N/A | 289.1054 | #N/A | #N/A | 3.405 | #N/A | 0 | 0 | 0 | 0 | 0 | 0 | 0 | 0 | 0.1285% | 1 | 50% | 0% | 0% | 0% | 8.2745 | 0 | 0 | 0 | 8.2745 | #N/A
2007-02-24 03:00 | 2 | 24 | 3 | 55.0834 | 1299 | 33.8 | 6.08 | 1007 | 33.8 | 339.1065 | 0 | Heating | 45.2142 | #N/A | #N/A | #N/A | #N/A | 339.1065 | #N/A | #N/A | 3.3963 | #N/A | 0 | 0 | 0 | 0 | 0 | 0 | 0 | 0 | 0.1507% | 1 | 50% | 0% | 0% | 0% | 8.2745 | 0 | 0 | 0 | 8.2745 | #N/A
2007-02-24 04:00 | 2 | 24 | 4 | 55.1251 | 1300 | 33.8 | 3.92 | 1006 | 33.8 | 388.822 | 0 | Heating | 51.8429 | #N/A | #N/A | #N/A | #N/A | 388.822 | #N/A | #N/A | 3.3963 | #N/A | 0 | 0 | 0 | 0 | 0 | 0 | 0 | 0 | 0.1728% | 1 | 50% | 0% | 0% | 0% | 8.2745 | 0 | 0 | 0 | 8.2745 | #N/A
2007-02-24 05:00 | 2 | 24 | 5 | 55.1667 | 1301 | 33.08 | 5 | 1006 | 33.08 | 425.0719 | 0 | Heating | 56.6762 | #N/A | #N/A | #N/A | #N/A | 425.0719 | #N/A | #N/A | 3.3624 | #N/A | 0 | 0 | 0 | 0 | 0 | 0 | 0 | 0 | 0.1889% | 1 | 50% | 0% | 0% | 0% | 8.2745 | 0 | 0 | 0 | 8.2745 | #N/A
2007-02-24 06:00 | 2 | 24 | 6 | 55.2084 | 1302 | 32 | 5 | 1006 | 32 | 449.725 | 0 | Heating | 59.9633 | #N/A | #N/A | #N/A | #N/A | 449.725 | #N/A | #N/A | 3.3135 | #N/A | 0 | 0 | 0 | 0 | 0 | 0 | 0 | 0 | 0.1999% | 1 | 50% | 0% | 0% | 0% | 8.2745 | 0 | 0 | 0 | 8.2745 | #N/A
2007-02-24 07:00 | 2 | 24 | 7 | 55.2501 | 1303 | 32 | 3.92 | 1007 | 32 | 436.2707 | 0 | Heating | 58.1694 | #N/A | #N/A | #N/A | #N/A | 436.2707 | #N/A | #N/A | 3.3135 | #N/A | 0 | 0 | 0 | 0 | 0 | 0 | 0 | 0 | 0.1939% | 1 | 50% | 0% | 0% | 0% | 8.2745 | 0 | 0 | 0 | 8.2745 | #N/A
2007-02-24 08:00 | 2 | 24 | 8 | 55.2917 | 1304 | 33.08 | 3.92 | 1008 | 33.08 | 409.1569 | 0 | Heating | 54.5543 | #N/A | #N/A | #N/A | #N/A | 409.1569 | #N/A | #N/A | 3.3624 | #N/A | 0 | 0 | 0 | 0 | 0 | 0 | 0 | 0 | 0.1818% | 1 | 50% | 0% | 0% | 0% | 8.2745 | 0 | 0 | 0 | 8.2745 | #N/A
2007-02-24 09:00 | 2 | 24 | 9 | 55.3334 | 1305 | 33.8 | 5 | 1008 | 33.8 | 391.3882 | 0 | Heating | 52.1851 | #N/A | #N/A | #N/A | #N/A | 391.3882 | #N/A | #N/A | 3.3963 | #N/A | 0 | 0 | 0 | 0 | 0 | 0 | 0 | 0 | 0.174% | 1 | 50% | 0% | 0% | 0% | 8.2745 | 0 | 0 | 0 | 8.2745 | #N/A
2007-02-24 10:00 | 2 | 24 | 10 | 55.3751 | 1306 | 35.6 | 5 | 1007 | 35.6 | 373.0398 | 0 | Heating | 49.7386 | #N/A | #N/A | #N/A | #N/A | 373.0398 | #N/A | #N/A | 3.4863 | #N/A | 0 | 0 | 0 | 0 | 0 | 0 | 0 | 0 | 0.1658% | 1 | 50% | 0% | 0% | 0% | 8.2745 | 0 | 0 | 0 | 8.2745 | #N/A
2007-02-24 11:00 | 2 | 24 | 11 | 55.4167 | 1307 | 35.06 | 3.92 | 1006 | 35.06 | 372.1889 | 0 | Heating | 49.6252 | #N/A | #N/A | #N/A | #N/A | 372.1889 | #N/A | #N/A | 3.4585 | #N/A | 0 | 0 | 0 | 0 | 0 | 0 | 0 | 0 | 0.1654% | 1 | 50% | 0% | 0% | 0% | 8.2745 | 0 | 0 | 0 | 8.2745 | #N/A
2007-02-24 12:00 | 2 | 24 | 12 | 55.4584 | 1308 | 37.04 | 3.92 | 1005 | 37.04 | 343.276 | 0 | Heating | 45.7701 | #N/A | #N/A | #N/A | #N/A | 343.276 | #N/A | #N/A | 3.5637 | #N/A | 0 | 0 | 0 | 0 | 0 | 0 | 0 | 0 | 0.1526% | 1 | 50% | 0% | 0% | 0% | 8.2745 | 0 | 0 | 0 | 8.2745 | #N/A
2007-02-24 13:00 | 2 | 24 | 13 | 55.5001 | 1309 | 37.94 | 6.08 | 1005 | 37.94 | 338.4947 | 0 | Heating | 45.1326 | #N/A | #N/A | #N/A | #N/A | 338.4947 | #N/A | #N/A | 3.6146 | #N/A | 0 | 0 | 0 | 0 | 0 | 0 | 0 | 0 | 0.1504% | 1 | 50% | 0% | 0% | 0% | 8.2745 | 0 | 0 | 0 | 8.2745 | #N/A
2007-02-24 14:00 | 2 | 24 | 14 | 55.5417 | 1310 | 37.94 | 5 | 1004 | 37.94 | 329.3111 | 0 | Heating | 43.9081 | #N/A | #N/A | #N/A | #N/A | 329.3111 | #N/A | #N/A | 3.6146 | #N/A | 0 | 0 | 0 | 0 | 0 | 0 | 0 | 0 | 0.1464% | 1 | 50% | 0% | 0% | 0% | 8.2745 | 0 | 0 | 0 | 8.2745 | #N/A
2007-02-24 15:00 | 2 | 24 | 15 | 55.5834 | 1311 | 35.96 | 6.98 | 1004 | 35.96 | 331.1069 | 0 | Heating | 44.1476 | #N/A | #N/A | #N/A | #N/A | 331.1069 | #N/A | #N/A | 3.5052 | #N/A | 0 | 0 | 0 | 0 | 0 | 0 | 0 | 0 | 0.1472% | 1 | 50% | 0% | 0% | 0% | 8.2745 | 0 | 0 | 0 | 8.2745 | #N/A
2007-02-24 16:00 | 2 | 24 | 16 | 55.6251 | 1312 | 35.06 | 8.06 | 1004 | 35.06 | 349.5576 | 0 | Heating | 46.6077 | #N/A | #N/A | #N/A | #N/A | 349.5576 | #N/A | #N/A | 3.4585 | #N/A | 0 | 0 | 0 | 0 | 0 | 0 | 0 | 0 | 0.1554% | 1 | 50% | 0% | 0% | 0% | 8.2745 | 0 | 0 | 0 | 8.2745 | #N/A
2007-02-24 17:00 | 2 | 24 | 17 | 55.6667 | 1313 | 35.06 | 8.06 | 1004 | 35.06 | 347.84 | 0 | Heating | 46.3787 | #N/A | #N/A | #N/A | #N/A | 347.84 | #N/A | #N/A | 3.4585 | #N/A | 0 | 0 | 0 | 0 | 0 | 0 | 0 | 0 | 0.1546% | 1 | 50% | 0% | 0% | 0% | 8.2745 | 0 | 0 | 0 | 8.2745 | #N/A
2007-02-24 18:00 | 2 | 24 | 18 | 55.7084 | 1314 | 33.8 | 8.06 | 1004 | 33.8 | 362.4247 | 0 | Heating | 48.3233 | #N/A | #N/A | #N/A | #N/A | 362.4247 | #N/A | #N/A | 3.3963 | #N/A | 0 | 0 | 0 | 0 | 0 | 0 | 0 | 0 | 0.1611% | 1 | 50% | 0% | 0% | 0% | 8.2745 | 0 | 0 | 0 | 8.2745 | #N/A
2007-02-24 19:00 | 2 | 24 | 19 | 55.7501 | 1315 | 32 | 6.98 | 1004 | 32 | 397.7946 | 0 | Heating | 53.0393 | #N/A | #N/A | #N/A | #N/A | 397.7946 | #N/A | #N/A | 3.3135 | #N/A | 0 | 0 | 0 | 0 | 0 | 0 | 0 | 0 | 0.1768% | 1 | 50% | 0% | 0% | 0% | 8.2745 | 0 | 0 | 0 | 8.2745 | #N/A
2007-02-24 20:00 | 2 | 24 | 20 | 55.7917 | 1316 | 32 | 6.98 | 1004 | 32 | 438.6551 | 0 | Heating | 58.4873 | #N/A | #N/A | #N/A | #N/A | 438.6551 | #N/A | #N/A | 3.3135 | #N/A | 0 | 0 | 0 | 0 | 0 | 0 | 0 | 0 | 0.195% | 1 | 50% | 0% | 0% | 0% | 8.2745 | 0 | 0 | 0 | 8.2745 | #N/A
2007-02-24 21:00 | 2 | 24 | 21 | 55.8334 | 1317 | 32 | 6.98 | 1005 | 32 | 457.2446 | 0 | Heating | 60.9659 | #N/A | #N/A | #N/A | #N/A | 457.2446 | #N/A | #N/A | 3.3135 | #N/A | 0 | 0 | 0 | 0 | 0 | 0 | 0 | 0 | 0.2032% | 1 | 50% | 0% | 0% | 0% | 8.2745 | 0 | 0 | 0 | 8.2745 | #N/A
2007-02-24 22:00 | 2 | 24 | 22 | 55.8751 | 1318 | 32 | 5 | 1006 | 32 | 501.3216 | 0 | Heating | 66.8429 | #N/A | #N/A | #N/A | #N/A | 501.3216 | #N/A | #N/A | 3.3135 | #N/A | 0 | 0 | 0 | 0 | 0 | 0 | 0 | 0 | 0.2228% | 1 | 50% | 0% | 0% | 0% | 8.2745 | 0 | 0 | 0 | 8.2745 | #N/A
2007-02-24 23:00 | 2 | 24 | 23 | 55.9167 | 1319 | 32 | 3.92 | 1007 | 32 | 548.9822 | 0 | Heating | 73.1976 | #N/A | #N/A | #N/A | #N/A | 548.9822 | #N/A | #N/A | 3.3135 | #N/A | 0 | 0 | 0 | 0 | 0 | 0 | 0 | 0 | 0.244% | 1 | 50% | 0% | 0% | 0% | 8.2745 | 0 | 0 | 0 | 8.2745 | #N/A
2007-02-25 | 2 | 25 | 0 | 55.9584 | 1320 | 32 | 1.04 | 1008 | 32 | 597.3444 | 0 | Heating | 79.6459 | #N/A | #N/A | #N/A | #N/A | 597.3444 | #N/A | #N/A | 3.3135 | #N/A | 0 | 0 | 0 | 0 | 0 | 0 | 0 | 0 | 0.2655% | 1 | 50% | 0% | 0% | 0% | 8.2745 | 0 | 0 | 0 | 8.2745 | #N/A
2007-02-25 01:00 | 2 | 25 | 1 | 56.0001 | 1321 | 30.92 | 1.04 | 1010 | 30.92 | 597.7454 | 0 | Heating | 79.6994 | #N/A | #N/A | #N/A | #N/A | 597.7454 | #N/A | #N/A | 3.2671 | #N/A | 0 | 0 | 0 | 0 | 0 | 0 | 0 | 0 | 0.2657% | 1 | 50% | 0% | 0% | 0% | 8.2745 | 0 | 0 | 0 | 8.2745 | #N/A
2007-02-25 02:00 | 2 | 25 | 2 | 56.0417 | 1322 | 30.92 | -2.92 | 1011 | 30.92 | 636.8251 | 0 | Heating | 84.91 | #N/A | #N/A | #N/A | #N/A | 636.8251 | #N/A | #N/A | 3.2671 | #N/A | 0 | 0 | 0 | 0 | 0 | 0 | 0 | 0 | 0.283% | 1 | 50% | 0% | 0% | 0% | 8.2745 | 0 | 0 | 0 | 8.2745 | #N/A
2007-02-25 03:00 | 2 | 25 | 3 | 56.0834 | 1323 | 28.04 | -9.94 | 1012 | 28.04 | 701.8278 | 0 | Heating | 93.577 | #N/A | #N/A | #N/A | #N/A | 701.8278 | #N/A | #N/A | 3.1545 | #N/A | 0 | 0 | 0 | 0 | 0 | 0 | 0 | 0 | 0.3119% | 1 | 50% | 0% | 0% | 0% | 8.2745 | 0 | 0 | 0 | 8.2745 | #N/A
2007-02-25 04:00 | 2 | 25 | 4 | 56.1251 | 1324 | 24.98 | -9.04 | 1013 | 24.98 | 745.3377 | 0 | Heating | 99.3784 | #N/A | #N/A | #N/A | #N/A | 745.3377 | #N/A | #N/A | 3.0513 | #N/A | 0 | 0 | 0 | 0 | 0 | 0 | 0 | 0 | 0.3313% | 1 | 50% | 0% | 0% | 0% | 8.2745 | 0 | 0 | 0 | 8.2745 | #N/A
2007-02-25 05:00 | 2 | 25 | 5 | 56.1667 | 1325 | 24.98 | -9.94 | 1014 | 24.98 | 784.8285 | 0 | Heating | 104.6438 | #N/A | #N/A | #N/A | #N/A | 784.8285 | #N/A | #N/A | 3.0513 | #N/A | 0 | 0 | 0 | 0 | 0 | 0 | 0 | 0 | 0.3488% | 1 | 50% | 0% | 0% | 0% | 8.2745 | 0 | 0 | 0 | 8.2745 | #N/A
2007-02-25 06:00 | 2 | 25 | 6 | 56.2084 | 1326 | 21.92 | -9.94 | 1016 | 21.92 | 810.1576 | 0 | Heating | 108.021 | #N/A | #N/A | #N/A | #N/A | 810.1576 | #N/A | #N/A | 2.9629 | #N/A | 0 | 0 | 0 | 0 | 0 | 0 | 0 | 0 | 0.3601% | 1 | 50% | 0% | 0% | 0% | 8.2745 | 0 | 0 | 0 | 8.2745 | #N/A
2007-02-25 07:00 | 2 | 25 | 7 | 56.2501 | 1327 | 21.92 | -11.02 | 1017 | 21.92 | 1601.7148 | 0 | Heating | 213.562 | #N/A | #N/A | #N/A | #N/A | 1601.7148 | #N/A | #N/A | 2.9629 | #N/A | 0 | 0 | 0 | 0 | 0 | 0 | 0 | 0 | 0.7119% | 1 | 50% | 0% | 0% | 0% | 8.2745 | 0 | 0 | 0 | 8.2745 | #N/A
2007-02-25 08:00 | 2 | 25 | 8 | 56.2917 | 1328 | 21.92 | -11.02 | 1018 | 21.92 | 1177.9566 | 0 | Heating | 157.0609 | #N/A | #N/A | #N/A | #N/A | 1177.9566 | #N/A | #N/A | 2.9629 | #N/A | 0 | 0 | 0 | 0 | 0 | 0 | 0 | 0 | 0.5235% | 1 | 50% | 0% | 0% | 0% | 8.2745 | 0 | 0 | 0 | 8.2745 | #N/A
2007-02-25 09:00 | 2 | 25 | 9 | 56.3334 | 1329 | 33.08 | -9.94 | 1019 | 33.08 | 639.4942 | 0 | Heating | 85.2659 | #N/A | #N/A | #N/A | #N/A | 639.4942 | #N/A | #N/A | 3.3624 | #N/A | 0 | 0 | 0 | 0 | 0 | 0 | 0 | 0 | 0.2842% | 1 | 50% | 0% | 0% | 0% | 8.2745 | 0 | 0 | 0 | 8.2745 | #N/A
2007-02-25 10:00 | 2 | 25 | 10 | 56.3751 | 1330 | 37.04 | -2.92 | 1019 | 37.04 | 559.8385 | 0 | Heating | 74.6451 | #N/A | #N/A | #N/A | #N/A | 559.8385 | #N/A | #N/A | 3.5637 | #N/A | 0 | 0 | 0 | 0 | 0 | 0 | 0 | 0 | 0.2488% | 1 | 50% | 0% | 0% | 0% | 8.2745 | 0 | 0 | 0 | 8.2745 | #N/A
2007-02-25 11:00 | 2 | 25 | 11 | 56.4167 | 1331 | 37.04 | -0.04 | 1019 | 37.04 | 504.6945 | 0 | Heating | 67.2926 | #N/A | #N/A | #N/A | #N/A | 504.6945 | #N/A | #N/A | 3.5637 | #N/A | 0 | 0 | 0 | 0 | 0 | 0 | 0 | 0 | 0.2243% | 1 | 50% | 0% | 0% | 0% | 8.2745 | 0 | 0 | 0 | 8.2745 | #N/A
2007-02-25 12:00 | 2 | 25 | 12 | 56.4584 | 1332 | 39.02 | 1.94 | 1019 | 39.02 | 457.3031 | 0 | Heating | 60.9737 | #N/A | #N/A | #N/A | #N/A | 457.3031 | #N/A | #N/A | 3.6785 | #N/A | 0 | 0 | 0 | 0 | 0 | 0 | 0 | 0 | 0.2032% | 1 | 50% | 0% | 0% | 0% | 8.2745 | 0 | 0 | 0 | 8.2745 | #N/A
2007-02-25 13:00 | 2 | 25 | 13 | 56.5001 | 1333 | 39.02 | -0.94 | 1019 | 39.02 | 460.9243 | 0 | Heating | 61.4566 | #N/A | #N/A | #N/A | #N/A | 460.9243 | #N/A | #N/A | 3.6785 | #N/A | 0 | 0 | 0 | 0 | 0 | 0 | 0 | 0 | 0.2049% | 1 | 50% | 0% | 0% | 0% | 8.2745 | 0 | 0 | 0 | 8.2745 | #N/A
2007-02-25 14:00 | 2 | 25 | 14 | 56.5417 | 1334 | 39.02 | -0.04 | 1018 | 39.02 | 375.6714 | 0 | Heating | 50.0895 | #N/A | #N/A | #N/A | #N/A | 375.6714 | #N/A | #N/A | 3.6785 | #N/A | 0 | 0 | 0 | 0 | 0 | 0 | 0 | 0 | 0.167% | 1 | 50% | 0% | 0% | 0% | 8.2745 | 0 | 0 | 0 | 8.2745 | #N/A
2007-02-25 15:00 | 2 | 25 | 15 | 56.5834 | 1335 | 39.92 | 1.94 | 1018 | 39.92 | 320.5065 | 0 | Heating | 42.7342 | #N/A | #N/A | #N/A | #N/A | 320.5065 | #N/A | #N/A | 3.7339 | #N/A | 0 | 0 | 0 | 0 | 0 | 0 | 0 | 0 | 0.1424% | 1 | 50% | 0% | 0% | 0% | 8.2745 | 0 | 0 | 0 | 8.2745 | #N/A
2007-02-25 16:00 | 2 | 25 | 16 | 56.6251 | 1336 | 39.02 | 3.02 | 1018 | 39.02 | 300.4931 | 0 | Heating | 40.0657 | #N/A | #N/A | #N/A | #N/A | 300.4931 | #N/A | #N/A | 3.6785 | #N/A | 0 | 0 | 0 | 0 | 0 | 0 | 0 | 0 | 0.1336% | 1 | 50% | 0% | 0% | 0% | 8.2745 | 0 | 0 | 0 | 8.2745 | #N/A
2007-02-25 17:00 | 2 | 25 | 17 | 56.6667 | 1337 | 39.02 | 3.92 | 1018 | 39.02 | 276.4818 | 0 | Heating | 36.8642 | #N/A | #N/A | #N/A | #N/A | 276.4818 | #N/A | #N/A | 3.6785 | #N/A | 0 | 0 | 0 | 0 | 0 | 0 | 0 | 0 | 0.1229% | 1 | 50% | 0% | 0% | 0% | 8.2745 | 0 | 0 | 0 | 8.2745 | #N/A
2007-02-25 18:00 | 2 | 25 | 18 | 56.7084 | 1338 | 37.94 | 3.92 | 1018 | 37.94 | 366.3319 | 0 | Heating | 48.8443 | #N/A | #N/A | #N/A | #N/A | 366.3319 | #N/A | #N/A | 3.6146 | #N/A | 0 | 0 | 0 | 0 | 0 | 0 | 0 | 0 | 0.1628% | 1 | 50% | 0% | 0% | 0% | 8.2745 | 0 | 0 | 0 | 8.2745 | #N/A
2007-02-25 19:00 | 2 | 25 | 19 | 56.7501 | 1339 | 37.04 | 3.92 | 1019 | 37.04 | 468.2613 | 0 | Heating | 62.4348 | #N/A | #N/A | #N/A | #N/A | 468.2613 | #N/A | #N/A | 3.5637 | #N/A | 0 | 0 | 0 | 0 | 0 | 0 | 0 | 0 | 0.2081% | 1 | 50% | 0% | 0% | 0% | 8.2745 | 0 | 0 | 0 | 8.2745 | #N/A
2007-02-25 20:00 | 2 | 25 | 20 | 56.7917 | 1340 | 37.04 | 3.92 | 1019 | 37.04 | 511.0758 | 0 | Heating | 68.1434 | #N/A | #N/A | #N/A | #N/A | 511.0758 | #N/A | #N/A | 3.5637 | #N/A | 0 | 0 | 0 | 0 | 0 | 0 | 0 | 0 | 0.2271% | 1 | 50% | 0% | 0% | 0% | 8.2745 | 0 | 0 | 0 | 8.2745 | #N/A
2007-02-25 21:00 | 2 | 25 | 21 | 56.8334 | 1341 | 35.06 | 3.92 | 1019 | 35.06 | 551.5254 | 0 | Heating | 73.5367 | #N/A | #N/A | #N/A | #N/A | 551.5254 | #N/A | #N/A | 3.4585 | #N/A | 0 | 0 | 0 | 0 | 0 | 0 | 0 | 0 | 0.2451% | 1 | 50% | 0% | 0% | 0% | 8.2745 | 0 | 0 | 0 | 8.2745 | #N/A
2007-02-25 22:00 | 2 | 25 | 22 | 56.8751 | 1342 | 33.08 | 3.92 | 1019 | 33.08 | 599.3319 | 0 | Heating | 79.9109 | #N/A | #N/A | #N/A | #N/A | 599.3319 | #N/A | #N/A | 3.3624 | #N/A | 0 | 0 | 0 | 0 | 0 | 0 | 0 | 0 | 0.2664% | 1 | 50% | 0% | 0% | 0% | 8.2745 | 0 | 0 | 0 | 8.2745 | #N/A
2007-02-25 23:00 | 2 | 25 | 23 | 56.9167 | 1343 | 33.08 | 3.02 | 1020 | 33.08 | 197.476 | 0 | Heating | 26.3301 | #N/A | #N/A | #N/A | #N/A | 197.476 | #N/A | #N/A | 3.3624 | #N/A | 0 | 0 | 0 | 0 | 0 | 0 | 0 | 0 | 0.08777% | 1 | 50% | 0% | 0% | 0% | 8.2745 | 0 | 0 | 0 | 8.2745 | #N/A
2007-02-26 | 2 | 26 | 0 | 56.9584 | 1344 | 33.08 | 3.02 | 1020 | 33.08 | 344.1602 | 0 | Heating | 45.888 | #N/A | #N/A | #N/A | #N/A | 344.1602 | #N/A | #N/A | 3.3624 | #N/A | 0 | 0 | 0 | 0 | 0 | 0 | 0 | 0 | 0.153% | 1 | 50% | 0% | 0% | 0% | 8.2745 | 0 | 0 | 0 | 8.2745 | #N/A
2007-02-26 01:00 | 2 | 26 | 1 | 57.0001 | 1345 | 32 | -0.04 | 1021 | 32 | 416.4764 | 0 | Heating | 55.5302 | #N/A | #N/A | #N/A | #N/A | 416.4764 | #N/A | #N/A | 3.3135 | #N/A | 0 | 0 | 0 | 0 | 0 | 0 | 0 | 0 | 0.1851% | 1 | 50% | 0% | 0% | 0% | 8.2745 | 0 | 0 | 0 | 8.2745 | #N/A
2007-02-26 02:00 | 2 | 26 | 2 | 57.0417 | 1346 | 32 | -0.04 | 1021 | 32 | 482.8192 | 0 | Heating | 64.3759 | #N/A | #N/A | #N/A | #N/A | 482.8192 | #N/A | #N/A | 3.3135 | #N/A | 0 | 0 | 0 | 0 | 0 | 0 | 0 | 0 | 0.2146% | 1 | 50% | 0% | 0% | 0% | 8.2745 | 0 | 0 | 0 | 8.2745 | #N/A
2007-02-26 03:00 | 2 | 26 | 3 | 57.0834 | 1347 | 30.02 | -0.04 | 1020 | 30.02 | 508.5926 | 0 | Heating | 67.8123 | #N/A | #N/A | #N/A | #N/A | 508.5926 | #N/A | #N/A | 3.2302 | #N/A | 0 | 0 | 0 | 0 | 0 | 0 | 0 | 0 | 0.226% | 1 | 50% | 0% | 0% | 0% | 8.2745 | 0 | 0 | 0 | 8.2745 | #N/A
2007-02-26 04:00 | 2 | 26 | 4 | 57.1251 | 1348 | 28.04 | -0.04 | 1020 | 28.04 | 517.9507 | 0 | Heating | 69.0601 | #N/A | #N/A | #N/A | #N/A | 517.9507 | #N/A | #N/A | 3.1545 | #N/A | 0 | 0 | 0 | 0 | 0 | 0 | 0 | 0 | 0.2302% | 1 | 50% | 0% | 0% | 0% | 8.2745 | 0 | 0 | 0 | 8.2745 | #N/A
2007-02-26 05:00 | 2 | 26 | 5 | 57.1667 | 1349 | 28.04 | 6.08 | 1021 | 28.04 | 517.8253 | 0 | Heating | 69.0434 | #N/A | #N/A | #N/A | #N/A | 517.8253 | #N/A | #N/A | 3.1545 | #N/A | 0 | 0 | 0 | 0 | 0 | 0 | 0 | 0 | 0.2301% | 1 | 50% | 0% | 0% | 0% | 8.2745 | 0 | 0 | 0 | 8.2745 | #N/A
2007-02-26 06:00 | 2 | 26 | 6 | 57.2084 | 1350 | 26.06 | 10.94 | 1021 | 26.06 | 491.7446 | 0 | Heating | 65.566 | #N/A | #N/A | #N/A | #N/A | 491.7446 | #N/A | #N/A | 3.0859 | #N/A | 0 | 0 | 0 | 0 | 0 | 0 | 0 | 0 | 0.2186% | 1 | 50% | 0% | 0% | 0% | 8.2745 | 0 | 0 | 0 | 8.2745 | #N/A
2007-02-26 07:00 | 2 | 26 | 7 | 57.2501 | 1351 | 24.98 | 10.94 | 1021 | 24.98 | 1064.6902 | 0 | Heating | 141.9587 | #N/A | #N/A | #N/A | #N/A | 1064.6902 | #N/A | #N/A | 3.0513 | #N/A | 0 | 0 | 0 | 0 | 0 | 0 | 0 | 0 | 0.4732% | 1 | 50% | 0% | 0% | 0% | 8.2745 | 0 | 0 | 0 | 8.2745 | #N/A
2007-02-26 08:00 | 2 | 26 | 8 | 57.2917 | 1352 | 24.98 | 15.08 | 1022 | 24.98 | 726.9103 | 0 | Heating | 96.9214 | #N/A | #N/A | #N/A | #N/A | 726.9103 | #N/A | #N/A | 3.0513 | #N/A | 0 | 0 | 0 | 0 | 0 | 0 | 0 | 0 | 0.3231% | 1 | 50% | 0% | 0% | 0% | 8.2745 | 0 | 0 | 0 | 8.2745 | #N/A
2007-02-26 09:00 | 2 | 26 | 9 | 57.3334 | 1353 | 32 | 14 | 1022 | 32 | 422.336 | 0 | Heating | 56.3115 | #N/A | #N/A | #N/A | #N/A | 422.336 | #N/A | #N/A | 3.3135 | #N/A | 0 | 0 | 0 | 0 | 0 | 0 | 0 | 0 | 0.1877% | 1 | 50% | 0% | 0% | 0% | 8.2745 | 0 | 0 | 0 | 8.2745 | #N/A
2007-02-26 10:00 | 2 | 26 | 10 | 57.3751 | 1354 | 35.96 | 15.08 | 1022 | 35.96 | 313.0437 | 0 | Heating | 41.7392 | #N/A | #N/A | #N/A | #N/A | 313.0437 | #N/A | #N/A | 3.5052 | #N/A | 0 | 0 | 0 | 0 | 0 | 0 | 0 | 0 | 0.1391% | 1 | 50% | 0% | 0% | 0% | 8.2745 | 0 | 0 | 0 | 8.2745 | #N/A
2007-02-26 11:00 | 2 | 26 | 11 | 57.4167 | 1355 | 35.96 | 15.08 | 1022 | 35.96 | 281.0514 | 0 | Heating | 37.4735 | #N/A | #N/A | #N/A | #N/A | 281.0514 | #N/A | #N/A | 3.5052 | #N/A | 0 | 0 | 0 | 0 | 0 | 0 | 0 | 0 | 0.1249% | 1 | 50% | 0% | 0% | 0% | 8.2745 | 0 | 0 | 0 | 8.2745 | #N/A
2007-02-26 12:00 | 2 | 26 | 12 | 57.4584 | 1356 | 41 | 15.08 | 1021 | 41 | 268.7244 | 0 | Heating | 35.8299 | #N/A | #N/A | #N/A | #N/A | 268.7244 | #N/A | #N/A | 3.8033 | #N/A | 0 | 0 | 0 | 0 | 0 | 0 | 0 | 0 | 0.1194% | 1 | 50% | 0% | 0% | 0% | 8.2745 | 0 | 0 | 0 | 8.2745 | #N/A
2007-02-26 13:00 | 2 | 26 | 13 | 57.5001 | 1357 | 44.06 | 17.96 | 1020 | 44.06 | 316.5826 | 0 | Heating | 42.211 | #N/A | #N/A | #N/A | #N/A | 316.5826 | #N/A | #N/A | 4.0174 | #N/A | 0 | 0 | 0 | 0 | 0 | 0 | 0 | 0 | 0.1407% | 1 | 50% | 0% | 0% | 0% | 8.2745 | 0 | 0 | 0 | 8.2745 | #N/A
2007-02-26 14:00 | 2 | 26 | 14 | 57.5417 | 1358 | 44.06 | 14 | 1019 | 44.06 | 217.3901 | 0 | Heating | 28.9853 | #N/A | #N/A | #N/A | #N/A | 217.3901 | #N/A | #N/A | 4.0174 | #N/A | 0 | 0 | 0 | 0 | 0 | 0 | 0 | 0 | 0.09662% | 1 | 50% | 0% | 0% | 0% | 8.2745 | 0 | 0 | 0 | 8.2745 | #N/A
2007-02-26 15:00 | 2 | 26 | 15 | 57.5834 | 1359 | 42.98 | 12.92 | 1018 | 42.98 | 187.3496 | 0 | Heating | 24.9799 | #N/A | #N/A | #N/A | #N/A | 187.3496 | #N/A | #N/A | 3.9388 | #N/A | 0 | 0 | 0 | 0 | 0 | 0 | 0 | 0 | 0.08327% | 1 | 50% | 0% | 0% | 0% | 8.2745 | 0 | 0 | 0 | 8.2745 | #N/A
2007-02-26 16:00 | 2 | 26 | 16 | 57.6251 | 1360 | 42.98 | 10.94 | 1018 | 42.98 | 153.4849 | 0 | Heating | 20.4647 | #N/A | #N/A | #N/A | #N/A | 153.4849 | #N/A | #N/A | 3.9388 | #N/A | 0 | 0 | 0 | 0 | 0 | 0 | 0 | 0 | 0.06822% | 1 | 50% | 0% | 0% | 0% | 8.2745 | 0 | 0 | 0 | 8.2745 | #N/A
2007-02-26 17:00 | 2 | 26 | 17 | 57.6667 | 1361 | 42.98 | 10.04 | 1017 | 42.98 | 126.3127 | 0 | Heating | 16.8417 | #N/A | #N/A | #N/A | #N/A | 126.3127 | #N/A | #N/A | 3.9388 | #N/A | 0 | 0 | 0 | 0 | 0 | 0 | 0 | 0 | 0.05614% | 1 | 50% | 0% | 0% | 0% | 8.2745 | 0 | 0 | 0 | 8.2745 | #N/A
2007-02-26 18:00 | 2 | 26 | 18 | 57.7084 | 1362 | 39.02 | 10.04 | 1017 | 39.02 | 180.0335 | 0 | Heating | 24.0045 | #N/A | #N/A | #N/A | #N/A | 180.0335 | #N/A | #N/A | 3.6785 | #N/A | 0 | 0 | 0 | 0 | 0 | 0 | 0 | 0 | 0.08001% | 1 | 50% | 0% | 0% | 0% | 8.2745 | 0 | 0 | 0 | 8.2745 | #N/A
2007-02-26 19:00 | 2 | 26 | 19 | 57.7501 | 1363 | 39.02 | 8.96 | 1017 | 39.02 | 277.2842 | 0 | Heating | 36.9712 | #N/A | #N/A | #N/A | #N/A | 277.2842 | #N/A | #N/A | 3.6785 | #N/A | 0 | 0 | 0 | 0 | 0 | 0 | 0 | 0 | 0.1232% | 1 | 50% | 0% | 0% | 0% | 8.2745 | 0 | 0 | 0 | 8.2745 | #N/A
2007-02-26 20:00 | 2 | 26 | 20 | 57.7917 | 1364 | 39.02 | 8.06 | 1017 | 39.02 | 336.9859 | 0 | Heating | 44.9315 | #N/A | #N/A | #N/A | #N/A | 336.9859 | #N/A | #N/A | 3.6785 | #N/A | 0 | 0 | 0 | 0 | 0 | 0 | 0 | 0 | 0.1498% | 1 | 50% | 0% | 0% | 0% | 8.2745 | 0 | 0 | 0 | 8.2745 | #N/A
2007-02-26 21:00 | 2 | 26 | 21 | 57.8334 | 1365 | 37.94 | 6.08 | 1017 | 37.94 | 440.4298 | 0 | Heating | 58.724 | #N/A | #N/A | #N/A | #N/A | 440.4298 | #N/A | #N/A | 3.6146 | #N/A | 0 | 0 | 0 | 0 | 0 | 0 | 0 | 0 | 0.1957% | 1 | 50% | 0% | 0% | 0% | 8.2745 | 0 | 0 | 0 | 8.2745 | #N/A
2007-02-26 22:00 | 2 | 26 | 22 | 57.8751 | 1366 | 37.94 | 5 | 1017 | 37.94 | 478.879 | 0 | Heating | 63.8505 | #N/A | #N/A | #N/A | #N/A | 478.879 | #N/A | #N/A | 3.6146 | #N/A | 0 | 0 | 0 | 0 | 0 | 0 | 0 | 0 | 0.2128% | 1 | 50% | 0% | 0% | 0% | 8.2745 | 0 | 0 | 0 | 8.2745 | #N/A
2007-02-26 23:00 | 2 | 26 | 23 | 57.9167 | 1367 | 37.94 | 5 | 1017 | 37.94 | 111.3183 | 0 | Heating | 14.8424 | #N/A | #N/A | #N/A | #N/A | 111.3183 | #N/A | #N/A | 3.6146 | #N/A | 0 | 0 | 0 | 0 | 0 | 0 | 0 | 0 | 0.04947% | 1 | 50% | 0% | 0% | 0% | 8.2745 | 0 | 0 | 0 | 8.2745 | #N/A
2007-02-27 | 2 | 27 | 0 | 57.9584 | 1368 | 35.96 | 6.98 | 1017 | 35.96 | 194.7594 | 0 | Heating | 25.9679 | #N/A | #N/A | #N/A | #N/A | 194.7594 | #N/A | #N/A | 3.5052 | #N/A | 0 | 0 | 0 | 0 | 0 | 0 | 0 | 0 | 0.08656% | 1 | 50% | 0% | 0% | 0% | 8.2745 | 0 | 0 | 0 | 8.2745 | #N/A
2007-02-27 01:00 | 2 | 27 | 1 | 58.0001 | 1369 | 35.6 | 5 | 1017 | 35.6 | 226.897 | 0 | Heating | 30.2529 | #N/A | #N/A | #N/A | #N/A | 226.897 | #N/A | #N/A | 3.4863 | #N/A | 0 | 0 | 0 | 0 | 0 | 0 | 0 | 0 | 0.1008% | 1 | 50% | 0% | 0% | 0% | 8.2745 | 0 | 0 | 0 | 8.2745 | #N/A
2007-02-27 02:00 | 2 | 27 | 2 | 58.0417 | 1370 | 35.06 | 10.04 | 1017 | 35.06 | 233.8886 | 0 | Heating | 31.1851 | #N/A | #N/A | #N/A | #N/A | 233.8886 | #N/A | #N/A | 3.4585 | #N/A | 0 | 0 | 0 | 0 | 0 | 0 | 0 | 0 | 0.104% | 1 | 50% | 0% | 0% | 0% | 8.2745 | 0 | 0 | 0 | 8.2745 | #N/A
2007-02-27 03:00 | 2 | 27 | 3 | 58.0834 | 1371 | 32 | 10.04 | 1017 | 32 | 238.2936 | 0 | Heating | 31.7725 | #N/A | #N/A | #N/A | #N/A | 238.2936 | #N/A | #N/A | 3.3135 | #N/A | 0 | 0 | 0 | 0 | 0 | 0 | 0 | 0 | 0.1059% | 1 | 50% | 0% | 0% | 0% | 8.2745 | 0 | 0 | 0 | 8.2745 | #N/A
2007-02-27 04:00 | 2 | 27 | 4 | 58.1251 | 1372 | 32 | 10.04 | 1017 | 32 | 264.9101 | 0 | Heating | 35.3213 | #N/A | #N/A | #N/A | #N/A | 264.9101 | #N/A | #N/A | 3.3135 | #N/A | 0 | 0 | 0 | 0 | 0 | 0 | 0 | 0 | 0.1177% | 1 | 50% | 0% | 0% | 0% | 8.2745 | 0 | 0 | 0 | 8.2745 | #N/A
2007-02-27 05:00 | 2 | 27 | 5 | 58.1667 | 1373 | 32 | 12.02 | 1017 | 32 | 300.664 | 0 | Heating | 40.0885 | #N/A | #N/A | #N/A | #N/A | 300.664 | #N/A | #N/A | 3.3135 | #N/A | 0 | 0 | 0 | 0 | 0 | 0 | 0 | 0 | 0.1336% | 1 | 50% | 0% | 0% | 0% | 8.2745 | 0 | 0 | 0 | 8.2745 | #N/A
2007-02-27 06:00 | 2 | 27 | 6 | 58.2084 | 1374 | 33.08 | 15.08 | 1017 | 33.08 | 288.9215 | 0 | Heating | 38.5229 | #N/A | #N/A | #N/A | #N/A | 288.9215 | #N/A | #N/A | 3.3624 | #N/A | 0 | 0 | 0 | 0 | 0 | 0 | 0 | 0 | 0.1284% | 1 | 50% | 0% | 0% | 0% | 8.2745 | 0 | 0 | 0 | 8.2745 | #N/A
2007-02-27 07:00 | 2 | 27 | 7 | 58.2501 | 1375 | 33.8 | 15.98 | 1018 | 33.8 | 791.4785 | 0 | Heating | 105.5305 | #N/A | #N/A | #N/A | #N/A | 791.4785 | #N/A | #N/A | 3.3963 | #N/A | 0 | 0 | 0 | 0 | 0 | 0 | 0 | 0 | 0.3518% | 1 | 50% | 0% | 0% | 0% | 8.2745 | 0 | 0 | 0 | 8.2745 | #N/A
2007-02-27 08:00 | 2 | 27 | 8 | 58.2917 | 1376 | 33.08 | 15.98 | 1018 | 33.08 | 530.3604 | 0 | Heating | 70.7147 | #N/A | #N/A | #N/A | #N/A | 530.3604 | #N/A | #N/A | 3.3624 | #N/A | 0 | 0 | 0 | 0 | 0 | 0 | 0 | 0 | 0.2357% | 1 | 50% | 0% | 0% | 0% | 8.2745 | 0 | 0 | 0 | 8.2745 | #N/A
2007-02-27 09:00 | 2 | 27 | 9 | 58.3334 | 1377 | 33.98 | 17.06 | 1018 | 33.98 | 252.3467 | 0 | Heating | 33.6462 | #N/A | #N/A | #N/A | #N/A | 252.3467 | #N/A | #N/A | 3.405 | #N/A | 0 | 0 | 0 | 0 | 0 | 0 | 0 | 0 | 0.1122% | 1 | 50% | 0% | 0% | 0% | 8.2745 | 0 | 0 | 0 | 8.2745 | #N/A
2007-02-27 10:00 | 2 | 27 | 10 | 58.3751 | 1378 | 35.06 | 19.04 | 1018 | 35.06 | 196.0542 | 0 | Heating | 26.1406 | #N/A | #N/A | #N/A | #N/A | 196.0542 | #N/A | #N/A | 3.4585 | #N/A | 0 | 0 | 0 | 0 | 0 | 0 | 0 | 0 | 0.08714% | 1 | 50% | 0% | 0% | 0% | 8.2745 | 0 | 0 | 0 | 8.2745 | #N/A
2007-02-27 11:00 | 2 | 27 | 11 | 58.4167 | 1379 | 35.06 | 19.04 | 1019 | 35.06 | 166.9911 | 0 | Heating | 22.2655 | #N/A | #N/A | #N/A | #N/A | 166.9911 | #N/A | #N/A | 3.4585 | #N/A | 0 | 0 | 0 | 0 | 0 | 0 | 0 | 0 | 0.07422% | 1 | 50% | 0% | 0% | 0% | 8.2745 | 0 | 0 | 0 | 8.2745 | #N/A
2007-02-27 12:00 | 2 | 27 | 12 | 58.4584 | 1380 | 41 | 19.94 | 1018 | 41 | 138.2346 | 0 | Heating | 18.4313 | #N/A | #N/A | #N/A | #N/A | 138.2346 | #N/A | #N/A | 3.8033 | #N/A | 0 | 0 | 0 | 0 | 0 | 0 | 0 | 0 | 0.06144% | 1 | 50% | 0% | 0% | 0% | 8.2745 | 0 | 0 | 0 | 8.2745 | #N/A
2007-02-27 13:00 | 2 | 27 | 13 | 58.5001 | 1381 | 41 | 21.02 | 1018 | 41 | 157.8093 | 0 | Heating | 21.0412 | #N/A | #N/A | #N/A | #N/A | 157.8093 | #N/A | #N/A | 3.8033 | #N/A | 0 | 0 | 0 | 0 | 0 | 0 | 0 | 0 | 0.07014% | 1 | 50% | 0% | 0% | 0% | 8.2745 | 0 | 0 | 0 | 8.2745 | #N/A
2007-02-27 14:00 | 2 | 27 | 14 | 58.5417 | 1382 | 41 | 19.94 | 1017 | 41 | 78.351 | 0 | Heating | 10.4468 | #N/A | #N/A | #N/A | #N/A | 78.351 | #N/A | #N/A | 3.8033 | #N/A | 0 | 0 | 0 | 0 | 0 | 0 | 0 | 0 | 0.03482% | 1 | 50% | 0% | 0% | 0% | 8.2745 | 0 | 0 | 0 | 8.2745 | #N/A
2007-02-27 15:00 | 2 | 27 | 15 | 58.5834 | 1383 | 39.02 | 19.94 | 1016 | 39.02 | 61.5113 | 0 | Heating | 8.2015 | #N/A | #N/A | #N/A | #N/A | 61.5113 | #N/A | #N/A | 3.6785 | #N/A | 0 | 0 | 0 | 0 | 0 | 0 | 0 | 0 | 0.02734% | 1 | 50% | 0% | 0% | 0% | 8.2745 | 0 | 0 | 0 | 8.2745 | #N/A
2007-02-27 16:00 | 2 | 27 | 16 | 58.6251 | 1384 | 37.94 | 19.94 | 1016 | 37.94 | 56.1621 | 0 | Heating | 7.4883 | #N/A | #N/A | #N/A | #N/A | 56.1621 | #N/A | #N/A | 3.6146 | #N/A | 0 | 0 | 0 | 0 | 0 | 0 | 0 | 0 | 0.02496% | 1 | 50% | 0% | 0% | 0% | 8.2745 | 0 | 0 | 0 | 8.2745 | #N/A
2007-02-27 17:00 | 2 | 27 | 17 | 58.6667 | 1385 | 37.94 | 17.96 | 1016 | 37.94 | 40.1404 | 0 | Heating | 5.3521 | #N/A | #N/A | #N/A | #N/A | 40.1404 | #N/A | #N/A | 3.6146 | #N/A | 0 | 0 | 0 | 0 | 0 | 0 | 0 | 0 | 0.01784% | 1 | 50% | 0% | 0% | 0% | 8.2745 | 0 | 0 | 0 | 8.2745 | #N/A
2007-02-27 18:00 | 2 | 27 | 18 | 58.7084 | 1386 | 39.92 | 17.96 | 1016 | 39.92 | 54.6956 | 0 | Heating | 7.2927 | #N/A | #N/A | #N/A | #N/A | 54.6956 | #N/A | #N/A | 3.7339 | #N/A | 0 | 0 | 0 | 0 | 0 | 0 | 0 | 0 | 0.02431% | 1 | 50% | 0% | 0% | 0% | 8.2745 | 0 | 0 | 0 | 8.2745 | #N/A
2007-02-27 19:00 | 2 | 27 | 19 | 58.7501 | 1387 | 37.4 | 17.06 | 1016 | 37.4 | 138.4463 | 0 | Heating | 18.4595 | #N/A | #N/A | #N/A | #N/A | 138.4463 | #N/A | #N/A | 3.5838 | #N/A | 0 | 0 | 0 | 0 | 0 | 0 | 0 | 0 | 0.06153% | 1 | 50% | 0% | 0% | 0% | 8.2745 | 0 | 0 | 0 | 8.2745 | #N/A
2007-02-27 20:00 | 2 | 27 | 20 | 58.7917 | 1388 | 35.96 | 15.98 | 1016 | 35.96 | 196.2607 | 0 | Heating | 26.1681 | #N/A | #N/A | #N/A | #N/A | 196.2607 | #N/A | #N/A | 3.5052 | #N/A | 0 | 0 | 0 | 0 | 0 | 0 | 0 | 0 | 0.08723% | 1 | 50% | 0% | 0% | 0% | 8.2745 | 0 | 0 | 0 | 8.2745 | #N/A
2007-02-27 21:00 | 2 | 27 | 21 | 58.8334 | 1389 | 35.96 | 17.06 | 1017 | 35.96 | 260.0567 | 0 | Heating | 34.6742 | #N/A | #N/A | #N/A | #N/A | 260.0567 | #N/A | #N/A | 3.5052 | #N/A | 0 | 0 | 0 | 0 | 0 | 0 | 0 | 0 | 0.1156% | 1 | 50% | 0% | 0% | 0% | 8.2745 | 0 | 0 | 0 | 8.2745 | #N/A
2007-02-27 22:00 | 2 | 27 | 22 | 58.8751 | 1390 | 35.6 | 17.06 | 1017 | 35.6 | 317.2072 | 0 | Heating | 42.2943 | #N/A | #N/A | #N/A | #N/A | 317.2072 | #N/A | #N/A | 3.4863 | #N/A | 0 | 0 | 0 | 0 | 0 | 0 | 0 | 0 | 0.141% | 1 | 50% | 0% | 0% | 0% | 8.2745 | 0 | 0 | 0 | 8.2745 | #N/A
2007-02-27 23:00 | 2 | 27 | 23 | 58.9167 | 1391 | 35.96 | 15.98 | 1017 | 35.96 | 20.6236 | 0 | Heating | 2.7498 | #N/A | #N/A | #N/A | #N/A | 20.6236 | #N/A | #N/A | 3.5052 | #N/A | 0 | 0 | 0 | 0 | 0 | 0 | 0 | 0 | 0.009166% | 1 | 50% | 0% | 0% | 0% | 8.2745 | 0 | 0 | 0 | 8.2745 | #N/A
2007-02-28 | 2 | 28 | 0 | 58.9584 | 1392 | 35.6 | 15.98 | 1017 | 35.6 | 85.5072 | 0 | Heating | 11.401 | #N/A | #N/A | #N/A | #N/A | 85.5072 | #N/A | #N/A | 3.4863 | #N/A | 0 | 0 | 0 | 0 | 0 | 0 | 0 | 0 | 0.038% | 1 | 50% | 0% | 0% | 0% | 8.2745 | 0 | 0 | 0 | 8.2745 | #N/A
2007-02-28 01:00 | 2 | 28 | 1 | 59.0001 | 1393 | 35.06 | 17.06 | 1017 | 35.06 | 133.2671 | 0 | Heating | 17.7689 | #N/A | #N/A | #N/A | #N/A | 133.2671 | #N/A | #N/A | 3.4585 | #N/A | 0 | 0 | 0 | 0 | 0 | 0 | 0 | 0 | 0.05923% | 1 | 50% | 0% | 0% | 0% | 8.2745 | 0 | 0 | 0 | 8.2745 | #N/A
2007-02-28 02:00 | 2 | 28 | 2 | 59.0417 | 1394 | 35.06 | 19.04 | 1017 | 35.06 | 149.1408 | 0 | Heating | 19.8854 | #N/A | #N/A | #N/A | #N/A | 149.1408 | #N/A | #N/A | 3.4585 | #N/A | 0 | 0 | 0 | 0 | 0 | 0 | 0 | 0 | 0.06628% | 1 | 50% | 0% | 0% | 0% | 8.2745 | 0 | 0 | 0 | 8.2745 | #N/A
2007-02-28 03:00 | 2 | 28 | 3 | 59.0834 | 1395 | 33.8 | 19.04 | 1017 | 33.8 | 155.0648 | 0 | Heating | 20.6753 | #N/A | #N/A | #N/A | #N/A | 155.0648 | #N/A | #N/A | 3.3963 | #N/A | 0 | 0 | 0 | 0 | 0 | 0 | 0 | 0 | 0.06892% | 1 | 50% | 0% | 0% | 0% | 8.2745 | 0 | 0 | 0 | 8.2745 | #N/A
2007-02-28 04:00 | 2 | 28 | 4 | 59.1251 | 1396 | 33.8 | 17.06 | 1016 | 33.8 | 188.9822 | 0 | Heating | 25.1976 | #N/A | #N/A | #N/A | #N/A | 188.9822 | #N/A | #N/A | 3.3963 | #N/A | 0 | 0 | 0 | 0 | 0 | 0 | 0 | 0 | 0.08399% | 1 | 50% | 0% | 0% | 0% | 8.2745 | 0 | 0 | 0 | 8.2745 | #N/A
2007-02-28 05:00 | 2 | 28 | 5 | 59.1667 | 1397 | 33.98 | 19.04 | 1017 | 33.98 | 217.4489 | 0 | Heating | 28.9932 | #N/A | #N/A | #N/A | #N/A | 217.4489 | #N/A | #N/A | 3.405 | #N/A | 0 | 0 | 0 | 0 | 0 | 0 | 0 | 0 | 0.09664% | 1 | 50% | 0% | 0% | 0% | 8.2745 | 0 | 0 | 0 | 8.2745 | #N/A
2007-02-28 06:00 | 2 | 28 | 6 | 59.2084 | 1398 | 35.06 | 17.06 | 1017 | 35.06 | 242.7674 | 0 | Heating | 32.369 | #N/A | #N/A | #N/A | #N/A | 242.7674 | #N/A | #N/A | 3.4585 | #N/A | 0 | 0 | 0 | 0 | 0 | 0 | 0 | 0 | 0.1079% | 1 | 50% | 0% | 0% | 0% | 8.2745 | 0 | 0 | 0 | 8.2745 | #N/A
2007-02-28 07:00 | 2 | 28 | 7 | 59.2501 | 1399 | 35.6 | 17.06 | 1018 | 35.6 | 744.0992 | 0 | Heating | 99.2132 | #N/A | #N/A | #N/A | #N/A | 744.0992 | #N/A | #N/A | 3.4863 | #N/A | 0 | 0 | 0 | 0 | 0 | 0 | 0 | 0 | 0.3307% | 1 | 50% | 0% | 0% | 0% | 8.2745 | 0 | 0 | 0 | 8.2745 | #N/A
2007-02-28 08:00 | 2 | 28 | 8 | 59.2917 | 1400 | 35.96 | 17.06 | 1018 | 35.96 | 469.6541 | 0 | Heating | 62.6206 | #N/A | #N/A | #N/A | #N/A | 469.6541 | #N/A | #N/A | 3.5052 | #N/A | 0 | 0 | 0 | 0 | 0 | 0 | 0 | 0 | 0.2087% | 1 | 50% | 0% | 0% | 0% | 8.2745 | 0 | 0 | 0 | 8.2745 | #N/A
2007-02-28 09:00 | 2 | 28 | 9 | 59.3334 | 1401 | 37.04 | 15.98 | 1019 | 37.04 | 212.8982 | 0 | Heating | 28.3864 | #N/A | #N/A | #N/A | #N/A | 212.8982 | #N/A | #N/A | 3.5637 | #N/A | 0 | 0 | 0 | 0 | 0 | 0 | 0 | 0 | 0.09462% | 1 | 50% | 0% | 0% | 0% | 8.2745 | 0 | 0 | 0 | 8.2745 | #N/A
2007-02-28 10:00 | 2 | 28 | 10 | 59.3751 | 1402 | 37.4 | 12.92 | 1020 | 37.4 | 157.3525 | 0 | Heating | 20.9803 | #N/A | #N/A | #N/A | #N/A | 157.3525 | #N/A | #N/A | 3.5838 | #N/A | 0 | 0 | 0 | 0 | 0 | 0 | 0 | 0 | 0.06993% | 1 | 50% | 0% | 0% | 0% | 8.2745 | 0 | 0 | 0 | 8.2745 | #N/A
2007-02-28 11:00 | 2 | 28 | 11 | 59.4167 | 1403 | 37.94 | 8.96 | 1020 | 37.94 | 145.5855 | 0 | Heating | 19.4114 | #N/A | #N/A | #N/A | #N/A | 145.5855 | #N/A | #N/A | 3.6146 | #N/A | 0 | 0 | 0 | 0 | 0 | 0 | 0 | 0 | 0.0647% | 1 | 50% | 0% | 0% | 0% | 8.2745 | 0 | 0 | 0 | 8.2745 | #N/A
2007-02-28 12:00 | 2 | 28 | 12 | 59.4584 | 1404 | 39.92 | 10.04 | 1020 | 39.92 | 122.2344 | 0 | Heating | 16.2979 | #N/A | #N/A | #N/A | #N/A | 122.2344 | #N/A | #N/A | 3.7339 | #N/A | 0 | 0 | 0 | 0 | 0 | 0 | 0 | 0 | 0.05433% | 1 | 50% | 0% | 0% | 0% | 8.2745 | 0 | 0 | 0 | 8.2745 | #N/A
2007-02-28 13:00 | 2 | 28 | 13 | 59.5001 | 1405 | 41 | 8.96 | 1020 | 41 | 146.451 | 0 | Heating | 19.5268 | #N/A | #N/A | #N/A | #N/A | 146.451 | #N/A | #N/A | 3.8033 | #N/A | 0 | 0 | 0 | 0 | 0 | 0 | 0 | 0 | 0.06509% | 1 | 50% | 0% | 0% | 0% | 8.2745 | 0 | 0 | 0 | 8.2745 | #N/A
2007-02-28 14:00 | 2 | 28 | 14 | 59.5417 | 1406 | 41 | 8.06 | 1019 | 41 | 85.1307 | 0 | Heating | 11.3508 | #N/A | #N/A | #N/A | #N/A | 85.1307 | #N/A | #N/A | 3.8033 | #N/A | 0 | 0 | 0 | 0 | 0 | 0 | 0 | 0 | 0.03784% | 1 | 50% | 0% | 0% | 0% | 8.2745 | 0 | 0 | 0 | 8.2745 | #N/A
2007-02-28 15:00 | 2 | 28 | 15 | 59.5834 | 1407 | 42.8 | 8.06 | 1019 | 42.8 | 77.0497 | 0 | Heating | 10.2733 | #N/A | #N/A | #N/A | #N/A | 77.0497 | #N/A | #N/A | 3.9261 | #N/A | 0 | 0 | 0 | 0 | 0 | 0 | 0 | 0 | 0.03424% | 1 | 50% | 0% | 0% | 0% | 8.2745 | 0 | 0 | 0 | 8.2745 | #N/A
2007-02-28 16:00 | 2 | 28 | 16 | 59.6251 | 1408 | 42.08 | 3.92 | 1019 | 42.08 | 84.4169 | 0 | Heating | 11.2556 | #N/A | #N/A | #N/A | #N/A | 84.4169 | #N/A | #N/A | 3.8759 | #N/A | 0 | 0 | 0 | 0 | 0 | 0 | 0 | 0 | 0.03752% | 1 | 50% | 0% | 0% | 0% | 8.2745 | 0 | 0 | 0 | 8.2745 | #N/A
2007-02-28 17:00 | 2 | 28 | 17 | 59.6667 | 1409 | 42.08 | 1.94 | 1019 | 42.08 | 79.7516 | 0 | Heating | 10.6335 | #N/A | #N/A | #N/A | #N/A | 79.7516 | #N/A | #N/A | 3.8759 | #N/A | 0 | 0 | 0 | 0 | 0 | 0 | 0 | 0 | 0.03545% | 1 | 50% | 0% | 0% | 0% | 8.2745 | 0 | 0 | 0 | 8.2745 | #N/A
2007-02-28 18:00 | 2 | 28 | 18 | 59.7084 | 1410 | 39.2 | 1.94 | 1019 | 39.2 | 125.4343 | 0 | Heating | 16.7246 | #N/A | #N/A | #N/A | #N/A | 125.4343 | #N/A | #N/A | 3.6894 | #N/A | 0 | 0 | 0 | 0 | 0 | 0 | 0 | 0 | 0.05575% | 1 | 50% | 0% | 0% | 0% | 8.2745 | 0 | 0 | 0 | 8.2745 | #N/A
2007-02-28 19:00 | 2 | 28 | 19 | 59.7501 | 1411 | 37.04 | 3.02 | 1019 | 37.04 | 228.1466 | 0 | Heating | 30.4195 | #N/A | #N/A | #N/A | #N/A | 228.1466 | #N/A | #N/A | 3.5637 | #N/A | 0 | 0 | 0 | 0 | 0 | 0 | 0 | 0 | 0.1014% | 1 | 50% | 0% | 0% | 0% | 8.2745 | 0 | 0 | 0 | 8.2745 | #N/A
2007-02-28 20:00 | 2 | 28 | 20 | 59.7917 | 1412 | 35.96 | 5 | 1019 | 35.96 | 277.1403 | 0 | Heating | 36.952 | #N/A | #N/A | #N/A | #N/A | 277.1403 | #N/A | #N/A | 3.5052 | #N/A | 0 | 0 | 0 | 0 | 0 | 0 | 0 | 0 | 0.1232% | 1 | 50% | 0% | 0% | 0% | 8.2745 | 0 | 0 | 0 | 8.2745 | #N/A
2007-02-28 21:00 | 2 | 28 | 21 | 59.8334 | 1413 | 35.42 | 1.94 | 1019 | 35.42 | 364.0793 | 0 | Heating | 48.5439 | #N/A | #N/A | #N/A | #N/A | 364.0793 | #N/A | #N/A | 3.477 | #N/A | 0 | 0 | 0 | 0 | 0 | 0 | 0 | 0 | 0.1618% | 1 | 50% | 0% | 0% | 0% | 8.2745 | 0 | 0 | 0 | 8.2745 | #N/A
2007-02-28 22:00 | 2 | 28 | 22 | 59.8751 | 1414 | 33.98 | 4.46 | 1018 | 33.98 | 424.655 | 0 | Heating | 56.6207 | #N/A | #N/A | #N/A | #N/A | 424.655 | #N/A | #N/A | 3.405 | #N/A | 0 | 0 | 0 | 0 | 0 | 0 | 0 | 0 | 0.1887% | 1 | 50% | 0% | 0% | 0% | 8.2745 | 0 | 0 | 0 | 8.2745 | #N/A
2007-02-28 23:00 | 2 | 28 | 23 | 59.9167 | 1415 | 32.72 | 6.62 | 1018 | 32.72 | 97.6327 | 0 | Heating | 13.0177 | #N/A | #N/A | #N/A | #N/A | 97.6327 | #N/A | #N/A | 3.3458 | #N/A | 0 | 0 | 0 | 0 | 0 | 0 | 0 | 0 | 0.04339% | 1 | 50% | 0% | 0% | 0% | 8.2745 | 0 | 0 | 0 | 8.2745 | #N/A
2007-03-01 | 3 | 1 | 0 | 59.9584 | 1416 | 31.1 | 8.96 | 1017 | 31.1 | 165.8268 | 0 | Heating | 22.1102 | #N/A | #N/A | #N/A | #N/A | 165.8268 | #N/A | #N/A | 3.2747 | #N/A | 0 | 0 | 0 | 0 | 0 | 0 | 0 | 0 | 0.0737% | 1 | 50% | 0% | 0% | 0% | 8.2745 | 0 | 0 | 0 | 8.2745 | #N/A
2007-03-01 01:00 | 3 | 1 | 1 | 60.0001 | 1417 | 29.3 | 11.3 | 1013 | 29.3 | 201.8115 | 0 | Heating | 26.9082 | #N/A | #N/A | #N/A | #N/A | 201.8115 | #N/A | #N/A | 3.2018 | #N/A | 0 | 0 | 0 | 0 | 0 | 0 | 0 | 0 | 0.08969% | 1 | 50% | 0% | 0% | 0% | 8.2745 | 0 | 0 | 0 | 8.2745 | #N/A
2007-03-01 02:00 | 3 | 1 | 2 | 60.0417 | 1418 | 28.76 | 13.64 | 1013 | 28.76 | 223.8365 | 0 | Heating | 29.8449 | #N/A | #N/A | #N/A | #N/A | 223.8365 | #N/A | #N/A | 3.1812 | #N/A | 0 | 0 | 0 | 0 | 0 | 0 | 0 | 0 | 0.09948% | 1 | 50% | 0% | 0% | 0% | 8.2745 | 0 | 0 | 0 | 8.2745 | #N/A
2007-03-01 03:00 | 3 | 1 | 3 | 60.0834 | 1419 | 26.96 | 15.8 | 1013 | 26.96 | 244.0293 | 0 | Heating | 32.5372 | #N/A | #N/A | #N/A | #N/A | 244.0293 | #N/A | #N/A | 3.1163 | #N/A | 0 | 0 | 0 | 0 | 0 | 0 | 0 | 0 | 0.1085% | 1 | 50% | 0% | 0% | 0% | 8.2745 | 0 | 0 | 0 | 8.2745 | #N/A
2007-03-01 04:00 | 3 | 1 | 4 | 60.1251 | 1420 | 25.16 | 17.96 | 1013 | 25.16 | 261.4303 | 0 | Heating | 34.8574 | #N/A | #N/A | #N/A | #N/A | 261.4303 | #N/A | #N/A | 3.0569 | #N/A | 0 | 0 | 0 | 0 | 0 | 0 | 0 | 0 | 0.1162% | 1 | 50% | 0% | 0% | 0% | 8.2745 | 0 | 0 | 0 | 8.2745 | #N/A
2007-03-01 05:00 | 3 | 1 | 5 | 60.1667 | 1421 | 23.72 | 17.96 | 1013 | 23.72 | 279.3141 | 0 | Heating | 37.2419 | #N/A | #N/A | #N/A | #N/A | 279.3141 | #N/A | #N/A | 3.0132 | #N/A | 0 | 0 | 0 | 0 | 0 | 0 | 0 | 0 | 0.1241% | 1 | 50% | 0% | 0% | 0% | 8.2745 | 0 | 0 | 0 | 8.2745 | #N/A
2007-03-01 06:00 | 3 | 1 | 6 | 60.2084 | 1422 | 22.46 | 17.96 | 1013 | 22.46 | 278.2632 | 0 | Heating | 37.1018 | #N/A | #N/A | #N/A | #N/A | 278.2632 | #N/A | #N/A | 2.9775 | #N/A | 0 | 0 | 0 | 0 | 0 | 0 | 0 | 0 | 0.1237% | 1 | 50% | 0% | 0% | 0% | 8.2745 | 0 | 0 | 0 | 8.2745 | #N/A
2007-03-01 07:00 | 3 | 1 | 7 | 60.2501 | 1423 | 21.92 | 14 | 1013 | 21.92 | 745.9012 | 0 | Heating | 99.4535 | #N/A | #N/A | #N/A | #N/A | 745.9012 | #N/A | #N/A | 2.9629 | #N/A | 0 | 0 | 0 | 0 | 0 | 0 | 0 | 0 | 0.3315% | 1 | 50% | 0% | 0% | 0% | 8.2745 | 0 | 0 | 0 | 8.2745 | #N/A
2007-03-01 08:00 | 3 | 1 | 8 | 60.2917 | 1424 | 21.92 | 12.02 | 1013 | 21.92 | 510.3511 | 0 | Heating | 68.0468 | #N/A | #N/A | #N/A | #N/A | 510.3511 | #N/A | #N/A | 2.9629 | #N/A | 0 | 0 | 0 | 0 | 0 | 0 | 0 | 0 | 0.2268% | 1 | 50% | 0% | 0% | 0% | 8.2745 | 0 | 0 | 0 | 8.2745 | #N/A
2007-03-01 09:00 | 3 | 1 | 9 | 60.3334 | 1425 | 23 | 14 | 1013 | 23 | 248.4253 | 0 | Heating | 33.1234 | #N/A | #N/A | #N/A | #N/A | 248.4253 | #N/A | #N/A | 2.9925 | #N/A | 0 | 0 | 0 | 0 | 0 | 0 | 0 | 0 | 0.1104% | 1 | 50% | 0% | 0% | 0% | 8.2745 | 0 | 0 | 0 | 8.2745 | #N/A
2007-03-01 10:00 | 3 | 1 | 10 | 60.3751 | 1426 | 24.08 | 15.08 | 1013 | 24.08 | 164.4458 | 0 | Heating | 21.9261 | #N/A | #N/A | #N/A | #N/A | 164.4458 | #N/A | #N/A | 3.0238 | #N/A | 0 | 0 | 0 | 0 | 0 | 0 | 0 | 0 | 0.07309% | 1 | 50% | 0% | 0% | 0% | 8.2745 | 0 | 0 | 0 | 8.2745 | #N/A
2007-03-01 11:00 | 3 | 1 | 11 | 60.4167 | 1427 | 24.08 | 15.08 | 1013 | 24.08 | 143.1006 | 0 | Heating | 19.0801 | #N/A | #N/A | #N/A | #N/A | 143.1006 | #N/A | #N/A | 3.0238 | #N/A | 0 | 0 | 0 | 0 | 0 | 0 | 0 | 0 | 0.0636% | 1 | 50% | 0% | 0% | 0% | 8.2745 | 0 | 0 | 0 | 8.2745 | #N/A
2007-03-01 12:00 | 3 | 1 | 12 | 60.4584 | 1428 | 28.04 | 14 | 1011 | 28.04 | 118.7361 | 0 | Heating | 15.8315 | #N/A | #N/A | #N/A | #N/A | 118.7361 | #N/A | #N/A | 3.1545 | #N/A | 0 | 0 | 0 | 0 | 0 | 0 | 0 | 0 | 0.05277% | 1 | 50% | 0% | 0% | 0% | 8.2745 | 0 | 0 | 0 | 8.2745 | #N/A
2007-03-01 13:00 | 3 | 1 | 13 | 60.5001 | 1429 | 30.02 | 12.02 | 1010 | 30.02 | 135.5484 | 0 | Heating | 18.0731 | #N/A | #N/A | #N/A | #N/A | 135.5484 | #N/A | #N/A | 3.2302 | #N/A | 0 | 0 | 0 | 0 | 0 | 0 | 0 | 0 | 0.06024% | 1 | 50% | 0% | 0% | 0% | 8.2745 | 0 | 0 | 0 | 8.2745 | #N/A
2007-03-01 14:00 | 3 | 1 | 14 | 60.5417 | 1430 | 30.02 | 12.92 | 1008 | 30.02 | 49.2784 | 0 | Heating | 6.5704 | #N/A | #N/A | #N/A | #N/A | 49.2784 | #N/A | #N/A | 3.2302 | #N/A | 0 | 0 | 0 | 0 | 0 | 0 | 0 | 0 | 0.0219% | 1 | 50% | 0% | 0% | 0% | 8.2745 | 0 | 0 | 0 | 8.2745 | #N/A
2007-03-01 15:00 | 3 | 1 | 15 | 60.5834 | 1431 | 33.98 | 14 | 1007 | 33.98 | 28.7548 | 0 | Heating | 3.834 | #N/A | #N/A | #N/A | #N/A | 28.7548 | #N/A | #N/A | 3.405 | #N/A | 0 | 0 | 0 | 0 | 0 | 0 | 0 | 0 | 0.01278% | 1 | 50% | 0% | 0% | 0% | 8.2745 | 0 | 0 | 0 | 8.2745 | #N/A
2007-03-01 16:00 | 3 | 1 | 16 | 60.6251 | 1432 | 35.06 | 15.08 | 1006 | 35.06 | 19.4458 | 0 | Heating | 2.5928 | #N/A | #N/A | #N/A | #N/A | 19.4458 | #N/A | #N/A | 3.4585 | #N/A | 0 | 0 | 0 | 0 | 0 | 0 | 0 | 0 | 0.008643% | 1 | 50% | 0% | 0% | 0% | 8.2745 | 0 | 0 | 0 | 8.2745 | #N/A
2007-03-01 17:00 | 3 | 1 | 17 | 60.6667 | 1433 | 35.06 | 15.98 | 1005 | 35.06 | 8.5993 | 0 | Heating | 1.1466 | #N/A | #N/A | #N/A | #N/A | 8.5993 | #N/A | #N/A | 3.4585 | #N/A | 0 | 0 | 0 | 0 | 0 | 0 | 0 | 0 | 0.003822% | 1 | 50% | 0% | 0% | 0% | 8.2745 | 0 | 0 | 0 | 8.2745 | #N/A
2007-03-01 18:00 | 3 | 1 | 18 | 60.7084 | 1434 | 30.92 | 17.06 | 1004 | 30.92 | 16.1231 | 0 | Heating | 2.1497 | #N/A | #N/A | #N/A | #N/A | 16.1231 | #N/A | #N/A | 3.2671 | #N/A | 0 | 0 | 0 | 0 | 0 | 0 | 0 | 0 | 0.007166% | 1 | 50% | 0% | 0% | 0% | 8.2745 | 0 | 0 | 0 | 8.2745 | #N/A
2007-03-01 19:00 | 3 | 1 | 19 | 60.7501 | 1435 | 26.06 | 17.96 | 1004 | 26.06 | 52.9823 | 0 | Heating | 7.0643 | #N/A | #N/A | #N/A | #N/A | 52.9823 | #N/A | #N/A | 3.0859 | #N/A | 0 | 0 | 0 | 0 | 0 | 0 | 0 | 0 | 0.02355% | 1 | 50% | 0% | 0% | 0% | 8.2745 | 0 | 0 | 0 | 8.2745 | #N/A
2007-03-01 20:00 | 3 | 1 | 20 | 60.7917 | 1436 | 26.06 | 17.06 | 1003 | 26.06 | 72.8547 | 0 | Heating | 9.714 | #N/A | #N/A | #N/A | #N/A | 72.8547 | #N/A | #N/A | 3.0859 | #N/A | 0 | 0 | 0 | 0 | 0 | 0 | 0 | 0 | 0.03238% | 1 | 50% | 0% | 0% | 0% | 8.2745 | 0 | 0 | 0 | 8.2745 | #N/A
2007-03-01 21:00 | 3 | 1 | 21 | 60.8334 | 1437 | 26.06 | 15.98 | 1002 | 26.06 | 99.7249 | 0 | Heating | 13.2967 | #N/A | #N/A | #N/A | #N/A | 99.7249 | #N/A | #N/A | 3.0859 | #N/A | 0 | 0 | 0 | 0 | 0 | 0 | 0 | 0 | 0.04432% | 1 | 50% | 0% | 0% | 0% | 8.2745 | 0 | 0 | 0 | 8.2745 | #N/A
2007-03-01 22:00 | 3 | 1 | 22 | 60.8751 | 1438 | 21.92 | 17.06 | 1000 | 21.92 | 141.3975 | 0 | Heating | 18.853 | #N/A | #N/A | #N/A | #N/A | 141.3975 | #N/A | #N/A | 2.9629 | #N/A | 0 | 0 | 0 | 0 | 0 | 0 | 0 | 0 | 0.06284% | 1 | 50% | 0% | 0% | 0% | 8.2745 | 0 | 0 | 0 | 8.2745 | #N/A
2007-03-01 23:00 | 3 | 1 | 23 | 60.9167 | 1439 | 21.92 | 15.98 | 1000 | 21.92 | 0.087462 | 0 | Heating | 0.011662 | #N/A | #N/A | #N/A | #N/A | 0.087462 | #N/A | #N/A | 2.9629 | #N/A | 0 | 0 | 0 | 0 | 0 | 0 | 0 | 0 | 3.887e-05% | 1 | 50% | 0% | 0% | 0% | 8.2745 | 0 | 0 | 0 | 8.2745 | #N/A
2007-03-02 | 3 | 2 | 0 | 60.9584 | 1440 | 24.98 | 15.98 | 1001 | 24.98 | 2.2984 | 0 | Heating | 0.30645 | #N/A | #N/A | #N/A | #N/A | 2.2984 | #N/A | #N/A | 3.0513 | #N/A | 0 | 0 | 0 | 0 | 0 | 0 | 0 | 0 | 0.001021% | 1 | 50% | 0% | 0% | 0% | 8.2745 | 0 | 0 | 0 | 8.2745 | #N/A
2007-03-02 01:00 | 3 | 2 | 1 | 61.0001 | 1441 | 26.06 | 17.06 | 1001 | 26.06 | 7.9262 | 0 | Heating | 1.0568 | #N/A | #N/A | #N/A | #N/A | 7.9262 | #N/A | #N/A | 3.0859 | #N/A | 0 | 0 | 0 | 0 | 0 | 0 | 0 | 0 | 0.003523% | 1 | 50% | 0% | 0% | 0% | 8.2745 | 0 | 0 | 0 | 8.2745 | #N/A
2007-03-02 02:00 | 3 | 2 | 2 | 61.0418 | 1442 | 26.06 | 15.98 | 1000 | 26.06 | 11.3312 | 0 | Heating | 1.5108 | #N/A | #N/A | #N/A | #N/A | 11.3312 | #N/A | #N/A | 3.0859 | #N/A | 0 | 0 | 0 | 0 | 0 | 0 | 0 | 0 | 0.005036% | 1 | 50% | 0% | 0% | 0% | 8.2745 | 0 | 0 | 0 | 8.2745 | #N/A
2007-03-02 03:00 | 3 | 2 | 3 | 61.0834 | 1443 | 28.04 | 15.08 | 999 | 28.04 | 13.1642 | 0 | Heating | 1.7552 | #N/A | #N/A | #N/A | #N/A | 13.1642 | #N/A | #N/A | 3.1545 | #N/A | 0 | 0 | 0 | 0 | 0 | 0 | 0 | 0 | 0.005851% | 1 | 50% | 0% | 0% | 0% | 8.2745 | 0 | 0 | 0 | 8.2745 | #N/A
2007-03-02 04:00 | 3 | 2 | 4 | 61.1251 | 1444 | 30.02 | 14 | 999 | 30.02 | 15.7114 | 0 | Heating | 2.0948 | #N/A | #N/A | #N/A | #N/A | 15.7114 | #N/A | #N/A | 3.2302 | #N/A | 0 | 0 | 0 | 0 | 0 | 0 | 0 | 0 | 0.006983% | 1 | 50% | 0% | 0% | 0% | 8.2745 | 0 | 0 | 0 | 8.2745 | #N/A
2007-03-02 05:00 | 3 | 2 | 5 | 61.1668 | 1445 | 30.02 | 12.92 | 998 | 30.02 | 18.346 | 0 | Heating | 2.4461 | #N/A | #N/A | #N/A | #N/A | 18.346 | #N/A | #N/A | 3.2302 | #N/A | 0 | 0 | 0 | 0 | 0 | 0 | 0 | 0 | 0.008154% | 1 | 50% | 0% | 0% | 0% | 8.2745 | 0 | 0 | 0 | 8.2745 | #N/A
2007-03-02 06:00 | 3 | 2 | 6 | 61.2084 | 1446 | 30.02 | 12.02 | 997 | 30.02 | 18.5488 | 0 | Heating | 2.4732 | #N/A | #N/A | #N/A | #N/A | 18.5488 | #N/A | #N/A | 3.2302 | #N/A | 0 | 0 | 0 | 0 | 0 | 0 | 0 | 0 | 0.008244% | 1 | 50% | 0% | 0% | 0% | 8.2745 | 0 | 0 | 0 | 8.2745 | #N/A
2007-03-02 07:00 | 3 | 2 | 7 | 61.2501 | 1447 | 30.92 | 12.02 | 996 | 30.92 | 472.8044 | 0 | Heating | 63.0406 | #N/A | #N/A | #N/A | #N/A | 472.8044 | #N/A | #N/A | 3.2671 | #N/A | 0 | 0 | 0 | 0 | 0 | 0 | 0 | 0 | 0.2101% | 1 | 50% | 0% | 0% | 0% | 8.2745 | 0 | 0 | 0 | 8.2745 | #N/A
2007-03-02 08:00 | 3 | 2 | 8 | 61.2918 | 1448 | 30.92 | 12.92 | 996 | 30.92 | 214.4997 | 0 | Heating | 28.6 | #N/A | #N/A | #N/A | #N/A | 214.4997 | #N/A | #N/A | 3.2671 | #N/A | 0 | 0 | 0 | 0 | 0 | 0 | 0 | 0 | 0.09533% | 1 | 50% | 0% | 0% | 0% | 8.2745 | 0 | 0 | 0 | 8.2745 | #N/A
2007-03-02 09:00 | 3 | 2 | 9 | 61.3334 | 1449 | 33.08 | 12.92 | 995 | 33.08 | 93.4139 | 0 | Heating | 12.4552 | #N/A | #N/A | #N/A | #N/A | 93.4139 | #N/A | #N/A | 3.3624 | #N/A | 0 | 0 | 0 | 0 | 0 | 0 | 0 | 0 | 0.04152% | 1 | 50% | 0% | 0% | 0% | 8.2745 | 0 | 0 | 0 | 8.2745 | #N/A
2007-03-02 10:00 | 3 | 2 | 10 | 61.3751 | 1450 | 35.06 | 15.08 | 995 | 35.06 | 67.7033 | 0 | Heating | 9.0271 | #N/A | #N/A | #N/A | #N/A | 67.7033 | #N/A | #N/A | 3.4585 | #N/A | 0 | 0 | 0 | 0 | 0 | 0 | 0 | 0 | 0.03009% | 1 | 50% | 0% | 0% | 0% | 8.2745 | 0 | 0 | 0 | 8.2745 | #N/A
2007-03-02 11:00 | 3 | 2 | 11 | 61.4168 | 1451 | 35.06 | 15.98 | 995 | 35.06 | 66.8732 | 0 | Heating | 8.9164 | #N/A | #N/A | #N/A | #N/A | 66.8732 | #N/A | #N/A | 3.4585 | #N/A | 0 | 0 | 0 | 0 | 0 | 0 | 0 | 0 | 0.02972% | 1 | 50% | 0% | 0% | 0% | 8.2745 | 0 | 0 | 0 | 8.2745 | #N/A
2007-03-02 12:00 | 3 | 2 | 12 | 61.4584 | 1452 | 37.94 | 15.98 | 994 | 37.94 | 46.8515 | 0 | Heating | 6.2469 | #N/A | #N/A | #N/A | #N/A | 46.8515 | #N/A | #N/A | 3.6146 | #N/A | 0 | 0 | 0 | 0 | 0 | 0 | 0 | 0 | 0.02082% | 1 | 50% | 0% | 0% | 0% | 8.2745 | 0 | 0 | 0 | 8.2745 | #N/A
2007-03-02 13:00 | 3 | 2 | 13 | 61.5001 | 1453 | 35.6 | 17.06 | 993 | 35.6 | 22.8455 | 0 | Heating | 3.0461 | #N/A | #N/A | #N/A | #N/A | 22.8455 | #N/A | #N/A | 3.4863 | #N/A | 0 | 0 | 0 | 0 | 0 | 0 | 0 | 0 | 0.01015% | 1 | 50% | 0% | 0% | 0% | 8.2745 | 0 | 0 | 0 | 8.2745 | #N/A
2007-03-02 14:00 | 3 | 2 | 14 | 61.5418 | 1454 | 33.98 | 19.04 | 992 | 33.98 | 8.7352 | 0 | Heating | 1.1647 | #N/A | #N/A | #N/A | #N/A | 8.7352 | #N/A | #N/A | 3.405 | #N/A | 0 | 0 | 0 | 0 | 0 | 0 | 0 | 0 | 0.003882% | 1 | 50% | 0% | 0% | 0% | 8.2745 | 0 | 0 | 0 | 8.2745 | #N/A
2007-03-02 15:00 | 3 | 2 | 15 | 61.5834 | 1455 | 33.08 | 19.04 | 991 | 33.08 | 22.4638 | 0 | Heating | 2.9952 | #N/A | #N/A | #N/A | #N/A | 22.4638 | #N/A | #N/A | 3.3624 | #N/A | 0 | 0 | 0 | 0 | 0 | 0 | 0 | 0 | 0.009984% | 1 | 50% | 0% | 0% | 0% | 8.2745 | 0 | 0 | 0 | 8.2745 | #N/A
2007-03-02 16:00 | 3 | 2 | 16 | 61.6251 | 1456 | 30.92 | 21.92 | 991 | 30.92 | 19.3274 | 0 | Heating | 2.577 | #N/A | #N/A | #N/A | #N/A | 19.3274 | #N/A | #N/A | 3.2671 | #N/A | 0 | 0 | 0 | 0 | 0 | 0 | 0 | 0 | 0.00859% | 1 | 50% | 0% | 0% | 0% | 8.2745 | 0 | 0 | 0 | 8.2745 | #N/A
2007-03-02 17:00 | 3 | 2 | 17 | 61.6668 | 1457 | 30.92 | 26.96 | 991 | 30.92 | 8.8674 | 0 | Heating | 1.1823 | #N/A | #N/A | #N/A | #N/A | 8.8674 | #N/A | #N/A | 3.2671 | #N/A | 0 | 0 | 0 | 0 | 0 | 0 | 0 | 0 | 0.003941% | 1 | 50% | 0% | 0% | 0% | 8.2745 | 0 | 0 | 0 | 8.2745 | #N/A
2007-03-02 18:00 | 3 | 2 | 18 | 61.7084 | 1458 | 24.08 | 26.06 | 992 | 24.08 | 21.7506 | 0 | Heating | 2.9001 | #N/A | #N/A | #N/A | #N/A | 21.7506 | #N/A | #N/A | 3.0238 | #N/A | 0 | 0 | 0 | 0 | 0 | 0 | 0 | 0 | 0.009667% | 1 | 50% | 0% | 0% | 0% | 8.2745 | 0 | 0 | 0 | 8.2745 | #N/A
2007-03-02 19:00 | 3 | 2 | 19 | 61.7501 | 1459 | 21.92 | 26.06 | 993 | 21.92 | 0 | 0 | Cooling | 0 | #N/A | #N/A | #N/A | #N/A | 0 | 0 | 0 | 0 | 0 | 0 | #N/A | #N/A | 88 | 36.92 | 7.2712 | #N/A | 0 | 0% | 1 | 50% | 0% | 0% | 0% | 8.2745 | 0 | 0 | 0 | 8.2745 | #N/A
2007-03-02 20:00 | 3 | 2 | 20 | 61.7918 | 1460 | 21.92 | 26.96 | 993 | 21.92 | 0 | 0 | Cooling | 0 | #N/A | #N/A | #N/A | #N/A | 0 | 0 | 0 | 0 | 0 | 0 | #N/A | #N/A | 88 | 36.92 | 7.2712 | #N/A | 0 | 0% | 1 | 50% | 0% | 0% | 0% | 8.2745 | 0 | 0 | 0 | 8.2745 | #N/A
2007-03-02 21:00 | 3 | 2 | 21 | 61.8334 | 1461 | 19.94 | 26.96 | 994 | 19.94 | 0 | 0 | Cooling | 0 | #N/A | #N/A | #N/A | #N/A | 0 | 0 | 0 | 0 | 0 | 0 | #N/A | #N/A | 88 | 34.94 | 7.4065 | #N/A | 0 | 0% | 1 | 50% | 0% | 0% | 0% | 8.2745 | 0 | 0 | 0 | 8.2745 | #N/A
2007-03-02 22:00 | 3 | 2 | 22 | 61.8751 | 1462 | 19.04 | 26.96 | 995 | 19.04 | 0.42955 | 0 | Heating | 0.057274 | #N/A | #N/A | #N/A | #N/A | 0.42955 | #N/A | #N/A | 2.8915 | #N/A | 0 | 0 | 0 | 0 | 0 | 0 | 0 | 0 | 0.0001909% | 1 | 50% | 0% | 0% | 0% | 8.2745 | 0 | 0 | 0 | 8.2745 | #N/A
2007-03-02 23:00 | 3 | 2 | 23 | 61.9168 | 1463 | 19.04 | 26.06 | 995 | 19.04 | 2.9586 | 0 | Heating | 0.39448 | #N/A | #N/A | #N/A | #N/A | 2.9586 | #N/A | #N/A | 2.8915 | #N/A | 0 | 0 | 0 | 0 | 0 | 0 | 0 | 0 | 0.001315% | 1 | 50% | 0% | 0% | 0% | 8.2745 | 0 | 0 | 0 | 8.2745 | #N/A
2007-03-03 | 3 | 3 | 0 | 61.9584 | 1464 | 15.08 | 26.96 | 995 | 15.08 | 6.2294 | 0 | Heating | 0.83059 | #N/A | #N/A | #N/A | #N/A | 6.2294 | #N/A | #N/A | 2.8087 | #N/A | 0 | 0 | 0 | 0 | 0 | 0 | 0 | 0 | 0.002769% | 1 | 50% | 0% | 0% | 0% | 8.2745 | 0 | 0 | 0 | 8.2745 | #N/A
2007-03-03 01:00 | 3 | 3 | 1 | 62.0001 | 1465 | 12.92 | 28.04 | 995 | 12.92 | 8.4962 | 0 | Heating | 1.1328 | #N/A | #N/A | #N/A | #N/A | 8.4962 | #N/A | #N/A | 2.7697 | #N/A | 0 | 0 | 0 | 0 | 0 | 0 | 0 | 0 | 0.003776% | 1 | 50% | 0% | 0% | 0% | 8.2745 | 0 | 0 | 0 | 8.2745 | #N/A
2007-03-03 02:00 | 3 | 3 | 2 | 62.0418 | 1466 | 12.92 | 28.04 | 996 | 12.92 | 11.5468 | 0 | Heating | 1.5396 | #N/A | #N/A | #N/A | #N/A | 11.5468 | #N/A | #N/A | 2.7697 | #N/A | 0 | 0 | 0 | 0 | 0 | 0 | 0 | 0 | 0.005132% | 1 | 50% | 0% | 0% | 0% | 8.2745 | 0 | 0 | 0 | 8.2745 | #N/A
2007-03-03 03:00 | 3 | 3 | 3 | 62.0834 | 1467 | 10.04 | 15.98 | 995 | 10.04 | 13.9843 | 0 | Heating | 1.8646 | #N/A | #N/A | #N/A | #N/A | 13.9843 | #N/A | #N/A | 2.723 | #N/A | 0 | 0 | 0 | 0 | 0 | 0 | 0 | 0 | 0.006215% | 1 | 50% | 0% | 0% | 0% | 8.2745 | 0 | 0 | 0 | 8.2745 | #N/A
2007-03-03 04:00 | 3 | 3 | 4 | 62.1251 | 1468 | 8.96 | 17.96 | 995 | 8.96 | 15.8029 | 0 | Heating | 2.1071 | #N/A | #N/A | #N/A | #N/A | 15.8029 | #N/A | #N/A | 2.7067 | #N/A | 0 | 0 | 0 | 0 | 0 | 0 | 0 | 0 | 0.007024% | 1 | 50% | 0% | 0% | 0% | 8.2745 | 0 | 0 | 0 | 8.2745 | #N/A
2007-03-03 05:00 | 3 | 3 | 5 | 62.1668 | 1469 | 8.96 | 19.04 | 996 | 8.96 | 24.0043 | 0 | Heating | 3.2006 | #N/A | #N/A | #N/A | #N/A | 24.0043 | #N/A | #N/A | 2.7067 | #N/A | 0 | 0 | 0 | 0 | 0 | 0 | 0 | 0 | 0.01067% | 1 | 50% | 0% | 0% | 0% | 8.2745 | 0 | 0 | 0 | 8.2745 | #N/A
2007-03-03 06:00 | 3 | 3 | 6 | 62.2084 | 1470 | 8.06 | 19.04 | 996 | 8.06 | 44.371 | 0 | Heating | 5.9161 | #N/A | #N/A | #N/A | #N/A | 44.371 | #N/A | #N/A | 2.6935 | #N/A | 0 | 0 | 0 | 0 | 0 | 0 | 0 | 0 | 0.01972% | 1 | 50% | 0% | 0% | 0% | 8.2745 | 0 | 0 | 0 | 8.2745 | #N/A
2007-03-03 07:00 | 3 | 3 | 7 | 62.2501 | 1471 | 5 | 17.96 | 996 | 5 | 45.1574 | 0 | Heating | 6.021 | #N/A | #N/A | #N/A | #N/A | 45.1574 | #N/A | #N/A | 2.6507 | #N/A | 0 | 0 | 0 | 0 | 0 | 0 | 0 | 0 | 0.02007% | 1 | 50% | 0% | 0% | 0% | 8.2745 | 0 | 0 | 0 | 8.2745 | #N/A
2007-03-03 08:00 | 3 | 3 | 8 | 62.2918 | 1472 | 5 | 19.04 | 996 | 5 | 24.9145 | 0 | Heating | 3.3219 | #N/A | #N/A | #N/A | #N/A | 24.9145 | #N/A | #N/A | 2.6507 | #N/A | 0 | 0 | 0 | 0 | 0 | 0 | 0 | 0 | 0.01107% | 1 | 50% | 0% | 0% | 0% | 8.2745 | 0 | 0 | 0 | 8.2745 | #N/A
2007-03-03 09:00 | 3 | 3 | 9 | 62.3334 | 1473 | 12.02 | 21.02 | 997 | 12.02 | 12.5242 | 0 | Heating | 1.6699 | #N/A | #N/A | #N/A | #N/A | 12.5242 | #N/A | #N/A | 2.7546 | #N/A | 0 | 0 | 0 | 0 | 0 | 0 | 0 | 0 | 0.005566% | 1 | 50% | 0% | 0% | 0% | 8.2745 | 0 | 0 | 0 | 8.2745 | #N/A
2007-03-03 10:00 | 3 | 3 | 10 | 62.3751 | 1474 | 14 | 19.04 | 997 | 14 | 11.7407 | 0 | Heating | 1.5654 | #N/A | #N/A | #N/A | #N/A | 11.7407 | #N/A | #N/A | 2.7888 | #N/A | 0 | 0 | 0 | 0 | 0 | 0 | 0 | 0 | 0.005218% | 1 | 50% | 0% | 0% | 0% | 8.2745 | 0 | 0 | 0 | 8.2745 | #N/A
2007-03-03 11:00 | 3 | 3 | 11 | 62.4168 | 1475 | 14 | 21.92 | 997 | 14 | 10.7795 | 0 | Heating | 1.4373 | #N/A | #N/A | #N/A | #N/A | 10.7795 | #N/A | #N/A | 2.7888 | #N/A | 0 | 0 | 0 | 0 | 0 | 0 | 0 | 0 | 0.004791% | 1 | 50% | 0% | 0% | 0% | 8.2745 | 0 | 0 | 0 | 8.2745 | #N/A
2007-03-03 12:00 | 3 | 3 | 12 | 62.4584 | 1476 | 17.06 | 21.92 | 997 | 17.06 | 9.1121 | 0 | Heating | 1.2149 | #N/A | #N/A | #N/A | #N/A | 9.1121 | #N/A | #N/A | 2.8481 | #N/A | 0 | 0 | 0 | 0 | 0 | 0 | 0 | 0 | 0.00405% | 1 | 50% | 0% | 0% | 0% | 8.2745 | 0 | 0 | 0 | 8.2745 | #N/A
2007-03-03 13:00 | 3 | 3 | 13 | 62.5001 | 1477 | 19.04 | 19.94 | 997 | 19.04 | 9.2894 | 0 | Heating | 1.2386 | #N/A | #N/A | #N/A | #N/A | 9.2894 | #N/A | #N/A | 2.8915 | #N/A | 0 | 0 | 0 | 0 | 0 | 0 | 0 | 0 | 0.004129% | 1 | 50% | 0% | 0% | 0% | 8.2745 | 0 | 0 | 0 | 8.2745 | #N/A
2007-03-03 14:00 | 3 | 3 | 14 | 62.5418 | 1478 | 19.04 | 17.96 | 997 | 19.04 | 9.8823 | 0 | Heating | 1.3176 | #N/A | #N/A | #N/A | #N/A | 9.8823 | #N/A | #N/A | 2.8915 | #N/A | 0 | 0 | 0 | 0 | 0 | 0 | 0 | 0 | 0.004392% | 1 | 50% | 0% | 0% | 0% | 8.2745 | 0 | 0 | 0 | 8.2745 | #N/A
2007-03-03 15:00 | 3 | 3 | 15 | 62.5834 | 1479 | 24.08 | 17.96 | 997 | 24.08 | 12.6196 | 0 | Heating | 1.6826 | #N/A | #N/A | #N/A | #N/A | 12.6196 | #N/A | #N/A | 3.0238 | #N/A | 0 | 0 | 0 | 0 | 0 | 0 | 0 | 0 | 0.005609% | 1 | 50% | 0% | 0% | 0% | 8.2745 | 0 | 0 | 0 | 8.2745 | #N/A
2007-03-03 16:00 | 3 | 3 | 16 | 62.6251 | 1480 | 24.08 | 15.98 | 998 | 24.08 | 24.9818 | 0 | Heating | 3.3309 | #N/A | #N/A | #N/A | #N/A | 24.9818 | #N/A | #N/A | 3.0238 | #N/A | 0 | 0 | 0 | 0 | 0 | 0 | 0 | 0 | 0.0111% | 1 | 50% | 0% | 0% | 0% | 8.2745 | 0 | 0 | 0 | 8.2745 | #N/A
2007-03-03 17:00 | 3 | 3 | 17 | 62.6668 | 1481 | 24.08 | 17.06 | 999 | 24.08 | 34.7574 | 0 | Heating | 4.6343 | #N/A | #N/A | #N/A | #N/A | 34.7574 | #N/A | #N/A | 3.0238 | #N/A | 0 | 0 | 0 | 0 | 0 | 0 | 0 | 0 | 0.01545% | 1 | 50% | 0% | 0% | 0% | 8.2745 | 0 | 0 | 0 | 8.2745 | #N/A
2007-03-03 18:00 | 3 | 3 | 18 | 62.7084 | 1482 | 21.02 | 15.08 | 999 | 21.02 | 57.8829 | 0 | Heating | 7.7177 | #N/A | #N/A | #N/A | #N/A | 57.8829 | #N/A | #N/A | 2.9394 | #N/A | 0 | 0 | 0 | 0 | 0 | 0 | 0 | 0 | 0.02573% | 1 | 50% | 0% | 0% | 0% | 8.2745 | 0 | 0 | 0 | 8.2745 | #N/A
2007-03-03 19:00 | 3 | 3 | 19 | 62.7501 | 1483 | 21.02 | 10.94 | 1000 | 21.02 | 97.3129 | 0 | Heating | 12.975 | #N/A | #N/A | #N/A | #N/A | 97.3129 | #N/A | #N/A | 2.9394 | #N/A | 0 | 0 | 0 | 0 | 0 | 0 | 0 | 0 | 0.04325% | 1 | 50% | 0% | 0% | 0% | 8.2745 | 0 | 0 | 0 | 8.2745 | #N/A
2007-03-03 20:00 | 3 | 3 | 20 | 62.7918 | 1484 | 21.02 | 10.94 | 1001 | 21.02 | 161.9066 | 0 | Heating | 21.5875 | #N/A | #N/A | #N/A | #N/A | 161.9066 | #N/A | #N/A | 2.9394 | #N/A | 0 | 0 | 0 | 0 | 0 | 0 | 0 | 0 | 0.07196% | 1 | 50% | 0% | 0% | 0% | 8.2745 | 0 | 0 | 0 | 8.2745 | #N/A
2007-03-03 21:00 | 3 | 3 | 21 | 62.8334 | 1485 | 17.06 | 10.04 | 1002 | 17.06 | 212.2294 | 0 | Heating | 28.2973 | #N/A | #N/A | #N/A | #N/A | 212.2294 | #N/A | #N/A | 2.8481 | #N/A | 0 | 0 | 0 | 0 | 0 | 0 | 0 | 0 | 0.09432% | 1 | 50% | 0% | 0% | 0% | 8.2745 | 0 | 0 | 0 | 8.2745 | #N/A
2007-03-03 22:00 | 3 | 3 | 22 | 62.8751 | 1486 | 15.08 | 12.02 | 1002 | 15.08 | 271.2179 | 0 | Heating | 36.1624 | #N/A | #N/A | #N/A | #N/A | 271.2179 | #N/A | #N/A | 2.8087 | #N/A | 0 | 0 | 0 | 0 | 0 | 0 | 0 | 0 | 0.1205% | 1 | 50% | 0% | 0% | 0% | 8.2745 | 0 | 0 | 0 | 8.2745 | #N/A
2007-03-03 23:00 | 3 | 3 | 23 | 62.9168 | 1487 | 15.08 | 10.04 | 1002 | 15.08 | 326.8461 | 0 | Heating | 43.5795 | #N/A | #N/A | #N/A | #N/A | 326.8461 | #N/A | #N/A | 2.8087 | #N/A | 0 | 0 | 0 | 0 | 0 | 0 | 0 | 0 | 0.1453% | 1 | 50% | 0% | 0% | 0% | 8.2745 | 0 | 0 | 0 | 8.2745 | #N/A
2007-03-04 | 3 | 4 | 0 | 62.9584 | 1488 | 12.02 | 6.98 | 1003 | 12.02 | 380.4676 | 0 | Heating | 50.729 | #N/A | #N/A | #N/A | #N/A | 380.4676 | #N/A | #N/A | 2.7546 | #N/A | 0 | 0 | 0 | 0 | 0 | 0 | 0 | 0 | 0.1691% | 1 | 50% | 0% | 0% | 0% | 8.2745 | 0 | 0 | 0 | 8.2745 | #N/A
2007-03-04 01:00 | 3 | 4 | 1 | 63.0001 | 1489 | 8.96 | 8.96 | 1003 | 8.96 | 403.5614 | 0 | Heating | 53.8082 | #N/A | #N/A | #N/A | #N/A | 403.5614 | #N/A | #N/A | 2.7067 | #N/A | 0 | 0 | 0 | 0 | 0 | 0 | 0 | 0 | 0.1794% | 1 | 50% | 0% | 0% | 0% | 8.2745 | 0 | 0 | 0 | 8.2745 | #N/A
2007-03-04 02:00 | 3 | 4 | 2 | 63.0418 | 1490 | 8.96 | 12.02 | 1003 | 8.96 | 428.9741 | 0 | Heating | 57.1965 | #N/A | #N/A | #N/A | #N/A | 428.9741 | #N/A | #N/A | 2.7067 | #N/A | 0 | 0 | 0 | 0 | 0 | 0 | 0 | 0 | 0.1907% | 1 | 50% | 0% | 0% | 0% | 8.2745 | 0 | 0 | 0 | 8.2745 | #N/A
2007-03-04 03:00 | 3 | 4 | 3 | 63.0834 | 1491 | 10.04 | 14 | 1003 | 10.04 | 451.9638 | 0 | Heating | 60.2618 | #N/A | #N/A | #N/A | #N/A | 451.9638 | #N/A | #N/A | 2.723 | #N/A | 0 | 0 | 0 | 0 | 0 | 0 | 0 | 0 | 0.2009% | 1 | 50% | 0% | 0% | 0% | 8.2745 | 0 | 0 | 0 | 8.2745 | #N/A
2007-03-04 04:00 | 3 | 4 | 4 | 63.1251 | 1492 | 10.04 | 12.92 | 1003 | 10.04 | 469.077 | 0 | Heating | 62.5436 | #N/A | #N/A | #N/A | #N/A | 469.077 | #N/A | #N/A | 2.723 | #N/A | 0 | 0 | 0 | 0 | 0 | 0 | 0 | 0 | 0.2085% | 1 | 50% | 0% | 0% | 0% | 8.2745 | 0 | 0 | 0 | 8.2745 | #N/A
2007-03-04 05:00 | 3 | 4 | 5 | 63.1668 | 1493 | 10.04 | 12.92 | 1005 | 10.04 | 491.1433 | 0 | Heating | 65.4858 | #N/A | #N/A | #N/A | #N/A | 491.1433 | #N/A | #N/A | 2.723 | #N/A | 0 | 0 | 0 | 0 | 0 | 0 | 0 | 0 | 0.2183% | 1 | 50% | 0% | 0% | 0% | 8.2745 | 0 | 0 | 0 | 8.2745 | #N/A
2007-03-04 06:00 | 3 | 4 | 6 | 63.2084 | 1494 | 10.04 | 8.06 | 1005 | 10.04 | 527.7122 | 0 | Heating | 70.3616 | #N/A | #N/A | #N/A | #N/A | 527.7122 | #N/A | #N/A | 2.723 | #N/A | 0 | 0 | 0 | 0 | 0 | 0 | 0 | 0 | 0.2345% | 1 | 50% | 0% | 0% | 0% | 8.2745 | 0 | 0 | 0 | 8.2745 | #N/A
2007-03-04 07:00 | 3 | 4 | 7 | 63.2501 | 1495 | 10.04 | 6.08 | 1006 | 10.04 | 1051.5922 | 0 | Heating | 140.2123 | #N/A | #N/A | #N/A | #N/A | 1051.5922 | #N/A | #N/A | 2.723 | #N/A | 0 | 0 | 0 | 0 | 0 | 0 | 0 | 0 | 0.4674% | 1 | 50% | 0% | 0% | 0% | 8.2745 | 0 | 0 | 0 | 8.2745 | #N/A
2007-03-04 08:00 | 3 | 4 | 8 | 63.2918 | 1496 | 10.04 | 6.98 | 1006 | 10.04 | 743.5471 | 0 | Heating | 99.1396 | #N/A | #N/A | #N/A | #N/A | 743.5471 | #N/A | #N/A | 2.723 | #N/A | 0 | 0 | 0 | 0 | 0 | 0 | 0 | 0 | 0.3305% | 1 | 50% | 0% | 0% | 0% | 8.2745 | 0 | 0 | 0 | 8.2745 | #N/A
2007-03-04 09:00 | 3 | 4 | 9 | 63.3334 | 1497 | 17.06 | 3.92 | 1007 | 17.06 | 477.1099 | 0 | Heating | 63.6146 | #N/A | #N/A | #N/A | #N/A | 477.1099 | #N/A | #N/A | 2.8481 | #N/A | 0 | 0 | 0 | 0 | 0 | 0 | 0 | 0 | 0.212% | 1 | 50% | 0% | 0% | 0% | 8.2745 | 0 | 0 | 0 | 8.2745 | #N/A
2007-03-04 10:00 | 3 | 4 | 10 | 63.3751 | 1498 | 23 | 3.92 | 1008 | 23 | 427.1609 | 0 | Heating | 56.9548 | #N/A | #N/A | #N/A | #N/A | 427.1609 | #N/A | #N/A | 2.9925 | #N/A | 0 | 0 | 0 | 0 | 0 | 0 | 0 | 0 | 0.1898% | 1 | 50% | 0% | 0% | 0% | 8.2745 | 0 | 0 | 0 | 8.2745 | #N/A
2007-03-04 11:00 | 3 | 4 | 11 | 63.4168 | 1499 | 23 | 6.98 | 1008 | 23 | 371.3563 | 0 | Heating | 49.5142 | #N/A | #N/A | #N/A | #N/A | 371.3563 | #N/A | #N/A | 2.9925 | #N/A | 0 | 0 | 0 | 0 | 0 | 0 | 0 | 0 | 0.165% | 1 | 50% | 0% | 0% | 0% | 8.2745 | 0 | 0 | 0 | 8.2745 | #N/A
2007-03-04 12:00 | 3 | 4 | 12 | 63.4584 | 1500 | 32 | 5 | 1008 | 32 | 337.6334 | 0 | Heating | 45.0178 | #N/A | #N/A | #N/A | #N/A | 337.6334 | #N/A | #N/A | 3.3135 | #N/A | 0 | 0 | 0 | 0 | 0 | 0 | 0 | 0 | 0.1501% | 1 | 50% | 0% | 0% | 0% | 8.2745 | 0 | 0 | 0 | 8.2745 | #N/A
2007-03-04 13:00 | 3 | 4 | 13 | 63.5001 | 1501 | 33.08 | 6.98 | 1008 | 33.08 | 367.194 | 0 | Heating | 48.9592 | #N/A | #N/A | #N/A | #N/A | 367.194 | #N/A | #N/A | 3.3624 | #N/A | 0 | 0 | 0 | 0 | 0 | 0 | 0 | 0 | 0.1632% | 1 | 50% | 0% | 0% | 0% | 8.2745 | 0 | 0 | 0 | 8.2745 | #N/A
2007-03-04 14:00 | 3 | 4 | 14 | 63.5418 | 1502 | 33.08 | 8.06 | 1008 | 33.08 | 260.8378 | 0 | Heating | 34.7784 | #N/A | #N/A | #N/A | #N/A | 260.8378 | #N/A | #N/A | 3.3624 | #N/A | 0 | 0 | 0 | 0 | 0 | 0 | 0 | 0 | 0.1159% | 1 | 50% | 0% | 0% | 0% | 8.2745 | 0 | 0 | 0 | 8.2745 | #N/A
2007-03-04 15:00 | 3 | 4 | 15 | 63.5834 | 1503 | 37.04 | 8.06 | 1008 | 37.04 | 231.3263 | 0 | Heating | 30.8435 | #N/A | #N/A | #N/A | #N/A | 231.3263 | #N/A | #N/A | 3.5637 | #N/A | 0 | 0 | 0 | 0 | 0 | 0 | 0 | 0 | 0.1028% | 1 | 50% | 0% | 0% | 0% | 8.2745 | 0 | 0 | 0 | 8.2745 | #N/A
2007-03-04 16:00 | 3 | 4 | 16 | 63.6251 | 1504 | 37.04 | 8.06 | 1008 | 37.04 | 232.2691 | 0 | Heating | 30.9692 | #N/A | #N/A | #N/A | #N/A | 232.2691 | #N/A | #N/A | 3.5637 | #N/A | 0 | 0 | 0 | 0 | 0 | 0 | 0 | 0 | 0.1032% | 1 | 50% | 0% | 0% | 0% | 8.2745 | 0 | 0 | 0 | 8.2745 | #N/A
2007-03-04 17:00 | 3 | 4 | 17 | 63.6668 | 1505 | 37.04 | 8.06 | 1009 | 37.04 | 223.8003 | 0 | Heating | 29.84 | #N/A | #N/A | #N/A | #N/A | 223.8003 | #N/A | #N/A | 3.5637 | #N/A | 0 | 0 | 0 | 0 | 0 | 0 | 0 | 0 | 0.09947% | 1 | 50% | 0% | 0% | 0% | 8.2745 | 0 | 0 | 0 | 8.2745 | #N/A
2007-03-04 18:00 | 3 | 4 | 18 | 63.7084 | 1506 | 35.96 | 6.98 | 1009 | 35.96 | 289.6303 | 0 | Heating | 38.6174 | #N/A | #N/A | #N/A | #N/A | 289.6303 | #N/A | #N/A | 3.5052 | #N/A | 0 | 0 | 0 | 0 | 0 | 0 | 0 | 0 | 0.1287% | 1 | 50% | 0% | 0% | 0% | 8.2745 | 0 | 0 | 0 | 8.2745 | #N/A
2007-03-04 19:00 | 3 | 4 | 19 | 63.7501 | 1507 | 35.06 | 6.98 | 1010 | 35.06 | 387.4738 | 0 | Heating | 51.6632 | #N/A | #N/A | #N/A | #N/A | 387.4738 | #N/A | #N/A | 3.4585 | #N/A | 0 | 0 | 0 | 0 | 0 | 0 | 0 | 0 | 0.1722% | 1 | 50% | 0% | 0% | 0% | 8.2745 | 0 | 0 | 0 | 8.2745 | #N/A
2007-03-04 20:00 | 3 | 4 | 20 | 63.7918 | 1508 | 35.06 | 8.06 | 1010 | 35.06 | 408.5667 | 0 | Heating | 54.4756 | #N/A | #N/A | #N/A | #N/A | 408.5667 | #N/A | #N/A | 3.4585 | #N/A | 0 | 0 | 0 | 0 | 0 | 0 | 0 | 0 | 0.1816% | 1 | 50% | 0% | 0% | 0% | 8.2745 | 0 | 0 | 0 | 8.2745 | #N/A
2007-03-04 21:00 | 3 | 4 | 21 | 63.8334 | 1509 | 33.98 | 8.06 | 1010 | 33.98 | 476.9217 | 0 | Heating | 63.5896 | #N/A | #N/A | #N/A | #N/A | 476.9217 | #N/A | #N/A | 3.405 | #N/A | 0 | 0 | 0 | 0 | 0 | 0 | 0 | 0 | 0.212% | 1 | 50% | 0% | 0% | 0% | 8.2745 | 0 | 0 | 0 | 8.2745 | #N/A
2007-03-04 22:00 | 3 | 4 | 22 | 63.8751 | 1510 | 33.98 | 10.04 | 1011 | 33.98 | 489.8627 | 0 | Heating | 65.315 | #N/A | #N/A | #N/A | #N/A | 489.8627 | #N/A | #N/A | 3.405 | #N/A | 0 | 0 | 0 | 0 | 0 | 0 | 0 | 0 | 0.2177% | 1 | 50% | 0% | 0% | 0% | 8.2745 | 0 | 0 | 0 | 8.2745 | #N/A
2007-03-04 23:00 | 3 | 4 | 23 | 63.9168 | 1511 | 33.98 | 12.02 | 1011 | 33.98 | 126.5795 | 0 | Heating | 16.8773 | #N/A | #N/A | #N/A | #N/A | 126.5795 | #N/A | #N/A | 3.405 | #N/A | 0 | 0 | 0 | 0 | 0 | 0 | 0 | 0 | 0.05626% | 1 | 50% | 0% | 0% | 0% | 8.2745 | 0 | 0 | 0 | 8.2745 | #N/A
2007-03-05 | 3 | 5 | 0 | 63.9584 | 1512 | 33.98 | 14 | 1012 | 33.98 | 244.4385 | 0 | Heating | 32.5918 | #N/A | #N/A | #N/A | #N/A | 244.4385 | #N/A | #N/A | 3.405 | #N/A | 0 | 0 | 0 | 0 | 0 | 0 | 0 | 0 | 0.1086% | 1 | 50% | 0% | 0% | 0% | 8.2745 | 0 | 0 | 0 | 8.2745 | #N/A
2007-03-05 01:00 | 3 | 5 | 1 | 64.0001 | 1513 | 33.98 | 12.02 | 1012 | 33.98 | 321.2932 | 0 | Heating | 42.8391 | #N/A | #N/A | #N/A | #N/A | 321.2932 | #N/A | #N/A | 3.405 | #N/A | 0 | 0 | 0 | 0 | 0 | 0 | 0 | 0 | 0.1428% | 1 | 50% | 0% | 0% | 0% | 8.2745 | 0 | 0 | 0 | 8.2745 | #N/A
2007-03-05 02:00 | 3 | 5 | 2 | 64.0418 | 1514 | 33.98 | 12.02 | 1013 | 33.98 | 387.742 | 0 | Heating | 51.6989 | #N/A | #N/A | #N/A | #N/A | 387.742 | #N/A | #N/A | 3.405 | #N/A | 0 | 0 | 0 | 0 | 0 | 0 | 0 | 0 | 0.1723% | 1 | 50% | 0% | 0% | 0% | 8.2745 | 0 | 0 | 0 | 8.2745 | #N/A
2007-03-05 03:00 | 3 | 5 | 3 | 64.0834 | 1515 | 35.06 | 12.92 | 1013 | 35.06 | 400.3766 | 0 | Heating | 53.3835 | #N/A | #N/A | #N/A | #N/A | 400.3766 | #N/A | #N/A | 3.4585 | #N/A | 0 | 0 | 0 | 0 | 0 | 0 | 0 | 0 | 0.1779% | 1 | 50% | 0% | 0% | 0% | 8.2745 | 0 | 0 | 0 | 8.2745 | #N/A
2007-03-05 04:00 | 3 | 5 | 4 | 64.1251 | 1516 | 35.06 | 14 | 1014 | 35.06 | 397.0395 | 0 | Heating | 52.9386 | #N/A | #N/A | #N/A | #N/A | 397.0395 | #N/A | #N/A | 3.4585 | #N/A | 0 | 0 | 0 | 0 | 0 | 0 | 0 | 0 | 0.1765% | 1 | 50% | 0% | 0% | 0% | 8.2745 | 0 | 0 | 0 | 8.2745 | #N/A
2007-03-05 05:00 | 3 | 5 | 5 | 64.1668 | 1517 | 35.06 | 14 | 1014 | 35.06 | 409.3515 | 0 | Heating | 54.5802 | #N/A | #N/A | #N/A | #N/A | 409.3515 | #N/A | #N/A | 3.4585 | #N/A | 0 | 0 | 0 | 0 | 0 | 0 | 0 | 0 | 0.1819% | 1 | 50% | 0% | 0% | 0% | 8.2745 | 0 | 0 | 0 | 8.2745 | #N/A
2007-03-05 06:00 | 3 | 5 | 6 | 64.2084 | 1518 | 35.6 | 14 | 1015 | 35.6 | 420.3173 | 0 | Heating | 56.0423 | #N/A | #N/A | #N/A | #N/A | 420.3173 | #N/A | #N/A | 3.4863 | #N/A | 0 | 0 | 0 | 0 | 0 | 0 | 0 | 0 | 0.1868% | 1 | 50% | 0% | 0% | 0% | 8.2745 | 0 | 0 | 0 | 8.2745 | #N/A
2007-03-05 07:00 | 3 | 5 | 7 | 64.2501 | 1519 | 37.04 | 14 | 1016 | 37.04 | 894.7022 | 0 | Heating | 119.2936 | #N/A | #N/A | #N/A | #N/A | 894.7022 | #N/A | #N/A | 3.5637 | #N/A | 0 | 0 | 0 | 0 | 0 | 0 | 0 | 0 | 0.3976% | 1 | 50% | 0% | 0% | 0% | 8.2745 | 0 | 0 | 0 | 8.2745 | #N/A
2007-03-05 08:00 | 3 | 5 | 8 | 64.2918 | 1520 | 37.04 | 12.02 | 1017 | 37.04 | 668.8535 | 0 | Heating | 89.1805 | #N/A | #N/A | #N/A | #N/A | 668.8535 | #N/A | #N/A | 3.5637 | #N/A | 0 | 0 | 0 | 0 | 0 | 0 | 0 | 0 | 0.2973% | 1 | 50% | 0% | 0% | 0% | 8.2745 | 0 | 0 | 0 | 8.2745 | #N/A
2007-03-05 09:00 | 3 | 5 | 9 | 64.3334 | 1521 | 39.02 | 14 | 1017 | 39.02 | 404.1152 | 0 | Heating | 53.882 | #N/A | #N/A | #N/A | #N/A | 404.1152 | #N/A | #N/A | 3.6785 | #N/A | 0 | 0 | 0 | 0 | 0 | 0 | 0 | 0 | 0.1796% | 1 | 50% | 0% | 0% | 0% | 8.2745 | 0 | 0 | 0 | 8.2745 | #N/A
2007-03-05 10:00 | 3 | 5 | 10 | 64.3751 | 1522 | 42.08 | 14 | 1018 | 42.08 | 303.055 | 0 | Heating | 40.4073 | #N/A | #N/A | #N/A | #N/A | 303.055 | #N/A | #N/A | 3.8759 | #N/A | 0 | 0 | 0 | 0 | 0 | 0 | 0 | 0 | 0.1347% | 1 | 50% | 0% | 0% | 0% | 8.2745 | 0 | 0 | 0 | 8.2745 | #N/A
2007-03-05 11:00 | 3 | 5 | 11 | 64.4168 | 1523 | 42.08 | 12.92 | 1018 | 42.08 | 291.381 | 0 | Heating | 38.8508 | #N/A | #N/A | #N/A | #N/A | 291.381 | #N/A | #N/A | 3.8759 | #N/A | 0 | 0 | 0 | 0 | 0 | 0 | 0 | 0 | 0.1295% | 1 | 50% | 0% | 0% | 0% | 8.2745 | 0 | 0 | 0 | 8.2745 | #N/A
2007-03-05 12:00 | 3 | 5 | 12 | 64.4584 | 1524 | 42.98 | 12.92 | 1018 | 42.98 | 244.2749 | 0 | Heating | 32.57 | #N/A | #N/A | #N/A | #N/A | 244.2749 | #N/A | #N/A | 3.9388 | #N/A | 0 | 0 | 0 | 0 | 0 | 0 | 0 | 0 | 0.1086% | 1 | 50% | 0% | 0% | 0% | 8.2745 | 0 | 0 | 0 | 8.2745 | #N/A
2007-03-05 13:00 | 3 | 5 | 13 | 64.5001 | 1525 | 44.06 | 10.04 | 1017 | 44.06 | 244.869 | 0 | Heating | 32.6492 | #N/A | #N/A | #N/A | #N/A | 244.869 | #N/A | #N/A | 4.0174 | #N/A | 0 | 0 | 0 | 0 | 0 | 0 | 0 | 0 | 0.1088% | 1 | 50% | 0% | 0% | 0% | 8.2745 | 0 | 0 | 0 | 8.2745 | #N/A
2007-03-05 14:00 | 3 | 5 | 14 | 64.5418 | 1526 | 44.06 | 8.06 | 1017 | 44.06 | 190.2281 | 0 | Heating | 25.3637 | #N/A | #N/A | #N/A | #N/A | 190.2281 | #N/A | #N/A | 4.0174 | #N/A | 0 | 0 | 0 | 0 | 0 | 0 | 0 | 0 | 0.08455% | 1 | 50% | 0% | 0% | 0% | 8.2745 | 0 | 0 | 0 | 8.2745 | #N/A
2007-03-05 15:00 | 3 | 5 | 15 | 64.5834 | 1527 | 48.02 | 8.96 | 1017 | 48.02 | 133.8237 | 0 | Heating | 17.8432 | #N/A | #N/A | #N/A | #N/A | 133.8237 | #N/A | #N/A | 4.3357 | #N/A | 0 | 0 | 0 | 0 | 0 | 0 | 0 | 0 | 0.05948% | 1 | 50% | 0% | 0% | 0% | 8.2745 | 0 | 0 | 0 | 8.2745 | #N/A
2007-03-05 16:00 | 3 | 5 | 16 | 64.6251 | 1528 | 48.02 | 8.06 | 1017 | 48.02 | 124.4521 | 0 | Heating | 16.5936 | #N/A | #N/A | #N/A | #N/A | 124.4521 | #N/A | #N/A | 4.3357 | #N/A | 0 | 0 | 0 | 0 | 0 | 0 | 0 | 0 | 0.05531% | 1 | 50% | 0% | 0% | 0% | 8.2745 | 0 | 0 | 0 | 8.2745 | #N/A
2007-03-05 17:00 | 3 | 5 | 17 | 64.6668 | 1529 | 48.02 | 3.92 | 1017 | 48.02 | 112.7182 | 0 | Heating | 15.0291 | #N/A | #N/A | #N/A | #N/A | 112.7182 | #N/A | #N/A | 4.3357 | #N/A | 0 | 0 | 0 | 0 | 0 | 0 | 0 | 0 | 0.0501% | 1 | 50% | 0% | 0% | 0% | 8.2745 | 0 | 0 | 0 | 8.2745 | #N/A
2007-03-05 18:00 | 3 | 5 | 18 | 64.7084 | 1530 | 46.94 | 3.02 | 1017 | 46.94 | 192.876 | 0 | Heating | 25.7168 | #N/A | #N/A | #N/A | #N/A | 192.876 | #N/A | #N/A | 4.2441 | #N/A | 0 | 0 | 0 | 0 | 0 | 0 | 0 | 0 | 0.08572% | 1 | 50% | 0% | 0% | 0% | 8.2745 | 0 | 0 | 0 | 8.2745 | #N/A
2007-03-05 19:00 | 3 | 5 | 19 | 64.7501 | 1531 | 48.92 | 3.02 | 1018 | 48.92 | 323.5218 | 0 | Heating | 43.1362 | #N/A | #N/A | #N/A | #N/A | 323.5218 | #N/A | #N/A | 4.4149 | #N/A | 0 | 0 | 0 | 0 | 0 | 0 | 0 | 0 | 0.1438% | 1 | 50% | 0% | 0% | 0% | 8.2745 | 0 | 0 | 0 | 8.2745 | #N/A
2007-03-05 20:00 | 3 | 5 | 20 | 64.7918 | 1532 | 48.92 | 1.94 | 1018 | 48.92 | 374.8381 | 0 | Heating | 49.9784 | #N/A | #N/A | #N/A | #N/A | 374.8381 | #N/A | #N/A | 4.4149 | #N/A | 0 | 0 | 0 | 0 | 0 | 0 | 0 | 0 | 0.1666% | 1 | 50% | 0% | 0% | 0% | 8.2745 | 0 | 0 | 0 | 8.2745 | #N/A
2007-03-05 21:00 | 3 | 5 | 21 | 64.8334 | 1533 | 48.92 | 1.94 | 1018 | 48.92 | 467.098 | 0 | Heating | 62.2797 | #N/A | #N/A | #N/A | #N/A | 467.098 | #N/A | #N/A | 4.4149 | #N/A | 0 | 0 | 0 | 0 | 0 | 0 | 0 | 0 | 0.2076% | 1 | 50% | 0% | 0% | 0% | 8.2745 | 0 | 0 | 0 | 8.2745 | #N/A
2007-03-05 22:00 | 3 | 5 | 22 | 64.8751 | 1534 | 48.92 | 3.02 | 1019 | 48.92 | 496.3236 | 0 | Heating | 66.1765 | #N/A | #N/A | #N/A | #N/A | 496.3236 | #N/A | #N/A | 4.4149 | #N/A | 0 | 0 | 0 | 0 | 0 | 0 | 0 | 0 | 0.2206% | 1 | 50% | 0% | 0% | 0% | 8.2745 | 0 | 0 | 0 | 8.2745 | #N/A
2007-03-05 23:00 | 3 | 5 | 23 | 64.9168 | 1535 | 48.92 | 3.92 | 1019 | 48.92 | 129.8918 | 0 | Heating | 17.3189 | #N/A | #N/A | #N/A | #N/A | 129.8918 | #N/A | #N/A | 4.4149 | #N/A | 0 | 0 | 0 | 0 | 0 | 0 | 0 | 0 | 0.05773% | 1 | 50% | 0% | 0% | 0% | 8.2745 | 0 | 0 | 0 | 8.2745 | #N/A
2007-03-06 | 3 | 6 | 0 | 64.9584 | 1536 | 48.02 | 3.92 | 1019 | 48.02 | 258.7741 | 0 | Heating | 34.5032 | #N/A | #N/A | #N/A | #N/A | 258.7741 | #N/A | #N/A | 4.3357 | #N/A | 0 | 0 | 0 | 0 | 0 | 0 | 0 | 0 | 0.115% | 1 | 50% | 0% | 0% | 0% | 8.2745 | 0 | 0 | 0 | 8.2745 | #N/A
2007-03-06 01:00 | 3 | 6 | 1 | 65.0001 | 1537 | 48.92 | 3.92 | 1019 | 48.92 | 312.1008 | 0 | Heating | 41.6134 | #N/A | #N/A | #N/A | #N/A | 312.1008 | #N/A | #N/A | 4.4149 | #N/A | 0 | 0 | 0 | 0 | 0 | 0 | 0 | 0 | 0.1387% | 1 | 50% | 0% | 0% | 0% | 8.2745 | 0 | 0 | 0 | 8.2745 | #N/A
2007-03-06 02:00 | 3 | 6 | 2 | 65.0418 | 1538 | 48.92 | 1.04 | 1019 | 48.92 | 347.4089 | 0 | Heating | 46.3212 | #N/A | #N/A | #N/A | #N/A | 347.4089 | #N/A | #N/A | 4.4149 | #N/A | 0 | 0 | 0 | 0 | 0 | 0 | 0 | 0 | 0.1544% | 1 | 50% | 0% | 0% | 0% | 8.2745 | 0 | 0 | 0 | 8.2745 | #N/A
2007-03-06 03:00 | 3 | 6 | 3 | 65.0834 | 1539 | 48.92 | 1.04 | 1020 | 48.92 | 388.3668 | 0 | Heating | 51.7822 | #N/A | #N/A | #N/A | #N/A | 388.3668 | #N/A | #N/A | 4.4149 | #N/A | 0 | 0 | 0 | 0 | 0 | 0 | 0 | 0 | 0.1726% | 1 | 50% | 0% | 0% | 0% | 8.2745 | 0 | 0 | 0 | 8.2745 | #N/A
2007-03-06 04:00 | 3 | 6 | 4 | 65.1251 | 1540 | 48.92 | -0.94 | 1020 | 48.92 | 429.2459 | 0 | Heating | 57.2328 | #N/A | #N/A | #N/A | #N/A | 429.2459 | #N/A | #N/A | 4.4149 | #N/A | 0 | 0 | 0 | 0 | 0 | 0 | 0 | 0 | 0.1908% | 1 | 50% | 0% | 0% | 0% | 8.2745 | 0 | 0 | 0 | 8.2745 | #N/A
2007-03-06 05:00 | 3 | 6 | 5 | 65.1668 | 1541 | 48.92 | -2.02 | 1020 | 48.92 | 464.8521 | 0 | Heating | 61.9803 | #N/A | #N/A | #N/A | #N/A | 464.8521 | #N/A | #N/A | 4.4149 | #N/A | 0 | 0 | 0 | 0 | 0 | 0 | 0 | 0 | 0.2066% | 1 | 50% | 0% | 0% | 0% | 8.2745 | 0 | 0 | 0 | 8.2745 | #N/A
2007-03-06 06:00 | 3 | 6 | 6 | 65.2084 | 1542 | 48.92 | -0.94 | 1021 | 48.92 | 482.3609 | 0 | Heating | 64.3148 | #N/A | #N/A | #N/A | #N/A | 482.3609 | #N/A | #N/A | 4.4149 | #N/A | 0 | 0 | 0 | 0 | 0 | 0 | 0 | 0 | 0.2144% | 1 | 50% | 0% | 0% | 0% | 8.2745 | 0 | 0 | 0 | 8.2745 | #N/A
2007-03-06 07:00 | 3 | 6 | 7 | 65.2501 | 1543 | 50 | -2.92 | 1022 | 50 | 1011.5045 | 0 | Heating | 134.8673 | #N/A | #N/A | #N/A | #N/A | 1011.5045 | #N/A | #N/A | 4.5134 | #N/A | 0 | 0 | 0 | 0 | 0 | 0 | 0 | 0 | 0.4496% | 1 | 50% | 0% | 0% | 0% | 8.2745 | 0 | 0 | 0 | 8.2745 | #N/A
2007-03-06 08:00 | 3 | 6 | 8 | 65.2918 | 1544 | 48.92 | -4 | 1023 | 48.92 | 636.2263 | 0 | Heating | 84.8302 | #N/A | #N/A | #N/A | #N/A | 636.2263 | #N/A | #N/A | 4.4149 | #N/A | 0 | 0 | 0 | 0 | 0 | 0 | 0 | 0 | 0.2828% | 1 | 50% | 0% | 0% | 0% | 8.2745 | 0 | 0 | 0 | 8.2745 | #N/A
2007-03-06 09:00 | 3 | 6 | 9 | 65.3334 | 1545 | 48.2 | -5.98 | 1024 | 48.2 | 326.4881 | 0 | Heating | 43.5317 | #N/A | #N/A | #N/A | #N/A | 326.4881 | #N/A | #N/A | 4.3513 | #N/A | 0 | 0 | 0 | 0 | 0 | 0 | 0 | 0 | 0.1451% | 1 | 50% | 0% | 0% | 0% | 8.2745 | 0 | 0 | 0 | 8.2745 | #N/A
2007-03-06 10:00 | 3 | 6 | 10 | 65.3751 | 1546 | 48.92 | -7.06 | 1024 | 48.92 | 257.5574 | 0 | Heating | 34.341 | #N/A | #N/A | #N/A | #N/A | 257.5574 | #N/A | #N/A | 4.4149 | #N/A | 0 | 0 | 0 | 0 | 0 | 0 | 0 | 0 | 0.1145% | 1 | 50% | 0% | 0% | 0% | 8.2745 | 0 | 0 | 0 | 8.2745 | #N/A
2007-03-06 11:00 | 3 | 6 | 11 | 65.4168 | 1547 | 48.92 | -5.08 | 1024 | 48.92 | 244.9643 | 0 | Heating | 32.6619 | #N/A | #N/A | #N/A | #N/A | 244.9643 | #N/A | #N/A | 4.4149 | #N/A | 0 | 0 | 0 | 0 | 0 | 0 | 0 | 0 | 0.1089% | 1 | 50% | 0% | 0% | 0% | 8.2745 | 0 | 0 | 0 | 8.2745 | #N/A
2007-03-06 12:00 | 3 | 6 | 12 | 65.4584 | 1548 | 50 | -5.08 | 1024 | 50 | 227.1049 | 0 | Heating | 30.2807 | #N/A | #N/A | #N/A | #N/A | 227.1049 | #N/A | #N/A | 4.5134 | #N/A | 0 | 0 | 0 | 0 | 0 | 0 | 0 | 0 | 0.1009% | 1 | 50% | 0% | 0% | 0% | 8.2745 | 0 | 0 | 0 | 8.2745 | #N/A
2007-03-06 13:00 | 3 | 6 | 13 | 65.5001 | 1549 | 50 | -2.02 | 1024 | 50 | 247.2368 | 0 | Heating | 32.9649 | #N/A | #N/A | #N/A | #N/A | 247.2368 | #N/A | #N/A | 4.5134 | #N/A | 0 | 0 | 0 | 0 | 0 | 0 | 0 | 0 | 0.1099% | 1 | 50% | 0% | 0% | 0% | 8.2745 | 0 | 0 | 0 | 8.2745 | #N/A
2007-03-06 14:00 | 3 | 6 | 14 | 65.5418 | 1550 | 50 | -2.92 | 1024 | 50 | 175.7951 | 0 | Heating | 23.4393 | #N/A | #N/A | #N/A | #N/A | 175.7951 | #N/A | #N/A | 4.5134 | #N/A | 0 | 0 | 0 | 0 | 0 | 0 | 0 | 0 | 0.07813% | 1 | 50% | 0% | 0% | 0% | 8.2745 | 0 | 0 | 0 | 8.2745 | #N/A
2007-03-06 15:00 | 3 | 6 | 15 | 65.5834 | 1551 | 37.94 | -0.04 | 1024 | 37.94 | 158.1914 | 0 | Heating | 21.0922 | #N/A | #N/A | #N/A | #N/A | 158.1914 | #N/A | #N/A | 3.6146 | #N/A | 0 | 0 | 0 | 0 | 0 | 0 | 0 | 0 | 0.07031% | 1 | 50% | 0% | 0% | 0% | 8.2745 | 0 | 0 | 0 | 8.2745 | #N/A
2007-03-06 16:00 | 3 | 6 | 16 | 65.6251 | 1552 | 33.8 | 1.94 | 1024 | 33.8 | 156.9223 | 0 | Heating | 20.923 | #N/A | #N/A | #N/A | #N/A | 156.9223 | #N/A | #N/A | 3.3963 | #N/A | 0 | 0 | 0 | 0 | 0 | 0 | 0 | 0 | 0.06974% | 1 | 50% | 0% | 0% | 0% | 8.2745 | 0 | 0 | 0 | 8.2745 | #N/A
2007-03-06 17:00 | 3 | 6 | 17 | 65.6668 | 1553 | 33.98 | -0.04 | 1025 | 33.98 | 135.2721 | 0 | Heating | 18.0363 | #N/A | #N/A | #N/A | #N/A | 135.2721 | #N/A | #N/A | 3.405 | #N/A | 0 | 0 | 0 | 0 | 0 | 0 | 0 | 0 | 0.06012% | 1 | 50% | 0% | 0% | 0% | 8.2745 | 0 | 0 | 0 | 8.2745 | #N/A
2007-03-06 18:00 | 3 | 6 | 18 | 65.7084 | 1554 | 32 | -0.94 | 1026 | 32 | 192.0379 | 0 | Heating | 25.6051 | #N/A | #N/A | #N/A | #N/A | 192.0379 | #N/A | #N/A | 3.3135 | #N/A | 0 | 0 | 0 | 0 | 0 | 0 | 0 | 0 | 0.08535% | 1 | 50% | 0% | 0% | 0% | 8.2745 | 0 | 0 | 0 | 8.2745 | #N/A
2007-03-06 19:00 | 3 | 6 | 19 | 65.7501 | 1555 | 32 | -0.04 | 1027 | 32 | 334.9657 | 0 | Heating | 44.6621 | #N/A | #N/A | #N/A | #N/A | 334.9657 | #N/A | #N/A | 3.3135 | #N/A | 0 | 0 | 0 | 0 | 0 | 0 | 0 | 0 | 0.1489% | 1 | 50% | 0% | 0% | 0% | 8.2745 | 0 | 0 | 0 | 8.2745 | #N/A
2007-03-06 20:00 | 3 | 6 | 20 | 65.7918 | 1556 | 30.92 | -2.02 | 1028 | 30.92 | 386.2925 | 0 | Heating | 51.5057 | #N/A | #N/A | #N/A | #N/A | 386.2925 | #N/A | #N/A | 3.2671 | #N/A | 0 | 0 | 0 | 0 | 0 | 0 | 0 | 0 | 0.1717% | 1 | 50% | 0% | 0% | 0% | 8.2745 | 0 | 0 | 0 | 8.2745 | #N/A
2007-03-06 21:00 | 3 | 6 | 21 | 65.8334 | 1557 | 30.02 | -2.92 | 1029 | 30.02 | 486.1149 | 0 | Heating | 64.8153 | #N/A | #N/A | #N/A | #N/A | 486.1149 | #N/A | #N/A | 3.2302 | #N/A | 0 | 0 | 0 | 0 | 0 | 0 | 0 | 0 | 0.2161% | 1 | 50% | 0% | 0% | 0% | 8.2745 | 0 | 0 | 0 | 8.2745 | #N/A
2007-03-06 22:00 | 3 | 6 | 22 | 65.8751 | 1558 | 30.92 | -2.92 | 1029 | 30.92 | 572.464 | 0 | Heating | 76.3285 | #N/A | #N/A | #N/A | #N/A | 572.464 | #N/A | #N/A | 3.2671 | #N/A | 0 | 0 | 0 | 0 | 0 | 0 | 0 | 0 | 0.2544% | 1 | 50% | 0% | 0% | 0% | 8.2745 | 0 | 0 | 0 | 8.2745 | #N/A
2007-03-06 23:00 | 3 | 6 | 23 | 65.9168 | 1559 | 30.92 | -4 | 1030 | 30.92 | 244.3389 | 0 | Heating | 32.5785 | #N/A | #N/A | #N/A | #N/A | 244.3389 | #N/A | #N/A | 3.2671 | #N/A | 0 | 0 | 0 | 0 | 0 | 0 | 0 | 0 | 0.1086% | 1 | 50% | 0% | 0% | 0% | 8.2745 | 0 | 0 | 0 | 8.2745 | #N/A
2007-03-07 | 3 | 7 | 0 | 65.9584 | 1560 | 30.2 | -4 | 1030 | 30.2 | 383.344 | 0 | Heating | 51.1125 | #N/A | #N/A | #N/A | #N/A | 383.344 | #N/A | #N/A | 3.2375 | #N/A | 0 | 0 | 0 | 0 | 0 | 0 | 0 | 0 | 0.1704% | 1 | 50% | 0% | 0% | 0% | 8.2745 | 0 | 0 | 0 | 8.2745 | #N/A
2007-03-07 01:00 | 3 | 7 | 1 | 66.0001 | 1561 | 28.94 | -2.92 | 1030 | 28.94 | 458.7517 | 0 | Heating | 61.1669 | #N/A | #N/A | #N/A | #N/A | 458.7517 | #N/A | #N/A | 3.188 | #N/A | 0 | 0 | 0 | 0 | 0 | 0 | 0 | 0 | 0.2039% | 1 | 50% | 0% | 0% | 0% | 8.2745 | 0 | 0 | 0 | 8.2745 | #N/A
2007-03-07 02:00 | 3 | 7 | 2 | 66.0418 | 1562 | 28.94 | -2.92 | 1031 | 28.94 | 509.8385 | 0 | Heating | 67.9785 | #N/A | #N/A | #N/A | #N/A | 509.8385 | #N/A | #N/A | 3.188 | #N/A | 0 | 0 | 0 | 0 | 0 | 0 | 0 | 0 | 0.2266% | 1 | 50% | 0% | 0% | 0% | 8.2745 | 0 | 0 | 0 | 8.2745 | #N/A
2007-03-07 03:00 | 3 | 7 | 3 | 66.0834 | 1563 | 26.6 | -2.92 | 1031 | 26.6 | 550.1663 | 0 | Heating | 73.3555 | #N/A | #N/A | #N/A | #N/A | 550.1663 | #N/A | #N/A | 3.104 | #N/A | 0 | 0 | 0 | 0 | 0 | 0 | 0 | 0 | 0.2445% | 1 | 50% | 0% | 0% | 0% | 8.2745 | 0 | 0 | 0 | 8.2745 | #N/A
2007-03-07 04:00 | 3 | 7 | 4 | 66.1251 | 1564 | 24.8 | -0.94 | 1031 | 24.8 | 599.6775 | 0 | Heating | 79.957 | #N/A | #N/A | #N/A | #N/A | 599.6775 | #N/A | #N/A | 3.0457 | #N/A | 0 | 0 | 0 | 0 | 0 | 0 | 0 | 0 | 0.2665% | 1 | 50% | 0% | 0% | 0% | 8.2745 | 0 | 0 | 0 | 8.2745 | #N/A
2007-03-07 05:00 | 3 | 7 | 5 | 66.1668 | 1565 | 24.98 | -2.92 | 1031 | 24.98 | 644.6191 | 0 | Heating | 85.9492 | #N/A | #N/A | #N/A | #N/A | 644.6191 | #N/A | #N/A | 3.0513 | #N/A | 0 | 0 | 0 | 0 | 0 | 0 | 0 | 0 | 0.2865% | 1 | 50% | 0% | 0% | 0% | 8.2745 | 0 | 0 | 0 | 8.2745 | #N/A
2007-03-07 06:00 | 3 | 7 | 6 | 66.2084 | 1566 | 24.8 | -2.02 | 1031 | 24.8 | 671.0236 | 0 | Heating | 89.4698 | #N/A | #N/A | #N/A | #N/A | 671.0236 | #N/A | #N/A | 3.0457 | #N/A | 0 | 0 | 0 | 0 | 0 | 0 | 0 | 0 | 0.2982% | 1 | 50% | 0% | 0% | 0% | 8.2745 | 0 | 0 | 0 | 8.2745 | #N/A
2007-03-07 07:00 | 3 | 7 | 7 | 66.2501 | 1567 | 24.8 | -0.94 | 1032 | 24.8 | 1107.0916 | 0 | Heating | 147.6122 | #N/A | #N/A | #N/A | #N/A | 1107.0916 | #N/A | #N/A | 3.0457 | #N/A | 0 | 0 | 0 | 0 | 0 | 0 | 0 | 0 | 0.492% | 1 | 50% | 0% | 0% | 0% | 8.2745 | 0 | 0 | 0 | 8.2745 | #N/A
2007-03-07 08:00 | 3 | 7 | 8 | 66.2918 | 1568 | 23 | 1.94 | 1032 | 23 | 696.1913 | 0 | Heating | 92.8255 | #N/A | #N/A | #N/A | #N/A | 696.1913 | #N/A | #N/A | 2.9925 | #N/A | 0 | 0 | 0 | 0 | 0 | 0 | 0 | 0 | 0.3094% | 1 | 50% | 0% | 0% | 0% | 8.2745 | 0 | 0 | 0 | 8.2745 | #N/A
2007-03-07 09:00 | 3 | 7 | 9 | 66.3334 | 1569 | 24.8 | -0.94 | 1033 | 24.8 | 351.5824 | 0 | Heating | 46.8777 | #N/A | #N/A | #N/A | #N/A | 351.5824 | #N/A | #N/A | 3.0457 | #N/A | 0 | 0 | 0 | 0 | 0 | 0 | 0 | 0 | 0.1563% | 1 | 50% | 0% | 0% | 0% | 8.2745 | 0 | 0 | 0 | 8.2745 | #N/A
2007-03-07 10:00 | 3 | 7 | 10 | 66.3751 | 1570 | 24.8 | -0.94 | 1033 | 24.8 | 257.1333 | 0 | Heating | 34.2844 | #N/A | #N/A | #N/A | #N/A | 257.1333 | #N/A | #N/A | 3.0457 | #N/A | 0 | 0 | 0 | 0 | 0 | 0 | 0 | 0 | 0.1143% | 1 | 50% | 0% | 0% | 0% | 8.2745 | 0 | 0 | 0 | 8.2745 | #N/A
2007-03-07 11:00 | 3 | 7 | 11 | 66.4168 | 1571 | 24.08 | -2.92 | 1032 | 24.08 | 224.7003 | 0 | Heating | 29.96 | #N/A | #N/A | #N/A | #N/A | 224.7003 | #N/A | #N/A | 3.0238 | #N/A | 0 | 0 | 0 | 0 | 0 | 0 | 0 | 0 | 0.09987% | 1 | 50% | 0% | 0% | 0% | 8.2745 | 0 | 0 | 0 | 8.2745 | #N/A
2007-03-07 12:00 | 3 | 7 | 12 | 66.4584 | 1572 | 24.8 | -2.02 | 1032 | 24.8 | 211.7152 | 0 | Heating | 28.2287 | #N/A | #N/A | #N/A | #N/A | 211.7152 | #N/A | #N/A | 3.0457 | #N/A | 0 | 0 | 0 | 0 | 0 | 0 | 0 | 0 | 0.0941% | 1 | 50% | 0% | 0% | 0% | 8.2745 | 0 | 0 | 0 | 8.2745 | #N/A
2007-03-07 13:00 | 3 | 7 | 13 | 66.5001 | 1573 | 24.8 | -4 | 1031 | 24.8 | 230.4964 | 0 | Heating | 30.7328 | #N/A | #N/A | #N/A | #N/A | 230.4964 | #N/A | #N/A | 3.0457 | #N/A | 0 | 0 | 0 | 0 | 0 | 0 | 0 | 0 | 0.1024% | 1 | 50% | 0% | 0% | 0% | 8.2745 | 0 | 0 | 0 | 8.2745 | #N/A
2007-03-07 14:00 | 3 | 7 | 14 | 66.5418 | 1574 | 26.96 | -0.94 | 1030 | 26.96 | 135.5238 | 0 | Heating | 18.0698 | #N/A | #N/A | #N/A | #N/A | 135.5238 | #N/A | #N/A | 3.1163 | #N/A | 0 | 0 | 0 | 0 | 0 | 0 | 0 | 0 | 0.06023% | 1 | 50% | 0% | 0% | 0% | 8.2745 | 0 | 0 | 0 | 8.2745 | #N/A
2007-03-07 15:00 | 3 | 7 | 15 | 66.5834 | 1575 | 28.94 | -0.94 | 1029 | 28.94 | 106.5733 | 0 | Heating | 14.2098 | #N/A | #N/A | #N/A | #N/A | 106.5733 | #N/A | #N/A | 3.188 | #N/A | 0 | 0 | 0 | 0 | 0 | 0 | 0 | 0 | 0.04737% | 1 | 50% | 0% | 0% | 0% | 8.2745 | 0 | 0 | 0 | 8.2745 | #N/A
2007-03-07 16:00 | 3 | 7 | 16 | 66.6251 | 1576 | 30.02 | -5.08 | 1028 | 30.02 | 99.1068 | 0 | Heating | 13.2142 | #N/A | #N/A | #N/A | #N/A | 99.1068 | #N/A | #N/A | 3.2302 | #N/A | 0 | 0 | 0 | 0 | 0 | 0 | 0 | 0 | 0.04405% | 1 | 50% | 0% | 0% | 0% | 8.2745 | 0 | 0 | 0 | 8.2745 | #N/A
2007-03-07 17:00 | 3 | 7 | 17 | 66.6668 | 1577 | 30.02 | -4 | 1028 | 30.02 | 73.9446 | 0 | Heating | 9.8593 | #N/A | #N/A | #N/A | #N/A | 73.9446 | #N/A | #N/A | 3.2302 | #N/A | 0 | 0 | 0 | 0 | 0 | 0 | 0 | 0 | 0.03286% | 1 | 50% | 0% | 0% | 0% | 8.2745 | 0 | 0 | 0 | 8.2745 | #N/A
2007-03-07 18:00 | 3 | 7 | 18 | 66.7084 | 1578 | 28.04 | 1.04 | 1028 | 28.04 | 109.456 | 0 | Heating | 14.5941 | #N/A | #N/A | #N/A | #N/A | 109.456 | #N/A | #N/A | 3.1545 | #N/A | 0 | 0 | 0 | 0 | 0 | 0 | 0 | 0 | 0.04865% | 1 | 50% | 0% | 0% | 0% | 8.2745 | 0 | 0 | 0 | 8.2745 | #N/A
2007-03-07 19:00 | 3 | 7 | 19 | 66.7501 | 1579 | 26.96 | 1.94 | 1028 | 26.96 | 221.1937 | 0 | Heating | 29.4925 | #N/A | #N/A | #N/A | #N/A | 221.1937 | #N/A | #N/A | 3.1163 | #N/A | 0 | 0 | 0 | 0 | 0 | 0 | 0 | 0 | 0.09831% | 1 | 50% | 0% | 0% | 0% | 8.2745 | 0 | 0 | 0 | 8.2745 | #N/A
2007-03-07 20:00 | 3 | 7 | 20 | 66.7918 | 1580 | 26.96 | 5 | 1028 | 26.96 | 283.3319 | 0 | Heating | 37.7776 | #N/A | #N/A | #N/A | #N/A | 283.3319 | #N/A | #N/A | 3.1163 | #N/A | 0 | 0 | 0 | 0 | 0 | 0 | 0 | 0 | 0.1259% | 1 | 50% | 0% | 0% | 0% | 8.2745 | 0 | 0 | 0 | 8.2745 | #N/A
2007-03-07 21:00 | 3 | 7 | 21 | 66.8334 | 1581 | 24.98 | 5 | 1028 | 24.98 | 366.1857 | 0 | Heating | 48.8248 | #N/A | #N/A | #N/A | #N/A | 366.1857 | #N/A | #N/A | 3.0513 | #N/A | 0 | 0 | 0 | 0 | 0 | 0 | 0 | 0 | 0.1627% | 1 | 50% | 0% | 0% | 0% | 8.2745 | 0 | 0 | 0 | 8.2745 | #N/A
2007-03-07 22:00 | 3 | 7 | 22 | 66.8751 | 1582 | 23 | 5 | 1027 | 23 | 439.3029 | 0 | Heating | 58.5737 | #N/A | #N/A | #N/A | #N/A | 439.3029 | #N/A | #N/A | 2.9925 | #N/A | 0 | 0 | 0 | 0 | 0 | 0 | 0 | 0 | 0.1952% | 1 | 50% | 0% | 0% | 0% | 8.2745 | 0 | 0 | 0 | 8.2745 | #N/A
2007-03-07 23:00 | 3 | 7 | 23 | 66.9168 | 1583 | 23 | 6.08 | 1027 | 23 | 93.0929 | 0 | Heating | 12.4124 | #N/A | #N/A | #N/A | #N/A | 93.0929 | #N/A | #N/A | 2.9925 | #N/A | 0 | 0 | 0 | 0 | 0 | 0 | 0 | 0 | 0.04137% | 1 | 50% | 0% | 0% | 0% | 8.2745 | 0 | 0 | 0 | 8.2745 | #N/A
2007-03-08 | 3 | 8 | 0 | 66.9584 | 1584 | 19.04 | 6.08 | 1027 | 19.04 | 186.295 | 0 | Heating | 24.8393 | #N/A | #N/A | #N/A | #N/A | 186.295 | #N/A | #N/A | 2.8915 | #N/A | 0 | 0 | 0 | 0 | 0 | 0 | 0 | 0 | 0.0828% | 1 | 50% | 0% | 0% | 0% | 8.2745 | 0 | 0 | 0 | 8.2745 | #N/A
2007-03-08 01:00 | 3 | 8 | 1 | 67.0001 | 1585 | 14 | 6.08 | 1026 | 14 | 273.5646 | 0 | Heating | 36.4753 | #N/A | #N/A | #N/A | #N/A | 273.5646 | #N/A | #N/A | 2.7888 | #N/A | 0 | 0 | 0 | 0 | 0 | 0 | 0 | 0 | 0.1216% | 1 | 50% | 0% | 0% | 0% | 8.2745 | 0 | 0 | 0 | 8.2745 | #N/A
2007-03-08 02:00 | 3 | 8 | 2 | 67.0418 | 1586 | 14 | 8.06 | 1026 | 14 | 333.506 | 0 | Heating | 44.4675 | #N/A | #N/A | #N/A | #N/A | 333.506 | #N/A | #N/A | 2.7888 | #N/A | 0 | 0 | 0 | 0 | 0 | 0 | 0 | 0 | 0.1482% | 1 | 50% | 0% | 0% | 0% | 8.2745 | 0 | 0 | 0 | 8.2745 | #N/A
2007-03-08 03:00 | 3 | 8 | 3 | 67.0834 | 1587 | 12.92 | 6.08 | 1025 | 12.92 | 371.019 | 0 | Heating | 49.4692 | #N/A | #N/A | #N/A | #N/A | 371.019 | #N/A | #N/A | 2.7697 | #N/A | 0 | 0 | 0 | 0 | 0 | 0 | 0 | 0 | 0.1649% | 1 | 50% | 0% | 0% | 0% | 8.2745 | 0 | 0 | 0 | 8.2745 | #N/A
2007-03-08 04:00 | 3 | 8 | 4 | 67.1251 | 1588 | 12.02 | 6.08 | 1025 | 12.02 | 408.7231 | 0 | Heating | 54.4964 | #N/A | #N/A | #N/A | #N/A | 408.7231 | #N/A | #N/A | 2.7546 | #N/A | 0 | 0 | 0 | 0 | 0 | 0 | 0 | 0 | 0.1817% | 1 | 50% | 0% | 0% | 0% | 8.2745 | 0 | 0 | 0 | 8.2745 | #N/A
2007-03-08 05:00 | 3 | 8 | 5 | 67.1668 | 1589 | 12.02 | 6.08 | 1025 | 12.02 | 460.2809 | 0 | Heating | 61.3708 | #N/A | #N/A | #N/A | #N/A | 460.2809 | #N/A | #N/A | 2.7546 | #N/A | 0 | 0 | 0 | 0 | 0 | 0 | 0 | 0 | 0.2046% | 1 | 50% | 0% | 0% | 0% | 8.2745 | 0 | 0 | 0 | 8.2745 | #N/A
2007-03-08 06:00 | 3 | 8 | 6 | 67.2084 | 1590 | 12.02 | 5 | 1024 | 12.02 | 492.8635 | 0 | Heating | 65.7151 | #N/A | #N/A | #N/A | #N/A | 492.8635 | #N/A | #N/A | 2.7546 | #N/A | 0 | 0 | 0 | 0 | 0 | 0 | 0 | 0 | 0.2191% | 1 | 50% | 0% | 0% | 0% | 8.2745 | 0 | 0 | 0 | 8.2745 | #N/A
2007-03-08 07:00 | 3 | 8 | 7 | 67.2501 | 1591 | 14 | 5 | 1025 | 14 | 968.8784 | 0 | Heating | 129.1838 | #N/A | #N/A | #N/A | #N/A | 968.8784 | #N/A | #N/A | 2.7888 | #N/A | 0 | 0 | 0 | 0 | 0 | 0 | 0 | 0 | 0.4306% | 1 | 50% | 0% | 0% | 0% | 8.2745 | 0 | 0 | 0 | 8.2745 | #N/A
2007-03-08 08:00 | 3 | 8 | 8 | 67.2918 | 1592 | 14 | 6.98 | 1025 | 14 | 571.0049 | 0 | Heating | 76.134 | #N/A | #N/A | #N/A | #N/A | 571.0049 | #N/A | #N/A | 2.7888 | #N/A | 0 | 0 | 0 | 0 | 0 | 0 | 0 | 0 | 0.2538% | 1 | 50% | 0% | 0% | 0% | 8.2745 | 0 | 0 | 0 | 8.2745 | #N/A
2007-03-08 09:00 | 3 | 8 | 9 | 67.3334 | 1593 | 19.04 | 10.94 | 1024 | 19.04 | 257.6241 | 0 | Heating | 34.3499 | #N/A | #N/A | #N/A | #N/A | 257.6241 | #N/A | #N/A | 2.8915 | #N/A | 0 | 0 | 0 | 0 | 0 | 0 | 0 | 0 | 0.1145% | 1 | 50% | 0% | 0% | 0% | 8.2745 | 0 | 0 | 0 | 8.2745 | #N/A
2007-03-08 10:00 | 3 | 8 | 10 | 67.3751 | 1594 | 24.08 | 8.06 | 1023 | 24.08 | 175.7404 | 0 | Heating | 23.4321 | #N/A | #N/A | #N/A | #N/A | 175.7404 | #N/A | #N/A | 3.0238 | #N/A | 0 | 0 | 0 | 0 | 0 | 0 | 0 | 0 | 0.07811% | 1 | 50% | 0% | 0% | 0% | 8.2745 | 0 | 0 | 0 | 8.2745 | #N/A
2007-03-08 11:00 | 3 | 8 | 11 | 67.4168 | 1595 | 24.08 | 5 | 1022 | 24.08 | 145.0397 | 0 | Heating | 19.3386 | #N/A | #N/A | #N/A | #N/A | 145.0397 | #N/A | #N/A | 3.0238 | #N/A | 0 | 0 | 0 | 0 | 0 | 0 | 0 | 0 | 0.06446% | 1 | 50% | 0% | 0% | 0% | 8.2745 | 0 | 0 | 0 | 8.2745 | #N/A
2007-03-08 12:00 | 3 | 8 | 12 | 67.4584 | 1596 | 26.96 | 1.94 | 1021 | 26.96 | 97.8059 | 0 | Heating | 13.0408 | #N/A | #N/A | #N/A | #N/A | 97.8059 | #N/A | #N/A | 3.1163 | #N/A | 0 | 0 | 0 | 0 | 0 | 0 | 0 | 0 | 0.04347% | 1 | 50% | 0% | 0% | 0% | 8.2745 | 0 | 0 | 0 | 8.2745 | #N/A
2007-03-08 13:00 | 3 | 8 | 13 | 67.5001 | 1597 | 28.94 | -0.04 | 1020 | 28.94 | 83.9866 | 0 | Heating | 11.1982 | #N/A | #N/A | #N/A | #N/A | 83.9866 | #N/A | #N/A | 3.188 | #N/A | 0 | 0 | 0 | 0 | 0 | 0 | 0 | 0 | 0.03733% | 1 | 50% | 0% | 0% | 0% | 8.2745 | 0 | 0 | 0 | 8.2745 | #N/A
2007-03-08 14:00 | 3 | 8 | 14 | 67.5418 | 1598 | 28.94 | 8.06 | 1019 | 28.94 | 31.8628 | 0 | Heating | 4.2484 | #N/A | #N/A | #N/A | #N/A | 31.8628 | #N/A | #N/A | 3.188 | #N/A | 0 | 0 | 0 | 0 | 0 | 0 | 0 | 0 | 0.01416% | 1 | 50% | 0% | 0% | 0% | 8.2745 | 0 | 0 | 0 | 8.2745 | #N/A
2007-03-08 15:00 | 3 | 8 | 15 | 67.5834 | 1599 | 30.92 | 6.98 | 1018 | 30.92 | 19.5123 | 0 | Heating | 2.6016 | #N/A | #N/A | #N/A | #N/A | 19.5123 | #N/A | #N/A | 3.2671 | #N/A | 0 | 0 | 0 | 0 | 0 | 0 | 0 | 0 | 0.008672% | 1 | 50% | 0% | 0% | 0% | 8.2745 | 0 | 0 | 0 | 8.2745 | #N/A
2007-03-08 16:00 | 3 | 8 | 16 | 67.6251 | 1600 | 30.92 | 6.08 | 1017 | 30.92 | 11.7041 | 0 | Heating | 1.5605 | #N/A | #N/A | #N/A | #N/A | 11.7041 | #N/A | #N/A | 3.2671 | #N/A | 0 | 0 | 0 | 0 | 0 | 0 | 0 | 0 | 0.005202% | 1 | 50% | 0% | 0% | 0% | 8.2745 | 0 | 0 | 0 | 8.2745 | #N/A
2007-03-08 17:00 | 3 | 8 | 17 | 67.6668 | 1601 | 30.92 | 3.92 | 1017 | 30.92 | 7.876 | 0 | Heating | 1.0501 | #N/A | #N/A | #N/A | #N/A | 7.876 | #N/A | #N/A | 3.2671 | #N/A | 0 | 0 | 0 | 0 | 0 | 0 | 0 | 0 | 0.0035% | 1 | 50% | 0% | 0% | 0% | 8.2745 | 0 | 0 | 0 | 8.2745 | #N/A
2007-03-08 18:00 | 3 | 8 | 18 | 67.7084 | 1602 | 28.94 | 1.04 | 1016 | 28.94 | 16.1936 | 0 | Heating | 2.1592 | #N/A | #N/A | #N/A | #N/A | 16.1936 | #N/A | #N/A | 3.188 | #N/A | 0 | 0 | 0 | 0 | 0 | 0 | 0 | 0 | 0.007197% | 1 | 50% | 0% | 0% | 0% | 8.2745 | 0 | 0 | 0 | 8.2745 | #N/A
2007-03-08 19:00 | 3 | 8 | 19 | 67.7501 | 1603 | 24.98 | 1.94 | 1015 | 24.98 | 74.8818 | 0 | Heating | 9.9842 | #N/A | #N/A | #N/A | #N/A | 74.8818 | #N/A | #N/A | 3.0513 | #N/A | 0 | 0 | 0 | 0 | 0 | 0 | 0 | 0 | 0.03328% | 1 | 50% | 0% | 0% | 0% | 8.2745 | 0 | 0 | 0 | 8.2745 | #N/A
2007-03-08 20:00 | 3 | 8 | 20 | 67.7918 | 1604 | 24.98 | 8.96 | 1015 | 24.98 | 123.1836 | 0 | Heating | 16.4245 | #N/A | #N/A | #N/A | #N/A | 123.1836 | #N/A | #N/A | 3.0513 | #N/A | 0 | 0 | 0 | 0 | 0 | 0 | 0 | 0 | 0.05475% | 1 | 50% | 0% | 0% | 0% | 8.2745 | 0 | 0 | 0 | 8.2745 | #N/A
2007-03-08 21:00 | 3 | 8 | 21 | 67.8334 | 1605 | 24.08 | 12.92 | 1014 | 24.08 | 205.1072 | 0 | Heating | 27.3476 | #N/A | #N/A | #N/A | #N/A | 205.1072 | #N/A | #N/A | 3.0238 | #N/A | 0 | 0 | 0 | 0 | 0 | 0 | 0 | 0 | 0.09116% | 1 | 50% | 0% | 0% | 0% | 8.2745 | 0 | 0 | 0 | 8.2745 | #N/A
2007-03-08 22:00 | 3 | 8 | 22 | 67.8751 | 1606 | 21.92 | 10.94 | 1013 | 21.92 | 239.6496 | 0 | Heating | 31.9533 | #N/A | #N/A | #N/A | #N/A | 239.6496 | #N/A | #N/A | 2.9629 | #N/A | 0 | 0 | 0 | 0 | 0 | 0 | 0 | 0 | 0.1065% | 1 | 50% | 0% | 0% | 0% | 8.2745 | 0 | 0 | 0 | 8.2745 | #N/A
2007-03-08 23:00 | 3 | 8 | 23 | 67.9168 | 1607 | 21.92 | 12.02 | 1013 | 21.92 | 7.9602 | 0 | Heating | 1.0614 | #N/A | #N/A | #N/A | #N/A | 7.9602 | #N/A | #N/A | 2.9629 | #N/A | 0 | 0 | 0 | 0 | 0 | 0 | 0 | 0 | 0.003538% | 1 | 50% | 0% | 0% | 0% | 8.2745 | 0 | 0 | 0 | 8.2745 | #N/A
2007-03-09 | 3 | 9 | 0 | 67.9584 | 1608 | 19.94 | 12.02 | 1012 | 19.94 | 27.8561 | 0 | Heating | 3.7141 | #N/A | #N/A | #N/A | #N/A | 27.8561 | #N/A | #N/A | 2.9127 | #N/A | 0 | 0 | 0 | 0 | 0 | 0 | 0 | 0 | 0.01238% | 1 | 50% | 0% | 0% | 0% | 8.2745 | 0 | 0 | 0 | 8.2745 | #N/A
2007-03-09 01:00 | 3 | 9 | 1 | 68.0001 | 1609 | 19.04 | 10.04 | 1011 | 19.04 | 61.615 | 0 | Heating | 8.2153 | #N/A | #N/A | #N/A | #N/A | 61.615 | #N/A | #N/A | 2.8915 | #N/A | 0 | 0 | 0 | 0 | 0 | 0 | 0 | 0 | 0.02738% | 1 | 50% | 0% | 0% | 0% | 8.2745 | 0 | 0 | 0 | 8.2745 | #N/A
2007-03-09 02:00 | 3 | 9 | 2 | 68.0418 | 1610 | 19.04 | 8.96 | 1010 | 19.04 | 113.5319 | 0 | Heating | 15.1376 | #N/A | #N/A | #N/A | #N/A | 113.5319 | #N/A | #N/A | 2.8915 | #N/A | 0 | 0 | 0 | 0 | 0 | 0 | 0 | 0 | 0.05046% | 1 | 50% | 0% | 0% | 0% | 8.2745 | 0 | 0 | 0 | 8.2745 | #N/A
2007-03-09 03:00 | 3 | 9 | 3 | 68.0834 | 1611 | 17.06 | 8.96 | 1010 | 17.06 | 159.7761 | 0 | Heating | 21.3035 | #N/A | #N/A | #N/A | #N/A | 159.7761 | #N/A | #N/A | 2.8481 | #N/A | 0 | 0 | 0 | 0 | 0 | 0 | 0 | 0 | 0.07101% | 1 | 50% | 0% | 0% | 0% | 8.2745 | 0 | 0 | 0 | 8.2745 | #N/A
2007-03-09 04:00 | 3 | 9 | 4 | 68.1251 | 1612 | 15.08 | 10.04 | 1010 | 15.08 | 194.7664 | 0 | Heating | 25.9689 | #N/A | #N/A | #N/A | #N/A | 194.7664 | #N/A | #N/A | 2.8087 | #N/A | 0 | 0 | 0 | 0 | 0 | 0 | 0 | 0 | 0.08656% | 1 | 50% | 0% | 0% | 0% | 8.2745 | 0 | 0 | 0 | 8.2745 | #N/A
2007-03-09 05:00 | 3 | 9 | 5 | 68.1668 | 1613 | 15.08 | 10.04 | 1009 | 15.08 | 246.899 | 0 | Heating | 32.9199 | #N/A | #N/A | #N/A | #N/A | 246.899 | #N/A | #N/A | 2.8087 | #N/A | 0 | 0 | 0 | 0 | 0 | 0 | 0 | 0 | 0.1097% | 1 | 50% | 0% | 0% | 0% | 8.2745 | 0 | 0 | 0 | 8.2745 | #N/A
2007-03-09 06:00 | 3 | 9 | 6 | 68.2084 | 1614 | 14 | 10.94 | 1009 | 14 | 269.4844 | 0 | Heating | 35.9313 | #N/A | #N/A | #N/A | #N/A | 269.4844 | #N/A | #N/A | 2.7888 | #N/A | 0 | 0 | 0 | 0 | 0 | 0 | 0 | 0 | 0.1198% | 1 | 50% | 0% | 0% | 0% | 8.2745 | 0 | 0 | 0 | 8.2745 | #N/A
2007-03-09 07:00 | 3 | 9 | 7 | 68.2501 | 1615 | 15.08 | 12.02 | 1008 | 15.08 | 723.7485 | 0 | Heating | 96.4998 | #N/A | #N/A | #N/A | #N/A | 723.7485 | #N/A | #N/A | 2.8087 | #N/A | 0 | 0 | 0 | 0 | 0 | 0 | 0 | 0 | 0.3217% | 1 | 50% | 0% | 0% | 0% | 8.2745 | 0 | 0 | 0 | 8.2745 | #N/A
2007-03-09 08:00 | 3 | 9 | 8 | 68.2918 | 1616 | 15.08 | 15.08 | 1007 | 15.08 | 418.581 | 0 | Heating | 55.8108 | #N/A | #N/A | #N/A | #N/A | 418.581 | #N/A | #N/A | 2.8087 | #N/A | 0 | 0 | 0 | 0 | 0 | 0 | 0 | 0 | 0.186% | 1 | 50% | 0% | 0% | 0% | 8.2745 | 0 | 0 | 0 | 8.2745 | #N/A
2007-03-09 09:00 | 3 | 9 | 9 | 68.3334 | 1617 | 19.94 | 15.98 | 1007 | 19.94 | 247.0776 | 0 | Heating | 32.9437 | #N/A | #N/A | #N/A | #N/A | 247.0776 | #N/A | #N/A | 2.9127 | #N/A | 0 | 0 | 0 | 0 | 0 | 0 | 0 | 0 | 0.1098% | 1 | 50% | 0% | 0% | 0% | 8.2745 | 0 | 0 | 0 | 8.2745 | #N/A
2007-03-09 10:00 | 3 | 9 | 10 | 68.3751 | 1618 | 24.08 | 15.98 | 1007 | 24.08 | 204.9271 | 0 | Heating | 27.3236 | #N/A | #N/A | #N/A | #N/A | 204.9271 | #N/A | #N/A | 3.0238 | #N/A | 0 | 0 | 0 | 0 | 0 | 0 | 0 | 0 | 0.09108% | 1 | 50% | 0% | 0% | 0% | 8.2745 | 0 | 0 | 0 | 8.2745 | #N/A
2007-03-09 11:00 | 3 | 9 | 11 | 68.4168 | 1619 | 24.08 | 19.04 | 1007 | 24.08 | 199.0943 | 0 | Heating | 26.5459 | #N/A | #N/A | #N/A | #N/A | 199.0943 | #N/A | #N/A | 3.0238 | #N/A | 0 | 0 | 0 | 0 | 0 | 0 | 0 | 0 | 0.08849% | 1 | 50% | 0% | 0% | 0% | 8.2745 | 0 | 0 | 0 | 8.2745 | #N/A
2007-03-09 12:00 | 3 | 9 | 12 | 68.4584 | 1620 | 32 | 19.94 | 1006 | 32 | 141.0114 | 0 | Heating | 18.8015 | #N/A | #N/A | #N/A | #N/A | 141.0114 | #N/A | #N/A | 3.3135 | #N/A | 0 | 0 | 0 | 0 | 0 | 0 | 0 | 0 | 0.06267% | 1 | 50% | 0% | 0% | 0% | 8.2745 | 0 | 0 | 0 | 8.2745 | #N/A
2007-03-09 13:00 | 3 | 9 | 13 | 68.5001 | 1621 | 33.08 | 19.94 | 1006 | 33.08 | 101.0571 | 0 | Heating | 13.4743 | #N/A | #N/A | #N/A | #N/A | 101.0571 | #N/A | #N/A | 3.3624 | #N/A | 0 | 0 | 0 | 0 | 0 | 0 | 0 | 0 | 0.04491% | 1 | 50% | 0% | 0% | 0% | 8.2745 | 0 | 0 | 0 | 8.2745 | #N/A
2007-03-09 14:00 | 3 | 9 | 14 | 68.5418 | 1622 | 33.08 | 19.04 | 1005 | 33.08 | 77.0104 | 0 | Heating | 10.2681 | #N/A | #N/A | #N/A | #N/A | 77.0104 | #N/A | #N/A | 3.3624 | #N/A | 0 | 0 | 0 | 0 | 0 | 0 | 0 | 0 | 0.03423% | 1 | 50% | 0% | 0% | 0% | 8.2745 | 0 | 0 | 0 | 8.2745 | #N/A
2007-03-09 15:00 | 3 | 9 | 15 | 68.5834 | 1623 | 35.06 | 21.02 | 1005 | 35.06 | 134.8474 | 0 | Heating | 17.9797 | #N/A | #N/A | #N/A | #N/A | 134.8474 | #N/A | #N/A | 3.4585 | #N/A | 0 | 0 | 0 | 0 | 0 | 0 | 0 | 0 | 0.05993% | 1 | 50% | 0% | 0% | 0% | 8.2745 | 0 | 0 | 0 | 8.2745 | #N/A
2007-03-09 16:00 | 3 | 9 | 16 | 68.6251 | 1624 | 35.96 | 21.02 | 1004 | 35.96 | 144.392 | 0 | Heating | 19.2523 | #N/A | #N/A | #N/A | #N/A | 144.392 | #N/A | #N/A | 3.5052 | #N/A | 0 | 0 | 0 | 0 | 0 | 0 | 0 | 0 | 0.06417% | 1 | 50% | 0% | 0% | 0% | 8.2745 | 0 | 0 | 0 | 8.2745 | #N/A
2007-03-09 17:00 | 3 | 9 | 17 | 68.6668 | 1625 | 35.96 | 21.02 | 1004 | 35.96 | 107.0687 | 0 | Heating | 14.2758 | #N/A | #N/A | #N/A | #N/A | 107.0687 | #N/A | #N/A | 3.5052 | #N/A | 0 | 0 | 0 | 0 | 0 | 0 | 0 | 0 | 0.04759% | 1 | 50% | 0% | 0% | 0% | 8.2745 | 0 | 0 | 0 | 8.2745 | #N/A
2007-03-09 18:00 | 3 | 9 | 18 | 68.7084 | 1626 | 37.04 | 21.92 | 1005 | 37.04 | 124.4002 | 0 | Heating | 16.5867 | #N/A | #N/A | #N/A | #N/A | 124.4002 | #N/A | #N/A | 3.5637 | #N/A | 0 | 0 | 0 | 0 | 0 | 0 | 0 | 0 | 0.05529% | 1 | 50% | 0% | 0% | 0% | 8.2745 | 0 | 0 | 0 | 8.2745 | #N/A
2007-03-09 19:00 | 3 | 9 | 19 | 68.7501 | 1627 | 35.96 | 21.92 | 1005 | 35.96 | 0 | 0 | Cooling | 0 | #N/A | #N/A | #N/A | #N/A | 0 | 0 | 0 | 0 | 0 | 0 | #N/A | #N/A | 88 | 50.96 | 6.3118 | #N/A | 0 | 0% | 1 | 50% | 0% | 0% | 0% | 8.2745 | 0 | 0 | 0 | 8.2745 | #N/A
2007-03-09 20:00 | 3 | 9 | 20 | 68.7918 | 1628 | 35.96 | 23 | 1005 | 35.96 | 0 | 0 | Cooling | 0 | #N/A | #N/A | #N/A | #N/A | 0 | 0 | 0 | 0 | 0 | 0 | #N/A | #N/A | 88 | 50.96 | 6.3118 | #N/A | 0 | 0% | 1 | 50% | 0% | 0% | 0% | 8.2745 | 0 | 0 | 0 | 8.2745 | #N/A
2007-03-09 21:00 | 3 | 9 | 21 | 68.8334 | 1629 | 35.06 | 28.94 | 1005 | 35.06 | 0 | 0 | Cooling | 0 | #N/A | #N/A | #N/A | #N/A | 0 | 0 | 0 | 0 | 0 | 0 | #N/A | #N/A | 88 | 50.06 | 6.3733 | #N/A | 0 | 0% | 1 | 50% | 0% | 0% | 0% | 8.2745 | 0 | 0 | 0 | 8.2745 | #N/A
2007-03-09 22:00 | 3 | 9 | 22 | 68.8751 | 1630 | 35.06 | 24.98 | 1006 | 35.06 | 6.8332 | 0 | Heating | 0.91109 | #N/A | #N/A | #N/A | #N/A | 6.8332 | #N/A | #N/A | 3.4585 | #N/A | 0 | 0 | 0 | 0 | 0 | 0 | 0 | 0 | 0.003037% | 1 | 50% | 0% | 0% | 0% | 8.2745 | 0 | 0 | 0 | 8.2745 | #N/A
2007-03-09 23:00 | 3 | 9 | 23 | 68.9168 | 1631 | 35.06 | 26.96 | 1006 | 35.06 | 14.6413 | 0 | Heating | 1.9522 | #N/A | #N/A | #N/A | #N/A | 14.6413 | #N/A | #N/A | 3.4585 | #N/A | 0 | 0 | 0 | 0 | 0 | 0 | 0 | 0 | 0.006507% | 1 | 50% | 0% | 0% | 0% | 8.2745 | 0 | 0 | 0 | 8.2745 | #N/A
2007-03-10 | 3 | 10 | 0 | 68.9584 | 1632 | 35.06 | 26.06 | 1006 | 35.06 | 18.0171 | 0 | Heating | 2.4023 | #N/A | #N/A | #N/A | #N/A | 18.0171 | #N/A | #N/A | 3.4585 | #N/A | 0 | 0 | 0 | 0 | 0 | 0 | 0 | 0 | 0.008008% | 1 | 50% | 0% | 0% | 0% | 8.2745 | 0 | 0 | 0 | 8.2745 | #N/A
2007-03-10 01:00 | 3 | 10 | 1 | 69.0001 | 1633 | 33.98 | 28.94 | 1006 | 33.98 | 16.7008 | 0 | Heating | 2.2268 | #N/A | #N/A | #N/A | #N/A | 16.7008 | #N/A | #N/A | 3.405 | #N/A | 0 | 0 | 0 | 0 | 0 | 0 | 0 | 0 | 0.007423% | 1 | 50% | 0% | 0% | 0% | 8.2745 | 0 | 0 | 0 | 8.2745 | #N/A
2007-03-10 02:00 | 3 | 10 | 2 | 69.0418 | 1634 | 33.98 | 30.02 | 1006 | 33.98 | 17.0017 | 0 | Heating | 2.2669 | #N/A | #N/A | #N/A | #N/A | 17.0017 | #N/A | #N/A | 3.405 | #N/A | 0 | 0 | 0 | 0 | 0 | 0 | 0 | 0 | 0.007556% | 1 | 50% | 0% | 0% | 0% | 8.2745 | 0 | 0 | 0 | 8.2745 | #N/A
2007-03-10 03:00 | 3 | 10 | 3 | 69.0834 | 1635 | 35.6 | 30.02 | 1006 | 35.6 | 18.436 | 0 | Heating | 2.4581 | #N/A | #N/A | #N/A | #N/A | 18.436 | #N/A | #N/A | 3.4863 | #N/A | 0 | 0 | 0 | 0 | 0 | 0 | 0 | 0 | 0.008194% | 1 | 50% | 0% | 0% | 0% | 8.2745 | 0 | 0 | 0 | 8.2745 | #N/A
2007-03-10 04:00 | 3 | 10 | 4 | 69.1251 | 1636 | 35.06 | 33.08 | 1007 | 35.06 | 16.0648 | 0 | Heating | 2.142 | #N/A | #N/A | #N/A | #N/A | 16.0648 | #N/A | #N/A | 3.4585 | #N/A | 0 | 0 | 0 | 0 | 0 | 0 | 0 | 0 | 0.00714% | 1 | 50% | 0% | 0% | 0% | 8.2745 | 0 | 0 | 0 | 8.2745 | #N/A
2007-03-10 05:00 | 3 | 10 | 5 | 69.1668 | 1637 | 35.06 | 32 | 1007 | 35.06 | 16.2484 | 0 | Heating | 2.1665 | #N/A | #N/A | #N/A | #N/A | 16.2484 | #N/A | #N/A | 3.4585 | #N/A | 0 | 0 | 0 | 0 | 0 | 0 | 0 | 0 | 0.007222% | 1 | 50% | 0% | 0% | 0% | 8.2745 | 0 | 0 | 0 | 8.2745 | #N/A
2007-03-10 06:00 | 3 | 10 | 6 | 69.2084 | 1638 | 35.6 | 33.98 | 1008 | 35.6 | 27.8666 | 0 | Heating | 3.7155 | #N/A | #N/A | #N/A | #N/A | 27.8666 | #N/A | #N/A | 3.4863 | #N/A | 0 | 0 | 0 | 0 | 0 | 0 | 0 | 0 | 0.01239% | 1 | 50% | 0% | 0% | 0% | 8.2745 | 0 | 0 | 0 | 8.2745 | #N/A
2007-03-10 07:00 | 3 | 10 | 7 | 69.2501 | 1639 | 35.06 | 35.06 | 1009 | 35.06 | 21.1792 | 0 | Heating | 2.8239 | #N/A | #N/A | #N/A | #N/A | 21.1792 | #N/A | #N/A | 3.4585 | #N/A | 0 | 0 | 0 | 0 | 0 | 0 | 0 | 0 | 0.009413% | 1 | 50% | 0% | 0% | 0% | 8.2745 | 0 | 0 | 0 | 8.2745 | #N/A
2007-03-10 08:00 | 3 | 10 | 8 | 69.2918 | 1640 | 35.06 | 37.04 | 1009 | 35.06 | 13.3757 | 0 | Heating | 1.7834 | #N/A | #N/A | #N/A | #N/A | 13.3757 | #N/A | #N/A | 3.4585 | #N/A | 0 | 0 | 0 | 0 | 0 | 0 | 0 | 0 | 0.005945% | 1 | 50% | 0% | 0% | 0% | 8.2745 | 0 | 0 | 0 | 8.2745 | #N/A
2007-03-10 09:00 | 3 | 10 | 9 | 69.3334 | 1641 | 35.6 | 39.92 | 1010 | 35.6 | 9.0644 | 0 | Heating | 1.2086 | #N/A | #N/A | #N/A | #N/A | 9.0644 | #N/A | #N/A | 3.4863 | #N/A | 0 | 0 | 0 | 0 | 0 | 0 | 0 | 0 | 0.004029% | 1 | 50% | 0% | 0% | 0% | 8.2745 | 0 | 0 | 0 | 8.2745 | #N/A
2007-03-10 10:00 | 3 | 10 | 10 | 69.3751 | 1642 | 35.6 | 42.08 | 1010 | 35.6 | 6.3972 | 0 | Heating | 0.85296 | #N/A | #N/A | #N/A | #N/A | 6.3972 | #N/A | #N/A | 3.4863 | #N/A | 0 | 0 | 0 | 0 | 0 | 0 | 0 | 0 | 0.002843% | 1 | 50% | 0% | 0% | 0% | 8.2745 | 0 | 0 | 0 | 8.2745 | #N/A
2007-03-10 11:00 | 3 | 10 | 11 | 69.4168 | 1643 | 35.06 | 42.08 | 1010 | 35.06 | 5.3312 | 0 | Heating | 0.71083 | #N/A | #N/A | #N/A | #N/A | 5.3312 | #N/A | #N/A | 3.4585 | #N/A | 0 | 0 | 0 | 0 | 0 | 0 | 0 | 0 | 0.002369% | 1 | 50% | 0% | 0% | 0% | 8.2745 | 0 | 0 | 0 | 8.2745 | #N/A
2007-03-10 12:00 | 3 | 10 | 12 | 69.4584 | 1644 | 37.94 | 41 | 1010 | 37.94 | 2.7345 | 0 | Heating | 0.36461 | #N/A | #N/A | #N/A | #N/A | 2.7345 | #N/A | #N/A | 3.6146 | #N/A | 0 | 0 | 0 | 0 | 0 | 0 | 0 | 0 | 0.001215% | 1 | 50% | 0% | 0% | 0% | 8.2745 | 0 | 0 | 0 | 8.2745 | #N/A
2007-03-10 13:00 | 3 | 10 | 13 | 69.5001 | 1645 | 39.2 | 42.08 | 1009 | 39.2 | 0.93544 | 0 | Heating | 0.12472 | #N/A | #N/A | #N/A | #N/A | 0.93544 | #N/A | #N/A | 3.6894 | #N/A | 0 | 0 | 0 | 0 | 0 | 0 | 0 | 0 | 0.0004157% | 1 | 50% | 0% | 0% | 0% | 8.2745 | 0 | 0 | 0 | 8.2745 | #N/A
2007-03-10 14:00 | 3 | 10 | 14 | 69.5418 | 1646 | 39.02 | 42.08 | 1007 | 39.02 | 0.021106 | 0 | Heating | 0.0028142 | #N/A | #N/A | #N/A | #N/A | 0.021106 | #N/A | #N/A | 3.6785 | #N/A | 0 | 0 | 0 | 0 | 0 | 0 | 0 | 0 | 9.381e-06% | 1 | 50% | 0% | 0% | 0% | 8.2745 | 0 | 0 | 0 | 8.2745 | #N/A
2007-03-10 15:00 | 3 | 10 | 15 | 69.5834 | 1647 | 39.92 | 42.08 | 1007 | 39.92 | 0 | 0 | Cooling | 0 | #N/A | #N/A | #N/A | #N/A | 0 | 0 | 0 | 0 | 0 | 0 | #N/A | #N/A | 88 | 54.92 | 6.0412 | #N/A | 0 | 0% | 1 | 50% | 0% | 0% | 0% | 8.2745 | 0 | 0 | 0 | 8.2745 | #N/A
2007-03-10 16:00 | 3 | 10 | 16 | 69.6251 | 1648 | 41 | 42.08 | 1006 | 41 | 0.035351 | 0 | Heating | 0.0047135 | #N/A | #N/A | #N/A | #N/A | 0.035351 | #N/A | #N/A | 3.8033 | #N/A | 0 | 0 | 0 | 0 | 0 | 0 | 0 | 0 | 1.571e-05% | 1 | 50% | 0% | 0% | 0% | 8.2745 | 0 | 0 | 0 | 8.2745 | #N/A
2007-03-10 17:00 | 3 | 10 | 17 | 69.6668 | 1649 | 41 | 41 | 1006 | 41 | 0.22679 | 0 | Heating | 0.030238 | #N/A | #N/A | #N/A | #N/A | 0.22679 | #N/A | #N/A | 3.8033 | #N/A | 0 | 0 | 0 | 0 | 0 | 0 | 0 | 0 | 0.0001008% | 1 | 50% | 0% | 0% | 0% | 8.2745 | 0 | 0 | 0 | 8.2745 | #N/A
2007-03-10 18:00 | 3 | 10 | 18 | 69.7084 | 1650 | 37.4 | 39.92 | 1006 | 37.4 | 1.4059 | 0 | Heating | 0.18745 | #N/A | #N/A | #N/A | #N/A | 1.4059 | #N/A | #N/A | 3.5838 | #N/A | 0 | 0 | 0 | 0 | 0 | 0 | 0 | 0 | 0.0006248% | 1 | 50% | 0% | 0% | 0% | 8.2745 | 0 | 0 | 0 | 8.2745 | #N/A
2007-03-10 19:00 | 3 | 10 | 19 | 69.7501 | 1651 | 42.98 | 39.92 | 1006 | 42.98 | 3.7849 | 0 | Heating | 0.50465 | #N/A | #N/A | #N/A | #N/A | 3.7849 | #N/A | #N/A | 3.9388 | #N/A | 0 | 0 | 0 | 0 | 0 | 0 | 0 | 0 | 0.001682% | 1 | 50% | 0% | 0% | 0% | 8.2745 | 0 | 0 | 0 | 8.2745 | #N/A
2007-03-10 20:00 | 3 | 10 | 20 | 69.7918 | 1652 | 42.98 | 39.92 | 1006 | 42.98 | 6.19 | 0 | Heating | 0.82533 | #N/A | #N/A | #N/A | #N/A | 6.19 | #N/A | #N/A | 3.9388 | #N/A | 0 | 0 | 0 | 0 | 0 | 0 | 0 | 0 | 0.002751% | 1 | 50% | 0% | 0% | 0% | 8.2745 | 0 | 0 | 0 | 8.2745 | #N/A
2007-03-10 21:00 | 3 | 10 | 21 | 69.8334 | 1653 | 42.8 | 39.92 | 1006 | 42.8 | 6.8753 | 0 | Heating | 0.91671 | #N/A | #N/A | #N/A | #N/A | 6.8753 | #N/A | #N/A | 3.9261 | #N/A | 0 | 0 | 0 | 0 | 0 | 0 | 0 | 0 | 0.003056% | 1 | 50% | 0% | 0% | 0% | 8.2745 | 0 | 0 | 0 | 8.2745 | #N/A
2007-03-10 22:00 | 3 | 10 | 22 | 69.8751 | 1654 | 42.8 | 39.92 | 1006 | 42.8 | 8.2236 | 0 | Heating | 1.0965 | #N/A | #N/A | #N/A | #N/A | 8.2236 | #N/A | #N/A | 3.9261 | #N/A | 0 | 0 | 0 | 0 | 0 | 0 | 0 | 0 | 0.003655% | 1 | 50% | 0% | 0% | 0% | 8.2745 | 0 | 0 | 0 | 8.2745 | #N/A
2007-03-10 23:00 | 3 | 10 | 23 | 69.9168 | 1655 | 42.98 | 39.02 | 1006 | 42.98 | 10.365 | 0 | Heating | 1.382 | #N/A | #N/A | #N/A | #N/A | 10.365 | #N/A | #N/A | 3.9388 | #N/A | 0 | 0 | 0 | 0 | 0 | 0 | 0 | 0 | 0.004607% | 1 | 50% | 0% | 0% | 0% | 8.2745 | 0 | 0 | 0 | 8.2745 | #N/A
2007-03-11 | 3 | 11 | 0 | 69.9584 | 1656 | 42.98 | 39.02 | 1006 | 42.98 | 13.0689 | 0 | Heating | 1.7425 | #N/A | #N/A | #N/A | #N/A | 13.0689 | #N/A | #N/A | 3.9388 | #N/A | 0 | 0 | 0 | 0 | 0 | 0 | 0 | 0 | 0.005808% | 1 | 50% | 0% | 0% | 0% | 8.2745 | 0 | 0 | 0 | 8.2745 | #N/A
2007-03-11 01:00 | 3 | 11 | 1 | 70.0001 | 1657 | 46.04 | 39.02 | 1005 | 46.04 | 12.6757 | 0 | Heating | 1.6901 | #N/A | #N/A | #N/A | #N/A | 12.6757 | #N/A | #N/A | 4.1705 | #N/A | 0 | 0 | 0 | 0 | 0 | 0 | 0 | 0 | 0.005634% | 1 | 50% | 0% | 0% | 0% | 8.2745 | 0 | 0 | 0 | 8.2745 | #N/A
2007-03-11 02:00 | 3 | 11 | 2 | 70.0418 | 1658 | 46.04 | 39.02 | 1005 | 46.04 | 13.1425 | 0 | Heating | 1.7523 | #N/A | #N/A | #N/A | #N/A | 13.1425 | #N/A | #N/A | 4.1705 | #N/A | 0 | 0 | 0 | 0 | 0 | 0 | 0 | 0 | 0.005841% | 1 | 50% | 0% | 0% | 0% | 8.2745 | 0 | 0 | 0 | 8.2745 | #N/A
2007-03-11 03:00 | 3 | 11 | 3 | 70.0834 | 1659 | 46.04 | 37.94 | 1005 | 46.04 | 14.5753 | 0 | Heating | 1.9434 | #N/A | #N/A | #N/A | #N/A | 14.5753 | #N/A | #N/A | 4.1705 | #N/A | 0 | 0 | 0 | 0 | 0 | 0 | 0 | 0 | 0.006478% | 1 | 50% | 0% | 0% | 0% | 8.2745 | 0 | 0 | 0 | 8.2745 | #N/A
2007-03-11 04:00 | 3 | 11 | 4 | 70.1251 | 1660 | 42.98 | 39.02 | 1005 | 42.98 | 15.4059 | 0 | Heating | 2.0541 | #N/A | #N/A | #N/A | #N/A | 15.4059 | #N/A | #N/A | 3.9388 | #N/A | 0 | 0 | 0 | 0 | 0 | 0 | 0 | 0 | 0.006847% | 1 | 50% | 0% | 0% | 0% | 8.2745 | 0 | 0 | 0 | 8.2745 | #N/A
2007-03-11 05:00 | 3 | 11 | 5 | 70.1668 | 1661 | 42.98 | 39.02 | 1006 | 42.98 | 16.0056 | 0 | Heating | 2.1341 | #N/A | #N/A | #N/A | #N/A | 16.0056 | #N/A | #N/A | 3.9388 | #N/A | 0 | 0 | 0 | 0 | 0 | 0 | 0 | 0 | 0.007114% | 1 | 50% | 0% | 0% | 0% | 8.2745 | 0 | 0 | 0 | 8.2745 | #N/A
2007-03-11 06:00 | 3 | 11 | 6 | 70.2084 | 1662 | 44.6 | 39.92 | 1006 | 44.6 | 14.9661 | 0 | Heating | 1.9955 | #N/A | #N/A | #N/A | #N/A | 14.9661 | #N/A | #N/A | 4.058 | #N/A | 0 | 0 | 0 | 0 | 0 | 0 | 0 | 0 | 0.006652% | 1 | 50% | 0% | 0% | 0% | 8.2745 | 0 | 0 | 0 | 8.2745 | #N/A
2007-03-11 07:00 | 3 | 11 | 7 | 70.2501 | 1663 | 44.6 | 39.92 | 1007 | 44.6 | 542.2358 | 0 | Heating | 72.2981 | #N/A | #N/A | #N/A | #N/A | 542.2358 | #N/A | #N/A | 4.058 | #N/A | 0 | 0 | 0 | 0 | 0 | 0 | 0 | 0 | 0.241% | 1 | 50% | 0% | 0% | 0% | 8.2745 | 0 | 0 | 0 | 8.2745 | #N/A
2007-03-11 08:00 | 3 | 11 | 8 | 70.2918 | 1664 | 44.06 | 41 | 1008 | 44.06 | 319.934 | 0 | Heating | 42.6579 | #N/A | #N/A | #N/A | #N/A | 319.934 | #N/A | #N/A | 4.0174 | #N/A | 0 | 0 | 0 | 0 | 0 | 0 | 0 | 0 | 0.1422% | 1 | 50% | 0% | 0% | 0% | 8.2745 | 0 | 0 | 0 | 8.2745 | #N/A
2007-03-11 09:00 | 3 | 11 | 9 | 70.3334 | 1665 | 42.98 | 42.08 | 1009 | 42.98 | 101.0251 | 0 | Heating | 13.47 | #N/A | #N/A | #N/A | #N/A | 101.0251 | #N/A | #N/A | 3.9388 | #N/A | 0 | 0 | 0 | 0 | 0 | 0 | 0 | 0 | 0.0449% | 1 | 50% | 0% | 0% | 0% | 8.2745 | 0 | 0 | 0 | 8.2745 | #N/A
2007-03-11 10:00 | 3 | 11 | 10 | 70.3751 | 1666 | 44.96 | 42.08 | 1009 | 44.96 | 42.0155 | 0 | Heating | 5.6021 | #N/A | #N/A | #N/A | #N/A | 42.0155 | #N/A | #N/A | 4.0856 | #N/A | 0 | 0 | 0 | 0 | 0 | 0 | 0 | 0 | 0.01867% | 1 | 50% | 0% | 0% | 0% | 8.2745 | 0 | 0 | 0 | 8.2745 | #N/A
2007-03-11 11:00 | 3 | 11 | 11 | 70.4168 | 1667 | 44.96 | 41 | 1009 | 44.96 | 27.2292 | 0 | Heating | 3.6306 | #N/A | #N/A | #N/A | #N/A | 27.2292 | #N/A | #N/A | 4.0856 | #N/A | 0 | 0 | 0 | 0 | 0 | 0 | 0 | 0 | 0.0121% | 1 | 50% | 0% | 0% | 0% | 8.2745 | 0 | 0 | 0 | 8.2745 | #N/A
2007-03-11 12:00 | 3 | 11 | 12 | 70.4584 | 1668 | 50 | 39.92 | 1009 | 50 | 11.3556 | 0 | Heating | 1.5141 | #N/A | #N/A | #N/A | #N/A | 11.3556 | #N/A | #N/A | 4.5134 | #N/A | 0 | 0 | 0 | 0 | 0 | 0 | 0 | 0 | 0.005047% | 1 | 50% | 0% | 0% | 0% | 8.2745 | 0 | 0 | 0 | 8.2745 | #N/A
2007-03-11 13:00 | 3 | 11 | 13 | 70.5001 | 1669 | 51.08 | 39.02 | 1009 | 51.08 | 9.1196 | 0 | Heating | 1.216 | #N/A | #N/A | #N/A | #N/A | 9.1196 | #N/A | #N/A | 4.6159 | #N/A | 0 | 0 | 0 | 0 | 0 | 0 | 0 | 0 | 0.004053% | 1 | 50% | 0% | 0% | 0% | 8.2745 | 0 | 0 | 0 | 8.2745 | #N/A
2007-03-11 14:00 | 3 | 11 | 14 | 70.5418 | 1670 | 51.08 | 39.92 | 1008 | 51.08 | 3.4166 | 0 | Heating | 0.45555 | #N/A | #N/A | #N/A | #N/A | 3.4166 | #N/A | #N/A | 4.6159 | #N/A | 0 | 0 | 0 | 0 | 0 | 0 | 0 | 0 | 0.001518% | 1 | 50% | 0% | 0% | 0% | 8.2745 | 0 | 0 | 0 | 8.2745 | #N/A
2007-03-11 15:00 | 3 | 11 | 15 | 70.5834 | 1671 | 53.06 | 39.02 | 1007 | 53.06 | 1.6884 | 0 | Heating | 0.22512 | #N/A | #N/A | #N/A | #N/A | 1.6884 | #N/A | #N/A | 4.8142 | #N/A | 0 | 0 | 0 | 0 | 0 | 0 | 0 | 0 | 0.0007504% | 1 | 50% | 0% | 0% | 0% | 8.2745 | 0 | 0 | 0 | 8.2745 | #N/A
2007-03-11 16:00 | 3 | 11 | 16 | 70.6251 | 1672 | 53.06 | 37.94 | 1007 | 53.06 | 0.29019 | 0 | Heating | 0.038693 | #N/A | #N/A | #N/A | #N/A | 0.29019 | #N/A | #N/A | 4.8142 | #N/A | 0 | 0 | 0 | 0 | 0 | 0 | 0 | 0 | 0.000129% | 1 | 50% | 0% | 0% | 0% | 8.2745 | 0 | 0 | 0 | 8.2745 | #N/A
2007-03-11 17:00 | 3 | 11 | 17 | 70.6668 | 1673 | 53.06 | 37.94 | 1007 | 53.06 | 0 | 0.0011152 | Cooling | 0.00018587 | #N/A | #N/A | #N/A | #N/A | 0 | 0 | 0 | 0 | 0 | 0.0011152 | #N/A | #N/A | 88 | 68.06 | 5.1433 | #N/A | 3.4479e-06 | 6.196e-07% | 1 | 50% | 0% | 0% | 0% | 8.2745 | 0 | 0 | 0 | 8.2745 | #N/A
2007-03-11 18:00 | 3 | 11 | 18 | 70.7084 | 1674 | 48.92 | 37.04 | 1007 | 48.92 | 0.23264 | 0 | Heating | 0.031018 | #N/A | #N/A | #N/A | #N/A | 0.23264 | #N/A | #N/A | 4.4149 | #N/A | 0 | 0 | 0 | 0 | 0 | 0 | 0 | 0 | 0.0001034% | 1 | 50% | 0% | 0% | 0% | 8.2745 | 0 | 0 | 0 | 8.2745 | #N/A
2007-03-11 19:00 | 3 | 11 | 19 | 70.7501 | 1675 | 42.98 | 35.96 | 1007 | 42.98 | 3.0203 | 0 | Heating | 0.40271 | #N/A | #N/A | #N/A | #N/A | 3.0203 | #N/A | #N/A | 3.9388 | #N/A | 0 | 0 | 0 | 0 | 0 | 0 | 0 | 0 | 0.001342% | 1 | 50% | 0% | 0% | 0% | 8.2745 | 0 | 0 | 0 | 8.2745 | #N/A
2007-03-11 20:00 | 3 | 11 | 20 | 70.7918 | 1676 | 42.98 | 35.06 | 1008 | 42.98 | 6.4777 | 0 | Heating | 0.86369 | #N/A | #N/A | #N/A | #N/A | 6.4777 | #N/A | #N/A | 3.9388 | #N/A | 0 | 0 | 0 | 0 | 0 | 0 | 0 | 0 | 0.002879% | 1 | 50% | 0% | 0% | 0% | 8.2745 | 0 | 0 | 0 | 8.2745 | #N/A
2007-03-11 21:00 | 3 | 11 | 21 | 70.8334 | 1677 | 42.08 | 42.08 | 1009 | 42.08 | 27.5719 | 0 | Heating | 3.6763 | #N/A | #N/A | #N/A | #N/A | 27.5719 | #N/A | #N/A | 3.8759 | #N/A | 0 | 0 | 0 | 0 | 0 | 0 | 0 | 0 | 0.01225% | 1 | 50% | 0% | 0% | 0% | 8.2745 | 0 | 0 | 0 | 8.2745 | #N/A
2007-03-11 22:00 | 3 | 11 | 22 | 70.8751 | 1678 | 39.92 | 42.08 | 1008 | 39.92 | 52.6525 | 0 | Heating | 7.0203 | #N/A | #N/A | #N/A | #N/A | 52.6525 | #N/A | #N/A | 3.7339 | #N/A | 0 | 0 | 0 | 0 | 0 | 0 | 0 | 0 | 0.0234% | 1 | 50% | 0% | 0% | 0% | 8.2745 | 0 | 0 | 0 | 8.2745 | #N/A
2007-03-11 23:00 | 3 | 11 | 23 | 70.9168 | 1679 | 39.92 | 42.08 | 1007 | 39.92 | 0 | 0 | Cooling | 0 | #N/A | #N/A | #N/A | #N/A | 0 | 0 | 0 | 0 | 0 | 0 | #N/A | #N/A | 88 | 54.92 | 6.0412 | #N/A | 0 | 0% | 1 | 50% | 0% | 0% | 0% | 8.2745 | 0 | 0 | 0 | 8.2745 | #N/A
2007-03-12 | 3 | 12 | 0 | 70.9584 | 1680 | 37.94 | 44.06 | 1005 | 37.94 | 0 | 0 | Cooling | 0 | #N/A | #N/A | #N/A | #N/A | 0 | 0 | 0 | 0 | 0 | 0 | #N/A | #N/A | 88 | 52.94 | 6.1765 | #N/A | 0 | 0% | 1 | 50% | 0% | 0% | 0% | 8.2745 | 0 | 0 | 0 | 8.2745 | #N/A
2007-03-12 01:00 | 3 | 12 | 1 | 71.0001 | 1681 | 37.94 | 42.08 | 1004 | 37.94 | 0 | 0 | Cooling | 0 | #N/A | #N/A | #N/A | #N/A | 0 | 0 | 0 | 0 | 0 | 0 | #N/A | #N/A | 88 | 52.94 | 6.1765 | #N/A | 0 | 0% | 1 | 50% | 0% | 0% | 0% | 8.2745 | 0 | 0 | 0 | 8.2745 | #N/A
2007-03-12 02:00 | 3 | 12 | 2 | 71.0418 | 1682 | 37.94 | 42.08 | 1004 | 37.94 | 0 | 0 | Cooling | 0 | #N/A | #N/A | #N/A | #N/A | 0 | 0 | 0 | 0 | 0 | 0 | #N/A | #N/A | 88 | 52.94 | 6.1765 | #N/A | 0 | 0% | 1 | 50% | 0% | 0% | 0% | 8.2745 | 0 | 0 | 0 | 8.2745 | #N/A
2007-03-12 03:00 | 3 | 12 | 3 | 71.0834 | 1683 | 37.04 | 39.92 | 1003 | 37.04 | 0 | 0 | Cooling | 0 | #N/A | #N/A | #N/A | #N/A | 0 | 0 | 0 | 0 | 0 | 0 | #N/A | #N/A | 88 | 52.04 | 6.238 | #N/A | 0 | 0% | 1 | 50% | 0% | 0% | 0% | 8.2745 | 0 | 0 | 0 | 8.2745 | #N/A
2007-03-12 04:00 | 3 | 12 | 4 | 71.1251 | 1684 | 35.06 | 39.02 | 1003 | 35.06 | 0.27976 | 0 | Heating | 0.037301 | #N/A | #N/A | #N/A | #N/A | 0.27976 | #N/A | #N/A | 3.4585 | #N/A | 0 | 0 | 0 | 0 | 0 | 0 | 0 | 0 | 0.0001243% | 1 | 50% | 0% | 0% | 0% | 8.2745 | 0 | 0 | 0 | 8.2745 | #N/A
2007-03-12 05:00 | 3 | 12 | 5 | 71.1668 | 1685 | 35.06 | 39.02 | 1003 | 35.06 | 1.2219 | 0 | Heating | 0.16291 | #N/A | #N/A | #N/A | #N/A | 1.2219 | #N/A | #N/A | 3.4585 | #N/A | 0 | 0 | 0 | 0 | 0 | 0 | 0 | 0 | 0.000543% | 1 | 50% | 0% | 0% | 0% | 8.2745 | 0 | 0 | 0 | 8.2745 | #N/A
2007-03-12 06:00 | 3 | 12 | 6 | 71.2084 | 1686 | 35.06 | 39.92 | 1003 | 35.06 | 0.44346 | 0 | Heating | 0.059128 | #N/A | #N/A | #N/A | #N/A | 0.44346 | #N/A | #N/A | 3.4585 | #N/A | 0 | 0 | 0 | 0 | 0 | 0 | 0 | 0 | 0.0001971% | 1 | 50% | 0% | 0% | 0% | 8.2745 | 0 | 0 | 0 | 8.2745 | #N/A
2007-03-12 07:00 | 3 | 12 | 7 | 71.2501 | 1687 | 35.06 | 39.92 | 1003 | 35.06 | 269.046 | 0 | Heating | 35.8728 | #N/A | #N/A | #N/A | #N/A | 269.046 | #N/A | #N/A | 3.4585 | #N/A | 0 | 0 | 0 | 0 | 0 | 0 | 0 | 0 | 0.1196% | 1 | 50% | 0% | 0% | 0% | 8.2745 | 0 | 0 | 0 | 8.2745 | #N/A
2007-03-12 08:00 | 3 | 12 | 8 | 71.2918 | 1688 | 35.06 | 41 | 1003 | 35.06 | 121.5152 | 0 | Heating | 16.202 | #N/A | #N/A | #N/A | #N/A | 121.5152 | #N/A | #N/A | 3.4585 | #N/A | 0 | 0 | 0 | 0 | 0 | 0 | 0 | 0 | 0.05401% | 1 | 50% | 0% | 0% | 0% | 8.2745 | 0 | 0 | 0 | 8.2745 | #N/A
2007-03-12 09:00 | 3 | 12 | 9 | 71.3334 | 1689 | 37.04 | 42.08 | 1004 | 37.04 | 10.5767 | 0 | Heating | 1.4102 | #N/A | #N/A | #N/A | #N/A | 10.5767 | #N/A | #N/A | 3.5637 | #N/A | 0 | 0 | 0 | 0 | 0 | 0 | 0 | 0 | 0.004701% | 1 | 50% | 0% | 0% | 0% | 8.2745 | 0 | 0 | 0 | 8.2745 | #N/A
2007-03-12 10:00 | 3 | 12 | 10 | 71.3751 | 1690 | 37.94 | 41 | 1004 | 37.94 | 9.7758 | 0 | Heating | 1.3034 | #N/A | #N/A | #N/A | #N/A | 9.7758 | #N/A | #N/A | 3.6146 | #N/A | 0 | 0 | 0 | 0 | 0 | 0 | 0 | 0 | 0.004345% | 1 | 50% | 0% | 0% | 0% | 8.2745 | 0 | 0 | 0 | 8.2745 | #N/A
2007-03-12 11:00 | 3 | 12 | 11 | 71.4168 | 1691 | 37.94 | 39.92 | 1004 | 37.94 | 10.1641 | 0 | Heating | 1.3552 | #N/A | #N/A | #N/A | #N/A | 10.1641 | #N/A | #N/A | 3.6146 | #N/A | 0 | 0 | 0 | 0 | 0 | 0 | 0 | 0 | 0.004517% | 1 | 50% | 0% | 0% | 0% | 8.2745 | 0 | 0 | 0 | 8.2745 | #N/A
2007-03-12 12:00 | 3 | 12 | 12 | 71.4584 | 1692 | 39.92 | 41 | 1004 | 39.92 | 6.8638 | 0 | Heating | 0.91517 | #N/A | #N/A | #N/A | #N/A | 6.8638 | #N/A | #N/A | 3.7339 | #N/A | 0 | 0 | 0 | 0 | 0 | 0 | 0 | 0 | 0.003051% | 1 | 50% | 0% | 0% | 0% | 8.2745 | 0 | 0 | 0 | 8.2745 | #N/A
2007-03-12 13:00 | 3 | 12 | 13 | 71.5001 | 1693 | 41 | 42.08 | 1003 | 41 | 7.9112 | 0 | Heating | 1.0548 | #N/A | #N/A | #N/A | #N/A | 7.9112 | #N/A | #N/A | 3.8033 | #N/A | 0 | 0 | 0 | 0 | 0 | 0 | 0 | 0 | 0.003516% | 1 | 50% | 0% | 0% | 0% | 8.2745 | 0 | 0 | 0 | 8.2745 | #N/A
2007-03-12 14:00 | 3 | 12 | 14 | 71.5418 | 1694 | 41 | 42.98 | 1002 | 41 | 1.9899 | 0 | Heating | 0.26532 | #N/A | #N/A | #N/A | #N/A | 1.9899 | #N/A | #N/A | 3.8033 | #N/A | 0 | 0 | 0 | 0 | 0 | 0 | 0 | 0 | 0.0008844% | 1 | 50% | 0% | 0% | 0% | 8.2745 | 0 | 0 | 0 | 8.2745 | #N/A
2007-03-12 15:00 | 3 | 12 | 15 | 71.5834 | 1695 | 42.98 | 42.98 | 1002 | 42.98 | 2.3371 | 0 | Heating | 0.31161 | #N/A | #N/A | #N/A | #N/A | 2.3371 | #N/A | #N/A | 3.9388 | #N/A | 0 | 0 | 0 | 0 | 0 | 0 | 0 | 0 | 0.001039% | 1 | 50% | 0% | 0% | 0% | 8.2745 | 0 | 0 | 0 | 8.2745 | #N/A
2007-03-12 16:00 | 3 | 12 | 16 | 71.6251 | 1696 | 44.06 | 44.06 | 1001 | 44.06 | 1.0077 | 0 | Heating | 0.13436 | #N/A | #N/A | #N/A | #N/A | 1.0077 | #N/A | #N/A | 4.0174 | #N/A | 0 | 0 | 0 | 0 | 0 | 0 | 0 | 0 | 0.0004479% | 1 | 50% | 0% | 0% | 0% | 8.2745 | 0 | 0 | 0 | 8.2745 | #N/A
2007-03-12 17:00 | 3 | 12 | 17 | 71.6668 | 1697 | 44.06 | 44.06 | 1001 | 44.06 | 0 | 0.19594 | Cooling | 0.032657 | #N/A | #N/A | #N/A | #N/A | 0 | 0 | 0 | 0 | 0 | 0.19594 | #N/A | #N/A | 88 | 59.06 | 5.7583 | #N/A | 0.00060577 | 0.0001089% | 1 | 50% | 0% | 0% | 0% | 8.2745 | 0 | 0 | 0 | 8.2745 | #N/A
2007-03-12 18:00 | 3 | 12 | 18 | 71.7084 | 1698 | 42.98 | 42.98 | 1001 | 42.98 | 0.36604 | 0 | Heating | 0.048805 | #N/A | #N/A | #N/A | #N/A | 0.36604 | #N/A | #N/A | 3.9388 | #N/A | 0 | 0 | 0 | 0 | 0 | 0 | 0 | 0 | 0.0001627% | 1 | 50% | 0% | 0% | 0% | 8.2745 | 0 | 0 | 0 | 8.2745 | #N/A
2007-03-12 19:00 | 3 | 12 | 19 | 71.7501 | 1699 | 41 | 42.08 | 1002 | 41 | 6.2805 | 0 | Heating | 0.8374 | #N/A | #N/A | #N/A | #N/A | 6.2805 | #N/A | #N/A | 3.8033 | #N/A | 0 | 0 | 0 | 0 | 0 | 0 | 0 | 0 | 0.002791% | 1 | 50% | 0% | 0% | 0% | 8.2745 | 0 | 0 | 0 | 8.2745 | #N/A
2007-03-12 20:00 | 3 | 12 | 20 | 71.7918 | 1700 | 41 | 42.08 | 1002 | 41 | 11.5235 | 0 | Heating | 1.5365 | #N/A | #N/A | #N/A | #N/A | 11.5235 | #N/A | #N/A | 3.8033 | #N/A | 0 | 0 | 0 | 0 | 0 | 0 | 0 | 0 | 0.005122% | 1 | 50% | 0% | 0% | 0% | 8.2745 | 0 | 0 | 0 | 8.2745 | #N/A
2007-03-12 21:00 | 3 | 12 | 21 | 71.8334 | 1701 | 39.02 | 41 | 1002 | 39.02 | 25.4747 | 0 | Heating | 3.3966 | #N/A | #N/A | #N/A | #N/A | 25.4747 | #N/A | #N/A | 3.6785 | #N/A | 0 | 0 | 0 | 0 | 0 | 0 | 0 | 0 | 0.01132% | 1 | 50% | 0% | 0% | 0% | 8.2745 | 0 | 0 | 0 | 8.2745 | #N/A
2007-03-12 22:00 | 3 | 12 | 22 | 71.8751 | 1702 | 37.94 | 39.92 | 1002 | 37.94 | 58.2642 | 0 | Heating | 7.7686 | #N/A | #N/A | #N/A | #N/A | 58.2642 | #N/A | #N/A | 3.6146 | #N/A | 0 | 0 | 0 | 0 | 0 | 0 | 0 | 0 | 0.0259% | 1 | 50% | 0% | 0% | 0% | 8.2745 | 0 | 0 | 0 | 8.2745 | #N/A
2007-03-12 23:00 | 3 | 12 | 23 | 71.9168 | 1703 | 37.94 | 39.02 | 1002 | 37.94 | 0 | 0 | Cooling | 0 | #N/A | #N/A | #N/A | #N/A | 0 | 0 | 0 | 0 | 0 | 0 | #N/A | #N/A | 88 | 52.94 | 6.1765 | #N/A | 0 | 0% | 1 | 50% | 0% | 0% | 0% | 8.2745 | 0 | 0 | 0 | 8.2745 | #N/A
2007-03-13 | 3 | 13 | 0 | 71.9584 | 1704 | 39.02 | 37.94 | 1001 | 39.02 | 0 | 0 | Cooling | 0 | #N/A | #N/A | #N/A | #N/A | 0 | 0 | 0 | 0 | 0 | 0 | #N/A | #N/A | 88 | 54.02 | 6.1027 | #N/A | 0 | 0% | 1 | 50% | 0% | 0% | 0% | 8.2745 | 0 | 0 | 0 | 8.2745 | #N/A
2007-03-13 01:00 | 3 | 13 | 1 | 72.0001 | 1705 | 39.92 | 37.94 | 1001 | 39.92 | 0 | 0 | Cooling | 0 | #N/A | #N/A | #N/A | #N/A | 0 | 0 | 0 | 0 | 0 | 0 | #N/A | #N/A | 88 | 54.92 | 6.0412 | #N/A | 0 | 0% | 1 | 50% | 0% | 0% | 0% | 8.2745 | 0 | 0 | 0 | 8.2745 | #N/A
2007-03-13 02:00 | 3 | 13 | 2 | 72.0418 | 1706 | 39.92 | 37.94 | 1000 | 39.92 | 0 | 0 | Cooling | 0 | #N/A | #N/A | #N/A | #N/A | 0 | 0 | 0 | 0 | 0 | 0 | #N/A | #N/A | 88 | 54.92 | 6.0412 | #N/A | 0 | 0% | 1 | 50% | 0% | 0% | 0% | 8.2745 | 0 | 0 | 0 | 8.2745 | #N/A
2007-03-13 03:00 | 3 | 13 | 3 | 72.0834 | 1707 | 41 | 37.04 | 999 | 41 | 0.043366 | 0 | Heating | 0.0057821 | #N/A | #N/A | #N/A | #N/A | 0.043366 | #N/A | #N/A | 3.8033 | #N/A | 0 | 0 | 0 | 0 | 0 | 0 | 0 | 0 | 1.927e-05% | 1 | 50% | 0% | 0% | 0% | 8.2745 | 0 | 0 | 0 | 8.2745 | #N/A
2007-03-13 04:00 | 3 | 13 | 4 | 72.1251 | 1708 | 39.92 | 39.02 | 999 | 39.92 | 0.12546 | 0 | Heating | 0.016729 | #N/A | #N/A | #N/A | #N/A | 0.12546 | #N/A | #N/A | 3.7339 | #N/A | 0 | 0 | 0 | 0 | 0 | 0 | 0 | 0 | 5.576e-05% | 1 | 50% | 0% | 0% | 0% | 8.2745 | 0 | 0 | 0 | 8.2745 | #N/A
2007-03-13 05:00 | 3 | 13 | 5 | 72.1668 | 1709 | 39.92 | 37.94 | 999 | 39.92 | 0.37901 | 0 | Heating | 0.050535 | #N/A | #N/A | #N/A | #N/A | 0.37901 | #N/A | #N/A | 3.7339 | #N/A | 0 | 0 | 0 | 0 | 0 | 0 | 0 | 0 | 0.0001684% | 1 | 50% | 0% | 0% | 0% | 8.2745 | 0 | 0 | 0 | 8.2745 | #N/A
2007-03-13 06:00 | 3 | 13 | 6 | 72.2084 | 1710 | 39.92 | 39.92 | 1000 | 39.92 | 0.14568 | 0 | Heating | 0.019424 | #N/A | #N/A | #N/A | #N/A | 0.14568 | #N/A | #N/A | 3.7339 | #N/A | 0 | 0 | 0 | 0 | 0 | 0 | 0 | 0 | 6.475e-05% | 1 | 50% | 0% | 0% | 0% | 8.2745 | 0 | 0 | 0 | 8.2745 | #N/A
2007-03-13 07:00 | 3 | 13 | 7 | 72.2501 | 1711 | 39.02 | 55.94 | 1000 | 39.02 | 180.6654 | 0 | Heating | 24.0887 | #N/A | #N/A | #N/A | #N/A | 180.6654 | #N/A | #N/A | 3.6785 | #N/A | 0 | 0 | 0 | 0 | 0 | 0 | 0 | 0 | 0.0803% | 1 | 50% | 0% | 0% | 0% | 8.2745 | 0 | 0 | 0 | 8.2745 | #N/A
2007-03-13 08:00 | 3 | 13 | 8 | 72.2918 | 1712 | 39.02 | 57.92 | 1001 | 39.02 | 0 | 73.2544 | Cooling | 12.2091 | #N/A | #N/A | #N/A | #N/A | 0 | 0 | 0 | 0 | 0 | 73.2544 | #N/A | #N/A | 88 | 54.02 | 6.1027 | #N/A | 0.22648 | 0.0407% | 1 | 50% | 0% | 0% | 0% | 8.2745 | 0 | 0 | 0 | 8.2745 | #N/A
2007-03-13 09:00 | 3 | 13 | 9 | 72.3334 | 1713 | 39.02 | 59 | 1001 | 39.02 | 0 | 749.2709 | Cooling | 124.8785 | #N/A | #N/A | #N/A | #N/A | 0 | 0 | 0 | 0 | 0 | 749.2709 | #N/A | #N/A | 88 | 54.02 | 6.1027 | #N/A | 2.3165 | 0.4163% | 1 | 50% | 0% | 0% | 0% | 8.2745 | 0 | 0 | 0 | 8.2745 | #N/A
2007-03-13 10:00 | 3 | 13 | 10 | 72.3751 | 1714 | 39.92 | 59 | 1002 | 39.92 | 0 | 907.9489 | Cooling | 151.3248 | #N/A | #N/A | #N/A | #N/A | 0 | 0 | 0 | 0 | 0 | 907.9489 | #N/A | #N/A | 88 | 54.92 | 6.0412 | #N/A | 2.807 | 0.5044% | 1 | 50% | 0% | 0% | 0% | 8.2745 | 0 | 0 | 0 | 8.2745 | #N/A
2007-03-13 11:00 | 3 | 13 | 11 | 72.4168 | 1715 | 39.92 | 57.92 | 1001 | 39.92 | 0 | 905.6737 | Cooling | 150.9456 | #N/A | #N/A | #N/A | #N/A | 0 | 0 | 0 | 0 | 0 | 905.6737 | #N/A | #N/A | 88 | 54.92 | 6.0412 | #N/A | 2.8 | 0.5032% | 1 | 50% | 0% | 0% | 0% | 8.2745 | 0 | 0 | 0 | 8.2745 | #N/A
2007-03-13 12:00 | 3 | 13 | 12 | 72.4584 | 1716 | 42.08 | 57.02 | 1002 | 42.08 | 0 | 983.6317 | Cooling | 163.9386 | #N/A | #N/A | #N/A | #N/A | 0 | 0 | 0 | 0 | 0 | 983.6317 | #N/A | #N/A | 88 | 57.08 | 5.8936 | #N/A | 3.041 | 0.5465% | 1 | 50% | 0% | 0% | 0% | 8.2745 | 0 | 0 | 0 | 8.2745 | #N/A
2007-03-13 13:00 | 3 | 13 | 13 | 72.5001 | 1717 | 41 | 57.02 | 1002 | 41 | 0 | 827.3396 | Cooling | 137.8899 | #N/A | #N/A | #N/A | #N/A | 0 | 0 | 0 | 0 | 0 | 827.3396 | #N/A | #N/A | 88 | 56 | 5.9674 | #N/A | 2.5578 | 0.4596% | 1 | 50% | 0% | 0% | 0% | 8.2745 | 0 | 0 | 0 | 8.2745 | #N/A
2007-03-13 14:00 | 3 | 13 | 14 | 72.5418 | 1718 | 41 | 55.94 | 1001 | 41 | 0 | 958.5797 | Cooling | 159.7633 | #N/A | #N/A | #N/A | #N/A | 0 | 0 | 0 | 0 | 0 | 958.5797 | #N/A | #N/A | 88 | 56 | 5.9674 | #N/A | 2.9636 | 0.5325% | 1 | 50% | 0% | 0% | 0% | 8.2745 | 0 | 0 | 0 | 8.2745 | #N/A
2007-03-13 15:00 | 3 | 13 | 15 | 72.5834 | 1719 | 42.8 | 55.94 | 1001 | 42.8 | 0 | 1023.5453 | Cooling | 170.5909 | #N/A | #N/A | #N/A | #N/A | 0 | 0 | 0 | 0 | 0 | 1023.5453 | #N/A | #N/A | 88 | 57.8 | 5.8444 | #N/A | 3.1644 | 0.5686% | 1 | 50% | 0% | 0% | 0% | 8.2745 | 0 | 0 | 0 | 8.2745 | #N/A
2007-03-13 16:00 | 3 | 13 | 16 | 72.6251 | 1720 | 42.08 | 55.94 | 1001 | 42.08 | 0 | 1041.5494 | Cooling | 173.5916 | #N/A | #N/A | #N/A | #N/A | 0 | 0 | 0 | 0 | 0 | 1041.5494 | #N/A | #N/A | 88 | 57.08 | 5.8936 | #N/A | 3.2201 | 0.5786% | 1 | 50% | 0% | 0% | 0% | 8.2745 | 0 | 0 | 0 | 8.2745 | #N/A
2007-03-13 17:00 | 3 | 13 | 17 | 72.6668 | 1721 | 42.08 | 55.04 | 1002 | 42.08 | 0 | 931.627 | Cooling | 155.2712 | #N/A | #N/A | #N/A | #N/A | 0 | 0 | 0 | 0 | 0 | 931.627 | #N/A | #N/A | 88 | 57.08 | 5.8936 | #N/A | 2.8802 | 0.5176% | 1 | 50% | 0% | 0% | 0% | 8.2745 | 0 | 0 | 0 | 8.2745 | #N/A
2007-03-13 18:00 | 3 | 13 | 18 | 72.7084 | 1722 | 39.02 | 53.06 | 1002 | 39.02 | 0 | 473.5517 | Cooling | 78.9253 | #N/A | #N/A | #N/A | #N/A | 0 | 0 | 0 | 0 | 0 | 473.5517 | #N/A | #N/A | 88 | 54.02 | 6.1027 | #N/A | 1.464 | 0.2631% | 1 | 50% | 0% | 0% | 0% | 8.2745 | 0 | 0 | 0 | 8.2745 | #N/A
2007-03-13 19:00 | 3 | 13 | 19 | 72.7501 | 1723 | 37.94 | 51.98 | 1003 | 37.94 | 0 | 133.3723 | Cooling | 22.2287 | #N/A | #N/A | #N/A | #N/A | 0 | 0 | 0 | 0 | 0 | 133.3723 | #N/A | #N/A | 88 | 52.94 | 6.1765 | #N/A | 0.41234 | 0.0741% | 1 | 50% | 0% | 0% | 0% | 8.2745 | 0 | 0 | 0 | 8.2745 | #N/A
2007-03-13 20:00 | 3 | 13 | 20 | 72.7918 | 1724 | 37.94 | 51.98 | 1003 | 37.94 | 0 | 76.1778 | Cooling | 12.6963 | #N/A | #N/A | #N/A | #N/A | 0 | 0 | 0 | 0 | 0 | 76.1778 | #N/A | #N/A | 88 | 52.94 | 6.1765 | #N/A | 0.23551 | 0.04232% | 1 | 50% | 0% | 0% | 0% | 8.2745 | 0 | 0 | 0 | 8.2745 | #N/A
2007-03-13 21:00 | 3 | 13 | 21 | 72.8334 | 1725 | 37.04 | 51.08 | 1003 | 37.04 | 0 | 37.3643 | Cooling | 6.2274 | #N/A | #N/A | #N/A | #N/A | 0 | 0 | 0 | 0 | 0 | 37.3643 | #N/A | #N/A | 88 | 52.04 | 6.238 | #N/A | 0.11552 | 0.02076% | 1 | 50% | 0% | 0% | 0% | 8.2745 | 0 | 0 | 0 | 8.2745 | #N/A
2007-03-13 22:00 | 3 | 13 | 22 | 72.8751 | 1726 | 35.96 | 51.08 | 1003 | 35.96 | 0 | 2.9513 | Cooling | 0.49189 | #N/A | #N/A | #N/A | #N/A | 0 | 0 | 0 | 0 | 0 | 2.9513 | #N/A | #N/A | 88 | 50.96 | 6.3118 | #N/A | 0.0091245 | 0.00164% | 1 | 50% | 0% | 0% | 0% | 8.2745 | 0 | 0 | 0 | 8.2745 | #N/A
2007-03-13 23:00 | 3 | 13 | 23 | 72.9168 | 1727 | 35.96 | 50 | 1003 | 35.96 | 0 | 0 | Cooling | 0 | #N/A | #N/A | #N/A | #N/A | 0 | 0 | 0 | 0 | 0 | 0 | #N/A | #N/A | 88 | 50.96 | 6.3118 | #N/A | 0 | 0% | 1 | 50% | 0% | 0% | 0% | 8.2745 | 0 | 0 | 0 | 8.2745 | #N/A
2007-03-14 | 3 | 14 | 0 | 72.9584 | 1728 | 35.06 | 51.08 | 1003 | 35.06 | 0 | 0 | Cooling | 0 | #N/A | #N/A | #N/A | #N/A | 0 | 0 | 0 | 0 | 0 | 0 | #N/A | #N/A | 88 | 50.06 | 6.3733 | #N/A | 0 | 0% | 1 | 50% | 0% | 0% | 0% | 8.2745 | 0 | 0 | 0 | 8.2745 | #N/A
2007-03-14 01:00 | 3 | 14 | 1 | 73.0001 | 1729 | 35.06 | 51.98 | 1003 | 35.06 | 0 | 0 | Cooling | 0 | #N/A | #N/A | #N/A | #N/A | 0 | 0 | 0 | 0 | 0 | 0 | #N/A | #N/A | 88 | 50.06 | 6.3733 | #N/A | 0 | 0% | 1 | 50% | 0% | 0% | 0% | 8.2745 | 0 | 0 | 0 | 8.2745 | #N/A
2007-03-14 02:00 | 3 | 14 | 2 | 73.0418 | 1730 | 35.06 | 51.98 | 1003 | 35.06 | 0 | 0 | Cooling | 0 | #N/A | #N/A | #N/A | #N/A | 0 | 0 | 0 | 0 | 0 | 0 | #N/A | #N/A | 88 | 50.06 | 6.3733 | #N/A | 0 | 0% | 1 | 50% | 0% | 0% | 0% | 8.2745 | 0 | 0 | 0 | 8.2745 | #N/A
2007-03-14 03:00 | 3 | 14 | 3 | 73.0834 | 1731 | 35.06 | 51.98 | 1002 | 35.06 | 0 | 0 | Cooling | 0 | #N/A | #N/A | #N/A | #N/A | 0 | 0 | 0 | 0 | 0 | 0 | #N/A | #N/A | 88 | 50.06 | 6.3733 | #N/A | 0 | 0% | 1 | 50% | 0% | 0% | 0% | 8.2745 | 0 | 0 | 0 | 8.2745 | #N/A
2007-03-14 04:00 | 3 | 14 | 4 | 73.1251 | 1732 | 35.06 | 51.08 | 1002 | 35.06 | 0 | 0 | Cooling | 0 | #N/A | #N/A | #N/A | #N/A | 0 | 0 | 0 | 0 | 0 | 0 | #N/A | #N/A | 88 | 50.06 | 6.3733 | #N/A | 0 | 0% | 1 | 50% | 0% | 0% | 0% | 8.2745 | 0 | 0 | 0 | 8.2745 | #N/A
2007-03-14 05:00 | 3 | 14 | 5 | 73.1668 | 1733 | 35.06 | 48.92 | 1002 | 35.06 | 0 | 0 | Cooling | 0 | #N/A | #N/A | #N/A | #N/A | 0 | 0 | 0 | 0 | 0 | 0 | #N/A | #N/A | 88 | 50.06 | 6.3733 | #N/A | 0 | 0% | 1 | 50% | 0% | 0% | 0% | 8.2745 | 0 | 0 | 0 | 8.2745 | #N/A
2007-03-14 06:00 | 3 | 14 | 6 | 73.2084 | 1734 | 33.98 | 48.92 | 1003 | 33.98 | 0 | 0 | Cooling | 0 | #N/A | #N/A | #N/A | #N/A | 0 | 0 | 0 | 0 | 0 | 0 | #N/A | #N/A | 88 | 48.98 | 6.4471 | #N/A | 0 | 0% | 1 | 50% | 0% | 0% | 0% | 8.2745 | 0 | 0 | 0 | 8.2745 | #N/A
2007-03-14 07:00 | 3 | 14 | 7 | 73.2501 | 1735 | 33.8 | 48.92 | 1003 | 33.8 | 8.6497 | 0 | Heating | 1.1533 | #N/A | #N/A | #N/A | #N/A | 8.6497 | #N/A | #N/A | 3.3963 | #N/A | 0 | 0 | 0 | 0 | 0 | 0 | 0 | 0 | 0.003844% | 1 | 50% | 0% | 0% | 0% | 8.2745 | 0 | 0 | 0 | 8.2745 | #N/A
2007-03-14 08:00 | 3 | 14 | 8 | 73.2918 | 1736 | 33.98 | 50 | 1003 | 33.98 | 0 | 0.8184 | Cooling | 0.1364 | #N/A | #N/A | #N/A | #N/A | 0 | 0 | 0 | 0 | 0 | 0.8184 | #N/A | #N/A | 88 | 48.98 | 6.4471 | #N/A | 0.0025302 | 0.0004547% | 1 | 50% | 0% | 0% | 0% | 8.2745 | 0 | 0 | 0 | 8.2745 | #N/A
2007-03-14 09:00 | 3 | 14 | 9 | 73.3334 | 1737 | 33.8 | 53.06 | 1003 | 33.8 | 0 | 105.5257 | Cooling | 17.5876 | #N/A | #N/A | #N/A | #N/A | 0 | 0 | 0 | 0 | 0 | 105.5257 | #N/A | #N/A | 88 | 48.8 | 6.4594 | #N/A | 0.32625 | 0.05863% | 1 | 50% | 0% | 0% | 0% | 8.2745 | 0 | 0 | 0 | 8.2745 | #N/A
2007-03-14 10:00 | 3 | 14 | 10 | 73.3751 | 1738 | 32 | 55.94 | 1002 | 32 | 0 | 556.6894 | Cooling | 92.7816 | #N/A | #N/A | #N/A | #N/A | 0 | 0 | 0 | 0 | 0 | 556.6894 | #N/A | #N/A | 88 | 47 | 6.5824 | #N/A | 1.7211 | 0.3093% | 1 | 50% | 0% | 0% | 0% | 8.2745 | 0 | 0 | 0 | 8.2745 | #N/A
2007-03-14 11:00 | 3 | 14 | 11 | 73.4168 | 1739 | 32 | 57.02 | 1002 | 32 | 0 | 945.9771 | Cooling | 157.6628 | #N/A | #N/A | #N/A | #N/A | 0 | 0 | 0 | 0 | 0 | 945.9771 | #N/A | #N/A | 88 | 47 | 6.5824 | #N/A | 2.9246 | 0.5255% | 1 | 50% | 0% | 0% | 0% | 8.2745 | 0 | 0 | 0 | 8.2745 | #N/A
2007-03-14 12:00 | 3 | 14 | 12 | 73.4584 | 1740 | 33.8 | 57.92 | 1001 | 33.8 | 0 | 1404.0875 | Cooling | 234.0146 | #N/A | #N/A | #N/A | #N/A | 0 | 0 | 0 | 0 | 0 | 1404.0875 | #N/A | #N/A | 88 | 48.8 | 6.4594 | #N/A | 4.3409 | 0.78% | 1 | 50% | 0% | 0% | 0% | 8.2745 | 0 | 0 | 0 | 8.2745 | #N/A
2007-03-14 13:00 | 3 | 14 | 13 | 73.5001 | 1741 | 39.02 | 60.08 | 1000 | 39.02 | 0 | 1505.7694 | Cooling | 250.9616 | #N/A | #N/A | #N/A | #N/A | 0 | 0 | 0 | 0 | 0 | 1505.7694 | #N/A | #N/A | 88 | 54.02 | 6.1027 | #N/A | 4.6553 | 0.8365% | 1 | 50% | 0% | 0% | 0% | 8.2745 | 0 | 0 | 0 | 8.2745 | #N/A
2007-03-14 14:00 | 3 | 14 | 14 | 73.5418 | 1742 | 39.02 | 57.02 | 999 | 39.02 | 0 | 1458.4521 | Cooling | 243.0754 | #N/A | #N/A | #N/A | #N/A | 0 | 0 | 0 | 0 | 0 | 1458.4521 | #N/A | #N/A | 88 | 54.02 | 6.1027 | #N/A | 4.509 | 0.8103% | 1 | 50% | 0% | 0% | 0% | 8.2745 | 0 | 0 | 0 | 8.2745 | #N/A
2007-03-14 15:00 | 3 | 14 | 15 | 73.5834 | 1743 | 39.02 | 55.94 | 999 | 39.02 | 0 | 1509.7432 | Cooling | 251.6239 | #N/A | #N/A | #N/A | #N/A | 0 | 0 | 0 | 0 | 0 | 1509.7432 | #N/A | #N/A | 88 | 54.02 | 6.1027 | #N/A | 4.6676 | 0.8387% | 1 | 50% | 0% | 0% | 0% | 8.2745 | 0 | 0 | 0 | 8.2745 | #N/A
2007-03-14 16:00 | 3 | 14 | 16 | 73.6251 | 1744 | 39.02 | 53.96 | 999 | 39.02 | 0 | 1513.204 | Cooling | 252.2007 | #N/A | #N/A | #N/A | #N/A | 0 | 0 | 0 | 0 | 0 | 1513.204 | #N/A | #N/A | 88 | 54.02 | 6.1027 | #N/A | 4.6783 | 0.8407% | 1 | 50% | 0% | 0% | 0% | 8.2745 | 0 | 0 | 0 | 8.2745 | #N/A
2007-03-14 17:00 | 3 | 14 | 17 | 73.6668 | 1745 | 39.02 | 55.94 | 999 | 39.02 | 0 | 1568.3522 | Cooling | 261.392 | #N/A | #N/A | #N/A | #N/A | 0 | 0 | 0 | 0 | 0 | 1568.3522 | #N/A | #N/A | 88 | 54.02 | 6.1027 | #N/A | 4.8488 | 0.8713% | 1 | 50% | 0% | 0% | 0% | 8.2745 | 0 | 0 | 0 | 8.2745 | #N/A
2007-03-14 18:00 | 3 | 14 | 18 | 73.7084 | 1746 | 37.94 | 55.04 | 999 | 37.94 | 0 | 1529.4653 | Cooling | 254.9109 | #N/A | #N/A | #N/A | #N/A | 0 | 0 | 0 | 0 | 0 | 1529.4653 | #N/A | #N/A | 88 | 52.94 | 6.1765 | #N/A | 4.7285 | 0.8497% | 1 | 50% | 0% | 0% | 0% | 8.2745 | 0 | 0 | 0 | 8.2745 | #N/A
2007-03-14 19:00 | 3 | 14 | 19 | 73.7501 | 1747 | 37.04 | 55.04 | 999 | 37.04 | 0 | 1571.0735 | Cooling | 261.8456 | #N/A | #N/A | #N/A | #N/A | 0 | 0 | 0 | 0 | 0 | 1571.0735 | #N/A | #N/A | 88 | 52.04 | 6.238 | #N/A | 4.8572 | 0.8728% | 1 | 50% | 0% | 0% | 0% | 8.2745 | 0 | 0 | 0 | 8.2745 | #N/A
2007-03-14 20:00 | 3 | 14 | 20 | 73.7918 | 1748 | 37.04 | 53.96 | 999 | 37.04 | 0 | 1267.3977 | Cooling | 211.2329 | #N/A | #N/A | #N/A | #N/A | 0 | 0 | 0 | 0 | 0 | 1267.3977 | #N/A | #N/A | 88 | 52.04 | 6.238 | #N/A | 3.9183 | 0.7041% | 1 | 50% | 0% | 0% | 0% | 8.2745 | 0 | 0 | 0 | 8.2745 | #N/A
2007-03-14 21:00 | 3 | 14 | 21 | 73.8334 | 1749 | 35.06 | 53.06 | 1000 | 35.06 | 0 | 989.9599 | Cooling | 164.9933 | #N/A | #N/A | #N/A | #N/A | 0 | 0 | 0 | 0 | 0 | 989.9599 | #N/A | #N/A | 88 | 50.06 | 6.3733 | #N/A | 3.0606 | 0.55% | 1 | 50% | 0% | 0% | 0% | 8.2745 | 0 | 0 | 0 | 8.2745 | #N/A
2007-03-14 22:00 | 3 | 14 | 22 | 73.8751 | 1750 | 30.02 | 53.06 | 1000 | 30.02 | 0 | 716.0971 | Cooling | 119.3495 | #N/A | #N/A | #N/A | #N/A | 0 | 0 | 0 | 0 | 0 | 716.0971 | #N/A | #N/A | 88 | 45.02 | 6.7177 | #N/A | 2.2139 | 0.3978% | 1 | 50% | 0% | 0% | 0% | 8.2745 | 0 | 0 | 0 | 8.2745 | #N/A
2007-03-14 23:00 | 3 | 14 | 23 | 73.9168 | 1751 | 30.02 | 53.06 | 1000 | 30.02 | 0 | 5.6015 | Cooling | 0.93358 | #N/A | #N/A | #N/A | #N/A | 0 | 0 | 0 | 0 | 0 | 5.6015 | #N/A | #N/A | 88 | 45.02 | 6.7177 | #N/A | 0.017318 | 0.003112% | 1 | 50% | 0% | 0% | 0% | 8.2745 | 0 | 0 | 0 | 8.2745 | #N/A
2007-03-15 | 3 | 15 | 0 | 73.9584 | 1752 | 28.94 | 53.06 | 1001 | 28.94 | 0 | 19.5189 | Cooling | 3.2532 | #N/A | #N/A | #N/A | #N/A | 0 | 0 | 0 | 0 | 0 | 19.5189 | #N/A | #N/A | 88 | 43.94 | 6.7915 | #N/A | 0.060345 | 0.01084% | 1 | 50% | 0% | 0% | 0% | 8.2745 | 0 | 0 | 0 | 8.2745 | #N/A
2007-03-15 01:00 | 3 | 15 | 1 | 74.0001 | 1753 | 28.94 | 53.06 | 1000 | 28.94 | 0 | 11.1102 | Cooling | 1.8517 | #N/A | #N/A | #N/A | #N/A | 0 | 0 | 0 | 0 | 0 | 11.1102 | #N/A | #N/A | 88 | 43.94 | 6.7915 | #N/A | 0.034349 | 0.006172% | 1 | 50% | 0% | 0% | 0% | 8.2745 | 0 | 0 | 0 | 8.2745 | #N/A
2007-03-15 02:00 | 3 | 15 | 2 | 74.0418 | 1754 | 28.94 | 50 | 1001 | 28.94 | 0 | 3.9915 | Cooling | 0.66526 | #N/A | #N/A | #N/A | #N/A | 0 | 0 | 0 | 0 | 0 | 3.9915 | #N/A | #N/A | 88 | 43.94 | 6.7915 | #N/A | 0.01234 | 0.002218% | 1 | 50% | 0% | 0% | 0% | 8.2745 | 0 | 0 | 0 | 8.2745 | #N/A
2007-03-15 03:00 | 3 | 15 | 3 | 74.0834 | 1755 | 26.96 | 48.92 | 1000 | 26.96 | 0 | 0.0044609 | Cooling | 0.00074348 | #N/A | #N/A | #N/A | #N/A | 0 | 0 | 0 | 0 | 0 | 0.0044609 | #N/A | #N/A | 88 | 41.96 | 6.9268 | #N/A | 1.3791e-05 | 2.478e-06% | 1 | 50% | 0% | 0% | 0% | 8.2745 | 0 | 0 | 0 | 8.2745 | #N/A
2007-03-15 04:00 | 3 | 15 | 4 | 74.1251 | 1756 | 24.08 | 48.92 | 1000 | 24.08 | 0 | 0.0058549 | Cooling | 0.00097582 | #N/A | #N/A | #N/A | #N/A | 0 | 0 | 0 | 0 | 0 | 0.0058549 | #N/A | #N/A | 88 | 39.08 | 7.1236 | #N/A | 1.8101e-05 | 3.253e-06% | 1 | 50% | 0% | 0% | 0% | 8.2745 | 0 | 0 | 0 | 8.2745 | #N/A
2007-03-15 05:00 | 3 | 15 | 5 | 74.1668 | 1757 | 24.08 | 51.08 | 1001 | 24.08 | 0 | 1.4494 | Cooling | 0.24157 | #N/A | #N/A | #N/A | #N/A | 0 | 0 | 0 | 0 | 0 | 1.4494 | #N/A | #N/A | 88 | 39.08 | 7.1236 | #N/A | 0.004481 | 0.0008052% | 1 | 50% | 0% | 0% | 0% | 8.2745 | 0 | 0 | 0 | 8.2745 | #N/A
2007-03-15 06:00 | 3 | 15 | 6 | 74.2084 | 1758 | 21.92 | 48.92 | 1001 | 21.92 | 0 | 0.90978 | Cooling | 0.15163 | #N/A | #N/A | #N/A | #N/A | 0 | 0 | 0 | 0 | 0 | 0.90978 | #N/A | #N/A | 88 | 36.92 | 7.2712 | #N/A | 0.0028127 | 0.0005054% | 1 | 50% | 0% | 0% | 0% | 8.2745 | 0 | 0 | 0 | 8.2745 | #N/A
2007-03-15 07:00 | 3 | 15 | 7 | 74.2501 | 1759 | 23 | 48.02 | 1002 | 23 | 0 | 0.0279 | Cooling | 0.0046499 | #N/A | #N/A | #N/A | #N/A | 0 | 0 | 0 | 0 | 0 | 0.0279 | #N/A | #N/A | 88 | 38 | 7.1974 | #N/A | 8.6255e-05 | 1.55e-05% | 1 | 50% | 0% | 0% | 0% | 8.2745 | 0 | 0 | 0 | 8.2745 | #N/A
2007-03-15 08:00 | 3 | 15 | 8 | 74.2918 | 1760 | 23 | 50 | 1002 | 23 | 0 | 0.4317 | Cooling | 0.071951 | #N/A | #N/A | #N/A | #N/A | 0 | 0 | 0 | 0 | 0 | 0.4317 | #N/A | #N/A | 88 | 38 | 7.1974 | #N/A | 0.0013347 | 0.0002398% | 1 | 50% | 0% | 0% | 0% | 8.2745 | 0 | 0 | 0 | 8.2745 | #N/A
2007-03-15 09:00 | 3 | 15 | 9 | 74.3334 | 1761 | 30.92 | 53.06 | 1002 | 30.92 | 0 | 362.5369 | Cooling | 60.4228 | #N/A | #N/A | #N/A | #N/A | 0 | 0 | 0 | 0 | 0 | 362.5369 | #N/A | #N/A | 88 | 45.92 | 6.6562 | #N/A | 1.1208 | 0.2014% | 1 | 50% | 0% | 0% | 0% | 8.2745 | 0 | 0 | 0 | 8.2745 | #N/A
2007-03-15 10:00 | 3 | 15 | 10 | 74.3751 | 1762 | 35.96 | 53.06 | 1002 | 35.96 | 0 | 842.629 | Cooling | 140.4382 | #N/A | #N/A | #N/A | #N/A | 0 | 0 | 0 | 0 | 0 | 842.629 | #N/A | #N/A | 88 | 50.96 | 6.3118 | #N/A | 2.6051 | 0.4681% | 1 | 50% | 0% | 0% | 0% | 8.2745 | 0 | 0 | 0 | 8.2745 | #N/A
2007-03-15 11:00 | 3 | 15 | 11 | 74.4168 | 1763 | 35.96 | 53.06 | 1002 | 35.96 | 0 | 1162.0079 | Cooling | 193.668 | #N/A | #N/A | #N/A | #N/A | 0 | 0 | 0 | 0 | 0 | 1162.0079 | #N/A | #N/A | 88 | 50.96 | 6.3118 | #N/A | 3.5925 | 0.6456% | 1 | 50% | 0% | 0% | 0% | 8.2745 | 0 | 0 | 0 | 8.2745 | #N/A
2007-03-15 12:00 | 3 | 15 | 12 | 74.4584 | 1764 | 42.98 | 53.06 | 1002 | 42.98 | 0 | 1252.4858 | Cooling | 208.7476 | #N/A | #N/A | #N/A | #N/A | 0 | 0 | 0 | 0 | 0 | 1252.4858 | #N/A | #N/A | 88 | 57.98 | 5.8321 | #N/A | 3.8722 | 0.6958% | 1 | 50% | 0% | 0% | 0% | 8.2745 | 0 | 0 | 0 | 8.2745 | #N/A
2007-03-15 13:00 | 3 | 15 | 13 | 74.5001 | 1765 | 44.96 | 55.04 | 1001 | 44.96 | 0 | 1477.9737 | Cooling | 246.329 | #N/A | #N/A | #N/A | #N/A | 0 | 0 | 0 | 0 | 0 | 1477.9737 | #N/A | #N/A | 88 | 59.96 | 5.6968 | #N/A | 4.5693 | 0.8211% | 1 | 50% | 0% | 0% | 0% | 8.2745 | 0 | 0 | 0 | 8.2745 | #N/A
2007-03-15 14:00 | 3 | 15 | 14 | 74.5418 | 1766 | 44.96 | 55.04 | 1000 | 44.96 | 0 | 1471.7348 | Cooling | 245.2891 | #N/A | #N/A | #N/A | #N/A | 0 | 0 | 0 | 0 | 0 | 1471.7348 | #N/A | #N/A | 88 | 59.96 | 5.6968 | #N/A | 4.5501 | 0.8176% | 1 | 50% | 0% | 0% | 0% | 8.2745 | 0 | 0 | 0 | 8.2745 | #N/A
2007-03-15 15:00 | 3 | 15 | 15 | 74.5834 | 1767 | 46.94 | 55.94 | 1000 | 46.94 | 0 | 1555.9779 | Cooling | 259.3297 | #N/A | #N/A | #N/A | #N/A | 0 | 0 | 0 | 0 | 0 | 1555.9779 | #N/A | #N/A | 88 | 61.94 | 5.5615 | #N/A | 4.8105 | 0.8644% | 1 | 50% | 0% | 0% | 0% | 8.2745 | 0 | 0 | 0 | 8.2745 | #N/A
2007-03-15 16:00 | 3 | 15 | 16 | 74.6251 | 1768 | 46.94 | 55.94 | 1000 | 46.94 | 0 | 1585.4672 | Cooling | 264.2445 | #N/A | #N/A | #N/A | #N/A | 0 | 0 | 0 | 0 | 0 | 1585.4672 | #N/A | #N/A | 88 | 61.94 | 5.5615 | #N/A | 4.9017 | 0.8808% | 1 | 50% | 0% | 0% | 0% | 8.2745 | 0 | 0 | 0 | 8.2745 | #N/A
2007-03-15 17:00 | 3 | 15 | 17 | 74.6668 | 1769 | 46.94 | 55.94 | 1000 | 46.94 | 0 | 1940.5711 | Cooling | 323.4285 | #N/A | #N/A | #N/A | #N/A | 0 | 0 | 0 | 0 | 0 | 1940.5711 | #N/A | #N/A | 88 | 61.94 | 5.5615 | #N/A | 5.9995 | 1.078% | 1 | 50% | 0% | 0% | 0% | 8.2745 | 0 | 0 | 0 | 8.2745 | #N/A
2007-03-15 18:00 | 3 | 15 | 18 | 74.7084 | 1770 | 42.98 | 55.94 | 1000 | 42.98 | 0 | 1769.1905 | Cooling | 294.8651 | #N/A | #N/A | #N/A | #N/A | 0 | 0 | 0 | 0 | 0 | 1769.1905 | #N/A | #N/A | 88 | 57.98 | 5.8321 | #N/A | 5.4697 | 0.9829% | 1 | 50% | 0% | 0% | 0% | 8.2745 | 0 | 0 | 0 | 8.2745 | #N/A
2007-03-15 19:00 | 3 | 15 | 19 | 74.7501 | 1771 | 42.08 | 55.04 | 1000 | 42.08 | 0 | 1403.1664 | Cooling | 233.8611 | #N/A | #N/A | #N/A | #N/A | 0 | 0 | 0 | 0 | 0 | 1403.1664 | #N/A | #N/A | 88 | 57.08 | 5.8936 | #N/A | 4.3381 | 0.7795% | 1 | 50% | 0% | 0% | 0% | 8.2745 | 0 | 0 | 0 | 8.2745 | #N/A
2007-03-15 20:00 | 3 | 15 | 20 | 74.7918 | 1772 | 42.08 | 55.04 | 1000 | 42.08 | 0 | 1164.5429 | Cooling | 194.0905 | #N/A | #N/A | #N/A | #N/A | 0 | 0 | 0 | 0 | 0 | 1164.5429 | #N/A | #N/A | 88 | 57.08 | 5.8936 | #N/A | 3.6003 | 0.647% | 1 | 50% | 0% | 0% | 0% | 8.2745 | 0 | 0 | 0 | 8.2745 | #N/A
2007-03-15 21:00 | 3 | 15 | 21 | 74.8334 | 1773 | 39.02 | 53.96 | 1000 | 39.02 | 0 | 832.3 | Cooling | 138.7167 | #N/A | #N/A | #N/A | #N/A | 0 | 0 | 0 | 0 | 0 | 832.3 | #N/A | #N/A | 88 | 54.02 | 6.1027 | #N/A | 2.5732 | 0.4624% | 1 | 50% | 0% | 0% | 0% | 8.2745 | 0 | 0 | 0 | 8.2745 | #N/A
2007-03-15 22:00 | 3 | 15 | 22 | 74.8751 | 1774 | 39.02 | 51.98 | 1000 | 39.02 | 0 | 617.0447 | Cooling | 102.8408 | #N/A | #N/A | #N/A | #N/A | 0 | 0 | 0 | 0 | 0 | 617.0447 | #N/A | #N/A | 88 | 54.02 | 6.1027 | #N/A | 1.9077 | 0.3428% | 1 | 50% | 0% | 0% | 0% | 8.2745 | 0 | 0 | 0 | 8.2745 | #N/A
2007-03-15 23:00 | 3 | 15 | 23 | 74.9168 | 1775 | 39.02 | 51.08 | 1000 | 39.02 | 0 | 5.5664 | Cooling | 0.92773 | #N/A | #N/A | #N/A | #N/A | 0 | 0 | 0 | 0 | 0 | 5.5664 | #N/A | #N/A | 88 | 54.02 | 6.1027 | #N/A | 0.017209 | 0.003092% | 1 | 50% | 0% | 0% | 0% | 8.2745 | 0 | 0 | 0 | 8.2745 | #N/A
2007-03-16 | 3 | 16 | 0 | 74.9584 | 1776 | 35.96 | 51.08 | 1000 | 35.96 | 0 | 14.0003 | Cooling | 2.3334 | #N/A | #N/A | #N/A | #N/A | 0 | 0 | 0 | 0 | 0 | 14.0003 | #N/A | #N/A | 88 | 50.96 | 6.3118 | #N/A | 0.043284 | 0.007778% | 1 | 50% | 0% | 0% | 0% | 8.2745 | 0 | 0 | 0 | 8.2745 | #N/A
2007-03-16 01:00 | 3 | 16 | 1 | 75.0001 | 1777 | 35.96 | 51.98 | 1000 | 35.96 | 0 | 23.3087 | Cooling | 3.8848 | #N/A | #N/A | #N/A | #N/A | 0 | 0 | 0 | 0 | 0 | 23.3087 | #N/A | #N/A | 88 | 50.96 | 6.3118 | #N/A | 0.072062 | 0.01295% | 1 | 50% | 0% | 0% | 0% | 8.2745 | 0 | 0 | 0 | 8.2745 | #N/A
2007-03-16 02:00 | 3 | 16 | 2 | 75.0418 | 1778 | 35.96 | 51.98 | 999 | 35.96 | 0 | 32.106 | Cooling | 5.351 | #N/A | #N/A | #N/A | #N/A | 0 | 0 | 0 | 0 | 0 | 32.106 | #N/A | #N/A | 88 | 50.96 | 6.3118 | #N/A | 0.09926 | 0.01784% | 1 | 50% | 0% | 0% | 0% | 8.2745 | 0 | 0 | 0 | 8.2745 | #N/A
2007-03-16 03:00 | 3 | 16 | 3 | 75.0834 | 1779 | 35.6 | 51.98 | 999 | 35.6 | 0 | 25.2258 | Cooling | 4.2043 | #N/A | #N/A | #N/A | #N/A | 0 | 0 | 0 | 0 | 0 | 25.2258 | #N/A | #N/A | 88 | 50.6 | 6.3364 | #N/A | 0.077989 | 0.01401% | 1 | 50% | 0% | 0% | 0% | 8.2745 | 0 | 0 | 0 | 8.2745 | #N/A
2007-03-16 04:00 | 3 | 16 | 4 | 75.1251 | 1780 | 35.6 | 51.98 | 999 | 35.6 | 0 | 19.976 | Cooling | 3.3293 | #N/A | #N/A | #N/A | #N/A | 0 | 0 | 0 | 0 | 0 | 19.976 | #N/A | #N/A | 88 | 50.6 | 6.3364 | #N/A | 0.061758 | 0.0111% | 1 | 50% | 0% | 0% | 0% | 8.2745 | 0 | 0 | 0 | 8.2745 | #N/A
2007-03-16 05:00 | 3 | 16 | 5 | 75.1668 | 1781 | 35.96 | 51.98 | 999 | 35.96 | 0 | 18.7229 | Cooling | 3.1205 | #N/A | #N/A | #N/A | #N/A | 0 | 0 | 0 | 0 | 0 | 18.7229 | #N/A | #N/A | 88 | 50.96 | 6.3118 | #N/A | 0.057884 | 0.0104% | 1 | 50% | 0% | 0% | 0% | 8.2745 | 0 | 0 | 0 | 8.2745 | #N/A
2007-03-16 06:00 | 3 | 16 | 6 | 75.2084 | 1782 | 35.96 | 51.98 | 999 | 35.96 | 0 | 26.8341 | Cooling | 4.4723 | #N/A | #N/A | #N/A | #N/A | 0 | 0 | 0 | 0 | 0 | 26.8341 | #N/A | #N/A | 88 | 50.96 | 6.3118 | #N/A | 0.082961 | 0.01491% | 1 | 50% | 0% | 0% | 0% | 8.2745 | 0 | 0 | 0 | 8.2745 | #N/A
2007-03-16 07:00 | 3 | 16 | 7 | 75.2501 | 1783 | 35.6 | 53.06 | 999 | 35.6 | 0 | 669.2899 | Cooling | 111.5483 | #N/A | #N/A | #N/A | #N/A | 0 | 0 | 0 | 0 | 0 | 669.2899 | #N/A | #N/A | 88 | 50.6 | 6.3364 | #N/A | 2.0692 | 0.3718% | 1 | 50% | 0% | 0% | 0% | 8.2745 | 0 | 0 | 0 | 8.2745 | #N/A
2007-03-16 08:00 | 3 | 16 | 8 | 75.2918 | 1784 | 35.06 | 53.96 | 999 | 35.06 | 0 | 1037.9958 | Cooling | 172.9993 | #N/A | #N/A | #N/A | #N/A | 0 | 0 | 0 | 0 | 0 | 1037.9958 | #N/A | #N/A | 88 | 50.06 | 6.3733 | #N/A | 3.2091 | 0.5767% | 1 | 50% | 0% | 0% | 0% | 8.2745 | 0 | 0 | 0 | 8.2745 | #N/A
2007-03-16 09:00 | 3 | 16 | 9 | 75.3334 | 1785 | 35.96 | 55.04 | 999 | 35.96 | 0 | 1357.9984 | Cooling | 226.3331 | #N/A | #N/A | #N/A | #N/A | 0 | 0 | 0 | 0 | 0 | 1357.9984 | #N/A | #N/A | 88 | 50.96 | 6.3118 | #N/A | 4.1984 | 0.7544% | 1 | 50% | 0% | 0% | 0% | 8.2745 | 0 | 0 | 0 | 8.2745 | #N/A
2007-03-16 10:00 | 3 | 16 | 10 | 75.3751 | 1786 | 35.96 | 55.94 | 998 | 35.96 | 0 | 1479.9099 | Cooling | 246.6516 | #N/A | #N/A | #N/A | #N/A | 0 | 0 | 0 | 0 | 0 | 1479.9099 | #N/A | #N/A | 88 | 50.96 | 6.3118 | #N/A | 4.5753 | 0.8222% | 1 | 50% | 0% | 0% | 0% | 8.2745 | 0 | 0 | 0 | 8.2745 | #N/A
2007-03-16 11:00 | 3 | 16 | 11 | 75.4168 | 1787 | 35.96 | 55.94 | 998 | 35.96 | 0 | 1319.0933 | Cooling | 219.8489 | #N/A | #N/A | #N/A | #N/A | 0 | 0 | 0 | 0 | 0 | 1319.0933 | #N/A | #N/A | 88 | 50.96 | 6.3118 | #N/A | 4.0781 | 0.7328% | 1 | 50% | 0% | 0% | 0% | 8.2745 | 0 | 0 | 0 | 8.2745 | #N/A
2007-03-16 12:00 | 3 | 16 | 12 | 75.4584 | 1788 | 37.4 | 55.94 | 998 | 37.4 | 0 | 1332.746 | Cooling | 222.1243 | #N/A | #N/A | #N/A | #N/A | 0 | 0 | 0 | 0 | 0 | 1332.746 | #N/A | #N/A | 88 | 52.4 | 6.2134 | #N/A | 4.1204 | 0.7404% | 1 | 50% | 0% | 0% | 0% | 8.2745 | 0 | 0 | 0 | 8.2745 | #N/A
2007-03-16 13:00 | 3 | 16 | 13 | 75.5001 | 1789 | 42.98 | 55.94 | 997 | 42.98 | 0 | 1333.5057 | Cooling | 222.251 | #N/A | #N/A | #N/A | #N/A | 0 | 0 | 0 | 0 | 0 | 1333.5057 | #N/A | #N/A | 88 | 57.98 | 5.8321 | #N/A | 4.1227 | 0.7408% | 1 | 50% | 0% | 0% | 0% | 8.2745 | 0 | 0 | 0 | 8.2745 | #N/A
2007-03-16 14:00 | 3 | 16 | 14 | 75.5418 | 1790 | 42.98 | 55.94 | 996 | 42.98 | 0 | 1321.2847 | Cooling | 220.2141 | #N/A | #N/A | #N/A | #N/A | 0 | 0 | 0 | 0 | 0 | 1321.2847 | #N/A | #N/A | 88 | 57.98 | 5.8321 | #N/A | 4.0849 | 0.734% | 1 | 50% | 0% | 0% | 0% | 8.2745 | 0 | 0 | 0 | 8.2745 | #N/A
2007-03-16 15:00 | 3 | 16 | 15 | 75.5834 | 1791 | 50 | 57.02 | 996 | 50 | 0 | 1313.0853 | Cooling | 218.8475 | #N/A | #N/A | #N/A | #N/A | 0 | 0 | 0 | 0 | 0 | 1313.0853 | #N/A | #N/A | 88 | 65 | 5.3524 | #N/A | 4.0596 | 0.7295% | 1 | 50% | 0% | 0% | 0% | 8.2745 | 0 | 0 | 0 | 8.2745 | #N/A
2007-03-16 16:00 | 3 | 16 | 16 | 75.6251 | 1792 | 48.92 | 57.92 | 996 | 48.92 | 0 | 1639.9399 | Cooling | 273.3233 | #N/A | #N/A | #N/A | #N/A | 0 | 0 | 0 | 0 | 0 | 1639.9399 | #N/A | #N/A | 88 | 63.92 | 5.4262 | #N/A | 5.0701 | 0.9111% | 1 | 50% | 0% | 0% | 0% | 8.2745 | 0 | 0 | 0 | 8.2745 | #N/A
2007-03-16 17:00 | 3 | 16 | 17 | 75.6668 | 1793 | 48.92 | 57.92 | 995 | 48.92 | 0 | 1736.0035 | Cooling | 289.3339 | #N/A | #N/A | #N/A | #N/A | 0 | 0 | 0 | 0 | 0 | 1736.0035 | #N/A | #N/A | 88 | 63.92 | 5.4262 | #N/A | 5.3671 | 0.9644% | 1 | 50% | 0% | 0% | 0% | 8.2745 | 0 | 0 | 0 | 8.2745 | #N/A
2007-03-16 18:00 | 3 | 16 | 18 | 75.7084 | 1794 | 46.04 | 59 | 995 | 46.04 | 0 | 1528.4325 | Cooling | 254.7387 | #N/A | #N/A | #N/A | #N/A | 0 | 0 | 0 | 0 | 0 | 1528.4325 | #N/A | #N/A | 88 | 61.04 | 5.623 | #N/A | 4.7253 | 0.8491% | 1 | 50% | 0% | 0% | 0% | 8.2745 | 0 | 0 | 0 | 8.2745 | #N/A
2007-03-16 19:00 | 3 | 16 | 19 | 75.7501 | 1795 | 46.4 | 59 | 995 | 46.4 | 0 | 124.5883 | Cooling | 20.7647 | #N/A | #N/A | #N/A | #N/A | 0 | 0 | 0 | 0 | 0 | 124.5883 | #N/A | #N/A | 88 | 61.4 | 5.5984 | #N/A | 0.38518 | 0.06922% | 1 | 50% | 0% | 0% | 0% | 8.2745 | 0 | 0 | 0 | 8.2745 | #N/A
2007-03-16 20:00 | 3 | 16 | 20 | 75.7918 | 1796 | 46.04 | 59 | 995 | 46.04 | 0 | 278.4539 | Cooling | 46.409 | #N/A | #N/A | #N/A | #N/A | 0 | 0 | 0 | 0 | 0 | 278.4539 | #N/A | #N/A | 88 | 61.04 | 5.623 | #N/A | 0.86088 | 0.1547% | 1 | 50% | 0% | 0% | 0% | 8.2745 | 0 | 0 | 0 | 8.2745 | #N/A
2007-03-16 21:00 | 3 | 16 | 21 | 75.8334 | 1797 | 44.96 | 59 | 995 | 44.96 | 0 | 275.2679 | Cooling | 45.878 | #N/A | #N/A | #N/A | #N/A | 0 | 0 | 0 | 0 | 0 | 275.2679 | #N/A | #N/A | 88 | 59.96 | 5.6968 | #N/A | 0.85103 | 0.1529% | 1 | 50% | 0% | 0% | 0% | 8.2745 | 0 | 0 | 0 | 8.2745 | #N/A
2007-03-16 22:00 | 3 | 16 | 22 | 75.8751 | 1798 | 44.6 | 60.08 | 995 | 44.6 | 0 | 217.9467 | Cooling | 36.3245 | #N/A | #N/A | #N/A | #N/A | 0 | 0 | 0 | 0 | 0 | 217.9467 | #N/A | #N/A | 88 | 59.6 | 5.7214 | #N/A | 0.67381 | 0.1211% | 1 | 50% | 0% | 0% | 0% | 8.2745 | 0 | 0 | 0 | 8.2745 | #N/A
2007-03-16 23:00 | 3 | 16 | 23 | 75.9168 | 1799 | 44.06 | 59 | 994 | 44.06 | 0 | 154.9987 | Cooling | 25.8331 | #N/A | #N/A | #N/A | #N/A | 0 | 0 | 0 | 0 | 0 | 154.9987 | #N/A | #N/A | 88 | 59.06 | 5.7583 | #N/A | 0.4792 | 0.08611% | 1 | 50% | 0% | 0% | 0% | 8.2745 | 0 | 0 | 0 | 8.2745 | #N/A
2007-03-17 | 3 | 17 | 0 | 75.9584 | 1800 | 42.98 | 59 | 994 | 42.98 | 0 | 82.2832 | Cooling | 13.7139 | #N/A | #N/A | #N/A | #N/A | 0 | 0 | 0 | 0 | 0 | 82.2832 | #N/A | #N/A | 88 | 57.98 | 5.8321 | #N/A | 0.25439 | 0.04571% | 1 | 50% | 0% | 0% | 0% | 8.2745 | 0 | 0 | 0 | 8.2745 | #N/A
2007-03-17 01:00 | 3 | 17 | 1 | 76.0001 | 1801 | 42.08 | 57.92 | 993 | 42.08 | 0 | 60.0086 | Cooling | 10.0014 | #N/A | #N/A | #N/A | #N/A | 0 | 0 | 0 | 0 | 0 | 60.0086 | #N/A | #N/A | 88 | 57.08 | 5.8936 | #N/A | 0.18552 | 0.03334% | 1 | 50% | 0% | 0% | 0% | 8.2745 | 0 | 0 | 0 | 8.2745 | #N/A
2007-03-17 02:00 | 3 | 17 | 2 | 76.0418 | 1802 | 42.08 | 59 | 992 | 42.08 | 0 | 76.9987 | Cooling | 12.8331 | #N/A | #N/A | #N/A | #N/A | 0 | 0 | 0 | 0 | 0 | 76.9987 | #N/A | #N/A | 88 | 57.08 | 5.8936 | #N/A | 0.23805 | 0.04278% | 1 | 50% | 0% | 0% | 0% | 8.2745 | 0 | 0 | 0 | 8.2745 | #N/A
2007-03-17 03:00 | 3 | 17 | 3 | 76.0834 | 1803 | 39.2 | 59 | 991 | 39.2 | 0 | 90.985 | Cooling | 15.1642 | #N/A | #N/A | #N/A | #N/A | 0 | 0 | 0 | 0 | 0 | 90.985 | #N/A | #N/A | 88 | 54.2 | 6.0904 | #N/A | 0.28129 | 0.05055% | 1 | 50% | 0% | 0% | 0% | 8.2745 | 0 | 0 | 0 | 8.2745 | #N/A
2007-03-17 04:00 | 3 | 17 | 4 | 76.1251 | 1804 | 39.02 | 55.94 | 990 | 39.02 | 0 | 53.9999 | Cooling | 9 | #N/A | #N/A | #N/A | #N/A | 0 | 0 | 0 | 0 | 0 | 53.9999 | #N/A | #N/A | 88 | 54.02 | 6.1027 | #N/A | 0.16695 | 0.03% | 1 | 50% | 0% | 0% | 0% | 8.2745 | 0 | 0 | 0 | 8.2745 | #N/A
2007-03-17 05:00 | 3 | 17 | 5 | 76.1668 | 1805 | 39.02 | 55.04 | 990 | 39.02 | 0 | 31.4876 | Cooling | 5.2479 | #N/A | #N/A | #N/A | #N/A | 0 | 0 | 0 | 0 | 0 | 31.4876 | #N/A | #N/A | 88 | 54.02 | 6.1027 | #N/A | 0.097348 | 0.01749% | 1 | 50% | 0% | 0% | 0% | 8.2745 | 0 | 0 | 0 | 8.2745 | #N/A
2007-03-17 06:00 | 3 | 17 | 6 | 76.2084 | 1806 | 33.98 | 53.96 | 989 | 33.98 | 0 | 35.8111 | Cooling | 5.9685 | #N/A | #N/A | #N/A | #N/A | 0 | 0 | 0 | 0 | 0 | 35.8111 | #N/A | #N/A | 88 | 48.98 | 6.4471 | #N/A | 0.11071 | 0.0199% | 1 | 50% | 0% | 0% | 0% | 8.2745 | 0 | 0 | 0 | 8.2745 | #N/A
2007-03-17 07:00 | 3 | 17 | 7 | 76.2501 | 1807 | 33.98 | 53.96 | 988 | 33.98 | 0 | 51.7972 | Cooling | 8.6329 | #N/A | #N/A | #N/A | #N/A | 0 | 0 | 0 | 0 | 0 | 51.7972 | #N/A | #N/A | 88 | 48.98 | 6.4471 | #N/A | 0.16014 | 0.02878% | 1 | 50% | 0% | 0% | 0% | 8.2745 | 0 | 0 | 0 | 8.2745 | #N/A
2007-03-17 08:00 | 3 | 17 | 8 | 76.2918 | 1808 | 33.98 | 48.92 | 988 | 33.98 | 0 | 17.5065 | Cooling | 2.9177 | #N/A | #N/A | #N/A | #N/A | 0 | 0 | 0 | 0 | 0 | 17.5065 | #N/A | #N/A | 88 | 48.98 | 6.4471 | #N/A | 0.054123 | 0.009726% | 1 | 50% | 0% | 0% | 0% | 8.2745 | 0 | 0 | 0 | 8.2745 | #N/A
2007-03-17 09:00 | 3 | 17 | 9 | 76.3334 | 1809 | 46.94 | 48.92 | 988 | 46.94 | 0 | 0.0087729 | Cooling | 0.0014621 | #N/A | #N/A | #N/A | #N/A | 0 | 0 | 0 | 0 | 0 | 0.0087729 | #N/A | #N/A | 88 | 61.94 | 5.5615 | #N/A | 2.7122e-05 | 4.874e-06% | 1 | 50% | 0% | 0% | 0% | 8.2745 | 0 | 0 | 0 | 8.2745 | #N/A
2007-03-17 10:00 | 3 | 17 | 10 | 76.3751 | 1810 | 50 | 48.92 | 989 | 50 | 0 | 0.0052281 | Cooling | 0.00087134 | #N/A | #N/A | #N/A | #N/A | 0 | 0 | 0 | 0 | 0 | 0.0052281 | #N/A | #N/A | 88 | 65 | 5.3524 | #N/A | 1.6163e-05 | 2.904e-06% | 1 | 50% | 0% | 0% | 0% | 8.2745 | 0 | 0 | 0 | 8.2745 | #N/A
2007-03-17 11:00 | 3 | 17 | 11 | 76.4168 | 1811 | 50 | 48.92 | 989 | 50 | 0 | 0.002201 | Cooling | 0.00036684 | #N/A | #N/A | #N/A | #N/A | 0 | 0 | 0 | 0 | 0 | 0.002201 | #N/A | #N/A | 88 | 65 | 5.3524 | #N/A | 6.8047e-06 | 1.223e-06% | 1 | 50% | 0% | 0% | 0% | 8.2745 | 0 | 0 | 0 | 8.2745 | #N/A
2007-03-17 12:00 | 3 | 17 | 12 | 76.4584 | 1812 | 55.04 | 48.92 | 988 | 55.04 | 0 | 0.00067017 | Cooling | 0.0001117 | #N/A | #N/A | #N/A | #N/A | 0 | 0 | 0 | 0 | 0 | 0.00067017 | #N/A | #N/A | 88 | 70.04 | 5.008 | #N/A | 2.0719e-06 | 3.723e-07% | 1 | 50% | 0% | 0% | 0% | 8.2745 | 0 | 0 | 0 | 8.2745 | #N/A
2007-03-17 13:00 | 3 | 17 | 13 | 76.5001 | 1813 | 57.92 | 48.92 | 989 | 57.92 | 0 | 0.00012295 | Cooling | 2.0492e-05 | #N/A | #N/A | #N/A | #N/A | 0 | 0 | 0 | 0 | 0 | 0.00012295 | #N/A | #N/A | 88 | 72.92 | 4.8112 | #N/A | 3.8012e-07 | 6.831e-08% | 1 | 50% | 0% | 0% | 0% | 8.2745 | 0 | 0 | 0 | 8.2745 | #N/A
2007-03-17 14:00 | 3 | 17 | 14 | 76.5418 | 1814 | 59 | 48.02 | 988 | 59 | 0 | 0.002395 | Cooling | 0.00039916 | #N/A | #N/A | #N/A | #N/A | 0 | 0 | 0 | 0 | 0 | 0.002395 | #N/A | #N/A | 88 | 74 | 4.7374 | #N/A | 7.4043e-06 | 1.331e-06% | 1 | 50% | 0% | 0% | 0% | 8.2745 | 0 | 0 | 0 | 8.2745 | #N/A
2007-03-17 15:00 | 3 | 17 | 15 | 76.5834 | 1815 | 60.08 | 48.92 | 987 | 60.08 | 0 | 0.00083469 | Cooling | 0.00013911 | #N/A | #N/A | #N/A | #N/A | 0 | 0 | 0 | 0 | 0 | 0.00083469 | #N/A | #N/A | 88 | 75.08 | 4.6636 | #N/A | 2.5805e-06 | 4.637e-07% | 1 | 50% | 0% | 0% | 0% | 8.2745 | 0 | 0 | 0 | 8.2745 | #N/A
2007-03-17 16:00 | 3 | 17 | 16 | 76.6251 | 1816 | 60.98 | 48.92 | 988 | 60.98 | 0 | 0 | Cooling | 0 | #N/A | #N/A | #N/A | #N/A | 0 | 0 | 0 | 0 | 0 | 0 | #N/A | #N/A | 88 | 75.98 | 4.6021 | #N/A | 0 | 0% | 1 | 50% | 0% | 0% | 0% | 8.2745 | 0 | 0 | 0 | 8.2745 | #N/A
2007-03-17 17:00 | 3 | 17 | 17 | 76.6668 | 1817 | 60.98 | 48.92 | 987 | 60.98 | 0 | 1.3854e-05 | Cooling | 2.309e-06 | #N/A | #N/A | #N/A | #N/A | 0 | 0 | 0 | 0 | 0 | 1.3854e-05 | #N/A | #N/A | 88 | 75.98 | 4.6021 | #N/A | 4.2831e-08 | 7.697e-09% | 1 | 50% | 0% | 0% | 0% | 8.2745 | 0 | 0 | 0 | 8.2745 | #N/A
2007-03-17 18:00 | 3 | 17 | 18 | 76.7084 | 1818 | 55.04 | 48.92 | 987 | 55.04 | 0 | 2.7707e-05 | Cooling | 4.6179e-06 | #N/A | #N/A | #N/A | #N/A | 0 | 0 | 0 | 0 | 0 | 2.7707e-05 | #N/A | #N/A | 88 | 70.04 | 5.008 | #N/A | 8.5661e-08 | 1.539e-08% | 1 | 50% | 0% | 0% | 0% | 8.2745 | 0 | 0 | 0 | 8.2745 | #N/A
2007-03-17 19:00 | 3 | 17 | 19 | 76.7501 | 1819 | 51.08 | 46.04 | 988 | 51.08 | 0 | 0.00030651 | Cooling | 5.1086e-05 | #N/A | #N/A | #N/A | #N/A | 0 | 0 | 0 | 0 | 0 | 0.00030651 | #N/A | #N/A | 88 | 66.08 | 5.2786 | #N/A | 9.4763e-07 | 1.703e-07% | 1 | 50% | 0% | 0% | 0% | 8.2745 | 0 | 0 | 0 | 8.2745 | #N/A
2007-03-17 20:00 | 3 | 17 | 20 | 76.7918 | 1820 | 51.08 | 37.94 | 989 | 51.08 | 0 | 0.050469 | Cooling | 0.0084115 | #N/A | #N/A | #N/A | #N/A | 0 | 0 | 0 | 0 | 0 | 0.050469 | #N/A | #N/A | 88 | 66.08 | 5.2786 | #N/A | 0.00015603 | 2.804e-05% | 1 | 50% | 0% | 0% | 0% | 8.2745 | 0 | 0 | 0 | 8.2745 | #N/A
2007-03-17 21:00 | 3 | 17 | 21 | 76.8334 | 1821 | 51.98 | 35.96 | 991 | 51.98 | 0 | 0.10096 | Cooling | 0.016827 | #N/A | #N/A | #N/A | #N/A | 0 | 0 | 0 | 0 | 0 | 0.10096 | #N/A | #N/A | 88 | 66.98 | 5.2171 | #N/A | 0.00031214 | 5.609e-05% | 1 | 50% | 0% | 0% | 0% | 8.2745 | 0 | 0 | 0 | 8.2745 | #N/A
2007-03-17 22:00 | 3 | 17 | 22 | 76.8751 | 1822 | 50 | 35.96 | 991 | 50 | 0 | 0.070405 | Cooling | 0.011734 | #N/A | #N/A | #N/A | #N/A | 0 | 0 | 0 | 0 | 0 | 0.070405 | #N/A | #N/A | 88 | 65 | 5.3524 | #N/A | 0.00021766 | 3.911e-05% | 1 | 50% | 0% | 0% | 0% | 8.2745 | 0 | 0 | 0 | 8.2745 | #N/A
2007-03-17 23:00 | 3 | 17 | 23 | 76.9168 | 1823 | 50 | 33.98 | 991 | 50 | 0 | 0.046213 | Cooling | 0.0077021 | #N/A | #N/A | #N/A | #N/A | 0 | 0 | 0 | 0 | 0 | 0.046213 | #N/A | #N/A | 88 | 65 | 5.3524 | #N/A | 0.00014287 | 2.567e-05% | 1 | 50% | 0% | 0% | 0% | 8.2745 | 0 | 0 | 0 | 8.2745 | #N/A
2007-03-18 | 3 | 18 | 0 | 76.9584 | 1824 | 50 | 33.08 | 991 | 50 | 0 | 0.015502 | Cooling | 0.0025837 | #N/A | #N/A | #N/A | #N/A | 0 | 0 | 0 | 0 | 0 | 0.015502 | #N/A | #N/A | 88 | 65 | 5.3524 | #N/A | 4.7927e-05 | 8.612e-06% | 1 | 50% | 0% | 0% | 0% | 8.2745 | 0 | 0 | 0 | 8.2745 | #N/A
2007-03-18 01:00 | 3 | 18 | 1 | 77.0001 | 1825 | 51.98 | 33.08 | 991 | 51.98 | 0 | 0.034572 | Cooling | 0.005762 | #N/A | #N/A | #N/A | #N/A | 0 | 0 | 0 | 0 | 0 | 0.034572 | #N/A | #N/A | 88 | 66.98 | 5.2171 | #N/A | 0.00010688 | 1.921e-05% | 1 | 50% | 0% | 0% | 0% | 8.2745 | 0 | 0 | 0 | 8.2745 | #N/A
2007-03-18 02:00 | 3 | 18 | 2 | 77.0418 | 1826 | 51.98 | 33.98 | 992 | 51.98 | 0 | 0.030714 | Cooling | 0.005119 | #N/A | #N/A | #N/A | #N/A | 0 | 0 | 0 | 0 | 0 | 0.030714 | #N/A | #N/A | 88 | 66.98 | 5.2171 | #N/A | 9.4955e-05 | 1.706e-05% | 1 | 50% | 0% | 0% | 0% | 8.2745 | 0 | 0 | 0 | 8.2745 | #N/A
2007-03-18 03:00 | 3 | 18 | 3 | 77.0834 | 1827 | 51.98 | 33.98 | 991 | 51.98 | 0 | 0.02401 | Cooling | 0.0040017 | #N/A | #N/A | #N/A | #N/A | 0 | 0 | 0 | 0 | 0 | 0.02401 | #N/A | #N/A | 88 | 66.98 | 5.2171 | #N/A | 7.4231e-05 | 1.334e-05% | 1 | 50% | 0% | 0% | 0% | 8.2745 | 0 | 0 | 0 | 8.2745 | #N/A
2007-03-18 04:00 | 3 | 18 | 4 | 77.1251 | 1828 | 50 | 35.06 | 991 | 50 | 0 | 0.014917 | Cooling | 0.0024862 | #N/A | #N/A | #N/A | #N/A | 0 | 0 | 0 | 0 | 0 | 0.014917 | #N/A | #N/A | 88 | 65 | 5.3524 | #N/A | 4.6118e-05 | 8.287e-06% | 1 | 50% | 0% | 0% | 0% | 8.2745 | 0 | 0 | 0 | 8.2745 | #N/A
2007-03-18 05:00 | 3 | 18 | 5 | 77.1668 | 1829 | 50 | 35.06 | 991 | 50 | 0 | 0.0051882 | Cooling | 0.0008647 | #N/A | #N/A | #N/A | #N/A | 0 | 0 | 0 | 0 | 0 | 0.0051882 | #N/A | #N/A | 88 | 65 | 5.3524 | #N/A | 1.604e-05 | 2.882e-06% | 1 | 50% | 0% | 0% | 0% | 8.2745 | 0 | 0 | 0 | 8.2745 | #N/A
2007-03-18 06:00 | 3 | 18 | 6 | 77.2084 | 1830 | 51.98 | 33.08 | 991 | 51.98 | 0 | 0.034809 | Cooling | 0.0058015 | #N/A | #N/A | #N/A | #N/A | 0 | 0 | 0 | 0 | 0 | 0.034809 | #N/A | #N/A | 88 | 66.98 | 5.2171 | #N/A | 0.00010762 | 1.934e-05% | 1 | 50% | 0% | 0% | 0% | 8.2745 | 0 | 0 | 0 | 8.2745 | #N/A
2007-03-18 07:00 | 3 | 18 | 7 | 77.2501 | 1831 | 51.98 | 32 | 992 | 51.98 | 74.1732 | 0 | Heating | 9.8898 | #N/A | #N/A | #N/A | #N/A | 74.1732 | #N/A | #N/A | 4.7043 | #N/A | 0 | 0 | 0 | 0 | 0 | 0 | 0 | 0 | 0.03297% | 1 | 50% | 0% | 0% | 0% | 8.2745 | 0 | 0 | 0 | 8.2745 | #N/A
2007-03-18 08:00 | 3 | 18 | 8 | 77.2918 | 1832 | 51.98 | 30.02 | 992 | 51.98 | 8.2515 | 0 | Heating | 1.1002 | #N/A | #N/A | #N/A | #N/A | 8.2515 | #N/A | #N/A | 4.7043 | #N/A | 0 | 0 | 0 | 0 | 0 | 0 | 0 | 0 | 0.003667% | 1 | 50% | 0% | 0% | 0% | 8.2745 | 0 | 0 | 0 | 8.2745 | #N/A
2007-03-18 09:00 | 3 | 18 | 9 | 77.3334 | 1833 | 53.96 | 33.98 | 993 | 53.96 | 0 | 0.10429 | Cooling | 0.017382 | #N/A | #N/A | #N/A | #N/A | 0 | 0 | 0 | 0 | 0 | 0.10429 | #N/A | #N/A | 88 | 68.96 | 5.0818 | #N/A | 0.00032243 | 5.794e-05% | 1 | 50% | 0% | 0% | 0% | 8.2745 | 0 | 0 | 0 | 8.2745 | #N/A
2007-03-18 10:00 | 3 | 18 | 10 | 77.3751 | 1834 | 57.92 | 33.98 | 994 | 57.92 | 0 | 0.0968 | Cooling | 0.016133 | #N/A | #N/A | #N/A | #N/A | 0 | 0 | 0 | 0 | 0 | 0.0968 | #N/A | #N/A | 88 | 72.92 | 4.8112 | #N/A | 0.00029927 | 5.378e-05% | 1 | 50% | 0% | 0% | 0% | 8.2745 | 0 | 0 | 0 | 8.2745 | #N/A
2007-03-18 11:00 | 3 | 18 | 11 | 77.4168 | 1835 | 57.92 | 30.92 | 994 | 57.92 | 0 | 0.58258 | Cooling | 0.097097 | #N/A | #N/A | #N/A | #N/A | 0 | 0 | 0 | 0 | 0 | 0.58258 | #N/A | #N/A | 88 | 72.92 | 4.8112 | #N/A | 0.0018011 | 0.0003237% | 1 | 50% | 0% | 0% | 0% | 8.2745 | 0 | 0 | 0 | 8.2745 | #N/A
2007-03-18 12:00 | 3 | 18 | 12 | 77.4584 | 1836 | 60.08 | 26.96 | 995 | 60.08 | 0 | 0.80642 | Cooling | 0.1344 | #N/A | #N/A | #N/A | #N/A | 0 | 0 | 0 | 0 | 0 | 0.80642 | #N/A | #N/A | 88 | 75.08 | 4.6636 | #N/A | 0.0024932 | 0.000448% | 1 | 50% | 0% | 0% | 0% | 8.2745 | 0 | 0 | 0 | 8.2745 | #N/A
2007-03-18 13:00 | 3 | 18 | 13 | 77.5001 | 1837 | 60.98 | 28.04 | 996 | 60.98 | 0 | 0.52223 | Cooling | 0.087039 | #N/A | #N/A | #N/A | #N/A | 0 | 0 | 0 | 0 | 0 | 0.52223 | #N/A | #N/A | 88 | 75.98 | 4.6021 | #N/A | 0.0016146 | 0.0002901% | 1 | 50% | 0% | 0% | 0% | 8.2745 | 0 | 0 | 0 | 8.2745 | #N/A
2007-03-18 14:00 | 3 | 18 | 14 | 77.5418 | 1838 | 60.98 | 33.98 | 997 | 60.98 | 0 | 0.39492 | Cooling | 0.06582 | #N/A | #N/A | #N/A | #N/A | 0 | 0 | 0 | 0 | 0 | 0.39492 | #N/A | #N/A | 88 | 75.98 | 4.6021 | #N/A | 0.0012209 | 0.0002194% | 1 | 50% | 0% | 0% | 0% | 8.2745 | 0 | 0 | 0 | 8.2745 | #N/A
2007-03-18 15:00 | 3 | 18 | 15 | 77.5834 | 1839 | 60.08 | 30.92 | 998 | 60.08 | 0 | 0.5607 | Cooling | 0.093449 | #N/A | #N/A | #N/A | #N/A | 0 | 0 | 0 | 0 | 0 | 0.5607 | #N/A | #N/A | 88 | 75.08 | 4.6636 | #N/A | 0.0017335 | 0.0003115% | 1 | 50% | 0% | 0% | 0% | 8.2745 | 0 | 0 | 0 | 8.2745 | #N/A
2007-03-18 16:00 | 3 | 18 | 16 | 77.6251 | 1840 | 57.92 | 26.06 | 999 | 57.92 | 0 | 0.88507 | Cooling | 0.14751 | #N/A | #N/A | #N/A | #N/A | 0 | 0 | 0 | 0 | 0 | 0.88507 | #N/A | #N/A | 88 | 72.92 | 4.8112 | #N/A | 0.0027363 | 0.0004917% | 1 | 50% | 0% | 0% | 0% | 8.2745 | 0 | 0 | 0 | 8.2745 | #N/A
2007-03-18 17:00 | 3 | 18 | 17 | 77.6668 | 1841 | 57.92 | 23 | 1000 | 57.92 | 0 | 0.16821 | Cooling | 0.028035 | #N/A | #N/A | #N/A | #N/A | 0 | 0 | 0 | 0 | 0 | 0.16821 | #N/A | #N/A | 88 | 72.92 | 4.8112 | #N/A | 0.00052004 | 9.345e-05% | 1 | 50% | 0% | 0% | 0% | 8.2745 | 0 | 0 | 0 | 8.2745 | #N/A
2007-03-18 18:00 | 3 | 18 | 18 | 77.7084 | 1842 | 53.06 | 23 | 1001 | 53.06 | 0 | 0.13366 | Cooling | 0.022277 | #N/A | #N/A | #N/A | #N/A | 0 | 0 | 0 | 0 | 0 | 0.13366 | #N/A | #N/A | 88 | 68.06 | 5.1433 | #N/A | 0.00041322 | 7.426e-05% | 1 | 50% | 0% | 0% | 0% | 8.2745 | 0 | 0 | 0 | 8.2745 | #N/A
2007-03-18 19:00 | 3 | 18 | 19 | 77.7501 | 1843 | 51.08 | 23 | 1002 | 51.08 | 0 | 0.49134 | Cooling | 0.08189 | #N/A | #N/A | #N/A | #N/A | 0 | 0 | 0 | 0 | 0 | 0.49134 | #N/A | #N/A | 88 | 66.08 | 5.2786 | #N/A | 0.001519 | 0.000273% | 1 | 50% | 0% | 0% | 0% | 8.2745 | 0 | 0 | 0 | 8.2745 | #N/A
2007-03-18 20:00 | 3 | 18 | 20 | 77.7918 | 1844 | 51.08 | 24.08 | 1003 | 51.08 | 1.4193 | 0 | Heating | 0.18924 | #N/A | #N/A | #N/A | #N/A | 1.4193 | #N/A | #N/A | 4.6159 | #N/A | 0 | 0 | 0 | 0 | 0 | 0 | 0 | 0 | 0.0006308% | 1 | 50% | 0% | 0% | 0% | 8.2745 | 0 | 0 | 0 | 8.2745 | #N/A
2007-03-18 21:00 | 3 | 18 | 21 | 77.8334 | 1845 | 46.04 | 21.92 | 1004 | 46.04 | 6.8623 | 0 | Heating | 0.91497 | #N/A | #N/A | #N/A | #N/A | 6.8623 | #N/A | #N/A | 4.1705 | #N/A | 0 | 0 | 0 | 0 | 0 | 0 | 0 | 0 | 0.00305% | 1 | 50% | 0% | 0% | 0% | 8.2745 | 0 | 0 | 0 | 8.2745 | #N/A
2007-03-18 22:00 | 3 | 18 | 22 | 77.8751 | 1846 | 44.96 | 19.94 | 1005 | 44.96 | 10.4205 | 0 | Heating | 1.3894 | #N/A | #N/A | #N/A | #N/A | 10.4205 | #N/A | #N/A | 4.0856 | #N/A | 0 | 0 | 0 | 0 | 0 | 0 | 0 | 0 | 0.004631% | 1 | 50% | 0% | 0% | 0% | 8.2745 | 0 | 0 | 0 | 8.2745 | #N/A
2007-03-18 23:00 | 3 | 18 | 23 | 77.9168 | 1847 | 44.96 | 19.94 | 1005 | 44.96 | 0 | 0 | Cooling | 0 | #N/A | #N/A | #N/A | #N/A | 0 | 0 | 0 | 0 | 0 | 0 | #N/A | #N/A | 88 | 59.96 | 5.6968 | #N/A | 0 | 0% | 1 | 50% | 0% | 0% | 0% | 8.2745 | 0 | 0 | 0 | 8.2745 | #N/A
2007-03-19 | 3 | 19 | 0 | 77.9584 | 1848 | 44.06 | 21.02 | 1005 | 44.06 | 0 | 0 | Cooling | 0 | #N/A | #N/A | #N/A | #N/A | 0 | 0 | 0 | 0 | 0 | 0 | #N/A | #N/A | 88 | 59.06 | 5.7583 | #N/A | 0 | 0% | 1 | 50% | 0% | 0% | 0% | 8.2745 | 0 | 0 | 0 | 8.2745 | #N/A
2007-03-19 01:00 | 3 | 19 | 1 | 78.0001 | 1849 | 44.96 | 24.08 | 1006 | 44.96 | 0 | 0 | Cooling | 0 | #N/A | #N/A | #N/A | #N/A | 0 | 0 | 0 | 0 | 0 | 0 | #N/A | #N/A | 88 | 59.96 | 5.6968 | #N/A | 0 | 0% | 1 | 50% | 0% | 0% | 0% | 8.2745 | 0 | 0 | 0 | 8.2745 | #N/A
2007-03-19 02:00 | 3 | 19 | 2 | 78.0418 | 1850 | 44.96 | 24.08 | 1006 | 44.96 | 0 | 0 | Cooling | 0 | #N/A | #N/A | #N/A | #N/A | 0 | 0 | 0 | 0 | 0 | 0 | #N/A | #N/A | 88 | 59.96 | 5.6968 | #N/A | 0 | 0% | 1 | 50% | 0% | 0% | 0% | 8.2745 | 0 | 0 | 0 | 8.2745 | #N/A
2007-03-19 03:00 | 3 | 19 | 3 | 78.0834 | 1851 | 42.08 | 24.08 | 1006 | 42.08 | 0 | 0 | Cooling | 0 | #N/A | #N/A | #N/A | #N/A | 0 | 0 | 0 | 0 | 0 | 0 | #N/A | #N/A | 88 | 57.08 | 5.8936 | #N/A | 0 | 0% | 1 | 50% | 0% | 0% | 0% | 8.2745 | 0 | 0 | 0 | 8.2745 | #N/A
2007-03-19 04:00 | 3 | 19 | 4 | 78.1251 | 1852 | 39.92 | 24.08 | 1006 | 39.92 | 0 | 0 | Cooling | 0 | #N/A | #N/A | #N/A | #N/A | 0 | 0 | 0 | 0 | 0 | 0 | #N/A | #N/A | 88 | 54.92 | 6.0412 | #N/A | 0 | 0% | 1 | 50% | 0% | 0% | 0% | 8.2745 | 0 | 0 | 0 | 8.2745 | #N/A
2007-03-19 05:00 | 3 | 19 | 5 | 78.1668 | 1853 | 39.92 | 26.06 | 1006 | 39.92 | 0 | 0 | Cooling | 0 | #N/A | #N/A | #N/A | #N/A | 0 | 0 | 0 | 0 | 0 | 0 | #N/A | #N/A | 88 | 54.92 | 6.0412 | #N/A | 0 | 0% | 1 | 50% | 0% | 0% | 0% | 8.2745 | 0 | 0 | 0 | 8.2745 | #N/A
2007-03-19 06:00 | 3 | 19 | 6 | 78.2084 | 1854 | 39.02 | 24.98 | 1006 | 39.02 | 1.9499 | 0 | Heating | 0.25999 | #N/A | #N/A | #N/A | #N/A | 1.9499 | #N/A | #N/A | 3.6785 | #N/A | 0 | 0 | 0 | 0 | 0 | 0 | 0 | 0 | 0.0008666% | 1 | 50% | 0% | 0% | 0% | 8.2745 | 0 | 0 | 0 | 8.2745 | #N/A
2007-03-19 07:00 | 3 | 19 | 7 | 78.2501 | 1855 | 37.94 | 26.06 | 1006 | 37.94 | 278.3462 | 0 | Heating | 37.1128 | #N/A | #N/A | #N/A | #N/A | 278.3462 | #N/A | #N/A | 3.6146 | #N/A | 0 | 0 | 0 | 0 | 0 | 0 | 0 | 0 | 0.1237% | 1 | 50% | 0% | 0% | 0% | 8.2745 | 0 | 0 | 0 | 8.2745 | #N/A
2007-03-19 08:00 | 3 | 19 | 8 | 78.2918 | 1856 | 37.94 | 26.06 | 1006 | 37.94 | 61.1603 | 0 | Heating | 8.1547 | #N/A | #N/A | #N/A | #N/A | 61.1603 | #N/A | #N/A | 3.6146 | #N/A | 0 | 0 | 0 | 0 | 0 | 0 | 0 | 0 | 0.02718% | 1 | 50% | 0% | 0% | 0% | 8.2745 | 0 | 0 | 0 | 8.2745 | #N/A
2007-03-19 09:00 | 3 | 19 | 9 | 78.3334 | 1857 | 37.4 | 26.06 | 1006 | 37.4 | 2.278 | 0 | Heating | 0.30373 | #N/A | #N/A | #N/A | #N/A | 2.278 | #N/A | #N/A | 3.5838 | #N/A | 0 | 0 | 0 | 0 | 0 | 0 | 0 | 0 | 0.001012% | 1 | 50% | 0% | 0% | 0% | 8.2745 | 0 | 0 | 0 | 8.2745 | #N/A
2007-03-19 10:00 | 3 | 19 | 10 | 78.3751 | 1858 | 35.6 | 24.98 | 1006 | 35.6 | 0.16348 | 0 | Heating | 0.021797 | #N/A | #N/A | #N/A | #N/A | 0.16348 | #N/A | #N/A | 3.4863 | #N/A | 0 | 0 | 0 | 0 | 0 | 0 | 0 | 0 | 7.266e-05% | 1 | 50% | 0% | 0% | 0% | 8.2745 | 0 | 0 | 0 | 8.2745 | #N/A
2007-03-19 11:00 | 3 | 19 | 11 | 78.4168 | 1859 | 35.96 | 28.94 | 1007 | 35.96 | 0.24528 | 0 | Heating | 0.032704 | #N/A | #N/A | #N/A | #N/A | 0.24528 | #N/A | #N/A | 3.5052 | #N/A | 0 | 0 | 0 | 0 | 0 | 0 | 0 | 0 | 0.000109% | 1 | 50% | 0% | 0% | 0% | 8.2745 | 0 | 0 | 0 | 8.2745 | #N/A
2007-03-19 12:00 | 3 | 19 | 12 | 78.4584 | 1860 | 39.92 | 35.96 | 1007 | 39.92 | 0.95755 | 0 | Heating | 0.12767 | #N/A | #N/A | #N/A | #N/A | 0.95755 | #N/A | #N/A | 3.7339 | #N/A | 0 | 0 | 0 | 0 | 0 | 0 | 0 | 0 | 0.0004256% | 1 | 50% | 0% | 0% | 0% | 8.2745 | 0 | 0 | 0 | 8.2745 | #N/A
2007-03-19 13:00 | 3 | 19 | 13 | 78.5001 | 1861 | 42.08 | 35.96 | 1007 | 42.08 | 3.1888 | 0 | Heating | 0.42518 | #N/A | #N/A | #N/A | #N/A | 3.1888 | #N/A | #N/A | 3.8759 | #N/A | 0 | 0 | 0 | 0 | 0 | 0 | 0 | 0 | 0.001417% | 1 | 50% | 0% | 0% | 0% | 8.2745 | 0 | 0 | 0 | 8.2745 | #N/A
2007-03-19 14:00 | 3 | 19 | 14 | 78.5418 | 1862 | 42.08 | 37.04 | 1006 | 42.08 | 0 | 0.056584 | Cooling | 0.0094306 | #N/A | #N/A | #N/A | #N/A | 0 | 0 | 0 | 0 | 0 | 0.056584 | #N/A | #N/A | 88 | 57.08 | 5.8936 | #N/A | 0.00017494 | 3.144e-05% | 1 | 50% | 0% | 0% | 0% | 8.2745 | 0 | 0 | 0 | 8.2745 | #N/A
2007-03-19 15:00 | 3 | 19 | 15 | 78.5834 | 1863 | 44.96 | 35.96 | 1006 | 44.96 | 0 | 0.354 | Cooling | 0.059 | #N/A | #N/A | #N/A | #N/A | 0 | 0 | 0 | 0 | 0 | 0.354 | #N/A | #N/A | 88 | 59.96 | 5.6968 | #N/A | 0.0010944 | 0.0001967% | 1 | 50% | 0% | 0% | 0% | 8.2745 | 0 | 0 | 0 | 8.2745 | #N/A
2007-03-19 16:00 | 3 | 19 | 16 | 78.6251 | 1864 | 44.06 | 35.96 | 1006 | 44.06 | 0 | 0.44616 | Cooling | 0.07436 | #N/A | #N/A | #N/A | #N/A | 0 | 0 | 0 | 0 | 0 | 0.44616 | #N/A | #N/A | 88 | 59.06 | 5.7583 | #N/A | 0.0013794 | 0.0002479% | 1 | 50% | 0% | 0% | 0% | 8.2745 | 0 | 0 | 0 | 8.2745 | #N/A
2007-03-19 17:00 | 3 | 19 | 17 | 78.6668 | 1865 | 44.06 | 37.94 | 1006 | 44.06 | 0 | 0.426 | Cooling | 0.071001 | #N/A | #N/A | #N/A | #N/A | 0 | 0 | 0 | 0 | 0 | 0.426 | #N/A | #N/A | 88 | 59.06 | 5.7583 | #N/A | 0.001317 | 0.0002367% | 1 | 50% | 0% | 0% | 0% | 8.2745 | 0 | 0 | 0 | 8.2745 | #N/A
2007-03-19 18:00 | 3 | 19 | 18 | 78.7084 | 1866 | 39.92 | 37.94 | 1006 | 39.92 | 0 | 0.43128 | Cooling | 0.07188 | #N/A | #N/A | #N/A | #N/A | 0 | 0 | 0 | 0 | 0 | 0.43128 | #N/A | #N/A | 88 | 54.92 | 6.0412 | #N/A | 0.0013334 | 0.0002396% | 1 | 50% | 0% | 0% | 0% | 8.2745 | 0 | 0 | 0 | 8.2745 | #N/A
2007-03-19 19:00 | 3 | 19 | 19 | 78.7501 | 1867 | 37.94 | 37.94 | 1006 | 37.94 | 2.8021 | 0 | Heating | 0.37361 | #N/A | #N/A | #N/A | #N/A | 2.8021 | #N/A | #N/A | 3.6146 | #N/A | 0 | 0 | 0 | 0 | 0 | 0 | 0 | 0 | 0.001245% | 1 | 50% | 0% | 0% | 0% | 8.2745 | 0 | 0 | 0 | 8.2745 | #N/A
2007-03-19 20:00 | 3 | 19 | 20 | 78.7918 | 1868 | 37.94 | 37.94 | 1007 | 37.94 | 5.5497 | 0 | Heating | 0.73997 | #N/A | #N/A | #N/A | #N/A | 5.5497 | #N/A | #N/A | 3.6146 | #N/A | 0 | 0 | 0 | 0 | 0 | 0 | 0 | 0 | 0.002467% | 1 | 50% | 0% | 0% | 0% | 8.2745 | 0 | 0 | 0 | 8.2745 | #N/A
2007-03-19 21:00 | 3 | 19 | 21 | 78.8334 | 1869 | 32 | 37.94 | 1007 | 32 | 9.6335 | 0 | Heating | 1.2845 | #N/A | #N/A | #N/A | #N/A | 9.6335 | #N/A | #N/A | 3.3135 | #N/A | 0 | 0 | 0 | 0 | 0 | 0 | 0 | 0 | 0.004282% | 1 | 50% | 0% | 0% | 0% | 8.2745 | 0 | 0 | 0 | 8.2745 | #N/A
2007-03-19 22:00 | 3 | 19 | 22 | 78.8751 | 1870 | 30.92 | 37.04 | 1007 | 30.92 | 13.6183 | 0 | Heating | 1.8158 | #N/A | #N/A | #N/A | #N/A | 13.6183 | #N/A | #N/A | 3.2671 | #N/A | 0 | 0 | 0 | 0 | 0 | 0 | 0 | 0 | 0.006053% | 1 | 50% | 0% | 0% | 0% | 8.2745 | 0 | 0 | 0 | 8.2745 | #N/A
2007-03-19 23:00 | 3 | 19 | 23 | 78.9168 | 1871 | 30.92 | 37.94 | 1006 | 30.92 | 0 | 0 | Cooling | 0 | #N/A | #N/A | #N/A | #N/A | 0 | 0 | 0 | 0 | 0 | 0 | #N/A | #N/A | 88 | 45.92 | 6.6562 | #N/A | 0 | 0% | 1 | 50% | 0% | 0% | 0% | 8.2745 | 0 | 0 | 0 | 8.2745 | #N/A
2007-03-20 | 3 | 20 | 0 | 78.9584 | 1872 | 28.94 | 37.04 | 1006 | 28.94 | 0 | 0 | Cooling | 0 | #N/A | #N/A | #N/A | #N/A | 0 | 0 | 0 | 0 | 0 | 0 | #N/A | #N/A | 88 | 43.94 | 6.7915 | #N/A | 0 | 0% | 1 | 50% | 0% | 0% | 0% | 8.2745 | 0 | 0 | 0 | 8.2745 | #N/A
2007-03-20 01:00 | 3 | 20 | 1 | 79.0001 | 1873 | 28.94 | 37.94 | 1006 | 28.94 | 0 | 0 | Cooling | 0 | #N/A | #N/A | #N/A | #N/A | 0 | 0 | 0 | 0 | 0 | 0 | #N/A | #N/A | 88 | 43.94 | 6.7915 | #N/A | 0 | 0% | 1 | 50% | 0% | 0% | 0% | 8.2745 | 0 | 0 | 0 | 8.2745 | #N/A
2007-03-20 02:00 | 3 | 20 | 2 | 79.0418 | 1874 | 28.94 | 33.98 | 1006 | 28.94 | 0 | 0 | Cooling | 0 | #N/A | #N/A | #N/A | #N/A | 0 | 0 | 0 | 0 | 0 | 0 | #N/A | #N/A | 88 | 43.94 | 6.7915 | #N/A | 0 | 0% | 1 | 50% | 0% | 0% | 0% | 8.2745 | 0 | 0 | 0 | 8.2745 | #N/A
2007-03-20 03:00 | 3 | 20 | 3 | 79.0834 | 1875 | 26.06 | 33.08 | 1006 | 26.06 | 0 | 0 | Cooling | 0 | #N/A | #N/A | #N/A | #N/A | 0 | 0 | 0 | 0 | 0 | 0 | #N/A | #N/A | 88 | 41.06 | 6.9883 | #N/A | 0 | 0% | 1 | 50% | 0% | 0% | 0% | 8.2745 | 0 | 0 | 0 | 8.2745 | #N/A
2007-03-20 04:00 | 3 | 20 | 4 | 79.1251 | 1876 | 24.08 | 32 | 1006 | 24.08 | 0.52106 | 0 | Heating | 0.069475 | #N/A | #N/A | #N/A | #N/A | 0.52106 | #N/A | #N/A | 3.0238 | #N/A | 0 | 0 | 0 | 0 | 0 | 0 | 0 | 0 | 0.0002316% | 1 | 50% | 0% | 0% | 0% | 8.2745 | 0 | 0 | 0 | 8.2745 | #N/A
2007-03-20 05:00 | 3 | 20 | 5 | 79.1668 | 1877 | 24.08 | 30.92 | 1006 | 24.08 | 3.8439 | 0 | Heating | 0.51252 | #N/A | #N/A | #N/A | #N/A | 3.8439 | #N/A | #N/A | 3.0238 | #N/A | 0 | 0 | 0 | 0 | 0 | 0 | 0 | 0 | 0.001708% | 1 | 50% | 0% | 0% | 0% | 8.2745 | 0 | 0 | 0 | 8.2745 | #N/A
2007-03-20 06:00 | 3 | 20 | 6 | 79.2084 | 1878 | 21.92 | 28.94 | 1006 | 21.92 | 6.4598 | 0 | Heating | 0.8613 | #N/A | #N/A | #N/A | #N/A | 6.4598 | #N/A | #N/A | 2.9629 | #N/A | 0 | 0 | 0 | 0 | 0 | 0 | 0 | 0 | 0.002871% | 1 | 50% | 0% | 0% | 0% | 8.2745 | 0 | 0 | 0 | 8.2745 | #N/A
2007-03-20 07:00 | 3 | 20 | 7 | 79.2501 | 1879 | 24.08 | 28.94 | 1006 | 24.08 | 343.4422 | 0 | Heating | 45.7923 | #N/A | #N/A | #N/A | #N/A | 343.4422 | #N/A | #N/A | 3.0238 | #N/A | 0 | 0 | 0 | 0 | 0 | 0 | 0 | 0 | 0.1526% | 1 | 50% | 0% | 0% | 0% | 8.2745 | 0 | 0 | 0 | 8.2745 | #N/A
2007-03-20 08:00 | 3 | 20 | 8 | 79.2918 | 1880 | 24.08 | 28.94 | 1005 | 24.08 | 186.2928 | 0 | Heating | 24.839 | #N/A | #N/A | #N/A | #N/A | 186.2928 | #N/A | #N/A | 3.0238 | #N/A | 0 | 0 | 0 | 0 | 0 | 0 | 0 | 0 | 0.0828% | 1 | 50% | 0% | 0% | 0% | 8.2745 | 0 | 0 | 0 | 8.2745 | #N/A
2007-03-20 09:00 | 3 | 20 | 9 | 79.3334 | 1881 | 33.08 | 30.02 | 1005 | 33.08 | 21.3508 | 0 | Heating | 2.8468 | #N/A | #N/A | #N/A | #N/A | 21.3508 | #N/A | #N/A | 3.3624 | #N/A | 0 | 0 | 0 | 0 | 0 | 0 | 0 | 0 | 0.009489% | 1 | 50% | 0% | 0% | 0% | 8.2745 | 0 | 0 | 0 | 8.2745 | #N/A
2007-03-20 10:00 | 3 | 20 | 10 | 79.3751 | 1882 | 37.04 | 30.92 | 1005 | 37.04 | 13.7137 | 0 | Heating | 1.8285 | #N/A | #N/A | #N/A | #N/A | 13.7137 | #N/A | #N/A | 3.5637 | #N/A | 0 | 0 | 0 | 0 | 0 | 0 | 0 | 0 | 0.006095% | 1 | 50% | 0% | 0% | 0% | 8.2745 | 0 | 0 | 0 | 8.2745 | #N/A
2007-03-20 11:00 | 3 | 20 | 11 | 79.4168 | 1883 | 37.04 | 32 | 1005 | 37.04 | 14.225 | 0 | Heating | 1.8967 | #N/A | #N/A | #N/A | #N/A | 14.225 | #N/A | #N/A | 3.5637 | #N/A | 0 | 0 | 0 | 0 | 0 | 0 | 0 | 0 | 0.006322% | 1 | 50% | 0% | 0% | 0% | 8.2745 | 0 | 0 | 0 | 8.2745 | #N/A
2007-03-20 12:00 | 3 | 20 | 12 | 79.4584 | 1884 | 39.02 | 32 | 1004 | 39.02 | 11.4905 | 0 | Heating | 1.5321 | #N/A | #N/A | #N/A | #N/A | 11.4905 | #N/A | #N/A | 3.6785 | #N/A | 0 | 0 | 0 | 0 | 0 | 0 | 0 | 0 | 0.005107% | 1 | 50% | 0% | 0% | 0% | 8.2745 | 0 | 0 | 0 | 8.2745 | #N/A
2007-03-20 13:00 | 3 | 20 | 13 | 79.5001 | 1885 | 39.92 | 33.08 | 1003 | 39.92 | 11.7505 | 0 | Heating | 1.5667 | #N/A | #N/A | #N/A | #N/A | 11.7505 | #N/A | #N/A | 3.7339 | #N/A | 0 | 0 | 0 | 0 | 0 | 0 | 0 | 0 | 0.005222% | 1 | 50% | 0% | 0% | 0% | 8.2745 | 0 | 0 | 0 | 8.2745 | #N/A
2007-03-20 14:00 | 3 | 20 | 14 | 79.5418 | 1886 | 39.92 | 33.08 | 1002 | 39.92 | 6.7264 | 0 | Heating | 0.89685 | #N/A | #N/A | #N/A | #N/A | 6.7264 | #N/A | #N/A | 3.7339 | #N/A | 0 | 0 | 0 | 0 | 0 | 0 | 0 | 0 | 0.002989% | 1 | 50% | 0% | 0% | 0% | 8.2745 | 0 | 0 | 0 | 8.2745 | #N/A
2007-03-20 15:00 | 3 | 20 | 15 | 79.5834 | 1887 | 44.06 | 32 | 1002 | 44.06 | 6.0709 | 0 | Heating | 0.80945 | #N/A | #N/A | #N/A | #N/A | 6.0709 | #N/A | #N/A | 4.0174 | #N/A | 0 | 0 | 0 | 0 | 0 | 0 | 0 | 0 | 0.002698% | 1 | 50% | 0% | 0% | 0% | 8.2745 | 0 | 0 | 0 | 8.2745 | #N/A
2007-03-20 16:00 | 3 | 20 | 16 | 79.6251 | 1888 | 44.96 | 33.08 | 1002 | 44.96 | 6.3203 | 0 | Heating | 0.8427 | #N/A | #N/A | #N/A | #N/A | 6.3203 | #N/A | #N/A | 4.0856 | #N/A | 0 | 0 | 0 | 0 | 0 | 0 | 0 | 0 | 0.002809% | 1 | 50% | 0% | 0% | 0% | 8.2745 | 0 | 0 | 0 | 8.2745 | #N/A
2007-03-20 17:00 | 3 | 20 | 17 | 79.6668 | 1889 | 44.96 | 33.08 | 1002 | 44.96 | 4.4699 | 0 | Heating | 0.59599 | #N/A | #N/A | #N/A | #N/A | 4.4699 | #N/A | #N/A | 4.0856 | #N/A | 0 | 0 | 0 | 0 | 0 | 0 | 0 | 0 | 0.001987% | 1 | 50% | 0% | 0% | 0% | 8.2745 | 0 | 0 | 0 | 8.2745 | #N/A
2007-03-20 18:00 | 3 | 20 | 18 | 79.7084 | 1890 | 41 | 33.08 | 1001 | 41 | 7.7782 | 0 | Heating | 1.0371 | #N/A | #N/A | #N/A | #N/A | 7.7782 | #N/A | #N/A | 3.8033 | #N/A | 0 | 0 | 0 | 0 | 0 | 0 | 0 | 0 | 0.003457% | 1 | 50% | 0% | 0% | 0% | 8.2745 | 0 | 0 | 0 | 8.2745 | #N/A
2007-03-20 19:00 | 3 | 20 | 19 | 79.7501 | 1891 | 41 | 33.08 | 1002 | 41 | 14.1815 | 0 | Heating | 1.8909 | #N/A | #N/A | #N/A | #N/A | 14.1815 | #N/A | #N/A | 3.8033 | #N/A | 0 | 0 | 0 | 0 | 0 | 0 | 0 | 0 | 0.006303% | 1 | 50% | 0% | 0% | 0% | 8.2745 | 0 | 0 | 0 | 8.2745 | #N/A
2007-03-20 20:00 | 3 | 20 | 20 | 79.7918 | 1892 | 41 | 33.08 | 1002 | 41 | 27.4368 | 0 | Heating | 3.6582 | #N/A | #N/A | #N/A | #N/A | 27.4368 | #N/A | #N/A | 3.8033 | #N/A | 0 | 0 | 0 | 0 | 0 | 0 | 0 | 0 | 0.01219% | 1 | 50% | 0% | 0% | 0% | 8.2745 | 0 | 0 | 0 | 8.2745 | #N/A
2007-03-20 21:00 | 3 | 20 | 21 | 79.8334 | 1893 | 37.04 | 33.08 | 1002 | 37.04 | 71.7193 | 0 | Heating | 9.5626 | #N/A | #N/A | #N/A | #N/A | 71.7193 | #N/A | #N/A | 3.5637 | #N/A | 0 | 0 | 0 | 0 | 0 | 0 | 0 | 0 | 0.03188% | 1 | 50% | 0% | 0% | 0% | 8.2745 | 0 | 0 | 0 | 8.2745 | #N/A
2007-03-20 22:00 | 3 | 20 | 22 | 79.8751 | 1894 | 37.04 | 33.08 | 1001 | 37.04 | 94.6303 | 0 | Heating | 12.6174 | #N/A | #N/A | #N/A | #N/A | 94.6303 | #N/A | #N/A | 3.5637 | #N/A | 0 | 0 | 0 | 0 | 0 | 0 | 0 | 0 | 0.04206% | 1 | 50% | 0% | 0% | 0% | 8.2745 | 0 | 0 | 0 | 8.2745 | #N/A
2007-03-20 23:00 | 3 | 20 | 23 | 79.9168 | 1895 | 37.04 | 30.92 | 1001 | 37.04 | 0 | 0 | Cooling | 0 | #N/A | #N/A | #N/A | #N/A | 0 | 0 | 0 | 0 | 0 | 0 | #N/A | #N/A | 88 | 52.04 | 6.238 | #N/A | 0 | 0% | 1 | 50% | 0% | 0% | 0% | 8.2745 | 0 | 0 | 0 | 8.2745 | #N/A
2007-03-21 | 3 | 21 | 0 | 79.9584 | 1896 | 39.02 | 30.02 | 1001 | 39.02 | 0 | 0 | Cooling | 0 | #N/A | #N/A | #N/A | #N/A | 0 | 0 | 0 | 0 | 0 | 0 | #N/A | #N/A | 88 | 54.02 | 6.1027 | #N/A | 0 | 0% | 1 | 50% | 0% | 0% | 0% | 8.2745 | 0 | 0 | 0 | 8.2745 | #N/A
2007-03-21 01:00 | 3 | 21 | 1 | 80.0001 | 1897 | 39.92 | 28.04 | 1001 | 39.92 | 0.28554 | 0 | Heating | 0.038072 | #N/A | #N/A | #N/A | #N/A | 0.28554 | #N/A | #N/A | 3.7339 | #N/A | 0 | 0 | 0 | 0 | 0 | 0 | 0 | 0 | 0.0001269% | 1 | 50% | 0% | 0% | 0% | 8.2745 | 0 | 0 | 0 | 8.2745 | #N/A
2007-03-21 02:00 | 3 | 21 | 2 | 80.0418 | 1898 | 39.92 | 26.06 | 1001 | 39.92 | 3.6342 | 0 | Heating | 0.48457 | #N/A | #N/A | #N/A | #N/A | 3.6342 | #N/A | #N/A | 3.7339 | #N/A | 0 | 0 | 0 | 0 | 0 | 0 | 0 | 0 | 0.001615% | 1 | 50% | 0% | 0% | 0% | 8.2745 | 0 | 0 | 0 | 8.2745 | #N/A
2007-03-21 03:00 | 3 | 21 | 3 | 80.0834 | 1899 | 37.94 | 24.98 | 1001 | 37.94 | 7.73 | 0 | Heating | 1.0307 | #N/A | #N/A | #N/A | #N/A | 7.73 | #N/A | #N/A | 3.6146 | #N/A | 0 | 0 | 0 | 0 | 0 | 0 | 0 | 0 | 0.003436% | 1 | 50% | 0% | 0% | 0% | 8.2745 | 0 | 0 | 0 | 8.2745 | #N/A
2007-03-21 04:00 | 3 | 21 | 4 | 80.1251 | 1900 | 39.02 | 24.98 | 1001 | 39.02 | 11.6331 | 0 | Heating | 1.5511 | #N/A | #N/A | #N/A | #N/A | 11.6331 | #N/A | #N/A | 3.6785 | #N/A | 0 | 0 | 0 | 0 | 0 | 0 | 0 | 0 | 0.00517% | 1 | 50% | 0% | 0% | 0% | 8.2745 | 0 | 0 | 0 | 8.2745 | #N/A
2007-03-21 05:00 | 3 | 21 | 5 | 80.1668 | 1901 | 39.02 | 24.98 | 1002 | 39.02 | 14.2961 | 0 | Heating | 1.9061 | #N/A | #N/A | #N/A | #N/A | 14.2961 | #N/A | #N/A | 3.6785 | #N/A | 0 | 0 | 0 | 0 | 0 | 0 | 0 | 0 | 0.006354% | 1 | 50% | 0% | 0% | 0% | 8.2745 | 0 | 0 | 0 | 8.2745 | #N/A
2007-03-21 06:00 | 3 | 21 | 6 | 80.2084 | 1902 | 37.94 | 24.98 | 1003 | 37.94 | 14.6038 | 0 | Heating | 1.9472 | #N/A | #N/A | #N/A | #N/A | 14.6038 | #N/A | #N/A | 3.6146 | #N/A | 0 | 0 | 0 | 0 | 0 | 0 | 0 | 0 | 0.006491% | 1 | 50% | 0% | 0% | 0% | 8.2745 | 0 | 0 | 0 | 8.2745 | #N/A
2007-03-21 07:00 | 3 | 21 | 7 | 80.2501 | 1903 | 35.6 | 24.08 | 1003 | 35.6 | 385.9219 | 0 | Heating | 51.4563 | #N/A | #N/A | #N/A | #N/A | 385.9219 | #N/A | #N/A | 3.4863 | #N/A | 0 | 0 | 0 | 0 | 0 | 0 | 0 | 0 | 0.1715% | 1 | 50% | 0% | 0% | 0% | 8.2745 | 0 | 0 | 0 | 8.2745 | #N/A
2007-03-21 08:00 | 3 | 21 | 8 | 80.2918 | 1904 | 35.06 | 26.06 | 1004 | 35.06 | 160.6588 | 0 | Heating | 21.4212 | #N/A | #N/A | #N/A | #N/A | 160.6588 | #N/A | #N/A | 3.4585 | #N/A | 0 | 0 | 0 | 0 | 0 | 0 | 0 | 0 | 0.0714% | 1 | 50% | 0% | 0% | 0% | 8.2745 | 0 | 0 | 0 | 8.2745 | #N/A
2007-03-21 09:00 | 3 | 21 | 9 | 80.3334 | 1905 | 33.08 | 26.06 | 1004 | 33.08 | 30.1673 | 0 | Heating | 4.0223 | #N/A | #N/A | #N/A | #N/A | 30.1673 | #N/A | #N/A | 3.3624 | #N/A | 0 | 0 | 0 | 0 | 0 | 0 | 0 | 0 | 0.01341% | 1 | 50% | 0% | 0% | 0% | 8.2745 | 0 | 0 | 0 | 8.2745 | #N/A
2007-03-21 10:00 | 3 | 21 | 10 | 80.3751 | 1906 | 33.8 | 26.06 | 1005 | 33.8 | 14.0982 | 0 | Heating | 1.8798 | #N/A | #N/A | #N/A | #N/A | 14.0982 | #N/A | #N/A | 3.3963 | #N/A | 0 | 0 | 0 | 0 | 0 | 0 | 0 | 0 | 0.006266% | 1 | 50% | 0% | 0% | 0% | 8.2745 | 0 | 0 | 0 | 8.2745 | #N/A
2007-03-21 11:00 | 3 | 21 | 11 | 80.4168 | 1907 | 33.98 | 24.08 | 1005 | 33.98 | 11.3159 | 0 | Heating | 1.5088 | #N/A | #N/A | #N/A | #N/A | 11.3159 | #N/A | #N/A | 3.405 | #N/A | 0 | 0 | 0 | 0 | 0 | 0 | 0 | 0 | 0.005029% | 1 | 50% | 0% | 0% | 0% | 8.2745 | 0 | 0 | 0 | 8.2745 | #N/A
2007-03-21 12:00 | 3 | 21 | 12 | 80.4584 | 1908 | 35.6 | 24.08 | 1005 | 35.6 | 7.3148 | 0 | Heating | 0.9753 | #N/A | #N/A | #N/A | #N/A | 7.3148 | #N/A | #N/A | 3.4863 | #N/A | 0 | 0 | 0 | 0 | 0 | 0 | 0 | 0 | 0.003251% | 1 | 50% | 0% | 0% | 0% | 8.2745 | 0 | 0 | 0 | 8.2745 | #N/A
2007-03-21 13:00 | 3 | 21 | 13 | 80.5001 | 1909 | 35.96 | 26.06 | 1005 | 35.96 | 7.4742 | 0 | Heating | 0.99656 | #N/A | #N/A | #N/A | #N/A | 7.4742 | #N/A | #N/A | 3.5052 | #N/A | 0 | 0 | 0 | 0 | 0 | 0 | 0 | 0 | 0.003322% | 1 | 50% | 0% | 0% | 0% | 8.2745 | 0 | 0 | 0 | 8.2745 | #N/A
2007-03-21 14:00 | 3 | 21 | 14 | 80.5418 | 1910 | 35.96 | 24.98 | 1006 | 35.96 | 2.8183 | 0 | Heating | 0.37577 | #N/A | #N/A | #N/A | #N/A | 2.8183 | #N/A | #N/A | 3.5052 | #N/A | 0 | 0 | 0 | 0 | 0 | 0 | 0 | 0 | 0.001253% | 1 | 50% | 0% | 0% | 0% | 8.2745 | 0 | 0 | 0 | 8.2745 | #N/A
2007-03-21 15:00 | 3 | 21 | 15 | 80.5834 | 1911 | 37.4 | 24.98 | 1006 | 37.4 | 1.845 | 0 | Heating | 0.24601 | #N/A | #N/A | #N/A | #N/A | 1.845 | #N/A | #N/A | 3.5838 | #N/A | 0 | 0 | 0 | 0 | 0 | 0 | 0 | 0 | 0.00082% | 1 | 50% | 0% | 0% | 0% | 8.2745 | 0 | 0 | 0 | 8.2745 | #N/A
2007-03-21 16:00 | 3 | 21 | 16 | 80.6251 | 1912 | 37.4 | 23 | 1006 | 37.4 | 1.0516 | 0 | Heating | 0.14022 | #N/A | #N/A | #N/A | #N/A | 1.0516 | #N/A | #N/A | 3.5838 | #N/A | 0 | 0 | 0 | 0 | 0 | 0 | 0 | 0 | 0.0004674% | 1 | 50% | 0% | 0% | 0% | 8.2745 | 0 | 0 | 0 | 8.2745 | #N/A
2007-03-21 17:00 | 3 | 21 | 17 | 80.6668 | 1913 | 37.04 | 21.92 | 1007 | 37.04 | 0 | 0.2451 | Cooling | 0.04085 | #N/A | #N/A | #N/A | #N/A | 0 | 0 | 0 | 0 | 0 | 0.2451 | #N/A | #N/A | 88 | 52.04 | 6.238 | #N/A | 0.00075775 | 0.0001362% | 1 | 50% | 0% | 0% | 0% | 8.2745 | 0 | 0 | 0 | 8.2745 | #N/A
2007-03-21 18:00 | 3 | 21 | 18 | 80.7084 | 1914 | 37.4 | 23 | 1007 | 37.4 | 0.60686 | 0 | Heating | 0.080914 | #N/A | #N/A | #N/A | #N/A | 0.60686 | #N/A | #N/A | 3.5838 | #N/A | 0 | 0 | 0 | 0 | 0 | 0 | 0 | 0 | 0.0002697% | 1 | 50% | 0% | 0% | 0% | 8.2745 | 0 | 0 | 0 | 8.2745 | #N/A
2007-03-21 19:00 | 3 | 21 | 19 | 80.7501 | 1915 | 37.4 | 21.02 | 1008 | 37.4 | 3.5139 | 0 | Heating | 0.46852 | #N/A | #N/A | #N/A | #N/A | 3.5139 | #N/A | #N/A | 3.5838 | #N/A | 0 | 0 | 0 | 0 | 0 | 0 | 0 | 0 | 0.001562% | 1 | 50% | 0% | 0% | 0% | 8.2745 | 0 | 0 | 0 | 8.2745 | #N/A
2007-03-21 20:00 | 3 | 21 | 20 | 80.7918 | 1916 | 37.04 | 21.92 | 1008 | 37.04 | 5.5094 | 0 | Heating | 0.73459 | #N/A | #N/A | #N/A | #N/A | 5.5094 | #N/A | #N/A | 3.5637 | #N/A | 0 | 0 | 0 | 0 | 0 | 0 | 0 | 0 | 0.002449% | 1 | 50% | 0% | 0% | 0% | 8.2745 | 0 | 0 | 0 | 8.2745 | #N/A
2007-03-21 21:00 | 3 | 21 | 21 | 80.8334 | 1917 | 37.4 | 24.08 | 1009 | 37.4 | 17.6255 | 0 | Heating | 2.3501 | #N/A | #N/A | #N/A | #N/A | 17.6255 | #N/A | #N/A | 3.5838 | #N/A | 0 | 0 | 0 | 0 | 0 | 0 | 0 | 0 | 0.007834% | 1 | 50% | 0% | 0% | 0% | 8.2745 | 0 | 0 | 0 | 8.2745 | #N/A
2007-03-21 22:00 | 3 | 21 | 22 | 80.8751 | 1918 | 37.4 | 24.98 | 1009 | 37.4 | 37.0332 | 0 | Heating | 4.9378 | #N/A | #N/A | #N/A | #N/A | 37.0332 | #N/A | #N/A | 3.5838 | #N/A | 0 | 0 | 0 | 0 | 0 | 0 | 0 | 0 | 0.01646% | 1 | 50% | 0% | 0% | 0% | 8.2745 | 0 | 0 | 0 | 8.2745 | #N/A
2007-03-21 23:00 | 3 | 21 | 23 | 80.9168 | 1919 | 37.94 | 24.98 | 1009 | 37.94 | 0 | 0 | Cooling | 0 | #N/A | #N/A | #N/A | #N/A | 0 | 0 | 0 | 0 | 0 | 0 | #N/A | #N/A | 88 | 52.94 | 6.1765 | #N/A | 0 | 0% | 1 | 50% | 0% | 0% | 0% | 8.2745 | 0 | 0 | 0 | 8.2745 | #N/A
2007-03-22 | 3 | 22 | 0 | 80.9584 | 1920 | 41 | 24.08 | 1009 | 41 | 0 | 0 | Cooling | 0 | #N/A | #N/A | #N/A | #N/A | 0 | 0 | 0 | 0 | 0 | 0 | #N/A | #N/A | 88 | 56 | 5.9674 | #N/A | 0 | 0% | 1 | 50% | 0% | 0% | 0% | 8.2745 | 0 | 0 | 0 | 8.2745 | #N/A
2007-03-22 01:00 | 3 | 22 | 1 | 81.0001 | 1921 | 41 | 24.08 | 1009 | 41 | 1.3273 | 0 | Heating | 0.17697 | #N/A | #N/A | #N/A | #N/A | 1.3273 | #N/A | #N/A | 3.8033 | #N/A | 0 | 0 | 0 | 0 | 0 | 0 | 0 | 0 | 0.0005899% | 1 | 50% | 0% | 0% | 0% | 8.2745 | 0 | 0 | 0 | 8.2745 | #N/A
2007-03-22 02:00 | 3 | 22 | 2 | 81.0418 | 1922 | 39.92 | 24.98 | 1009 | 39.92 | 2.2883 | 0 | Heating | 0.3051 | #N/A | #N/A | #N/A | #N/A | 2.2883 | #N/A | #N/A | 3.7339 | #N/A | 0 | 0 | 0 | 0 | 0 | 0 | 0 | 0 | 0.001017% | 1 | 50% | 0% | 0% | 0% | 8.2745 | 0 | 0 | 0 | 8.2745 | #N/A
2007-03-22 03:00 | 3 | 22 | 3 | 81.0834 | 1923 | 39.02 | 26.96 | 1008 | 39.02 | 2.2922 | 0 | Heating | 0.30563 | #N/A | #N/A | #N/A | #N/A | 2.2922 | #N/A | #N/A | 3.6785 | #N/A | 0 | 0 | 0 | 0 | 0 | 0 | 0 | 0 | 0.001019% | 1 | 50% | 0% | 0% | 0% | 8.2745 | 0 | 0 | 0 | 8.2745 | #N/A
2007-03-22 04:00 | 3 | 22 | 4 | 81.1251 | 1924 | 39.02 | 26.06 | 1008 | 39.02 | 2.0544 | 0 | Heating | 0.27392 | #N/A | #N/A | #N/A | #N/A | 2.0544 | #N/A | #N/A | 3.6785 | #N/A | 0 | 0 | 0 | 0 | 0 | 0 | 0 | 0 | 0.0009131% | 1 | 50% | 0% | 0% | 0% | 8.2745 | 0 | 0 | 0 | 8.2745 | #N/A
2007-03-22 05:00 | 3 | 22 | 5 | 81.1668 | 1925 | 39.02 | 28.04 | 1008 | 39.02 | 2.2598 | 0 | Heating | 0.3013 | #N/A | #N/A | #N/A | #N/A | 2.2598 | #N/A | #N/A | 3.6785 | #N/A | 0 | 0 | 0 | 0 | 0 | 0 | 0 | 0 | 0.001004% | 1 | 50% | 0% | 0% | 0% | 8.2745 | 0 | 0 | 0 | 8.2745 | #N/A
2007-03-22 06:00 | 3 | 22 | 6 | 81.2084 | 1926 | 37.94 | 30.02 | 1008 | 37.94 | 0.79794 | 0 | Heating | 0.10639 | #N/A | #N/A | #N/A | #N/A | 0.79794 | #N/A | #N/A | 3.6146 | #N/A | 0 | 0 | 0 | 0 | 0 | 0 | 0 | 0 | 0.0003546% | 1 | 50% | 0% | 0% | 0% | 8.2745 | 0 | 0 | 0 | 8.2745 | #N/A
2007-03-22 07:00 | 3 | 22 | 7 | 81.2501 | 1927 | 37.04 | 30.02 | 1007 | 37.04 | 226.7695 | 0 | Heating | 30.2359 | #N/A | #N/A | #N/A | #N/A | 226.7695 | #N/A | #N/A | 3.5637 | #N/A | 0 | 0 | 0 | 0 | 0 | 0 | 0 | 0 | 0.1008% | 1 | 50% | 0% | 0% | 0% | 8.2745 | 0 | 0 | 0 | 8.2745 | #N/A
2007-03-22 08:00 | 3 | 22 | 8 | 81.2918 | 1928 | 37.04 | 30.92 | 1006 | 37.04 | 64.0575 | 0 | Heating | 8.541 | #N/A | #N/A | #N/A | #N/A | 64.0575 | #N/A | #N/A | 3.5637 | #N/A | 0 | 0 | 0 | 0 | 0 | 0 | 0 | 0 | 0.02847% | 1 | 50% | 0% | 0% | 0% | 8.2745 | 0 | 0 | 0 | 8.2745 | #N/A
2007-03-22 09:00 | 3 | 22 | 9 | 81.3334 | 1929 | 39.02 | 28.94 | 1006 | 39.02 | 3.04 | 0 | Heating | 0.40534 | #N/A | #N/A | #N/A | #N/A | 3.04 | #N/A | #N/A | 3.6785 | #N/A | 0 | 0 | 0 | 0 | 0 | 0 | 0 | 0 | 0.001351% | 1 | 50% | 0% | 0% | 0% | 8.2745 | 0 | 0 | 0 | 8.2745 | #N/A
2007-03-22 10:00 | 3 | 22 | 10 | 81.3751 | 1930 | 39.92 | 28.04 | 1005 | 39.92 | 0.40161 | 0 | Heating | 0.053549 | #N/A | #N/A | #N/A | #N/A | 0.40161 | #N/A | #N/A | 3.7339 | #N/A | 0 | 0 | 0 | 0 | 0 | 0 | 0 | 0 | 0.0001785% | 1 | 50% | 0% | 0% | 0% | 8.2745 | 0 | 0 | 0 | 8.2745 | #N/A
2007-03-22 11:00 | 3 | 22 | 11 | 81.4168 | 1931 | 39.92 | 26.96 | 1005 | 39.92 | 0.37122 | 0 | Heating | 0.049496 | #N/A | #N/A | #N/A | #N/A | 0.37122 | #N/A | #N/A | 3.7339 | #N/A | 0 | 0 | 0 | 0 | 0 | 0 | 0 | 0 | 0.000165% | 1 | 50% | 0% | 0% | 0% | 8.2745 | 0 | 0 | 0 | 8.2745 | #N/A
2007-03-22 12:00 | 3 | 22 | 12 | 81.4584 | 1932 | 41 | 28.04 | 1003 | 41 | 0 | 0.060778 | Cooling | 0.01013 | #N/A | #N/A | #N/A | #N/A | 0 | 0 | 0 | 0 | 0 | 0.060778 | #N/A | #N/A | 88 | 56 | 5.9674 | #N/A | 0.0001879 | 3.377e-05% | 1 | 50% | 0% | 0% | 0% | 8.2745 | 0 | 0 | 0 | 8.2745 | #N/A
2007-03-22 13:00 | 3 | 22 | 13 | 81.5001 | 1933 | 41 | 26.96 | 1001 | 41 | 0.0095366 | 0 | Heating | 0.0012715 | #N/A | #N/A | #N/A | #N/A | 0.0095366 | #N/A | #N/A | 3.8033 | #N/A | 0 | 0 | 0 | 0 | 0 | 0 | 0 | 0 | 4.238e-06% | 1 | 50% | 0% | 0% | 0% | 8.2745 | 0 | 0 | 0 | 8.2745 | #N/A
2007-03-22 14:00 | 3 | 22 | 14 | 81.5418 | 1934 | 41 | 26.96 | 1000 | 41 | 0 | 0 | Cooling | 0 | #N/A | #N/A | #N/A | #N/A | 0 | 0 | 0 | 0 | 0 | 0 | #N/A | #N/A | 88 | 56 | 5.9674 | #N/A | 0 | 0% | 1 | 50% | 0% | 0% | 0% | 8.2745 | 0 | 0 | 0 | 8.2745 | #N/A
2007-03-22 15:00 | 3 | 22 | 15 | 81.5834 | 1935 | 41 | 26.06 | 998 | 41 | 0 | 13.6473 | Cooling | 2.2746 | #N/A | #N/A | #N/A | #N/A | 0 | 0 | 0 | 0 | 0 | 13.6473 | #N/A | #N/A | 88 | 56 | 5.9674 | #N/A | 0.042192 | 0.007582% | 1 | 50% | 0% | 0% | 0% | 8.2745 | 0 | 0 | 0 | 8.2745 | #N/A
2007-03-22 16:00 | 3 | 22 | 16 | 81.6251 | 1936 | 41 | 24.98 | 997 | 41 | 0 | 44.9021 | Cooling | 7.4837 | #N/A | #N/A | #N/A | #N/A | 0 | 0 | 0 | 0 | 0 | 44.9021 | #N/A | #N/A | 88 | 56 | 5.9674 | #N/A | 0.13882 | 0.02495% | 1 | 50% | 0% | 0% | 0% | 8.2745 | 0 | 0 | 0 | 8.2745 | #N/A
2007-03-22 17:00 | 3 | 22 | 17 | 81.6668 | 1937 | 41 | 26.96 | 996 | 41 | 0 | 133.6936 | Cooling | 22.2823 | #N/A | #N/A | #N/A | #N/A | 0 | 0 | 0 | 0 | 0 | 133.6936 | #N/A | #N/A | 88 | 56 | 5.9674 | #N/A | 0.41333 | 0.07427% | 1 | 50% | 0% | 0% | 0% | 8.2745 | 0 | 0 | 0 | 8.2745 | #N/A
2007-03-22 18:00 | 3 | 22 | 18 | 81.7084 | 1938 | 39.02 | 26.96 | 996 | 39.02 | 0 | 125.0075 | Cooling | 20.8346 | #N/A | #N/A | #N/A | #N/A | 0 | 0 | 0 | 0 | 0 | 125.0075 | #N/A | #N/A | 88 | 54.02 | 6.1027 | #N/A | 0.38648 | 0.06945% | 1 | 50% | 0% | 0% | 0% | 8.2745 | 0 | 0 | 0 | 8.2745 | #N/A
2007-03-22 19:00 | 3 | 22 | 19 | 81.7501 | 1939 | 35.96 | 26.06 | 996 | 35.96 | 0 | 23.1282 | Cooling | 3.8547 | #N/A | #N/A | #N/A | #N/A | 0 | 0 | 0 | 0 | 0 | 23.1282 | #N/A | #N/A | 88 | 50.96 | 6.3118 | #N/A | 0.071504 | 0.01285% | 1 | 50% | 0% | 0% | 0% | 8.2745 | 0 | 0 | 0 | 8.2745 | #N/A
2007-03-22 20:00 | 3 | 22 | 20 | 81.7918 | 1940 | 35.96 | 28.04 | 996 | 35.96 | 0 | 1.9554 | Cooling | 0.3259 | #N/A | #N/A | #N/A | #N/A | 0 | 0 | 0 | 0 | 0 | 1.9554 | #N/A | #N/A | 88 | 50.96 | 6.3118 | #N/A | 0.0060453 | 0.001086% | 1 | 50% | 0% | 0% | 0% | 8.2745 | 0 | 0 | 0 | 8.2745 | #N/A
2007-03-22 21:00 | 3 | 22 | 21 | 81.8334 | 1941 | 37.04 | 32 | 995 | 37.04 | 0 | 0 | Cooling | 0 | #N/A | #N/A | #N/A | #N/A | 0 | 0 | 0 | 0 | 0 | 0 | #N/A | #N/A | 88 | 52.04 | 6.238 | #N/A | 0 | 0% | 1 | 50% | 0% | 0% | 0% | 8.2745 | 0 | 0 | 0 | 8.2745 | #N/A
2007-03-22 22:00 | 3 | 22 | 22 | 81.8751 | 1942 | 33.98 | 32 | 995 | 33.98 | 0 | 0 | Cooling | 0 | #N/A | #N/A | #N/A | #N/A | 0 | 0 | 0 | 0 | 0 | 0 | #N/A | #N/A | 88 | 48.98 | 6.4471 | #N/A | 0 | 0% | 1 | 50% | 0% | 0% | 0% | 8.2745 | 0 | 0 | 0 | 8.2745 | #N/A
2007-03-22 23:00 | 3 | 22 | 23 | 81.9168 | 1943 | 33.98 | 32 | 995 | 33.98 | 0 | 0 | Cooling | 0 | #N/A | #N/A | #N/A | #N/A | 0 | 0 | 0 | 0 | 0 | 0 | #N/A | #N/A | 88 | 48.98 | 6.4471 | #N/A | 0 | 0% | 1 | 50% | 0% | 0% | 0% | 8.2745 | 0 | 0 | 0 | 8.2745 | #N/A
2007-03-23 | 3 | 23 | 0 | 81.9584 | 1944 | 32 | 32 | 994 | 32 | 0 | 0 | Cooling | 0 | #N/A | #N/A | #N/A | #N/A | 0 | 0 | 0 | 0 | 0 | 0 | #N/A | #N/A | 88 | 47 | 6.5824 | #N/A | 0 | 0% | 1 | 50% | 0% | 0% | 0% | 8.2745 | 0 | 0 | 0 | 8.2745 | #N/A
2007-03-23 01:00 | 3 | 23 | 1 | 82.0001 | 1945 | 30.92 | 33.08 | 995 | 30.92 | 0 | 0 | Cooling | 0 | #N/A | #N/A | #N/A | #N/A | 0 | 0 | 0 | 0 | 0 | 0 | #N/A | #N/A | 88 | 45.92 | 6.6562 | #N/A | 0 | 0% | 1 | 50% | 0% | 0% | 0% | 8.2745 | 0 | 0 | 0 | 8.2745 | #N/A
2007-03-23 02:00 | 3 | 23 | 2 | 82.0418 | 1946 | 30.92 | 35.96 | 995 | 30.92 | 0 | 0 | Cooling | 0 | #N/A | #N/A | #N/A | #N/A | 0 | 0 | 0 | 0 | 0 | 0 | #N/A | #N/A | 88 | 45.92 | 6.6562 | #N/A | 0 | 0% | 1 | 50% | 0% | 0% | 0% | 8.2745 | 0 | 0 | 0 | 8.2745 | #N/A
2007-03-23 03:00 | 3 | 23 | 3 | 82.0834 | 1947 | 30.02 | 37.94 | 995 | 30.02 | 0 | 0 | Cooling | 0 | #N/A | #N/A | #N/A | #N/A | 0 | 0 | 0 | 0 | 0 | 0 | #N/A | #N/A | 88 | 45.02 | 6.7177 | #N/A | 0 | 0% | 1 | 50% | 0% | 0% | 0% | 8.2745 | 0 | 0 | 0 | 8.2745 | #N/A
2007-03-23 04:00 | 3 | 23 | 4 | 82.1251 | 1948 | 30.02 | 37.94 | 997 | 30.02 | 0 | 0 | Cooling | 0 | #N/A | #N/A | #N/A | #N/A | 0 | 0 | 0 | 0 | 0 | 0 | #N/A | #N/A | 88 | 45.02 | 6.7177 | #N/A | 0 | 0% | 1 | 50% | 0% | 0% | 0% | 8.2745 | 0 | 0 | 0 | 8.2745 | #N/A
2007-03-23 05:00 | 3 | 23 | 5 | 82.1668 | 1949 | 30.02 | 33.98 | 999 | 30.02 | 0 | 0 | Cooling | 0 | #N/A | #N/A | #N/A | #N/A | 0 | 0 | 0 | 0 | 0 | 0 | #N/A | #N/A | 88 | 45.02 | 6.7177 | #N/A | 0 | 0% | 1 | 50% | 0% | 0% | 0% | 8.2745 | 0 | 0 | 0 | 8.2745 | #N/A
2007-03-23 06:00 | 3 | 23 | 6 | 82.2084 | 1950 | 28.04 | 32 | 1000 | 28.04 | 0 | 0 | Cooling | 0 | #N/A | #N/A | #N/A | #N/A | 0 | 0 | 0 | 0 | 0 | 0 | #N/A | #N/A | 88 | 43.04 | 6.853 | #N/A | 0 | 0% | 1 | 50% | 0% | 0% | 0% | 8.2745 | 0 | 0 | 0 | 8.2745 | #N/A
2007-03-23 07:00 | 3 | 23 | 7 | 82.2501 | 1951 | 26.96 | 33.08 | 1000 | 26.96 | 105.8766 | 0 | Heating | 14.1169 | #N/A | #N/A | #N/A | #N/A | 105.8766 | #N/A | #N/A | 3.1163 | #N/A | 0 | 0 | 0 | 0 | 0 | 0 | 0 | 0 | 0.04706% | 1 | 50% | 0% | 0% | 0% | 8.2745 | 0 | 0 | 0 | 8.2745 | #N/A
2007-03-23 08:00 | 3 | 23 | 8 | 82.2918 | 1952 | 26.96 | 35.96 | 999 | 26.96 | 13.1184 | 0 | Heating | 1.7491 | #N/A | #N/A | #N/A | #N/A | 13.1184 | #N/A | #N/A | 3.1163 | #N/A | 0 | 0 | 0 | 0 | 0 | 0 | 0 | 0 | 0.00583% | 1 | 50% | 0% | 0% | 0% | 8.2745 | 0 | 0 | 0 | 8.2745 | #N/A
2007-03-23 09:00 | 3 | 23 | 9 | 82.3334 | 1953 | 28.04 | 37.04 | 999 | 28.04 | 6.2095 | 0 | Heating | 0.82793 | #N/A | #N/A | #N/A | #N/A | 6.2095 | #N/A | #N/A | 3.1545 | #N/A | 0 | 0 | 0 | 0 | 0 | 0 | 0 | 0 | 0.00276% | 1 | 50% | 0% | 0% | 0% | 8.2745 | 0 | 0 | 0 | 8.2745 | #N/A
2007-03-23 10:00 | 3 | 23 | 10 | 82.3751 | 1954 | 28.04 | 30.92 | 1004 | 28.04 | 13.5613 | 0 | Heating | 1.8082 | #N/A | #N/A | #N/A | #N/A | 13.5613 | #N/A | #N/A | 3.1545 | #N/A | 0 | 0 | 0 | 0 | 0 | 0 | 0 | 0 | 0.006027% | 1 | 50% | 0% | 0% | 0% | 8.2745 | 0 | 0 | 0 | 8.2745 | #N/A
2007-03-23 11:00 | 3 | 23 | 11 | 82.4168 | 1955 | 28.04 | 28.94 | 1005 | 28.04 | 65.8573 | 0 | Heating | 8.781 | #N/A | #N/A | #N/A | #N/A | 65.8573 | #N/A | #N/A | 3.1545 | #N/A | 0 | 0 | 0 | 0 | 0 | 0 | 0 | 0 | 0.02927% | 1 | 50% | 0% | 0% | 0% | 8.2745 | 0 | 0 | 0 | 8.2745 | #N/A
2007-03-23 12:00 | 3 | 23 | 12 | 82.4584 | 1956 | 28.94 | 26.06 | 1006 | 28.94 | 37.7295 | 0 | Heating | 5.0306 | #N/A | #N/A | #N/A | #N/A | 37.7295 | #N/A | #N/A | 3.188 | #N/A | 0 | 0 | 0 | 0 | 0 | 0 | 0 | 0 | 0.01677% | 1 | 50% | 0% | 0% | 0% | 8.2745 | 0 | 0 | 0 | 8.2745 | #N/A
2007-03-23 13:00 | 3 | 23 | 13 | 82.5001 | 1957 | 30.02 | 19.94 | 1007 | 30.02 | 20.9175 | 0 | Heating | 2.789 | #N/A | #N/A | #N/A | #N/A | 20.9175 | #N/A | #N/A | 3.2302 | #N/A | 0 | 0 | 0 | 0 | 0 | 0 | 0 | 0 | 0.009297% | 1 | 50% | 0% | 0% | 0% | 8.2745 | 0 | 0 | 0 | 8.2745 | #N/A
2007-03-23 14:00 | 3 | 23 | 14 | 82.5418 | 1958 | 30.02 | 17.06 | 1007 | 30.02 | 17.0027 | 0 | Heating | 2.267 | #N/A | #N/A | #N/A | #N/A | 17.0027 | #N/A | #N/A | 3.2302 | #N/A | 0 | 0 | 0 | 0 | 0 | 0 | 0 | 0 | 0.007557% | 1 | 50% | 0% | 0% | 0% | 8.2745 | 0 | 0 | 0 | 8.2745 | #N/A
2007-03-23 15:00 | 3 | 23 | 15 | 82.5834 | 1959 | 30.92 | 17.06 | 1008 | 30.92 | 43.2233 | 0 | Heating | 5.7631 | #N/A | #N/A | #N/A | #N/A | 43.2233 | #N/A | #N/A | 3.2671 | #N/A | 0 | 0 | 0 | 0 | 0 | 0 | 0 | 0 | 0.01921% | 1 | 50% | 0% | 0% | 0% | 8.2745 | 0 | 0 | 0 | 8.2745 | #N/A
2007-03-23 16:00 | 3 | 23 | 16 | 82.6251 | 1960 | 32 | 14 | 1009 | 32 | 55.0155 | 0 | Heating | 7.3354 | #N/A | #N/A | #N/A | #N/A | 55.0155 | #N/A | #N/A | 3.3135 | #N/A | 0 | 0 | 0 | 0 | 0 | 0 | 0 | 0 | 0.02445% | 1 | 50% | 0% | 0% | 0% | 8.2745 | 0 | 0 | 0 | 8.2745 | #N/A
2007-03-23 17:00 | 3 | 23 | 17 | 82.6668 | 1961 | 32 | 12.02 | 1010 | 32 | 55.2508 | 0 | Heating | 7.3668 | #N/A | #N/A | #N/A | #N/A | 55.2508 | #N/A | #N/A | 3.3135 | #N/A | 0 | 0 | 0 | 0 | 0 | 0 | 0 | 0 | 0.02456% | 1 | 50% | 0% | 0% | 0% | 8.2745 | 0 | 0 | 0 | 8.2745 | #N/A
2007-03-23 18:00 | 3 | 23 | 18 | 82.7084 | 1962 | 30.2 | 12.92 | 1010 | 30.2 | 100.5665 | 0 | Heating | 13.4089 | #N/A | #N/A | #N/A | #N/A | 100.5665 | #N/A | #N/A | 3.2375 | #N/A | 0 | 0 | 0 | 0 | 0 | 0 | 0 | 0 | 0.0447% | 1 | 50% | 0% | 0% | 0% | 8.2745 | 0 | 0 | 0 | 8.2745 | #N/A
2007-03-23 19:00 | 3 | 23 | 19 | 82.7501 | 1963 | 30.02 | 12.02 | 1011 | 30.02 | 0 | 0 | Cooling | 0 | #N/A | #N/A | #N/A | #N/A | 0 | 0 | 0 | 0 | 0 | 0 | #N/A | #N/A | 88 | 45.02 | 6.7177 | #N/A | 0 | 0% | 1 | 50% | 0% | 0% | 0% | 8.2745 | 0 | 0 | 0 | 8.2745 | #N/A
2007-03-23 20:00 | 3 | 23 | 20 | 82.7918 | 1964 | 30.02 | 15.98 | 1012 | 30.02 | 0.19613 | 0 | Heating | 0.026151 | #N/A | #N/A | #N/A | #N/A | 0.19613 | #N/A | #N/A | 3.2302 | #N/A | 0 | 0 | 0 | 0 | 0 | 0 | 0 | 0 | 8.717e-05% | 1 | 50% | 0% | 0% | 0% | 8.2745 | 0 | 0 | 0 | 8.2745 | #N/A
2007-03-23 21:00 | 3 | 23 | 21 | 82.8334 | 1965 | 28.94 | 19.94 | 1013 | 28.94 | 2.7406 | 0 | Heating | 0.36541 | #N/A | #N/A | #N/A | #N/A | 2.7406 | #N/A | #N/A | 3.188 | #N/A | 0 | 0 | 0 | 0 | 0 | 0 | 0 | 0 | 0.001218% | 1 | 50% | 0% | 0% | 0% | 8.2745 | 0 | 0 | 0 | 8.2745 | #N/A
2007-03-23 22:00 | 3 | 23 | 22 | 82.8751 | 1966 | 28.94 | 21.92 | 1013 | 28.94 | 7.8973 | 0 | Heating | 1.053 | #N/A | #N/A | #N/A | #N/A | 7.8973 | #N/A | #N/A | 3.188 | #N/A | 0 | 0 | 0 | 0 | 0 | 0 | 0 | 0 | 0.00351% | 1 | 50% | 0% | 0% | 0% | 8.2745 | 0 | 0 | 0 | 8.2745 | #N/A
2007-03-23 23:00 | 3 | 23 | 23 | 82.9168 | 1967 | 28.94 | 17.96 | 1013 | 28.94 | 12.9994 | 0 | Heating | 1.7332 | #N/A | #N/A | #N/A | #N/A | 12.9994 | #N/A | #N/A | 3.188 | #N/A | 0 | 0 | 0 | 0 | 0 | 0 | 0 | 0 | 0.005777% | 1 | 50% | 0% | 0% | 0% | 8.2745 | 0 | 0 | 0 | 8.2745 | #N/A
2007-03-24 | 3 | 24 | 0 | 82.9584 | 1968 | 28.04 | 15.08 | 1013 | 28.04 | 18.8145 | 0 | Heating | 2.5086 | #N/A | #N/A | #N/A | #N/A | 18.8145 | #N/A | #N/A | 3.1545 | #N/A | 0 | 0 | 0 | 0 | 0 | 0 | 0 | 0 | 0.008362% | 1 | 50% | 0% | 0% | 0% | 8.2745 | 0 | 0 | 0 | 8.2745 | #N/A
2007-03-24 01:00 | 3 | 24 | 1 | 83.0001 | 1969 | 28.04 | 14 | 1013 | 28.04 | 32.6907 | 0 | Heating | 4.3588 | #N/A | #N/A | #N/A | #N/A | 32.6907 | #N/A | #N/A | 3.1545 | #N/A | 0 | 0 | 0 | 0 | 0 | 0 | 0 | 0 | 0.01453% | 1 | 50% | 0% | 0% | 0% | 8.2745 | 0 | 0 | 0 | 8.2745 | #N/A
2007-03-24 02:00 | 3 | 24 | 2 | 83.0418 | 1970 | 28.04 | 21.92 | 1014 | 28.04 | 84.9029 | 0 | Heating | 11.3204 | #N/A | #N/A | #N/A | #N/A | 84.9029 | #N/A | #N/A | 3.1545 | #N/A | 0 | 0 | 0 | 0 | 0 | 0 | 0 | 0 | 0.03773% | 1 | 50% | 0% | 0% | 0% | 8.2745 | 0 | 0 | 0 | 8.2745 | #N/A
2007-03-24 03:00 | 3 | 24 | 3 | 83.0834 | 1971 | 26.96 | 21.02 | 1014 | 26.96 | 121.4427 | 0 | Heating | 16.1924 | #N/A | #N/A | #N/A | #N/A | 121.4427 | #N/A | #N/A | 3.1163 | #N/A | 0 | 0 | 0 | 0 | 0 | 0 | 0 | 0 | 0.05397% | 1 | 50% | 0% | 0% | 0% | 8.2745 | 0 | 0 | 0 | 8.2745 | #N/A
2007-03-24 04:00 | 3 | 24 | 4 | 83.1251 | 1972 | 26.06 | 23 | 1014 | 26.06 | 151.6191 | 0 | Heating | 20.2159 | #N/A | #N/A | #N/A | #N/A | 151.6191 | #N/A | #N/A | 3.0859 | #N/A | 0 | 0 | 0 | 0 | 0 | 0 | 0 | 0 | 0.06739% | 1 | 50% | 0% | 0% | 0% | 8.2745 | 0 | 0 | 0 | 8.2745 | #N/A
2007-03-24 05:00 | 3 | 24 | 5 | 83.1668 | 1973 | 26.06 | 15.98 | 1014 | 26.06 | 202.8281 | 0 | Heating | 27.0437 | #N/A | #N/A | #N/A | #N/A | 202.8281 | #N/A | #N/A | 3.0859 | #N/A | 0 | 0 | 0 | 0 | 0 | 0 | 0 | 0 | 0.09015% | 1 | 50% | 0% | 0% | 0% | 8.2745 | 0 | 0 | 0 | 8.2745 | #N/A
2007-03-24 06:00 | 3 | 24 | 6 | 83.2084 | 1974 | 24.8 | 19.94 | 1015 | 24.8 | 197.5738 | 0 | Heating | 26.3432 | #N/A | #N/A | #N/A | #N/A | 197.5738 | #N/A | #N/A | 3.0457 | #N/A | 0 | 0 | 0 | 0 | 0 | 0 | 0 | 0 | 0.08781% | 1 | 50% | 0% | 0% | 0% | 8.2745 | 0 | 0 | 0 | 8.2745 | #N/A
2007-03-24 07:00 | 3 | 24 | 7 | 83.2501 | 1975 | 24.98 | 21.02 | 1015 | 24.98 | 142.0507 | 0 | Heating | 18.9401 | #N/A | #N/A | #N/A | #N/A | 142.0507 | #N/A | #N/A | 3.0513 | #N/A | 0 | 0 | 0 | 0 | 0 | 0 | 0 | 0 | 0.06313% | 1 | 50% | 0% | 0% | 0% | 8.2745 | 0 | 0 | 0 | 8.2745 | #N/A
2007-03-24 08:00 | 3 | 24 | 8 | 83.2918 | 1976 | 24.98 | 19.94 | 1016 | 24.98 | 109.6858 | 0 | Heating | 14.6248 | #N/A | #N/A | #N/A | #N/A | 109.6858 | #N/A | #N/A | 3.0513 | #N/A | 0 | 0 | 0 | 0 | 0 | 0 | 0 | 0 | 0.04875% | 1 | 50% | 0% | 0% | 0% | 8.2745 | 0 | 0 | 0 | 8.2745 | #N/A
2007-03-24 09:00 | 3 | 24 | 9 | 83.3334 | 1977 | 30.02 | 15.98 | 1016 | 30.02 | 53.2055 | 0 | Heating | 7.0941 | #N/A | #N/A | #N/A | #N/A | 53.2055 | #N/A | #N/A | 3.2302 | #N/A | 0 | 0 | 0 | 0 | 0 | 0 | 0 | 0 | 0.02365% | 1 | 50% | 0% | 0% | 0% | 8.2745 | 0 | 0 | 0 | 8.2745 | #N/A
2007-03-24 10:00 | 3 | 24 | 10 | 83.3751 | 1978 | 32 | 17.06 | 1016 | 32 | 44.0544 | 0 | Heating | 5.8739 | #N/A | #N/A | #N/A | #N/A | 44.0544 | #N/A | #N/A | 3.3135 | #N/A | 0 | 0 | 0 | 0 | 0 | 0 | 0 | 0 | 0.01958% | 1 | 50% | 0% | 0% | 0% | 8.2745 | 0 | 0 | 0 | 8.2745 | #N/A
2007-03-24 11:00 | 3 | 24 | 11 | 83.4168 | 1979 | 32 | 19.94 | 1016 | 32 | 70.5616 | 0 | Heating | 9.4082 | #N/A | #N/A | #N/A | #N/A | 70.5616 | #N/A | #N/A | 3.3135 | #N/A | 0 | 0 | 0 | 0 | 0 | 0 | 0 | 0 | 0.03136% | 1 | 50% | 0% | 0% | 0% | 8.2745 | 0 | 0 | 0 | 8.2745 | #N/A
2007-03-24 12:00 | 3 | 24 | 12 | 83.4584 | 1980 | 37.94 | 17.06 | 1016 | 37.94 | 50.8919 | 0 | Heating | 6.7856 | #N/A | #N/A | #N/A | #N/A | 50.8919 | #N/A | #N/A | 3.6146 | #N/A | 0 | 0 | 0 | 0 | 0 | 0 | 0 | 0 | 0.02262% | 1 | 50% | 0% | 0% | 0% | 8.2745 | 0 | 0 | 0 | 8.2745 | #N/A
2007-03-24 13:00 | 3 | 24 | 13 | 83.5001 | 1981 | 37.04 | 14 | 1015 | 37.04 | 47.0685 | 0 | Heating | 6.2758 | #N/A | #N/A | #N/A | #N/A | 47.0685 | #N/A | #N/A | 3.5637 | #N/A | 0 | 0 | 0 | 0 | 0 | 0 | 0 | 0 | 0.02092% | 1 | 50% | 0% | 0% | 0% | 8.2745 | 0 | 0 | 0 | 8.2745 | #N/A
2007-03-24 14:00 | 3 | 24 | 14 | 83.5418 | 1982 | 37.04 | 17.06 | 1014 | 37.04 | 41.2796 | 0 | Heating | 5.5039 | #N/A | #N/A | #N/A | #N/A | 41.2796 | #N/A | #N/A | 3.5637 | #N/A | 0 | 0 | 0 | 0 | 0 | 0 | 0 | 0 | 0.01835% | 1 | 50% | 0% | 0% | 0% | 8.2745 | 0 | 0 | 0 | 8.2745 | #N/A
2007-03-24 15:00 | 3 | 24 | 15 | 83.5834 | 1983 | 42.08 | 15.98 | 1014 | 42.08 | 37.8633 | 0 | Heating | 5.0484 | #N/A | #N/A | #N/A | #N/A | 37.8633 | #N/A | #N/A | 3.8759 | #N/A | 0 | 0 | 0 | 0 | 0 | 0 | 0 | 0 | 0.01683% | 1 | 50% | 0% | 0% | 0% | 8.2745 | 0 | 0 | 0 | 8.2745 | #N/A
2007-03-24 16:00 | 3 | 24 | 16 | 83.6251 | 1984 | 39.92 | 15.08 | 1014 | 39.92 | 39.245 | 0 | Heating | 5.2327 | #N/A | #N/A | #N/A | #N/A | 39.245 | #N/A | #N/A | 3.7339 | #N/A | 0 | 0 | 0 | 0 | 0 | 0 | 0 | 0 | 0.01744% | 1 | 50% | 0% | 0% | 0% | 8.2745 | 0 | 0 | 0 | 8.2745 | #N/A
2007-03-24 17:00 | 3 | 24 | 17 | 83.6668 | 1985 | 39.92 | 14 | 1013 | 39.92 | 23.4655 | 0 | Heating | 3.1287 | #N/A | #N/A | #N/A | #N/A | 23.4655 | #N/A | #N/A | 3.7339 | #N/A | 0 | 0 | 0 | 0 | 0 | 0 | 0 | 0 | 0.01043% | 1 | 50% | 0% | 0% | 0% | 8.2745 | 0 | 0 | 0 | 8.2745 | #N/A
2007-03-24 18:00 | 3 | 24 | 18 | 83.7084 | 1986 | 37.04 | 14 | 1012 | 37.04 | 34.8618 | 0 | Heating | 4.6482 | #N/A | #N/A | #N/A | #N/A | 34.8618 | #N/A | #N/A | 3.5637 | #N/A | 0 | 0 | 0 | 0 | 0 | 0 | 0 | 0 | 0.01549% | 1 | 50% | 0% | 0% | 0% | 8.2745 | 0 | 0 | 0 | 8.2745 | #N/A
2007-03-24 19:00 | 3 | 24 | 19 | 83.7501 | 1987 | 35.06 | 15.08 | 1012 | 35.06 | 80.4252 | 0 | Heating | 10.7234 | #N/A | #N/A | #N/A | #N/A | 80.4252 | #N/A | #N/A | 3.4585 | #N/A | 0 | 0 | 0 | 0 | 0 | 0 | 0 | 0 | 0.03574% | 1 | 50% | 0% | 0% | 0% | 8.2745 | 0 | 0 | 0 | 8.2745 | #N/A
2007-03-24 20:00 | 3 | 24 | 20 | 83.7918 | 1988 | 35.06 | 15.08 | 1013 | 35.06 | 132.3247 | 0 | Heating | 17.6433 | #N/A | #N/A | #N/A | #N/A | 132.3247 | #N/A | #N/A | 3.4585 | #N/A | 0 | 0 | 0 | 0 | 0 | 0 | 0 | 0 | 0.05881% | 1 | 50% | 0% | 0% | 0% | 8.2745 | 0 | 0 | 0 | 8.2745 | #N/A
2007-03-24 21:00 | 3 | 24 | 21 | 83.8334 | 1989 | 32 | 17.96 | 1013 | 32 | 167.4084 | 0 | Heating | 22.3211 | #N/A | #N/A | #N/A | #N/A | 167.4084 | #N/A | #N/A | 3.3135 | #N/A | 0 | 0 | 0 | 0 | 0 | 0 | 0 | 0 | 0.0744% | 1 | 50% | 0% | 0% | 0% | 8.2745 | 0 | 0 | 0 | 8.2745 | #N/A
2007-03-24 22:00 | 3 | 24 | 22 | 83.8751 | 1990 | 30.02 | 21.02 | 1013 | 30.02 | 220.608 | 0 | Heating | 29.4144 | #N/A | #N/A | #N/A | #N/A | 220.608 | #N/A | #N/A | 3.2302 | #N/A | 0 | 0 | 0 | 0 | 0 | 0 | 0 | 0 | 0.09805% | 1 | 50% | 0% | 0% | 0% | 8.2745 | 0 | 0 | 0 | 8.2745 | #N/A
2007-03-24 23:00 | 3 | 24 | 23 | 83.9168 | 1991 | 30.02 | 15.08 | 1013 | 30.02 | 271.4779 | 0 | Heating | 36.1971 | #N/A | #N/A | #N/A | #N/A | 271.4779 | #N/A | #N/A | 3.2302 | #N/A | 0 | 0 | 0 | 0 | 0 | 0 | 0 | 0 | 0.1207% | 1 | 50% | 0% | 0% | 0% | 8.2745 | 0 | 0 | 0 | 8.2745 | #N/A
2007-03-25 | 3 | 25 | 0 | 83.9584 | 1992 | 28.94 | 12.92 | 1012 | 28.94 | 326.0385 | 0 | Heating | 43.4718 | #N/A | #N/A | #N/A | #N/A | 326.0385 | #N/A | #N/A | 3.188 | #N/A | 0 | 0 | 0 | 0 | 0 | 0 | 0 | 0 | 0.1449% | 1 | 50% | 0% | 0% | 0% | 8.2745 | 0 | 0 | 0 | 8.2745 | #N/A
2007-03-25 01:00 | 3 | 25 | 1 | 84.0001 | 1993 | 28.04 | 17.06 | 1012 | 28.04 | 346.2301 | 0 | Heating | 46.164 | #N/A | #N/A | #N/A | #N/A | 346.2301 | #N/A | #N/A | 3.1545 | #N/A | 0 | 0 | 0 | 0 | 0 | 0 | 0 | 0 | 0.1539% | 1 | 50% | 0% | 0% | 0% | 8.2745 | 0 | 0 | 0 | 8.2745 | #N/A
2007-03-25 02:00 | 3 | 25 | 2 | 84.0418 | 1994 | 28.04 | 17.06 | 1012 | 28.04 | 348.8225 | 0 | Heating | 46.5097 | #N/A | #N/A | #N/A | #N/A | 348.8225 | #N/A | #N/A | 3.1545 | #N/A | 0 | 0 | 0 | 0 | 0 | 0 | 0 | 0 | 0.155% | 1 | 50% | 0% | 0% | 0% | 8.2745 | 0 | 0 | 0 | 8.2745 | #N/A
2007-03-25 03:00 | 3 | 25 | 3 | 84.0834 | 1995 | 26.96 | 17.96 | 1012 | 26.96 | 347.296 | 0 | Heating | 46.3061 | #N/A | #N/A | #N/A | #N/A | 347.296 | #N/A | #N/A | 3.1163 | #N/A | 0 | 0 | 0 | 0 | 0 | 0 | 0 | 0 | 0.1544% | 1 | 50% | 0% | 0% | 0% | 8.2745 | 0 | 0 | 0 | 8.2745 | #N/A
2007-03-25 04:00 | 3 | 25 | 4 | 84.1251 | 1996 | 26.06 | 17.96 | 1011 | 26.06 | 355.1566 | 0 | Heating | 47.3542 | #N/A | #N/A | #N/A | #N/A | 355.1566 | #N/A | #N/A | 3.0859 | #N/A | 0 | 0 | 0 | 0 | 0 | 0 | 0 | 0 | 0.1578% | 1 | 50% | 0% | 0% | 0% | 8.2745 | 0 | 0 | 0 | 8.2745 | #N/A
2007-03-25 05:00 | 3 | 25 | 5 | 84.1668 | 1997 | 26.06 | 19.04 | 1011 | 26.06 | 352.4618 | 0 | Heating | 46.9949 | #N/A | #N/A | #N/A | #N/A | 352.4618 | #N/A | #N/A | 3.0859 | #N/A | 0 | 0 | 0 | 0 | 0 | 0 | 0 | 0 | 0.1566% | 1 | 50% | 0% | 0% | 0% | 8.2745 | 0 | 0 | 0 | 8.2745 | #N/A
2007-03-25 06:00 | 3 | 25 | 6 | 84.2084 | 1998 | 24.98 | 17.96 | 1011 | 24.98 | 338.1826 | 0 | Heating | 45.091 | #N/A | #N/A | #N/A | #N/A | 338.1826 | #N/A | #N/A | 3.0513 | #N/A | 0 | 0 | 0 | 0 | 0 | 0 | 0 | 0 | 0.1503% | 1 | 50% | 0% | 0% | 0% | 8.2745 | 0 | 0 | 0 | 8.2745 | #N/A
2007-03-25 07:00 | 3 | 25 | 7 | 84.2501 | 1999 | 26.96 | 19.04 | 1011 | 26.96 | 822.7308 | 0 | Heating | 109.6974 | #N/A | #N/A | #N/A | #N/A | 822.7308 | #N/A | #N/A | 3.1163 | #N/A | 0 | 0 | 0 | 0 | 0 | 0 | 0 | 0 | 0.3657% | 1 | 50% | 0% | 0% | 0% | 8.2745 | 0 | 0 | 0 | 8.2745 | #N/A
2007-03-25 08:00 | 3 | 25 | 8 | 84.2918 | 2000 | 26.96 | 19.94 | 1012 | 26.96 | 500.4635 | 0 | Heating | 66.7285 | #N/A | #N/A | #N/A | #N/A | 500.4635 | #N/A | #N/A | 3.1163 | #N/A | 0 | 0 | 0 | 0 | 0 | 0 | 0 | 0 | 0.2224% | 1 | 50% | 0% | 0% | 0% | 8.2745 | 0 | 0 | 0 | 8.2745 | #N/A
2007-03-25 09:00 | 3 | 25 | 9 | 84.3334 | 2001 | 33.08 | 19.94 | 1012 | 33.08 | 232.2649 | 0 | Heating | 30.9687 | #N/A | #N/A | #N/A | #N/A | 232.2649 | #N/A | #N/A | 3.3624 | #N/A | 0 | 0 | 0 | 0 | 0 | 0 | 0 | 0 | 0.1032% | 1 | 50% | 0% | 0% | 0% | 8.2745 | 0 | 0 | 0 | 8.2745 | #N/A
2007-03-25 10:00 | 3 | 25 | 10 | 84.3751 | 2002 | 33.98 | 15.98 | 1011 | 33.98 | 173.9434 | 0 | Heating | 23.1925 | #N/A | #N/A | #N/A | #N/A | 173.9434 | #N/A | #N/A | 3.405 | #N/A | 0 | 0 | 0 | 0 | 0 | 0 | 0 | 0 | 0.07731% | 1 | 50% | 0% | 0% | 0% | 8.2745 | 0 | 0 | 0 | 8.2745 | #N/A
2007-03-25 11:00 | 3 | 25 | 11 | 84.4168 | 2003 | 33.98 | 15.98 | 1011 | 33.98 | 157.0363 | 0 | Heating | 20.9382 | #N/A | #N/A | #N/A | #N/A | 157.0363 | #N/A | #N/A | 3.405 | #N/A | 0 | 0 | 0 | 0 | 0 | 0 | 0 | 0 | 0.06979% | 1 | 50% | 0% | 0% | 0% | 8.2745 | 0 | 0 | 0 | 8.2745 | #N/A
2007-03-25 12:00 | 3 | 25 | 12 | 84.4584 | 2004 | 35.96 | 15.08 | 1010 | 35.96 | 115.8166 | 0 | Heating | 15.4422 | #N/A | #N/A | #N/A | #N/A | 115.8166 | #N/A | #N/A | 3.5052 | #N/A | 0 | 0 | 0 | 0 | 0 | 0 | 0 | 0 | 0.05147% | 1 | 50% | 0% | 0% | 0% | 8.2745 | 0 | 0 | 0 | 8.2745 | #N/A
2007-03-25 13:00 | 3 | 25 | 13 | 84.5001 | 2005 | 37.04 | 17.06 | 1009 | 37.04 | 114.476 | 0 | Heating | 15.2635 | #N/A | #N/A | #N/A | #N/A | 114.476 | #N/A | #N/A | 3.5637 | #N/A | 0 | 0 | 0 | 0 | 0 | 0 | 0 | 0 | 0.05088% | 1 | 50% | 0% | 0% | 0% | 8.2745 | 0 | 0 | 0 | 8.2745 | #N/A
2007-03-25 14:00 | 3 | 25 | 14 | 84.5418 | 2006 | 37.04 | 15.08 | 1008 | 37.04 | 52.3626 | 0 | Heating | 6.9817 | #N/A | #N/A | #N/A | #N/A | 52.3626 | #N/A | #N/A | 3.5637 | #N/A | 0 | 0 | 0 | 0 | 0 | 0 | 0 | 0 | 0.02327% | 1 | 50% | 0% | 0% | 0% | 8.2745 | 0 | 0 | 0 | 8.2745 | #N/A
2007-03-25 15:00 | 3 | 25 | 15 | 84.5834 | 2007 | 35.96 | 15.08 | 1007 | 35.96 | 33.9174 | 0 | Heating | 4.5223 | #N/A | #N/A | #N/A | #N/A | 33.9174 | #N/A | #N/A | 3.5052 | #N/A | 0 | 0 | 0 | 0 | 0 | 0 | 0 | 0 | 0.01507% | 1 | 50% | 0% | 0% | 0% | 8.2745 | 0 | 0 | 0 | 8.2745 | #N/A
2007-03-25 16:00 | 3 | 25 | 16 | 84.6251 | 2008 | 35.06 | 12.92 | 1006 | 35.06 | 17.803 | 0 | Heating | 2.3737 | #N/A | #N/A | #N/A | #N/A | 17.803 | #N/A | #N/A | 3.4585 | #N/A | 0 | 0 | 0 | 0 | 0 | 0 | 0 | 0 | 0.007912% | 1 | 50% | 0% | 0% | 0% | 8.2745 | 0 | 0 | 0 | 8.2745 | #N/A
2007-03-25 17:00 | 3 | 25 | 17 | 84.6668 | 2009 | 35.06 | 12.02 | 1006 | 35.06 | 9.4021 | 0 | Heating | 1.2536 | #N/A | #N/A | #N/A | #N/A | 9.4021 | #N/A | #N/A | 3.4585 | #N/A | 0 | 0 | 0 | 0 | 0 | 0 | 0 | 0 | 0.004179% | 1 | 50% | 0% | 0% | 0% | 8.2745 | 0 | 0 | 0 | 8.2745 | #N/A
2007-03-25 18:00 | 3 | 25 | 18 | 84.7084 | 2010 | 30.02 | 8.06 | 1006 | 30.02 | 20.1608 | 0 | Heating | 2.6881 | #N/A | #N/A | #N/A | #N/A | 20.1608 | #N/A | #N/A | 3.2302 | #N/A | 0 | 0 | 0 | 0 | 0 | 0 | 0 | 0 | 0.00896% | 1 | 50% | 0% | 0% | 0% | 8.2745 | 0 | 0 | 0 | 8.2745 | #N/A
2007-03-25 19:00 | 3 | 25 | 19 | 84.7501 | 2011 | 28.94 | 15.98 | 1006 | 28.94 | 76.1712 | 0 | Heating | 10.1562 | #N/A | #N/A | #N/A | #N/A | 76.1712 | #N/A | #N/A | 3.188 | #N/A | 0 | 0 | 0 | 0 | 0 | 0 | 0 | 0 | 0.03385% | 1 | 50% | 0% | 0% | 0% | 8.2745 | 0 | 0 | 0 | 8.2745 | #N/A
2007-03-25 20:00 | 3 | 25 | 20 | 84.7918 | 2012 | 28.94 | 15.08 | 1007 | 28.94 | 125.7553 | 0 | Heating | 16.7674 | #N/A | #N/A | #N/A | #N/A | 125.7553 | #N/A | #N/A | 3.188 | #N/A | 0 | 0 | 0 | 0 | 0 | 0 | 0 | 0 | 0.05589% | 1 | 50% | 0% | 0% | 0% | 8.2745 | 0 | 0 | 0 | 8.2745 | #N/A
2007-03-25 21:00 | 3 | 25 | 21 | 84.8334 | 2013 | 26.06 | 17.06 | 1007 | 26.06 | 213.004 | 0 | Heating | 28.4005 | #N/A | #N/A | #N/A | #N/A | 213.004 | #N/A | #N/A | 3.0859 | #N/A | 0 | 0 | 0 | 0 | 0 | 0 | 0 | 0 | 0.09467% | 1 | 50% | 0% | 0% | 0% | 8.2745 | 0 | 0 | 0 | 8.2745 | #N/A
2007-03-25 22:00 | 3 | 25 | 22 | 84.8751 | 2014 | 24.98 | 12.02 | 1007 | 24.98 | 256.7588 | 0 | Heating | 34.2345 | #N/A | #N/A | #N/A | #N/A | 256.7588 | #N/A | #N/A | 3.0513 | #N/A | 0 | 0 | 0 | 0 | 0 | 0 | 0 | 0 | 0.1141% | 1 | 50% | 0% | 0% | 0% | 8.2745 | 0 | 0 | 0 | 8.2745 | #N/A
2007-03-25 23:00 | 3 | 25 | 23 | 84.9168 | 2015 | 24.98 | 12.02 | 1007 | 24.98 | 4.7727 | 0 | Heating | 0.63636 | #N/A | #N/A | #N/A | #N/A | 4.7727 | #N/A | #N/A | 3.0513 | #N/A | 0 | 0 | 0 | 0 | 0 | 0 | 0 | 0 | 0.002121% | 1 | 50% | 0% | 0% | 0% | 8.2745 | 0 | 0 | 0 | 8.2745 | #N/A
2007-03-26 | 3 | 26 | 0 | 84.9584 | 2016 | 23 | 12.92 | 1006 | 23 | 14.2027 | 0 | Heating | 1.8937 | #N/A | #N/A | #N/A | #N/A | 14.2027 | #N/A | #N/A | 2.9925 | #N/A | 0 | 0 | 0 | 0 | 0 | 0 | 0 | 0 | 0.006312% | 1 | 50% | 0% | 0% | 0% | 8.2745 | 0 | 0 | 0 | 8.2745 | #N/A
2007-03-26 01:00 | 3 | 26 | 1 | 85.0001 | 2017 | 21.92 | 15.08 | 1005 | 21.92 | 15.4769 | 0 | Heating | 2.0636 | #N/A | #N/A | #N/A | #N/A | 15.4769 | #N/A | #N/A | 2.9629 | #N/A | 0 | 0 | 0 | 0 | 0 | 0 | 0 | 0 | 0.006879% | 1 | 50% | 0% | 0% | 0% | 8.2745 | 0 | 0 | 0 | 8.2745 | #N/A
2007-03-26 02:00 | 3 | 26 | 2 | 85.0418 | 2018 | 21.92 | 15.98 | 1005 | 21.92 | 17.4363 | 0 | Heating | 2.3248 | #N/A | #N/A | #N/A | #N/A | 17.4363 | #N/A | #N/A | 2.9629 | #N/A | 0 | 0 | 0 | 0 | 0 | 0 | 0 | 0 | 0.007749% | 1 | 50% | 0% | 0% | 0% | 8.2745 | 0 | 0 | 0 | 8.2745 | #N/A
2007-03-26 03:00 | 3 | 26 | 3 | 85.0835 | 2019 | 21.02 | 17.96 | 1005 | 21.02 | 21.5723 | 0 | Heating | 2.8763 | #N/A | #N/A | #N/A | #N/A | 21.5723 | #N/A | #N/A | 2.9394 | #N/A | 0 | 0 | 0 | 0 | 0 | 0 | 0 | 0 | 0.009588% | 1 | 50% | 0% | 0% | 0% | 8.2745 | 0 | 0 | 0 | 8.2745 | #N/A
2007-03-26 04:00 | 3 | 26 | 4 | 85.1251 | 2020 | 19.04 | 17.96 | 1004 | 19.04 | 27.4598 | 0 | Heating | 3.6613 | #N/A | #N/A | #N/A | #N/A | 27.4598 | #N/A | #N/A | 2.8915 | #N/A | 0 | 0 | 0 | 0 | 0 | 0 | 0 | 0 | 0.0122% | 1 | 50% | 0% | 0% | 0% | 8.2745 | 0 | 0 | 0 | 8.2745 | #N/A
2007-03-26 05:00 | 3 | 26 | 5 | 85.1668 | 2021 | 19.04 | 19.04 | 1004 | 19.04 | 42.8835 | 0 | Heating | 5.7178 | #N/A | #N/A | #N/A | #N/A | 42.8835 | #N/A | #N/A | 2.8915 | #N/A | 0 | 0 | 0 | 0 | 0 | 0 | 0 | 0 | 0.01906% | 1 | 50% | 0% | 0% | 0% | 8.2745 | 0 | 0 | 0 | 8.2745 | #N/A
2007-03-26 06:00 | 3 | 26 | 6 | 85.2085 | 2022 | 19.04 | 19.94 | 1004 | 19.04 | 45.3071 | 0 | Heating | 6.0409 | #N/A | #N/A | #N/A | #N/A | 45.3071 | #N/A | #N/A | 2.8915 | #N/A | 0 | 0 | 0 | 0 | 0 | 0 | 0 | 0 | 0.02014% | 1 | 50% | 0% | 0% | 0% | 8.2745 | 0 | 0 | 0 | 8.2745 | #N/A
2007-03-26 07:00 | 3 | 26 | 7 | 85.2501 | 2023 | 21.02 | 19.94 | 1004 | 21.02 | 515.9844 | 0 | Heating | 68.7979 | #N/A | #N/A | #N/A | #N/A | 515.9844 | #N/A | #N/A | 2.9394 | #N/A | 0 | 0 | 0 | 0 | 0 | 0 | 0 | 0 | 0.2293% | 1 | 50% | 0% | 0% | 0% | 8.2745 | 0 | 0 | 0 | 8.2745 | #N/A
2007-03-26 08:00 | 3 | 26 | 8 | 85.2918 | 2024 | 21.02 | 21.92 | 1004 | 21.02 | 274.6622 | 0 | Heating | 36.6216 | #N/A | #N/A | #N/A | #N/A | 274.6622 | #N/A | #N/A | 2.9394 | #N/A | 0 | 0 | 0 | 0 | 0 | 0 | 0 | 0 | 0.1221% | 1 | 50% | 0% | 0% | 0% | 8.2745 | 0 | 0 | 0 | 8.2745 | #N/A
2007-03-26 09:00 | 3 | 26 | 9 | 85.3335 | 2025 | 26.96 | 24.08 | 1004 | 26.96 | 69.2402 | 0 | Heating | 9.232 | #N/A | #N/A | #N/A | #N/A | 69.2402 | #N/A | #N/A | 3.1163 | #N/A | 0 | 0 | 0 | 0 | 0 | 0 | 0 | 0 | 0.03077% | 1 | 50% | 0% | 0% | 0% | 8.2745 | 0 | 0 | 0 | 8.2745 | #N/A
2007-03-26 10:00 | 3 | 26 | 10 | 85.3751 | 2026 | 28.94 | 28.94 | 1006 | 28.94 | 87.9454 | 0 | Heating | 11.7261 | #N/A | #N/A | #N/A | #N/A | 87.9454 | #N/A | #N/A | 3.188 | #N/A | 0 | 0 | 0 | 0 | 0 | 0 | 0 | 0 | 0.03909% | 1 | 50% | 0% | 0% | 0% | 8.2745 | 0 | 0 | 0 | 8.2745 | #N/A
2007-03-26 11:00 | 3 | 26 | 11 | 85.4168 | 2027 | 28.94 | 21.92 | 1007 | 28.94 | 92.2498 | 0 | Heating | 12.3 | #N/A | #N/A | #N/A | #N/A | 92.2498 | #N/A | #N/A | 3.188 | #N/A | 0 | 0 | 0 | 0 | 0 | 0 | 0 | 0 | 0.041% | 1 | 50% | 0% | 0% | 0% | 8.2745 | 0 | 0 | 0 | 8.2745 | #N/A
2007-03-26 12:00 | 3 | 26 | 12 | 85.4585 | 2028 | 33.08 | 19.94 | 1008 | 33.08 | 70.6021 | 0 | Heating | 9.4136 | #N/A | #N/A | #N/A | #N/A | 70.6021 | #N/A | #N/A | 3.3624 | #N/A | 0 | 0 | 0 | 0 | 0 | 0 | 0 | 0 | 0.03138% | 1 | 50% | 0% | 0% | 0% | 8.2745 | 0 | 0 | 0 | 8.2745 | #N/A
2007-03-26 13:00 | 3 | 26 | 13 | 85.5001 | 2029 | 35.06 | 24.08 | 1010 | 35.06 | 129.4735 | 0 | Heating | 17.2631 | #N/A | #N/A | #N/A | #N/A | 129.4735 | #N/A | #N/A | 3.4585 | #N/A | 0 | 0 | 0 | 0 | 0 | 0 | 0 | 0 | 0.05754% | 1 | 50% | 0% | 0% | 0% | 8.2745 | 0 | 0 | 0 | 8.2745 | #N/A
2007-03-26 14:00 | 3 | 26 | 14 | 85.5418 | 2030 | 35.06 | 14 | 1011 | 35.06 | 66.1954 | 0 | Heating | 8.8261 | #N/A | #N/A | #N/A | #N/A | 66.1954 | #N/A | #N/A | 3.4585 | #N/A | 0 | 0 | 0 | 0 | 0 | 0 | 0 | 0 | 0.02942% | 1 | 50% | 0% | 0% | 0% | 8.2745 | 0 | 0 | 0 | 8.2745 | #N/A
2007-03-26 15:00 | 3 | 26 | 15 | 85.5835 | 2031 | 35.96 | 8.06 | 1011 | 35.96 | 63.2773 | 0 | Heating | 8.437 | #N/A | #N/A | #N/A | #N/A | 63.2773 | #N/A | #N/A | 3.5052 | #N/A | 0 | 0 | 0 | 0 | 0 | 0 | 0 | 0 | 0.02812% | 1 | 50% | 0% | 0% | 0% | 8.2745 | 0 | 0 | 0 | 8.2745 | #N/A
2007-03-26 16:00 | 3 | 26 | 16 | 85.6251 | 2032 | 35.06 | 8.06 | 1011 | 35.06 | 65.1255 | 0 | Heating | 8.6834 | #N/A | #N/A | #N/A | #N/A | 65.1255 | #N/A | #N/A | 3.4585 | #N/A | 0 | 0 | 0 | 0 | 0 | 0 | 0 | 0 | 0.02894% | 1 | 50% | 0% | 0% | 0% | 8.2745 | 0 | 0 | 0 | 8.2745 | #N/A
2007-03-26 17:00 | 3 | 26 | 17 | 85.6668 | 2033 | 35.06 | 8.06 | 1012 | 35.06 | 50.4599 | 0 | Heating | 6.728 | #N/A | #N/A | #N/A | #N/A | 50.4599 | #N/A | #N/A | 3.4585 | #N/A | 0 | 0 | 0 | 0 | 0 | 0 | 0 | 0 | 0.02243% | 1 | 50% | 0% | 0% | 0% | 8.2745 | 0 | 0 | 0 | 8.2745 | #N/A
2007-03-26 18:00 | 3 | 26 | 18 | 85.7085 | 2034 | 30.92 | 8.06 | 1012 | 30.92 | 92.937 | 0 | Heating | 12.3916 | #N/A | #N/A | #N/A | #N/A | 92.937 | #N/A | #N/A | 3.2671 | #N/A | 0 | 0 | 0 | 0 | 0 | 0 | 0 | 0 | 0.04131% | 1 | 50% | 0% | 0% | 0% | 8.2745 | 0 | 0 | 0 | 8.2745 | #N/A
2007-03-26 19:00 | 3 | 26 | 19 | 85.7501 | 2035 | 28.94 | 8.06 | 1013 | 28.94 | 183.9385 | 0 | Heating | 24.5251 | #N/A | #N/A | #N/A | #N/A | 183.9385 | #N/A | #N/A | 3.188 | #N/A | 0 | 0 | 0 | 0 | 0 | 0 | 0 | 0 | 0.08175% | 1 | 50% | 0% | 0% | 0% | 8.2745 | 0 | 0 | 0 | 8.2745 | #N/A
2007-03-26 20:00 | 3 | 26 | 20 | 85.7918 | 2036 | 28.94 | 8.06 | 1013 | 28.94 | 232.213 | 0 | Heating | 30.9617 | #N/A | #N/A | #N/A | #N/A | 232.213 | #N/A | #N/A | 3.188 | #N/A | 0 | 0 | 0 | 0 | 0 | 0 | 0 | 0 | 0.1032% | 1 | 50% | 0% | 0% | 0% | 8.2745 | 0 | 0 | 0 | 8.2745 | #N/A
2007-03-26 21:00 | 3 | 26 | 21 | 85.8335 | 2037 | 26.96 | 8.06 | 1014 | 26.96 | 296.7268 | 0 | Heating | 39.5636 | #N/A | #N/A | #N/A | #N/A | 296.7268 | #N/A | #N/A | 3.1163 | #N/A | 0 | 0 | 0 | 0 | 0 | 0 | 0 | 0 | 0.1319% | 1 | 50% | 0% | 0% | 0% | 8.2745 | 0 | 0 | 0 | 8.2745 | #N/A
2007-03-26 22:00 | 3 | 26 | 22 | 85.8751 | 2038 | 26.06 | 8.96 | 1014 | 26.06 | 345.3722 | 0 | Heating | 46.0496 | #N/A | #N/A | #N/A | #N/A | 345.3722 | #N/A | #N/A | 3.0859 | #N/A | 0 | 0 | 0 | 0 | 0 | 0 | 0 | 0 | 0.1535% | 1 | 50% | 0% | 0% | 0% | 8.2745 | 0 | 0 | 0 | 8.2745 | #N/A
2007-03-26 23:00 | 3 | 26 | 23 | 85.9168 | 2039 | 26.06 | 8.96 | 1014 | 26.06 | 27.8728 | 0 | Heating | 3.7164 | #N/A | #N/A | #N/A | #N/A | 27.8728 | #N/A | #N/A | 3.0859 | #N/A | 0 | 0 | 0 | 0 | 0 | 0 | 0 | 0 | 0.01239% | 1 | 50% | 0% | 0% | 0% | 8.2745 | 0 | 0 | 0 | 8.2745 | #N/A
2007-03-27 | 3 | 27 | 0 | 85.9585 | 2040 | 24.98 | 8.96 | 1014 | 24.98 | 96.2368 | 0 | Heating | 12.8316 | #N/A | #N/A | #N/A | #N/A | 96.2368 | #N/A | #N/A | 3.0513 | #N/A | 0 | 0 | 0 | 0 | 0 | 0 | 0 | 0 | 0.04277% | 1 | 50% | 0% | 0% | 0% | 8.2745 | 0 | 0 | 0 | 8.2745 | #N/A
2007-03-27 01:00 | 3 | 27 | 1 | 86.0001 | 2041 | 24.08 | 10.04 | 1014 | 24.08 | 127.5833 | 0 | Heating | 17.0111 | #N/A | #N/A | #N/A | #N/A | 127.5833 | #N/A | #N/A | 3.0238 | #N/A | 0 | 0 | 0 | 0 | 0 | 0 | 0 | 0 | 0.0567% | 1 | 50% | 0% | 0% | 0% | 8.2745 | 0 | 0 | 0 | 8.2745 | #N/A
2007-03-27 02:00 | 3 | 27 | 2 | 86.0418 | 2042 | 24.08 | 8.06 | 1014 | 24.08 | 151.2821 | 0 | Heating | 20.171 | #N/A | #N/A | #N/A | #N/A | 151.2821 | #N/A | #N/A | 3.0238 | #N/A | 0 | 0 | 0 | 0 | 0 | 0 | 0 | 0 | 0.06724% | 1 | 50% | 0% | 0% | 0% | 8.2745 | 0 | 0 | 0 | 8.2745 | #N/A
2007-03-27 03:00 | 3 | 27 | 3 | 86.0835 | 2043 | 21.92 | 6.08 | 1014 | 21.92 | 191.6469 | 0 | Heating | 25.5529 | #N/A | #N/A | #N/A | #N/A | 191.6469 | #N/A | #N/A | 2.9629 | #N/A | 0 | 0 | 0 | 0 | 0 | 0 | 0 | 0 | 0.08518% | 1 | 50% | 0% | 0% | 0% | 8.2745 | 0 | 0 | 0 | 8.2745 | #N/A
2007-03-27 04:00 | 3 | 27 | 4 | 86.1251 | 2044 | 21.02 | 8.06 | 1014 | 21.02 | 220.3349 | 0 | Heating | 29.378 | #N/A | #N/A | #N/A | #N/A | 220.3349 | #N/A | #N/A | 2.9394 | #N/A | 0 | 0 | 0 | 0 | 0 | 0 | 0 | 0 | 0.09793% | 1 | 50% | 0% | 0% | 0% | 8.2745 | 0 | 0 | 0 | 8.2745 | #N/A
2007-03-27 05:00 | 3 | 27 | 5 | 86.1668 | 2045 | 21.02 | 5 | 1014 | 21.02 | 254.19 | 0 | Heating | 33.892 | #N/A | #N/A | #N/A | #N/A | 254.19 | #N/A | #N/A | 2.9394 | #N/A | 0 | 0 | 0 | 0 | 0 | 0 | 0 | 0 | 0.113% | 1 | 50% | 0% | 0% | 0% | 8.2745 | 0 | 0 | 0 | 8.2745 | #N/A
2007-03-27 06:00 | 3 | 27 | 6 | 86.2085 | 2046 | 21.02 | 6.08 | 1015 | 21.02 | 291.7799 | 0 | Heating | 38.904 | #N/A | #N/A | #N/A | #N/A | 291.7799 | #N/A | #N/A | 2.9394 | #N/A | 0 | 0 | 0 | 0 | 0 | 0 | 0 | 0 | 0.1297% | 1 | 50% | 0% | 0% | 0% | 8.2745 | 0 | 0 | 0 | 8.2745 | #N/A
2007-03-27 07:00 | 3 | 27 | 7 | 86.2501 | 2047 | 23 | 6.08 | 1015 | 23 | 745.347 | 0 | Heating | 99.3796 | #N/A | #N/A | #N/A | #N/A | 745.347 | #N/A | #N/A | 2.9925 | #N/A | 0 | 0 | 0 | 0 | 0 | 0 | 0 | 0 | 0.3313% | 1 | 50% | 0% | 0% | 0% | 8.2745 | 0 | 0 | 0 | 8.2745 | #N/A
2007-03-27 08:00 | 3 | 27 | 8 | 86.2918 | 2048 | 23 | 6.98 | 1016 | 23 | 456.572 | 0 | Heating | 60.8763 | #N/A | #N/A | #N/A | #N/A | 456.572 | #N/A | #N/A | 2.9925 | #N/A | 0 | 0 | 0 | 0 | 0 | 0 | 0 | 0 | 0.2029% | 1 | 50% | 0% | 0% | 0% | 8.2745 | 0 | 0 | 0 | 8.2745 | #N/A
2007-03-27 09:00 | 3 | 27 | 9 | 86.3335 | 2049 | 26.96 | 10.94 | 1016 | 26.96 | 238.876 | 0 | Heating | 31.8501 | #N/A | #N/A | #N/A | #N/A | 238.876 | #N/A | #N/A | 3.1163 | #N/A | 0 | 0 | 0 | 0 | 0 | 0 | 0 | 0 | 0.1062% | 1 | 50% | 0% | 0% | 0% | 8.2745 | 0 | 0 | 0 | 8.2745 | #N/A
2007-03-27 10:00 | 3 | 27 | 10 | 86.3751 | 2050 | 30.92 | 14 | 1016 | 30.92 | 204.4348 | 0 | Heating | 27.258 | #N/A | #N/A | #N/A | #N/A | 204.4348 | #N/A | #N/A | 3.2671 | #N/A | 0 | 0 | 0 | 0 | 0 | 0 | 0 | 0 | 0.09086% | 1 | 50% | 0% | 0% | 0% | 8.2745 | 0 | 0 | 0 | 8.2745 | #N/A
2007-03-27 11:00 | 3 | 27 | 11 | 86.4168 | 2051 | 30.92 | 8.06 | 1016 | 30.92 | 211.7849 | 0 | Heating | 28.238 | #N/A | #N/A | #N/A | #N/A | 211.7849 | #N/A | #N/A | 3.2671 | #N/A | 0 | 0 | 0 | 0 | 0 | 0 | 0 | 0 | 0.09413% | 1 | 50% | 0% | 0% | 0% | 8.2745 | 0 | 0 | 0 | 8.2745 | #N/A
2007-03-27 12:00 | 3 | 27 | 12 | 86.4585 | 2052 | 33.98 | 10.94 | 1016 | 33.98 | 163.6693 | 0 | Heating | 21.8226 | #N/A | #N/A | #N/A | #N/A | 163.6693 | #N/A | #N/A | 3.405 | #N/A | 0 | 0 | 0 | 0 | 0 | 0 | 0 | 0 | 0.07274% | 1 | 50% | 0% | 0% | 0% | 8.2745 | 0 | 0 | 0 | 8.2745 | #N/A
2007-03-27 13:00 | 3 | 27 | 13 | 86.5001 | 2053 | 35.96 | 15.98 | 1016 | 35.96 | 220.6427 | 0 | Heating | 29.419 | #N/A | #N/A | #N/A | #N/A | 220.6427 | #N/A | #N/A | 3.5052 | #N/A | 0 | 0 | 0 | 0 | 0 | 0 | 0 | 0 | 0.09806% | 1 | 50% | 0% | 0% | 0% | 8.2745 | 0 | 0 | 0 | 8.2745 | #N/A
2007-03-27 14:00 | 3 | 27 | 14 | 86.5418 | 2054 | 35.96 | 14 | 1015 | 35.96 | 123.2818 | 0 | Heating | 16.4376 | #N/A | #N/A | #N/A | #N/A | 123.2818 | #N/A | #N/A | 3.5052 | #N/A | 0 | 0 | 0 | 0 | 0 | 0 | 0 | 0 | 0.05479% | 1 | 50% | 0% | 0% | 0% | 8.2745 | 0 | 0 | 0 | 8.2745 | #N/A
2007-03-27 15:00 | 3 | 27 | 15 | 86.5835 | 2055 | 37.04 | 8.06 | 1015 | 37.04 | 79.61 | 0 | Heating | 10.6147 | #N/A | #N/A | #N/A | #N/A | 79.61 | #N/A | #N/A | 3.5637 | #N/A | 0 | 0 | 0 | 0 | 0 | 0 | 0 | 0 | 0.03538% | 1 | 50% | 0% | 0% | 0% | 8.2745 | 0 | 0 | 0 | 8.2745 | #N/A
2007-03-27 16:00 | 3 | 27 | 16 | 86.6251 | 2056 | 35.96 | 6.08 | 1015 | 35.96 | 70.5786 | 0 | Heating | 9.4105 | #N/A | #N/A | #N/A | #N/A | 70.5786 | #N/A | #N/A | 3.5052 | #N/A | 0 | 0 | 0 | 0 | 0 | 0 | 0 | 0 | 0.03137% | 1 | 50% | 0% | 0% | 0% | 8.2745 | 0 | 0 | 0 | 8.2745 | #N/A
2007-03-27 17:00 | 3 | 27 | 17 | 86.6668 | 2057 | 35.96 | 6.98 | 1015 | 35.96 | 55.8692 | 0 | Heating | 7.4492 | #N/A | #N/A | #N/A | #N/A | 55.8692 | #N/A | #N/A | 3.5052 | #N/A | 0 | 0 | 0 | 0 | 0 | 0 | 0 | 0 | 0.02483% | 1 | 50% | 0% | 0% | 0% | 8.2745 | 0 | 0 | 0 | 8.2745 | #N/A
2007-03-27 18:00 | 3 | 27 | 18 | 86.7085 | 2058 | 32 | 6.98 | 1015 | 32 | 94.378 | 0 | Heating | 12.5837 | #N/A | #N/A | #N/A | #N/A | 94.378 | #N/A | #N/A | 3.3135 | #N/A | 0 | 0 | 0 | 0 | 0 | 0 | 0 | 0 | 0.04195% | 1 | 50% | 0% | 0% | 0% | 8.2745 | 0 | 0 | 0 | 8.2745 | #N/A
2007-03-27 19:00 | 3 | 27 | 19 | 86.7501 | 2059 | 28.94 | 6.98 | 1015 | 28.94 | 179.0928 | 0 | Heating | 23.879 | #N/A | #N/A | #N/A | #N/A | 179.0928 | #N/A | #N/A | 3.188 | #N/A | 0 | 0 | 0 | 0 | 0 | 0 | 0 | 0 | 0.0796% | 1 | 50% | 0% | 0% | 0% | 8.2745 | 0 | 0 | 0 | 8.2745 | #N/A
2007-03-27 20:00 | 3 | 27 | 20 | 86.7918 | 2060 | 28.94 | 8.06 | 1015 | 28.94 | 227.55 | 0 | Heating | 30.34 | #N/A | #N/A | #N/A | #N/A | 227.55 | #N/A | #N/A | 3.188 | #N/A | 0 | 0 | 0 | 0 | 0 | 0 | 0 | 0 | 0.1011% | 1 | 50% | 0% | 0% | 0% | 8.2745 | 0 | 0 | 0 | 8.2745 | #N/A
2007-03-27 21:00 | 3 | 27 | 21 | 86.8335 | 2061 | 26.96 | 8.96 | 1015 | 26.96 | 284.8094 | 0 | Heating | 37.9746 | #N/A | #N/A | #N/A | #N/A | 284.8094 | #N/A | #N/A | 3.1163 | #N/A | 0 | 0 | 0 | 0 | 0 | 0 | 0 | 0 | 0.1266% | 1 | 50% | 0% | 0% | 0% | 8.2745 | 0 | 0 | 0 | 8.2745 | #N/A
2007-03-27 22:00 | 3 | 27 | 22 | 86.8751 | 2062 | 26.06 | 10.04 | 1015 | 26.06 | 321.2847 | 0 | Heating | 42.838 | #N/A | #N/A | #N/A | #N/A | 321.2847 | #N/A | #N/A | 3.0859 | #N/A | 0 | 0 | 0 | 0 | 0 | 0 | 0 | 0 | 0.1428% | 1 | 50% | 0% | 0% | 0% | 8.2745 | 0 | 0 | 0 | 8.2745 | #N/A
2007-03-27 23:00 | 3 | 27 | 23 | 86.9168 | 2063 | 26.06 | 10.94 | 1014 | 26.06 | 20.5729 | 0 | Heating | 2.7431 | #N/A | #N/A | #N/A | #N/A | 20.5729 | #N/A | #N/A | 3.0859 | #N/A | 0 | 0 | 0 | 0 | 0 | 0 | 0 | 0 | 0.009144% | 1 | 50% | 0% | 0% | 0% | 8.2745 | 0 | 0 | 0 | 8.2745 | #N/A
2007-03-28 | 3 | 28 | 0 | 86.9585 | 2064 | 26.96 | 12.92 | 1014 | 26.96 | 73.3941 | 0 | Heating | 9.7859 | #N/A | #N/A | #N/A | #N/A | 73.3941 | #N/A | #N/A | 3.1163 | #N/A | 0 | 0 | 0 | 0 | 0 | 0 | 0 | 0 | 0.03262% | 1 | 50% | 0% | 0% | 0% | 8.2745 | 0 | 0 | 0 | 8.2745 | #N/A
2007-03-28 01:00 | 3 | 28 | 1 | 87.0001 | 2065 | 26.96 | 15.08 | 1014 | 26.96 | 108.6371 | 0 | Heating | 14.4849 | #N/A | #N/A | #N/A | #N/A | 108.6371 | #N/A | #N/A | 3.1163 | #N/A | 0 | 0 | 0 | 0 | 0 | 0 | 0 | 0 | 0.04828% | 1 | 50% | 0% | 0% | 0% | 8.2745 | 0 | 0 | 0 | 8.2745 | #N/A
2007-03-28 02:00 | 3 | 28 | 2 | 87.0418 | 2066 | 26.96 | 15.08 | 1014 | 26.96 | 135.6082 | 0 | Heating | 18.0811 | #N/A | #N/A | #N/A | #N/A | 135.6082 | #N/A | #N/A | 3.1163 | #N/A | 0 | 0 | 0 | 0 | 0 | 0 | 0 | 0 | 0.06027% | 1 | 50% | 0% | 0% | 0% | 8.2745 | 0 | 0 | 0 | 8.2745 | #N/A
2007-03-28 03:00 | 3 | 28 | 3 | 87.0835 | 2067 | 24.98 | 15.08 | 1014 | 24.98 | 165.3948 | 0 | Heating | 22.0526 | #N/A | #N/A | #N/A | #N/A | 165.3948 | #N/A | #N/A | 3.0513 | #N/A | 0 | 0 | 0 | 0 | 0 | 0 | 0 | 0 | 0.07351% | 1 | 50% | 0% | 0% | 0% | 8.2745 | 0 | 0 | 0 | 8.2745 | #N/A
2007-03-28 04:00 | 3 | 28 | 4 | 87.1251 | 2068 | 24.98 | 14 | 1014 | 24.98 | 199.1758 | 0 | Heating | 26.5568 | #N/A | #N/A | #N/A | #N/A | 199.1758 | #N/A | #N/A | 3.0513 | #N/A | 0 | 0 | 0 | 0 | 0 | 0 | 0 | 0 | 0.08852% | 1 | 50% | 0% | 0% | 0% | 8.2745 | 0 | 0 | 0 | 8.2745 | #N/A
2007-03-28 05:00 | 3 | 28 | 5 | 87.1668 | 2069 | 24.98 | 14 | 1014 | 24.98 | 208.9566 | 0 | Heating | 27.8609 | #N/A | #N/A | #N/A | #N/A | 208.9566 | #N/A | #N/A | 3.0513 | #N/A | 0 | 0 | 0 | 0 | 0 | 0 | 0 | 0 | 0.09287% | 1 | 50% | 0% | 0% | 0% | 8.2745 | 0 | 0 | 0 | 8.2745 | #N/A
2007-03-28 06:00 | 3 | 28 | 6 | 87.2085 | 2070 | 24.08 | 14 | 1014 | 24.08 | 182.7452 | 0 | Heating | 24.366 | #N/A | #N/A | #N/A | #N/A | 182.7452 | #N/A | #N/A | 3.0238 | #N/A | 0 | 0 | 0 | 0 | 0 | 0 | 0 | 0 | 0.08122% | 1 | 50% | 0% | 0% | 0% | 8.2745 | 0 | 0 | 0 | 8.2745 | #N/A
2007-03-28 07:00 | 3 | 28 | 7 | 87.2501 | 2071 | 24.98 | 17.06 | 1015 | 24.98 | 621.2347 | 0 | Heating | 82.8313 | #N/A | #N/A | #N/A | #N/A | 621.2347 | #N/A | #N/A | 3.0513 | #N/A | 0 | 0 | 0 | 0 | 0 | 0 | 0 | 0 | 0.2761% | 1 | 50% | 0% | 0% | 0% | 8.2745 | 0 | 0 | 0 | 8.2745 | #N/A
2007-03-28 08:00 | 3 | 28 | 8 | 87.2918 | 2072 | 24.98 | 17.96 | 1014 | 24.98 | 301.3805 | 0 | Heating | 40.1841 | #N/A | #N/A | #N/A | #N/A | 301.3805 | #N/A | #N/A | 3.0513 | #N/A | 0 | 0 | 0 | 0 | 0 | 0 | 0 | 0 | 0.1339% | 1 | 50% | 0% | 0% | 0% | 8.2745 | 0 | 0 | 0 | 8.2745 | #N/A
2007-03-28 09:00 | 3 | 28 | 9 | 87.3335 | 2073 | 30.92 | 15.98 | 1015 | 30.92 | 77.2239 | 0 | Heating | 10.2965 | #N/A | #N/A | #N/A | #N/A | 77.2239 | #N/A | #N/A | 3.2671 | #N/A | 0 | 0 | 0 | 0 | 0 | 0 | 0 | 0 | 0.03432% | 1 | 50% | 0% | 0% | 0% | 8.2745 | 0 | 0 | 0 | 8.2745 | #N/A
2007-03-28 10:00 | 3 | 28 | 10 | 87.3751 | 2074 | 33.08 | 19.94 | 1015 | 33.08 | 55.4 | 0 | Heating | 7.3867 | #N/A | #N/A | #N/A | #N/A | 55.4 | #N/A | #N/A | 3.3624 | #N/A | 0 | 0 | 0 | 0 | 0 | 0 | 0 | 0 | 0.02462% | 1 | 50% | 0% | 0% | 0% | 8.2745 | 0 | 0 | 0 | 8.2745 | #N/A
2007-03-28 11:00 | 3 | 28 | 11 | 87.4168 | 2075 | 33.08 | 21.02 | 1014 | 33.08 | 50.1663 | 0 | Heating | 6.6888 | #N/A | #N/A | #N/A | #N/A | 50.1663 | #N/A | #N/A | 3.3624 | #N/A | 0 | 0 | 0 | 0 | 0 | 0 | 0 | 0 | 0.0223% | 1 | 50% | 0% | 0% | 0% | 8.2745 | 0 | 0 | 0 | 8.2745 | #N/A
2007-03-28 12:00 | 3 | 28 | 12 | 87.4585 | 2076 | 37.94 | 21.92 | 1014 | 37.94 | 24.0367 | 0 | Heating | 3.2049 | #N/A | #N/A | #N/A | #N/A | 24.0367 | #N/A | #N/A | 3.6146 | #N/A | 0 | 0 | 0 | 0 | 0 | 0 | 0 | 0 | 0.01068% | 1 | 50% | 0% | 0% | 0% | 8.2745 | 0 | 0 | 0 | 8.2745 | #N/A
2007-03-28 13:00 | 3 | 28 | 13 | 87.5001 | 2077 | 39.92 | 21.02 | 1014 | 39.92 | 28.5272 | 0 | Heating | 3.8036 | #N/A | #N/A | #N/A | #N/A | 28.5272 | #N/A | #N/A | 3.7339 | #N/A | 0 | 0 | 0 | 0 | 0 | 0 | 0 | 0 | 0.01268% | 1 | 50% | 0% | 0% | 0% | 8.2745 | 0 | 0 | 0 | 8.2745 | #N/A
2007-03-28 14:00 | 3 | 28 | 14 | 87.5418 | 2078 | 39.92 | 15.98 | 1013 | 39.92 | 8.2046 | 0 | Heating | 1.0939 | #N/A | #N/A | #N/A | #N/A | 8.2046 | #N/A | #N/A | 3.7339 | #N/A | 0 | 0 | 0 | 0 | 0 | 0 | 0 | 0 | 0.003646% | 1 | 50% | 0% | 0% | 0% | 8.2745 | 0 | 0 | 0 | 8.2745 | #N/A
2007-03-28 15:00 | 3 | 28 | 15 | 87.5835 | 2079 | 42.08 | 10.94 | 1013 | 42.08 | 6.2759 | 0 | Heating | 0.83679 | #N/A | #N/A | #N/A | #N/A | 6.2759 | #N/A | #N/A | 3.8759 | #N/A | 0 | 0 | 0 | 0 | 0 | 0 | 0 | 0 | 0.002789% | 1 | 50% | 0% | 0% | 0% | 8.2745 | 0 | 0 | 0 | 8.2745 | #N/A
2007-03-28 16:00 | 3 | 28 | 16 | 87.6251 | 2080 | 41 | 6.98 | 1013 | 41 | 6.0524 | 0 | Heating | 0.80699 | #N/A | #N/A | #N/A | #N/A | 6.0524 | #N/A | #N/A | 3.8033 | #N/A | 0 | 0 | 0 | 0 | 0 | 0 | 0 | 0 | 0.00269% | 1 | 50% | 0% | 0% | 0% | 8.2745 | 0 | 0 | 0 | 8.2745 | #N/A
2007-03-28 17:00 | 3 | 28 | 17 | 87.6668 | 2081 | 41 | 10.94 | 1014 | 41 | 5.0176 | 0 | Heating | 0.66902 | #N/A | #N/A | #N/A | #N/A | 5.0176 | #N/A | #N/A | 3.8033 | #N/A | 0 | 0 | 0 | 0 | 0 | 0 | 0 | 0 | 0.00223% | 1 | 50% | 0% | 0% | 0% | 8.2745 | 0 | 0 | 0 | 8.2745 | #N/A
2007-03-28 18:00 | 3 | 28 | 18 | 87.7085 | 2082 | 35.96 | 12.02 | 1014 | 35.96 | 8.4633 | 0 | Heating | 1.1284 | #N/A | #N/A | #N/A | #N/A | 8.4633 | #N/A | #N/A | 3.5052 | #N/A | 0 | 0 | 0 | 0 | 0 | 0 | 0 | 0 | 0.003761% | 1 | 50% | 0% | 0% | 0% | 8.2745 | 0 | 0 | 0 | 8.2745 | #N/A
2007-03-28 19:00 | 3 | 28 | 19 | 87.7501 | 2083 | 35.06 | 14 | 1015 | 35.06 | 40.8355 | 0 | Heating | 5.4447 | #N/A | #N/A | #N/A | #N/A | 40.8355 | #N/A | #N/A | 3.4585 | #N/A | 0 | 0 | 0 | 0 | 0 | 0 | 0 | 0 | 0.01815% | 1 | 50% | 0% | 0% | 0% | 8.2745 | 0 | 0 | 0 | 8.2745 | #N/A
2007-03-28 20:00 | 3 | 28 | 20 | 87.7918 | 2084 | 35.06 | 15.08 | 1016 | 35.06 | 61.6674 | 0 | Heating | 8.2223 | #N/A | #N/A | #N/A | #N/A | 61.6674 | #N/A | #N/A | 3.4585 | #N/A | 0 | 0 | 0 | 0 | 0 | 0 | 0 | 0 | 0.02741% | 1 | 50% | 0% | 0% | 0% | 8.2745 | 0 | 0 | 0 | 8.2745 | #N/A
2007-03-28 21:00 | 3 | 28 | 21 | 87.8335 | 2085 | 33.08 | 17.06 | 1016 | 33.08 | 114.5546 | 0 | Heating | 15.2739 | #N/A | #N/A | #N/A | #N/A | 114.5546 | #N/A | #N/A | 3.3624 | #N/A | 0 | 0 | 0 | 0 | 0 | 0 | 0 | 0 | 0.05091% | 1 | 50% | 0% | 0% | 0% | 8.2745 | 0 | 0 | 0 | 8.2745 | #N/A
2007-03-28 22:00 | 3 | 28 | 22 | 87.8751 | 2086 | 32 | 19.04 | 1016 | 32 | 177.9506 | 0 | Heating | 23.7267 | #N/A | #N/A | #N/A | #N/A | 177.9506 | #N/A | #N/A | 3.3135 | #N/A | 0 | 0 | 0 | 0 | 0 | 0 | 0 | 0 | 0.07909% | 1 | 50% | 0% | 0% | 0% | 8.2745 | 0 | 0 | 0 | 8.2745 | #N/A
2007-03-28 23:00 | 3 | 28 | 23 | 87.9168 | 2087 | 32 | 17.96 | 1016 | 32 | 2.3528 | 0 | Heating | 0.31371 | #N/A | #N/A | #N/A | #N/A | 2.3528 | #N/A | #N/A | 3.3135 | #N/A | 0 | 0 | 0 | 0 | 0 | 0 | 0 | 0 | 0.001046% | 1 | 50% | 0% | 0% | 0% | 8.2745 | 0 | 0 | 0 | 8.2745 | #N/A
2007-03-29 | 3 | 29 | 0 | 87.9585 | 2088 | 30.92 | 19.04 | 1016 | 30.92 | 10.1524 | 0 | Heating | 1.3536 | #N/A | #N/A | #N/A | #N/A | 10.1524 | #N/A | #N/A | 3.2671 | #N/A | 0 | 0 | 0 | 0 | 0 | 0 | 0 | 0 | 0.004512% | 1 | 50% | 0% | 0% | 0% | 8.2745 | 0 | 0 | 0 | 8.2745 | #N/A
2007-03-29 01:00 | 3 | 29 | 1 | 88.0001 | 2089 | 30.02 | 19.04 | 1017 | 30.02 | 15.9925 | 0 | Heating | 2.1323 | #N/A | #N/A | #N/A | #N/A | 15.9925 | #N/A | #N/A | 3.2302 | #N/A | 0 | 0 | 0 | 0 | 0 | 0 | 0 | 0 | 0.007108% | 1 | 50% | 0% | 0% | 0% | 8.2745 | 0 | 0 | 0 | 8.2745 | #N/A
2007-03-29 02:00 | 3 | 29 | 2 | 88.0418 | 2090 | 30.02 | 19.04 | 1017 | 30.02 | 34.9111 | 0 | Heating | 4.6548 | #N/A | #N/A | #N/A | #N/A | 34.9111 | #N/A | #N/A | 3.2302 | #N/A | 0 | 0 | 0 | 0 | 0 | 0 | 0 | 0 | 0.01552% | 1 | 50% | 0% | 0% | 0% | 8.2745 | 0 | 0 | 0 | 8.2745 | #N/A
2007-03-29 03:00 | 3 | 29 | 3 | 88.0835 | 2091 | 28.94 | 19.94 | 1017 | 28.94 | 61.924 | 0 | Heating | 8.2565 | #N/A | #N/A | #N/A | #N/A | 61.924 | #N/A | #N/A | 3.188 | #N/A | 0 | 0 | 0 | 0 | 0 | 0 | 0 | 0 | 0.02752% | 1 | 50% | 0% | 0% | 0% | 8.2745 | 0 | 0 | 0 | 8.2745 | #N/A
2007-03-29 04:00 | 3 | 29 | 4 | 88.1251 | 2092 | 28.04 | 19.04 | 1017 | 28.04 | 106.0697 | 0 | Heating | 14.1426 | #N/A | #N/A | #N/A | #N/A | 106.0697 | #N/A | #N/A | 3.1545 | #N/A | 0 | 0 | 0 | 0 | 0 | 0 | 0 | 0 | 0.04714% | 1 | 50% | 0% | 0% | 0% | 8.2745 | 0 | 0 | 0 | 8.2745 | #N/A
2007-03-29 05:00 | 3 | 29 | 5 | 88.1668 | 2093 | 28.04 | 19.04 | 1018 | 28.04 | 151.7782 | 0 | Heating | 20.2371 | #N/A | #N/A | #N/A | #N/A | 151.7782 | #N/A | #N/A | 3.1545 | #N/A | 0 | 0 | 0 | 0 | 0 | 0 | 0 | 0 | 0.06746% | 1 | 50% | 0% | 0% | 0% | 8.2745 | 0 | 0 | 0 | 8.2745 | #N/A
2007-03-29 06:00 | 3 | 29 | 6 | 88.2085 | 2094 | 28.04 | 17.96 | 1018 | 28.04 | 164.24 | 0 | Heating | 21.8987 | #N/A | #N/A | #N/A | #N/A | 164.24 | #N/A | #N/A | 3.1545 | #N/A | 0 | 0 | 0 | 0 | 0 | 0 | 0 | 0 | 0.073% | 1 | 50% | 0% | 0% | 0% | 8.2745 | 0 | 0 | 0 | 8.2745 | #N/A
2007-03-29 07:00 | 3 | 29 | 7 | 88.2501 | 2095 | 30.02 | 19.94 | 1019 | 30.02 | 587.076 | 0 | Heating | 78.2768 | #N/A | #N/A | #N/A | #N/A | 587.076 | #N/A | #N/A | 3.2302 | #N/A | 0 | 0 | 0 | 0 | 0 | 0 | 0 | 0 | 0.2609% | 1 | 50% | 0% | 0% | 0% | 8.2745 | 0 | 0 | 0 | 8.2745 | #N/A
2007-03-29 08:00 | 3 | 29 | 8 | 88.2918 | 2096 | 30.02 | 21.92 | 1019 | 30.02 | 281.5762 | 0 | Heating | 37.5435 | #N/A | #N/A | #N/A | #N/A | 281.5762 | #N/A | #N/A | 3.2302 | #N/A | 0 | 0 | 0 | 0 | 0 | 0 | 0 | 0 | 0.1251% | 1 | 50% | 0% | 0% | 0% | 8.2745 | 0 | 0 | 0 | 8.2745 | #N/A
2007-03-29 09:00 | 3 | 29 | 9 | 88.3335 | 2097 | 33.98 | 21.02 | 1019 | 33.98 | 55.6892 | 0 | Heating | 7.4252 | #N/A | #N/A | #N/A | #N/A | 55.6892 | #N/A | #N/A | 3.405 | #N/A | 0 | 0 | 0 | 0 | 0 | 0 | 0 | 0 | 0.02475% | 1 | 50% | 0% | 0% | 0% | 8.2745 | 0 | 0 | 0 | 8.2745 | #N/A
2007-03-29 10:00 | 3 | 29 | 10 | 88.3751 | 2098 | 35.06 | 21.92 | 1019 | 35.06 | 22.7773 | 0 | Heating | 3.037 | #N/A | #N/A | #N/A | #N/A | 22.7773 | #N/A | #N/A | 3.4585 | #N/A | 0 | 0 | 0 | 0 | 0 | 0 | 0 | 0 | 0.01012% | 1 | 50% | 0% | 0% | 0% | 8.2745 | 0 | 0 | 0 | 8.2745 | #N/A
2007-03-29 11:00 | 3 | 29 | 11 | 88.4168 | 2099 | 35.06 | 21.02 | 1019 | 35.06 | 13.77 | 0 | Heating | 1.836 | #N/A | #N/A | #N/A | #N/A | 13.77 | #N/A | #N/A | 3.4585 | #N/A | 0 | 0 | 0 | 0 | 0 | 0 | 0 | 0 | 0.00612% | 1 | 50% | 0% | 0% | 0% | 8.2745 | 0 | 0 | 0 | 8.2745 | #N/A
2007-03-29 12:00 | 3 | 29 | 12 | 88.4585 | 2100 | 37.04 | 19.94 | 1018 | 37.04 | 7.7847 | 0 | Heating | 1.038 | #N/A | #N/A | #N/A | #N/A | 7.7847 | #N/A | #N/A | 3.5637 | #N/A | 0 | 0 | 0 | 0 | 0 | 0 | 0 | 0 | 0.00346% | 1 | 50% | 0% | 0% | 0% | 8.2745 | 0 | 0 | 0 | 8.2745 | #N/A
2007-03-29 13:00 | 3 | 29 | 13 | 88.5001 | 2101 | 41 | 17.96 | 1018 | 41 | 8.8782 | 0 | Heating | 1.1838 | #N/A | #N/A | #N/A | #N/A | 8.8782 | #N/A | #N/A | 3.8033 | #N/A | 0 | 0 | 0 | 0 | 0 | 0 | 0 | 0 | 0.003946% | 1 | 50% | 0% | 0% | 0% | 8.2745 | 0 | 0 | 0 | 8.2745 | #N/A
2007-03-29 14:00 | 3 | 29 | 14 | 88.5418 | 2102 | 41 | 17.06 | 1017 | 41 | 3.0657 | 0 | Heating | 0.40875 | #N/A | #N/A | #N/A | #N/A | 3.0657 | #N/A | #N/A | 3.8033 | #N/A | 0 | 0 | 0 | 0 | 0 | 0 | 0 | 0 | 0.001363% | 1 | 50% | 0% | 0% | 0% | 8.2745 | 0 | 0 | 0 | 8.2745 | #N/A
2007-03-29 15:00 | 3 | 29 | 15 | 88.5835 | 2103 | 42.08 | 15.98 | 1016 | 42.08 | 1.87 | 0 | Heating | 0.24933 | #N/A | #N/A | #N/A | #N/A | 1.87 | #N/A | #N/A | 3.8759 | #N/A | 0 | 0 | 0 | 0 | 0 | 0 | 0 | 0 | 0.0008311% | 1 | 50% | 0% | 0% | 0% | 8.2745 | 0 | 0 | 0 | 8.2745 | #N/A
2007-03-29 16:00 | 3 | 29 | 16 | 88.6251 | 2104 | 44.06 | 15.08 | 1016 | 44.06 | 1.6646 | 0 | Heating | 0.22194 | #N/A | #N/A | #N/A | #N/A | 1.6646 | #N/A | #N/A | 4.0174 | #N/A | 0 | 0 | 0 | 0 | 0 | 0 | 0 | 0 | 0.0007398% | 1 | 50% | 0% | 0% | 0% | 8.2745 | 0 | 0 | 0 | 8.2745 | #N/A
2007-03-29 17:00 | 3 | 29 | 17 | 88.6668 | 2105 | 44.06 | 15.08 | 1016 | 44.06 | 0.67981 | 0 | Heating | 0.090641 | #N/A | #N/A | #N/A | #N/A | 0.67981 | #N/A | #N/A | 4.0174 | #N/A | 0 | 0 | 0 | 0 | 0 | 0 | 0 | 0 | 0.0003021% | 1 | 50% | 0% | 0% | 0% | 8.2745 | 0 | 0 | 0 | 8.2745 | #N/A
2007-03-29 18:00 | 3 | 29 | 18 | 88.7085 | 2106 | 42.08 | 15.98 | 1016 | 42.08 | 1.665 | 0 | Heating | 0.22201 | #N/A | #N/A | #N/A | #N/A | 1.665 | #N/A | #N/A | 3.8759 | #N/A | 0 | 0 | 0 | 0 | 0 | 0 | 0 | 0 | 0.00074% | 1 | 50% | 0% | 0% | 0% | 8.2745 | 0 | 0 | 0 | 8.2745 | #N/A
2007-03-29 19:00 | 3 | 29 | 19 | 88.7501 | 2107 | 39.02 | 15.08 | 1015 | 39.02 | 6.4633 | 0 | Heating | 0.86177 | #N/A | #N/A | #N/A | #N/A | 6.4633 | #N/A | #N/A | 3.6785 | #N/A | 0 | 0 | 0 | 0 | 0 | 0 | 0 | 0 | 0.002873% | 1 | 50% | 0% | 0% | 0% | 8.2745 | 0 | 0 | 0 | 8.2745 | #N/A
2007-03-29 20:00 | 3 | 29 | 20 | 88.7918 | 2108 | 39.02 | 15.98 | 1015 | 39.02 | 9.3079 | 0 | Heating | 1.241 | #N/A | #N/A | #N/A | #N/A | 9.3079 | #N/A | #N/A | 3.6785 | #N/A | 0 | 0 | 0 | 0 | 0 | 0 | 0 | 0 | 0.004137% | 1 | 50% | 0% | 0% | 0% | 8.2745 | 0 | 0 | 0 | 8.2745 | #N/A
2007-03-29 21:00 | 3 | 29 | 21 | 88.8335 | 2109 | 33.98 | 17.96 | 1015 | 33.98 | 27.0037 | 0 | Heating | 3.6005 | #N/A | #N/A | #N/A | #N/A | 27.0037 | #N/A | #N/A | 3.405 | #N/A | 0 | 0 | 0 | 0 | 0 | 0 | 0 | 0 | 0.012% | 1 | 50% | 0% | 0% | 0% | 8.2745 | 0 | 0 | 0 | 8.2745 | #N/A
2007-03-29 22:00 | 3 | 29 | 22 | 88.8751 | 2110 | 33.98 | 19.04 | 1015 | 33.98 | 51.8674 | 0 | Heating | 6.9157 | #N/A | #N/A | #N/A | #N/A | 51.8674 | #N/A | #N/A | 3.405 | #N/A | 0 | 0 | 0 | 0 | 0 | 0 | 0 | 0 | 0.02305% | 1 | 50% | 0% | 0% | 0% | 8.2745 | 0 | 0 | 0 | 8.2745 | #N/A
2007-03-29 23:00 | 3 | 29 | 23 | 88.9168 | 2111 | 33.98 | 19.94 | 1015 | 33.98 | 0 | 0 | Cooling | 0 | #N/A | #N/A | #N/A | #N/A | 0 | 0 | 0 | 0 | 0 | 0 | #N/A | #N/A | 88 | 48.98 | 6.4471 | #N/A | 0 | 0% | 1 | 50% | 0% | 0% | 0% | 8.2745 | 0 | 0 | 0 | 8.2745 | #N/A
2007-03-30 | 3 | 30 | 0 | 88.9585 | 2112 | 33.08 | 19.94 | 1015 | 33.08 | 0 | 0 | Cooling | 0 | #N/A | #N/A | #N/A | #N/A | 0 | 0 | 0 | 0 | 0 | 0 | #N/A | #N/A | 88 | 48.08 | 6.5086 | #N/A | 0 | 0% | 1 | 50% | 0% | 0% | 0% | 8.2745 | 0 | 0 | 0 | 8.2745 | #N/A
2007-03-30 01:00 | 3 | 30 | 1 | 89.0001 | 2113 | 33.98 | 21.92 | 1014 | 33.98 | 0 | 0 | Cooling | 0 | #N/A | #N/A | #N/A | #N/A | 0 | 0 | 0 | 0 | 0 | 0 | #N/A | #N/A | 88 | 48.98 | 6.4471 | #N/A | 0 | 0% | 1 | 50% | 0% | 0% | 0% | 8.2745 | 0 | 0 | 0 | 8.2745 | #N/A
2007-03-30 02:00 | 3 | 30 | 2 | 89.0418 | 2114 | 33.98 | 21.02 | 1014 | 33.98 | 0.13245 | 0 | Heating | 0.01766 | #N/A | #N/A | #N/A | #N/A | 0.13245 | #N/A | #N/A | 3.405 | #N/A | 0 | 0 | 0 | 0 | 0 | 0 | 0 | 0 | 5.887e-05% | 1 | 50% | 0% | 0% | 0% | 8.2745 | 0 | 0 | 0 | 8.2745 | #N/A
2007-03-30 03:00 | 3 | 30 | 3 | 89.0835 | 2115 | 32 | 30.92 | 1014 | 32 | 1.3168 | 0 | Heating | 0.17558 | #N/A | #N/A | #N/A | #N/A | 1.3168 | #N/A | #N/A | 3.3135 | #N/A | 0 | 0 | 0 | 0 | 0 | 0 | 0 | 0 | 0.0005853% | 1 | 50% | 0% | 0% | 0% | 8.2745 | 0 | 0 | 0 | 8.2745 | #N/A
2007-03-30 04:00 | 3 | 30 | 4 | 89.1251 | 2116 | 32 | 30.92 | 1014 | 32 | 4.9331 | 0 | Heating | 0.65775 | #N/A | #N/A | #N/A | #N/A | 4.9331 | #N/A | #N/A | 3.3135 | #N/A | 0 | 0 | 0 | 0 | 0 | 0 | 0 | 0 | 0.002192% | 1 | 50% | 0% | 0% | 0% | 8.2745 | 0 | 0 | 0 | 8.2745 | #N/A
2007-03-30 05:00 | 3 | 30 | 5 | 89.1668 | 2117 | 32 | 32 | 1013 | 32 | 8.4953 | 0 | Heating | 1.1327 | #N/A | #N/A | #N/A | #N/A | 8.4953 | #N/A | #N/A | 3.3135 | #N/A | 0 | 0 | 0 | 0 | 0 | 0 | 0 | 0 | 0.003776% | 1 | 50% | 0% | 0% | 0% | 8.2745 | 0 | 0 | 0 | 8.2745 | #N/A
2007-03-30 06:00 | 3 | 30 | 6 | 89.2085 | 2118 | 30.92 | 30.02 | 1013 | 30.92 | 10.8698 | 0 | Heating | 1.4493 | #N/A | #N/A | #N/A | #N/A | 10.8698 | #N/A | #N/A | 3.2671 | #N/A | 0 | 0 | 0 | 0 | 0 | 0 | 0 | 0 | 0.004831% | 1 | 50% | 0% | 0% | 0% | 8.2745 | 0 | 0 | 0 | 8.2745 | #N/A
2007-03-30 07:00 | 3 | 30 | 7 | 89.2501 | 2119 | 33.98 | 28.94 | 1012 | 33.98 | 367.0312 | 0 | Heating | 48.9375 | #N/A | #N/A | #N/A | #N/A | 367.0312 | #N/A | #N/A | 3.405 | #N/A | 0 | 0 | 0 | 0 | 0 | 0 | 0 | 0 | 0.1631% | 1 | 50% | 0% | 0% | 0% | 8.2745 | 0 | 0 | 0 | 8.2745 | #N/A
2007-03-30 08:00 | 3 | 30 | 8 | 89.2918 | 2120 | 33.98 | 30.02 | 1012 | 33.98 | 223.4669 | 0 | Heating | 29.7956 | #N/A | #N/A | #N/A | #N/A | 223.4669 | #N/A | #N/A | 3.405 | #N/A | 0 | 0 | 0 | 0 | 0 | 0 | 0 | 0 | 0.09932% | 1 | 50% | 0% | 0% | 0% | 8.2745 | 0 | 0 | 0 | 8.2745 | #N/A
2007-03-30 09:00 | 3 | 30 | 9 | 89.3335 | 2121 | 41 | 26.96 | 1012 | 41 | 141.9282 | 0 | Heating | 18.9238 | #N/A | #N/A | #N/A | #N/A | 141.9282 | #N/A | #N/A | 3.8033 | #N/A | 0 | 0 | 0 | 0 | 0 | 0 | 0 | 0 | 0.06308% | 1 | 50% | 0% | 0% | 0% | 8.2745 | 0 | 0 | 0 | 8.2745 | #N/A
2007-03-30 10:00 | 3 | 30 | 10 | 89.3751 | 2122 | 44.06 | 30.92 | 1011 | 44.06 | 132.2337 | 0 | Heating | 17.6312 | #N/A | #N/A | #N/A | #N/A | 132.2337 | #N/A | #N/A | 4.0174 | #N/A | 0 | 0 | 0 | 0 | 0 | 0 | 0 | 0 | 0.05877% | 1 | 50% | 0% | 0% | 0% | 8.2745 | 0 | 0 | 0 | 8.2745 | #N/A
2007-03-30 11:00 | 3 | 30 | 11 | 89.4168 | 2123 | 44.06 | 30.92 | 1011 | 44.06 | 154.1337 | 0 | Heating | 20.5512 | #N/A | #N/A | #N/A | #N/A | 154.1337 | #N/A | #N/A | 4.0174 | #N/A | 0 | 0 | 0 | 0 | 0 | 0 | 0 | 0 | 0.0685% | 1 | 50% | 0% | 0% | 0% | 8.2745 | 0 | 0 | 0 | 8.2745 | #N/A
2007-03-30 12:00 | 3 | 30 | 12 | 89.4585 | 2124 | 48.02 | 33.98 | 1010 | 48.02 | 139.2663 | 0 | Heating | 18.5688 | #N/A | #N/A | #N/A | #N/A | 139.2663 | #N/A | #N/A | 4.3357 | #N/A | 0 | 0 | 0 | 0 | 0 | 0 | 0 | 0 | 0.0619% | 1 | 50% | 0% | 0% | 0% | 8.2745 | 0 | 0 | 0 | 8.2745 | #N/A
2007-03-30 13:00 | 3 | 30 | 13 | 89.5001 | 2125 | 50 | 33.98 | 1010 | 50 | 118.8716 | 0 | Heating | 15.8496 | #N/A | #N/A | #N/A | #N/A | 118.8716 | #N/A | #N/A | 4.5134 | #N/A | 0 | 0 | 0 | 0 | 0 | 0 | 0 | 0 | 0.05283% | 1 | 50% | 0% | 0% | 0% | 8.2745 | 0 | 0 | 0 | 8.2745 | #N/A
2007-03-30 14:00 | 3 | 30 | 14 | 89.5418 | 2126 | 50 | 35.06 | 1008 | 50 | 106.032 | 0 | Heating | 14.1376 | #N/A | #N/A | #N/A | #N/A | 106.032 | #N/A | #N/A | 4.5134 | #N/A | 0 | 0 | 0 | 0 | 0 | 0 | 0 | 0 | 0.04713% | 1 | 50% | 0% | 0% | 0% | 8.2745 | 0 | 0 | 0 | 8.2745 | #N/A
2007-03-30 15:00 | 3 | 30 | 15 | 89.5835 | 2127 | 53.06 | 35.06 | 1008 | 53.06 | 169.5838 | 0 | Heating | 22.6112 | #N/A | #N/A | #N/A | #N/A | 169.5838 | #N/A | #N/A | 4.8142 | #N/A | 0 | 0 | 0 | 0 | 0 | 0 | 0 | 0 | 0.07537% | 1 | 50% | 0% | 0% | 0% | 8.2745 | 0 | 0 | 0 | 8.2745 | #N/A
2007-03-30 16:00 | 3 | 30 | 16 | 89.6251 | 2128 | 53.06 | 35.96 | 1006 | 53.06 | 177.164 | 0 | Heating | 23.6219 | #N/A | #N/A | #N/A | #N/A | 177.164 | #N/A | #N/A | 4.8142 | #N/A | 0 | 0 | 0 | 0 | 0 | 0 | 0 | 0 | 0.07874% | 1 | 50% | 0% | 0% | 0% | 8.2745 | 0 | 0 | 0 | 8.2745 | #N/A
2007-03-30 17:00 | 3 | 30 | 17 | 89.6668 | 2129 | 53.06 | 35.96 | 1006 | 53.06 | 142.014 | 0 | Heating | 18.9352 | #N/A | #N/A | #N/A | #N/A | 142.014 | #N/A | #N/A | 4.8142 | #N/A | 0 | 0 | 0 | 0 | 0 | 0 | 0 | 0 | 0.06312% | 1 | 50% | 0% | 0% | 0% | 8.2745 | 0 | 0 | 0 | 8.2745 | #N/A
2007-03-30 18:00 | 3 | 30 | 18 | 89.7085 | 2130 | 50 | 35.06 | 1006 | 50 | 159.5336 | 0 | Heating | 21.2711 | #N/A | #N/A | #N/A | #N/A | 159.5336 | #N/A | #N/A | 4.5134 | #N/A | 0 | 0 | 0 | 0 | 0 | 0 | 0 | 0 | 0.0709% | 1 | 50% | 0% | 0% | 0% | 8.2745 | 0 | 0 | 0 | 8.2745 | #N/A
2007-03-30 19:00 | 3 | 30 | 19 | 89.7501 | 2131 | 48.92 | 35.06 | 1006 | 48.92 | 0 | 0 | Cooling | 0 | #N/A | #N/A | #N/A | #N/A | 0 | 0 | 0 | 0 | 0 | 0 | #N/A | #N/A | 88 | 63.92 | 5.4262 | #N/A | 0 | 0% | 1 | 50% | 0% | 0% | 0% | 8.2745 | 0 | 0 | 0 | 8.2745 | #N/A
2007-03-30 20:00 | 3 | 30 | 20 | 89.7918 | 2132 | 48.92 | 33.98 | 1006 | 48.92 | 0.7888 | 0 | Heating | 0.10517 | #N/A | #N/A | #N/A | #N/A | 0.7888 | #N/A | #N/A | 4.4149 | #N/A | 0 | 0 | 0 | 0 | 0 | 0 | 0 | 0 | 0.0003506% | 1 | 50% | 0% | 0% | 0% | 8.2745 | 0 | 0 | 0 | 8.2745 | #N/A
2007-03-30 21:00 | 3 | 30 | 21 | 89.8335 | 2133 | 44.06 | 35.06 | 1006 | 44.06 | 3.4725 | 0 | Heating | 0.463 | #N/A | #N/A | #N/A | #N/A | 3.4725 | #N/A | #N/A | 4.0174 | #N/A | 0 | 0 | 0 | 0 | 0 | 0 | 0 | 0 | 0.001543% | 1 | 50% | 0% | 0% | 0% | 8.2745 | 0 | 0 | 0 | 8.2745 | #N/A
2007-03-30 22:00 | 3 | 30 | 22 | 89.8751 | 2134 | 42.98 | 33.98 | 1005 | 42.98 | 7.2134 | 0 | Heating | 0.96178 | #N/A | #N/A | #N/A | #N/A | 7.2134 | #N/A | #N/A | 3.9388 | #N/A | 0 | 0 | 0 | 0 | 0 | 0 | 0 | 0 | 0.003206% | 1 | 50% | 0% | 0% | 0% | 8.2745 | 0 | 0 | 0 | 8.2745 | #N/A
2007-03-30 23:00 | 3 | 30 | 23 | 89.9168 | 2135 | 42.98 | 33.98 | 1005 | 42.98 | 9.8837 | 0 | Heating | 1.3178 | #N/A | #N/A | #N/A | #N/A | 9.8837 | #N/A | #N/A | 3.9388 | #N/A | 0 | 0 | 0 | 0 | 0 | 0 | 0 | 0 | 0.004393% | 1 | 50% | 0% | 0% | 0% | 8.2745 | 0 | 0 | 0 | 8.2745 | #N/A
2007-03-31 | 3 | 31 | 0 | 89.9585 | 2136 | 41 | 33.98 | 1004 | 41 | 12.4033 | 0 | Heating | 1.6538 | #N/A | #N/A | #N/A | #N/A | 12.4033 | #N/A | #N/A | 3.8033 | #N/A | 0 | 0 | 0 | 0 | 0 | 0 | 0 | 0 | 0.005513% | 1 | 50% | 0% | 0% | 0% | 8.2745 | 0 | 0 | 0 | 8.2745 | #N/A
2007-03-31 01:00 | 3 | 31 | 1 | 90.0001 | 2137 | 39.92 | 33.98 | 1004 | 39.92 | 13.7302 | 0 | Heating | 1.8307 | #N/A | #N/A | #N/A | #N/A | 13.7302 | #N/A | #N/A | 3.7339 | #N/A | 0 | 0 | 0 | 0 | 0 | 0 | 0 | 0 | 0.006102% | 1 | 50% | 0% | 0% | 0% | 8.2745 | 0 | 0 | 0 | 8.2745 | #N/A
2007-03-31 02:00 | 3 | 31 | 2 | 90.0418 | 2138 | 39.92 | 33.98 | 1003 | 39.92 | 14.8591 | 0 | Heating | 1.9812 | #N/A | #N/A | #N/A | #N/A | 14.8591 | #N/A | #N/A | 3.7339 | #N/A | 0 | 0 | 0 | 0 | 0 | 0 | 0 | 0 | 0.006604% | 1 | 50% | 0% | 0% | 0% | 8.2745 | 0 | 0 | 0 | 8.2745 | #N/A
2007-03-31 03:00 | 3 | 31 | 3 | 90.0835 | 2139 | 39.02 | 33.98 | 1003 | 39.02 | 15.7778 | 0 | Heating | 2.1037 | #N/A | #N/A | #N/A | #N/A | 15.7778 | #N/A | #N/A | 3.6785 | #N/A | 0 | 0 | 0 | 0 | 0 | 0 | 0 | 0 | 0.007012% | 1 | 50% | 0% | 0% | 0% | 8.2745 | 0 | 0 | 0 | 8.2745 | #N/A
2007-03-31 04:00 | 3 | 31 | 4 | 90.1251 | 2140 | 39.02 | 33.98 | 1003 | 39.02 | 16.6555 | 0 | Heating | 2.2207 | #N/A | #N/A | #N/A | #N/A | 16.6555 | #N/A | #N/A | 3.6785 | #N/A | 0 | 0 | 0 | 0 | 0 | 0 | 0 | 0 | 0.007402% | 1 | 50% | 0% | 0% | 0% | 8.2745 | 0 | 0 | 0 | 8.2745 | #N/A
2007-03-31 05:00 | 3 | 31 | 5 | 90.1668 | 2141 | 39.02 | 33.98 | 1003 | 39.02 | 17.9532 | 0 | Heating | 2.3938 | #N/A | #N/A | #N/A | #N/A | 17.9532 | #N/A | #N/A | 3.6785 | #N/A | 0 | 0 | 0 | 0 | 0 | 0 | 0 | 0 | 0.007979% | 1 | 50% | 0% | 0% | 0% | 8.2745 | 0 | 0 | 0 | 8.2745 | #N/A
2007-03-31 06:00 | 3 | 31 | 6 | 90.2085 | 2142 | 37.94 | 33.98 | 1003 | 37.94 | 16.8052 | 0 | Heating | 2.2407 | #N/A | #N/A | #N/A | #N/A | 16.8052 | #N/A | #N/A | 3.6146 | #N/A | 0 | 0 | 0 | 0 | 0 | 0 | 0 | 0 | 0.007469% | 1 | 50% | 0% | 0% | 0% | 8.2745 | 0 | 0 | 0 | 8.2745 | #N/A
2007-03-31 07:00 | 3 | 31 | 7 | 90.2501 | 2143 | 37.94 | 33.98 | 1003 | 37.94 | 13.759 | 0 | Heating | 1.8345 | #N/A | #N/A | #N/A | #N/A | 13.759 | #N/A | #N/A | 3.6146 | #N/A | 0 | 0 | 0 | 0 | 0 | 0 | 0 | 0 | 0.006115% | 1 | 50% | 0% | 0% | 0% | 8.2745 | 0 | 0 | 0 | 8.2745 | #N/A
2007-03-31 08:00 | 3 | 31 | 8 | 90.2918 | 2144 | 37.94 | 35.06 | 1003 | 37.94 | 10.635 | 0 | Heating | 1.418 | #N/A | #N/A | #N/A | #N/A | 10.635 | #N/A | #N/A | 3.6146 | #N/A | 0 | 0 | 0 | 0 | 0 | 0 | 0 | 0 | 0.004727% | 1 | 50% | 0% | 0% | 0% | 8.2745 | 0 | 0 | 0 | 8.2745 | #N/A
2007-03-31 09:00 | 3 | 31 | 9 | 90.3335 | 2145 | 42.08 | 35.96 | 1003 | 42.08 | 7.1893 | 0 | Heating | 0.95857 | #N/A | #N/A | #N/A | #N/A | 7.1893 | #N/A | #N/A | 3.8759 | #N/A | 0 | 0 | 0 | 0 | 0 | 0 | 0 | 0 | 0.003195% | 1 | 50% | 0% | 0% | 0% | 8.2745 | 0 | 0 | 0 | 8.2745 | #N/A
2007-03-31 10:00 | 3 | 31 | 10 | 90.3751 | 2146 | 44.96 | 37.94 | 1003 | 44.96 | 3.7657 | 0 | Heating | 0.50209 | #N/A | #N/A | #N/A | #N/A | 3.7657 | #N/A | #N/A | 4.0856 | #N/A | 0 | 0 | 0 | 0 | 0 | 0 | 0 | 0 | 0.001674% | 1 | 50% | 0% | 0% | 0% | 8.2745 | 0 | 0 | 0 | 8.2745 | #N/A
2007-03-31 11:00 | 3 | 31 | 11 | 90.4168 | 2147 | 44.96 | 37.94 | 1003 | 44.96 | 1.7883 | 0 | Heating | 0.23844 | #N/A | #N/A | #N/A | #N/A | 1.7883 | #N/A | #N/A | 4.0856 | #N/A | 0 | 0 | 0 | 0 | 0 | 0 | 0 | 0 | 0.0007948% | 1 | 50% | 0% | 0% | 0% | 8.2745 | 0 | 0 | 0 | 8.2745 | #N/A
2007-03-31 12:00 | 3 | 31 | 12 | 90.4585 | 2148 | 48.02 | 39.02 | 1002 | 48.02 | 0.097593 | 0 | Heating | 0.013012 | #N/A | #N/A | #N/A | #N/A | 0.097593 | #N/A | #N/A | 4.3357 | #N/A | 0 | 0 | 0 | 0 | 0 | 0 | 0 | 0 | 4.337e-05% | 1 | 50% | 0% | 0% | 0% | 8.2745 | 0 | 0 | 0 | 8.2745 | #N/A
2007-03-31 13:00 | 3 | 31 | 13 | 90.5001 | 2149 | 48.92 | 39.92 | 1001 | 48.92 | 0 | 0 | Cooling | 0 | #N/A | #N/A | #N/A | #N/A | 0 | 0 | 0 | 0 | 0 | 0 | #N/A | #N/A | 88 | 63.92 | 5.4262 | #N/A | 0 | 0% | 1 | 50% | 0% | 0% | 0% | 8.2745 | 0 | 0 | 0 | 8.2745 | #N/A
2007-03-31 14:00 | 3 | 31 | 14 | 90.5418 | 2150 | 48.92 | 39.92 | 1001 | 48.92 | 0 | 0 | Cooling | 0 | #N/A | #N/A | #N/A | #N/A | 0 | 0 | 0 | 0 | 0 | 0 | #N/A | #N/A | 88 | 63.92 | 5.4262 | #N/A | 0 | 0% | 1 | 50% | 0% | 0% | 0% | 8.2745 | 0 | 0 | 0 | 8.2745 | #N/A
2007-03-31 15:00 | 3 | 31 | 15 | 90.5835 | 2151 | 48.02 | 39.92 | 1001 | 48.02 | 0 | 0 | Cooling | 0 | #N/A | #N/A | #N/A | #N/A | 0 | 0 | 0 | 0 | 0 | 0 | #N/A | #N/A | 88 | 63.02 | 5.4877 | #N/A | 0 | 0% | 1 | 50% | 0% | 0% | 0% | 8.2745 | 0 | 0 | 0 | 8.2745 | #N/A
2007-03-31 16:00 | 3 | 31 | 16 | 90.6251 | 2152 | 46.04 | 41 | 1000 | 46.04 | 0 | 0 | Cooling | 0 | #N/A | #N/A | #N/A | #N/A | 0 | 0 | 0 | 0 | 0 | 0 | #N/A | #N/A | 88 | 61.04 | 5.623 | #N/A | 0 | 0% | 1 | 50% | 0% | 0% | 0% | 8.2745 | 0 | 0 | 0 | 8.2745 | #N/A
2007-03-31 17:00 | 3 | 31 | 17 | 90.6668 | 2153 | 46.04 | 41 | 1000 | 46.04 | 0 | 0 | Cooling | 0 | #N/A | #N/A | #N/A | #N/A | 0 | 0 | 0 | 0 | 0 | 0 | #N/A | #N/A | 88 | 61.04 | 5.623 | #N/A | 0 | 0% | 1 | 50% | 0% | 0% | 0% | 8.2745 | 0 | 0 | 0 | 8.2745 | #N/A
2007-03-31 18:00 | 3 | 31 | 18 | 90.7085 | 2154 | 44.06 | 39.92 | 1000 | 44.06 | 0 | 0 | Cooling | 0 | #N/A | #N/A | #N/A | #N/A | 0 | 0 | 0 | 0 | 0 | 0 | #N/A | #N/A | 88 | 59.06 | 5.7583 | #N/A | 0 | 0% | 1 | 50% | 0% | 0% | 0% | 8.2745 | 0 | 0 | 0 | 8.2745 | #N/A
2007-03-31 19:00 | 3 | 31 | 19 | 90.7501 | 2155 | 43.16 | 39.92 | 1000 | 43.16 | 0 | 0 | Cooling | 0 | #N/A | #N/A | #N/A | #N/A | 0 | 0 | 0 | 0 | 0 | 0 | #N/A | #N/A | 88 | 58.16 | 5.8198 | #N/A | 0 | 0% | 1 | 50% | 0% | 0% | 0% | 8.2745 | 0 | 0 | 0 | 8.2745 | #N/A
2007-03-31 20:00 | 3 | 31 | 20 | 90.7918 | 2156 | 42.62 | 41 | 1000 | 42.62 | 0 | 0 | Cooling | 0 | #N/A | #N/A | #N/A | #N/A | 0 | 0 | 0 | 0 | 0 | 0 | #N/A | #N/A | 88 | 57.62 | 5.8567 | #N/A | 0 | 0% | 1 | 50% | 0% | 0% | 0% | 8.2745 | 0 | 0 | 0 | 8.2745 | #N/A
2007-03-31 21:00 | 3 | 31 | 21 | 90.8335 | 2157 | 41.54 | 41 | 1000 | 41.54 | 0 | 0 | Cooling | 0 | #N/A | #N/A | #N/A | #N/A | 0 | 0 | 0 | 0 | 0 | 0 | #N/A | #N/A | 88 | 56.54 | 5.9305 | #N/A | 0 | 0% | 1 | 50% | 0% | 0% | 0% | 8.2745 | 0 | 0 | 0 | 8.2745 | #N/A
2007-03-31 22:00 | 3 | 31 | 22 | 90.8751 | 2158 | 38.48 | 40.46 | 1000 | 38.48 | 0 | 0 | Cooling | 0 | #N/A | #N/A | #N/A | #N/A | 0 | 0 | 0 | 0 | 0 | 0 | #N/A | #N/A | 88 | 53.48 | 6.1396 | #N/A | 0 | 0% | 1 | 50% | 0% | 0% | 0% | 8.2745 | 0 | 0 | 0 | 8.2745 | #N/A
2007-03-31 23:00 | 3 | 31 | 23 | 90.9168 | 2159 | 35.42 | 39.92 | 1000 | 35.42 | 2.4363 | 0 | Heating | 0.32484 | #N/A | #N/A | #N/A | #N/A | 2.4363 | #N/A | #N/A | 3.477 | #N/A | 0 | 0 | 0 | 0 | 0 | 0 | 0 | 0 | 0.001083% | 1 | 50% | 0% | 0% | 0% | 8.2745 | 0 | 0 | 0 | 8.2745 | #N/A
2007-04-01 | 4 | 1 | 0 | 90.9585 | 2160 | 33.08 | 39.38 | 1000 | 33.08 | 6.2761 | 0 | Heating | 0.83681 | #N/A | #N/A | #N/A | #N/A | 6.2761 | #N/A | #N/A | 3.3624 | #N/A | 0 | 0 | 0 | 0 | 0 | 0 | 0 | 0 | 0.002789% | 1 | 50% | 0% | 0% | 0% | 8.2745 | 0 | 0 | 0 | 8.2745 | #N/A
2007-04-01 01:00 | 4 | 1 | 1 | 91.0001 | 2161 | 30.74 | 38.66 | 990 | 30.74 | 7.5504 | 0 | Heating | 1.0067 | #N/A | #N/A | #N/A | #N/A | 7.5504 | #N/A | #N/A | 3.2596 | #N/A | 0 | 0 | 0 | 0 | 0 | 0 | 0 | 0 | 0.003356% | 1 | 50% | 0% | 0% | 0% | 8.2745 | 0 | 0 | 0 | 8.2745 | #N/A
2007-04-01 02:00 | 4 | 1 | 2 | 91.0418 | 2162 | 30.92 | 38.12 | 989 | 30.92 | 9.7708 | 0 | Heating | 1.3028 | #N/A | #N/A | #N/A | #N/A | 9.7708 | #N/A | #N/A | 3.2671 | #N/A | 0 | 0 | 0 | 0 | 0 | 0 | 0 | 0 | 0.004343% | 1 | 50% | 0% | 0% | 0% | 8.2745 | 0 | 0 | 0 | 8.2745 | #N/A
2007-04-01 03:00 | 4 | 1 | 3 | 91.0835 | 2163 | 30.92 | 37.58 | 989 | 30.92 | 12.0963 | 0 | Heating | 1.6128 | #N/A | #N/A | #N/A | #N/A | 12.0963 | #N/A | #N/A | 3.2671 | #N/A | 0 | 0 | 0 | 0 | 0 | 0 | 0 | 0 | 0.005376% | 1 | 50% | 0% | 0% | 0% | 8.2745 | 0 | 0 | 0 | 8.2745 | #N/A
2007-04-01 04:00 | 4 | 1 | 4 | 91.1251 | 2164 | 31.46 | 37.04 | 988 | 31.46 | 14.4351 | 0 | Heating | 1.9247 | #N/A | #N/A | #N/A | #N/A | 14.4351 | #N/A | #N/A | 3.29 | #N/A | 0 | 0 | 0 | 0 | 0 | 0 | 0 | 0 | 0.006416% | 1 | 50% | 0% | 0% | 0% | 8.2745 | 0 | 0 | 0 | 8.2745 | #N/A
2007-04-01 05:00 | 4 | 1 | 5 | 91.1668 | 2165 | 32.18 | 35.96 | 988 | 32.18 | 19.9946 | 0 | Heating | 2.6659 | #N/A | #N/A | #N/A | #N/A | 19.9946 | #N/A | #N/A | 3.3215 | #N/A | 0 | 0 | 0 | 0 | 0 | 0 | 0 | 0 | 0.008886% | 1 | 50% | 0% | 0% | 0% | 8.2745 | 0 | 0 | 0 | 8.2745 | #N/A
2007-04-01 06:00 | 4 | 1 | 6 | 91.2085 | 2166 | 34.16 | 35.96 | 988 | 34.16 | 21.7221 | 0 | Heating | 2.8963 | #N/A | #N/A | #N/A | #N/A | 21.7221 | #N/A | #N/A | 3.4137 | #N/A | 0 | 0 | 0 | 0 | 0 | 0 | 0 | 0 | 0.009654% | 1 | 50% | 0% | 0% | 0% | 8.2745 | 0 | 0 | 0 | 8.2745 | #N/A
2007-04-01 07:00 | 4 | 1 | 7 | 91.2501 | 2167 | 33.98 | 35.96 | 988 | 33.98 | 538.2604 | 0 | Heating | 71.7681 | #N/A | #N/A | #N/A | #N/A | 538.2604 | #N/A | #N/A | 3.405 | #N/A | 0 | 0 | 0 | 0 | 0 | 0 | 0 | 0 | 0.2392% | 1 | 50% | 0% | 0% | 0% | 8.2745 | 0 | 0 | 0 | 8.2745 | #N/A
2007-04-01 08:00 | 4 | 1 | 8 | 91.2918 | 2168 | 33.98 | 35.06 | 988 | 33.98 | 320.6967 | 0 | Heating | 42.7596 | #N/A | #N/A | #N/A | #N/A | 320.6967 | #N/A | #N/A | 3.405 | #N/A | 0 | 0 | 0 | 0 | 0 | 0 | 0 | 0 | 0.1425% | 1 | 50% | 0% | 0% | 0% | 8.2745 | 0 | 0 | 0 | 8.2745 | #N/A
2007-04-01 09:00 | 4 | 1 | 9 | 91.3335 | 2169 | 39.02 | 35.96 | 988 | 39.02 | 120.1254 | 0 | Heating | 16.0167 | #N/A | #N/A | #N/A | #N/A | 120.1254 | #N/A | #N/A | 3.6785 | #N/A | 0 | 0 | 0 | 0 | 0 | 0 | 0 | 0 | 0.05339% | 1 | 50% | 0% | 0% | 0% | 8.2745 | 0 | 0 | 0 | 8.2745 | #N/A
2007-04-01 10:00 | 4 | 1 | 10 | 91.3751 | 2170 | 42.08 | 37.04 | 988 | 42.08 | 83.7831 | 0 | Heating | 11.1711 | #N/A | #N/A | #N/A | #N/A | 83.7831 | #N/A | #N/A | 3.8759 | #N/A | 0 | 0 | 0 | 0 | 0 | 0 | 0 | 0 | 0.03724% | 1 | 50% | 0% | 0% | 0% | 8.2745 | 0 | 0 | 0 | 8.2745 | #N/A
2007-04-01 11:00 | 4 | 1 | 11 | 91.4168 | 2171 | 42.08 | 37.94 | 988 | 42.08 | 80.3065 | 0 | Heating | 10.7075 | #N/A | #N/A | #N/A | #N/A | 80.3065 | #N/A | #N/A | 3.8759 | #N/A | 0 | 0 | 0 | 0 | 0 | 0 | 0 | 0 | 0.03569% | 1 | 50% | 0% | 0% | 0% | 8.2745 | 0 | 0 | 0 | 8.2745 | #N/A
2007-04-01 12:00 | 4 | 1 | 12 | 91.4585 | 2172 | 48.02 | 35.06 | 988 | 48.02 | 39.7104 | 0 | Heating | 5.2947 | #N/A | #N/A | #N/A | #N/A | 39.7104 | #N/A | #N/A | 4.3357 | #N/A | 0 | 0 | 0 | 0 | 0 | 0 | 0 | 0 | 0.01765% | 1 | 50% | 0% | 0% | 0% | 8.2745 | 0 | 0 | 0 | 8.2745 | #N/A
2007-04-01 13:00 | 4 | 1 | 13 | 91.5001 | 2173 | 50 | 32 | 987 | 50 | 51.7184 | 0 | Heating | 6.8958 | #N/A | #N/A | #N/A | #N/A | 51.7184 | #N/A | #N/A | 4.5134 | #N/A | 0 | 0 | 0 | 0 | 0 | 0 | 0 | 0 | 0.02299% | 1 | 50% | 0% | 0% | 0% | 8.2745 | 0 | 0 | 0 | 8.2745 | #N/A
2007-04-01 14:00 | 4 | 1 | 14 | 91.5418 | 2174 | 50 | 32 | 987 | 50 | 21.4501 | 0 | Heating | 2.86 | #N/A | #N/A | #N/A | #N/A | 21.4501 | #N/A | #N/A | 4.5134 | #N/A | 0 | 0 | 0 | 0 | 0 | 0 | 0 | 0 | 0.009533% | 1 | 50% | 0% | 0% | 0% | 8.2745 | 0 | 0 | 0 | 8.2745 | #N/A
2007-04-01 15:00 | 4 | 1 | 15 | 91.5835 | 2175 | 51.08 | 32 | 988 | 51.08 | 28.2264 | 0 | Heating | 3.7635 | #N/A | #N/A | #N/A | #N/A | 28.2264 | #N/A | #N/A | 4.6159 | #N/A | 0 | 0 | 0 | 0 | 0 | 0 | 0 | 0 | 0.01255% | 1 | 50% | 0% | 0% | 0% | 8.2745 | 0 | 0 | 0 | 8.2745 | #N/A
2007-04-01 16:00 | 4 | 1 | 16 | 91.6251 | 2176 | 50 | 28.04 | 988 | 50 | 22.4583 | 0 | Heating | 2.9944 | #N/A | #N/A | #N/A | #N/A | 22.4583 | #N/A | #N/A | 4.5134 | #N/A | 0 | 0 | 0 | 0 | 0 | 0 | 0 | 0 | 0.009981% | 1 | 50% | 0% | 0% | 0% | 8.2745 | 0 | 0 | 0 | 8.2745 | #N/A
2007-04-01 17:00 | 4 | 1 | 17 | 91.6668 | 2177 | 50 | 28.04 | 989 | 50 | 11.5119 | 0 | Heating | 1.5349 | #N/A | #N/A | #N/A | #N/A | 11.5119 | #N/A | #N/A | 4.5134 | #N/A | 0 | 0 | 0 | 0 | 0 | 0 | 0 | 0 | 0.005116% | 1 | 50% | 0% | 0% | 0% | 8.2745 | 0 | 0 | 0 | 8.2745 | #N/A
2007-04-01 18:00 | 4 | 1 | 18 | 91.7085 | 2178 | 48.02 | 30.02 | 989 | 48.02 | 35.1529 | 0 | Heating | 4.687 | #N/A | #N/A | #N/A | #N/A | 35.1529 | #N/A | #N/A | 4.3357 | #N/A | 0 | 0 | 0 | 0 | 0 | 0 | 0 | 0 | 0.01562% | 1 | 50% | 0% | 0% | 0% | 8.2745 | 0 | 0 | 0 | 8.2745 | #N/A
2007-04-01 19:00 | 4 | 1 | 19 | 91.7501 | 2179 | 46.04 | 28.94 | 989 | 46.04 | 99.0316 | 0 | Heating | 13.2042 | #N/A | #N/A | #N/A | #N/A | 99.0316 | #N/A | #N/A | 4.1705 | #N/A | 0 | 0 | 0 | 0 | 0 | 0 | 0 | 0 | 0.04401% | 1 | 50% | 0% | 0% | 0% | 8.2745 | 0 | 0 | 0 | 8.2745 | #N/A
2007-04-01 20:00 | 4 | 1 | 20 | 91.7918 | 2180 | 46.04 | 30.02 | 990 | 46.04 | 120.8777 | 0 | Heating | 16.117 | #N/A | #N/A | #N/A | #N/A | 120.8777 | #N/A | #N/A | 4.1705 | #N/A | 0 | 0 | 0 | 0 | 0 | 0 | 0 | 0 | 0.05372% | 1 | 50% | 0% | 0% | 0% | 8.2745 | 0 | 0 | 0 | 8.2745 | #N/A
2007-04-01 21:00 | 4 | 1 | 21 | 91.8335 | 2181 | 39.02 | 30.02 | 990 | 39.02 | 177.7105 | 0 | Heating | 23.6947 | #N/A | #N/A | #N/A | #N/A | 177.7105 | #N/A | #N/A | 3.6785 | #N/A | 0 | 0 | 0 | 0 | 0 | 0 | 0 | 0 | 0.07898% | 1 | 50% | 0% | 0% | 0% | 8.2745 | 0 | 0 | 0 | 8.2745 | #N/A
2007-04-01 22:00 | 4 | 1 | 22 | 91.8751 | 2182 | 37.94 | 30.92 | 990 | 37.94 | 203.3928 | 0 | Heating | 27.119 | #N/A | #N/A | #N/A | #N/A | 203.3928 | #N/A | #N/A | 3.6146 | #N/A | 0 | 0 | 0 | 0 | 0 | 0 | 0 | 0 | 0.0904% | 1 | 50% | 0% | 0% | 0% | 8.2745 | 0 | 0 | 0 | 8.2745 | #N/A
2007-04-01 23:00 | 4 | 1 | 23 | 91.9168 | 2183 | 37.94 | 30.92 | 990 | 37.94 | 0.41914 | 0 | Heating | 0.055886 | #N/A | #N/A | #N/A | #N/A | 0.41914 | #N/A | #N/A | 3.6146 | #N/A | 0 | 0 | 0 | 0 | 0 | 0 | 0 | 0 | 0.0001863% | 1 | 50% | 0% | 0% | 0% | 8.2745 | 0 | 0 | 0 | 8.2745 | #N/A
2007-04-02 | 4 | 2 | 0 | 91.9585 | 2184 | 33.08 | 30.92 | 990 | 33.08 | 5.0972 | 0 | Heating | 0.67963 | #N/A | #N/A | #N/A | #N/A | 5.0972 | #N/A | #N/A | 3.3624 | #N/A | 0 | 0 | 0 | 0 | 0 | 0 | 0 | 0 | 0.002265% | 1 | 50% | 0% | 0% | 0% | 8.2745 | 0 | 0 | 0 | 8.2745 | #N/A
2007-04-02 01:00 | 4 | 2 | 1 | 92.0001 | 2185 | 30.92 | 28.94 | 990 | 30.92 | 8.5367 | 0 | Heating | 1.1382 | #N/A | #N/A | #N/A | #N/A | 8.5367 | #N/A | #N/A | 3.2671 | #N/A | 0 | 0 | 0 | 0 | 0 | 0 | 0 | 0 | 0.003794% | 1 | 50% | 0% | 0% | 0% | 8.2745 | 0 | 0 | 0 | 8.2745 | #N/A
2007-04-02 02:00 | 4 | 2 | 2 | 92.0418 | 2186 | 30.92 | 28.94 | 989 | 30.92 | 11.4288 | 0 | Heating | 1.5238 | #N/A | #N/A | #N/A | #N/A | 11.4288 | #N/A | #N/A | 3.2671 | #N/A | 0 | 0 | 0 | 0 | 0 | 0 | 0 | 0 | 0.005079% | 1 | 50% | 0% | 0% | 0% | 8.2745 | 0 | 0 | 0 | 8.2745 | #N/A
2007-04-02 03:00 | 4 | 2 | 3 | 92.0835 | 2187 | 30.92 | 28.94 | 989 | 30.92 | 13.9912 | 0 | Heating | 1.8655 | #N/A | #N/A | #N/A | #N/A | 13.9912 | #N/A | #N/A | 3.2671 | #N/A | 0 | 0 | 0 | 0 | 0 | 0 | 0 | 0 | 0.006218% | 1 | 50% | 0% | 0% | 0% | 8.2745 | 0 | 0 | 0 | 8.2745 | #N/A
2007-04-02 04:00 | 4 | 2 | 4 | 92.1251 | 2188 | 30.92 | 28.04 | 989 | 30.92 | 16.7065 | 0 | Heating | 2.2275 | #N/A | #N/A | #N/A | #N/A | 16.7065 | #N/A | #N/A | 3.2671 | #N/A | 0 | 0 | 0 | 0 | 0 | 0 | 0 | 0 | 0.007425% | 1 | 50% | 0% | 0% | 0% | 8.2745 | 0 | 0 | 0 | 8.2745 | #N/A
2007-04-02 05:00 | 4 | 2 | 5 | 92.1668 | 2189 | 30.92 | 28.04 | 990 | 30.92 | 26.3414 | 0 | Heating | 3.5122 | #N/A | #N/A | #N/A | #N/A | 26.3414 | #N/A | #N/A | 3.2671 | #N/A | 0 | 0 | 0 | 0 | 0 | 0 | 0 | 0 | 0.01171% | 1 | 50% | 0% | 0% | 0% | 8.2745 | 0 | 0 | 0 | 8.2745 | #N/A
2007-04-02 06:00 | 4 | 2 | 6 | 92.2085 | 2190 | 39.02 | 26.96 | 990 | 39.02 | 23.7556 | 0 | Heating | 3.1674 | #N/A | #N/A | #N/A | #N/A | 23.7556 | #N/A | #N/A | 3.6785 | #N/A | 0 | 0 | 0 | 0 | 0 | 0 | 0 | 0 | 0.01056% | 1 | 50% | 0% | 0% | 0% | 8.2745 | 0 | 0 | 0 | 8.2745 | #N/A
2007-04-02 07:00 | 4 | 2 | 7 | 92.2501 | 2191 | 39.92 | 26.96 | 990 | 39.92 | 506.7872 | 0 | Heating | 67.5716 | #N/A | #N/A | #N/A | #N/A | 506.7872 | #N/A | #N/A | 3.7339 | #N/A | 0 | 0 | 0 | 0 | 0 | 0 | 0 | 0 | 0.2252% | 1 | 50% | 0% | 0% | 0% | 8.2745 | 0 | 0 | 0 | 8.2745 | #N/A
2007-04-02 08:00 | 4 | 2 | 8 | 92.2918 | 2192 | 39.92 | 28.04 | 990 | 39.92 | 292.3798 | 0 | Heating | 38.984 | #N/A | #N/A | #N/A | #N/A | 292.3798 | #N/A | #N/A | 3.7339 | #N/A | 0 | 0 | 0 | 0 | 0 | 0 | 0 | 0 | 0.1299% | 1 | 50% | 0% | 0% | 0% | 8.2745 | 0 | 0 | 0 | 8.2745 | #N/A
2007-04-02 09:00 | 4 | 2 | 9 | 92.3335 | 2193 | 42.08 | 28.04 | 990 | 42.08 | 104.1344 | 0 | Heating | 13.8846 | #N/A | #N/A | #N/A | #N/A | 104.1344 | #N/A | #N/A | 3.8759 | #N/A | 0 | 0 | 0 | 0 | 0 | 0 | 0 | 0 | 0.04628% | 1 | 50% | 0% | 0% | 0% | 8.2745 | 0 | 0 | 0 | 8.2745 | #N/A
2007-04-02 10:00 | 4 | 2 | 10 | 92.3751 | 2194 | 46.94 | 28.94 | 990 | 46.94 | 72.536 | 0 | Heating | 9.6715 | #N/A | #N/A | #N/A | #N/A | 72.536 | #N/A | #N/A | 4.2441 | #N/A | 0 | 0 | 0 | 0 | 0 | 0 | 0 | 0 | 0.03224% | 1 | 50% | 0% | 0% | 0% | 8.2745 | 0 | 0 | 0 | 8.2745 | #N/A
2007-04-02 11:00 | 4 | 2 | 11 | 92.4168 | 2195 | 46.94 | 30.02 | 991 | 46.94 | 64.8704 | 0 | Heating | 8.6494 | #N/A | #N/A | #N/A | #N/A | 64.8704 | #N/A | #N/A | 4.2441 | #N/A | 0 | 0 | 0 | 0 | 0 | 0 | 0 | 0 | 0.02883% | 1 | 50% | 0% | 0% | 0% | 8.2745 | 0 | 0 | 0 | 8.2745 | #N/A
2007-04-02 12:00 | 4 | 2 | 12 | 92.4585 | 2196 | 50 | 30.02 | 991 | 50 | 63.0959 | 0 | Heating | 8.4128 | #N/A | #N/A | #N/A | #N/A | 63.0959 | #N/A | #N/A | 4.5134 | #N/A | 0 | 0 | 0 | 0 | 0 | 0 | 0 | 0 | 0.02804% | 1 | 50% | 0% | 0% | 0% | 8.2745 | 0 | 0 | 0 | 8.2745 | #N/A
2007-04-02 13:00 | 4 | 2 | 13 | 92.5001 | 2197 | 53.06 | 33.08 | 991 | 53.06 | 96.5184 | 0 | Heating | 12.8691 | #N/A | #N/A | #N/A | #N/A | 96.5184 | #N/A | #N/A | 4.8142 | #N/A | 0 | 0 | 0 | 0 | 0 | 0 | 0 | 0 | 0.0429% | 1 | 50% | 0% | 0% | 0% | 8.2745 | 0 | 0 | 0 | 8.2745 | #N/A
2007-04-02 14:00 | 4 | 2 | 14 | 92.5418 | 2198 | 53.06 | 33.98 | 991 | 53.06 | 27.1968 | 0 | Heating | 3.6262 | #N/A | #N/A | #N/A | #N/A | 27.1968 | #N/A | #N/A | 4.8142 | #N/A | 0 | 0 | 0 | 0 | 0 | 0 | 0 | 0 | 0.01209% | 1 | 50% | 0% | 0% | 0% | 8.2745 | 0 | 0 | 0 | 8.2745 | #N/A
2007-04-02 15:00 | 4 | 2 | 15 | 92.5835 | 2199 | 59 | 32 | 991 | 59 | 31.9216 | 0 | Heating | 4.2562 | #N/A | #N/A | #N/A | #N/A | 31.9216 | #N/A | #N/A | 5.4953 | #N/A | 0 | 0 | 0 | 0 | 0 | 0 | 0 | 0 | 0.01419% | 1 | 50% | 0% | 0% | 0% | 8.2745 | 0 | 0 | 0 | 8.2745 | #N/A
2007-04-02 16:00 | 4 | 2 | 16 | 92.6251 | 2200 | 59 | 30.92 | 991 | 59 | 35.2757 | 0 | Heating | 4.7034 | #N/A | #N/A | #N/A | #N/A | 35.2757 | #N/A | #N/A | 5.4953 | #N/A | 0 | 0 | 0 | 0 | 0 | 0 | 0 | 0 | 0.01568% | 1 | 50% | 0% | 0% | 0% | 8.2745 | 0 | 0 | 0 | 8.2745 | #N/A
2007-04-02 17:00 | 4 | 2 | 17 | 92.6668 | 2201 | 59 | 30.92 | 992 | 59 | 13.0494 | 0 | Heating | 1.7399 | #N/A | #N/A | #N/A | #N/A | 13.0494 | #N/A | #N/A | 5.4953 | #N/A | 0 | 0 | 0 | 0 | 0 | 0 | 0 | 0 | 0.0058% | 1 | 50% | 0% | 0% | 0% | 8.2745 | 0 | 0 | 0 | 8.2745 | #N/A
2007-04-02 18:00 | 4 | 2 | 18 | 92.7085 | 2202 | 53.06 | 30.02 | 992 | 53.06 | 46.2271 | 0 | Heating | 6.1636 | #N/A | #N/A | #N/A | #N/A | 46.2271 | #N/A | #N/A | 4.8142 | #N/A | 0 | 0 | 0 | 0 | 0 | 0 | 0 | 0 | 0.02055% | 1 | 50% | 0% | 0% | 0% | 8.2745 | 0 | 0 | 0 | 8.2745 | #N/A
2007-04-02 19:00 | 4 | 2 | 19 | 92.7501 | 2203 | 48.92 | 30.02 | 993 | 48.92 | 114.9068 | 0 | Heating | 15.3209 | #N/A | #N/A | #N/A | #N/A | 114.9068 | #N/A | #N/A | 4.4149 | #N/A | 0 | 0 | 0 | 0 | 0 | 0 | 0 | 0 | 0.05107% | 1 | 50% | 0% | 0% | 0% | 8.2745 | 0 | 0 | 0 | 8.2745 | #N/A
2007-04-02 20:00 | 4 | 2 | 20 | 92.7918 | 2204 | 48.92 | 30.02 | 993 | 48.92 | 137.8101 | 0 | Heating | 18.3747 | #N/A | #N/A | #N/A | #N/A | 137.8101 | #N/A | #N/A | 4.4149 | #N/A | 0 | 0 | 0 | 0 | 0 | 0 | 0 | 0 | 0.06125% | 1 | 50% | 0% | 0% | 0% | 8.2745 | 0 | 0 | 0 | 8.2745 | #N/A
2007-04-02 21:00 | 4 | 2 | 21 | 92.8335 | 2205 | 44.06 | 28.04 | 994 | 44.06 | 183.8952 | 0 | Heating | 24.5194 | #N/A | #N/A | #N/A | #N/A | 183.8952 | #N/A | #N/A | 4.0174 | #N/A | 0 | 0 | 0 | 0 | 0 | 0 | 0 | 0 | 0.08173% | 1 | 50% | 0% | 0% | 0% | 8.2745 | 0 | 0 | 0 | 8.2745 | #N/A
2007-04-02 22:00 | 4 | 2 | 22 | 92.8751 | 2206 | 41 | 28.04 | 993 | 41 | 209.3602 | 0 | Heating | 27.9147 | #N/A | #N/A | #N/A | #N/A | 209.3602 | #N/A | #N/A | 3.8033 | #N/A | 0 | 0 | 0 | 0 | 0 | 0 | 0 | 0 | 0.09305% | 1 | 50% | 0% | 0% | 0% | 8.2745 | 0 | 0 | 0 | 8.2745 | #N/A
2007-04-02 23:00 | 4 | 2 | 23 | 92.9168 | 2207 | 41 | 28.04 | 993 | 41 | 1.4139 | 0 | Heating | 0.18852 | #N/A | #N/A | #N/A | #N/A | 1.4139 | #N/A | #N/A | 3.8033 | #N/A | 0 | 0 | 0 | 0 | 0 | 0 | 0 | 0 | 0.0006284% | 1 | 50% | 0% | 0% | 0% | 8.2745 | 0 | 0 | 0 | 8.2745 | #N/A
2007-04-03 | 4 | 3 | 0 | 92.9585 | 2208 | 39.92 | 28.04 | 993 | 39.92 | 8.645 | 0 | Heating | 1.1527 | #N/A | #N/A | #N/A | #N/A | 8.645 | #N/A | #N/A | 3.7339 | #N/A | 0 | 0 | 0 | 0 | 0 | 0 | 0 | 0 | 0.003842% | 1 | 50% | 0% | 0% | 0% | 8.2745 | 0 | 0 | 0 | 8.2745 | #N/A
2007-04-03 01:00 | 4 | 3 | 1 | 93.0001 | 2209 | 37.94 | 26.96 | 993 | 37.94 | 12.6315 | 0 | Heating | 1.6842 | #N/A | #N/A | #N/A | #N/A | 12.6315 | #N/A | #N/A | 3.6146 | #N/A | 0 | 0 | 0 | 0 | 0 | 0 | 0 | 0 | 0.005614% | 1 | 50% | 0% | 0% | 0% | 8.2745 | 0 | 0 | 0 | 8.2745 | #N/A
2007-04-03 02:00 | 4 | 3 | 2 | 93.0418 | 2210 | 37.94 | 24.98 | 992 | 37.94 | 16.5167 | 0 | Heating | 2.2022 | #N/A | #N/A | #N/A | #N/A | 16.5167 | #N/A | #N/A | 3.6146 | #N/A | 0 | 0 | 0 | 0 | 0 | 0 | 0 | 0 | 0.007341% | 1 | 50% | 0% | 0% | 0% | 8.2745 | 0 | 0 | 0 | 8.2745 | #N/A
2007-04-03 03:00 | 4 | 3 | 3 | 93.0835 | 2211 | 35.96 | 24.98 | 991 | 35.96 | 31.4577 | 0 | Heating | 4.1944 | #N/A | #N/A | #N/A | #N/A | 31.4577 | #N/A | #N/A | 3.5052 | #N/A | 0 | 0 | 0 | 0 | 0 | 0 | 0 | 0 | 0.01398% | 1 | 50% | 0% | 0% | 0% | 8.2745 | 0 | 0 | 0 | 8.2745 | #N/A
2007-04-03 04:00 | 4 | 3 | 4 | 93.1251 | 2212 | 35.06 | 24.08 | 990 | 35.06 | 60.9082 | 0 | Heating | 8.1211 | #N/A | #N/A | #N/A | #N/A | 60.9082 | #N/A | #N/A | 3.4585 | #N/A | 0 | 0 | 0 | 0 | 0 | 0 | 0 | 0 | 0.02707% | 1 | 50% | 0% | 0% | 0% | 8.2745 | 0 | 0 | 0 | 8.2745 | #N/A
2007-04-03 05:00 | 4 | 3 | 5 | 93.1668 | 2213 | 35.06 | 24.08 | 988 | 35.06 | 101.4583 | 0 | Heating | 13.5278 | #N/A | #N/A | #N/A | #N/A | 101.4583 | #N/A | #N/A | 3.4585 | #N/A | 0 | 0 | 0 | 0 | 0 | 0 | 0 | 0 | 0.04509% | 1 | 50% | 0% | 0% | 0% | 8.2745 | 0 | 0 | 0 | 8.2745 | #N/A
2007-04-03 06:00 | 4 | 3 | 6 | 93.2085 | 2214 | 32 | 28.04 | 988 | 32 | 68.4576 | 0 | Heating | 9.1277 | #N/A | #N/A | #N/A | #N/A | 68.4576 | #N/A | #N/A | 3.3135 | #N/A | 0 | 0 | 0 | 0 | 0 | 0 | 0 | 0 | 0.03043% | 1 | 50% | 0% | 0% | 0% | 8.2745 | 0 | 0 | 0 | 8.2745 | #N/A
2007-04-03 07:00 | 4 | 3 | 7 | 93.2501 | 2215 | 35.06 | 28.04 | 987 | 35.06 | 519.9549 | 0 | Heating | 69.3273 | #N/A | #N/A | #N/A | #N/A | 519.9549 | #N/A | #N/A | 3.4585 | #N/A | 0 | 0 | 0 | 0 | 0 | 0 | 0 | 0 | 0.2311% | 1 | 50% | 0% | 0% | 0% | 8.2745 | 0 | 0 | 0 | 8.2745 | #N/A
2007-04-03 08:00 | 4 | 3 | 8 | 93.2918 | 2216 | 35.06 | 28.04 | 986 | 35.06 | 268.5137 | 0 | Heating | 35.8018 | #N/A | #N/A | #N/A | #N/A | 268.5137 | #N/A | #N/A | 3.4585 | #N/A | 0 | 0 | 0 | 0 | 0 | 0 | 0 | 0 | 0.1193% | 1 | 50% | 0% | 0% | 0% | 8.2745 | 0 | 0 | 0 | 8.2745 | #N/A
2007-04-03 09:00 | 4 | 3 | 9 | 93.3335 | 2217 | 39.92 | 30.92 | 985 | 39.92 | 72.7923 | 0 | Heating | 9.7056 | #N/A | #N/A | #N/A | #N/A | 72.7923 | #N/A | #N/A | 3.7339 | #N/A | 0 | 0 | 0 | 0 | 0 | 0 | 0 | 0 | 0.03235% | 1 | 50% | 0% | 0% | 0% | 8.2745 | 0 | 0 | 0 | 8.2745 | #N/A
2007-04-03 10:00 | 4 | 3 | 10 | 93.3751 | 2218 | 42.98 | 33.08 | 984 | 42.98 | 70.173 | 0 | Heating | 9.3564 | #N/A | #N/A | #N/A | #N/A | 70.173 | #N/A | #N/A | 3.9388 | #N/A | 0 | 0 | 0 | 0 | 0 | 0 | 0 | 0 | 0.03119% | 1 | 50% | 0% | 0% | 0% | 8.2745 | 0 | 0 | 0 | 8.2745 | #N/A
2007-04-03 11:00 | 4 | 3 | 11 | 93.4168 | 2219 | 42.98 | 33.08 | 983 | 42.98 | 77.5169 | 0 | Heating | 10.3356 | #N/A | #N/A | #N/A | #N/A | 77.5169 | #N/A | #N/A | 3.9388 | #N/A | 0 | 0 | 0 | 0 | 0 | 0 | 0 | 0 | 0.03445% | 1 | 50% | 0% | 0% | 0% | 8.2745 | 0 | 0 | 0 | 8.2745 | #N/A
2007-04-03 12:00 | 4 | 3 | 12 | 93.4585 | 2220 | 46.04 | 33.98 | 981 | 46.04 | 34.9529 | 0 | Heating | 4.6604 | #N/A | #N/A | #N/A | #N/A | 34.9529 | #N/A | #N/A | 4.1705 | #N/A | 0 | 0 | 0 | 0 | 0 | 0 | 0 | 0 | 0.01553% | 1 | 50% | 0% | 0% | 0% | 8.2745 | 0 | 0 | 0 | 8.2745 | #N/A
2007-04-03 13:00 | 4 | 3 | 13 | 93.5001 | 2221 | 48.02 | 35.06 | 981 | 48.02 | 67.1601 | 0 | Heating | 8.9547 | #N/A | #N/A | #N/A | #N/A | 67.1601 | #N/A | #N/A | 4.3357 | #N/A | 0 | 0 | 0 | 0 | 0 | 0 | 0 | 0 | 0.02985% | 1 | 50% | 0% | 0% | 0% | 8.2745 | 0 | 0 | 0 | 8.2745 | #N/A
2007-04-03 14:00 | 4 | 3 | 14 | 93.5418 | 2222 | 48.02 | 35.96 | 980 | 48.02 | 23.886 | 0 | Heating | 3.1848 | #N/A | #N/A | #N/A | #N/A | 23.886 | #N/A | #N/A | 4.3357 | #N/A | 0 | 0 | 0 | 0 | 0 | 0 | 0 | 0 | 0.01062% | 1 | 50% | 0% | 0% | 0% | 8.2745 | 0 | 0 | 0 | 8.2745 | #N/A
2007-04-03 15:00 | 4 | 3 | 15 | 93.5835 | 2223 | 51.98 | 37.94 | 980 | 51.98 | 17.7298 | 0 | Heating | 2.364 | #N/A | #N/A | #N/A | #N/A | 17.7298 | #N/A | #N/A | 4.7043 | #N/A | 0 | 0 | 0 | 0 | 0 | 0 | 0 | 0 | 0.00788% | 1 | 50% | 0% | 0% | 0% | 8.2745 | 0 | 0 | 0 | 8.2745 | #N/A
2007-04-03 16:00 | 4 | 3 | 16 | 93.6251 | 2224 | 50 | 37.94 | 980 | 50 | 13.4866 | 0 | Heating | 1.7982 | #N/A | #N/A | #N/A | #N/A | 13.4866 | #N/A | #N/A | 4.5134 | #N/A | 0 | 0 | 0 | 0 | 0 | 0 | 0 | 0 | 0.005994% | 1 | 50% | 0% | 0% | 0% | 8.2745 | 0 | 0 | 0 | 8.2745 | #N/A
2007-04-03 17:00 | 4 | 3 | 17 | 93.6668 | 2225 | 50 | 39.02 | 981 | 50 | 7.9875 | 0 | Heating | 1.065 | #N/A | #N/A | #N/A | #N/A | 7.9875 | #N/A | #N/A | 4.5134 | #N/A | 0 | 0 | 0 | 0 | 0 | 0 | 0 | 0 | 0.00355% | 1 | 50% | 0% | 0% | 0% | 8.2745 | 0 | 0 | 0 | 8.2745 | #N/A
2007-04-03 18:00 | 4 | 3 | 18 | 93.7085 | 2226 | 48.02 | 39.02 | 982 | 48.02 | 11.3889 | 0 | Heating | 1.5185 | #N/A | #N/A | #N/A | #N/A | 11.3889 | #N/A | #N/A | 4.3357 | #N/A | 0 | 0 | 0 | 0 | 0 | 0 | 0 | 0 | 0.005062% | 1 | 50% | 0% | 0% | 0% | 8.2745 | 0 | 0 | 0 | 8.2745 | #N/A
2007-04-03 19:00 | 4 | 3 | 19 | 93.7501 | 2227 | 44.96 | 37.94 | 983 | 44.96 | 36.1388 | 0 | Heating | 4.8185 | #N/A | #N/A | #N/A | #N/A | 36.1388 | #N/A | #N/A | 4.0856 | #N/A | 0 | 0 | 0 | 0 | 0 | 0 | 0 | 0 | 0.01606% | 1 | 50% | 0% | 0% | 0% | 8.2745 | 0 | 0 | 0 | 8.2745 | #N/A
2007-04-03 20:00 | 4 | 3 | 20 | 93.7918 | 2228 | 44.96 | 37.04 | 984 | 44.96 | 72.6246 | 0 | Heating | 9.6833 | #N/A | #N/A | #N/A | #N/A | 72.6246 | #N/A | #N/A | 4.0856 | #N/A | 0 | 0 | 0 | 0 | 0 | 0 | 0 | 0 | 0.03228% | 1 | 50% | 0% | 0% | 0% | 8.2745 | 0 | 0 | 0 | 8.2745 | #N/A
2007-04-03 21:00 | 4 | 3 | 21 | 93.8335 | 2229 | 41 | 35.96 | 985 | 41 | 129.8014 | 0 | Heating | 17.3069 | #N/A | #N/A | #N/A | #N/A | 129.8014 | #N/A | #N/A | 3.8033 | #N/A | 0 | 0 | 0 | 0 | 0 | 0 | 0 | 0 | 0.05769% | 1 | 50% | 0% | 0% | 0% | 8.2745 | 0 | 0 | 0 | 8.2745 | #N/A
2007-04-03 22:00 | 4 | 3 | 22 | 93.8751 | 2230 | 37.94 | 35.06 | 987 | 37.94 | 165.0298 | 0 | Heating | 22.004 | #N/A | #N/A | #N/A | #N/A | 165.0298 | #N/A | #N/A | 3.6146 | #N/A | 0 | 0 | 0 | 0 | 0 | 0 | 0 | 0 | 0.07335% | 1 | 50% | 0% | 0% | 0% | 8.2745 | 0 | 0 | 0 | 8.2745 | #N/A
2007-04-03 23:00 | 4 | 3 | 23 | 93.9168 | 2231 | 37.94 | 33.98 | 988 | 37.94 | 0 | 0 | Cooling | 0 | #N/A | #N/A | #N/A | #N/A | 0 | 0 | 0 | 0 | 0 | 0 | #N/A | #N/A | 88 | 52.94 | 6.1765 | #N/A | 0 | 0% | 1 | 50% | 0% | 0% | 0% | 8.2745 | 0 | 0 | 0 | 8.2745 | #N/A
2007-04-04 | 4 | 4 | 0 | 93.9585 | 2232 | 37.04 | 33.08 | 989 | 37.04 | 1.2289 | 0 | Heating | 0.16386 | #N/A | #N/A | #N/A | #N/A | 1.2289 | #N/A | #N/A | 3.5637 | #N/A | 0 | 0 | 0 | 0 | 0 | 0 | 0 | 0 | 0.0005462% | 1 | 50% | 0% | 0% | 0% | 8.2745 | 0 | 0 | 0 | 8.2745 | #N/A
2007-04-04 01:00 | 4 | 4 | 1 | 94.0001 | 2233 | 35.96 | 32 | 990 | 35.96 | 5.0117 | 0 | Heating | 0.66823 | #N/A | #N/A | #N/A | #N/A | 5.0117 | #N/A | #N/A | 3.5052 | #N/A | 0 | 0 | 0 | 0 | 0 | 0 | 0 | 0 | 0.002227% | 1 | 50% | 0% | 0% | 0% | 8.2745 | 0 | 0 | 0 | 8.2745 | #N/A
2007-04-04 02:00 | 4 | 4 | 2 | 94.0418 | 2234 | 35.96 | 32 | 991 | 35.96 | 7.2887 | 0 | Heating | 0.97182 | #N/A | #N/A | #N/A | #N/A | 7.2887 | #N/A | #N/A | 3.5052 | #N/A | 0 | 0 | 0 | 0 | 0 | 0 | 0 | 0 | 0.003239% | 1 | 50% | 0% | 0% | 0% | 8.2745 | 0 | 0 | 0 | 8.2745 | #N/A
2007-04-04 03:00 | 4 | 4 | 3 | 94.0835 | 2235 | 35.06 | 30.02 | 992 | 35.06 | 9.9352 | 0 | Heating | 1.3247 | #N/A | #N/A | #N/A | #N/A | 9.9352 | #N/A | #N/A | 3.4585 | #N/A | 0 | 0 | 0 | 0 | 0 | 0 | 0 | 0 | 0.004416% | 1 | 50% | 0% | 0% | 0% | 8.2745 | 0 | 0 | 0 | 8.2745 | #N/A
2007-04-04 04:00 | 4 | 4 | 4 | 94.1251 | 2236 | 35.06 | 30.02 | 993 | 35.06 | 12.9565 | 0 | Heating | 1.7275 | #N/A | #N/A | #N/A | #N/A | 12.9565 | #N/A | #N/A | 3.4585 | #N/A | 0 | 0 | 0 | 0 | 0 | 0 | 0 | 0 | 0.005758% | 1 | 50% | 0% | 0% | 0% | 8.2745 | 0 | 0 | 0 | 8.2745 | #N/A
2007-04-04 05:00 | 4 | 4 | 5 | 94.1668 | 2237 | 35.06 | 30.02 | 993 | 35.06 | 15.7747 | 0 | Heating | 2.1033 | #N/A | #N/A | #N/A | #N/A | 15.7747 | #N/A | #N/A | 3.4585 | #N/A | 0 | 0 | 0 | 0 | 0 | 0 | 0 | 0 | 0.007011% | 1 | 50% | 0% | 0% | 0% | 8.2745 | 0 | 0 | 0 | 8.2745 | #N/A
2007-04-04 06:00 | 4 | 4 | 6 | 94.2085 | 2238 | 33.98 | 30.92 | 995 | 33.98 | 14.905 | 0 | Heating | 1.9873 | #N/A | #N/A | #N/A | #N/A | 14.905 | #N/A | #N/A | 3.405 | #N/A | 0 | 0 | 0 | 0 | 0 | 0 | 0 | 0 | 0.006624% | 1 | 50% | 0% | 0% | 0% | 8.2745 | 0 | 0 | 0 | 8.2745 | #N/A
2007-04-04 07:00 | 4 | 4 | 7 | 94.2501 | 2239 | 35.96 | 32 | 996 | 35.96 | 416.5373 | 0 | Heating | 55.5383 | #N/A | #N/A | #N/A | #N/A | 416.5373 | #N/A | #N/A | 3.5052 | #N/A | 0 | 0 | 0 | 0 | 0 | 0 | 0 | 0 | 0.1851% | 1 | 50% | 0% | 0% | 0% | 8.2745 | 0 | 0 | 0 | 8.2745 | #N/A
2007-04-04 08:00 | 4 | 4 | 8 | 94.2918 | 2240 | 35.96 | 33.98 | 997 | 35.96 | 177.8598 | 0 | Heating | 23.7146 | #N/A | #N/A | #N/A | #N/A | 177.8598 | #N/A | #N/A | 3.5052 | #N/A | 0 | 0 | 0 | 0 | 0 | 0 | 0 | 0 | 0.07905% | 1 | 50% | 0% | 0% | 0% | 8.2745 | 0 | 0 | 0 | 8.2745 | #N/A
2007-04-04 09:00 | 4 | 4 | 9 | 94.3335 | 2241 | 44.06 | 33.98 | 997 | 44.06 | 15.1209 | 0 | Heating | 2.0161 | #N/A | #N/A | #N/A | #N/A | 15.1209 | #N/A | #N/A | 4.0174 | #N/A | 0 | 0 | 0 | 0 | 0 | 0 | 0 | 0 | 0.00672% | 1 | 50% | 0% | 0% | 0% | 8.2745 | 0 | 0 | 0 | 8.2745 | #N/A
2007-04-04 10:00 | 4 | 4 | 10 | 94.3751 | 2242 | 48.02 | 33.98 | 998 | 48.02 | 11.1983 | 0 | Heating | 1.4931 | #N/A | #N/A | #N/A | #N/A | 11.1983 | #N/A | #N/A | 4.3357 | #N/A | 0 | 0 | 0 | 0 | 0 | 0 | 0 | 0 | 0.004977% | 1 | 50% | 0% | 0% | 0% | 8.2745 | 0 | 0 | 0 | 8.2745 | #N/A
2007-04-04 11:00 | 4 | 4 | 11 | 94.4168 | 2243 | 48.02 | 33.08 | 999 | 48.02 | 9.5489 | 0 | Heating | 1.2732 | #N/A | #N/A | #N/A | #N/A | 9.5489 | #N/A | #N/A | 4.3357 | #N/A | 0 | 0 | 0 | 0 | 0 | 0 | 0 | 0 | 0.004244% | 1 | 50% | 0% | 0% | 0% | 8.2745 | 0 | 0 | 0 | 8.2745 | #N/A
2007-04-04 12:00 | 4 | 4 | 12 | 94.4585 | 2244 | 48.92 | 33.98 | 999 | 48.92 | 4.4443 | 0 | Heating | 0.59258 | #N/A | #N/A | #N/A | #N/A | 4.4443 | #N/A | #N/A | 4.4149 | #N/A | 0 | 0 | 0 | 0 | 0 | 0 | 0 | 0 | 0.001975% | 1 | 50% | 0% | 0% | 0% | 8.2745 | 0 | 0 | 0 | 8.2745 | #N/A
2007-04-04 13:00 | 4 | 4 | 13 | 94.5001 | 2245 | 50 | 33.08 | 998 | 50 | 4.4108 | 0 | Heating | 0.58811 | #N/A | #N/A | #N/A | #N/A | 4.4108 | #N/A | #N/A | 4.5134 | #N/A | 0 | 0 | 0 | 0 | 0 | 0 | 0 | 0 | 0.00196% | 1 | 50% | 0% | 0% | 0% | 8.2745 | 0 | 0 | 0 | 8.2745 | #N/A
2007-04-04 14:00 | 4 | 4 | 14 | 94.5418 | 2246 | 50 | 33.98 | 998 | 50 | 0.43151 | 0 | Heating | 0.057535 | #N/A | #N/A | #N/A | #N/A | 0.43151 | #N/A | #N/A | 4.5134 | #N/A | 0 | 0 | 0 | 0 | 0 | 0 | 0 | 0 | 0.0001918% | 1 | 50% | 0% | 0% | 0% | 8.2745 | 0 | 0 | 0 | 8.2745 | #N/A
2007-04-04 15:00 | 4 | 4 | 15 | 94.5835 | 2247 | 48.92 | 33.08 | 997 | 48.92 | 0 | 0.070541 | Cooling | 0.011757 | #N/A | #N/A | #N/A | #N/A | 0 | 0 | 0 | 0 | 0 | 0.070541 | #N/A | #N/A | 88 | 63.92 | 5.4262 | #N/A | 0.00021809 | 3.919e-05% | 1 | 50% | 0% | 0% | 0% | 8.2745 | 0 | 0 | 0 | 8.2745 | #N/A
2007-04-04 16:00 | 4 | 4 | 16 | 94.6251 | 2248 | 48.02 | 33.98 | 997 | 48.02 | 0 | 0.071729 | Cooling | 0.011955 | #N/A | #N/A | #N/A | #N/A | 0 | 0 | 0 | 0 | 0 | 0.071729 | #N/A | #N/A | 88 | 63.02 | 5.4877 | #N/A | 0.00022176 | 3.985e-05% | 1 | 50% | 0% | 0% | 0% | 8.2745 | 0 | 0 | 0 | 8.2745 | #N/A
2007-04-04 17:00 | 4 | 4 | 17 | 94.6668 | 2249 | 48.02 | 33.98 | 997 | 48.02 | 0 | 0.30386 | Cooling | 0.050643 | #N/A | #N/A | #N/A | #N/A | 0 | 0 | 0 | 0 | 0 | 0.30386 | #N/A | #N/A | 88 | 63.02 | 5.4877 | #N/A | 0.00093941 | 0.0001688% | 1 | 50% | 0% | 0% | 0% | 8.2745 | 0 | 0 | 0 | 8.2745 | #N/A
2007-04-04 18:00 | 4 | 4 | 18 | 94.7085 | 2250 | 44.06 | 33.98 | 996 | 44.06 | 0 | 0.30959 | Cooling | 0.051598 | #N/A | #N/A | #N/A | #N/A | 0 | 0 | 0 | 0 | 0 | 0.30959 | #N/A | #N/A | 88 | 59.06 | 5.7583 | #N/A | 0.00095712 | 0.000172% | 1 | 50% | 0% | 0% | 0% | 8.2745 | 0 | 0 | 0 | 8.2745 | #N/A
2007-04-04 19:00 | 4 | 4 | 19 | 94.7501 | 2251 | 41 | 33.08 | 997 | 41 | 2.1359 | 0 | Heating | 0.28479 | #N/A | #N/A | #N/A | #N/A | 2.1359 | #N/A | #N/A | 3.8033 | #N/A | 0 | 0 | 0 | 0 | 0 | 0 | 0 | 0 | 0.0009493% | 1 | 50% | 0% | 0% | 0% | 8.2745 | 0 | 0 | 0 | 8.2745 | #N/A
2007-04-04 20:00 | 4 | 4 | 20 | 94.7918 | 2252 | 41 | 39.02 | 997 | 41 | 4.6514 | 0 | Heating | 0.62019 | #N/A | #N/A | #N/A | #N/A | 4.6514 | #N/A | #N/A | 3.8033 | #N/A | 0 | 0 | 0 | 0 | 0 | 0 | 0 | 0 | 0.002067% | 1 | 50% | 0% | 0% | 0% | 8.2745 | 0 | 0 | 0 | 8.2745 | #N/A
2007-04-04 21:00 | 4 | 4 | 21 | 94.8335 | 2253 | 37.94 | 41 | 996 | 37.94 | 10.6515 | 0 | Heating | 1.4202 | #N/A | #N/A | #N/A | #N/A | 10.6515 | #N/A | #N/A | 3.6146 | #N/A | 0 | 0 | 0 | 0 | 0 | 0 | 0 | 0 | 0.004734% | 1 | 50% | 0% | 0% | 0% | 8.2745 | 0 | 0 | 0 | 8.2745 | #N/A
2007-04-04 22:00 | 4 | 4 | 22 | 94.8751 | 2254 | 37.94 | 41 | 995 | 37.94 | 23.4555 | 0 | Heating | 3.1274 | #N/A | #N/A | #N/A | #N/A | 23.4555 | #N/A | #N/A | 3.6146 | #N/A | 0 | 0 | 0 | 0 | 0 | 0 | 0 | 0 | 0.01042% | 1 | 50% | 0% | 0% | 0% | 8.2745 | 0 | 0 | 0 | 8.2745 | #N/A
2007-04-04 23:00 | 4 | 4 | 23 | 94.9168 | 2255 | 37.94 | 41 | 994 | 37.94 | 0 | 0 | Cooling | 0 | #N/A | #N/A | #N/A | #N/A | 0 | 0 | 0 | 0 | 0 | 0 | #N/A | #N/A | 88 | 52.94 | 6.1765 | #N/A | 0 | 0% | 1 | 50% | 0% | 0% | 0% | 8.2745 | 0 | 0 | 0 | 8.2745 | #N/A
2007-04-05 | 4 | 5 | 0 | 94.9585 | 2256 | 37.04 | 42.08 | 990 | 37.04 | 0 | 0 | Cooling | 0 | #N/A | #N/A | #N/A | #N/A | 0 | 0 | 0 | 0 | 0 | 0 | #N/A | #N/A | 88 | 52.04 | 6.238 | #N/A | 0 | 0% | 1 | 50% | 0% | 0% | 0% | 8.2745 | 0 | 0 | 0 | 8.2745 | #N/A
2007-04-05 01:00 | 4 | 5 | 1 | 95.0001 | 2257 | 37.4 | 39.92 | 989 | 37.4 | 0 | 0 | Cooling | 0 | #N/A | #N/A | #N/A | #N/A | 0 | 0 | 0 | 0 | 0 | 0 | #N/A | #N/A | 88 | 52.4 | 6.2134 | #N/A | 0 | 0% | 1 | 50% | 0% | 0% | 0% | 8.2745 | 0 | 0 | 0 | 8.2745 | #N/A
2007-04-05 02:00 | 4 | 5 | 2 | 95.0418 | 2258 | 37.04 | 39.92 | 988 | 37.04 | 0 | 0 | Cooling | 0 | #N/A | #N/A | #N/A | #N/A | 0 | 0 | 0 | 0 | 0 | 0 | #N/A | #N/A | 88 | 52.04 | 6.238 | #N/A | 0 | 0% | 1 | 50% | 0% | 0% | 0% | 8.2745 | 0 | 0 | 0 | 8.2745 | #N/A
2007-04-05 03:00 | 4 | 5 | 3 | 95.0835 | 2259 | 37.94 | 39.02 | 988 | 37.94 | 0 | 0 | Cooling | 0 | #N/A | #N/A | #N/A | #N/A | 0 | 0 | 0 | 0 | 0 | 0 | #N/A | #N/A | 88 | 52.94 | 6.1765 | #N/A | 0 | 0% | 1 | 50% | 0% | 0% | 0% | 8.2745 | 0 | 0 | 0 | 8.2745 | #N/A
2007-04-05 04:00 | 4 | 5 | 4 | 95.1251 | 2260 | 37.94 | 39.92 | 988 | 37.94 | 0 | 0 | Cooling | 0 | #N/A | #N/A | #N/A | #N/A | 0 | 0 | 0 | 0 | 0 | 0 | #N/A | #N/A | 88 | 52.94 | 6.1765 | #N/A | 0 | 0% | 1 | 50% | 0% | 0% | 0% | 8.2745 | 0 | 0 | 0 | 8.2745 | #N/A
2007-04-05 05:00 | 4 | 5 | 5 | 95.1668 | 2261 | 37.94 | 39.92 | 988 | 37.94 | 0 | 0 | Cooling | 0 | #N/A | #N/A | #N/A | #N/A | 0 | 0 | 0 | 0 | 0 | 0 | #N/A | #N/A | 88 | 52.94 | 6.1765 | #N/A | 0 | 0% | 1 | 50% | 0% | 0% | 0% | 8.2745 | 0 | 0 | 0 | 8.2745 | #N/A
2007-04-05 06:00 | 4 | 5 | 6 | 95.2085 | 2262 | 37.94 | 39.92 | 989 | 37.94 | 0 | 0 | Cooling | 0 | #N/A | #N/A | #N/A | #N/A | 0 | 0 | 0 | 0 | 0 | 0 | #N/A | #N/A | 88 | 52.94 | 6.1765 | #N/A | 0 | 0% | 1 | 50% | 0% | 0% | 0% | 8.2745 | 0 | 0 | 0 | 8.2745 | #N/A
2007-04-05 07:00 | 4 | 5 | 7 | 95.2501 | 2263 | 37.94 | 41 | 989 | 37.94 | 158.7743 | 0 | Heating | 21.1699 | #N/A | #N/A | #N/A | #N/A | 158.7743 | #N/A | #N/A | 3.6146 | #N/A | 0 | 0 | 0 | 0 | 0 | 0 | 0 | 0 | 0.07057% | 1 | 50% | 0% | 0% | 0% | 8.2745 | 0 | 0 | 0 | 8.2745 | #N/A
2007-04-05 08:00 | 4 | 5 | 8 | 95.2918 | 2264 | 39.02 | 42.98 | 989 | 39.02 | 25.7667 | 0 | Heating | 3.4356 | #N/A | #N/A | #N/A | #N/A | 25.7667 | #N/A | #N/A | 3.6785 | #N/A | 0 | 0 | 0 | 0 | 0 | 0 | 0 | 0 | 0.01145% | 1 | 50% | 0% | 0% | 0% | 8.2745 | 0 | 0 | 0 | 8.2745 | #N/A
2007-04-05 09:00 | 4 | 5 | 9 | 95.3335 | 2265 | 44.06 | 44.96 | 989 | 44.06 | 0.17315 | 0 | Heating | 0.023087 | #N/A | #N/A | #N/A | #N/A | 0.17315 | #N/A | #N/A | 4.0174 | #N/A | 0 | 0 | 0 | 0 | 0 | 0 | 0 | 0 | 7.696e-05% | 1 | 50% | 0% | 0% | 0% | 8.2745 | 0 | 0 | 0 | 8.2745 | #N/A
2007-04-05 10:00 | 4 | 5 | 10 | 95.3751 | 2266 | 46.04 | 50 | 989 | 46.04 | 0 | 5.4599 | Cooling | 0.90999 | #N/A | #N/A | #N/A | #N/A | 0 | 0 | 0 | 0 | 0 | 5.4599 | #N/A | #N/A | 88 | 61.04 | 5.623 | #N/A | 0.01688 | 0.003033% | 1 | 50% | 0% | 0% | 0% | 8.2745 | 0 | 0 | 0 | 8.2745 | #N/A
2007-04-05 11:00 | 4 | 5 | 11 | 95.4168 | 2267 | 46.04 | 46.04 | 989 | 46.04 | 0 | 21.8851 | Cooling | 3.6475 | #N/A | #N/A | #N/A | #N/A | 0 | 0 | 0 | 0 | 0 | 21.8851 | #N/A | #N/A | 88 | 61.04 | 5.623 | #N/A | 0.067661 | 0.01216% | 1 | 50% | 0% | 0% | 0% | 8.2745 | 0 | 0 | 0 | 8.2745 | #N/A
2007-04-05 12:00 | 4 | 5 | 12 | 95.4585 | 2268 | 44.96 | 46.94 | 988 | 44.96 | 0 | 147.3454 | Cooling | 24.5576 | #N/A | #N/A | #N/A | #N/A | 0 | 0 | 0 | 0 | 0 | 147.3454 | #N/A | #N/A | 88 | 59.96 | 5.6968 | #N/A | 0.45554 | 0.08186% | 1 | 50% | 0% | 0% | 0% | 8.2745 | 0 | 0 | 0 | 8.2745 | #N/A
2007-04-05 13:00 | 4 | 5 | 13 | 95.5001 | 2269 | 44.96 | 48.92 | 988 | 44.96 | 0 | 30.3183 | Cooling | 5.053 | #N/A | #N/A | #N/A | #N/A | 0 | 0 | 0 | 0 | 0 | 30.3183 | #N/A | #N/A | 88 | 59.96 | 5.6968 | #N/A | 0.093733 | 0.01684% | 1 | 50% | 0% | 0% | 0% | 8.2745 | 0 | 0 | 0 | 8.2745 | #N/A
2007-04-05 14:00 | 4 | 5 | 14 | 95.5418 | 2270 | 44.96 | 51.08 | 987 | 44.96 | 0 | 184.2417 | Cooling | 30.707 | #N/A | #N/A | #N/A | #N/A | 0 | 0 | 0 | 0 | 0 | 184.2417 | #N/A | #N/A | 88 | 59.96 | 5.6968 | #N/A | 0.56961 | 0.1024% | 1 | 50% | 0% | 0% | 0% | 8.2745 | 0 | 0 | 0 | 8.2745 | #N/A
2007-04-05 15:00 | 4 | 5 | 15 | 95.5835 | 2271 | 42.08 | 48.92 | 986 | 42.08 | 0 | 333.7348 | Cooling | 55.6225 | #N/A | #N/A | #N/A | #N/A | 0 | 0 | 0 | 0 | 0 | 333.7348 | #N/A | #N/A | 88 | 57.08 | 5.8936 | #N/A | 1.0318 | 0.1854% | 1 | 50% | 0% | 0% | 0% | 8.2745 | 0 | 0 | 0 | 8.2745 | #N/A
2007-04-05 16:00 | 4 | 5 | 16 | 95.6251 | 2272 | 42.08 | 48.92 | 984 | 42.08 | 0 | 441.6828 | Cooling | 73.6138 | #N/A | #N/A | #N/A | #N/A | 0 | 0 | 0 | 0 | 0 | 441.6828 | #N/A | #N/A | 88 | 57.08 | 5.8936 | #N/A | 1.3655 | 0.2454% | 1 | 50% | 0% | 0% | 0% | 8.2745 | 0 | 0 | 0 | 8.2745 | #N/A
2007-04-05 17:00 | 4 | 5 | 17 | 95.6668 | 2273 | 42.08 | 48.92 | 983 | 42.08 | 0 | 642.693 | Cooling | 107.1155 | #N/A | #N/A | #N/A | #N/A | 0 | 0 | 0 | 0 | 0 | 642.693 | #N/A | #N/A | 88 | 57.08 | 5.8936 | #N/A | 1.987 | 0.3571% | 1 | 50% | 0% | 0% | 0% | 8.2745 | 0 | 0 | 0 | 8.2745 | #N/A
2007-04-05 18:00 | 4 | 5 | 18 | 95.7085 | 2274 | 39.02 | 46.94 | 983 | 39.02 | 0 | 622.9314 | Cooling | 103.8219 | #N/A | #N/A | #N/A | #N/A | 0 | 0 | 0 | 0 | 0 | 622.9314 | #N/A | #N/A | 88 | 54.02 | 6.1027 | #N/A | 1.9259 | 0.3461% | 1 | 50% | 0% | 0% | 0% | 8.2745 | 0 | 0 | 0 | 8.2745 | #N/A
2007-04-05 19:00 | 4 | 5 | 19 | 95.7501 | 2275 | 37.04 | 46.94 | 983 | 37.04 | 0 | 327.2137 | Cooling | 54.5356 | #N/A | #N/A | #N/A | #N/A | 0 | 0 | 0 | 0 | 0 | 327.2137 | #N/A | #N/A | 88 | 52.04 | 6.238 | #N/A | 1.0116 | 0.1818% | 1 | 50% | 0% | 0% | 0% | 8.2745 | 0 | 0 | 0 | 8.2745 | #N/A
2007-04-05 20:00 | 4 | 5 | 20 | 95.7918 | 2276 | 37.04 | 46.04 | 983 | 37.04 | 0 | 152.2791 | Cooling | 25.3799 | #N/A | #N/A | #N/A | #N/A | 0 | 0 | 0 | 0 | 0 | 152.2791 | #N/A | #N/A | 88 | 52.04 | 6.238 | #N/A | 0.47079 | 0.0846% | 1 | 50% | 0% | 0% | 0% | 8.2745 | 0 | 0 | 0 | 8.2745 | #N/A
2007-04-05 21:00 | 4 | 5 | 21 | 95.8335 | 2277 | 37.04 | 48.02 | 982 | 37.04 | 0 | 41.4728 | Cooling | 6.9121 | #N/A | #N/A | #N/A | #N/A | 0 | 0 | 0 | 0 | 0 | 41.4728 | #N/A | #N/A | 88 | 52.04 | 6.238 | #N/A | 0.12822 | 0.02304% | 1 | 50% | 0% | 0% | 0% | 8.2745 | 0 | 0 | 0 | 8.2745 | #N/A
2007-04-05 22:00 | 4 | 5 | 22 | 95.8751 | 2278 | 37.04 | 46.94 | 981 | 37.04 | 0 | 12.4979 | Cooling | 2.083 | #N/A | #N/A | #N/A | #N/A | 0 | 0 | 0 | 0 | 0 | 12.4979 | #N/A | #N/A | 88 | 52.04 | 6.238 | #N/A | 0.038639 | 0.006943% | 1 | 50% | 0% | 0% | 0% | 8.2745 | 0 | 0 | 0 | 8.2745 | #N/A
2007-04-05 23:00 | 4 | 5 | 23 | 95.9168 | 2279 | 37.04 | 46.94 | 980 | 37.04 | 0 | 0 | Cooling | 0 | #N/A | #N/A | #N/A | #N/A | 0 | 0 | 0 | 0 | 0 | 0 | #N/A | #N/A | 88 | 52.04 | 6.238 | #N/A | 0 | 0% | 1 | 50% | 0% | 0% | 0% | 8.2745 | 0 | 0 | 0 | 8.2745 | #N/A
2007-04-06 | 4 | 6 | 0 | 95.9585 | 2280 | 37.04 | 46.04 | 979 | 37.04 | 0 | 0 | Cooling | 0 | #N/A | #N/A | #N/A | #N/A | 0 | 0 | 0 | 0 | 0 | 0 | #N/A | #N/A | 88 | 52.04 | 6.238 | #N/A | 0 | 0% | 1 | 50% | 0% | 0% | 0% | 8.2745 | 0 | 0 | 0 | 8.2745 | #N/A
2007-04-06 01:00 | 4 | 6 | 1 | 96.0001 | 2281 | 35.96 | 46.04 | 978 | 35.96 | 0 | 0 | Cooling | 0 | #N/A | #N/A | #N/A | #N/A | 0 | 0 | 0 | 0 | 0 | 0 | #N/A | #N/A | 88 | 50.96 | 6.3118 | #N/A | 0 | 0% | 1 | 50% | 0% | 0% | 0% | 8.2745 | 0 | 0 | 0 | 8.2745 | #N/A
2007-04-06 02:00 | 4 | 6 | 2 | 96.0418 | 2282 | 35.96 | 44.96 | 977 | 35.96 | 0 | 0 | Cooling | 0 | #N/A | #N/A | #N/A | #N/A | 0 | 0 | 0 | 0 | 0 | 0 | #N/A | #N/A | 88 | 50.96 | 6.3118 | #N/A | 0 | 0% | 1 | 50% | 0% | 0% | 0% | 8.2745 | 0 | 0 | 0 | 8.2745 | #N/A
2007-04-06 03:00 | 4 | 6 | 3 | 96.0835 | 2283 | 33.98 | 44.96 | 975 | 33.98 | 0 | 0 | Cooling | 0 | #N/A | #N/A | #N/A | #N/A | 0 | 0 | 0 | 0 | 0 | 0 | #N/A | #N/A | 88 | 48.98 | 6.4471 | #N/A | 0 | 0% | 1 | 50% | 0% | 0% | 0% | 8.2745 | 0 | 0 | 0 | 8.2745 | #N/A
2007-04-06 04:00 | 4 | 6 | 4 | 96.1251 | 2284 | 33.98 | 46.94 | 975 | 33.98 | 0 | 0 | Cooling | 0 | #N/A | #N/A | #N/A | #N/A | 0 | 0 | 0 | 0 | 0 | 0 | #N/A | #N/A | 88 | 48.98 | 6.4471 | #N/A | 0 | 0% | 1 | 50% | 0% | 0% | 0% | 8.2745 | 0 | 0 | 0 | 8.2745 | #N/A
2007-04-06 05:00 | 4 | 6 | 5 | 96.1668 | 2285 | 33.98 | 46.94 | 976 | 33.98 | 0 | 0 | Cooling | 0 | #N/A | #N/A | #N/A | #N/A | 0 | 0 | 0 | 0 | 0 | 0 | #N/A | #N/A | 88 | 48.98 | 6.4471 | #N/A | 0 | 0% | 1 | 50% | 0% | 0% | 0% | 8.2745 | 0 | 0 | 0 | 8.2745 | #N/A
2007-04-06 06:00 | 4 | 6 | 6 | 96.2085 | 2286 | 28.94 | 44.96 | 980 | 28.94 | 0 | 0 | Cooling | 0 | #N/A | #N/A | #N/A | #N/A | 0 | 0 | 0 | 0 | 0 | 0 | #N/A | #N/A | 88 | 43.94 | 6.7915 | #N/A | 0 | 0% | 1 | 50% | 0% | 0% | 0% | 8.2745 | 0 | 0 | 0 | 8.2745 | #N/A
2007-04-06 07:00 | 4 | 6 | 7 | 96.2501 | 2287 | 33.98 | 46.04 | 982 | 33.98 | 1.2108 | 0 | Heating | 0.16145 | #N/A | #N/A | #N/A | #N/A | 1.2108 | #N/A | #N/A | 3.405 | #N/A | 0 | 0 | 0 | 0 | 0 | 0 | 0 | 0 | 0.0005382% | 1 | 50% | 0% | 0% | 0% | 8.2745 | 0 | 0 | 0 | 8.2745 | #N/A
2007-04-06 08:00 | 4 | 6 | 8 | 96.2918 | 2288 | 33.98 | 46.04 | 982 | 33.98 | 0 | 0 | Cooling | 0 | #N/A | #N/A | #N/A | #N/A | 0 | 0 | 0 | 0 | 0 | 0 | #N/A | #N/A | 88 | 48.98 | 6.4471 | #N/A | 0 | 0% | 1 | 50% | 0% | 0% | 0% | 8.2745 | 0 | 0 | 0 | 8.2745 | #N/A
2007-04-06 09:00 | 4 | 6 | 9 | 96.3335 | 2289 | 37.94 | 42.98 | 983 | 37.94 | 0 | 0.14846 | Cooling | 0.024743 | #N/A | #N/A | #N/A | #N/A | 0 | 0 | 0 | 0 | 0 | 0.14846 | #N/A | #N/A | 88 | 52.94 | 6.1765 | #N/A | 0.00045898 | 8.248e-05% | 1 | 50% | 0% | 0% | 0% | 8.2745 | 0 | 0 | 0 | 8.2745 | #N/A
2007-04-06 10:00 | 4 | 6 | 10 | 96.3751 | 2290 | 41 | 35.96 | 983 | 41 | 0 | 0.21299 | Cooling | 0.035498 | #N/A | #N/A | #N/A | #N/A | 0 | 0 | 0 | 0 | 0 | 0.21299 | #N/A | #N/A | 88 | 56 | 5.9674 | #N/A | 0.00065848 | 0.0001183% | 1 | 50% | 0% | 0% | 0% | 8.2745 | 0 | 0 | 0 | 8.2745 | #N/A
2007-04-06 11:00 | 4 | 6 | 11 | 96.4168 | 2291 | 41 | 33.98 | 983 | 41 | 0 | 0.066446 | Cooling | 0.011074 | #N/A | #N/A | #N/A | #N/A | 0 | 0 | 0 | 0 | 0 | 0.066446 | #N/A | #N/A | 88 | 56 | 5.9674 | #N/A | 0.00020543 | 3.691e-05% | 1 | 50% | 0% | 0% | 0% | 8.2745 | 0 | 0 | 0 | 8.2745 | #N/A
2007-04-06 12:00 | 4 | 6 | 12 | 96.4585 | 2292 | 46.94 | 30.02 | 982 | 46.94 | 0 | 0.0051536 | Cooling | 0.00085893 | #N/A | #N/A | #N/A | #N/A | 0 | 0 | 0 | 0 | 0 | 0.0051536 | #N/A | #N/A | 88 | 61.94 | 5.5615 | #N/A | 1.5933e-05 | 2.863e-06% | 1 | 50% | 0% | 0% | 0% | 8.2745 | 0 | 0 | 0 | 8.2745 | #N/A
2007-04-06 13:00 | 4 | 6 | 13 | 96.5001 | 2293 | 50 | 30.02 | 982 | 50 | 0 | 0 | Cooling | 0 | #N/A | #N/A | #N/A | #N/A | 0 | 0 | 0 | 0 | 0 | 0 | #N/A | #N/A | 88 | 65 | 5.3524 | #N/A | 0 | 0% | 1 | 50% | 0% | 0% | 0% | 8.2745 | 0 | 0 | 0 | 8.2745 | #N/A
2007-04-06 14:00 | 4 | 6 | 14 | 96.5418 | 2294 | 50 | 30.02 | 982 | 50 | 0 | 0 | Cooling | 0 | #N/A | #N/A | #N/A | #N/A | 0 | 0 | 0 | 0 | 0 | 0 | #N/A | #N/A | 88 | 65 | 5.3524 | #N/A | 0 | 0% | 1 | 50% | 0% | 0% | 0% | 8.2745 | 0 | 0 | 0 | 8.2745 | #N/A
2007-04-06 15:00 | 4 | 6 | 15 | 96.5835 | 2295 | 53.96 | 30.92 | 982 | 53.96 | 0 | 0 | Cooling | 0 | #N/A | #N/A | #N/A | #N/A | 0 | 0 | 0 | 0 | 0 | 0 | #N/A | #N/A | 88 | 68.96 | 5.0818 | #N/A | 0 | 0% | 1 | 50% | 0% | 0% | 0% | 8.2745 | 0 | 0 | 0 | 8.2745 | #N/A
2007-04-06 16:00 | 4 | 6 | 16 | 96.6251 | 2296 | 55.04 | 33.98 | 984 | 55.04 | 0 | 0 | Cooling | 0 | #N/A | #N/A | #N/A | #N/A | 0 | 0 | 0 | 0 | 0 | 0 | #N/A | #N/A | 88 | 70.04 | 5.008 | #N/A | 0 | 0% | 1 | 50% | 0% | 0% | 0% | 8.2745 | 0 | 0 | 0 | 8.2745 | #N/A
2007-04-06 17:00 | 4 | 6 | 17 | 96.6668 | 2297 | 55.04 | 37.94 | 985 | 55.04 | 0 | 0 | Cooling | 0 | #N/A | #N/A | #N/A | #N/A | 0 | 0 | 0 | 0 | 0 | 0 | #N/A | #N/A | 88 | 70.04 | 5.008 | #N/A | 0 | 0% | 1 | 50% | 0% | 0% | 0% | 8.2745 | 0 | 0 | 0 | 8.2745 | #N/A
2007-04-06 18:00 | 4 | 6 | 18 | 96.7085 | 2298 | 51.08 | 37.94 | 987 | 51.08 | 0 | 0 | Cooling | 0 | #N/A | #N/A | #N/A | #N/A | 0 | 0 | 0 | 0 | 0 | 0 | #N/A | #N/A | 88 | 66.08 | 5.2786 | #N/A | 0 | 0% | 1 | 50% | 0% | 0% | 0% | 8.2745 | 0 | 0 | 0 | 8.2745 | #N/A
2007-04-06 19:00 | 4 | 6 | 19 | 96.7501 | 2299 | 46.94 | 37.94 | 988 | 46.94 | 0 | 0 | Cooling | 0 | #N/A | #N/A | #N/A | #N/A | 0 | 0 | 0 | 0 | 0 | 0 | #N/A | #N/A | 88 | 61.94 | 5.5615 | #N/A | 0 | 0% | 1 | 50% | 0% | 0% | 0% | 8.2745 | 0 | 0 | 0 | 8.2745 | #N/A
2007-04-06 20:00 | 4 | 6 | 20 | 96.7918 | 2300 | 46.94 | 35.06 | 989 | 46.94 | 0 | 0 | Cooling | 0 | #N/A | #N/A | #N/A | #N/A | 0 | 0 | 0 | 0 | 0 | 0 | #N/A | #N/A | 88 | 61.94 | 5.5615 | #N/A | 0 | 0% | 1 | 50% | 0% | 0% | 0% | 8.2745 | 0 | 0 | 0 | 8.2745 | #N/A
2007-04-06 21:00 | 4 | 6 | 21 | 96.8335 | 2301 | 44.06 | 33.98 | 991 | 44.06 | 0 | 0 | Cooling | 0 | #N/A | #N/A | #N/A | #N/A | 0 | 0 | 0 | 0 | 0 | 0 | #N/A | #N/A | 88 | 59.06 | 5.7583 | #N/A | 0 | 0% | 1 | 50% | 0% | 0% | 0% | 8.2745 | 0 | 0 | 0 | 8.2745 | #N/A
2007-04-06 22:00 | 4 | 6 | 22 | 96.8751 | 2302 | 37.04 | 30.02 | 991 | 37.04 | 0 | 0 | Cooling | 0 | #N/A | #N/A | #N/A | #N/A | 0 | 0 | 0 | 0 | 0 | 0 | #N/A | #N/A | 88 | 52.04 | 6.238 | #N/A | 0 | 0% | 1 | 50% | 0% | 0% | 0% | 8.2745 | 0 | 0 | 0 | 8.2745 | #N/A
2007-04-06 23:00 | 4 | 6 | 23 | 96.9168 | 2303 | 37.04 | 30.02 | 993 | 37.04 | 0 | 0 | Cooling | 0 | #N/A | #N/A | #N/A | #N/A | 0 | 0 | 0 | 0 | 0 | 0 | #N/A | #N/A | 88 | 52.04 | 6.238 | #N/A | 0 | 0% | 1 | 50% | 0% | 0% | 0% | 8.2745 | 0 | 0 | 0 | 8.2745 | #N/A
2007-04-07 | 4 | 7 | 0 | 96.9585 | 2304 | 35.06 | 28.94 | 994 | 35.06 | 0 | 0 | Cooling | 0 | #N/A | #N/A | #N/A | #N/A | 0 | 0 | 0 | 0 | 0 | 0 | #N/A | #N/A | 88 | 50.06 | 6.3733 | #N/A | 0 | 0% | 1 | 50% | 0% | 0% | 0% | 8.2745 | 0 | 0 | 0 | 8.2745 | #N/A
2007-04-07 01:00 | 4 | 7 | 1 | 97.0001 | 2305 | 35.06 | 28.04 | 994 | 35.06 | 0 | 0 | Cooling | 0 | #N/A | #N/A | #N/A | #N/A | 0 | 0 | 0 | 0 | 0 | 0 | #N/A | #N/A | 88 | 50.06 | 6.3733 | #N/A | 0 | 0% | 1 | 50% | 0% | 0% | 0% | 8.2745 | 0 | 0 | 0 | 8.2745 | #N/A
2007-04-07 02:00 | 4 | 7 | 2 | 97.0418 | 2306 | 35.06 | 26.96 | 995 | 35.06 | 0 | 0 | Cooling | 0 | #N/A | #N/A | #N/A | #N/A | 0 | 0 | 0 | 0 | 0 | 0 | #N/A | #N/A | 88 | 50.06 | 6.3733 | #N/A | 0 | 0% | 1 | 50% | 0% | 0% | 0% | 8.2745 | 0 | 0 | 0 | 8.2745 | #N/A
2007-04-07 03:00 | 4 | 7 | 3 | 97.0835 | 2307 | 32 | 30.92 | 996 | 32 | 0 | 0 | Cooling | 0 | #N/A | #N/A | #N/A | #N/A | 0 | 0 | 0 | 0 | 0 | 0 | #N/A | #N/A | 88 | 47 | 6.5824 | #N/A | 0 | 0% | 1 | 50% | 0% | 0% | 0% | 8.2745 | 0 | 0 | 0 | 8.2745 | #N/A
2007-04-07 04:00 | 4 | 7 | 4 | 97.1251 | 2308 | 30.92 | 28.94 | 997 | 30.92 | 0 | 0 | Cooling | 0 | #N/A | #N/A | #N/A | #N/A | 0 | 0 | 0 | 0 | 0 | 0 | #N/A | #N/A | 88 | 45.92 | 6.6562 | #N/A | 0 | 0% | 1 | 50% | 0% | 0% | 0% | 8.2745 | 0 | 0 | 0 | 8.2745 | #N/A
2007-04-07 05:00 | 4 | 7 | 5 | 97.1668 | 2309 | 30.92 | 26.06 | 998 | 30.92 | 0 | 0 | Cooling | 0 | #N/A | #N/A | #N/A | #N/A | 0 | 0 | 0 | 0 | 0 | 0 | #N/A | #N/A | 88 | 45.92 | 6.6562 | #N/A | 0 | 0% | 1 | 50% | 0% | 0% | 0% | 8.2745 | 0 | 0 | 0 | 8.2745 | #N/A
2007-04-07 06:00 | 4 | 7 | 6 | 97.2085 | 2310 | 30.02 | 24.98 | 999 | 30.02 | 0 | 0 | Cooling | 0 | #N/A | #N/A | #N/A | #N/A | 0 | 0 | 0 | 0 | 0 | 0 | #N/A | #N/A | 88 | 45.02 | 6.7177 | #N/A | 0 | 0% | 1 | 50% | 0% | 0% | 0% | 8.2745 | 0 | 0 | 0 | 8.2745 | #N/A
2007-04-07 07:00 | 4 | 7 | 7 | 97.2501 | 2311 | 35.06 | 26.06 | 999 | 35.06 | 0 | 0 | Cooling | 0 | #N/A | #N/A | #N/A | #N/A | 0 | 0 | 0 | 0 | 0 | 0 | #N/A | #N/A | 88 | 50.06 | 6.3733 | #N/A | 0 | 0% | 1 | 50% | 0% | 0% | 0% | 8.2745 | 0 | 0 | 0 | 8.2745 | #N/A
2007-04-07 08:00 | 4 | 7 | 8 | 97.2918 | 2312 | 35.06 | 24.98 | 1000 | 35.06 | 0 | 0 | Cooling | 0 | #N/A | #N/A | #N/A | #N/A | 0 | 0 | 0 | 0 | 0 | 0 | #N/A | #N/A | 88 | 50.06 | 6.3733 | #N/A | 0 | 0% | 1 | 50% | 0% | 0% | 0% | 8.2745 | 0 | 0 | 0 | 8.2745 | #N/A
2007-04-07 09:00 | 4 | 7 | 9 | 97.3335 | 2313 | 44.06 | 24.08 | 1000 | 44.06 | 0 | 0 | Cooling | 0 | #N/A | #N/A | #N/A | #N/A | 0 | 0 | 0 | 0 | 0 | 0 | #N/A | #N/A | 88 | 59.06 | 5.7583 | #N/A | 0 | 0% | 1 | 50% | 0% | 0% | 0% | 8.2745 | 0 | 0 | 0 | 8.2745 | #N/A
2007-04-07 10:00 | 4 | 7 | 10 | 97.3751 | 2314 | 48.92 | 23 | 1000 | 48.92 | 0 | 0 | Cooling | 0 | #N/A | #N/A | #N/A | #N/A | 0 | 0 | 0 | 0 | 0 | 0 | #N/A | #N/A | 88 | 63.92 | 5.4262 | #N/A | 0 | 0% | 1 | 50% | 0% | 0% | 0% | 8.2745 | 0 | 0 | 0 | 8.2745 | #N/A
2007-04-07 11:00 | 4 | 7 | 11 | 97.4168 | 2315 | 48.92 | 21.02 | 1000 | 48.92 | 0 | 0 | Cooling | 0 | #N/A | #N/A | #N/A | #N/A | 0 | 0 | 0 | 0 | 0 | 0 | #N/A | #N/A | 88 | 63.92 | 5.4262 | #N/A | 0 | 0% | 1 | 50% | 0% | 0% | 0% | 8.2745 | 0 | 0 | 0 | 8.2745 | #N/A
2007-04-07 12:00 | 4 | 7 | 12 | 97.4585 | 2316 | 53.96 | 17.96 | 1000 | 53.96 | 0 | 0 | Cooling | 0 | #N/A | #N/A | #N/A | #N/A | 0 | 0 | 0 | 0 | 0 | 0 | #N/A | #N/A | 88 | 68.96 | 5.0818 | #N/A | 0 | 0% | 1 | 50% | 0% | 0% | 0% | 8.2745 | 0 | 0 | 0 | 8.2745 | #N/A
2007-04-07 13:00 | 4 | 7 | 13 | 97.5001 | 2317 | 55.04 | 17.96 | 1000 | 55.04 | 0 | 0 | Cooling | 0 | #N/A | #N/A | #N/A | #N/A | 0 | 0 | 0 | 0 | 0 | 0 | #N/A | #N/A | 88 | 70.04 | 5.008 | #N/A | 0 | 0% | 1 | 50% | 0% | 0% | 0% | 8.2745 | 0 | 0 | 0 | 8.2745 | #N/A
2007-04-07 14:00 | 4 | 7 | 14 | 97.5418 | 2318 | 55.04 | 19.04 | 1000 | 55.04 | 0 | 0 | Cooling | 0 | #N/A | #N/A | #N/A | #N/A | 0 | 0 | 0 | 0 | 0 | 0 | #N/A | #N/A | 88 | 70.04 | 5.008 | #N/A | 0 | 0% | 1 | 50% | 0% | 0% | 0% | 8.2745 | 0 | 0 | 0 | 8.2745 | #N/A
2007-04-07 15:00 | 4 | 7 | 15 | 97.5835 | 2319 | 53.96 | 19.94 | 1000 | 53.96 | 0 | 0 | Cooling | 0 | #N/A | #N/A | #N/A | #N/A | 0 | 0 | 0 | 0 | 0 | 0 | #N/A | #N/A | 88 | 68.96 | 5.0818 | #N/A | 0 | 0% | 1 | 50% | 0% | 0% | 0% | 8.2745 | 0 | 0 | 0 | 8.2745 | #N/A
2007-04-07 16:00 | 4 | 7 | 16 | 97.6251 | 2320 | 53.96 | 19.04 | 1000 | 53.96 | 0 | 0 | Cooling | 0 | #N/A | #N/A | #N/A | #N/A | 0 | 0 | 0 | 0 | 0 | 0 | #N/A | #N/A | 88 | 68.96 | 5.0818 | #N/A | 0 | 0% | 1 | 50% | 0% | 0% | 0% | 8.2745 | 0 | 0 | 0 | 8.2745 | #N/A
2007-04-07 17:00 | 4 | 7 | 17 | 97.6668 | 2321 | 53.96 | 17.96 | 1000 | 53.96 | 0 | 0 | Cooling | 0 | #N/A | #N/A | #N/A | #N/A | 0 | 0 | 0 | 0 | 0 | 0 | #N/A | #N/A | 88 | 68.96 | 5.0818 | #N/A | 0 | 0% | 1 | 50% | 0% | 0% | 0% | 8.2745 | 0 | 0 | 0 | 8.2745 | #N/A
2007-04-07 18:00 | 4 | 7 | 18 | 97.7085 | 2322 | 53.06 | 17.96 | 1000 | 53.06 | 0 | 0 | Cooling | 0 | #N/A | #N/A | #N/A | #N/A | 0 | 0 | 0 | 0 | 0 | 0 | #N/A | #N/A | 88 | 68.06 | 5.1433 | #N/A | 0 | 0% | 1 | 50% | 0% | 0% | 0% | 8.2745 | 0 | 0 | 0 | 8.2745 | #N/A
2007-04-07 19:00 | 4 | 7 | 19 | 97.7501 | 2323 | 50 | 19.04 | 1000 | 50 | 0 | 0 | Cooling | 0 | #N/A | #N/A | #N/A | #N/A | 0 | 0 | 0 | 0 | 0 | 0 | #N/A | #N/A | 88 | 65 | 5.3524 | #N/A | 0 | 0% | 1 | 50% | 0% | 0% | 0% | 8.2745 | 0 | 0 | 0 | 8.2745 | #N/A
2007-04-07 20:00 | 4 | 7 | 20 | 97.7918 | 2324 | 50 | 19.94 | 1001 | 50 | 0 | 0 | Cooling | 0 | #N/A | #N/A | #N/A | #N/A | 0 | 0 | 0 | 0 | 0 | 0 | #N/A | #N/A | 88 | 65 | 5.3524 | #N/A | 0 | 0% | 1 | 50% | 0% | 0% | 0% | 8.2745 | 0 | 0 | 0 | 8.2745 | #N/A
2007-04-07 21:00 | 4 | 7 | 21 | 97.8335 | 2325 | 46.94 | 19.04 | 1001 | 46.94 | 0 | 0 | Cooling | 0 | #N/A | #N/A | #N/A | #N/A | 0 | 0 | 0 | 0 | 0 | 0 | #N/A | #N/A | 88 | 61.94 | 5.5615 | #N/A | 0 | 0% | 1 | 50% | 0% | 0% | 0% | 8.2745 | 0 | 0 | 0 | 8.2745 | #N/A
2007-04-07 22:00 | 4 | 7 | 22 | 97.8751 | 2326 | 44.96 | 19.94 | 1000 | 44.96 | 0 | 0 | Cooling | 0 | #N/A | #N/A | #N/A | #N/A | 0 | 0 | 0 | 0 | 0 | 0 | #N/A | #N/A | 88 | 59.96 | 5.6968 | #N/A | 0 | 0% | 1 | 50% | 0% | 0% | 0% | 8.2745 | 0 | 0 | 0 | 8.2745 | #N/A
2007-04-07 23:00 | 4 | 7 | 23 | 97.9168 | 2327 | 44.06 | 21.02 | 1000 | 44.06 | 0 | 0 | Cooling | 0 | #N/A | #N/A | #N/A | #N/A | 0 | 0 | 0 | 0 | 0 | 0 | #N/A | #N/A | 88 | 59.06 | 5.7583 | #N/A | 0 | 0% | 1 | 50% | 0% | 0% | 0% | 8.2745 | 0 | 0 | 0 | 8.2745 | #N/A
2007-04-08 | 4 | 8 | 0 | 97.9585 | 2328 | 42.08 | 21.02 | 999 | 42.08 | 0.44003 | 0 | Heating | 0.058671 | #N/A | #N/A | #N/A | #N/A | 0.44003 | #N/A | #N/A | 3.8759 | #N/A | 0 | 0 | 0 | 0 | 0 | 0 | 0 | 0 | 0.0001956% | 1 | 50% | 0% | 0% | 0% | 8.2745 | 0 | 0 | 0 | 8.2745 | #N/A
2007-04-08 01:00 | 4 | 8 | 1 | 98.0001 | 2329 | 42.08 | 21.92 | 999 | 42.08 | 3.1243 | 0 | Heating | 0.41657 | #N/A | #N/A | #N/A | #N/A | 3.1243 | #N/A | #N/A | 3.8759 | #N/A | 0 | 0 | 0 | 0 | 0 | 0 | 0 | 0 | 0.001389% | 1 | 50% | 0% | 0% | 0% | 8.2745 | 0 | 0 | 0 | 8.2745 | #N/A
2007-04-08 02:00 | 4 | 8 | 2 | 98.0418 | 2330 | 42.08 | 23 | 999 | 42.08 | 7.2892 | 0 | Heating | 0.97189 | #N/A | #N/A | #N/A | #N/A | 7.2892 | #N/A | #N/A | 3.8759 | #N/A | 0 | 0 | 0 | 0 | 0 | 0 | 0 | 0 | 0.00324% | 1 | 50% | 0% | 0% | 0% | 8.2745 | 0 | 0 | 0 | 8.2745 | #N/A
2007-04-08 03:00 | 4 | 8 | 3 | 98.0835 | 2331 | 46.04 | 24.98 | 999 | 46.04 | 9.9893 | 0 | Heating | 1.3319 | #N/A | #N/A | #N/A | #N/A | 9.9893 | #N/A | #N/A | 4.1705 | #N/A | 0 | 0 | 0 | 0 | 0 | 0 | 0 | 0 | 0.00444% | 1 | 50% | 0% | 0% | 0% | 8.2745 | 0 | 0 | 0 | 8.2745 | #N/A
2007-04-08 04:00 | 4 | 8 | 4 | 98.1251 | 2332 | 46.4 | 23 | 998 | 46.4 | 13.5815 | 0 | Heating | 1.8109 | #N/A | #N/A | #N/A | #N/A | 13.5815 | #N/A | #N/A | 4.1996 | #N/A | 0 | 0 | 0 | 0 | 0 | 0 | 0 | 0 | 0.006036% | 1 | 50% | 0% | 0% | 0% | 8.2745 | 0 | 0 | 0 | 8.2745 | #N/A
2007-04-08 05:00 | 4 | 8 | 5 | 98.1668 | 2333 | 46.94 | 23 | 998 | 46.94 | 13.9195 | 0 | Heating | 1.8559 | #N/A | #N/A | #N/A | #N/A | 13.9195 | #N/A | #N/A | 4.2441 | #N/A | 0 | 0 | 0 | 0 | 0 | 0 | 0 | 0 | 0.006186% | 1 | 50% | 0% | 0% | 0% | 8.2745 | 0 | 0 | 0 | 8.2745 | #N/A
2007-04-08 06:00 | 4 | 8 | 6 | 98.2085 | 2334 | 46.94 | 24.08 | 998 | 46.94 | 388.8046 | 0 | Heating | 51.8406 | #N/A | #N/A | #N/A | #N/A | 388.8046 | #N/A | #N/A | 4.2441 | #N/A | 0 | 0 | 0 | 0 | 0 | 0 | 0 | 0 | 0.1728% | 1 | 50% | 0% | 0% | 0% | 8.2745 | 0 | 0 | 0 | 8.2745 | #N/A
2007-04-08 07:00 | 4 | 8 | 7 | 98.2501 | 2335 | 48.02 | 26.06 | 998 | 48.02 | 182.3178 | 0 | Heating | 24.309 | #N/A | #N/A | #N/A | #N/A | 182.3178 | #N/A | #N/A | 4.3357 | #N/A | 0 | 0 | 0 | 0 | 0 | 0 | 0 | 0 | 0.08103% | 1 | 50% | 0% | 0% | 0% | 8.2745 | 0 | 0 | 0 | 8.2745 | #N/A
2007-04-08 08:00 | 4 | 8 | 8 | 98.2918 | 2336 | 48.02 | 26.96 | 998 | 48.02 | 17.3192 | 0 | Heating | 2.3092 | #N/A | #N/A | #N/A | #N/A | 17.3192 | #N/A | #N/A | 4.3357 | #N/A | 0 | 0 | 0 | 0 | 0 | 0 | 0 | 0 | 0.007697% | 1 | 50% | 0% | 0% | 0% | 8.2745 | 0 | 0 | 0 | 8.2745 | #N/A
2007-04-08 09:00 | 4 | 8 | 9 | 98.3335 | 2337 | 51.08 | 30.92 | 998 | 51.08 | 15.2251 | 0 | Heating | 2.03 | #N/A | #N/A | #N/A | #N/A | 15.2251 | #N/A | #N/A | 4.6159 | #N/A | 0 | 0 | 0 | 0 | 0 | 0 | 0 | 0 | 0.006767% | 1 | 50% | 0% | 0% | 0% | 8.2745 | 0 | 0 | 0 | 8.2745 | #N/A
2007-04-08 10:00 | 4 | 8 | 10 | 98.3751 | 2338 | 55.04 | 35.06 | 998 | 55.04 | 22.6001 | 0 | Heating | 3.0133 | #N/A | #N/A | #N/A | #N/A | 22.6001 | #N/A | #N/A | 5.0265 | #N/A | 0 | 0 | 0 | 0 | 0 | 0 | 0 | 0 | 0.01004% | 1 | 50% | 0% | 0% | 0% | 8.2745 | 0 | 0 | 0 | 8.2745 | #N/A
2007-04-08 11:00 | 4 | 8 | 11 | 98.4168 | 2339 | 55.94 | 37.04 | 998 | 55.94 | 11.3012 | 0 | Heating | 1.5068 | #N/A | #N/A | #N/A | #N/A | 11.3012 | #N/A | #N/A | 5.1278 | #N/A | 0 | 0 | 0 | 0 | 0 | 0 | 0 | 0 | 0.005023% | 1 | 50% | 0% | 0% | 0% | 8.2745 | 0 | 0 | 0 | 8.2745 | #N/A
2007-04-08 12:00 | 4 | 8 | 12 | 98.4585 | 2340 | 59 | 32 | 999 | 59 | 19.3327 | 0 | Heating | 2.5777 | #N/A | #N/A | #N/A | #N/A | 19.3327 | #N/A | #N/A | 5.4953 | #N/A | 0 | 0 | 0 | 0 | 0 | 0 | 0 | 0 | 0.008592% | 1 | 50% | 0% | 0% | 0% | 8.2745 | 0 | 0 | 0 | 8.2745 | #N/A
2007-04-08 13:00 | 4 | 8 | 13 | 98.5001 | 2341 | 60.08 | 28.94 | 999 | 60.08 | 8.2185 | 0 | Heating | 1.0958 | #N/A | #N/A | #N/A | #N/A | 8.2185 | #N/A | #N/A | 5.6339 | #N/A | 0 | 0 | 0 | 0 | 0 | 0 | 0 | 0 | 0.003653% | 1 | 50% | 0% | 0% | 0% | 8.2745 | 0 | 0 | 0 | 8.2745 | #N/A
2007-04-08 14:00 | 4 | 8 | 14 | 98.5418 | 2342 | 60.08 | 28.04 | 999 | 60.08 | 3.6781 | 0 | Heating | 0.49041 | #N/A | #N/A | #N/A | #N/A | 3.6781 | #N/A | #N/A | 5.6339 | #N/A | 0 | 0 | 0 | 0 | 0 | 0 | 0 | 0 | 0.001635% | 1 | 50% | 0% | 0% | 0% | 8.2745 | 0 | 0 | 0 | 8.2745 | #N/A
2007-04-08 15:00 | 4 | 8 | 15 | 98.5835 | 2343 | 51.98 | 26.06 | 999 | 51.98 | 2.4894 | 0 | Heating | 0.33192 | #N/A | #N/A | #N/A | #N/A | 2.4894 | #N/A | #N/A | 4.7043 | #N/A | 0 | 0 | 0 | 0 | 0 | 0 | 0 | 0 | 0.001106% | 1 | 50% | 0% | 0% | 0% | 8.2745 | 0 | 0 | 0 | 8.2745 | #N/A
2007-04-08 16:00 | 4 | 8 | 16 | 98.6251 | 2344 | 51.98 | 17.06 | 999 | 51.98 | 0.34081 | 0 | Heating | 0.045442 | #N/A | #N/A | #N/A | #N/A | 0.34081 | #N/A | #N/A | 4.7043 | #N/A | 0 | 0 | 0 | 0 | 0 | 0 | 0 | 0 | 0.0001515% | 1 | 50% | 0% | 0% | 0% | 8.2745 | 0 | 0 | 0 | 8.2745 | #N/A
2007-04-08 17:00 | 4 | 8 | 17 | 98.6668 | 2345 | 51.98 | 17.96 | 1000 | 51.98 | 2.3929 | 0 | Heating | 0.31905 | #N/A | #N/A | #N/A | #N/A | 2.3929 | #N/A | #N/A | 4.7043 | #N/A | 0 | 0 | 0 | 0 | 0 | 0 | 0 | 0 | 0.001064% | 1 | 50% | 0% | 0% | 0% | 8.2745 | 0 | 0 | 0 | 8.2745 | #N/A
2007-04-08 18:00 | 4 | 8 | 18 | 98.7085 | 2346 | 46.94 | 19.04 | 1000 | 46.94 | 8.3482 | 0 | Heating | 1.1131 | #N/A | #N/A | #N/A | #N/A | 8.3482 | #N/A | #N/A | 4.2441 | #N/A | 0 | 0 | 0 | 0 | 0 | 0 | 0 | 0 | 0.00371% | 1 | 50% | 0% | 0% | 0% | 8.2745 | 0 | 0 | 0 | 8.2745 | #N/A
2007-04-08 19:00 | 4 | 8 | 19 | 98.7501 | 2347 | 42.98 | 17.06 | 1001 | 42.98 | 22.0948 | 0 | Heating | 2.946 | #N/A | #N/A | #N/A | #N/A | 22.0948 | #N/A | #N/A | 3.9388 | #N/A | 0 | 0 | 0 | 0 | 0 | 0 | 0 | 0 | 0.00982% | 1 | 50% | 0% | 0% | 0% | 8.2745 | 0 | 0 | 0 | 8.2745 | #N/A
2007-04-08 20:00 | 4 | 8 | 20 | 98.7918 | 2348 | 42.98 | 17.96 | 1001 | 42.98 | 73.3473 | 0 | Heating | 9.7796 | #N/A | #N/A | #N/A | #N/A | 73.3473 | #N/A | #N/A | 3.9388 | #N/A | 0 | 0 | 0 | 0 | 0 | 0 | 0 | 0 | 0.0326% | 1 | 50% | 0% | 0% | 0% | 8.2745 | 0 | 0 | 0 | 8.2745 | #N/A
2007-04-08 21:00 | 4 | 8 | 21 | 98.8335 | 2349 | 42.98 | 19.04 | 1002 | 42.98 | 124.4267 | 0 | Heating | 16.5902 | #N/A | #N/A | #N/A | #N/A | 124.4267 | #N/A | #N/A | 3.9388 | #N/A | 0 | 0 | 0 | 0 | 0 | 0 | 0 | 0 | 0.0553% | 1 | 50% | 0% | 0% | 0% | 8.2745 | 0 | 0 | 0 | 8.2745 | #N/A
2007-04-08 22:00 | 4 | 8 | 22 | 98.8751 | 2350 | 42.98 | 19.94 | 1002 | 42.98 | 0 | 0 | Cooling | 0 | #N/A | #N/A | #N/A | #N/A | 0 | 0 | 0 | 0 | 0 | 0 | #N/A | #N/A | 88 | 57.98 | 5.8321 | #N/A | 0 | 0% | 1 | 50% | 0% | 0% | 0% | 8.2745 | 0 | 0 | 0 | 8.2745 | #N/A
2007-04-08 23:00 | 4 | 8 | 23 | 98.9168 | 2351 | 42.98 | 19.04 | 1002 | 42.98 | 3.2328 | 0 | Heating | 0.43103 | #N/A | #N/A | #N/A | #N/A | 3.2328 | #N/A | #N/A | 3.9388 | #N/A | 0 | 0 | 0 | 0 | 0 | 0 | 0 | 0 | 0.001437% | 1 | 50% | 0% | 0% | 0% | 8.2745 | 0 | 0 | 0 | 8.2745 | #N/A
2007-04-09 | 4 | 9 | 0 | 98.9585 | 2352 | 42.98 | 19.04 | 1002 | 42.98 | 8.8314 | 0 | Heating | 1.1775 | #N/A | #N/A | #N/A | #N/A | 8.8314 | #N/A | #N/A | 3.9388 | #N/A | 0 | 0 | 0 | 0 | 0 | 0 | 0 | 0 | 0.003925% | 1 | 50% | 0% | 0% | 0% | 8.2745 | 0 | 0 | 0 | 8.2745 | #N/A
2007-04-09 01:00 | 4 | 9 | 1 | 99.0001 | 2353 | 42.98 | 19.04 | 1002 | 42.98 | 14.0465 | 0 | Heating | 1.8729 | #N/A | #N/A | #N/A | #N/A | 14.0465 | #N/A | #N/A | 3.9388 | #N/A | 0 | 0 | 0 | 0 | 0 | 0 | 0 | 0 | 0.006243% | 1 | 50% | 0% | 0% | 0% | 8.2745 | 0 | 0 | 0 | 8.2745 | #N/A
2007-04-09 02:00 | 4 | 9 | 2 | 99.0418 | 2354 | 42.98 | 17.06 | 1002 | 42.98 | 15.4564 | 0 | Heating | 2.0608 | #N/A | #N/A | #N/A | #N/A | 15.4564 | #N/A | #N/A | 3.9388 | #N/A | 0 | 0 | 0 | 0 | 0 | 0 | 0 | 0 | 0.006869% | 1 | 50% | 0% | 0% | 0% | 8.2745 | 0 | 0 | 0 | 8.2745 | #N/A
2007-04-09 03:00 | 4 | 9 | 3 | 99.0835 | 2355 | 41 | 17.06 | 1002 | 41 | 16.6403 | 0 | Heating | 2.2187 | #N/A | #N/A | #N/A | #N/A | 16.6403 | #N/A | #N/A | 3.8033 | #N/A | 0 | 0 | 0 | 0 | 0 | 0 | 0 | 0 | 0.007396% | 1 | 50% | 0% | 0% | 0% | 8.2745 | 0 | 0 | 0 | 8.2745 | #N/A
2007-04-09 04:00 | 4 | 9 | 4 | 99.1251 | 2356 | 39.92 | 12.92 | 1002 | 39.92 | 31.7477 | 0 | Heating | 4.233 | #N/A | #N/A | #N/A | #N/A | 31.7477 | #N/A | #N/A | 3.7339 | #N/A | 0 | 0 | 0 | 0 | 0 | 0 | 0 | 0 | 0.01411% | 1 | 50% | 0% | 0% | 0% | 8.2745 | 0 | 0 | 0 | 8.2745 | #N/A
2007-04-09 05:00 | 4 | 9 | 5 | 99.1668 | 2357 | 39.92 | 12.92 | 1002 | 39.92 | 59.7079 | 0 | Heating | 7.961 | #N/A | #N/A | #N/A | #N/A | 59.7079 | #N/A | #N/A | 3.7339 | #N/A | 0 | 0 | 0 | 0 | 0 | 0 | 0 | 0 | 0.02654% | 1 | 50% | 0% | 0% | 0% | 8.2745 | 0 | 0 | 0 | 8.2745 | #N/A
2007-04-09 06:00 | 4 | 9 | 6 | 99.2085 | 2358 | 37.04 | 15.98 | 1003 | 37.04 | 539.8993 | 0 | Heating | 71.9866 | #N/A | #N/A | #N/A | #N/A | 539.8993 | #N/A | #N/A | 3.5637 | #N/A | 0 | 0 | 0 | 0 | 0 | 0 | 0 | 0 | 0.24% | 1 | 50% | 0% | 0% | 0% | 8.2745 | 0 | 0 | 0 | 8.2745 | #N/A
2007-04-09 07:00 | 4 | 9 | 7 | 99.2501 | 2359 | 42.08 | 17.96 | 1003 | 42.08 | 292.9935 | 0 | Heating | 39.0658 | #N/A | #N/A | #N/A | #N/A | 292.9935 | #N/A | #N/A | 3.8759 | #N/A | 0 | 0 | 0 | 0 | 0 | 0 | 0 | 0 | 0.1302% | 1 | 50% | 0% | 0% | 0% | 8.2745 | 0 | 0 | 0 | 8.2745 | #N/A
2007-04-09 08:00 | 4 | 9 | 8 | 99.2918 | 2360 | 42.08 | 12.92 | 1004 | 42.08 | 77.7299 | 0 | Heating | 10.364 | #N/A | #N/A | #N/A | #N/A | 77.7299 | #N/A | #N/A | 3.8759 | #N/A | 0 | 0 | 0 | 0 | 0 | 0 | 0 | 0 | 0.03455% | 1 | 50% | 0% | 0% | 0% | 8.2745 | 0 | 0 | 0 | 8.2745 | #N/A
2007-04-09 09:00 | 4 | 9 | 9 | 99.3335 | 2361 | 46.94 | 10.94 | 1004 | 46.94 | 43.4916 | 0 | Heating | 5.7989 | #N/A | #N/A | #N/A | #N/A | 43.4916 | #N/A | #N/A | 4.2441 | #N/A | 0 | 0 | 0 | 0 | 0 | 0 | 0 | 0 | 0.01933% | 1 | 50% | 0% | 0% | 0% | 8.2745 | 0 | 0 | 0 | 8.2745 | #N/A
2007-04-09 10:00 | 4 | 9 | 10 | 99.3751 | 2362 | 48.92 | 8.96 | 1005 | 48.92 | 43.2101 | 0 | Heating | 5.7614 | #N/A | #N/A | #N/A | #N/A | 43.2101 | #N/A | #N/A | 4.4149 | #N/A | 0 | 0 | 0 | 0 | 0 | 0 | 0 | 0 | 0.0192% | 1 | 50% | 0% | 0% | 0% | 8.2745 | 0 | 0 | 0 | 8.2745 | #N/A
2007-04-09 11:00 | 4 | 9 | 11 | 99.4168 | 2363 | 48.92 | 8.06 | 1005 | 48.92 | 31.6933 | 0 | Heating | 4.2258 | #N/A | #N/A | #N/A | #N/A | 31.6933 | #N/A | #N/A | 4.4149 | #N/A | 0 | 0 | 0 | 0 | 0 | 0 | 0 | 0 | 0.01409% | 1 | 50% | 0% | 0% | 0% | 8.2745 | 0 | 0 | 0 | 8.2745 | #N/A
2007-04-09 12:00 | 4 | 9 | 12 | 99.4585 | 2364 | 51.98 | 10.94 | 1005 | 51.98 | 37.2055 | 0 | Heating | 4.9607 | #N/A | #N/A | #N/A | #N/A | 37.2055 | #N/A | #N/A | 4.7043 | #N/A | 0 | 0 | 0 | 0 | 0 | 0 | 0 | 0 | 0.01654% | 1 | 50% | 0% | 0% | 0% | 8.2745 | 0 | 0 | 0 | 8.2745 | #N/A
2007-04-09 13:00 | 4 | 9 | 13 | 99.5001 | 2365 | 53.06 | 10.04 | 1005 | 53.06 | 8.7671 | 0 | Heating | 1.1689 | #N/A | #N/A | #N/A | #N/A | 8.7671 | #N/A | #N/A | 4.8142 | #N/A | 0 | 0 | 0 | 0 | 0 | 0 | 0 | 0 | 0.003896% | 1 | 50% | 0% | 0% | 0% | 8.2745 | 0 | 0 | 0 | 8.2745 | #N/A
2007-04-09 14:00 | 4 | 9 | 14 | 99.5418 | 2366 | 53.06 | 8.96 | 1005 | 53.06 | 7.0115 | 0 | Heating | 0.93486 | #N/A | #N/A | #N/A | #N/A | 7.0115 | #N/A | #N/A | 4.8142 | #N/A | 0 | 0 | 0 | 0 | 0 | 0 | 0 | 0 | 0.003116% | 1 | 50% | 0% | 0% | 0% | 8.2745 | 0 | 0 | 0 | 8.2745 | #N/A
2007-04-09 15:00 | 4 | 9 | 15 | 99.5835 | 2367 | 51.08 | 10.94 | 1005 | 51.08 | 6.1463 | 0 | Heating | 0.81951 | #N/A | #N/A | #N/A | #N/A | 6.1463 | #N/A | #N/A | 4.6159 | #N/A | 0 | 0 | 0 | 0 | 0 | 0 | 0 | 0 | 0.002732% | 1 | 50% | 0% | 0% | 0% | 8.2745 | 0 | 0 | 0 | 8.2745 | #N/A
2007-04-09 16:00 | 4 | 9 | 16 | 99.6251 | 2368 | 50 | 8.96 | 1006 | 50 | 5.5279 | 0 | Heating | 0.73705 | #N/A | #N/A | #N/A | #N/A | 5.5279 | #N/A | #N/A | 4.5134 | #N/A | 0 | 0 | 0 | 0 | 0 | 0 | 0 | 0 | 0.002457% | 1 | 50% | 0% | 0% | 0% | 8.2745 | 0 | 0 | 0 | 8.2745 | #N/A
2007-04-09 17:00 | 4 | 9 | 17 | 99.6668 | 2369 | 50 | 8.06 | 1006 | 50 | 7.0041 | 0 | Heating | 0.93387 | #N/A | #N/A | #N/A | #N/A | 7.0041 | #N/A | #N/A | 4.5134 | #N/A | 0 | 0 | 0 | 0 | 0 | 0 | 0 | 0 | 0.003113% | 1 | 50% | 0% | 0% | 0% | 8.2745 | 0 | 0 | 0 | 8.2745 | #N/A
2007-04-09 18:00 | 4 | 9 | 18 | 99.7085 | 2370 | 46.94 | 10.94 | 1007 | 46.94 | 35.4915 | 0 | Heating | 4.7322 | #N/A | #N/A | #N/A | #N/A | 35.4915 | #N/A | #N/A | 4.2441 | #N/A | 0 | 0 | 0 | 0 | 0 | 0 | 0 | 0 | 0.01577% | 1 | 50% | 0% | 0% | 0% | 8.2745 | 0 | 0 | 0 | 8.2745 | #N/A
2007-04-09 19:00 | 4 | 9 | 19 | 99.7501 | 2371 | 42.98 | 10.94 | 1007 | 42.98 | 61.2896 | 0 | Heating | 8.1719 | #N/A | #N/A | #N/A | #N/A | 61.2896 | #N/A | #N/A | 3.9388 | #N/A | 0 | 0 | 0 | 0 | 0 | 0 | 0 | 0 | 0.02724% | 1 | 50% | 0% | 0% | 0% | 8.2745 | 0 | 0 | 0 | 8.2745 | #N/A
2007-04-09 20:00 | 4 | 9 | 20 | 99.7918 | 2372 | 42.98 | 12.92 | 1008 | 42.98 | 131.3252 | 0 | Heating | 17.51 | #N/A | #N/A | #N/A | #N/A | 131.3252 | #N/A | #N/A | 3.9388 | #N/A | 0 | 0 | 0 | 0 | 0 | 0 | 0 | 0 | 0.05837% | 1 | 50% | 0% | 0% | 0% | 8.2745 | 0 | 0 | 0 | 8.2745 | #N/A
2007-04-09 21:00 | 4 | 9 | 21 | 99.8335 | 2373 | 39.92 | 14 | 1009 | 39.92 | 177.634 | 0 | Heating | 23.6845 | #N/A | #N/A | #N/A | #N/A | 177.634 | #N/A | #N/A | 3.7339 | #N/A | 0 | 0 | 0 | 0 | 0 | 0 | 0 | 0 | 0.07895% | 1 | 50% | 0% | 0% | 0% | 8.2745 | 0 | 0 | 0 | 8.2745 | #N/A
2007-04-09 22:00 | 4 | 9 | 22 | 99.8751 | 2374 | 37.94 | 15.98 | 1009 | 37.94 | 0.76192 | 0 | Heating | 0.10159 | #N/A | #N/A | #N/A | #N/A | 0.76192 | #N/A | #N/A | 3.6146 | #N/A | 0 | 0 | 0 | 0 | 0 | 0 | 0 | 0 | 0.0003386% | 1 | 50% | 0% | 0% | 0% | 8.2745 | 0 | 0 | 0 | 8.2745 | #N/A
2007-04-09 23:00 | 4 | 9 | 23 | 99.9168 | 2375 | 37.94 | 17.06 | 1009 | 37.94 | 11.0158 | 0 | Heating | 1.4688 | #N/A | #N/A | #N/A | #N/A | 11.0158 | #N/A | #N/A | 3.6146 | #N/A | 0 | 0 | 0 | 0 | 0 | 0 | 0 | 0 | 0.004896% | 1 | 50% | 0% | 0% | 0% | 8.2745 | 0 | 0 | 0 | 8.2745 | #N/A
2007-04-10 | 4 | 10 | 0 | 99.9585 | 2376 | 35.96 | 19.04 | 1009 | 35.96 | 13.8728 | 0 | Heating | 1.8497 | #N/A | #N/A | #N/A | #N/A | 13.8728 | #N/A | #N/A | 3.5052 | #N/A | 0 | 0 | 0 | 0 | 0 | 0 | 0 | 0 | 0.006166% | 1 | 50% | 0% | 0% | 0% | 8.2745 | 0 | 0 | 0 | 8.2745 | #N/A
2007-04-10 01:00 | 4 | 10 | 1 | 100.0001 | 2377 | 28.94 | 19.04 | 1009 | 28.94 | 16.9263 | 0 | Heating | 2.2568 | #N/A | #N/A | #N/A | #N/A | 16.9263 | #N/A | #N/A | 3.188 | #N/A | 0 | 0 | 0 | 0 | 0 | 0 | 0 | 0 | 0.007523% | 1 | 50% | 0% | 0% | 0% | 8.2745 | 0 | 0 | 0 | 8.2745 | #N/A
2007-04-10 02:00 | 4 | 10 | 2 | 100.0418 | 2378 | 28.94 | 17.96 | 1009 | 28.94 | 21.9175 | 0 | Heating | 2.9223 | #N/A | #N/A | #N/A | #N/A | 21.9175 | #N/A | #N/A | 3.188 | #N/A | 0 | 0 | 0 | 0 | 0 | 0 | 0 | 0 | 0.009741% | 1 | 50% | 0% | 0% | 0% | 8.2745 | 0 | 0 | 0 | 8.2745 | #N/A
2007-04-10 03:00 | 4 | 10 | 3 | 100.0835 | 2379 | 26.96 | 19.94 | 1010 | 26.96 | 25.4724 | 0 | Heating | 3.3963 | #N/A | #N/A | #N/A | #N/A | 25.4724 | #N/A | #N/A | 3.1163 | #N/A | 0 | 0 | 0 | 0 | 0 | 0 | 0 | 0 | 0.01132% | 1 | 50% | 0% | 0% | 0% | 8.2745 | 0 | 0 | 0 | 8.2745 | #N/A
2007-04-10 04:00 | 4 | 10 | 4 | 100.1251 | 2380 | 26.96 | 17.06 | 1010 | 26.96 | 61.0723 | 0 | Heating | 8.143 | #N/A | #N/A | #N/A | #N/A | 61.0723 | #N/A | #N/A | 3.1163 | #N/A | 0 | 0 | 0 | 0 | 0 | 0 | 0 | 0 | 0.02714% | 1 | 50% | 0% | 0% | 0% | 8.2745 | 0 | 0 | 0 | 8.2745 | #N/A
2007-04-10 05:00 | 4 | 10 | 5 | 100.1668 | 2381 | 26.96 | 15.98 | 1010 | 26.96 | 88.0179 | 0 | Heating | 11.7357 | #N/A | #N/A | #N/A | #N/A | 88.0179 | #N/A | #N/A | 3.1163 | #N/A | 0 | 0 | 0 | 0 | 0 | 0 | 0 | 0 | 0.03912% | 1 | 50% | 0% | 0% | 0% | 8.2745 | 0 | 0 | 0 | 8.2745 | #N/A
2007-04-10 06:00 | 4 | 10 | 6 | 100.2085 | 2382 | 30.92 | 15.98 | 1011 | 30.92 | 557.2758 | 0 | Heating | 74.3034 | #N/A | #N/A | #N/A | #N/A | 557.2758 | #N/A | #N/A | 3.2671 | #N/A | 0 | 0 | 0 | 0 | 0 | 0 | 0 | 0 | 0.2477% | 1 | 50% | 0% | 0% | 0% | 8.2745 | 0 | 0 | 0 | 8.2745 | #N/A
2007-04-10 07:00 | 4 | 10 | 7 | 100.2501 | 2383 | 37.04 | 15.98 | 1011 | 37.04 | 313.4896 | 0 | Heating | 41.7986 | #N/A | #N/A | #N/A | #N/A | 313.4896 | #N/A | #N/A | 3.5637 | #N/A | 0 | 0 | 0 | 0 | 0 | 0 | 0 | 0 | 0.1393% | 1 | 50% | 0% | 0% | 0% | 8.2745 | 0 | 0 | 0 | 8.2745 | #N/A
2007-04-10 08:00 | 4 | 10 | 8 | 100.2918 | 2384 | 37.04 | 15.98 | 1011 | 37.04 | 102.6149 | 0 | Heating | 13.682 | #N/A | #N/A | #N/A | #N/A | 102.6149 | #N/A | #N/A | 3.5637 | #N/A | 0 | 0 | 0 | 0 | 0 | 0 | 0 | 0 | 0.04561% | 1 | 50% | 0% | 0% | 0% | 8.2745 | 0 | 0 | 0 | 8.2745 | #N/A
2007-04-10 09:00 | 4 | 10 | 9 | 100.3335 | 2385 | 44.96 | 15.98 | 1011 | 44.96 | 53.8586 | 0 | Heating | 7.1811 | #N/A | #N/A | #N/A | #N/A | 53.8586 | #N/A | #N/A | 4.0856 | #N/A | 0 | 0 | 0 | 0 | 0 | 0 | 0 | 0 | 0.02394% | 1 | 50% | 0% | 0% | 0% | 8.2745 | 0 | 0 | 0 | 8.2745 | #N/A
2007-04-10 10:00 | 4 | 10 | 10 | 100.3751 | 2386 | 50 | 12.92 | 1011 | 50 | 47.289 | 0 | Heating | 6.3052 | #N/A | #N/A | #N/A | #N/A | 47.289 | #N/A | #N/A | 4.5134 | #N/A | 0 | 0 | 0 | 0 | 0 | 0 | 0 | 0 | 0.02102% | 1 | 50% | 0% | 0% | 0% | 8.2745 | 0 | 0 | 0 | 8.2745 | #N/A
2007-04-10 11:00 | 4 | 10 | 11 | 100.4168 | 2387 | 50 | 15.98 | 1010 | 50 | 26.7345 | 0 | Heating | 3.5646 | #N/A | #N/A | #N/A | #N/A | 26.7345 | #N/A | #N/A | 4.5134 | #N/A | 0 | 0 | 0 | 0 | 0 | 0 | 0 | 0 | 0.01188% | 1 | 50% | 0% | 0% | 0% | 8.2745 | 0 | 0 | 0 | 8.2745 | #N/A
2007-04-10 12:00 | 4 | 10 | 12 | 100.4585 | 2388 | 60.08 | 15.98 | 1009 | 60.08 | 22.2983 | 0 | Heating | 2.9731 | #N/A | #N/A | #N/A | #N/A | 22.2983 | #N/A | #N/A | 5.6339 | #N/A | 0 | 0 | 0 | 0 | 0 | 0 | 0 | 0 | 0.00991% | 1 | 50% | 0% | 0% | 0% | 8.2745 | 0 | 0 | 0 | 8.2745 | #N/A
2007-04-10 13:00 | 4 | 10 | 13 | 100.5001 | 2389 | 60.98 | 17.06 | 1008 | 60.98 | 7.2969 | 0 | Heating | 0.97292 | #N/A | #N/A | #N/A | #N/A | 7.2969 | #N/A | #N/A | 5.753 | #N/A | 0 | 0 | 0 | 0 | 0 | 0 | 0 | 0 | 0.003243% | 1 | 50% | 0% | 0% | 0% | 8.2745 | 0 | 0 | 0 | 8.2745 | #N/A
2007-04-10 14:00 | 4 | 10 | 14 | 100.5418 | 2390 | 60.98 | 17.06 | 1007 | 60.98 | 3.9215 | 0 | Heating | 0.52286 | #N/A | #N/A | #N/A | #N/A | 3.9215 | #N/A | #N/A | 5.753 | #N/A | 0 | 0 | 0 | 0 | 0 | 0 | 0 | 0 | 0.001743% | 1 | 50% | 0% | 0% | 0% | 8.2745 | 0 | 0 | 0 | 8.2745 | #N/A
2007-04-10 15:00 | 4 | 10 | 15 | 100.5835 | 2391 | 66.02 | 15.98 | 1006 | 66.02 | 3.0095 | 0 | Heating | 0.40127 | #N/A | #N/A | #N/A | #N/A | 3.0095 | #N/A | #N/A | 6.4831 | #N/A | 0 | 0 | 0 | 0 | 0 | 0 | 0 | 0 | 0.001338% | 1 | 50% | 0% | 0% | 0% | 8.2745 | 0 | 0 | 0 | 8.2745 | #N/A
2007-04-10 16:00 | 4 | 10 | 16 | 100.6251 | 2392 | 64.94 | 17.06 | 1005 | 64.94 | 0.82932 | 0 | Heating | 0.11058 | #N/A | #N/A | #N/A | #N/A | 0.82932 | #N/A | #N/A | 6.3174 | #N/A | 0 | 0 | 0 | 0 | 0 | 0 | 0 | 0 | 0.0003686% | 1 | 50% | 0% | 0% | 0% | 8.2745 | 0 | 0 | 0 | 8.2745 | #N/A
2007-04-10 17:00 | 4 | 10 | 17 | 100.6668 | 2393 | 64.94 | 17.06 | 1003 | 64.94 | 1.2958 | 0 | Heating | 0.17277 | #N/A | #N/A | #N/A | #N/A | 1.2958 | #N/A | #N/A | 6.3174 | #N/A | 0 | 0 | 0 | 0 | 0 | 0 | 0 | 0 | 0.0005759% | 1 | 50% | 0% | 0% | 0% | 8.2745 | 0 | 0 | 0 | 8.2745 | #N/A
2007-04-10 18:00 | 4 | 10 | 18 | 100.7085 | 2394 | 62.06 | 17.06 | 1003 | 62.06 | 5.4401 | 0 | Heating | 0.72535 | #N/A | #N/A | #N/A | #N/A | 5.4401 | #N/A | #N/A | 5.9003 | #N/A | 0 | 0 | 0 | 0 | 0 | 0 | 0 | 0 | 0.002418% | 1 | 50% | 0% | 0% | 0% | 8.2745 | 0 | 0 | 0 | 8.2745 | #N/A
2007-04-10 19:00 | 4 | 10 | 19 | 100.7501 | 2395 | 59 | 17.06 | 1003 | 59 | 7.9216 | 0 | Heating | 1.0562 | #N/A | #N/A | #N/A | #N/A | 7.9216 | #N/A | #N/A | 5.4953 | #N/A | 0 | 0 | 0 | 0 | 0 | 0 | 0 | 0 | 0.003521% | 1 | 50% | 0% | 0% | 0% | 8.2745 | 0 | 0 | 0 | 8.2745 | #N/A
2007-04-10 20:00 | 4 | 10 | 20 | 100.7918 | 2396 | 59 | 17.96 | 1003 | 59 | 13.0272 | 0 | Heating | 1.737 | #N/A | #N/A | #N/A | #N/A | 13.0272 | #N/A | #N/A | 5.4953 | #N/A | 0 | 0 | 0 | 0 | 0 | 0 | 0 | 0 | 0.00579% | 1 | 50% | 0% | 0% | 0% | 8.2745 | 0 | 0 | 0 | 8.2745 | #N/A
2007-04-10 21:00 | 4 | 10 | 21 | 100.8335 | 2397 | 55.94 | 17.96 | 1003 | 55.94 | 20.3582 | 0 | Heating | 2.7144 | #N/A | #N/A | #N/A | #N/A | 20.3582 | #N/A | #N/A | 5.1278 | #N/A | 0 | 0 | 0 | 0 | 0 | 0 | 0 | 0 | 0.009048% | 1 | 50% | 0% | 0% | 0% | 8.2745 | 0 | 0 | 0 | 8.2745 | #N/A
2007-04-10 22:00 | 4 | 10 | 22 | 100.8751 | 2398 | 55.94 | 19.04 | 1003 | 55.94 | 0 | 0 | Cooling | 0 | #N/A | #N/A | #N/A | #N/A | 0 | 0 | 0 | 0 | 0 | 0 | #N/A | #N/A | 88 | 70.94 | 4.9465 | #N/A | 0 | 0% | 1 | 50% | 0% | 0% | 0% | 8.2745 | 0 | 0 | 0 | 8.2745 | #N/A
2007-04-10 23:00 | 4 | 10 | 23 | 100.9168 | 2399 | 55.94 | 19.04 | 1003 | 55.94 | 0 | 0 | Cooling | 0 | #N/A | #N/A | #N/A | #N/A | 0 | 0 | 0 | 0 | 0 | 0 | #N/A | #N/A | 88 | 70.94 | 4.9465 | #N/A | 0 | 0% | 1 | 50% | 0% | 0% | 0% | 8.2745 | 0 | 0 | 0 | 8.2745 | #N/A
2007-04-11 | 4 | 11 | 0 | 100.9585 | 2400 | 55.94 | 19.04 | 1004 | 55.94 | 0 | 0 | Cooling | 0 | #N/A | #N/A | #N/A | #N/A | 0 | 0 | 0 | 0 | 0 | 0 | #N/A | #N/A | 88 | 70.94 | 4.9465 | #N/A | 0 | 0% | 1 | 50% | 0% | 0% | 0% | 8.2745 | 0 | 0 | 0 | 8.2745 | #N/A
2007-04-11 01:00 | 4 | 11 | 1 | 101.0001 | 2401 | 55.94 | 19.04 | 1003 | 55.94 | 0 | 0 | Cooling | 0 | #N/A | #N/A | #N/A | #N/A | 0 | 0 | 0 | 0 | 0 | 0 | #N/A | #N/A | 88 | 70.94 | 4.9465 | #N/A | 0 | 0% | 1 | 50% | 0% | 0% | 0% | 8.2745 | 0 | 0 | 0 | 8.2745 | #N/A
2007-04-11 02:00 | 4 | 11 | 2 | 101.0418 | 2402 | 55.94 | 19.94 | 1002 | 55.94 | 0.037325 | 0 | Heating | 0.0049767 | #N/A | #N/A | #N/A | #N/A | 0.037325 | #N/A | #N/A | 5.1278 | #N/A | 0 | 0 | 0 | 0 | 0 | 0 | 0 | 0 | 1.659e-05% | 1 | 50% | 0% | 0% | 0% | 8.2745 | 0 | 0 | 0 | 8.2745 | #N/A
2007-04-11 03:00 | 4 | 11 | 3 | 101.0835 | 2403 | 55.94 | 33.08 | 1002 | 55.94 | 0.35084 | 0 | Heating | 0.046778 | #N/A | #N/A | #N/A | #N/A | 0.35084 | #N/A | #N/A | 5.1278 | #N/A | 0 | 0 | 0 | 0 | 0 | 0 | 0 | 0 | 0.0001559% | 1 | 50% | 0% | 0% | 0% | 8.2745 | 0 | 0 | 0 | 8.2745 | #N/A
2007-04-11 04:00 | 4 | 11 | 4 | 101.1251 | 2404 | 53.96 | 30.92 | 1002 | 53.96 | 0.11967 | 0 | Heating | 0.015956 | #N/A | #N/A | #N/A | #N/A | 0.11967 | #N/A | #N/A | 4.9089 | #N/A | 0 | 0 | 0 | 0 | 0 | 0 | 0 | 0 | 5.319e-05% | 1 | 50% | 0% | 0% | 0% | 8.2745 | 0 | 0 | 0 | 8.2745 | #N/A
2007-04-11 05:00 | 4 | 11 | 5 | 101.1668 | 2405 | 53.96 | 32 | 1002 | 53.96 | 0 | 0 | Cooling | 0 | #N/A | #N/A | #N/A | #N/A | 0 | 0 | 0 | 0 | 0 | 0 | #N/A | #N/A | 88 | 68.96 | 5.0818 | #N/A | 0 | 0% | 1 | 50% | 0% | 0% | 0% | 8.2745 | 0 | 0 | 0 | 8.2745 | #N/A
2007-04-11 06:00 | 4 | 11 | 6 | 101.2085 | 2406 | 51.08 | 32 | 1003 | 51.08 | 234.0933 | 0 | Heating | 31.2124 | #N/A | #N/A | #N/A | #N/A | 234.0933 | #N/A | #N/A | 4.6159 | #N/A | 0 | 0 | 0 | 0 | 0 | 0 | 0 | 0 | 0.104% | 1 | 50% | 0% | 0% | 0% | 8.2745 | 0 | 0 | 0 | 8.2745 | #N/A
2007-04-11 07:00 | 4 | 11 | 7 | 101.2501 | 2407 | 53.96 | 32 | 1003 | 53.96 | 72.1571 | 0 | Heating | 9.6209 | #N/A | #N/A | #N/A | #N/A | 72.1571 | #N/A | #N/A | 4.9089 | #N/A | 0 | 0 | 0 | 0 | 0 | 0 | 0 | 0 | 0.03207% | 1 | 50% | 0% | 0% | 0% | 8.2745 | 0 | 0 | 0 | 8.2745 | #N/A
2007-04-11 08:00 | 4 | 11 | 8 | 101.2918 | 2408 | 53.96 | 32 | 1003 | 53.96 | 6.4896 | 0 | Heating | 0.86528 | #N/A | #N/A | #N/A | #N/A | 6.4896 | #N/A | #N/A | 4.9089 | #N/A | 0 | 0 | 0 | 0 | 0 | 0 | 0 | 0 | 0.002884% | 1 | 50% | 0% | 0% | 0% | 8.2745 | 0 | 0 | 0 | 8.2745 | #N/A
2007-04-11 09:00 | 4 | 11 | 9 | 101.3335 | 2409 | 59 | 35.06 | 1004 | 59 | 5.2192 | 0 | Heating | 0.69589 | #N/A | #N/A | #N/A | #N/A | 5.2192 | #N/A | #N/A | 5.4953 | #N/A | 0 | 0 | 0 | 0 | 0 | 0 | 0 | 0 | 0.00232% | 1 | 50% | 0% | 0% | 0% | 8.2745 | 0 | 0 | 0 | 8.2745 | #N/A
2007-04-11 10:00 | 4 | 11 | 10 | 101.3751 | 2410 | 60.08 | 37.94 | 1004 | 60.08 | 6.8027 | 0 | Heating | 0.90703 | #N/A | #N/A | #N/A | #N/A | 6.8027 | #N/A | #N/A | 5.6339 | #N/A | 0 | 0 | 0 | 0 | 0 | 0 | 0 | 0 | 0.003023% | 1 | 50% | 0% | 0% | 0% | 8.2745 | 0 | 0 | 0 | 8.2745 | #N/A
2007-04-11 11:00 | 4 | 11 | 11 | 101.4168 | 2411 | 60.08 | 39.92 | 1005 | 60.08 | 4.08 | 0 | Heating | 0.544 | #N/A | #N/A | #N/A | #N/A | 4.08 | #N/A | #N/A | 5.6339 | #N/A | 0 | 0 | 0 | 0 | 0 | 0 | 0 | 0 | 0.001813% | 1 | 50% | 0% | 0% | 0% | 8.2745 | 0 | 0 | 0 | 8.2745 | #N/A
2007-04-11 12:00 | 4 | 11 | 12 | 101.4585 | 2412 | 64.94 | 42.08 | 1005 | 64.94 | 4.7681 | 0 | Heating | 0.63574 | #N/A | #N/A | #N/A | #N/A | 4.7681 | #N/A | #N/A | 6.3174 | #N/A | 0 | 0 | 0 | 0 | 0 | 0 | 0 | 0 | 0.002119% | 1 | 50% | 0% | 0% | 0% | 8.2745 | 0 | 0 | 0 | 8.2745 | #N/A
2007-04-11 13:00 | 4 | 11 | 13 | 101.5001 | 2413 | 64.04 | 44.96 | 1005 | 64.04 | 0.15082 | 0 | Heating | 0.020109 | #N/A | #N/A | #N/A | #N/A | 0.15082 | #N/A | #N/A | 6.1832 | #N/A | 0 | 0 | 0 | 0 | 0 | 0 | 0 | 0 | 6.703e-05% | 1 | 50% | 0% | 0% | 0% | 8.2745 | 0 | 0 | 0 | 8.2745 | #N/A
2007-04-11 14:00 | 4 | 11 | 14 | 101.5418 | 2414 | 64.04 | 41 | 1005 | 64.04 | 0 | 0.031405 | Cooling | 0.0052341 | #N/A | #N/A | #N/A | #N/A | 0 | 0 | 0 | 0 | 0 | 0.031405 | #N/A | #N/A | 88 | 79.04 | 4.393 | #N/A | 9.7091e-05 | 1.745e-05% | 1 | 50% | 0% | 0% | 0% | 8.2745 | 0 | 0 | 0 | 8.2745 | #N/A
2007-04-11 15:00 | 4 | 11 | 15 | 101.5835 | 2415 | 57.02 | 42.98 | 1005 | 57.02 | 0 | 0.15391 | Cooling | 0.025652 | #N/A | #N/A | #N/A | #N/A | 0 | 0 | 0 | 0 | 0 | 0.15391 | #N/A | #N/A | 88 | 72.02 | 4.8727 | #N/A | 0.00047584 | 8.551e-05% | 1 | 50% | 0% | 0% | 0% | 8.2745 | 0 | 0 | 0 | 8.2745 | #N/A
2007-04-11 16:00 | 4 | 11 | 16 | 101.6251 | 2416 | 53.96 | 39.02 | 1005 | 53.96 | 0 | 0.30829 | Cooling | 0.051382 | #N/A | #N/A | #N/A | #N/A | 0 | 0 | 0 | 0 | 0 | 0.30829 | #N/A | #N/A | 88 | 68.96 | 5.0818 | #N/A | 0.00095312 | 0.0001713% | 1 | 50% | 0% | 0% | 0% | 8.2745 | 0 | 0 | 0 | 8.2745 | #N/A
2007-04-11 17:00 | 4 | 11 | 17 | 101.6668 | 2417 | 53.96 | 33.98 | 1006 | 53.96 | 0 | 0.34693 | Cooling | 0.057821 | #N/A | #N/A | #N/A | #N/A | 0 | 0 | 0 | 0 | 0 | 0.34693 | #N/A | #N/A | 88 | 68.96 | 5.0818 | #N/A | 0.0010726 | 0.0001927% | 1 | 50% | 0% | 0% | 0% | 8.2745 | 0 | 0 | 0 | 8.2745 | #N/A
2007-04-11 18:00 | 4 | 11 | 18 | 101.7085 | 2418 | 48.02 | 30.02 | 1007 | 48.02 | 0 | 0.1415 | Cooling | 0.023583 | #N/A | #N/A | #N/A | #N/A | 0 | 0 | 0 | 0 | 0 | 0.1415 | #N/A | #N/A | 88 | 63.02 | 5.4877 | #N/A | 0.00043746 | 7.861e-05% | 1 | 50% | 0% | 0% | 0% | 8.2745 | 0 | 0 | 0 | 8.2745 | #N/A
2007-04-11 19:00 | 4 | 11 | 19 | 101.7501 | 2419 | 48.02 | 28.04 | 1008 | 48.02 | 3.0093 | 0 | Heating | 0.40123 | #N/A | #N/A | #N/A | #N/A | 3.0093 | #N/A | #N/A | 4.3357 | #N/A | 0 | 0 | 0 | 0 | 0 | 0 | 0 | 0 | 0.001337% | 1 | 50% | 0% | 0% | 0% | 8.2745 | 0 | 0 | 0 | 8.2745 | #N/A
2007-04-11 20:00 | 4 | 11 | 20 | 101.7918 | 2420 | 48.02 | 26.96 | 1010 | 48.02 | 12.2268 | 0 | Heating | 1.6302 | #N/A | #N/A | #N/A | #N/A | 12.2268 | #N/A | #N/A | 4.3357 | #N/A | 0 | 0 | 0 | 0 | 0 | 0 | 0 | 0 | 0.005434% | 1 | 50% | 0% | 0% | 0% | 8.2745 | 0 | 0 | 0 | 8.2745 | #N/A
2007-04-11 21:00 | 4 | 11 | 21 | 101.8335 | 2421 | 46.94 | 26.06 | 1010 | 46.94 | 25.2842 | 0 | Heating | 3.3712 | #N/A | #N/A | #N/A | #N/A | 25.2842 | #N/A | #N/A | 4.2441 | #N/A | 0 | 0 | 0 | 0 | 0 | 0 | 0 | 0 | 0.01124% | 1 | 50% | 0% | 0% | 0% | 8.2745 | 0 | 0 | 0 | 8.2745 | #N/A
2007-04-11 22:00 | 4 | 11 | 22 | 101.8751 | 2422 | 46.04 | 24.08 | 1011 | 46.04 | 0 | 0 | Cooling | 0 | #N/A | #N/A | #N/A | #N/A | 0 | 0 | 0 | 0 | 0 | 0 | #N/A | #N/A | 88 | 61.04 | 5.623 | #N/A | 0 | 0% | 1 | 50% | 0% | 0% | 0% | 8.2745 | 0 | 0 | 0 | 8.2745 | #N/A
2007-04-11 23:00 | 4 | 11 | 23 | 101.9168 | 2423 | 46.04 | 24.08 | 1012 | 46.04 | 0 | 0 | Cooling | 0 | #N/A | #N/A | #N/A | #N/A | 0 | 0 | 0 | 0 | 0 | 0 | #N/A | #N/A | 88 | 61.04 | 5.623 | #N/A | 0 | 0% | 1 | 50% | 0% | 0% | 0% | 8.2745 | 0 | 0 | 0 | 8.2745 | #N/A
2007-04-12 | 4 | 12 | 0 | 101.9585 | 2424 | 41 | 23 | 1012 | 41 | 0.18711 | 0 | Heating | 0.024948 | #N/A | #N/A | #N/A | #N/A | 0.18711 | #N/A | #N/A | 3.8033 | #N/A | 0 | 0 | 0 | 0 | 0 | 0 | 0 | 0 | 8.316e-05% | 1 | 50% | 0% | 0% | 0% | 8.2745 | 0 | 0 | 0 | 8.2745 | #N/A
2007-04-12 01:00 | 4 | 12 | 1 | 102.0001 | 2425 | 37.94 | 23 | 1012 | 37.94 | 3.6082 | 0 | Heating | 0.48109 | #N/A | #N/A | #N/A | #N/A | 3.6082 | #N/A | #N/A | 3.6146 | #N/A | 0 | 0 | 0 | 0 | 0 | 0 | 0 | 0 | 0.001604% | 1 | 50% | 0% | 0% | 0% | 8.2745 | 0 | 0 | 0 | 8.2745 | #N/A
2007-04-12 02:00 | 4 | 12 | 2 | 102.0418 | 2426 | 39.02 | 21.92 | 1012 | 39.02 | 8.8455 | 0 | Heating | 1.1794 | #N/A | #N/A | #N/A | #N/A | 8.8455 | #N/A | #N/A | 3.6785 | #N/A | 0 | 0 | 0 | 0 | 0 | 0 | 0 | 0 | 0.003931% | 1 | 50% | 0% | 0% | 0% | 8.2745 | 0 | 0 | 0 | 8.2745 | #N/A
2007-04-12 03:00 | 4 | 12 | 3 | 102.0835 | 2427 | 35.06 | 21.92 | 1012 | 35.06 | 12.1075 | 0 | Heating | 1.6143 | #N/A | #N/A | #N/A | #N/A | 12.1075 | #N/A | #N/A | 3.4585 | #N/A | 0 | 0 | 0 | 0 | 0 | 0 | 0 | 0 | 0.005381% | 1 | 50% | 0% | 0% | 0% | 8.2745 | 0 | 0 | 0 | 8.2745 | #N/A
2007-04-12 04:00 | 4 | 12 | 4 | 102.1251 | 2428 | 37.04 | 21.92 | 1012 | 37.04 | 14.3199 | 0 | Heating | 1.9093 | #N/A | #N/A | #N/A | #N/A | 14.3199 | #N/A | #N/A | 3.5637 | #N/A | 0 | 0 | 0 | 0 | 0 | 0 | 0 | 0 | 0.006364% | 1 | 50% | 0% | 0% | 0% | 8.2745 | 0 | 0 | 0 | 8.2745 | #N/A
2007-04-12 05:00 | 4 | 12 | 5 | 102.1668 | 2429 | 37.04 | 19.94 | 1013 | 37.04 | 14.9575 | 0 | Heating | 1.9943 | #N/A | #N/A | #N/A | #N/A | 14.9575 | #N/A | #N/A | 3.5637 | #N/A | 0 | 0 | 0 | 0 | 0 | 0 | 0 | 0 | 0.006648% | 1 | 50% | 0% | 0% | 0% | 8.2745 | 0 | 0 | 0 | 8.2745 | #N/A
2007-04-12 06:00 | 4 | 12 | 6 | 102.2085 | 2430 | 33.98 | 21.92 | 1014 | 33.98 | 410.8706 | 0 | Heating | 54.7827 | #N/A | #N/A | #N/A | #N/A | 410.8706 | #N/A | #N/A | 3.405 | #N/A | 0 | 0 | 0 | 0 | 0 | 0 | 0 | 0 | 0.1826% | 1 | 50% | 0% | 0% | 0% | 8.2745 | 0 | 0 | 0 | 8.2745 | #N/A
2007-04-12 07:00 | 4 | 12 | 7 | 102.2501 | 2431 | 35.96 | 24.98 | 1015 | 35.96 | 188.5383 | 0 | Heating | 25.1384 | #N/A | #N/A | #N/A | #N/A | 188.5383 | #N/A | #N/A | 3.5052 | #N/A | 0 | 0 | 0 | 0 | 0 | 0 | 0 | 0 | 0.08379% | 1 | 50% | 0% | 0% | 0% | 8.2745 | 0 | 0 | 0 | 8.2745 | #N/A
2007-04-12 08:00 | 4 | 12 | 8 | 102.2918 | 2432 | 35.96 | 26.96 | 1016 | 35.96 | 20.6106 | 0 | Heating | 2.7481 | #N/A | #N/A | #N/A | #N/A | 20.6106 | #N/A | #N/A | 3.5052 | #N/A | 0 | 0 | 0 | 0 | 0 | 0 | 0 | 0 | 0.00916% | 1 | 50% | 0% | 0% | 0% | 8.2745 | 0 | 0 | 0 | 8.2745 | #N/A
2007-04-12 09:00 | 4 | 12 | 9 | 102.3335 | 2433 | 41 | 26.06 | 1016 | 41 | 8.3609 | 0 | Heating | 1.1148 | #N/A | #N/A | #N/A | #N/A | 8.3609 | #N/A | #N/A | 3.8033 | #N/A | 0 | 0 | 0 | 0 | 0 | 0 | 0 | 0 | 0.003716% | 1 | 50% | 0% | 0% | 0% | 8.2745 | 0 | 0 | 0 | 8.2745 | #N/A
2007-04-12 10:00 | 4 | 12 | 10 | 102.3751 | 2434 | 51.08 | 23 | 1017 | 51.08 | 5.2636 | 0 | Heating | 0.70182 | #N/A | #N/A | #N/A | #N/A | 5.2636 | #N/A | #N/A | 4.6159 | #N/A | 0 | 0 | 0 | 0 | 0 | 0 | 0 | 0 | 0.002339% | 1 | 50% | 0% | 0% | 0% | 8.2745 | 0 | 0 | 0 | 8.2745 | #N/A
2007-04-12 11:00 | 4 | 12 | 11 | 102.4168 | 2435 | 51.08 | 24.08 | 1017 | 51.08 | 2.5081 | 0 | Heating | 0.33441 | #N/A | #N/A | #N/A | #N/A | 2.5081 | #N/A | #N/A | 4.6159 | #N/A | 0 | 0 | 0 | 0 | 0 | 0 | 0 | 0 | 0.001115% | 1 | 50% | 0% | 0% | 0% | 8.2745 | 0 | 0 | 0 | 8.2745 | #N/A
2007-04-12 12:00 | 4 | 12 | 12 | 102.4585 | 2436 | 60.98 | 19.94 | 1017 | 60.98 | 2.7786 | 0 | Heating | 0.37048 | #N/A | #N/A | #N/A | #N/A | 2.7786 | #N/A | #N/A | 5.753 | #N/A | 0 | 0 | 0 | 0 | 0 | 0 | 0 | 0 | 0.001235% | 1 | 50% | 0% | 0% | 0% | 8.2745 | 0 | 0 | 0 | 8.2745 | #N/A
2007-04-12 13:00 | 4 | 12 | 13 | 102.5001 | 2437 | 62.96 | 17.06 | 1017 | 62.96 | 0 | 0.23139 | Cooling | 0.038565 | #N/A | #N/A | #N/A | #N/A | 0 | 0 | 0 | 0 | 0 | 0.23139 | #N/A | #N/A | 88 | 77.96 | 4.4668 | #N/A | 0.00071538 | 0.0001286% | 1 | 50% | 0% | 0% | 0% | 8.2745 | 0 | 0 | 0 | 8.2745 | #N/A
2007-04-12 14:00 | 4 | 12 | 14 | 102.5418 | 2438 | 62.96 | 15.98 | 1016 | 62.96 | 0 | 0.19872 | Cooling | 0.03312 | #N/A | #N/A | #N/A | #N/A | 0 | 0 | 0 | 0 | 0 | 0.19872 | #N/A | #N/A | 88 | 77.96 | 4.4668 | #N/A | 0.00061437 | 0.0001104% | 1 | 50% | 0% | 0% | 0% | 8.2745 | 0 | 0 | 0 | 8.2745 | #N/A
2007-04-12 15:00 | 4 | 12 | 15 | 102.5835 | 2439 | 68 | 15.98 | 1016 | 68 | 0 | 0.12987 | Cooling | 0.021645 | #N/A | #N/A | #N/A | #N/A | 0 | 0 | 0 | 0 | 0 | 0.12987 | #N/A | #N/A | 88 | 83 | 4.1224 | #N/A | 0.0004015 | 7.215e-05% | 1 | 50% | 0% | 0% | 0% | 8.2745 | 0 | 0 | 0 | 8.2745 | #N/A
2007-04-12 16:00 | 4 | 12 | 16 | 102.6251 | 2440 | 69.08 | 15.08 | 1015 | 69.08 | 0 | 0.067286 | Cooling | 0.011214 | #N/A | #N/A | #N/A | #N/A | 0 | 0 | 0 | 0 | 0 | 0.067286 | #N/A | #N/A | 88 | 84.08 | 4.0486 | #N/A | 0.00020802 | 3.738e-05% | 1 | 50% | 0% | 0% | 0% | 8.2745 | 0 | 0 | 0 | 8.2745 | #N/A
2007-04-12 17:00 | 4 | 12 | 17 | 102.6668 | 2441 | 69.08 | 12.92 | 1016 | 69.08 | 0 | 0.067914 | Cooling | 0.011319 | #N/A | #N/A | #N/A | #N/A | 0 | 0 | 0 | 0 | 0 | 0.067914 | #N/A | #N/A | 88 | 84.08 | 4.0486 | #N/A | 0.00020997 | 3.773e-05% | 1 | 50% | 0% | 0% | 0% | 8.2745 | 0 | 0 | 0 | 8.2745 | #N/A
2007-04-12 18:00 | 4 | 12 | 18 | 102.7085 | 2442 | 64.04 | 12.02 | 1016 | 64.04 | 0 | 0.12128 | Cooling | 0.020213 | #N/A | #N/A | #N/A | #N/A | 0 | 0 | 0 | 0 | 0 | 0.12128 | #N/A | #N/A | 88 | 79.04 | 4.393 | #N/A | 0.00037495 | 6.738e-05% | 1 | 50% | 0% | 0% | 0% | 8.2745 | 0 | 0 | 0 | 8.2745 | #N/A
2007-04-12 19:00 | 4 | 12 | 19 | 102.7501 | 2443 | 60.08 | 17.96 | 1017 | 60.08 | 0.37771 | 0 | Heating | 0.050362 | #N/A | #N/A | #N/A | #N/A | 0.37771 | #N/A | #N/A | 5.6339 | #N/A | 0 | 0 | 0 | 0 | 0 | 0 | 0 | 0 | 0.0001679% | 1 | 50% | 0% | 0% | 0% | 8.2745 | 0 | 0 | 0 | 8.2745 | #N/A
2007-04-12 20:00 | 4 | 12 | 20 | 102.7918 | 2444 | 60.08 | 15.98 | 1017 | 60.08 | 3.673 | 0 | Heating | 0.48974 | #N/A | #N/A | #N/A | #N/A | 3.673 | #N/A | #N/A | 5.6339 | #N/A | 0 | 0 | 0 | 0 | 0 | 0 | 0 | 0 | 0.001632% | 1 | 50% | 0% | 0% | 0% | 8.2745 | 0 | 0 | 0 | 8.2745 | #N/A
2007-04-12 21:00 | 4 | 12 | 21 | 102.8335 | 2445 | 51.98 | 15.98 | 1017 | 51.98 | 4.7712 | 0 | Heating | 0.63616 | #N/A | #N/A | #N/A | #N/A | 4.7712 | #N/A | #N/A | 4.7043 | #N/A | 0 | 0 | 0 | 0 | 0 | 0 | 0 | 0 | 0.002121% | 1 | 50% | 0% | 0% | 0% | 8.2745 | 0 | 0 | 0 | 8.2745 | #N/A
2007-04-12 22:00 | 4 | 12 | 22 | 102.8751 | 2446 | 50 | 17.96 | 1017 | 50 | 0 | 0 | Cooling | 0 | #N/A | #N/A | #N/A | #N/A | 0 | 0 | 0 | 0 | 0 | 0 | #N/A | #N/A | 88 | 65 | 5.3524 | #N/A | 0 | 0% | 1 | 50% | 0% | 0% | 0% | 8.2745 | 0 | 0 | 0 | 8.2745 | #N/A
2007-04-12 23:00 | 4 | 12 | 23 | 102.9168 | 2447 | 50 | 21.02 | 1017 | 50 | 0 | 0 | Cooling | 0 | #N/A | #N/A | #N/A | #N/A | 0 | 0 | 0 | 0 | 0 | 0 | #N/A | #N/A | 88 | 65 | 5.3524 | #N/A | 0 | 0% | 1 | 50% | 0% | 0% | 0% | 8.2745 | 0 | 0 | 0 | 8.2745 | #N/A
2007-04-13 | 4 | 13 | 0 | 102.9585 | 2448 | 48.92 | 23 | 1017 | 48.92 | 0 | 0 | Cooling | 0 | #N/A | #N/A | #N/A | #N/A | 0 | 0 | 0 | 0 | 0 | 0 | #N/A | #N/A | 88 | 63.92 | 5.4262 | #N/A | 0 | 0% | 1 | 50% | 0% | 0% | 0% | 8.2745 | 0 | 0 | 0 | 8.2745 | #N/A
2007-04-13 01:00 | 4 | 13 | 1 | 103.0001 | 2449 | 48.02 | 26.06 | 1016 | 48.02 | 0 | 0 | Cooling | 0 | #N/A | #N/A | #N/A | #N/A | 0 | 0 | 0 | 0 | 0 | 0 | #N/A | #N/A | 88 | 63.02 | 5.4877 | #N/A | 0 | 0% | 1 | 50% | 0% | 0% | 0% | 8.2745 | 0 | 0 | 0 | 8.2745 | #N/A
2007-04-13 02:00 | 4 | 13 | 2 | 103.0418 | 2450 | 48.02 | 24.98 | 1017 | 48.02 | 0 | 0 | Cooling | 0 | #N/A | #N/A | #N/A | #N/A | 0 | 0 | 0 | 0 | 0 | 0 | #N/A | #N/A | 88 | 63.02 | 5.4877 | #N/A | 0 | 0% | 1 | 50% | 0% | 0% | 0% | 8.2745 | 0 | 0 | 0 | 8.2745 | #N/A
2007-04-13 03:00 | 4 | 13 | 3 | 103.0835 | 2451 | 44.96 | 26.96 | 1017 | 44.96 | 0 | 0 | Cooling | 0 | #N/A | #N/A | #N/A | #N/A | 0 | 0 | 0 | 0 | 0 | 0 | #N/A | #N/A | 88 | 59.96 | 5.6968 | #N/A | 0 | 0% | 1 | 50% | 0% | 0% | 0% | 8.2745 | 0 | 0 | 0 | 8.2745 | #N/A
2007-04-13 04:00 | 4 | 13 | 4 | 103.1251 | 2452 | 44.96 | 26.96 | 1017 | 44.96 | 0 | 0 | Cooling | 0 | #N/A | #N/A | #N/A | #N/A | 0 | 0 | 0 | 0 | 0 | 0 | #N/A | #N/A | 88 | 59.96 | 5.6968 | #N/A | 0 | 0% | 1 | 50% | 0% | 0% | 0% | 8.2745 | 0 | 0 | 0 | 8.2745 | #N/A
2007-04-13 05:00 | 4 | 13 | 5 | 103.1668 | 2453 | 44.96 | 28.94 | 1018 | 44.96 | 0 | 0 | Cooling | 0 | #N/A | #N/A | #N/A | #N/A | 0 | 0 | 0 | 0 | 0 | 0 | #N/A | #N/A | 88 | 59.96 | 5.6968 | #N/A | 0 | 0% | 1 | 50% | 0% | 0% | 0% | 8.2745 | 0 | 0 | 0 | 8.2745 | #N/A
2007-04-13 06:00 | 4 | 13 | 6 | 103.2085 | 2454 | 46.94 | 28.94 | 1018 | 46.94 | 170.9224 | 0 | Heating | 22.7897 | #N/A | #N/A | #N/A | #N/A | 170.9224 | #N/A | #N/A | 4.2441 | #N/A | 0 | 0 | 0 | 0 | 0 | 0 | 0 | 0 | 0.07597% | 1 | 50% | 0% | 0% | 0% | 8.2745 | 0 | 0 | 0 | 8.2745 | #N/A
2007-04-13 07:00 | 4 | 13 | 7 | 103.2501 | 2455 | 48.02 | 28.94 | 1018 | 48.02 | 79.0011 | 0 | Heating | 10.5335 | #N/A | #N/A | #N/A | #N/A | 79.0011 | #N/A | #N/A | 4.3357 | #N/A | 0 | 0 | 0 | 0 | 0 | 0 | 0 | 0 | 0.03511% | 1 | 50% | 0% | 0% | 0% | 8.2745 | 0 | 0 | 0 | 8.2745 | #N/A
2007-04-13 08:00 | 4 | 13 | 8 | 103.2918 | 2456 | 48.02 | 26.96 | 1018 | 48.02 | 14.6197 | 0 | Heating | 1.9493 | #N/A | #N/A | #N/A | #N/A | 14.6197 | #N/A | #N/A | 4.3357 | #N/A | 0 | 0 | 0 | 0 | 0 | 0 | 0 | 0 | 0.006498% | 1 | 50% | 0% | 0% | 0% | 8.2745 | 0 | 0 | 0 | 8.2745 | #N/A
2007-04-13 09:00 | 4 | 13 | 9 | 103.3335 | 2457 | 59 | 23 | 1018 | 59 | 11.8023 | 0 | Heating | 1.5736 | #N/A | #N/A | #N/A | #N/A | 11.8023 | #N/A | #N/A | 5.4953 | #N/A | 0 | 0 | 0 | 0 | 0 | 0 | 0 | 0 | 0.005245% | 1 | 50% | 0% | 0% | 0% | 8.2745 | 0 | 0 | 0 | 8.2745 | #N/A
2007-04-13 10:00 | 4 | 13 | 10 | 103.3751 | 2458 | 62.96 | 24.08 | 1018 | 62.96 | 12.4999 | 0 | Heating | 1.6667 | #N/A | #N/A | #N/A | #N/A | 12.4999 | #N/A | #N/A | 6.0268 | #N/A | 0 | 0 | 0 | 0 | 0 | 0 | 0 | 0 | 0.005556% | 1 | 50% | 0% | 0% | 0% | 8.2745 | 0 | 0 | 0 | 8.2745 | #N/A
2007-04-13 11:00 | 4 | 13 | 11 | 103.4168 | 2459 | 62.96 | 24.08 | 1018 | 62.96 | 11.69 | 0 | Heating | 1.5587 | #N/A | #N/A | #N/A | #N/A | 11.69 | #N/A | #N/A | 6.0268 | #N/A | 0 | 0 | 0 | 0 | 0 | 0 | 0 | 0 | 0.005196% | 1 | 50% | 0% | 0% | 0% | 8.2745 | 0 | 0 | 0 | 8.2745 | #N/A
2007-04-13 12:00 | 4 | 13 | 12 | 103.4585 | 2460 | 69.08 | 24.08 | 1018 | 69.08 | 6.8104 | 0 | Heating | 0.90805 | #N/A | #N/A | #N/A | #N/A | 6.8104 | #N/A | #N/A | 6.9815 | #N/A | 0 | 0 | 0 | 0 | 0 | 0 | 0 | 0 | 0.003027% | 1 | 50% | 0% | 0% | 0% | 8.2745 | 0 | 0 | 0 | 8.2745 | #N/A
2007-04-13 13:00 | 4 | 13 | 13 | 103.5001 | 2461 | 71.06 | 24.08 | 1017 | 71.06 | 4.4552 | 0 | Heating | 0.59403 | #N/A | #N/A | #N/A | #N/A | 4.4552 | #N/A | #N/A | 7.3273 | #N/A | 0 | 0 | 0 | 0 | 0 | 0 | 0 | 0 | 0.00198% | 1 | 50% | 0% | 0% | 0% | 8.2745 | 0 | 0 | 0 | 8.2745 | #N/A
2007-04-13 14:00 | 4 | 13 | 14 | 103.5418 | 2462 | 71.06 | 21.92 | 1015 | 71.06 | 6.1294 | 0 | Heating | 0.81726 | #N/A | #N/A | #N/A | #N/A | 6.1294 | #N/A | #N/A | 7.3273 | #N/A | 0 | 0 | 0 | 0 | 0 | 0 | 0 | 0 | 0.002724% | 1 | 50% | 0% | 0% | 0% | 8.2745 | 0 | 0 | 0 | 8.2745 | #N/A
2007-04-13 15:00 | 4 | 13 | 15 | 103.5835 | 2463 | 75.92 | 23 | 1014 | 75.92 | 3.6755 | 0 | Heating | 0.49006 | #N/A | #N/A | #N/A | #N/A | 3.6755 | #N/A | #N/A | 8.2577 | #N/A | 0 | 0 | 0 | 0 | 0 | 0 | 0 | 0 | 0.001634% | 1 | 50% | 0% | 0% | 0% | 8.2745 | 0 | 0 | 0 | 8.2745 | #N/A
2007-04-13 16:00 | 4 | 13 | 16 | 103.6251 | 2464 | 77 | 21.92 | 1014 | 77 | 1.0317 | 0 | Heating | 0.13756 | #N/A | #N/A | #N/A | #N/A | 1.0317 | #N/A | #N/A | 8.4809 | #N/A | 0 | 0 | 0 | 0 | 0 | 0 | 0 | 0 | 0.0004585% | 1 | 50% | 0% | 0% | 0% | 8.2745 | 0 | 0 | 0 | 8.2745 | #N/A
2007-04-13 17:00 | 4 | 13 | 17 | 103.6668 | 2465 | 77 | 21.02 | 1013 | 77 | 2.4479 | 0 | Heating | 0.32638 | #N/A | #N/A | #N/A | #N/A | 2.4479 | #N/A | #N/A | 8.4809 | #N/A | 0 | 0 | 0 | 0 | 0 | 0 | 0 | 0 | 0.001088% | 1 | 50% | 0% | 0% | 0% | 8.2745 | 0 | 0 | 0 | 8.2745 | #N/A
2007-04-13 18:00 | 4 | 13 | 18 | 103.7085 | 2466 | 77 | 21.92 | 1013 | 77 | 0 | 0 | Cooling | 0 | #N/A | #N/A | #N/A | #N/A | 0 | 0 | 0 | 0 | 0 | 0 | #N/A | #N/A | 88 | 92 | 3.5074 | #N/A | 0 | 0% | 1 | 50% | 0% | 0% | 0% | 8.2745 | 0 | 0 | 0 | 8.2745 | #N/A
2007-04-13 19:00 | 4 | 13 | 19 | 103.7501 | 2467 | 75.02 | 24.08 | 1012 | 75.02 | 0 | 0 | Cooling | 0 | #N/A | #N/A | #N/A | #N/A | 0 | 0 | 0 | 0 | 0 | 0 | #N/A | #N/A | 88 | 90.02 | 3.6427 | #N/A | 0 | 0% | 1 | 50% | 0% | 0% | 0% | 8.2745 | 0 | 0 | 0 | 8.2745 | #N/A
2007-04-13 20:00 | 4 | 13 | 20 | 103.7918 | 2468 | 75.02 | 24.98 | 1012 | 75.02 | 0 | 0 | Cooling | 0 | #N/A | #N/A | #N/A | #N/A | 0 | 0 | 0 | 0 | 0 | 0 | #N/A | #N/A | 88 | 90.02 | 3.6427 | #N/A | 0 | 0% | 1 | 50% | 0% | 0% | 0% | 8.2745 | 0 | 0 | 0 | 8.2745 | #N/A
2007-04-13 21:00 | 4 | 13 | 21 | 103.8335 | 2469 | 71.96 | 26.06 | 1012 | 71.96 | 0 | 0 | Cooling | 0 | #N/A | #N/A | #N/A | #N/A | 0 | 0 | 0 | 0 | 0 | 0 | #N/A | #N/A | 88 | 86.96 | 3.8518 | #N/A | 0 | 0% | 1 | 50% | 0% | 0% | 0% | 8.2745 | 0 | 0 | 0 | 8.2745 | #N/A
2007-04-13 22:00 | 4 | 13 | 22 | 103.8751 | 2470 | 69.98 | 26.96 | 1012 | 69.98 | 0 | 0 | Cooling | 0 | #N/A | #N/A | #N/A | #N/A | 0 | 0 | 0 | 0 | 0 | 0 | #N/A | #N/A | 88 | 84.98 | 3.9871 | #N/A | 0 | 0% | 1 | 50% | 0% | 0% | 0% | 8.2745 | 0 | 0 | 0 | 8.2745 | #N/A
2007-04-13 23:00 | 4 | 13 | 23 | 103.9168 | 2471 | 69.98 | 26.06 | 1012 | 69.98 | 0 | 0 | Cooling | 0 | #N/A | #N/A | #N/A | #N/A | 0 | 0 | 0 | 0 | 0 | 0 | #N/A | #N/A | 88 | 84.98 | 3.9871 | #N/A | 0 | 0% | 1 | 50% | 0% | 0% | 0% | 8.2745 | 0 | 0 | 0 | 8.2745 | #N/A
2007-04-14 | 4 | 14 | 0 | 103.9585 | 2472 | 69.08 | 24.98 | 1011 | 69.08 | 0 | 0 | Cooling | 0 | #N/A | #N/A | #N/A | #N/A | 0 | 0 | 0 | 0 | 0 | 0 | #N/A | #N/A | 88 | 84.08 | 4.0486 | #N/A | 0 | 0% | 1 | 50% | 0% | 0% | 0% | 8.2745 | 0 | 0 | 0 | 8.2745 | #N/A
2007-04-14 01:00 | 4 | 14 | 1 | 104.0001 | 2473 | 69.08 | 24.98 | 1010 | 69.08 | 0 | 0 | Cooling | 0 | #N/A | #N/A | #N/A | #N/A | 0 | 0 | 0 | 0 | 0 | 0 | #N/A | #N/A | 88 | 84.08 | 4.0486 | #N/A | 0 | 0% | 1 | 50% | 0% | 0% | 0% | 8.2745 | 0 | 0 | 0 | 8.2745 | #N/A
2007-04-14 02:00 | 4 | 14 | 2 | 104.0418 | 2474 | 69.08 | 26.96 | 1010 | 69.08 | 0 | 0 | Cooling | 0 | #N/A | #N/A | #N/A | #N/A | 0 | 0 | 0 | 0 | 0 | 0 | #N/A | #N/A | 88 | 84.08 | 4.0486 | #N/A | 0 | 0% | 1 | 50% | 0% | 0% | 0% | 8.2745 | 0 | 0 | 0 | 8.2745 | #N/A
2007-04-14 03:00 | 4 | 14 | 3 | 104.0835 | 2475 | 66.02 | 28.04 | 1009 | 66.02 | 0 | 0 | Cooling | 0 | #N/A | #N/A | #N/A | #N/A | 0 | 0 | 0 | 0 | 0 | 0 | #N/A | #N/A | 88 | 81.02 | 4.2577 | #N/A | 0 | 0% | 1 | 50% | 0% | 0% | 0% | 8.2745 | 0 | 0 | 0 | 8.2745 | #N/A
2007-04-14 04:00 | 4 | 14 | 4 | 104.1251 | 2476 | 64.94 | 28.94 | 1009 | 64.94 | 0 | 0 | Cooling | 0 | #N/A | #N/A | #N/A | #N/A | 0 | 0 | 0 | 0 | 0 | 0 | #N/A | #N/A | 88 | 79.94 | 4.3315 | #N/A | 0 | 0% | 1 | 50% | 0% | 0% | 0% | 8.2745 | 0 | 0 | 0 | 8.2745 | #N/A
2007-04-14 05:00 | 4 | 14 | 5 | 104.1668 | 2477 | 64.94 | 35.96 | 1009 | 64.94 | 0 | 0 | Cooling | 0 | #N/A | #N/A | #N/A | #N/A | 0 | 0 | 0 | 0 | 0 | 0 | #N/A | #N/A | 88 | 79.94 | 4.3315 | #N/A | 0 | 0% | 1 | 50% | 0% | 0% | 0% | 8.2745 | 0 | 0 | 0 | 8.2745 | #N/A
2007-04-14 06:00 | 4 | 14 | 6 | 104.2085 | 2478 | 62.96 | 39.02 | 1009 | 62.96 | 0 | 0 | Cooling | 0 | #N/A | #N/A | #N/A | #N/A | 0 | 0 | 0 | 0 | 0 | 0 | #N/A | #N/A | 88 | 77.96 | 4.4668 | #N/A | 0 | 0% | 1 | 50% | 0% | 0% | 0% | 8.2745 | 0 | 0 | 0 | 8.2745 | #N/A
2007-04-14 07:00 | 4 | 14 | 7 | 104.2501 | 2479 | 64.94 | 39.02 | 1010 | 64.94 | 0 | 0 | Cooling | 0 | #N/A | #N/A | #N/A | #N/A | 0 | 0 | 0 | 0 | 0 | 0 | #N/A | #N/A | 88 | 79.94 | 4.3315 | #N/A | 0 | 0% | 1 | 50% | 0% | 0% | 0% | 8.2745 | 0 | 0 | 0 | 8.2745 | #N/A
2007-04-14 08:00 | 4 | 14 | 8 | 104.2918 | 2480 | 64.94 | 44.96 | 1010 | 64.94 | 0 | 0 | Cooling | 0 | #N/A | #N/A | #N/A | #N/A | 0 | 0 | 0 | 0 | 0 | 0 | #N/A | #N/A | 88 | 79.94 | 4.3315 | #N/A | 0 | 0% | 1 | 50% | 0% | 0% | 0% | 8.2745 | 0 | 0 | 0 | 8.2745 | #N/A
2007-04-14 09:00 | 4 | 14 | 9 | 104.3335 | 2481 | 69.98 | 46.94 | 1010 | 69.98 | 0 | 0 | Cooling | 0 | #N/A | #N/A | #N/A | #N/A | 0 | 0 | 0 | 0 | 0 | 0 | #N/A | #N/A | 88 | 84.98 | 3.9871 | #N/A | 0 | 0% | 1 | 50% | 0% | 0% | 0% | 8.2745 | 0 | 0 | 0 | 8.2745 | #N/A
2007-04-14 10:00 | 4 | 14 | 10 | 104.3751 | 2482 | 71.96 | 48.02 | 1009 | 71.96 | 0 | 0 | Cooling | 0 | #N/A | #N/A | #N/A | #N/A | 0 | 0 | 0 | 0 | 0 | 0 | #N/A | #N/A | 88 | 86.96 | 3.8518 | #N/A | 0 | 0% | 1 | 50% | 0% | 0% | 0% | 8.2745 | 0 | 0 | 0 | 8.2745 | #N/A
2007-04-14 11:00 | 4 | 14 | 11 | 104.4168 | 2483 | 71.96 | 53.06 | 1009 | 71.96 | 0 | 0 | Cooling | 0 | #N/A | #N/A | #N/A | #N/A | 0 | 0 | 0 | 0 | 0 | 0 | #N/A | #N/A | 88 | 86.96 | 3.8518 | #N/A | 0 | 0% | 1 | 50% | 0% | 0% | 0% | 8.2745 | 0 | 0 | 0 | 8.2745 | #N/A
2007-04-14 12:00 | 4 | 14 | 12 | 104.4585 | 2484 | 73.94 | 51.98 | 1008 | 73.94 | 0 | 0 | Cooling | 0 | #N/A | #N/A | #N/A | #N/A | 0 | 0 | 0 | 0 | 0 | 0 | #N/A | #N/A | 88 | 88.94 | 3.7165 | #N/A | 0 | 0% | 1 | 50% | 0% | 0% | 0% | 8.2745 | 0 | 0 | 0 | 8.2745 | #N/A
2007-04-14 13:00 | 4 | 14 | 13 | 104.5001 | 2485 | 75.92 | 53.06 | 1007 | 75.92 | 0 | 0 | Cooling | 0 | #N/A | #N/A | #N/A | #N/A | 0 | 0 | 0 | 0 | 0 | 0 | #N/A | #N/A | 88 | 90.92 | 3.5812 | #N/A | 0 | 0% | 1 | 50% | 0% | 0% | 0% | 8.2745 | 0 | 0 | 0 | 8.2745 | #N/A
2007-04-14 14:00 | 4 | 14 | 14 | 104.5418 | 2486 | 75.92 | 51.98 | 1006 | 75.92 | 0 | 0 | Cooling | 0 | #N/A | #N/A | #N/A | #N/A | 0 | 0 | 0 | 0 | 0 | 0 | #N/A | #N/A | 88 | 90.92 | 3.5812 | #N/A | 0 | 0% | 1 | 50% | 0% | 0% | 0% | 8.2745 | 0 | 0 | 0 | 8.2745 | #N/A
2007-04-14 15:00 | 4 | 14 | 15 | 104.5835 | 2487 | 78.08 | 51.98 | 1005 | 78.08 | 0 | 0 | Cooling | 0 | #N/A | #N/A | #N/A | #N/A | 0 | 0 | 0 | 0 | 0 | 0 | #N/A | #N/A | 88 | 93.08 | 3.4336 | #N/A | 0 | 0% | 1 | 50% | 0% | 0% | 0% | 8.2745 | 0 | 0 | 0 | 8.2745 | #N/A
2007-04-14 16:00 | 4 | 14 | 16 | 104.6251 | 2488 | 77 | 53.06 | 1004 | 77 | 0 | 0 | Cooling | 0 | #N/A | #N/A | #N/A | #N/A | 0 | 0 | 0 | 0 | 0 | 0 | #N/A | #N/A | 88 | 92 | 3.5074 | #N/A | 0 | 0% | 1 | 50% | 0% | 0% | 0% | 8.2745 | 0 | 0 | 0 | 8.2745 | #N/A
2007-04-14 17:00 | 4 | 14 | 17 | 104.6668 | 2489 | 77 | 53.06 | 1004 | 77 | 0 | 0 | Cooling | 0 | #N/A | #N/A | #N/A | #N/A | 0 | 0 | 0 | 0 | 0 | 0 | #N/A | #N/A | 88 | 92 | 3.5074 | #N/A | 0 | 0% | 1 | 50% | 0% | 0% | 0% | 8.2745 | 0 | 0 | 0 | 8.2745 | #N/A
2007-04-14 18:00 | 4 | 14 | 18 | 104.7085 | 2490 | 73.94 | 51.98 | 1003 | 73.94 | 0 | 0 | Cooling | 0 | #N/A | #N/A | #N/A | #N/A | 0 | 0 | 0 | 0 | 0 | 0 | #N/A | #N/A | 88 | 88.94 | 3.7165 | #N/A | 0 | 0% | 1 | 50% | 0% | 0% | 0% | 8.2745 | 0 | 0 | 0 | 8.2745 | #N/A
2007-04-14 19:00 | 4 | 14 | 19 | 104.7501 | 2491 | 71.96 | 48.02 | 1003 | 71.96 | 0 | 0 | Cooling | 0 | #N/A | #N/A | #N/A | #N/A | 0 | 0 | 0 | 0 | 0 | 0 | #N/A | #N/A | 88 | 86.96 | 3.8518 | #N/A | 0 | 0% | 1 | 50% | 0% | 0% | 0% | 8.2745 | 0 | 0 | 0 | 8.2745 | #N/A
2007-04-14 20:00 | 4 | 14 | 20 | 104.7918 | 2492 | 71.96 | 50 | 1003 | 71.96 | 0 | 0 | Cooling | 0 | #N/A | #N/A | #N/A | #N/A | 0 | 0 | 0 | 0 | 0 | 0 | #N/A | #N/A | 88 | 86.96 | 3.8518 | #N/A | 0 | 0% | 1 | 50% | 0% | 0% | 0% | 8.2745 | 0 | 0 | 0 | 8.2745 | #N/A
2007-04-14 21:00 | 4 | 14 | 21 | 104.8335 | 2493 | 68 | 51.08 | 1003 | 68 | 0 | 0 | Cooling | 0 | #N/A | #N/A | #N/A | #N/A | 0 | 0 | 0 | 0 | 0 | 0 | #N/A | #N/A | 88 | 83 | 4.1224 | #N/A | 0 | 0% | 1 | 50% | 0% | 0% | 0% | 8.2745 | 0 | 0 | 0 | 8.2745 | #N/A
2007-04-14 22:00 | 4 | 14 | 22 | 104.8751 | 2494 | 66.92 | 51.08 | 1003 | 66.92 | 0 | 0 | Cooling | 0 | #N/A | #N/A | #N/A | #N/A | 0 | 0 | 0 | 0 | 0 | 0 | #N/A | #N/A | 88 | 81.92 | 4.1962 | #N/A | 0 | 0% | 1 | 50% | 0% | 0% | 0% | 8.2745 | 0 | 0 | 0 | 8.2745 | #N/A
2007-04-14 23:00 | 4 | 14 | 23 | 104.9168 | 2495 | 66.92 | 51.08 | 1004 | 66.92 | 0 | 0 | Cooling | 0 | #N/A | #N/A | #N/A | #N/A | 0 | 0 | 0 | 0 | 0 | 0 | #N/A | #N/A | 88 | 81.92 | 4.1962 | #N/A | 0 | 0% | 1 | 50% | 0% | 0% | 0% | 8.2745 | 0 | 0 | 0 | 8.2745 | #N/A
2007-04-15 | 4 | 15 | 0 | 104.9585 | 2496 | 66.02 | 51.08 | 1003 | 66.02 | 0 | 0 | Cooling | 0 | #N/A | #N/A | #N/A | #N/A | 0 | 0 | 0 | 0 | 0 | 0 | #N/A | #N/A | 88 | 81.02 | 4.2577 | #N/A | 0 | 0% | 1 | 50% | 0% | 0% | 0% | 8.2745 | 0 | 0 | 0 | 8.2745 | #N/A
2007-04-15 01:00 | 4 | 15 | 1 | 105.0001 | 2497 | 64.94 | 51.08 | 1003 | 64.94 | 0 | 0 | Cooling | 0 | #N/A | #N/A | #N/A | #N/A | 0 | 0 | 0 | 0 | 0 | 0 | #N/A | #N/A | 88 | 79.94 | 4.3315 | #N/A | 0 | 0% | 1 | 50% | 0% | 0% | 0% | 8.2745 | 0 | 0 | 0 | 8.2745 | #N/A
2007-04-15 02:00 | 4 | 15 | 2 | 105.0418 | 2498 | 64.94 | 51.08 | 1002 | 64.94 | 0 | 0 | Cooling | 0 | #N/A | #N/A | #N/A | #N/A | 0 | 0 | 0 | 0 | 0 | 0 | #N/A | #N/A | 88 | 79.94 | 4.3315 | #N/A | 0 | 0% | 1 | 50% | 0% | 0% | 0% | 8.2745 | 0 | 0 | 0 | 8.2745 | #N/A
2007-04-15 03:00 | 4 | 15 | 3 | 105.0835 | 2499 | 64.04 | 51.08 | 1002 | 64.04 | 0 | 0 | Cooling | 0 | #N/A | #N/A | #N/A | #N/A | 0 | 0 | 0 | 0 | 0 | 0 | #N/A | #N/A | 88 | 79.04 | 4.393 | #N/A | 0 | 0% | 1 | 50% | 0% | 0% | 0% | 8.2745 | 0 | 0 | 0 | 8.2745 | #N/A
2007-04-15 04:00 | 4 | 15 | 4 | 105.1251 | 2500 | 64.04 | 51.08 | 1001 | 64.04 | 0 | 0 | Cooling | 0 | #N/A | #N/A | #N/A | #N/A | 0 | 0 | 0 | 0 | 0 | 0 | #N/A | #N/A | 88 | 79.04 | 4.393 | #N/A | 0 | 0% | 1 | 50% | 0% | 0% | 0% | 8.2745 | 0 | 0 | 0 | 8.2745 | #N/A
2007-04-15 05:00 | 4 | 15 | 5 | 105.1668 | 2501 | 64.04 | 51.98 | 1002 | 64.04 | 0 | 0 | Cooling | 0 | #N/A | #N/A | #N/A | #N/A | 0 | 0 | 0 | 0 | 0 | 0 | #N/A | #N/A | 88 | 79.04 | 4.393 | #N/A | 0 | 0% | 1 | 50% | 0% | 0% | 0% | 8.2745 | 0 | 0 | 0 | 8.2745 | #N/A
2007-04-15 06:00 | 4 | 15 | 6 | 105.2085 | 2502 | 64.04 | 51.98 | 1002 | 64.04 | 0 | 8.1582 | Cooling | 1.3597 | #N/A | #N/A | #N/A | #N/A | 0 | 0 | 0 | 0 | 0 | 8.1582 | #N/A | #N/A | 88 | 79.04 | 4.393 | #N/A | 0.025222 | 0.004532% | 1 | 50% | 0% | 0% | 0% | 8.2745 | 0 | 0 | 0 | 8.2745 | #N/A
2007-04-15 07:00 | 4 | 15 | 7 | 105.2501 | 2503 | 64.04 | 51.98 | 1002 | 64.04 | 1.2601 | 0 | Heating | 0.16802 | #N/A | #N/A | #N/A | #N/A | 1.2601 | #N/A | #N/A | 6.1832 | #N/A | 0 | 0 | 0 | 0 | 0 | 0 | 0 | 0 | 0.0005601% | 1 | 50% | 0% | 0% | 0% | 8.2745 | 0 | 0 | 0 | 8.2745 | #N/A
2007-04-15 08:00 | 4 | 15 | 8 | 105.2918 | 2504 | 62.96 | 51.98 | 1002 | 62.96 | 0 | 93.4138 | Cooling | 15.569 | #N/A | #N/A | #N/A | #N/A | 0 | 0 | 0 | 0 | 0 | 93.4138 | #N/A | #N/A | 88 | 77.96 | 4.4668 | #N/A | 0.2888 | 0.0519% | 1 | 50% | 0% | 0% | 0% | 8.2745 | 0 | 0 | 0 | 8.2745 | #N/A
2007-04-15 09:00 | 4 | 15 | 9 | 105.3335 | 2505 | 62.96 | 51.98 | 1002 | 62.96 | 0 | 124.3289 | Cooling | 20.7215 | #N/A | #N/A | #N/A | #N/A | 0 | 0 | 0 | 0 | 0 | 124.3289 | #N/A | #N/A | 88 | 77.96 | 4.4668 | #N/A | 0.38438 | 0.06907% | 1 | 50% | 0% | 0% | 0% | 8.2745 | 0 | 0 | 0 | 8.2745 | #N/A
2007-04-15 10:00 | 4 | 15 | 10 | 105.3751 | 2506 | 64.94 | 53.06 | 1001 | 64.94 | 0 | 191.7738 | Cooling | 31.9623 | #N/A | #N/A | #N/A | #N/A | 0 | 0 | 0 | 0 | 0 | 191.7738 | #N/A | #N/A | 88 | 79.94 | 4.3315 | #N/A | 0.59289 | 0.1065% | 1 | 50% | 0% | 0% | 0% | 8.2745 | 0 | 0 | 0 | 8.2745 | #N/A
2007-04-15 11:00 | 4 | 15 | 11 | 105.4168 | 2507 | 64.94 | 53.96 | 1000 | 64.94 | 0 | 428.5184 | Cooling | 71.4197 | #N/A | #N/A | #N/A | #N/A | 0 | 0 | 0 | 0 | 0 | 428.5184 | #N/A | #N/A | 88 | 79.94 | 4.3315 | #N/A | 1.3248 | 0.2381% | 1 | 50% | 0% | 0% | 0% | 8.2745 | 0 | 0 | 0 | 8.2745 | #N/A
2007-04-15 12:00 | 4 | 15 | 12 | 105.4585 | 2508 | 64.04 | 53.06 | 999 | 64.04 | 0 | 425.5364 | Cooling | 70.9227 | #N/A | #N/A | #N/A | #N/A | 0 | 0 | 0 | 0 | 0 | 425.5364 | #N/A | #N/A | 88 | 79.04 | 4.393 | #N/A | 1.3156 | 0.2364% | 1 | 50% | 0% | 0% | 0% | 8.2745 | 0 | 0 | 0 | 8.2745 | #N/A
2007-04-15 13:00 | 4 | 15 | 13 | 105.5001 | 2509 | 62.96 | 53.06 | 999 | 62.96 | 0 | 630.8527 | Cooling | 105.1421 | #N/A | #N/A | #N/A | #N/A | 0 | 0 | 0 | 0 | 0 | 630.8527 | #N/A | #N/A | 88 | 77.96 | 4.4668 | #N/A | 1.9504 | 0.3505% | 1 | 50% | 0% | 0% | 0% | 8.2745 | 0 | 0 | 0 | 8.2745 | #N/A
2007-04-15 14:00 | 4 | 15 | 14 | 105.5418 | 2510 | 57.02 | 51.98 | 998 | 57.02 | 0 | 690.2696 | Cooling | 115.0449 | #N/A | #N/A | #N/A | #N/A | 0 | 0 | 0 | 0 | 0 | 690.2696 | #N/A | #N/A | 88 | 72.02 | 4.8727 | #N/A | 2.1341 | 0.3835% | 1 | 50% | 0% | 0% | 0% | 8.2745 | 0 | 0 | 0 | 8.2745 | #N/A
2007-04-15 15:00 | 4 | 15 | 15 | 105.5835 | 2511 | 42.98 | 51.98 | 996 | 42.98 | 0 | 716.6853 | Cooling | 119.4476 | #N/A | #N/A | #N/A | #N/A | 0 | 0 | 0 | 0 | 0 | 716.6853 | #N/A | #N/A | 88 | 57.98 | 5.8321 | #N/A | 2.2157 | 0.3982% | 1 | 50% | 0% | 0% | 0% | 8.2745 | 0 | 0 | 0 | 8.2745 | #N/A
2007-04-15 16:00 | 4 | 15 | 16 | 105.6251 | 2512 | 41 | 51.98 | 996 | 41 | 0 | 805.7163 | Cooling | 134.2861 | #N/A | #N/A | #N/A | #N/A | 0 | 0 | 0 | 0 | 0 | 805.7163 | #N/A | #N/A | 88 | 56 | 5.9674 | #N/A | 2.491 | 0.4476% | 1 | 50% | 0% | 0% | 0% | 8.2745 | 0 | 0 | 0 | 8.2745 | #N/A
2007-04-15 17:00 | 4 | 15 | 17 | 105.6668 | 2513 | 41 | 51.98 | 996 | 41 | 0 | 675.2675 | Cooling | 112.5446 | #N/A | #N/A | #N/A | #N/A | 0 | 0 | 0 | 0 | 0 | 675.2675 | #N/A | #N/A | 88 | 56 | 5.9674 | #N/A | 2.0877 | 0.3751% | 1 | 50% | 0% | 0% | 0% | 8.2745 | 0 | 0 | 0 | 8.2745 | #N/A
2007-04-15 18:00 | 4 | 15 | 18 | 105.7085 | 2514 | 35.96 | 51.98 | 996 | 35.96 | 0 | 423.0822 | Cooling | 70.5137 | #N/A | #N/A | #N/A | #N/A | 0 | 0 | 0 | 0 | 0 | 423.0822 | #N/A | #N/A | 88 | 50.96 | 6.3118 | #N/A | 1.308 | 0.235% | 1 | 50% | 0% | 0% | 0% | 8.2745 | 0 | 0 | 0 | 8.2745 | #N/A
2007-04-15 19:00 | 4 | 15 | 19 | 105.7501 | 2515 | 33.98 | 53.06 | 996 | 33.98 | 0 | 284.5496 | Cooling | 47.4249 | #N/A | #N/A | #N/A | #N/A | 0 | 0 | 0 | 0 | 0 | 284.5496 | #N/A | #N/A | 88 | 48.98 | 6.4471 | #N/A | 0.87972 | 0.1581% | 1 | 50% | 0% | 0% | 0% | 8.2745 | 0 | 0 | 0 | 8.2745 | #N/A
2007-04-15 20:00 | 4 | 15 | 20 | 105.7918 | 2516 | 33.08 | 53.06 | 996 | 33.08 | 0 | 174.7496 | Cooling | 29.1249 | #N/A | #N/A | #N/A | #N/A | 0 | 0 | 0 | 0 | 0 | 174.7496 | #N/A | #N/A | 88 | 48.08 | 6.5086 | #N/A | 0.54026 | 0.09708% | 1 | 50% | 0% | 0% | 0% | 8.2745 | 0 | 0 | 0 | 8.2745 | #N/A
2007-04-15 21:00 | 4 | 15 | 21 | 105.8335 | 2517 | 32 | 51.98 | 996 | 32 | 0 | 101.1749 | Cooling | 16.8625 | #N/A | #N/A | #N/A | #N/A | 0 | 0 | 0 | 0 | 0 | 101.1749 | #N/A | #N/A | 88 | 47 | 6.5824 | #N/A | 0.31279 | 0.05621% | 1 | 50% | 0% | 0% | 0% | 8.2745 | 0 | 0 | 0 | 8.2745 | #N/A
2007-04-15 22:00 | 4 | 15 | 22 | 105.8751 | 2518 | 30.02 | 53.06 | 996 | 30.02 | 0 | 0 | Cooling | 0 | #N/A | #N/A | #N/A | #N/A | 0 | 0 | 0 | 0 | 0 | 0 | #N/A | #N/A | 88 | 45.02 | 6.7177 | #N/A | 0 | 0% | 1 | 50% | 0% | 0% | 0% | 8.2745 | 0 | 0 | 0 | 8.2745 | #N/A
2007-04-15 23:00 | 4 | 15 | 23 | 105.9168 | 2519 | 28.94 | 53.06 | 995 | 28.94 | 0 | 0 | Cooling | 0 | #N/A | #N/A | #N/A | #N/A | 0 | 0 | 0 | 0 | 0 | 0 | #N/A | #N/A | 88 | 43.94 | 6.7915 | #N/A | 0 | 0% | 1 | 50% | 0% | 0% | 0% | 8.2745 | 0 | 0 | 0 | 8.2745 | #N/A
2007-04-16 | 4 | 16 | 0 | 105.9585 | 2520 | 30.02 | 51.98 | 995 | 30.02 | 0 | 0 | Cooling | 0 | #N/A | #N/A | #N/A | #N/A | 0 | 0 | 0 | 0 | 0 | 0 | #N/A | #N/A | 88 | 45.02 | 6.7177 | #N/A | 0 | 0% | 1 | 50% | 0% | 0% | 0% | 8.2745 | 0 | 0 | 0 | 8.2745 | #N/A
2007-04-16 01:00 | 4 | 16 | 1 | 106.0001 | 2521 | 30.02 | 51.98 | 995 | 30.02 | 0 | 0 | Cooling | 0 | #N/A | #N/A | #N/A | #N/A | 0 | 0 | 0 | 0 | 0 | 0 | #N/A | #N/A | 88 | 45.02 | 6.7177 | #N/A | 0 | 0% | 1 | 50% | 0% | 0% | 0% | 8.2745 | 0 | 0 | 0 | 8.2745 | #N/A
2007-04-16 02:00 | 4 | 16 | 2 | 106.0418 | 2522 | 30.02 | 50 | 995 | 30.02 | 0 | 0 | Cooling | 0 | #N/A | #N/A | #N/A | #N/A | 0 | 0 | 0 | 0 | 0 | 0 | #N/A | #N/A | 88 | 45.02 | 6.7177 | #N/A | 0 | 0% | 1 | 50% | 0% | 0% | 0% | 8.2745 | 0 | 0 | 0 | 8.2745 | #N/A
2007-04-16 03:00 | 4 | 16 | 3 | 106.0835 | 2523 | 28.94 | 48.92 | 994 | 28.94 | 0 | 0 | Cooling | 0 | #N/A | #N/A | #N/A | #N/A | 0 | 0 | 0 | 0 | 0 | 0 | #N/A | #N/A | 88 | 43.94 | 6.7915 | #N/A | 0 | 0% | 1 | 50% | 0% | 0% | 0% | 8.2745 | 0 | 0 | 0 | 8.2745 | #N/A
2007-04-16 04:00 | 4 | 16 | 4 | 106.1251 | 2524 | 28.94 | 48.02 | 993 | 28.94 | 0 | 0 | Cooling | 0 | #N/A | #N/A | #N/A | #N/A | 0 | 0 | 0 | 0 | 0 | 0 | #N/A | #N/A | 88 | 43.94 | 6.7915 | #N/A | 0 | 0% | 1 | 50% | 0% | 0% | 0% | 8.2745 | 0 | 0 | 0 | 8.2745 | #N/A
2007-04-16 05:00 | 4 | 16 | 5 | 106.1668 | 2525 | 28.94 | 46.04 | 993 | 28.94 | 0 | 0 | Cooling | 0 | #N/A | #N/A | #N/A | #N/A | 0 | 0 | 0 | 0 | 0 | 0 | #N/A | #N/A | 88 | 43.94 | 6.7915 | #N/A | 0 | 0% | 1 | 50% | 0% | 0% | 0% | 8.2745 | 0 | 0 | 0 | 8.2745 | #N/A
2007-04-16 06:00 | 4 | 16 | 6 | 106.2085 | 2526 | 26.96 | 46.04 | 993 | 26.96 | 8.0098 | 0 | Heating | 1.068 | #N/A | #N/A | #N/A | #N/A | 8.0098 | #N/A | #N/A | 3.1163 | #N/A | 0 | 0 | 0 | 0 | 0 | 0 | 0 | 0 | 0.00356% | 1 | 50% | 0% | 0% | 0% | 8.2745 | 0 | 0 | 0 | 8.2745 | #N/A
2007-04-16 07:00 | 4 | 16 | 7 | 106.2501 | 2527 | 26.96 | 50 | 993 | 26.96 | 0 | 1.0654 | Cooling | 0.17756 | #N/A | #N/A | #N/A | #N/A | 0 | 0 | 0 | 0 | 0 | 1.0654 | #N/A | #N/A | 88 | 41.96 | 6.9268 | #N/A | 0.0032937 | 0.0005919% | 1 | 50% | 0% | 0% | 0% | 8.2745 | 0 | 0 | 0 | 8.2745 | #N/A
2007-04-16 08:00 | 4 | 16 | 8 | 106.2918 | 2528 | 26.96 | 53.96 | 993 | 26.96 | 0 | 195.8054 | Cooling | 32.6342 | #N/A | #N/A | #N/A | #N/A | 0 | 0 | 0 | 0 | 0 | 195.8054 | #N/A | #N/A | 88 | 41.96 | 6.9268 | #N/A | 0.60536 | 0.1088% | 1 | 50% | 0% | 0% | 0% | 8.2745 | 0 | 0 | 0 | 8.2745 | #N/A
2007-04-16 09:00 | 4 | 16 | 9 | 106.3335 | 2529 | 30.02 | 53.96 | 993 | 30.02 | 0 | 569.56 | Cooling | 94.9267 | #N/A | #N/A | #N/A | #N/A | 0 | 0 | 0 | 0 | 0 | 569.56 | #N/A | #N/A | 88 | 45.02 | 6.7177 | #N/A | 1.7609 | 0.3164% | 1 | 50% | 0% | 0% | 0% | 8.2745 | 0 | 0 | 0 | 8.2745 | #N/A
2007-04-16 10:00 | 4 | 16 | 10 | 106.3751 | 2530 | 30.92 | 53.96 | 992 | 30.92 | 0 | 720.3166 | Cooling | 120.0528 | #N/A | #N/A | #N/A | #N/A | 0 | 0 | 0 | 0 | 0 | 720.3166 | #N/A | #N/A | 88 | 45.92 | 6.6562 | #N/A | 2.2269 | 0.4002% | 1 | 50% | 0% | 0% | 0% | 8.2745 | 0 | 0 | 0 | 8.2745 | #N/A
2007-04-16 11:00 | 4 | 16 | 11 | 106.4168 | 2531 | 30.92 | 55.04 | 991 | 30.92 | 0 | 996.6414 | Cooling | 166.1069 | #N/A | #N/A | #N/A | #N/A | 0 | 0 | 0 | 0 | 0 | 996.6414 | #N/A | #N/A | 88 | 45.92 | 6.6562 | #N/A | 3.0812 | 0.5537% | 1 | 50% | 0% | 0% | 0% | 8.2745 | 0 | 0 | 0 | 8.2745 | #N/A
2007-04-16 12:00 | 4 | 16 | 12 | 106.4585 | 2532 | 33.98 | 55.94 | 991 | 33.98 | 0 | 1040.0381 | Cooling | 173.3397 | #N/A | #N/A | #N/A | #N/A | 0 | 0 | 0 | 0 | 0 | 1040.0381 | #N/A | #N/A | 88 | 48.98 | 6.4471 | #N/A | 3.2154 | 0.5778% | 1 | 50% | 0% | 0% | 0% | 8.2745 | 0 | 0 | 0 | 8.2745 | #N/A
2007-04-16 13:00 | 4 | 16 | 13 | 106.5001 | 2533 | 37.04 | 55.94 | 990 | 37.04 | 0 | 1327.9591 | Cooling | 221.3265 | #N/A | #N/A | #N/A | #N/A | 0 | 0 | 0 | 0 | 0 | 1327.9591 | #N/A | #N/A | 88 | 52.04 | 6.238 | #N/A | 4.1056 | 0.7378% | 1 | 50% | 0% | 0% | 0% | 8.2745 | 0 | 0 | 0 | 8.2745 | #N/A
2007-04-16 14:00 | 4 | 16 | 14 | 106.5418 | 2534 | 37.04 | 51.98 | 990 | 37.04 | 0 | 1104.7895 | Cooling | 184.1316 | #N/A | #N/A | #N/A | #N/A | 0 | 0 | 0 | 0 | 0 | 1104.7895 | #N/A | #N/A | 88 | 52.04 | 6.238 | #N/A | 3.4156 | 0.6138% | 1 | 50% | 0% | 0% | 0% | 8.2745 | 0 | 0 | 0 | 8.2745 | #N/A
2007-04-16 15:00 | 4 | 16 | 15 | 106.5835 | 2535 | 41 | 51.98 | 991 | 41 | 0 | 800.5341 | Cooling | 133.4224 | #N/A | #N/A | #N/A | #N/A | 0 | 0 | 0 | 0 | 0 | 800.5341 | #N/A | #N/A | 88 | 56 | 5.9674 | #N/A | 2.475 | 0.4447% | 1 | 50% | 0% | 0% | 0% | 8.2745 | 0 | 0 | 0 | 8.2745 | #N/A
2007-04-16 16:00 | 4 | 16 | 16 | 106.6251 | 2536 | 41 | 46.04 | 992 | 41 | 0 | 450.1824 | Cooling | 75.0304 | #N/A | #N/A | #N/A | #N/A | 0 | 0 | 0 | 0 | 0 | 450.1824 | #N/A | #N/A | 88 | 56 | 5.9674 | #N/A | 1.3918 | 0.2501% | 1 | 50% | 0% | 0% | 0% | 8.2745 | 0 | 0 | 0 | 8.2745 | #N/A
2007-04-16 17:00 | 4 | 16 | 17 | 106.6668 | 2537 | 41 | 33.98 | 993 | 41 | 0 | 255.0326 | Cooling | 42.5054 | #N/A | #N/A | #N/A | #N/A | 0 | 0 | 0 | 0 | 0 | 255.0326 | #N/A | #N/A | 88 | 56 | 5.9674 | #N/A | 0.78847 | 0.1417% | 1 | 50% | 0% | 0% | 0% | 8.2745 | 0 | 0 | 0 | 8.2745 | #N/A
2007-04-16 18:00 | 4 | 16 | 18 | 106.7085 | 2538 | 39.02 | 28.94 | 994 | 39.02 | 0 | 70.2855 | Cooling | 11.7143 | #N/A | #N/A | #N/A | #N/A | 0 | 0 | 0 | 0 | 0 | 70.2855 | #N/A | #N/A | 88 | 54.02 | 6.1027 | #N/A | 0.2173 | 0.03905% | 1 | 50% | 0% | 0% | 0% | 8.2745 | 0 | 0 | 0 | 8.2745 | #N/A
2007-04-16 19:00 | 4 | 16 | 19 | 106.7501 | 2539 | 35.96 | 35.06 | 996 | 35.96 | 0 | 0.053391 | Cooling | 0.0088984 | #N/A | #N/A | #N/A | #N/A | 0 | 0 | 0 | 0 | 0 | 0.053391 | #N/A | #N/A | 88 | 50.96 | 6.3118 | #N/A | 0.00016506 | 2.966e-05% | 1 | 50% | 0% | 0% | 0% | 8.2745 | 0 | 0 | 0 | 8.2745 | #N/A
2007-04-16 20:00 | 4 | 16 | 20 | 106.7918 | 2540 | 35.96 | 33.98 | 999 | 35.96 | 0 | 0.072285 | Cooling | 0.012048 | #N/A | #N/A | #N/A | #N/A | 0 | 0 | 0 | 0 | 0 | 0.072285 | #N/A | #N/A | 88 | 50.96 | 6.3118 | #N/A | 0.00022348 | 4.016e-05% | 1 | 50% | 0% | 0% | 0% | 8.2745 | 0 | 0 | 0 | 8.2745 | #N/A
2007-04-16 21:00 | 4 | 16 | 21 | 106.8335 | 2541 | 33.08 | 26.06 | 1000 | 33.08 | 0 | 0.2637 | Cooling | 0.04395 | #N/A | #N/A | #N/A | #N/A | 0 | 0 | 0 | 0 | 0 | 0.2637 | #N/A | #N/A | 88 | 48.08 | 6.5086 | #N/A | 0.00081526 | 0.0001465% | 1 | 50% | 0% | 0% | 0% | 8.2745 | 0 | 0 | 0 | 8.2745 | #N/A
2007-04-16 22:00 | 4 | 16 | 22 | 106.8751 | 2542 | 30.92 | 21.02 | 1002 | 30.92 | 0 | 0.022337 | Cooling | 0.0037229 | #N/A | #N/A | #N/A | #N/A | 0 | 0 | 0 | 0 | 0 | 0.022337 | #N/A | #N/A | 88 | 45.92 | 6.6562 | #N/A | 6.9059e-05 | 1.241e-05% | 1 | 50% | 0% | 0% | 0% | 8.2745 | 0 | 0 | 0 | 8.2745 | #N/A
2007-04-16 23:00 | 4 | 16 | 23 | 106.9168 | 2543 | 30.92 | 17.96 | 1003 | 30.92 | 0 | 0.068908 | Cooling | 0.011485 | #N/A | #N/A | #N/A | #N/A | 0 | 0 | 0 | 0 | 0 | 0.068908 | #N/A | #N/A | 88 | 45.92 | 6.6562 | #N/A | 0.00021304 | 3.828e-05% | 1 | 50% | 0% | 0% | 0% | 8.2745 | 0 | 0 | 0 | 8.2745 | #N/A
2007-04-17 | 4 | 17 | 0 | 106.9585 | 2544 | 30.02 | 17.96 | 1004 | 30.02 | 0 | 0.084245 | Cooling | 0.014041 | #N/A | #N/A | #N/A | #N/A | 0 | 0 | 0 | 0 | 0 | 0.084245 | #N/A | #N/A | 88 | 45.02 | 6.7177 | #N/A | 0.00026045 | 4.68e-05% | 1 | 50% | 0% | 0% | 0% | 8.2745 | 0 | 0 | 0 | 8.2745 | #N/A
2007-04-17 01:00 | 4 | 17 | 1 | 107.0001 | 2545 | 28.94 | 19.94 | 1005 | 28.94 | 0 | 0.076121 | Cooling | 0.012687 | #N/A | #N/A | #N/A | #N/A | 0 | 0 | 0 | 0 | 0 | 0.076121 | #N/A | #N/A | 88 | 43.94 | 6.7915 | #N/A | 0.00023534 | 4.229e-05% | 1 | 50% | 0% | 0% | 0% | 8.2745 | 0 | 0 | 0 | 8.2745 | #N/A
2007-04-17 02:00 | 4 | 17 | 2 | 107.0418 | 2546 | 28.94 | 15.08 | 1006 | 28.94 | 0 | 0.08119 | Cooling | 0.013532 | #N/A | #N/A | #N/A | #N/A | 0 | 0 | 0 | 0 | 0 | 0.08119 | #N/A | #N/A | 88 | 43.94 | 6.7915 | #N/A | 0.00025101 | 4.511e-05% | 1 | 50% | 0% | 0% | 0% | 8.2745 | 0 | 0 | 0 | 8.2745 | #N/A
2007-04-17 03:00 | 4 | 17 | 3 | 107.0835 | 2547 | 28.04 | 15.08 | 1008 | 28.04 | 0 | 0.07991 | Cooling | 0.013318 | #N/A | #N/A | #N/A | #N/A | 0 | 0 | 0 | 0 | 0 | 0.07991 | #N/A | #N/A | 88 | 43.04 | 6.853 | #N/A | 0.00024705 | 4.439e-05% | 1 | 50% | 0% | 0% | 0% | 8.2745 | 0 | 0 | 0 | 8.2745 | #N/A
2007-04-17 04:00 | 4 | 17 | 4 | 107.1251 | 2548 | 26.96 | 15.08 | 1009 | 26.96 | 0 | 0.070446 | Cooling | 0.011741 | #N/A | #N/A | #N/A | #N/A | 0 | 0 | 0 | 0 | 0 | 0.070446 | #N/A | #N/A | 88 | 41.96 | 6.9268 | #N/A | 0.00021779 | 3.914e-05% | 1 | 50% | 0% | 0% | 0% | 8.2745 | 0 | 0 | 0 | 8.2745 | #N/A
2007-04-17 05:00 | 4 | 17 | 5 | 107.1668 | 2549 | 26.96 | 15.08 | 1010 | 26.96 | 0 | 0.11542 | Cooling | 0.019237 | #N/A | #N/A | #N/A | #N/A | 0 | 0 | 0 | 0 | 0 | 0.11542 | #N/A | #N/A | 88 | 41.96 | 6.9268 | #N/A | 0.00035685 | 6.412e-05% | 1 | 50% | 0% | 0% | 0% | 8.2745 | 0 | 0 | 0 | 8.2745 | #N/A
2007-04-17 06:00 | 4 | 17 | 6 | 107.2085 | 2550 | 26.06 | 12.02 | 1010 | 26.06 | 192.6872 | 0 | Heating | 25.6916 | #N/A | #N/A | #N/A | #N/A | 192.6872 | #N/A | #N/A | 3.0859 | #N/A | 0 | 0 | 0 | 0 | 0 | 0 | 0 | 0 | 0.08564% | 1 | 50% | 0% | 0% | 0% | 8.2745 | 0 | 0 | 0 | 8.2745 | #N/A
2007-04-17 07:00 | 4 | 17 | 7 | 107.2501 | 2551 | 30.02 | 12.02 | 1011 | 30.02 | 68.5267 | 0 | Heating | 9.1369 | #N/A | #N/A | #N/A | #N/A | 68.5267 | #N/A | #N/A | 3.2302 | #N/A | 0 | 0 | 0 | 0 | 0 | 0 | 0 | 0 | 0.03046% | 1 | 50% | 0% | 0% | 0% | 8.2745 | 0 | 0 | 0 | 8.2745 | #N/A
2007-04-17 08:00 | 4 | 17 | 8 | 107.2918 | 2552 | 30.02 | 10.94 | 1012 | 30.02 | 3.1423 | 0 | Heating | 0.41897 | #N/A | #N/A | #N/A | #N/A | 3.1423 | #N/A | #N/A | 3.2302 | #N/A | 0 | 0 | 0 | 0 | 0 | 0 | 0 | 0 | 0.001397% | 1 | 50% | 0% | 0% | 0% | 8.2745 | 0 | 0 | 0 | 8.2745 | #N/A
2007-04-17 09:00 | 4 | 17 | 9 | 107.3335 | 2553 | 37.04 | 10.94 | 1012 | 37.04 | 1.0359 | 0 | Heating | 0.13812 | #N/A | #N/A | #N/A | #N/A | 1.0359 | #N/A | #N/A | 3.5637 | #N/A | 0 | 0 | 0 | 0 | 0 | 0 | 0 | 0 | 0.0004604% | 1 | 50% | 0% | 0% | 0% | 8.2745 | 0 | 0 | 0 | 8.2745 | #N/A
2007-04-17 10:00 | 4 | 17 | 10 | 107.3751 | 2554 | 39.02 | 10.04 | 1013 | 39.02 | 0.19457 | 0 | Heating | 0.025943 | #N/A | #N/A | #N/A | #N/A | 0.19457 | #N/A | #N/A | 3.6785 | #N/A | 0 | 0 | 0 | 0 | 0 | 0 | 0 | 0 | 8.648e-05% | 1 | 50% | 0% | 0% | 0% | 8.2745 | 0 | 0 | 0 | 8.2745 | #N/A
2007-04-17 11:00 | 4 | 17 | 11 | 107.4168 | 2555 | 39.02 | 12.92 | 1013 | 39.02 | 0 | 0.082606 | Cooling | 0.013768 | #N/A | #N/A | #N/A | #N/A | 0 | 0 | 0 | 0 | 0 | 0.082606 | #N/A | #N/A | 88 | 54.02 | 6.1027 | #N/A | 0.00025539 | 4.589e-05% | 1 | 50% | 0% | 0% | 0% | 8.2745 | 0 | 0 | 0 | 8.2745 | #N/A
2007-04-17 12:00 | 4 | 17 | 12 | 107.4585 | 2556 | 44.96 | 15.98 | 1013 | 44.96 | 0 | 0.30516 | Cooling | 0.05086 | #N/A | #N/A | #N/A | #N/A | 0 | 0 | 0 | 0 | 0 | 0.30516 | #N/A | #N/A | 88 | 59.96 | 5.6968 | #N/A | 0.00094344 | 0.0001695% | 1 | 50% | 0% | 0% | 0% | 8.2745 | 0 | 0 | 0 | 8.2745 | #N/A
2007-04-17 13:00 | 4 | 17 | 13 | 107.5001 | 2557 | 46.94 | 12.92 | 1013 | 46.94 | 0 | 0.096547 | Cooling | 0.016091 | #N/A | #N/A | #N/A | #N/A | 0 | 0 | 0 | 0 | 0 | 0.096547 | #N/A | #N/A | 88 | 61.94 | 5.5615 | #N/A | 0.00029849 | 5.364e-05% | 1 | 50% | 0% | 0% | 0% | 8.2745 | 0 | 0 | 0 | 8.2745 | #N/A
2007-04-17 14:00 | 4 | 17 | 14 | 107.5418 | 2558 | 46.94 | 15.98 | 1013 | 46.94 | 0 | 0.08292 | Cooling | 0.01382 | #N/A | #N/A | #N/A | #N/A | 0 | 0 | 0 | 0 | 0 | 0.08292 | #N/A | #N/A | 88 | 61.94 | 5.5615 | #N/A | 0.00025636 | 4.607e-05% | 1 | 50% | 0% | 0% | 0% | 8.2745 | 0 | 0 | 0 | 8.2745 | #N/A
2007-04-17 15:00 | 4 | 17 | 15 | 107.5835 | 2559 | 51.98 | 12.92 | 1012 | 51.98 | 0 | 0.098045 | Cooling | 0.016341 | #N/A | #N/A | #N/A | #N/A | 0 | 0 | 0 | 0 | 0 | 0.098045 | #N/A | #N/A | 88 | 66.98 | 5.2171 | #N/A | 0.00030312 | 5.447e-05% | 1 | 50% | 0% | 0% | 0% | 8.2745 | 0 | 0 | 0 | 8.2745 | #N/A
2007-04-17 16:00 | 4 | 17 | 16 | 107.6251 | 2560 | 53.06 | 10.94 | 1012 | 53.06 | 0 | 0.14758 | Cooling | 0.024596 | #N/A | #N/A | #N/A | #N/A | 0 | 0 | 0 | 0 | 0 | 0.14758 | #N/A | #N/A | 88 | 68.06 | 5.1433 | #N/A | 0.00045625 | 8.199e-05% | 1 | 50% | 0% | 0% | 0% | 8.2745 | 0 | 0 | 0 | 8.2745 | #N/A
2007-04-17 17:00 | 4 | 17 | 17 | 107.6668 | 2561 | 53.06 | 8.96 | 1011 | 53.06 | 0 | 0.1267 | Cooling | 0.021117 | #N/A | #N/A | #N/A | #N/A | 0 | 0 | 0 | 0 | 0 | 0.1267 | #N/A | #N/A | 88 | 68.06 | 5.1433 | #N/A | 0.00039171 | 7.039e-05% | 1 | 50% | 0% | 0% | 0% | 8.2745 | 0 | 0 | 0 | 8.2745 | #N/A
2007-04-17 18:00 | 4 | 17 | 18 | 107.7085 | 2562 | 50 | 8.06 | 1011 | 50 | 0.74981 | 0 | Heating | 0.099974 | #N/A | #N/A | #N/A | #N/A | 0.74981 | #N/A | #N/A | 4.5134 | #N/A | 0 | 0 | 0 | 0 | 0 | 0 | 0 | 0 | 0.0003332% | 1 | 50% | 0% | 0% | 0% | 8.2745 | 0 | 0 | 0 | 8.2745 | #N/A
2007-04-17 19:00 | 4 | 17 | 19 | 107.7501 | 2563 | 48.02 | 8.06 | 1011 | 48.02 | 0.32639 | 0 | Heating | 0.043519 | #N/A | #N/A | #N/A | #N/A | 0.32639 | #N/A | #N/A | 4.3357 | #N/A | 0 | 0 | 0 | 0 | 0 | 0 | 0 | 0 | 0.0001451% | 1 | 50% | 0% | 0% | 0% | 8.2745 | 0 | 0 | 0 | 8.2745 | #N/A
2007-04-17 20:00 | 4 | 17 | 20 | 107.7918 | 2564 | 48.02 | 8.96 | 1011 | 48.02 | 2.6464 | 0 | Heating | 0.35285 | #N/A | #N/A | #N/A | #N/A | 2.6464 | #N/A | #N/A | 4.3357 | #N/A | 0 | 0 | 0 | 0 | 0 | 0 | 0 | 0 | 0.001176% | 1 | 50% | 0% | 0% | 0% | 8.2745 | 0 | 0 | 0 | 8.2745 | #N/A
2007-04-17 21:00 | 4 | 17 | 21 | 107.8335 | 2565 | 44.06 | 10.94 | 1011 | 44.06 | 6.3756 | 0 | Heating | 0.85008 | #N/A | #N/A | #N/A | #N/A | 6.3756 | #N/A | #N/A | 4.0174 | #N/A | 0 | 0 | 0 | 0 | 0 | 0 | 0 | 0 | 0.002834% | 1 | 50% | 0% | 0% | 0% | 8.2745 | 0 | 0 | 0 | 8.2745 | #N/A
2007-04-17 22:00 | 4 | 17 | 22 | 107.8751 | 2566 | 42.08 | 12.92 | 1010 | 42.08 | 46.3699 | 0 | Heating | 6.1827 | #N/A | #N/A | #N/A | #N/A | 46.3699 | #N/A | #N/A | 3.8759 | #N/A | 0 | 0 | 0 | 0 | 0 | 0 | 0 | 0 | 0.02061% | 1 | 50% | 0% | 0% | 0% | 8.2745 | 0 | 0 | 0 | 8.2745 | #N/A
2007-04-17 23:00 | 4 | 17 | 23 | 107.9168 | 2567 | 42.08 | 19.04 | 1010 | 42.08 | 3.9138 | 0 | Heating | 0.52184 | #N/A | #N/A | #N/A | #N/A | 3.9138 | #N/A | #N/A | 3.8759 | #N/A | 0 | 0 | 0 | 0 | 0 | 0 | 0 | 0 | 0.001739% | 1 | 50% | 0% | 0% | 0% | 8.2745 | 0 | 0 | 0 | 8.2745 | #N/A
2007-04-18 | 4 | 18 | 0 | 107.9585 | 2568 | 37.94 | 17.06 | 1009 | 37.94 | 0 | 0.0021525 | Cooling | 0.00035875 | #N/A | #N/A | #N/A | #N/A | 0 | 0 | 0 | 0 | 0 | 0.0021525 | #N/A | #N/A | 88 | 52.94 | 6.1765 | #N/A | 6.6548e-06 | 1.196e-06% | 1 | 50% | 0% | 0% | 0% | 8.2745 | 0 | 0 | 0 | 8.2745 | #N/A
2007-04-18 01:00 | 4 | 18 | 1 | 108.0001 | 2569 | 35.96 | 15.98 | 1009 | 35.96 | 0 | 0.0011533 | Cooling | 0.00019222 | #N/A | #N/A | #N/A | #N/A | 0 | 0 | 0 | 0 | 0 | 0.0011533 | #N/A | #N/A | 88 | 50.96 | 6.3118 | #N/A | 3.5656e-06 | 6.407e-07% | 1 | 50% | 0% | 0% | 0% | 8.2745 | 0 | 0 | 0 | 8.2745 | #N/A
2007-04-18 02:00 | 4 | 18 | 2 | 108.0418 | 2570 | 35.96 | 17.96 | 1009 | 35.96 | 0 | 0 | Cooling | 0 | #N/A | #N/A | #N/A | #N/A | 0 | 0 | 0 | 0 | 0 | 0 | #N/A | #N/A | 88 | 50.96 | 6.3118 | #N/A | 0 | 0% | 1 | 50% | 0% | 0% | 0% | 8.2745 | 0 | 0 | 0 | 8.2745 | #N/A
2007-04-18 03:00 | 4 | 18 | 3 | 108.0835 | 2571 | 33.08 | 21.02 | 1009 | 33.08 | 0 | 0 | Cooling | 0 | #N/A | #N/A | #N/A | #N/A | 0 | 0 | 0 | 0 | 0 | 0 | #N/A | #N/A | 88 | 48.08 | 6.5086 | #N/A | 0 | 0% | 1 | 50% | 0% | 0% | 0% | 8.2745 | 0 | 0 | 0 | 8.2745 | #N/A
2007-04-18 04:00 | 4 | 18 | 4 | 108.1251 | 2572 | 30.92 | 24.08 | 1009 | 30.92 | 0 | 0 | Cooling | 0 | #N/A | #N/A | #N/A | #N/A | 0 | 0 | 0 | 0 | 0 | 0 | #N/A | #N/A | 88 | 45.92 | 6.6562 | #N/A | 0 | 0% | 1 | 50% | 0% | 0% | 0% | 8.2745 | 0 | 0 | 0 | 8.2745 | #N/A
2007-04-18 05:00 | 4 | 18 | 5 | 108.1668 | 2573 | 30.92 | 30.92 | 1009 | 30.92 | 0 | 0 | Cooling | 0 | #N/A | #N/A | #N/A | #N/A | 0 | 0 | 0 | 0 | 0 | 0 | #N/A | #N/A | 88 | 45.92 | 6.6562 | #N/A | 0 | 0% | 1 | 50% | 0% | 0% | 0% | 8.2745 | 0 | 0 | 0 | 8.2745 | #N/A
2007-04-18 06:00 | 4 | 18 | 6 | 108.2085 | 2574 | 30.02 | 30.92 | 1007 | 30.02 | 196.8834 | 0 | Heating | 26.2511 | #N/A | #N/A | #N/A | #N/A | 196.8834 | #N/A | #N/A | 3.2302 | #N/A | 0 | 0 | 0 | 0 | 0 | 0 | 0 | 0 | 0.0875% | 1 | 50% | 0% | 0% | 0% | 8.2745 | 0 | 0 | 0 | 8.2745 | #N/A
2007-04-18 07:00 | 4 | 18 | 7 | 108.2501 | 2575 | 33.98 | 32 | 1006 | 33.98 | 86.644 | 0 | Heating | 11.5525 | #N/A | #N/A | #N/A | #N/A | 86.644 | #N/A | #N/A | 3.405 | #N/A | 0 | 0 | 0 | 0 | 0 | 0 | 0 | 0 | 0.03851% | 1 | 50% | 0% | 0% | 0% | 8.2745 | 0 | 0 | 0 | 8.2745 | #N/A
2007-04-18 08:00 | 4 | 18 | 8 | 108.2918 | 2576 | 33.98 | 33.08 | 1005 | 33.98 | 8.2333 | 0 | Heating | 1.0978 | #N/A | #N/A | #N/A | #N/A | 8.2333 | #N/A | #N/A | 3.405 | #N/A | 0 | 0 | 0 | 0 | 0 | 0 | 0 | 0 | 0.003659% | 1 | 50% | 0% | 0% | 0% | 8.2745 | 0 | 0 | 0 | 8.2745 | #N/A
2007-04-18 09:00 | 4 | 18 | 9 | 108.3335 | 2577 | 41 | 33.98 | 1003 | 41 | 4.2228 | 0 | Heating | 0.56305 | #N/A | #N/A | #N/A | #N/A | 4.2228 | #N/A | #N/A | 3.8033 | #N/A | 0 | 0 | 0 | 0 | 0 | 0 | 0 | 0 | 0.001877% | 1 | 50% | 0% | 0% | 0% | 8.2745 | 0 | 0 | 0 | 8.2745 | #N/A
2007-04-18 10:00 | 4 | 18 | 10 | 108.3751 | 2578 | 42.98 | 33.98 | 1002 | 42.98 | 3.0936 | 0 | Heating | 0.41248 | #N/A | #N/A | #N/A | #N/A | 3.0936 | #N/A | #N/A | 3.9388 | #N/A | 0 | 0 | 0 | 0 | 0 | 0 | 0 | 0 | 0.001375% | 1 | 50% | 0% | 0% | 0% | 8.2745 | 0 | 0 | 0 | 8.2745 | #N/A
2007-04-18 11:00 | 4 | 18 | 11 | 108.4168 | 2579 | 42.98 | 37.04 | 1002 | 42.98 | 0.46493 | 0 | Heating | 0.061991 | #N/A | #N/A | #N/A | #N/A | 0.46493 | #N/A | #N/A | 3.9388 | #N/A | 0 | 0 | 0 | 0 | 0 | 0 | 0 | 0 | 0.0002066% | 1 | 50% | 0% | 0% | 0% | 8.2745 | 0 | 0 | 0 | 8.2745 | #N/A
2007-04-18 12:00 | 4 | 18 | 12 | 108.4585 | 2580 | 46.94 | 39.92 | 1000 | 46.94 | 1.2025 | 0 | Heating | 0.16033 | #N/A | #N/A | #N/A | #N/A | 1.2025 | #N/A | #N/A | 4.2441 | #N/A | 0 | 0 | 0 | 0 | 0 | 0 | 0 | 0 | 0.0005344% | 1 | 50% | 0% | 0% | 0% | 8.2745 | 0 | 0 | 0 | 8.2745 | #N/A
2007-04-18 13:00 | 4 | 18 | 13 | 108.5001 | 2581 | 48.02 | 39.02 | 998 | 48.02 | 0 | 0.19 | Cooling | 0.031667 | #N/A | #N/A | #N/A | #N/A | 0 | 0 | 0 | 0 | 0 | 0.19 | #N/A | #N/A | 88 | 63.02 | 5.4877 | #N/A | 0.00058742 | 0.0001056% | 1 | 50% | 0% | 0% | 0% | 8.2745 | 0 | 0 | 0 | 8.2745 | #N/A
2007-04-18 14:00 | 4 | 18 | 14 | 108.5418 | 2582 | 48.02 | 42.98 | 996 | 48.02 | 0 | 0.11944 | Cooling | 0.019906 | #N/A | #N/A | #N/A | #N/A | 0 | 0 | 0 | 0 | 0 | 0.11944 | #N/A | #N/A | 88 | 63.02 | 5.4877 | #N/A | 0.00036926 | 6.635e-05% | 1 | 50% | 0% | 0% | 0% | 8.2745 | 0 | 0 | 0 | 8.2745 | #N/A
2007-04-18 15:00 | 4 | 18 | 15 | 108.5835 | 2583 | 50 | 42.98 | 994 | 50 | 0 | 0.099179 | Cooling | 0.01653 | #N/A | #N/A | #N/A | #N/A | 0 | 0 | 0 | 0 | 0 | 0.099179 | #N/A | #N/A | 88 | 65 | 5.3524 | #N/A | 0.00030662 | 5.51e-05% | 1 | 50% | 0% | 0% | 0% | 8.2745 | 0 | 0 | 0 | 8.2745 | #N/A
2007-04-18 16:00 | 4 | 18 | 16 | 108.6251 | 2584 | 50 | 42.08 | 994 | 50 | 0 | 0.02968 | Cooling | 0.0049466 | #N/A | #N/A | #N/A | #N/A | 0 | 0 | 0 | 0 | 0 | 0.02968 | #N/A | #N/A | 88 | 65 | 5.3524 | #N/A | 9.1759e-05 | 1.649e-05% | 1 | 50% | 0% | 0% | 0% | 8.2745 | 0 | 0 | 0 | 8.2745 | #N/A
2007-04-18 17:00 | 4 | 18 | 17 | 108.6668 | 2585 | 50 | 42.08 | 993 | 50 | 0 | 0.28582 | Cooling | 0.047637 | #N/A | #N/A | #N/A | #N/A | 0 | 0 | 0 | 0 | 0 | 0.28582 | #N/A | #N/A | 88 | 65 | 5.3524 | #N/A | 0.00088366 | 0.0001588% | 1 | 50% | 0% | 0% | 0% | 8.2745 | 0 | 0 | 0 | 8.2745 | #N/A
2007-04-18 18:00 | 4 | 18 | 18 | 108.7085 | 2586 | 48.92 | 42.08 | 994 | 48.92 | 0 | 0.19419 | Cooling | 0.032364 | #N/A | #N/A | #N/A | #N/A | 0 | 0 | 0 | 0 | 0 | 0.19419 | #N/A | #N/A | 88 | 63.92 | 5.4262 | #N/A | 0.00060035 | 0.0001079% | 1 | 50% | 0% | 0% | 0% | 8.2745 | 0 | 0 | 0 | 8.2745 | #N/A
2007-04-18 19:00 | 4 | 18 | 19 | 108.7501 | 2587 | 48.02 | 42.98 | 994 | 48.02 | 0 | 0.10363 | Cooling | 0.017272 | #N/A | #N/A | #N/A | #N/A | 0 | 0 | 0 | 0 | 0 | 0.10363 | #N/A | #N/A | 88 | 63.02 | 5.4877 | #N/A | 0.00032038 | 5.757e-05% | 1 | 50% | 0% | 0% | 0% | 8.2745 | 0 | 0 | 0 | 8.2745 | #N/A
2007-04-18 20:00 | 4 | 18 | 20 | 108.7918 | 2588 | 48.02 | 42.98 | 995 | 48.02 | 0 | 0.076338 | Cooling | 0.012723 | #N/A | #N/A | #N/A | #N/A | 0 | 0 | 0 | 0 | 0 | 0.076338 | #N/A | #N/A | 88 | 63.02 | 5.4877 | #N/A | 0.00023601 | 4.241e-05% | 1 | 50% | 0% | 0% | 0% | 8.2745 | 0 | 0 | 0 | 8.2745 | #N/A
2007-04-18 21:00 | 4 | 18 | 21 | 108.8335 | 2589 | 44.96 | 42.98 | 996 | 44.96 | 1.0535 | 0 | Heating | 0.14047 | #N/A | #N/A | #N/A | #N/A | 1.0535 | #N/A | #N/A | 4.0856 | #N/A | 0 | 0 | 0 | 0 | 0 | 0 | 0 | 0 | 0.0004682% | 1 | 50% | 0% | 0% | 0% | 8.2745 | 0 | 0 | 0 | 8.2745 | #N/A
2007-04-18 22:00 | 4 | 18 | 22 | 108.8751 | 2590 | 44.06 | 42.98 | 996 | 44.06 | 0 | 0 | Cooling | 0 | #N/A | #N/A | #N/A | #N/A | 0 | 0 | 0 | 0 | 0 | 0 | #N/A | #N/A | 88 | 59.06 | 5.7583 | #N/A | 0 | 0% | 1 | 50% | 0% | 0% | 0% | 8.2745 | 0 | 0 | 0 | 8.2745 | #N/A
2007-04-18 23:00 | 4 | 18 | 23 | 108.9168 | 2591 | 44.06 | 44.06 | 996 | 44.06 | 0 | 0 | Cooling | 0 | #N/A | #N/A | #N/A | #N/A | 0 | 0 | 0 | 0 | 0 | 0 | #N/A | #N/A | 88 | 59.06 | 5.7583 | #N/A | 0 | 0% | 1 | 50% | 0% | 0% | 0% | 8.2745 | 0 | 0 | 0 | 8.2745 | #N/A
2007-04-19 | 4 | 19 | 0 | 108.9585 | 2592 | 41 | 44.06 | 997 | 41 | 0 | 0 | Cooling | 0 | #N/A | #N/A | #N/A | #N/A | 0 | 0 | 0 | 0 | 0 | 0 | #N/A | #N/A | 88 | 56 | 5.9674 | #N/A | 0 | 0% | 1 | 50% | 0% | 0% | 0% | 8.2745 | 0 | 0 | 0 | 8.2745 | #N/A
2007-04-19 01:00 | 4 | 19 | 1 | 109.0001 | 2593 | 42.98 | 42.98 | 998 | 42.98 | 0 | 0 | Cooling | 0 | #N/A | #N/A | #N/A | #N/A | 0 | 0 | 0 | 0 | 0 | 0 | #N/A | #N/A | 88 | 57.98 | 5.8321 | #N/A | 0 | 0% | 1 | 50% | 0% | 0% | 0% | 8.2745 | 0 | 0 | 0 | 8.2745 | #N/A
2007-04-19 02:00 | 4 | 19 | 2 | 109.0418 | 2594 | 42.98 | 42.08 | 998 | 42.98 | 0 | 0 | Cooling | 0 | #N/A | #N/A | #N/A | #N/A | 0 | 0 | 0 | 0 | 0 | 0 | #N/A | #N/A | 88 | 57.98 | 5.8321 | #N/A | 0 | 0% | 1 | 50% | 0% | 0% | 0% | 8.2745 | 0 | 0 | 0 | 8.2745 | #N/A
2007-04-19 03:00 | 4 | 19 | 3 | 109.0835 | 2595 | 37.4 | 42.08 | 999 | 37.4 | 0 | 0 | Cooling | 0 | #N/A | #N/A | #N/A | #N/A | 0 | 0 | 0 | 0 | 0 | 0 | #N/A | #N/A | 88 | 52.4 | 6.2134 | #N/A | 0 | 0% | 1 | 50% | 0% | 0% | 0% | 8.2745 | 0 | 0 | 0 | 8.2745 | #N/A
2007-04-19 04:00 | 4 | 19 | 4 | 109.1252 | 2596 | 39.02 | 39.92 | 999 | 39.02 | 0 | 0 | Cooling | 0 | #N/A | #N/A | #N/A | #N/A | 0 | 0 | 0 | 0 | 0 | 0 | #N/A | #N/A | 88 | 54.02 | 6.1027 | #N/A | 0 | 0% | 1 | 50% | 0% | 0% | 0% | 8.2745 | 0 | 0 | 0 | 8.2745 | #N/A
2007-04-19 05:00 | 4 | 19 | 5 | 109.1668 | 2597 | 35.96 | 39.92 | 999 | 35.96 | 0 | 0 | Cooling | 0 | #N/A | #N/A | #N/A | #N/A | 0 | 0 | 0 | 0 | 0 | 0 | #N/A | #N/A | 88 | 50.96 | 6.3118 | #N/A | 0 | 0% | 1 | 50% | 0% | 0% | 0% | 8.2745 | 0 | 0 | 0 | 8.2745 | #N/A
2007-04-19 06:00 | 4 | 19 | 6 | 109.2085 | 2598 | 42.98 | 39.92 | 1000 | 42.98 | 109.929 | 0 | Heating | 14.6572 | #N/A | #N/A | #N/A | #N/A | 109.929 | #N/A | #N/A | 3.9388 | #N/A | 0 | 0 | 0 | 0 | 0 | 0 | 0 | 0 | 0.04886% | 1 | 50% | 0% | 0% | 0% | 8.2745 | 0 | 0 | 0 | 8.2745 | #N/A
2007-04-19 07:00 | 4 | 19 | 7 | 109.2502 | 2599 | 44.96 | 42.08 | 1001 | 44.96 | 11.2721 | 0 | Heating | 1.5029 | #N/A | #N/A | #N/A | #N/A | 11.2721 | #N/A | #N/A | 4.0856 | #N/A | 0 | 0 | 0 | 0 | 0 | 0 | 0 | 0 | 0.00501% | 1 | 50% | 0% | 0% | 0% | 8.2745 | 0 | 0 | 0 | 8.2745 | #N/A
2007-04-19 08:00 | 4 | 19 | 8 | 109.2918 | 2600 | 44.96 | 44.06 | 1001 | 44.96 | 0 | 0.014432 | Cooling | 0.0024054 | #N/A | #N/A | #N/A | #N/A | 0 | 0 | 0 | 0 | 0 | 0.014432 | #N/A | #N/A | 88 | 59.96 | 5.6968 | #N/A | 4.4619e-05 | 8.018e-06% | 1 | 50% | 0% | 0% | 0% | 8.2745 | 0 | 0 | 0 | 8.2745 | #N/A
2007-04-19 09:00 | 4 | 19 | 9 | 109.3335 | 2601 | 50 | 46.94 | 1001 | 50 | 0 | 0.0091313 | Cooling | 0.0015219 | #N/A | #N/A | #N/A | #N/A | 0 | 0 | 0 | 0 | 0 | 0.0091313 | #N/A | #N/A | 88 | 65 | 5.3524 | #N/A | 2.8231e-05 | 5.073e-06% | 1 | 50% | 0% | 0% | 0% | 8.2745 | 0 | 0 | 0 | 8.2745 | #N/A
2007-04-19 10:00 | 4 | 19 | 10 | 109.3752 | 2602 | 51.98 | 46.94 | 1001 | 51.98 | 0 | 0.065951 | Cooling | 0.010992 | #N/A | #N/A | #N/A | #N/A | 0 | 0 | 0 | 0 | 0 | 0.065951 | #N/A | #N/A | 88 | 66.98 | 5.2171 | #N/A | 0.00020389 | 3.664e-05% | 1 | 50% | 0% | 0% | 0% | 8.2745 | 0 | 0 | 0 | 8.2745 | #N/A
2007-04-19 11:00 | 4 | 19 | 11 | 109.4168 | 2603 | 51.98 | 48.02 | 1000 | 51.98 | 0 | 0.10528 | Cooling | 0.017547 | #N/A | #N/A | #N/A | #N/A | 0 | 0 | 0 | 0 | 0 | 0.10528 | #N/A | #N/A | 88 | 66.98 | 5.2171 | #N/A | 0.0003255 | 5.849e-05% | 1 | 50% | 0% | 0% | 0% | 8.2745 | 0 | 0 | 0 | 8.2745 | #N/A
2007-04-19 12:00 | 4 | 19 | 12 | 109.4585 | 2604 | 55.94 | 48.92 | 1003 | 55.94 | 0 | 0.067111 | Cooling | 0.011185 | #N/A | #N/A | #N/A | #N/A | 0 | 0 | 0 | 0 | 0 | 0.067111 | #N/A | #N/A | 88 | 70.94 | 4.9465 | #N/A | 0.00020748 | 3.728e-05% | 1 | 50% | 0% | 0% | 0% | 8.2745 | 0 | 0 | 0 | 8.2745 | #N/A
2007-04-19 13:00 | 4 | 19 | 13 | 109.5002 | 2605 | 57.02 | 50 | 999 | 57.02 | 0 | 3.2278 | Cooling | 0.53797 | #N/A | #N/A | #N/A | #N/A | 0 | 0 | 0 | 0 | 0 | 3.2278 | #N/A | #N/A | 88 | 72.02 | 4.8727 | #N/A | 0.0099792 | 0.001793% | 1 | 50% | 0% | 0% | 0% | 8.2745 | 0 | 0 | 0 | 8.2745 | #N/A
2007-04-19 14:00 | 4 | 19 | 14 | 109.5418 | 2606 | 57.02 | 50 | 1000 | 57.02 | 0 | 17.0959 | Cooling | 2.8493 | #N/A | #N/A | #N/A | #N/A | 0 | 0 | 0 | 0 | 0 | 17.0959 | #N/A | #N/A | 88 | 72.02 | 4.8727 | #N/A | 0.052854 | 0.009498% | 1 | 50% | 0% | 0% | 0% | 8.2745 | 0 | 0 | 0 | 8.2745 | #N/A
2007-04-19 15:00 | 4 | 19 | 15 | 109.5835 | 2607 | 60.08 | 48.92 | 1001 | 60.08 | 0 | 2.9898 | Cooling | 0.49831 | #N/A | #N/A | #N/A | #N/A | 0 | 0 | 0 | 0 | 0 | 2.9898 | #N/A | #N/A | 88 | 75.08 | 4.6636 | #N/A | 0.0092435 | 0.001661% | 1 | 50% | 0% | 0% | 0% | 8.2745 | 0 | 0 | 0 | 8.2745 | #N/A
2007-04-19 16:00 | 4 | 19 | 16 | 109.6252 | 2608 | 60.08 | 48.92 | 1000 | 60.08 | 0 | 0.047061 | Cooling | 0.0078435 | #N/A | #N/A | #N/A | #N/A | 0 | 0 | 0 | 0 | 0 | 0.047061 | #N/A | #N/A | 88 | 75.08 | 4.6636 | #N/A | 0.0001455 | 2.615e-05% | 1 | 50% | 0% | 0% | 0% | 8.2745 | 0 | 0 | 0 | 8.2745 | #N/A
2007-04-19 17:00 | 4 | 19 | 17 | 109.6668 | 2609 | 60.08 | 48.92 | 1000 | 60.08 | 0 | 0.20922 | Cooling | 0.03487 | #N/A | #N/A | #N/A | #N/A | 0 | 0 | 0 | 0 | 0 | 0.20922 | #N/A | #N/A | 88 | 75.08 | 4.6636 | #N/A | 0.00064683 | 0.0001162% | 1 | 50% | 0% | 0% | 0% | 8.2745 | 0 | 0 | 0 | 8.2745 | #N/A
2007-04-19 18:00 | 4 | 19 | 18 | 109.7085 | 2610 | 55.94 | 50 | 1000 | 55.94 | 0 | 3.2551 | Cooling | 0.54251 | #N/A | #N/A | #N/A | #N/A | 0 | 0 | 0 | 0 | 0 | 3.2551 | #N/A | #N/A | 88 | 70.94 | 4.9465 | #N/A | 0.010064 | 0.001808% | 1 | 50% | 0% | 0% | 0% | 8.2745 | 0 | 0 | 0 | 8.2745 | #N/A
2007-04-19 19:00 | 4 | 19 | 19 | 109.7502 | 2611 | 51.08 | 48.92 | 1000 | 51.08 | 0 | 0.45993 | Cooling | 0.076655 | #N/A | #N/A | #N/A | #N/A | 0 | 0 | 0 | 0 | 0 | 0.45993 | #N/A | #N/A | 88 | 66.08 | 5.2786 | #N/A | 0.0014219 | 0.0002555% | 1 | 50% | 0% | 0% | 0% | 8.2745 | 0 | 0 | 0 | 8.2745 | #N/A
2007-04-19 20:00 | 4 | 19 | 20 | 109.7918 | 2612 | 51.08 | 48.92 | 1001 | 51.08 | 0 | 0.090262 | Cooling | 0.015044 | #N/A | #N/A | #N/A | #N/A | 0 | 0 | 0 | 0 | 0 | 0.090262 | #N/A | #N/A | 88 | 66.08 | 5.2786 | #N/A | 0.00027906 | 5.015e-05% | 1 | 50% | 0% | 0% | 0% | 8.2745 | 0 | 0 | 0 | 8.2745 | #N/A
2007-04-19 21:00 | 4 | 19 | 21 | 109.8335 | 2613 | 46.04 | 48.02 | 1001 | 46.04 | 0 | 0.034259 | Cooling | 0.0057098 | #N/A | #N/A | #N/A | #N/A | 0 | 0 | 0 | 0 | 0 | 0.034259 | #N/A | #N/A | 88 | 61.04 | 5.623 | #N/A | 0.00010591 | 1.903e-05% | 1 | 50% | 0% | 0% | 0% | 8.2745 | 0 | 0 | 0 | 8.2745 | #N/A
2007-04-19 22:00 | 4 | 19 | 22 | 109.8752 | 2614 | 44.96 | 48.02 | 1002 | 44.96 | 0 | 0 | Cooling | 0 | #N/A | #N/A | #N/A | #N/A | 0 | 0 | 0 | 0 | 0 | 0 | #N/A | #N/A | 88 | 59.96 | 5.6968 | #N/A | 0 | 0% | 1 | 50% | 0% | 0% | 0% | 8.2745 | 0 | 0 | 0 | 8.2745 | #N/A
2007-04-19 23:00 | 4 | 19 | 23 | 109.9168 | 2615 | 44.96 | 48.02 | 1002 | 44.96 | 0 | 0 | Cooling | 0 | #N/A | #N/A | #N/A | #N/A | 0 | 0 | 0 | 0 | 0 | 0 | #N/A | #N/A | 88 | 59.96 | 5.6968 | #N/A | 0 | 0% | 1 | 50% | 0% | 0% | 0% | 8.2745 | 0 | 0 | 0 | 8.2745 | #N/A
2007-04-20 | 4 | 20 | 0 | 109.9585 | 2616 | 42.08 | 46.94 | 1002 | 42.08 | 0 | 0 | Cooling | 0 | #N/A | #N/A | #N/A | #N/A | 0 | 0 | 0 | 0 | 0 | 0 | #N/A | #N/A | 88 | 57.08 | 5.8936 | #N/A | 0 | 0% | 1 | 50% | 0% | 0% | 0% | 8.2745 | 0 | 0 | 0 | 8.2745 | #N/A
2007-04-20 01:00 | 4 | 20 | 1 | 110.0002 | 2617 | 41 | 46.94 | 1002 | 41 | 0 | 0 | Cooling | 0 | #N/A | #N/A | #N/A | #N/A | 0 | 0 | 0 | 0 | 0 | 0 | #N/A | #N/A | 88 | 56 | 5.9674 | #N/A | 0 | 0% | 1 | 50% | 0% | 0% | 0% | 8.2745 | 0 | 0 | 0 | 8.2745 | #N/A
2007-04-20 02:00 | 4 | 20 | 2 | 110.0418 | 2618 | 41 | 46.94 | 1002 | 41 | 0 | 0 | Cooling | 0 | #N/A | #N/A | #N/A | #N/A | 0 | 0 | 0 | 0 | 0 | 0 | #N/A | #N/A | 88 | 56 | 5.9674 | #N/A | 0 | 0% | 1 | 50% | 0% | 0% | 0% | 8.2745 | 0 | 0 | 0 | 8.2745 | #N/A
2007-04-20 03:00 | 4 | 20 | 3 | 110.0835 | 2619 | 33.08 | 46.04 | 1002 | 33.08 | 0 | 0 | Cooling | 0 | #N/A | #N/A | #N/A | #N/A | 0 | 0 | 0 | 0 | 0 | 0 | #N/A | #N/A | 88 | 48.08 | 6.5086 | #N/A | 0 | 0% | 1 | 50% | 0% | 0% | 0% | 8.2745 | 0 | 0 | 0 | 8.2745 | #N/A
2007-04-20 04:00 | 4 | 20 | 4 | 110.1252 | 2620 | 33.08 | 46.04 | 1003 | 33.08 | 0 | 0 | Cooling | 0 | #N/A | #N/A | #N/A | #N/A | 0 | 0 | 0 | 0 | 0 | 0 | #N/A | #N/A | 88 | 48.08 | 6.5086 | #N/A | 0 | 0% | 1 | 50% | 0% | 0% | 0% | 8.2745 | 0 | 0 | 0 | 8.2745 | #N/A
2007-04-20 05:00 | 4 | 20 | 5 | 110.1668 | 2621 | 33.08 | 46.04 | 1003 | 33.08 | 0 | 0 | Cooling | 0 | #N/A | #N/A | #N/A | #N/A | 0 | 0 | 0 | 0 | 0 | 0 | #N/A | #N/A | 88 | 48.08 | 6.5086 | #N/A | 0 | 0% | 1 | 50% | 0% | 0% | 0% | 8.2745 | 0 | 0 | 0 | 8.2745 | #N/A
2007-04-20 06:00 | 4 | 20 | 6 | 110.2085 | 2622 | 30.92 | 46.04 | 1004 | 30.92 | 38.441 | 0 | Heating | 5.1255 | #N/A | #N/A | #N/A | #N/A | 38.441 | #N/A | #N/A | 3.2671 | #N/A | 0 | 0 | 0 | 0 | 0 | 0 | 0 | 0 | 0.01708% | 1 | 50% | 0% | 0% | 0% | 8.2745 | 0 | 0 | 0 | 8.2745 | #N/A
2007-04-20 07:00 | 4 | 20 | 7 | 110.2502 | 2623 | 39.92 | 46.04 | 1005 | 39.92 | 4.9461 | 0 | Heating | 0.65948 | #N/A | #N/A | #N/A | #N/A | 4.9461 | #N/A | #N/A | 3.7339 | #N/A | 0 | 0 | 0 | 0 | 0 | 0 | 0 | 0 | 0.002198% | 1 | 50% | 0% | 0% | 0% | 8.2745 | 0 | 0 | 0 | 8.2745 | #N/A
2007-04-20 08:00 | 4 | 20 | 8 | 110.2918 | 2624 | 39.92 | 46.04 | 1005 | 39.92 | 0 | 0.081082 | Cooling | 0.013514 | #N/A | #N/A | #N/A | #N/A | 0 | 0 | 0 | 0 | 0 | 0.081082 | #N/A | #N/A | 88 | 54.92 | 6.0412 | #N/A | 0.00025068 | 4.505e-05% | 1 | 50% | 0% | 0% | 0% | 8.2745 | 0 | 0 | 0 | 8.2745 | #N/A
2007-04-20 09:00 | 4 | 20 | 9 | 110.3335 | 2625 | 48.92 | 48.92 | 1005 | 48.92 | 0 | 0.028675 | Cooling | 0.0047792 | #N/A | #N/A | #N/A | #N/A | 0 | 0 | 0 | 0 | 0 | 0.028675 | #N/A | #N/A | 88 | 63.92 | 5.4262 | #N/A | 8.8654e-05 | 1.593e-05% | 1 | 50% | 0% | 0% | 0% | 8.2745 | 0 | 0 | 0 | 8.2745 | #N/A
2007-04-20 10:00 | 4 | 20 | 10 | 110.3752 | 2626 | 50 | 50 | 1005 | 50 | 0.023832 | 0 | Heating | 0.0031776 | #N/A | #N/A | #N/A | #N/A | 0.023832 | #N/A | #N/A | 4.5134 | #N/A | 0 | 0 | 0 | 0 | 0 | 0 | 0 | 0 | 1.059e-05% | 1 | 50% | 0% | 0% | 0% | 8.2745 | 0 | 0 | 0 | 8.2745 | #N/A
2007-04-20 11:00 | 4 | 20 | 11 | 110.4168 | 2627 | 50 | 53.06 | 1005 | 50 | 0 | 30.6392 | Cooling | 5.1065 | #N/A | #N/A | #N/A | #N/A | 0 | 0 | 0 | 0 | 0 | 30.6392 | #N/A | #N/A | 88 | 65 | 5.3524 | #N/A | 0.094725 | 0.01702% | 1 | 50% | 0% | 0% | 0% | 8.2745 | 0 | 0 | 0 | 8.2745 | #N/A
2007-04-20 12:00 | 4 | 20 | 12 | 110.4585 | 2628 | 55.94 | 55.04 | 1005 | 55.94 | 0 | 117.2694 | Cooling | 19.5449 | #N/A | #N/A | #N/A | #N/A | 0 | 0 | 0 | 0 | 0 | 117.2694 | #N/A | #N/A | 88 | 70.94 | 4.9465 | #N/A | 0.36255 | 0.06515% | 1 | 50% | 0% | 0% | 0% | 8.2745 | 0 | 0 | 0 | 8.2745 | #N/A
2007-04-20 13:00 | 4 | 20 | 13 | 110.5002 | 2629 | 57.92 | 53.96 | 1005 | 57.92 | 0 | 129.1144 | Cooling | 21.5191 | #N/A | #N/A | #N/A | #N/A | 0 | 0 | 0 | 0 | 0 | 129.1144 | #N/A | #N/A | 88 | 72.92 | 4.8112 | #N/A | 0.39917 | 0.07173% | 1 | 50% | 0% | 0% | 0% | 8.2745 | 0 | 0 | 0 | 8.2745 | #N/A
2007-04-20 14:00 | 4 | 20 | 14 | 110.5418 | 2630 | 57.92 | 55.04 | 1005 | 57.92 | 0 | 0 | Cooling | 0 | #N/A | #N/A | #N/A | #N/A | 0 | 0 | 0 | 0 | 0 | 0 | #N/A | #N/A | 88 | 72.92 | 4.8112 | #N/A | 0 | 0% | 1 | 50% | 0% | 0% | 0% | 8.2745 | 0 | 0 | 0 | 8.2745 | #N/A
2007-04-20 15:00 | 4 | 20 | 15 | 110.5835 | 2631 | 62.06 | 55.04 | 1004 | 62.06 | 0 | 0 | Cooling | 0 | #N/A | #N/A | #N/A | #N/A | 0 | 0 | 0 | 0 | 0 | 0 | #N/A | #N/A | 88 | 77.06 | 4.5283 | #N/A | 0 | 0% | 1 | 50% | 0% | 0% | 0% | 8.2745 | 0 | 0 | 0 | 8.2745 | #N/A
2007-04-20 16:00 | 4 | 20 | 16 | 110.6252 | 2632 | 62.06 | 55.94 | 1004 | 62.06 | 0 | 174.1768 | Cooling | 29.0295 | #N/A | #N/A | #N/A | #N/A | 0 | 0 | 0 | 0 | 0 | 174.1768 | #N/A | #N/A | 88 | 77.06 | 4.5283 | #N/A | 0.53849 | 0.09676% | 1 | 50% | 0% | 0% | 0% | 8.2745 | 0 | 0 | 0 | 8.2745 | #N/A
2007-04-20 17:00 | 4 | 20 | 17 | 110.6668 | 2633 | 62.06 | 55.04 | 1004 | 62.06 | 0 | 183.0427 | Cooling | 30.5071 | #N/A | #N/A | #N/A | #N/A | 0 | 0 | 0 | 0 | 0 | 183.0427 | #N/A | #N/A | 88 | 77.06 | 4.5283 | #N/A | 0.5659 | 0.1017% | 1 | 50% | 0% | 0% | 0% | 8.2745 | 0 | 0 | 0 | 8.2745 | #N/A
2007-04-20 18:00 | 4 | 20 | 18 | 110.7085 | 2634 | 62.06 | 55.04 | 1003 | 62.06 | 0 | 0 | Cooling | 0 | #N/A | #N/A | #N/A | #N/A | 0 | 0 | 0 | 0 | 0 | 0 | #N/A | #N/A | 88 | 77.06 | 4.5283 | #N/A | 0 | 0% | 1 | 50% | 0% | 0% | 0% | 8.2745 | 0 | 0 | 0 | 8.2745 | #N/A
2007-04-20 19:00 | 4 | 20 | 19 | 110.7502 | 2635 | 59 | 53.06 | 1003 | 59 | 0 | 0 | Cooling | 0 | #N/A | #N/A | #N/A | #N/A | 0 | 0 | 0 | 0 | 0 | 0 | #N/A | #N/A | 88 | 74 | 4.7374 | #N/A | 0 | 0% | 1 | 50% | 0% | 0% | 0% | 8.2745 | 0 | 0 | 0 | 8.2745 | #N/A
2007-04-20 20:00 | 4 | 20 | 20 | 110.7918 | 2636 | 59 | 50 | 1003 | 59 | 0 | 0 | Cooling | 0 | #N/A | #N/A | #N/A | #N/A | 0 | 0 | 0 | 0 | 0 | 0 | #N/A | #N/A | 88 | 74 | 4.7374 | #N/A | 0 | 0% | 1 | 50% | 0% | 0% | 0% | 8.2745 | 0 | 0 | 0 | 8.2745 | #N/A
2007-04-20 21:00 | 4 | 20 | 21 | 110.8335 | 2637 | 55.94 | 50 | 1004 | 55.94 | 0 | 0 | Cooling | 0 | #N/A | #N/A | #N/A | #N/A | 0 | 0 | 0 | 0 | 0 | 0 | #N/A | #N/A | 88 | 70.94 | 4.9465 | #N/A | 0 | 0% | 1 | 50% | 0% | 0% | 0% | 8.2745 | 0 | 0 | 0 | 8.2745 | #N/A
2007-04-20 22:00 | 4 | 20 | 22 | 110.8752 | 2638 | 53.06 | 48.02 | 1004 | 53.06 | 0 | 0 | Cooling | 0 | #N/A | #N/A | #N/A | #N/A | 0 | 0 | 0 | 0 | 0 | 0 | #N/A | #N/A | 88 | 68.06 | 5.1433 | #N/A | 0 | 0% | 1 | 50% | 0% | 0% | 0% | 8.2745 | 0 | 0 | 0 | 8.2745 | #N/A
2007-04-20 23:00 | 4 | 20 | 23 | 110.9168 | 2639 | 53.06 | 48.02 | 1004 | 53.06 | 0 | 0 | Cooling | 0 | #N/A | #N/A | #N/A | #N/A | 0 | 0 | 0 | 0 | 0 | 0 | #N/A | #N/A | 88 | 68.06 | 5.1433 | #N/A | 0 | 0% | 1 | 50% | 0% | 0% | 0% | 8.2745 | 0 | 0 | 0 | 8.2745 | #N/A
2007-04-21 | 4 | 21 | 0 | 110.9585 | 2640 | 48.02 | 46.94 | 1004 | 48.02 | 0 | 0 | Cooling | 0 | #N/A | #N/A | #N/A | #N/A | 0 | 0 | 0 | 0 | 0 | 0 | #N/A | #N/A | 88 | 63.02 | 5.4877 | #N/A | 0 | 0% | 1 | 50% | 0% | 0% | 0% | 8.2745 | 0 | 0 | 0 | 8.2745 | #N/A
2007-04-21 01:00 | 4 | 21 | 1 | 111.0002 | 2641 | 46.04 | 44.96 | 1003 | 46.04 | 0 | 0 | Cooling | 0 | #N/A | #N/A | #N/A | #N/A | 0 | 0 | 0 | 0 | 0 | 0 | #N/A | #N/A | 88 | 61.04 | 5.623 | #N/A | 0 | 0% | 1 | 50% | 0% | 0% | 0% | 8.2745 | 0 | 0 | 0 | 8.2745 | #N/A
2007-04-21 02:00 | 4 | 21 | 2 | 111.0418 | 2642 | 46.04 | 44.06 | 1003 | 46.04 | 0 | 0 | Cooling | 0 | #N/A | #N/A | #N/A | #N/A | 0 | 0 | 0 | 0 | 0 | 0 | #N/A | #N/A | 88 | 61.04 | 5.623 | #N/A | 0 | 0% | 1 | 50% | 0% | 0% | 0% | 8.2745 | 0 | 0 | 0 | 8.2745 | #N/A
2007-04-21 03:00 | 4 | 21 | 3 | 111.0835 | 2643 | 44.06 | 44.06 | 1003 | 44.06 | 0 | 0 | Cooling | 0 | #N/A | #N/A | #N/A | #N/A | 0 | 0 | 0 | 0 | 0 | 0 | #N/A | #N/A | 88 | 59.06 | 5.7583 | #N/A | 0 | 0% | 1 | 50% | 0% | 0% | 0% | 8.2745 | 0 | 0 | 0 | 8.2745 | #N/A
2007-04-21 04:00 | 4 | 21 | 4 | 111.1252 | 2644 | 42.98 | 44.06 | 1003 | 42.98 | 0 | 0 | Cooling | 0 | #N/A | #N/A | #N/A | #N/A | 0 | 0 | 0 | 0 | 0 | 0 | #N/A | #N/A | 88 | 57.98 | 5.8321 | #N/A | 0 | 0% | 1 | 50% | 0% | 0% | 0% | 8.2745 | 0 | 0 | 0 | 8.2745 | #N/A
2007-04-21 05:00 | 4 | 21 | 5 | 111.1668 | 2645 | 42.98 | 44.06 | 1003 | 42.98 | 0 | 0 | Cooling | 0 | #N/A | #N/A | #N/A | #N/A | 0 | 0 | 0 | 0 | 0 | 0 | #N/A | #N/A | 88 | 57.98 | 5.8321 | #N/A | 0 | 0% | 1 | 50% | 0% | 0% | 0% | 8.2745 | 0 | 0 | 0 | 8.2745 | #N/A
2007-04-21 06:00 | 4 | 21 | 6 | 111.2085 | 2646 | 41 | 42.98 | 1003 | 41 | 0 | 0 | Cooling | 0 | #N/A | #N/A | #N/A | #N/A | 0 | 0 | 0 | 0 | 0 | 0 | #N/A | #N/A | 88 | 56 | 5.9674 | #N/A | 0 | 0% | 1 | 50% | 0% | 0% | 0% | 8.2745 | 0 | 0 | 0 | 8.2745 | #N/A
2007-04-21 07:00 | 4 | 21 | 7 | 111.2502 | 2647 | 44.96 | 46.04 | 1003 | 44.96 | 0 | 0 | Cooling | 0 | #N/A | #N/A | #N/A | #N/A | 0 | 0 | 0 | 0 | 0 | 0 | #N/A | #N/A | 88 | 59.96 | 5.6968 | #N/A | 0 | 0% | 1 | 50% | 0% | 0% | 0% | 8.2745 | 0 | 0 | 0 | 8.2745 | #N/A
2007-04-21 08:00 | 4 | 21 | 8 | 111.2918 | 2648 | 44.96 | 51.08 | 1004 | 44.96 | 0 | 0 | Cooling | 0 | #N/A | #N/A | #N/A | #N/A | 0 | 0 | 0 | 0 | 0 | 0 | #N/A | #N/A | 88 | 59.96 | 5.6968 | #N/A | 0 | 0% | 1 | 50% | 0% | 0% | 0% | 8.2745 | 0 | 0 | 0 | 8.2745 | #N/A
2007-04-21 09:00 | 4 | 21 | 9 | 111.3335 | 2649 | 50 | 55.04 | 1004 | 50 | 0 | 0 | Cooling | 0 | #N/A | #N/A | #N/A | #N/A | 0 | 0 | 0 | 0 | 0 | 0 | #N/A | #N/A | 88 | 65 | 5.3524 | #N/A | 0 | 0% | 1 | 50% | 0% | 0% | 0% | 8.2745 | 0 | 0 | 0 | 8.2745 | #N/A
2007-04-21 10:00 | 4 | 21 | 10 | 111.3752 | 2650 | 55.04 | 59 | 1004 | 55.04 | 0 | 0 | Cooling | 0 | #N/A | #N/A | #N/A | #N/A | 0 | 0 | 0 | 0 | 0 | 0 | #N/A | #N/A | 88 | 70.04 | 5.008 | #N/A | 0 | 0% | 1 | 50% | 0% | 0% | 0% | 8.2745 | 0 | 0 | 0 | 8.2745 | #N/A
2007-04-21 11:00 | 4 | 21 | 11 | 111.4168 | 2651 | 55.04 | 57.92 | 1004 | 55.04 | 0 | 0 | Cooling | 0 | #N/A | #N/A | #N/A | #N/A | 0 | 0 | 0 | 0 | 0 | 0 | #N/A | #N/A | 88 | 70.04 | 5.008 | #N/A | 0 | 0% | 1 | 50% | 0% | 0% | 0% | 8.2745 | 0 | 0 | 0 | 8.2745 | #N/A
2007-04-21 12:00 | 4 | 21 | 12 | 111.4585 | 2652 | 62.96 | 59 | 1003 | 62.96 | 0 | 0 | Cooling | 0 | #N/A | #N/A | #N/A | #N/A | 0 | 0 | 0 | 0 | 0 | 0 | #N/A | #N/A | 88 | 77.96 | 4.4668 | #N/A | 0 | 0% | 1 | 50% | 0% | 0% | 0% | 8.2745 | 0 | 0 | 0 | 8.2745 | #N/A
2007-04-21 13:00 | 4 | 21 | 13 | 111.5002 | 2653 | 66.92 | 60.98 | 1003 | 66.92 | 0 | 11.4315 | Cooling | 1.9052 | #N/A | #N/A | #N/A | #N/A | 0 | 0 | 0 | 0 | 0 | 11.4315 | #N/A | #N/A | 88 | 81.92 | 4.1962 | #N/A | 0.035342 | 0.006351% | 1 | 50% | 0% | 0% | 0% | 8.2745 | 0 | 0 | 0 | 8.2745 | #N/A
2007-04-21 14:00 | 4 | 21 | 14 | 111.5418 | 2654 | 66.92 | 60.08 | 1002 | 66.92 | 0 | 49.4347 | Cooling | 8.2391 | #N/A | #N/A | #N/A | #N/A | 0 | 0 | 0 | 0 | 0 | 49.4347 | #N/A | #N/A | 88 | 81.92 | 4.1962 | #N/A | 0.15283 | 0.02746% | 1 | 50% | 0% | 0% | 0% | 8.2745 | 0 | 0 | 0 | 8.2745 | #N/A
2007-04-21 15:00 | 4 | 21 | 15 | 111.5835 | 2655 | 71.06 | 60.08 | 1002 | 71.06 | 0 | 80.4234 | Cooling | 13.4039 | #N/A | #N/A | #N/A | #N/A | 0 | 0 | 0 | 0 | 0 | 80.4234 | #N/A | #N/A | 88 | 86.06 | 3.9133 | #N/A | 0.24864 | 0.04468% | 1 | 50% | 0% | 0% | 0% | 8.2745 | 0 | 0 | 0 | 8.2745 | #N/A
2007-04-21 16:00 | 4 | 21 | 16 | 111.6252 | 2656 | 71.96 | 60.08 | 1002 | 71.96 | 0 | 113.5666 | Cooling | 18.9278 | #N/A | #N/A | #N/A | #N/A | 0 | 0 | 0 | 0 | 0 | 113.5666 | #N/A | #N/A | 88 | 86.96 | 3.8518 | #N/A | 0.35111 | 0.06309% | 1 | 50% | 0% | 0% | 0% | 8.2745 | 0 | 0 | 0 | 8.2745 | #N/A
2007-04-21 17:00 | 4 | 21 | 17 | 111.6668 | 2657 | 71.96 | 59 | 1001 | 71.96 | 0 | 76.3174 | Cooling | 12.7196 | #N/A | #N/A | #N/A | #N/A | 0 | 0 | 0 | 0 | 0 | 76.3174 | #N/A | #N/A | 88 | 86.96 | 3.8518 | #N/A | 0.23594 | 0.0424% | 1 | 50% | 0% | 0% | 0% | 8.2745 | 0 | 0 | 0 | 8.2745 | #N/A
2007-04-21 18:00 | 4 | 21 | 18 | 111.7085 | 2658 | 69.08 | 60.08 | 1001 | 69.08 | 0 | 31.6822 | Cooling | 5.2804 | #N/A | #N/A | #N/A | #N/A | 0 | 0 | 0 | 0 | 0 | 31.6822 | #N/A | #N/A | 88 | 84.08 | 4.0486 | #N/A | 0.09795 | 0.0176% | 1 | 50% | 0% | 0% | 0% | 8.2745 | 0 | 0 | 0 | 8.2745 | #N/A
2007-04-21 19:00 | 4 | 21 | 19 | 111.7502 | 2659 | 66.92 | 57.92 | 1001 | 66.92 | 0 | 1.9595 | Cooling | 0.32658 | #N/A | #N/A | #N/A | #N/A | 0 | 0 | 0 | 0 | 0 | 1.9595 | #N/A | #N/A | 88 | 81.92 | 4.1962 | #N/A | 0.0060581 | 0.001089% | 1 | 50% | 0% | 0% | 0% | 8.2745 | 0 | 0 | 0 | 8.2745 | #N/A
2007-04-21 20:00 | 4 | 21 | 20 | 111.7918 | 2660 | 66.92 | 57.92 | 1001 | 66.92 | 0 | 0 | Cooling | 0 | #N/A | #N/A | #N/A | #N/A | 0 | 0 | 0 | 0 | 0 | 0 | #N/A | #N/A | 88 | 81.92 | 4.1962 | #N/A | 0 | 0% | 1 | 50% | 0% | 0% | 0% | 8.2745 | 0 | 0 | 0 | 8.2745 | #N/A
2007-04-21 21:00 | 4 | 21 | 21 | 111.8335 | 2661 | 64.94 | 57.02 | 1002 | 64.94 | 0 | 0 | Cooling | 0 | #N/A | #N/A | #N/A | #N/A | 0 | 0 | 0 | 0 | 0 | 0 | #N/A | #N/A | 88 | 79.94 | 4.3315 | #N/A | 0 | 0% | 1 | 50% | 0% | 0% | 0% | 8.2745 | 0 | 0 | 0 | 8.2745 | #N/A
2007-04-21 22:00 | 4 | 21 | 22 | 111.8752 | 2662 | 62.06 | 57.02 | 1002 | 62.06 | 0 | 0 | Cooling | 0 | #N/A | #N/A | #N/A | #N/A | 0 | 0 | 0 | 0 | 0 | 0 | #N/A | #N/A | 88 | 77.06 | 4.5283 | #N/A | 0 | 0% | 1 | 50% | 0% | 0% | 0% | 8.2745 | 0 | 0 | 0 | 8.2745 | #N/A
2007-04-21 23:00 | 4 | 21 | 23 | 111.9168 | 2663 | 62.06 | 55.94 | 1002 | 62.06 | 0 | 0 | Cooling | 0 | #N/A | #N/A | #N/A | #N/A | 0 | 0 | 0 | 0 | 0 | 0 | #N/A | #N/A | 88 | 77.06 | 4.5283 | #N/A | 0 | 0% | 1 | 50% | 0% | 0% | 0% | 8.2745 | 0 | 0 | 0 | 8.2745 | #N/A
2007-04-22 | 4 | 22 | 0 | 111.9585 | 2664 | 60.08 | 55.94 | 1002 | 60.08 | 0 | 0 | Cooling | 0 | #N/A | #N/A | #N/A | #N/A | 0 | 0 | 0 | 0 | 0 | 0 | #N/A | #N/A | 88 | 75.08 | 4.6636 | #N/A | 0 | 0% | 1 | 50% | 0% | 0% | 0% | 8.2745 | 0 | 0 | 0 | 8.2745 | #N/A
2007-04-22 01:00 | 4 | 22 | 1 | 112.0002 | 2665 | 57.92 | 55.04 | 1001 | 57.92 | 0 | 0 | Cooling | 0 | #N/A | #N/A | #N/A | #N/A | 0 | 0 | 0 | 0 | 0 | 0 | #N/A | #N/A | 88 | 72.92 | 4.8112 | #N/A | 0 | 0% | 1 | 50% | 0% | 0% | 0% | 8.2745 | 0 | 0 | 0 | 8.2745 | #N/A
2007-04-22 02:00 | 4 | 22 | 2 | 112.0418 | 2666 | 57.92 | 53.96 | 1001 | 57.92 | 0 | 0 | Cooling | 0 | #N/A | #N/A | #N/A | #N/A | 0 | 0 | 0 | 0 | 0 | 0 | #N/A | #N/A | 88 | 72.92 | 4.8112 | #N/A | 0 | 0% | 1 | 50% | 0% | 0% | 0% | 8.2745 | 0 | 0 | 0 | 8.2745 | #N/A
2007-04-22 03:00 | 4 | 22 | 3 | 112.0835 | 2667 | 55.04 | 51.98 | 1001 | 55.04 | 0 | 0 | Cooling | 0 | #N/A | #N/A | #N/A | #N/A | 0 | 0 | 0 | 0 | 0 | 0 | #N/A | #N/A | 88 | 70.04 | 5.008 | #N/A | 0 | 0% | 1 | 50% | 0% | 0% | 0% | 8.2745 | 0 | 0 | 0 | 8.2745 | #N/A
2007-04-22 04:00 | 4 | 22 | 4 | 112.1252 | 2668 | 53.06 | 51.08 | 1001 | 53.06 | 0 | 0 | Cooling | 0 | #N/A | #N/A | #N/A | #N/A | 0 | 0 | 0 | 0 | 0 | 0 | #N/A | #N/A | 88 | 68.06 | 5.1433 | #N/A | 0 | 0% | 1 | 50% | 0% | 0% | 0% | 8.2745 | 0 | 0 | 0 | 8.2745 | #N/A
2007-04-22 05:00 | 4 | 22 | 5 | 112.1668 | 2669 | 53.06 | 51.98 | 1001 | 53.06 | 0 | 0 | Cooling | 0 | #N/A | #N/A | #N/A | #N/A | 0 | 0 | 0 | 0 | 0 | 0 | #N/A | #N/A | 88 | 68.06 | 5.1433 | #N/A | 0 | 0% | 1 | 50% | 0% | 0% | 0% | 8.2745 | 0 | 0 | 0 | 8.2745 | #N/A
2007-04-22 06:00 | 4 | 22 | 6 | 112.2085 | 2670 | 51.98 | 51.98 | 1002 | 51.98 | 0 | 36.7538 | Cooling | 6.1256 | #N/A | #N/A | #N/A | #N/A | 0 | 0 | 0 | 0 | 0 | 36.7538 | #N/A | #N/A | 88 | 66.98 | 5.2171 | #N/A | 0.11363 | 0.02042% | 1 | 50% | 0% | 0% | 0% | 8.2745 | 0 | 0 | 0 | 8.2745 | #N/A
2007-04-22 07:00 | 4 | 22 | 7 | 112.2502 | 2671 | 53.96 | 55.04 | 1002 | 53.96 | 0 | 125.8775 | Cooling | 20.9796 | #N/A | #N/A | #N/A | #N/A | 0 | 0 | 0 | 0 | 0 | 125.8775 | #N/A | #N/A | 88 | 68.96 | 5.0818 | #N/A | 0.38917 | 0.06993% | 1 | 50% | 0% | 0% | 0% | 8.2745 | 0 | 0 | 0 | 8.2745 | #N/A
2007-04-22 08:00 | 4 | 22 | 8 | 112.2918 | 2672 | 53.96 | 57.02 | 1002 | 53.96 | 0 | 654.1025 | Cooling | 109.0171 | #N/A | #N/A | #N/A | #N/A | 0 | 0 | 0 | 0 | 0 | 654.1025 | #N/A | #N/A | 88 | 68.96 | 5.0818 | #N/A | 2.0222 | 0.3634% | 1 | 50% | 0% | 0% | 0% | 8.2745 | 0 | 0 | 0 | 8.2745 | #N/A
2007-04-22 09:00 | 4 | 22 | 9 | 112.3335 | 2673 | 55.94 | 57.02 | 1002 | 55.94 | 0 | 1229.5238 | Cooling | 204.9206 | #N/A | #N/A | #N/A | #N/A | 0 | 0 | 0 | 0 | 0 | 1229.5238 | #N/A | #N/A | 88 | 70.94 | 4.9465 | #N/A | 3.8012 | 0.6831% | 1 | 50% | 0% | 0% | 0% | 8.2745 | 0 | 0 | 0 | 8.2745 | #N/A
2007-04-22 10:00 | 4 | 22 | 10 | 112.3752 | 2674 | 59 | 55.94 | 1002 | 59 | 0 | 1438.6869 | Cooling | 239.7812 | #N/A | #N/A | #N/A | #N/A | 0 | 0 | 0 | 0 | 0 | 1438.6869 | #N/A | #N/A | 88 | 74 | 4.7374 | #N/A | 4.4479 | 0.7993% | 1 | 50% | 0% | 0% | 0% | 8.2745 | 0 | 0 | 0 | 8.2745 | #N/A
2007-04-22 11:00 | 4 | 22 | 11 | 112.4168 | 2675 | 59 | 57.02 | 1001 | 59 | 0 | 1786.3299 | Cooling | 297.7216 | #N/A | #N/A | #N/A | #N/A | 0 | 0 | 0 | 0 | 0 | 1786.3299 | #N/A | #N/A | 88 | 74 | 4.7374 | #N/A | 5.5227 | 0.9924% | 1 | 50% | 0% | 0% | 0% | 8.2745 | 0 | 0 | 0 | 8.2745 | #N/A
2007-04-22 12:00 | 4 | 22 | 12 | 112.4585 | 2676 | 66.92 | 59 | 1001 | 66.92 | 0 | 1283.0378 | Cooling | 213.8396 | #N/A | #N/A | #N/A | #N/A | 0 | 0 | 0 | 0 | 0 | 1283.0378 | #N/A | #N/A | 88 | 81.92 | 4.1962 | #N/A | 3.9667 | 0.7128% | 1 | 50% | 0% | 0% | 0% | 8.2745 | 0 | 0 | 0 | 8.2745 | #N/A
2007-04-22 13:00 | 4 | 22 | 13 | 112.5002 | 2677 | 69.08 | 60.08 | 1001 | 69.08 | 0 | 1503.0257 | Cooling | 250.5043 | #N/A | #N/A | #N/A | #N/A | 0 | 0 | 0 | 0 | 0 | 1503.0257 | #N/A | #N/A | 88 | 84.08 | 4.0486 | #N/A | 4.6468 | 0.835% | 1 | 50% | 0% | 0% | 0% | 8.2745 | 0 | 0 | 0 | 8.2745 | #N/A
2007-04-22 14:00 | 4 | 22 | 14 | 112.5418 | 2678 | 69.08 | 60.08 | 1000 | 69.08 | 0 | 1612.8857 | Cooling | 268.8143 | #N/A | #N/A | #N/A | #N/A | 0 | 0 | 0 | 0 | 0 | 1612.8857 | #N/A | #N/A | 88 | 84.08 | 4.0486 | #N/A | 4.9864 | 0.896% | 1 | 50% | 0% | 0% | 0% | 8.2745 | 0 | 0 | 0 | 8.2745 | #N/A
2007-04-22 15:00 | 4 | 22 | 15 | 112.5835 | 2679 | 62.96 | 59 | 1000 | 62.96 | 0 | 1655.1136 | Cooling | 275.8523 | #N/A | #N/A | #N/A | #N/A | 0 | 0 | 0 | 0 | 0 | 1655.1136 | #N/A | #N/A | 88 | 77.96 | 4.4668 | #N/A | 5.117 | 0.9195% | 1 | 50% | 0% | 0% | 0% | 8.2745 | 0 | 0 | 0 | 8.2745 | #N/A
2007-04-22 16:00 | 4 | 22 | 16 | 112.6252 | 2680 | 62.96 | 59 | 1000 | 62.96 | 0 | 1716.6748 | Cooling | 286.1125 | #N/A | #N/A | #N/A | #N/A | 0 | 0 | 0 | 0 | 0 | 1716.6748 | #N/A | #N/A | 88 | 77.96 | 4.4668 | #N/A | 5.3073 | 0.9537% | 1 | 50% | 0% | 0% | 0% | 8.2745 | 0 | 0 | 0 | 8.2745 | #N/A
2007-04-22 17:00 | 4 | 22 | 17 | 112.6668 | 2681 | 62.96 | 60.08 | 1000 | 62.96 | 0 | 1702.5633 | Cooling | 283.7606 | #N/A | #N/A | #N/A | #N/A | 0 | 0 | 0 | 0 | 0 | 1702.5633 | #N/A | #N/A | 88 | 77.96 | 4.4668 | #N/A | 5.2637 | 0.9459% | 1 | 50% | 0% | 0% | 0% | 8.2745 | 0 | 0 | 0 | 8.2745 | #N/A
2007-04-22 18:00 | 4 | 22 | 18 | 112.7085 | 2682 | 59 | 57.92 | 1000 | 59 | 0 | 1561.4906 | Cooling | 260.2484 | #N/A | #N/A | #N/A | #N/A | 0 | 0 | 0 | 0 | 0 | 1561.4906 | #N/A | #N/A | 88 | 74 | 4.7374 | #N/A | 4.8275 | 0.8675% | 1 | 50% | 0% | 0% | 0% | 8.2745 | 0 | 0 | 0 | 8.2745 | #N/A
2007-04-22 19:00 | 4 | 22 | 19 | 112.7502 | 2683 | 57.92 | 57.92 | 1000 | 57.92 | 0 | 1772.1184 | Cooling | 295.3531 | #N/A | #N/A | #N/A | #N/A | 0 | 0 | 0 | 0 | 0 | 1772.1184 | #N/A | #N/A | 88 | 72.92 | 4.8112 | #N/A | 5.4787 | 0.9845% | 1 | 50% | 0% | 0% | 0% | 8.2745 | 0 | 0 | 0 | 8.2745 | #N/A
2007-04-22 20:00 | 4 | 22 | 20 | 112.7918 | 2684 | 57.92 | 57.92 | 1001 | 57.92 | 0 | 1390.619 | Cooling | 231.7698 | #N/A | #N/A | #N/A | #N/A | 0 | 0 | 0 | 0 | 0 | 1390.619 | #N/A | #N/A | 88 | 72.92 | 4.8112 | #N/A | 4.2993 | 0.7726% | 1 | 50% | 0% | 0% | 0% | 8.2745 | 0 | 0 | 0 | 8.2745 | #N/A
2007-04-22 21:00 | 4 | 22 | 21 | 112.8335 | 2685 | 55.94 | 57.02 | 1001 | 55.94 | 0 | 1130.5008 | Cooling | 188.4168 | #N/A | #N/A | #N/A | #N/A | 0 | 0 | 0 | 0 | 0 | 1130.5008 | #N/A | #N/A | 88 | 70.94 | 4.9465 | #N/A | 3.4951 | 0.6281% | 1 | 50% | 0% | 0% | 0% | 8.2745 | 0 | 0 | 0 | 8.2745 | #N/A
2007-04-22 22:00 | 4 | 22 | 22 | 112.8752 | 2686 | 55.94 | 57.02 | 1001 | 55.94 | 0 | 22.3726 | Cooling | 3.7288 | #N/A | #N/A | #N/A | #N/A | 0 | 0 | 0 | 0 | 0 | 22.3726 | #N/A | #N/A | 88 | 70.94 | 4.9465 | #N/A | 0.069168 | 0.01243% | 1 | 50% | 0% | 0% | 0% | 8.2745 | 0 | 0 | 0 | 8.2745 | #N/A
2007-04-22 23:00 | 4 | 22 | 23 | 112.9168 | 2687 | 55.94 | 57.92 | 1002 | 55.94 | 0 | 81.4826 | Cooling | 13.5804 | #N/A | #N/A | #N/A | #N/A | 0 | 0 | 0 | 0 | 0 | 81.4826 | #N/A | #N/A | 88 | 70.94 | 4.9465 | #N/A | 0.25191 | 0.04527% | 1 | 50% | 0% | 0% | 0% | 8.2745 | 0 | 0 | 0 | 8.2745 | #N/A
2007-04-23 | 4 | 23 | 0 | 112.9585 | 2688 | 51.08 | 57.92 | 1002 | 51.08 | 0 | 66.3479 | Cooling | 11.058 | #N/A | #N/A | #N/A | #N/A | 0 | 0 | 0 | 0 | 0 | 66.3479 | #N/A | #N/A | 88 | 66.08 | 5.2786 | #N/A | 0.20512 | 0.03686% | 1 | 50% | 0% | 0% | 0% | 8.2745 | 0 | 0 | 0 | 8.2745 | #N/A
2007-04-23 01:00 | 4 | 23 | 1 | 113.0002 | 2689 | 48.92 | 57.02 | 1002 | 48.92 | 0 | 56.198 | Cooling | 9.3663 | #N/A | #N/A | #N/A | #N/A | 0 | 0 | 0 | 0 | 0 | 56.198 | #N/A | #N/A | 88 | 63.92 | 5.4262 | #N/A | 0.17374 | 0.03122% | 1 | 50% | 0% | 0% | 0% | 8.2745 | 0 | 0 | 0 | 8.2745 | #N/A
2007-04-23 02:00 | 4 | 23 | 2 | 113.0418 | 2690 | 48.02 | 57.02 | 1002 | 48.02 | 0 | 49.3874 | Cooling | 8.2312 | #N/A | #N/A | #N/A | #N/A | 0 | 0 | 0 | 0 | 0 | 49.3874 | #N/A | #N/A | 88 | 63.02 | 5.4877 | #N/A | 0.15269 | 0.02744% | 1 | 50% | 0% | 0% | 0% | 8.2745 | 0 | 0 | 0 | 8.2745 | #N/A
2007-04-23 03:00 | 4 | 23 | 3 | 113.0835 | 2691 | 46.04 | 55.94 | 1002 | 46.04 | 0 | 41.8796 | Cooling | 6.9799 | #N/A | #N/A | #N/A | #N/A | 0 | 0 | 0 | 0 | 0 | 41.8796 | #N/A | #N/A | 88 | 61.04 | 5.623 | #N/A | 0.12948 | 0.02327% | 1 | 50% | 0% | 0% | 0% | 8.2745 | 0 | 0 | 0 | 8.2745 | #N/A
2007-04-23 04:00 | 4 | 23 | 4 | 113.1252 | 2692 | 46.04 | 55.04 | 1002 | 46.04 | 0 | 32.1233 | Cooling | 5.3539 | #N/A | #N/A | #N/A | #N/A | 0 | 0 | 0 | 0 | 0 | 32.1233 | #N/A | #N/A | 88 | 61.04 | 5.623 | #N/A | 0.099313 | 0.01785% | 1 | 50% | 0% | 0% | 0% | 8.2745 | 0 | 0 | 0 | 8.2745 | #N/A
2007-04-23 05:00 | 4 | 23 | 5 | 113.1668 | 2693 | 44.96 | 53.96 | 1002 | 44.96 | 0 | 34.0593 | Cooling | 5.6765 | #N/A | #N/A | #N/A | #N/A | 0 | 0 | 0 | 0 | 0 | 34.0593 | #N/A | #N/A | 88 | 59.96 | 5.6968 | #N/A | 0.1053 | 0.01892% | 1 | 50% | 0% | 0% | 0% | 8.2745 | 0 | 0 | 0 | 8.2745 | #N/A
2007-04-23 06:00 | 4 | 23 | 6 | 113.2085 | 2694 | 44.96 | 55.04 | 1003 | 44.96 | 0 | 268.4524 | Cooling | 44.7421 | #N/A | #N/A | #N/A | #N/A | 0 | 0 | 0 | 0 | 0 | 268.4524 | #N/A | #N/A | 88 | 59.96 | 5.6968 | #N/A | 0.82995 | 0.1491% | 1 | 50% | 0% | 0% | 0% | 8.2745 | 0 | 0 | 0 | 8.2745 | #N/A
2007-04-23 07:00 | 4 | 23 | 7 | 113.2502 | 2695 | 44.96 | 57.92 | 1003 | 44.96 | 0 | 580.769 | Cooling | 96.7948 | #N/A | #N/A | #N/A | #N/A | 0 | 0 | 0 | 0 | 0 | 580.769 | #N/A | #N/A | 88 | 59.96 | 5.6968 | #N/A | 1.7955 | 0.3226% | 1 | 50% | 0% | 0% | 0% | 8.2745 | 0 | 0 | 0 | 8.2745 | #N/A
2007-04-23 08:00 | 4 | 23 | 8 | 113.2918 | 2696 | 42.98 | 59 | 1003 | 42.98 | 0 | 1211.0948 | Cooling | 201.8491 | #N/A | #N/A | #N/A | #N/A | 0 | 0 | 0 | 0 | 0 | 1211.0948 | #N/A | #N/A | 88 | 57.98 | 5.8321 | #N/A | 3.7443 | 0.6728% | 1 | 50% | 0% | 0% | 0% | 8.2745 | 0 | 0 | 0 | 8.2745 | #N/A
2007-04-23 09:00 | 4 | 23 | 9 | 113.3335 | 2697 | 44.06 | 60.08 | 1003 | 44.06 | 0 | 1601.8995 | Cooling | 266.9833 | #N/A | #N/A | #N/A | #N/A | 0 | 0 | 0 | 0 | 0 | 1601.8995 | #N/A | #N/A | 88 | 59.06 | 5.7583 | #N/A | 4.9525 | 0.8899% | 1 | 50% | 0% | 0% | 0% | 8.2745 | 0 | 0 | 0 | 8.2745 | #N/A
2007-04-23 10:00 | 4 | 23 | 10 | 113.3752 | 2698 | 44.96 | 59 | 1003 | 44.96 | 0 | 1958.6869 | Cooling | 326.4478 | #N/A | #N/A | #N/A | #N/A | 0 | 0 | 0 | 0 | 0 | 1958.6869 | #N/A | #N/A | 88 | 59.96 | 5.6968 | #N/A | 6.0555 | 1.088% | 1 | 50% | 0% | 0% | 0% | 8.2745 | 0 | 0 | 0 | 8.2745 | #N/A
2007-04-23 11:00 | 4 | 23 | 11 | 113.4168 | 2699 | 44.96 | 59 | 1002 | 44.96 | 0 | 1807.2756 | Cooling | 301.2126 | #N/A | #N/A | #N/A | #N/A | 0 | 0 | 0 | 0 | 0 | 1807.2756 | #N/A | #N/A | 88 | 59.96 | 5.6968 | #N/A | 5.5874 | 1.004% | 1 | 50% | 0% | 0% | 0% | 8.2745 | 0 | 0 | 0 | 8.2745 | #N/A
2007-04-23 12:00 | 4 | 23 | 12 | 113.4585 | 2700 | 48.02 | 60.98 | 1002 | 48.02 | 0 | 1634.241 | Cooling | 272.3735 | #N/A | #N/A | #N/A | #N/A | 0 | 0 | 0 | 0 | 0 | 1634.241 | #N/A | #N/A | 88 | 63.02 | 5.4877 | #N/A | 5.0525 | 0.9079% | 1 | 50% | 0% | 0% | 0% | 8.2745 | 0 | 0 | 0 | 8.2745 | #N/A
2007-04-23 13:00 | 4 | 23 | 13 | 113.5002 | 2701 | 53.06 | 60.98 | 1001 | 53.06 | 0 | 1716.3952 | Cooling | 286.0659 | #N/A | #N/A | #N/A | #N/A | 0 | 0 | 0 | 0 | 0 | 1716.3952 | #N/A | #N/A | 88 | 68.06 | 5.1433 | #N/A | 5.3065 | 0.9536% | 1 | 50% | 0% | 0% | 0% | 8.2745 | 0 | 0 | 0 | 8.2745 | #N/A
2007-04-23 14:00 | 4 | 23 | 14 | 113.5418 | 2702 | 53.06 | 59 | 1001 | 53.06 | 0 | 1770.0883 | Cooling | 295.0147 | #N/A | #N/A | #N/A | #N/A | 0 | 0 | 0 | 0 | 0 | 1770.0883 | #N/A | #N/A | 88 | 68.06 | 5.1433 | #N/A | 5.4724 | 0.9834% | 1 | 50% | 0% | 0% | 0% | 8.2745 | 0 | 0 | 0 | 8.2745 | #N/A
2007-04-23 15:00 | 4 | 23 | 15 | 113.5835 | 2703 | 50 | 59 | 1000 | 50 | 0 | 1793.0453 | Cooling | 298.8409 | #N/A | #N/A | #N/A | #N/A | 0 | 0 | 0 | 0 | 0 | 1793.0453 | #N/A | #N/A | 88 | 65 | 5.3524 | #N/A | 5.5434 | 0.9961% | 1 | 50% | 0% | 0% | 0% | 8.2745 | 0 | 0 | 0 | 8.2745 | #N/A
2007-04-23 16:00 | 4 | 23 | 16 | 113.6252 | 2704 | 48.92 | 60.08 | 1000 | 48.92 | 0 | 1866.7798 | Cooling | 311.13 | #N/A | #N/A | #N/A | #N/A | 0 | 0 | 0 | 0 | 0 | 1866.7798 | #N/A | #N/A | 88 | 63.92 | 5.4262 | #N/A | 5.7714 | 1.037% | 1 | 50% | 0% | 0% | 0% | 8.2745 | 0 | 0 | 0 | 8.2745 | #N/A
2007-04-23 17:00 | 4 | 23 | 17 | 113.6668 | 2705 | 48.92 | 57.92 | 1000 | 48.92 | 0 | 1827.156 | Cooling | 304.526 | #N/A | #N/A | #N/A | #N/A | 0 | 0 | 0 | 0 | 0 | 1827.156 | #N/A | #N/A | 88 | 63.92 | 5.4262 | #N/A | 5.6489 | 1.015% | 1 | 50% | 0% | 0% | 0% | 8.2745 | 0 | 0 | 0 | 8.2745 | #N/A
2007-04-23 18:00 | 4 | 23 | 18 | 113.7085 | 2706 | 46.04 | 57.92 | 1000 | 46.04 | 0 | 1691.4315 | Cooling | 281.9052 | #N/A | #N/A | #N/A | #N/A | 0 | 0 | 0 | 0 | 0 | 1691.4315 | #N/A | #N/A | 88 | 61.04 | 5.623 | #N/A | 5.2293 | 0.9397% | 1 | 50% | 0% | 0% | 0% | 8.2745 | 0 | 0 | 0 | 8.2745 | #N/A
2007-04-23 19:00 | 4 | 23 | 19 | 113.7502 | 2707 | 44.06 | 57.02 | 1000 | 44.06 | 0 | 1719.5215 | Cooling | 286.5869 | #N/A | #N/A | #N/A | #N/A | 0 | 0 | 0 | 0 | 0 | 1719.5215 | #N/A | #N/A | 88 | 59.06 | 5.7583 | #N/A | 5.3161 | 0.9553% | 1 | 50% | 0% | 0% | 0% | 8.2745 | 0 | 0 | 0 | 8.2745 | #N/A
2007-04-23 20:00 | 4 | 23 | 20 | 113.7918 | 2708 | 44.06 | 59 | 1000 | 44.06 | 0 | 1767.4421 | Cooling | 294.5737 | #N/A | #N/A | #N/A | #N/A | 0 | 0 | 0 | 0 | 0 | 1767.4421 | #N/A | #N/A | 88 | 59.06 | 5.7583 | #N/A | 5.4643 | 0.9819% | 1 | 50% | 0% | 0% | 0% | 8.2745 | 0 | 0 | 0 | 8.2745 | #N/A
2007-04-23 21:00 | 4 | 23 | 21 | 113.8335 | 2709 | 42.98 | 59 | 1000 | 42.98 | 0 | 1469.3805 | Cooling | 244.8967 | #N/A | #N/A | #N/A | #N/A | 0 | 0 | 0 | 0 | 0 | 1469.3805 | #N/A | #N/A | 88 | 57.98 | 5.8321 | #N/A | 4.5428 | 0.8163% | 1 | 50% | 0% | 0% | 0% | 8.2745 | 0 | 0 | 0 | 8.2745 | #N/A
2007-04-23 22:00 | 4 | 23 | 22 | 113.8752 | 2710 | 42.98 | 59 | 1000 | 42.98 | 0 | 117.8169 | Cooling | 19.6361 | #N/A | #N/A | #N/A | #N/A | 0 | 0 | 0 | 0 | 0 | 117.8169 | #N/A | #N/A | 88 | 57.98 | 5.8321 | #N/A | 0.36425 | 0.06545% | 1 | 50% | 0% | 0% | 0% | 8.2745 | 0 | 0 | 0 | 8.2745 | #N/A
2007-04-23 23:00 | 4 | 23 | 23 | 113.9168 | 2711 | 42.98 | 59 | 1000 | 42.98 | 0 | 187.3898 | Cooling | 31.2316 | #N/A | #N/A | #N/A | #N/A | 0 | 0 | 0 | 0 | 0 | 187.3898 | #N/A | #N/A | 88 | 57.98 | 5.8321 | #N/A | 0.57934 | 0.1041% | 1 | 50% | 0% | 0% | 0% | 8.2745 | 0 | 0 | 0 | 8.2745 | #N/A
2007-04-24 | 4 | 24 | 0 | 113.9585 | 2712 | 39.92 | 59 | 1001 | 39.92 | 0 | 170.8716 | Cooling | 28.4786 | #N/A | #N/A | #N/A | #N/A | 0 | 0 | 0 | 0 | 0 | 170.8716 | #N/A | #N/A | 88 | 54.92 | 6.0412 | #N/A | 0.52827 | 0.09493% | 1 | 50% | 0% | 0% | 0% | 8.2745 | 0 | 0 | 0 | 8.2745 | #N/A
2007-04-24 01:00 | 4 | 24 | 1 | 114.0002 | 2713 | 39.02 | 57.92 | 1000 | 39.02 | 0 | 150.859 | Cooling | 25.1432 | #N/A | #N/A | #N/A | #N/A | 0 | 0 | 0 | 0 | 0 | 150.859 | #N/A | #N/A | 88 | 54.02 | 6.1027 | #N/A | 0.4664 | 0.08381% | 1 | 50% | 0% | 0% | 0% | 8.2745 | 0 | 0 | 0 | 8.2745 | #N/A
2007-04-24 02:00 | 4 | 24 | 2 | 114.0418 | 2714 | 39.02 | 57.02 | 1000 | 39.02 | 0 | 119.1919 | Cooling | 19.8653 | #N/A | #N/A | #N/A | #N/A | 0 | 0 | 0 | 0 | 0 | 119.1919 | #N/A | #N/A | 88 | 54.02 | 6.1027 | #N/A | 0.3685 | 0.06622% | 1 | 50% | 0% | 0% | 0% | 8.2745 | 0 | 0 | 0 | 8.2745 | #N/A
2007-04-24 03:00 | 4 | 24 | 3 | 114.0835 | 2715 | 37.94 | 53.06 | 1000 | 37.94 | 0 | 64.7536 | Cooling | 10.7923 | #N/A | #N/A | #N/A | #N/A | 0 | 0 | 0 | 0 | 0 | 64.7536 | #N/A | #N/A | 88 | 52.94 | 6.1765 | #N/A | 0.20019 | 0.03597% | 1 | 50% | 0% | 0% | 0% | 8.2745 | 0 | 0 | 0 | 8.2745 | #N/A
2007-04-24 04:00 | 4 | 24 | 4 | 114.1252 | 2716 | 37.04 | 46.04 | 1001 | 37.04 | 0 | 4.787 | Cooling | 0.79783 | #N/A | #N/A | #N/A | #N/A | 0 | 0 | 0 | 0 | 0 | 4.787 | #N/A | #N/A | 88 | 52.04 | 6.238 | #N/A | 0.0148 | 0.002659% | 1 | 50% | 0% | 0% | 0% | 8.2745 | 0 | 0 | 0 | 8.2745 | #N/A
2007-04-24 05:00 | 4 | 24 | 5 | 114.1668 | 2717 | 37.04 | 41 | 1002 | 37.04 | 0 | 0 | Cooling | 0 | #N/A | #N/A | #N/A | #N/A | 0 | 0 | 0 | 0 | 0 | 0 | #N/A | #N/A | 88 | 52.04 | 6.238 | #N/A | 0 | 0% | 1 | 50% | 0% | 0% | 0% | 8.2745 | 0 | 0 | 0 | 8.2745 | #N/A
2007-04-24 06:00 | 4 | 24 | 6 | 114.2085 | 2718 | 37.94 | 39.92 | 1002 | 37.94 | 0 | 11.8831 | Cooling | 1.9805 | #N/A | #N/A | #N/A | #N/A | 0 | 0 | 0 | 0 | 0 | 11.8831 | #N/A | #N/A | 88 | 52.94 | 6.1765 | #N/A | 0.036738 | 0.006602% | 1 | 50% | 0% | 0% | 0% | 8.2745 | 0 | 0 | 0 | 8.2745 | #N/A
2007-04-24 07:00 | 4 | 24 | 7 | 114.2502 | 2719 | 39.92 | 39.92 | 1003 | 39.92 | 0 | 55.5415 | Cooling | 9.2569 | #N/A | #N/A | #N/A | #N/A | 0 | 0 | 0 | 0 | 0 | 55.5415 | #N/A | #N/A | 88 | 54.92 | 6.0412 | #N/A | 0.17171 | 0.03086% | 1 | 50% | 0% | 0% | 0% | 8.2745 | 0 | 0 | 0 | 8.2745 | #N/A
2007-04-24 08:00 | 4 | 24 | 8 | 114.2918 | 2720 | 39.92 | 44.06 | 1003 | 39.92 | 0 | 190.2863 | Cooling | 31.7144 | #N/A | #N/A | #N/A | #N/A | 0 | 0 | 0 | 0 | 0 | 190.2863 | #N/A | #N/A | 88 | 54.92 | 6.0412 | #N/A | 0.58829 | 0.1057% | 1 | 50% | 0% | 0% | 0% | 8.2745 | 0 | 0 | 0 | 8.2745 | #N/A
2007-04-24 09:00 | 4 | 24 | 9 | 114.3335 | 2721 | 44.96 | 46.04 | 1003 | 44.96 | 0 | 327.5849 | Cooling | 54.5975 | #N/A | #N/A | #N/A | #N/A | 0 | 0 | 0 | 0 | 0 | 327.5849 | #N/A | #N/A | 88 | 59.96 | 5.6968 | #N/A | 1.0128 | 0.182% | 1 | 50% | 0% | 0% | 0% | 8.2745 | 0 | 0 | 0 | 8.2745 | #N/A
2007-04-24 10:00 | 4 | 24 | 10 | 114.3752 | 2722 | 48.92 | 48.02 | 1003 | 48.92 | 0 | 434.805 | Cooling | 72.4675 | #N/A | #N/A | #N/A | #N/A | 0 | 0 | 0 | 0 | 0 | 434.805 | #N/A | #N/A | 88 | 63.92 | 5.4262 | #N/A | 1.3443 | 0.2416% | 1 | 50% | 0% | 0% | 0% | 8.2745 | 0 | 0 | 0 | 8.2745 | #N/A
2007-04-24 11:00 | 4 | 24 | 11 | 114.4168 | 2723 | 48.92 | 48.92 | 1002 | 48.92 | 0 | 523.986 | Cooling | 87.331 | #N/A | #N/A | #N/A | #N/A | 0 | 0 | 0 | 0 | 0 | 523.986 | #N/A | #N/A | 88 | 63.92 | 5.4262 | #N/A | 1.62 | 0.2911% | 1 | 50% | 0% | 0% | 0% | 8.2745 | 0 | 0 | 0 | 8.2745 | #N/A
2007-04-24 12:00 | 4 | 24 | 12 | 114.4585 | 2724 | 53.96 | 48.02 | 1001 | 53.96 | 0 | 612.7521 | Cooling | 102.1254 | #N/A | #N/A | #N/A | #N/A | 0 | 0 | 0 | 0 | 0 | 612.7521 | #N/A | #N/A | 88 | 68.96 | 5.0818 | #N/A | 1.8944 | 0.3404% | 1 | 50% | 0% | 0% | 0% | 8.2745 | 0 | 0 | 0 | 8.2745 | #N/A
2007-04-24 13:00 | 4 | 24 | 13 | 114.5002 | 2725 | 57.02 | 50 | 1000 | 57.02 | 0 | 704.6415 | Cooling | 117.4402 | #N/A | #N/A | #N/A | #N/A | 0 | 0 | 0 | 0 | 0 | 704.6415 | #N/A | #N/A | 88 | 72.02 | 4.8727 | #N/A | 2.1785 | 0.3915% | 1 | 50% | 0% | 0% | 0% | 8.2745 | 0 | 0 | 0 | 8.2745 | #N/A
2007-04-24 14:00 | 4 | 24 | 14 | 114.5418 | 2726 | 57.02 | 51.08 | 999 | 57.02 | 0 | 956.4649 | Cooling | 159.4108 | #N/A | #N/A | #N/A | #N/A | 0 | 0 | 0 | 0 | 0 | 956.4649 | #N/A | #N/A | 88 | 72.02 | 4.8727 | #N/A | 2.957 | 0.5314% | 1 | 50% | 0% | 0% | 0% | 8.2745 | 0 | 0 | 0 | 8.2745 | #N/A
2007-04-24 15:00 | 4 | 24 | 15 | 114.5835 | 2727 | 57.02 | 51.98 | 998 | 57.02 | 0 | 1324.2095 | Cooling | 220.7016 | #N/A | #N/A | #N/A | #N/A | 0 | 0 | 0 | 0 | 0 | 1324.2095 | #N/A | #N/A | 88 | 72.02 | 4.8727 | #N/A | 4.094 | 0.7357% | 1 | 50% | 0% | 0% | 0% | 8.2745 | 0 | 0 | 0 | 8.2745 | #N/A
2007-04-24 16:00 | 4 | 24 | 16 | 114.6252 | 2728 | 57.92 | 51.08 | 998 | 57.92 | 0 | 1275.3033 | Cooling | 212.5505 | #N/A | #N/A | #N/A | #N/A | 0 | 0 | 0 | 0 | 0 | 1275.3033 | #N/A | #N/A | 88 | 72.92 | 4.8112 | #N/A | 3.9428 | 0.7085% | 1 | 50% | 0% | 0% | 0% | 8.2745 | 0 | 0 | 0 | 8.2745 | #N/A
2007-04-24 17:00 | 4 | 24 | 17 | 114.6668 | 2729 | 57.92 | 51.98 | 997 | 57.92 | 0 | 1106.141 | Cooling | 184.3568 | #N/A | #N/A | #N/A | #N/A | 0 | 0 | 0 | 0 | 0 | 1106.141 | #N/A | #N/A | 88 | 72.92 | 4.8112 | #N/A | 3.4198 | 0.6145% | 1 | 50% | 0% | 0% | 0% | 8.2745 | 0 | 0 | 0 | 8.2745 | #N/A
2007-04-24 18:00 | 4 | 24 | 18 | 114.7085 | 2730 | 55.04 | 51.08 | 997 | 55.04 | 0 | 794.3866 | Cooling | 132.3978 | #N/A | #N/A | #N/A | #N/A | 0 | 0 | 0 | 0 | 0 | 794.3866 | #N/A | #N/A | 88 | 70.04 | 5.008 | #N/A | 2.4559 | 0.4413% | 1 | 50% | 0% | 0% | 0% | 8.2745 | 0 | 0 | 0 | 8.2745 | #N/A
2007-04-24 19:00 | 4 | 24 | 19 | 114.7502 | 2731 | 51.98 | 50 | 997 | 51.98 | 0 | 497.3869 | Cooling | 82.8978 | #N/A | #N/A | #N/A | #N/A | 0 | 0 | 0 | 0 | 0 | 497.3869 | #N/A | #N/A | 88 | 66.98 | 5.2171 | #N/A | 1.5377 | 0.2763% | 1 | 50% | 0% | 0% | 0% | 8.2745 | 0 | 0 | 0 | 8.2745 | #N/A
2007-04-24 20:00 | 4 | 24 | 20 | 114.7918 | 2732 | 51.98 | 50 | 998 | 51.98 | 0 | 358.7879 | Cooling | 59.798 | #N/A | #N/A | #N/A | #N/A | 0 | 0 | 0 | 0 | 0 | 358.7879 | #N/A | #N/A | 88 | 66.98 | 5.2171 | #N/A | 1.1092 | 0.1993% | 1 | 50% | 0% | 0% | 0% | 8.2745 | 0 | 0 | 0 | 8.2745 | #N/A
2007-04-24 21:00 | 4 | 24 | 21 | 114.8335 | 2733 | 46.94 | 48.92 | 997 | 46.94 | 0 | 228.7781 | Cooling | 38.1297 | #N/A | #N/A | #N/A | #N/A | 0 | 0 | 0 | 0 | 0 | 228.7781 | #N/A | #N/A | 88 | 61.94 | 5.5615 | #N/A | 0.7073 | 0.1271% | 1 | 50% | 0% | 0% | 0% | 8.2745 | 0 | 0 | 0 | 8.2745 | #N/A
2007-04-24 22:00 | 4 | 24 | 22 | 114.8752 | 2734 | 44.96 | 48.92 | 997 | 44.96 | 0 | 0 | Cooling | 0 | #N/A | #N/A | #N/A | #N/A | 0 | 0 | 0 | 0 | 0 | 0 | #N/A | #N/A | 88 | 59.96 | 5.6968 | #N/A | 0 | 0% | 1 | 50% | 0% | 0% | 0% | 8.2745 | 0 | 0 | 0 | 8.2745 | #N/A
2007-04-24 23:00 | 4 | 24 | 23 | 114.9168 | 2735 | 44.96 | 51.08 | 997 | 44.96 | 0 | 9.3686 | Cooling | 1.5614 | #N/A | #N/A | #N/A | #N/A | 0 | 0 | 0 | 0 | 0 | 9.3686 | #N/A | #N/A | 88 | 59.96 | 5.6968 | #N/A | 0.028964 | 0.005205% | 1 | 50% | 0% | 0% | 0% | 8.2745 | 0 | 0 | 0 | 8.2745 | #N/A
2007-04-25 | 4 | 25 | 0 | 114.9585 | 2736 | 41 | 51.08 | 996 | 41 | 0 | 20.1637 | Cooling | 3.3606 | #N/A | #N/A | #N/A | #N/A | 0 | 0 | 0 | 0 | 0 | 20.1637 | #N/A | #N/A | 88 | 56 | 5.9674 | #N/A | 0.062339 | 0.0112% | 1 | 50% | 0% | 0% | 0% | 8.2745 | 0 | 0 | 0 | 8.2745 | #N/A
2007-04-25 01:00 | 4 | 25 | 1 | 115.0002 | 2737 | 39.92 | 50 | 995 | 39.92 | 0 | 8.3642 | Cooling | 1.394 | #N/A | #N/A | #N/A | #N/A | 0 | 0 | 0 | 0 | 0 | 8.3642 | #N/A | #N/A | 88 | 54.92 | 6.0412 | #N/A | 0.025859 | 0.004647% | 1 | 50% | 0% | 0% | 0% | 8.2745 | 0 | 0 | 0 | 8.2745 | #N/A
2007-04-25 02:00 | 4 | 25 | 2 | 115.0418 | 2738 | 39.92 | 48.92 | 995 | 39.92 | 0 | 0 | Cooling | 0 | #N/A | #N/A | #N/A | #N/A | 0 | 0 | 0 | 0 | 0 | 0 | #N/A | #N/A | 88 | 54.92 | 6.0412 | #N/A | 0 | 0% | 1 | 50% | 0% | 0% | 0% | 8.2745 | 0 | 0 | 0 | 8.2745 | #N/A
2007-04-25 03:00 | 4 | 25 | 3 | 115.0835 | 2739 | 33.98 | 48.02 | 994 | 33.98 | 0 | 0.0068732 | Cooling | 0.0011455 | #N/A | #N/A | #N/A | #N/A | 0 | 0 | 0 | 0 | 0 | 0.0068732 | #N/A | #N/A | 88 | 48.98 | 6.4471 | #N/A | 2.1249e-05 | 3.818e-06% | 1 | 50% | 0% | 0% | 0% | 8.2745 | 0 | 0 | 0 | 8.2745 | #N/A
2007-04-25 04:00 | 4 | 25 | 4 | 115.1252 | 2740 | 32 | 50 | 994 | 32 | 0 | 0.67548 | Cooling | 0.11258 | #N/A | #N/A | #N/A | #N/A | 0 | 0 | 0 | 0 | 0 | 0.67548 | #N/A | #N/A | 88 | 47 | 6.5824 | #N/A | 0.0020883 | 0.0003753% | 1 | 50% | 0% | 0% | 0% | 8.2745 | 0 | 0 | 0 | 8.2745 | #N/A
2007-04-25 05:00 | 4 | 25 | 5 | 115.1668 | 2741 | 32 | 50 | 994 | 32 | 0 | 3.2464 | Cooling | 0.54106 | #N/A | #N/A | #N/A | #N/A | 0 | 0 | 0 | 0 | 0 | 3.2464 | #N/A | #N/A | 88 | 47 | 6.5824 | #N/A | 0.010036 | 0.001804% | 1 | 50% | 0% | 0% | 0% | 8.2745 | 0 | 0 | 0 | 8.2745 | #N/A
2007-04-25 06:00 | 4 | 25 | 6 | 115.2085 | 2742 | 33.98 | 51.08 | 994 | 33.98 | 0 | 44.04 | Cooling | 7.34 | #N/A | #N/A | #N/A | #N/A | 0 | 0 | 0 | 0 | 0 | 44.04 | #N/A | #N/A | 88 | 48.98 | 6.4471 | #N/A | 0.13616 | 0.02447% | 1 | 50% | 0% | 0% | 0% | 8.2745 | 0 | 0 | 0 | 8.2745 | #N/A
2007-04-25 07:00 | 4 | 25 | 7 | 115.2502 | 2743 | 42.08 | 51.08 | 994 | 42.08 | 0 | 83.8854 | Cooling | 13.9809 | #N/A | #N/A | #N/A | #N/A | 0 | 0 | 0 | 0 | 0 | 83.8854 | #N/A | #N/A | 88 | 57.08 | 5.8936 | #N/A | 0.25934 | 0.0466% | 1 | 50% | 0% | 0% | 0% | 8.2745 | 0 | 0 | 0 | 8.2745 | #N/A
2007-04-25 08:00 | 4 | 25 | 8 | 115.2918 | 2744 | 42.08 | 51.98 | 994 | 42.08 | 0 | 165.2583 | Cooling | 27.543 | #N/A | #N/A | #N/A | #N/A | 0 | 0 | 0 | 0 | 0 | 165.2583 | #N/A | #N/A | 88 | 57.08 | 5.8936 | #N/A | 0.51092 | 0.09181% | 1 | 50% | 0% | 0% | 0% | 8.2745 | 0 | 0 | 0 | 8.2745 | #N/A
2007-04-25 09:00 | 4 | 25 | 9 | 115.3335 | 2745 | 46.94 | 53.06 | 994 | 46.94 | 0 | 235.5735 | Cooling | 39.2622 | #N/A | #N/A | #N/A | #N/A | 0 | 0 | 0 | 0 | 0 | 235.5735 | #N/A | #N/A | 88 | 61.94 | 5.5615 | #N/A | 0.7283 | 0.1309% | 1 | 50% | 0% | 0% | 0% | 8.2745 | 0 | 0 | 0 | 8.2745 | #N/A
2007-04-25 10:00 | 4 | 25 | 10 | 115.3752 | 2746 | 51.08 | 53.06 | 994 | 51.08 | 0 | 298.5305 | Cooling | 49.7551 | #N/A | #N/A | #N/A | #N/A | 0 | 0 | 0 | 0 | 0 | 298.5305 | #N/A | #N/A | 88 | 66.08 | 5.2786 | #N/A | 0.92294 | 0.1659% | 1 | 50% | 0% | 0% | 0% | 8.2745 | 0 | 0 | 0 | 8.2745 | #N/A
2007-04-25 11:00 | 4 | 25 | 11 | 115.4168 | 2747 | 51.08 | 55.94 | 994 | 51.08 | 0 | 512.0939 | Cooling | 85.349 | #N/A | #N/A | #N/A | #N/A | 0 | 0 | 0 | 0 | 0 | 512.0939 | #N/A | #N/A | 88 | 66.08 | 5.2786 | #N/A | 1.5832 | 0.2845% | 1 | 50% | 0% | 0% | 0% | 8.2745 | 0 | 0 | 0 | 8.2745 | #N/A
2007-04-25 12:00 | 4 | 25 | 12 | 115.4585 | 2748 | 57.02 | 55.94 | 994 | 57.02 | 0 | 663.93 | Cooling | 110.655 | #N/A | #N/A | #N/A | #N/A | 0 | 0 | 0 | 0 | 0 | 663.93 | #N/A | #N/A | 88 | 72.02 | 4.8727 | #N/A | 2.0526 | 0.3689% | 1 | 50% | 0% | 0% | 0% | 8.2745 | 0 | 0 | 0 | 8.2745 | #N/A
2007-04-25 13:00 | 4 | 25 | 13 | 115.5002 | 2749 | 59 | 57.02 | 994 | 59 | 0 | 762.8536 | Cooling | 127.1423 | #N/A | #N/A | #N/A | #N/A | 0 | 0 | 0 | 0 | 0 | 762.8536 | #N/A | #N/A | 88 | 74 | 4.7374 | #N/A | 2.3585 | 0.4238% | 1 | 50% | 0% | 0% | 0% | 8.2745 | 0 | 0 | 0 | 8.2745 | #N/A
2007-04-25 14:00 | 4 | 25 | 14 | 115.5418 | 2750 | 59 | 57.92 | 994 | 59 | 0 | 935.7039 | Cooling | 155.9507 | #N/A | #N/A | #N/A | #N/A | 0 | 0 | 0 | 0 | 0 | 935.7039 | #N/A | #N/A | 88 | 74 | 4.7374 | #N/A | 2.8928 | 0.5198% | 1 | 50% | 0% | 0% | 0% | 8.2745 | 0 | 0 | 0 | 8.2745 | #N/A
2007-04-25 15:00 | 4 | 25 | 15 | 115.5835 | 2751 | 62.06 | 57.92 | 994 | 62.06 | 0 | 1058.3665 | Cooling | 176.3944 | #N/A | #N/A | #N/A | #N/A | 0 | 0 | 0 | 0 | 0 | 1058.3665 | #N/A | #N/A | 88 | 77.06 | 4.5283 | #N/A | 3.2721 | 0.588% | 1 | 50% | 0% | 0% | 0% | 8.2745 | 0 | 0 | 0 | 8.2745 | #N/A
2007-04-25 16:00 | 4 | 25 | 16 | 115.6252 | 2752 | 62.96 | 57.92 | 994 | 62.96 | 0 | 1143.816 | Cooling | 190.636 | #N/A | #N/A | #N/A | #N/A | 0 | 0 | 0 | 0 | 0 | 1143.816 | #N/A | #N/A | 88 | 77.96 | 4.4668 | #N/A | 3.5363 | 0.6355% | 1 | 50% | 0% | 0% | 0% | 8.2745 | 0 | 0 | 0 | 8.2745 | #N/A
2007-04-25 17:00 | 4 | 25 | 17 | 115.6668 | 2753 | 62.96 | 57.02 | 994 | 62.96 | 0 | 1088.1678 | Cooling | 181.3613 | #N/A | #N/A | #N/A | #N/A | 0 | 0 | 0 | 0 | 0 | 1088.1678 | #N/A | #N/A | 88 | 77.96 | 4.4668 | #N/A | 3.3642 | 0.6045% | 1 | 50% | 0% | 0% | 0% | 8.2745 | 0 | 0 | 0 | 8.2745 | #N/A
2007-04-25 18:00 | 4 | 25 | 18 | 115.7085 | 2754 | 62.06 | 55.94 | 994 | 62.06 | 0 | 926.152 | Cooling | 154.3587 | #N/A | #N/A | #N/A | #N/A | 0 | 0 | 0 | 0 | 0 | 926.152 | #N/A | #N/A | 88 | 77.06 | 4.5283 | #N/A | 2.8633 | 0.5145% | 1 | 50% | 0% | 0% | 0% | 8.2745 | 0 | 0 | 0 | 8.2745 | #N/A
2007-04-25 19:00 | 4 | 25 | 19 | 115.7502 | 2755 | 62.06 | 53.96 | 995 | 62.06 | 0 | 661.8964 | Cooling | 110.3161 | #N/A | #N/A | #N/A | #N/A | 0 | 0 | 0 | 0 | 0 | 661.8964 | #N/A | #N/A | 88 | 77.06 | 4.5283 | #N/A | 2.0463 | 0.3677% | 1 | 50% | 0% | 0% | 0% | 8.2745 | 0 | 0 | 0 | 8.2745 | #N/A
2007-04-25 20:00 | 4 | 25 | 20 | 115.7918 | 2756 | 62.06 | 55.04 | 995 | 62.06 | 0 | 517.3685 | Cooling | 86.2281 | #N/A | #N/A | #N/A | #N/A | 0 | 0 | 0 | 0 | 0 | 517.3685 | #N/A | #N/A | 88 | 77.06 | 4.5283 | #N/A | 1.5995 | 0.2874% | 1 | 50% | 0% | 0% | 0% | 8.2745 | 0 | 0 | 0 | 8.2745 | #N/A
2007-04-25 21:00 | 4 | 25 | 21 | 115.8335 | 2757 | 57.92 | 53.06 | 996 | 57.92 | 0 | 374.4049 | Cooling | 62.4008 | #N/A | #N/A | #N/A | #N/A | 0 | 0 | 0 | 0 | 0 | 374.4049 | #N/A | #N/A | 88 | 72.92 | 4.8112 | #N/A | 1.1575 | 0.208% | 1 | 50% | 0% | 0% | 0% | 8.2745 | 0 | 0 | 0 | 8.2745 | #N/A
2007-04-25 22:00 | 4 | 25 | 22 | 115.8752 | 2758 | 51.98 | 51.08 | 996 | 51.98 | 0 | 10.5415 | Cooling | 1.7569 | #N/A | #N/A | #N/A | #N/A | 0 | 0 | 0 | 0 | 0 | 10.5415 | #N/A | #N/A | 88 | 66.98 | 5.2171 | #N/A | 0.03259 | 0.005856% | 1 | 50% | 0% | 0% | 0% | 8.2745 | 0 | 0 | 0 | 8.2745 | #N/A
2007-04-25 23:00 | 4 | 25 | 23 | 115.9168 | 2759 | 51.98 | 48.92 | 996 | 51.98 | 0 | 2.7681 | Cooling | 0.46135 | #N/A | #N/A | #N/A | #N/A | 0 | 0 | 0 | 0 | 0 | 2.7681 | #N/A | #N/A | 88 | 66.98 | 5.2171 | #N/A | 0.0085579 | 0.001538% | 1 | 50% | 0% | 0% | 0% | 8.2745 | 0 | 0 | 0 | 8.2745 | #N/A
2007-04-26 | 4 | 26 | 0 | 115.9585 | 2760 | 44.96 | 48.92 | 997 | 44.96 | 0 | 0.0056575 | Cooling | 0.00094292 | #N/A | #N/A | #N/A | #N/A | 0 | 0 | 0 | 0 | 0 | 0.0056575 | #N/A | #N/A | 88 | 59.96 | 5.6968 | #N/A | 1.7491e-05 | 3.143e-06% | 1 | 50% | 0% | 0% | 0% | 8.2745 | 0 | 0 | 0 | 8.2745 | #N/A
2007-04-26 01:00 | 4 | 26 | 1 | 116.0002 | 2761 | 44.06 | 48.92 | 997 | 44.06 | 0 | 0.0054064 | Cooling | 0.00090107 | #N/A | #N/A | #N/A | #N/A | 0 | 0 | 0 | 0 | 0 | 0.0054064 | #N/A | #N/A | 88 | 59.06 | 5.7583 | #N/A | 1.6715e-05 | 3.004e-06% | 1 | 50% | 0% | 0% | 0% | 8.2745 | 0 | 0 | 0 | 8.2745 | #N/A
2007-04-26 02:00 | 4 | 26 | 2 | 116.0418 | 2762 | 44.06 | 48.02 | 996 | 44.06 | 0 | 0.012304 | Cooling | 0.0020506 | #N/A | #N/A | #N/A | #N/A | 0 | 0 | 0 | 0 | 0 | 0.012304 | #N/A | #N/A | 88 | 59.06 | 5.7583 | #N/A | 3.8039e-05 | 6.835e-06% | 1 | 50% | 0% | 0% | 0% | 8.2745 | 0 | 0 | 0 | 8.2745 | #N/A
2007-04-26 03:00 | 4 | 26 | 3 | 116.0835 | 2763 | 44.06 | 48.02 | 996 | 44.06 | 0 | 0.014707 | Cooling | 0.0024512 | #N/A | #N/A | #N/A | #N/A | 0 | 0 | 0 | 0 | 0 | 0.014707 | #N/A | #N/A | 88 | 59.06 | 5.7583 | #N/A | 4.547e-05 | 8.171e-06% | 1 | 50% | 0% | 0% | 0% | 8.2745 | 0 | 0 | 0 | 8.2745 | #N/A
2007-04-26 04:00 | 4 | 26 | 4 | 116.1252 | 2764 | 42.98 | 48.92 | 997 | 42.98 | 0 | 0.0045215 | Cooling | 0.00075359 | #N/A | #N/A | #N/A | #N/A | 0 | 0 | 0 | 0 | 0 | 0.0045215 | #N/A | #N/A | 88 | 57.98 | 5.8321 | #N/A | 1.3979e-05 | 2.512e-06% | 1 | 50% | 0% | 0% | 0% | 8.2745 | 0 | 0 | 0 | 8.2745 | #N/A
2007-04-26 05:00 | 4 | 26 | 5 | 116.1668 | 2765 | 42.98 | 48.02 | 997 | 42.98 | 0 | 0.011176 | Cooling | 0.0018627 | #N/A | #N/A | #N/A | #N/A | 0 | 0 | 0 | 0 | 0 | 0.011176 | #N/A | #N/A | 88 | 57.98 | 5.8321 | #N/A | 3.4554e-05 | 6.209e-06% | 1 | 50% | 0% | 0% | 0% | 8.2745 | 0 | 0 | 0 | 8.2745 | #N/A
2007-04-26 06:00 | 4 | 26 | 6 | 116.2085 | 2766 | 42.98 | 46.94 | 998 | 42.98 | 0 | 0.070732 | Cooling | 0.011789 | #N/A | #N/A | #N/A | #N/A | 0 | 0 | 0 | 0 | 0 | 0.070732 | #N/A | #N/A | 88 | 57.98 | 5.8321 | #N/A | 0.00021868 | 3.93e-05% | 1 | 50% | 0% | 0% | 0% | 8.2745 | 0 | 0 | 0 | 8.2745 | #N/A
2007-04-26 07:00 | 4 | 26 | 7 | 116.2502 | 2767 | 42.98 | 50 | 998 | 42.98 | 0 | 3.6942 | Cooling | 0.6157 | #N/A | #N/A | #N/A | #N/A | 0 | 0 | 0 | 0 | 0 | 3.6942 | #N/A | #N/A | 88 | 57.98 | 5.8321 | #N/A | 0.011421 | 0.002052% | 1 | 50% | 0% | 0% | 0% | 8.2745 | 0 | 0 | 0 | 8.2745 | #N/A
2007-04-26 08:00 | 4 | 26 | 8 | 116.2918 | 2768 | 42.98 | 50 | 998 | 42.98 | 0 | 123.7031 | Cooling | 20.6172 | #N/A | #N/A | #N/A | #N/A | 0 | 0 | 0 | 0 | 0 | 123.7031 | #N/A | #N/A | 88 | 57.98 | 5.8321 | #N/A | 0.38244 | 0.06872% | 1 | 50% | 0% | 0% | 0% | 8.2745 | 0 | 0 | 0 | 8.2745 | #N/A
2007-04-26 09:00 | 4 | 26 | 9 | 116.3335 | 2769 | 44.96 | 48.92 | 998 | 44.96 | 0 | 216.4243 | Cooling | 36.0707 | #N/A | #N/A | #N/A | #N/A | 0 | 0 | 0 | 0 | 0 | 216.4243 | #N/A | #N/A | 88 | 59.96 | 5.6968 | #N/A | 0.6691 | 0.1202% | 1 | 50% | 0% | 0% | 0% | 8.2745 | 0 | 0 | 0 | 8.2745 | #N/A
2007-04-26 10:00 | 4 | 26 | 10 | 116.3752 | 2770 | 44.96 | 50 | 998 | 44.96 | 0 | 274.5094 | Cooling | 45.7516 | #N/A | #N/A | #N/A | #N/A | 0 | 0 | 0 | 0 | 0 | 274.5094 | #N/A | #N/A | 88 | 59.96 | 5.6968 | #N/A | 0.84868 | 0.1525% | 1 | 50% | 0% | 0% | 0% | 8.2745 | 0 | 0 | 0 | 8.2745 | #N/A
2007-04-26 11:00 | 4 | 26 | 11 | 116.4168 | 2771 | 44.96 | 48.92 | 998 | 44.96 | 0 | 318.7842 | Cooling | 53.1307 | #N/A | #N/A | #N/A | #N/A | 0 | 0 | 0 | 0 | 0 | 318.7842 | #N/A | #N/A | 88 | 59.96 | 5.6968 | #N/A | 0.98556 | 0.1771% | 1 | 50% | 0% | 0% | 0% | 8.2745 | 0 | 0 | 0 | 8.2745 | #N/A
2007-04-26 12:00 | 4 | 26 | 12 | 116.4585 | 2772 | 48.92 | 48.92 | 998 | 48.92 | 0 | 326.4322 | Cooling | 54.4054 | #N/A | #N/A | #N/A | #N/A | 0 | 0 | 0 | 0 | 0 | 326.4322 | #N/A | #N/A | 88 | 63.92 | 5.4262 | #N/A | 1.0092 | 0.1814% | 1 | 50% | 0% | 0% | 0% | 8.2745 | 0 | 0 | 0 | 8.2745 | #N/A
2007-04-26 13:00 | 4 | 26 | 13 | 116.5002 | 2773 | 53.96 | 48.02 | 998 | 53.96 | 0 | 331.1215 | Cooling | 55.1869 | #N/A | #N/A | #N/A | #N/A | 0 | 0 | 0 | 0 | 0 | 331.1215 | #N/A | #N/A | 88 | 68.96 | 5.0818 | #N/A | 1.0237 | 0.184% | 1 | 50% | 0% | 0% | 0% | 8.2745 | 0 | 0 | 0 | 8.2745 | #N/A
2007-04-26 14:00 | 4 | 26 | 14 | 116.5418 | 2774 | 53.96 | 51.98 | 997 | 53.96 | 0 | 335.0897 | Cooling | 55.8483 | #N/A | #N/A | #N/A | #N/A | 0 | 0 | 0 | 0 | 0 | 335.0897 | #N/A | #N/A | 88 | 68.96 | 5.0818 | #N/A | 1.036 | 0.1862% | 1 | 50% | 0% | 0% | 0% | 8.2745 | 0 | 0 | 0 | 8.2745 | #N/A
2007-04-26 15:00 | 4 | 26 | 15 | 116.5835 | 2775 | 57.02 | 51.08 | 997 | 57.02 | 0 | 258.5034 | Cooling | 43.0839 | #N/A | #N/A | #N/A | #N/A | 0 | 0 | 0 | 0 | 0 | 258.5034 | #N/A | #N/A | 88 | 72.02 | 4.8727 | #N/A | 0.7992 | 0.1436% | 1 | 50% | 0% | 0% | 0% | 8.2745 | 0 | 0 | 0 | 8.2745 | #N/A
2007-04-26 16:00 | 4 | 26 | 16 | 116.6252 | 2776 | 55.94 | 51.08 | 996 | 55.94 | 0 | 189.7635 | Cooling | 31.6273 | #N/A | #N/A | #N/A | #N/A | 0 | 0 | 0 | 0 | 0 | 189.7635 | #N/A | #N/A | 88 | 70.94 | 4.9465 | #N/A | 0.58668 | 0.1054% | 1 | 50% | 0% | 0% | 0% | 8.2745 | 0 | 0 | 0 | 8.2745 | #N/A
2007-04-26 17:00 | 4 | 26 | 17 | 116.6668 | 2777 | 55.94 | 51.98 | 995 | 55.94 | 0 | 314.19 | Cooling | 52.365 | #N/A | #N/A | #N/A | #N/A | 0 | 0 | 0 | 0 | 0 | 314.19 | #N/A | #N/A | 88 | 70.94 | 4.9465 | #N/A | 0.97136 | 0.1745% | 1 | 50% | 0% | 0% | 0% | 8.2745 | 0 | 0 | 0 | 8.2745 | #N/A
2007-04-26 18:00 | 4 | 26 | 18 | 116.7085 | 2778 | 50 | 46.94 | 995 | 50 | 0 | 214.8349 | Cooling | 35.8058 | #N/A | #N/A | #N/A | #N/A | 0 | 0 | 0 | 0 | 0 | 214.8349 | #N/A | #N/A | 88 | 65 | 5.3524 | #N/A | 0.66419 | 0.1194% | 1 | 50% | 0% | 0% | 0% | 8.2745 | 0 | 0 | 0 | 8.2745 | #N/A
2007-04-26 19:00 | 4 | 26 | 19 | 116.7502 | 2779 | 46.94 | 48.02 | 994 | 46.94 | 0 | 113.7878 | Cooling | 18.9646 | #N/A | #N/A | #N/A | #N/A | 0 | 0 | 0 | 0 | 0 | 113.7878 | #N/A | #N/A | 88 | 61.94 | 5.5615 | #N/A | 0.35179 | 0.06322% | 1 | 50% | 0% | 0% | 0% | 8.2745 | 0 | 0 | 0 | 8.2745 | #N/A
2007-04-26 20:00 | 4 | 26 | 20 | 116.7918 | 2780 | 46.04 | 46.94 | 995 | 46.04 | 0 | 75.9556 | Cooling | 12.6593 | #N/A | #N/A | #N/A | #N/A | 0 | 0 | 0 | 0 | 0 | 75.9556 | #N/A | #N/A | 88 | 61.04 | 5.623 | #N/A | 0.23483 | 0.0422% | 1 | 50% | 0% | 0% | 0% | 8.2745 | 0 | 0 | 0 | 8.2745 | #N/A
2007-04-26 21:00 | 4 | 26 | 21 | 116.8335 | 2781 | 46.94 | 46.94 | 995 | 46.94 | 0 | 75.94 | Cooling | 12.6567 | #N/A | #N/A | #N/A | #N/A | 0 | 0 | 0 | 0 | 0 | 75.94 | #N/A | #N/A | 88 | 61.94 | 5.5615 | #N/A | 0.23478 | 0.04219% | 1 | 50% | 0% | 0% | 0% | 8.2745 | 0 | 0 | 0 | 8.2745 | #N/A
2007-04-26 22:00 | 4 | 26 | 22 | 116.8752 | 2782 | 44.96 | 46.94 | 995 | 44.96 | 0 | 0 | Cooling | 0 | #N/A | #N/A | #N/A | #N/A | 0 | 0 | 0 | 0 | 0 | 0 | #N/A | #N/A | 88 | 59.96 | 5.6968 | #N/A | 0 | 0% | 1 | 50% | 0% | 0% | 0% | 8.2745 | 0 | 0 | 0 | 8.2745 | #N/A
2007-04-26 23:00 | 4 | 26 | 23 | 116.9168 | 2783 | 44.96 | 46.04 | 995 | 44.96 | 0 | 0.0007152 | Cooling | 0.0001192 | #N/A | #N/A | #N/A | #N/A | 0 | 0 | 0 | 0 | 0 | 0.0007152 | #N/A | #N/A | 88 | 59.96 | 5.6968 | #N/A | 2.2111e-06 | 3.973e-07% | 1 | 50% | 0% | 0% | 0% | 8.2745 | 0 | 0 | 0 | 8.2745 | #N/A
2007-04-27 | 4 | 27 | 0 | 116.9585 | 2784 | 44.06 | 44.06 | 996 | 44.06 | 0 | 0.00053856 | Cooling | 8.9761e-05 | #N/A | #N/A | #N/A | #N/A | 0 | 0 | 0 | 0 | 0 | 0.00053856 | #N/A | #N/A | 88 | 59.06 | 5.7583 | #N/A | 1.665e-06 | 2.992e-07% | 1 | 50% | 0% | 0% | 0% | 8.2745 | 0 | 0 | 0 | 8.2745 | #N/A
2007-04-27 01:00 | 4 | 27 | 1 | 117.0002 | 2785 | 44.06 | 41 | 995 | 44.06 | 0 | 0.013637 | Cooling | 0.0022729 | #N/A | #N/A | #N/A | #N/A | 0 | 0 | 0 | 0 | 0 | 0.013637 | #N/A | #N/A | 88 | 59.06 | 5.7583 | #N/A | 4.2161e-05 | 7.576e-06% | 1 | 50% | 0% | 0% | 0% | 8.2745 | 0 | 0 | 0 | 8.2745 | #N/A
2007-04-27 02:00 | 4 | 27 | 2 | 117.0418 | 2786 | 44.06 | 39.02 | 997 | 44.06 | 0 | 0.054288 | Cooling | 0.0090479 | #N/A | #N/A | #N/A | #N/A | 0 | 0 | 0 | 0 | 0 | 0.054288 | #N/A | #N/A | 88 | 59.06 | 5.7583 | #N/A | 0.00016784 | 3.016e-05% | 1 | 50% | 0% | 0% | 0% | 8.2745 | 0 | 0 | 0 | 8.2745 | #N/A
2007-04-27 03:00 | 4 | 27 | 3 | 117.0835 | 2787 | 41 | 39.02 | 998 | 41 | 0 | 0.063873 | Cooling | 0.010645 | #N/A | #N/A | #N/A | #N/A | 0 | 0 | 0 | 0 | 0 | 0.063873 | #N/A | #N/A | 88 | 56 | 5.9674 | #N/A | 0.00019747 | 3.548e-05% | 1 | 50% | 0% | 0% | 0% | 8.2745 | 0 | 0 | 0 | 8.2745 | #N/A
2007-04-27 04:00 | 4 | 27 | 4 | 117.1252 | 2788 | 42.98 | 39.02 | 998 | 42.98 | 0 | 0.052433 | Cooling | 0.0087388 | #N/A | #N/A | #N/A | #N/A | 0 | 0 | 0 | 0 | 0 | 0.052433 | #N/A | #N/A | 88 | 57.98 | 5.8321 | #N/A | 0.0001621 | 2.913e-05% | 1 | 50% | 0% | 0% | 0% | 8.2745 | 0 | 0 | 0 | 8.2745 | #N/A
2007-04-27 05:00 | 4 | 27 | 5 | 117.1668 | 2789 | 42.98 | 37.04 | 1000 | 42.98 | 0 | 0.079884 | Cooling | 0.013314 | #N/A | #N/A | #N/A | #N/A | 0 | 0 | 0 | 0 | 0 | 0.079884 | #N/A | #N/A | 88 | 57.98 | 5.8321 | #N/A | 0.00024697 | 4.438e-05% | 1 | 50% | 0% | 0% | 0% | 8.2745 | 0 | 0 | 0 | 8.2745 | #N/A
2007-04-27 06:00 | 4 | 27 | 6 | 117.2085 | 2790 | 42.98 | 35.96 | 1001 | 42.98 | 2.0043 | 0 | Heating | 0.26724 | #N/A | #N/A | #N/A | #N/A | 2.0043 | #N/A | #N/A | 3.9388 | #N/A | 0 | 0 | 0 | 0 | 0 | 0 | 0 | 0 | 0.0008908% | 1 | 50% | 0% | 0% | 0% | 8.2745 | 0 | 0 | 0 | 8.2745 | #N/A
2007-04-27 07:00 | 4 | 27 | 7 | 117.2502 | 2791 | 44.06 | 35.96 | 1002 | 44.06 | 0 | 0.26521 | Cooling | 0.044202 | #N/A | #N/A | #N/A | #N/A | 0 | 0 | 0 | 0 | 0 | 0.26521 | #N/A | #N/A | 88 | 59.06 | 5.7583 | #N/A | 0.00081994 | 0.0001473% | 1 | 50% | 0% | 0% | 0% | 8.2745 | 0 | 0 | 0 | 8.2745 | #N/A
2007-04-27 08:00 | 4 | 27 | 8 | 117.2918 | 2792 | 44.06 | 35.06 | 1002 | 44.06 | 0 | 0.05445 | Cooling | 0.0090751 | #N/A | #N/A | #N/A | #N/A | 0 | 0 | 0 | 0 | 0 | 0.05445 | #N/A | #N/A | 88 | 59.06 | 5.7583 | #N/A | 0.00016834 | 3.025e-05% | 1 | 50% | 0% | 0% | 0% | 8.2745 | 0 | 0 | 0 | 8.2745 | #N/A
2007-04-27 09:00 | 4 | 27 | 9 | 117.3335 | 2793 | 48.02 | 35.06 | 1002 | 48.02 | 0 | 0.19977 | Cooling | 0.033295 | #N/A | #N/A | #N/A | #N/A | 0 | 0 | 0 | 0 | 0 | 0.19977 | #N/A | #N/A | 88 | 63.02 | 5.4877 | #N/A | 0.00061761 | 0.000111% | 1 | 50% | 0% | 0% | 0% | 8.2745 | 0 | 0 | 0 | 8.2745 | #N/A
2007-04-27 10:00 | 4 | 27 | 10 | 117.3752 | 2794 | 48.92 | 33.98 | 1003 | 48.92 | 0 | 0.13913 | Cooling | 0.023189 | #N/A | #N/A | #N/A | #N/A | 0 | 0 | 0 | 0 | 0 | 0.13913 | #N/A | #N/A | 88 | 63.92 | 5.4262 | #N/A | 0.00043014 | 7.73e-05% | 1 | 50% | 0% | 0% | 0% | 8.2745 | 0 | 0 | 0 | 8.2745 | #N/A
2007-04-27 11:00 | 4 | 27 | 11 | 117.4168 | 2795 | 48.92 | 39.02 | 1003 | 48.92 | 0 | 0.025635 | Cooling | 0.0042724 | #N/A | #N/A | #N/A | #N/A | 0 | 0 | 0 | 0 | 0 | 0.025635 | #N/A | #N/A | 88 | 63.92 | 5.4262 | #N/A | 7.9253e-05 | 1.424e-05% | 1 | 50% | 0% | 0% | 0% | 8.2745 | 0 | 0 | 0 | 8.2745 | #N/A
2007-04-27 12:00 | 4 | 27 | 12 | 117.4585 | 2796 | 50 | 39.02 | 1002 | 50 | 0 | 0.0045665 | Cooling | 0.00076109 | #N/A | #N/A | #N/A | #N/A | 0 | 0 | 0 | 0 | 0 | 0.0045665 | #N/A | #N/A | 88 | 65 | 5.3524 | #N/A | 1.4118e-05 | 2.537e-06% | 1 | 50% | 0% | 0% | 0% | 8.2745 | 0 | 0 | 0 | 8.2745 | #N/A
2007-04-27 13:00 | 4 | 27 | 13 | 117.5002 | 2797 | 51.08 | 35.96 | 1002 | 51.08 | 0 | 2.6593 | Cooling | 0.44322 | #N/A | #N/A | #N/A | #N/A | 0 | 0 | 0 | 0 | 0 | 2.6593 | #N/A | #N/A | 88 | 66.08 | 5.2786 | #N/A | 0.0082216 | 0.001477% | 1 | 50% | 0% | 0% | 0% | 8.2745 | 0 | 0 | 0 | 8.2745 | #N/A
2007-04-27 14:00 | 4 | 27 | 14 | 117.5418 | 2798 | 51.08 | 37.94 | 1002 | 51.08 | 0 | 7.5145 | Cooling | 1.2524 | #N/A | #N/A | #N/A | #N/A | 0 | 0 | 0 | 0 | 0 | 7.5145 | #N/A | #N/A | 88 | 66.08 | 5.2786 | #N/A | 0.023232 | 0.004175% | 1 | 50% | 0% | 0% | 0% | 8.2745 | 0 | 0 | 0 | 8.2745 | #N/A
2007-04-27 15:00 | 4 | 27 | 15 | 117.5835 | 2799 | 51.98 | 37.04 | 1002 | 51.98 | 0 | 16.9301 | Cooling | 2.8217 | #N/A | #N/A | #N/A | #N/A | 0 | 0 | 0 | 0 | 0 | 16.9301 | #N/A | #N/A | 88 | 66.98 | 5.2171 | #N/A | 0.052341 | 0.009406% | 1 | 50% | 0% | 0% | 0% | 8.2745 | 0 | 0 | 0 | 8.2745 | #N/A
2007-04-27 16:00 | 4 | 27 | 16 | 117.6252 | 2800 | 51.98 | 37.04 | 1002 | 51.98 | 0 | 20.4414 | Cooling | 3.4069 | #N/A | #N/A | #N/A | #N/A | 0 | 0 | 0 | 0 | 0 | 20.4414 | #N/A | #N/A | 88 | 66.98 | 5.2171 | #N/A | 0.063197 | 0.01136% | 1 | 50% | 0% | 0% | 0% | 8.2745 | 0 | 0 | 0 | 8.2745 | #N/A
2007-04-27 17:00 | 4 | 27 | 17 | 117.6668 | 2801 | 51.98 | 35.96 | 1002 | 51.98 | 0 | 7.2423 | Cooling | 1.2071 | #N/A | #N/A | #N/A | #N/A | 0 | 0 | 0 | 0 | 0 | 7.2423 | #N/A | #N/A | 88 | 66.98 | 5.2171 | #N/A | 0.022391 | 0.004024% | 1 | 50% | 0% | 0% | 0% | 8.2745 | 0 | 0 | 0 | 8.2745 | #N/A
2007-04-27 18:00 | 4 | 27 | 18 | 117.7085 | 2802 | 50 | 33.98 | 1002 | 50 | 0 | 0 | Cooling | 0 | #N/A | #N/A | #N/A | #N/A | 0 | 0 | 0 | 0 | 0 | 0 | #N/A | #N/A | 88 | 65 | 5.3524 | #N/A | 0 | 0% | 1 | 50% | 0% | 0% | 0% | 8.2745 | 0 | 0 | 0 | 8.2745 | #N/A
2007-04-27 19:00 | 4 | 27 | 19 | 117.7502 | 2803 | 48.02 | 35.06 | 1002 | 48.02 | 0 | 0.0062099 | Cooling | 0.001035 | #N/A | #N/A | #N/A | #N/A | 0 | 0 | 0 | 0 | 0 | 0.0062099 | #N/A | #N/A | 88 | 63.02 | 5.4877 | #N/A | 1.9199e-05 | 3.45e-06% | 1 | 50% | 0% | 0% | 0% | 8.2745 | 0 | 0 | 0 | 8.2745 | #N/A
2007-04-27 20:00 | 4 | 27 | 20 | 117.7918 | 2804 | 48.02 | 33.08 | 1002 | 48.02 | 0 | 0.023847 | Cooling | 0.0039746 | #N/A | #N/A | #N/A | #N/A | 0 | 0 | 0 | 0 | 0 | 0.023847 | #N/A | #N/A | 88 | 63.02 | 5.4877 | #N/A | 7.3727e-05 | 1.325e-05% | 1 | 50% | 0% | 0% | 0% | 8.2745 | 0 | 0 | 0 | 8.2745 | #N/A
2007-04-27 21:00 | 4 | 27 | 21 | 117.8335 | 2805 | 46.04 | 33.98 | 1001 | 46.04 | 0 | 0.016775 | Cooling | 0.0027959 | #N/A | #N/A | #N/A | #N/A | 0 | 0 | 0 | 0 | 0 | 0.016775 | #N/A | #N/A | 88 | 61.04 | 5.623 | #N/A | 5.1862e-05 | 9.32e-06% | 1 | 50% | 0% | 0% | 0% | 8.2745 | 0 | 0 | 0 | 8.2745 | #N/A
2007-04-27 22:00 | 4 | 27 | 22 | 117.8752 | 2806 | 44.96 | 33.98 | 1001 | 44.96 | 0 | 0.0077893 | Cooling | 0.0012982 | #N/A | #N/A | #N/A | #N/A | 0 | 0 | 0 | 0 | 0 | 0.0077893 | #N/A | #N/A | 88 | 59.96 | 5.6968 | #N/A | 2.4081e-05 | 4.327e-06% | 1 | 50% | 0% | 0% | 0% | 8.2745 | 0 | 0 | 0 | 8.2745 | #N/A
2007-04-27 23:00 | 4 | 27 | 23 | 117.9168 | 2807 | 44.96 | 33.98 | 1001 | 44.96 | 0 | 0.0031881 | Cooling | 0.00053135 | #N/A | #N/A | #N/A | #N/A | 0 | 0 | 0 | 0 | 0 | 0.0031881 | #N/A | #N/A | 88 | 59.96 | 5.6968 | #N/A | 9.8564e-06 | 1.771e-06% | 1 | 50% | 0% | 0% | 0% | 8.2745 | 0 | 0 | 0 | 8.2745 | #N/A
2007-04-28 | 4 | 28 | 0 | 117.9585 | 2808 | 44.96 | 35.06 | 1001 | 44.96 | 0 | 0.0013559 | Cooling | 0.00022599 | #N/A | #N/A | #N/A | #N/A | 0 | 0 | 0 | 0 | 0 | 0.0013559 | #N/A | #N/A | 88 | 59.96 | 5.6968 | #N/A | 4.192e-06 | 7.533e-07% | 1 | 50% | 0% | 0% | 0% | 8.2745 | 0 | 0 | 0 | 8.2745 | #N/A
2007-04-28 01:00 | 4 | 28 | 1 | 118.0002 | 2809 | 44.96 | 37.04 | 1001 | 44.96 | 0 | 0 | Cooling | 0 | #N/A | #N/A | #N/A | #N/A | 0 | 0 | 0 | 0 | 0 | 0 | #N/A | #N/A | 88 | 59.96 | 5.6968 | #N/A | 0 | 0% | 1 | 50% | 0% | 0% | 0% | 8.2745 | 0 | 0 | 0 | 8.2745 | #N/A
2007-04-28 02:00 | 4 | 28 | 2 | 118.0418 | 2810 | 44.96 | 37.04 | 1001 | 44.96 | 0 | 0 | Cooling | 0 | #N/A | #N/A | #N/A | #N/A | 0 | 0 | 0 | 0 | 0 | 0 | #N/A | #N/A | 88 | 59.96 | 5.6968 | #N/A | 0 | 0% | 1 | 50% | 0% | 0% | 0% | 8.2745 | 0 | 0 | 0 | 8.2745 | #N/A
2007-04-28 03:00 | 4 | 28 | 3 | 118.0835 | 2811 | 42.08 | 37.94 | 1000 | 42.08 | 0 | 0 | Cooling | 0 | #N/A | #N/A | #N/A | #N/A | 0 | 0 | 0 | 0 | 0 | 0 | #N/A | #N/A | 88 | 57.08 | 5.8936 | #N/A | 0 | 0% | 1 | 50% | 0% | 0% | 0% | 8.2745 | 0 | 0 | 0 | 8.2745 | #N/A
2007-04-28 04:00 | 4 | 28 | 4 | 118.1252 | 2812 | 39.02 | 37.04 | 1000 | 39.02 | 0 | 0 | Cooling | 0 | #N/A | #N/A | #N/A | #N/A | 0 | 0 | 0 | 0 | 0 | 0 | #N/A | #N/A | 88 | 54.02 | 6.1027 | #N/A | 0 | 0% | 1 | 50% | 0% | 0% | 0% | 8.2745 | 0 | 0 | 0 | 8.2745 | #N/A
2007-04-28 05:00 | 4 | 28 | 5 | 118.1668 | 2813 | 39.02 | 37.04 | 1000 | 39.02 | 0 | 0 | Cooling | 0 | #N/A | #N/A | #N/A | #N/A | 0 | 0 | 0 | 0 | 0 | 0 | #N/A | #N/A | 88 | 54.02 | 6.1027 | #N/A | 0 | 0% | 1 | 50% | 0% | 0% | 0% | 8.2745 | 0 | 0 | 0 | 8.2745 | #N/A
2007-04-28 06:00 | 4 | 28 | 6 | 118.2085 | 2814 | 41 | 37.94 | 1000 | 41 | 0 | 0 | Cooling | 0 | #N/A | #N/A | #N/A | #N/A | 0 | 0 | 0 | 0 | 0 | 0 | #N/A | #N/A | 88 | 56 | 5.9674 | #N/A | 0 | 0% | 1 | 50% | 0% | 0% | 0% | 8.2745 | 0 | 0 | 0 | 8.2745 | #N/A
2007-04-28 07:00 | 4 | 28 | 7 | 118.2502 | 2815 | 46.04 | 37.94 | 1001 | 46.04 | 0 | 0 | Cooling | 0 | #N/A | #N/A | #N/A | #N/A | 0 | 0 | 0 | 0 | 0 | 0 | #N/A | #N/A | 88 | 61.04 | 5.623 | #N/A | 0 | 0% | 1 | 50% | 0% | 0% | 0% | 8.2745 | 0 | 0 | 0 | 8.2745 | #N/A
2007-04-28 08:00 | 4 | 28 | 8 | 118.2918 | 2816 | 46.04 | 39.02 | 1000 | 46.04 | 0 | 0 | Cooling | 0 | #N/A | #N/A | #N/A | #N/A | 0 | 0 | 0 | 0 | 0 | 0 | #N/A | #N/A | 88 | 61.04 | 5.623 | #N/A | 0 | 0% | 1 | 50% | 0% | 0% | 0% | 8.2745 | 0 | 0 | 0 | 8.2745 | #N/A
2007-04-28 09:00 | 4 | 28 | 9 | 118.3335 | 2817 | 51.08 | 39.92 | 1001 | 51.08 | 0 | 0 | Cooling | 0 | #N/A | #N/A | #N/A | #N/A | 0 | 0 | 0 | 0 | 0 | 0 | #N/A | #N/A | 88 | 66.08 | 5.2786 | #N/A | 0 | 0% | 1 | 50% | 0% | 0% | 0% | 8.2745 | 0 | 0 | 0 | 8.2745 | #N/A
2007-04-28 10:00 | 4 | 28 | 10 | 118.3752 | 2818 | 53.96 | 39.92 | 1001 | 53.96 | 0 | 0 | Cooling | 0 | #N/A | #N/A | #N/A | #N/A | 0 | 0 | 0 | 0 | 0 | 0 | #N/A | #N/A | 88 | 68.96 | 5.0818 | #N/A | 0 | 0% | 1 | 50% | 0% | 0% | 0% | 8.2745 | 0 | 0 | 0 | 8.2745 | #N/A
2007-04-28 11:00 | 4 | 28 | 11 | 118.4168 | 2819 | 53.96 | 42.08 | 1001 | 53.96 | 0 | 0 | Cooling | 0 | #N/A | #N/A | #N/A | #N/A | 0 | 0 | 0 | 0 | 0 | 0 | #N/A | #N/A | 88 | 68.96 | 5.0818 | #N/A | 0 | 0% | 1 | 50% | 0% | 0% | 0% | 8.2745 | 0 | 0 | 0 | 8.2745 | #N/A
2007-04-28 12:00 | 4 | 28 | 12 | 118.4585 | 2820 | 57.92 | 41 | 1001 | 57.92 | 0 | 0 | Cooling | 0 | #N/A | #N/A | #N/A | #N/A | 0 | 0 | 0 | 0 | 0 | 0 | #N/A | #N/A | 88 | 72.92 | 4.8112 | #N/A | 0 | 0% | 1 | 50% | 0% | 0% | 0% | 8.2745 | 0 | 0 | 0 | 8.2745 | #N/A
2007-04-28 13:00 | 4 | 28 | 13 | 118.5002 | 2821 | 60.08 | 42.08 | 1001 | 60.08 | 0 | 0 | Cooling | 0 | #N/A | #N/A | #N/A | #N/A | 0 | 0 | 0 | 0 | 0 | 0 | #N/A | #N/A | 88 | 75.08 | 4.6636 | #N/A | 0 | 0% | 1 | 50% | 0% | 0% | 0% | 8.2745 | 0 | 0 | 0 | 8.2745 | #N/A
2007-04-28 14:00 | 4 | 28 | 14 | 118.5418 | 2822 | 60.08 | 42.98 | 1001 | 60.08 | 0 | 0 | Cooling | 0 | #N/A | #N/A | #N/A | #N/A | 0 | 0 | 0 | 0 | 0 | 0 | #N/A | #N/A | 88 | 75.08 | 4.6636 | #N/A | 0 | 0% | 1 | 50% | 0% | 0% | 0% | 8.2745 | 0 | 0 | 0 | 8.2745 | #N/A
2007-04-28 15:00 | 4 | 28 | 15 | 118.5835 | 2823 | 60.98 | 42.08 | 1001 | 60.98 | 0 | 0 | Cooling | 0 | #N/A | #N/A | #N/A | #N/A | 0 | 0 | 0 | 0 | 0 | 0 | #N/A | #N/A | 88 | 75.98 | 4.6021 | #N/A | 0 | 0% | 1 | 50% | 0% | 0% | 0% | 8.2745 | 0 | 0 | 0 | 8.2745 | #N/A
2007-04-28 16:00 | 4 | 28 | 16 | 118.6252 | 2824 | 60.98 | 41 | 1001 | 60.98 | 0 | 0 | Cooling | 0 | #N/A | #N/A | #N/A | #N/A | 0 | 0 | 0 | 0 | 0 | 0 | #N/A | #N/A | 88 | 75.98 | 4.6021 | #N/A | 0 | 0% | 1 | 50% | 0% | 0% | 0% | 8.2745 | 0 | 0 | 0 | 8.2745 | #N/A
2007-04-28 17:00 | 4 | 28 | 17 | 118.6668 | 2825 | 60.98 | 41 | 1002 | 60.98 | 0 | 0 | Cooling | 0 | #N/A | #N/A | #N/A | #N/A | 0 | 0 | 0 | 0 | 0 | 0 | #N/A | #N/A | 88 | 75.98 | 4.6021 | #N/A | 0 | 0% | 1 | 50% | 0% | 0% | 0% | 8.2745 | 0 | 0 | 0 | 8.2745 | #N/A
2007-04-28 18:00 | 4 | 28 | 18 | 118.7085 | 2826 | 59 | 41 | 1002 | 59 | 0 | 0 | Cooling | 0 | #N/A | #N/A | #N/A | #N/A | 0 | 0 | 0 | 0 | 0 | 0 | #N/A | #N/A | 88 | 74 | 4.7374 | #N/A | 0 | 0% | 1 | 50% | 0% | 0% | 0% | 8.2745 | 0 | 0 | 0 | 8.2745 | #N/A
2007-04-28 19:00 | 4 | 28 | 19 | 118.7502 | 2827 | 55.94 | 39.92 | 1003 | 55.94 | 0 | 0 | Cooling | 0 | #N/A | #N/A | #N/A | #N/A | 0 | 0 | 0 | 0 | 0 | 0 | #N/A | #N/A | 88 | 70.94 | 4.9465 | #N/A | 0 | 0% | 1 | 50% | 0% | 0% | 0% | 8.2745 | 0 | 0 | 0 | 8.2745 | #N/A
2007-04-28 20:00 | 4 | 28 | 20 | 118.7918 | 2828 | 55.94 | 39.92 | 1004 | 55.94 | 0 | 0 | Cooling | 0 | #N/A | #N/A | #N/A | #N/A | 0 | 0 | 0 | 0 | 0 | 0 | #N/A | #N/A | 88 | 70.94 | 4.9465 | #N/A | 0 | 0% | 1 | 50% | 0% | 0% | 0% | 8.2745 | 0 | 0 | 0 | 8.2745 | #N/A
2007-04-28 21:00 | 4 | 28 | 21 | 118.8335 | 2829 | 51.98 | 41 | 1004 | 51.98 | 0 | 0 | Cooling | 0 | #N/A | #N/A | #N/A | #N/A | 0 | 0 | 0 | 0 | 0 | 0 | #N/A | #N/A | 88 | 66.98 | 5.2171 | #N/A | 0 | 0% | 1 | 50% | 0% | 0% | 0% | 8.2745 | 0 | 0 | 0 | 8.2745 | #N/A
2007-04-28 22:00 | 4 | 28 | 22 | 118.8752 | 2830 | 51.08 | 39.92 | 1004 | 51.08 | 0 | 0 | Cooling | 0 | #N/A | #N/A | #N/A | #N/A | 0 | 0 | 0 | 0 | 0 | 0 | #N/A | #N/A | 88 | 66.08 | 5.2786 | #N/A | 0 | 0% | 1 | 50% | 0% | 0% | 0% | 8.2745 | 0 | 0 | 0 | 8.2745 | #N/A
2007-04-28 23:00 | 4 | 28 | 23 | 118.9168 | 2831 | 51.08 | 39.02 | 1005 | 51.08 | 0 | 0 | Cooling | 0 | #N/A | #N/A | #N/A | #N/A | 0 | 0 | 0 | 0 | 0 | 0 | #N/A | #N/A | 88 | 66.08 | 5.2786 | #N/A | 0 | 0% | 1 | 50% | 0% | 0% | 0% | 8.2745 | 0 | 0 | 0 | 8.2745 | #N/A
2007-04-29 | 4 | 29 | 0 | 118.9585 | 2832 | 48.02 | 37.94 | 1005 | 48.02 | 0 | 0 | Cooling | 0 | #N/A | #N/A | #N/A | #N/A | 0 | 0 | 0 | 0 | 0 | 0 | #N/A | #N/A | 88 | 63.02 | 5.4877 | #N/A | 0 | 0% | 1 | 50% | 0% | 0% | 0% | 8.2745 | 0 | 0 | 0 | 8.2745 | #N/A
2007-04-29 01:00 | 4 | 29 | 1 | 119.0002 | 2833 | 51.08 | 37.04 | 1006 | 51.08 | 0 | 0 | Cooling | 0 | #N/A | #N/A | #N/A | #N/A | 0 | 0 | 0 | 0 | 0 | 0 | #N/A | #N/A | 88 | 66.08 | 5.2786 | #N/A | 0 | 0% | 1 | 50% | 0% | 0% | 0% | 8.2745 | 0 | 0 | 0 | 8.2745 | #N/A
2007-04-29 02:00 | 4 | 29 | 2 | 119.0418 | 2834 | 51.08 | 35.06 | 1006 | 51.08 | 0 | 0 | Cooling | 0 | #N/A | #N/A | #N/A | #N/A | 0 | 0 | 0 | 0 | 0 | 0 | #N/A | #N/A | 88 | 66.08 | 5.2786 | #N/A | 0 | 0% | 1 | 50% | 0% | 0% | 0% | 8.2745 | 0 | 0 | 0 | 8.2745 | #N/A
2007-04-29 03:00 | 4 | 29 | 3 | 119.0835 | 2835 | 50 | 33.98 | 1006 | 50 | 0 | 0 | Cooling | 0 | #N/A | #N/A | #N/A | #N/A | 0 | 0 | 0 | 0 | 0 | 0 | #N/A | #N/A | 88 | 65 | 5.3524 | #N/A | 0 | 0% | 1 | 50% | 0% | 0% | 0% | 8.2745 | 0 | 0 | 0 | 8.2745 | #N/A
2007-04-29 04:00 | 4 | 29 | 4 | 119.1252 | 2836 | 50 | 33.08 | 1006 | 50 | 0.017255 | 0 | Heating | 0.0023006 | #N/A | #N/A | #N/A | #N/A | 0.017255 | #N/A | #N/A | 4.5134 | #N/A | 0 | 0 | 0 | 0 | 0 | 0 | 0 | 0 | 7.669e-06% | 1 | 50% | 0% | 0% | 0% | 8.2745 | 0 | 0 | 0 | 8.2745 | #N/A
2007-04-29 05:00 | 4 | 29 | 5 | 119.1668 | 2837 | 50 | 33.98 | 1007 | 50 | 0 | 0 | Cooling | 0 | #N/A | #N/A | #N/A | #N/A | 0 | 0 | 0 | 0 | 0 | 0 | #N/A | #N/A | 88 | 65 | 5.3524 | #N/A | 0 | 0% | 1 | 50% | 0% | 0% | 0% | 8.2745 | 0 | 0 | 0 | 8.2745 | #N/A
2007-04-29 06:00 | 4 | 29 | 6 | 119.2085 | 2838 | 48.92 | 35.96 | 1007 | 48.92 | 203.4953 | 0 | Heating | 27.1327 | #N/A | #N/A | #N/A | #N/A | 203.4953 | #N/A | #N/A | 4.4149 | #N/A | 0 | 0 | 0 | 0 | 0 | 0 | 0 | 0 | 0.09044% | 1 | 50% | 0% | 0% | 0% | 8.2745 | 0 | 0 | 0 | 8.2745 | #N/A
2007-04-29 07:00 | 4 | 29 | 7 | 119.2502 | 2839 | 48.92 | 35.96 | 1008 | 48.92 | 46.5437 | 0 | Heating | 6.2058 | #N/A | #N/A | #N/A | #N/A | 46.5437 | #N/A | #N/A | 4.4149 | #N/A | 0 | 0 | 0 | 0 | 0 | 0 | 0 | 0 | 0.02069% | 1 | 50% | 0% | 0% | 0% | 8.2745 | 0 | 0 | 0 | 8.2745 | #N/A
2007-04-29 08:00 | 4 | 29 | 8 | 119.2918 | 2840 | 48.02 | 35.96 | 1008 | 48.02 | 3.1359 | 0 | Heating | 0.41812 | #N/A | #N/A | #N/A | #N/A | 3.1359 | #N/A | #N/A | 4.3357 | #N/A | 0 | 0 | 0 | 0 | 0 | 0 | 0 | 0 | 0.001394% | 1 | 50% | 0% | 0% | 0% | 8.2745 | 0 | 0 | 0 | 8.2745 | #N/A
2007-04-29 09:00 | 4 | 29 | 9 | 119.3335 | 2841 | 48.02 | 37.94 | 1009 | 48.02 | 0.29565 | 0 | Heating | 0.03942 | #N/A | #N/A | #N/A | #N/A | 0.29565 | #N/A | #N/A | 4.3357 | #N/A | 0 | 0 | 0 | 0 | 0 | 0 | 0 | 0 | 0.0001314% | 1 | 50% | 0% | 0% | 0% | 8.2745 | 0 | 0 | 0 | 8.2745 | #N/A
2007-04-29 10:00 | 4 | 29 | 10 | 119.3752 | 2842 | 48.02 | 39.02 | 1009 | 48.02 | 0 | 0.081592 | Cooling | 0.013599 | #N/A | #N/A | #N/A | #N/A | 0 | 0 | 0 | 0 | 0 | 0.081592 | #N/A | #N/A | 88 | 63.02 | 5.4877 | #N/A | 0.00025225 | 4.533e-05% | 1 | 50% | 0% | 0% | 0% | 8.2745 | 0 | 0 | 0 | 8.2745 | #N/A
2007-04-29 11:00 | 4 | 29 | 11 | 119.4168 | 2843 | 50 | 37.94 | 1009 | 50 | 0 | 0.054111 | Cooling | 0.0090185 | #N/A | #N/A | #N/A | #N/A | 0 | 0 | 0 | 0 | 0 | 0.054111 | #N/A | #N/A | 88 | 65 | 5.3524 | #N/A | 0.00016729 | 3.006e-05% | 1 | 50% | 0% | 0% | 0% | 8.2745 | 0 | 0 | 0 | 8.2745 | #N/A
2007-04-29 12:00 | 4 | 29 | 12 | 119.4585 | 2844 | 53.06 | 39.02 | 1008 | 53.06 | 0 | 0.069283 | Cooling | 0.011547 | #N/A | #N/A | #N/A | #N/A | 0 | 0 | 0 | 0 | 0 | 0.069283 | #N/A | #N/A | 88 | 68.06 | 5.1433 | #N/A | 0.0002142 | 3.849e-05% | 1 | 50% | 0% | 0% | 0% | 8.2745 | 0 | 0 | 0 | 8.2745 | #N/A
2007-04-29 13:00 | 4 | 29 | 13 | 119.5002 | 2845 | 53.06 | 37.94 | 1008 | 53.06 | 0 | 11.3172 | Cooling | 1.8862 | #N/A | #N/A | #N/A | #N/A | 0 | 0 | 0 | 0 | 0 | 11.3172 | #N/A | #N/A | 88 | 68.06 | 5.1433 | #N/A | 0.034989 | 0.006287% | 1 | 50% | 0% | 0% | 0% | 8.2745 | 0 | 0 | 0 | 8.2745 | #N/A
2007-04-29 14:00 | 4 | 29 | 14 | 119.5418 | 2846 | 53.06 | 39.92 | 1008 | 53.06 | 0 | 34.8518 | Cooling | 5.8086 | #N/A | #N/A | #N/A | #N/A | 0 | 0 | 0 | 0 | 0 | 34.8518 | #N/A | #N/A | 88 | 68.06 | 5.1433 | #N/A | 0.10775 | 0.01936% | 1 | 50% | 0% | 0% | 0% | 8.2745 | 0 | 0 | 0 | 8.2745 | #N/A
2007-04-29 15:00 | 4 | 29 | 15 | 119.5835 | 2847 | 51.08 | 37.94 | 1008 | 51.08 | 0 | 82.3135 | Cooling | 13.7189 | #N/A | #N/A | #N/A | #N/A | 0 | 0 | 0 | 0 | 0 | 82.3135 | #N/A | #N/A | 88 | 66.08 | 5.2786 | #N/A | 0.25448 | 0.04573% | 1 | 50% | 0% | 0% | 0% | 8.2745 | 0 | 0 | 0 | 8.2745 | #N/A
2007-04-29 16:00 | 4 | 29 | 16 | 119.6252 | 2848 | 48.02 | 35.96 | 1007 | 48.02 | 0 | 179.1071 | Cooling | 29.8512 | #N/A | #N/A | #N/A | #N/A | 0 | 0 | 0 | 0 | 0 | 179.1071 | #N/A | #N/A | 88 | 63.02 | 5.4877 | #N/A | 0.55373 | 0.0995% | 1 | 50% | 0% | 0% | 0% | 8.2745 | 0 | 0 | 0 | 8.2745 | #N/A
2007-04-29 17:00 | 4 | 29 | 17 | 119.6668 | 2849 | 48.02 | 33.98 | 1007 | 48.02 | 0 | 150.975 | Cooling | 25.1625 | #N/A | #N/A | #N/A | #N/A | 0 | 0 | 0 | 0 | 0 | 150.975 | #N/A | #N/A | 88 | 63.02 | 5.4877 | #N/A | 0.46676 | 0.08387% | 1 | 50% | 0% | 0% | 0% | 8.2745 | 0 | 0 | 0 | 8.2745 | #N/A
2007-04-29 18:00 | 4 | 29 | 18 | 119.7085 | 2850 | 46.04 | 35.06 | 1007 | 46.04 | 0 | 12.0674 | Cooling | 2.0112 | #N/A | #N/A | #N/A | #N/A | 0 | 0 | 0 | 0 | 0 | 12.0674 | #N/A | #N/A | 88 | 61.04 | 5.623 | #N/A | 0.037308 | 0.006704% | 1 | 50% | 0% | 0% | 0% | 8.2745 | 0 | 0 | 0 | 8.2745 | #N/A
2007-04-29 19:00 | 4 | 29 | 19 | 119.7502 | 2851 | 44.06 | 33.98 | 1006 | 44.06 | 0 | 2.607 | Cooling | 0.4345 | #N/A | #N/A | #N/A | #N/A | 0 | 0 | 0 | 0 | 0 | 2.607 | #N/A | #N/A | 88 | 59.06 | 5.7583 | #N/A | 0.0080599 | 0.001448% | 1 | 50% | 0% | 0% | 0% | 8.2745 | 0 | 0 | 0 | 8.2745 | #N/A
2007-04-29 20:00 | 4 | 29 | 20 | 119.7918 | 2852 | 44.06 | 33.08 | 1006 | 44.06 | 0 | 0.011015 | Cooling | 0.0018359 | #N/A | #N/A | #N/A | #N/A | 0 | 0 | 0 | 0 | 0 | 0.011015 | #N/A | #N/A | 88 | 59.06 | 5.7583 | #N/A | 3.4056e-05 | 6.12e-06% | 1 | 50% | 0% | 0% | 0% | 8.2745 | 0 | 0 | 0 | 8.2745 | #N/A
2007-04-29 21:00 | 4 | 29 | 21 | 119.8335 | 2853 | 42.98 | 35.06 | 1006 | 42.98 | 0 | 0.0092249 | Cooling | 0.0015375 | #N/A | #N/A | #N/A | #N/A | 0 | 0 | 0 | 0 | 0 | 0.0092249 | #N/A | #N/A | 88 | 57.98 | 5.8321 | #N/A | 2.852e-05 | 5.125e-06% | 1 | 50% | 0% | 0% | 0% | 8.2745 | 0 | 0 | 0 | 8.2745 | #N/A
2007-04-29 22:00 | 4 | 29 | 22 | 119.8752 | 2854 | 42.08 | 35.06 | 1006 | 42.08 | 0 | 0 | Cooling | 0 | #N/A | #N/A | #N/A | #N/A | 0 | 0 | 0 | 0 | 0 | 0 | #N/A | #N/A | 88 | 57.08 | 5.8936 | #N/A | 0 | 0% | 1 | 50% | 0% | 0% | 0% | 8.2745 | 0 | 0 | 0 | 8.2745 | #N/A
2007-04-29 23:00 | 4 | 29 | 23 | 119.9168 | 2855 | 42.08 | 37.94 | 1006 | 42.08 | 0 | 0 | Cooling | 0 | #N/A | #N/A | #N/A | #N/A | 0 | 0 | 0 | 0 | 0 | 0 | #N/A | #N/A | 88 | 57.08 | 5.8936 | #N/A | 0 | 0% | 1 | 50% | 0% | 0% | 0% | 8.2745 | 0 | 0 | 0 | 8.2745 | #N/A
2007-04-30 | 4 | 30 | 0 | 119.9585 | 2856 | 41 | 37.04 | 1005 | 41 | 0 | 0 | Cooling | 0 | #N/A | #N/A | #N/A | #N/A | 0 | 0 | 0 | 0 | 0 | 0 | #N/A | #N/A | 88 | 56 | 5.9674 | #N/A | 0 | 0% | 1 | 50% | 0% | 0% | 0% | 8.2745 | 0 | 0 | 0 | 8.2745 | #N/A
2007-04-30 01:00 | 4 | 30 | 1 | 120.0002 | 2857 | 41 | 37.04 | 1005 | 41 | 0 | 0 | Cooling | 0 | #N/A | #N/A | #N/A | #N/A | 0 | 0 | 0 | 0 | 0 | 0 | #N/A | #N/A | 88 | 56 | 5.9674 | #N/A | 0 | 0% | 1 | 50% | 0% | 0% | 0% | 8.2745 | 0 | 0 | 0 | 8.2745 | #N/A
2007-04-30 02:00 | 4 | 30 | 2 | 120.0418 | 2858 | 41 | 37.94 | 1005 | 41 | 0 | 0 | Cooling | 0 | #N/A | #N/A | #N/A | #N/A | 0 | 0 | 0 | 0 | 0 | 0 | #N/A | #N/A | 88 | 56 | 5.9674 | #N/A | 0 | 0% | 1 | 50% | 0% | 0% | 0% | 8.2745 | 0 | 0 | 0 | 8.2745 | #N/A
2007-04-30 03:00 | 4 | 30 | 3 | 120.0835 | 2859 | 41 | 37.94 | 1005 | 41 | 0 | 0 | Cooling | 0 | #N/A | #N/A | #N/A | #N/A | 0 | 0 | 0 | 0 | 0 | 0 | #N/A | #N/A | 88 | 56 | 5.9674 | #N/A | 0 | 0% | 1 | 50% | 0% | 0% | 0% | 8.2745 | 0 | 0 | 0 | 8.2745 | #N/A
2007-04-30 04:00 | 4 | 30 | 4 | 120.1252 | 2860 | 39.92 | 37.94 | 1005 | 39.92 | 0 | 0 | Cooling | 0 | #N/A | #N/A | #N/A | #N/A | 0 | 0 | 0 | 0 | 0 | 0 | #N/A | #N/A | 88 | 54.92 | 6.0412 | #N/A | 0 | 0% | 1 | 50% | 0% | 0% | 0% | 8.2745 | 0 | 0 | 0 | 8.2745 | #N/A
2007-04-30 05:00 | 4 | 30 | 5 | 120.1668 | 2861 | 39.92 | 35.96 | 1005 | 39.92 | 0 | 0 | Cooling | 0 | #N/A | #N/A | #N/A | #N/A | 0 | 0 | 0 | 0 | 0 | 0 | #N/A | #N/A | 88 | 54.92 | 6.0412 | #N/A | 0 | 0% | 1 | 50% | 0% | 0% | 0% | 8.2745 | 0 | 0 | 0 | 8.2745 | #N/A
2007-04-30 06:00 | 4 | 30 | 6 | 120.2085 | 2862 | 41 | 37.94 | 1005 | 41 | 70.3708 | 0 | Heating | 9.3828 | #N/A | #N/A | #N/A | #N/A | 70.3708 | #N/A | #N/A | 3.8033 | #N/A | 0 | 0 | 0 | 0 | 0 | 0 | 0 | 0 | 0.03128% | 1 | 50% | 0% | 0% | 0% | 8.2745 | 0 | 0 | 0 | 8.2745 | #N/A
2007-04-30 07:00 | 4 | 30 | 7 | 120.2502 | 2863 | 42.08 | 41 | 1006 | 42.08 | 3.8067 | 0 | Heating | 0.50756 | #N/A | #N/A | #N/A | #N/A | 3.8067 | #N/A | #N/A | 3.8759 | #N/A | 0 | 0 | 0 | 0 | 0 | 0 | 0 | 0 | 0.001692% | 1 | 50% | 0% | 0% | 0% | 8.2745 | 0 | 0 | 0 | 8.2745 | #N/A
2007-04-30 08:00 | 4 | 30 | 8 | 120.2918 | 2864 | 42.08 | 44.06 | 1005 | 42.08 | 0 | 23.5042 | Cooling | 3.9174 | #N/A | #N/A | #N/A | #N/A | 0 | 0 | 0 | 0 | 0 | 23.5042 | #N/A | #N/A | 88 | 57.08 | 5.8936 | #N/A | 0.072666 | 0.01306% | 1 | 50% | 0% | 0% | 0% | 8.2745 | 0 | 0 | 0 | 8.2745 | #N/A
2007-04-30 09:00 | 4 | 30 | 9 | 120.3335 | 2865 | 42.98 | 42.98 | 1005 | 42.98 | 0 | 202.9079 | Cooling | 33.818 | #N/A | #N/A | #N/A | #N/A | 0 | 0 | 0 | 0 | 0 | 202.9079 | #N/A | #N/A | 88 | 57.98 | 5.8321 | #N/A | 0.62732 | 0.1127% | 1 | 50% | 0% | 0% | 0% | 8.2745 | 0 | 0 | 0 | 8.2745 | #N/A
2007-04-30 10:00 | 4 | 30 | 10 | 120.3752 | 2866 | 44.06 | 42.98 | 1004 | 44.06 | 0 | 343.6508 | Cooling | 57.2751 | #N/A | #N/A | #N/A | #N/A | 0 | 0 | 0 | 0 | 0 | 343.6508 | #N/A | #N/A | 88 | 59.06 | 5.7583 | #N/A | 1.0624 | 0.1909% | 1 | 50% | 0% | 0% | 0% | 8.2745 | 0 | 0 | 0 | 8.2745 | #N/A
2007-04-30 11:00 | 4 | 30 | 11 | 120.4168 | 2867 | 44.06 | 41 | 1003 | 44.06 | 0 | 552.9337 | Cooling | 92.1556 | #N/A | #N/A | #N/A | #N/A | 0 | 0 | 0 | 0 | 0 | 552.9337 | #N/A | #N/A | 88 | 59.06 | 5.7583 | #N/A | 1.7095 | 0.3072% | 1 | 50% | 0% | 0% | 0% | 8.2745 | 0 | 0 | 0 | 8.2745 | #N/A
2007-04-30 12:00 | 4 | 30 | 12 | 120.4585 | 2868 | 44.06 | 41 | 1002 | 44.06 | 0 | 639.8383 | Cooling | 106.6397 | #N/A | #N/A | #N/A | #N/A | 0 | 0 | 0 | 0 | 0 | 639.8383 | #N/A | #N/A | 88 | 59.06 | 5.7583 | #N/A | 1.9781 | 0.3555% | 1 | 50% | 0% | 0% | 0% | 8.2745 | 0 | 0 | 0 | 8.2745 | #N/A
2007-04-30 13:00 | 4 | 30 | 13 | 120.5002 | 2869 | 44.96 | 39.92 | 1001 | 44.96 | 0 | 971.6807 | Cooling | 161.9468 | #N/A | #N/A | #N/A | #N/A | 0 | 0 | 0 | 0 | 0 | 971.6807 | #N/A | #N/A | 88 | 59.96 | 5.6968 | #N/A | 3.0041 | 0.5398% | 1 | 50% | 0% | 0% | 0% | 8.2745 | 0 | 0 | 0 | 8.2745 | #N/A
2007-04-30 14:00 | 4 | 30 | 14 | 120.5418 | 2870 | 44.96 | 42.08 | 1000 | 44.96 | 0 | 1175.1333 | Cooling | 195.8555 | #N/A | #N/A | #N/A | #N/A | 0 | 0 | 0 | 0 | 0 | 1175.1333 | #N/A | #N/A | 88 | 59.96 | 5.6968 | #N/A | 3.6331 | 0.6529% | 1 | 50% | 0% | 0% | 0% | 8.2745 | 0 | 0 | 0 | 8.2745 | #N/A
2007-04-30 15:00 | 4 | 30 | 15 | 120.5835 | 2871 | 44.96 | 42.98 | 999 | 44.96 | 0 | 1255.333 | Cooling | 209.2222 | #N/A | #N/A | #N/A | #N/A | 0 | 0 | 0 | 0 | 0 | 1255.333 | #N/A | #N/A | 88 | 59.96 | 5.6968 | #N/A | 3.881 | 0.6974% | 1 | 50% | 0% | 0% | 0% | 8.2745 | 0 | 0 | 0 | 8.2745 | #N/A
2007-04-30 16:00 | 4 | 30 | 16 | 120.6252 | 2872 | 44.6 | 42.08 | 999 | 44.6 | 0 | 1350.1832 | Cooling | 225.0305 | #N/A | #N/A | #N/A | #N/A | 0 | 0 | 0 | 0 | 0 | 1350.1832 | #N/A | #N/A | 88 | 59.6 | 5.7214 | #N/A | 4.1743 | 0.7501% | 1 | 50% | 0% | 0% | 0% | 8.2745 | 0 | 0 | 0 | 8.2745 | #N/A
2007-04-30 17:00 | 4 | 30 | 17 | 120.6668 | 2873 | 44.96 | 44.06 | 999 | 44.96 | 0 | 1323.1153 | Cooling | 220.5192 | #N/A | #N/A | #N/A | #N/A | 0 | 0 | 0 | 0 | 0 | 1323.1153 | #N/A | #N/A | 88 | 59.96 | 5.6968 | #N/A | 4.0906 | 0.7351% | 1 | 50% | 0% | 0% | 0% | 8.2745 | 0 | 0 | 0 | 8.2745 | #N/A
2007-04-30 18:00 | 4 | 30 | 18 | 120.7085 | 2874 | 46.04 | 42.98 | 999 | 46.04 | 0 | 980.783 | Cooling | 163.4638 | #N/A | #N/A | #N/A | #N/A | 0 | 0 | 0 | 0 | 0 | 980.783 | #N/A | #N/A | 88 | 61.04 | 5.623 | #N/A | 3.0322 | 0.5449% | 1 | 50% | 0% | 0% | 0% | 8.2745 | 0 | 0 | 0 | 8.2745 | #N/A
2007-04-30 19:00 | 4 | 30 | 19 | 120.7502 | 2875 | 46.58 | 42.08 | 999 | 46.58 | 0 | 616.0682 | Cooling | 102.678 | #N/A | #N/A | #N/A | #N/A | 0 | 0 | 0 | 0 | 0 | 616.0682 | #N/A | #N/A | 88 | 61.58 | 5.5861 | #N/A | 1.9047 | 0.3423% | 1 | 50% | 0% | 0% | 0% | 8.2745 | 0 | 0 | 0 | 8.2745 | #N/A
2007-04-30 20:00 | 4 | 30 | 20 | 120.7918 | 2876 | 46.76 | 41 | 999 | 46.76 | 0 | 382.0467 | Cooling | 63.6744 | #N/A | #N/A | #N/A | #N/A | 0 | 0 | 0 | 0 | 0 | 382.0467 | #N/A | #N/A | 88 | 61.76 | 5.5738 | #N/A | 1.1811 | 0.2122% | 1 | 50% | 0% | 0% | 0% | 8.2745 | 0 | 0 | 0 | 8.2745 | #N/A
2007-04-30 21:00 | 4 | 30 | 21 | 120.8335 | 2877 | 47.3 | 41 | 999 | 47.3 | 0 | 173.1919 | Cooling | 28.8653 | #N/A | #N/A | #N/A | #N/A | 0 | 0 | 0 | 0 | 0 | 173.1919 | #N/A | #N/A | 88 | 62.3 | 5.5369 | #N/A | 0.53544 | 0.09622% | 1 | 50% | 0% | 0% | 0% | 8.2745 | 0 | 0 | 0 | 8.2745 | #N/A
2007-04-30 22:00 | 4 | 30 | 22 | 120.8752 | 2878 | 47.48 | 40.82 | 999 | 47.48 | 0 | 0 | Cooling | 0 | #N/A | #N/A | #N/A | #N/A | 0 | 0 | 0 | 0 | 0 | 0 | #N/A | #N/A | 88 | 62.48 | 5.5246 | #N/A | 0 | 0% | 1 | 50% | 0% | 0% | 0% | 8.2745 | 0 | 0 | 0 | 8.2745 | #N/A
2007-04-30 23:00 | 4 | 30 | 23 | 120.9168 | 2879 | 47.84 | 40.64 | 999 | 47.84 | 0 | 0 | Cooling | 0 | #N/A | #N/A | #N/A | #N/A | 0 | 0 | 0 | 0 | 0 | 0 | #N/A | #N/A | 88 | 62.84 | 5.5 | #N/A | 0 | 0% | 1 | 50% | 0% | 0% | 0% | 8.2745 | 0 | 0 | 0 | 8.2745 | #N/A
2007-05-01 | 5 | 1 | 0 | 120.9585 | 2880 | 48.56 | 40.46 | 999 | 48.56 | 0 | 0 | Cooling | 0 | #N/A | #N/A | #N/A | #N/A | 0 | 0 | 0 | 0 | 0 | 0 | #N/A | #N/A | 88 | 63.56 | 5.4508 | #N/A | 0 | 0% | 1 | 50% | 0% | 0% | 0% | 8.2745 | 0 | 0 | 0 | 8.2745 | #N/A
2007-05-01 01:00 | 5 | 1 | 1 | 121.0002 | 2881 | 48.56 | 40.46 | 999 | 48.56 | 0 | 0 | Cooling | 0 | #N/A | #N/A | #N/A | #N/A | 0 | 0 | 0 | 0 | 0 | 0 | #N/A | #N/A | 88 | 63.56 | 5.4508 | #N/A | 0 | 0% | 1 | 50% | 0% | 0% | 0% | 8.2745 | 0 | 0 | 0 | 8.2745 | #N/A
2007-05-01 02:00 | 5 | 1 | 2 | 121.0418 | 2882 | 48.2 | 40.28 | 999 | 48.2 | 0 | 0 | Cooling | 0 | #N/A | #N/A | #N/A | #N/A | 0 | 0 | 0 | 0 | 0 | 0 | #N/A | #N/A | 88 | 63.2 | 5.4754 | #N/A | 0 | 0% | 1 | 50% | 0% | 0% | 0% | 8.2745 | 0 | 0 | 0 | 8.2745 | #N/A
2007-05-01 03:00 | 5 | 1 | 3 | 121.0835 | 2883 | 48.2 | 40.1 | 999 | 48.2 | 0 | 0.0001091 | Cooling | 1.8183e-05 | #N/A | #N/A | #N/A | #N/A | 0 | 0 | 0 | 0 | 0 | 0.0001091 | #N/A | #N/A | 88 | 63.2 | 5.4754 | #N/A | 3.3729e-07 | 6.061e-08% | 1 | 50% | 0% | 0% | 0% | 8.2745 | 0 | 0 | 0 | 8.2745 | #N/A
2007-05-01 04:00 | 5 | 1 | 4 | 121.1252 | 2884 | 48.02 | 39.92 | 999 | 48.02 | 0 | 0.0013975 | Cooling | 0.00023292 | #N/A | #N/A | #N/A | #N/A | 0 | 0 | 0 | 0 | 0 | 0.0013975 | #N/A | #N/A | 88 | 63.02 | 5.4877 | #N/A | 4.3205e-06 | 7.764e-07% | 1 | 50% | 0% | 0% | 0% | 8.2745 | 0 | 0 | 0 | 8.2745 | #N/A
2007-05-01 05:00 | 5 | 1 | 5 | 121.1668 | 2885 | 48.2 | 41 | 999 | 48.2 | 0 | 0.003195 | Cooling | 0.0005325 | #N/A | #N/A | #N/A | #N/A | 0 | 0 | 0 | 0 | 0 | 0.003195 | #N/A | #N/A | 88 | 63.2 | 5.4754 | #N/A | 9.8778e-06 | 1.775e-06% | 1 | 50% | 0% | 0% | 0% | 8.2745 | 0 | 0 | 0 | 8.2745 | #N/A
2007-05-01 06:00 | 5 | 1 | 6 | 121.2085 | 2886 | 50.36 | 42.98 | 1001 | 50.36 | 0 | 0.0020711 | Cooling | 0.00034519 | #N/A | #N/A | #N/A | #N/A | 0 | 0 | 0 | 0 | 0 | 0.0020711 | #N/A | #N/A | 88 | 65.36 | 5.3278 | #N/A | 6.4032e-06 | 1.151e-06% | 1 | 50% | 0% | 0% | 0% | 8.2745 | 0 | 0 | 0 | 8.2745 | #N/A
2007-05-01 07:00 | 5 | 1 | 7 | 121.2502 | 2887 | 48.92 | 44.96 | 1002 | 48.92 | 0 | 0 | Cooling | 0 | #N/A | #N/A | #N/A | #N/A | 0 | 0 | 0 | 0 | 0 | 0 | #N/A | #N/A | 88 | 63.92 | 5.4262 | #N/A | 0 | 0% | 1 | 50% | 0% | 0% | 0% | 8.2745 | 0 | 0 | 0 | 8.2745 | #N/A
2007-05-01 08:00 | 5 | 1 | 8 | 121.2918 | 2888 | 48.92 | 41 | 1003 | 48.92 | 0 | 35.4815 | Cooling | 5.9136 | #N/A | #N/A | #N/A | #N/A | 0 | 0 | 0 | 0 | 0 | 35.4815 | #N/A | #N/A | 88 | 63.92 | 5.4262 | #N/A | 0.1097 | 0.01971% | 1 | 50% | 0% | 0% | 0% | 8.2745 | 0 | 0 | 0 | 8.2745 | #N/A
2007-05-01 09:00 | 5 | 1 | 9 | 121.3335 | 2889 | 55.94 | 41 | 1004 | 55.94 | 0 | 50.0924 | Cooling | 8.3487 | #N/A | #N/A | #N/A | #N/A | 0 | 0 | 0 | 0 | 0 | 50.0924 | #N/A | #N/A | 88 | 70.94 | 4.9465 | #N/A | 0.15487 | 0.02783% | 1 | 50% | 0% | 0% | 0% | 8.2745 | 0 | 0 | 0 | 8.2745 | #N/A
2007-05-01 10:00 | 5 | 1 | 10 | 121.3752 | 2890 | 57.92 | 42.08 | 1005 | 57.92 | 0 | 3.6607 | Cooling | 0.61012 | #N/A | #N/A | #N/A | #N/A | 0 | 0 | 0 | 0 | 0 | 3.6607 | #N/A | #N/A | 88 | 72.92 | 4.8112 | #N/A | 0.011318 | 0.002034% | 1 | 50% | 0% | 0% | 0% | 8.2745 | 0 | 0 | 0 | 8.2745 | #N/A
2007-05-01 11:00 | 5 | 1 | 11 | 121.4168 | 2891 | 57.92 | 44.06 | 1005 | 57.92 | 0 | 0.029185 | Cooling | 0.0048641 | #N/A | #N/A | #N/A | #N/A | 0 | 0 | 0 | 0 | 0 | 0.029185 | #N/A | #N/A | 88 | 72.92 | 4.8112 | #N/A | 9.0228e-05 | 1.621e-05% | 1 | 50% | 0% | 0% | 0% | 8.2745 | 0 | 0 | 0 | 8.2745 | #N/A
2007-05-01 12:00 | 5 | 1 | 12 | 121.4585 | 2892 | 66.02 | 44.96 | 1005 | 66.02 | 0 | 3.2625 | Cooling | 0.54375 | #N/A | #N/A | #N/A | #N/A | 0 | 0 | 0 | 0 | 0 | 3.2625 | #N/A | #N/A | 88 | 81.02 | 4.2577 | #N/A | 0.010086 | 0.001813% | 1 | 50% | 0% | 0% | 0% | 8.2745 | 0 | 0 | 0 | 8.2745 | #N/A
2007-05-01 13:00 | 5 | 1 | 13 | 121.5002 | 2893 | 68 | 39.92 | 1005 | 68 | 0 | 40.4238 | Cooling | 6.7373 | #N/A | #N/A | #N/A | #N/A | 0 | 0 | 0 | 0 | 0 | 40.4238 | #N/A | #N/A | 88 | 83 | 4.1224 | #N/A | 0.12498 | 0.02246% | 1 | 50% | 0% | 0% | 0% | 8.2745 | 0 | 0 | 0 | 8.2745 | #N/A
2007-05-01 14:00 | 5 | 1 | 14 | 121.5418 | 2894 | 68 | 37.04 | 1005 | 68 | 0 | 139.3726 | Cooling | 23.2288 | #N/A | #N/A | #N/A | #N/A | 0 | 0 | 0 | 0 | 0 | 139.3726 | #N/A | #N/A | 88 | 83 | 4.1224 | #N/A | 0.43089 | 0.07743% | 1 | 50% | 0% | 0% | 0% | 8.2745 | 0 | 0 | 0 | 8.2745 | #N/A
2007-05-01 15:00 | 5 | 1 | 15 | 121.5835 | 2895 | 69.08 | 42.08 | 1004 | 69.08 | 0 | 253.0968 | Cooling | 42.1828 | #N/A | #N/A | #N/A | #N/A | 0 | 0 | 0 | 0 | 0 | 253.0968 | #N/A | #N/A | 88 | 84.08 | 4.0486 | #N/A | 0.78248 | 0.1406% | 1 | 50% | 0% | 0% | 0% | 8.2745 | 0 | 0 | 0 | 8.2745 | #N/A
2007-05-01 16:00 | 5 | 1 | 16 | 121.6252 | 2896 | 66.92 | 39.02 | 1004 | 66.92 | 0 | 259.5073 | Cooling | 43.2512 | #N/A | #N/A | #N/A | #N/A | 0 | 0 | 0 | 0 | 0 | 259.5073 | #N/A | #N/A | 88 | 81.92 | 4.1962 | #N/A | 0.8023 | 0.1442% | 1 | 50% | 0% | 0% | 0% | 8.2745 | 0 | 0 | 0 | 8.2745 | #N/A
2007-05-01 17:00 | 5 | 1 | 17 | 121.6668 | 2897 | 66.92 | 35.96 | 1004 | 66.92 | 0 | 185.8833 | Cooling | 30.9806 | #N/A | #N/A | #N/A | #N/A | 0 | 0 | 0 | 0 | 0 | 185.8833 | #N/A | #N/A | 88 | 81.92 | 4.1962 | #N/A | 0.57468 | 0.1033% | 1 | 50% | 0% | 0% | 0% | 8.2745 | 0 | 0 | 0 | 8.2745 | #N/A
2007-05-01 18:00 | 5 | 1 | 18 | 121.7085 | 2898 | 62.06 | 33.98 | 1004 | 62.06 | 0 | 136.8176 | Cooling | 22.8029 | #N/A | #N/A | #N/A | #N/A | 0 | 0 | 0 | 0 | 0 | 136.8176 | #N/A | #N/A | 88 | 77.06 | 4.5283 | #N/A | 0.42299 | 0.07601% | 1 | 50% | 0% | 0% | 0% | 8.2745 | 0 | 0 | 0 | 8.2745 | #N/A
2007-05-01 19:00 | 5 | 1 | 19 | 121.7502 | 2899 | 60.08 | 33.98 | 1004 | 60.08 | 0 | 54.3033 | Cooling | 9.0506 | #N/A | #N/A | #N/A | #N/A | 0 | 0 | 0 | 0 | 0 | 54.3033 | #N/A | #N/A | 88 | 75.08 | 4.6636 | #N/A | 0.16789 | 0.03017% | 1 | 50% | 0% | 0% | 0% | 8.2745 | 0 | 0 | 0 | 8.2745 | #N/A
2007-05-01 20:00 | 5 | 1 | 20 | 121.7918 | 2900 | 60.08 | 33.98 | 1005 | 60.08 | 0 | 0.023837 | Cooling | 0.0039728 | #N/A | #N/A | #N/A | #N/A | 0 | 0 | 0 | 0 | 0 | 0.023837 | #N/A | #N/A | 88 | 75.08 | 4.6636 | #N/A | 7.3695e-05 | 1.324e-05% | 1 | 50% | 0% | 0% | 0% | 8.2745 | 0 | 0 | 0 | 8.2745 | #N/A
2007-05-01 21:00 | 5 | 1 | 21 | 121.8335 | 2901 | 55.04 | 33.98 | 1006 | 55.04 | 0 | 0.029702 | Cooling | 0.0049504 | #N/A | #N/A | #N/A | #N/A | 0 | 0 | 0 | 0 | 0 | 0.029702 | #N/A | #N/A | 88 | 70.04 | 5.008 | #N/A | 9.1829e-05 | 1.65e-05% | 1 | 50% | 0% | 0% | 0% | 8.2745 | 0 | 0 | 0 | 8.2745 | #N/A
2007-05-01 22:00 | 5 | 1 | 22 | 121.8752 | 2902 | 53.96 | 33.08 | 1006 | 53.96 | 0 | 0.0072005 | Cooling | 0.0012001 | #N/A | #N/A | #N/A | #N/A | 0 | 0 | 0 | 0 | 0 | 0.0072005 | #N/A | #N/A | 88 | 68.96 | 5.0818 | #N/A | 2.2261e-05 | 4e-06% | 1 | 50% | 0% | 0% | 0% | 8.2745 | 0 | 0 | 0 | 8.2745 | #N/A
2007-05-01 23:00 | 5 | 1 | 23 | 121.9168 | 2903 | 53.96 | 33.98 | 1006 | 53.96 | 0 | 0.013857 | Cooling | 0.0023095 | #N/A | #N/A | #N/A | #N/A | 0 | 0 | 0 | 0 | 0 | 0.013857 | #N/A | #N/A | 88 | 68.96 | 5.0818 | #N/A | 4.2841e-05 | 7.698e-06% | 1 | 50% | 0% | 0% | 0% | 8.2745 | 0 | 0 | 0 | 8.2745 | #N/A
2007-05-02 | 5 | 2 | 0 | 121.9585 | 2904 | 51.08 | 35.06 | 1006 | 51.08 | 0 | 0.0066186 | Cooling | 0.0011031 | #N/A | #N/A | #N/A | #N/A | 0 | 0 | 0 | 0 | 0 | 0.0066186 | #N/A | #N/A | 88 | 66.08 | 5.2786 | #N/A | 2.0462e-05 | 3.677e-06% | 1 | 50% | 0% | 0% | 0% | 8.2745 | 0 | 0 | 0 | 8.2745 | #N/A
2007-05-02 01:00 | 5 | 2 | 1 | 122.0002 | 2905 | 50 | 35.06 | 1006 | 50 | 0 | 0.0027448 | Cooling | 0.00045746 | #N/A | #N/A | #N/A | #N/A | 0 | 0 | 0 | 0 | 0 | 0.0027448 | #N/A | #N/A | 88 | 65 | 5.3524 | #N/A | 8.4858e-06 | 1.525e-06% | 1 | 50% | 0% | 0% | 0% | 8.2745 | 0 | 0 | 0 | 8.2745 | #N/A
2007-05-02 02:00 | 5 | 2 | 2 | 122.0418 | 2906 | 50 | 35.96 | 1006 | 50 | 0 | 0.00028746 | Cooling | 4.7911e-05 | #N/A | #N/A | #N/A | #N/A | 0 | 0 | 0 | 0 | 0 | 0.00028746 | #N/A | #N/A | 88 | 65 | 5.3524 | #N/A | 8.8873e-07 | 1.597e-07% | 1 | 50% | 0% | 0% | 0% | 8.2745 | 0 | 0 | 0 | 8.2745 | #N/A
2007-05-02 03:00 | 5 | 2 | 3 | 122.0835 | 2907 | 44.96 | 37.04 | 1006 | 44.96 | 0 | 0 | Cooling | 0 | #N/A | #N/A | #N/A | #N/A | 0 | 0 | 0 | 0 | 0 | 0 | #N/A | #N/A | 88 | 59.96 | 5.6968 | #N/A | 0 | 0% | 1 | 50% | 0% | 0% | 0% | 8.2745 | 0 | 0 | 0 | 8.2745 | #N/A
2007-05-02 04:00 | 5 | 2 | 4 | 122.1252 | 2908 | 42.08 | 37.04 | 1006 | 42.08 | 0 | 0 | Cooling | 0 | #N/A | #N/A | #N/A | #N/A | 0 | 0 | 0 | 0 | 0 | 0 | #N/A | #N/A | 88 | 57.08 | 5.8936 | #N/A | 0 | 0% | 1 | 50% | 0% | 0% | 0% | 8.2745 | 0 | 0 | 0 | 8.2745 | #N/A
2007-05-02 05:00 | 5 | 2 | 5 | 122.1668 | 2909 | 42.08 | 35.96 | 1006 | 42.08 | 0 | 0 | Cooling | 0 | #N/A | #N/A | #N/A | #N/A | 0 | 0 | 0 | 0 | 0 | 0 | #N/A | #N/A | 88 | 57.08 | 5.8936 | #N/A | 0 | 0% | 1 | 50% | 0% | 0% | 0% | 8.2745 | 0 | 0 | 0 | 8.2745 | #N/A
2007-05-02 06:00 | 5 | 2 | 6 | 122.2085 | 2910 | 44.06 | 33.98 | 1006 | 44.06 | 9.2376 | 0 | Heating | 1.2317 | #N/A | #N/A | #N/A | #N/A | 9.2376 | #N/A | #N/A | 4.0174 | #N/A | 0 | 0 | 0 | 0 | 0 | 0 | 0 | 0 | 0.004106% | 1 | 50% | 0% | 0% | 0% | 8.2745 | 0 | 0 | 0 | 8.2745 | #N/A
2007-05-02 07:00 | 5 | 2 | 7 | 122.2502 | 2911 | 51.08 | 35.06 | 1007 | 51.08 | 0 | 0.063755 | Cooling | 0.010626 | #N/A | #N/A | #N/A | #N/A | 0 | 0 | 0 | 0 | 0 | 0.063755 | #N/A | #N/A | 88 | 66.08 | 5.2786 | #N/A | 0.00019711 | 3.542e-05% | 1 | 50% | 0% | 0% | 0% | 8.2745 | 0 | 0 | 0 | 8.2745 | #N/A
2007-05-02 08:00 | 5 | 2 | 8 | 122.2918 | 2912 | 51.08 | 37.04 | 1007 | 51.08 | 0 | 0.0078412 | Cooling | 0.0013069 | #N/A | #N/A | #N/A | #N/A | 0 | 0 | 0 | 0 | 0 | 0.0078412 | #N/A | #N/A | 88 | 66.08 | 5.2786 | #N/A | 2.4242e-05 | 4.356e-06% | 1 | 50% | 0% | 0% | 0% | 8.2745 | 0 | 0 | 0 | 8.2745 | #N/A
2007-05-02 09:00 | 5 | 2 | 9 | 122.3335 | 2913 | 53.96 | 35.96 | 1007 | 53.96 | 0 | 18.3611 | Cooling | 3.0602 | #N/A | #N/A | #N/A | #N/A | 0 | 0 | 0 | 0 | 0 | 18.3611 | #N/A | #N/A | 88 | 68.96 | 5.0818 | #N/A | 0.056766 | 0.0102% | 1 | 50% | 0% | 0% | 0% | 8.2745 | 0 | 0 | 0 | 8.2745 | #N/A
2007-05-02 10:00 | 5 | 2 | 10 | 122.3752 | 2914 | 55.04 | 39.92 | 1007 | 55.04 | 0 | 113.5352 | Cooling | 18.9225 | #N/A | #N/A | #N/A | #N/A | 0 | 0 | 0 | 0 | 0 | 113.5352 | #N/A | #N/A | 88 | 70.04 | 5.008 | #N/A | 0.35101 | 0.06308% | 1 | 50% | 0% | 0% | 0% | 8.2745 | 0 | 0 | 0 | 8.2745 | #N/A
2007-05-02 11:00 | 5 | 2 | 11 | 122.4168 | 2915 | 55.04 | 37.04 | 1006 | 55.04 | 0 | 223.2783 | Cooling | 37.213 | #N/A | #N/A | #N/A | #N/A | 0 | 0 | 0 | 0 | 0 | 223.2783 | #N/A | #N/A | 88 | 70.04 | 5.008 | #N/A | 0.69029 | 0.124% | 1 | 50% | 0% | 0% | 0% | 8.2745 | 0 | 0 | 0 | 8.2745 | #N/A
2007-05-02 12:00 | 5 | 2 | 12 | 122.4585 | 2916 | 60.08 | 35.96 | 1005 | 60.08 | 0 | 273.0089 | Cooling | 45.5015 | #N/A | #N/A | #N/A | #N/A | 0 | 0 | 0 | 0 | 0 | 273.0089 | #N/A | #N/A | 88 | 75.08 | 4.6636 | #N/A | 0.84404 | 0.1517% | 1 | 50% | 0% | 0% | 0% | 8.2745 | 0 | 0 | 0 | 8.2745 | #N/A
2007-05-02 13:00 | 5 | 2 | 13 | 122.5002 | 2917 | 60.08 | 35.06 | 1005 | 60.08 | 0 | 354.0846 | Cooling | 59.0141 | #N/A | #N/A | #N/A | #N/A | 0 | 0 | 0 | 0 | 0 | 354.0846 | #N/A | #N/A | 88 | 75.08 | 4.6636 | #N/A | 1.0947 | 0.1967% | 1 | 50% | 0% | 0% | 0% | 8.2745 | 0 | 0 | 0 | 8.2745 | #N/A
2007-05-02 14:00 | 5 | 2 | 14 | 122.5418 | 2918 | 60.08 | 35.06 | 1005 | 60.08 | 0 | 402.4811 | Cooling | 67.0802 | #N/A | #N/A | #N/A | #N/A | 0 | 0 | 0 | 0 | 0 | 402.4811 | #N/A | #N/A | 88 | 75.08 | 4.6636 | #N/A | 1.2443 | 0.2236% | 1 | 50% | 0% | 0% | 0% | 8.2745 | 0 | 0 | 0 | 8.2745 | #N/A
2007-05-02 15:00 | 5 | 2 | 15 | 122.5835 | 2919 | 60.08 | 33.98 | 1004 | 60.08 | 0 | 392.4465 | Cooling | 65.4078 | #N/A | #N/A | #N/A | #N/A | 0 | 0 | 0 | 0 | 0 | 392.4465 | #N/A | #N/A | 88 | 75.08 | 4.6636 | #N/A | 1.2133 | 0.218% | 1 | 50% | 0% | 0% | 0% | 8.2745 | 0 | 0 | 0 | 8.2745 | #N/A
2007-05-02 16:00 | 5 | 2 | 16 | 122.6252 | 2920 | 60.08 | 32 | 1004 | 60.08 | 0 | 377.2533 | Cooling | 62.8756 | #N/A | #N/A | #N/A | #N/A | 0 | 0 | 0 | 0 | 0 | 377.2533 | #N/A | #N/A | 88 | 75.08 | 4.6636 | #N/A | 1.1663 | 0.2096% | 1 | 50% | 0% | 0% | 0% | 8.2745 | 0 | 0 | 0 | 8.2745 | #N/A
2007-05-02 17:00 | 5 | 2 | 17 | 122.6668 | 2921 | 60.08 | 30.92 | 1003 | 60.08 | 0 | 346.9943 | Cooling | 57.8324 | #N/A | #N/A | #N/A | #N/A | 0 | 0 | 0 | 0 | 0 | 346.9943 | #N/A | #N/A | 88 | 75.08 | 4.6636 | #N/A | 1.0728 | 0.1928% | 1 | 50% | 0% | 0% | 0% | 8.2745 | 0 | 0 | 0 | 8.2745 | #N/A
2007-05-02 18:00 | 5 | 2 | 18 | 122.7085 | 2922 | 57.02 | 30.92 | 1003 | 57.02 | 0 | 297.8109 | Cooling | 49.6351 | #N/A | #N/A | #N/A | #N/A | 0 | 0 | 0 | 0 | 0 | 297.8109 | #N/A | #N/A | 88 | 72.02 | 4.8727 | #N/A | 0.92072 | 0.1655% | 1 | 50% | 0% | 0% | 0% | 8.2745 | 0 | 0 | 0 | 8.2745 | #N/A
2007-05-02 19:00 | 5 | 2 | 19 | 122.7502 | 2923 | 55.94 | 33.98 | 1003 | 55.94 | 0 | 168.8451 | Cooling | 28.1408 | #N/A | #N/A | #N/A | #N/A | 0 | 0 | 0 | 0 | 0 | 168.8451 | #N/A | #N/A | 88 | 70.94 | 4.9465 | #N/A | 0.52201 | 0.0938% | 1 | 50% | 0% | 0% | 0% | 8.2745 | 0 | 0 | 0 | 8.2745 | #N/A
2007-05-02 20:00 | 5 | 2 | 20 | 122.7918 | 2924 | 55.94 | 33.98 | 1003 | 55.94 | 0 | 35.6601 | Cooling | 5.9433 | #N/A | #N/A | #N/A | #N/A | 0 | 0 | 0 | 0 | 0 | 35.6601 | #N/A | #N/A | 88 | 70.94 | 4.9465 | #N/A | 0.11025 | 0.01981% | 1 | 50% | 0% | 0% | 0% | 8.2745 | 0 | 0 | 0 | 8.2745 | #N/A
2007-05-02 21:00 | 5 | 2 | 21 | 122.8335 | 2925 | 51.08 | 33.98 | 1003 | 51.08 | 0 | 0.00080698 | Cooling | 0.0001345 | #N/A | #N/A | #N/A | #N/A | 0 | 0 | 0 | 0 | 0 | 0.00080698 | #N/A | #N/A | 88 | 66.08 | 5.2786 | #N/A | 2.4949e-06 | 4.483e-07% | 1 | 50% | 0% | 0% | 0% | 8.2745 | 0 | 0 | 0 | 8.2745 | #N/A
2007-05-02 22:00 | 5 | 2 | 22 | 122.8752 | 2926 | 50 | 35.96 | 1003 | 50 | 0 | 0 | Cooling | 0 | #N/A | #N/A | #N/A | #N/A | 0 | 0 | 0 | 0 | 0 | 0 | #N/A | #N/A | 88 | 65 | 5.3524 | #N/A | 0 | 0% | 1 | 50% | 0% | 0% | 0% | 8.2745 | 0 | 0 | 0 | 8.2745 | #N/A
2007-05-02 23:00 | 5 | 2 | 23 | 122.9168 | 2927 | 50 | 37.94 | 1003 | 50 | 0 | 0 | Cooling | 0 | #N/A | #N/A | #N/A | #N/A | 0 | 0 | 0 | 0 | 0 | 0 | #N/A | #N/A | 88 | 65 | 5.3524 | #N/A | 0 | 0% | 1 | 50% | 0% | 0% | 0% | 8.2745 | 0 | 0 | 0 | 8.2745 | #N/A
2007-05-03 | 5 | 3 | 0 | 122.9585 | 2928 | 50 | 37.94 | 1003 | 50 | 0 | 0 | Cooling | 0 | #N/A | #N/A | #N/A | #N/A | 0 | 0 | 0 | 0 | 0 | 0 | #N/A | #N/A | 88 | 65 | 5.3524 | #N/A | 0 | 0% | 1 | 50% | 0% | 0% | 0% | 8.2745 | 0 | 0 | 0 | 8.2745 | #N/A
2007-05-03 01:00 | 5 | 3 | 1 | 123.0002 | 2929 | 48.92 | 35.96 | 1003 | 48.92 | 0 | 0.001491 | Cooling | 0.0002485 | #N/A | #N/A | #N/A | #N/A | 0 | 0 | 0 | 0 | 0 | 0.001491 | #N/A | #N/A | 88 | 63.92 | 5.4262 | #N/A | 4.6096e-06 | 8.283e-07% | 1 | 50% | 0% | 0% | 0% | 8.2745 | 0 | 0 | 0 | 8.2745 | #N/A
2007-05-03 02:00 | 5 | 3 | 2 | 123.0418 | 2930 | 48.92 | 33.08 | 1002 | 48.92 | 0 | 0.016699 | Cooling | 0.0027832 | #N/A | #N/A | #N/A | #N/A | 0 | 0 | 0 | 0 | 0 | 0.016699 | #N/A | #N/A | 88 | 63.92 | 5.4262 | #N/A | 5.1627e-05 | 9.277e-06% | 1 | 50% | 0% | 0% | 0% | 8.2745 | 0 | 0 | 0 | 8.2745 | #N/A
2007-05-03 03:00 | 5 | 3 | 3 | 123.0835 | 2931 | 50 | 33.98 | 1002 | 50 | 0 | 0.018328 | Cooling | 0.0030547 | #N/A | #N/A | #N/A | #N/A | 0 | 0 | 0 | 0 | 0 | 0.018328 | #N/A | #N/A | 88 | 65 | 5.3524 | #N/A | 5.6665e-05 | 1.018e-05% | 1 | 50% | 0% | 0% | 0% | 8.2745 | 0 | 0 | 0 | 8.2745 | #N/A
2007-05-03 04:00 | 5 | 3 | 4 | 123.1252 | 2932 | 50 | 33.98 | 1002 | 50 | 0 | 0.014579 | Cooling | 0.0024299 | #N/A | #N/A | #N/A | #N/A | 0 | 0 | 0 | 0 | 0 | 0.014579 | #N/A | #N/A | 88 | 65 | 5.3524 | #N/A | 4.5074e-05 | 8.1e-06% | 1 | 50% | 0% | 0% | 0% | 8.2745 | 0 | 0 | 0 | 8.2745 | #N/A
2007-05-03 05:00 | 5 | 3 | 5 | 123.1668 | 2933 | 50 | 35.96 | 1002 | 50 | 0 | 0.0057476 | Cooling | 0.00095793 | #N/A | #N/A | #N/A | #N/A | 0 | 0 | 0 | 0 | 0 | 0.0057476 | #N/A | #N/A | 88 | 65 | 5.3524 | #N/A | 1.7769e-05 | 3.193e-06% | 1 | 50% | 0% | 0% | 0% | 8.2745 | 0 | 0 | 0 | 8.2745 | #N/A
2007-05-03 06:00 | 5 | 3 | 6 | 123.2085 | 2934 | 50 | 33.98 | 1003 | 50 | 3.1148 | 0 | Heating | 0.41531 | #N/A | #N/A | #N/A | #N/A | 3.1148 | #N/A | #N/A | 4.5134 | #N/A | 0 | 0 | 0 | 0 | 0 | 0 | 0 | 0 | 0.001384% | 1 | 50% | 0% | 0% | 0% | 8.2745 | 0 | 0 | 0 | 8.2745 | #N/A
2007-05-03 07:00 | 5 | 3 | 7 | 123.2502 | 2935 | 51.08 | 37.94 | 1003 | 51.08 | 0 | 0.0071762 | Cooling | 0.001196 | #N/A | #N/A | #N/A | #N/A | 0 | 0 | 0 | 0 | 0 | 0.0071762 | #N/A | #N/A | 88 | 66.08 | 5.2786 | #N/A | 2.2186e-05 | 3.987e-06% | 1 | 50% | 0% | 0% | 0% | 8.2745 | 0 | 0 | 0 | 8.2745 | #N/A
2007-05-03 08:00 | 5 | 3 | 8 | 123.2918 | 2936 | 51.08 | 37.04 | 1003 | 51.08 | 0 | 0.011551 | Cooling | 0.0019251 | #N/A | #N/A | #N/A | #N/A | 0 | 0 | 0 | 0 | 0 | 0.011551 | #N/A | #N/A | 88 | 66.08 | 5.2786 | #N/A | 3.571e-05 | 6.417e-06% | 1 | 50% | 0% | 0% | 0% | 8.2745 | 0 | 0 | 0 | 8.2745 | #N/A
2007-05-03 09:00 | 5 | 3 | 9 | 123.3335 | 2937 | 55.94 | 37.04 | 1004 | 55.94 | 0 | 0.033408 | Cooling | 0.005568 | #N/A | #N/A | #N/A | #N/A | 0 | 0 | 0 | 0 | 0 | 0.033408 | #N/A | #N/A | 88 | 70.94 | 4.9465 | #N/A | 0.00010329 | 1.856e-05% | 1 | 50% | 0% | 0% | 0% | 8.2745 | 0 | 0 | 0 | 8.2745 | #N/A
2007-05-03 10:00 | 5 | 3 | 10 | 123.3752 | 2938 | 60.98 | 37.94 | 1004 | 60.98 | 0 | 60.8905 | Cooling | 10.1484 | #N/A | #N/A | #N/A | #N/A | 0 | 0 | 0 | 0 | 0 | 60.8905 | #N/A | #N/A | 88 | 75.98 | 4.6021 | #N/A | 0.18825 | 0.03383% | 1 | 50% | 0% | 0% | 0% | 8.2745 | 0 | 0 | 0 | 8.2745 | #N/A
2007-05-03 11:00 | 5 | 3 | 11 | 123.4168 | 2939 | 60.98 | 37.94 | 1004 | 60.98 | 0 | 210.1716 | Cooling | 35.0286 | #N/A | #N/A | #N/A | #N/A | 0 | 0 | 0 | 0 | 0 | 210.1716 | #N/A | #N/A | 88 | 75.98 | 4.6021 | #N/A | 0.64977 | 0.1168% | 1 | 50% | 0% | 0% | 0% | 8.2745 | 0 | 0 | 0 | 8.2745 | #N/A
2007-05-03 12:00 | 5 | 3 | 12 | 123.4585 | 2940 | 62.96 | 37.94 | 1003 | 62.96 | 0 | 310.8499 | Cooling | 51.8083 | #N/A | #N/A | #N/A | #N/A | 0 | 0 | 0 | 0 | 0 | 310.8499 | #N/A | #N/A | 88 | 77.96 | 4.4668 | #N/A | 0.96103 | 0.1727% | 1 | 50% | 0% | 0% | 0% | 8.2745 | 0 | 0 | 0 | 8.2745 | #N/A
2007-05-03 13:00 | 5 | 3 | 13 | 123.5002 | 2941 | 62.96 | 37.94 | 1003 | 62.96 | 0 | 371.0393 | Cooling | 61.8399 | #N/A | #N/A | #N/A | #N/A | 0 | 0 | 0 | 0 | 0 | 371.0393 | #N/A | #N/A | 88 | 77.96 | 4.4668 | #N/A | 1.1471 | 0.2061% | 1 | 50% | 0% | 0% | 0% | 8.2745 | 0 | 0 | 0 | 8.2745 | #N/A
2007-05-03 14:00 | 5 | 3 | 14 | 123.5418 | 2942 | 62.96 | 33.98 | 1002 | 62.96 | 0 | 376.1114 | Cooling | 62.6852 | #N/A | #N/A | #N/A | #N/A | 0 | 0 | 0 | 0 | 0 | 376.1114 | #N/A | #N/A | 88 | 77.96 | 4.4668 | #N/A | 1.1628 | 0.209% | 1 | 50% | 0% | 0% | 0% | 8.2745 | 0 | 0 | 0 | 8.2745 | #N/A
2007-05-03 15:00 | 5 | 3 | 15 | 123.5835 | 2943 | 64.04 | 28.94 | 1002 | 64.04 | 0 | 345.9647 | Cooling | 57.6608 | #N/A | #N/A | #N/A | #N/A | 0 | 0 | 0 | 0 | 0 | 345.9647 | #N/A | #N/A | 88 | 79.04 | 4.393 | #N/A | 1.0696 | 0.1922% | 1 | 50% | 0% | 0% | 0% | 8.2745 | 0 | 0 | 0 | 8.2745 | #N/A
2007-05-03 16:00 | 5 | 3 | 16 | 123.6252 | 2944 | 60.08 | 28.04 | 1002 | 60.08 | 0 | 328.7029 | Cooling | 54.7838 | #N/A | #N/A | #N/A | #N/A | 0 | 0 | 0 | 0 | 0 | 328.7029 | #N/A | #N/A | 88 | 75.08 | 4.6636 | #N/A | 1.0162 | 0.1826% | 1 | 50% | 0% | 0% | 0% | 8.2745 | 0 | 0 | 0 | 8.2745 | #N/A
2007-05-03 17:00 | 5 | 3 | 17 | 123.6668 | 2945 | 60.08 | 26.06 | 1002 | 60.08 | 0 | 303.5122 | Cooling | 50.5854 | #N/A | #N/A | #N/A | #N/A | 0 | 0 | 0 | 0 | 0 | 303.5122 | #N/A | #N/A | 88 | 75.08 | 4.6636 | #N/A | 0.93835 | 0.1686% | 1 | 50% | 0% | 0% | 0% | 8.2745 | 0 | 0 | 0 | 8.2745 | #N/A
2007-05-03 18:00 | 5 | 3 | 18 | 123.7085 | 2946 | 55.94 | 24.98 | 1002 | 55.94 | 0 | 191.7392 | Cooling | 31.9565 | #N/A | #N/A | #N/A | #N/A | 0 | 0 | 0 | 0 | 0 | 191.7392 | #N/A | #N/A | 88 | 70.94 | 4.9465 | #N/A | 0.59279 | 0.1065% | 1 | 50% | 0% | 0% | 0% | 8.2745 | 0 | 0 | 0 | 8.2745 | #N/A
2007-05-03 19:00 | 5 | 3 | 19 | 123.7502 | 2947 | 53.96 | 24.08 | 1002 | 53.96 | 0 | 55.9766 | Cooling | 9.3294 | #N/A | #N/A | #N/A | #N/A | 0 | 0 | 0 | 0 | 0 | 55.9766 | #N/A | #N/A | 88 | 68.96 | 5.0818 | #N/A | 0.17306 | 0.0311% | 1 | 50% | 0% | 0% | 0% | 8.2745 | 0 | 0 | 0 | 8.2745 | #N/A
2007-05-03 20:00 | 5 | 3 | 20 | 123.7918 | 2948 | 53.96 | 28.04 | 1003 | 53.96 | 0 | 0.0042964 | Cooling | 0.00071606 | #N/A | #N/A | #N/A | #N/A | 0 | 0 | 0 | 0 | 0 | 0.0042964 | #N/A | #N/A | 88 | 68.96 | 5.0818 | #N/A | 1.3283e-05 | 2.387e-06% | 1 | 50% | 0% | 0% | 0% | 8.2745 | 0 | 0 | 0 | 8.2745 | #N/A
2007-05-03 21:00 | 5 | 3 | 21 | 123.8335 | 2949 | 50 | 28.04 | 1004 | 50 | 0 | 0.0012157 | Cooling | 0.00020261 | #N/A | #N/A | #N/A | #N/A | 0 | 0 | 0 | 0 | 0 | 0.0012157 | #N/A | #N/A | 88 | 65 | 5.3524 | #N/A | 3.7584e-06 | 6.754e-07% | 1 | 50% | 0% | 0% | 0% | 8.2745 | 0 | 0 | 0 | 8.2745 | #N/A
2007-05-03 22:00 | 5 | 3 | 22 | 123.8752 | 2950 | 50 | 28.04 | 1004 | 50 | 0 | 0.0049198 | Cooling | 0.00081997 | #N/A | #N/A | #N/A | #N/A | 0 | 0 | 0 | 0 | 0 | 0.0049198 | #N/A | #N/A | 88 | 65 | 5.3524 | #N/A | 1.521e-05 | 2.733e-06% | 1 | 50% | 0% | 0% | 0% | 8.2745 | 0 | 0 | 0 | 8.2745 | #N/A
2007-05-03 23:00 | 5 | 3 | 23 | 123.9168 | 2951 | 50 | 28.94 | 1004 | 50 | 0 | 0.0078499 | Cooling | 0.0013083 | #N/A | #N/A | #N/A | #N/A | 0 | 0 | 0 | 0 | 0 | 0.0078499 | #N/A | #N/A | 88 | 65 | 5.3524 | #N/A | 2.4269e-05 | 4.361e-06% | 1 | 50% | 0% | 0% | 0% | 8.2745 | 0 | 0 | 0 | 8.2745 | #N/A
2007-05-04 | 5 | 4 | 0 | 123.9585 | 2952 | 50 | 28.04 | 1004 | 50 | 0 | 0.010738 | Cooling | 0.0017897 | #N/A | #N/A | #N/A | #N/A | 0 | 0 | 0 | 0 | 0 | 0.010738 | #N/A | #N/A | 88 | 65 | 5.3524 | #N/A | 3.3199e-05 | 5.966e-06% | 1 | 50% | 0% | 0% | 0% | 8.2745 | 0 | 0 | 0 | 8.2745 | #N/A
2007-05-04 01:00 | 5 | 4 | 1 | 124.0002 | 2953 | 48.92 | 30.02 | 1004 | 48.92 | 0 | 0.0032227 | Cooling | 0.00053712 | #N/A | #N/A | #N/A | #N/A | 0 | 0 | 0 | 0 | 0 | 0.0032227 | #N/A | #N/A | 88 | 63.92 | 5.4262 | #N/A | 9.9635e-06 | 1.79e-06% | 1 | 50% | 0% | 0% | 0% | 8.2745 | 0 | 0 | 0 | 8.2745 | #N/A
2007-05-04 02:00 | 5 | 4 | 2 | 124.0418 | 2954 | 48.92 | 28.94 | 1003 | 48.92 | 0 | 0.0018148 | Cooling | 0.00030247 | #N/A | #N/A | #N/A | #N/A | 0 | 0 | 0 | 0 | 0 | 0.0018148 | #N/A | #N/A | 88 | 63.92 | 5.4262 | #N/A | 5.6108e-06 | 1.008e-06% | 1 | 50% | 0% | 0% | 0% | 8.2745 | 0 | 0 | 0 | 8.2745 | #N/A
2007-05-04 03:00 | 5 | 4 | 3 | 124.0835 | 2955 | 46.94 | 28.04 | 1003 | 46.94 | 0 | 0.0082707 | Cooling | 0.0013784 | #N/A | #N/A | #N/A | #N/A | 0 | 0 | 0 | 0 | 0 | 0.0082707 | #N/A | #N/A | 88 | 61.94 | 5.5615 | #N/A | 2.557e-05 | 4.595e-06% | 1 | 50% | 0% | 0% | 0% | 8.2745 | 0 | 0 | 0 | 8.2745 | #N/A
2007-05-04 04:00 | 5 | 4 | 4 | 124.1252 | 2956 | 48.92 | 28.94 | 1003 | 48.92 | 0 | 0.0057857 | Cooling | 0.00096428 | #N/A | #N/A | #N/A | #N/A | 0 | 0 | 0 | 0 | 0 | 0.0057857 | #N/A | #N/A | 88 | 63.92 | 5.4262 | #N/A | 1.7887e-05 | 3.214e-06% | 1 | 50% | 0% | 0% | 0% | 8.2745 | 0 | 0 | 0 | 8.2745 | #N/A
2007-05-04 05:00 | 5 | 4 | 5 | 124.1668 | 2957 | 48.92 | 26.06 | 1003 | 48.92 | 0 | 0.021553 | Cooling | 0.0035922 | #N/A | #N/A | #N/A | #N/A | 0 | 0 | 0 | 0 | 0 | 0.021553 | #N/A | #N/A | 88 | 63.92 | 5.4262 | #N/A | 6.6634e-05 | 1.197e-05% | 1 | 50% | 0% | 0% | 0% | 8.2745 | 0 | 0 | 0 | 8.2745 | #N/A
2007-05-04 06:00 | 5 | 4 | 6 | 124.2085 | 2958 | 48.92 | 28.04 | 1003 | 48.92 | 46.359 | 0 | Heating | 6.1812 | #N/A | #N/A | #N/A | #N/A | 46.359 | #N/A | #N/A | 4.4149 | #N/A | 0 | 0 | 0 | 0 | 0 | 0 | 0 | 0 | 0.0206% | 1 | 50% | 0% | 0% | 0% | 8.2745 | 0 | 0 | 0 | 8.2745 | #N/A
2007-05-04 07:00 | 5 | 4 | 7 | 124.2502 | 2959 | 50 | 26.06 | 1003 | 50 | 0.068623 | 0 | Heating | 0.0091497 | #N/A | #N/A | #N/A | #N/A | 0.068623 | #N/A | #N/A | 4.5134 | #N/A | 0 | 0 | 0 | 0 | 0 | 0 | 0 | 0 | 3.05e-05% | 1 | 50% | 0% | 0% | 0% | 8.2745 | 0 | 0 | 0 | 8.2745 | #N/A
2007-05-04 08:00 | 5 | 4 | 8 | 124.2918 | 2960 | 50 | 26.06 | 1003 | 50 | 0 | 3.4116 | Cooling | 0.5686 | #N/A | #N/A | #N/A | #N/A | 0 | 0 | 0 | 0 | 0 | 3.4116 | #N/A | #N/A | 88 | 65 | 5.3524 | #N/A | 0.010547 | 0.001895% | 1 | 50% | 0% | 0% | 0% | 8.2745 | 0 | 0 | 0 | 8.2745 | #N/A
2007-05-04 09:00 | 5 | 4 | 9 | 124.3335 | 2961 | 50 | 28.94 | 1004 | 50 | 0 | 34.7552 | Cooling | 5.7925 | #N/A | #N/A | #N/A | #N/A | 0 | 0 | 0 | 0 | 0 | 34.7552 | #N/A | #N/A | 88 | 65 | 5.3524 | #N/A | 0.10745 | 0.01931% | 1 | 50% | 0% | 0% | 0% | 8.2745 | 0 | 0 | 0 | 8.2745 | #N/A
2007-05-04 10:00 | 5 | 4 | 10 | 124.3752 | 2962 | 50 | 30.92 | 1003 | 50 | 0 | 14.693 | Cooling | 2.4488 | #N/A | #N/A | #N/A | #N/A | 0 | 0 | 0 | 0 | 0 | 14.693 | #N/A | #N/A | 88 | 65 | 5.3524 | #N/A | 0.045425 | 0.008163% | 1 | 50% | 0% | 0% | 0% | 8.2745 | 0 | 0 | 0 | 8.2745 | #N/A
2007-05-04 11:00 | 5 | 4 | 11 | 124.4168 | 2963 | 50 | 30.92 | 1003 | 50 | 0 | 92.8907 | Cooling | 15.4818 | #N/A | #N/A | #N/A | #N/A | 0 | 0 | 0 | 0 | 0 | 92.8907 | #N/A | #N/A | 88 | 65 | 5.3524 | #N/A | 0.28718 | 0.05161% | 1 | 50% | 0% | 0% | 0% | 8.2745 | 0 | 0 | 0 | 8.2745 | #N/A
2007-05-04 12:00 | 5 | 4 | 12 | 124.4585 | 2964 | 53.06 | 30.02 | 1002 | 53.06 | 0 | 197.2953 | Cooling | 32.8825 | #N/A | #N/A | #N/A | #N/A | 0 | 0 | 0 | 0 | 0 | 197.2953 | #N/A | #N/A | 88 | 68.06 | 5.1433 | #N/A | 0.60996 | 0.1096% | 1 | 50% | 0% | 0% | 0% | 8.2745 | 0 | 0 | 0 | 8.2745 | #N/A
2007-05-04 13:00 | 5 | 4 | 13 | 124.5002 | 2965 | 53.06 | 30.92 | 1002 | 53.06 | 0 | 255.7832 | Cooling | 42.6305 | #N/A | #N/A | #N/A | #N/A | 0 | 0 | 0 | 0 | 0 | 255.7832 | #N/A | #N/A | 88 | 68.06 | 5.1433 | #N/A | 0.79079 | 0.1421% | 1 | 50% | 0% | 0% | 0% | 8.2745 | 0 | 0 | 0 | 8.2745 | #N/A
2007-05-04 14:00 | 5 | 4 | 14 | 124.5418 | 2966 | 53.06 | 30.92 | 1002 | 53.06 | 0 | 164.9956 | Cooling | 27.4993 | #N/A | #N/A | #N/A | #N/A | 0 | 0 | 0 | 0 | 0 | 164.9956 | #N/A | #N/A | 88 | 68.06 | 5.1433 | #N/A | 0.5101 | 0.09166% | 1 | 50% | 0% | 0% | 0% | 8.2745 | 0 | 0 | 0 | 8.2745 | #N/A
2007-05-04 15:00 | 5 | 4 | 15 | 124.5835 | 2967 | 50 | 30.92 | 1002 | 50 | 0 | 167.8875 | Cooling | 27.9812 | #N/A | #N/A | #N/A | #N/A | 0 | 0 | 0 | 0 | 0 | 167.8875 | #N/A | #N/A | 88 | 65 | 5.3524 | #N/A | 0.51905 | 0.09327% | 1 | 50% | 0% | 0% | 0% | 8.2745 | 0 | 0 | 0 | 8.2745 | #N/A
2007-05-04 16:00 | 5 | 4 | 16 | 124.6252 | 2968 | 50 | 30.92 | 1001 | 50 | 0 | 244.6229 | Cooling | 40.7705 | #N/A | #N/A | #N/A | #N/A | 0 | 0 | 0 | 0 | 0 | 244.6229 | #N/A | #N/A | 88 | 65 | 5.3524 | #N/A | 0.75628 | 0.1359% | 1 | 50% | 0% | 0% | 0% | 8.2745 | 0 | 0 | 0 | 8.2745 | #N/A
2007-05-04 17:00 | 5 | 4 | 17 | 124.6668 | 2969 | 50 | 30.92 | 1001 | 50 | 0 | 157.6893 | Cooling | 26.2815 | #N/A | #N/A | #N/A | #N/A | 0 | 0 | 0 | 0 | 0 | 157.6893 | #N/A | #N/A | 88 | 65 | 5.3524 | #N/A | 0.48752 | 0.08761% | 1 | 50% | 0% | 0% | 0% | 8.2745 | 0 | 0 | 0 | 8.2745 | #N/A
2007-05-04 18:00 | 5 | 4 | 18 | 124.7085 | 2970 | 51.08 | 30.92 | 1001 | 51.08 | 0 | 0 | Cooling | 0 | #N/A | #N/A | #N/A | #N/A | 0 | 0 | 0 | 0 | 0 | 0 | #N/A | #N/A | 88 | 66.08 | 5.2786 | #N/A | 0 | 0% | 1 | 50% | 0% | 0% | 0% | 8.2745 | 0 | 0 | 0 | 8.2745 | #N/A
2007-05-04 19:00 | 5 | 4 | 19 | 124.7502 | 2971 | 50 | 33.08 | 1001 | 50 | 0 | 0 | Cooling | 0 | #N/A | #N/A | #N/A | #N/A | 0 | 0 | 0 | 0 | 0 | 0 | #N/A | #N/A | 88 | 65 | 5.3524 | #N/A | 0 | 0% | 1 | 50% | 0% | 0% | 0% | 8.2745 | 0 | 0 | 0 | 8.2745 | #N/A
2007-05-04 20:00 | 5 | 4 | 20 | 124.7918 | 2972 | 50 | 33.08 | 1001 | 50 | 0 | 0 | Cooling | 0 | #N/A | #N/A | #N/A | #N/A | 0 | 0 | 0 | 0 | 0 | 0 | #N/A | #N/A | 88 | 65 | 5.3524 | #N/A | 0 | 0% | 1 | 50% | 0% | 0% | 0% | 8.2745 | 0 | 0 | 0 | 8.2745 | #N/A
2007-05-04 21:00 | 5 | 4 | 21 | 124.8335 | 2973 | 48.02 | 41 | 1003 | 48.02 | 0 | 0 | Cooling | 0 | #N/A | #N/A | #N/A | #N/A | 0 | 0 | 0 | 0 | 0 | 0 | #N/A | #N/A | 88 | 63.02 | 5.4877 | #N/A | 0 | 0% | 1 | 50% | 0% | 0% | 0% | 8.2745 | 0 | 0 | 0 | 8.2745 | #N/A
2007-05-04 22:00 | 5 | 4 | 22 | 124.8752 | 2974 | 48.02 | 46.04 | 1002 | 48.02 | 0 | 0 | Cooling | 0 | #N/A | #N/A | #N/A | #N/A | 0 | 0 | 0 | 0 | 0 | 0 | #N/A | #N/A | 88 | 63.02 | 5.4877 | #N/A | 0 | 0% | 1 | 50% | 0% | 0% | 0% | 8.2745 | 0 | 0 | 0 | 8.2745 | #N/A
2007-05-04 23:00 | 5 | 4 | 23 | 124.9168 | 2975 | 48.02 | 46.04 | 1002 | 48.02 | 0 | 0 | Cooling | 0 | #N/A | #N/A | #N/A | #N/A | 0 | 0 | 0 | 0 | 0 | 0 | #N/A | #N/A | 88 | 63.02 | 5.4877 | #N/A | 0 | 0% | 1 | 50% | 0% | 0% | 0% | 8.2745 | 0 | 0 | 0 | 8.2745 | #N/A
2007-05-05 | 5 | 5 | 0 | 124.9585 | 2976 | 48.02 | 48.92 | 1002 | 48.02 | 0 | 0 | Cooling | 0 | #N/A | #N/A | #N/A | #N/A | 0 | 0 | 0 | 0 | 0 | 0 | #N/A | #N/A | 88 | 63.02 | 5.4877 | #N/A | 0 | 0% | 1 | 50% | 0% | 0% | 0% | 8.2745 | 0 | 0 | 0 | 8.2745 | #N/A
2007-05-05 01:00 | 5 | 5 | 1 | 125.0002 | 2977 | 46.94 | 48.92 | 1001 | 46.94 | 0 | 0 | Cooling | 0 | #N/A | #N/A | #N/A | #N/A | 0 | 0 | 0 | 0 | 0 | 0 | #N/A | #N/A | 88 | 61.94 | 5.5615 | #N/A | 0 | 0% | 1 | 50% | 0% | 0% | 0% | 8.2745 | 0 | 0 | 0 | 8.2745 | #N/A
2007-05-05 02:00 | 5 | 5 | 2 | 125.0418 | 2978 | 46.94 | 50 | 1001 | 46.94 | 0 | 0 | Cooling | 0 | #N/A | #N/A | #N/A | #N/A | 0 | 0 | 0 | 0 | 0 | 0 | #N/A | #N/A | 88 | 61.94 | 5.5615 | #N/A | 0 | 0% | 1 | 50% | 0% | 0% | 0% | 8.2745 | 0 | 0 | 0 | 8.2745 | #N/A
2007-05-05 03:00 | 5 | 5 | 3 | 125.0835 | 2979 | 46.94 | 51.08 | 1000 | 46.94 | 0 | 0 | Cooling | 0 | #N/A | #N/A | #N/A | #N/A | 0 | 0 | 0 | 0 | 0 | 0 | #N/A | #N/A | 88 | 61.94 | 5.5615 | #N/A | 0 | 0% | 1 | 50% | 0% | 0% | 0% | 8.2745 | 0 | 0 | 0 | 8.2745 | #N/A
2007-05-05 04:00 | 5 | 5 | 4 | 125.1252 | 2980 | 46.94 | 51.08 | 1000 | 46.94 | 0 | 0 | Cooling | 0 | #N/A | #N/A | #N/A | #N/A | 0 | 0 | 0 | 0 | 0 | 0 | #N/A | #N/A | 88 | 61.94 | 5.5615 | #N/A | 0 | 0% | 1 | 50% | 0% | 0% | 0% | 8.2745 | 0 | 0 | 0 | 8.2745 | #N/A
2007-05-05 05:00 | 5 | 5 | 5 | 125.1668 | 2981 | 46.94 | 51.08 | 998 | 46.94 | 0 | 0.051307 | Cooling | 0.0085512 | #N/A | #N/A | #N/A | #N/A | 0 | 0 | 0 | 0 | 0 | 0.051307 | #N/A | #N/A | 88 | 61.94 | 5.5615 | #N/A | 0.00015862 | 2.85e-05% | 1 | 50% | 0% | 0% | 0% | 8.2745 | 0 | 0 | 0 | 8.2745 | #N/A
2007-05-05 06:00 | 5 | 5 | 6 | 125.2085 | 2982 | 46.04 | 51.08 | 998 | 46.04 | 0 | 2.7365 | Cooling | 0.45609 | #N/A | #N/A | #N/A | #N/A | 0 | 0 | 0 | 0 | 0 | 2.7365 | #N/A | #N/A | 88 | 61.04 | 5.623 | #N/A | 0.0084603 | 0.00152% | 1 | 50% | 0% | 0% | 0% | 8.2745 | 0 | 0 | 0 | 8.2745 | #N/A
2007-05-05 07:00 | 5 | 5 | 7 | 125.2502 | 2983 | 46.94 | 50 | 997 | 46.94 | 0 | 5.0092 | Cooling | 0.83487 | #N/A | #N/A | #N/A | #N/A | 0 | 0 | 0 | 0 | 0 | 5.0092 | #N/A | #N/A | 88 | 61.94 | 5.5615 | #N/A | 0.015487 | 0.002783% | 1 | 50% | 0% | 0% | 0% | 8.2745 | 0 | 0 | 0 | 8.2745 | #N/A
2007-05-05 08:00 | 5 | 5 | 8 | 125.2918 | 2984 | 46.94 | 46.94 | 996 | 46.94 | 0 | 0 | Cooling | 0 | #N/A | #N/A | #N/A | #N/A | 0 | 0 | 0 | 0 | 0 | 0 | #N/A | #N/A | 88 | 61.94 | 5.5615 | #N/A | 0 | 0% | 1 | 50% | 0% | 0% | 0% | 8.2745 | 0 | 0 | 0 | 8.2745 | #N/A
2007-05-05 09:00 | 5 | 5 | 9 | 125.3335 | 2985 | 48.92 | 44.06 | 996 | 48.92 | 0 | 0 | Cooling | 0 | #N/A | #N/A | #N/A | #N/A | 0 | 0 | 0 | 0 | 0 | 0 | #N/A | #N/A | 88 | 63.92 | 5.4262 | #N/A | 0 | 0% | 1 | 50% | 0% | 0% | 0% | 8.2745 | 0 | 0 | 0 | 8.2745 | #N/A
2007-05-05 10:00 | 5 | 5 | 10 | 125.3752 | 2986 | 51.98 | 44.96 | 995 | 51.98 | 0 | 0 | Cooling | 0 | #N/A | #N/A | #N/A | #N/A | 0 | 0 | 0 | 0 | 0 | 0 | #N/A | #N/A | 88 | 66.98 | 5.2171 | #N/A | 0 | 0% | 1 | 50% | 0% | 0% | 0% | 8.2745 | 0 | 0 | 0 | 8.2745 | #N/A
2007-05-05 11:00 | 5 | 5 | 11 | 125.4168 | 2987 | 51.98 | 44.96 | 995 | 51.98 | 0 | 0 | Cooling | 0 | #N/A | #N/A | #N/A | #N/A | 0 | 0 | 0 | 0 | 0 | 0 | #N/A | #N/A | 88 | 66.98 | 5.2171 | #N/A | 0 | 0% | 1 | 50% | 0% | 0% | 0% | 8.2745 | 0 | 0 | 0 | 8.2745 | #N/A
2007-05-05 12:00 | 5 | 5 | 12 | 125.4585 | 2988 | 57.02 | 48.02 | 995 | 57.02 | 0 | 0 | Cooling | 0 | #N/A | #N/A | #N/A | #N/A | 0 | 0 | 0 | 0 | 0 | 0 | #N/A | #N/A | 88 | 72.02 | 4.8727 | #N/A | 0 | 0% | 1 | 50% | 0% | 0% | 0% | 8.2745 | 0 | 0 | 0 | 8.2745 | #N/A
2007-05-05 13:00 | 5 | 5 | 13 | 125.5002 | 2989 | 60.08 | 48.02 | 995 | 60.08 | 0 | 0 | Cooling | 0 | #N/A | #N/A | #N/A | #N/A | 0 | 0 | 0 | 0 | 0 | 0 | #N/A | #N/A | 88 | 75.08 | 4.6636 | #N/A | 0 | 0% | 1 | 50% | 0% | 0% | 0% | 8.2745 | 0 | 0 | 0 | 8.2745 | #N/A
2007-05-05 14:00 | 5 | 5 | 14 | 125.5418 | 2990 | 60.08 | 53.96 | 994 | 60.08 | 0 | 0 | Cooling | 0 | #N/A | #N/A | #N/A | #N/A | 0 | 0 | 0 | 0 | 0 | 0 | #N/A | #N/A | 88 | 75.08 | 4.6636 | #N/A | 0 | 0% | 1 | 50% | 0% | 0% | 0% | 8.2745 | 0 | 0 | 0 | 8.2745 | #N/A
2007-05-05 15:00 | 5 | 5 | 15 | 125.5835 | 2991 | 62.06 | 55.94 | 994 | 62.06 | 0 | 0 | Cooling | 0 | #N/A | #N/A | #N/A | #N/A | 0 | 0 | 0 | 0 | 0 | 0 | #N/A | #N/A | 88 | 77.06 | 4.5283 | #N/A | 0 | 0% | 1 | 50% | 0% | 0% | 0% | 8.2745 | 0 | 0 | 0 | 8.2745 | #N/A
2007-05-05 16:00 | 5 | 5 | 16 | 125.6252 | 2992 | 62.06 | 57.92 | 994 | 62.06 | 0 | 27.196 | Cooling | 4.5327 | #N/A | #N/A | #N/A | #N/A | 0 | 0 | 0 | 0 | 0 | 27.196 | #N/A | #N/A | 88 | 77.06 | 4.5283 | #N/A | 0.08408 | 0.01511% | 1 | 50% | 0% | 0% | 0% | 8.2745 | 0 | 0 | 0 | 8.2745 | #N/A
2007-05-05 17:00 | 5 | 5 | 17 | 125.6668 | 2993 | 62.06 | 57.02 | 993 | 62.06 | 0 | 50.1795 | Cooling | 8.3632 | #N/A | #N/A | #N/A | #N/A | 0 | 0 | 0 | 0 | 0 | 50.1795 | #N/A | #N/A | 88 | 77.06 | 4.5283 | #N/A | 0.15514 | 0.02788% | 1 | 50% | 0% | 0% | 0% | 8.2745 | 0 | 0 | 0 | 8.2745 | #N/A
2007-05-05 18:00 | 5 | 5 | 18 | 125.7085 | 2994 | 57.92 | 57.92 | 994 | 57.92 | 0 | 52.8955 | Cooling | 8.8159 | #N/A | #N/A | #N/A | #N/A | 0 | 0 | 0 | 0 | 0 | 52.8955 | #N/A | #N/A | 88 | 72.92 | 4.8112 | #N/A | 0.16353 | 0.02939% | 1 | 50% | 0% | 0% | 0% | 8.2745 | 0 | 0 | 0 | 8.2745 | #N/A
2007-05-05 19:00 | 5 | 5 | 19 | 125.7502 | 2995 | 55.94 | 57.92 | 994 | 55.94 | 0 | 35.4085 | Cooling | 5.9014 | #N/A | #N/A | #N/A | #N/A | 0 | 0 | 0 | 0 | 0 | 35.4085 | #N/A | #N/A | 88 | 70.94 | 4.9465 | #N/A | 0.10947 | 0.01967% | 1 | 50% | 0% | 0% | 0% | 8.2745 | 0 | 0 | 0 | 8.2745 | #N/A
2007-05-05 20:00 | 5 | 5 | 20 | 125.7918 | 2996 | 55.94 | 57.92 | 995 | 55.94 | 0 | 35.0088 | Cooling | 5.8348 | #N/A | #N/A | #N/A | #N/A | 0 | 0 | 0 | 0 | 0 | 35.0088 | #N/A | #N/A | 88 | 70.94 | 4.9465 | #N/A | 0.10823 | 0.01945% | 1 | 50% | 0% | 0% | 0% | 8.2745 | 0 | 0 | 0 | 8.2745 | #N/A
2007-05-05 21:00 | 5 | 5 | 21 | 125.8335 | 2997 | 55.04 | 57.02 | 995 | 55.04 | 0 | 12.2356 | Cooling | 2.0393 | #N/A | #N/A | #N/A | #N/A | 0 | 0 | 0 | 0 | 0 | 12.2356 | #N/A | #N/A | 88 | 70.04 | 5.008 | #N/A | 0.037828 | 0.006798% | 1 | 50% | 0% | 0% | 0% | 8.2745 | 0 | 0 | 0 | 8.2745 | #N/A
2007-05-05 22:00 | 5 | 5 | 22 | 125.8752 | 2998 | 51.98 | 55.94 | 995 | 51.98 | 0 | 0 | Cooling | 0 | #N/A | #N/A | #N/A | #N/A | 0 | 0 | 0 | 0 | 0 | 0 | #N/A | #N/A | 88 | 66.98 | 5.2171 | #N/A | 0 | 0% | 1 | 50% | 0% | 0% | 0% | 8.2745 | 0 | 0 | 0 | 8.2745 | #N/A
2007-05-05 23:00 | 5 | 5 | 23 | 125.9168 | 2999 | 51.98 | 55.94 | 995 | 51.98 | 0 | 0 | Cooling | 0 | #N/A | #N/A | #N/A | #N/A | 0 | 0 | 0 | 0 | 0 | 0 | #N/A | #N/A | 88 | 66.98 | 5.2171 | #N/A | 0 | 0% | 1 | 50% | 0% | 0% | 0% | 8.2745 | 0 | 0 | 0 | 8.2745 | #N/A
2007-05-06 | 5 | 6 | 0 | 125.9585 | 3000 | 48.92 | 55.04 | 994 | 48.92 | 0 | 0 | Cooling | 0 | #N/A | #N/A | #N/A | #N/A | 0 | 0 | 0 | 0 | 0 | 0 | #N/A | #N/A | 88 | 63.92 | 5.4262 | #N/A | 0 | 0% | 1 | 50% | 0% | 0% | 0% | 8.2745 | 0 | 0 | 0 | 8.2745 | #N/A
2007-05-06 01:00 | 5 | 6 | 1 | 126.0002 | 3001 | 42.98 | 53.96 | 994 | 42.98 | 0 | 0 | Cooling | 0 | #N/A | #N/A | #N/A | #N/A | 0 | 0 | 0 | 0 | 0 | 0 | #N/A | #N/A | 88 | 57.98 | 5.8321 | #N/A | 0 | 0% | 1 | 50% | 0% | 0% | 0% | 8.2745 | 0 | 0 | 0 | 8.2745 | #N/A
2007-05-06 02:00 | 5 | 6 | 2 | 126.0418 | 3002 | 42.98 | 55.04 | 994 | 42.98 | 0 | 0 | Cooling | 0 | #N/A | #N/A | #N/A | #N/A | 0 | 0 | 0 | 0 | 0 | 0 | #N/A | #N/A | 88 | 57.98 | 5.8321 | #N/A | 0 | 0% | 1 | 50% | 0% | 0% | 0% | 8.2745 | 0 | 0 | 0 | 8.2745 | #N/A
2007-05-06 03:00 | 5 | 6 | 3 | 126.0835 | 3003 | 44.96 | 55.04 | 994 | 44.96 | 0 | 0 | Cooling | 0 | #N/A | #N/A | #N/A | #N/A | 0 | 0 | 0 | 0 | 0 | 0 | #N/A | #N/A | 88 | 59.96 | 5.6968 | #N/A | 0 | 0% | 1 | 50% | 0% | 0% | 0% | 8.2745 | 0 | 0 | 0 | 8.2745 | #N/A
2007-05-06 04:00 | 5 | 6 | 4 | 126.1252 | 3004 | 42.08 | 55.94 | 993 | 42.08 | 0 | 0 | Cooling | 0 | #N/A | #N/A | #N/A | #N/A | 0 | 0 | 0 | 0 | 0 | 0 | #N/A | #N/A | 88 | 57.08 | 5.8936 | #N/A | 0 | 0% | 1 | 50% | 0% | 0% | 0% | 8.2745 | 0 | 0 | 0 | 8.2745 | #N/A
2007-05-06 05:00 | 5 | 6 | 5 | 126.1668 | 3005 | 42.08 | 55.94 | 994 | 42.08 | 0 | 0 | Cooling | 0 | #N/A | #N/A | #N/A | #N/A | 0 | 0 | 0 | 0 | 0 | 0 | #N/A | #N/A | 88 | 57.08 | 5.8936 | #N/A | 0 | 0% | 1 | 50% | 0% | 0% | 0% | 8.2745 | 0 | 0 | 0 | 8.2745 | #N/A
2007-05-06 06:00 | 5 | 6 | 6 | 126.2085 | 3006 | 46.04 | 55.94 | 994 | 46.04 | 0 | 280.3889 | Cooling | 46.7315 | #N/A | #N/A | #N/A | #N/A | 0 | 0 | 0 | 0 | 0 | 280.3889 | #N/A | #N/A | 88 | 61.04 | 5.623 | #N/A | 0.86686 | 0.1558% | 1 | 50% | 0% | 0% | 0% | 8.2745 | 0 | 0 | 0 | 8.2745 | #N/A
2007-05-06 07:00 | 5 | 6 | 7 | 126.2502 | 3007 | 48.92 | 57.02 | 994 | 48.92 | 0 | 289.0331 | Cooling | 48.1722 | #N/A | #N/A | #N/A | #N/A | 0 | 0 | 0 | 0 | 0 | 289.0331 | #N/A | #N/A | 88 | 63.92 | 5.4262 | #N/A | 0.89358 | 0.1606% | 1 | 50% | 0% | 0% | 0% | 8.2745 | 0 | 0 | 0 | 8.2745 | #N/A
2007-05-06 08:00 | 5 | 6 | 8 | 126.2918 | 3008 | 48.92 | 57.92 | 994 | 48.92 | 0 | 718.555 | Cooling | 119.7592 | #N/A | #N/A | #N/A | #N/A | 0 | 0 | 0 | 0 | 0 | 718.555 | #N/A | #N/A | 88 | 63.92 | 5.4262 | #N/A | 2.2215 | 0.3992% | 1 | 50% | 0% | 0% | 0% | 8.2745 | 0 | 0 | 0 | 8.2745 | #N/A
2007-05-06 09:00 | 5 | 6 | 9 | 126.3335 | 3009 | 55.94 | 57.02 | 994 | 55.94 | 0 | 706.1031 | Cooling | 117.6839 | #N/A | #N/A | #N/A | #N/A | 0 | 0 | 0 | 0 | 0 | 706.1031 | #N/A | #N/A | 88 | 70.94 | 4.9465 | #N/A | 2.183 | 0.3923% | 1 | 50% | 0% | 0% | 0% | 8.2745 | 0 | 0 | 0 | 8.2745 | #N/A
2007-05-06 10:00 | 5 | 6 | 10 | 126.3752 | 3010 | 59 | 57.02 | 994 | 59 | 0 | 596.1929 | Cooling | 99.3655 | #N/A | #N/A | #N/A | #N/A | 0 | 0 | 0 | 0 | 0 | 596.1929 | #N/A | #N/A | 88 | 74 | 4.7374 | #N/A | 1.8432 | 0.3312% | 1 | 50% | 0% | 0% | 0% | 8.2745 | 0 | 0 | 0 | 8.2745 | #N/A
2007-05-06 11:00 | 5 | 6 | 11 | 126.4168 | 3011 | 60.98 | 57.02 | 994 | 60.98 | 0 | 619.3874 | Cooling | 103.2312 | #N/A | #N/A | #N/A | #N/A | 0 | 0 | 0 | 0 | 0 | 619.3874 | #N/A | #N/A | 88 | 75.98 | 4.6021 | #N/A | 1.9149 | 0.3441% | 1 | 50% | 0% | 0% | 0% | 8.2745 | 0 | 0 | 0 | 8.2745 | #N/A
2007-05-06 12:00 | 5 | 6 | 12 | 126.4585 | 3012 | 60.08 | 55.94 | 994 | 60.08 | 0 | 452.4679 | Cooling | 75.4113 | #N/A | #N/A | #N/A | #N/A | 0 | 0 | 0 | 0 | 0 | 452.4679 | #N/A | #N/A | 88 | 75.08 | 4.6636 | #N/A | 1.3989 | 0.2514% | 1 | 50% | 0% | 0% | 0% | 8.2745 | 0 | 0 | 0 | 8.2745 | #N/A
2007-05-06 13:00 | 5 | 6 | 13 | 126.5002 | 3013 | 59 | 55.94 | 994 | 59 | 0 | 523.0253 | Cooling | 87.1709 | #N/A | #N/A | #N/A | #N/A | 0 | 0 | 0 | 0 | 0 | 523.0253 | #N/A | #N/A | 88 | 74 | 4.7374 | #N/A | 1.617 | 0.2906% | 1 | 50% | 0% | 0% | 0% | 8.2745 | 0 | 0 | 0 | 8.2745 | #N/A
2007-05-06 14:00 | 5 | 6 | 14 | 126.5418 | 3014 | 59 | 55.04 | 994 | 59 | 0 | 470.477 | Cooling | 78.4128 | #N/A | #N/A | #N/A | #N/A | 0 | 0 | 0 | 0 | 0 | 470.477 | #N/A | #N/A | 88 | 74 | 4.7374 | #N/A | 1.4545 | 0.2614% | 1 | 50% | 0% | 0% | 0% | 8.2745 | 0 | 0 | 0 | 8.2745 | #N/A
2007-05-06 15:00 | 5 | 6 | 15 | 126.5835 | 3015 | 60.98 | 55.04 | 993 | 60.98 | 0 | 437.2077 | Cooling | 72.8679 | #N/A | #N/A | #N/A | #N/A | 0 | 0 | 0 | 0 | 0 | 437.2077 | #N/A | #N/A | 88 | 75.98 | 4.6021 | #N/A | 1.3517 | 0.2429% | 1 | 50% | 0% | 0% | 0% | 8.2745 | 0 | 0 | 0 | 8.2745 | #N/A
2007-05-06 16:00 | 5 | 6 | 16 | 126.6252 | 3016 | 62.06 | 53.96 | 992 | 62.06 | 0 | 386.0194 | Cooling | 64.3366 | #N/A | #N/A | #N/A | #N/A | 0 | 0 | 0 | 0 | 0 | 386.0194 | #N/A | #N/A | 88 | 77.06 | 4.5283 | #N/A | 1.1934 | 0.2145% | 1 | 50% | 0% | 0% | 0% | 8.2745 | 0 | 0 | 0 | 8.2745 | #N/A
2007-05-06 17:00 | 5 | 6 | 17 | 126.6668 | 3017 | 62.06 | 53.96 | 992 | 62.06 | 0 | 326.5214 | Cooling | 54.4202 | #N/A | #N/A | #N/A | #N/A | 0 | 0 | 0 | 0 | 0 | 326.5214 | #N/A | #N/A | 88 | 77.06 | 4.5283 | #N/A | 1.0095 | 0.1814% | 1 | 50% | 0% | 0% | 0% | 8.2745 | 0 | 0 | 0 | 8.2745 | #N/A
2007-05-06 18:00 | 5 | 6 | 18 | 126.7085 | 3018 | 57.92 | 53.96 | 990 | 57.92 | 0 | 291.4295 | Cooling | 48.5716 | #N/A | #N/A | #N/A | #N/A | 0 | 0 | 0 | 0 | 0 | 291.4295 | #N/A | #N/A | 88 | 72.92 | 4.8112 | #N/A | 0.90099 | 0.1619% | 1 | 50% | 0% | 0% | 0% | 8.2745 | 0 | 0 | 0 | 8.2745 | #N/A
2007-05-06 19:00 | 5 | 6 | 19 | 126.7502 | 3019 | 55.04 | 55.04 | 989 | 55.04 | 0 | 322.3317 | Cooling | 53.7219 | #N/A | #N/A | #N/A | #N/A | 0 | 0 | 0 | 0 | 0 | 322.3317 | #N/A | #N/A | 88 | 70.04 | 5.008 | #N/A | 0.99653 | 0.1791% | 1 | 50% | 0% | 0% | 0% | 8.2745 | 0 | 0 | 0 | 8.2745 | #N/A
2007-05-06 20:00 | 5 | 6 | 20 | 126.7918 | 3020 | 55.04 | 55.04 | 988 | 55.04 | 0 | 266.7974 | Cooling | 44.4662 | #N/A | #N/A | #N/A | #N/A | 0 | 0 | 0 | 0 | 0 | 266.7974 | #N/A | #N/A | 88 | 70.04 | 5.008 | #N/A | 0.82484 | 0.1482% | 1 | 50% | 0% | 0% | 0% | 8.2745 | 0 | 0 | 0 | 8.2745 | #N/A
2007-05-06 21:00 | 5 | 6 | 21 | 126.8335 | 3021 | 51.98 | 55.04 | 989 | 51.98 | 0 | 243.4154 | Cooling | 40.5692 | #N/A | #N/A | #N/A | #N/A | 0 | 0 | 0 | 0 | 0 | 243.4154 | #N/A | #N/A | 88 | 66.98 | 5.2171 | #N/A | 0.75255 | 0.1352% | 1 | 50% | 0% | 0% | 0% | 8.2745 | 0 | 0 | 0 | 8.2745 | #N/A
2007-05-06 22:00 | 5 | 6 | 22 | 126.8752 | 3022 | 48.92 | 53.96 | 989 | 48.92 | 0 | 0 | Cooling | 0 | #N/A | #N/A | #N/A | #N/A | 0 | 0 | 0 | 0 | 0 | 0 | #N/A | #N/A | 88 | 63.92 | 5.4262 | #N/A | 0 | 0% | 1 | 50% | 0% | 0% | 0% | 8.2745 | 0 | 0 | 0 | 8.2745 | #N/A
2007-05-06 23:00 | 5 | 6 | 23 | 126.9168 | 3023 | 48.92 | 55.04 | 989 | 48.92 | 0 | 15.0651 | Cooling | 2.5109 | #N/A | #N/A | #N/A | #N/A | 0 | 0 | 0 | 0 | 0 | 15.0651 | #N/A | #N/A | 88 | 63.92 | 5.4262 | #N/A | 0.046576 | 0.00837% | 1 | 50% | 0% | 0% | 0% | 8.2745 | 0 | 0 | 0 | 8.2745 | #N/A
2007-05-07 | 5 | 7 | 0 | 126.9585 | 3024 | 44.96 | 53.96 | 990 | 44.96 | 0 | 10.9671 | Cooling | 1.8278 | #N/A | #N/A | #N/A | #N/A | 0 | 0 | 0 | 0 | 0 | 10.9671 | #N/A | #N/A | 88 | 59.96 | 5.6968 | #N/A | 0.033906 | 0.006093% | 1 | 50% | 0% | 0% | 0% | 8.2745 | 0 | 0 | 0 | 8.2745 | #N/A
2007-05-07 01:00 | 5 | 7 | 1 | 127.0002 | 3025 | 39.92 | 50 | 991 | 39.92 | 0 | 3.8196 | Cooling | 0.63659 | #N/A | #N/A | #N/A | #N/A | 0 | 0 | 0 | 0 | 0 | 3.8196 | #N/A | #N/A | 88 | 54.92 | 6.0412 | #N/A | 0.011809 | 0.002122% | 1 | 50% | 0% | 0% | 0% | 8.2745 | 0 | 0 | 0 | 8.2745 | #N/A
2007-05-07 02:00 | 5 | 7 | 2 | 127.0418 | 3026 | 39.92 | 48.92 | 992 | 39.92 | 0 | 0.093269 | Cooling | 0.015545 | #N/A | #N/A | #N/A | #N/A | 0 | 0 | 0 | 0 | 0 | 0.093269 | #N/A | #N/A | 88 | 54.92 | 6.0412 | #N/A | 0.00028835 | 5.182e-05% | 1 | 50% | 0% | 0% | 0% | 8.2745 | 0 | 0 | 0 | 8.2745 | #N/A
2007-05-07 03:00 | 5 | 7 | 3 | 127.0835 | 3027 | 41 | 48.92 | 992 | 41 | 0 | 0.004447 | Cooling | 0.00074117 | #N/A | #N/A | #N/A | #N/A | 0 | 0 | 0 | 0 | 0 | 0.004447 | #N/A | #N/A | 88 | 56 | 5.9674 | #N/A | 1.3749e-05 | 2.471e-06% | 1 | 50% | 0% | 0% | 0% | 8.2745 | 0 | 0 | 0 | 8.2745 | #N/A
2007-05-07 04:00 | 5 | 7 | 4 | 127.1252 | 3028 | 41 | 48.02 | 993 | 41 | 0 | 0.0056904 | Cooling | 0.0009484 | #N/A | #N/A | #N/A | #N/A | 0 | 0 | 0 | 0 | 0 | 0.0056904 | #N/A | #N/A | 88 | 56 | 5.9674 | #N/A | 1.7593e-05 | 3.161e-06% | 1 | 50% | 0% | 0% | 0% | 8.2745 | 0 | 0 | 0 | 8.2745 | #N/A
2007-05-07 05:00 | 5 | 7 | 5 | 127.1668 | 3029 | 41 | 46.94 | 994 | 41 | 0 | 0.018967 | Cooling | 0.0031612 | #N/A | #N/A | #N/A | #N/A | 0 | 0 | 0 | 0 | 0 | 0.018967 | #N/A | #N/A | 88 | 56 | 5.9674 | #N/A | 5.864e-05 | 1.054e-05% | 1 | 50% | 0% | 0% | 0% | 8.2745 | 0 | 0 | 0 | 8.2745 | #N/A
2007-05-07 06:00 | 5 | 7 | 6 | 127.2085 | 3030 | 39.02 | 46.94 | 995 | 39.02 | 2.7073 | 0 | Heating | 0.36098 | #N/A | #N/A | #N/A | #N/A | 2.7073 | #N/A | #N/A | 3.6785 | #N/A | 0 | 0 | 0 | 0 | 0 | 0 | 0 | 0 | 0.001203% | 1 | 50% | 0% | 0% | 0% | 8.2745 | 0 | 0 | 0 | 8.2745 | #N/A
2007-05-07 07:00 | 5 | 7 | 7 | 127.2502 | 3031 | 46.04 | 48.02 | 996 | 46.04 | 0 | 0.07898 | Cooling | 0.013163 | #N/A | #N/A | #N/A | #N/A | 0 | 0 | 0 | 0 | 0 | 0.07898 | #N/A | #N/A | 88 | 61.04 | 5.623 | #N/A | 0.00024418 | 4.388e-05% | 1 | 50% | 0% | 0% | 0% | 8.2745 | 0 | 0 | 0 | 8.2745 | #N/A
2007-05-07 08:00 | 5 | 7 | 8 | 127.2918 | 3032 | 46.04 | 48.02 | 996 | 46.04 | 0 | 0.028033 | Cooling | 0.0046722 | #N/A | #N/A | #N/A | #N/A | 0 | 0 | 0 | 0 | 0 | 0.028033 | #N/A | #N/A | 88 | 61.04 | 5.623 | #N/A | 8.6668e-05 | 1.557e-05% | 1 | 50% | 0% | 0% | 0% | 8.2745 | 0 | 0 | 0 | 8.2745 | #N/A
2007-05-07 09:00 | 5 | 7 | 9 | 127.3335 | 3033 | 53.06 | 46.94 | 996 | 53.06 | 0 | 0.033072 | Cooling | 0.0055121 | #N/A | #N/A | #N/A | #N/A | 0 | 0 | 0 | 0 | 0 | 0.033072 | #N/A | #N/A | 88 | 68.06 | 5.1433 | #N/A | 0.00010225 | 1.837e-05% | 1 | 50% | 0% | 0% | 0% | 8.2745 | 0 | 0 | 0 | 8.2745 | #N/A
2007-05-07 10:00 | 5 | 7 | 10 | 127.3752 | 3034 | 55.94 | 46.94 | 997 | 55.94 | 0 | 18.4463 | Cooling | 3.0744 | #N/A | #N/A | #N/A | #N/A | 0 | 0 | 0 | 0 | 0 | 18.4463 | #N/A | #N/A | 88 | 70.94 | 4.9465 | #N/A | 0.057029 | 0.01025% | 1 | 50% | 0% | 0% | 0% | 8.2745 | 0 | 0 | 0 | 8.2745 | #N/A
2007-05-07 11:00 | 5 | 7 | 11 | 127.4168 | 3035 | 55.94 | 48.02 | 997 | 55.94 | 0 | 122.9276 | Cooling | 20.4879 | #N/A | #N/A | #N/A | #N/A | 0 | 0 | 0 | 0 | 0 | 122.9276 | #N/A | #N/A | 88 | 70.94 | 4.9465 | #N/A | 0.38005 | 0.06829% | 1 | 50% | 0% | 0% | 0% | 8.2745 | 0 | 0 | 0 | 8.2745 | #N/A
2007-05-07 12:00 | 5 | 7 | 12 | 127.4585 | 3036 | 59 | 46.04 | 997 | 59 | 0 | 175.5876 | Cooling | 29.2646 | #N/A | #N/A | #N/A | #N/A | 0 | 0 | 0 | 0 | 0 | 175.5876 | #N/A | #N/A | 88 | 74 | 4.7374 | #N/A | 0.54285 | 0.09755% | 1 | 50% | 0% | 0% | 0% | 8.2745 | 0 | 0 | 0 | 8.2745 | #N/A
2007-05-07 13:00 | 5 | 7 | 13 | 127.5002 | 3037 | 62.96 | 46.04 | 997 | 62.96 | 0 | 326.3956 | Cooling | 54.3993 | #N/A | #N/A | #N/A | #N/A | 0 | 0 | 0 | 0 | 0 | 326.3956 | #N/A | #N/A | 88 | 77.96 | 4.4668 | #N/A | 1.0091 | 0.1813% | 1 | 50% | 0% | 0% | 0% | 8.2745 | 0 | 0 | 0 | 8.2745 | #N/A
2007-05-07 14:00 | 5 | 7 | 14 | 127.5418 | 3038 | 62.96 | 41 | 996 | 62.96 | 0 | 369.4689 | Cooling | 61.5781 | #N/A | #N/A | #N/A | #N/A | 0 | 0 | 0 | 0 | 0 | 369.4689 | #N/A | #N/A | 88 | 77.96 | 4.4668 | #N/A | 1.1423 | 0.2053% | 1 | 50% | 0% | 0% | 0% | 8.2745 | 0 | 0 | 0 | 8.2745 | #N/A
2007-05-07 15:00 | 5 | 7 | 15 | 127.5835 | 3039 | 64.04 | 39.02 | 997 | 64.04 | 0 | 429.6058 | Cooling | 71.601 | #N/A | #N/A | #N/A | #N/A | 0 | 0 | 0 | 0 | 0 | 429.6058 | #N/A | #N/A | 88 | 79.04 | 4.393 | #N/A | 1.3282 | 0.2387% | 1 | 50% | 0% | 0% | 0% | 8.2745 | 0 | 0 | 0 | 8.2745 | #N/A
2007-05-07 16:00 | 5 | 7 | 16 | 127.6252 | 3040 | 64.94 | 37.04 | 996 | 64.94 | 0 | 436.1318 | Cooling | 72.6886 | #N/A | #N/A | #N/A | #N/A | 0 | 0 | 0 | 0 | 0 | 436.1318 | #N/A | #N/A | 88 | 79.94 | 4.3315 | #N/A | 1.3484 | 0.2423% | 1 | 50% | 0% | 0% | 0% | 8.2745 | 0 | 0 | 0 | 8.2745 | #N/A
2007-05-07 17:00 | 5 | 7 | 17 | 127.6668 | 3041 | 64.94 | 37.94 | 997 | 64.94 | 0 | 392.8956 | Cooling | 65.4826 | #N/A | #N/A | #N/A | #N/A | 0 | 0 | 0 | 0 | 0 | 392.8956 | #N/A | #N/A | 88 | 79.94 | 4.3315 | #N/A | 1.2147 | 0.2183% | 1 | 50% | 0% | 0% | 0% | 8.2745 | 0 | 0 | 0 | 8.2745 | #N/A
2007-05-07 18:00 | 5 | 7 | 18 | 127.7085 | 3042 | 64.04 | 37.04 | 997 | 64.04 | 0 | 334.5486 | Cooling | 55.7581 | #N/A | #N/A | #N/A | #N/A | 0 | 0 | 0 | 0 | 0 | 334.5486 | #N/A | #N/A | 88 | 79.04 | 4.393 | #N/A | 1.0343 | 0.1859% | 1 | 50% | 0% | 0% | 0% | 8.2745 | 0 | 0 | 0 | 8.2745 | #N/A
2007-05-07 19:00 | 5 | 7 | 19 | 127.7502 | 3043 | 62.96 | 35.96 | 997 | 62.96 | 0 | 211.9006 | Cooling | 35.3168 | #N/A | #N/A | #N/A | #N/A | 0 | 0 | 0 | 0 | 0 | 211.9006 | #N/A | #N/A | 88 | 77.96 | 4.4668 | #N/A | 0.65512 | 0.1177% | 1 | 50% | 0% | 0% | 0% | 8.2745 | 0 | 0 | 0 | 8.2745 | #N/A
2007-05-07 20:00 | 5 | 7 | 20 | 127.7918 | 3044 | 62.96 | 35.96 | 997 | 62.96 | 0 | 77.8153 | Cooling | 12.9692 | #N/A | #N/A | #N/A | #N/A | 0 | 0 | 0 | 0 | 0 | 77.8153 | #N/A | #N/A | 88 | 77.96 | 4.4668 | #N/A | 0.24058 | 0.04323% | 1 | 50% | 0% | 0% | 0% | 8.2745 | 0 | 0 | 0 | 8.2745 | #N/A
2007-05-07 21:00 | 5 | 7 | 21 | 127.8335 | 3045 | 53.96 | 37.94 | 997 | 53.96 | 0 | 17.1918 | Cooling | 2.8653 | #N/A | #N/A | #N/A | #N/A | 0 | 0 | 0 | 0 | 0 | 17.1918 | #N/A | #N/A | 88 | 68.96 | 5.0818 | #N/A | 0.053151 | 0.009551% | 1 | 50% | 0% | 0% | 0% | 8.2745 | 0 | 0 | 0 | 8.2745 | #N/A
2007-05-07 22:00 | 5 | 7 | 22 | 127.8752 | 3046 | 51.08 | 44.96 | 997 | 51.08 | 0 | 0 | Cooling | 0 | #N/A | #N/A | #N/A | #N/A | 0 | 0 | 0 | 0 | 0 | 0 | #N/A | #N/A | 88 | 66.08 | 5.2786 | #N/A | 0 | 0% | 1 | 50% | 0% | 0% | 0% | 8.2745 | 0 | 0 | 0 | 8.2745 | #N/A
2007-05-07 23:00 | 5 | 7 | 23 | 127.9168 | 3047 | 51.08 | 46.94 | 998 | 51.08 | 0 | 0 | Cooling | 0 | #N/A | #N/A | #N/A | #N/A | 0 | 0 | 0 | 0 | 0 | 0 | #N/A | #N/A | 88 | 66.08 | 5.2786 | #N/A | 0 | 0% | 1 | 50% | 0% | 0% | 0% | 8.2745 | 0 | 0 | 0 | 8.2745 | #N/A
2007-05-08 | 5 | 8 | 0 | 127.9585 | 3048 | 46.94 | 44.96 | 1000 | 46.94 | 0 | 0 | Cooling | 0 | #N/A | #N/A | #N/A | #N/A | 0 | 0 | 0 | 0 | 0 | 0 | #N/A | #N/A | 88 | 61.94 | 5.5615 | #N/A | 0 | 0% | 1 | 50% | 0% | 0% | 0% | 8.2745 | 0 | 0 | 0 | 8.2745 | #N/A
2007-05-08 01:00 | 5 | 8 | 1 | 128.0002 | 3049 | 46.94 | 39.92 | 1001 | 46.94 | 0 | 0.0031171 | Cooling | 0.00051952 | #N/A | #N/A | #N/A | #N/A | 0 | 0 | 0 | 0 | 0 | 0.0031171 | #N/A | #N/A | 88 | 61.94 | 5.5615 | #N/A | 9.6369e-06 | 1.732e-06% | 1 | 50% | 0% | 0% | 0% | 8.2745 | 0 | 0 | 0 | 8.2745 | #N/A
2007-05-08 02:00 | 5 | 8 | 2 | 128.0418 | 3050 | 46.94 | 33.08 | 1002 | 46.94 | 0 | 0.055921 | Cooling | 0.0093201 | #N/A | #N/A | #N/A | #N/A | 0 | 0 | 0 | 0 | 0 | 0.055921 | #N/A | #N/A | 88 | 61.94 | 5.5615 | #N/A | 0.00017289 | 3.107e-05% | 1 | 50% | 0% | 0% | 0% | 8.2745 | 0 | 0 | 0 | 8.2745 | #N/A
2007-05-08 03:00 | 5 | 8 | 3 | 128.0835 | 3051 | 46.94 | 30.92 | 1004 | 46.94 | 0 | 0.095447 | Cooling | 0.015908 | #N/A | #N/A | #N/A | #N/A | 0 | 0 | 0 | 0 | 0 | 0.095447 | #N/A | #N/A | 88 | 61.94 | 5.5615 | #N/A | 0.00029509 | 5.303e-05% | 1 | 50% | 0% | 0% | 0% | 8.2745 | 0 | 0 | 0 | 8.2745 | #N/A
2007-05-08 04:00 | 5 | 8 | 4 | 128.1252 | 3052 | 46.94 | 30.92 | 1005 | 46.94 | 0 | 0.092129 | Cooling | 0.015355 | #N/A | #N/A | #N/A | #N/A | 0 | 0 | 0 | 0 | 0 | 0.092129 | #N/A | #N/A | 88 | 61.94 | 5.5615 | #N/A | 0.00028483 | 5.118e-05% | 1 | 50% | 0% | 0% | 0% | 8.2745 | 0 | 0 | 0 | 8.2745 | #N/A
2007-05-08 05:00 | 5 | 8 | 5 | 128.1668 | 3053 | 46.94 | 30.92 | 1005 | 46.94 | 0 | 0.11974 | Cooling | 0.019956 | #N/A | #N/A | #N/A | #N/A | 0 | 0 | 0 | 0 | 0 | 0.11974 | #N/A | #N/A | 88 | 61.94 | 5.5615 | #N/A | 0.00037018 | 6.652e-05% | 1 | 50% | 0% | 0% | 0% | 8.2745 | 0 | 0 | 0 | 8.2745 | #N/A
2007-05-08 06:00 | 5 | 8 | 6 | 128.2085 | 3054 | 44.96 | 30.02 | 1006 | 44.96 | 24.7142 | 0 | Heating | 3.2952 | #N/A | #N/A | #N/A | #N/A | 24.7142 | #N/A | #N/A | 4.0856 | #N/A | 0 | 0 | 0 | 0 | 0 | 0 | 0 | 0 | 0.01098% | 1 | 50% | 0% | 0% | 0% | 8.2745 | 0 | 0 | 0 | 8.2745 | #N/A
2007-05-08 07:00 | 5 | 8 | 7 | 128.2502 | 3055 | 48.92 | 30.02 | 1007 | 48.92 | 0 | 0.30955 | Cooling | 0.051591 | #N/A | #N/A | #N/A | #N/A | 0 | 0 | 0 | 0 | 0 | 0.30955 | #N/A | #N/A | 88 | 63.92 | 5.4262 | #N/A | 0.00095701 | 0.000172% | 1 | 50% | 0% | 0% | 0% | 8.2745 | 0 | 0 | 0 | 8.2745 | #N/A
2007-05-08 08:00 | 5 | 8 | 8 | 128.2918 | 3056 | 48.92 | 28.94 | 1008 | 48.92 | 0 | 0.08479 | Cooling | 0.014132 | #N/A | #N/A | #N/A | #N/A | 0 | 0 | 0 | 0 | 0 | 0.08479 | #N/A | #N/A | 88 | 63.92 | 5.4262 | #N/A | 0.00026214 | 4.711e-05% | 1 | 50% | 0% | 0% | 0% | 8.2745 | 0 | 0 | 0 | 8.2745 | #N/A
2007-05-08 09:00 | 5 | 8 | 9 | 128.3335 | 3057 | 57.92 | 26.96 | 1008 | 57.92 | 0 | 0.11924 | Cooling | 0.019874 | #N/A | #N/A | #N/A | #N/A | 0 | 0 | 0 | 0 | 0 | 0.11924 | #N/A | #N/A | 88 | 72.92 | 4.8112 | #N/A | 0.00036866 | 6.625e-05% | 1 | 50% | 0% | 0% | 0% | 8.2745 | 0 | 0 | 0 | 8.2745 | #N/A
2007-05-08 10:00 | 5 | 8 | 10 | 128.3752 | 3058 | 60.98 | 26.96 | 1009 | 60.98 | 0 | 0.098237 | Cooling | 0.016373 | #N/A | #N/A | #N/A | #N/A | 0 | 0 | 0 | 0 | 0 | 0.098237 | #N/A | #N/A | 88 | 75.98 | 4.6021 | #N/A | 0.00030371 | 5.458e-05% | 1 | 50% | 0% | 0% | 0% | 8.2745 | 0 | 0 | 0 | 8.2745 | #N/A
2007-05-08 11:00 | 5 | 8 | 11 | 128.4168 | 3059 | 60.98 | 26.96 | 1010 | 60.98 | 0 | 0.091542 | Cooling | 0.015257 | #N/A | #N/A | #N/A | #N/A | 0 | 0 | 0 | 0 | 0 | 0.091542 | #N/A | #N/A | 88 | 75.98 | 4.6021 | #N/A | 0.00028301 | 5.086e-05% | 1 | 50% | 0% | 0% | 0% | 8.2745 | 0 | 0 | 0 | 8.2745 | #N/A
2007-05-08 12:00 | 5 | 8 | 12 | 128.4585 | 3060 | 66.02 | 24.08 | 1010 | 66.02 | 0 | 0.070277 | Cooling | 0.011713 | #N/A | #N/A | #N/A | #N/A | 0 | 0 | 0 | 0 | 0 | 0.070277 | #N/A | #N/A | 88 | 81.02 | 4.2577 | #N/A | 0.00021727 | 3.904e-05% | 1 | 50% | 0% | 0% | 0% | 8.2745 | 0 | 0 | 0 | 8.2745 | #N/A
2007-05-08 13:00 | 5 | 8 | 13 | 128.5002 | 3061 | 68 | 23 | 1010 | 68 | 0 | 0.051789 | Cooling | 0.0086315 | #N/A | #N/A | #N/A | #N/A | 0 | 0 | 0 | 0 | 0 | 0.051789 | #N/A | #N/A | 88 | 83 | 4.1224 | #N/A | 0.00016011 | 2.877e-05% | 1 | 50% | 0% | 0% | 0% | 8.2745 | 0 | 0 | 0 | 8.2745 | #N/A
2007-05-08 14:00 | 5 | 8 | 14 | 128.5418 | 3062 | 68 | 24.08 | 1010 | 68 | 0 | 0.04427 | Cooling | 0.0073783 | #N/A | #N/A | #N/A | #N/A | 0 | 0 | 0 | 0 | 0 | 0.04427 | #N/A | #N/A | 88 | 83 | 4.1224 | #N/A | 0.00013687 | 2.459e-05% | 1 | 50% | 0% | 0% | 0% | 8.2745 | 0 | 0 | 0 | 8.2745 | #N/A
2007-05-08 15:00 | 5 | 8 | 15 | 128.5835 | 3063 | 71.06 | 23 | 1009 | 71.06 | 0 | 0.036101 | Cooling | 0.0060168 | #N/A | #N/A | #N/A | #N/A | 0 | 0 | 0 | 0 | 0 | 0.036101 | #N/A | #N/A | 88 | 86.06 | 3.9133 | #N/A | 0.00011161 | 2.006e-05% | 1 | 50% | 0% | 0% | 0% | 8.2745 | 0 | 0 | 0 | 8.2745 | #N/A
2007-05-08 16:00 | 5 | 8 | 16 | 128.6252 | 3064 | 71.06 | 24.98 | 1009 | 71.06 | 0 | 0.028149 | Cooling | 0.0046915 | #N/A | #N/A | #N/A | #N/A | 0 | 0 | 0 | 0 | 0 | 0.028149 | #N/A | #N/A | 88 | 86.06 | 3.9133 | #N/A | 8.7026e-05 | 1.564e-05% | 1 | 50% | 0% | 0% | 0% | 8.2745 | 0 | 0 | 0 | 8.2745 | #N/A
2007-05-08 17:00 | 5 | 8 | 17 | 128.6668 | 3065 | 71.06 | 23 | 1009 | 71.06 | 0 | 0.03342 | Cooling | 0.0055701 | #N/A | #N/A | #N/A | #N/A | 0 | 0 | 0 | 0 | 0 | 0.03342 | #N/A | #N/A | 88 | 86.06 | 3.9133 | #N/A | 0.00010332 | 1.857e-05% | 1 | 50% | 0% | 0% | 0% | 8.2745 | 0 | 0 | 0 | 8.2745 | #N/A
2007-05-08 18:00 | 5 | 8 | 18 | 128.7085 | 3066 | 71.96 | 24.08 | 1009 | 71.96 | 0 | 0.033952 | Cooling | 0.0056587 | #N/A | #N/A | #N/A | #N/A | 0 | 0 | 0 | 0 | 0 | 0.033952 | #N/A | #N/A | 88 | 86.96 | 3.8518 | #N/A | 0.00010497 | 1.886e-05% | 1 | 50% | 0% | 0% | 0% | 8.2745 | 0 | 0 | 0 | 8.2745 | #N/A
2007-05-08 19:00 | 5 | 8 | 19 | 128.7502 | 3067 | 68 | 24.08 | 1009 | 68 | 0 | 0.032768 | Cooling | 0.0054613 | #N/A | #N/A | #N/A | #N/A | 0 | 0 | 0 | 0 | 0 | 0.032768 | #N/A | #N/A | 88 | 83 | 4.1224 | #N/A | 0.0001013 | 1.82e-05% | 1 | 50% | 0% | 0% | 0% | 8.2745 | 0 | 0 | 0 | 8.2745 | #N/A
2007-05-08 20:00 | 5 | 8 | 20 | 128.7918 | 3068 | 68 | 26.06 | 1009 | 68 | 0 | 0.085185 | Cooling | 0.014197 | #N/A | #N/A | #N/A | #N/A | 0 | 0 | 0 | 0 | 0 | 0.085185 | #N/A | #N/A | 88 | 83 | 4.1224 | #N/A | 0.00026336 | 4.732e-05% | 1 | 50% | 0% | 0% | 0% | 8.2745 | 0 | 0 | 0 | 8.2745 | #N/A
2007-05-08 21:00 | 5 | 8 | 21 | 128.8335 | 3069 | 64.04 | 30.02 | 1010 | 64.04 | 0 | 0 | Cooling | 0 | #N/A | #N/A | #N/A | #N/A | 0 | 0 | 0 | 0 | 0 | 0 | #N/A | #N/A | 88 | 79.04 | 4.393 | #N/A | 0 | 0% | 1 | 50% | 0% | 0% | 0% | 8.2745 | 0 | 0 | 0 | 8.2745 | #N/A
2007-05-08 22:00 | 5 | 8 | 22 | 128.8752 | 3070 | 62.06 | 30.02 | 1011 | 62.06 | 0 | 0 | Cooling | 0 | #N/A | #N/A | #N/A | #N/A | 0 | 0 | 0 | 0 | 0 | 0 | #N/A | #N/A | 88 | 77.06 | 4.5283 | #N/A | 0 | 0% | 1 | 50% | 0% | 0% | 0% | 8.2745 | 0 | 0 | 0 | 8.2745 | #N/A
2007-05-08 23:00 | 5 | 8 | 23 | 128.9168 | 3071 | 62.06 | 30.02 | 1010 | 62.06 | 0 | 0 | Cooling | 0 | #N/A | #N/A | #N/A | #N/A | 0 | 0 | 0 | 0 | 0 | 0 | #N/A | #N/A | 88 | 77.06 | 4.5283 | #N/A | 0 | 0% | 1 | 50% | 0% | 0% | 0% | 8.2745 | 0 | 0 | 0 | 8.2745 | #N/A
2007-05-09 | 5 | 9 | 0 | 128.9585 | 3072 | 60.08 | 28.94 | 1010 | 60.08 | 0 | 0.0014494 | Cooling | 0.00024157 | #N/A | #N/A | #N/A | #N/A | 0 | 0 | 0 | 0 | 0 | 0.0014494 | #N/A | #N/A | 88 | 75.08 | 4.6636 | #N/A | 4.4811e-06 | 8.052e-07% | 1 | 50% | 0% | 0% | 0% | 8.2745 | 0 | 0 | 0 | 8.2745 | #N/A
2007-05-09 01:00 | 5 | 9 | 1 | 129.0002 | 3073 | 57.92 | 28.04 | 1010 | 57.92 | 0 | 0.0099643 | Cooling | 0.0016607 | #N/A | #N/A | #N/A | #N/A | 0 | 0 | 0 | 0 | 0 | 0.0099643 | #N/A | #N/A | 88 | 72.92 | 4.8112 | #N/A | 3.0806e-05 | 5.536e-06% | 1 | 50% | 0% | 0% | 0% | 8.2745 | 0 | 0 | 0 | 8.2745 | #N/A
2007-05-09 02:00 | 5 | 9 | 2 | 129.0418 | 3074 | 57.92 | 26.96 | 1010 | 57.92 | 0 | 0.016825 | Cooling | 0.0028042 | #N/A | #N/A | #N/A | #N/A | 0 | 0 | 0 | 0 | 0 | 0.016825 | #N/A | #N/A | 88 | 72.92 | 4.8112 | #N/A | 5.2018e-05 | 9.347e-06% | 1 | 50% | 0% | 0% | 0% | 8.2745 | 0 | 0 | 0 | 8.2745 | #N/A
2007-05-09 03:00 | 5 | 9 | 3 | 129.0835 | 3075 | 57.02 | 26.06 | 1010 | 57.02 | 0 | 0.021979 | Cooling | 0.0036632 | #N/A | #N/A | #N/A | #N/A | 0 | 0 | 0 | 0 | 0 | 0.021979 | #N/A | #N/A | 88 | 72.02 | 4.8727 | #N/A | 6.7951e-05 | 1.221e-05% | 1 | 50% | 0% | 0% | 0% | 8.2745 | 0 | 0 | 0 | 8.2745 | #N/A
2007-05-09 04:00 | 5 | 9 | 4 | 129.1252 | 3076 | 57.02 | 26.96 | 1011 | 57.02 | 0 | 0.017123 | Cooling | 0.0028539 | #N/A | #N/A | #N/A | #N/A | 0 | 0 | 0 | 0 | 0 | 0.017123 | #N/A | #N/A | 88 | 72.02 | 4.8727 | #N/A | 5.2939e-05 | 9.513e-06% | 1 | 50% | 0% | 0% | 0% | 8.2745 | 0 | 0 | 0 | 8.2745 | #N/A
2007-05-09 05:00 | 5 | 9 | 5 | 129.1668 | 3077 | 55.94 | 26.96 | 1011 | 55.94 | 0 | 0.02002 | Cooling | 0.0033367 | #N/A | #N/A | #N/A | #N/A | 0 | 0 | 0 | 0 | 0 | 0.02002 | #N/A | #N/A | 88 | 70.94 | 4.9465 | #N/A | 6.1896e-05 | 1.112e-05% | 1 | 50% | 0% | 0% | 0% | 8.2745 | 0 | 0 | 0 | 8.2745 | #N/A
2007-05-09 06:00 | 5 | 9 | 6 | 129.2085 | 3078 | 55.94 | 30.02 | 1011 | 55.94 | 91.0858 | 0 | Heating | 12.1448 | #N/A | #N/A | #N/A | #N/A | 91.0858 | #N/A | #N/A | 5.1278 | #N/A | 0 | 0 | 0 | 0 | 0 | 0 | 0 | 0 | 0.04048% | 1 | 50% | 0% | 0% | 0% | 8.2745 | 0 | 0 | 0 | 8.2745 | #N/A
2007-05-09 07:00 | 5 | 9 | 7 | 129.2502 | 3079 | 57.02 | 32 | 1011 | 57.02 | 7.0512 | 0 | Heating | 0.94016 | #N/A | #N/A | #N/A | #N/A | 7.0512 | #N/A | #N/A | 5.2534 | #N/A | 0 | 0 | 0 | 0 | 0 | 0 | 0 | 0 | 0.003134% | 1 | 50% | 0% | 0% | 0% | 8.2745 | 0 | 0 | 0 | 8.2745 | #N/A
2007-05-09 08:00 | 5 | 9 | 8 | 129.2918 | 3080 | 57.02 | 33.08 | 1011 | 57.02 | 0 | 0.0051051 | Cooling | 0.00085085 | #N/A | #N/A | #N/A | #N/A | 0 | 0 | 0 | 0 | 0 | 0.0051051 | #N/A | #N/A | 88 | 72.02 | 4.8727 | #N/A | 1.5783e-05 | 2.836e-06% | 1 | 50% | 0% | 0% | 0% | 8.2745 | 0 | 0 | 0 | 8.2745 | #N/A
2007-05-09 09:00 | 5 | 9 | 9 | 129.3335 | 3081 | 62.06 | 33.08 | 1010 | 62.06 | 0 | 3.1317 | Cooling | 0.52194 | #N/A | #N/A | #N/A | #N/A | 0 | 0 | 0 | 0 | 0 | 3.1317 | #N/A | #N/A | 88 | 77.06 | 4.5283 | #N/A | 0.0096819 | 0.00174% | 1 | 50% | 0% | 0% | 0% | 8.2745 | 0 | 0 | 0 | 8.2745 | #N/A
2007-05-09 10:00 | 5 | 9 | 10 | 129.3752 | 3082 | 64.04 | 32 | 1009 | 64.04 | 0 | 148.5908 | Cooling | 24.7651 | #N/A | #N/A | #N/A | #N/A | 0 | 0 | 0 | 0 | 0 | 148.5908 | #N/A | #N/A | 88 | 79.04 | 4.393 | #N/A | 0.45939 | 0.08255% | 1 | 50% | 0% | 0% | 0% | 8.2745 | 0 | 0 | 0 | 8.2745 | #N/A
2007-05-09 11:00 | 5 | 9 | 11 | 129.4168 | 3083 | 64.04 | 32 | 1007 | 64.04 | 0 | 352.7949 | Cooling | 58.7992 | #N/A | #N/A | #N/A | #N/A | 0 | 0 | 0 | 0 | 0 | 352.7949 | #N/A | #N/A | 88 | 79.04 | 4.393 | #N/A | 1.0907 | 0.196% | 1 | 50% | 0% | 0% | 0% | 8.2745 | 0 | 0 | 0 | 8.2745 | #N/A
2007-05-09 12:00 | 5 | 9 | 12 | 129.4585 | 3084 | 66.02 | 33.98 | 1006 | 66.02 | 0 | 456.905 | Cooling | 76.1508 | #N/A | #N/A | #N/A | #N/A | 0 | 0 | 0 | 0 | 0 | 456.905 | #N/A | #N/A | 88 | 81.02 | 4.2577 | #N/A | 1.4126 | 0.2538% | 1 | 50% | 0% | 0% | 0% | 8.2745 | 0 | 0 | 0 | 8.2745 | #N/A
2007-05-09 13:00 | 5 | 9 | 13 | 129.5002 | 3085 | 66.02 | 32 | 1006 | 66.02 | 0 | 666.2398 | Cooling | 111.04 | #N/A | #N/A | #N/A | #N/A | 0 | 0 | 0 | 0 | 0 | 666.2398 | #N/A | #N/A | 88 | 81.02 | 4.2577 | #N/A | 2.0598 | 0.3701% | 1 | 50% | 0% | 0% | 0% | 8.2745 | 0 | 0 | 0 | 8.2745 | #N/A
2007-05-09 14:00 | 5 | 9 | 14 | 129.5418 | 3086 | 66.02 | 35.06 | 1005 | 66.02 | 0 | 784.3849 | Cooling | 130.7308 | #N/A | #N/A | #N/A | #N/A | 0 | 0 | 0 | 0 | 0 | 784.3849 | #N/A | #N/A | 88 | 81.02 | 4.2577 | #N/A | 2.425 | 0.4358% | 1 | 50% | 0% | 0% | 0% | 8.2745 | 0 | 0 | 0 | 8.2745 | #N/A
2007-05-09 15:00 | 5 | 9 | 15 | 129.5835 | 3087 | 64.94 | 39.02 | 1004 | 64.94 | 0 | 910.0069 | Cooling | 151.6678 | #N/A | #N/A | #N/A | #N/A | 0 | 0 | 0 | 0 | 0 | 910.0069 | #N/A | #N/A | 88 | 79.94 | 4.3315 | #N/A | 2.8134 | 0.5056% | 1 | 50% | 0% | 0% | 0% | 8.2745 | 0 | 0 | 0 | 8.2745 | #N/A
2007-05-09 16:00 | 5 | 9 | 16 | 129.6252 | 3088 | 64.94 | 37.04 | 1002 | 64.94 | 0 | 1143.0547 | Cooling | 190.5091 | #N/A | #N/A | #N/A | #N/A | 0 | 0 | 0 | 0 | 0 | 1143.0547 | #N/A | #N/A | 88 | 79.94 | 4.3315 | #N/A | 3.5339 | 0.635% | 1 | 50% | 0% | 0% | 0% | 8.2745 | 0 | 0 | 0 | 8.2745 | #N/A
2007-05-09 17:00 | 5 | 9 | 17 | 129.6668 | 3089 | 64.94 | 35.96 | 1002 | 64.94 | 0 | 1260.5092 | Cooling | 210.0849 | #N/A | #N/A | #N/A | #N/A | 0 | 0 | 0 | 0 | 0 | 1260.5092 | #N/A | #N/A | 88 | 79.94 | 4.3315 | #N/A | 3.897 | 0.7003% | 1 | 50% | 0% | 0% | 0% | 8.2745 | 0 | 0 | 0 | 8.2745 | #N/A
2007-05-09 18:00 | 5 | 9 | 18 | 129.7085 | 3090 | 62.96 | 35.06 | 1001 | 62.96 | 0 | 1100.8294 | Cooling | 183.4716 | #N/A | #N/A | #N/A | #N/A | 0 | 0 | 0 | 0 | 0 | 1100.8294 | #N/A | #N/A | 88 | 77.96 | 4.4668 | #N/A | 3.4034 | 0.6116% | 1 | 50% | 0% | 0% | 0% | 8.2745 | 0 | 0 | 0 | 8.2745 | #N/A
2007-05-09 19:00 | 5 | 9 | 19 | 129.7502 | 3091 | 62.96 | 37.04 | 1001 | 62.96 | 0 | 830.7755 | Cooling | 138.4626 | #N/A | #N/A | #N/A | #N/A | 0 | 0 | 0 | 0 | 0 | 830.7755 | #N/A | #N/A | 88 | 77.96 | 4.4668 | #N/A | 2.5684 | 0.4615% | 1 | 50% | 0% | 0% | 0% | 8.2745 | 0 | 0 | 0 | 8.2745 | #N/A
2007-05-09 20:00 | 5 | 9 | 20 | 129.7918 | 3092 | 62.96 | 37.94 | 1002 | 62.96 | 0 | 671.3428 | Cooling | 111.8905 | #N/A | #N/A | #N/A | #N/A | 0 | 0 | 0 | 0 | 0 | 671.3428 | #N/A | #N/A | 88 | 77.96 | 4.4668 | #N/A | 2.0755 | 0.373% | 1 | 50% | 0% | 0% | 0% | 8.2745 | 0 | 0 | 0 | 8.2745 | #N/A
2007-05-09 21:00 | 5 | 9 | 21 | 129.8335 | 3093 | 62.06 | 42.98 | 1002 | 62.06 | 0 | 504.3922 | Cooling | 84.0654 | #N/A | #N/A | #N/A | #N/A | 0 | 0 | 0 | 0 | 0 | 504.3922 | #N/A | #N/A | 88 | 77.06 | 4.5283 | #N/A | 1.5594 | 0.2802% | 1 | 50% | 0% | 0% | 0% | 8.2745 | 0 | 0 | 0 | 8.2745 | #N/A
2007-05-09 22:00 | 5 | 9 | 22 | 129.8752 | 3094 | 62.06 | 44.96 | 1002 | 62.06 | 0 | 0 | Cooling | 0 | #N/A | #N/A | #N/A | #N/A | 0 | 0 | 0 | 0 | 0 | 0 | #N/A | #N/A | 88 | 77.06 | 4.5283 | #N/A | 0 | 0% | 1 | 50% | 0% | 0% | 0% | 8.2745 | 0 | 0 | 0 | 8.2745 | #N/A
2007-05-09 23:00 | 5 | 9 | 23 | 129.9168 | 3095 | 62.06 | 48.92 | 1002 | 62.06 | 0 | 0 | Cooling | 0 | #N/A | #N/A | #N/A | #N/A | 0 | 0 | 0 | 0 | 0 | 0 | #N/A | #N/A | 88 | 77.06 | 4.5283 | #N/A | 0 | 0% | 1 | 50% | 0% | 0% | 0% | 8.2745 | 0 | 0 | 0 | 8.2745 | #N/A
2007-05-10 | 5 | 10 | 0 | 129.9585 | 3096 | 62.96 | 51.08 | 1002 | 62.96 | 0 | 4.2424 | Cooling | 0.70707 | #N/A | #N/A | #N/A | #N/A | 0 | 0 | 0 | 0 | 0 | 4.2424 | #N/A | #N/A | 88 | 77.96 | 4.4668 | #N/A | 0.013116 | 0.002357% | 1 | 50% | 0% | 0% | 0% | 8.2745 | 0 | 0 | 0 | 8.2745 | #N/A
2007-05-10 01:00 | 5 | 10 | 1 | 130.0002 | 3097 | 62.96 | 51.08 | 1002 | 62.96 | 0 | 8.9484 | Cooling | 1.4914 | #N/A | #N/A | #N/A | #N/A | 0 | 0 | 0 | 0 | 0 | 8.9484 | #N/A | #N/A | 88 | 77.96 | 4.4668 | #N/A | 0.027665 | 0.004971% | 1 | 50% | 0% | 0% | 0% | 8.2745 | 0 | 0 | 0 | 8.2745 | #N/A
2007-05-10 02:00 | 5 | 10 | 2 | 130.0418 | 3098 | 62.96 | 51.08 | 1001 | 62.96 | 0 | 9.3852 | Cooling | 1.5642 | #N/A | #N/A | #N/A | #N/A | 0 | 0 | 0 | 0 | 0 | 9.3852 | #N/A | #N/A | 88 | 77.96 | 4.4668 | #N/A | 0.029016 | 0.005214% | 1 | 50% | 0% | 0% | 0% | 8.2745 | 0 | 0 | 0 | 8.2745 | #N/A
2007-05-10 03:00 | 5 | 10 | 3 | 130.0835 | 3099 | 62.96 | 50 | 1001 | 62.96 | 0 | 5.8552 | Cooling | 0.97586 | #N/A | #N/A | #N/A | #N/A | 0 | 0 | 0 | 0 | 0 | 5.8552 | #N/A | #N/A | 88 | 77.96 | 4.4668 | #N/A | 0.018102 | 0.003253% | 1 | 50% | 0% | 0% | 0% | 8.2745 | 0 | 0 | 0 | 8.2745 | #N/A
2007-05-10 04:00 | 5 | 10 | 4 | 130.1252 | 3100 | 62.06 | 48.92 | 1001 | 62.06 | 0 | 0.15053 | Cooling | 0.025089 | #N/A | #N/A | #N/A | #N/A | 0 | 0 | 0 | 0 | 0 | 0.15053 | #N/A | #N/A | 88 | 77.06 | 4.5283 | #N/A | 0.00046539 | 8.363e-05% | 1 | 50% | 0% | 0% | 0% | 8.2745 | 0 | 0 | 0 | 8.2745 | #N/A
2007-05-10 05:00 | 5 | 10 | 5 | 130.1668 | 3101 | 62.06 | 48.02 | 1001 | 62.06 | 0 | 0 | Cooling | 0 | #N/A | #N/A | #N/A | #N/A | 0 | 0 | 0 | 0 | 0 | 0 | #N/A | #N/A | 88 | 77.06 | 4.5283 | #N/A | 0 | 0% | 1 | 50% | 0% | 0% | 0% | 8.2745 | 0 | 0 | 0 | 8.2745 | #N/A
2007-05-10 06:00 | 5 | 10 | 6 | 130.2085 | 3102 | 62.96 | 48.92 | 1001 | 62.96 | 0 | 442.2924 | Cooling | 73.7154 | #N/A | #N/A | #N/A | #N/A | 0 | 0 | 0 | 0 | 0 | 442.2924 | #N/A | #N/A | 88 | 77.96 | 4.4668 | #N/A | 1.3674 | 0.2457% | 1 | 50% | 0% | 0% | 0% | 8.2745 | 0 | 0 | 0 | 8.2745 | #N/A
2007-05-10 07:00 | 5 | 10 | 7 | 130.2502 | 3103 | 62.06 | 48.92 | 1001 | 62.06 | 0 | 490.806 | Cooling | 81.801 | #N/A | #N/A | #N/A | #N/A | 0 | 0 | 0 | 0 | 0 | 490.806 | #N/A | #N/A | 88 | 77.06 | 4.5283 | #N/A | 1.5174 | 0.2727% | 1 | 50% | 0% | 0% | 0% | 8.2745 | 0 | 0 | 0 | 8.2745 | #N/A
2007-05-10 08:00 | 5 | 10 | 8 | 130.2918 | 3104 | 62.06 | 51.08 | 1001 | 62.06 | 0 | 766.6767 | Cooling | 127.7794 | #N/A | #N/A | #N/A | #N/A | 0 | 0 | 0 | 0 | 0 | 766.6767 | #N/A | #N/A | 88 | 77.06 | 4.5283 | #N/A | 2.3703 | 0.4259% | 1 | 50% | 0% | 0% | 0% | 8.2745 | 0 | 0 | 0 | 8.2745 | #N/A
2007-05-10 09:00 | 5 | 10 | 9 | 130.3335 | 3105 | 66.02 | 50 | 1000 | 66.02 | 0 | 986.5367 | Cooling | 164.4228 | #N/A | #N/A | #N/A | #N/A | 0 | 0 | 0 | 0 | 0 | 986.5367 | #N/A | #N/A | 88 | 81.02 | 4.2577 | #N/A | 3.05 | 0.5481% | 1 | 50% | 0% | 0% | 0% | 8.2745 | 0 | 0 | 0 | 8.2745 | #N/A
2007-05-10 10:00 | 5 | 10 | 10 | 130.3752 | 3106 | 69.08 | 50 | 1000 | 69.08 | 0 | 1216.9166 | Cooling | 202.8194 | #N/A | #N/A | #N/A | #N/A | 0 | 0 | 0 | 0 | 0 | 1216.9166 | #N/A | #N/A | 88 | 84.08 | 4.0486 | #N/A | 3.7622 | 0.6761% | 1 | 50% | 0% | 0% | 0% | 8.2745 | 0 | 0 | 0 | 8.2745 | #N/A
2007-05-10 11:00 | 5 | 10 | 11 | 130.4168 | 3107 | 69.98 | 53.06 | 1000 | 69.98 | 0 | 1469.4089 | Cooling | 244.9015 | #N/A | #N/A | #N/A | #N/A | 0 | 0 | 0 | 0 | 0 | 1469.4089 | #N/A | #N/A | 88 | 84.98 | 3.9871 | #N/A | 4.5429 | 0.8163% | 1 | 50% | 0% | 0% | 0% | 8.2745 | 0 | 0 | 0 | 8.2745 | #N/A
2007-05-10 12:00 | 5 | 10 | 12 | 130.4585 | 3108 | 75.02 | 51.98 | 999 | 75.02 | 0 | 1481.6786 | Cooling | 246.9464 | #N/A | #N/A | #N/A | #N/A | 0 | 0 | 0 | 0 | 0 | 1481.6786 | #N/A | #N/A | 88 | 90.02 | 3.6427 | #N/A | 4.5808 | 0.8232% | 1 | 50% | 0% | 0% | 0% | 8.2745 | 0 | 0 | 0 | 8.2745 | #N/A
2007-05-10 13:00 | 5 | 10 | 13 | 130.5002 | 3109 | 75.02 | 53.06 | 999 | 75.02 | 0 | 1532.1957 | Cooling | 255.366 | #N/A | #N/A | #N/A | #N/A | 0 | 0 | 0 | 0 | 0 | 1532.1957 | #N/A | #N/A | 88 | 90.02 | 3.6427 | #N/A | 4.737 | 0.8512% | 1 | 50% | 0% | 0% | 0% | 8.2745 | 0 | 0 | 0 | 8.2745 | #N/A
2007-05-10 14:00 | 5 | 10 | 14 | 130.5418 | 3110 | 75.02 | 51.08 | 998 | 75.02 | 0 | 1577.86 | Cooling | 262.9767 | #N/A | #N/A | #N/A | #N/A | 0 | 0 | 0 | 0 | 0 | 1577.86 | #N/A | #N/A | 88 | 90.02 | 3.6427 | #N/A | 4.8782 | 0.8766% | 1 | 50% | 0% | 0% | 0% | 8.2745 | 0 | 0 | 0 | 8.2745 | #N/A
2007-05-10 15:00 | 5 | 10 | 15 | 130.5835 | 3111 | 80.6 | 51.98 | 998 | 80.6 | 0 | 1574.8068 | Cooling | 262.4678 | #N/A | #N/A | #N/A | #N/A | 0 | 0 | 0 | 0 | 0 | 1574.8068 | #N/A | #N/A | 88 | 95.6 | 3.2614 | #N/A | 4.8687 | 0.8749% | 1 | 50% | 0% | 0% | 0% | 8.2745 | 0 | 0 | 0 | 8.2745 | #N/A
2007-05-10 16:00 | 5 | 10 | 16 | 130.6252 | 3112 | 78.98 | 51.98 | 998 | 78.98 | 0 | 1632.2459 | Cooling | 272.041 | #N/A | #N/A | #N/A | #N/A | 0 | 0 | 0 | 0 | 0 | 1632.2459 | #N/A | #N/A | 88 | 93.98 | 3.3721 | #N/A | 5.0463 | 0.9068% | 1 | 50% | 0% | 0% | 0% | 8.2745 | 0 | 0 | 0 | 8.2745 | #N/A
2007-05-10 17:00 | 5 | 10 | 17 | 130.6668 | 3113 | 78.98 | 51.08 | 998 | 78.98 | 0 | 1602.9445 | Cooling | 267.1574 | #N/A | #N/A | #N/A | #N/A | 0 | 0 | 0 | 0 | 0 | 1602.9445 | #N/A | #N/A | 88 | 93.98 | 3.3721 | #N/A | 4.9557 | 0.8905% | 1 | 50% | 0% | 0% | 0% | 8.2745 | 0 | 0 | 0 | 8.2745 | #N/A
2007-05-10 18:00 | 5 | 10 | 18 | 130.7085 | 3114 | 75.92 | 51.08 | 998 | 75.92 | 0 | 1496.5727 | Cooling | 249.4288 | #N/A | #N/A | #N/A | #N/A | 0 | 0 | 0 | 0 | 0 | 1496.5727 | #N/A | #N/A | 88 | 90.92 | 3.5812 | #N/A | 4.6268 | 0.8314% | 1 | 50% | 0% | 0% | 0% | 8.2745 | 0 | 0 | 0 | 8.2745 | #N/A
2007-05-10 19:00 | 5 | 10 | 19 | 130.7502 | 3115 | 73.04 | 51.98 | 998 | 73.04 | 0 | 1456.6509 | Cooling | 242.7752 | #N/A | #N/A | #N/A | #N/A | 0 | 0 | 0 | 0 | 0 | 1456.6509 | #N/A | #N/A | 88 | 88.04 | 3.778 | #N/A | 4.5034 | 0.8093% | 1 | 50% | 0% | 0% | 0% | 8.2745 | 0 | 0 | 0 | 8.2745 | #N/A
2007-05-10 20:00 | 5 | 10 | 20 | 130.7918 | 3116 | 73.04 | 51.98 | 999 | 73.04 | 0 | 1191.2601 | Cooling | 198.5434 | #N/A | #N/A | #N/A | #N/A | 0 | 0 | 0 | 0 | 0 | 1191.2601 | #N/A | #N/A | 88 | 88.04 | 3.778 | #N/A | 3.6829 | 0.6618% | 1 | 50% | 0% | 0% | 0% | 8.2745 | 0 | 0 | 0 | 8.2745 | #N/A
2007-05-10 21:00 | 5 | 10 | 21 | 130.8335 | 3117 | 69.98 | 50 | 999 | 69.98 | 0 | 860.7818 | Cooling | 143.4636 | #N/A | #N/A | #N/A | #N/A | 0 | 0 | 0 | 0 | 0 | 860.7818 | #N/A | #N/A | 88 | 84.98 | 3.9871 | #N/A | 2.6612 | 0.4782% | 1 | 50% | 0% | 0% | 0% | 8.2745 | 0 | 0 | 0 | 8.2745 | #N/A
2007-05-10 22:00 | 5 | 10 | 22 | 130.8752 | 3118 | 66.02 | 51.08 | 999 | 66.02 | 0 | 12.8457 | Cooling | 2.141 | #N/A | #N/A | #N/A | #N/A | 0 | 0 | 0 | 0 | 0 | 12.8457 | #N/A | #N/A | 88 | 81.02 | 4.2577 | #N/A | 0.039714 | 0.007137% | 1 | 50% | 0% | 0% | 0% | 8.2745 | 0 | 0 | 0 | 8.2745 | #N/A
2007-05-10 23:00 | 5 | 10 | 23 | 130.9168 | 3119 | 66.02 | 50 | 999 | 66.02 | 0 | 14.6142 | Cooling | 2.4357 | #N/A | #N/A | #N/A | #N/A | 0 | 0 | 0 | 0 | 0 | 14.6142 | #N/A | #N/A | 88 | 81.02 | 4.2577 | #N/A | 0.045182 | 0.008119% | 1 | 50% | 0% | 0% | 0% | 8.2745 | 0 | 0 | 0 | 8.2745 | #N/A
2007-05-11 | 5 | 11 | 0 | 130.9585 | 3120 | 62.96 | 50 | 999 | 62.96 | 0 | 6.3714 | Cooling | 1.0619 | #N/A | #N/A | #N/A | #N/A | 0 | 0 | 0 | 0 | 0 | 6.3714 | #N/A | #N/A | 88 | 77.96 | 4.4668 | #N/A | 0.019698 | 0.00354% | 1 | 50% | 0% | 0% | 0% | 8.2745 | 0 | 0 | 0 | 8.2745 | #N/A
2007-05-11 01:00 | 5 | 11 | 1 | 131.0002 | 3121 | 62.06 | 50 | 999 | 62.06 | 0 | 5.8314 | Cooling | 0.9719 | #N/A | #N/A | #N/A | #N/A | 0 | 0 | 0 | 0 | 0 | 5.8314 | #N/A | #N/A | 88 | 77.06 | 4.5283 | #N/A | 0.018029 | 0.00324% | 1 | 50% | 0% | 0% | 0% | 8.2745 | 0 | 0 | 0 | 8.2745 | #N/A
2007-05-11 02:00 | 5 | 11 | 2 | 131.0418 | 3122 | 62.06 | 50 | 999 | 62.06 | 0 | 5.8422 | Cooling | 0.9737 | #N/A | #N/A | #N/A | #N/A | 0 | 0 | 0 | 0 | 0 | 5.8422 | #N/A | #N/A | 88 | 77.06 | 4.5283 | #N/A | 0.018062 | 0.003246% | 1 | 50% | 0% | 0% | 0% | 8.2745 | 0 | 0 | 0 | 8.2745 | #N/A
2007-05-11 03:00 | 5 | 11 | 3 | 131.0835 | 3123 | 57.02 | 50 | 999 | 57.02 | 0 | 2.9438 | Cooling | 0.49063 | #N/A | #N/A | #N/A | #N/A | 0 | 0 | 0 | 0 | 0 | 2.9438 | #N/A | #N/A | 88 | 72.02 | 4.8727 | #N/A | 0.0091011 | 0.001635% | 1 | 50% | 0% | 0% | 0% | 8.2745 | 0 | 0 | 0 | 8.2745 | #N/A
2007-05-11 04:00 | 5 | 11 | 4 | 131.1252 | 3124 | 57.02 | 50 | 1000 | 57.02 | 0 | 2.76 | Cooling | 0.46 | #N/A | #N/A | #N/A | #N/A | 0 | 0 | 0 | 0 | 0 | 2.76 | #N/A | #N/A | 88 | 72.02 | 4.8727 | #N/A | 0.0085329 | 0.001533% | 1 | 50% | 0% | 0% | 0% | 8.2745 | 0 | 0 | 0 | 8.2745 | #N/A
2007-05-11 05:00 | 5 | 11 | 5 | 131.1668 | 3125 | 57.02 | 51.08 | 1000 | 57.02 | 0 | 9.2645 | Cooling | 1.5441 | #N/A | #N/A | #N/A | #N/A | 0 | 0 | 0 | 0 | 0 | 9.2645 | #N/A | #N/A | 88 | 72.02 | 4.8727 | #N/A | 0.028642 | 0.005147% | 1 | 50% | 0% | 0% | 0% | 8.2745 | 0 | 0 | 0 | 8.2745 | #N/A
2007-05-11 06:00 | 5 | 11 | 6 | 131.2085 | 3126 | 57.02 | 51.98 | 1001 | 57.02 | 0 | 173.5929 | Cooling | 28.9322 | #N/A | #N/A | #N/A | #N/A | 0 | 0 | 0 | 0 | 0 | 173.5929 | #N/A | #N/A | 88 | 72.02 | 4.8727 | #N/A | 0.53668 | 0.09644% | 1 | 50% | 0% | 0% | 0% | 8.2745 | 0 | 0 | 0 | 8.2745 | #N/A
2007-05-11 07:00 | 5 | 11 | 7 | 131.2502 | 3127 | 59 | 57.02 | 1001 | 59 | 0 | 786.3577 | Cooling | 131.0596 | #N/A | #N/A | #N/A | #N/A | 0 | 0 | 0 | 0 | 0 | 786.3577 | #N/A | #N/A | 88 | 74 | 4.7374 | #N/A | 2.4311 | 0.4369% | 1 | 50% | 0% | 0% | 0% | 8.2745 | 0 | 0 | 0 | 8.2745 | #N/A
2007-05-11 08:00 | 5 | 11 | 8 | 131.2918 | 3128 | 59 | 51.98 | 1001 | 59 | 0 | 1320.4955 | Cooling | 220.0826 | #N/A | #N/A | #N/A | #N/A | 0 | 0 | 0 | 0 | 0 | 1320.4955 | #N/A | #N/A | 88 | 74 | 4.7374 | #N/A | 4.0825 | 0.7336% | 1 | 50% | 0% | 0% | 0% | 8.2745 | 0 | 0 | 0 | 8.2745 | #N/A
2007-05-11 09:00 | 5 | 11 | 9 | 131.3335 | 3129 | 64.94 | 60.08 | 1001 | 64.94 | 0 | 1603.3013 | Cooling | 267.2169 | #N/A | #N/A | #N/A | #N/A | 0 | 0 | 0 | 0 | 0 | 1603.3013 | #N/A | #N/A | 88 | 79.94 | 4.3315 | #N/A | 4.9568 | 0.8907% | 1 | 50% | 0% | 0% | 0% | 8.2745 | 0 | 0 | 0 | 8.2745 | #N/A
2007-05-11 10:00 | 5 | 11 | 10 | 131.3752 | 3130 | 66.02 | 59 | 1001 | 66.02 | 0 | 1469.2607 | Cooling | 244.8768 | #N/A | #N/A | #N/A | #N/A | 0 | 0 | 0 | 0 | 0 | 1469.2607 | #N/A | #N/A | 88 | 81.02 | 4.2577 | #N/A | 4.5424 | 0.8163% | 1 | 50% | 0% | 0% | 0% | 8.2745 | 0 | 0 | 0 | 8.2745 | #N/A
2007-05-11 11:00 | 5 | 11 | 11 | 131.4168 | 3131 | 66.02 | 60.08 | 1001 | 66.02 | 0 | 1503.756 | Cooling | 250.626 | #N/A | #N/A | #N/A | #N/A | 0 | 0 | 0 | 0 | 0 | 1503.756 | #N/A | #N/A | 88 | 81.02 | 4.2577 | #N/A | 4.6491 | 0.8354% | 1 | 50% | 0% | 0% | 0% | 8.2745 | 0 | 0 | 0 | 8.2745 | #N/A
2007-05-11 12:00 | 5 | 11 | 12 | 131.4585 | 3132 | 69.98 | 53.96 | 1001 | 69.98 | 0 | 1476.9871 | Cooling | 246.1645 | #N/A | #N/A | #N/A | #N/A | 0 | 0 | 0 | 0 | 0 | 1476.9871 | #N/A | #N/A | 88 | 84.98 | 3.9871 | #N/A | 4.5663 | 0.8205% | 1 | 50% | 0% | 0% | 0% | 8.2745 | 0 | 0 | 0 | 8.2745 | #N/A
2007-05-11 13:00 | 5 | 11 | 13 | 131.5002 | 3133 | 71.96 | 59 | 1000 | 71.96 | 0 | 1494.5182 | Cooling | 249.0864 | #N/A | #N/A | #N/A | #N/A | 0 | 0 | 0 | 0 | 0 | 1494.5182 | #N/A | #N/A | 88 | 86.96 | 3.8518 | #N/A | 4.6205 | 0.8303% | 1 | 50% | 0% | 0% | 0% | 8.2745 | 0 | 0 | 0 | 8.2745 | #N/A
2007-05-11 14:00 | 5 | 11 | 14 | 131.5418 | 3134 | 71.96 | 62.06 | 1000 | 71.96 | 0 | 1409.8189 | Cooling | 234.9698 | #N/A | #N/A | #N/A | #N/A | 0 | 0 | 0 | 0 | 0 | 1409.8189 | #N/A | #N/A | 88 | 86.96 | 3.8518 | #N/A | 4.3586 | 0.7832% | 1 | 50% | 0% | 0% | 0% | 8.2745 | 0 | 0 | 0 | 8.2745 | #N/A
2007-05-11 15:00 | 5 | 11 | 15 | 131.5835 | 3135 | 73.94 | 57.92 | 999 | 73.94 | 0 | 1368.9308 | Cooling | 228.1551 | #N/A | #N/A | #N/A | #N/A | 0 | 0 | 0 | 0 | 0 | 1368.9308 | #N/A | #N/A | 88 | 88.94 | 3.7165 | #N/A | 4.2322 | 0.7605% | 1 | 50% | 0% | 0% | 0% | 8.2745 | 0 | 0 | 0 | 8.2745 | #N/A
2007-05-11 16:00 | 5 | 11 | 16 | 131.6252 | 3136 | 73.04 | 53.06 | 999 | 73.04 | 0 | 1400.1644 | Cooling | 233.3607 | #N/A | #N/A | #N/A | #N/A | 0 | 0 | 0 | 0 | 0 | 1400.1644 | #N/A | #N/A | 88 | 88.04 | 3.778 | #N/A | 4.3288 | 0.7779% | 1 | 50% | 0% | 0% | 0% | 8.2745 | 0 | 0 | 0 | 8.2745 | #N/A
2007-05-11 17:00 | 5 | 11 | 17 | 131.6668 | 3137 | 71.96 | 53.06 | 999 | 71.96 | 0 | 1330.0196 | Cooling | 221.6699 | #N/A | #N/A | #N/A | #N/A | 0 | 0 | 0 | 0 | 0 | 1330.0196 | #N/A | #N/A | 88 | 86.96 | 3.8518 | #N/A | 4.1119 | 0.7389% | 1 | 50% | 0% | 0% | 0% | 8.2745 | 0 | 0 | 0 | 8.2745 | #N/A
2007-05-11 18:00 | 5 | 11 | 18 | 131.7085 | 3138 | 71.06 | 55.94 | 999 | 71.06 | 0 | 373.2114 | Cooling | 62.2019 | #N/A | #N/A | #N/A | #N/A | 0 | 0 | 0 | 0 | 0 | 373.2114 | #N/A | #N/A | 88 | 86.06 | 3.9133 | #N/A | 1.1538 | 0.2073% | 1 | 50% | 0% | 0% | 0% | 8.2745 | 0 | 0 | 0 | 8.2745 | #N/A
2007-05-11 19:00 | 5 | 11 | 19 | 131.7502 | 3139 | 68 | 59 | 999 | 68 | 0 | 696.0858 | Cooling | 116.0143 | #N/A | #N/A | #N/A | #N/A | 0 | 0 | 0 | 0 | 0 | 696.0858 | #N/A | #N/A | 88 | 83 | 4.1224 | #N/A | 2.152 | 0.3867% | 1 | 50% | 0% | 0% | 0% | 8.2745 | 0 | 0 | 0 | 8.2745 | #N/A
2007-05-11 20:00 | 5 | 11 | 20 | 131.7918 | 3140 | 68 | 59 | 999 | 68 | 0 | 457.4825 | Cooling | 76.2471 | #N/A | #N/A | #N/A | #N/A | 0 | 0 | 0 | 0 | 0 | 457.4825 | #N/A | #N/A | 88 | 83 | 4.1224 | #N/A | 1.4144 | 0.2542% | 1 | 50% | 0% | 0% | 0% | 8.2745 | 0 | 0 | 0 | 8.2745 | #N/A
2007-05-11 21:00 | 5 | 11 | 21 | 131.8335 | 3141 | 60.98 | 59 | 999 | 60.98 | 0 | 242.0767 | Cooling | 40.3461 | #N/A | #N/A | #N/A | #N/A | 0 | 0 | 0 | 0 | 0 | 242.0767 | #N/A | #N/A | 88 | 75.98 | 4.6021 | #N/A | 0.74841 | 0.1345% | 1 | 50% | 0% | 0% | 0% | 8.2745 | 0 | 0 | 0 | 8.2745 | #N/A
2007-05-11 22:00 | 5 | 11 | 22 | 131.8752 | 3142 | 57.02 | 60.08 | 999 | 57.02 | 0 | 197.8417 | Cooling | 32.9736 | #N/A | #N/A | #N/A | #N/A | 0 | 0 | 0 | 0 | 0 | 197.8417 | #N/A | #N/A | 88 | 72.02 | 4.8727 | #N/A | 0.61165 | 0.1099% | 1 | 50% | 0% | 0% | 0% | 8.2745 | 0 | 0 | 0 | 8.2745 | #N/A
2007-05-11 23:00 | 5 | 11 | 23 | 131.9168 | 3143 | 57.02 | 62.96 | 999 | 57.02 | 0 | 160.8301 | Cooling | 26.805 | #N/A | #N/A | #N/A | #N/A | 0 | 0 | 0 | 0 | 0 | 160.8301 | #N/A | #N/A | 88 | 72.02 | 4.8727 | #N/A | 0.49723 | 0.08935% | 1 | 50% | 0% | 0% | 0% | 8.2745 | 0 | 0 | 0 | 8.2745 | #N/A
2007-05-12 | 5 | 12 | 0 | 131.9585 | 3144 | 53.96 | 60.98 | 999 | 53.96 | 0 | 152.8955 | Cooling | 25.4826 | #N/A | #N/A | #N/A | #N/A | 0 | 0 | 0 | 0 | 0 | 152.8955 | #N/A | #N/A | 88 | 68.96 | 5.0818 | #N/A | 0.4727 | 0.08494% | 1 | 50% | 0% | 0% | 0% | 8.2745 | 0 | 0 | 0 | 8.2745 | #N/A
2007-05-12 01:00 | 5 | 12 | 1 | 132.0002 | 3145 | 51.98 | 60.08 | 999 | 51.98 | 0 | 144.8507 | Cooling | 24.1418 | #N/A | #N/A | #N/A | #N/A | 0 | 0 | 0 | 0 | 0 | 144.8507 | #N/A | #N/A | 88 | 66.98 | 5.2171 | #N/A | 0.44782 | 0.08047% | 1 | 50% | 0% | 0% | 0% | 8.2745 | 0 | 0 | 0 | 8.2745 | #N/A
2007-05-12 02:00 | 5 | 12 | 2 | 132.0418 | 3146 | 51.98 | 59 | 999 | 51.98 | 0 | 115.0908 | Cooling | 19.1818 | #N/A | #N/A | #N/A | #N/A | 0 | 0 | 0 | 0 | 0 | 115.0908 | #N/A | #N/A | 88 | 66.98 | 5.2171 | #N/A | 0.35582 | 0.06394% | 1 | 50% | 0% | 0% | 0% | 8.2745 | 0 | 0 | 0 | 8.2745 | #N/A
2007-05-12 03:00 | 5 | 12 | 3 | 132.0835 | 3147 | 55.94 | 60.08 | 999 | 55.94 | 0 | 110.3091 | Cooling | 18.3849 | #N/A | #N/A | #N/A | #N/A | 0 | 0 | 0 | 0 | 0 | 110.3091 | #N/A | #N/A | 88 | 70.94 | 4.9465 | #N/A | 0.34103 | 0.06128% | 1 | 50% | 0% | 0% | 0% | 8.2745 | 0 | 0 | 0 | 8.2745 | #N/A
2007-05-12 04:00 | 5 | 12 | 4 | 132.1252 | 3148 | 55.04 | 59 | 999 | 55.04 | 0 | 101.341 | Cooling | 16.8902 | #N/A | #N/A | #N/A | #N/A | 0 | 0 | 0 | 0 | 0 | 101.341 | #N/A | #N/A | 88 | 70.04 | 5.008 | #N/A | 0.31331 | 0.0563% | 1 | 50% | 0% | 0% | 0% | 8.2745 | 0 | 0 | 0 | 8.2745 | #N/A
2007-05-12 05:00 | 5 | 12 | 5 | 132.1668 | 3149 | 55.04 | 57.92 | 999 | 55.04 | 0 | 112.9953 | Cooling | 18.8325 | #N/A | #N/A | #N/A | #N/A | 0 | 0 | 0 | 0 | 0 | 112.9953 | #N/A | #N/A | 88 | 70.04 | 5.008 | #N/A | 0.34934 | 0.06278% | 1 | 50% | 0% | 0% | 0% | 8.2745 | 0 | 0 | 0 | 8.2745 | #N/A
2007-05-12 06:00 | 5 | 12 | 6 | 132.2085 | 3150 | 57.92 | 59 | 999 | 57.92 | 0 | 185.5187 | Cooling | 30.9198 | #N/A | #N/A | #N/A | #N/A | 0 | 0 | 0 | 0 | 0 | 185.5187 | #N/A | #N/A | 88 | 72.92 | 4.8112 | #N/A | 0.57355 | 0.1031% | 1 | 50% | 0% | 0% | 0% | 8.2745 | 0 | 0 | 0 | 8.2745 | #N/A
2007-05-12 07:00 | 5 | 12 | 7 | 132.2502 | 3151 | 62.06 | 60.98 | 999 | 62.06 | 0 | 293.9858 | Cooling | 48.9976 | #N/A | #N/A | #N/A | #N/A | 0 | 0 | 0 | 0 | 0 | 293.9858 | #N/A | #N/A | 88 | 77.06 | 4.5283 | #N/A | 0.90889 | 0.1633% | 1 | 50% | 0% | 0% | 0% | 8.2745 | 0 | 0 | 0 | 8.2745 | #N/A
2007-05-12 08:00 | 5 | 12 | 8 | 132.2918 | 3152 | 62.06 | 57.92 | 999 | 62.06 | 0 | 311.425 | Cooling | 51.9042 | #N/A | #N/A | #N/A | #N/A | 0 | 0 | 0 | 0 | 0 | 311.425 | #N/A | #N/A | 88 | 77.06 | 4.5283 | #N/A | 0.96281 | 0.173% | 1 | 50% | 0% | 0% | 0% | 8.2745 | 0 | 0 | 0 | 8.2745 | #N/A
2007-05-12 09:00 | 5 | 12 | 9 | 132.3335 | 3153 | 69.98 | 64.94 | 999 | 69.98 | 0 | 435.0162 | Cooling | 72.5027 | #N/A | #N/A | #N/A | #N/A | 0 | 0 | 0 | 0 | 0 | 435.0162 | #N/A | #N/A | 88 | 84.98 | 3.9871 | #N/A | 1.3449 | 0.2417% | 1 | 50% | 0% | 0% | 0% | 8.2745 | 0 | 0 | 0 | 8.2745 | #N/A
2007-05-12 10:00 | 5 | 12 | 10 | 132.3752 | 3154 | 73.04 | 69.08 | 999 | 73.04 | 0 | 379.8567 | Cooling | 63.3095 | #N/A | #N/A | #N/A | #N/A | 0 | 0 | 0 | 0 | 0 | 379.8567 | #N/A | #N/A | 88 | 88.04 | 3.778 | #N/A | 1.1744 | 0.211% | 1 | 50% | 0% | 0% | 0% | 8.2745 | 0 | 0 | 0 | 8.2745 | #N/A
2007-05-12 11:00 | 5 | 12 | 11 | 132.4168 | 3155 | 73.04 | 69.08 | 999 | 73.04 | 0 | 530.165 | Cooling | 88.3608 | #N/A | #N/A | #N/A | #N/A | 0 | 0 | 0 | 0 | 0 | 530.165 | #N/A | #N/A | 88 | 88.04 | 3.778 | #N/A | 1.6391 | 0.2945% | 1 | 50% | 0% | 0% | 0% | 8.2745 | 0 | 0 | 0 | 8.2745 | #N/A
2007-05-12 12:00 | 5 | 12 | 12 | 132.4585 | 3156 | 80.06 | 68 | 998 | 80.06 | 0 | 896.8226 | Cooling | 149.4704 | #N/A | #N/A | #N/A | #N/A | 0 | 0 | 0 | 0 | 0 | 896.8226 | #N/A | #N/A | 88 | 95.06 | 3.2983 | #N/A | 2.7726 | 0.4982% | 1 | 50% | 0% | 0% | 0% | 8.2745 | 0 | 0 | 0 | 8.2745 | #N/A
2007-05-12 13:00 | 5 | 12 | 13 | 132.5002 | 3157 | 82.94 | 66.92 | 997 | 82.94 | 0 | 1220.8265 | Cooling | 203.4711 | #N/A | #N/A | #N/A | #N/A | 0 | 0 | 0 | 0 | 0 | 1220.8265 | #N/A | #N/A | 88 | 97.94 | 3.1015 | #N/A | 3.7743 | 0.6782% | 1 | 50% | 0% | 0% | 0% | 8.2745 | 0 | 0 | 0 | 8.2745 | #N/A
2007-05-12 14:00 | 5 | 12 | 14 | 132.5418 | 3158 | 82.94 | 66.02 | 996 | 82.94 | 0 | 748.9857 | Cooling | 124.8309 | #N/A | #N/A | #N/A | #N/A | 0 | 0 | 0 | 0 | 0 | 748.9857 | #N/A | #N/A | 88 | 97.94 | 3.1015 | #N/A | 2.3156 | 0.4161% | 1 | 50% | 0% | 0% | 0% | 8.2745 | 0 | 0 | 0 | 8.2745 | #N/A
2007-05-12 15:00 | 5 | 12 | 15 | 132.5835 | 3159 | 84.92 | 62.96 | 996 | 84.92 | 0 | 442.2487 | Cooling | 73.7081 | #N/A | #N/A | #N/A | #N/A | 0 | 0 | 0 | 0 | 0 | 442.2487 | #N/A | #N/A | 88 | 99.92 | 2.9662 | #N/A | 1.3673 | 0.2457% | 1 | 50% | 0% | 0% | 0% | 8.2745 | 0 | 0 | 0 | 8.2745 | #N/A
2007-05-12 16:00 | 5 | 12 | 16 | 132.6252 | 3160 | 84.02 | 64.94 | 995 | 84.02 | 0 | 863.4255 | Cooling | 143.9043 | #N/A | #N/A | #N/A | #N/A | 0 | 0 | 0 | 0 | 0 | 863.4255 | #N/A | #N/A | 88 | 99.02 | 3.0277 | #N/A | 2.6694 | 0.4797% | 1 | 50% | 0% | 0% | 0% | 8.2745 | 0 | 0 | 0 | 8.2745 | #N/A
2007-05-12 17:00 | 5 | 12 | 17 | 132.6668 | 3161 | 84.02 | 64.94 | 997 | 84.02 | 0 | 513.8778 | Cooling | 85.6463 | #N/A | #N/A | #N/A | #N/A | 0 | 0 | 0 | 0 | 0 | 513.8778 | #N/A | #N/A | 88 | 99.02 | 3.0277 | #N/A | 1.5887 | 0.2855% | 1 | 50% | 0% | 0% | 0% | 8.2745 | 0 | 0 | 0 | 8.2745 | #N/A
2007-05-12 18:00 | 5 | 12 | 18 | 132.7085 | 3162 | 80.96 | 64.94 | 996 | 80.96 | 0 | 420.2355 | Cooling | 70.0393 | #N/A | #N/A | #N/A | #N/A | 0 | 0 | 0 | 0 | 0 | 420.2355 | #N/A | #N/A | 88 | 95.96 | 3.2368 | #N/A | 1.2992 | 0.2335% | 1 | 50% | 0% | 0% | 0% | 8.2745 | 0 | 0 | 0 | 8.2745 | #N/A
2007-05-12 19:00 | 5 | 12 | 19 | 132.7502 | 3163 | 78.08 | 66.02 | 996 | 78.08 | 0 | 371.4713 | Cooling | 61.9119 | #N/A | #N/A | #N/A | #N/A | 0 | 0 | 0 | 0 | 0 | 371.4713 | #N/A | #N/A | 88 | 93.08 | 3.4336 | #N/A | 1.1485 | 0.2064% | 1 | 50% | 0% | 0% | 0% | 8.2745 | 0 | 0 | 0 | 8.2745 | #N/A
2007-05-12 20:00 | 5 | 12 | 20 | 132.7918 | 3164 | 78.08 | 66.02 | 996 | 78.08 | 0 | 384.4757 | Cooling | 64.0793 | #N/A | #N/A | #N/A | #N/A | 0 | 0 | 0 | 0 | 0 | 384.4757 | #N/A | #N/A | 88 | 93.08 | 3.4336 | #N/A | 1.1887 | 0.2136% | 1 | 50% | 0% | 0% | 0% | 8.2745 | 0 | 0 | 0 | 8.2745 | #N/A
2007-05-12 21:00 | 5 | 12 | 21 | 132.8335 | 3165 | 69.98 | 64.94 | 996 | 69.98 | 0 | 308.405 | Cooling | 51.4008 | #N/A | #N/A | #N/A | #N/A | 0 | 0 | 0 | 0 | 0 | 308.405 | #N/A | #N/A | 88 | 84.98 | 3.9871 | #N/A | 0.95347 | 0.1713% | 1 | 50% | 0% | 0% | 0% | 8.2745 | 0 | 0 | 0 | 8.2745 | #N/A
2007-05-12 22:00 | 5 | 12 | 22 | 132.8752 | 3166 | 68 | 64.04 | 996 | 68 | 0 | 259.2196 | Cooling | 43.2033 | #N/A | #N/A | #N/A | #N/A | 0 | 0 | 0 | 0 | 0 | 259.2196 | #N/A | #N/A | 88 | 83 | 4.1224 | #N/A | 0.80141 | 0.144% | 1 | 50% | 0% | 0% | 0% | 8.2745 | 0 | 0 | 0 | 8.2745 | #N/A
2007-05-12 23:00 | 5 | 12 | 23 | 132.9168 | 3167 | 68 | 64.04 | 996 | 68 | 0 | 204.8337 | Cooling | 34.1389 | #N/A | #N/A | #N/A | #N/A | 0 | 0 | 0 | 0 | 0 | 204.8337 | #N/A | #N/A | 88 | 83 | 4.1224 | #N/A | 0.63327 | 0.1138% | 1 | 50% | 0% | 0% | 0% | 8.2745 | 0 | 0 | 0 | 8.2745 | #N/A
2007-05-13 | 5 | 13 | 0 | 132.9585 | 3168 | 64.04 | 62.96 | 996 | 64.04 | 0 | 231.6277 | Cooling | 38.6046 | #N/A | #N/A | #N/A | #N/A | 0 | 0 | 0 | 0 | 0 | 231.6277 | #N/A | #N/A | 88 | 79.04 | 4.393 | #N/A | 0.71611 | 0.1287% | 1 | 50% | 0% | 0% | 0% | 8.2745 | 0 | 0 | 0 | 8.2745 | #N/A
2007-05-13 01:00 | 5 | 13 | 1 | 133.0002 | 3169 | 64.94 | 62.96 | 996 | 64.94 | 0 | 223.3733 | Cooling | 37.2289 | #N/A | #N/A | #N/A | #N/A | 0 | 0 | 0 | 0 | 0 | 223.3733 | #N/A | #N/A | 88 | 79.94 | 4.3315 | #N/A | 0.69059 | 0.1241% | 1 | 50% | 0% | 0% | 0% | 8.2745 | 0 | 0 | 0 | 8.2745 | #N/A
2007-05-13 02:00 | 5 | 13 | 2 | 133.0419 | 3170 | 64.94 | 64.04 | 996 | 64.94 | 0 | 228.1556 | Cooling | 38.0259 | #N/A | #N/A | #N/A | #N/A | 0 | 0 | 0 | 0 | 0 | 228.1556 | #N/A | #N/A | 88 | 79.94 | 4.3315 | #N/A | 0.70537 | 0.1268% | 1 | 50% | 0% | 0% | 0% | 8.2745 | 0 | 0 | 0 | 8.2745 | #N/A
2007-05-13 03:00 | 5 | 13 | 3 | 133.0835 | 3171 | 64.04 | 64.04 | 996 | 64.04 | 0 | 230.0648 | Cooling | 38.3441 | #N/A | #N/A | #N/A | #N/A | 0 | 0 | 0 | 0 | 0 | 230.0648 | #N/A | #N/A | 88 | 79.04 | 4.393 | #N/A | 0.71127 | 0.1278% | 1 | 50% | 0% | 0% | 0% | 8.2745 | 0 | 0 | 0 | 8.2745 | #N/A
2007-05-13 04:00 | 5 | 13 | 4 | 133.1252 | 3172 | 62.96 | 62.96 | 996 | 62.96 | 0 | 216.4563 | Cooling | 36.076 | #N/A | #N/A | #N/A | #N/A | 0 | 0 | 0 | 0 | 0 | 216.4563 | #N/A | #N/A | 88 | 77.96 | 4.4668 | #N/A | 0.6692 | 0.1203% | 1 | 50% | 0% | 0% | 0% | 8.2745 | 0 | 0 | 0 | 8.2745 | #N/A
2007-05-13 05:00 | 5 | 13 | 5 | 133.1669 | 3173 | 62.96 | 60.98 | 996 | 62.96 | 0 | 233.5196 | Cooling | 38.9199 | #N/A | #N/A | #N/A | #N/A | 0 | 0 | 0 | 0 | 0 | 233.5196 | #N/A | #N/A | 88 | 77.96 | 4.4668 | #N/A | 0.72196 | 0.1297% | 1 | 50% | 0% | 0% | 0% | 8.2745 | 0 | 0 | 0 | 8.2745 | #N/A
2007-05-13 06:00 | 5 | 13 | 6 | 133.2085 | 3174 | 62.06 | 62.96 | 996 | 62.06 | 0 | 1532.1896 | Cooling | 255.3649 | #N/A | #N/A | #N/A | #N/A | 0 | 0 | 0 | 0 | 0 | 1532.1896 | #N/A | #N/A | 88 | 77.06 | 4.5283 | #N/A | 4.737 | 0.8512% | 1 | 50% | 0% | 0% | 0% | 8.2745 | 0 | 0 | 0 | 8.2745 | #N/A
2007-05-13 07:00 | 5 | 13 | 7 | 133.2502 | 3175 | 60.98 | 64.04 | 996 | 60.98 | 0 | 1685.6508 | Cooling | 280.9418 | #N/A | #N/A | #N/A | #N/A | 0 | 0 | 0 | 0 | 0 | 1685.6508 | #N/A | #N/A | 88 | 75.98 | 4.6021 | #N/A | 5.2114 | 0.9365% | 1 | 50% | 0% | 0% | 0% | 8.2745 | 0 | 0 | 0 | 8.2745 | #N/A
2007-05-13 08:00 | 5 | 13 | 8 | 133.2919 | 3176 | 60.98 | 64.94 | 996 | 60.98 | 0 | 2339.2702 | Cooling | 389.8784 | #N/A | #N/A | #N/A | #N/A | 0 | 0 | 0 | 0 | 0 | 2339.2702 | #N/A | #N/A | 88 | 75.98 | 4.6021 | #N/A | 7.2321 | 1.3% | 1 | 50% | 0% | 0% | 0% | 8.2745 | 0 | 0 | 0 | 8.2745 | #N/A
2007-05-13 09:00 | 5 | 13 | 9 | 133.3335 | 3177 | 60.98 | 60.98 | 996 | 60.98 | 0 | 2435.7921 | Cooling | 405.9654 | #N/A | #N/A | #N/A | #N/A | 0 | 0 | 0 | 0 | 0 | 2435.7921 | #N/A | #N/A | 88 | 75.98 | 4.6021 | #N/A | 7.5306 | 1.353% | 1 | 50% | 0% | 0% | 0% | 8.2745 | 0 | 0 | 0 | 8.2745 | #N/A
2007-05-13 10:00 | 5 | 13 | 10 | 133.3752 | 3178 | 62.06 | 66.02 | 996 | 62.06 | 0 | 1977.7984 | Cooling | 329.6331 | #N/A | #N/A | #N/A | #N/A | 0 | 0 | 0 | 0 | 0 | 1977.7984 | #N/A | #N/A | 88 | 77.06 | 4.5283 | #N/A | 6.1146 | 1.099% | 1 | 50% | 0% | 0% | 0% | 8.2745 | 0 | 0 | 0 | 8.2745 | #N/A
2007-05-13 11:00 | 5 | 13 | 11 | 133.4169 | 3179 | 62.06 | 60.98 | 996 | 62.06 | 0 | 1857.1015 | Cooling | 309.5169 | #N/A | #N/A | #N/A | #N/A | 0 | 0 | 0 | 0 | 0 | 1857.1015 | #N/A | #N/A | 88 | 77.06 | 4.5283 | #N/A | 5.7415 | 1.032% | 1 | 50% | 0% | 0% | 0% | 8.2745 | 0 | 0 | 0 | 8.2745 | #N/A
2007-05-13 12:00 | 5 | 13 | 12 | 133.4585 | 3180 | 64.94 | 64.94 | 996 | 64.94 | 0 | 1798.7031 | Cooling | 299.7839 | #N/A | #N/A | #N/A | #N/A | 0 | 0 | 0 | 0 | 0 | 1798.7031 | #N/A | #N/A | 88 | 79.94 | 4.3315 | #N/A | 5.5609 | 0.9993% | 1 | 50% | 0% | 0% | 0% | 8.2745 | 0 | 0 | 0 | 8.2745 | #N/A
2007-05-13 13:00 | 5 | 13 | 13 | 133.5002 | 3181 | 69.08 | 66.02 | 996 | 69.08 | 0 | 1895.8706 | Cooling | 315.9784 | #N/A | #N/A | #N/A | #N/A | 0 | 0 | 0 | 0 | 0 | 1895.8706 | #N/A | #N/A | 88 | 84.08 | 4.0486 | #N/A | 5.8613 | 1.053% | 1 | 50% | 0% | 0% | 0% | 8.2745 | 0 | 0 | 0 | 8.2745 | #N/A
2007-05-13 14:00 | 5 | 13 | 14 | 133.5419 | 3182 | 69.08 | 59 | 996 | 69.08 | 0 | 1879.2576 | Cooling | 313.2096 | #N/A | #N/A | #N/A | #N/A | 0 | 0 | 0 | 0 | 0 | 1879.2576 | #N/A | #N/A | 88 | 84.08 | 4.0486 | #N/A | 5.81 | 1.044% | 1 | 50% | 0% | 0% | 0% | 8.2745 | 0 | 0 | 0 | 8.2745 | #N/A
2007-05-13 15:00 | 5 | 13 | 15 | 133.5835 | 3183 | 71.06 | 53.96 | 996 | 71.06 | 0 | 1741.9263 | Cooling | 290.321 | #N/A | #N/A | #N/A | #N/A | 0 | 0 | 0 | 0 | 0 | 1741.9263 | #N/A | #N/A | 88 | 86.06 | 3.9133 | #N/A | 5.3854 | 0.9677% | 1 | 50% | 0% | 0% | 0% | 8.2745 | 0 | 0 | 0 | 8.2745 | #N/A
2007-05-13 16:00 | 5 | 13 | 16 | 133.6252 | 3184 | 73.04 | 57.02 | 996 | 73.04 | 0 | 1902.4927 | Cooling | 317.0821 | #N/A | #N/A | #N/A | #N/A | 0 | 0 | 0 | 0 | 0 | 1902.4927 | #N/A | #N/A | 88 | 88.04 | 3.778 | #N/A | 5.8818 | 1.057% | 1 | 50% | 0% | 0% | 0% | 8.2745 | 0 | 0 | 0 | 8.2745 | #N/A
2007-05-13 17:00 | 5 | 13 | 17 | 133.6669 | 3185 | 73.04 | 57.02 | 997 | 73.04 | 0 | 2215.8154 | Cooling | 369.3026 | #N/A | #N/A | #N/A | #N/A | 0 | 0 | 0 | 0 | 0 | 2215.8154 | #N/A | #N/A | 88 | 88.04 | 3.778 | #N/A | 6.8505 | 1.231% | 1 | 50% | 0% | 0% | 0% | 8.2745 | 0 | 0 | 0 | 8.2745 | #N/A
2007-05-13 18:00 | 5 | 13 | 18 | 133.7085 | 3186 | 71.96 | 55.04 | 997 | 71.96 | 0 | 1942.791 | Cooling | 323.7985 | #N/A | #N/A | #N/A | #N/A | 0 | 0 | 0 | 0 | 0 | 1942.791 | #N/A | #N/A | 88 | 86.96 | 3.8518 | #N/A | 6.0064 | 1.079% | 1 | 50% | 0% | 0% | 0% | 8.2745 | 0 | 0 | 0 | 8.2745 | #N/A
2007-05-13 19:00 | 5 | 13 | 19 | 133.7502 | 3187 | 71.06 | 53.06 | 997 | 71.06 | 0 | 1404.8772 | Cooling | 234.1462 | #N/A | #N/A | #N/A | #N/A | 0 | 0 | 0 | 0 | 0 | 1404.8772 | #N/A | #N/A | 88 | 86.06 | 3.9133 | #N/A | 4.3434 | 0.7805% | 1 | 50% | 0% | 0% | 0% | 8.2745 | 0 | 0 | 0 | 8.2745 | #N/A
2007-05-13 20:00 | 5 | 13 | 20 | 133.7919 | 3188 | 71.06 | 53.06 | 997 | 71.06 | 0 | 989.7315 | Cooling | 164.9553 | #N/A | #N/A | #N/A | #N/A | 0 | 0 | 0 | 0 | 0 | 989.7315 | #N/A | #N/A | 88 | 86.06 | 3.9133 | #N/A | 3.0599 | 0.5499% | 1 | 50% | 0% | 0% | 0% | 8.2745 | 0 | 0 | 0 | 8.2745 | #N/A
2007-05-13 21:00 | 5 | 13 | 21 | 133.8335 | 3189 | 66.92 | 53.96 | 998 | 66.92 | 0 | 867.6891 | Cooling | 144.6149 | #N/A | #N/A | #N/A | #N/A | 0 | 0 | 0 | 0 | 0 | 867.6891 | #N/A | #N/A | 88 | 81.92 | 4.1962 | #N/A | 2.6826 | 0.482% | 1 | 50% | 0% | 0% | 0% | 8.2745 | 0 | 0 | 0 | 8.2745 | #N/A
2007-05-13 22:00 | 5 | 13 | 22 | 133.8752 | 3190 | 62.06 | 51.98 | 998 | 62.06 | 0 | 46.0407 | Cooling | 7.6734 | #N/A | #N/A | #N/A | #N/A | 0 | 0 | 0 | 0 | 0 | 46.0407 | #N/A | #N/A | 88 | 77.06 | 4.5283 | #N/A | 0.14234 | 0.02558% | 1 | 50% | 0% | 0% | 0% | 8.2745 | 0 | 0 | 0 | 8.2745 | #N/A
2007-05-13 23:00 | 5 | 13 | 23 | 133.9169 | 3191 | 62.06 | 48.92 | 999 | 62.06 | 0 | 9.9372 | Cooling | 1.6562 | #N/A | #N/A | #N/A | #N/A | 0 | 0 | 0 | 0 | 0 | 9.9372 | #N/A | #N/A | 88 | 77.06 | 4.5283 | #N/A | 0.030722 | 0.005521% | 1 | 50% | 0% | 0% | 0% | 8.2745 | 0 | 0 | 0 | 8.2745 | #N/A
2007-05-14 | 5 | 14 | 0 | 133.9585 | 3192 | 57.92 | 48.02 | 1000 | 57.92 | 0 | 0 | Cooling | 0 | #N/A | #N/A | #N/A | #N/A | 0 | 0 | 0 | 0 | 0 | 0 | #N/A | #N/A | 88 | 72.92 | 4.8112 | #N/A | 0 | 0% | 1 | 50% | 0% | 0% | 0% | 8.2745 | 0 | 0 | 0 | 8.2745 | #N/A
2007-05-14 01:00 | 5 | 14 | 1 | 134.0002 | 3193 | 57.92 | 48.92 | 1000 | 57.92 | 0 | 0 | Cooling | 0 | #N/A | #N/A | #N/A | #N/A | 0 | 0 | 0 | 0 | 0 | 0 | #N/A | #N/A | 88 | 72.92 | 4.8112 | #N/A | 0 | 0% | 1 | 50% | 0% | 0% | 0% | 8.2745 | 0 | 0 | 0 | 8.2745 | #N/A
2007-05-14 02:00 | 5 | 14 | 2 | 134.0419 | 3194 | 57.92 | 48.02 | 1000 | 57.92 | 0 | 0.00077581 | Cooling | 0.0001293 | #N/A | #N/A | #N/A | #N/A | 0 | 0 | 0 | 0 | 0 | 0.00077581 | #N/A | #N/A | 88 | 72.92 | 4.8112 | #N/A | 2.3985e-06 | 4.31e-07% | 1 | 50% | 0% | 0% | 0% | 8.2745 | 0 | 0 | 0 | 8.2745 | #N/A
2007-05-14 03:00 | 5 | 14 | 3 | 134.0835 | 3195 | 53.96 | 48.02 | 1000 | 53.96 | 0 | 0.0023049 | Cooling | 0.00038415 | #N/A | #N/A | #N/A | #N/A | 0 | 0 | 0 | 0 | 0 | 0.0023049 | #N/A | #N/A | 88 | 68.96 | 5.0818 | #N/A | 7.1259e-06 | 1.281e-06% | 1 | 50% | 0% | 0% | 0% | 8.2745 | 0 | 0 | 0 | 8.2745 | #N/A
2007-05-14 04:00 | 5 | 14 | 4 | 134.1252 | 3196 | 51.98 | 48.02 | 1000 | 51.98 | 0 | 0.0036903 | Cooling | 0.00061505 | #N/A | #N/A | #N/A | #N/A | 0 | 0 | 0 | 0 | 0 | 0.0036903 | #N/A | #N/A | 88 | 66.98 | 5.2171 | #N/A | 1.1409e-05 | 2.05e-06% | 1 | 50% | 0% | 0% | 0% | 8.2745 | 0 | 0 | 0 | 8.2745 | #N/A
2007-05-14 05:00 | 5 | 14 | 5 | 134.1669 | 3197 | 51.98 | 46.94 | 1000 | 51.98 | 0 | 0.0141 | Cooling | 0.0023499 | #N/A | #N/A | #N/A | #N/A | 0 | 0 | 0 | 0 | 0 | 0.0141 | #N/A | #N/A | 88 | 66.98 | 5.2171 | #N/A | 4.3591e-05 | 7.833e-06% | 1 | 50% | 0% | 0% | 0% | 8.2745 | 0 | 0 | 0 | 8.2745 | #N/A
2007-05-14 06:00 | 5 | 14 | 6 | 134.2085 | 3198 | 51.08 | 48.92 | 1001 | 51.08 | 0 | 14.1411 | Cooling | 2.3568 | #N/A | #N/A | #N/A | #N/A | 0 | 0 | 0 | 0 | 0 | 14.1411 | #N/A | #N/A | 88 | 66.08 | 5.2786 | #N/A | 0.043719 | 0.007856% | 1 | 50% | 0% | 0% | 0% | 8.2745 | 0 | 0 | 0 | 8.2745 | #N/A
2007-05-14 07:00 | 5 | 14 | 7 | 134.2502 | 3199 | 50 | 50 | 1001 | 50 | 0 | 118.3844 | Cooling | 19.7307 | #N/A | #N/A | #N/A | #N/A | 0 | 0 | 0 | 0 | 0 | 118.3844 | #N/A | #N/A | 88 | 65 | 5.3524 | #N/A | 0.366 | 0.06577% | 1 | 50% | 0% | 0% | 0% | 8.2745 | 0 | 0 | 0 | 8.2745 | #N/A
2007-05-14 08:00 | 5 | 14 | 8 | 134.2919 | 3200 | 50 | 46.04 | 1002 | 50 | 0 | 279.4781 | Cooling | 46.5797 | #N/A | #N/A | #N/A | #N/A | 0 | 0 | 0 | 0 | 0 | 279.4781 | #N/A | #N/A | 88 | 65 | 5.3524 | #N/A | 0.86404 | 0.1553% | 1 | 50% | 0% | 0% | 0% | 8.2745 | 0 | 0 | 0 | 8.2745 | #N/A
2007-05-14 09:00 | 5 | 14 | 9 | 134.3335 | 3201 | 55.94 | 51.98 | 1002 | 55.94 | 0 | 460.7601 | Cooling | 76.7934 | #N/A | #N/A | #N/A | #N/A | 0 | 0 | 0 | 0 | 0 | 460.7601 | #N/A | #N/A | 88 | 70.94 | 4.9465 | #N/A | 1.4245 | 0.256% | 1 | 50% | 0% | 0% | 0% | 8.2745 | 0 | 0 | 0 | 8.2745 | #N/A
2007-05-14 10:00 | 5 | 14 | 10 | 134.3752 | 3202 | 62.96 | 55.04 | 1002 | 62.96 | 0 | 933.9611 | Cooling | 155.6602 | #N/A | #N/A | #N/A | #N/A | 0 | 0 | 0 | 0 | 0 | 933.9611 | #N/A | #N/A | 88 | 77.96 | 4.4668 | #N/A | 2.8875 | 0.5189% | 1 | 50% | 0% | 0% | 0% | 8.2745 | 0 | 0 | 0 | 8.2745 | #N/A
2007-05-14 11:00 | 5 | 14 | 11 | 134.4169 | 3203 | 62.96 | 57.92 | 1002 | 62.96 | 0 | 1458.8789 | Cooling | 243.1465 | #N/A | #N/A | #N/A | #N/A | 0 | 0 | 0 | 0 | 0 | 1458.8789 | #N/A | #N/A | 88 | 77.96 | 4.4668 | #N/A | 4.5103 | 0.8105% | 1 | 50% | 0% | 0% | 0% | 8.2745 | 0 | 0 | 0 | 8.2745 | #N/A
2007-05-14 12:00 | 5 | 14 | 12 | 134.4585 | 3204 | 69.98 | 57.02 | 1002 | 69.98 | 0 | 1620.6426 | Cooling | 270.1071 | #N/A | #N/A | #N/A | #N/A | 0 | 0 | 0 | 0 | 0 | 1620.6426 | #N/A | #N/A | 88 | 84.98 | 3.9871 | #N/A | 5.0104 | 0.9004% | 1 | 50% | 0% | 0% | 0% | 8.2745 | 0 | 0 | 0 | 8.2745 | #N/A
2007-05-14 13:00 | 5 | 14 | 13 | 134.5002 | 3205 | 71.96 | 57.02 | 1003 | 71.96 | 0 | 1730.7142 | Cooling | 288.4524 | #N/A | #N/A | #N/A | #N/A | 0 | 0 | 0 | 0 | 0 | 1730.7142 | #N/A | #N/A | 88 | 86.96 | 3.8518 | #N/A | 5.3507 | 0.9615% | 1 | 50% | 0% | 0% | 0% | 8.2745 | 0 | 0 | 0 | 8.2745 | #N/A
2007-05-14 14:00 | 5 | 14 | 14 | 134.5419 | 3206 | 71.96 | 59 | 1003 | 71.96 | 0 | 1976.3033 | Cooling | 329.3839 | #N/A | #N/A | #N/A | #N/A | 0 | 0 | 0 | 0 | 0 | 1976.3033 | #N/A | #N/A | 88 | 86.96 | 3.8518 | #N/A | 6.11 | 1.098% | 1 | 50% | 0% | 0% | 0% | 8.2745 | 0 | 0 | 0 | 8.2745 | #N/A
2007-05-14 15:00 | 5 | 14 | 15 | 134.5835 | 3207 | 77 | 59 | 1003 | 77 | 0 | 2112.6333 | Cooling | 352.1055 | #N/A | #N/A | #N/A | #N/A | 0 | 0 | 0 | 0 | 0 | 2112.6333 | #N/A | #N/A | 88 | 92 | 3.5074 | #N/A | 6.5315 | 1.174% | 1 | 50% | 0% | 0% | 0% | 8.2745 | 0 | 0 | 0 | 8.2745 | #N/A
2007-05-14 16:00 | 5 | 14 | 16 | 134.6252 | 3208 | 77 | 57.02 | 1003 | 77 | 0 | 1985.2813 | Cooling | 330.8802 | #N/A | #N/A | #N/A | #N/A | 0 | 0 | 0 | 0 | 0 | 1985.2813 | #N/A | #N/A | 88 | 92 | 3.5074 | #N/A | 6.1377 | 1.103% | 1 | 50% | 0% | 0% | 0% | 8.2745 | 0 | 0 | 0 | 8.2745 | #N/A
2007-05-14 17:00 | 5 | 14 | 17 | 134.6669 | 3209 | 77 | 57.02 | 1004 | 77 | 0 | 1777.6813 | Cooling | 296.2802 | #N/A | #N/A | #N/A | #N/A | 0 | 0 | 0 | 0 | 0 | 1777.6813 | #N/A | #N/A | 88 | 92 | 3.5074 | #N/A | 5.4959 | 0.9876% | 1 | 50% | 0% | 0% | 0% | 8.2745 | 0 | 0 | 0 | 8.2745 | #N/A
2007-05-14 18:00 | 5 | 14 | 18 | 134.7085 | 3210 | 75.92 | 53.96 | 1004 | 75.92 | 0 | 1365.9959 | Cooling | 227.666 | #N/A | #N/A | #N/A | #N/A | 0 | 0 | 0 | 0 | 0 | 1365.9959 | #N/A | #N/A | 88 | 90.92 | 3.5812 | #N/A | 4.2231 | 0.7589% | 1 | 50% | 0% | 0% | 0% | 8.2745 | 0 | 0 | 0 | 8.2745 | #N/A
2007-05-14 19:00 | 5 | 14 | 19 | 134.7502 | 3211 | 73.94 | 53.96 | 1004 | 73.94 | 0 | 970.5048 | Cooling | 161.7508 | #N/A | #N/A | #N/A | #N/A | 0 | 0 | 0 | 0 | 0 | 970.5048 | #N/A | #N/A | 88 | 88.94 | 3.7165 | #N/A | 3.0004 | 0.5392% | 1 | 50% | 0% | 0% | 0% | 8.2745 | 0 | 0 | 0 | 8.2745 | #N/A
2007-05-14 20:00 | 5 | 14 | 20 | 134.7919 | 3212 | 73.94 | 53.06 | 1005 | 73.94 | 0 | 634.5829 | Cooling | 105.7638 | #N/A | #N/A | #N/A | #N/A | 0 | 0 | 0 | 0 | 0 | 634.5829 | #N/A | #N/A | 88 | 88.94 | 3.7165 | #N/A | 1.9619 | 0.3525% | 1 | 50% | 0% | 0% | 0% | 8.2745 | 0 | 0 | 0 | 8.2745 | #N/A
2007-05-14 21:00 | 5 | 14 | 21 | 134.8335 | 3213 | 69.08 | 51.98 | 1005 | 69.08 | 0 | 326.8031 | Cooling | 54.4672 | #N/A | #N/A | #N/A | #N/A | 0 | 0 | 0 | 0 | 0 | 326.8031 | #N/A | #N/A | 88 | 84.08 | 4.0486 | #N/A | 1.0104 | 0.1816% | 1 | 50% | 0% | 0% | 0% | 8.2745 | 0 | 0 | 0 | 8.2745 | #N/A
2007-05-14 22:00 | 5 | 14 | 22 | 134.8752 | 3214 | 66.02 | 51.08 | 1005 | 66.02 | 0 | 14.2934 | Cooling | 2.3822 | #N/A | #N/A | #N/A | #N/A | 0 | 0 | 0 | 0 | 0 | 14.2934 | #N/A | #N/A | 88 | 81.02 | 4.2577 | #N/A | 0.04419 | 0.007941% | 1 | 50% | 0% | 0% | 0% | 8.2745 | 0 | 0 | 0 | 8.2745 | #N/A
2007-05-14 23:00 | 5 | 14 | 23 | 134.9169 | 3215 | 66.02 | 51.08 | 1005 | 66.02 | 0 | 14.3649 | Cooling | 2.3942 | #N/A | #N/A | #N/A | #N/A | 0 | 0 | 0 | 0 | 0 | 14.3649 | #N/A | #N/A | 88 | 81.02 | 4.2577 | #N/A | 0.044411 | 0.007981% | 1 | 50% | 0% | 0% | 0% | 8.2745 | 0 | 0 | 0 | 8.2745 | #N/A
2007-05-15 | 5 | 15 | 0 | 134.9585 | 3216 | 64.94 | 51.08 | 1005 | 64.94 | 0 | 11.8786 | Cooling | 1.9798 | #N/A | #N/A | #N/A | #N/A | 0 | 0 | 0 | 0 | 0 | 11.8786 | #N/A | #N/A | 88 | 79.94 | 4.3315 | #N/A | 0.036724 | 0.006599% | 1 | 50% | 0% | 0% | 0% | 8.2745 | 0 | 0 | 0 | 8.2745 | #N/A
2007-05-15 01:00 | 5 | 15 | 1 | 135.0002 | 3217 | 64.04 | 51.98 | 1005 | 64.04 | 0 | 18.7145 | Cooling | 3.1191 | #N/A | #N/A | #N/A | #N/A | 0 | 0 | 0 | 0 | 0 | 18.7145 | #N/A | #N/A | 88 | 79.04 | 4.393 | #N/A | 0.057858 | 0.0104% | 1 | 50% | 0% | 0% | 0% | 8.2745 | 0 | 0 | 0 | 8.2745 | #N/A
2007-05-15 02:00 | 5 | 15 | 2 | 135.0419 | 3218 | 64.04 | 51.98 | 1005 | 64.04 | 0 | 23.2247 | Cooling | 3.8708 | #N/A | #N/A | #N/A | #N/A | 0 | 0 | 0 | 0 | 0 | 23.2247 | #N/A | #N/A | 88 | 79.04 | 4.393 | #N/A | 0.071802 | 0.0129% | 1 | 50% | 0% | 0% | 0% | 8.2745 | 0 | 0 | 0 | 8.2745 | #N/A
2007-05-15 03:00 | 5 | 15 | 3 | 135.0835 | 3219 | 62.96 | 51.08 | 1005 | 62.96 | 0 | 14.2964 | Cooling | 2.3827 | #N/A | #N/A | #N/A | #N/A | 0 | 0 | 0 | 0 | 0 | 14.2964 | #N/A | #N/A | 88 | 77.96 | 4.4668 | #N/A | 0.044199 | 0.007942% | 1 | 50% | 0% | 0% | 0% | 8.2745 | 0 | 0 | 0 | 8.2745 | #N/A
2007-05-15 04:00 | 5 | 15 | 4 | 135.1252 | 3220 | 64.04 | 50 | 1004 | 64.04 | 0 | 3.6769 | Cooling | 0.61282 | #N/A | #N/A | #N/A | #N/A | 0 | 0 | 0 | 0 | 0 | 3.6769 | #N/A | #N/A | 88 | 79.04 | 4.393 | #N/A | 0.011368 | 0.002043% | 1 | 50% | 0% | 0% | 0% | 8.2745 | 0 | 0 | 0 | 8.2745 | #N/A
2007-05-15 05:00 | 5 | 15 | 5 | 135.1669 | 3221 | 62.96 | 48.92 | 1005 | 62.96 | 0 | 0.0047882 | Cooling | 0.00079803 | #N/A | #N/A | #N/A | #N/A | 0 | 0 | 0 | 0 | 0 | 0.0047882 | #N/A | #N/A | 88 | 77.96 | 4.4668 | #N/A | 1.4803e-05 | 2.66e-06% | 1 | 50% | 0% | 0% | 0% | 8.2745 | 0 | 0 | 0 | 8.2745 | #N/A
2007-05-15 06:00 | 5 | 15 | 6 | 135.2085 | 3222 | 62.06 | 51.08 | 1005 | 62.06 | 0 | 28.1978 | Cooling | 4.6996 | #N/A | #N/A | #N/A | #N/A | 0 | 0 | 0 | 0 | 0 | 28.1978 | #N/A | #N/A | 88 | 77.06 | 4.5283 | #N/A | 0.087177 | 0.01567% | 1 | 50% | 0% | 0% | 0% | 8.2745 | 0 | 0 | 0 | 8.2745 | #N/A
2007-05-15 07:00 | 5 | 15 | 7 | 135.2502 | 3223 | 62.96 | 51.98 | 1005 | 62.96 | 0 | 169.3283 | Cooling | 28.2214 | #N/A | #N/A | #N/A | #N/A | 0 | 0 | 0 | 0 | 0 | 169.3283 | #N/A | #N/A | 88 | 77.96 | 4.4668 | #N/A | 0.5235 | 0.09407% | 1 | 50% | 0% | 0% | 0% | 8.2745 | 0 | 0 | 0 | 8.2745 | #N/A
2007-05-15 08:00 | 5 | 15 | 8 | 135.2919 | 3224 | 64.04 | 55.04 | 1005 | 64.04 | 0 | 599.5719 | Cooling | 99.9287 | #N/A | #N/A | #N/A | #N/A | 0 | 0 | 0 | 0 | 0 | 599.5719 | #N/A | #N/A | 88 | 79.04 | 4.393 | #N/A | 1.8537 | 0.3331% | 1 | 50% | 0% | 0% | 0% | 8.2745 | 0 | 0 | 0 | 8.2745 | #N/A
2007-05-15 09:00 | 5 | 15 | 9 | 135.3335 | 3225 | 66.02 | 53.96 | 1005 | 66.02 | 0 | 816.6493 | Cooling | 136.1082 | #N/A | #N/A | #N/A | #N/A | 0 | 0 | 0 | 0 | 0 | 816.6493 | #N/A | #N/A | 88 | 81.02 | 4.2577 | #N/A | 2.5248 | 0.4537% | 1 | 50% | 0% | 0% | 0% | 8.2745 | 0 | 0 | 0 | 8.2745 | #N/A
2007-05-15 10:00 | 5 | 15 | 10 | 135.3752 | 3226 | 64.94 | 55.04 | 1004 | 64.94 | 0 | 1036.9605 | Cooling | 172.8267 | #N/A | #N/A | #N/A | #N/A | 0 | 0 | 0 | 0 | 0 | 1036.9605 | #N/A | #N/A | 88 | 79.94 | 4.3315 | #N/A | 3.2059 | 0.5761% | 1 | 50% | 0% | 0% | 0% | 8.2745 | 0 | 0 | 0 | 8.2745 | #N/A
2007-05-15 11:00 | 5 | 15 | 11 | 135.4169 | 3227 | 64.94 | 55.04 | 1004 | 64.94 | 0 | 1297.7882 | Cooling | 216.298 | #N/A | #N/A | #N/A | #N/A | 0 | 0 | 0 | 0 | 0 | 1297.7882 | #N/A | #N/A | 88 | 79.94 | 4.3315 | #N/A | 4.0123 | 0.721% | 1 | 50% | 0% | 0% | 0% | 8.2745 | 0 | 0 | 0 | 8.2745 | #N/A
2007-05-15 12:00 | 5 | 15 | 12 | 135.4585 | 3228 | 66.92 | 55.04 | 1003 | 66.92 | 0 | 1371.6735 | Cooling | 228.6122 | #N/A | #N/A | #N/A | #N/A | 0 | 0 | 0 | 0 | 0 | 1371.6735 | #N/A | #N/A | 88 | 81.92 | 4.1962 | #N/A | 4.2407 | 0.762% | 1 | 50% | 0% | 0% | 0% | 8.2745 | 0 | 0 | 0 | 8.2745 | #N/A
2007-05-15 13:00 | 5 | 15 | 13 | 135.5002 | 3229 | 69.98 | 57.02 | 1003 | 69.98 | 0 | 1829.0485 | Cooling | 304.8414 | #N/A | #N/A | #N/A | #N/A | 0 | 0 | 0 | 0 | 0 | 1829.0485 | #N/A | #N/A | 88 | 84.98 | 3.9871 | #N/A | 5.6547 | 1.016% | 1 | 50% | 0% | 0% | 0% | 8.2745 | 0 | 0 | 0 | 8.2745 | #N/A
2007-05-15 14:00 | 5 | 15 | 14 | 135.5419 | 3230 | 71.96 | 57.02 | 1002 | 71.96 | 0 | 2116.4117 | Cooling | 352.7353 | #N/A | #N/A | #N/A | #N/A | 0 | 0 | 0 | 0 | 0 | 2116.4117 | #N/A | #N/A | 88 | 86.96 | 3.8518 | #N/A | 6.5432 | 1.176% | 1 | 50% | 0% | 0% | 0% | 8.2745 | 0 | 0 | 0 | 8.2745 | #N/A
2007-05-15 15:00 | 5 | 15 | 15 | 135.5835 | 3231 | 71.06 | 55.94 | 1001 | 71.06 | 0 | 1705.0537 | Cooling | 284.1756 | #N/A | #N/A | #N/A | #N/A | 0 | 0 | 0 | 0 | 0 | 1705.0537 | #N/A | #N/A | 88 | 86.06 | 3.9133 | #N/A | 5.2714 | 0.9473% | 1 | 50% | 0% | 0% | 0% | 8.2745 | 0 | 0 | 0 | 8.2745 | #N/A
2007-05-15 16:00 | 5 | 15 | 16 | 135.6252 | 3232 | 69.08 | 55.94 | 1000 | 69.08 | 0 | 2024.2362 | Cooling | 337.3727 | #N/A | #N/A | #N/A | #N/A | 0 | 0 | 0 | 0 | 0 | 2024.2362 | #N/A | #N/A | 88 | 84.08 | 4.0486 | #N/A | 6.2582 | 1.125% | 1 | 50% | 0% | 0% | 0% | 8.2745 | 0 | 0 | 0 | 8.2745 | #N/A
2007-05-15 17:00 | 5 | 15 | 17 | 135.6669 | 3233 | 69.08 | 55.04 | 1000 | 69.08 | 0 | 1907.546 | Cooling | 317.9243 | #N/A | #N/A | #N/A | #N/A | 0 | 0 | 0 | 0 | 0 | 1907.546 | #N/A | #N/A | 88 | 84.08 | 4.0486 | #N/A | 5.8974 | 1.06% | 1 | 50% | 0% | 0% | 0% | 8.2745 | 0 | 0 | 0 | 8.2745 | #N/A
2007-05-15 18:00 | 5 | 15 | 18 | 135.7085 | 3234 | 69.08 | 53.06 | 1000 | 69.08 | 0 | 1348.8119 | Cooling | 224.802 | #N/A | #N/A | #N/A | #N/A | 0 | 0 | 0 | 0 | 0 | 1348.8119 | #N/A | #N/A | 88 | 84.08 | 4.0486 | #N/A | 4.17 | 0.7493% | 1 | 50% | 0% | 0% | 0% | 8.2745 | 0 | 0 | 0 | 8.2745 | #N/A
2007-05-15 19:00 | 5 | 15 | 19 | 135.7502 | 3235 | 69.98 | 55.04 | 1000 | 69.98 | 0 | 1051.3658 | Cooling | 175.2276 | #N/A | #N/A | #N/A | #N/A | 0 | 0 | 0 | 0 | 0 | 1051.3658 | #N/A | #N/A | 88 | 84.98 | 3.9871 | #N/A | 3.2504 | 0.5841% | 1 | 50% | 0% | 0% | 0% | 8.2745 | 0 | 0 | 0 | 8.2745 | #N/A
2007-05-15 20:00 | 5 | 15 | 20 | 135.7919 | 3236 | 69.98 | 57.02 | 1000 | 69.98 | 0 | 1026.4148 | Cooling | 171.0691 | #N/A | #N/A | #N/A | #N/A | 0 | 0 | 0 | 0 | 0 | 1026.4148 | #N/A | #N/A | 88 | 84.98 | 3.9871 | #N/A | 3.1733 | 0.5702% | 1 | 50% | 0% | 0% | 0% | 8.2745 | 0 | 0 | 0 | 8.2745 | #N/A
2007-05-15 21:00 | 5 | 15 | 21 | 135.8335 | 3237 | 69.98 | 55.94 | 1000 | 69.98 | 0 | 971.6584 | Cooling | 161.9431 | #N/A | #N/A | #N/A | #N/A | 0 | 0 | 0 | 0 | 0 | 971.6584 | #N/A | #N/A | 88 | 84.98 | 3.9871 | #N/A | 3.004 | 0.5398% | 1 | 50% | 0% | 0% | 0% | 8.2745 | 0 | 0 | 0 | 8.2745 | #N/A
2007-05-15 22:00 | 5 | 15 | 22 | 135.8752 | 3238 | 69.98 | 55.04 | 999 | 69.98 | 0 | 78.061 | Cooling | 13.0102 | #N/A | #N/A | #N/A | #N/A | 0 | 0 | 0 | 0 | 0 | 78.061 | #N/A | #N/A | 88 | 84.98 | 3.9871 | #N/A | 0.24134 | 0.04337% | 1 | 50% | 0% | 0% | 0% | 8.2745 | 0 | 0 | 0 | 8.2745 | #N/A
2007-05-15 23:00 | 5 | 15 | 23 | 135.9169 | 3239 | 69.98 | 55.04 | 999 | 69.98 | 0 | 99.0731 | Cooling | 16.5122 | #N/A | #N/A | #N/A | #N/A | 0 | 0 | 0 | 0 | 0 | 99.0731 | #N/A | #N/A | 88 | 84.98 | 3.9871 | #N/A | 0.3063 | 0.05504% | 1 | 50% | 0% | 0% | 0% | 8.2745 | 0 | 0 | 0 | 8.2745 | #N/A
2007-05-16 | 5 | 16 | 0 | 135.9585 | 3240 | 69.8 | 55.04 | 998 | 69.8 | 0 | 92.4518 | Cooling | 15.4086 | #N/A | #N/A | #N/A | #N/A | 0 | 0 | 0 | 0 | 0 | 92.4518 | #N/A | #N/A | 88 | 84.8 | 3.9994 | #N/A | 0.28583 | 0.05136% | 1 | 50% | 0% | 0% | 0% | 8.2745 | 0 | 0 | 0 | 8.2745 | #N/A
2007-05-16 01:00 | 5 | 16 | 1 | 136.0002 | 3241 | 69.98 | 55.04 | 997 | 69.98 | 0 | 90.8918 | Cooling | 15.1486 | #N/A | #N/A | #N/A | #N/A | 0 | 0 | 0 | 0 | 0 | 90.8918 | #N/A | #N/A | 88 | 84.98 | 3.9871 | #N/A | 0.281 | 0.0505% | 1 | 50% | 0% | 0% | 0% | 8.2745 | 0 | 0 | 0 | 8.2745 | #N/A
2007-05-16 02:00 | 5 | 16 | 2 | 136.0419 | 3242 | 69.98 | 55.04 | 997 | 69.98 | 0 | 92.2229 | Cooling | 15.3705 | #N/A | #N/A | #N/A | #N/A | 0 | 0 | 0 | 0 | 0 | 92.2229 | #N/A | #N/A | 88 | 84.98 | 3.9871 | #N/A | 0.28512 | 0.05123% | 1 | 50% | 0% | 0% | 0% | 8.2745 | 0 | 0 | 0 | 8.2745 | #N/A
2007-05-16 03:00 | 5 | 16 | 3 | 136.0835 | 3243 | 69.8 | 55.04 | 996 | 69.8 | 0 | 92.0397 | Cooling | 15.3399 | #N/A | #N/A | #N/A | #N/A | 0 | 0 | 0 | 0 | 0 | 92.0397 | #N/A | #N/A | 88 | 84.8 | 3.9994 | #N/A | 0.28455 | 0.05113% | 1 | 50% | 0% | 0% | 0% | 8.2745 | 0 | 0 | 0 | 8.2745 | #N/A
2007-05-16 04:00 | 5 | 16 | 4 | 136.1252 | 3244 | 69.08 | 55.04 | 996 | 69.08 | 0 | 86.3854 | Cooling | 14.3976 | #N/A | #N/A | #N/A | #N/A | 0 | 0 | 0 | 0 | 0 | 86.3854 | #N/A | #N/A | 88 | 84.08 | 4.0486 | #N/A | 0.26707 | 0.04799% | 1 | 50% | 0% | 0% | 0% | 8.2745 | 0 | 0 | 0 | 8.2745 | #N/A
2007-05-16 05:00 | 5 | 16 | 5 | 136.1669 | 3245 | 69.08 | 55.94 | 996 | 69.08 | 0 | 117.3128 | Cooling | 19.5521 | #N/A | #N/A | #N/A | #N/A | 0 | 0 | 0 | 0 | 0 | 117.3128 | #N/A | #N/A | 88 | 84.08 | 4.0486 | #N/A | 0.36269 | 0.06517% | 1 | 50% | 0% | 0% | 0% | 8.2745 | 0 | 0 | 0 | 8.2745 | #N/A
2007-05-16 06:00 | 5 | 16 | 6 | 136.2085 | 3246 | 66.92 | 55.94 | 996 | 66.92 | 0 | 879.5533 | Cooling | 146.5922 | #N/A | #N/A | #N/A | #N/A | 0 | 0 | 0 | 0 | 0 | 879.5533 | #N/A | #N/A | 88 | 81.92 | 4.1962 | #N/A | 2.7192 | 0.4886% | 1 | 50% | 0% | 0% | 0% | 8.2745 | 0 | 0 | 0 | 8.2745 | #N/A
2007-05-16 07:00 | 5 | 16 | 7 | 136.2502 | 3247 | 66.02 | 57.92 | 996 | 66.02 | 0 | 956.6933 | Cooling | 159.4489 | #N/A | #N/A | #N/A | #N/A | 0 | 0 | 0 | 0 | 0 | 956.6933 | #N/A | #N/A | 88 | 81.02 | 4.2577 | #N/A | 2.9577 | 0.5315% | 1 | 50% | 0% | 0% | 0% | 8.2745 | 0 | 0 | 0 | 8.2745 | #N/A
2007-05-16 08:00 | 5 | 16 | 8 | 136.2919 | 3248 | 66.02 | 59 | 996 | 66.02 | 0 | 1192.1041 | Cooling | 198.684 | #N/A | #N/A | #N/A | #N/A | 0 | 0 | 0 | 0 | 0 | 1192.1041 | #N/A | #N/A | 88 | 81.02 | 4.2577 | #N/A | 3.6855 | 0.6623% | 1 | 50% | 0% | 0% | 0% | 8.2745 | 0 | 0 | 0 | 8.2745 | #N/A
2007-05-16 09:00 | 5 | 16 | 9 | 136.3335 | 3249 | 69.08 | 60.08 | 995 | 69.08 | 0 | 1412.6265 | Cooling | 235.4377 | #N/A | #N/A | #N/A | #N/A | 0 | 0 | 0 | 0 | 0 | 1412.6265 | #N/A | #N/A | 88 | 84.08 | 4.0486 | #N/A | 4.3673 | 0.7848% | 1 | 50% | 0% | 0% | 0% | 8.2745 | 0 | 0 | 0 | 8.2745 | #N/A
2007-05-16 10:00 | 5 | 16 | 10 | 136.3752 | 3250 | 71.06 | 60.08 | 995 | 71.06 | 0 | 1626.2562 | Cooling | 271.0427 | #N/A | #N/A | #N/A | #N/A | 0 | 0 | 0 | 0 | 0 | 1626.2562 | #N/A | #N/A | 88 | 86.06 | 3.9133 | #N/A | 5.0278 | 0.9035% | 1 | 50% | 0% | 0% | 0% | 8.2745 | 0 | 0 | 0 | 8.2745 | #N/A
2007-05-16 11:00 | 5 | 16 | 11 | 136.4169 | 3251 | 71.06 | 60.08 | 994 | 71.06 | 0 | 1689.5323 | Cooling | 281.5887 | #N/A | #N/A | #N/A | #N/A | 0 | 0 | 0 | 0 | 0 | 1689.5323 | #N/A | #N/A | 88 | 86.06 | 3.9133 | #N/A | 5.2234 | 0.9386% | 1 | 50% | 0% | 0% | 0% | 8.2745 | 0 | 0 | 0 | 8.2745 | #N/A
2007-05-16 12:00 | 5 | 16 | 12 | 136.4585 | 3252 | 73.4 | 60.08 | 994 | 73.4 | 0 | 1591.7817 | Cooling | 265.2969 | #N/A | #N/A | #N/A | #N/A | 0 | 0 | 0 | 0 | 0 | 1591.7817 | #N/A | #N/A | 88 | 88.4 | 3.7534 | #N/A | 4.9212 | 0.8843% | 1 | 50% | 0% | 0% | 0% | 8.2745 | 0 | 0 | 0 | 8.2745 | #N/A
2007-05-16 13:00 | 5 | 16 | 13 | 136.5002 | 3253 | 73.04 | 59 | 993 | 73.04 | 0 | 1479.4105 | Cooling | 246.5684 | #N/A | #N/A | #N/A | #N/A | 0 | 0 | 0 | 0 | 0 | 1479.4105 | #N/A | #N/A | 88 | 88.04 | 3.778 | #N/A | 4.5738 | 0.8219% | 1 | 50% | 0% | 0% | 0% | 8.2745 | 0 | 0 | 0 | 8.2745 | #N/A
2007-05-16 14:00 | 5 | 16 | 14 | 136.5419 | 3254 | 73.04 | 60.08 | 993 | 73.04 | 0 | 1403.578 | Cooling | 233.9297 | #N/A | #N/A | #N/A | #N/A | 0 | 0 | 0 | 0 | 0 | 1403.578 | #N/A | #N/A | 88 | 88.04 | 3.778 | #N/A | 4.3393 | 0.7798% | 1 | 50% | 0% | 0% | 0% | 8.2745 | 0 | 0 | 0 | 8.2745 | #N/A
2007-05-16 15:00 | 5 | 16 | 15 | 136.5835 | 3255 | 71.06 | 60.98 | 993 | 71.06 | 0 | 1459.4834 | Cooling | 243.2472 | #N/A | #N/A | #N/A | #N/A | 0 | 0 | 0 | 0 | 0 | 1459.4834 | #N/A | #N/A | 88 | 86.06 | 3.9133 | #N/A | 4.5122 | 0.8108% | 1 | 50% | 0% | 0% | 0% | 8.2745 | 0 | 0 | 0 | 8.2745 | #N/A
2007-05-16 16:00 | 5 | 16 | 16 | 136.6252 | 3256 | 69.98 | 60.98 | 992 | 69.98 | 0 | 1537.6602 | Cooling | 256.2767 | #N/A | #N/A | #N/A | #N/A | 0 | 0 | 0 | 0 | 0 | 1537.6602 | #N/A | #N/A | 88 | 84.98 | 3.9871 | #N/A | 4.7539 | 0.8543% | 1 | 50% | 0% | 0% | 0% | 8.2745 | 0 | 0 | 0 | 8.2745 | #N/A
2007-05-16 17:00 | 5 | 16 | 17 | 136.6669 | 3257 | 71.06 | 60.98 | 991 | 71.06 | 0 | 1523.6674 | Cooling | 253.9446 | #N/A | #N/A | #N/A | #N/A | 0 | 0 | 0 | 0 | 0 | 1523.6674 | #N/A | #N/A | 88 | 86.06 | 3.9133 | #N/A | 4.7106 | 0.8465% | 1 | 50% | 0% | 0% | 0% | 8.2745 | 0 | 0 | 0 | 8.2745 | #N/A
2007-05-16 18:00 | 5 | 16 | 18 | 136.7085 | 3258 | 69.98 | 60.98 | 990 | 69.98 | 0 | 1529.0243 | Cooling | 254.8374 | #N/A | #N/A | #N/A | #N/A | 0 | 0 | 0 | 0 | 0 | 1529.0243 | #N/A | #N/A | 88 | 84.98 | 3.9871 | #N/A | 4.7272 | 0.8495% | 1 | 50% | 0% | 0% | 0% | 8.2745 | 0 | 0 | 0 | 8.2745 | #N/A
2007-05-16 19:00 | 5 | 16 | 19 | 136.7502 | 3259 | 69.98 | 60.98 | 990 | 69.98 | 0 | 1489.8369 | Cooling | 248.3062 | #N/A | #N/A | #N/A | #N/A | 0 | 0 | 0 | 0 | 0 | 1489.8369 | #N/A | #N/A | 88 | 84.98 | 3.9871 | #N/A | 4.606 | 0.8277% | 1 | 50% | 0% | 0% | 0% | 8.2745 | 0 | 0 | 0 | 8.2745 | #N/A
2007-05-16 20:00 | 5 | 16 | 20 | 136.7919 | 3260 | 69.98 | 60.98 | 990 | 69.98 | 0 | 1405.674 | Cooling | 234.279 | #N/A | #N/A | #N/A | #N/A | 0 | 0 | 0 | 0 | 0 | 1405.674 | #N/A | #N/A | 88 | 84.98 | 3.9871 | #N/A | 4.3458 | 0.7809% | 1 | 50% | 0% | 0% | 0% | 8.2745 | 0 | 0 | 0 | 8.2745 | #N/A
2007-05-16 21:00 | 5 | 16 | 21 | 136.8335 | 3261 | 62.6 | 59 | 990 | 62.6 | 0 | 1227.7556 | Cooling | 204.6259 | #N/A | #N/A | #N/A | #N/A | 0 | 0 | 0 | 0 | 0 | 1227.7556 | #N/A | #N/A | 88 | 77.6 | 4.4914 | #N/A | 3.7958 | 0.6821% | 1 | 50% | 0% | 0% | 0% | 8.2745 | 0 | 0 | 0 | 8.2745 | #N/A
2007-05-16 22:00 | 5 | 16 | 22 | 136.8752 | 3262 | 53.06 | 57.92 | 990 | 53.06 | 0 | 122.5321 | Cooling | 20.422 | #N/A | #N/A | #N/A | #N/A | 0 | 0 | 0 | 0 | 0 | 122.5321 | #N/A | #N/A | 88 | 68.06 | 5.1433 | #N/A | 0.37882 | 0.06807% | 1 | 50% | 0% | 0% | 0% | 8.2745 | 0 | 0 | 0 | 8.2745 | #N/A
2007-05-16 23:00 | 5 | 16 | 23 | 136.9169 | 3263 | 51.08 | 57.92 | 989 | 51.08 | 0 | 133.6735 | Cooling | 22.2789 | #N/A | #N/A | #N/A | #N/A | 0 | 0 | 0 | 0 | 0 | 133.6735 | #N/A | #N/A | 88 | 66.08 | 5.2786 | #N/A | 0.41327 | 0.07426% | 1 | 50% | 0% | 0% | 0% | 8.2745 | 0 | 0 | 0 | 8.2745 | #N/A
2007-05-17 | 5 | 17 | 0 | 136.9585 | 3264 | 50 | 55.94 | 988 | 50 | 0 | 95.583 | Cooling | 15.9305 | #N/A | #N/A | #N/A | #N/A | 0 | 0 | 0 | 0 | 0 | 95.583 | #N/A | #N/A | 88 | 65 | 5.3524 | #N/A | 0.29551 | 0.0531% | 1 | 50% | 0% | 0% | 0% | 8.2745 | 0 | 0 | 0 | 8.2745 | #N/A
2007-05-17 01:00 | 5 | 17 | 1 | 137.0002 | 3265 | 48.02 | 53.96 | 987 | 48.02 | 0 | 59.9919 | Cooling | 9.9986 | #N/A | #N/A | #N/A | #N/A | 0 | 0 | 0 | 0 | 0 | 59.9919 | #N/A | #N/A | 88 | 63.02 | 5.4877 | #N/A | 0.18547 | 0.03333% | 1 | 50% | 0% | 0% | 0% | 8.2745 | 0 | 0 | 0 | 8.2745 | #N/A
2007-05-17 02:00 | 5 | 17 | 2 | 137.0419 | 3266 | 46.94 | 53.06 | 986 | 46.94 | 0 | 40.4554 | Cooling | 6.7426 | #N/A | #N/A | #N/A | #N/A | 0 | 0 | 0 | 0 | 0 | 40.4554 | #N/A | #N/A | 88 | 61.94 | 5.5615 | #N/A | 0.12507 | 0.02248% | 1 | 50% | 0% | 0% | 0% | 8.2745 | 0 | 0 | 0 | 8.2745 | #N/A
2007-05-17 03:00 | 5 | 17 | 3 | 137.0835 | 3267 | 48.02 | 53.06 | 986 | 48.02 | 0 | 34.9906 | Cooling | 5.8318 | #N/A | #N/A | #N/A | #N/A | 0 | 0 | 0 | 0 | 0 | 34.9906 | #N/A | #N/A | 88 | 63.02 | 5.4877 | #N/A | 0.10818 | 0.01944% | 1 | 50% | 0% | 0% | 0% | 8.2745 | 0 | 0 | 0 | 8.2745 | #N/A
2007-05-17 04:00 | 5 | 17 | 4 | 137.1252 | 3268 | 46.94 | 51.08 | 986 | 46.94 | 0 | 20.7957 | Cooling | 3.466 | #N/A | #N/A | #N/A | #N/A | 0 | 0 | 0 | 0 | 0 | 20.7957 | #N/A | #N/A | 88 | 61.94 | 5.5615 | #N/A | 0.064293 | 0.01155% | 1 | 50% | 0% | 0% | 0% | 8.2745 | 0 | 0 | 0 | 8.2745 | #N/A
2007-05-17 05:00 | 5 | 17 | 5 | 137.1669 | 3269 | 46.94 | 51.08 | 986 | 46.94 | 0 | 16.1805 | Cooling | 2.6968 | #N/A | #N/A | #N/A | #N/A | 0 | 0 | 0 | 0 | 0 | 16.1805 | #N/A | #N/A | 88 | 61.94 | 5.5615 | #N/A | 0.050024 | 0.008989% | 1 | 50% | 0% | 0% | 0% | 8.2745 | 0 | 0 | 0 | 8.2745 | #N/A
2007-05-17 06:00 | 5 | 17 | 6 | 137.2085 | 3270 | 46.04 | 51.98 | 985 | 46.04 | 0 | 111.8342 | Cooling | 18.639 | #N/A | #N/A | #N/A | #N/A | 0 | 0 | 0 | 0 | 0 | 111.8342 | #N/A | #N/A | 88 | 61.04 | 5.623 | #N/A | 0.34575 | 0.06213% | 1 | 50% | 0% | 0% | 0% | 8.2745 | 0 | 0 | 0 | 8.2745 | #N/A
2007-05-17 07:00 | 5 | 17 | 7 | 137.2502 | 3271 | 48.02 | 57.02 | 985 | 48.02 | 0 | 479.7554 | Cooling | 79.9592 | #N/A | #N/A | #N/A | #N/A | 0 | 0 | 0 | 0 | 0 | 479.7554 | #N/A | #N/A | 88 | 63.02 | 5.4877 | #N/A | 1.4832 | 0.2665% | 1 | 50% | 0% | 0% | 0% | 8.2745 | 0 | 0 | 0 | 8.2745 | #N/A
2007-05-17 08:00 | 5 | 17 | 8 | 137.2919 | 3272 | 48.02 | 57.92 | 985 | 48.02 | 0 | 1061.4172 | Cooling | 176.9029 | #N/A | #N/A | #N/A | #N/A | 0 | 0 | 0 | 0 | 0 | 1061.4172 | #N/A | #N/A | 88 | 63.02 | 5.4877 | #N/A | 3.2815 | 0.5897% | 1 | 50% | 0% | 0% | 0% | 8.2745 | 0 | 0 | 0 | 8.2745 | #N/A
2007-05-17 09:00 | 5 | 17 | 9 | 137.3335 | 3273 | 48.92 | 59 | 984 | 48.92 | 0 | 1379.7354 | Cooling | 229.9559 | #N/A | #N/A | #N/A | #N/A | 0 | 0 | 0 | 0 | 0 | 1379.7354 | #N/A | #N/A | 88 | 63.92 | 5.4262 | #N/A | 4.2656 | 0.7665% | 1 | 50% | 0% | 0% | 0% | 8.2745 | 0 | 0 | 0 | 8.2745 | #N/A
2007-05-17 10:00 | 5 | 17 | 10 | 137.3752 | 3274 | 51.98 | 59 | 984 | 51.98 | 0 | 1589.5278 | Cooling | 264.9213 | #N/A | #N/A | #N/A | #N/A | 0 | 0 | 0 | 0 | 0 | 1589.5278 | #N/A | #N/A | 88 | 66.98 | 5.2171 | #N/A | 4.9142 | 0.8831% | 1 | 50% | 0% | 0% | 0% | 8.2745 | 0 | 0 | 0 | 8.2745 | #N/A
2007-05-17 11:00 | 5 | 17 | 11 | 137.4169 | 3275 | 51.98 | 60.08 | 984 | 51.98 | 0 | 1810.9053 | Cooling | 301.8176 | #N/A | #N/A | #N/A | #N/A | 0 | 0 | 0 | 0 | 0 | 1810.9053 | #N/A | #N/A | 88 | 66.98 | 5.2171 | #N/A | 5.5986 | 1.006% | 1 | 50% | 0% | 0% | 0% | 8.2745 | 0 | 0 | 0 | 8.2745 | #N/A
2007-05-17 12:00 | 5 | 17 | 12 | 137.4585 | 3276 | 57.92 | 60.08 | 983 | 57.92 | 0 | 1882.4732 | Cooling | 313.7455 | #N/A | #N/A | #N/A | #N/A | 0 | 0 | 0 | 0 | 0 | 1882.4732 | #N/A | #N/A | 88 | 72.92 | 4.8112 | #N/A | 5.8199 | 1.046% | 1 | 50% | 0% | 0% | 0% | 8.2745 | 0 | 0 | 0 | 8.2745 | #N/A
2007-05-17 13:00 | 5 | 17 | 13 | 137.5002 | 3277 | 59 | 55.94 | 982 | 59 | 0 | 1856.2889 | Cooling | 309.3815 | #N/A | #N/A | #N/A | #N/A | 0 | 0 | 0 | 0 | 0 | 1856.2889 | #N/A | #N/A | 88 | 74 | 4.7374 | #N/A | 5.7389 | 1.031% | 1 | 50% | 0% | 0% | 0% | 8.2745 | 0 | 0 | 0 | 8.2745 | #N/A
2007-05-17 14:00 | 5 | 17 | 14 | 137.5419 | 3278 | 59 | 57.92 | 981 | 59 | 0 | 2069.6655 | Cooling | 344.9442 | #N/A | #N/A | #N/A | #N/A | 0 | 0 | 0 | 0 | 0 | 2069.6655 | #N/A | #N/A | 88 | 74 | 4.7374 | #N/A | 6.3986 | 1.15% | 1 | 50% | 0% | 0% | 0% | 8.2745 | 0 | 0 | 0 | 8.2745 | #N/A
2007-05-17 15:00 | 5 | 17 | 15 | 137.5835 | 3279 | 62.96 | 55.94 | 981 | 62.96 | 0 | 1993.3929 | Cooling | 332.2321 | #N/A | #N/A | #N/A | #N/A | 0 | 0 | 0 | 0 | 0 | 1993.3929 | #N/A | #N/A | 88 | 77.96 | 4.4668 | #N/A | 6.1628 | 1.107% | 1 | 50% | 0% | 0% | 0% | 8.2745 | 0 | 0 | 0 | 8.2745 | #N/A
2007-05-17 16:00 | 5 | 17 | 16 | 137.6252 | 3280 | 62.96 | 55.94 | 980 | 62.96 | 0 | 1816.8818 | Cooling | 302.8136 | #N/A | #N/A | #N/A | #N/A | 0 | 0 | 0 | 0 | 0 | 1816.8818 | #N/A | #N/A | 88 | 77.96 | 4.4668 | #N/A | 5.6171 | 1.009% | 1 | 50% | 0% | 0% | 0% | 8.2745 | 0 | 0 | 0 | 8.2745 | #N/A
2007-05-17 17:00 | 5 | 17 | 17 | 137.6669 | 3281 | 62.96 | 55.94 | 981 | 62.96 | 0 | 1638.9005 | Cooling | 273.1501 | #N/A | #N/A | #N/A | #N/A | 0 | 0 | 0 | 0 | 0 | 1638.9005 | #N/A | #N/A | 88 | 77.96 | 4.4668 | #N/A | 5.0669 | 0.9105% | 1 | 50% | 0% | 0% | 0% | 8.2745 | 0 | 0 | 0 | 8.2745 | #N/A
2007-05-17 18:00 | 5 | 17 | 18 | 137.7085 | 3282 | 59 | 55.04 | 981 | 59 | 0 | 1261.8546 | Cooling | 210.3091 | #N/A | #N/A | #N/A | #N/A | 0 | 0 | 0 | 0 | 0 | 1261.8546 | #N/A | #N/A | 88 | 74 | 4.7374 | #N/A | 3.9012 | 0.701% | 1 | 50% | 0% | 0% | 0% | 8.2745 | 0 | 0 | 0 | 8.2745 | #N/A
2007-05-17 19:00 | 5 | 17 | 19 | 137.7502 | 3283 | 55.94 | 53.06 | 982 | 55.94 | 0 | 803.9949 | Cooling | 133.9991 | #N/A | #N/A | #N/A | #N/A | 0 | 0 | 0 | 0 | 0 | 803.9949 | #N/A | #N/A | 88 | 70.94 | 4.9465 | #N/A | 2.4857 | 0.4467% | 1 | 50% | 0% | 0% | 0% | 8.2745 | 0 | 0 | 0 | 8.2745 | #N/A
2007-05-17 20:00 | 5 | 17 | 20 | 137.7919 | 3284 | 55.94 | 51.98 | 982 | 55.94 | 0 | 474.3367 | Cooling | 79.0561 | #N/A | #N/A | #N/A | #N/A | 0 | 0 | 0 | 0 | 0 | 474.3367 | #N/A | #N/A | 88 | 70.94 | 4.9465 | #N/A | 1.4665 | 0.2635% | 1 | 50% | 0% | 0% | 0% | 8.2745 | 0 | 0 | 0 | 8.2745 | #N/A
2007-05-17 21:00 | 5 | 17 | 21 | 137.8335 | 3285 | 51.08 | 53.06 | 982 | 51.08 | 0 | 411.5841 | Cooling | 68.5973 | #N/A | #N/A | #N/A | #N/A | 0 | 0 | 0 | 0 | 0 | 411.5841 | #N/A | #N/A | 88 | 66.08 | 5.2786 | #N/A | 1.2725 | 0.2287% | 1 | 50% | 0% | 0% | 0% | 8.2745 | 0 | 0 | 0 | 8.2745 | #N/A
2007-05-17 22:00 | 5 | 17 | 22 | 137.8752 | 3286 | 50 | 50 | 983 | 50 | 0 | 12.863 | Cooling | 2.1438 | #N/A | #N/A | #N/A | #N/A | 0 | 0 | 0 | 0 | 0 | 12.863 | #N/A | #N/A | 88 | 65 | 5.3524 | #N/A | 0.039767 | 0.007146% | 1 | 50% | 0% | 0% | 0% | 8.2745 | 0 | 0 | 0 | 8.2745 | #N/A
2007-05-17 23:00 | 5 | 17 | 23 | 137.9169 | 3287 | 50 | 48.02 | 983 | 50 | 0 | 0.89559 | Cooling | 0.14927 | #N/A | #N/A | #N/A | #N/A | 0 | 0 | 0 | 0 | 0 | 0.89559 | #N/A | #N/A | 88 | 65 | 5.3524 | #N/A | 0.0027688 | 0.0004976% | 1 | 50% | 0% | 0% | 0% | 8.2745 | 0 | 0 | 0 | 8.2745 | #N/A
2007-05-18 | 5 | 18 | 0 | 137.9585 | 3288 | 46.94 | 42.98 | 983 | 46.94 | 0 | 0.0026859 | Cooling | 0.00044765 | #N/A | #N/A | #N/A | #N/A | 0 | 0 | 0 | 0 | 0 | 0.0026859 | #N/A | #N/A | 88 | 61.94 | 5.5615 | #N/A | 8.3038e-06 | 1.492e-06% | 1 | 50% | 0% | 0% | 0% | 8.2745 | 0 | 0 | 0 | 8.2745 | #N/A
2007-05-18 01:00 | 5 | 18 | 1 | 138.0002 | 3289 | 42.98 | 41 | 983 | 42.98 | 0 | 0.03309 | Cooling | 0.0055149 | #N/A | #N/A | #N/A | #N/A | 0 | 0 | 0 | 0 | 0 | 0.03309 | #N/A | #N/A | 88 | 57.98 | 5.8321 | #N/A | 0.0001023 | 1.838e-05% | 1 | 50% | 0% | 0% | 0% | 8.2745 | 0 | 0 | 0 | 8.2745 | #N/A
2007-05-18 02:00 | 5 | 18 | 2 | 138.0419 | 3290 | 42.98 | 39.02 | 983 | 42.98 | 0 | 0.066448 | Cooling | 0.011075 | #N/A | #N/A | #N/A | #N/A | 0 | 0 | 0 | 0 | 0 | 0.066448 | #N/A | #N/A | 88 | 57.98 | 5.8321 | #N/A | 0.00020543 | 3.692e-05% | 1 | 50% | 0% | 0% | 0% | 8.2745 | 0 | 0 | 0 | 8.2745 | #N/A
2007-05-18 03:00 | 5 | 18 | 3 | 138.0835 | 3291 | 42.98 | 39.92 | 983 | 42.98 | 0 | 0.073222 | Cooling | 0.012204 | #N/A | #N/A | #N/A | #N/A | 0 | 0 | 0 | 0 | 0 | 0.073222 | #N/A | #N/A | 88 | 57.98 | 5.8321 | #N/A | 0.00022638 | 4.068e-05% | 1 | 50% | 0% | 0% | 0% | 8.2745 | 0 | 0 | 0 | 8.2745 | #N/A
2007-05-18 04:00 | 5 | 18 | 4 | 138.1252 | 3292 | 39.92 | 39.92 | 984 | 39.92 | 0 | 0.067002 | Cooling | 0.011167 | #N/A | #N/A | #N/A | #N/A | 0 | 0 | 0 | 0 | 0 | 0.067002 | #N/A | #N/A | 88 | 54.92 | 6.0412 | #N/A | 0.00020714 | 3.722e-05% | 1 | 50% | 0% | 0% | 0% | 8.2745 | 0 | 0 | 0 | 8.2745 | #N/A
2007-05-18 05:00 | 5 | 18 | 5 | 138.1669 | 3293 | 39.92 | 39.92 | 984 | 39.92 | 0 | 0.076885 | Cooling | 0.012814 | #N/A | #N/A | #N/A | #N/A | 0 | 0 | 0 | 0 | 0 | 0.076885 | #N/A | #N/A | 88 | 54.92 | 6.0412 | #N/A | 0.0002377 | 4.271e-05% | 1 | 50% | 0% | 0% | 0% | 8.2745 | 0 | 0 | 0 | 8.2745 | #N/A
2007-05-18 06:00 | 5 | 18 | 6 | 138.2085 | 3294 | 46.04 | 41 | 985 | 46.04 | 0 | 0.085723 | Cooling | 0.014287 | #N/A | #N/A | #N/A | #N/A | 0 | 0 | 0 | 0 | 0 | 0.085723 | #N/A | #N/A | 88 | 61.04 | 5.623 | #N/A | 0.00026502 | 4.762e-05% | 1 | 50% | 0% | 0% | 0% | 8.2745 | 0 | 0 | 0 | 8.2745 | #N/A
2007-05-18 07:00 | 5 | 18 | 7 | 138.2502 | 3295 | 48.92 | 41 | 985 | 48.92 | 0 | 0.02968 | Cooling | 0.0049466 | #N/A | #N/A | #N/A | #N/A | 0 | 0 | 0 | 0 | 0 | 0.02968 | #N/A | #N/A | 88 | 63.92 | 5.4262 | #N/A | 9.1759e-05 | 1.649e-05% | 1 | 50% | 0% | 0% | 0% | 8.2745 | 0 | 0 | 0 | 8.2745 | #N/A
2007-05-18 08:00 | 5 | 18 | 8 | 138.2919 | 3296 | 48.92 | 41 | 985 | 48.92 | 0 | 0.025782 | Cooling | 0.004297 | #N/A | #N/A | #N/A | #N/A | 0 | 0 | 0 | 0 | 0 | 0.025782 | #N/A | #N/A | 88 | 63.92 | 5.4262 | #N/A | 7.9708e-05 | 1.432e-05% | 1 | 50% | 0% | 0% | 0% | 8.2745 | 0 | 0 | 0 | 8.2745 | #N/A
2007-05-18 09:00 | 5 | 18 | 9 | 138.3335 | 3297 | 55.04 | 39.92 | 985 | 55.04 | 0 | 16.4375 | Cooling | 2.7396 | #N/A | #N/A | #N/A | #N/A | 0 | 0 | 0 | 0 | 0 | 16.4375 | #N/A | #N/A | 88 | 70.04 | 5.008 | #N/A | 0.050819 | 0.009132% | 1 | 50% | 0% | 0% | 0% | 8.2745 | 0 | 0 | 0 | 8.2745 | #N/A
2007-05-18 10:00 | 5 | 18 | 10 | 138.3752 | 3298 | 57.92 | 41 | 985 | 57.92 | 0 | 64.5684 | Cooling | 10.7614 | #N/A | #N/A | #N/A | #N/A | 0 | 0 | 0 | 0 | 0 | 64.5684 | #N/A | #N/A | 88 | 72.92 | 4.8112 | #N/A | 0.19962 | 0.03587% | 1 | 50% | 0% | 0% | 0% | 8.2745 | 0 | 0 | 0 | 8.2745 | #N/A
2007-05-18 11:00 | 5 | 18 | 11 | 138.4169 | 3299 | 57.92 | 39.92 | 985 | 57.92 | 0 | 124.6201 | Cooling | 20.77 | #N/A | #N/A | #N/A | #N/A | 0 | 0 | 0 | 0 | 0 | 124.6201 | #N/A | #N/A | 88 | 72.92 | 4.8112 | #N/A | 0.38528 | 0.06923% | 1 | 50% | 0% | 0% | 0% | 8.2745 | 0 | 0 | 0 | 8.2745 | #N/A
2007-05-18 12:00 | 5 | 18 | 12 | 138.4585 | 3300 | 62.96 | 39.02 | 985 | 62.96 | 0 | 171.7714 | Cooling | 28.6286 | #N/A | #N/A | #N/A | #N/A | 0 | 0 | 0 | 0 | 0 | 171.7714 | #N/A | #N/A | 88 | 77.96 | 4.4668 | #N/A | 0.53105 | 0.09543% | 1 | 50% | 0% | 0% | 0% | 8.2745 | 0 | 0 | 0 | 8.2745 | #N/A
2007-05-18 13:00 | 5 | 18 | 13 | 138.5002 | 3301 | 64.04 | 39.92 | 985 | 64.04 | 0 | 220.6972 | Cooling | 36.7829 | #N/A | #N/A | #N/A | #N/A | 0 | 0 | 0 | 0 | 0 | 220.6972 | #N/A | #N/A | 88 | 79.04 | 4.393 | #N/A | 0.68231 | 0.1226% | 1 | 50% | 0% | 0% | 0% | 8.2745 | 0 | 0 | 0 | 8.2745 | #N/A
2007-05-18 14:00 | 5 | 18 | 14 | 138.5419 | 3302 | 64.04 | 39.02 | 984 | 64.04 | 0 | 100.9767 | Cooling | 16.8295 | #N/A | #N/A | #N/A | #N/A | 0 | 0 | 0 | 0 | 0 | 100.9767 | #N/A | #N/A | 88 | 79.04 | 4.393 | #N/A | 0.31218 | 0.0561% | 1 | 50% | 0% | 0% | 0% | 8.2745 | 0 | 0 | 0 | 8.2745 | #N/A
2007-05-18 15:00 | 5 | 18 | 15 | 138.5835 | 3303 | 62.06 | 41 | 984 | 62.06 | 0 | 154.9409 | Cooling | 25.8235 | #N/A | #N/A | #N/A | #N/A | 0 | 0 | 0 | 0 | 0 | 154.9409 | #N/A | #N/A | 88 | 77.06 | 4.5283 | #N/A | 0.47902 | 0.08608% | 1 | 50% | 0% | 0% | 0% | 8.2745 | 0 | 0 | 0 | 8.2745 | #N/A
2007-05-18 16:00 | 5 | 18 | 16 | 138.6252 | 3304 | 60.08 | 39.02 | 985 | 60.08 | 0 | 163.7119 | Cooling | 27.2853 | #N/A | #N/A | #N/A | #N/A | 0 | 0 | 0 | 0 | 0 | 163.7119 | #N/A | #N/A | 88 | 75.08 | 4.6636 | #N/A | 0.50614 | 0.09095% | 1 | 50% | 0% | 0% | 0% | 8.2745 | 0 | 0 | 0 | 8.2745 | #N/A
2007-05-18 17:00 | 5 | 18 | 17 | 138.6669 | 3305 | 60.08 | 39.92 | 985 | 60.08 | 0 | 50.4741 | Cooling | 8.4124 | #N/A | #N/A | #N/A | #N/A | 0 | 0 | 0 | 0 | 0 | 50.4741 | #N/A | #N/A | 88 | 75.08 | 4.6636 | #N/A | 0.15605 | 0.02804% | 1 | 50% | 0% | 0% | 0% | 8.2745 | 0 | 0 | 0 | 8.2745 | #N/A
2007-05-18 18:00 | 5 | 18 | 18 | 138.7085 | 3306 | 60.08 | 39.92 | 985 | 60.08 | 0 | 0 | Cooling | 0 | #N/A | #N/A | #N/A | #N/A | 0 | 0 | 0 | 0 | 0 | 0 | #N/A | #N/A | 88 | 75.08 | 4.6636 | #N/A | 0 | 0% | 1 | 50% | 0% | 0% | 0% | 8.2745 | 0 | 0 | 0 | 8.2745 | #N/A
2007-05-18 19:00 | 5 | 18 | 19 | 138.7502 | 3307 | 57.92 | 37.94 | 986 | 57.92 | 0 | 0.0006113 | Cooling | 0.00010188 | #N/A | #N/A | #N/A | #N/A | 0 | 0 | 0 | 0 | 0 | 0.0006113 | #N/A | #N/A | 88 | 72.92 | 4.8112 | #N/A | 1.8899e-06 | 3.396e-07% | 1 | 50% | 0% | 0% | 0% | 8.2745 | 0 | 0 | 0 | 8.2745 | #N/A
2007-05-18 20:00 | 5 | 18 | 20 | 138.7919 | 3308 | 57.92 | 39.02 | 986 | 57.92 | 0 | 0.0038652 | Cooling | 0.0006442 | #N/A | #N/A | #N/A | #N/A | 0 | 0 | 0 | 0 | 0 | 0.0038652 | #N/A | #N/A | 88 | 72.92 | 4.8112 | #N/A | 1.195e-05 | 2.147e-06% | 1 | 50% | 0% | 0% | 0% | 8.2745 | 0 | 0 | 0 | 8.2745 | #N/A
2007-05-18 21:00 | 5 | 18 | 21 | 138.8335 | 3309 | 53.96 | 41 | 987 | 53.96 | 0 | 1.7317e-06 | Cooling | 2.8862e-07 | #N/A | #N/A | #N/A | #N/A | 0 | 0 | 0 | 0 | 0 | 1.7317e-06 | #N/A | #N/A | 88 | 68.96 | 5.0818 | #N/A | 5.3538e-09 | 9.621e-10% | 1 | 50% | 0% | 0% | 0% | 8.2745 | 0 | 0 | 0 | 8.2745 | #N/A
2007-05-18 22:00 | 5 | 18 | 22 | 138.8752 | 3310 | 51.08 | 44.06 | 987 | 51.08 | 0 | 0 | Cooling | 0 | #N/A | #N/A | #N/A | #N/A | 0 | 0 | 0 | 0 | 0 | 0 | #N/A | #N/A | 88 | 66.08 | 5.2786 | #N/A | 0 | 0% | 1 | 50% | 0% | 0% | 0% | 8.2745 | 0 | 0 | 0 | 8.2745 | #N/A
2007-05-18 23:00 | 5 | 18 | 23 | 138.9169 | 3311 | 51.08 | 44.06 | 988 | 51.08 | 0 | 0 | Cooling | 0 | #N/A | #N/A | #N/A | #N/A | 0 | 0 | 0 | 0 | 0 | 0 | #N/A | #N/A | 88 | 66.08 | 5.2786 | #N/A | 0 | 0% | 1 | 50% | 0% | 0% | 0% | 8.2745 | 0 | 0 | 0 | 8.2745 | #N/A
2007-05-19 | 5 | 19 | 0 | 138.9585 | 3312 | 46.04 | 44.06 | 988 | 46.04 | 0 | 0 | Cooling | 0 | #N/A | #N/A | #N/A | #N/A | 0 | 0 | 0 | 0 | 0 | 0 | #N/A | #N/A | 88 | 61.04 | 5.623 | #N/A | 0 | 0% | 1 | 50% | 0% | 0% | 0% | 8.2745 | 0 | 0 | 0 | 8.2745 | #N/A
2007-05-19 01:00 | 5 | 19 | 1 | 139.0002 | 3313 | 44.96 | 44.06 | 988 | 44.96 | 0 | 0 | Cooling | 0 | #N/A | #N/A | #N/A | #N/A | 0 | 0 | 0 | 0 | 0 | 0 | #N/A | #N/A | 88 | 59.96 | 5.6968 | #N/A | 0 | 0% | 1 | 50% | 0% | 0% | 0% | 8.2745 | 0 | 0 | 0 | 8.2745 | #N/A
2007-05-19 02:00 | 5 | 19 | 2 | 139.0419 | 3314 | 44.96 | 42.08 | 988 | 44.96 | 0 | 0 | Cooling | 0 | #N/A | #N/A | #N/A | #N/A | 0 | 0 | 0 | 0 | 0 | 0 | #N/A | #N/A | 88 | 59.96 | 5.6968 | #N/A | 0 | 0% | 1 | 50% | 0% | 0% | 0% | 8.2745 | 0 | 0 | 0 | 8.2745 | #N/A
2007-05-19 03:00 | 5 | 19 | 3 | 139.0835 | 3315 | 44.96 | 41 | 989 | 44.96 | 0 | 0.0010702 | Cooling | 0.00017837 | #N/A | #N/A | #N/A | #N/A | 0 | 0 | 0 | 0 | 0 | 0.0010702 | #N/A | #N/A | 88 | 59.96 | 5.6968 | #N/A | 3.3087e-06 | 5.946e-07% | 1 | 50% | 0% | 0% | 0% | 8.2745 | 0 | 0 | 0 | 8.2745 | #N/A
2007-05-19 04:00 | 5 | 19 | 4 | 139.1252 | 3316 | 39.02 | 39.02 | 990 | 39.02 | 0 | 0.010463 | Cooling | 0.0017438 | #N/A | #N/A | #N/A | #N/A | 0 | 0 | 0 | 0 | 0 | 0.010463 | #N/A | #N/A | 88 | 54.02 | 6.1027 | #N/A | 3.2348e-05 | 5.813e-06% | 1 | 50% | 0% | 0% | 0% | 8.2745 | 0 | 0 | 0 | 8.2745 | #N/A
2007-05-19 05:00 | 5 | 19 | 5 | 139.1669 | 3317 | 39.02 | 39.92 | 991 | 39.02 | 0 | 0.016976 | Cooling | 0.0028293 | #N/A | #N/A | #N/A | #N/A | 0 | 0 | 0 | 0 | 0 | 0.016976 | #N/A | #N/A | 88 | 54.02 | 6.1027 | #N/A | 5.2484e-05 | 9.431e-06% | 1 | 50% | 0% | 0% | 0% | 8.2745 | 0 | 0 | 0 | 8.2745 | #N/A
2007-05-19 06:00 | 5 | 19 | 6 | 139.2085 | 3318 | 42.98 | 39.92 | 992 | 42.98 | 0 | 0.018157 | Cooling | 0.0030262 | #N/A | #N/A | #N/A | #N/A | 0 | 0 | 0 | 0 | 0 | 0.018157 | #N/A | #N/A | 88 | 57.98 | 5.8321 | #N/A | 5.6135e-05 | 1.009e-05% | 1 | 50% | 0% | 0% | 0% | 8.2745 | 0 | 0 | 0 | 8.2745 | #N/A
2007-05-19 07:00 | 5 | 19 | 7 | 139.2502 | 3319 | 50 | 39.92 | 993 | 50 | 0 | 0.01381 | Cooling | 0.0023017 | #N/A | #N/A | #N/A | #N/A | 0 | 0 | 0 | 0 | 0 | 0.01381 | #N/A | #N/A | 88 | 65 | 5.3524 | #N/A | 4.2697e-05 | 7.672e-06% | 1 | 50% | 0% | 0% | 0% | 8.2745 | 0 | 0 | 0 | 8.2745 | #N/A
2007-05-19 08:00 | 5 | 19 | 8 | 139.2919 | 3320 | 50 | 39.92 | 994 | 50 | 0 | 0.0088993 | Cooling | 0.0014832 | #N/A | #N/A | #N/A | #N/A | 0 | 0 | 0 | 0 | 0 | 0.0088993 | #N/A | #N/A | 88 | 65 | 5.3524 | #N/A | 2.7513e-05 | 4.944e-06% | 1 | 50% | 0% | 0% | 0% | 8.2745 | 0 | 0 | 0 | 8.2745 | #N/A
2007-05-19 09:00 | 5 | 19 | 9 | 139.3335 | 3321 | 55.04 | 41 | 994 | 55.04 | 0 | 0.00092647 | Cooling | 0.00015441 | #N/A | #N/A | #N/A | #N/A | 0 | 0 | 0 | 0 | 0 | 0.00092647 | #N/A | #N/A | 88 | 70.04 | 5.008 | #N/A | 2.8643e-06 | 5.147e-07% | 1 | 50% | 0% | 0% | 0% | 8.2745 | 0 | 0 | 0 | 8.2745 | #N/A
2007-05-19 10:00 | 5 | 19 | 10 | 139.3752 | 3322 | 60.08 | 39.02 | 995 | 60.08 | 0 | 0.00013681 | Cooling | 2.2801e-05 | #N/A | #N/A | #N/A | #N/A | 0 | 0 | 0 | 0 | 0 | 0.00013681 | #N/A | #N/A | 88 | 75.08 | 4.6636 | #N/A | 4.2295e-07 | 7.6e-08% | 1 | 50% | 0% | 0% | 0% | 8.2745 | 0 | 0 | 0 | 8.2745 | #N/A
2007-05-19 11:00 | 5 | 19 | 11 | 139.4169 | 3323 | 60.08 | 37.04 | 995 | 60.08 | 0 | 0 | Cooling | 0 | #N/A | #N/A | #N/A | #N/A | 0 | 0 | 0 | 0 | 0 | 0 | #N/A | #N/A | 88 | 75.08 | 4.6636 | #N/A | 0 | 0% | 1 | 50% | 0% | 0% | 0% | 8.2745 | 0 | 0 | 0 | 8.2745 | #N/A
2007-05-19 12:00 | 5 | 19 | 12 | 139.4585 | 3324 | 64.04 | 35.96 | 995 | 64.04 | 0 | 0 | Cooling | 0 | #N/A | #N/A | #N/A | #N/A | 0 | 0 | 0 | 0 | 0 | 0 | #N/A | #N/A | 88 | 79.04 | 4.393 | #N/A | 0 | 0% | 1 | 50% | 0% | 0% | 0% | 8.2745 | 0 | 0 | 0 | 8.2745 | #N/A
2007-05-19 13:00 | 5 | 19 | 13 | 139.5002 | 3325 | 66.02 | 39.02 | 995 | 66.02 | 0 | 0 | Cooling | 0 | #N/A | #N/A | #N/A | #N/A | 0 | 0 | 0 | 0 | 0 | 0 | #N/A | #N/A | 88 | 81.02 | 4.2577 | #N/A | 0 | 0% | 1 | 50% | 0% | 0% | 0% | 8.2745 | 0 | 0 | 0 | 8.2745 | #N/A
2007-05-19 14:00 | 5 | 19 | 14 | 139.5419 | 3326 | 66.02 | 37.94 | 996 | 66.02 | 0 | 0 | Cooling | 0 | #N/A | #N/A | #N/A | #N/A | 0 | 0 | 0 | 0 | 0 | 0 | #N/A | #N/A | 88 | 81.02 | 4.2577 | #N/A | 0 | 0% | 1 | 50% | 0% | 0% | 0% | 8.2745 | 0 | 0 | 0 | 8.2745 | #N/A
2007-05-19 15:00 | 5 | 19 | 15 | 139.5835 | 3327 | 69.98 | 39.92 | 995 | 69.98 | 0 | 0 | Cooling | 0 | #N/A | #N/A | #N/A | #N/A | 0 | 0 | 0 | 0 | 0 | 0 | #N/A | #N/A | 88 | 84.98 | 3.9871 | #N/A | 0 | 0% | 1 | 50% | 0% | 0% | 0% | 8.2745 | 0 | 0 | 0 | 8.2745 | #N/A
2007-05-19 16:00 | 5 | 19 | 16 | 139.6252 | 3328 | 68 | 41 | 995 | 68 | 0 | 0 | Cooling | 0 | #N/A | #N/A | #N/A | #N/A | 0 | 0 | 0 | 0 | 0 | 0 | #N/A | #N/A | 88 | 83 | 4.1224 | #N/A | 0 | 0% | 1 | 50% | 0% | 0% | 0% | 8.2745 | 0 | 0 | 0 | 8.2745 | #N/A
2007-05-19 17:00 | 5 | 19 | 17 | 139.6669 | 3329 | 68 | 41 | 994 | 68 | 0 | 0 | Cooling | 0 | #N/A | #N/A | #N/A | #N/A | 0 | 0 | 0 | 0 | 0 | 0 | #N/A | #N/A | 88 | 83 | 4.1224 | #N/A | 0 | 0% | 1 | 50% | 0% | 0% | 0% | 8.2745 | 0 | 0 | 0 | 8.2745 | #N/A
2007-05-19 18:00 | 5 | 19 | 18 | 139.7085 | 3330 | 64.94 | 42.98 | 993 | 64.94 | 0 | 0 | Cooling | 0 | #N/A | #N/A | #N/A | #N/A | 0 | 0 | 0 | 0 | 0 | 0 | #N/A | #N/A | 88 | 79.94 | 4.3315 | #N/A | 0 | 0% | 1 | 50% | 0% | 0% | 0% | 8.2745 | 0 | 0 | 0 | 8.2745 | #N/A
2007-05-19 19:00 | 5 | 19 | 19 | 139.7502 | 3331 | 60.98 | 44.96 | 994 | 60.98 | 0 | 0 | Cooling | 0 | #N/A | #N/A | #N/A | #N/A | 0 | 0 | 0 | 0 | 0 | 0 | #N/A | #N/A | 88 | 75.98 | 4.6021 | #N/A | 0 | 0% | 1 | 50% | 0% | 0% | 0% | 8.2745 | 0 | 0 | 0 | 8.2745 | #N/A
2007-05-19 20:00 | 5 | 19 | 20 | 139.7919 | 3332 | 60.98 | 42.98 | 994 | 60.98 | 0 | 0 | Cooling | 0 | #N/A | #N/A | #N/A | #N/A | 0 | 0 | 0 | 0 | 0 | 0 | #N/A | #N/A | 88 | 75.98 | 4.6021 | #N/A | 0 | 0% | 1 | 50% | 0% | 0% | 0% | 8.2745 | 0 | 0 | 0 | 8.2745 | #N/A
2007-05-19 21:00 | 5 | 19 | 21 | 139.8335 | 3333 | 57.02 | 42.98 | 994 | 57.02 | 0 | 0 | Cooling | 0 | #N/A | #N/A | #N/A | #N/A | 0 | 0 | 0 | 0 | 0 | 0 | #N/A | #N/A | 88 | 72.02 | 4.8727 | #N/A | 0 | 0% | 1 | 50% | 0% | 0% | 0% | 8.2745 | 0 | 0 | 0 | 8.2745 | #N/A
2007-05-19 22:00 | 5 | 19 | 22 | 139.8752 | 3334 | 57.02 | 44.06 | 994 | 57.02 | 0 | 0 | Cooling | 0 | #N/A | #N/A | #N/A | #N/A | 0 | 0 | 0 | 0 | 0 | 0 | #N/A | #N/A | 88 | 72.02 | 4.8727 | #N/A | 0 | 0% | 1 | 50% | 0% | 0% | 0% | 8.2745 | 0 | 0 | 0 | 8.2745 | #N/A
2007-05-19 23:00 | 5 | 19 | 23 | 139.9169 | 3335 | 57.02 | 44.06 | 994 | 57.02 | 0 | 0 | Cooling | 0 | #N/A | #N/A | #N/A | #N/A | 0 | 0 | 0 | 0 | 0 | 0 | #N/A | #N/A | 88 | 72.02 | 4.8727 | #N/A | 0 | 0% | 1 | 50% | 0% | 0% | 0% | 8.2745 | 0 | 0 | 0 | 8.2745 | #N/A
2007-05-20 | 5 | 20 | 0 | 139.9585 | 3336 | 50 | 44.96 | 994 | 50 | 0 | 0 | Cooling | 0 | #N/A | #N/A | #N/A | #N/A | 0 | 0 | 0 | 0 | 0 | 0 | #N/A | #N/A | 88 | 65 | 5.3524 | #N/A | 0 | 0% | 1 | 50% | 0% | 0% | 0% | 8.2745 | 0 | 0 | 0 | 8.2745 | #N/A
2007-05-20 01:00 | 5 | 20 | 1 | 140.0002 | 3337 | 48.02 | 44.96 | 994 | 48.02 | 0 | 0 | Cooling | 0 | #N/A | #N/A | #N/A | #N/A | 0 | 0 | 0 | 0 | 0 | 0 | #N/A | #N/A | 88 | 63.02 | 5.4877 | #N/A | 0 | 0% | 1 | 50% | 0% | 0% | 0% | 8.2745 | 0 | 0 | 0 | 8.2745 | #N/A
2007-05-20 02:00 | 5 | 20 | 2 | 140.0419 | 3338 | 48.02 | 46.94 | 994 | 48.02 | 0 | 0 | Cooling | 0 | #N/A | #N/A | #N/A | #N/A | 0 | 0 | 0 | 0 | 0 | 0 | #N/A | #N/A | 88 | 63.02 | 5.4877 | #N/A | 0 | 0% | 1 | 50% | 0% | 0% | 0% | 8.2745 | 0 | 0 | 0 | 8.2745 | #N/A
2007-05-20 03:00 | 5 | 20 | 3 | 140.0835 | 3339 | 42.08 | 48.02 | 995 | 42.08 | 0 | 0 | Cooling | 0 | #N/A | #N/A | #N/A | #N/A | 0 | 0 | 0 | 0 | 0 | 0 | #N/A | #N/A | 88 | 57.08 | 5.8936 | #N/A | 0 | 0% | 1 | 50% | 0% | 0% | 0% | 8.2745 | 0 | 0 | 0 | 8.2745 | #N/A
2007-05-20 04:00 | 5 | 20 | 4 | 140.1252 | 3340 | 42.98 | 53.06 | 995 | 42.98 | 0 | 0 | Cooling | 0 | #N/A | #N/A | #N/A | #N/A | 0 | 0 | 0 | 0 | 0 | 0 | #N/A | #N/A | 88 | 57.98 | 5.8321 | #N/A | 0 | 0% | 1 | 50% | 0% | 0% | 0% | 8.2745 | 0 | 0 | 0 | 8.2745 | #N/A
2007-05-20 05:00 | 5 | 20 | 5 | 140.1669 | 3341 | 42.98 | 55.94 | 995 | 42.98 | 0 | 10.7503 | Cooling | 1.7917 | #N/A | #N/A | #N/A | #N/A | 0 | 0 | 0 | 0 | 0 | 10.7503 | #N/A | #N/A | 88 | 57.98 | 5.8321 | #N/A | 0.033236 | 0.005972% | 1 | 50% | 0% | 0% | 0% | 8.2745 | 0 | 0 | 0 | 8.2745 | #N/A
2007-05-20 06:00 | 5 | 20 | 6 | 140.2085 | 3342 | 46.94 | 53.06 | 996 | 46.94 | 0 | 436.1543 | Cooling | 72.6924 | #N/A | #N/A | #N/A | #N/A | 0 | 0 | 0 | 0 | 0 | 436.1543 | #N/A | #N/A | 88 | 61.94 | 5.5615 | #N/A | 1.3484 | 0.2423% | 1 | 50% | 0% | 0% | 0% | 8.2745 | 0 | 0 | 0 | 8.2745 | #N/A
2007-05-20 07:00 | 5 | 20 | 7 | 140.2502 | 3343 | 55.94 | 53.06 | 996 | 55.94 | 0 | 473.2424 | Cooling | 78.8737 | #N/A | #N/A | #N/A | #N/A | 0 | 0 | 0 | 0 | 0 | 473.2424 | #N/A | #N/A | 88 | 70.94 | 4.9465 | #N/A | 1.4631 | 0.2629% | 1 | 50% | 0% | 0% | 0% | 8.2745 | 0 | 0 | 0 | 8.2745 | #N/A
2007-05-20 08:00 | 5 | 20 | 8 | 140.2919 | 3344 | 55.94 | 53.06 | 996 | 55.94 | 0 | 1099.322 | Cooling | 183.2203 | #N/A | #N/A | #N/A | #N/A | 0 | 0 | 0 | 0 | 0 | 1099.322 | #N/A | #N/A | 88 | 70.94 | 4.9465 | #N/A | 3.3987 | 0.6107% | 1 | 50% | 0% | 0% | 0% | 8.2745 | 0 | 0 | 0 | 8.2745 | #N/A
2007-05-20 09:00 | 5 | 20 | 9 | 140.3335 | 3345 | 64.04 | 53.96 | 996 | 64.04 | 0 | 1449.0006 | Cooling | 241.5001 | #N/A | #N/A | #N/A | #N/A | 0 | 0 | 0 | 0 | 0 | 1449.0006 | #N/A | #N/A | 88 | 79.04 | 4.393 | #N/A | 4.4798 | 0.805% | 1 | 50% | 0% | 0% | 0% | 8.2745 | 0 | 0 | 0 | 8.2745 | #N/A
2007-05-20 10:00 | 5 | 20 | 10 | 140.3752 | 3346 | 66.92 | 53.96 | 996 | 66.92 | 0 | 1523.6994 | Cooling | 253.9499 | #N/A | #N/A | #N/A | #N/A | 0 | 0 | 0 | 0 | 0 | 1523.6994 | #N/A | #N/A | 88 | 81.92 | 4.1962 | #N/A | 4.7107 | 0.8465% | 1 | 50% | 0% | 0% | 0% | 8.2745 | 0 | 0 | 0 | 8.2745 | #N/A
2007-05-20 11:00 | 5 | 20 | 11 | 140.4169 | 3347 | 66.92 | 53.06 | 995 | 66.92 | 0 | 1429.1492 | Cooling | 238.1915 | #N/A | #N/A | #N/A | #N/A | 0 | 0 | 0 | 0 | 0 | 1429.1492 | #N/A | #N/A | 88 | 81.92 | 4.1962 | #N/A | 4.4184 | 0.794% | 1 | 50% | 0% | 0% | 0% | 8.2745 | 0 | 0 | 0 | 8.2745 | #N/A
2007-05-20 12:00 | 5 | 20 | 12 | 140.4585 | 3348 | 69.98 | 53.06 | 995 | 69.98 | 0 | 1339.7279 | Cooling | 223.288 | #N/A | #N/A | #N/A | #N/A | 0 | 0 | 0 | 0 | 0 | 1339.7279 | #N/A | #N/A | 88 | 84.98 | 3.9871 | #N/A | 4.1419 | 0.7443% | 1 | 50% | 0% | 0% | 0% | 8.2745 | 0 | 0 | 0 | 8.2745 | #N/A
2007-05-20 13:00 | 5 | 20 | 13 | 140.5002 | 3349 | 71.96 | 51.98 | 994 | 71.96 | 0 | 1451.9513 | Cooling | 241.9919 | #N/A | #N/A | #N/A | #N/A | 0 | 0 | 0 | 0 | 0 | 1451.9513 | #N/A | #N/A | 88 | 86.96 | 3.8518 | #N/A | 4.4889 | 0.8066% | 1 | 50% | 0% | 0% | 0% | 8.2745 | 0 | 0 | 0 | 8.2745 | #N/A
2007-05-20 14:00 | 5 | 20 | 14 | 140.5419 | 3350 | 71.96 | 51.98 | 994 | 71.96 | 0 | 1518.2466 | Cooling | 253.0411 | #N/A | #N/A | #N/A | #N/A | 0 | 0 | 0 | 0 | 0 | 1518.2466 | #N/A | #N/A | 88 | 86.96 | 3.8518 | #N/A | 4.6938 | 0.8435% | 1 | 50% | 0% | 0% | 0% | 8.2745 | 0 | 0 | 0 | 8.2745 | #N/A
2007-05-20 15:00 | 5 | 20 | 15 | 140.5835 | 3351 | 73.94 | 51.08 | 993 | 73.94 | 0 | 1538.459 | Cooling | 256.4098 | #N/A | #N/A | #N/A | #N/A | 0 | 0 | 0 | 0 | 0 | 1538.459 | #N/A | #N/A | 88 | 88.94 | 3.7165 | #N/A | 4.7563 | 0.8547% | 1 | 50% | 0% | 0% | 0% | 8.2745 | 0 | 0 | 0 | 8.2745 | #N/A
2007-05-20 16:00 | 5 | 20 | 16 | 140.6252 | 3352 | 71.96 | 50 | 993 | 71.96 | 0 | 1582.7829 | Cooling | 263.7972 | #N/A | #N/A | #N/A | #N/A | 0 | 0 | 0 | 0 | 0 | 1582.7829 | #N/A | #N/A | 88 | 86.96 | 3.8518 | #N/A | 4.8934 | 0.8793% | 1 | 50% | 0% | 0% | 0% | 8.2745 | 0 | 0 | 0 | 8.2745 | #N/A
2007-05-20 17:00 | 5 | 20 | 17 | 140.6669 | 3353 | 71.96 | 48.02 | 993 | 71.96 | 0 | 1543.3332 | Cooling | 257.2222 | #N/A | #N/A | #N/A | #N/A | 0 | 0 | 0 | 0 | 0 | 1543.3332 | #N/A | #N/A | 88 | 86.96 | 3.8518 | #N/A | 4.7714 | 0.8574% | 1 | 50% | 0% | 0% | 0% | 8.2745 | 0 | 0 | 0 | 8.2745 | #N/A
2007-05-20 18:00 | 5 | 20 | 18 | 140.7085 | 3354 | 69.98 | 48.92 | 993 | 69.98 | 0 | 1430.4809 | Cooling | 238.4135 | #N/A | #N/A | #N/A | #N/A | 0 | 0 | 0 | 0 | 0 | 1430.4809 | #N/A | #N/A | 88 | 84.98 | 3.9871 | #N/A | 4.4225 | 0.7947% | 1 | 50% | 0% | 0% | 0% | 8.2745 | 0 | 0 | 0 | 8.2745 | #N/A
2007-05-20 19:00 | 5 | 20 | 19 | 140.7502 | 3355 | 66.02 | 48.92 | 994 | 66.02 | 0 | 1338.9377 | Cooling | 223.1563 | #N/A | #N/A | #N/A | #N/A | 0 | 0 | 0 | 0 | 0 | 1338.9377 | #N/A | #N/A | 88 | 81.02 | 4.2577 | #N/A | 4.1395 | 0.7439% | 1 | 50% | 0% | 0% | 0% | 8.2745 | 0 | 0 | 0 | 8.2745 | #N/A
2007-05-20 20:00 | 5 | 20 | 20 | 140.7919 | 3356 | 66.02 | 55.04 | 996 | 66.02 | 0 | 1185.3384 | Cooling | 197.5564 | #N/A | #N/A | #N/A | #N/A | 0 | 0 | 0 | 0 | 0 | 1185.3384 | #N/A | #N/A | 88 | 81.02 | 4.2577 | #N/A | 3.6646 | 0.6585% | 1 | 50% | 0% | 0% | 0% | 8.2745 | 0 | 0 | 0 | 8.2745 | #N/A
2007-05-20 21:00 | 5 | 20 | 21 | 140.8335 | 3357 | 62.06 | 55.04 | 998 | 62.06 | 0 | 742.627 | Cooling | 123.7712 | #N/A | #N/A | #N/A | #N/A | 0 | 0 | 0 | 0 | 0 | 742.627 | #N/A | #N/A | 88 | 77.06 | 4.5283 | #N/A | 2.2959 | 0.4126% | 1 | 50% | 0% | 0% | 0% | 8.2745 | 0 | 0 | 0 | 8.2745 | #N/A
2007-05-20 22:00 | 5 | 20 | 22 | 140.8752 | 3358 | 60.08 | 55.04 | 998 | 60.08 | 0 | 23.7951 | Cooling | 3.9659 | #N/A | #N/A | #N/A | #N/A | 0 | 0 | 0 | 0 | 0 | 23.7951 | #N/A | #N/A | 88 | 75.08 | 4.6636 | #N/A | 0.073566 | 0.01322% | 1 | 50% | 0% | 0% | 0% | 8.2745 | 0 | 0 | 0 | 8.2745 | #N/A
2007-05-20 23:00 | 5 | 20 | 23 | 140.9169 | 3359 | 60.08 | 55.04 | 998 | 60.08 | 0 | 55.2556 | Cooling | 9.2093 | #N/A | #N/A | #N/A | #N/A | 0 | 0 | 0 | 0 | 0 | 55.2556 | #N/A | #N/A | 88 | 75.08 | 4.6636 | #N/A | 0.17083 | 0.0307% | 1 | 50% | 0% | 0% | 0% | 8.2745 | 0 | 0 | 0 | 8.2745 | #N/A
2007-05-21 | 5 | 21 | 0 | 140.9585 | 3360 | 53.96 | 55.94 | 998 | 53.96 | 0 | 56.4827 | Cooling | 9.4138 | #N/A | #N/A | #N/A | #N/A | 0 | 0 | 0 | 0 | 0 | 56.4827 | #N/A | #N/A | 88 | 68.96 | 5.0818 | #N/A | 0.17462 | 0.03138% | 1 | 50% | 0% | 0% | 0% | 8.2745 | 0 | 0 | 0 | 8.2745 | #N/A
2007-05-21 01:00 | 5 | 21 | 1 | 141.0002 | 3361 | 53.06 | 57.02 | 998 | 53.06 | 0 | 66.0758 | Cooling | 11.0126 | #N/A | #N/A | #N/A | #N/A | 0 | 0 | 0 | 0 | 0 | 66.0758 | #N/A | #N/A | 88 | 68.06 | 5.1433 | #N/A | 0.20428 | 0.03671% | 1 | 50% | 0% | 0% | 0% | 8.2745 | 0 | 0 | 0 | 8.2745 | #N/A
2007-05-21 02:00 | 5 | 21 | 2 | 141.0419 | 3362 | 53.06 | 57.92 | 998 | 53.06 | 0 | 70.5308 | Cooling | 11.7551 | #N/A | #N/A | #N/A | #N/A | 0 | 0 | 0 | 0 | 0 | 70.5308 | #N/A | #N/A | 88 | 68.06 | 5.1433 | #N/A | 0.21805 | 0.03918% | 1 | 50% | 0% | 0% | 0% | 8.2745 | 0 | 0 | 0 | 8.2745 | #N/A
2007-05-21 03:00 | 5 | 21 | 3 | 141.0835 | 3363 | 48.92 | 57.92 | 998 | 48.92 | 0 | 70.1134 | Cooling | 11.6856 | #N/A | #N/A | #N/A | #N/A | 0 | 0 | 0 | 0 | 0 | 70.1134 | #N/A | #N/A | 88 | 63.92 | 5.4262 | #N/A | 0.21676 | 0.03895% | 1 | 50% | 0% | 0% | 0% | 8.2745 | 0 | 0 | 0 | 8.2745 | #N/A
2007-05-21 04:00 | 5 | 21 | 4 | 141.1252 | 3364 | 46.94 | 55.94 | 998 | 46.94 | 0 | 57.482 | Cooling | 9.5803 | #N/A | #N/A | #N/A | #N/A | 0 | 0 | 0 | 0 | 0 | 57.482 | #N/A | #N/A | 88 | 61.94 | 5.5615 | #N/A | 0.17771 | 0.03193% | 1 | 50% | 0% | 0% | 0% | 8.2745 | 0 | 0 | 0 | 8.2745 | #N/A
2007-05-21 05:00 | 5 | 21 | 5 | 141.1669 | 3365 | 46.94 | 51.98 | 999 | 46.94 | 0 | 34.749 | Cooling | 5.7915 | #N/A | #N/A | #N/A | #N/A | 0 | 0 | 0 | 0 | 0 | 34.749 | #N/A | #N/A | 88 | 61.94 | 5.5615 | #N/A | 0.10743 | 0.01931% | 1 | 50% | 0% | 0% | 0% | 8.2745 | 0 | 0 | 0 | 8.2745 | #N/A
2007-05-21 06:00 | 5 | 21 | 6 | 141.2085 | 3366 | 50 | 51.98 | 1000 | 50 | 0 | 102.4475 | Cooling | 17.0746 | #N/A | #N/A | #N/A | #N/A | 0 | 0 | 0 | 0 | 0 | 102.4475 | #N/A | #N/A | 88 | 65 | 5.3524 | #N/A | 0.31673 | 0.05692% | 1 | 50% | 0% | 0% | 0% | 8.2745 | 0 | 0 | 0 | 8.2745 | #N/A
2007-05-21 07:00 | 5 | 21 | 7 | 141.2502 | 3367 | 55.94 | 51.08 | 1000 | 55.94 | 0 | 80.7159 | Cooling | 13.4527 | #N/A | #N/A | #N/A | #N/A | 0 | 0 | 0 | 0 | 0 | 80.7159 | #N/A | #N/A | 88 | 70.94 | 4.9465 | #N/A | 0.24954 | 0.04484% | 1 | 50% | 0% | 0% | 0% | 8.2745 | 0 | 0 | 0 | 8.2745 | #N/A
2007-05-21 08:00 | 5 | 21 | 8 | 141.2919 | 3368 | 55.94 | 50 | 1001 | 55.94 | 0 | 38.1946 | Cooling | 6.3658 | #N/A | #N/A | #N/A | #N/A | 0 | 0 | 0 | 0 | 0 | 38.1946 | #N/A | #N/A | 88 | 70.94 | 4.9465 | #N/A | 0.11808 | 0.02122% | 1 | 50% | 0% | 0% | 0% | 8.2745 | 0 | 0 | 0 | 8.2745 | #N/A
2007-05-21 09:00 | 5 | 21 | 9 | 141.3335 | 3369 | 66.02 | 50 | 1001 | 66.02 | 0 | 117.653 | Cooling | 19.6088 | #N/A | #N/A | #N/A | #N/A | 0 | 0 | 0 | 0 | 0 | 117.653 | #N/A | #N/A | 88 | 81.02 | 4.2577 | #N/A | 0.36374 | 0.06536% | 1 | 50% | 0% | 0% | 0% | 8.2745 | 0 | 0 | 0 | 8.2745 | #N/A
2007-05-21 10:00 | 5 | 21 | 10 | 141.3752 | 3370 | 69.98 | 48.02 | 1002 | 69.98 | 0 | 239.2404 | Cooling | 39.8734 | #N/A | #N/A | #N/A | #N/A | 0 | 0 | 0 | 0 | 0 | 239.2404 | #N/A | #N/A | 88 | 84.98 | 3.9871 | #N/A | 0.73964 | 0.1329% | 1 | 50% | 0% | 0% | 0% | 8.2745 | 0 | 0 | 0 | 8.2745 | #N/A
2007-05-21 11:00 | 5 | 21 | 11 | 141.4169 | 3371 | 69.98 | 48.02 | 1002 | 69.98 | 0 | 371.3858 | Cooling | 61.8976 | #N/A | #N/A | #N/A | #N/A | 0 | 0 | 0 | 0 | 0 | 371.3858 | #N/A | #N/A | 88 | 84.98 | 3.9871 | #N/A | 1.1482 | 0.2063% | 1 | 50% | 0% | 0% | 0% | 8.2745 | 0 | 0 | 0 | 8.2745 | #N/A
2007-05-21 12:00 | 5 | 21 | 12 | 141.4585 | 3372 | 75.02 | 50 | 1001 | 75.02 | 0 | 459.555 | Cooling | 76.5925 | #N/A | #N/A | #N/A | #N/A | 0 | 0 | 0 | 0 | 0 | 459.555 | #N/A | #N/A | 88 | 90.02 | 3.6427 | #N/A | 1.4208 | 0.2553% | 1 | 50% | 0% | 0% | 0% | 8.2745 | 0 | 0 | 0 | 8.2745 | #N/A
2007-05-21 13:00 | 5 | 21 | 13 | 141.5002 | 3373 | 75.02 | 51.08 | 1001 | 75.02 | 0 | 623.8211 | Cooling | 103.9702 | #N/A | #N/A | #N/A | #N/A | 0 | 0 | 0 | 0 | 0 | 623.8211 | #N/A | #N/A | 88 | 90.02 | 3.6427 | #N/A | 1.9286 | 0.3466% | 1 | 50% | 0% | 0% | 0% | 8.2745 | 0 | 0 | 0 | 8.2745 | #N/A
2007-05-21 14:00 | 5 | 21 | 14 | 141.5419 | 3374 | 75.02 | 51.98 | 1001 | 75.02 | 0 | 784.0505 | Cooling | 130.6751 | #N/A | #N/A | #N/A | #N/A | 0 | 0 | 0 | 0 | 0 | 784.0505 | #N/A | #N/A | 88 | 90.02 | 3.6427 | #N/A | 2.424 | 0.4356% | 1 | 50% | 0% | 0% | 0% | 8.2745 | 0 | 0 | 0 | 8.2745 | #N/A
2007-05-21 15:00 | 5 | 21 | 15 | 141.5835 | 3375 | 77 | 48.02 | 1000 | 77 | 0 | 673.2704 | Cooling | 112.2117 | #N/A | #N/A | #N/A | #N/A | 0 | 0 | 0 | 0 | 0 | 673.2704 | #N/A | #N/A | 88 | 92 | 3.5074 | #N/A | 2.0815 | 0.374% | 1 | 50% | 0% | 0% | 0% | 8.2745 | 0 | 0 | 0 | 8.2745 | #N/A
2007-05-21 16:00 | 5 | 21 | 16 | 141.6252 | 3376 | 75.02 | 48.92 | 1000 | 75.02 | 0 | 615.8571 | Cooling | 102.6429 | #N/A | #N/A | #N/A | #N/A | 0 | 0 | 0 | 0 | 0 | 615.8571 | #N/A | #N/A | 88 | 90.02 | 3.6427 | #N/A | 1.904 | 0.3421% | 1 | 50% | 0% | 0% | 0% | 8.2745 | 0 | 0 | 0 | 8.2745 | #N/A
2007-05-21 17:00 | 5 | 21 | 17 | 141.6669 | 3377 | 75.02 | 46.94 | 1000 | 75.02 | 0 | 572.231 | Cooling | 95.3718 | #N/A | #N/A | #N/A | #N/A | 0 | 0 | 0 | 0 | 0 | 572.231 | #N/A | #N/A | 88 | 90.02 | 3.6427 | #N/A | 1.7691 | 0.3179% | 1 | 50% | 0% | 0% | 0% | 8.2745 | 0 | 0 | 0 | 8.2745 | #N/A
2007-05-21 18:00 | 5 | 21 | 18 | 141.7085 | 3378 | 73.94 | 42.08 | 1000 | 73.94 | 0 | 470.4336 | Cooling | 78.4056 | #N/A | #N/A | #N/A | #N/A | 0 | 0 | 0 | 0 | 0 | 470.4336 | #N/A | #N/A | 88 | 88.94 | 3.7165 | #N/A | 1.4544 | 0.2614% | 1 | 50% | 0% | 0% | 0% | 8.2745 | 0 | 0 | 0 | 8.2745 | #N/A
2007-05-21 19:00 | 5 | 21 | 19 | 141.7502 | 3379 | 71.96 | 41 | 1001 | 71.96 | 0 | 338.1125 | Cooling | 56.3521 | #N/A | #N/A | #N/A | #N/A | 0 | 0 | 0 | 0 | 0 | 338.1125 | #N/A | #N/A | 88 | 86.96 | 3.8518 | #N/A | 1.0453 | 0.1878% | 1 | 50% | 0% | 0% | 0% | 8.2745 | 0 | 0 | 0 | 8.2745 | #N/A
2007-05-21 20:00 | 5 | 21 | 20 | 141.7919 | 3380 | 71.96 | 42.98 | 1002 | 71.96 | 0 | 95.9766 | Cooling | 15.9961 | #N/A | #N/A | #N/A | #N/A | 0 | 0 | 0 | 0 | 0 | 95.9766 | #N/A | #N/A | 88 | 86.96 | 3.8518 | #N/A | 0.29672 | 0.05332% | 1 | 50% | 0% | 0% | 0% | 8.2745 | 0 | 0 | 0 | 8.2745 | #N/A
2007-05-21 21:00 | 5 | 21 | 21 | 141.8335 | 3381 | 66.92 | 42.98 | 1002 | 66.92 | 0 | 0.00098015 | Cooling | 0.00016336 | #N/A | #N/A | #N/A | #N/A | 0 | 0 | 0 | 0 | 0 | 0.00098015 | #N/A | #N/A | 88 | 81.92 | 4.1962 | #N/A | 3.0303e-06 | 5.445e-07% | 1 | 50% | 0% | 0% | 0% | 8.2745 | 0 | 0 | 0 | 8.2745 | #N/A
2007-05-21 22:00 | 5 | 21 | 22 | 141.8752 | 3382 | 64.94 | 42.98 | 1002 | 64.94 | 0 | 0.0033734 | Cooling | 0.00056223 | #N/A | #N/A | #N/A | #N/A | 0 | 0 | 0 | 0 | 0 | 0.0033734 | #N/A | #N/A | 88 | 79.94 | 4.3315 | #N/A | 1.0429e-05 | 1.874e-06% | 1 | 50% | 0% | 0% | 0% | 8.2745 | 0 | 0 | 0 | 8.2745 | #N/A
2007-05-21 23:00 | 5 | 21 | 23 | 141.9169 | 3383 | 64.94 | 42.98 | 1002 | 64.94 | 0 | 0.012681 | Cooling | 0.0021136 | #N/A | #N/A | #N/A | #N/A | 0 | 0 | 0 | 0 | 0 | 0.012681 | #N/A | #N/A | 88 | 79.94 | 4.3315 | #N/A | 3.9206e-05 | 7.045e-06% | 1 | 50% | 0% | 0% | 0% | 8.2745 | 0 | 0 | 0 | 8.2745 | #N/A
2007-05-22 | 5 | 22 | 0 | 141.9585 | 3384 | 62.96 | 42.08 | 1003 | 62.96 | 0 | 0.026055 | Cooling | 0.0043426 | #N/A | #N/A | #N/A | #N/A | 0 | 0 | 0 | 0 | 0 | 0.026055 | #N/A | #N/A | 88 | 77.96 | 4.4668 | #N/A | 8.0554e-05 | 1.448e-05% | 1 | 50% | 0% | 0% | 0% | 8.2745 | 0 | 0 | 0 | 8.2745 | #N/A
2007-05-22 01:00 | 5 | 22 | 1 | 142.0002 | 3385 | 62.06 | 42.08 | 1002 | 62.06 | 0 | 0.024921 | Cooling | 0.0041535 | #N/A | #N/A | #N/A | #N/A | 0 | 0 | 0 | 0 | 0 | 0.024921 | #N/A | #N/A | 88 | 77.06 | 4.5283 | #N/A | 7.7047e-05 | 1.385e-05% | 1 | 50% | 0% | 0% | 0% | 8.2745 | 0 | 0 | 0 | 8.2745 | #N/A
2007-05-22 02:00 | 5 | 22 | 2 | 142.0419 | 3386 | 62.06 | 42.08 | 1002 | 62.06 | 0 | 0.019674 | Cooling | 0.003279 | #N/A | #N/A | #N/A | #N/A | 0 | 0 | 0 | 0 | 0 | 0.019674 | #N/A | #N/A | 88 | 77.06 | 4.5283 | #N/A | 6.0825e-05 | 1.093e-05% | 1 | 50% | 0% | 0% | 0% | 8.2745 | 0 | 0 | 0 | 8.2745 | #N/A
2007-05-22 03:00 | 5 | 22 | 3 | 142.0835 | 3387 | 60.98 | 42.08 | 1003 | 60.98 | 0 | 0.016091 | Cooling | 0.0026819 | #N/A | #N/A | #N/A | #N/A | 0 | 0 | 0 | 0 | 0 | 0.016091 | #N/A | #N/A | 88 | 75.98 | 4.6021 | #N/A | 4.9748e-05 | 8.94e-06% | 1 | 50% | 0% | 0% | 0% | 8.2745 | 0 | 0 | 0 | 8.2745 | #N/A
2007-05-22 04:00 | 5 | 22 | 4 | 142.1252 | 3388 | 59 | 42.08 | 1003 | 59 | 0 | 0.015076 | Cooling | 0.0025127 | #N/A | #N/A | #N/A | #N/A | 0 | 0 | 0 | 0 | 0 | 0.015076 | #N/A | #N/A | 88 | 74 | 4.7374 | #N/A | 4.661e-05 | 8.376e-06% | 1 | 50% | 0% | 0% | 0% | 8.2745 | 0 | 0 | 0 | 8.2745 | #N/A
2007-05-22 05:00 | 5 | 22 | 5 | 142.1669 | 3389 | 59 | 41 | 1004 | 59 | 0 | 0.029067 | Cooling | 0.0048445 | #N/A | #N/A | #N/A | #N/A | 0 | 0 | 0 | 0 | 0 | 0.029067 | #N/A | #N/A | 88 | 74 | 4.7374 | #N/A | 8.9864e-05 | 1.615e-05% | 1 | 50% | 0% | 0% | 0% | 8.2745 | 0 | 0 | 0 | 8.2745 | #N/A
2007-05-22 06:00 | 5 | 22 | 6 | 142.2085 | 3390 | 60.98 | 42.98 | 1004 | 60.98 | 0.014361 | 0 | Heating | 0.0019148 | #N/A | #N/A | #N/A | #N/A | 0.014361 | #N/A | #N/A | 5.753 | #N/A | 0 | 0 | 0 | 0 | 0 | 0 | 0 | 0 | 6.383e-06% | 1 | 50% | 0% | 0% | 0% | 8.2745 | 0 | 0 | 0 | 8.2745 | #N/A
2007-05-22 07:00 | 5 | 22 | 7 | 142.2502 | 3391 | 62.6 | 44.96 | 1004 | 62.6 | 0 | 0 | Cooling | 0 | #N/A | #N/A | #N/A | #N/A | 0 | 0 | 0 | 0 | 0 | 0 | #N/A | #N/A | 88 | 77.6 | 4.4914 | #N/A | 0 | 0% | 1 | 50% | 0% | 0% | 0% | 8.2745 | 0 | 0 | 0 | 8.2745 | #N/A
2007-05-22 08:00 | 5 | 22 | 8 | 142.2919 | 3392 | 62.06 | 48.02 | 1005 | 62.06 | 0 | 18.6166 | Cooling | 3.1028 | #N/A | #N/A | #N/A | #N/A | 0 | 0 | 0 | 0 | 0 | 18.6166 | #N/A | #N/A | 88 | 77.06 | 4.5283 | #N/A | 0.057556 | 0.01034% | 1 | 50% | 0% | 0% | 0% | 8.2745 | 0 | 0 | 0 | 8.2745 | #N/A
2007-05-22 09:00 | 5 | 22 | 9 | 142.3335 | 3393 | 62.96 | 46.94 | 1004 | 62.96 | 0 | 197.3399 | Cooling | 32.89 | #N/A | #N/A | #N/A | #N/A | 0 | 0 | 0 | 0 | 0 | 197.3399 | #N/A | #N/A | 88 | 77.96 | 4.4668 | #N/A | 0.6101 | 0.1096% | 1 | 50% | 0% | 0% | 0% | 8.2745 | 0 | 0 | 0 | 8.2745 | #N/A
2007-05-22 10:00 | 5 | 22 | 10 | 142.3752 | 3394 | 62.06 | 44.96 | 1005 | 62.06 | 0 | 343.1063 | Cooling | 57.1844 | #N/A | #N/A | #N/A | #N/A | 0 | 0 | 0 | 0 | 0 | 343.1063 | #N/A | #N/A | 88 | 77.06 | 4.5283 | #N/A | 1.0608 | 0.1906% | 1 | 50% | 0% | 0% | 0% | 8.2745 | 0 | 0 | 0 | 8.2745 | #N/A
2007-05-22 11:00 | 5 | 22 | 11 | 142.4169 | 3395 | 64.04 | 44.06 | 1004 | 64.04 | 0 | 459.4328 | Cooling | 76.5721 | #N/A | #N/A | #N/A | #N/A | 0 | 0 | 0 | 0 | 0 | 459.4328 | #N/A | #N/A | 88 | 79.04 | 4.393 | #N/A | 1.4204 | 0.2552% | 1 | 50% | 0% | 0% | 0% | 8.2745 | 0 | 0 | 0 | 8.2745 | #N/A
2007-05-22 12:00 | 5 | 22 | 12 | 142.4585 | 3396 | 64.04 | 42.08 | 1004 | 64.04 | 0 | 537.6524 | Cooling | 89.6087 | #N/A | #N/A | #N/A | #N/A | 0 | 0 | 0 | 0 | 0 | 537.6524 | #N/A | #N/A | 88 | 79.04 | 4.393 | #N/A | 1.6622 | 0.2987% | 1 | 50% | 0% | 0% | 0% | 8.2745 | 0 | 0 | 0 | 8.2745 | #N/A
2007-05-22 13:00 | 5 | 22 | 13 | 142.5002 | 3397 | 62.96 | 42.08 | 1003 | 62.96 | 0 | 580.704 | Cooling | 96.784 | #N/A | #N/A | #N/A | #N/A | 0 | 0 | 0 | 0 | 0 | 580.704 | #N/A | #N/A | 88 | 77.96 | 4.4668 | #N/A | 1.7953 | 0.3226% | 1 | 50% | 0% | 0% | 0% | 8.2745 | 0 | 0 | 0 | 8.2745 | #N/A
2007-05-22 14:00 | 5 | 22 | 14 | 142.5419 | 3398 | 62.96 | 42.98 | 1003 | 62.96 | 0 | 626.213 | Cooling | 104.3688 | #N/A | #N/A | #N/A | #N/A | 0 | 0 | 0 | 0 | 0 | 626.213 | #N/A | #N/A | 88 | 77.96 | 4.4668 | #N/A | 1.936 | 0.3479% | 1 | 50% | 0% | 0% | 0% | 8.2745 | 0 | 0 | 0 | 8.2745 | #N/A
2007-05-22 15:00 | 5 | 22 | 15 | 142.5835 | 3399 | 62.06 | 42.08 | 1003 | 62.06 | 0 | 674.528 | Cooling | 112.4213 | #N/A | #N/A | #N/A | #N/A | 0 | 0 | 0 | 0 | 0 | 674.528 | #N/A | #N/A | 88 | 77.06 | 4.5283 | #N/A | 2.0854 | 0.3747% | 1 | 50% | 0% | 0% | 0% | 8.2745 | 0 | 0 | 0 | 8.2745 | #N/A
2007-05-22 16:00 | 5 | 22 | 16 | 142.6252 | 3400 | 60.98 | 42.98 | 1003 | 60.98 | 0 | 692.6605 | Cooling | 115.4434 | #N/A | #N/A | #N/A | #N/A | 0 | 0 | 0 | 0 | 0 | 692.6605 | #N/A | #N/A | 88 | 75.98 | 4.6021 | #N/A | 2.1414 | 0.3848% | 1 | 50% | 0% | 0% | 0% | 8.2745 | 0 | 0 | 0 | 8.2745 | #N/A
2007-05-22 17:00 | 5 | 22 | 17 | 142.6669 | 3401 | 60.08 | 42.98 | 1002 | 60.08 | 0 | 632.3275 | Cooling | 105.3879 | #N/A | #N/A | #N/A | #N/A | 0 | 0 | 0 | 0 | 0 | 632.3275 | #N/A | #N/A | 88 | 75.08 | 4.6636 | #N/A | 1.9549 | 0.3513% | 1 | 50% | 0% | 0% | 0% | 8.2745 | 0 | 0 | 0 | 8.2745 | #N/A
2007-05-22 18:00 | 5 | 22 | 18 | 142.7085 | 3402 | 62.06 | 42.08 | 1002 | 62.06 | 0 | 485.1779 | Cooling | 80.863 | #N/A | #N/A | #N/A | #N/A | 0 | 0 | 0 | 0 | 0 | 485.1779 | #N/A | #N/A | 88 | 77.06 | 4.5283 | #N/A | 1.5 | 0.2695% | 1 | 50% | 0% | 0% | 0% | 8.2745 | 0 | 0 | 0 | 8.2745 | #N/A
2007-05-22 19:00 | 5 | 22 | 19 | 142.7502 | 3403 | 60.08 | 42.08 | 1002 | 60.08 | 0 | 363.3369 | Cooling | 60.5562 | #N/A | #N/A | #N/A | #N/A | 0 | 0 | 0 | 0 | 0 | 363.3369 | #N/A | #N/A | 88 | 75.08 | 4.6636 | #N/A | 1.1233 | 0.2019% | 1 | 50% | 0% | 0% | 0% | 8.2745 | 0 | 0 | 0 | 8.2745 | #N/A
2007-05-22 20:00 | 5 | 22 | 20 | 142.7919 | 3404 | 60.08 | 42.08 | 1002 | 60.08 | 0 | 111.1315 | Cooling | 18.5219 | #N/A | #N/A | #N/A | #N/A | 0 | 0 | 0 | 0 | 0 | 111.1315 | #N/A | #N/A | 88 | 75.08 | 4.6636 | #N/A | 0.34358 | 0.06174% | 1 | 50% | 0% | 0% | 0% | 8.2745 | 0 | 0 | 0 | 8.2745 | #N/A
2007-05-22 21:00 | 5 | 22 | 21 | 142.8335 | 3405 | 60.08 | 42.08 | 1003 | 60.08 | 0 | 0.0036574 | Cooling | 0.00060956 | #N/A | #N/A | #N/A | #N/A | 0 | 0 | 0 | 0 | 0 | 0.0036574 | #N/A | #N/A | 88 | 75.08 | 4.6636 | #N/A | 1.1307e-05 | 2.032e-06% | 1 | 50% | 0% | 0% | 0% | 8.2745 | 0 | 0 | 0 | 8.2745 | #N/A
2007-05-22 22:00 | 5 | 22 | 22 | 142.8752 | 3406 | 60.08 | 42.98 | 1003 | 60.08 | 0 | 1.039e-05 | Cooling | 1.7317e-06 | #N/A | #N/A | #N/A | #N/A | 0 | 0 | 0 | 0 | 0 | 1.039e-05 | #N/A | #N/A | 88 | 75.08 | 4.6636 | #N/A | 3.2123e-08 | 5.772e-09% | 1 | 50% | 0% | 0% | 0% | 8.2745 | 0 | 0 | 0 | 8.2745 | #N/A
2007-05-22 23:00 | 5 | 22 | 23 | 142.9169 | 3407 | 60.08 | 42.98 | 1003 | 60.08 | 0 | 0.0013317 | Cooling | 0.00022195 | #N/A | #N/A | #N/A | #N/A | 0 | 0 | 0 | 0 | 0 | 0.0013317 | #N/A | #N/A | 88 | 75.08 | 4.6636 | #N/A | 4.1171e-06 | 7.398e-07% | 1 | 50% | 0% | 0% | 0% | 8.2745 | 0 | 0 | 0 | 8.2745 | #N/A
2007-05-23 | 5 | 23 | 0 | 142.9585 | 3408 | 59 | 44.06 | 1003 | 59 | 0 | 0.00055588 | Cooling | 9.2647e-05 | #N/A | #N/A | #N/A | #N/A | 0 | 0 | 0 | 0 | 0 | 0.00055588 | #N/A | #N/A | 88 | 74 | 4.7374 | #N/A | 1.7186e-06 | 3.088e-07% | 1 | 50% | 0% | 0% | 0% | 8.2745 | 0 | 0 | 0 | 8.2745 | #N/A
2007-05-23 01:00 | 5 | 23 | 1 | 143.0002 | 3409 | 57.92 | 44.96 | 1003 | 57.92 | 0 | 0 | Cooling | 0 | #N/A | #N/A | #N/A | #N/A | 0 | 0 | 0 | 0 | 0 | 0 | #N/A | #N/A | 88 | 72.92 | 4.8112 | #N/A | 0 | 0% | 1 | 50% | 0% | 0% | 0% | 8.2745 | 0 | 0 | 0 | 8.2745 | #N/A
2007-05-23 02:00 | 5 | 23 | 2 | 143.0419 | 3410 | 57.02 | 44.96 | 1002 | 57.02 | 0 | 0 | Cooling | 0 | #N/A | #N/A | #N/A | #N/A | 0 | 0 | 0 | 0 | 0 | 0 | #N/A | #N/A | 88 | 72.02 | 4.8727 | #N/A | 0 | 0% | 1 | 50% | 0% | 0% | 0% | 8.2745 | 0 | 0 | 0 | 8.2745 | #N/A
2007-05-23 03:00 | 5 | 23 | 3 | 143.0835 | 3411 | 55.94 | 44.06 | 1002 | 55.94 | 0 | 0 | Cooling | 0 | #N/A | #N/A | #N/A | #N/A | 0 | 0 | 0 | 0 | 0 | 0 | #N/A | #N/A | 88 | 70.94 | 4.9465 | #N/A | 0 | 0% | 1 | 50% | 0% | 0% | 0% | 8.2745 | 0 | 0 | 0 | 8.2745 | #N/A
2007-05-23 04:00 | 5 | 23 | 4 | 143.1252 | 3412 | 55.94 | 42.08 | 1002 | 55.94 | 0 | 0.018784 | Cooling | 0.0031307 | #N/A | #N/A | #N/A | #N/A | 0 | 0 | 0 | 0 | 0 | 0.018784 | #N/A | #N/A | 88 | 70.94 | 4.9465 | #N/A | 5.8073e-05 | 1.044e-05% | 1 | 50% | 0% | 0% | 0% | 8.2745 | 0 | 0 | 0 | 8.2745 | #N/A
2007-05-23 05:00 | 5 | 23 | 5 | 143.1669 | 3413 | 55.94 | 42.08 | 1002 | 55.94 | 0 | 0.03422 | Cooling | 0.0057034 | #N/A | #N/A | #N/A | #N/A | 0 | 0 | 0 | 0 | 0 | 0.03422 | #N/A | #N/A | 88 | 70.94 | 4.9465 | #N/A | 0.0001058 | 1.901e-05% | 1 | 50% | 0% | 0% | 0% | 8.2745 | 0 | 0 | 0 | 8.2745 | #N/A
2007-05-23 06:00 | 5 | 23 | 6 | 143.2085 | 3414 | 57.02 | 44.06 | 1002 | 57.02 | 0 | 0.0068853 | Cooling | 0.0011476 | #N/A | #N/A | #N/A | #N/A | 0 | 0 | 0 | 0 | 0 | 0.0068853 | #N/A | #N/A | 88 | 72.02 | 4.8727 | #N/A | 2.1287e-05 | 3.825e-06% | 1 | 50% | 0% | 0% | 0% | 8.2745 | 0 | 0 | 0 | 8.2745 | #N/A
2007-05-23 07:00 | 5 | 23 | 7 | 143.2502 | 3415 | 60.08 | 46.94 | 1002 | 60.08 | 0 | 0 | Cooling | 0 | #N/A | #N/A | #N/A | #N/A | 0 | 0 | 0 | 0 | 0 | 0 | #N/A | #N/A | 88 | 75.08 | 4.6636 | #N/A | 0 | 0% | 1 | 50% | 0% | 0% | 0% | 8.2745 | 0 | 0 | 0 | 8.2745 | #N/A
2007-05-23 08:00 | 5 | 23 | 8 | 143.2919 | 3416 | 60.08 | 48.02 | 1002 | 60.08 | 0 | 3.1399 | Cooling | 0.52332 | #N/A | #N/A | #N/A | #N/A | 0 | 0 | 0 | 0 | 0 | 3.1399 | #N/A | #N/A | 88 | 75.08 | 4.6636 | #N/A | 0.0097074 | 0.001744% | 1 | 50% | 0% | 0% | 0% | 8.2745 | 0 | 0 | 0 | 8.2745 | #N/A
2007-05-23 09:00 | 5 | 23 | 9 | 143.3335 | 3417 | 60.98 | 50 | 1002 | 60.98 | 0 | 120.8354 | Cooling | 20.1392 | #N/A | #N/A | #N/A | #N/A | 0 | 0 | 0 | 0 | 0 | 120.8354 | #N/A | #N/A | 88 | 75.98 | 4.6021 | #N/A | 0.37358 | 0.06713% | 1 | 50% | 0% | 0% | 0% | 8.2745 | 0 | 0 | 0 | 8.2745 | #N/A
2007-05-23 10:00 | 5 | 23 | 10 | 143.3752 | 3418 | 60.98 | 48.02 | 1002 | 60.98 | 0 | 331.6644 | Cooling | 55.2774 | #N/A | #N/A | #N/A | #N/A | 0 | 0 | 0 | 0 | 0 | 331.6644 | #N/A | #N/A | 88 | 75.98 | 4.6021 | #N/A | 1.0254 | 0.1843% | 1 | 50% | 0% | 0% | 0% | 8.2745 | 0 | 0 | 0 | 8.2745 | #N/A
2007-05-23 11:00 | 5 | 23 | 11 | 143.4169 | 3419 | 60.98 | 46.04 | 1001 | 60.98 | 0 | 475.0068 | Cooling | 79.1678 | #N/A | #N/A | #N/A | #N/A | 0 | 0 | 0 | 0 | 0 | 475.0068 | #N/A | #N/A | 88 | 75.98 | 4.6021 | #N/A | 1.4685 | 0.2639% | 1 | 50% | 0% | 0% | 0% | 8.2745 | 0 | 0 | 0 | 8.2745 | #N/A
2007-05-23 12:00 | 5 | 23 | 12 | 143.4585 | 3420 | 64.04 | 46.94 | 1001 | 64.04 | 0 | 624.3402 | Cooling | 104.0567 | #N/A | #N/A | #N/A | #N/A | 0 | 0 | 0 | 0 | 0 | 624.3402 | #N/A | #N/A | 88 | 79.04 | 4.393 | #N/A | 1.9302 | 0.3469% | 1 | 50% | 0% | 0% | 0% | 8.2745 | 0 | 0 | 0 | 8.2745 | #N/A
2007-05-23 13:00 | 5 | 23 | 13 | 143.5002 | 3421 | 64.04 | 44.96 | 1001 | 64.04 | 0 | 749.1851 | Cooling | 124.8642 | #N/A | #N/A | #N/A | #N/A | 0 | 0 | 0 | 0 | 0 | 749.1851 | #N/A | #N/A | 88 | 79.04 | 4.393 | #N/A | 2.3162 | 0.4162% | 1 | 50% | 0% | 0% | 0% | 8.2745 | 0 | 0 | 0 | 8.2745 | #N/A
2007-05-23 14:00 | 5 | 23 | 14 | 143.5419 | 3422 | 64.04 | 44.06 | 1000 | 64.04 | 0 | 809.3172 | Cooling | 134.8862 | #N/A | #N/A | #N/A | #N/A | 0 | 0 | 0 | 0 | 0 | 809.3172 | #N/A | #N/A | 88 | 79.04 | 4.393 | #N/A | 2.5021 | 0.4496% | 1 | 50% | 0% | 0% | 0% | 8.2745 | 0 | 0 | 0 | 8.2745 | #N/A
2007-05-23 15:00 | 5 | 23 | 15 | 143.5835 | 3423 | 64.04 | 42.08 | 999 | 64.04 | 0 | 941.6743 | Cooling | 156.9457 | #N/A | #N/A | #N/A | #N/A | 0 | 0 | 0 | 0 | 0 | 941.6743 | #N/A | #N/A | 88 | 79.04 | 4.393 | #N/A | 2.9113 | 0.5232% | 1 | 50% | 0% | 0% | 0% | 8.2745 | 0 | 0 | 0 | 8.2745 | #N/A
2007-05-23 16:00 | 5 | 23 | 16 | 143.6252 | 3424 | 64.94 | 44.06 | 999 | 64.94 | 0 | 1202.3407 | Cooling | 200.3901 | #N/A | #N/A | #N/A | #N/A | 0 | 0 | 0 | 0 | 0 | 1202.3407 | #N/A | #N/A | 88 | 79.94 | 4.3315 | #N/A | 3.7172 | 0.668% | 1 | 50% | 0% | 0% | 0% | 8.2745 | 0 | 0 | 0 | 8.2745 | #N/A
2007-05-23 17:00 | 5 | 23 | 17 | 143.6669 | 3425 | 64.94 | 46.04 | 999 | 64.94 | 0 | 968.7955 | Cooling | 161.4659 | #N/A | #N/A | #N/A | #N/A | 0 | 0 | 0 | 0 | 0 | 968.7955 | #N/A | #N/A | 88 | 79.94 | 4.3315 | #N/A | 2.9952 | 0.5382% | 1 | 50% | 0% | 0% | 0% | 8.2745 | 0 | 0 | 0 | 8.2745 | #N/A
2007-05-23 18:00 | 5 | 23 | 18 | 143.7085 | 3426 | 60.08 | 42.98 | 999 | 60.08 | 0 | 769.8857 | Cooling | 128.3143 | #N/A | #N/A | #N/A | #N/A | 0 | 0 | 0 | 0 | 0 | 769.8857 | #N/A | #N/A | 88 | 75.08 | 4.6636 | #N/A | 2.3802 | 0.4277% | 1 | 50% | 0% | 0% | 0% | 8.2745 | 0 | 0 | 0 | 8.2745 | #N/A
2007-05-23 19:00 | 5 | 23 | 19 | 143.7502 | 3427 | 57.92 | 44.96 | 999 | 57.92 | 0 | 622.6644 | Cooling | 103.7774 | #N/A | #N/A | #N/A | #N/A | 0 | 0 | 0 | 0 | 0 | 622.6644 | #N/A | #N/A | 88 | 72.92 | 4.8112 | #N/A | 1.925 | 0.3459% | 1 | 50% | 0% | 0% | 0% | 8.2745 | 0 | 0 | 0 | 8.2745 | #N/A
2007-05-23 20:00 | 5 | 23 | 20 | 143.7919 | 3428 | 57.02 | 44.06 | 999 | 57.02 | 0 | 358.8558 | Cooling | 59.8093 | #N/A | #N/A | #N/A | #N/A | 0 | 0 | 0 | 0 | 0 | 358.8558 | #N/A | #N/A | 88 | 72.02 | 4.8727 | #N/A | 1.1094 | 0.1994% | 1 | 50% | 0% | 0% | 0% | 8.2745 | 0 | 0 | 0 | 8.2745 | #N/A
2007-05-23 21:00 | 5 | 23 | 21 | 143.8335 | 3429 | 57.02 | 44.06 | 1000 | 57.02 | 0 | 198.7032 | Cooling | 33.1172 | #N/A | #N/A | #N/A | #N/A | 0 | 0 | 0 | 0 | 0 | 198.7032 | #N/A | #N/A | 88 | 72.02 | 4.8727 | #N/A | 0.61432 | 0.1104% | 1 | 50% | 0% | 0% | 0% | 8.2745 | 0 | 0 | 0 | 8.2745 | #N/A
2007-05-23 22:00 | 5 | 23 | 22 | 143.8752 | 3430 | 55.94 | 44.96 | 1000 | 55.94 | 0 | 0 | Cooling | 0 | #N/A | #N/A | #N/A | #N/A | 0 | 0 | 0 | 0 | 0 | 0 | #N/A | #N/A | 88 | 70.94 | 4.9465 | #N/A | 0 | 0% | 1 | 50% | 0% | 0% | 0% | 8.2745 | 0 | 0 | 0 | 8.2745 | #N/A
2007-05-23 23:00 | 5 | 23 | 23 | 143.9169 | 3431 | 55.94 | 44.06 | 1000 | 55.94 | 0 | 0.0087556 | Cooling | 0.0014593 | #N/A | #N/A | #N/A | #N/A | 0 | 0 | 0 | 0 | 0 | 0.0087556 | #N/A | #N/A | 88 | 70.94 | 4.9465 | #N/A | 2.7069e-05 | 4.864e-06% | 1 | 50% | 0% | 0% | 0% | 8.2745 | 0 | 0 | 0 | 8.2745 | #N/A
2007-05-24 | 5 | 24 | 0 | 143.9585 | 3432 | 55.04 | 46.04 | 1000 | 55.04 | 0 | 0.0035847 | Cooling | 0.00059744 | #N/A | #N/A | #N/A | #N/A | 0 | 0 | 0 | 0 | 0 | 0.0035847 | #N/A | #N/A | 88 | 70.04 | 5.008 | #N/A | 1.1082e-05 | 1.991e-06% | 1 | 50% | 0% | 0% | 0% | 8.2745 | 0 | 0 | 0 | 8.2745 | #N/A
2007-05-24 01:00 | 5 | 24 | 1 | 144.0002 | 3433 | 53.96 | 44.96 | 1000 | 53.96 | 0 | 0.0021473 | Cooling | 0.00035789 | #N/A | #N/A | #N/A | #N/A | 0 | 0 | 0 | 0 | 0 | 0.0021473 | #N/A | #N/A | 88 | 68.96 | 5.0818 | #N/A | 6.6387e-06 | 1.193e-06% | 1 | 50% | 0% | 0% | 0% | 8.2745 | 0 | 0 | 0 | 8.2745 | #N/A
2007-05-24 02:00 | 5 | 24 | 2 | 144.0419 | 3434 | 53.96 | 44.06 | 1000 | 53.96 | 0 | 0.014915 | Cooling | 0.0024859 | #N/A | #N/A | #N/A | #N/A | 0 | 0 | 0 | 0 | 0 | 0.014915 | #N/A | #N/A | 88 | 68.96 | 5.0818 | #N/A | 4.6112e-05 | 8.286e-06% | 1 | 50% | 0% | 0% | 0% | 8.2745 | 0 | 0 | 0 | 8.2745 | #N/A
2007-05-24 03:00 | 5 | 24 | 3 | 144.0835 | 3435 | 55.04 | 44.06 | 999 | 55.04 | 0 | 0.016789 | Cooling | 0.0027982 | #N/A | #N/A | #N/A | #N/A | 0 | 0 | 0 | 0 | 0 | 0.016789 | #N/A | #N/A | 88 | 70.04 | 5.008 | #N/A | 5.1905e-05 | 9.327e-06% | 1 | 50% | 0% | 0% | 0% | 8.2745 | 0 | 0 | 0 | 8.2745 | #N/A
2007-05-24 04:00 | 5 | 24 | 4 | 144.1252 | 3436 | 55.04 | 44.06 | 999 | 55.04 | 0 | 0.012981 | Cooling | 0.0021635 | #N/A | #N/A | #N/A | #N/A | 0 | 0 | 0 | 0 | 0 | 0.012981 | #N/A | #N/A | 88 | 70.04 | 5.008 | #N/A | 4.0132e-05 | 7.212e-06% | 1 | 50% | 0% | 0% | 0% | 8.2745 | 0 | 0 | 0 | 8.2745 | #N/A
2007-05-24 05:00 | 5 | 24 | 5 | 144.1669 | 3437 | 55.04 | 42.98 | 1000 | 55.04 | 0 | 0.027285 | Cooling | 0.0045475 | #N/A | #N/A | #N/A | #N/A | 0 | 0 | 0 | 0 | 0 | 0.027285 | #N/A | #N/A | 88 | 70.04 | 5.008 | #N/A | 8.4355e-05 | 1.516e-05% | 1 | 50% | 0% | 0% | 0% | 8.2745 | 0 | 0 | 0 | 8.2745 | #N/A
2007-05-24 06:00 | 5 | 24 | 6 | 144.2085 | 3438 | 55.04 | 46.04 | 1000 | 55.04 | 0 | 0.008811 | Cooling | 0.0014685 | #N/A | #N/A | #N/A | #N/A | 0 | 0 | 0 | 0 | 0 | 0.008811 | #N/A | #N/A | 88 | 70.04 | 5.008 | #N/A | 2.724e-05 | 4.895e-06% | 1 | 50% | 0% | 0% | 0% | 8.2745 | 0 | 0 | 0 | 8.2745 | #N/A
2007-05-24 07:00 | 5 | 24 | 7 | 144.2502 | 3439 | 55.94 | 46.94 | 1000 | 55.94 | 0 | 27.8547 | Cooling | 4.6425 | #N/A | #N/A | #N/A | #N/A | 0 | 0 | 0 | 0 | 0 | 27.8547 | #N/A | #N/A | 88 | 70.94 | 4.9465 | #N/A | 0.086116 | 0.01547% | 1 | 50% | 0% | 0% | 0% | 8.2745 | 0 | 0 | 0 | 8.2745 | #N/A
2007-05-24 08:00 | 5 | 24 | 8 | 144.2919 | 3440 | 55.94 | 48.02 | 1000 | 55.94 | 0 | 243.1129 | Cooling | 40.5188 | #N/A | #N/A | #N/A | #N/A | 0 | 0 | 0 | 0 | 0 | 243.1129 | #N/A | #N/A | 88 | 70.94 | 4.9465 | #N/A | 0.75161 | 0.1351% | 1 | 50% | 0% | 0% | 0% | 8.2745 | 0 | 0 | 0 | 8.2745 | #N/A
2007-05-24 09:00 | 5 | 24 | 9 | 144.3335 | 3441 | 57.02 | 48.02 | 1000 | 57.02 | 0 | 472.3982 | Cooling | 78.733 | #N/A | #N/A | #N/A | #N/A | 0 | 0 | 0 | 0 | 0 | 472.3982 | #N/A | #N/A | 88 | 72.02 | 4.8727 | #N/A | 1.4605 | 0.2624% | 1 | 50% | 0% | 0% | 0% | 8.2745 | 0 | 0 | 0 | 8.2745 | #N/A
2007-05-24 10:00 | 5 | 24 | 10 | 144.3752 | 3442 | 59 | 48.02 | 1000 | 59 | 0 | 612.6471 | Cooling | 102.1078 | #N/A | #N/A | #N/A | #N/A | 0 | 0 | 0 | 0 | 0 | 612.6471 | #N/A | #N/A | 88 | 74 | 4.7374 | #N/A | 1.8941 | 0.3404% | 1 | 50% | 0% | 0% | 0% | 8.2745 | 0 | 0 | 0 | 8.2745 | #N/A
2007-05-24 11:00 | 5 | 24 | 11 | 144.4169 | 3443 | 59 | 46.94 | 1000 | 59 | 0 | 732.1453 | Cooling | 122.0242 | #N/A | #N/A | #N/A | #N/A | 0 | 0 | 0 | 0 | 0 | 732.1453 | #N/A | #N/A | 88 | 74 | 4.7374 | #N/A | 2.2635 | 0.4067% | 1 | 50% | 0% | 0% | 0% | 8.2745 | 0 | 0 | 0 | 8.2745 | #N/A
2007-05-24 12:00 | 5 | 24 | 12 | 144.4585 | 3444 | 64.04 | 48.92 | 999 | 64.04 | 0 | 985.9942 | Cooling | 164.3324 | #N/A | #N/A | #N/A | #N/A | 0 | 0 | 0 | 0 | 0 | 985.9942 | #N/A | #N/A | 88 | 79.04 | 4.393 | #N/A | 3.0483 | 0.5478% | 1 | 50% | 0% | 0% | 0% | 8.2745 | 0 | 0 | 0 | 8.2745 | #N/A
2007-05-24 13:00 | 5 | 24 | 13 | 144.5002 | 3445 | 68 | 48.92 | 999 | 68 | 0 | 1279.137 | Cooling | 213.1895 | #N/A | #N/A | #N/A | #N/A | 0 | 0 | 0 | 0 | 0 | 1279.137 | #N/A | #N/A | 88 | 83 | 4.1224 | #N/A | 3.9546 | 0.7106% | 1 | 50% | 0% | 0% | 0% | 8.2745 | 0 | 0 | 0 | 8.2745 | #N/A
2007-05-24 14:00 | 5 | 24 | 14 | 144.5419 | 3446 | 68 | 48.02 | 998 | 68 | 0 | 1347.1224 | Cooling | 224.5204 | #N/A | #N/A | #N/A | #N/A | 0 | 0 | 0 | 0 | 0 | 1347.1224 | #N/A | #N/A | 88 | 83 | 4.1224 | #N/A | 4.1648 | 0.7484% | 1 | 50% | 0% | 0% | 0% | 8.2745 | 0 | 0 | 0 | 8.2745 | #N/A
2007-05-24 15:00 | 5 | 24 | 15 | 144.5835 | 3447 | 62.06 | 44.96 | 998 | 62.06 | 0 | 1400.5181 | Cooling | 233.4197 | #N/A | #N/A | #N/A | #N/A | 0 | 0 | 0 | 0 | 0 | 1400.5181 | #N/A | #N/A | 88 | 77.06 | 4.5283 | #N/A | 4.3299 | 0.7781% | 1 | 50% | 0% | 0% | 0% | 8.2745 | 0 | 0 | 0 | 8.2745 | #N/A
2007-05-24 16:00 | 5 | 24 | 16 | 144.6252 | 3448 | 62.06 | 46.04 | 997 | 62.06 | 0 | 1463.6704 | Cooling | 243.9451 | #N/A | #N/A | #N/A | #N/A | 0 | 0 | 0 | 0 | 0 | 1463.6704 | #N/A | #N/A | 88 | 77.06 | 4.5283 | #N/A | 4.5251 | 0.8132% | 1 | 50% | 0% | 0% | 0% | 8.2745 | 0 | 0 | 0 | 8.2745 | #N/A
2007-05-24 17:00 | 5 | 24 | 17 | 144.6669 | 3449 | 62.06 | 46.94 | 997 | 62.06 | 0 | 1391.6686 | Cooling | 231.9448 | #N/A | #N/A | #N/A | #N/A | 0 | 0 | 0 | 0 | 0 | 1391.6686 | #N/A | #N/A | 88 | 77.06 | 4.5283 | #N/A | 4.3025 | 0.7731% | 1 | 50% | 0% | 0% | 0% | 8.2745 | 0 | 0 | 0 | 8.2745 | #N/A
2007-05-24 18:00 | 5 | 24 | 18 | 144.7085 | 3450 | 62.06 | 44.96 | 997 | 62.06 | 0 | 1173.9061 | Cooling | 195.651 | #N/A | #N/A | #N/A | #N/A | 0 | 0 | 0 | 0 | 0 | 1173.9061 | #N/A | #N/A | 88 | 77.06 | 4.5283 | #N/A | 3.6293 | 0.6522% | 1 | 50% | 0% | 0% | 0% | 8.2745 | 0 | 0 | 0 | 8.2745 | #N/A
2007-05-24 19:00 | 5 | 24 | 19 | 144.7502 | 3451 | 60.98 | 44.06 | 997 | 60.98 | 0 | 813.257 | Cooling | 135.5428 | #N/A | #N/A | #N/A | #N/A | 0 | 0 | 0 | 0 | 0 | 813.257 | #N/A | #N/A | 88 | 75.98 | 4.6021 | #N/A | 2.5143 | 0.4518% | 1 | 50% | 0% | 0% | 0% | 8.2745 | 0 | 0 | 0 | 8.2745 | #N/A
2007-05-24 20:00 | 5 | 24 | 20 | 144.7919 | 3452 | 60.98 | 46.04 | 997 | 60.98 | 0 | 537.2474 | Cooling | 89.5412 | #N/A | #N/A | #N/A | #N/A | 0 | 0 | 0 | 0 | 0 | 537.2474 | #N/A | #N/A | 88 | 75.98 | 4.6021 | #N/A | 1.661 | 0.2985% | 1 | 50% | 0% | 0% | 0% | 8.2745 | 0 | 0 | 0 | 8.2745 | #N/A
2007-05-24 21:00 | 5 | 24 | 21 | 144.8335 | 3453 | 57.92 | 46.94 | 997 | 57.92 | 0 | 308.47 | Cooling | 51.4117 | #N/A | #N/A | #N/A | #N/A | 0 | 0 | 0 | 0 | 0 | 308.47 | #N/A | #N/A | 88 | 72.92 | 4.8112 | #N/A | 0.95367 | 0.1714% | 1 | 50% | 0% | 0% | 0% | 8.2745 | 0 | 0 | 0 | 8.2745 | #N/A
2007-05-24 22:00 | 5 | 24 | 22 | 144.8752 | 3454 | 57.92 | 46.94 | 996 | 57.92 | 0 | 0 | Cooling | 0 | #N/A | #N/A | #N/A | #N/A | 0 | 0 | 0 | 0 | 0 | 0 | #N/A | #N/A | 88 | 72.92 | 4.8112 | #N/A | 0 | 0% | 1 | 50% | 0% | 0% | 0% | 8.2745 | 0 | 0 | 0 | 8.2745 | #N/A
2007-05-24 23:00 | 5 | 24 | 23 | 144.9169 | 3455 | 57.92 | 46.94 | 996 | 57.92 | 0 | 0 | Cooling | 0 | #N/A | #N/A | #N/A | #N/A | 0 | 0 | 0 | 0 | 0 | 0 | #N/A | #N/A | 88 | 72.92 | 4.8112 | #N/A | 0 | 0% | 1 | 50% | 0% | 0% | 0% | 8.2745 | 0 | 0 | 0 | 8.2745 | #N/A
2007-05-25 | 5 | 25 | 0 | 144.9585 | 3456 | 53.96 | 46.94 | 996 | 53.96 | 0 | 0 | Cooling | 0 | #N/A | #N/A | #N/A | #N/A | 0 | 0 | 0 | 0 | 0 | 0 | #N/A | #N/A | 88 | 68.96 | 5.0818 | #N/A | 0 | 0% | 1 | 50% | 0% | 0% | 0% | 8.2745 | 0 | 0 | 0 | 8.2745 | #N/A
2007-05-25 01:00 | 5 | 25 | 1 | 145.0002 | 3457 | 55.94 | 46.04 | 996 | 55.94 | 0 | 0.0067537 | Cooling | 0.0011256 | #N/A | #N/A | #N/A | #N/A | 0 | 0 | 0 | 0 | 0 | 0.0067537 | #N/A | #N/A | 88 | 70.94 | 4.9465 | #N/A | 2.088e-05 | 3.752e-06% | 1 | 50% | 0% | 0% | 0% | 8.2745 | 0 | 0 | 0 | 8.2745 | #N/A
2007-05-25 02:00 | 5 | 25 | 2 | 145.0419 | 3458 | 55.94 | 44.96 | 995 | 55.94 | 0 | 0.016036 | Cooling | 0.0026726 | #N/A | #N/A | #N/A | #N/A | 0 | 0 | 0 | 0 | 0 | 0.016036 | #N/A | #N/A | 88 | 70.94 | 4.9465 | #N/A | 4.9576e-05 | 8.909e-06% | 1 | 50% | 0% | 0% | 0% | 8.2745 | 0 | 0 | 0 | 8.2745 | #N/A
2007-05-25 03:00 | 5 | 25 | 3 | 145.0835 | 3459 | 53.06 | 46.04 | 995 | 53.06 | 0 | 0.010531 | Cooling | 0.0017551 | #N/A | #N/A | #N/A | #N/A | 0 | 0 | 0 | 0 | 0 | 0.010531 | #N/A | #N/A | 88 | 68.06 | 5.1433 | #N/A | 3.2557e-05 | 5.85e-06% | 1 | 50% | 0% | 0% | 0% | 8.2745 | 0 | 0 | 0 | 8.2745 | #N/A
2007-05-25 04:00 | 5 | 25 | 4 | 145.1252 | 3460 | 51.98 | 44.96 | 995 | 51.98 | 0 | 0.014908 | Cooling | 0.0024847 | #N/A | #N/A | #N/A | #N/A | 0 | 0 | 0 | 0 | 0 | 0.014908 | #N/A | #N/A | 88 | 66.98 | 5.2171 | #N/A | 4.6091e-05 | 8.282e-06% | 1 | 50% | 0% | 0% | 0% | 8.2745 | 0 | 0 | 0 | 8.2745 | #N/A
2007-05-25 05:00 | 5 | 25 | 5 | 145.1669 | 3461 | 51.98 | 44.96 | 995 | 51.98 | 0 | 0.02325 | Cooling | 0.003875 | #N/A | #N/A | #N/A | #N/A | 0 | 0 | 0 | 0 | 0 | 0.02325 | #N/A | #N/A | 88 | 66.98 | 5.2171 | #N/A | 7.188e-05 | 1.292e-05% | 1 | 50% | 0% | 0% | 0% | 8.2745 | 0 | 0 | 0 | 8.2745 | #N/A
2007-05-25 06:00 | 5 | 25 | 6 | 145.2085 | 3462 | 53.06 | 48.02 | 995 | 53.06 | 0 | 0.0048263 | Cooling | 0.00080438 | #N/A | #N/A | #N/A | #N/A | 0 | 0 | 0 | 0 | 0 | 0.0048263 | #N/A | #N/A | 88 | 68.06 | 5.1433 | #N/A | 1.4921e-05 | 2.681e-06% | 1 | 50% | 0% | 0% | 0% | 8.2745 | 0 | 0 | 0 | 8.2745 | #N/A
2007-05-25 07:00 | 5 | 25 | 7 | 145.2502 | 3463 | 57.02 | 48.92 | 995 | 57.02 | 0 | 68.3336 | Cooling | 11.3889 | #N/A | #N/A | #N/A | #N/A | 0 | 0 | 0 | 0 | 0 | 68.3336 | #N/A | #N/A | 88 | 72.02 | 4.8727 | #N/A | 0.21126 | 0.03796% | 1 | 50% | 0% | 0% | 0% | 8.2745 | 0 | 0 | 0 | 8.2745 | #N/A
2007-05-25 08:00 | 5 | 25 | 8 | 145.2919 | 3464 | 57.02 | 48.92 | 995 | 57.02 | 0 | 402.9748 | Cooling | 67.1625 | #N/A | #N/A | #N/A | #N/A | 0 | 0 | 0 | 0 | 0 | 402.9748 | #N/A | #N/A | 88 | 72.02 | 4.8727 | #N/A | 1.2458 | 0.2239% | 1 | 50% | 0% | 0% | 0% | 8.2745 | 0 | 0 | 0 | 8.2745 | #N/A
2007-05-25 09:00 | 5 | 25 | 9 | 145.3335 | 3465 | 66.02 | 48.02 | 995 | 66.02 | 0 | 664.7639 | Cooling | 110.794 | #N/A | #N/A | #N/A | #N/A | 0 | 0 | 0 | 0 | 0 | 664.7639 | #N/A | #N/A | 88 | 81.02 | 4.2577 | #N/A | 2.0552 | 0.3693% | 1 | 50% | 0% | 0% | 0% | 8.2745 | 0 | 0 | 0 | 8.2745 | #N/A
2007-05-25 10:00 | 5 | 25 | 10 | 145.3752 | 3466 | 69.08 | 48.92 | 995 | 69.08 | 0 | 825.3912 | Cooling | 137.5652 | #N/A | #N/A | #N/A | #N/A | 0 | 0 | 0 | 0 | 0 | 825.3912 | #N/A | #N/A | 88 | 84.08 | 4.0486 | #N/A | 2.5518 | 0.4586% | 1 | 50% | 0% | 0% | 0% | 8.2745 | 0 | 0 | 0 | 8.2745 | #N/A
2007-05-25 11:00 | 5 | 25 | 11 | 145.4169 | 3467 | 69.08 | 50 | 994 | 69.08 | 0 | 1068.4788 | Cooling | 178.0798 | #N/A | #N/A | #N/A | #N/A | 0 | 0 | 0 | 0 | 0 | 1068.4788 | #N/A | #N/A | 88 | 84.08 | 4.0486 | #N/A | 3.3033 | 0.5936% | 1 | 50% | 0% | 0% | 0% | 8.2745 | 0 | 0 | 0 | 8.2745 | #N/A
2007-05-25 12:00 | 5 | 25 | 12 | 145.4585 | 3468 | 73.94 | 51.08 | 994 | 73.94 | 0 | 1257.2519 | Cooling | 209.542 | #N/A | #N/A | #N/A | #N/A | 0 | 0 | 0 | 0 | 0 | 1257.2519 | #N/A | #N/A | 88 | 88.94 | 3.7165 | #N/A | 3.887 | 0.6985% | 1 | 50% | 0% | 0% | 0% | 8.2745 | 0 | 0 | 0 | 8.2745 | #N/A
2007-05-25 13:00 | 5 | 25 | 13 | 145.5002 | 3469 | 75.92 | 51.98 | 993 | 75.92 | 0 | 1320.2387 | Cooling | 220.0398 | #N/A | #N/A | #N/A | #N/A | 0 | 0 | 0 | 0 | 0 | 1320.2387 | #N/A | #N/A | 88 | 90.92 | 3.5812 | #N/A | 4.0817 | 0.7335% | 1 | 50% | 0% | 0% | 0% | 8.2745 | 0 | 0 | 0 | 8.2745 | #N/A
2007-05-25 14:00 | 5 | 25 | 14 | 145.5419 | 3470 | 75.92 | 51.08 | 993 | 75.92 | 0 | 1181.1128 | Cooling | 196.8521 | #N/A | #N/A | #N/A | #N/A | 0 | 0 | 0 | 0 | 0 | 1181.1128 | #N/A | #N/A | 88 | 90.92 | 3.5812 | #N/A | 3.6516 | 0.6562% | 1 | 50% | 0% | 0% | 0% | 8.2745 | 0 | 0 | 0 | 8.2745 | #N/A
2007-05-25 15:00 | 5 | 25 | 15 | 145.5835 | 3471 | 75.92 | 53.06 | 993 | 75.92 | 0 | 1160.126 | Cooling | 193.3543 | #N/A | #N/A | #N/A | #N/A | 0 | 0 | 0 | 0 | 0 | 1160.126 | #N/A | #N/A | 88 | 90.92 | 3.5812 | #N/A | 3.5867 | 0.6445% | 1 | 50% | 0% | 0% | 0% | 8.2745 | 0 | 0 | 0 | 8.2745 | #N/A
2007-05-25 16:00 | 5 | 25 | 16 | 145.6252 | 3472 | 75.02 | 53.06 | 993 | 75.02 | 0 | 1262.5098 | Cooling | 210.4183 | #N/A | #N/A | #N/A | #N/A | 0 | 0 | 0 | 0 | 0 | 1262.5098 | #N/A | #N/A | 88 | 90.02 | 3.6427 | #N/A | 3.9032 | 0.7014% | 1 | 50% | 0% | 0% | 0% | 8.2745 | 0 | 0 | 0 | 8.2745 | #N/A
2007-05-25 17:00 | 5 | 25 | 17 | 145.6669 | 3473 | 75.02 | 51.98 | 993 | 75.02 | 0 | 1249.2763 | Cooling | 208.2127 | #N/A | #N/A | #N/A | #N/A | 0 | 0 | 0 | 0 | 0 | 1249.2763 | #N/A | #N/A | 88 | 90.02 | 3.6427 | #N/A | 3.8623 | 0.694% | 1 | 50% | 0% | 0% | 0% | 8.2745 | 0 | 0 | 0 | 8.2745 | #N/A
2007-05-25 18:00 | 5 | 25 | 18 | 145.7085 | 3474 | 73.94 | 51.98 | 993 | 73.94 | 0 | 111.6279 | Cooling | 18.6046 | #N/A | #N/A | #N/A | #N/A | 0 | 0 | 0 | 0 | 0 | 111.6279 | #N/A | #N/A | 88 | 88.94 | 3.7165 | #N/A | 0.34511 | 0.06202% | 1 | 50% | 0% | 0% | 0% | 8.2745 | 0 | 0 | 0 | 8.2745 | #N/A
2007-05-25 19:00 | 5 | 25 | 19 | 145.7502 | 3475 | 71.06 | 51.98 | 993 | 71.06 | 0 | 96.2753 | Cooling | 16.0459 | #N/A | #N/A | #N/A | #N/A | 0 | 0 | 0 | 0 | 0 | 96.2753 | #N/A | #N/A | 88 | 86.06 | 3.9133 | #N/A | 0.29765 | 0.05349% | 1 | 50% | 0% | 0% | 0% | 8.2745 | 0 | 0 | 0 | 8.2745 | #N/A
2007-05-25 20:00 | 5 | 25 | 20 | 145.7919 | 3476 | 71.06 | 51.98 | 993 | 71.06 | 0 | 67.231 | Cooling | 11.2052 | #N/A | #N/A | #N/A | #N/A | 0 | 0 | 0 | 0 | 0 | 67.231 | #N/A | #N/A | 88 | 86.06 | 3.9133 | #N/A | 0.20785 | 0.03735% | 1 | 50% | 0% | 0% | 0% | 8.2745 | 0 | 0 | 0 | 8.2745 | #N/A
2007-05-25 21:00 | 5 | 25 | 21 | 145.8335 | 3477 | 66.92 | 53.06 | 994 | 66.92 | 0 | 52.4903 | Cooling | 8.7484 | #N/A | #N/A | #N/A | #N/A | 0 | 0 | 0 | 0 | 0 | 52.4903 | #N/A | #N/A | 88 | 81.92 | 4.1962 | #N/A | 0.16228 | 0.02916% | 1 | 50% | 0% | 0% | 0% | 8.2745 | 0 | 0 | 0 | 8.2745 | #N/A
2007-05-25 22:00 | 5 | 25 | 22 | 145.8752 | 3478 | 64.04 | 53.06 | 994 | 64.04 | 0 | 39.9816 | Cooling | 6.6636 | #N/A | #N/A | #N/A | #N/A | 0 | 0 | 0 | 0 | 0 | 39.9816 | #N/A | #N/A | 88 | 79.04 | 4.393 | #N/A | 0.12361 | 0.02221% | 1 | 50% | 0% | 0% | 0% | 8.2745 | 0 | 0 | 0 | 8.2745 | #N/A
2007-05-25 23:00 | 5 | 25 | 23 | 145.9169 | 3479 | 64.04 | 51.08 | 993 | 64.04 | 0 | 17.8742 | Cooling | 2.979 | #N/A | #N/A | #N/A | #N/A | 0 | 0 | 0 | 0 | 0 | 17.8742 | #N/A | #N/A | 88 | 79.04 | 4.393 | #N/A | 0.05526 | 0.00993% | 1 | 50% | 0% | 0% | 0% | 8.2745 | 0 | 0 | 0 | 8.2745 | #N/A
2007-05-26 | 5 | 26 | 0 | 145.9585 | 3480 | 57.02 | 51.98 | 993 | 57.02 | 0 | 17.6254 | Cooling | 2.9376 | #N/A | #N/A | #N/A | #N/A | 0 | 0 | 0 | 0 | 0 | 17.6254 | #N/A | #N/A | 88 | 72.02 | 4.8727 | #N/A | 0.054491 | 0.009792% | 1 | 50% | 0% | 0% | 0% | 8.2745 | 0 | 0 | 0 | 8.2745 | #N/A
2007-05-26 01:00 | 5 | 26 | 1 | 146.0002 | 3481 | 55.94 | 51.08 | 993 | 55.94 | 0 | 15.0891 | Cooling | 2.5148 | #N/A | #N/A | #N/A | #N/A | 0 | 0 | 0 | 0 | 0 | 15.0891 | #N/A | #N/A | 88 | 70.94 | 4.9465 | #N/A | 0.04665 | 0.008383% | 1 | 50% | 0% | 0% | 0% | 8.2745 | 0 | 0 | 0 | 8.2745 | #N/A
2007-05-26 02:00 | 5 | 26 | 2 | 146.0419 | 3482 | 55.94 | 50 | 993 | 55.94 | 0 | 6.9216 | Cooling | 1.1536 | #N/A | #N/A | #N/A | #N/A | 0 | 0 | 0 | 0 | 0 | 6.9216 | #N/A | #N/A | 88 | 70.94 | 4.9465 | #N/A | 0.021399 | 0.003845% | 1 | 50% | 0% | 0% | 0% | 8.2745 | 0 | 0 | 0 | 8.2745 | #N/A
2007-05-26 03:00 | 5 | 26 | 3 | 146.0835 | 3483 | 57.92 | 51.08 | 993 | 57.92 | 0 | 7.809 | Cooling | 1.3015 | #N/A | #N/A | #N/A | #N/A | 0 | 0 | 0 | 0 | 0 | 7.809 | #N/A | #N/A | 88 | 72.92 | 4.8112 | #N/A | 0.024143 | 0.004338% | 1 | 50% | 0% | 0% | 0% | 8.2745 | 0 | 0 | 0 | 8.2745 | #N/A
2007-05-26 04:00 | 5 | 26 | 4 | 146.1252 | 3484 | 57.92 | 51.08 | 993 | 57.92 | 0 | 7.9441 | Cooling | 1.324 | #N/A | #N/A | #N/A | #N/A | 0 | 0 | 0 | 0 | 0 | 7.9441 | #N/A | #N/A | 88 | 72.92 | 4.8112 | #N/A | 0.02456 | 0.004413% | 1 | 50% | 0% | 0% | 0% | 8.2745 | 0 | 0 | 0 | 8.2745 | #N/A
2007-05-26 05:00 | 5 | 26 | 5 | 146.1669 | 3485 | 57.92 | 51.98 | 994 | 57.92 | 0 | 16.279 | Cooling | 2.7132 | #N/A | #N/A | #N/A | #N/A | 0 | 0 | 0 | 0 | 0 | 16.279 | #N/A | #N/A | 88 | 72.92 | 4.8112 | #N/A | 0.050329 | 0.009044% | 1 | 50% | 0% | 0% | 0% | 8.2745 | 0 | 0 | 0 | 8.2745 | #N/A
2007-05-26 06:00 | 5 | 26 | 6 | 146.2085 | 3486 | 60.08 | 53.06 | 994 | 60.08 | 0 | 42.4433 | Cooling | 7.0739 | #N/A | #N/A | #N/A | #N/A | 0 | 0 | 0 | 0 | 0 | 42.4433 | #N/A | #N/A | 88 | 75.08 | 4.6636 | #N/A | 0.13122 | 0.02358% | 1 | 50% | 0% | 0% | 0% | 8.2745 | 0 | 0 | 0 | 8.2745 | #N/A
2007-05-26 07:00 | 5 | 26 | 7 | 146.2502 | 3487 | 60.98 | 53.06 | 995 | 60.98 | 0 | 57.996 | Cooling | 9.666 | #N/A | #N/A | #N/A | #N/A | 0 | 0 | 0 | 0 | 0 | 57.996 | #N/A | #N/A | 88 | 75.98 | 4.6021 | #N/A | 0.1793 | 0.03222% | 1 | 50% | 0% | 0% | 0% | 8.2745 | 0 | 0 | 0 | 8.2745 | #N/A
2007-05-26 08:00 | 5 | 26 | 8 | 146.2919 | 3488 | 60.98 | 53.96 | 995 | 60.98 | 0 | 71.8718 | Cooling | 11.9786 | #N/A | #N/A | #N/A | #N/A | 0 | 0 | 0 | 0 | 0 | 71.8718 | #N/A | #N/A | 88 | 75.98 | 4.6021 | #N/A | 0.2222 | 0.03993% | 1 | 50% | 0% | 0% | 0% | 8.2745 | 0 | 0 | 0 | 8.2745 | #N/A
2007-05-26 09:00 | 5 | 26 | 9 | 146.3335 | 3489 | 62.96 | 55.04 | 995 | 62.96 | 0 | 84.8973 | Cooling | 14.1495 | #N/A | #N/A | #N/A | #N/A | 0 | 0 | 0 | 0 | 0 | 84.8973 | #N/A | #N/A | 88 | 77.96 | 4.4668 | #N/A | 0.26247 | 0.04717% | 1 | 50% | 0% | 0% | 0% | 8.2745 | 0 | 0 | 0 | 8.2745 | #N/A
2007-05-26 10:00 | 5 | 26 | 10 | 146.3752 | 3490 | 66.02 | 55.04 | 995 | 66.02 | 0 | 57.9269 | Cooling | 9.6545 | #N/A | #N/A | #N/A | #N/A | 0 | 0 | 0 | 0 | 0 | 57.9269 | #N/A | #N/A | 88 | 81.02 | 4.2577 | #N/A | 0.17909 | 0.03218% | 1 | 50% | 0% | 0% | 0% | 8.2745 | 0 | 0 | 0 | 8.2745 | #N/A
2007-05-26 11:00 | 5 | 26 | 11 | 146.4169 | 3491 | 66.02 | 55.94 | 995 | 66.02 | 0 | 65.1455 | Cooling | 10.8576 | #N/A | #N/A | #N/A | #N/A | 0 | 0 | 0 | 0 | 0 | 65.1455 | #N/A | #N/A | 88 | 81.02 | 4.2577 | #N/A | 0.20141 | 0.03619% | 1 | 50% | 0% | 0% | 0% | 8.2745 | 0 | 0 | 0 | 8.2745 | #N/A
2007-05-26 12:00 | 5 | 26 | 12 | 146.4585 | 3492 | 77 | 57.02 | 995 | 77 | 0 | 75.8148 | Cooling | 12.6358 | #N/A | #N/A | #N/A | #N/A | 0 | 0 | 0 | 0 | 0 | 75.8148 | #N/A | #N/A | 88 | 92 | 3.5074 | #N/A | 0.23439 | 0.04212% | 1 | 50% | 0% | 0% | 0% | 8.2745 | 0 | 0 | 0 | 8.2745 | #N/A
2007-05-26 13:00 | 5 | 26 | 13 | 146.5002 | 3493 | 82.04 | 59 | 995 | 82.04 | 0 | 95.8981 | Cooling | 15.983 | #N/A | #N/A | #N/A | #N/A | 0 | 0 | 0 | 0 | 0 | 95.8981 | #N/A | #N/A | 88 | 97.04 | 3.163 | #N/A | 0.29648 | 0.05328% | 1 | 50% | 0% | 0% | 0% | 8.2745 | 0 | 0 | 0 | 8.2745 | #N/A
2007-05-26 14:00 | 5 | 26 | 14 | 146.5419 | 3494 | 82.04 | 60.08 | 994 | 82.04 | 0 | 110.7118 | Cooling | 18.452 | #N/A | #N/A | #N/A | #N/A | 0 | 0 | 0 | 0 | 0 | 110.7118 | #N/A | #N/A | 88 | 97.04 | 3.163 | #N/A | 0.34228 | 0.06151% | 1 | 50% | 0% | 0% | 0% | 8.2745 | 0 | 0 | 0 | 8.2745 | #N/A
2007-05-26 15:00 | 5 | 26 | 15 | 146.5835 | 3495 | 82.04 | 60.98 | 995 | 82.04 | 0 | 123.4172 | Cooling | 20.5695 | #N/A | #N/A | #N/A | #N/A | 0 | 0 | 0 | 0 | 0 | 123.4172 | #N/A | #N/A | 88 | 97.04 | 3.163 | #N/A | 0.38156 | 0.06857% | 1 | 50% | 0% | 0% | 0% | 8.2745 | 0 | 0 | 0 | 8.2745 | #N/A
2007-05-26 16:00 | 5 | 26 | 16 | 146.6252 | 3496 | 80.96 | 62.06 | 995 | 80.96 | 0 | 236.1495 | Cooling | 39.3582 | #N/A | #N/A | #N/A | #N/A | 0 | 0 | 0 | 0 | 0 | 236.1495 | #N/A | #N/A | 88 | 95.96 | 3.2368 | #N/A | 0.73009 | 0.1312% | 1 | 50% | 0% | 0% | 0% | 8.2745 | 0 | 0 | 0 | 8.2745 | #N/A
2007-05-26 17:00 | 5 | 26 | 17 | 146.6669 | 3497 | 80.96 | 62.06 | 994 | 80.96 | 0 | 287.3925 | Cooling | 47.8987 | #N/A | #N/A | #N/A | #N/A | 0 | 0 | 0 | 0 | 0 | 287.3925 | #N/A | #N/A | 88 | 95.96 | 3.2368 | #N/A | 0.88851 | 0.1597% | 1 | 50% | 0% | 0% | 0% | 8.2745 | 0 | 0 | 0 | 8.2745 | #N/A
2007-05-26 18:00 | 5 | 26 | 18 | 146.7085 | 3498 | 80.06 | 62.06 | 994 | 80.06 | 0 | 287.6965 | Cooling | 47.9494 | #N/A | #N/A | #N/A | #N/A | 0 | 0 | 0 | 0 | 0 | 287.6965 | #N/A | #N/A | 88 | 95.06 | 3.2983 | #N/A | 0.88945 | 0.1598% | 1 | 50% | 0% | 0% | 0% | 8.2745 | 0 | 0 | 0 | 8.2745 | #N/A
2007-05-26 19:00 | 5 | 26 | 19 | 146.7502 | 3499 | 77 | 62.06 | 993 | 77 | 0 | 238.7137 | Cooling | 39.7856 | #N/A | #N/A | #N/A | #N/A | 0 | 0 | 0 | 0 | 0 | 238.7137 | #N/A | #N/A | 88 | 92 | 3.5074 | #N/A | 0.73801 | 0.1326% | 1 | 50% | 0% | 0% | 0% | 8.2745 | 0 | 0 | 0 | 8.2745 | #N/A
2007-05-26 20:00 | 5 | 26 | 20 | 146.7919 | 3500 | 77 | 62.06 | 993 | 77 | 0 | 238.4148 | Cooling | 39.7358 | #N/A | #N/A | #N/A | #N/A | 0 | 0 | 0 | 0 | 0 | 238.4148 | #N/A | #N/A | 88 | 92 | 3.5074 | #N/A | 0.73709 | 0.1325% | 1 | 50% | 0% | 0% | 0% | 8.2745 | 0 | 0 | 0 | 8.2745 | #N/A
2007-05-26 21:00 | 5 | 26 | 21 | 146.8335 | 3501 | 75.92 | 60.98 | 993 | 75.92 | 0 | 170.6765 | Cooling | 28.4461 | #N/A | #N/A | #N/A | #N/A | 0 | 0 | 0 | 0 | 0 | 170.6765 | #N/A | #N/A | 88 | 90.92 | 3.5812 | #N/A | 0.52767 | 0.09482% | 1 | 50% | 0% | 0% | 0% | 8.2745 | 0 | 0 | 0 | 8.2745 | #N/A
2007-05-26 22:00 | 5 | 26 | 22 | 146.8752 | 3502 | 71.96 | 60.08 | 993 | 71.96 | 0 | 106.14 | Cooling | 17.69 | #N/A | #N/A | #N/A | #N/A | 0 | 0 | 0 | 0 | 0 | 106.14 | #N/A | #N/A | 88 | 86.96 | 3.8518 | #N/A | 0.32815 | 0.05897% | 1 | 50% | 0% | 0% | 0% | 8.2745 | 0 | 0 | 0 | 8.2745 | #N/A
2007-05-26 23:00 | 5 | 26 | 23 | 146.9169 | 3503 | 71.96 | 60.98 | 993 | 71.96 | 0 | 73.8271 | Cooling | 12.3045 | #N/A | #N/A | #N/A | #N/A | 0 | 0 | 0 | 0 | 0 | 73.8271 | #N/A | #N/A | 88 | 86.96 | 3.8518 | #N/A | 0.22825 | 0.04102% | 1 | 50% | 0% | 0% | 0% | 8.2745 | 0 | 0 | 0 | 8.2745 | #N/A
2007-05-27 | 5 | 27 | 0 | 146.9585 | 3504 | 64.94 | 60.98 | 993 | 64.94 | 0 | 98.1081 | Cooling | 16.3514 | #N/A | #N/A | #N/A | #N/A | 0 | 0 | 0 | 0 | 0 | 98.1081 | #N/A | #N/A | 88 | 79.94 | 4.3315 | #N/A | 0.30331 | 0.0545% | 1 | 50% | 0% | 0% | 0% | 8.2745 | 0 | 0 | 0 | 8.2745 | #N/A
2007-05-27 01:00 | 5 | 27 | 1 | 147.0002 | 3505 | 64.04 | 62.06 | 992 | 64.04 | 0 | 111.7111 | Cooling | 18.6185 | #N/A | #N/A | #N/A | #N/A | 0 | 0 | 0 | 0 | 0 | 111.7111 | #N/A | #N/A | 88 | 79.04 | 4.393 | #N/A | 0.34537 | 0.06206% | 1 | 50% | 0% | 0% | 0% | 8.2745 | 0 | 0 | 0 | 8.2745 | #N/A
2007-05-27 02:00 | 5 | 27 | 2 | 147.0419 | 3506 | 64.04 | 60.98 | 992 | 64.04 | 0 | 109.9863 | Cooling | 18.3311 | #N/A | #N/A | #N/A | #N/A | 0 | 0 | 0 | 0 | 0 | 109.9863 | #N/A | #N/A | 88 | 79.04 | 4.393 | #N/A | 0.34004 | 0.0611% | 1 | 50% | 0% | 0% | 0% | 8.2745 | 0 | 0 | 0 | 8.2745 | #N/A
2007-05-27 03:00 | 5 | 27 | 3 | 147.0835 | 3507 | 64.04 | 62.06 | 991 | 64.04 | 0 | 109.4956 | Cooling | 18.2493 | #N/A | #N/A | #N/A | #N/A | 0 | 0 | 0 | 0 | 0 | 109.4956 | #N/A | #N/A | 88 | 79.04 | 4.393 | #N/A | 0.33852 | 0.06083% | 1 | 50% | 0% | 0% | 0% | 8.2745 | 0 | 0 | 0 | 8.2745 | #N/A
2007-05-27 04:00 | 5 | 27 | 4 | 147.1252 | 3508 | 64.04 | 60.98 | 991 | 64.04 | 0 | 98.377 | Cooling | 16.3962 | #N/A | #N/A | #N/A | #N/A | 0 | 0 | 0 | 0 | 0 | 98.377 | #N/A | #N/A | 88 | 79.04 | 4.393 | #N/A | 0.30414 | 0.05465% | 1 | 50% | 0% | 0% | 0% | 8.2745 | 0 | 0 | 0 | 8.2745 | #N/A
2007-05-27 05:00 | 5 | 27 | 5 | 147.1669 | 3509 | 64.04 | 60.98 | 991 | 64.04 | 0 | 135.4168 | Cooling | 22.5695 | #N/A | #N/A | #N/A | #N/A | 0 | 0 | 0 | 0 | 0 | 135.4168 | #N/A | #N/A | 88 | 79.04 | 4.393 | #N/A | 0.41866 | 0.07523% | 1 | 50% | 0% | 0% | 0% | 8.2745 | 0 | 0 | 0 | 8.2745 | #N/A
2007-05-27 06:00 | 5 | 27 | 6 | 147.2085 | 3510 | 66.02 | 60.08 | 991 | 66.02 | 0 | 1212.4068 | Cooling | 202.0678 | #N/A | #N/A | #N/A | #N/A | 0 | 0 | 0 | 0 | 0 | 1212.4068 | #N/A | #N/A | 88 | 81.02 | 4.2577 | #N/A | 3.7483 | 0.6736% | 1 | 50% | 0% | 0% | 0% | 8.2745 | 0 | 0 | 0 | 8.2745 | #N/A
2007-05-27 07:00 | 5 | 27 | 7 | 147.2502 | 3511 | 69.08 | 60.98 | 991 | 69.08 | 0 | 1332.7683 | Cooling | 222.128 | #N/A | #N/A | #N/A | #N/A | 0 | 0 | 0 | 0 | 0 | 1332.7683 | #N/A | #N/A | 88 | 84.08 | 4.0486 | #N/A | 4.1204 | 0.7404% | 1 | 50% | 0% | 0% | 0% | 8.2745 | 0 | 0 | 0 | 8.2745 | #N/A
2007-05-27 08:00 | 5 | 27 | 8 | 147.2919 | 3512 | 69.08 | 60.98 | 991 | 69.08 | 0 | 1770.6542 | Cooling | 295.109 | #N/A | #N/A | #N/A | #N/A | 0 | 0 | 0 | 0 | 0 | 1770.6542 | #N/A | #N/A | 88 | 84.08 | 4.0486 | #N/A | 5.4742 | 0.9837% | 1 | 50% | 0% | 0% | 0% | 8.2745 | 0 | 0 | 0 | 8.2745 | #N/A
2007-05-27 09:00 | 5 | 27 | 9 | 147.3335 | 3513 | 75.02 | 62.06 | 991 | 75.02 | 0 | 1939.4576 | Cooling | 323.2429 | #N/A | #N/A | #N/A | #N/A | 0 | 0 | 0 | 0 | 0 | 1939.4576 | #N/A | #N/A | 88 | 90.02 | 3.6427 | #N/A | 5.9961 | 1.077% | 1 | 50% | 0% | 0% | 0% | 8.2745 | 0 | 0 | 0 | 8.2745 | #N/A
2007-05-27 10:00 | 5 | 27 | 10 | 147.3752 | 3514 | 77 | 64.04 | 991 | 77 | 0 | 2073.9875 | Cooling | 345.6646 | #N/A | #N/A | #N/A | #N/A | 0 | 0 | 0 | 0 | 0 | 2073.9875 | #N/A | #N/A | 88 | 92 | 3.5074 | #N/A | 6.412 | 1.152% | 1 | 50% | 0% | 0% | 0% | 8.2745 | 0 | 0 | 0 | 8.2745 | #N/A
2007-05-27 11:00 | 5 | 27 | 11 | 147.4169 | 3515 | 77 | 64.94 | 991 | 77 | 0 | 1895.4692 | Cooling | 315.9115 | #N/A | #N/A | #N/A | #N/A | 0 | 0 | 0 | 0 | 0 | 1895.4692 | #N/A | #N/A | 88 | 92 | 3.5074 | #N/A | 5.8601 | 1.053% | 1 | 50% | 0% | 0% | 0% | 8.2745 | 0 | 0 | 0 | 8.2745 | #N/A
2007-05-27 12:00 | 5 | 27 | 12 | 147.4585 | 3516 | 84.02 | 64.04 | 992 | 84.02 | 0 | 1690.6671 | Cooling | 281.7779 | #N/A | #N/A | #N/A | #N/A | 0 | 0 | 0 | 0 | 0 | 1690.6671 | #N/A | #N/A | 88 | 99.02 | 3.0277 | #N/A | 5.2269 | 0.9393% | 1 | 50% | 0% | 0% | 0% | 8.2745 | 0 | 0 | 0 | 8.2745 | #N/A
2007-05-27 13:00 | 5 | 27 | 13 | 147.5002 | 3517 | 82.04 | 64.94 | 992 | 82.04 | 0 | 1770.232 | Cooling | 295.0387 | #N/A | #N/A | #N/A | #N/A | 0 | 0 | 0 | 0 | 0 | 1770.232 | #N/A | #N/A | 88 | 97.04 | 3.163 | #N/A | 5.4729 | 0.9835% | 1 | 50% | 0% | 0% | 0% | 8.2745 | 0 | 0 | 0 | 8.2745 | #N/A
2007-05-27 14:00 | 5 | 27 | 14 | 147.5419 | 3518 | 82.04 | 66.02 | 992 | 82.04 | 0 | 2033.9003 | Cooling | 338.9834 | #N/A | #N/A | #N/A | #N/A | 0 | 0 | 0 | 0 | 0 | 2033.9003 | #N/A | #N/A | 88 | 97.04 | 3.163 | #N/A | 6.2881 | 1.13% | 1 | 50% | 0% | 0% | 0% | 8.2745 | 0 | 0 | 0 | 8.2745 | #N/A
2007-05-27 15:00 | 5 | 27 | 15 | 147.5835 | 3519 | 84.92 | 66.92 | 992 | 84.92 | 0 | 2164.1964 | Cooling | 360.6994 | #N/A | #N/A | #N/A | #N/A | 0 | 0 | 0 | 0 | 0 | 2164.1964 | #N/A | #N/A | 88 | 99.92 | 2.9662 | #N/A | 6.6909 | 1.202% | 1 | 50% | 0% | 0% | 0% | 8.2745 | 0 | 0 | 0 | 8.2745 | #N/A
2007-05-27 16:00 | 5 | 27 | 16 | 147.6252 | 3520 | 82.94 | 62.96 | 992 | 82.94 | 0 | 1972.6248 | Cooling | 328.7708 | #N/A | #N/A | #N/A | #N/A | 0 | 0 | 0 | 0 | 0 | 1972.6248 | #N/A | #N/A | 88 | 97.94 | 3.1015 | #N/A | 6.0986 | 1.096% | 1 | 50% | 0% | 0% | 0% | 8.2745 | 0 | 0 | 0 | 8.2745 | #N/A
2007-05-27 17:00 | 5 | 27 | 17 | 147.6669 | 3521 | 82.94 | 62.06 | 993 | 82.94 | 0 | 1731.6729 | Cooling | 288.6122 | #N/A | #N/A | #N/A | #N/A | 0 | 0 | 0 | 0 | 0 | 1731.6729 | #N/A | #N/A | 88 | 97.94 | 3.1015 | #N/A | 5.3537 | 0.962% | 1 | 50% | 0% | 0% | 0% | 8.2745 | 0 | 0 | 0 | 8.2745 | #N/A
2007-05-27 18:00 | 5 | 27 | 18 | 147.7085 | 3522 | 82.04 | 62.06 | 993 | 82.04 | 0 | 1573.3467 | Cooling | 262.2244 | #N/A | #N/A | #N/A | #N/A | 0 | 0 | 0 | 0 | 0 | 1573.3467 | #N/A | #N/A | 88 | 97.04 | 3.163 | #N/A | 4.8642 | 0.8741% | 1 | 50% | 0% | 0% | 0% | 8.2745 | 0 | 0 | 0 | 8.2745 | #N/A
2007-05-27 19:00 | 5 | 27 | 19 | 147.7502 | 3523 | 78.98 | 60.98 | 993 | 78.98 | 0 | 1446.7493 | Cooling | 241.1249 | #N/A | #N/A | #N/A | #N/A | 0 | 0 | 0 | 0 | 0 | 1446.7493 | #N/A | #N/A | 88 | 93.98 | 3.3721 | #N/A | 4.4728 | 0.8037% | 1 | 50% | 0% | 0% | 0% | 8.2745 | 0 | 0 | 0 | 8.2745 | #N/A
2007-05-27 20:00 | 5 | 27 | 20 | 147.7919 | 3524 | 78.98 | 60.98 | 993 | 78.98 | 0 | 1325.4261 | Cooling | 220.9043 | #N/A | #N/A | #N/A | #N/A | 0 | 0 | 0 | 0 | 0 | 1325.4261 | #N/A | #N/A | 88 | 93.98 | 3.3721 | #N/A | 4.0977 | 0.7363% | 1 | 50% | 0% | 0% | 0% | 8.2745 | 0 | 0 | 0 | 8.2745 | #N/A
2007-05-27 21:00 | 5 | 27 | 21 | 147.8335 | 3525 | 75.92 | 60.08 | 994 | 75.92 | 0 | 1184.1879 | Cooling | 197.3646 | #N/A | #N/A | #N/A | #N/A | 0 | 0 | 0 | 0 | 0 | 1184.1879 | #N/A | #N/A | 88 | 90.92 | 3.5812 | #N/A | 3.6611 | 0.6579% | 1 | 50% | 0% | 0% | 0% | 8.2745 | 0 | 0 | 0 | 8.2745 | #N/A
2007-05-27 22:00 | 5 | 27 | 22 | 147.8752 | 3526 | 69.98 | 59 | 994 | 69.98 | 0 | 67.6719 | Cooling | 11.2787 | #N/A | #N/A | #N/A | #N/A | 0 | 0 | 0 | 0 | 0 | 67.6719 | #N/A | #N/A | 88 | 84.98 | 3.9871 | #N/A | 0.20922 | 0.0376% | 1 | 50% | 0% | 0% | 0% | 8.2745 | 0 | 0 | 0 | 8.2745 | #N/A
2007-05-27 23:00 | 5 | 27 | 23 | 147.9169 | 3527 | 69.98 | 59 | 994 | 69.98 | 0 | 109.5133 | Cooling | 18.2522 | #N/A | #N/A | #N/A | #N/A | 0 | 0 | 0 | 0 | 0 | 109.5133 | #N/A | #N/A | 88 | 84.98 | 3.9871 | #N/A | 0.33857 | 0.06084% | 1 | 50% | 0% | 0% | 0% | 8.2745 | 0 | 0 | 0 | 8.2745 | #N/A
2007-05-28 | 5 | 28 | 0 | 147.9585 | 3528 | 62.06 | 59 | 994 | 62.06 | 0 | 99.6595 | Cooling | 16.6099 | #N/A | #N/A | #N/A | #N/A | 0 | 0 | 0 | 0 | 0 | 99.6595 | #N/A | #N/A | 88 | 77.06 | 4.5283 | #N/A | 0.30811 | 0.05537% | 1 | 50% | 0% | 0% | 0% | 8.2745 | 0 | 0 | 0 | 8.2745 | #N/A
2007-05-28 01:00 | 5 | 28 | 1 | 148.0002 | 3529 | 62.06 | 59 | 994 | 62.06 | 0 | 98.4684 | Cooling | 16.4114 | #N/A | #N/A | #N/A | #N/A | 0 | 0 | 0 | 0 | 0 | 98.4684 | #N/A | #N/A | 88 | 77.06 | 4.5283 | #N/A | 0.30443 | 0.0547% | 1 | 50% | 0% | 0% | 0% | 8.2745 | 0 | 0 | 0 | 8.2745 | #N/A
2007-05-28 02:00 | 5 | 28 | 2 | 148.0419 | 3530 | 62.06 | 59 | 994 | 62.06 | 0 | 97.2424 | Cooling | 16.2071 | #N/A | #N/A | #N/A | #N/A | 0 | 0 | 0 | 0 | 0 | 97.2424 | #N/A | #N/A | 88 | 77.06 | 4.5283 | #N/A | 0.30064 | 0.05402% | 1 | 50% | 0% | 0% | 0% | 8.2745 | 0 | 0 | 0 | 8.2745 | #N/A
2007-05-28 03:00 | 5 | 28 | 3 | 148.0835 | 3531 | 60.08 | 57.92 | 994 | 60.08 | 0 | 85.0791 | Cooling | 14.1798 | #N/A | #N/A | #N/A | #N/A | 0 | 0 | 0 | 0 | 0 | 85.0791 | #N/A | #N/A | 88 | 75.08 | 4.6636 | #N/A | 0.26303 | 0.04727% | 1 | 50% | 0% | 0% | 0% | 8.2745 | 0 | 0 | 0 | 8.2745 | #N/A
2007-05-28 04:00 | 5 | 28 | 4 | 148.1252 | 3532 | 57.92 | 57.92 | 994 | 57.92 | 0 | 77.3119 | Cooling | 12.8853 | #N/A | #N/A | #N/A | #N/A | 0 | 0 | 0 | 0 | 0 | 77.3119 | #N/A | #N/A | 88 | 72.92 | 4.8112 | #N/A | 0.23902 | 0.04295% | 1 | 50% | 0% | 0% | 0% | 8.2745 | 0 | 0 | 0 | 8.2745 | #N/A
2007-05-28 05:00 | 5 | 28 | 5 | 148.1669 | 3533 | 57.92 | 57.92 | 994 | 57.92 | 0 | 100.0076 | Cooling | 16.6679 | #N/A | #N/A | #N/A | #N/A | 0 | 0 | 0 | 0 | 0 | 100.0076 | #N/A | #N/A | 88 | 72.92 | 4.8112 | #N/A | 0.30919 | 0.05556% | 1 | 50% | 0% | 0% | 0% | 8.2745 | 0 | 0 | 0 | 8.2745 | #N/A
2007-05-28 06:00 | 5 | 28 | 6 | 148.2085 | 3534 | 57.02 | 57.92 | 994 | 57.02 | 0 | 668.6768 | Cooling | 111.4461 | #N/A | #N/A | #N/A | #N/A | 0 | 0 | 0 | 0 | 0 | 668.6768 | #N/A | #N/A | 88 | 72.02 | 4.8727 | #N/A | 2.0673 | 0.3715% | 1 | 50% | 0% | 0% | 0% | 8.2745 | 0 | 0 | 0 | 8.2745 | #N/A
2007-05-28 07:00 | 5 | 28 | 7 | 148.2502 | 3535 | 55.04 | 57.92 | 995 | 55.04 | 0 | 724.1676 | Cooling | 120.6946 | #N/A | #N/A | #N/A | #N/A | 0 | 0 | 0 | 0 | 0 | 724.1676 | #N/A | #N/A | 88 | 70.04 | 5.008 | #N/A | 2.2389 | 0.4023% | 1 | 50% | 0% | 0% | 0% | 8.2745 | 0 | 0 | 0 | 8.2745 | #N/A
2007-05-28 08:00 | 5 | 28 | 8 | 148.2919 | 3536 | 55.04 | 57.92 | 995 | 55.04 | 0 | 924.2066 | Cooling | 154.0344 | #N/A | #N/A | #N/A | #N/A | 0 | 0 | 0 | 0 | 0 | 924.2066 | #N/A | #N/A | 88 | 70.04 | 5.008 | #N/A | 2.8573 | 0.5134% | 1 | 50% | 0% | 0% | 0% | 8.2745 | 0 | 0 | 0 | 8.2745 | #N/A
2007-05-28 09:00 | 5 | 28 | 9 | 148.3335 | 3537 | 53.96 | 55.94 | 995 | 53.96 | 0 | 732.6396 | Cooling | 122.1066 | #N/A | #N/A | #N/A | #N/A | 0 | 0 | 0 | 0 | 0 | 732.6396 | #N/A | #N/A | 88 | 68.96 | 5.0818 | #N/A | 2.265 | 0.407% | 1 | 50% | 0% | 0% | 0% | 8.2745 | 0 | 0 | 0 | 8.2745 | #N/A
2007-05-28 10:00 | 5 | 28 | 10 | 148.3752 | 3538 | 53.6 | 55.94 | 996 | 53.6 | 0 | 608.5996 | Cooling | 101.4333 | #N/A | #N/A | #N/A | #N/A | 0 | 0 | 0 | 0 | 0 | 608.5996 | #N/A | #N/A | 88 | 68.6 | 5.1064 | #N/A | 1.8816 | 0.3381% | 1 | 50% | 0% | 0% | 0% | 8.2745 | 0 | 0 | 0 | 8.2745 | #N/A
2007-05-28 11:00 | 5 | 28 | 11 | 148.4169 | 3539 | 53.96 | 57.02 | 996 | 53.96 | 0 | 778.3318 | Cooling | 129.722 | #N/A | #N/A | #N/A | #N/A | 0 | 0 | 0 | 0 | 0 | 778.3318 | #N/A | #N/A | 88 | 68.96 | 5.0818 | #N/A | 2.4063 | 0.4324% | 1 | 50% | 0% | 0% | 0% | 8.2745 | 0 | 0 | 0 | 8.2745 | #N/A
2007-05-28 12:00 | 5 | 28 | 12 | 148.4585 | 3540 | 55.04 | 57.02 | 996 | 55.04 | 0 | 938.8272 | Cooling | 156.4712 | #N/A | #N/A | #N/A | #N/A | 0 | 0 | 0 | 0 | 0 | 938.8272 | #N/A | #N/A | 88 | 70.04 | 5.008 | #N/A | 2.9025 | 0.5216% | 1 | 50% | 0% | 0% | 0% | 8.2745 | 0 | 0 | 0 | 8.2745 | #N/A
2007-05-28 13:00 | 5 | 28 | 13 | 148.5002 | 3541 | 55.04 | 57.02 | 996 | 55.04 | 0 | 1087.0056 | Cooling | 181.1676 | #N/A | #N/A | #N/A | #N/A | 0 | 0 | 0 | 0 | 0 | 1087.0056 | #N/A | #N/A | 88 | 70.04 | 5.008 | #N/A | 3.3606 | 0.6039% | 1 | 50% | 0% | 0% | 0% | 8.2745 | 0 | 0 | 0 | 8.2745 | #N/A
2007-05-28 14:00 | 5 | 28 | 14 | 148.5419 | 3542 | 55.94 | 55.94 | 996 | 55.94 | 0 | 1195.5679 | Cooling | 199.2613 | #N/A | #N/A | #N/A | #N/A | 0 | 0 | 0 | 0 | 0 | 1195.5679 | #N/A | #N/A | 88 | 70.94 | 4.9465 | #N/A | 3.6962 | 0.6642% | 1 | 50% | 0% | 0% | 0% | 8.2745 | 0 | 0 | 0 | 8.2745 | #N/A
2007-05-28 15:00 | 5 | 28 | 15 | 148.5835 | 3543 | 60.08 | 53.96 | 996 | 60.08 | 0 | 1300.8029 | Cooling | 216.8005 | #N/A | #N/A | #N/A | #N/A | 0 | 0 | 0 | 0 | 0 | 1300.8029 | #N/A | #N/A | 88 | 75.08 | 4.6636 | #N/A | 4.0216 | 0.7227% | 1 | 50% | 0% | 0% | 0% | 8.2745 | 0 | 0 | 0 | 8.2745 | #N/A
2007-05-28 16:00 | 5 | 28 | 16 | 148.6252 | 3544 | 59 | 53.96 | 996 | 59 | 0 | 1446.0484 | Cooling | 241.0081 | #N/A | #N/A | #N/A | #N/A | 0 | 0 | 0 | 0 | 0 | 1446.0484 | #N/A | #N/A | 88 | 74 | 4.7374 | #N/A | 4.4706 | 0.8034% | 1 | 50% | 0% | 0% | 0% | 8.2745 | 0 | 0 | 0 | 8.2745 | #N/A
2007-05-28 17:00 | 5 | 28 | 17 | 148.6669 | 3545 | 59 | 51.98 | 996 | 59 | 0 | 1189.9299 | Cooling | 198.3217 | #N/A | #N/A | #N/A | #N/A | 0 | 0 | 0 | 0 | 0 | 1189.9299 | #N/A | #N/A | 88 | 74 | 4.7374 | #N/A | 3.6788 | 0.6611% | 1 | 50% | 0% | 0% | 0% | 8.2745 | 0 | 0 | 0 | 8.2745 | #N/A
2007-05-28 18:00 | 5 | 28 | 18 | 148.7085 | 3546 | 57.92 | 48.92 | 996 | 57.92 | 0 | 696.4045 | Cooling | 116.0674 | #N/A | #N/A | #N/A | #N/A | 0 | 0 | 0 | 0 | 0 | 696.4045 | #N/A | #N/A | 88 | 72.92 | 4.8112 | #N/A | 2.153 | 0.3869% | 1 | 50% | 0% | 0% | 0% | 8.2745 | 0 | 0 | 0 | 8.2745 | #N/A
2007-05-28 19:00 | 5 | 28 | 19 | 148.7502 | 3547 | 55.94 | 46.04 | 997 | 55.94 | 0 | 445.9677 | Cooling | 74.3279 | #N/A | #N/A | #N/A | #N/A | 0 | 0 | 0 | 0 | 0 | 445.9677 | #N/A | #N/A | 88 | 70.94 | 4.9465 | #N/A | 1.3788 | 0.2478% | 1 | 50% | 0% | 0% | 0% | 8.2745 | 0 | 0 | 0 | 8.2745 | #N/A
2007-05-28 20:00 | 5 | 28 | 20 | 148.7919 | 3548 | 55.94 | 44.06 | 998 | 55.94 | 0 | 223.8686 | Cooling | 37.3114 | #N/A | #N/A | #N/A | #N/A | 0 | 0 | 0 | 0 | 0 | 223.8686 | #N/A | #N/A | 88 | 70.94 | 4.9465 | #N/A | 0.69212 | 0.1244% | 1 | 50% | 0% | 0% | 0% | 8.2745 | 0 | 0 | 0 | 8.2745 | #N/A
2007-05-28 21:00 | 5 | 28 | 21 | 148.8335 | 3549 | 53.96 | 41 | 999 | 53.96 | 0 | 52.4728 | Cooling | 8.7455 | #N/A | #N/A | #N/A | #N/A | 0 | 0 | 0 | 0 | 0 | 52.4728 | #N/A | #N/A | 88 | 68.96 | 5.0818 | #N/A | 0.16223 | 0.02915% | 1 | 50% | 0% | 0% | 0% | 8.2745 | 0 | 0 | 0 | 8.2745 | #N/A
2007-05-28 22:00 | 5 | 28 | 22 | 148.8752 | 3550 | 53.96 | 41 | 1000 | 53.96 | 0 | 0.012853 | Cooling | 0.0021421 | #N/A | #N/A | #N/A | #N/A | 0 | 0 | 0 | 0 | 0 | 0.012853 | #N/A | #N/A | 88 | 68.96 | 5.0818 | #N/A | 3.9736e-05 | 7.14e-06% | 1 | 50% | 0% | 0% | 0% | 8.2745 | 0 | 0 | 0 | 8.2745 | #N/A
2007-05-28 23:00 | 5 | 28 | 23 | 148.9169 | 3551 | 53.96 | 39.92 | 1000 | 53.96 | 0 | 0.045747 | Cooling | 0.0076245 | #N/A | #N/A | #N/A | #N/A | 0 | 0 | 0 | 0 | 0 | 0.045747 | #N/A | #N/A | 88 | 68.96 | 5.0818 | #N/A | 0.00014143 | 2.541e-05% | 1 | 50% | 0% | 0% | 0% | 8.2745 | 0 | 0 | 0 | 8.2745 | #N/A
2007-05-29 | 5 | 29 | 0 | 148.9585 | 3552 | 53.96 | 39.92 | 1000 | 53.96 | 0 | 0.052376 | Cooling | 0.0087293 | #N/A | #N/A | #N/A | #N/A | 0 | 0 | 0 | 0 | 0 | 0.052376 | #N/A | #N/A | 88 | 68.96 | 5.0818 | #N/A | 0.00016193 | 2.91e-05% | 1 | 50% | 0% | 0% | 0% | 8.2745 | 0 | 0 | 0 | 8.2745 | #N/A
2007-05-29 01:00 | 5 | 29 | 1 | 149.0002 | 3553 | 51.98 | 39.92 | 1000 | 51.98 | 0 | 0.044173 | Cooling | 0.0073621 | #N/A | #N/A | #N/A | #N/A | 0 | 0 | 0 | 0 | 0 | 0.044173 | #N/A | #N/A | 88 | 66.98 | 5.2171 | #N/A | 0.00013657 | 2.454e-05% | 1 | 50% | 0% | 0% | 0% | 8.2745 | 0 | 0 | 0 | 8.2745 | #N/A
2007-05-29 02:00 | 5 | 29 | 2 | 149.0419 | 3554 | 51.98 | 39.92 | 1000 | 51.98 | 0 | 0.036425 | Cooling | 0.0060708 | #N/A | #N/A | #N/A | #N/A | 0 | 0 | 0 | 0 | 0 | 0.036425 | #N/A | #N/A | 88 | 66.98 | 5.2171 | #N/A | 0.00011261 | 2.024e-05% | 1 | 50% | 0% | 0% | 0% | 8.2745 | 0 | 0 | 0 | 8.2745 | #N/A
2007-05-29 03:00 | 5 | 29 | 3 | 149.0835 | 3555 | 46.04 | 39.92 | 1001 | 46.04 | 0 | 0.033065 | Cooling | 0.0055109 | #N/A | #N/A | #N/A | #N/A | 0 | 0 | 0 | 0 | 0 | 0.033065 | #N/A | #N/A | 88 | 61.04 | 5.623 | #N/A | 0.00010223 | 1.837e-05% | 1 | 50% | 0% | 0% | 0% | 8.2745 | 0 | 0 | 0 | 8.2745 | #N/A
2007-05-29 04:00 | 5 | 29 | 4 | 149.1252 | 3556 | 44.96 | 37.94 | 1001 | 44.96 | 0 | 0.05199 | Cooling | 0.0086649 | #N/A | #N/A | #N/A | #N/A | 0 | 0 | 0 | 0 | 0 | 0.05199 | #N/A | #N/A | 88 | 59.96 | 5.6968 | #N/A | 0.00016073 | 2.888e-05% | 1 | 50% | 0% | 0% | 0% | 8.2745 | 0 | 0 | 0 | 8.2745 | #N/A
2007-05-29 05:00 | 5 | 29 | 5 | 149.1669 | 3557 | 44.96 | 37.94 | 1002 | 44.96 | 0 | 0.072407 | Cooling | 0.012068 | #N/A | #N/A | #N/A | #N/A | 0 | 0 | 0 | 0 | 0 | 0.072407 | #N/A | #N/A | 88 | 59.96 | 5.6968 | #N/A | 0.00022385 | 4.023e-05% | 1 | 50% | 0% | 0% | 0% | 8.2745 | 0 | 0 | 0 | 8.2745 | #N/A
2007-05-29 06:00 | 5 | 29 | 6 | 149.2085 | 3558 | 48.2 | 42.08 | 1003 | 48.2 | 1.0842 | 0 | Heating | 0.14456 | #N/A | #N/A | #N/A | #N/A | 1.0842 | #N/A | #N/A | 4.3513 | #N/A | 0 | 0 | 0 | 0 | 0 | 0 | 0 | 0 | 0.0004819% | 1 | 50% | 0% | 0% | 0% | 8.2745 | 0 | 0 | 0 | 8.2745 | #N/A
2007-05-29 07:00 | 5 | 29 | 7 | 149.2502 | 3559 | 53.96 | 44.06 | 1004 | 53.96 | 0 | 0.00071347 | Cooling | 0.00011891 | #N/A | #N/A | #N/A | #N/A | 0 | 0 | 0 | 0 | 0 | 0.00071347 | #N/A | #N/A | 88 | 68.96 | 5.0818 | #N/A | 2.2058e-06 | 3.964e-07% | 1 | 50% | 0% | 0% | 0% | 8.2745 | 0 | 0 | 0 | 8.2745 | #N/A
2007-05-29 08:00 | 5 | 29 | 8 | 149.2919 | 3560 | 53.96 | 44.06 | 1004 | 53.96 | 0 | 18.4153 | Cooling | 3.0692 | #N/A | #N/A | #N/A | #N/A | 0 | 0 | 0 | 0 | 0 | 18.4153 | #N/A | #N/A | 88 | 68.96 | 5.0818 | #N/A | 0.056933 | 0.01023% | 1 | 50% | 0% | 0% | 0% | 8.2745 | 0 | 0 | 0 | 8.2745 | #N/A
2007-05-29 09:00 | 5 | 29 | 9 | 149.3335 | 3561 | 57.92 | 41 | 1004 | 57.92 | 0 | 160.8414 | Cooling | 26.8069 | #N/A | #N/A | #N/A | #N/A | 0 | 0 | 0 | 0 | 0 | 160.8414 | #N/A | #N/A | 88 | 72.92 | 4.8112 | #N/A | 0.49726 | 0.08936% | 1 | 50% | 0% | 0% | 0% | 8.2745 | 0 | 0 | 0 | 8.2745 | #N/A
2007-05-29 10:00 | 5 | 29 | 10 | 149.3752 | 3562 | 60.08 | 39.92 | 1004 | 60.08 | 0 | 318.8691 | Cooling | 53.1448 | #N/A | #N/A | #N/A | #N/A | 0 | 0 | 0 | 0 | 0 | 318.8691 | #N/A | #N/A | 88 | 75.08 | 4.6636 | #N/A | 0.98582 | 0.1771% | 1 | 50% | 0% | 0% | 0% | 8.2745 | 0 | 0 | 0 | 8.2745 | #N/A
2007-05-29 11:00 | 5 | 29 | 11 | 149.4169 | 3563 | 60.08 | 39.92 | 1003 | 60.08 | 0 | 403.2287 | Cooling | 67.2048 | #N/A | #N/A | #N/A | #N/A | 0 | 0 | 0 | 0 | 0 | 403.2287 | #N/A | #N/A | 88 | 75.08 | 4.6636 | #N/A | 1.2466 | 0.224% | 1 | 50% | 0% | 0% | 0% | 8.2745 | 0 | 0 | 0 | 8.2745 | #N/A
2007-05-29 12:00 | 5 | 29 | 12 | 149.4585 | 3564 | 64.94 | 42.08 | 1003 | 64.94 | 0 | 472.2717 | Cooling | 78.712 | #N/A | #N/A | #N/A | #N/A | 0 | 0 | 0 | 0 | 0 | 472.2717 | #N/A | #N/A | 88 | 79.94 | 4.3315 | #N/A | 1.4601 | 0.2624% | 1 | 50% | 0% | 0% | 0% | 8.2745 | 0 | 0 | 0 | 8.2745 | #N/A
2007-05-29 13:00 | 5 | 29 | 13 | 149.5002 | 3565 | 68 | 44.06 | 1003 | 68 | 0 | 562.9293 | Cooling | 93.8215 | #N/A | #N/A | #N/A | #N/A | 0 | 0 | 0 | 0 | 0 | 562.9293 | #N/A | #N/A | 88 | 83 | 4.1224 | #N/A | 1.7404 | 0.3127% | 1 | 50% | 0% | 0% | 0% | 8.2745 | 0 | 0 | 0 | 8.2745 | #N/A
2007-05-29 14:00 | 5 | 29 | 14 | 149.5419 | 3566 | 68 | 42.98 | 1002 | 68 | 0 | 626.4622 | Cooling | 104.4104 | #N/A | #N/A | #N/A | #N/A | 0 | 0 | 0 | 0 | 0 | 626.4622 | #N/A | #N/A | 88 | 83 | 4.1224 | #N/A | 1.9368 | 0.348% | 1 | 50% | 0% | 0% | 0% | 8.2745 | 0 | 0 | 0 | 8.2745 | #N/A
2007-05-29 15:00 | 5 | 29 | 15 | 149.5835 | 3567 | 69.08 | 44.06 | 1002 | 69.08 | 0 | 699.9794 | Cooling | 116.6632 | #N/A | #N/A | #N/A | #N/A | 0 | 0 | 0 | 0 | 0 | 699.9794 | #N/A | #N/A | 88 | 84.08 | 4.0486 | #N/A | 2.1641 | 0.3889% | 1 | 50% | 0% | 0% | 0% | 8.2745 | 0 | 0 | 0 | 8.2745 | #N/A
2007-05-29 16:00 | 5 | 29 | 16 | 149.6252 | 3568 | 69.98 | 42.08 | 1001 | 69.98 | 0 | 767.9272 | Cooling | 127.9879 | #N/A | #N/A | #N/A | #N/A | 0 | 0 | 0 | 0 | 0 | 767.9272 | #N/A | #N/A | 88 | 84.98 | 3.9871 | #N/A | 2.3741 | 0.4266% | 1 | 50% | 0% | 0% | 0% | 8.2745 | 0 | 0 | 0 | 8.2745 | #N/A
2007-05-29 17:00 | 5 | 29 | 17 | 149.6669 | 3569 | 69.8 | 42.08 | 1001 | 69.8 | 0 | 757.1166 | Cooling | 126.1861 | #N/A | #N/A | #N/A | #N/A | 0 | 0 | 0 | 0 | 0 | 757.1166 | #N/A | #N/A | 88 | 84.8 | 3.9994 | #N/A | 2.3407 | 0.4206% | 1 | 50% | 0% | 0% | 0% | 8.2745 | 0 | 0 | 0 | 8.2745 | #N/A
2007-05-29 18:00 | 5 | 29 | 18 | 149.7085 | 3570 | 68 | 41 | 1001 | 68 | 0 | 677.5173 | Cooling | 112.9195 | #N/A | #N/A | #N/A | #N/A | 0 | 0 | 0 | 0 | 0 | 677.5173 | #N/A | #N/A | 88 | 83 | 4.1224 | #N/A | 2.0946 | 0.3764% | 1 | 50% | 0% | 0% | 0% | 8.2745 | 0 | 0 | 0 | 8.2745 | #N/A
2007-05-29 19:00 | 5 | 29 | 19 | 149.7502 | 3571 | 66.02 | 44.06 | 1001 | 66.02 | 0 | 533.6552 | Cooling | 88.9425 | #N/A | #N/A | #N/A | #N/A | 0 | 0 | 0 | 0 | 0 | 533.6552 | #N/A | #N/A | 88 | 81.02 | 4.2577 | #N/A | 1.6499 | 0.2965% | 1 | 50% | 0% | 0% | 0% | 8.2745 | 0 | 0 | 0 | 8.2745 | #N/A
2007-05-29 20:00 | 5 | 29 | 20 | 149.7919 | 3572 | 66.02 | 44.06 | 1001 | 66.02 | 0 | 266.564 | Cooling | 44.4273 | #N/A | #N/A | #N/A | #N/A | 0 | 0 | 0 | 0 | 0 | 266.564 | #N/A | #N/A | 88 | 81.02 | 4.2577 | #N/A | 0.82412 | 0.1481% | 1 | 50% | 0% | 0% | 0% | 8.2745 | 0 | 0 | 0 | 8.2745 | #N/A
2007-05-29 21:00 | 5 | 29 | 21 | 149.8335 | 3573 | 64.94 | 44.96 | 1000 | 64.94 | 0 | 54.7457 | Cooling | 9.1243 | #N/A | #N/A | #N/A | #N/A | 0 | 0 | 0 | 0 | 0 | 54.7457 | #N/A | #N/A | 88 | 79.94 | 4.3315 | #N/A | 0.16925 | 0.03041% | 1 | 50% | 0% | 0% | 0% | 8.2745 | 0 | 0 | 0 | 8.2745 | #N/A
2007-05-29 22:00 | 5 | 29 | 22 | 149.8752 | 3574 | 62.06 | 44.96 | 1001 | 62.06 | 0 | 0.00016624 | Cooling | 2.7707e-05 | #N/A | #N/A | #N/A | #N/A | 0 | 0 | 0 | 0 | 0 | 0.00016624 | #N/A | #N/A | 88 | 77.06 | 4.5283 | #N/A | 5.1397e-07 | 9.236e-08% | 1 | 50% | 0% | 0% | 0% | 8.2745 | 0 | 0 | 0 | 8.2745 | #N/A
2007-05-29 23:00 | 5 | 29 | 23 | 149.9169 | 3575 | 62.06 | 46.04 | 1001 | 62.06 | 0 | 0 | Cooling | 0 | #N/A | #N/A | #N/A | #N/A | 0 | 0 | 0 | 0 | 0 | 0 | #N/A | #N/A | 88 | 77.06 | 4.5283 | #N/A | 0 | 0% | 1 | 50% | 0% | 0% | 0% | 8.2745 | 0 | 0 | 0 | 8.2745 | #N/A
2007-05-30 | 5 | 30 | 0 | 149.9585 | 3576 | 57.92 | 46.04 | 1001 | 57.92 | 0 | 0 | Cooling | 0 | #N/A | #N/A | #N/A | #N/A | 0 | 0 | 0 | 0 | 0 | 0 | #N/A | #N/A | 88 | 72.92 | 4.8112 | #N/A | 0 | 0% | 1 | 50% | 0% | 0% | 0% | 8.2745 | 0 | 0 | 0 | 8.2745 | #N/A
2007-05-30 01:00 | 5 | 30 | 1 | 150.0002 | 3577 | 57.92 | 46.04 | 1001 | 57.92 | 0 | 0 | Cooling | 0 | #N/A | #N/A | #N/A | #N/A | 0 | 0 | 0 | 0 | 0 | 0 | #N/A | #N/A | 88 | 72.92 | 4.8112 | #N/A | 0 | 0% | 1 | 50% | 0% | 0% | 0% | 8.2745 | 0 | 0 | 0 | 8.2745 | #N/A
2007-05-30 02:00 | 5 | 30 | 2 | 150.0419 | 3578 | 57.92 | 46.04 | 1001 | 57.92 | 0 | 0 | Cooling | 0 | #N/A | #N/A | #N/A | #N/A | 0 | 0 | 0 | 0 | 0 | 0 | #N/A | #N/A | 88 | 72.92 | 4.8112 | #N/A | 0 | 0% | 1 | 50% | 0% | 0% | 0% | 8.2745 | 0 | 0 | 0 | 8.2745 | #N/A
2007-05-30 03:00 | 5 | 30 | 3 | 150.0835 | 3579 | 57.02 | 44.96 | 1001 | 57.02 | 0 | 0.0070342 | Cooling | 0.0011724 | #N/A | #N/A | #N/A | #N/A | 0 | 0 | 0 | 0 | 0 | 0.0070342 | #N/A | #N/A | 88 | 72.02 | 4.8727 | #N/A | 2.1747e-05 | 3.908e-06% | 1 | 50% | 0% | 0% | 0% | 8.2745 | 0 | 0 | 0 | 8.2745 | #N/A
2007-05-30 04:00 | 5 | 30 | 4 | 150.1252 | 3580 | 55.94 | 44.06 | 1001 | 55.94 | 0 | 0.020078 | Cooling | 0.0033463 | #N/A | #N/A | #N/A | #N/A | 0 | 0 | 0 | 0 | 0 | 0.020078 | #N/A | #N/A | 88 | 70.94 | 4.9465 | #N/A | 6.2072e-05 | 1.115e-05% | 1 | 50% | 0% | 0% | 0% | 8.2745 | 0 | 0 | 0 | 8.2745 | #N/A
2007-05-30 05:00 | 5 | 30 | 5 | 150.1669 | 3581 | 55.94 | 44.06 | 1001 | 55.94 | 0 | 0.026499 | Cooling | 0.0044165 | #N/A | #N/A | #N/A | #N/A | 0 | 0 | 0 | 0 | 0 | 0.026499 | #N/A | #N/A | 88 | 70.94 | 4.9465 | #N/A | 8.1924e-05 | 1.472e-05% | 1 | 50% | 0% | 0% | 0% | 8.2745 | 0 | 0 | 0 | 8.2745 | #N/A
2007-05-30 06:00 | 5 | 30 | 6 | 150.2085 | 3582 | 57.02 | 46.94 | 1001 | 57.02 | 0 | 0.0036608 | Cooling | 0.00061014 | #N/A | #N/A | #N/A | #N/A | 0 | 0 | 0 | 0 | 0 | 0.0036608 | #N/A | #N/A | 88 | 72.02 | 4.8727 | #N/A | 1.1318e-05 | 2.034e-06% | 1 | 50% | 0% | 0% | 0% | 8.2745 | 0 | 0 | 0 | 8.2745 | #N/A
2007-05-30 07:00 | 5 | 30 | 7 | 150.2502 | 3583 | 60.98 | 51.08 | 1001 | 60.98 | 0 | 36.7489 | Cooling | 6.1248 | #N/A | #N/A | #N/A | #N/A | 0 | 0 | 0 | 0 | 0 | 36.7489 | #N/A | #N/A | 88 | 75.98 | 4.6021 | #N/A | 0.11361 | 0.02042% | 1 | 50% | 0% | 0% | 0% | 8.2745 | 0 | 0 | 0 | 8.2745 | #N/A
2007-05-30 08:00 | 5 | 30 | 8 | 150.2919 | 3584 | 60.98 | 53.96 | 1001 | 60.98 | 0 | 637.7564 | Cooling | 106.2927 | #N/A | #N/A | #N/A | #N/A | 0 | 0 | 0 | 0 | 0 | 637.7564 | #N/A | #N/A | 88 | 75.98 | 4.6021 | #N/A | 1.9717 | 0.3543% | 1 | 50% | 0% | 0% | 0% | 8.2745 | 0 | 0 | 0 | 8.2745 | #N/A
2007-05-30 09:00 | 5 | 30 | 9 | 150.3335 | 3585 | 66.02 | 53.06 | 1000 | 66.02 | 0 | 935.9237 | Cooling | 155.9873 | #N/A | #N/A | #N/A | #N/A | 0 | 0 | 0 | 0 | 0 | 935.9237 | #N/A | #N/A | 88 | 81.02 | 4.2577 | #N/A | 2.8935 | 0.52% | 1 | 50% | 0% | 0% | 0% | 8.2745 | 0 | 0 | 0 | 8.2745 | #N/A
2007-05-30 10:00 | 5 | 30 | 10 | 150.3752 | 3586 | 66.92 | 53.06 | 1000 | 66.92 | 0 | 1061.102 | Cooling | 176.8503 | #N/A | #N/A | #N/A | #N/A | 0 | 0 | 0 | 0 | 0 | 1061.102 | #N/A | #N/A | 88 | 81.92 | 4.1962 | #N/A | 3.2805 | 0.5895% | 1 | 50% | 0% | 0% | 0% | 8.2745 | 0 | 0 | 0 | 8.2745 | #N/A
2007-05-30 11:00 | 5 | 30 | 11 | 150.4169 | 3587 | 66.92 | 53.06 | 998 | 66.92 | 0 | 1269.2516 | Cooling | 211.5419 | #N/A | #N/A | #N/A | #N/A | 0 | 0 | 0 | 0 | 0 | 1269.2516 | #N/A | #N/A | 88 | 81.92 | 4.1962 | #N/A | 3.9241 | 0.7051% | 1 | 50% | 0% | 0% | 0% | 8.2745 | 0 | 0 | 0 | 8.2745 | #N/A
2007-05-30 12:00 | 5 | 30 | 12 | 150.4585 | 3588 | 71.96 | 53.06 | 997 | 71.96 | 0 | 1439.064 | Cooling | 239.844 | #N/A | #N/A | #N/A | #N/A | 0 | 0 | 0 | 0 | 0 | 1439.064 | #N/A | #N/A | 88 | 86.96 | 3.8518 | #N/A | 4.449 | 0.7995% | 1 | 50% | 0% | 0% | 0% | 8.2745 | 0 | 0 | 0 | 8.2745 | #N/A
2007-05-30 13:00 | 5 | 30 | 13 | 150.5002 | 3589 | 71.96 | 51.98 | 997 | 71.96 | 0 | 1570.1407 | Cooling | 261.6901 | #N/A | #N/A | #N/A | #N/A | 0 | 0 | 0 | 0 | 0 | 1570.1407 | #N/A | #N/A | 88 | 86.96 | 3.8518 | #N/A | 4.8543 | 0.8723% | 1 | 50% | 0% | 0% | 0% | 8.2745 | 0 | 0 | 0 | 8.2745 | #N/A
2007-05-30 14:00 | 5 | 30 | 14 | 150.5419 | 3590 | 71.96 | 53.96 | 996 | 71.96 | 0 | 1728.4289 | Cooling | 288.0715 | #N/A | #N/A | #N/A | #N/A | 0 | 0 | 0 | 0 | 0 | 1728.4289 | #N/A | #N/A | 88 | 86.96 | 3.8518 | #N/A | 5.3437 | 0.9602% | 1 | 50% | 0% | 0% | 0% | 8.2745 | 0 | 0 | 0 | 8.2745 | #N/A
2007-05-30 15:00 | 5 | 30 | 15 | 150.5835 | 3591 | 62.96 | 55.04 | 996 | 62.96 | 0 | 1895.8503 | Cooling | 315.9751 | #N/A | #N/A | #N/A | #N/A | 0 | 0 | 0 | 0 | 0 | 1895.8503 | #N/A | #N/A | 88 | 77.96 | 4.4668 | #N/A | 5.8613 | 1.053% | 1 | 50% | 0% | 0% | 0% | 8.2745 | 0 | 0 | 0 | 8.2745 | #N/A
2007-05-30 16:00 | 5 | 30 | 16 | 150.6252 | 3592 | 68 | 53.96 | 995 | 68 | 0 | 1910.4384 | Cooling | 318.4064 | #N/A | #N/A | #N/A | #N/A | 0 | 0 | 0 | 0 | 0 | 1910.4384 | #N/A | #N/A | 88 | 83 | 4.1224 | #N/A | 5.9064 | 1.061% | 1 | 50% | 0% | 0% | 0% | 8.2745 | 0 | 0 | 0 | 8.2745 | #N/A
2007-05-30 17:00 | 5 | 30 | 17 | 150.6669 | 3593 | 68 | 55.94 | 995 | 68 | 0 | 1641.8573 | Cooling | 273.6429 | #N/A | #N/A | #N/A | #N/A | 0 | 0 | 0 | 0 | 0 | 1641.8573 | #N/A | #N/A | 88 | 83 | 4.1224 | #N/A | 5.076 | 0.9121% | 1 | 50% | 0% | 0% | 0% | 8.2745 | 0 | 0 | 0 | 8.2745 | #N/A
2007-05-30 18:00 | 5 | 30 | 18 | 150.7085 | 3594 | 57.92 | 55.94 | 994 | 57.92 | 0 | 1844.0679 | Cooling | 307.3447 | #N/A | #N/A | #N/A | #N/A | 0 | 0 | 0 | 0 | 0 | 1844.0679 | #N/A | #N/A | 88 | 72.92 | 4.8112 | #N/A | 5.7012 | 1.024% | 1 | 50% | 0% | 0% | 0% | 8.2745 | 0 | 0 | 0 | 8.2745 | #N/A
2007-05-30 19:00 | 5 | 30 | 19 | 150.7502 | 3595 | 57.02 | 55.94 | 994 | 57.02 | 0 | 1631.1715 | Cooling | 271.8619 | #N/A | #N/A | #N/A | #N/A | 0 | 0 | 0 | 0 | 0 | 1631.1715 | #N/A | #N/A | 88 | 72.02 | 4.8727 | #N/A | 5.043 | 0.9062% | 1 | 50% | 0% | 0% | 0% | 8.2745 | 0 | 0 | 0 | 8.2745 | #N/A
2007-05-30 20:00 | 5 | 30 | 20 | 150.7919 | 3596 | 57.02 | 55.94 | 994 | 57.02 | 0 | 1446.0175 | Cooling | 241.0029 | #N/A | #N/A | #N/A | #N/A | 0 | 0 | 0 | 0 | 0 | 1446.0175 | #N/A | #N/A | 88 | 72.02 | 4.8727 | #N/A | 4.4705 | 0.8033% | 1 | 50% | 0% | 0% | 0% | 8.2745 | 0 | 0 | 0 | 8.2745 | #N/A
2007-05-30 21:00 | 5 | 30 | 21 | 150.8335 | 3597 | 57.02 | 55.04 | 994 | 57.02 | 0 | 1272.6692 | Cooling | 212.1115 | #N/A | #N/A | #N/A | #N/A | 0 | 0 | 0 | 0 | 0 | 1272.6692 | #N/A | #N/A | 88 | 72.02 | 4.8727 | #N/A | 3.9346 | 0.707% | 1 | 50% | 0% | 0% | 0% | 8.2745 | 0 | 0 | 0 | 8.2745 | #N/A
2007-05-30 22:00 | 5 | 30 | 22 | 150.8752 | 3598 | 55.04 | 55.04 | 994 | 55.04 | 0 | 67.5605 | Cooling | 11.2601 | #N/A | #N/A | #N/A | #N/A | 0 | 0 | 0 | 0 | 0 | 67.5605 | #N/A | #N/A | 88 | 70.04 | 5.008 | #N/A | 0.20887 | 0.03753% | 1 | 50% | 0% | 0% | 0% | 8.2745 | 0 | 0 | 0 | 8.2745 | #N/A
2007-05-30 23:00 | 5 | 30 | 23 | 150.9169 | 3599 | 55.04 | 55.04 | 993 | 55.04 | 0 | 118.9395 | Cooling | 19.8232 | #N/A | #N/A | #N/A | #N/A | 0 | 0 | 0 | 0 | 0 | 118.9395 | #N/A | #N/A | 88 | 70.04 | 5.008 | #N/A | 0.36772 | 0.06608% | 1 | 50% | 0% | 0% | 0% | 8.2745 | 0 | 0 | 0 | 8.2745 | #N/A
2007-05-31 | 5 | 31 | 0 | 150.9585 | 3600 | 51.98 | 55.94 | 993 | 51.98 | 0 | 116.6734 | Cooling | 19.4456 | #N/A | #N/A | #N/A | #N/A | 0 | 0 | 0 | 0 | 0 | 116.6734 | #N/A | #N/A | 88 | 66.98 | 5.2171 | #N/A | 0.36071 | 0.06482% | 1 | 50% | 0% | 0% | 0% | 8.2745 | 0 | 0 | 0 | 8.2745 | #N/A
2007-05-31 01:00 | 5 | 31 | 1 | 151.0002 | 3601 | 53.06 | 57.02 | 993 | 53.06 | 0 | 129.4575 | Cooling | 21.5762 | #N/A | #N/A | #N/A | #N/A | 0 | 0 | 0 | 0 | 0 | 129.4575 | #N/A | #N/A | 88 | 68.06 | 5.1433 | #N/A | 0.40023 | 0.07192% | 1 | 50% | 0% | 0% | 0% | 8.2745 | 0 | 0 | 0 | 8.2745 | #N/A
2007-05-31 02:00 | 5 | 31 | 2 | 151.0419 | 3602 | 53.06 | 57.02 | 993 | 53.06 | 0 | 138.8531 | Cooling | 23.1422 | #N/A | #N/A | #N/A | #N/A | 0 | 0 | 0 | 0 | 0 | 138.8531 | #N/A | #N/A | 88 | 68.06 | 5.1433 | #N/A | 0.42928 | 0.07714% | 1 | 50% | 0% | 0% | 0% | 8.2745 | 0 | 0 | 0 | 8.2745 | #N/A
2007-05-31 03:00 | 5 | 31 | 3 | 151.0835 | 3603 | 48.92 | 57.02 | 992 | 48.92 | 0 | 135.2545 | Cooling | 22.5424 | #N/A | #N/A | #N/A | #N/A | 0 | 0 | 0 | 0 | 0 | 135.2545 | #N/A | #N/A | 88 | 63.92 | 5.4262 | #N/A | 0.41816 | 0.07514% | 1 | 50% | 0% | 0% | 0% | 8.2745 | 0 | 0 | 0 | 8.2745 | #N/A
2007-05-31 04:00 | 5 | 31 | 4 | 151.1252 | 3604 | 48.02 | 57.02 | 992 | 48.02 | 0 | 130.3324 | Cooling | 21.7221 | #N/A | #N/A | #N/A | #N/A | 0 | 0 | 0 | 0 | 0 | 130.3324 | #N/A | #N/A | 88 | 63.02 | 5.4877 | #N/A | 0.40294 | 0.07241% | 1 | 50% | 0% | 0% | 0% | 8.2745 | 0 | 0 | 0 | 8.2745 | #N/A
2007-05-31 05:00 | 5 | 31 | 5 | 151.1669 | 3605 | 48.02 | 57.02 | 991 | 48.02 | 0 | 147.4545 | Cooling | 24.5757 | #N/A | #N/A | #N/A | #N/A | 0 | 0 | 0 | 0 | 0 | 147.4545 | #N/A | #N/A | 88 | 63.02 | 5.4877 | #N/A | 0.45587 | 0.08192% | 1 | 50% | 0% | 0% | 0% | 8.2745 | 0 | 0 | 0 | 8.2745 | #N/A
2007-05-31 06:00 | 5 | 31 | 6 | 151.2085 | 3606 | 51.98 | 57.92 | 992 | 51.98 | 0 | 1149.4433 | Cooling | 191.5739 | #N/A | #N/A | #N/A | #N/A | 0 | 0 | 0 | 0 | 0 | 1149.4433 | #N/A | #N/A | 88 | 66.98 | 5.2171 | #N/A | 3.5536 | 0.6386% | 1 | 50% | 0% | 0% | 0% | 8.2745 | 0 | 0 | 0 | 8.2745 | #N/A
2007-05-31 07:00 | 5 | 31 | 7 | 151.2502 | 3607 | 55.94 | 57.92 | 991 | 55.94 | 0 | 1328.5534 | Cooling | 221.4256 | #N/A | #N/A | #N/A | #N/A | 0 | 0 | 0 | 0 | 0 | 1328.5534 | #N/A | #N/A | 88 | 70.94 | 4.9465 | #N/A | 4.1074 | 0.7381% | 1 | 50% | 0% | 0% | 0% | 8.2745 | 0 | 0 | 0 | 8.2745 | #N/A
2007-05-31 08:00 | 5 | 31 | 8 | 151.2919 | 3608 | 55.94 | 57.92 | 990 | 55.94 | 0 | 1606.4255 | Cooling | 267.7376 | #N/A | #N/A | #N/A | #N/A | 0 | 0 | 0 | 0 | 0 | 1606.4255 | #N/A | #N/A | 88 | 70.94 | 4.9465 | #N/A | 4.9665 | 0.8925% | 1 | 50% | 0% | 0% | 0% | 8.2745 | 0 | 0 | 0 | 8.2745 | #N/A
2007-05-31 09:00 | 5 | 31 | 9 | 151.3335 | 3609 | 62.06 | 60.08 | 990 | 62.06 | 0 | 1880.6132 | Cooling | 313.4355 | #N/A | #N/A | #N/A | #N/A | 0 | 0 | 0 | 0 | 0 | 1880.6132 | #N/A | #N/A | 88 | 77.06 | 4.5283 | #N/A | 5.8142 | 1.045% | 1 | 50% | 0% | 0% | 0% | 8.2745 | 0 | 0 | 0 | 8.2745 | #N/A
2007-05-31 10:00 | 5 | 31 | 10 | 151.3752 | 3610 | 64.04 | 60.08 | 990 | 64.04 | 0 | 1871.4109 | Cooling | 311.9018 | #N/A | #N/A | #N/A | #N/A | 0 | 0 | 0 | 0 | 0 | 1871.4109 | #N/A | #N/A | 88 | 79.04 | 4.393 | #N/A | 5.7857 | 1.04% | 1 | 50% | 0% | 0% | 0% | 8.2745 | 0 | 0 | 0 | 8.2745 | #N/A
2007-05-31 11:00 | 5 | 31 | 11 | 151.4169 | 3611 | 64.04 | 60.98 | 990 | 64.04 | 0 | 1909.9907 | Cooling | 318.3318 | #N/A | #N/A | #N/A | #N/A | 0 | 0 | 0 | 0 | 0 | 1909.9907 | #N/A | #N/A | 88 | 79.04 | 4.393 | #N/A | 5.905 | 1.061% | 1 | 50% | 0% | 0% | 0% | 8.2745 | 0 | 0 | 0 | 8.2745 | #N/A
2007-05-31 12:00 | 5 | 31 | 12 | 151.4585 | 3612 | 66.92 | 62.96 | 991 | 66.92 | 0 | 1832.9716 | Cooling | 305.4953 | #N/A | #N/A | #N/A | #N/A | 0 | 0 | 0 | 0 | 0 | 1832.9716 | #N/A | #N/A | 88 | 81.92 | 4.1962 | #N/A | 5.6669 | 1.018% | 1 | 50% | 0% | 0% | 0% | 8.2745 | 0 | 0 | 0 | 8.2745 | #N/A
2007-05-31 13:00 | 5 | 31 | 13 | 151.5002 | 3613 | 69.08 | 66.02 | 989 | 69.08 | 0 | 1972.7613 | Cooling | 328.7936 | #N/A | #N/A | #N/A | #N/A | 0 | 0 | 0 | 0 | 0 | 1972.7613 | #N/A | #N/A | 88 | 84.08 | 4.0486 | #N/A | 6.099 | 1.096% | 1 | 50% | 0% | 0% | 0% | 8.2745 | 0 | 0 | 0 | 8.2745 | #N/A
2007-05-31 14:00 | 5 | 31 | 14 | 151.5419 | 3614 | 69.08 | 66.92 | 988 | 69.08 | 0 | 2478.4656 | Cooling | 413.0776 | #N/A | #N/A | #N/A | #N/A | 0 | 0 | 0 | 0 | 0 | 2478.4656 | #N/A | #N/A | 88 | 84.08 | 4.0486 | #N/A | 7.6625 | 1.377% | 1 | 50% | 0% | 0% | 0% | 8.2745 | 0 | 0 | 0 | 8.2745 | #N/A
2007-05-31 15:00 | 5 | 31 | 15 | 151.5835 | 3615 | 69.08 | 64.94 | 987 | 69.08 | 0 | 2616.0989 | Cooling | 436.0165 | #N/A | #N/A | #N/A | #N/A | 0 | 0 | 0 | 0 | 0 | 2616.0989 | #N/A | #N/A | 88 | 84.08 | 4.0486 | #N/A | 8.088 | 1.453% | 1 | 50% | 0% | 0% | 0% | 8.2745 | 0 | 0 | 0 | 8.2745 | #N/A
2007-05-31 16:00 | 5 | 31 | 16 | 151.6252 | 3616 | 69.08 | 64.94 | 985 | 69.08 | 0 | 2413.6553 | Cooling | 402.2759 | #N/A | #N/A | #N/A | #N/A | 0 | 0 | 0 | 0 | 0 | 2413.6553 | #N/A | #N/A | 88 | 84.08 | 4.0486 | #N/A | 7.4621 | 1.341% | 1 | 50% | 0% | 0% | 0% | 8.2745 | 0 | 0 | 0 | 8.2745 | #N/A
2007-05-31 17:00 | 5 | 31 | 17 | 151.6669 | 3617 | 69.08 | 64.94 | 984 | 69.08 | 0 | 2246.0385 | Cooling | 374.3397 | #N/A | #N/A | #N/A | #N/A | 0 | 0 | 0 | 0 | 0 | 2246.0385 | #N/A | #N/A | 88 | 84.08 | 4.0486 | #N/A | 6.9439 | 1.248% | 1 | 50% | 0% | 0% | 0% | 8.2745 | 0 | 0 | 0 | 8.2745 | #N/A
2007-05-31 18:00 | 5 | 31 | 18 | 151.7085 | 3618 | 66.92 | 64.94 | 984 | 66.92 | 0 | 2543.753 | Cooling | 423.9588 | #N/A | #N/A | #N/A | #N/A | 0 | 0 | 0 | 0 | 0 | 2543.753 | #N/A | #N/A | 88 | 81.92 | 4.1962 | #N/A | 7.8643 | 1.413% | 1 | 50% | 0% | 0% | 0% | 8.2745 | 0 | 0 | 0 | 8.2745 | #N/A
2007-05-31 19:00 | 5 | 31 | 19 | 151.7502 | 3619 | 61.88 | 64.94 | 982 | 61.88 | 0 | 2465.693 | Cooling | 410.9488 | #N/A | #N/A | #N/A | #N/A | 0 | 0 | 0 | 0 | 0 | 2465.693 | #N/A | #N/A | 88 | 76.88 | 4.5406 | #N/A | 7.623 | 1.37% | 1 | 50% | 0% | 0% | 0% | 8.2745 | 0 | 0 | 0 | 8.2745 | #N/A
2007-05-31 20:00 | 5 | 31 | 20 | 151.7919 | 3620 | 59 | 64.94 | 982 | 59 | 0 | 2382.5156 | Cooling | 397.0859 | #N/A | #N/A | #N/A | #N/A | 0 | 0 | 0 | 0 | 0 | 2382.5156 | #N/A | #N/A | 88 | 74 | 4.7374 | #N/A | 7.3658 | 1.324% | 1 | 50% | 0% | 0% | 0% | 8.2745 | 0 | 0 | 0 | 8.2745 | #N/A
2007-05-31 21:00 | 5 | 31 | 21 | 151.8335 | 3621 | 55.4 | 68 | 986 | 55.4 | 0 | 2169.2954 | Cooling | 361.5492 | #N/A | #N/A | #N/A | #N/A | 0 | 0 | 0 | 0 | 0 | 2169.2954 | #N/A | #N/A | 88 | 70.4 | 4.9834 | #N/A | 6.7066 | 1.205% | 1 | 50% | 0% | 0% | 0% | 8.2745 | 0 | 0 | 0 | 8.2745 | #N/A
2007-05-31 22:00 | 5 | 31 | 22 | 151.8752 | 3622 | 57.38 | 64.94 | 983 | 57.38 | 0 | 252.3092 | Cooling | 42.0515 | #N/A | #N/A | #N/A | #N/A | 0 | 0 | 0 | 0 | 0 | 252.3092 | #N/A | #N/A | 88 | 72.38 | 4.8481 | #N/A | 0.78005 | 0.1402% | 1 | 50% | 0% | 0% | 0% | 8.2745 | 0 | 0 | 0 | 8.2745 | #N/A
2007-05-31 23:00 | 5 | 31 | 23 | 151.9169 | 3623 | 59.72 | 61.7 | 982 | 59.72 | 0 | 283.59 | Cooling | 47.265 | #N/A | #N/A | #N/A | #N/A | 0 | 0 | 0 | 0 | 0 | 283.59 | #N/A | #N/A | 88 | 74.72 | 4.6882 | #N/A | 0.87675 | 0.1575% | 1 | 50% | 0% | 0% | 0% | 8.2745 | 0 | 0 | 0 | 8.2745 | #N/A
2007-06-01 | 6 | 1 | 0 | 151.9585 | 3624 | 62.24 | 58.64 | 982 | 62.24 | 0 | 158.0522 | Cooling | 26.342 | #N/A | #N/A | #N/A | #N/A | 0 | 0 | 0 | 0 | 0 | 158.0522 | #N/A | #N/A | 88 | 77.24 | 4.516 | #N/A | 0.48864 | 0.08781% | 1 | 50% | 0% | 0% | 0% | 8.2745 | 0 | 0 | 0 | 8.2745 | #N/A
2007-06-01 01:00 | 6 | 1 | 1 | 152.0002 | 3625 | 65.48 | 55.4 | 1004 | 65.48 | 0 | 61.4863 | Cooling | 10.2477 | #N/A | #N/A | #N/A | #N/A | 0 | 0 | 0 | 0 | 0 | 61.4863 | #N/A | #N/A | 88 | 80.48 | 4.2946 | #N/A | 0.19009 | 0.03416% | 1 | 50% | 0% | 0% | 0% | 8.2745 | 0 | 0 | 0 | 8.2745 | #N/A
2007-06-01 02:00 | 6 | 1 | 2 | 152.0419 | 3626 | 64.58 | 52.34 | 1004 | 64.58 | 0 | 8.3039 | Cooling | 1.384 | #N/A | #N/A | #N/A | #N/A | 0 | 0 | 0 | 0 | 0 | 8.3039 | #N/A | #N/A | 88 | 79.58 | 4.3561 | #N/A | 0.025672 | 0.004613% | 1 | 50% | 0% | 0% | 0% | 8.2745 | 0 | 0 | 0 | 8.2745 | #N/A
2007-06-01 03:00 | 6 | 1 | 3 | 152.0835 | 3627 | 64.76 | 49.1 | 1004 | 64.76 | 0 | 0.0018599 | Cooling | 0.00030998 | #N/A | #N/A | #N/A | #N/A | 0 | 0 | 0 | 0 | 0 | 0.0018599 | #N/A | #N/A | 88 | 79.76 | 4.3438 | #N/A | 5.75e-06 | 1.033e-06% | 1 | 50% | 0% | 0% | 0% | 8.2745 | 0 | 0 | 0 | 8.2745 | #N/A
2007-06-01 04:00 | 6 | 1 | 4 | 152.1252 | 3628 | 65.12 | 46.04 | 1004 | 65.12 | 0 | 0.023754 | Cooling | 0.003959 | #N/A | #N/A | #N/A | #N/A | 0 | 0 | 0 | 0 | 0 | 0.023754 | #N/A | #N/A | 88 | 80.12 | 4.3192 | #N/A | 7.3438e-05 | 1.32e-05% | 1 | 50% | 0% | 0% | 0% | 8.2745 | 0 | 0 | 0 | 8.2745 | #N/A
2007-06-01 05:00 | 6 | 1 | 5 | 152.1669 | 3629 | 65.48 | 47.66 | 1004 | 65.48 | 0 | 0.014399 | Cooling | 0.0023999 | #N/A | #N/A | #N/A | #N/A | 0 | 0 | 0 | 0 | 0 | 0.014399 | #N/A | #N/A | 88 | 80.48 | 4.2946 | #N/A | 4.4517e-05 | 8e-06% | 1 | 50% | 0% | 0% | 0% | 8.2745 | 0 | 0 | 0 | 8.2745 | #N/A
2007-06-01 06:00 | 6 | 1 | 6 | 152.2085 | 3630 | 66.56 | 50.72 | 1004 | 66.56 | 0 | 35.4422 | Cooling | 5.907 | #N/A | #N/A | #N/A | #N/A | 0 | 0 | 0 | 0 | 0 | 35.4422 | #N/A | #N/A | 88 | 81.56 | 4.2208 | #N/A | 0.10957 | 0.01969% | 1 | 50% | 0% | 0% | 0% | 8.2745 | 0 | 0 | 0 | 8.2745 | #N/A
2007-06-01 07:00 | 6 | 1 | 7 | 152.2502 | 3631 | 66.02 | 53.96 | 1004 | 66.02 | 0 | 262.7461 | Cooling | 43.791 | #N/A | #N/A | #N/A | #N/A | 0 | 0 | 0 | 0 | 0 | 262.7461 | #N/A | #N/A | 88 | 81.02 | 4.2577 | #N/A | 0.81231 | 0.146% | 1 | 50% | 0% | 0% | 0% | 8.2745 | 0 | 0 | 0 | 8.2745 | #N/A
2007-06-01 08:00 | 6 | 1 | 8 | 152.2919 | 3632 | 66.02 | 55.4 | 1004 | 66.02 | 0 | 727.6614 | Cooling | 121.2769 | #N/A | #N/A | #N/A | #N/A | 0 | 0 | 0 | 0 | 0 | 727.6614 | #N/A | #N/A | 88 | 81.02 | 4.2577 | #N/A | 2.2497 | 0.4043% | 1 | 50% | 0% | 0% | 0% | 8.2745 | 0 | 0 | 0 | 8.2745 | #N/A
2007-06-01 09:00 | 6 | 1 | 9 | 152.3335 | 3633 | 68 | 57.02 | 1004 | 68 | 0 | 1247.8441 | Cooling | 207.974 | #N/A | #N/A | #N/A | #N/A | 0 | 0 | 0 | 0 | 0 | 1247.8441 | #N/A | #N/A | 88 | 83 | 4.1224 | #N/A | 3.8579 | 0.6932% | 1 | 50% | 0% | 0% | 0% | 8.2745 | 0 | 0 | 0 | 8.2745 | #N/A
2007-06-01 10:00 | 6 | 1 | 10 | 152.3752 | 3634 | 66.02 | 59 | 1003 | 66.02 | 0 | 1622.0586 | Cooling | 270.3431 | #N/A | #N/A | #N/A | #N/A | 0 | 0 | 0 | 0 | 0 | 1622.0586 | #N/A | #N/A | 88 | 81.02 | 4.2577 | #N/A | 5.0148 | 0.9011% | 1 | 50% | 0% | 0% | 0% | 8.2745 | 0 | 0 | 0 | 8.2745 | #N/A
2007-06-01 11:00 | 6 | 1 | 11 | 152.4169 | 3635 | 66.02 | 57.2 | 1003 | 66.02 | 0 | 1923.7302 | Cooling | 320.6217 | #N/A | #N/A | #N/A | #N/A | 0 | 0 | 0 | 0 | 0 | 1923.7302 | #N/A | #N/A | 88 | 81.02 | 4.2577 | #N/A | 5.9475 | 1.069% | 1 | 50% | 0% | 0% | 0% | 8.2745 | 0 | 0 | 0 | 8.2745 | #N/A
2007-06-01 12:00 | 6 | 1 | 12 | 152.4585 | 3636 | 71.96 | 55.76 | 1002 | 71.96 | 0 | 1690.6534 | Cooling | 281.7756 | #N/A | #N/A | #N/A | #N/A | 0 | 0 | 0 | 0 | 0 | 1690.6534 | #N/A | #N/A | 88 | 86.96 | 3.8518 | #N/A | 5.2269 | 0.9393% | 1 | 50% | 0% | 0% | 0% | 8.2745 | 0 | 0 | 0 | 8.2745 | #N/A
2007-06-01 13:00 | 6 | 1 | 13 | 152.5002 | 3637 | 77 | 55.04 | 1002 | 77 | 0 | 1404.9736 | Cooling | 234.1623 | #N/A | #N/A | #N/A | #N/A | 0 | 0 | 0 | 0 | 0 | 1404.9736 | #N/A | #N/A | 88 | 92 | 3.5074 | #N/A | 4.3437 | 0.7805% | 1 | 50% | 0% | 0% | 0% | 8.2745 | 0 | 0 | 0 | 8.2745 | #N/A
2007-06-01 14:00 | 6 | 1 | 14 | 152.5419 | 3638 | 77 | 53.6 | 1002 | 77 | 0 | 1263.4817 | Cooling | 210.5803 | #N/A | #N/A | #N/A | #N/A | 0 | 0 | 0 | 0 | 0 | 1263.4817 | #N/A | #N/A | 88 | 92 | 3.5074 | #N/A | 3.9062 | 0.7019% | 1 | 50% | 0% | 0% | 0% | 8.2745 | 0 | 0 | 0 | 8.2745 | #N/A
2007-06-01 15:00 | 6 | 1 | 15 | 152.5835 | 3639 | 75.92 | 53.06 | 1001 | 75.92 | 0 | 1222.1648 | Cooling | 203.6941 | #N/A | #N/A | #N/A | #N/A | 0 | 0 | 0 | 0 | 0 | 1222.1648 | #N/A | #N/A | 88 | 90.92 | 3.5812 | #N/A | 3.7785 | 0.679% | 1 | 50% | 0% | 0% | 0% | 8.2745 | 0 | 0 | 0 | 8.2745 | #N/A
2007-06-01 16:00 | 6 | 1 | 16 | 152.6252 | 3640 | 73.94 | 53.06 | 1001 | 73.94 | 0 | 1321.234 | Cooling | 220.2057 | #N/A | #N/A | #N/A | #N/A | 0 | 0 | 0 | 0 | 0 | 1321.234 | #N/A | #N/A | 88 | 88.94 | 3.7165 | #N/A | 4.0848 | 0.734% | 1 | 50% | 0% | 0% | 0% | 8.2745 | 0 | 0 | 0 | 8.2745 | #N/A
2007-06-01 17:00 | 6 | 1 | 17 | 152.6669 | 3641 | 73.94 | 54.32 | 1001 | 73.94 | 0 | 1310.634 | Cooling | 218.439 | #N/A | #N/A | #N/A | #N/A | 0 | 0 | 0 | 0 | 0 | 1310.634 | #N/A | #N/A | 88 | 88.94 | 3.7165 | #N/A | 4.052 | 0.7281% | 1 | 50% | 0% | 0% | 0% | 8.2745 | 0 | 0 | 0 | 8.2745 | #N/A
2007-06-01 18:00 | 6 | 1 | 18 | 152.7085 | 3642 | 75.92 | 56.3 | 1001 | 75.92 | 0 | 400.7401 | Cooling | 66.79 | #N/A | #N/A | #N/A | #N/A | 0 | 0 | 0 | 0 | 0 | 400.7401 | #N/A | #N/A | 88 | 90.92 | 3.5812 | #N/A | 1.2389 | 0.2226% | 1 | 50% | 0% | 0% | 0% | 8.2745 | 0 | 0 | 0 | 8.2745 | #N/A
2007-06-01 19:00 | 6 | 1 | 19 | 152.7502 | 3643 | 73.04 | 59 | 1001 | 73.04 | 0 | 614.5995 | Cooling | 102.4332 | #N/A | #N/A | #N/A | #N/A | 0 | 0 | 0 | 0 | 0 | 614.5995 | #N/A | #N/A | 88 | 88.04 | 3.778 | #N/A | 1.9001 | 0.3414% | 1 | 50% | 0% | 0% | 0% | 8.2745 | 0 | 0 | 0 | 8.2745 | #N/A
2007-06-01 20:00 | 6 | 1 | 20 | 152.7919 | 3644 | 73.04 | 57.74 | 1001 | 73.04 | 0 | 455.6611 | Cooling | 75.9435 | #N/A | #N/A | #N/A | #N/A | 0 | 0 | 0 | 0 | 0 | 455.6611 | #N/A | #N/A | 88 | 88.04 | 3.778 | #N/A | 1.4087 | 0.2531% | 1 | 50% | 0% | 0% | 0% | 8.2745 | 0 | 0 | 0 | 8.2745 | #N/A
2007-06-01 21:00 | 6 | 1 | 21 | 152.8335 | 3645 | 71.06 | 56.66 | 1002 | 71.06 | 0 | 236.8957 | Cooling | 39.4826 | #N/A | #N/A | #N/A | #N/A | 0 | 0 | 0 | 0 | 0 | 236.8957 | #N/A | #N/A | 88 | 86.06 | 3.9133 | #N/A | 0.73239 | 0.1316% | 1 | 50% | 0% | 0% | 0% | 8.2745 | 0 | 0 | 0 | 8.2745 | #N/A
2007-06-01 22:00 | 6 | 1 | 22 | 152.8752 | 3646 | 66.92 | 55.94 | 1002 | 66.92 | 0 | 111.4232 | Cooling | 18.5705 | #N/A | #N/A | #N/A | #N/A | 0 | 0 | 0 | 0 | 0 | 111.4232 | #N/A | #N/A | 88 | 81.92 | 4.1962 | #N/A | 0.34448 | 0.0619% | 1 | 50% | 0% | 0% | 0% | 8.2745 | 0 | 0 | 0 | 8.2745 | #N/A
2007-06-01 23:00 | 6 | 1 | 23 | 152.9169 | 3647 | 66.92 | 55.76 | 1002 | 66.92 | 0 | 67.4134 | Cooling | 11.2356 | #N/A | #N/A | #N/A | #N/A | 0 | 0 | 0 | 0 | 0 | 67.4134 | #N/A | #N/A | 88 | 81.92 | 4.1962 | #N/A | 0.20842 | 0.03745% | 1 | 50% | 0% | 0% | 0% | 8.2745 | 0 | 0 | 0 | 8.2745 | #N/A
2007-06-02 | 6 | 2 | 0 | 152.9585 | 3648 | 64.04 | 55.94 | 1001 | 64.04 | 0 | 62.1512 | Cooling | 10.3585 | #N/A | #N/A | #N/A | #N/A | 0 | 0 | 0 | 0 | 0 | 62.1512 | #N/A | #N/A | 88 | 79.04 | 4.393 | #N/A | 0.19215 | 0.03453% | 1 | 50% | 0% | 0% | 0% | 8.2745 | 0 | 0 | 0 | 8.2745 | #N/A
2007-06-02 01:00 | 6 | 2 | 1 | 153.0002 | 3649 | 62.06 | 55.94 | 1001 | 62.06 | 0 | 56.748 | Cooling | 9.458 | #N/A | #N/A | #N/A | #N/A | 0 | 0 | 0 | 0 | 0 | 56.748 | #N/A | #N/A | 88 | 77.06 | 4.5283 | #N/A | 0.17544 | 0.03153% | 1 | 50% | 0% | 0% | 0% | 8.2745 | 0 | 0 | 0 | 8.2745 | #N/A
2007-06-02 02:00 | 6 | 2 | 2 | 153.0419 | 3650 | 62.06 | 54.68 | 1001 | 62.06 | 0 | 47.2435 | Cooling | 7.8739 | #N/A | #N/A | #N/A | #N/A | 0 | 0 | 0 | 0 | 0 | 47.2435 | #N/A | #N/A | 88 | 77.06 | 4.5283 | #N/A | 0.14606 | 0.02625% | 1 | 50% | 0% | 0% | 0% | 8.2745 | 0 | 0 | 0 | 8.2745 | #N/A
2007-06-02 03:00 | 6 | 2 | 3 | 153.0835 | 3651 | 59 | 53.78 | 1001 | 59 | 0 | 35.0095 | Cooling | 5.8349 | #N/A | #N/A | #N/A | #N/A | 0 | 0 | 0 | 0 | 0 | 35.0095 | #N/A | #N/A | 88 | 74 | 4.7374 | #N/A | 0.10824 | 0.01945% | 1 | 50% | 0% | 0% | 0% | 8.2745 | 0 | 0 | 0 | 8.2745 | #N/A
2007-06-02 04:00 | 6 | 2 | 4 | 153.1252 | 3652 | 59 | 53.06 | 1001 | 59 | 0 | 24.7914 | Cooling | 4.1319 | #N/A | #N/A | #N/A | #N/A | 0 | 0 | 0 | 0 | 0 | 24.7914 | #N/A | #N/A | 88 | 74 | 4.7374 | #N/A | 0.076646 | 0.01377% | 1 | 50% | 0% | 0% | 0% | 8.2745 | 0 | 0 | 0 | 8.2745 | #N/A
2007-06-02 05:00 | 6 | 2 | 5 | 153.1669 | 3653 | 59 | 53.96 | 1002 | 59 | 0 | 43.9273 | Cooling | 7.3212 | #N/A | #N/A | #N/A | #N/A | 0 | 0 | 0 | 0 | 0 | 43.9273 | #N/A | #N/A | 88 | 74 | 4.7374 | #N/A | 0.13581 | 0.0244% | 1 | 50% | 0% | 0% | 0% | 8.2745 | 0 | 0 | 0 | 8.2745 | #N/A
2007-06-02 06:00 | 6 | 2 | 6 | 153.2085 | 3654 | 62.06 | 56.48 | 1002 | 62.06 | 0 | 111.1525 | Cooling | 18.5254 | #N/A | #N/A | #N/A | #N/A | 0 | 0 | 0 | 0 | 0 | 111.1525 | #N/A | #N/A | 88 | 77.06 | 4.5283 | #N/A | 0.34364 | 0.06175% | 1 | 50% | 0% | 0% | 0% | 8.2745 | 0 | 0 | 0 | 8.2745 | #N/A
2007-06-02 07:00 | 6 | 2 | 7 | 153.2502 | 3655 | 66.92 | 59 | 1002 | 66.92 | 0 | 197.8077 | Cooling | 32.9679 | #N/A | #N/A | #N/A | #N/A | 0 | 0 | 0 | 0 | 0 | 197.8077 | #N/A | #N/A | 88 | 81.92 | 4.1962 | #N/A | 0.61155 | 0.1099% | 1 | 50% | 0% | 0% | 0% | 8.2745 | 0 | 0 | 0 | 8.2745 | #N/A
2007-06-02 08:00 | 6 | 2 | 8 | 153.2919 | 3656 | 66.92 | 60.08 | 1002 | 66.92 | 0 | 294.567 | Cooling | 49.0945 | #N/A | #N/A | #N/A | #N/A | 0 | 0 | 0 | 0 | 0 | 294.567 | #N/A | #N/A | 88 | 81.92 | 4.1962 | #N/A | 0.91069 | 0.1636% | 1 | 50% | 0% | 0% | 0% | 8.2745 | 0 | 0 | 0 | 8.2745 | #N/A
2007-06-02 09:00 | 6 | 2 | 9 | 153.3335 | 3657 | 73.04 | 61.34 | 1002 | 73.04 | 0 | 321.694 | Cooling | 53.6157 | #N/A | #N/A | #N/A | #N/A | 0 | 0 | 0 | 0 | 0 | 321.694 | #N/A | #N/A | 88 | 88.04 | 3.778 | #N/A | 0.99456 | 0.1787% | 1 | 50% | 0% | 0% | 0% | 8.2745 | 0 | 0 | 0 | 8.2745 | #N/A
2007-06-02 10:00 | 6 | 2 | 10 | 153.3752 | 3658 | 75.92 | 62.96 | 1002 | 75.92 | 0 | 284.8844 | Cooling | 47.4807 | #N/A | #N/A | #N/A | #N/A | 0 | 0 | 0 | 0 | 0 | 284.8844 | #N/A | #N/A | 88 | 90.92 | 3.5812 | #N/A | 0.88076 | 0.1583% | 1 | 50% | 0% | 0% | 0% | 8.2745 | 0 | 0 | 0 | 8.2745 | #N/A
2007-06-02 11:00 | 6 | 2 | 11 | 153.4169 | 3659 | 75.92 | 62.6 | 1002 | 75.92 | 0 | 296.5862 | Cooling | 49.431 | #N/A | #N/A | #N/A | #N/A | 0 | 0 | 0 | 0 | 0 | 296.5862 | #N/A | #N/A | 88 | 90.92 | 3.5812 | #N/A | 0.91693 | 0.1648% | 1 | 50% | 0% | 0% | 0% | 8.2745 | 0 | 0 | 0 | 8.2745 | #N/A
2007-06-02 12:00 | 6 | 2 | 12 | 153.4585 | 3660 | 80.96 | 62.42 | 1002 | 80.96 | 0 | 286.5055 | Cooling | 47.7509 | #N/A | #N/A | #N/A | #N/A | 0 | 0 | 0 | 0 | 0 | 286.5055 | #N/A | #N/A | 88 | 95.96 | 3.2368 | #N/A | 0.88577 | 0.1592% | 1 | 50% | 0% | 0% | 0% | 8.2745 | 0 | 0 | 0 | 8.2745 | #N/A
2007-06-02 13:00 | 6 | 2 | 13 | 153.5002 | 3661 | 82.04 | 62.96 | 1002 | 82.04 | 0 | 262.2961 | Cooling | 43.716 | #N/A | #N/A | #N/A | #N/A | 0 | 0 | 0 | 0 | 0 | 262.2961 | #N/A | #N/A | 88 | 97.04 | 3.163 | #N/A | 0.81092 | 0.1457% | 1 | 50% | 0% | 0% | 0% | 8.2745 | 0 | 0 | 0 | 8.2745 | #N/A
2007-06-02 14:00 | 6 | 2 | 14 | 153.5419 | 3662 | 82.04 | 62.24 | 1002 | 82.04 | 0 | 297.3251 | Cooling | 49.5542 | #N/A | #N/A | #N/A | #N/A | 0 | 0 | 0 | 0 | 0 | 297.3251 | #N/A | #N/A | 88 | 97.04 | 3.163 | #N/A | 0.91922 | 0.1652% | 1 | 50% | 0% | 0% | 0% | 8.2745 | 0 | 0 | 0 | 8.2745 | #N/A
2007-06-02 15:00 | 6 | 2 | 15 | 153.5835 | 3663 | 84.02 | 62.24 | 1002 | 84.02 | 0 | 357.8555 | Cooling | 59.6426 | #N/A | #N/A | #N/A | #N/A | 0 | 0 | 0 | 0 | 0 | 357.8555 | #N/A | #N/A | 88 | 99.02 | 3.0277 | #N/A | 1.1064 | 0.1988% | 1 | 50% | 0% | 0% | 0% | 8.2745 | 0 | 0 | 0 | 8.2745 | #N/A
2007-06-02 16:00 | 6 | 2 | 16 | 153.6252 | 3664 | 82.94 | 62.96 | 1001 | 82.94 | 0 | 661.9604 | Cooling | 110.3267 | #N/A | #N/A | #N/A | #N/A | 0 | 0 | 0 | 0 | 0 | 661.9604 | #N/A | #N/A | 88 | 97.94 | 3.1015 | #N/A | 2.0465 | 0.3678% | 1 | 50% | 0% | 0% | 0% | 8.2745 | 0 | 0 | 0 | 8.2745 | #N/A
2007-06-02 17:00 | 6 | 2 | 17 | 153.6669 | 3665 | 82.94 | 60.98 | 1002 | 82.94 | 0 | 694.0968 | Cooling | 115.6828 | #N/A | #N/A | #N/A | #N/A | 0 | 0 | 0 | 0 | 0 | 694.0968 | #N/A | #N/A | 88 | 97.94 | 3.1015 | #N/A | 2.1459 | 0.3856% | 1 | 50% | 0% | 0% | 0% | 8.2745 | 0 | 0 | 0 | 8.2745 | #N/A
2007-06-02 18:00 | 6 | 2 | 18 | 153.7085 | 3666 | 80.96 | 59.54 | 1002 | 80.96 | 0 | 549.1548 | Cooling | 91.5258 | #N/A | #N/A | #N/A | #N/A | 0 | 0 | 0 | 0 | 0 | 549.1548 | #N/A | #N/A | 88 | 95.96 | 3.2368 | #N/A | 1.6978 | 0.3051% | 1 | 50% | 0% | 0% | 0% | 8.2745 | 0 | 0 | 0 | 8.2745 | #N/A
2007-06-02 19:00 | 6 | 2 | 19 | 153.7502 | 3667 | 80.06 | 59 | 1002 | 80.06 | 0 | 349.486 | Cooling | 58.2477 | #N/A | #N/A | #N/A | #N/A | 0 | 0 | 0 | 0 | 0 | 349.486 | #N/A | #N/A | 88 | 95.06 | 3.2983 | #N/A | 1.0805 | 0.1942% | 1 | 50% | 0% | 0% | 0% | 8.2745 | 0 | 0 | 0 | 8.2745 | #N/A
2007-06-02 20:00 | 6 | 2 | 20 | 153.7919 | 3668 | 80.06 | 57.02 | 1002 | 80.06 | 0 | 245.4694 | Cooling | 40.9116 | #N/A | #N/A | #N/A | #N/A | 0 | 0 | 0 | 0 | 0 | 245.4694 | #N/A | #N/A | 88 | 95.06 | 3.2983 | #N/A | 0.7589 | 0.1364% | 1 | 50% | 0% | 0% | 0% | 8.2745 | 0 | 0 | 0 | 8.2745 | #N/A
2007-06-02 21:00 | 6 | 2 | 21 | 153.8335 | 3669 | 75.92 | 55.4 | 1002 | 75.92 | 0 | 128.9748 | Cooling | 21.4958 | #N/A | #N/A | #N/A | #N/A | 0 | 0 | 0 | 0 | 0 | 128.9748 | #N/A | #N/A | 88 | 90.92 | 3.5812 | #N/A | 0.39874 | 0.07165% | 1 | 50% | 0% | 0% | 0% | 8.2745 | 0 | 0 | 0 | 8.2745 | #N/A
2007-06-02 22:00 | 6 | 2 | 22 | 153.8752 | 3670 | 75.02 | 53.96 | 1002 | 75.02 | 0 | 61.6644 | Cooling | 10.2774 | #N/A | #N/A | #N/A | #N/A | 0 | 0 | 0 | 0 | 0 | 61.6644 | #N/A | #N/A | 88 | 90.02 | 3.6427 | #N/A | 0.19064 | 0.03426% | 1 | 50% | 0% | 0% | 0% | 8.2745 | 0 | 0 | 0 | 8.2745 | #N/A
2007-06-02 23:00 | 6 | 2 | 23 | 153.9169 | 3671 | 75.02 | 54.5 | 1002 | 75.02 | 0 | 39.2552 | Cooling | 6.5425 | #N/A | #N/A | #N/A | #N/A | 0 | 0 | 0 | 0 | 0 | 39.2552 | #N/A | #N/A | 88 | 90.02 | 3.6427 | #N/A | 0.12136 | 0.02181% | 1 | 50% | 0% | 0% | 0% | 8.2745 | 0 | 0 | 0 | 8.2745 | #N/A
2007-06-03 | 6 | 3 | 0 | 153.9585 | 3672 | 73.04 | 55.22 | 1002 | 73.04 | 0 | 54.7694 | Cooling | 9.1282 | #N/A | #N/A | #N/A | #N/A | 0 | 0 | 0 | 0 | 0 | 54.7694 | #N/A | #N/A | 88 | 88.04 | 3.778 | #N/A | 0.16933 | 0.03043% | 1 | 50% | 0% | 0% | 0% | 8.2745 | 0 | 0 | 0 | 8.2745 | #N/A
2007-06-03 01:00 | 6 | 3 | 1 | 154.0002 | 3673 | 73.04 | 55.94 | 1001 | 73.04 | 0 | 61.6351 | Cooling | 10.2725 | #N/A | #N/A | #N/A | #N/A | 0 | 0 | 0 | 0 | 0 | 61.6351 | #N/A | #N/A | 88 | 88.04 | 3.778 | #N/A | 0.19055 | 0.03424% | 1 | 50% | 0% | 0% | 0% | 8.2745 | 0 | 0 | 0 | 8.2745 | #N/A
2007-06-03 02:00 | 6 | 3 | 2 | 154.0419 | 3674 | 73.04 | 55.58 | 1001 | 73.04 | 0 | 63.7096 | Cooling | 10.6183 | #N/A | #N/A | #N/A | #N/A | 0 | 0 | 0 | 0 | 0 | 63.7096 | #N/A | #N/A | 88 | 88.04 | 3.778 | #N/A | 0.19697 | 0.03539% | 1 | 50% | 0% | 0% | 0% | 8.2745 | 0 | 0 | 0 | 8.2745 | #N/A
2007-06-03 03:00 | 6 | 3 | 3 | 154.0835 | 3675 | 71.6 | 55.58 | 1001 | 71.6 | 0 | 62.8673 | Cooling | 10.4779 | #N/A | #N/A | #N/A | #N/A | 0 | 0 | 0 | 0 | 0 | 62.8673 | #N/A | #N/A | 88 | 86.6 | 3.8764 | #N/A | 0.19436 | 0.03493% | 1 | 50% | 0% | 0% | 0% | 8.2745 | 0 | 0 | 0 | 8.2745 | #N/A
2007-06-03 04:00 | 6 | 3 | 4 | 154.1252 | 3676 | 71.6 | 55.94 | 1001 | 71.6 | 0 | 61.9641 | Cooling | 10.3273 | #N/A | #N/A | #N/A | #N/A | 0 | 0 | 0 | 0 | 0 | 61.9641 | #N/A | #N/A | 88 | 86.6 | 3.8764 | #N/A | 0.19157 | 0.03442% | 1 | 50% | 0% | 0% | 0% | 8.2745 | 0 | 0 | 0 | 8.2745 | #N/A
2007-06-03 05:00 | 6 | 3 | 5 | 154.1669 | 3677 | 69.98 | 55.94 | 1001 | 69.98 | 0 | 92.4771 | Cooling | 15.4129 | #N/A | #N/A | #N/A | #N/A | 0 | 0 | 0 | 0 | 0 | 92.4771 | #N/A | #N/A | 88 | 84.98 | 3.9871 | #N/A | 0.2859 | 0.05138% | 1 | 50% | 0% | 0% | 0% | 8.2745 | 0 | 0 | 0 | 8.2745 | #N/A
2007-06-03 06:00 | 6 | 3 | 6 | 154.2085 | 3678 | 71.06 | 57.38 | 1002 | 71.06 | 0 | 839.3799 | Cooling | 139.8966 | #N/A | #N/A | #N/A | #N/A | 0 | 0 | 0 | 0 | 0 | 839.3799 | #N/A | #N/A | 88 | 86.06 | 3.9133 | #N/A | 2.595 | 0.4663% | 1 | 50% | 0% | 0% | 0% | 8.2745 | 0 | 0 | 0 | 8.2745 | #N/A
2007-06-03 07:00 | 6 | 3 | 7 | 154.2502 | 3679 | 71.06 | 59 | 1002 | 71.06 | 0 | 1063.7365 | Cooling | 177.2894 | #N/A | #N/A | #N/A | #N/A | 0 | 0 | 0 | 0 | 0 | 1063.7365 | #N/A | #N/A | 88 | 86.06 | 3.9133 | #N/A | 3.2887 | 0.591% | 1 | 50% | 0% | 0% | 0% | 8.2745 | 0 | 0 | 0 | 8.2745 | #N/A
2007-06-03 08:00 | 6 | 3 | 8 | 154.2919 | 3680 | 71.06 | 56.3 | 1001 | 71.06 | 0 | 1376.743 | Cooling | 229.4572 | #N/A | #N/A | #N/A | #N/A | 0 | 0 | 0 | 0 | 0 | 1376.743 | #N/A | #N/A | 88 | 86.06 | 3.9133 | #N/A | 4.2564 | 0.7649% | 1 | 50% | 0% | 0% | 0% | 8.2745 | 0 | 0 | 0 | 8.2745 | #N/A
2007-06-03 09:00 | 6 | 3 | 9 | 154.3335 | 3681 | 73.94 | 53.96 | 1001 | 73.94 | 0 | 1414.2739 | Cooling | 235.7123 | #N/A | #N/A | #N/A | #N/A | 0 | 0 | 0 | 0 | 0 | 1414.2739 | #N/A | #N/A | 88 | 88.94 | 3.7165 | #N/A | 4.3724 | 0.7857% | 1 | 50% | 0% | 0% | 0% | 8.2745 | 0 | 0 | 0 | 8.2745 | #N/A
2007-06-03 10:00 | 6 | 3 | 10 | 154.3752 | 3682 | 75.02 | 51.98 | 1001 | 75.02 | 0 | 1321.4821 | Cooling | 220.247 | #N/A | #N/A | #N/A | #N/A | 0 | 0 | 0 | 0 | 0 | 1321.4821 | #N/A | #N/A | 88 | 90.02 | 3.6427 | #N/A | 4.0855 | 0.7342% | 1 | 50% | 0% | 0% | 0% | 8.2745 | 0 | 0 | 0 | 8.2745 | #N/A
2007-06-03 11:00 | 6 | 3 | 11 | 154.4169 | 3683 | 75.02 | 51.62 | 1000 | 75.02 | 0 | 1367.8519 | Cooling | 227.9753 | #N/A | #N/A | #N/A | #N/A | 0 | 0 | 0 | 0 | 0 | 1367.8519 | #N/A | #N/A | 88 | 90.02 | 3.6427 | #N/A | 4.2289 | 0.7599% | 1 | 50% | 0% | 0% | 0% | 8.2745 | 0 | 0 | 0 | 8.2745 | #N/A
2007-06-03 12:00 | 6 | 3 | 12 | 154.4585 | 3684 | 75.92 | 51.44 | 1000 | 75.92 | 0 | 1478.8725 | Cooling | 246.4788 | #N/A | #N/A | #N/A | #N/A | 0 | 0 | 0 | 0 | 0 | 1478.8725 | #N/A | #N/A | 88 | 90.92 | 3.5812 | #N/A | 4.5721 | 0.8216% | 1 | 50% | 0% | 0% | 0% | 8.2745 | 0 | 0 | 0 | 8.2745 | #N/A
2007-06-03 13:00 | 6 | 3 | 13 | 154.5002 | 3685 | 77 | 51.98 | 999 | 77 | 0 | 1491.7543 | Cooling | 248.6257 | #N/A | #N/A | #N/A | #N/A | 0 | 0 | 0 | 0 | 0 | 1491.7543 | #N/A | #N/A | 88 | 92 | 3.5074 | #N/A | 4.6119 | 0.8288% | 1 | 50% | 0% | 0% | 0% | 8.2745 | 0 | 0 | 0 | 8.2745 | #N/A
2007-06-03 14:00 | 6 | 3 | 14 | 154.5419 | 3686 | 77 | 51.26 | 999 | 77 | 0 | 1568.7831 | Cooling | 261.4638 | #N/A | #N/A | #N/A | #N/A | 0 | 0 | 0 | 0 | 0 | 1568.7831 | #N/A | #N/A | 88 | 92 | 3.5074 | #N/A | 4.8501 | 0.8715% | 1 | 50% | 0% | 0% | 0% | 8.2745 | 0 | 0 | 0 | 8.2745 | #N/A
2007-06-03 15:00 | 6 | 3 | 15 | 154.5835 | 3687 | 75.92 | 51.26 | 998 | 75.92 | 0 | 1604.7644 | Cooling | 267.4607 | #N/A | #N/A | #N/A | #N/A | 0 | 0 | 0 | 0 | 0 | 1604.7644 | #N/A | #N/A | 88 | 90.92 | 3.5812 | #N/A | 4.9613 | 0.8915% | 1 | 50% | 0% | 0% | 0% | 8.2745 | 0 | 0 | 0 | 8.2745 | #N/A
2007-06-03 16:00 | 6 | 3 | 16 | 154.6252 | 3688 | 75.02 | 51.98 | 998 | 75.02 | 0 | 1681.4176 | Cooling | 280.2363 | #N/A | #N/A | #N/A | #N/A | 0 | 0 | 0 | 0 | 0 | 1681.4176 | #N/A | #N/A | 88 | 90.02 | 3.6427 | #N/A | 5.1983 | 0.9341% | 1 | 50% | 0% | 0% | 0% | 8.2745 | 0 | 0 | 0 | 8.2745 | #N/A
2007-06-03 17:00 | 6 | 3 | 17 | 154.6669 | 3689 | 75.02 | 51.26 | 998 | 75.02 | 0 | 1651.7077 | Cooling | 275.2846 | #N/A | #N/A | #N/A | #N/A | 0 | 0 | 0 | 0 | 0 | 1651.7077 | #N/A | #N/A | 88 | 90.02 | 3.6427 | #N/A | 5.1065 | 0.9176% | 1 | 50% | 0% | 0% | 0% | 8.2745 | 0 | 0 | 0 | 8.2745 | #N/A
2007-06-03 18:00 | 6 | 3 | 18 | 154.7085 | 3690 | 75.02 | 51.26 | 997 | 75.02 | 0 | 1542.9282 | Cooling | 257.1547 | #N/A | #N/A | #N/A | #N/A | 0 | 0 | 0 | 0 | 0 | 1542.9282 | #N/A | #N/A | 88 | 90.02 | 3.6427 | #N/A | 4.7702 | 0.8572% | 1 | 50% | 0% | 0% | 0% | 8.2745 | 0 | 0 | 0 | 8.2745 | #N/A
2007-06-03 19:00 | 6 | 3 | 19 | 154.7502 | 3691 | 71.06 | 51.98 | 997 | 71.06 | 0 | 1506.3165 | Cooling | 251.0527 | #N/A | #N/A | #N/A | #N/A | 0 | 0 | 0 | 0 | 0 | 1506.3165 | #N/A | #N/A | 88 | 86.06 | 3.9133 | #N/A | 4.657 | 0.8368% | 1 | 50% | 0% | 0% | 0% | 8.2745 | 0 | 0 | 0 | 8.2745 | #N/A
2007-06-03 20:00 | 6 | 3 | 20 | 154.7919 | 3692 | 71.06 | 51.62 | 997 | 71.06 | 0 | 1359.249 | Cooling | 226.5415 | #N/A | #N/A | #N/A | #N/A | 0 | 0 | 0 | 0 | 0 | 1359.249 | #N/A | #N/A | 88 | 86.06 | 3.9133 | #N/A | 4.2023 | 0.7551% | 1 | 50% | 0% | 0% | 0% | 8.2745 | 0 | 0 | 0 | 8.2745 | #N/A
2007-06-03 21:00 | 6 | 3 | 21 | 154.8335 | 3693 | 68 | 51.8 | 997 | 68 | 0 | 1092.028 | Cooling | 182.0047 | #N/A | #N/A | #N/A | #N/A | 0 | 0 | 0 | 0 | 0 | 1092.028 | #N/A | #N/A | 88 | 83 | 4.1224 | #N/A | 3.3761 | 0.6067% | 1 | 50% | 0% | 0% | 0% | 8.2745 | 0 | 0 | 0 | 8.2745 | #N/A
2007-06-03 22:00 | 6 | 3 | 22 | 154.8752 | 3694 | 64.94 | 51.98 | 998 | 64.94 | 0 | 36.7025 | Cooling | 6.1171 | #N/A | #N/A | #N/A | #N/A | 0 | 0 | 0 | 0 | 0 | 36.7025 | #N/A | #N/A | 88 | 79.94 | 4.3315 | #N/A | 0.11347 | 0.02039% | 1 | 50% | 0% | 0% | 0% | 8.2745 | 0 | 0 | 0 | 8.2745 | #N/A
2007-06-03 23:00 | 6 | 3 | 23 | 154.9169 | 3695 | 64.94 | 51.62 | 998 | 64.94 | 0 | 46.1928 | Cooling | 7.6988 | #N/A | #N/A | #N/A | #N/A | 0 | 0 | 0 | 0 | 0 | 46.1928 | #N/A | #N/A | 88 | 79.94 | 4.3315 | #N/A | 0.14281 | 0.02566% | 1 | 50% | 0% | 0% | 0% | 8.2745 | 0 | 0 | 0 | 8.2745 | #N/A
2007-06-04 | 6 | 4 | 0 | 154.9585 | 3696 | 62.96 | 51.44 | 997 | 62.96 | 0 | 31.4757 | Cooling | 5.2459 | #N/A | #N/A | #N/A | #N/A | 0 | 0 | 0 | 0 | 0 | 31.4757 | #N/A | #N/A | 88 | 77.96 | 4.4668 | #N/A | 0.097311 | 0.01749% | 1 | 50% | 0% | 0% | 0% | 8.2745 | 0 | 0 | 0 | 8.2745 | #N/A
2007-06-04 01:00 | 6 | 4 | 1 | 155.0002 | 3697 | 64.4 | 51.08 | 997 | 64.4 | 0 | 20.7314 | Cooling | 3.4552 | #N/A | #N/A | #N/A | #N/A | 0 | 0 | 0 | 0 | 0 | 20.7314 | #N/A | #N/A | 88 | 79.4 | 4.3684 | #N/A | 0.064094 | 0.01152% | 1 | 50% | 0% | 0% | 0% | 8.2745 | 0 | 0 | 0 | 8.2745 | #N/A
2007-06-04 02:00 | 6 | 4 | 2 | 155.0419 | 3698 | 62.96 | 50.72 | 997 | 62.96 | 0 | 17.0396 | Cooling | 2.8399 | #N/A | #N/A | #N/A | #N/A | 0 | 0 | 0 | 0 | 0 | 17.0396 | #N/A | #N/A | 88 | 77.96 | 4.4668 | #N/A | 0.05268 | 0.009466% | 1 | 50% | 0% | 0% | 0% | 8.2745 | 0 | 0 | 0 | 8.2745 | #N/A
2007-06-04 03:00 | 6 | 4 | 3 | 155.0835 | 3699 | 64.04 | 50.72 | 997 | 64.04 | 0 | 14.6167 | Cooling | 2.4361 | #N/A | #N/A | #N/A | #N/A | 0 | 0 | 0 | 0 | 0 | 14.6167 | #N/A | #N/A | 88 | 79.04 | 4.393 | #N/A | 0.045189 | 0.00812% | 1 | 50% | 0% | 0% | 0% | 8.2745 | 0 | 0 | 0 | 8.2745 | #N/A
2007-06-04 04:00 | 6 | 4 | 4 | 155.1252 | 3700 | 64.04 | 51.08 | 997 | 64.04 | 0 | 12.4409 | Cooling | 2.0735 | #N/A | #N/A | #N/A | #N/A | 0 | 0 | 0 | 0 | 0 | 12.4409 | #N/A | #N/A | 88 | 79.04 | 4.393 | #N/A | 0.038463 | 0.006912% | 1 | 50% | 0% | 0% | 0% | 8.2745 | 0 | 0 | 0 | 8.2745 | #N/A
2007-06-04 05:00 | 6 | 4 | 5 | 155.1669 | 3701 | 64.04 | 51.98 | 997 | 64.04 | 0 | 33.6786 | Cooling | 5.6131 | #N/A | #N/A | #N/A | #N/A | 0 | 0 | 0 | 0 | 0 | 33.6786 | #N/A | #N/A | 88 | 79.04 | 4.393 | #N/A | 0.10412 | 0.01871% | 1 | 50% | 0% | 0% | 0% | 8.2745 | 0 | 0 | 0 | 8.2745 | #N/A
2007-06-04 06:00 | 6 | 4 | 6 | 155.2085 | 3702 | 64.94 | 54.5 | 997 | 64.94 | 0 | 606.0306 | Cooling | 101.0051 | #N/A | #N/A | #N/A | #N/A | 0 | 0 | 0 | 0 | 0 | 606.0306 | #N/A | #N/A | 88 | 79.94 | 4.3315 | #N/A | 1.8736 | 0.3367% | 1 | 50% | 0% | 0% | 0% | 8.2745 | 0 | 0 | 0 | 8.2745 | #N/A
2007-06-04 07:00 | 6 | 4 | 7 | 155.2502 | 3703 | 68 | 57.02 | 998 | 68 | 0 | 948.7846 | Cooling | 158.1308 | #N/A | #N/A | #N/A | #N/A | 0 | 0 | 0 | 0 | 0 | 948.7846 | #N/A | #N/A | 88 | 83 | 4.1224 | #N/A | 2.9333 | 0.5271% | 1 | 50% | 0% | 0% | 0% | 8.2745 | 0 | 0 | 0 | 8.2745 | #N/A
2007-06-04 08:00 | 6 | 4 | 8 | 155.2919 | 3704 | 68 | 58.1 | 998 | 68 | 0 | 1497.1685 | Cooling | 249.5281 | #N/A | #N/A | #N/A | #N/A | 0 | 0 | 0 | 0 | 0 | 1497.1685 | #N/A | #N/A | 88 | 83 | 4.1224 | #N/A | 4.6287 | 0.8318% | 1 | 50% | 0% | 0% | 0% | 8.2745 | 0 | 0 | 0 | 8.2745 | #N/A
2007-06-04 09:00 | 6 | 4 | 9 | 155.3335 | 3705 | 71.96 | 59.36 | 997 | 71.96 | 0 | 1926.2612 | Cooling | 321.0435 | #N/A | #N/A | #N/A | #N/A | 0 | 0 | 0 | 0 | 0 | 1926.2612 | #N/A | #N/A | 88 | 86.96 | 3.8518 | #N/A | 5.9553 | 1.07% | 1 | 50% | 0% | 0% | 0% | 8.2745 | 0 | 0 | 0 | 8.2745 | #N/A
2007-06-04 10:00 | 6 | 4 | 10 | 155.3752 | 3706 | 73.94 | 60.98 | 997 | 73.94 | 0 | 2204.0166 | Cooling | 367.3361 | #N/A | #N/A | #N/A | #N/A | 0 | 0 | 0 | 0 | 0 | 2204.0166 | #N/A | #N/A | 88 | 88.94 | 3.7165 | #N/A | 6.814 | 1.224% | 1 | 50% | 0% | 0% | 0% | 8.2745 | 0 | 0 | 0 | 8.2745 | #N/A
2007-06-04 11:00 | 6 | 4 | 11 | 155.4169 | 3707 | 73.94 | 57.56 | 997 | 73.94 | 0 | 1822.8147 | Cooling | 303.8024 | #N/A | #N/A | #N/A | #N/A | 0 | 0 | 0 | 0 | 0 | 1822.8147 | #N/A | #N/A | 88 | 88.94 | 3.7165 | #N/A | 5.6355 | 1.013% | 1 | 50% | 0% | 0% | 0% | 8.2745 | 0 | 0 | 0 | 8.2745 | #N/A
2007-06-04 12:00 | 6 | 4 | 12 | 155.4585 | 3708 | 77 | 54.32 | 996 | 77 | 0 | 1671.416 | Cooling | 278.5693 | #N/A | #N/A | #N/A | #N/A | 0 | 0 | 0 | 0 | 0 | 1671.416 | #N/A | #N/A | 88 | 92 | 3.5074 | #N/A | 5.1674 | 0.9286% | 1 | 50% | 0% | 0% | 0% | 8.2745 | 0 | 0 | 0 | 8.2745 | #N/A
2007-06-04 13:00 | 6 | 4 | 13 | 155.5002 | 3709 | 80.06 | 51.98 | 996 | 80.06 | 0 | 1666.1333 | Cooling | 277.6889 | #N/A | #N/A | #N/A | #N/A | 0 | 0 | 0 | 0 | 0 | 1666.1333 | #N/A | #N/A | 88 | 95.06 | 3.2983 | #N/A | 5.1511 | 0.9256% | 1 | 50% | 0% | 0% | 0% | 8.2745 | 0 | 0 | 0 | 8.2745 | #N/A
2007-06-04 14:00 | 6 | 4 | 14 | 155.5419 | 3710 | 80.06 | 51.26 | 995 | 80.06 | 0 | 1700.7987 | Cooling | 283.4664 | #N/A | #N/A | #N/A | #N/A | 0 | 0 | 0 | 0 | 0 | 1700.7987 | #N/A | #N/A | 88 | 95.06 | 3.2983 | #N/A | 5.2582 | 0.9449% | 1 | 50% | 0% | 0% | 0% | 8.2745 | 0 | 0 | 0 | 8.2745 | #N/A
2007-06-04 15:00 | 6 | 4 | 15 | 155.5835 | 3711 | 78.98 | 51.26 | 995 | 78.98 | 0 | 1718.2588 | Cooling | 286.3765 | #N/A | #N/A | #N/A | #N/A | 0 | 0 | 0 | 0 | 0 | 1718.2588 | #N/A | #N/A | 88 | 93.98 | 3.3721 | #N/A | 5.3122 | 0.9546% | 1 | 50% | 0% | 0% | 0% | 8.2745 | 0 | 0 | 0 | 8.2745 | #N/A
2007-06-04 16:00 | 6 | 4 | 16 | 155.6252 | 3712 | 82.04 | 51.98 | 994 | 82.04 | 0 | 1780.6883 | Cooling | 296.7814 | #N/A | #N/A | #N/A | #N/A | 0 | 0 | 0 | 0 | 0 | 1780.6883 | #N/A | #N/A | 88 | 97.04 | 3.163 | #N/A | 5.5052 | 0.9893% | 1 | 50% | 0% | 0% | 0% | 8.2745 | 0 | 0 | 0 | 8.2745 | #N/A
2007-06-04 17:00 | 6 | 4 | 17 | 155.6669 | 3713 | 82.04 | 50.72 | 994 | 82.04 | 0 | 1751.7761 | Cooling | 291.9627 | #N/A | #N/A | #N/A | #N/A | 0 | 0 | 0 | 0 | 0 | 1751.7761 | #N/A | #N/A | 88 | 97.04 | 3.163 | #N/A | 5.4158 | 0.9732% | 1 | 50% | 0% | 0% | 0% | 8.2745 | 0 | 0 | 0 | 8.2745 | #N/A
2007-06-04 18:00 | 6 | 4 | 18 | 155.7085 | 3714 | 80.06 | 49.82 | 993 | 80.06 | 0 | 1617.6153 | Cooling | 269.6025 | #N/A | #N/A | #N/A | #N/A | 0 | 0 | 0 | 0 | 0 | 1617.6153 | #N/A | #N/A | 88 | 95.06 | 3.2983 | #N/A | 5.0011 | 0.8987% | 1 | 50% | 0% | 0% | 0% | 8.2745 | 0 | 0 | 0 | 8.2745 | #N/A
2007-06-04 19:00 | 6 | 4 | 19 | 155.7502 | 3715 | 77 | 50 | 993 | 77 | 0 | 1512.7015 | Cooling | 252.1169 | #N/A | #N/A | #N/A | #N/A | 0 | 0 | 0 | 0 | 0 | 1512.7015 | #N/A | #N/A | 88 | 92 | 3.5074 | #N/A | 4.6767 | 0.8404% | 1 | 50% | 0% | 0% | 0% | 8.2745 | 0 | 0 | 0 | 8.2745 | #N/A
2007-06-04 20:00 | 6 | 4 | 20 | 155.7919 | 3716 | 77 | 50 | 993 | 77 | 0 | 1416.1496 | Cooling | 236.0249 | #N/A | #N/A | #N/A | #N/A | 0 | 0 | 0 | 0 | 0 | 1416.1496 | #N/A | #N/A | 88 | 92 | 3.5074 | #N/A | 4.3782 | 0.7867% | 1 | 50% | 0% | 0% | 0% | 8.2745 | 0 | 0 | 0 | 8.2745 | #N/A
2007-06-04 21:00 | 6 | 4 | 21 | 155.8335 | 3717 | 71.96 | 50.54 | 993 | 71.96 | 0 | 1128.1185 | Cooling | 188.0198 | #N/A | #N/A | #N/A | #N/A | 0 | 0 | 0 | 0 | 0 | 1128.1185 | #N/A | #N/A | 88 | 86.96 | 3.8518 | #N/A | 3.4877 | 0.6267% | 1 | 50% | 0% | 0% | 0% | 8.2745 | 0 | 0 | 0 | 8.2745 | #N/A
2007-06-04 22:00 | 6 | 4 | 22 | 155.8752 | 3718 | 69.98 | 51.08 | 993 | 69.98 | 0 | 54.8746 | Cooling | 9.1458 | #N/A | #N/A | #N/A | #N/A | 0 | 0 | 0 | 0 | 0 | 54.8746 | #N/A | #N/A | 88 | 84.98 | 3.9871 | #N/A | 0.16965 | 0.03049% | 1 | 50% | 0% | 0% | 0% | 8.2745 | 0 | 0 | 0 | 8.2745 | #N/A
2007-06-04 23:00 | 6 | 4 | 23 | 155.9169 | 3719 | 69.98 | 50.9 | 993 | 69.98 | 0 | 46.8529 | Cooling | 7.8088 | #N/A | #N/A | #N/A | #N/A | 0 | 0 | 0 | 0 | 0 | 46.8529 | #N/A | #N/A | 88 | 84.98 | 3.9871 | #N/A | 0.14485 | 0.02603% | 1 | 50% | 0% | 0% | 0% | 8.2745 | 0 | 0 | 0 | 8.2745 | #N/A
2007-06-05 | 6 | 5 | 0 | 155.9585 | 3720 | 69.08 | 51.08 | 992 | 69.08 | 0 | 34.402 | Cooling | 5.7337 | #N/A | #N/A | #N/A | #N/A | 0 | 0 | 0 | 0 | 0 | 34.402 | #N/A | #N/A | 88 | 84.08 | 4.0486 | #N/A | 0.10636 | 0.01911% | 1 | 50% | 0% | 0% | 0% | 8.2745 | 0 | 0 | 0 | 8.2745 | #N/A
2007-06-05 01:00 | 6 | 5 | 1 | 156.0002 | 3721 | 69.08 | 51.08 | 992 | 69.08 | 0 | 27.4489 | Cooling | 4.5748 | #N/A | #N/A | #N/A | #N/A | 0 | 0 | 0 | 0 | 0 | 27.4489 | #N/A | #N/A | 88 | 84.08 | 4.0486 | #N/A | 0.084862 | 0.01525% | 1 | 50% | 0% | 0% | 0% | 8.2745 | 0 | 0 | 0 | 8.2745 | #N/A
2007-06-05 02:00 | 6 | 5 | 2 | 156.0419 | 3722 | 69.08 | 51.08 | 992 | 69.08 | 0 | 31.9818 | Cooling | 5.3303 | #N/A | #N/A | #N/A | #N/A | 0 | 0 | 0 | 0 | 0 | 31.9818 | #N/A | #N/A | 88 | 84.08 | 4.0486 | #N/A | 0.098876 | 0.01777% | 1 | 50% | 0% | 0% | 0% | 8.2745 | 0 | 0 | 0 | 8.2745 | #N/A
2007-06-05 03:00 | 6 | 5 | 3 | 156.0835 | 3723 | 71.06 | 51.44 | 992 | 71.06 | 0 | 34.7202 | Cooling | 5.7867 | #N/A | #N/A | #N/A | #N/A | 0 | 0 | 0 | 0 | 0 | 34.7202 | #N/A | #N/A | 88 | 86.06 | 3.9133 | #N/A | 0.10734 | 0.01929% | 1 | 50% | 0% | 0% | 0% | 8.2745 | 0 | 0 | 0 | 8.2745 | #N/A
2007-06-05 04:00 | 6 | 5 | 4 | 156.1252 | 3724 | 69.08 | 51.98 | 992 | 69.08 | 0 | 38.732 | Cooling | 6.4553 | #N/A | #N/A | #N/A | #N/A | 0 | 0 | 0 | 0 | 0 | 38.732 | #N/A | #N/A | 88 | 84.08 | 4.0486 | #N/A | 0.11974 | 0.02152% | 1 | 50% | 0% | 0% | 0% | 8.2745 | 0 | 0 | 0 | 8.2745 | #N/A
2007-06-05 05:00 | 6 | 5 | 5 | 156.1669 | 3725 | 69.08 | 53.6 | 992 | 69.08 | 0 | 90.9892 | Cooling | 15.1649 | #N/A | #N/A | #N/A | #N/A | 0 | 0 | 0 | 0 | 0 | 90.9892 | #N/A | #N/A | 88 | 84.08 | 4.0486 | #N/A | 0.2813 | 0.05055% | 1 | 50% | 0% | 0% | 0% | 8.2745 | 0 | 0 | 0 | 8.2745 | #N/A
2007-06-05 06:00 | 6 | 5 | 6 | 156.2085 | 3726 | 64.94 | 56.84 | 992 | 64.94 | 0 | 1071.564 | Cooling | 178.594 | #N/A | #N/A | #N/A | #N/A | 0 | 0 | 0 | 0 | 0 | 1071.564 | #N/A | #N/A | 88 | 79.94 | 4.3315 | #N/A | 3.3129 | 0.5953% | 1 | 50% | 0% | 0% | 0% | 8.2745 | 0 | 0 | 0 | 8.2745 | #N/A
2007-06-05 07:00 | 6 | 5 | 7 | 156.2502 | 3727 | 66.02 | 60.08 | 992 | 66.02 | 0 | 1417.8518 | Cooling | 236.3086 | #N/A | #N/A | #N/A | #N/A | 0 | 0 | 0 | 0 | 0 | 1417.8518 | #N/A | #N/A | 88 | 81.02 | 4.2577 | #N/A | 4.3835 | 0.7877% | 1 | 50% | 0% | 0% | 0% | 8.2745 | 0 | 0 | 0 | 8.2745 | #N/A
2007-06-05 08:00 | 6 | 5 | 8 | 156.2919 | 3728 | 66.02 | 59.72 | 992 | 66.02 | 0 | 1850.8199 | Cooling | 308.47 | #N/A | #N/A | #N/A | #N/A | 0 | 0 | 0 | 0 | 0 | 1850.8199 | #N/A | #N/A | 88 | 81.02 | 4.2577 | #N/A | 5.722 | 1.028% | 1 | 50% | 0% | 0% | 0% | 8.2745 | 0 | 0 | 0 | 8.2745 | #N/A
2007-06-05 09:00 | 6 | 5 | 9 | 156.3335 | 3729 | 71.96 | 59.72 | 992 | 71.96 | 0 | 2252.6915 | Cooling | 375.4486 | #N/A | #N/A | #N/A | #N/A | 0 | 0 | 0 | 0 | 0 | 2252.6915 | #N/A | #N/A | 88 | 86.96 | 3.8518 | #N/A | 6.9645 | 1.251% | 1 | 50% | 0% | 0% | 0% | 8.2745 | 0 | 0 | 0 | 8.2745 | #N/A
2007-06-05 10:00 | 6 | 5 | 10 | 156.3752 | 3730 | 75.92 | 60.08 | 992 | 75.92 | 0 | 1986.2278 | Cooling | 331.038 | #N/A | #N/A | #N/A | #N/A | 0 | 0 | 0 | 0 | 0 | 1986.2278 | #N/A | #N/A | 88 | 90.92 | 3.5812 | #N/A | 6.1407 | 1.103% | 1 | 50% | 0% | 0% | 0% | 8.2745 | 0 | 0 | 0 | 8.2745 | #N/A
2007-06-05 11:00 | 6 | 5 | 11 | 156.4169 | 3731 | 75.92 | 59.72 | 992 | 75.92 | 0 | 2128.8205 | Cooling | 354.8034 | #N/A | #N/A | #N/A | #N/A | 0 | 0 | 0 | 0 | 0 | 2128.8205 | #N/A | #N/A | 88 | 90.92 | 3.5812 | #N/A | 6.5815 | 1.183% | 1 | 50% | 0% | 0% | 0% | 8.2745 | 0 | 0 | 0 | 8.2745 | #N/A
2007-06-05 12:00 | 6 | 5 | 12 | 156.4585 | 3732 | 82.94 | 59.54 | 993 | 82.94 | 0 | 2156.9633 | Cooling | 359.4939 | #N/A | #N/A | #N/A | #N/A | 0 | 0 | 0 | 0 | 0 | 2156.9633 | #N/A | #N/A | 88 | 97.94 | 3.1015 | #N/A | 6.6685 | 1.198% | 1 | 50% | 0% | 0% | 0% | 8.2745 | 0 | 0 | 0 | 8.2745 | #N/A
2007-06-05 13:00 | 6 | 5 | 13 | 156.5002 | 3733 | 84.2 | 60.08 | 993 | 84.2 | 0 | 1850.8362 | Cooling | 308.4727 | #N/A | #N/A | #N/A | #N/A | 0 | 0 | 0 | 0 | 0 | 1850.8362 | #N/A | #N/A | 88 | 99.2 | 3.0154 | #N/A | 5.7221 | 1.028% | 1 | 50% | 0% | 0% | 0% | 8.2745 | 0 | 0 | 0 | 8.2745 | #N/A
2007-06-05 14:00 | 6 | 5 | 14 | 156.5419 | 3734 | 82.94 | 59.36 | 993 | 82.94 | 0 | 1866.5367 | Cooling | 311.0894 | #N/A | #N/A | #N/A | #N/A | 0 | 0 | 0 | 0 | 0 | 1866.5367 | #N/A | #N/A | 88 | 97.94 | 3.1015 | #N/A | 5.7706 | 1.037% | 1 | 50% | 0% | 0% | 0% | 8.2745 | 0 | 0 | 0 | 8.2745 | #N/A
2007-06-05 15:00 | 6 | 5 | 15 | 156.5835 | 3735 | 82.94 | 59.36 | 993 | 82.94 | 0 | 1967.6055 | Cooling | 327.9342 | #N/A | #N/A | #N/A | #N/A | 0 | 0 | 0 | 0 | 0 | 1967.6055 | #N/A | #N/A | 88 | 97.94 | 3.1015 | #N/A | 6.0831 | 1.093% | 1 | 50% | 0% | 0% | 0% | 8.2745 | 0 | 0 | 0 | 8.2745 | #N/A
2007-06-05 16:00 | 6 | 5 | 16 | 156.6252 | 3736 | 78.8 | 60.08 | 993 | 78.8 | 0 | 2174.4751 | Cooling | 362.4125 | #N/A | #N/A | #N/A | #N/A | 0 | 0 | 0 | 0 | 0 | 2174.4751 | #N/A | #N/A | 88 | 93.8 | 3.3844 | #N/A | 6.7227 | 1.208% | 1 | 50% | 0% | 0% | 0% | 8.2745 | 0 | 0 | 0 | 8.2745 | #N/A
2007-06-05 17:00 | 6 | 5 | 17 | 156.6669 | 3737 | 80.06 | 57.74 | 993 | 80.06 | 0 | 2008.1545 | Cooling | 334.6924 | #N/A | #N/A | #N/A | #N/A | 0 | 0 | 0 | 0 | 0 | 2008.1545 | #N/A | #N/A | 88 | 95.06 | 3.2983 | #N/A | 6.2085 | 1.116% | 1 | 50% | 0% | 0% | 0% | 8.2745 | 0 | 0 | 0 | 8.2745 | #N/A
2007-06-05 18:00 | 6 | 5 | 18 | 156.7085 | 3738 | 78.98 | 55.94 | 994 | 78.98 | 0 | 1663.1922 | Cooling | 277.1987 | #N/A | #N/A | #N/A | #N/A | 0 | 0 | 0 | 0 | 0 | 1663.1922 | #N/A | #N/A | 88 | 93.98 | 3.3721 | #N/A | 5.142 | 0.924% | 1 | 50% | 0% | 0% | 0% | 8.2745 | 0 | 0 | 0 | 8.2745 | #N/A
2007-06-05 19:00 | 6 | 5 | 19 | 156.7502 | 3739 | 77 | 55.04 | 994 | 77 | 0 | 1365.1082 | Cooling | 227.518 | #N/A | #N/A | #N/A | #N/A | 0 | 0 | 0 | 0 | 0 | 1365.1082 | #N/A | #N/A | 88 | 92 | 3.5074 | #N/A | 4.2204 | 0.7584% | 1 | 50% | 0% | 0% | 0% | 8.2745 | 0 | 0 | 0 | 8.2745 | #N/A
2007-06-05 20:00 | 6 | 5 | 20 | 156.7919 | 3740 | 77 | 53.78 | 995 | 77 | 0 | 1016.1818 | Cooling | 169.3636 | #N/A | #N/A | #N/A | #N/A | 0 | 0 | 0 | 0 | 0 | 1016.1818 | #N/A | #N/A | 88 | 92 | 3.5074 | #N/A | 3.1417 | 0.5645% | 1 | 50% | 0% | 0% | 0% | 8.2745 | 0 | 0 | 0 | 8.2745 | #N/A
2007-06-05 21:00 | 6 | 5 | 21 | 156.8335 | 3741 | 73.94 | 52.7 | 995 | 73.94 | 0 | 690.5203 | Cooling | 115.0867 | #N/A | #N/A | #N/A | #N/A | 0 | 0 | 0 | 0 | 0 | 690.5203 | #N/A | #N/A | 88 | 88.94 | 3.7165 | #N/A | 2.1348 | 0.3836% | 1 | 50% | 0% | 0% | 0% | 8.2745 | 0 | 0 | 0 | 8.2745 | #N/A
2007-06-05 22:00 | 6 | 5 | 22 | 156.8752 | 3742 | 71.96 | 51.98 | 996 | 71.96 | 0 | 44.7526 | Cooling | 7.4588 | #N/A | #N/A | #N/A | #N/A | 0 | 0 | 0 | 0 | 0 | 44.7526 | #N/A | #N/A | 88 | 86.96 | 3.8518 | #N/A | 0.13836 | 0.02486% | 1 | 50% | 0% | 0% | 0% | 8.2745 | 0 | 0 | 0 | 8.2745 | #N/A
2007-06-05 23:00 | 6 | 5 | 23 | 156.9169 | 3743 | 71.96 | 52.16 | 996 | 71.96 | 0 | 41.5771 | Cooling | 6.9295 | #N/A | #N/A | #N/A | #N/A | 0 | 0 | 0 | 0 | 0 | 41.5771 | #N/A | #N/A | 88 | 86.96 | 3.8518 | #N/A | 0.12854 | 0.0231% | 1 | 50% | 0% | 0% | 0% | 8.2745 | 0 | 0 | 0 | 8.2745 | #N/A
2007-06-06 | 6 | 6 | 0 | 156.9585 | 3744 | 69.98 | 52.7 | 997 | 69.98 | 0 | 47.2662 | Cooling | 7.8777 | #N/A | #N/A | #N/A | #N/A | 0 | 0 | 0 | 0 | 0 | 47.2662 | #N/A | #N/A | 88 | 84.98 | 3.9871 | #N/A | 0.14613 | 0.02626% | 1 | 50% | 0% | 0% | 0% | 8.2745 | 0 | 0 | 0 | 8.2745 | #N/A
2007-06-06 01:00 | 6 | 6 | 1 | 157.0002 | 3745 | 68 | 53.06 | 997 | 68 | 0 | 50.8887 | Cooling | 8.4814 | #N/A | #N/A | #N/A | #N/A | 0 | 0 | 0 | 0 | 0 | 50.8887 | #N/A | #N/A | 88 | 83 | 4.1224 | #N/A | 0.15733 | 0.02827% | 1 | 50% | 0% | 0% | 0% | 8.2745 | 0 | 0 | 0 | 8.2745 | #N/A
2007-06-06 02:00 | 6 | 6 | 2 | 157.0419 | 3746 | 68 | 51.98 | 998 | 68 | 0 | 40.7942 | Cooling | 6.799 | #N/A | #N/A | #N/A | #N/A | 0 | 0 | 0 | 0 | 0 | 40.7942 | #N/A | #N/A | 88 | 83 | 4.1224 | #N/A | 0.12612 | 0.02266% | 1 | 50% | 0% | 0% | 0% | 8.2745 | 0 | 0 | 0 | 8.2745 | #N/A
2007-06-06 03:00 | 6 | 6 | 3 | 157.0836 | 3747 | 66.92 | 51.44 | 998 | 66.92 | 0 | 28.2771 | Cooling | 4.7129 | #N/A | #N/A | #N/A | #N/A | 0 | 0 | 0 | 0 | 0 | 28.2771 | #N/A | #N/A | 88 | 81.92 | 4.1962 | #N/A | 0.087422 | 0.01571% | 1 | 50% | 0% | 0% | 0% | 8.2745 | 0 | 0 | 0 | 8.2745 | #N/A
2007-06-06 04:00 | 6 | 6 | 4 | 157.1252 | 3748 | 66.02 | 51.08 | 999 | 66.02 | 0 | 16.7459 | Cooling | 2.791 | #N/A | #N/A | #N/A | #N/A | 0 | 0 | 0 | 0 | 0 | 16.7459 | #N/A | #N/A | 88 | 81.02 | 4.2577 | #N/A | 0.051772 | 0.009303% | 1 | 50% | 0% | 0% | 0% | 8.2745 | 0 | 0 | 0 | 8.2745 | #N/A
2007-06-06 05:00 | 6 | 6 | 5 | 157.1669 | 3749 | 66.02 | 51.62 | 999 | 66.02 | 0 | 29.8653 | Cooling | 4.9776 | #N/A | #N/A | #N/A | #N/A | 0 | 0 | 0 | 0 | 0 | 29.8653 | #N/A | #N/A | 88 | 81.02 | 4.2577 | #N/A | 0.092332 | 0.01659% | 1 | 50% | 0% | 0% | 0% | 8.2745 | 0 | 0 | 0 | 8.2745 | #N/A
2007-06-06 06:00 | 6 | 6 | 6 | 157.2086 | 3750 | 62.06 | 53.78 | 1000 | 62.06 | 0 | 304.1057 | Cooling | 50.6843 | #N/A | #N/A | #N/A | #N/A | 0 | 0 | 0 | 0 | 0 | 304.1057 | #N/A | #N/A | 88 | 77.06 | 4.5283 | #N/A | 0.94018 | 0.1689% | 1 | 50% | 0% | 0% | 0% | 8.2745 | 0 | 0 | 0 | 8.2745 | #N/A
2007-06-06 07:00 | 6 | 6 | 7 | 157.2502 | 3751 | 60.98 | 55.94 | 1000 | 60.98 | 0 | 530.5223 | Cooling | 88.4204 | #N/A | #N/A | #N/A | #N/A | 0 | 0 | 0 | 0 | 0 | 530.5223 | #N/A | #N/A | 88 | 75.98 | 4.6021 | #N/A | 1.6402 | 0.2947% | 1 | 50% | 0% | 0% | 0% | 8.2745 | 0 | 0 | 0 | 8.2745 | #N/A
2007-06-06 08:00 | 6 | 6 | 8 | 157.2919 | 3752 | 60.98 | 54.68 | 1000 | 60.98 | 0 | 762.4273 | Cooling | 127.0712 | #N/A | #N/A | #N/A | #N/A | 0 | 0 | 0 | 0 | 0 | 762.4273 | #N/A | #N/A | 88 | 75.98 | 4.6021 | #N/A | 2.3571 | 0.4236% | 1 | 50% | 0% | 0% | 0% | 8.2745 | 0 | 0 | 0 | 8.2745 | #N/A
2007-06-06 09:00 | 6 | 6 | 9 | 157.3336 | 3753 | 62.6 | 53.78 | 1000 | 62.6 | 0 | 809.3943 | Cooling | 134.8991 | #N/A | #N/A | #N/A | #N/A | 0 | 0 | 0 | 0 | 0 | 809.3943 | #N/A | #N/A | 88 | 77.6 | 4.4914 | #N/A | 2.5023 | 0.4497% | 1 | 50% | 0% | 0% | 0% | 8.2745 | 0 | 0 | 0 | 8.2745 | #N/A
2007-06-06 10:00 | 6 | 6 | 10 | 157.3752 | 3754 | 62.6 | 53.06 | 1000 | 62.6 | 0 | 812.919 | Cooling | 135.4865 | #N/A | #N/A | #N/A | #N/A | 0 | 0 | 0 | 0 | 0 | 812.919 | #N/A | #N/A | 88 | 77.6 | 4.4914 | #N/A | 2.5132 | 0.4516% | 1 | 50% | 0% | 0% | 0% | 8.2745 | 0 | 0 | 0 | 8.2745 | #N/A
2007-06-06 11:00 | 6 | 6 | 11 | 157.4169 | 3755 | 62.96 | 52.34 | 1000 | 62.96 | 0 | 863.9574 | Cooling | 143.9929 | #N/A | #N/A | #N/A | #N/A | 0 | 0 | 0 | 0 | 0 | 863.9574 | #N/A | #N/A | 88 | 77.96 | 4.4668 | #N/A | 2.671 | 0.48% | 1 | 50% | 0% | 0% | 0% | 8.2745 | 0 | 0 | 0 | 8.2745 | #N/A
2007-06-06 12:00 | 6 | 6 | 12 | 157.4586 | 3756 | 68 | 51.8 | 1000 | 68 | 0 | 939.4296 | Cooling | 156.5716 | #N/A | #N/A | #N/A | #N/A | 0 | 0 | 0 | 0 | 0 | 939.4296 | #N/A | #N/A | 88 | 83 | 4.1224 | #N/A | 2.9044 | 0.5219% | 1 | 50% | 0% | 0% | 0% | 8.2745 | 0 | 0 | 0 | 8.2745 | #N/A
2007-06-06 13:00 | 6 | 6 | 13 | 157.5002 | 3757 | 73.94 | 51.98 | 1000 | 73.94 | 0 | 1030.816 | Cooling | 171.8027 | #N/A | #N/A | #N/A | #N/A | 0 | 0 | 0 | 0 | 0 | 1030.816 | #N/A | #N/A | 88 | 88.94 | 3.7165 | #N/A | 3.1869 | 0.5727% | 1 | 50% | 0% | 0% | 0% | 8.2745 | 0 | 0 | 0 | 8.2745 | #N/A
2007-06-06 14:00 | 6 | 6 | 14 | 157.5419 | 3758 | 73.94 | 51.62 | 1000 | 73.94 | 0 | 1140.8617 | Cooling | 190.1436 | #N/A | #N/A | #N/A | #N/A | 0 | 0 | 0 | 0 | 0 | 1140.8617 | #N/A | #N/A | 88 | 88.94 | 3.7165 | #N/A | 3.5271 | 0.6338% | 1 | 50% | 0% | 0% | 0% | 8.2745 | 0 | 0 | 0 | 8.2745 | #N/A
2007-06-06 15:00 | 6 | 6 | 15 | 157.5836 | 3759 | 71.6 | 51.98 | 999 | 71.6 | 0 | 1406.3409 | Cooling | 234.3901 | #N/A | #N/A | #N/A | #N/A | 0 | 0 | 0 | 0 | 0 | 1406.3409 | #N/A | #N/A | 88 | 86.6 | 3.8764 | #N/A | 4.3479 | 0.7813% | 1 | 50% | 0% | 0% | 0% | 8.2745 | 0 | 0 | 0 | 8.2745 | #N/A
2007-06-06 16:00 | 6 | 6 | 16 | 157.6252 | 3760 | 68 | 53.06 | 999 | 68 | 0 | 1624.417 | Cooling | 270.7362 | #N/A | #N/A | #N/A | #N/A | 0 | 0 | 0 | 0 | 0 | 1624.417 | #N/A | #N/A | 88 | 83 | 4.1224 | #N/A | 5.0221 | 0.9025% | 1 | 50% | 0% | 0% | 0% | 8.2745 | 0 | 0 | 0 | 8.2745 | #N/A
2007-06-06 17:00 | 6 | 6 | 17 | 157.6669 | 3761 | 66.92 | 52.34 | 999 | 66.92 | 0 | 1572.2459 | Cooling | 262.041 | #N/A | #N/A | #N/A | #N/A | 0 | 0 | 0 | 0 | 0 | 1572.2459 | #N/A | #N/A | 88 | 81.92 | 4.1962 | #N/A | 4.8608 | 0.8735% | 1 | 50% | 0% | 0% | 0% | 8.2745 | 0 | 0 | 0 | 8.2745 | #N/A
2007-06-06 18:00 | 6 | 6 | 18 | 157.7086 | 3762 | 62.96 | 52.34 | 1000 | 62.96 | 0 | 1379.5755 | Cooling | 229.9292 | #N/A | #N/A | #N/A | #N/A | 0 | 0 | 0 | 0 | 0 | 1379.5755 | #N/A | #N/A | 88 | 77.96 | 4.4668 | #N/A | 4.2651 | 0.7664% | 1 | 50% | 0% | 0% | 0% | 8.2745 | 0 | 0 | 0 | 8.2745 | #N/A
2007-06-06 19:00 | 6 | 6 | 19 | 157.7502 | 3763 | 60.08 | 53.06 | 1000 | 60.08 | 0 | 1189.9984 | Cooling | 198.3331 | #N/A | #N/A | #N/A | #N/A | 0 | 0 | 0 | 0 | 0 | 1189.9984 | #N/A | #N/A | 88 | 75.08 | 4.6636 | #N/A | 3.679 | 0.6611% | 1 | 50% | 0% | 0% | 0% | 8.2745 | 0 | 0 | 0 | 8.2745 | #N/A
2007-06-06 20:00 | 6 | 6 | 20 | 157.7919 | 3764 | 60.08 | 52.7 | 1000 | 60.08 | 0 | 999.1064 | Cooling | 166.5177 | #N/A | #N/A | #N/A | #N/A | 0 | 0 | 0 | 0 | 0 | 999.1064 | #N/A | #N/A | 88 | 75.08 | 4.6636 | #N/A | 3.0889 | 0.5551% | 1 | 50% | 0% | 0% | 0% | 8.2745 | 0 | 0 | 0 | 8.2745 | #N/A
2007-06-06 21:00 | 6 | 6 | 21 | 157.8336 | 3765 | 57.02 | 52.88 | 1000 | 57.02 | 0 | 823.6444 | Cooling | 137.2741 | #N/A | #N/A | #N/A | #N/A | 0 | 0 | 0 | 0 | 0 | 823.6444 | #N/A | #N/A | 88 | 72.02 | 4.8727 | #N/A | 2.5464 | 0.4576% | 1 | 50% | 0% | 0% | 0% | 8.2745 | 0 | 0 | 0 | 8.2745 | #N/A
2007-06-06 22:00 | 6 | 6 | 22 | 157.8752 | 3766 | 55.04 | 53.06 | 1000 | 55.04 | 0 | 64.5387 | Cooling | 10.7564 | #N/A | #N/A | #N/A | #N/A | 0 | 0 | 0 | 0 | 0 | 64.5387 | #N/A | #N/A | 88 | 70.04 | 5.008 | #N/A | 0.19953 | 0.03585% | 1 | 50% | 0% | 0% | 0% | 8.2745 | 0 | 0 | 0 | 8.2745 | #N/A
2007-06-06 23:00 | 6 | 6 | 23 | 157.9169 | 3767 | 55.04 | 53.6 | 1000 | 55.04 | 0 | 72.2907 | Cooling | 12.0485 | #N/A | #N/A | #N/A | #N/A | 0 | 0 | 0 | 0 | 0 | 72.2907 | #N/A | #N/A | 88 | 70.04 | 5.008 | #N/A | 0.2235 | 0.04016% | 1 | 50% | 0% | 0% | 0% | 8.2745 | 0 | 0 | 0 | 8.2745 | #N/A
2007-06-07 | 6 | 7 | 0 | 157.9586 | 3768 | 53.96 | 54.32 | 1001 | 53.96 | 0 | 79.6865 | Cooling | 13.2811 | #N/A | #N/A | #N/A | #N/A | 0 | 0 | 0 | 0 | 0 | 79.6865 | #N/A | #N/A | 88 | 68.96 | 5.0818 | #N/A | 0.24636 | 0.04427% | 1 | 50% | 0% | 0% | 0% | 8.2745 | 0 | 0 | 0 | 8.2745 | #N/A
2007-06-07 01:00 | 6 | 7 | 1 | 158.0002 | 3769 | 51.98 | 55.04 | 1001 | 51.98 | 0 | 85.6149 | Cooling | 14.2691 | #N/A | #N/A | #N/A | #N/A | 0 | 0 | 0 | 0 | 0 | 85.6149 | #N/A | #N/A | 88 | 66.98 | 5.2171 | #N/A | 0.26469 | 0.04756% | 1 | 50% | 0% | 0% | 0% | 8.2745 | 0 | 0 | 0 | 8.2745 | #N/A
2007-06-07 02:00 | 6 | 7 | 2 | 158.0419 | 3770 | 51.98 | 54.68 | 1001 | 51.98 | 0 | 83.9807 | Cooling | 13.9968 | #N/A | #N/A | #N/A | #N/A | 0 | 0 | 0 | 0 | 0 | 83.9807 | #N/A | #N/A | 88 | 66.98 | 5.2171 | #N/A | 0.25964 | 0.04666% | 1 | 50% | 0% | 0% | 0% | 8.2745 | 0 | 0 | 0 | 8.2745 | #N/A
2007-06-07 03:00 | 6 | 7 | 3 | 158.0836 | 3771 | 51.98 | 54.68 | 1001 | 51.98 | 0 | 81.8889 | Cooling | 13.6481 | #N/A | #N/A | #N/A | #N/A | 0 | 0 | 0 | 0 | 0 | 81.8889 | #N/A | #N/A | 88 | 66.98 | 5.2171 | #N/A | 0.25317 | 0.04549% | 1 | 50% | 0% | 0% | 0% | 8.2745 | 0 | 0 | 0 | 8.2745 | #N/A
2007-06-07 04:00 | 6 | 7 | 4 | 158.1252 | 3772 | 51.08 | 55.04 | 1001 | 51.08 | 0 | 78.6678 | Cooling | 13.1113 | #N/A | #N/A | #N/A | #N/A | 0 | 0 | 0 | 0 | 0 | 78.6678 | #N/A | #N/A | 88 | 66.08 | 5.2786 | #N/A | 0.24321 | 0.0437% | 1 | 50% | 0% | 0% | 0% | 8.2745 | 0 | 0 | 0 | 8.2745 | #N/A
2007-06-07 05:00 | 6 | 7 | 5 | 158.1669 | 3773 | 51.08 | 56.3 | 1001 | 51.08 | 0 | 125.9854 | Cooling | 20.9976 | #N/A | #N/A | #N/A | #N/A | 0 | 0 | 0 | 0 | 0 | 125.9854 | #N/A | #N/A | 88 | 66.08 | 5.2786 | #N/A | 0.3895 | 0.06999% | 1 | 50% | 0% | 0% | 0% | 8.2745 | 0 | 0 | 0 | 8.2745 | #N/A
2007-06-07 06:00 | 6 | 7 | 6 | 158.2086 | 3774 | 53.06 | 59.18 | 1002 | 53.06 | 0 | 1087.1087 | Cooling | 181.1848 | #N/A | #N/A | #N/A | #N/A | 0 | 0 | 0 | 0 | 0 | 1087.1087 | #N/A | #N/A | 88 | 68.06 | 5.1433 | #N/A | 3.3609 | 0.6039% | 1 | 50% | 0% | 0% | 0% | 8.2745 | 0 | 0 | 0 | 8.2745 | #N/A
2007-06-07 07:00 | 6 | 7 | 7 | 158.2502 | 3775 | 57.92 | 62.06 | 1002 | 57.92 | 0 | 1425.3189 | Cooling | 237.5532 | #N/A | #N/A | #N/A | #N/A | 0 | 0 | 0 | 0 | 0 | 1425.3189 | #N/A | #N/A | 88 | 72.92 | 4.8112 | #N/A | 4.4066 | 0.7918% | 1 | 50% | 0% | 0% | 0% | 8.2745 | 0 | 0 | 0 | 8.2745 | #N/A
2007-06-07 08:00 | 6 | 7 | 8 | 158.2919 | 3776 | 57.92 | 63.68 | 1002 | 57.92 | 0 | 1934.4033 | Cooling | 322.4005 | #N/A | #N/A | #N/A | #N/A | 0 | 0 | 0 | 0 | 0 | 1934.4033 | #N/A | #N/A | 88 | 72.92 | 4.8112 | #N/A | 5.9804 | 1.075% | 1 | 50% | 0% | 0% | 0% | 8.2745 | 0 | 0 | 0 | 8.2745 | #N/A
2007-06-07 09:00 | 6 | 7 | 9 | 158.3336 | 3777 | 64.04 | 65.66 | 1002 | 64.04 | 0 | 2441.9894 | Cooling | 406.9982 | #N/A | #N/A | #N/A | #N/A | 0 | 0 | 0 | 0 | 0 | 2441.9894 | #N/A | #N/A | 88 | 79.04 | 4.393 | #N/A | 7.5497 | 1.357% | 1 | 50% | 0% | 0% | 0% | 8.2745 | 0 | 0 | 0 | 8.2745 | #N/A
2007-06-07 10:00 | 6 | 7 | 10 | 158.3752 | 3778 | 66.92 | 68 | 1002 | 66.92 | 0 | 2429.9121 | Cooling | 404.9853 | #N/A | #N/A | #N/A | #N/A | 0 | 0 | 0 | 0 | 0 | 2429.9121 | #N/A | #N/A | 88 | 81.92 | 4.1962 | #N/A | 7.5124 | 1.35% | 1 | 50% | 0% | 0% | 0% | 8.2745 | 0 | 0 | 0 | 8.2745 | #N/A
2007-06-07 11:00 | 6 | 7 | 11 | 158.4169 | 3779 | 66.92 | 67.64 | 1002 | 66.92 | 0 | 2141.917 | Cooling | 356.9862 | #N/A | #N/A | #N/A | #N/A | 0 | 0 | 0 | 0 | 0 | 2141.917 | #N/A | #N/A | 88 | 81.92 | 4.1962 | #N/A | 6.622 | 1.19% | 1 | 50% | 0% | 0% | 0% | 8.2745 | 0 | 0 | 0 | 8.2745 | #N/A
2007-06-07 12:00 | 6 | 7 | 12 | 158.4586 | 3780 | 69.98 | 67.46 | 1002 | 69.98 | 0 | 1979.0642 | Cooling | 329.844 | #N/A | #N/A | #N/A | #N/A | 0 | 0 | 0 | 0 | 0 | 1979.0642 | #N/A | #N/A | 88 | 84.98 | 3.9871 | #N/A | 6.1185 | 1.099% | 1 | 50% | 0% | 0% | 0% | 8.2745 | 0 | 0 | 0 | 8.2745 | #N/A
2007-06-07 13:00 | 6 | 7 | 13 | 158.5002 | 3781 | 71.06 | 68 | 1002 | 71.06 | 0 | 2010.0653 | Cooling | 335.0109 | #N/A | #N/A | #N/A | #N/A | 0 | 0 | 0 | 0 | 0 | 2010.0653 | #N/A | #N/A | 88 | 86.06 | 3.9133 | #N/A | 6.2144 | 1.117% | 1 | 50% | 0% | 0% | 0% | 8.2745 | 0 | 0 | 0 | 8.2745 | #N/A
2007-06-07 14:00 | 6 | 7 | 14 | 158.5419 | 3782 | 71.06 | 66.92 | 1002 | 71.06 | 0 | 2051.607 | Cooling | 341.9345 | #N/A | #N/A | #N/A | #N/A | 0 | 0 | 0 | 0 | 0 | 2051.607 | #N/A | #N/A | 88 | 86.06 | 3.9133 | #N/A | 6.3428 | 1.14% | 1 | 50% | 0% | 0% | 0% | 8.2745 | 0 | 0 | 0 | 8.2745 | #N/A
2007-06-07 15:00 | 6 | 7 | 15 | 158.5836 | 3783 | 69.08 | 66.56 | 1002 | 69.08 | 0 | 2077.2031 | Cooling | 346.2005 | #N/A | #N/A | #N/A | #N/A | 0 | 0 | 0 | 0 | 0 | 2077.2031 | #N/A | #N/A | 88 | 84.08 | 4.0486 | #N/A | 6.4219 | 1.154% | 1 | 50% | 0% | 0% | 0% | 8.2745 | 0 | 0 | 0 | 8.2745 | #N/A
2007-06-07 16:00 | 6 | 7 | 16 | 158.6252 | 3784 | 69.98 | 66.92 | 1001 | 69.98 | 0 | 2155.5169 | Cooling | 359.2528 | #N/A | #N/A | #N/A | #N/A | 0 | 0 | 0 | 0 | 0 | 2155.5169 | #N/A | #N/A | 88 | 84.98 | 3.9871 | #N/A | 6.6641 | 1.198% | 1 | 50% | 0% | 0% | 0% | 8.2745 | 0 | 0 | 0 | 8.2745 | #N/A
2007-06-07 17:00 | 6 | 7 | 17 | 158.6669 | 3785 | 69.98 | 66.02 | 1002 | 69.98 | 0 | 2123.1409 | Cooling | 353.8568 | #N/A | #N/A | #N/A | #N/A | 0 | 0 | 0 | 0 | 0 | 2123.1409 | #N/A | #N/A | 88 | 84.98 | 3.9871 | #N/A | 6.564 | 1.18% | 1 | 50% | 0% | 0% | 0% | 8.2745 | 0 | 0 | 0 | 8.2745 | #N/A
2007-06-07 18:00 | 6 | 7 | 18 | 158.7086 | 3786 | 66.92 | 65.48 | 1002 | 66.92 | 0 | 1989.347 | Cooling | 331.5578 | #N/A | #N/A | #N/A | #N/A | 0 | 0 | 0 | 0 | 0 | 1989.347 | #N/A | #N/A | 88 | 81.92 | 4.1962 | #N/A | 6.1503 | 1.105% | 1 | 50% | 0% | 0% | 0% | 8.2745 | 0 | 0 | 0 | 8.2745 | #N/A
2007-06-07 19:00 | 6 | 7 | 19 | 158.7502 | 3787 | 64.94 | 66.02 | 1002 | 64.94 | 0 | 1890.3742 | Cooling | 315.0624 | #N/A | #N/A | #N/A | #N/A | 0 | 0 | 0 | 0 | 0 | 1890.3742 | #N/A | #N/A | 88 | 79.94 | 4.3315 | #N/A | 5.8443 | 1.05% | 1 | 50% | 0% | 0% | 0% | 8.2745 | 0 | 0 | 0 | 8.2745 | #N/A
2007-06-07 20:00 | 6 | 7 | 20 | 158.7919 | 3788 | 64.94 | 65.66 | 1002 | 64.94 | 0 | 1824.2687 | Cooling | 304.0448 | #N/A | #N/A | #N/A | #N/A | 0 | 0 | 0 | 0 | 0 | 1824.2687 | #N/A | #N/A | 88 | 79.94 | 4.3315 | #N/A | 5.64 | 1.013% | 1 | 50% | 0% | 0% | 0% | 8.2745 | 0 | 0 | 0 | 8.2745 | #N/A
2007-06-07 21:00 | 6 | 7 | 21 | 158.8336 | 3789 | 60.08 | 65.84 | 1003 | 60.08 | 0 | 1775.8598 | Cooling | 295.9766 | #N/A | #N/A | #N/A | #N/A | 0 | 0 | 0 | 0 | 0 | 1775.8598 | #N/A | #N/A | 88 | 75.08 | 4.6636 | #N/A | 5.4903 | 0.9866% | 1 | 50% | 0% | 0% | 0% | 8.2745 | 0 | 0 | 0 | 8.2745 | #N/A
2007-06-07 22:00 | 6 | 7 | 22 | 158.8752 | 3790 | 57.92 | 66.02 | 1003 | 57.92 | 0 | 786.8368 | Cooling | 131.1395 | #N/A | #N/A | #N/A | #N/A | 0 | 0 | 0 | 0 | 0 | 786.8368 | #N/A | #N/A | 88 | 72.92 | 4.8112 | #N/A | 2.4326 | 0.4371% | 1 | 50% | 0% | 0% | 0% | 8.2745 | 0 | 0 | 0 | 8.2745 | #N/A
2007-06-07 23:00 | 6 | 7 | 23 | 158.9169 | 3791 | 57.92 | 65.84 | 1003 | 57.92 | 0 | 933.7241 | Cooling | 155.6207 | #N/A | #N/A | #N/A | #N/A | 0 | 0 | 0 | 0 | 0 | 933.7241 | #N/A | #N/A | 88 | 72.92 | 4.8112 | #N/A | 2.8867 | 0.5187% | 1 | 50% | 0% | 0% | 0% | 8.2745 | 0 | 0 | 0 | 8.2745 | #N/A
2007-06-08 | 6 | 8 | 0 | 158.9586 | 3792 | 53.96 | 66.02 | 1003 | 53.96 | 0 | 786.2668 | Cooling | 131.0445 | #N/A | #N/A | #N/A | #N/A | 0 | 0 | 0 | 0 | 0 | 786.2668 | #N/A | #N/A | 88 | 68.96 | 5.0818 | #N/A | 2.4308 | 0.4368% | 1 | 50% | 0% | 0% | 0% | 8.2745 | 0 | 0 | 0 | 8.2745 | #N/A
2007-06-08 01:00 | 6 | 8 | 1 | 159.0002 | 3793 | 53.96 | 66.02 | 1003 | 53.96 | 0 | 708.8467 | Cooling | 118.1411 | #N/A | #N/A | #N/A | #N/A | 0 | 0 | 0 | 0 | 0 | 708.8467 | #N/A | #N/A | 88 | 68.96 | 5.0818 | #N/A | 2.1915 | 0.3938% | 1 | 50% | 0% | 0% | 0% | 8.2745 | 0 | 0 | 0 | 8.2745 | #N/A
2007-06-08 02:00 | 6 | 8 | 2 | 159.0419 | 3794 | 53.96 | 66.02 | 1003 | 53.96 | 0 | 664.7142 | Cooling | 110.7857 | #N/A | #N/A | #N/A | #N/A | 0 | 0 | 0 | 0 | 0 | 664.7142 | #N/A | #N/A | 88 | 68.96 | 5.0818 | #N/A | 2.055 | 0.3693% | 1 | 50% | 0% | 0% | 0% | 8.2745 | 0 | 0 | 0 | 8.2745 | #N/A
2007-06-08 03:00 | 6 | 8 | 3 | 159.0836 | 3795 | 50 | 66.38 | 1003 | 50 | 0 | 644.3866 | Cooling | 107.3978 | #N/A | #N/A | #N/A | #N/A | 0 | 0 | 0 | 0 | 0 | 644.3866 | #N/A | #N/A | 88 | 65 | 5.3524 | #N/A | 1.9922 | 0.358% | 1 | 50% | 0% | 0% | 0% | 8.2745 | 0 | 0 | 0 | 8.2745 | #N/A
2007-06-08 04:00 | 6 | 8 | 4 | 159.1252 | 3796 | 51.08 | 66.92 | 1003 | 51.08 | 0 | 624.1261 | Cooling | 104.021 | #N/A | #N/A | #N/A | #N/A | 0 | 0 | 0 | 0 | 0 | 624.1261 | #N/A | #N/A | 88 | 66.08 | 5.2786 | #N/A | 1.9296 | 0.3467% | 1 | 50% | 0% | 0% | 0% | 8.2745 | 0 | 0 | 0 | 8.2745 | #N/A
2007-06-08 05:00 | 6 | 8 | 5 | 159.1669 | 3797 | 51.08 | 65.84 | 1003 | 51.08 | 0 | 756.9791 | Cooling | 126.1632 | #N/A | #N/A | #N/A | #N/A | 0 | 0 | 0 | 0 | 0 | 756.9791 | #N/A | #N/A | 88 | 66.08 | 5.2786 | #N/A | 2.3403 | 0.4205% | 1 | 50% | 0% | 0% | 0% | 8.2745 | 0 | 0 | 0 | 8.2745 | #N/A
2007-06-08 06:00 | 6 | 8 | 6 | 159.2086 | 3798 | 53.06 | 66.38 | 1004 | 53.06 | 0 | 2590.887 | Cooling | 431.8145 | #N/A | #N/A | #N/A | #N/A | 0 | 0 | 0 | 0 | 0 | 2590.887 | #N/A | #N/A | 88 | 68.06 | 5.1433 | #N/A | 8.0101 | 1.439% | 1 | 50% | 0% | 0% | 0% | 8.2745 | 0 | 0 | 0 | 8.2745 | #N/A
2007-06-08 07:00 | 6 | 8 | 7 | 159.2502 | 3799 | 55.94 | 66.92 | 1004 | 55.94 | 0 | 2532.8521 | Cooling | 422.142 | #N/A | #N/A | #N/A | #N/A | 0 | 0 | 0 | 0 | 0 | 2532.8521 | #N/A | #N/A | 88 | 70.94 | 4.9465 | #N/A | 7.8306 | 1.407% | 1 | 50% | 0% | 0% | 0% | 8.2745 | 0 | 0 | 0 | 8.2745 | #N/A
2007-06-08 08:00 | 6 | 8 | 8 | 159.2919 | 3800 | 55.94 | 66.92 | 1004 | 55.94 | 0 | 2553.8546 | Cooling | 425.6424 | #N/A | #N/A | #N/A | #N/A | 0 | 0 | 0 | 0 | 0 | 2553.8546 | #N/A | #N/A | 88 | 70.94 | 4.9465 | #N/A | 7.8956 | 1.419% | 1 | 50% | 0% | 0% | 0% | 8.2745 | 0 | 0 | 0 | 8.2745 | #N/A
2007-06-08 09:00 | 6 | 8 | 9 | 159.3336 | 3801 | 62.06 | 67.28 | 1004 | 62.06 | 0 | 2522.6007 | Cooling | 420.4335 | #N/A | #N/A | #N/A | #N/A | 0 | 0 | 0 | 0 | 0 | 2522.6007 | #N/A | #N/A | 88 | 77.06 | 4.5283 | #N/A | 7.7989 | 1.401% | 1 | 50% | 0% | 0% | 0% | 8.2745 | 0 | 0 | 0 | 8.2745 | #N/A
2007-06-08 10:00 | 6 | 8 | 10 | 159.3752 | 3802 | 64.04 | 68 | 1004 | 64.04 | 0 | 2004.1411 | Cooling | 334.0235 | #N/A | #N/A | #N/A | #N/A | 0 | 0 | 0 | 0 | 0 | 2004.1411 | #N/A | #N/A | 88 | 79.04 | 4.393 | #N/A | 6.1961 | 1.113% | 1 | 50% | 0% | 0% | 0% | 8.2745 | 0 | 0 | 0 | 8.2745 | #N/A
2007-06-08 11:00 | 6 | 8 | 11 | 159.4169 | 3803 | 64.04 | 68.18 | 1004 | 64.04 | 0 | 1992.5443 | Cooling | 332.0907 | #N/A | #N/A | #N/A | #N/A | 0 | 0 | 0 | 0 | 0 | 1992.5443 | #N/A | #N/A | 88 | 79.04 | 4.393 | #N/A | 6.1602 | 1.107% | 1 | 50% | 0% | 0% | 0% | 8.2745 | 0 | 0 | 0 | 8.2745 | #N/A
2007-06-08 12:00 | 6 | 8 | 12 | 159.4586 | 3804 | 64.04 | 68.72 | 1004 | 64.04 | 0 | 1878.1015 | Cooling | 313.0169 | #N/A | #N/A | #N/A | #N/A | 0 | 0 | 0 | 0 | 0 | 1878.1015 | #N/A | #N/A | 88 | 79.04 | 4.393 | #N/A | 5.8064 | 1.043% | 1 | 50% | 0% | 0% | 0% | 8.2745 | 0 | 0 | 0 | 8.2745 | #N/A
2007-06-08 13:00 | 6 | 8 | 13 | 159.5002 | 3805 | 64.04 | 69.98 | 1004 | 64.04 | 0 | 1852.9606 | Cooling | 308.8268 | #N/A | #N/A | #N/A | #N/A | 0 | 0 | 0 | 0 | 0 | 1852.9606 | #N/A | #N/A | 88 | 79.04 | 4.393 | #N/A | 5.7287 | 1.029% | 1 | 50% | 0% | 0% | 0% | 8.2745 | 0 | 0 | 0 | 8.2745 | #N/A
2007-06-08 14:00 | 6 | 8 | 14 | 159.5419 | 3806 | 64.04 | 68.9 | 1004 | 64.04 | 0 | 1784.8484 | Cooling | 297.4747 | #N/A | #N/A | #N/A | #N/A | 0 | 0 | 0 | 0 | 0 | 1784.8484 | #N/A | #N/A | 88 | 79.04 | 4.393 | #N/A | 5.5181 | 0.9916% | 1 | 50% | 0% | 0% | 0% | 8.2745 | 0 | 0 | 0 | 8.2745 | #N/A
2007-06-08 15:00 | 6 | 8 | 15 | 159.5836 | 3807 | 62.6 | 68.72 | 1004 | 62.6 | 0 | 1727.6833 | Cooling | 287.9472 | #N/A | #N/A | #N/A | #N/A | 0 | 0 | 0 | 0 | 0 | 1727.6833 | #N/A | #N/A | 88 | 77.6 | 4.4914 | #N/A | 5.3413 | 0.9598% | 1 | 50% | 0% | 0% | 0% | 8.2745 | 0 | 0 | 0 | 8.2745 | #N/A
2007-06-08 16:00 | 6 | 8 | 16 | 159.6252 | 3808 | 68 | 69.08 | 1004 | 68 | 0 | 1742.5089 | Cooling | 290.4181 | #N/A | #N/A | #N/A | #N/A | 0 | 0 | 0 | 0 | 0 | 1742.5089 | #N/A | #N/A | 88 | 83 | 4.1224 | #N/A | 5.3872 | 0.9681% | 1 | 50% | 0% | 0% | 0% | 8.2745 | 0 | 0 | 0 | 8.2745 | #N/A
2007-06-08 17:00 | 6 | 8 | 17 | 159.6669 | 3809 | 68 | 68.36 | 1004 | 68 | 0 | 1728.5532 | Cooling | 288.0922 | #N/A | #N/A | #N/A | #N/A | 0 | 0 | 0 | 0 | 0 | 1728.5532 | #N/A | #N/A | 88 | 83 | 4.1224 | #N/A | 5.344 | 0.9603% | 1 | 50% | 0% | 0% | 0% | 8.2745 | 0 | 0 | 0 | 8.2745 | #N/A
2007-06-08 18:00 | 6 | 8 | 18 | 159.7086 | 3810 | 66.92 | 68.36 | 1004 | 66.92 | 0 | 834.8122 | Cooling | 139.1354 | #N/A | #N/A | #N/A | #N/A | 0 | 0 | 0 | 0 | 0 | 834.8122 | #N/A | #N/A | 88 | 81.92 | 4.1962 | #N/A | 2.5809 | 0.4638% | 1 | 50% | 0% | 0% | 0% | 8.2745 | 0 | 0 | 0 | 8.2745 | #N/A
2007-06-08 19:00 | 6 | 8 | 19 | 159.7502 | 3811 | 62.96 | 69.08 | 1004 | 62.96 | 0 | 1209.6154 | Cooling | 201.6026 | #N/A | #N/A | #N/A | #N/A | 0 | 0 | 0 | 0 | 0 | 1209.6154 | #N/A | #N/A | 88 | 77.96 | 4.4668 | #N/A | 3.7397 | 0.672% | 1 | 50% | 0% | 0% | 0% | 8.2745 | 0 | 0 | 0 | 8.2745 | #N/A
2007-06-08 20:00 | 6 | 8 | 20 | 159.7919 | 3812 | 62.96 | 68.72 | 1004 | 62.96 | 0 | 1162.1876 | Cooling | 193.6979 | #N/A | #N/A | #N/A | #N/A | 0 | 0 | 0 | 0 | 0 | 1162.1876 | #N/A | #N/A | 88 | 77.96 | 4.4668 | #N/A | 3.593 | 0.6457% | 1 | 50% | 0% | 0% | 0% | 8.2745 | 0 | 0 | 0 | 8.2745 | #N/A
2007-06-08 21:00 | 6 | 8 | 21 | 159.8336 | 3813 | 57.92 | 68.9 | 1005 | 57.92 | 0 | 993.9125 | Cooling | 165.6521 | #N/A | #N/A | #N/A | #N/A | 0 | 0 | 0 | 0 | 0 | 993.9125 | #N/A | #N/A | 88 | 72.92 | 4.8112 | #N/A | 3.0728 | 0.5522% | 1 | 50% | 0% | 0% | 0% | 8.2745 | 0 | 0 | 0 | 8.2745 | #N/A
2007-06-08 22:00 | 6 | 8 | 22 | 159.8752 | 3814 | 55.94 | 69.08 | 1005 | 55.94 | 0 | 743.8451 | Cooling | 123.9742 | #N/A | #N/A | #N/A | #N/A | 0 | 0 | 0 | 0 | 0 | 743.8451 | #N/A | #N/A | 88 | 70.94 | 4.9465 | #N/A | 2.2997 | 0.4132% | 1 | 50% | 0% | 0% | 0% | 8.2745 | 0 | 0 | 0 | 8.2745 | #N/A
2007-06-08 23:00 | 6 | 8 | 23 | 159.9169 | 3815 | 55.94 | 68.54 | 1005 | 55.94 | 0 | 495.384 | Cooling | 82.564 | #N/A | #N/A | #N/A | #N/A | 0 | 0 | 0 | 0 | 0 | 495.384 | #N/A | #N/A | 88 | 70.94 | 4.9465 | #N/A | 1.5315 | 0.2752% | 1 | 50% | 0% | 0% | 0% | 8.2745 | 0 | 0 | 0 | 8.2745 | #N/A
2007-06-09 | 6 | 9 | 0 | 159.9586 | 3816 | 53.06 | 68.36 | 1005 | 53.06 | 0 | 473.2302 | Cooling | 78.8717 | #N/A | #N/A | #N/A | #N/A | 0 | 0 | 0 | 0 | 0 | 473.2302 | #N/A | #N/A | 88 | 68.06 | 5.1433 | #N/A | 1.4631 | 0.2629% | 1 | 50% | 0% | 0% | 0% | 8.2745 | 0 | 0 | 0 | 8.2745 | #N/A
2007-06-09 01:00 | 6 | 9 | 1 | 160.0002 | 3817 | 50 | 68 | 1005 | 50 | 0 | 447.7547 | Cooling | 74.6258 | #N/A | #N/A | #N/A | #N/A | 0 | 0 | 0 | 0 | 0 | 447.7547 | #N/A | #N/A | 88 | 65 | 5.3524 | #N/A | 1.3843 | 0.2488% | 1 | 50% | 0% | 0% | 0% | 8.2745 | 0 | 0 | 0 | 8.2745 | #N/A
2007-06-09 02:00 | 6 | 9 | 2 | 160.0419 | 3818 | 50 | 67.28 | 1005 | 50 | 0 | 385.1803 | Cooling | 64.1967 | #N/A | #N/A | #N/A | #N/A | 0 | 0 | 0 | 0 | 0 | 385.1803 | #N/A | #N/A | 88 | 65 | 5.3524 | #N/A | 1.1908 | 0.214% | 1 | 50% | 0% | 0% | 0% | 8.2745 | 0 | 0 | 0 | 8.2745 | #N/A
2007-06-09 03:00 | 6 | 9 | 3 | 160.0836 | 3819 | 48.02 | 66.92 | 1004 | 48.02 | 0 | 330.9142 | Cooling | 55.1524 | #N/A | #N/A | #N/A | #N/A | 0 | 0 | 0 | 0 | 0 | 330.9142 | #N/A | #N/A | 88 | 63.02 | 5.4877 | #N/A | 1.0231 | 0.1838% | 1 | 50% | 0% | 0% | 0% | 8.2745 | 0 | 0 | 0 | 8.2745 | #N/A
2007-06-09 04:00 | 6 | 9 | 4 | 160.1252 | 3820 | 44.96 | 66.92 | 1004 | 44.96 | 0 | 292.297 | Cooling | 48.7162 | #N/A | #N/A | #N/A | #N/A | 0 | 0 | 0 | 0 | 0 | 292.297 | #N/A | #N/A | 88 | 59.96 | 5.6968 | #N/A | 0.90367 | 0.1624% | 1 | 50% | 0% | 0% | 0% | 8.2745 | 0 | 0 | 0 | 8.2745 | #N/A
2007-06-09 05:00 | 6 | 9 | 5 | 160.1669 | 3821 | 44.96 | 66.92 | 1004 | 44.96 | 0 | 371.4848 | Cooling | 61.9141 | #N/A | #N/A | #N/A | #N/A | 0 | 0 | 0 | 0 | 0 | 371.4848 | #N/A | #N/A | 88 | 59.96 | 5.6968 | #N/A | 1.1485 | 0.2064% | 1 | 50% | 0% | 0% | 0% | 8.2745 | 0 | 0 | 0 | 8.2745 | #N/A
2007-06-09 06:00 | 6 | 9 | 6 | 160.2086 | 3822 | 48.92 | 68.36 | 1005 | 48.92 | 0 | 605.6469 | Cooling | 100.9411 | #N/A | #N/A | #N/A | #N/A | 0 | 0 | 0 | 0 | 0 | 605.6469 | #N/A | #N/A | 88 | 63.92 | 5.4262 | #N/A | 1.8724 | 0.3365% | 1 | 50% | 0% | 0% | 0% | 8.2745 | 0 | 0 | 0 | 8.2745 | #N/A
2007-06-09 07:00 | 6 | 9 | 7 | 160.2502 | 3823 | 51.08 | 69.98 | 1005 | 51.08 | 0 | 900.7244 | Cooling | 150.1207 | #N/A | #N/A | #N/A | #N/A | 0 | 0 | 0 | 0 | 0 | 900.7244 | #N/A | #N/A | 88 | 66.08 | 5.2786 | #N/A | 2.7847 | 0.5004% | 1 | 50% | 0% | 0% | 0% | 8.2745 | 0 | 0 | 0 | 8.2745 | #N/A
2007-06-09 08:00 | 6 | 9 | 8 | 160.2919 | 3824 | 51.08 | 70.34 | 1005 | 51.08 | 0 | 1113.5538 | Cooling | 185.5923 | #N/A | #N/A | #N/A | #N/A | 0 | 0 | 0 | 0 | 0 | 1113.5538 | #N/A | #N/A | 88 | 66.08 | 5.2786 | #N/A | 3.4427 | 0.6186% | 1 | 50% | 0% | 0% | 0% | 8.2745 | 0 | 0 | 0 | 8.2745 | #N/A
2007-06-09 09:00 | 6 | 9 | 9 | 160.3336 | 3825 | 57.92 | 71.06 | 1005 | 57.92 | 0 | 1267.9828 | Cooling | 211.3305 | #N/A | #N/A | #N/A | #N/A | 0 | 0 | 0 | 0 | 0 | 1267.9828 | #N/A | #N/A | 88 | 72.92 | 4.8112 | #N/A | 3.9201 | 0.7044% | 1 | 50% | 0% | 0% | 0% | 8.2745 | 0 | 0 | 0 | 8.2745 | #N/A
2007-06-09 10:00 | 6 | 9 | 10 | 160.3752 | 3826 | 57.92 | 71.96 | 1005 | 57.92 | 0 | 1312.5854 | Cooling | 218.7642 | #N/A | #N/A | #N/A | #N/A | 0 | 0 | 0 | 0 | 0 | 1312.5854 | #N/A | #N/A | 88 | 72.92 | 4.8112 | #N/A | 4.058 | 0.7292% | 1 | 50% | 0% | 0% | 0% | 8.2745 | 0 | 0 | 0 | 8.2745 | #N/A
2007-06-09 11:00 | 6 | 9 | 11 | 160.4169 | 3827 | 57.92 | 71.6 | 1005 | 57.92 | 0 | 1571.2349 | Cooling | 261.8725 | #N/A | #N/A | #N/A | #N/A | 0 | 0 | 0 | 0 | 0 | 1571.2349 | #N/A | #N/A | 88 | 72.92 | 4.8112 | #N/A | 4.8577 | 0.8729% | 1 | 50% | 0% | 0% | 0% | 8.2745 | 0 | 0 | 0 | 8.2745 | #N/A
2007-06-09 12:00 | 6 | 9 | 12 | 160.4586 | 3828 | 57.02 | 71.42 | 1004 | 57.02 | 0 | 1574.0592 | Cooling | 262.3432 | #N/A | #N/A | #N/A | #N/A | 0 | 0 | 0 | 0 | 0 | 1574.0592 | #N/A | #N/A | 88 | 72.02 | 4.8727 | #N/A | 4.8664 | 0.8745% | 1 | 50% | 0% | 0% | 0% | 8.2745 | 0 | 0 | 0 | 8.2745 | #N/A
2007-06-09 13:00 | 6 | 9 | 13 | 160.5002 | 3829 | 55.94 | 71.96 | 1004 | 55.94 | 0 | 627.497 | Cooling | 104.5828 | #N/A | #N/A | #N/A | #N/A | 0 | 0 | 0 | 0 | 0 | 627.497 | #N/A | #N/A | 88 | 70.94 | 4.9465 | #N/A | 1.94 | 0.3486% | 1 | 50% | 0% | 0% | 0% | 8.2745 | 0 | 0 | 0 | 8.2745 | #N/A
2007-06-09 14:00 | 6 | 9 | 14 | 160.5419 | 3830 | 55.94 | 72.14 | 1004 | 55.94 | 0 | 672.2513 | Cooling | 112.0419 | #N/A | #N/A | #N/A | #N/A | 0 | 0 | 0 | 0 | 0 | 672.2513 | #N/A | #N/A | 88 | 70.94 | 4.9465 | #N/A | 2.0783 | 0.3735% | 1 | 50% | 0% | 0% | 0% | 8.2745 | 0 | 0 | 0 | 8.2745 | #N/A
2007-06-09 15:00 | 6 | 9 | 15 | 160.5836 | 3831 | 55.04 | 73.22 | 1003 | 55.04 | 0 | 711.7579 | Cooling | 118.6263 | #N/A | #N/A | #N/A | #N/A | 0 | 0 | 0 | 0 | 0 | 711.7579 | #N/A | #N/A | 88 | 70.04 | 5.008 | #N/A | 2.2005 | 0.3954% | 1 | 50% | 0% | 0% | 0% | 8.2745 | 0 | 0 | 0 | 8.2745 | #N/A
2007-06-09 16:00 | 6 | 9 | 16 | 160.6252 | 3832 | 55.04 | 75.02 | 1003 | 55.04 | 0 | 866.2016 | Cooling | 144.3669 | #N/A | #N/A | #N/A | #N/A | 0 | 0 | 0 | 0 | 0 | 866.2016 | #N/A | #N/A | 88 | 70.04 | 5.008 | #N/A | 2.678 | 0.4812% | 1 | 50% | 0% | 0% | 0% | 8.2745 | 0 | 0 | 0 | 8.2745 | #N/A
2007-06-09 17:00 | 6 | 9 | 17 | 160.6669 | 3833 | 55.04 | 73.04 | 1003 | 55.04 | 0 | 930.4146 | Cooling | 155.0691 | #N/A | #N/A | #N/A | #N/A | 0 | 0 | 0 | 0 | 0 | 930.4146 | #N/A | #N/A | 88 | 70.04 | 5.008 | #N/A | 2.8765 | 0.5169% | 1 | 50% | 0% | 0% | 0% | 8.2745 | 0 | 0 | 0 | 8.2745 | #N/A
2007-06-09 18:00 | 6 | 9 | 18 | 160.7086 | 3834 | 55.04 | 71.6 | 1002 | 55.04 | 0 | 1912.4943 | Cooling | 318.7491 | #N/A | #N/A | #N/A | #N/A | 0 | 0 | 0 | 0 | 0 | 1912.4943 | #N/A | #N/A | 88 | 70.04 | 5.008 | #N/A | 5.9127 | 1.062% | 1 | 50% | 0% | 0% | 0% | 8.2745 | 0 | 0 | 0 | 8.2745 | #N/A
2007-06-09 19:00 | 6 | 9 | 19 | 160.7502 | 3835 | 53.6 | 71.06 | 1002 | 53.6 | 0 | 2080.4025 | Cooling | 346.7337 | #N/A | #N/A | #N/A | #N/A | 0 | 0 | 0 | 0 | 0 | 2080.4025 | #N/A | #N/A | 88 | 68.6 | 5.1064 | #N/A | 6.4318 | 1.156% | 1 | 50% | 0% | 0% | 0% | 8.2745 | 0 | 0 | 0 | 8.2745 | #N/A
2007-06-09 20:00 | 6 | 9 | 20 | 160.7919 | 3836 | 53.96 | 70.16 | 1002 | 53.96 | 0 | 1583.161 | Cooling | 263.8602 | #N/A | #N/A | #N/A | #N/A | 0 | 0 | 0 | 0 | 0 | 1583.161 | #N/A | #N/A | 88 | 68.96 | 5.0818 | #N/A | 4.8945 | 0.8795% | 1 | 50% | 0% | 0% | 0% | 8.2745 | 0 | 0 | 0 | 8.2745 | #N/A
2007-06-09 21:00 | 6 | 9 | 21 | 160.8336 | 3837 | 53.6 | 69.44 | 1002 | 53.6 | 0 | 1148.2847 | Cooling | 191.3808 | #N/A | #N/A | #N/A | #N/A | 0 | 0 | 0 | 0 | 0 | 1148.2847 | #N/A | #N/A | 88 | 68.6 | 5.1064 | #N/A | 3.5501 | 0.6379% | 1 | 50% | 0% | 0% | 0% | 8.2745 | 0 | 0 | 0 | 8.2745 | #N/A
2007-06-09 22:00 | 6 | 9 | 22 | 160.8752 | 3838 | 55.04 | 69.08 | 1002 | 55.04 | 0 | 719.1595 | Cooling | 119.8599 | #N/A | #N/A | #N/A | #N/A | 0 | 0 | 0 | 0 | 0 | 719.1595 | #N/A | #N/A | 88 | 70.04 | 5.008 | #N/A | 2.2234 | 0.3995% | 1 | 50% | 0% | 0% | 0% | 8.2745 | 0 | 0 | 0 | 8.2745 | #N/A
2007-06-09 23:00 | 6 | 9 | 23 | 160.9169 | 3839 | 55.04 | 68.54 | 1002 | 55.04 | 0 | 443.367 | Cooling | 73.8945 | #N/A | #N/A | #N/A | #N/A | 0 | 0 | 0 | 0 | 0 | 443.367 | #N/A | #N/A | 88 | 70.04 | 5.008 | #N/A | 1.3707 | 0.2463% | 1 | 50% | 0% | 0% | 0% | 8.2745 | 0 | 0 | 0 | 8.2745 | #N/A
2007-06-10 | 6 | 10 | 0 | 160.9586 | 3840 | 55.94 | 68.36 | 1001 | 55.94 | 0 | 476.7606 | Cooling | 79.4601 | #N/A | #N/A | #N/A | #N/A | 0 | 0 | 0 | 0 | 0 | 476.7606 | #N/A | #N/A | 88 | 70.94 | 4.9465 | #N/A | 1.474 | 0.2649% | 1 | 50% | 0% | 0% | 0% | 8.2745 | 0 | 0 | 0 | 8.2745 | #N/A
2007-06-10 01:00 | 6 | 10 | 1 | 161.0002 | 3841 | 55.94 | 68 | 1001 | 55.94 | 0 | 447.9489 | Cooling | 74.6582 | #N/A | #N/A | #N/A | #N/A | 0 | 0 | 0 | 0 | 0 | 447.9489 | #N/A | #N/A | 88 | 70.94 | 4.9465 | #N/A | 1.3849 | 0.2489% | 1 | 50% | 0% | 0% | 0% | 8.2745 | 0 | 0 | 0 | 8.2745 | #N/A
2007-06-10 02:00 | 6 | 10 | 2 | 161.0419 | 3842 | 55.94 | 68 | 1000 | 55.94 | 0 | 445.4444 | Cooling | 74.2407 | #N/A | #N/A | #N/A | #N/A | 0 | 0 | 0 | 0 | 0 | 445.4444 | #N/A | #N/A | 88 | 70.94 | 4.9465 | #N/A | 1.3771 | 0.2475% | 1 | 50% | 0% | 0% | 0% | 8.2745 | 0 | 0 | 0 | 8.2745 | #N/A
2007-06-10 03:00 | 6 | 10 | 3 | 161.0836 | 3843 | 55.94 | 68.36 | 1000 | 55.94 | 0 | 458.0539 | Cooling | 76.3423 | #N/A | #N/A | #N/A | #N/A | 0 | 0 | 0 | 0 | 0 | 458.0539 | #N/A | #N/A | 88 | 70.94 | 4.9465 | #N/A | 1.4161 | 0.2545% | 1 | 50% | 0% | 0% | 0% | 8.2745 | 0 | 0 | 0 | 8.2745 | #N/A
2007-06-10 04:00 | 6 | 10 | 4 | 161.1252 | 3844 | 55.4 | 69.08 | 999 | 55.4 | 0 | 472.2291 | Cooling | 78.7048 | #N/A | #N/A | #N/A | #N/A | 0 | 0 | 0 | 0 | 0 | 472.2291 | #N/A | #N/A | 88 | 70.4 | 4.9834 | #N/A | 1.46 | 0.2623% | 1 | 50% | 0% | 0% | 0% | 8.2745 | 0 | 0 | 0 | 8.2745 | #N/A
2007-06-10 05:00 | 6 | 10 | 5 | 161.1669 | 3845 | 55.94 | 69.44 | 999 | 55.94 | 0 | 710.7286 | Cooling | 118.4548 | #N/A | #N/A | #N/A | #N/A | 0 | 0 | 0 | 0 | 0 | 710.7286 | #N/A | #N/A | 88 | 70.94 | 4.9465 | #N/A | 2.1973 | 0.3948% | 1 | 50% | 0% | 0% | 0% | 8.2745 | 0 | 0 | 0 | 8.2745 | #N/A
2007-06-10 06:00 | 6 | 10 | 6 | 161.2086 | 3846 | 57.02 | 71.06 | 999 | 57.02 | 0 | 2848.6129 | Cooling | 474.7688 | #N/A | #N/A | #N/A | #N/A | 0 | 0 | 0 | 0 | 0 | 2848.6129 | #N/A | #N/A | 88 | 72.02 | 4.8727 | #N/A | 8.8068 | 1.583% | 1 | 50% | 0% | 0% | 0% | 8.2745 | 0 | 0 | 0 | 8.2745 | #N/A
2007-06-10 07:00 | 6 | 10 | 7 | 161.2502 | 3847 | 57.92 | 73.04 | 999 | 57.92 | 0 | 2193.3613 | Cooling | 365.5602 | #N/A | #N/A | #N/A | #N/A | 0 | 0 | 0 | 0 | 0 | 2193.3613 | #N/A | #N/A | 88 | 72.92 | 4.8112 | #N/A | 6.7811 | 1.219% | 1 | 50% | 0% | 0% | 0% | 8.2745 | 0 | 0 | 0 | 8.2745 | #N/A
2007-06-10 08:00 | 6 | 10 | 8 | 161.2919 | 3848 | 57.92 | 73.04 | 999 | 57.92 | 0 | 2365.4078 | Cooling | 394.2346 | #N/A | #N/A | #N/A | #N/A | 0 | 0 | 0 | 0 | 0 | 2365.4078 | #N/A | #N/A | 88 | 72.92 | 4.8112 | #N/A | 7.313 | 1.314% | 1 | 50% | 0% | 0% | 0% | 8.2745 | 0 | 0 | 0 | 8.2745 | #N/A
2007-06-10 09:00 | 6 | 10 | 9 | 161.3336 | 3849 | 62.6 | 73.4 | 999 | 62.6 | 0 | 2256.8643 | Cooling | 376.144 | #N/A | #N/A | #N/A | #N/A | 0 | 0 | 0 | 0 | 0 | 2256.8643 | #N/A | #N/A | 88 | 77.6 | 4.4914 | #N/A | 6.9774 | 1.254% | 1 | 50% | 0% | 0% | 0% | 8.2745 | 0 | 0 | 0 | 8.2745 | #N/A
2007-06-10 10:00 | 6 | 10 | 10 | 161.3752 | 3850 | 64.94 | 73.94 | 998 | 64.94 | 0 | 2229.3569 | Cooling | 371.5595 | #N/A | #N/A | #N/A | #N/A | 0 | 0 | 0 | 0 | 0 | 2229.3569 | #N/A | #N/A | 88 | 79.94 | 4.3315 | #N/A | 6.8923 | 1.239% | 1 | 50% | 0% | 0% | 0% | 8.2745 | 0 | 0 | 0 | 8.2745 | #N/A
2007-06-10 11:00 | 6 | 10 | 11 | 161.4169 | 3851 | 64.94 | 73.22 | 998 | 64.94 | 0 | 2235.3568 | Cooling | 372.5595 | #N/A | #N/A | #N/A | #N/A | 0 | 0 | 0 | 0 | 0 | 2235.3568 | #N/A | #N/A | 88 | 79.94 | 4.3315 | #N/A | 6.9109 | 1.242% | 1 | 50% | 0% | 0% | 0% | 8.2745 | 0 | 0 | 0 | 8.2745 | #N/A
2007-06-10 12:00 | 6 | 10 | 12 | 161.4586 | 3852 | 69.8 | 72.68 | 997 | 69.8 | 0 | 2174.6269 | Cooling | 362.4378 | #N/A | #N/A | #N/A | #N/A | 0 | 0 | 0 | 0 | 0 | 2174.6269 | #N/A | #N/A | 88 | 84.8 | 3.9994 | #N/A | 6.7231 | 1.208% | 1 | 50% | 0% | 0% | 0% | 8.2745 | 0 | 0 | 0 | 8.2745 | #N/A
2007-06-10 13:00 | 6 | 10 | 13 | 161.5002 | 3853 | 66.2 | 73.04 | 996 | 66.2 | 0 | 2205.2839 | Cooling | 367.5473 | #N/A | #N/A | #N/A | #N/A | 0 | 0 | 0 | 0 | 0 | 2205.2839 | #N/A | #N/A | 88 | 81.2 | 4.2454 | #N/A | 6.8179 | 1.225% | 1 | 50% | 0% | 0% | 0% | 8.2745 | 0 | 0 | 0 | 8.2745 | #N/A
2007-06-10 14:00 | 6 | 10 | 14 | 161.5419 | 3854 | 64.94 | 71.6 | 995 | 64.94 | 0 | 2245.4964 | Cooling | 374.2494 | #N/A | #N/A | #N/A | #N/A | 0 | 0 | 0 | 0 | 0 | 2245.4964 | #N/A | #N/A | 88 | 79.94 | 4.3315 | #N/A | 6.9422 | 1.247% | 1 | 50% | 0% | 0% | 0% | 8.2745 | 0 | 0 | 0 | 8.2745 | #N/A
2007-06-10 15:00 | 6 | 10 | 15 | 161.5836 | 3855 | 71.06 | 71.06 | 995 | 71.06 | 0 | 2248.2177 | Cooling | 374.703 | #N/A | #N/A | #N/A | #N/A | 0 | 0 | 0 | 0 | 0 | 2248.2177 | #N/A | #N/A | 88 | 86.06 | 3.9133 | #N/A | 6.9506 | 1.249% | 1 | 50% | 0% | 0% | 0% | 8.2745 | 0 | 0 | 0 | 8.2745 | #N/A
2007-06-10 16:00 | 6 | 10 | 16 | 161.6252 | 3856 | 69.98 | 71.06 | 994 | 69.98 | 0 | 2290.2731 | Cooling | 381.7122 | #N/A | #N/A | #N/A | #N/A | 0 | 0 | 0 | 0 | 0 | 2290.2731 | #N/A | #N/A | 88 | 84.98 | 3.9871 | #N/A | 7.0807 | 1.272% | 1 | 50% | 0% | 0% | 0% | 8.2745 | 0 | 0 | 0 | 8.2745 | #N/A
2007-06-10 17:00 | 6 | 10 | 17 | 161.6669 | 3857 | 69.98 | 69.8 | 993 | 69.98 | 0 | 2253.5106 | Cooling | 375.5851 | #N/A | #N/A | #N/A | #N/A | 0 | 0 | 0 | 0 | 0 | 2253.5106 | #N/A | #N/A | 88 | 84.98 | 3.9871 | #N/A | 6.967 | 1.252% | 1 | 50% | 0% | 0% | 0% | 8.2745 | 0 | 0 | 0 | 8.2745 | #N/A
2007-06-10 18:00 | 6 | 10 | 18 | 161.7086 | 3858 | 66.02 | 68.9 | 993 | 66.02 | 0 | 2144.1308 | Cooling | 357.3551 | #N/A | #N/A | #N/A | #N/A | 0 | 0 | 0 | 0 | 0 | 2144.1308 | #N/A | #N/A | 88 | 81.02 | 4.2577 | #N/A | 6.6288 | 1.191% | 1 | 50% | 0% | 0% | 0% | 8.2745 | 0 | 0 | 0 | 8.2745 | #N/A
2007-06-10 19:00 | 6 | 10 | 19 | 161.7502 | 3859 | 64.94 | 69.08 | 992 | 64.94 | 0 | 2053.6274 | Cooling | 342.2712 | #N/A | #N/A | #N/A | #N/A | 0 | 0 | 0 | 0 | 0 | 2053.6274 | #N/A | #N/A | 88 | 79.94 | 4.3315 | #N/A | 6.349 | 1.141% | 1 | 50% | 0% | 0% | 0% | 8.2745 | 0 | 0 | 0 | 8.2745 | #N/A
2007-06-10 20:00 | 6 | 10 | 20 | 161.7919 | 3860 | 64.94 | 68.72 | 992 | 64.94 | 0 | 1952.5191 | Cooling | 325.4198 | #N/A | #N/A | #N/A | #N/A | 0 | 0 | 0 | 0 | 0 | 1952.5191 | #N/A | #N/A | 88 | 79.94 | 4.3315 | #N/A | 6.0365 | 1.085% | 1 | 50% | 0% | 0% | 0% | 8.2745 | 0 | 0 | 0 | 8.2745 | #N/A
2007-06-10 21:00 | 6 | 10 | 21 | 161.8336 | 3861 | 60.08 | 68.9 | 991 | 60.08 | 0 | 1876.7159 | Cooling | 312.786 | #N/A | #N/A | #N/A | #N/A | 0 | 0 | 0 | 0 | 0 | 1876.7159 | #N/A | #N/A | 88 | 75.08 | 4.6636 | #N/A | 5.8021 | 1.043% | 1 | 50% | 0% | 0% | 0% | 8.2745 | 0 | 0 | 0 | 8.2745 | #N/A
2007-06-10 22:00 | 6 | 10 | 22 | 161.8752 | 3862 | 57.92 | 69.08 | 991 | 57.92 | 0 | 1191.4854 | Cooling | 198.5809 | #N/A | #N/A | #N/A | #N/A | 0 | 0 | 0 | 0 | 0 | 1191.4854 | #N/A | #N/A | 88 | 72.92 | 4.8112 | #N/A | 3.6836 | 0.6619% | 1 | 50% | 0% | 0% | 0% | 8.2745 | 0 | 0 | 0 | 8.2745 | #N/A
2007-06-10 23:00 | 6 | 10 | 23 | 161.9169 | 3863 | 57.92 | 68.54 | 990 | 57.92 | 0 | 1401.8565 | Cooling | 233.6427 | #N/A | #N/A | #N/A | #N/A | 0 | 0 | 0 | 0 | 0 | 1401.8565 | #N/A | #N/A | 88 | 72.92 | 4.8112 | #N/A | 4.334 | 0.7788% | 1 | 50% | 0% | 0% | 0% | 8.2745 | 0 | 0 | 0 | 8.2745 | #N/A
2007-06-11 | 6 | 11 | 0 | 161.9586 | 3864 | 57.92 | 68.36 | 990 | 57.92 | 0 | 1306.483 | Cooling | 217.7472 | #N/A | #N/A | #N/A | #N/A | 0 | 0 | 0 | 0 | 0 | 1306.483 | #N/A | #N/A | 88 | 72.92 | 4.8112 | #N/A | 4.0392 | 0.7258% | 1 | 50% | 0% | 0% | 0% | 8.2745 | 0 | 0 | 0 | 8.2745 | #N/A
2007-06-11 01:00 | 6 | 11 | 1 | 162.0002 | 3865 | 57.92 | 68 | 989 | 57.92 | 0 | 1229.912 | Cooling | 204.9853 | #N/A | #N/A | #N/A | #N/A | 0 | 0 | 0 | 0 | 0 | 1229.912 | #N/A | #N/A | 88 | 72.92 | 4.8112 | #N/A | 3.8024 | 0.6833% | 1 | 50% | 0% | 0% | 0% | 8.2745 | 0 | 0 | 0 | 8.2745 | #N/A
2007-06-11 02:00 | 6 | 11 | 2 | 162.0419 | 3866 | 57.92 | 63.68 | 990 | 57.92 | 0 | 859.6272 | Cooling | 143.2712 | #N/A | #N/A | #N/A | #N/A | 0 | 0 | 0 | 0 | 0 | 859.6272 | #N/A | #N/A | 88 | 72.92 | 4.8112 | #N/A | 2.6576 | 0.4776% | 1 | 50% | 0% | 0% | 0% | 8.2745 | 0 | 0 | 0 | 8.2745 | #N/A
2007-06-11 03:00 | 6 | 11 | 3 | 162.0836 | 3867 | 53.96 | 59.72 | 992 | 53.96 | 0 | 426.6844 | Cooling | 71.1141 | #N/A | #N/A | #N/A | #N/A | 0 | 0 | 0 | 0 | 0 | 426.6844 | #N/A | #N/A | 88 | 68.96 | 5.0818 | #N/A | 1.3191 | 0.237% | 1 | 50% | 0% | 0% | 0% | 8.2745 | 0 | 0 | 0 | 8.2745 | #N/A
2007-06-11 04:00 | 6 | 11 | 4 | 162.1252 | 3868 | 53.6 | 55.94 | 993 | 53.6 | 0 | 215.3976 | Cooling | 35.8996 | #N/A | #N/A | #N/A | #N/A | 0 | 0 | 0 | 0 | 0 | 215.3976 | #N/A | #N/A | 88 | 68.6 | 5.1064 | #N/A | 0.66593 | 0.1197% | 1 | 50% | 0% | 0% | 0% | 8.2745 | 0 | 0 | 0 | 8.2745 | #N/A
2007-06-11 05:00 | 6 | 11 | 5 | 162.1669 | 3869 | 53.96 | 55.22 | 993 | 53.96 | 0 | 171.4242 | Cooling | 28.5707 | #N/A | #N/A | #N/A | #N/A | 0 | 0 | 0 | 0 | 0 | 171.4242 | #N/A | #N/A | 88 | 68.96 | 5.0818 | #N/A | 0.52998 | 0.09524% | 1 | 50% | 0% | 0% | 0% | 8.2745 | 0 | 0 | 0 | 8.2745 | #N/A
2007-06-11 06:00 | 6 | 11 | 6 | 162.2086 | 3870 | 55.94 | 56.12 | 994 | 55.94 | 0 | 908.0671 | Cooling | 151.3445 | #N/A | #N/A | #N/A | #N/A | 0 | 0 | 0 | 0 | 0 | 908.0671 | #N/A | #N/A | 88 | 70.94 | 4.9465 | #N/A | 2.8074 | 0.5045% | 1 | 50% | 0% | 0% | 0% | 8.2745 | 0 | 0 | 0 | 8.2745 | #N/A
2007-06-11 07:00 | 6 | 11 | 7 | 162.2502 | 3871 | 60.08 | 57.02 | 994 | 60.08 | 0 | 947.0535 | Cooling | 157.8422 | #N/A | #N/A | #N/A | #N/A | 0 | 0 | 0 | 0 | 0 | 947.0535 | #N/A | #N/A | 88 | 75.08 | 4.6636 | #N/A | 2.9279 | 0.5261% | 1 | 50% | 0% | 0% | 0% | 8.2745 | 0 | 0 | 0 | 8.2745 | #N/A
2007-06-11 08:00 | 6 | 11 | 8 | 162.2919 | 3872 | 60.08 | 56.3 | 994 | 60.08 | 0 | 1031.2306 | Cooling | 171.8718 | #N/A | #N/A | #N/A | #N/A | 0 | 0 | 0 | 0 | 0 | 1031.2306 | #N/A | #N/A | 88 | 75.08 | 4.6636 | #N/A | 3.1882 | 0.5729% | 1 | 50% | 0% | 0% | 0% | 8.2745 | 0 | 0 | 0 | 8.2745 | #N/A
2007-06-11 09:00 | 6 | 11 | 9 | 162.3336 | 3873 | 66.02 | 55.94 | 994 | 66.02 | 0 | 997.8417 | Cooling | 166.3069 | #N/A | #N/A | #N/A | #N/A | 0 | 0 | 0 | 0 | 0 | 997.8417 | #N/A | #N/A | 88 | 81.02 | 4.2577 | #N/A | 3.085 | 0.5544% | 1 | 50% | 0% | 0% | 0% | 8.2745 | 0 | 0 | 0 | 8.2745 | #N/A
2007-06-11 10:00 | 6 | 11 | 10 | 162.3752 | 3874 | 66.92 | 55.94 | 994 | 66.92 | 0 | 959.0187 | Cooling | 159.8364 | #N/A | #N/A | #N/A | #N/A | 0 | 0 | 0 | 0 | 0 | 959.0187 | #N/A | #N/A | 88 | 81.92 | 4.1962 | #N/A | 2.9649 | 0.5328% | 1 | 50% | 0% | 0% | 0% | 8.2745 | 0 | 0 | 0 | 8.2745 | #N/A
2007-06-11 11:00 | 6 | 11 | 11 | 162.4169 | 3875 | 66.92 | 55.22 | 994 | 66.92 | 0 | 965.5159 | Cooling | 160.9193 | #N/A | #N/A | #N/A | #N/A | 0 | 0 | 0 | 0 | 0 | 965.5159 | #N/A | #N/A | 88 | 81.92 | 4.1962 | #N/A | 2.985 | 0.5364% | 1 | 50% | 0% | 0% | 0% | 8.2745 | 0 | 0 | 0 | 8.2745 | #N/A
2007-06-11 12:00 | 6 | 11 | 12 | 162.4586 | 3876 | 73.04 | 54.68 | 994 | 73.04 | 0 | 938.7866 | Cooling | 156.4644 | #N/A | #N/A | #N/A | #N/A | 0 | 0 | 0 | 0 | 0 | 938.7866 | #N/A | #N/A | 88 | 88.04 | 3.778 | #N/A | 2.9024 | 0.5215% | 1 | 50% | 0% | 0% | 0% | 8.2745 | 0 | 0 | 0 | 8.2745 | #N/A
2007-06-11 13:00 | 6 | 11 | 13 | 162.5002 | 3877 | 71.96 | 55.04 | 994 | 71.96 | 0 | 953.0874 | Cooling | 158.8479 | #N/A | #N/A | #N/A | #N/A | 0 | 0 | 0 | 0 | 0 | 953.0874 | #N/A | #N/A | 88 | 86.96 | 3.8518 | #N/A | 2.9466 | 0.5295% | 1 | 50% | 0% | 0% | 0% | 8.2745 | 0 | 0 | 0 | 8.2745 | #N/A
2007-06-11 14:00 | 6 | 11 | 14 | 162.5419 | 3878 | 71.96 | 51.62 | 995 | 71.96 | 0 | 680.1432 | Cooling | 113.3572 | #N/A | #N/A | #N/A | #N/A | 0 | 0 | 0 | 0 | 0 | 680.1432 | #N/A | #N/A | 88 | 86.96 | 3.8518 | #N/A | 2.1027 | 0.3779% | 1 | 50% | 0% | 0% | 0% | 8.2745 | 0 | 0 | 0 | 8.2745 | #N/A
2007-06-11 15:00 | 6 | 11 | 15 | 162.5836 | 3879 | 77 | 48.92 | 996 | 77 | 0 | 260.3316 | Cooling | 43.3886 | #N/A | #N/A | #N/A | #N/A | 0 | 0 | 0 | 0 | 0 | 260.3316 | #N/A | #N/A | 88 | 92 | 3.5074 | #N/A | 0.80485 | 0.1446% | 1 | 50% | 0% | 0% | 0% | 8.2745 | 0 | 0 | 0 | 8.2745 | #N/A
2007-06-11 16:00 | 6 | 11 | 16 | 162.6252 | 3880 | 75.02 | 46.94 | 997 | 75.02 | 0 | 36.3467 | Cooling | 6.0578 | #N/A | #N/A | #N/A | #N/A | 0 | 0 | 0 | 0 | 0 | 36.3467 | #N/A | #N/A | 88 | 90.02 | 3.6427 | #N/A | 0.11237 | 0.02019% | 1 | 50% | 0% | 0% | 0% | 8.2745 | 0 | 0 | 0 | 8.2745 | #N/A
2007-06-11 17:00 | 6 | 11 | 17 | 162.6669 | 3881 | 75.02 | 45.32 | 997 | 75.02 | 0 | 0.02827 | Cooling | 0.0047117 | #N/A | #N/A | #N/A | #N/A | 0 | 0 | 0 | 0 | 0 | 0.02827 | #N/A | #N/A | 88 | 90.02 | 3.6427 | #N/A | 8.7401e-05 | 1.571e-05% | 1 | 50% | 0% | 0% | 0% | 8.2745 | 0 | 0 | 0 | 8.2745 | #N/A
2007-06-11 18:00 | 6 | 11 | 18 | 162.7086 | 3882 | 75.02 | 44.24 | 998 | 75.02 | 0 | 0.043909 | Cooling | 0.0073182 | #N/A | #N/A | #N/A | #N/A | 0 | 0 | 0 | 0 | 0 | 0.043909 | #N/A | #N/A | 88 | 90.02 | 3.6427 | #N/A | 0.00013575 | 2.439e-05% | 1 | 50% | 0% | 0% | 0% | 8.2745 | 0 | 0 | 0 | 8.2745 | #N/A
2007-06-11 19:00 | 6 | 11 | 19 | 162.7502 | 3883 | 71.96 | 44.06 | 999 | 71.96 | 0 | 0.052045 | Cooling | 0.0086742 | #N/A | #N/A | #N/A | #N/A | 0 | 0 | 0 | 0 | 0 | 0.052045 | #N/A | #N/A | 88 | 86.96 | 3.8518 | #N/A | 0.0001609 | 2.891e-05% | 1 | 50% | 0% | 0% | 0% | 8.2745 | 0 | 0 | 0 | 8.2745 | #N/A
2007-06-11 20:00 | 6 | 11 | 20 | 162.7919 | 3884 | 71.96 | 42.8 | 999 | 71.96 | 0 | 0.078436 | Cooling | 0.013073 | #N/A | #N/A | #N/A | #N/A | 0 | 0 | 0 | 0 | 0 | 0.078436 | #N/A | #N/A | 88 | 86.96 | 3.8518 | #N/A | 0.0002425 | 4.358e-05% | 1 | 50% | 0% | 0% | 0% | 8.2745 | 0 | 0 | 0 | 8.2745 | #N/A
2007-06-11 21:00 | 6 | 11 | 21 | 162.8336 | 3885 | 66.92 | 41.72 | 1000 | 66.92 | 0 | 0.070957 | Cooling | 0.011826 | #N/A | #N/A | #N/A | #N/A | 0 | 0 | 0 | 0 | 0 | 0.070957 | #N/A | #N/A | 88 | 81.92 | 4.1962 | #N/A | 0.00021937 | 3.942e-05% | 1 | 50% | 0% | 0% | 0% | 8.2745 | 0 | 0 | 0 | 8.2745 | #N/A
2007-06-11 22:00 | 6 | 11 | 22 | 162.8752 | 3886 | 66.02 | 41 | 1000 | 66.02 | 0 | 0.043206 | Cooling | 0.0072011 | #N/A | #N/A | #N/A | #N/A | 0 | 0 | 0 | 0 | 0 | 0.043206 | #N/A | #N/A | 88 | 81.02 | 4.2577 | #N/A | 0.00013358 | 2.4e-05% | 1 | 50% | 0% | 0% | 0% | 8.2745 | 0 | 0 | 0 | 8.2745 | #N/A
2007-06-11 23:00 | 6 | 11 | 23 | 162.9169 | 3887 | 66.02 | 40.28 | 1000 | 66.02 | 0 | 0.086775 | Cooling | 0.014462 | #N/A | #N/A | #N/A | #N/A | 0 | 0 | 0 | 0 | 0 | 0.086775 | #N/A | #N/A | 88 | 81.02 | 4.2577 | #N/A | 0.00026827 | 4.821e-05% | 1 | 50% | 0% | 0% | 0% | 8.2745 | 0 | 0 | 0 | 8.2745 | #N/A
2007-06-12 | 6 | 12 | 0 | 162.9586 | 3888 | 64.04 | 39.74 | 1000 | 64.04 | 0 | 0.089796 | Cooling | 0.014966 | #N/A | #N/A | #N/A | #N/A | 0 | 0 | 0 | 0 | 0 | 0.089796 | #N/A | #N/A | 88 | 79.04 | 4.393 | #N/A | 0.00027762 | 4.989e-05% | 1 | 50% | 0% | 0% | 0% | 8.2745 | 0 | 0 | 0 | 8.2745 | #N/A
2007-06-12 01:00 | 6 | 12 | 1 | 163.0002 | 3889 | 62.06 | 39.02 | 999 | 62.06 | 0 | 0.086212 | Cooling | 0.014369 | #N/A | #N/A | #N/A | #N/A | 0 | 0 | 0 | 0 | 0 | 0.086212 | #N/A | #N/A | 88 | 77.06 | 4.5283 | #N/A | 0.00026653 | 4.79e-05% | 1 | 50% | 0% | 0% | 0% | 8.2745 | 0 | 0 | 0 | 8.2745 | #N/A
2007-06-12 02:00 | 6 | 12 | 2 | 163.0419 | 3890 | 62.06 | 38.66 | 999 | 62.06 | 0 | 0.071878 | Cooling | 0.01198 | #N/A | #N/A | #N/A | #N/A | 0 | 0 | 0 | 0 | 0 | 0.071878 | #N/A | #N/A | 88 | 77.06 | 4.5283 | #N/A | 0.00022222 | 3.993e-05% | 1 | 50% | 0% | 0% | 0% | 8.2745 | 0 | 0 | 0 | 8.2745 | #N/A
2007-06-12 03:00 | 6 | 12 | 3 | 163.0836 | 3891 | 60.98 | 38.66 | 999 | 60.98 | 0 | 0.052651 | Cooling | 0.0087752 | #N/A | #N/A | #N/A | #N/A | 0 | 0 | 0 | 0 | 0 | 0.052651 | #N/A | #N/A | 88 | 75.98 | 4.6021 | #N/A | 0.00016278 | 2.925e-05% | 1 | 50% | 0% | 0% | 0% | 8.2745 | 0 | 0 | 0 | 8.2745 | #N/A
2007-06-12 04:00 | 6 | 12 | 4 | 163.1252 | 3892 | 60.98 | 39.02 | 999 | 60.98 | 0 | 0.038787 | Cooling | 0.0064645 | #N/A | #N/A | #N/A | #N/A | 0 | 0 | 0 | 0 | 0 | 0.038787 | #N/A | #N/A | 88 | 75.98 | 4.6021 | #N/A | 0.00011991 | 2.155e-05% | 1 | 50% | 0% | 0% | 0% | 8.2745 | 0 | 0 | 0 | 8.2745 | #N/A
2007-06-12 05:00 | 6 | 12 | 5 | 163.1669 | 3893 | 60.98 | 40.28 | 999 | 60.98 | 0 | 0.006797 | Cooling | 0.0011328 | #N/A | #N/A | #N/A | #N/A | 0 | 0 | 0 | 0 | 0 | 0.006797 | #N/A | #N/A | 88 | 75.98 | 4.6021 | #N/A | 2.1014e-05 | 3.776e-06% | 1 | 50% | 0% | 0% | 0% | 8.2745 | 0 | 0 | 0 | 8.2745 | #N/A
2007-06-12 06:00 | 6 | 12 | 6 | 163.2086 | 3894 | 60.98 | 43.16 | 999 | 60.98 | 0.58922 | 0 | Heating | 0.078562 | #N/A | #N/A | #N/A | #N/A | 0.58922 | #N/A | #N/A | 5.753 | #N/A | 0 | 0 | 0 | 0 | 0 | 0 | 0 | 0 | 0.0002619% | 1 | 50% | 0% | 0% | 0% | 8.2745 | 0 | 0 | 0 | 8.2745 | #N/A
2007-06-12 07:00 | 6 | 12 | 7 | 163.2502 | 3895 | 62.6 | 46.04 | 999 | 62.6 | 0 | 0 | Cooling | 0 | #N/A | #N/A | #N/A | #N/A | 0 | 0 | 0 | 0 | 0 | 0 | #N/A | #N/A | 88 | 77.6 | 4.4914 | #N/A | 0 | 0% | 1 | 50% | 0% | 0% | 0% | 8.2745 | 0 | 0 | 0 | 8.2745 | #N/A
2007-06-12 08:00 | 6 | 12 | 8 | 163.2919 | 3896 | 62.06 | 45.14 | 1000 | 62.06 | 0 | 0.0087954 | Cooling | 0.0014659 | #N/A | #N/A | #N/A | #N/A | 0 | 0 | 0 | 0 | 0 | 0.0087954 | #N/A | #N/A | 88 | 77.06 | 4.5283 | #N/A | 2.7192e-05 | 4.886e-06% | 1 | 50% | 0% | 0% | 0% | 8.2745 | 0 | 0 | 0 | 8.2745 | #N/A
2007-06-12 09:00 | 6 | 12 | 9 | 163.3336 | 3897 | 62.06 | 44.42 | 1000 | 62.06 | 0 | 0.047002 | Cooling | 0.0078337 | #N/A | #N/A | #N/A | #N/A | 0 | 0 | 0 | 0 | 0 | 0.047002 | #N/A | #N/A | 88 | 77.06 | 4.5283 | #N/A | 0.00014531 | 2.611e-05% | 1 | 50% | 0% | 0% | 0% | 8.2745 | 0 | 0 | 0 | 8.2745 | #N/A
2007-06-12 10:00 | 6 | 12 | 10 | 163.3752 | 3898 | 62.6 | 44.06 | 1000 | 62.6 | 0 | 0.027496 | Cooling | 0.0045827 | #N/A | #N/A | #N/A | #N/A | 0 | 0 | 0 | 0 | 0 | 0.027496 | #N/A | #N/A | 88 | 77.6 | 4.4914 | #N/A | 8.5008e-05 | 1.528e-05% | 1 | 50% | 0% | 0% | 0% | 8.2745 | 0 | 0 | 0 | 8.2745 | #N/A
2007-06-12 11:00 | 6 | 12 | 11 | 163.4169 | 3899 | 62.06 | 42.62 | 1000 | 62.06 | 0 | 19.5328 | Cooling | 3.2555 | #N/A | #N/A | #N/A | #N/A | 0 | 0 | 0 | 0 | 0 | 19.5328 | #N/A | #N/A | 88 | 77.06 | 4.5283 | #N/A | 0.060388 | 0.01085% | 1 | 50% | 0% | 0% | 0% | 8.2745 | 0 | 0 | 0 | 8.2745 | #N/A
2007-06-12 12:00 | 6 | 12 | 12 | 163.4586 | 3900 | 64.4 | 41.36 | 1001 | 64.4 | 0 | 81.0771 | Cooling | 13.5128 | #N/A | #N/A | #N/A | #N/A | 0 | 0 | 0 | 0 | 0 | 81.0771 | #N/A | #N/A | 88 | 79.4 | 4.3684 | #N/A | 0.25066 | 0.04504% | 1 | 50% | 0% | 0% | 0% | 8.2745 | 0 | 0 | 0 | 8.2745 | #N/A
2007-06-12 13:00 | 6 | 12 | 13 | 163.5002 | 3901 | 64.4 | 41 | 1001 | 64.4 | 0 | 166.0203 | Cooling | 27.67 | #N/A | #N/A | #N/A | #N/A | 0 | 0 | 0 | 0 | 0 | 166.0203 | #N/A | #N/A | 88 | 79.4 | 4.3684 | #N/A | 0.51327 | 0.09223% | 1 | 50% | 0% | 0% | 0% | 8.2745 | 0 | 0 | 0 | 8.2745 | #N/A
2007-06-12 14:00 | 6 | 12 | 14 | 163.5419 | 3902 | 64.04 | 39.92 | 1001 | 64.04 | 0 | 233.3834 | Cooling | 38.8972 | #N/A | #N/A | #N/A | #N/A | 0 | 0 | 0 | 0 | 0 | 233.3834 | #N/A | #N/A | 88 | 79.04 | 4.393 | #N/A | 0.72153 | 0.1297% | 1 | 50% | 0% | 0% | 0% | 8.2745 | 0 | 0 | 0 | 8.2745 | #N/A
2007-06-12 15:00 | 6 | 12 | 15 | 163.5836 | 3903 | 64.4 | 39.56 | 1001 | 64.4 | 0 | 292.7356 | Cooling | 48.7893 | #N/A | #N/A | #N/A | #N/A | 0 | 0 | 0 | 0 | 0 | 292.7356 | #N/A | #N/A | 88 | 79.4 | 4.3684 | #N/A | 0.90503 | 0.1626% | 1 | 50% | 0% | 0% | 0% | 8.2745 | 0 | 0 | 0 | 8.2745 | #N/A
2007-06-12 16:00 | 6 | 12 | 16 | 163.6252 | 3904 | 64.04 | 39.92 | 1001 | 64.04 | 0 | 354.0746 | Cooling | 59.0124 | #N/A | #N/A | #N/A | #N/A | 0 | 0 | 0 | 0 | 0 | 354.0746 | #N/A | #N/A | 88 | 79.04 | 4.393 | #N/A | 1.0947 | 0.1967% | 1 | 50% | 0% | 0% | 0% | 8.2745 | 0 | 0 | 0 | 8.2745 | #N/A
2007-06-12 17:00 | 6 | 12 | 17 | 163.6669 | 3905 | 64.04 | 38.3 | 1002 | 64.04 | 0 | 347.9394 | Cooling | 57.9899 | #N/A | #N/A | #N/A | #N/A | 0 | 0 | 0 | 0 | 0 | 347.9394 | #N/A | #N/A | 88 | 79.04 | 4.393 | #N/A | 1.0757 | 0.1933% | 1 | 50% | 0% | 0% | 0% | 8.2745 | 0 | 0 | 0 | 8.2745 | #N/A
2007-06-12 18:00 | 6 | 12 | 18 | 163.7086 | 3906 | 64.04 | 37.22 | 1002 | 64.04 | 0 | 304.5588 | Cooling | 50.7598 | #N/A | #N/A | #N/A | #N/A | 0 | 0 | 0 | 0 | 0 | 304.5588 | #N/A | #N/A | 88 | 79.04 | 4.393 | #N/A | 0.94158 | 0.1692% | 1 | 50% | 0% | 0% | 0% | 8.2745 | 0 | 0 | 0 | 8.2745 | #N/A
2007-06-12 19:00 | 6 | 12 | 19 | 163.7502 | 3907 | 64.04 | 37.04 | 1002 | 64.04 | 0 | 259.2232 | Cooling | 43.2039 | #N/A | #N/A | #N/A | #N/A | 0 | 0 | 0 | 0 | 0 | 259.2232 | #N/A | #N/A | 88 | 79.04 | 4.393 | #N/A | 0.80142 | 0.144% | 1 | 50% | 0% | 0% | 0% | 8.2745 | 0 | 0 | 0 | 8.2745 | #N/A
2007-06-12 20:00 | 6 | 12 | 20 | 163.7919 | 3908 | 64.04 | 37.4 | 1003 | 64.04 | 0 | 142.5829 | Cooling | 23.7638 | #N/A | #N/A | #N/A | #N/A | 0 | 0 | 0 | 0 | 0 | 142.5829 | #N/A | #N/A | 88 | 79.04 | 4.393 | #N/A | 0.44081 | 0.07921% | 1 | 50% | 0% | 0% | 0% | 8.2745 | 0 | 0 | 0 | 8.2745 | #N/A
2007-06-12 21:00 | 6 | 12 | 21 | 163.8336 | 3909 | 62.96 | 38.12 | 1003 | 62.96 | 0 | 39.0944 | Cooling | 6.5157 | #N/A | #N/A | #N/A | #N/A | 0 | 0 | 0 | 0 | 0 | 39.0944 | #N/A | #N/A | 88 | 77.96 | 4.4668 | #N/A | 0.12087 | 0.02172% | 1 | 50% | 0% | 0% | 0% | 8.2745 | 0 | 0 | 0 | 8.2745 | #N/A
2007-06-12 22:00 | 6 | 12 | 22 | 163.8752 | 3910 | 62.6 | 39.02 | 1004 | 62.6 | 0 | 7.6196e-05 | Cooling | 1.2699e-05 | #N/A | #N/A | #N/A | #N/A | 0 | 0 | 0 | 0 | 0 | 7.6196e-05 | #N/A | #N/A | 88 | 77.6 | 4.4914 | #N/A | 2.3557e-07 | 4.233e-08% | 1 | 50% | 0% | 0% | 0% | 8.2745 | 0 | 0 | 0 | 8.2745 | #N/A
2007-06-12 23:00 | 6 | 12 | 23 | 163.9169 | 3911 | 62.96 | 39.56 | 1004 | 62.96 | 0 | 0.00054203 | Cooling | 9.0338e-05 | #N/A | #N/A | #N/A | #N/A | 0 | 0 | 0 | 0 | 0 | 0.00054203 | #N/A | #N/A | 88 | 77.96 | 4.4668 | #N/A | 1.6757e-06 | 3.011e-07% | 1 | 50% | 0% | 0% | 0% | 8.2745 | 0 | 0 | 0 | 8.2745 | #N/A
2007-06-13 | 6 | 13 | 0 | 163.9586 | 3912 | 62.06 | 40.28 | 1005 | 62.06 | 0 | 0.0001749 | Cooling | 2.9151e-05 | #N/A | #N/A | #N/A | #N/A | 0 | 0 | 0 | 0 | 0 | 0.0001749 | #N/A | #N/A | 88 | 77.06 | 4.5283 | #N/A | 5.4074e-07 | 9.717e-08% | 1 | 50% | 0% | 0% | 0% | 8.2745 | 0 | 0 | 0 | 8.2745 | #N/A
2007-06-13 01:00 | 6 | 13 | 1 | 164.0002 | 3913 | 60.98 | 41 | 1005 | 60.98 | 0 | 0 | Cooling | 0 | #N/A | #N/A | #N/A | #N/A | 0 | 0 | 0 | 0 | 0 | 0 | #N/A | #N/A | 88 | 75.98 | 4.6021 | #N/A | 0 | 0% | 1 | 50% | 0% | 0% | 0% | 8.2745 | 0 | 0 | 0 | 8.2745 | #N/A
2007-06-13 02:00 | 6 | 13 | 2 | 164.0419 | 3914 | 60.98 | 41 | 1006 | 60.98 | 0 | 0 | Cooling | 0 | #N/A | #N/A | #N/A | #N/A | 0 | 0 | 0 | 0 | 0 | 0 | #N/A | #N/A | 88 | 75.98 | 4.6021 | #N/A | 0 | 0% | 1 | 50% | 0% | 0% | 0% | 8.2745 | 0 | 0 | 0 | 8.2745 | #N/A
2007-06-13 03:00 | 6 | 13 | 3 | 164.0836 | 3915 | 60.8 | 41.36 | 1006 | 60.8 | 0 | 0 | Cooling | 0 | #N/A | #N/A | #N/A | #N/A | 0 | 0 | 0 | 0 | 0 | 0 | #N/A | #N/A | 88 | 75.8 | 4.6144 | #N/A | 0 | 0% | 1 | 50% | 0% | 0% | 0% | 8.2745 | 0 | 0 | 0 | 8.2745 | #N/A
2007-06-13 04:00 | 6 | 13 | 4 | 164.1252 | 3916 | 60.98 | 42.08 | 1006 | 60.98 | 0 | 0 | Cooling | 0 | #N/A | #N/A | #N/A | #N/A | 0 | 0 | 0 | 0 | 0 | 0 | #N/A | #N/A | 88 | 75.98 | 4.6021 | #N/A | 0 | 0% | 1 | 50% | 0% | 0% | 0% | 8.2745 | 0 | 0 | 0 | 8.2745 | #N/A
2007-06-13 05:00 | 6 | 13 | 5 | 164.1669 | 3917 | 60.98 | 42.62 | 1007 | 60.98 | 0 | 0 | Cooling | 0 | #N/A | #N/A | #N/A | #N/A | 0 | 0 | 0 | 0 | 0 | 0 | #N/A | #N/A | 88 | 75.98 | 4.6021 | #N/A | 0 | 0% | 1 | 50% | 0% | 0% | 0% | 8.2745 | 0 | 0 | 0 | 8.2745 | #N/A
2007-06-13 06:00 | 6 | 13 | 6 | 164.2086 | 3918 | 60.8 | 44.78 | 1008 | 60.8 | 0 | 0 | Cooling | 0 | #N/A | #N/A | #N/A | #N/A | 0 | 0 | 0 | 0 | 0 | 0 | #N/A | #N/A | 88 | 75.8 | 4.6144 | #N/A | 0 | 0% | 1 | 50% | 0% | 0% | 0% | 8.2745 | 0 | 0 | 0 | 8.2745 | #N/A
2007-06-13 07:00 | 6 | 13 | 7 | 164.2502 | 3919 | 60.98 | 46.94 | 1008 | 60.98 | 0 | 3.1381 | Cooling | 0.52302 | #N/A | #N/A | #N/A | #N/A | 0 | 0 | 0 | 0 | 0 | 3.1381 | #N/A | #N/A | 88 | 75.98 | 4.6021 | #N/A | 0.0097019 | 0.001743% | 1 | 50% | 0% | 0% | 0% | 8.2745 | 0 | 0 | 0 | 8.2745 | #N/A
2007-06-13 08:00 | 6 | 13 | 8 | 164.2919 | 3920 | 60.98 | 46.4 | 1008 | 60.98 | 0 | 76.6611 | Cooling | 12.7769 | #N/A | #N/A | #N/A | #N/A | 0 | 0 | 0 | 0 | 0 | 76.6611 | #N/A | #N/A | 88 | 75.98 | 4.6021 | #N/A | 0.23701 | 0.04259% | 1 | 50% | 0% | 0% | 0% | 8.2745 | 0 | 0 | 0 | 8.2745 | #N/A
2007-06-13 09:00 | 6 | 13 | 9 | 164.3336 | 3921 | 62.06 | 46.04 | 1009 | 62.06 | 0 | 206.939 | Cooling | 34.4898 | #N/A | #N/A | #N/A | #N/A | 0 | 0 | 0 | 0 | 0 | 206.939 | #N/A | #N/A | 88 | 77.06 | 4.5283 | #N/A | 0.63978 | 0.115% | 1 | 50% | 0% | 0% | 0% | 8.2745 | 0 | 0 | 0 | 8.2745 | #N/A
2007-06-13 10:00 | 6 | 13 | 10 | 164.3752 | 3922 | 62.6 | 46.04 | 1009 | 62.6 | 0 | 333.1066 | Cooling | 55.5178 | #N/A | #N/A | #N/A | #N/A | 0 | 0 | 0 | 0 | 0 | 333.1066 | #N/A | #N/A | 88 | 77.6 | 4.4914 | #N/A | 1.0298 | 0.1851% | 1 | 50% | 0% | 0% | 0% | 8.2745 | 0 | 0 | 0 | 8.2745 | #N/A
2007-06-13 11:00 | 6 | 13 | 11 | 164.4169 | 3923 | 62.96 | 44.6 | 1009 | 62.96 | 0 | 424.3295 | Cooling | 70.7216 | #N/A | #N/A | #N/A | #N/A | 0 | 0 | 0 | 0 | 0 | 424.3295 | #N/A | #N/A | 88 | 77.96 | 4.4668 | #N/A | 1.3119 | 0.2357% | 1 | 50% | 0% | 0% | 0% | 8.2745 | 0 | 0 | 0 | 8.2745 | #N/A
2007-06-13 12:00 | 6 | 13 | 12 | 164.4586 | 3924 | 64.4 | 43.34 | 1008 | 64.4 | 0 | 496.7303 | Cooling | 82.7884 | #N/A | #N/A | #N/A | #N/A | 0 | 0 | 0 | 0 | 0 | 496.7303 | #N/A | #N/A | 88 | 79.4 | 4.3684 | #N/A | 1.5357 | 0.276% | 1 | 50% | 0% | 0% | 0% | 8.2745 | 0 | 0 | 0 | 8.2745 | #N/A
2007-06-13 13:00 | 6 | 13 | 13 | 164.5002 | 3925 | 64.04 | 42.98 | 1008 | 64.04 | 0 | 568.9905 | Cooling | 94.8318 | #N/A | #N/A | #N/A | #N/A | 0 | 0 | 0 | 0 | 0 | 568.9905 | #N/A | #N/A | 88 | 79.04 | 4.393 | #N/A | 1.7591 | 0.3161% | 1 | 50% | 0% | 0% | 0% | 8.2745 | 0 | 0 | 0 | 8.2745 | #N/A
2007-06-13 14:00 | 6 | 13 | 14 | 164.5419 | 3926 | 64.04 | 41.54 | 1008 | 64.04 | 0 | 626.1957 | Cooling | 104.366 | #N/A | #N/A | #N/A | #N/A | 0 | 0 | 0 | 0 | 0 | 626.1957 | #N/A | #N/A | 88 | 79.04 | 4.393 | #N/A | 1.936 | 0.3479% | 1 | 50% | 0% | 0% | 0% | 8.2745 | 0 | 0 | 0 | 8.2745 | #N/A
2007-06-13 15:00 | 6 | 13 | 15 | 164.5836 | 3927 | 64.94 | 41 | 1008 | 64.94 | 0 | 669.2473 | Cooling | 111.5412 | #N/A | #N/A | #N/A | #N/A | 0 | 0 | 0 | 0 | 0 | 669.2473 | #N/A | #N/A | 88 | 79.94 | 4.3315 | #N/A | 2.0691 | 0.3718% | 1 | 50% | 0% | 0% | 0% | 8.2745 | 0 | 0 | 0 | 8.2745 | #N/A
2007-06-13 16:00 | 6 | 13 | 16 | 164.6252 | 3928 | 64.4 | 41 | 1008 | 64.4 | 0 | 714.6791 | Cooling | 119.1132 | #N/A | #N/A | #N/A | #N/A | 0 | 0 | 0 | 0 | 0 | 714.6791 | #N/A | #N/A | 88 | 79.4 | 4.3684 | #N/A | 2.2095 | 0.397% | 1 | 50% | 0% | 0% | 0% | 8.2745 | 0 | 0 | 0 | 8.2745 | #N/A
2007-06-13 17:00 | 6 | 13 | 17 | 164.6669 | 3929 | 64.94 | 39.92 | 1008 | 64.94 | 0 | 702.4048 | Cooling | 117.0675 | #N/A | #N/A | #N/A | #N/A | 0 | 0 | 0 | 0 | 0 | 702.4048 | #N/A | #N/A | 88 | 79.94 | 4.3315 | #N/A | 2.1716 | 0.3902% | 1 | 50% | 0% | 0% | 0% | 8.2745 | 0 | 0 | 0 | 8.2745 | #N/A
2007-06-13 18:00 | 6 | 13 | 18 | 164.7086 | 3930 | 64.4 | 39.56 | 1008 | 64.4 | 0 | 658.7529 | Cooling | 109.7921 | #N/A | #N/A | #N/A | #N/A | 0 | 0 | 0 | 0 | 0 | 658.7529 | #N/A | #N/A | 88 | 79.4 | 4.3684 | #N/A | 2.0366 | 0.366% | 1 | 50% | 0% | 0% | 0% | 8.2745 | 0 | 0 | 0 | 8.2745 | #N/A
2007-06-13 19:00 | 6 | 13 | 19 | 164.7502 | 3931 | 64.4 | 39.92 | 1009 | 64.4 | 0 | 613.3855 | Cooling | 102.2309 | #N/A | #N/A | #N/A | #N/A | 0 | 0 | 0 | 0 | 0 | 613.3855 | #N/A | #N/A | 88 | 79.4 | 4.3684 | #N/A | 1.8964 | 0.3408% | 1 | 50% | 0% | 0% | 0% | 8.2745 | 0 | 0 | 0 | 8.2745 | #N/A
2007-06-13 20:00 | 6 | 13 | 20 | 164.7919 | 3932 | 64.94 | 40.28 | 1009 | 64.94 | 0 | 494.9317 | Cooling | 82.4886 | #N/A | #N/A | #N/A | #N/A | 0 | 0 | 0 | 0 | 0 | 494.9317 | #N/A | #N/A | 88 | 79.94 | 4.3315 | #N/A | 1.5301 | 0.275% | 1 | 50% | 0% | 0% | 0% | 8.2745 | 0 | 0 | 0 | 8.2745 | #N/A
2007-06-13 21:00 | 6 | 13 | 21 | 164.8336 | 3933 | 64.04 | 41.18 | 1009 | 64.04 | 0 | 314.8696 | Cooling | 52.4783 | #N/A | #N/A | #N/A | #N/A | 0 | 0 | 0 | 0 | 0 | 314.8696 | #N/A | #N/A | 88 | 79.04 | 4.393 | #N/A | 0.97346 | 0.1749% | 1 | 50% | 0% | 0% | 0% | 8.2745 | 0 | 0 | 0 | 8.2745 | #N/A
2007-06-13 22:00 | 6 | 13 | 22 | 164.8752 | 3934 | 64.04 | 42.08 | 1010 | 64.04 | 0 | 0 | Cooling | 0 | #N/A | #N/A | #N/A | #N/A | 0 | 0 | 0 | 0 | 0 | 0 | #N/A | #N/A | 88 | 79.04 | 4.393 | #N/A | 0 | 0% | 1 | 50% | 0% | 0% | 0% | 8.2745 | 0 | 0 | 0 | 8.2745 | #N/A
2007-06-13 23:00 | 6 | 13 | 23 | 164.9169 | 3935 | 64.04 | 41.54 | 1010 | 64.04 | 0 | 0 | Cooling | 0 | #N/A | #N/A | #N/A | #N/A | 0 | 0 | 0 | 0 | 0 | 0 | #N/A | #N/A | 88 | 79.04 | 4.393 | #N/A | 0 | 0% | 1 | 50% | 0% | 0% | 0% | 8.2745 | 0 | 0 | 0 | 8.2745 | #N/A
2007-06-14 | 6 | 14 | 0 | 164.9586 | 3936 | 64.04 | 41.36 | 1010 | 64.04 | 0 | 0.002821 | Cooling | 0.00047016 | #N/A | #N/A | #N/A | #N/A | 0 | 0 | 0 | 0 | 0 | 0.002821 | #N/A | #N/A | 88 | 79.04 | 4.393 | #N/A | 8.7214e-06 | 1.567e-06% | 1 | 50% | 0% | 0% | 0% | 8.2745 | 0 | 0 | 0 | 8.2745 | #N/A
2007-06-14 01:00 | 6 | 14 | 1 | 165.0002 | 3937 | 62.96 | 41 | 1010 | 62.96 | 0 | 0.0092924 | Cooling | 0.0015487 | #N/A | #N/A | #N/A | #N/A | 0 | 0 | 0 | 0 | 0 | 0.0092924 | #N/A | #N/A | 88 | 77.96 | 4.4668 | #N/A | 2.8729e-05 | 5.162e-06% | 1 | 50% | 0% | 0% | 0% | 8.2745 | 0 | 0 | 0 | 8.2745 | #N/A
2007-06-14 02:00 | 6 | 14 | 2 | 165.0419 | 3938 | 62.96 | 41 | 1011 | 62.96 | 0 | 0.0091002 | Cooling | 0.0015167 | #N/A | #N/A | #N/A | #N/A | 0 | 0 | 0 | 0 | 0 | 0.0091002 | #N/A | #N/A | 88 | 77.96 | 4.4668 | #N/A | 2.8134e-05 | 5.056e-06% | 1 | 50% | 0% | 0% | 0% | 8.2745 | 0 | 0 | 0 | 8.2745 | #N/A
2007-06-14 03:00 | 6 | 14 | 3 | 165.0836 | 3939 | 60.8 | 41.36 | 1011 | 60.8 | 0 | 0.0058272 | Cooling | 0.0009712 | #N/A | #N/A | #N/A | #N/A | 0 | 0 | 0 | 0 | 0 | 0.0058272 | #N/A | #N/A | 88 | 75.8 | 4.6144 | #N/A | 1.8016e-05 | 3.237e-06% | 1 | 50% | 0% | 0% | 0% | 8.2745 | 0 | 0 | 0 | 8.2745 | #N/A
2007-06-14 04:00 | 6 | 14 | 4 | 165.1252 | 3940 | 60.8 | 42.08 | 1012 | 60.8 | 0 | 0.0029491 | Cooling | 0.00049152 | #N/A | #N/A | #N/A | #N/A | 0 | 0 | 0 | 0 | 0 | 0.0029491 | #N/A | #N/A | 88 | 75.8 | 4.6144 | #N/A | 9.1176e-06 | 1.638e-06% | 1 | 50% | 0% | 0% | 0% | 8.2745 | 0 | 0 | 0 | 8.2745 | #N/A
2007-06-14 05:00 | 6 | 14 | 5 | 165.1669 | 3941 | 60.08 | 44.42 | 1012 | 60.08 | 0 | 0 | Cooling | 0 | #N/A | #N/A | #N/A | #N/A | 0 | 0 | 0 | 0 | 0 | 0 | #N/A | #N/A | 88 | 75.08 | 4.6636 | #N/A | 0 | 0% | 1 | 50% | 0% | 0% | 0% | 8.2745 | 0 | 0 | 0 | 8.2745 | #N/A
2007-06-14 06:00 | 6 | 14 | 6 | 165.2086 | 3942 | 60.8 | 48.02 | 1013 | 60.8 | 0 | 0 | Cooling | 0 | #N/A | #N/A | #N/A | #N/A | 0 | 0 | 0 | 0 | 0 | 0 | #N/A | #N/A | 88 | 75.8 | 4.6144 | #N/A | 0 | 0% | 1 | 50% | 0% | 0% | 0% | 8.2745 | 0 | 0 | 0 | 8.2745 | #N/A
2007-06-14 07:00 | 6 | 14 | 7 | 165.2502 | 3943 | 60.8 | 51.98 | 1013 | 60.8 | 0 | 148.0953 | Cooling | 24.6825 | #N/A | #N/A | #N/A | #N/A | 0 | 0 | 0 | 0 | 0 | 148.0953 | #N/A | #N/A | 88 | 75.8 | 4.6144 | #N/A | 0.45786 | 0.08228% | 1 | 50% | 0% | 0% | 0% | 8.2745 | 0 | 0 | 0 | 8.2745 | #N/A
2007-06-14 08:00 | 6 | 14 | 8 | 165.2919 | 3944 | 62.06 | 50.36 | 1013 | 62.06 | 0 | 447.0347 | Cooling | 74.5058 | #N/A | #N/A | #N/A | #N/A | 0 | 0 | 0 | 0 | 0 | 447.0347 | #N/A | #N/A | 88 | 77.06 | 4.5283 | #N/A | 1.3821 | 0.2484% | 1 | 50% | 0% | 0% | 0% | 8.2745 | 0 | 0 | 0 | 8.2745 | #N/A
2007-06-14 09:00 | 6 | 14 | 9 | 165.3336 | 3945 | 69.08 | 49.1 | 1013 | 69.08 | 0 | 522.6746 | Cooling | 87.1124 | #N/A | #N/A | #N/A | #N/A | 0 | 0 | 0 | 0 | 0 | 522.6746 | #N/A | #N/A | 88 | 84.08 | 4.0486 | #N/A | 1.6159 | 0.2904% | 1 | 50% | 0% | 0% | 0% | 8.2745 | 0 | 0 | 0 | 8.2745 | #N/A
2007-06-14 10:00 | 6 | 14 | 10 | 165.3752 | 3946 | 69.08 | 48.02 | 1014 | 69.08 | 0 | 630.8968 | Cooling | 105.1495 | #N/A | #N/A | #N/A | #N/A | 0 | 0 | 0 | 0 | 0 | 630.8968 | #N/A | #N/A | 88 | 84.08 | 4.0486 | #N/A | 1.9505 | 0.3505% | 1 | 50% | 0% | 0% | 0% | 8.2745 | 0 | 0 | 0 | 8.2745 | #N/A
2007-06-14 11:00 | 6 | 14 | 11 | 165.4169 | 3947 | 69.08 | 47.3 | 1013 | 69.08 | 0 | 739.5423 | Cooling | 123.2571 | #N/A | #N/A | #N/A | #N/A | 0 | 0 | 0 | 0 | 0 | 739.5423 | #N/A | #N/A | 88 | 84.08 | 4.0486 | #N/A | 2.2864 | 0.4109% | 1 | 50% | 0% | 0% | 0% | 8.2745 | 0 | 0 | 0 | 8.2745 | #N/A
2007-06-14 12:00 | 6 | 14 | 12 | 165.4586 | 3948 | 69.98 | 46.76 | 1012 | 69.98 | 0 | 813.5722 | Cooling | 135.5954 | #N/A | #N/A | #N/A | #N/A | 0 | 0 | 0 | 0 | 0 | 813.5722 | #N/A | #N/A | 88 | 84.98 | 3.9871 | #N/A | 2.5153 | 0.452% | 1 | 50% | 0% | 0% | 0% | 8.2745 | 0 | 0 | 0 | 8.2745 | #N/A
2007-06-14 13:00 | 6 | 14 | 13 | 165.5002 | 3949 | 69.8 | 46.94 | 1012 | 69.8 | 0 | 948.0102 | Cooling | 158.0017 | #N/A | #N/A | #N/A | #N/A | 0 | 0 | 0 | 0 | 0 | 948.0102 | #N/A | #N/A | 88 | 84.8 | 3.9994 | #N/A | 2.9309 | 0.5267% | 1 | 50% | 0% | 0% | 0% | 8.2745 | 0 | 0 | 0 | 8.2745 | #N/A
2007-06-14 14:00 | 6 | 14 | 14 | 165.5419 | 3950 | 69.08 | 45.5 | 1011 | 69.08 | 0 | 1157.9868 | Cooling | 192.9978 | #N/A | #N/A | #N/A | #N/A | 0 | 0 | 0 | 0 | 0 | 1157.9868 | #N/A | #N/A | 88 | 84.08 | 4.0486 | #N/A | 3.5801 | 0.6433% | 1 | 50% | 0% | 0% | 0% | 8.2745 | 0 | 0 | 0 | 8.2745 | #N/A
2007-06-14 15:00 | 6 | 14 | 15 | 165.5836 | 3951 | 71.96 | 44.96 | 1010 | 71.96 | 0 | 1292.8324 | Cooling | 215.4721 | #N/A | #N/A | #N/A | #N/A | 0 | 0 | 0 | 0 | 0 | 1292.8324 | #N/A | #N/A | 88 | 86.96 | 3.8518 | #N/A | 3.997 | 0.7182% | 1 | 50% | 0% | 0% | 0% | 8.2745 | 0 | 0 | 0 | 8.2745 | #N/A
2007-06-14 16:00 | 6 | 14 | 16 | 165.6252 | 3952 | 75.02 | 44.96 | 1010 | 75.02 | 0 | 1384.7501 | Cooling | 230.7917 | #N/A | #N/A | #N/A | #N/A | 0 | 0 | 0 | 0 | 0 | 1384.7501 | #N/A | #N/A | 88 | 90.02 | 3.6427 | #N/A | 4.2811 | 0.7693% | 1 | 50% | 0% | 0% | 0% | 8.2745 | 0 | 0 | 0 | 8.2745 | #N/A
2007-06-14 17:00 | 6 | 14 | 17 | 165.6669 | 3953 | 75.02 | 44.24 | 1009 | 75.02 | 0 | 1375.5773 | Cooling | 229.2629 | #N/A | #N/A | #N/A | #N/A | 0 | 0 | 0 | 0 | 0 | 1375.5773 | #N/A | #N/A | 88 | 90.02 | 3.6427 | #N/A | 4.2528 | 0.7642% | 1 | 50% | 0% | 0% | 0% | 8.2745 | 0 | 0 | 0 | 8.2745 | #N/A
2007-06-14 18:00 | 6 | 14 | 18 | 165.7086 | 3954 | 75.02 | 44.24 | 1009 | 75.02 | 0 | 1308.4339 | Cooling | 218.0723 | #N/A | #N/A | #N/A | #N/A | 0 | 0 | 0 | 0 | 0 | 1308.4339 | #N/A | #N/A | 88 | 90.02 | 3.6427 | #N/A | 4.0452 | 0.7269% | 1 | 50% | 0% | 0% | 0% | 8.2745 | 0 | 0 | 0 | 8.2745 | #N/A
2007-06-14 19:00 | 6 | 14 | 19 | 165.7502 | 3955 | 68 | 44.96 | 1008 | 68 | 0 | 1251.1039 | Cooling | 208.5173 | #N/A | #N/A | #N/A | #N/A | 0 | 0 | 0 | 0 | 0 | 1251.1039 | #N/A | #N/A | 88 | 83 | 4.1224 | #N/A | 3.8679 | 0.6951% | 1 | 50% | 0% | 0% | 0% | 8.2745 | 0 | 0 | 0 | 8.2745 | #N/A
2007-06-14 20:00 | 6 | 14 | 20 | 165.7919 | 3956 | 66.02 | 45.68 | 1008 | 66.02 | 0 | 958.533 | Cooling | 159.7555 | #N/A | #N/A | #N/A | #N/A | 0 | 0 | 0 | 0 | 0 | 958.533 | #N/A | #N/A | 88 | 81.02 | 4.2577 | #N/A | 2.9634 | 0.5325% | 1 | 50% | 0% | 0% | 0% | 8.2745 | 0 | 0 | 0 | 8.2745 | #N/A
2007-06-14 21:00 | 6 | 14 | 21 | 165.8336 | 3957 | 62.6 | 46.76 | 1008 | 62.6 | 0 | 790.2102 | Cooling | 131.7017 | #N/A | #N/A | #N/A | #N/A | 0 | 0 | 0 | 0 | 0 | 790.2102 | #N/A | #N/A | 88 | 77.6 | 4.4914 | #N/A | 2.443 | 0.439% | 1 | 50% | 0% | 0% | 0% | 8.2745 | 0 | 0 | 0 | 8.2745 | #N/A
2007-06-14 22:00 | 6 | 14 | 22 | 165.8752 | 3958 | 60.8 | 48.02 | 1008 | 60.8 | 0 | 1.3108 | Cooling | 0.21846 | #N/A | #N/A | #N/A | #N/A | 0 | 0 | 0 | 0 | 0 | 1.3108 | #N/A | #N/A | 88 | 75.8 | 4.6144 | #N/A | 0.0040524 | 0.0007282% | 1 | 50% | 0% | 0% | 0% | 8.2745 | 0 | 0 | 0 | 8.2745 | #N/A
2007-06-14 23:00 | 6 | 14 | 23 | 165.9169 | 3959 | 60.08 | 48.2 | 1008 | 60.08 | 0 | 0 | Cooling | 0 | #N/A | #N/A | #N/A | #N/A | 0 | 0 | 0 | 0 | 0 | 0 | #N/A | #N/A | 88 | 75.08 | 4.6636 | #N/A | 0 | 0% | 1 | 50% | 0% | 0% | 0% | 8.2745 | 0 | 0 | 0 | 8.2745 | #N/A
2007-06-15 | 6 | 15 | 0 | 165.9586 | 3960 | 57.02 | 48.56 | 1008 | 57.02 | 0 | 0 | Cooling | 0 | #N/A | #N/A | #N/A | #N/A | 0 | 0 | 0 | 0 | 0 | 0 | #N/A | #N/A | 88 | 72.02 | 4.8727 | #N/A | 0 | 0% | 1 | 50% | 0% | 0% | 0% | 8.2745 | 0 | 0 | 0 | 8.2745 | #N/A
2007-06-15 01:00 | 6 | 15 | 1 | 166.0002 | 3961 | 53.96 | 48.92 | 1008 | 53.96 | 0 | 0 | Cooling | 0 | #N/A | #N/A | #N/A | #N/A | 0 | 0 | 0 | 0 | 0 | 0 | #N/A | #N/A | 88 | 68.96 | 5.0818 | #N/A | 0 | 0% | 1 | 50% | 0% | 0% | 0% | 8.2745 | 0 | 0 | 0 | 8.2745 | #N/A
2007-06-15 02:00 | 6 | 15 | 2 | 166.0419 | 3962 | 53.96 | 50 | 1008 | 53.96 | 0 | 2.8784 | Cooling | 0.47974 | #N/A | #N/A | #N/A | #N/A | 0 | 0 | 0 | 0 | 0 | 2.8784 | #N/A | #N/A | 88 | 68.96 | 5.0818 | #N/A | 0.008899 | 0.001599% | 1 | 50% | 0% | 0% | 0% | 8.2745 | 0 | 0 | 0 | 8.2745 | #N/A
2007-06-15 03:00 | 6 | 15 | 3 | 166.0836 | 3963 | 51.08 | 51.44 | 1007 | 51.08 | 0 | 23.5431 | Cooling | 3.9238 | #N/A | #N/A | #N/A | #N/A | 0 | 0 | 0 | 0 | 0 | 23.5431 | #N/A | #N/A | 88 | 66.08 | 5.2786 | #N/A | 0.072786 | 0.01308% | 1 | 50% | 0% | 0% | 0% | 8.2745 | 0 | 0 | 0 | 8.2745 | #N/A
2007-06-15 04:00 | 6 | 15 | 4 | 166.1252 | 3964 | 50 | 53.06 | 1007 | 50 | 0 | 43.1311 | Cooling | 7.1885 | #N/A | #N/A | #N/A | #N/A | 0 | 0 | 0 | 0 | 0 | 43.1311 | #N/A | #N/A | 88 | 65 | 5.3524 | #N/A | 0.13335 | 0.02396% | 1 | 50% | 0% | 0% | 0% | 8.2745 | 0 | 0 | 0 | 8.2745 | #N/A
2007-06-15 05:00 | 6 | 15 | 5 | 166.1669 | 3965 | 50 | 53.42 | 1007 | 50 | 0 | 84.0074 | Cooling | 14.0012 | #N/A | #N/A | #N/A | #N/A | 0 | 0 | 0 | 0 | 0 | 84.0074 | #N/A | #N/A | 88 | 65 | 5.3524 | #N/A | 0.25972 | 0.04667% | 1 | 50% | 0% | 0% | 0% | 8.2745 | 0 | 0 | 0 | 8.2745 | #N/A
2007-06-15 06:00 | 6 | 15 | 6 | 166.2086 | 3966 | 55.04 | 55.04 | 1007 | 55.04 | 0 | 1277.7226 | Cooling | 212.9538 | #N/A | #N/A | #N/A | #N/A | 0 | 0 | 0 | 0 | 0 | 1277.7226 | #N/A | #N/A | 88 | 70.04 | 5.008 | #N/A | 3.9502 | 0.7098% | 1 | 50% | 0% | 0% | 0% | 8.2745 | 0 | 0 | 0 | 8.2745 | #N/A
2007-06-15 07:00 | 6 | 15 | 7 | 166.2502 | 3967 | 59 | 57.02 | 1007 | 59 | 0 | 1432.1105 | Cooling | 238.6851 | #N/A | #N/A | #N/A | #N/A | 0 | 0 | 0 | 0 | 0 | 1432.1105 | #N/A | #N/A | 88 | 74 | 4.7374 | #N/A | 4.4275 | 0.7956% | 1 | 50% | 0% | 0% | 0% | 8.2745 | 0 | 0 | 0 | 8.2745 | #N/A
2007-06-15 08:00 | 6 | 15 | 8 | 166.2919 | 3968 | 59 | 58.64 | 1007 | 59 | 0 | 1814.6817 | Cooling | 302.447 | #N/A | #N/A | #N/A | #N/A | 0 | 0 | 0 | 0 | 0 | 1814.6817 | #N/A | #N/A | 88 | 74 | 4.7374 | #N/A | 5.6103 | 1.008% | 1 | 50% | 0% | 0% | 0% | 8.2745 | 0 | 0 | 0 | 8.2745 | #N/A
2007-06-15 09:00 | 6 | 15 | 9 | 166.3336 | 3969 | 64.94 | 60.62 | 1007 | 64.94 | 0 | 1571.7668 | Cooling | 261.9611 | #N/A | #N/A | #N/A | #N/A | 0 | 0 | 0 | 0 | 0 | 1571.7668 | #N/A | #N/A | 88 | 79.94 | 4.3315 | #N/A | 4.8593 | 0.8732% | 1 | 50% | 0% | 0% | 0% | 8.2745 | 0 | 0 | 0 | 8.2745 | #N/A
2007-06-15 10:00 | 6 | 15 | 10 | 166.3752 | 3970 | 69.08 | 62.96 | 1007 | 69.08 | 0 | 1596.4615 | Cooling | 266.0769 | #N/A | #N/A | #N/A | #N/A | 0 | 0 | 0 | 0 | 0 | 1596.4615 | #N/A | #N/A | 88 | 84.08 | 4.0486 | #N/A | 4.9357 | 0.8869% | 1 | 50% | 0% | 0% | 0% | 8.2745 | 0 | 0 | 0 | 8.2745 | #N/A
2007-06-15 11:00 | 6 | 15 | 11 | 166.4169 | 3971 | 69.08 | 62.96 | 1007 | 69.08 | 0 | 1638.3179 | Cooling | 273.053 | #N/A | #N/A | #N/A | #N/A | 0 | 0 | 0 | 0 | 0 | 1638.3179 | #N/A | #N/A | 88 | 84.08 | 4.0486 | #N/A | 5.0651 | 0.9102% | 1 | 50% | 0% | 0% | 0% | 8.2745 | 0 | 0 | 0 | 8.2745 | #N/A
2007-06-15 12:00 | 6 | 15 | 12 | 166.4586 | 3972 | 71.96 | 63.14 | 1007 | 71.96 | 0 | 1653.923 | Cooling | 275.6538 | #N/A | #N/A | #N/A | #N/A | 0 | 0 | 0 | 0 | 0 | 1653.923 | #N/A | #N/A | 88 | 86.96 | 3.8518 | #N/A | 5.1133 | 0.9188% | 1 | 50% | 0% | 0% | 0% | 8.2745 | 0 | 0 | 0 | 8.2745 | #N/A
2007-06-15 13:00 | 6 | 15 | 13 | 166.5002 | 3973 | 73.94 | 64.04 | 1006 | 73.94 | 0 | 1672.2027 | Cooling | 278.7004 | #N/A | #N/A | #N/A | #N/A | 0 | 0 | 0 | 0 | 0 | 1672.2027 | #N/A | #N/A | 88 | 88.94 | 3.7165 | #N/A | 5.1698 | 0.929% | 1 | 50% | 0% | 0% | 0% | 8.2745 | 0 | 0 | 0 | 8.2745 | #N/A
2007-06-15 14:00 | 6 | 15 | 14 | 166.5419 | 3974 | 73.94 | 62.6 | 1006 | 73.94 | 0 | 1562.0732 | Cooling | 260.3455 | #N/A | #N/A | #N/A | #N/A | 0 | 0 | 0 | 0 | 0 | 1562.0732 | #N/A | #N/A | 88 | 88.94 | 3.7165 | #N/A | 4.8293 | 0.8678% | 1 | 50% | 0% | 0% | 0% | 8.2745 | 0 | 0 | 0 | 8.2745 | #N/A
2007-06-15 15:00 | 6 | 15 | 15 | 166.5836 | 3975 | 75.92 | 62.06 | 1005 | 75.92 | 0 | 1511.2455 | Cooling | 251.8742 | #N/A | #N/A | #N/A | #N/A | 0 | 0 | 0 | 0 | 0 | 1511.2455 | #N/A | #N/A | 88 | 90.92 | 3.5812 | #N/A | 4.6722 | 0.8396% | 1 | 50% | 0% | 0% | 0% | 8.2745 | 0 | 0 | 0 | 8.2745 | #N/A
2007-06-15 16:00 | 6 | 15 | 16 | 166.6252 | 3976 | 75.92 | 62.06 | 1004 | 75.92 | 0 | 1601.659 | Cooling | 266.9432 | #N/A | #N/A | #N/A | #N/A | 0 | 0 | 0 | 0 | 0 | 1601.659 | #N/A | #N/A | 88 | 90.92 | 3.5812 | #N/A | 4.9517 | 0.8898% | 1 | 50% | 0% | 0% | 0% | 8.2745 | 0 | 0 | 0 | 8.2745 | #N/A
2007-06-15 17:00 | 6 | 15 | 17 | 166.6669 | 3977 | 75.92 | 61.34 | 1004 | 75.92 | 0 | 1572.7625 | Cooling | 262.1271 | #N/A | #N/A | #N/A | #N/A | 0 | 0 | 0 | 0 | 0 | 1572.7625 | #N/A | #N/A | 88 | 90.92 | 3.5812 | #N/A | 4.8624 | 0.8738% | 1 | 50% | 0% | 0% | 0% | 8.2745 | 0 | 0 | 0 | 8.2745 | #N/A
2007-06-15 18:00 | 6 | 15 | 18 | 166.7086 | 3978 | 73.94 | 61.34 | 1003 | 73.94 | 0 | 486.5091 | Cooling | 81.0848 | #N/A | #N/A | #N/A | #N/A | 0 | 0 | 0 | 0 | 0 | 486.5091 | #N/A | #N/A | 88 | 88.94 | 3.7165 | #N/A | 1.5041 | 0.2703% | 1 | 50% | 0% | 0% | 0% | 8.2745 | 0 | 0 | 0 | 8.2745 | #N/A
2007-06-15 19:00 | 6 | 15 | 19 | 166.7502 | 3979 | 71.96 | 62.06 | 1003 | 71.96 | 0 | 612.5963 | Cooling | 102.0994 | #N/A | #N/A | #N/A | #N/A | 0 | 0 | 0 | 0 | 0 | 612.5963 | #N/A | #N/A | 88 | 86.96 | 3.8518 | #N/A | 1.8939 | 0.3403% | 1 | 50% | 0% | 0% | 0% | 8.2745 | 0 | 0 | 0 | 8.2745 | #N/A
2007-06-15 20:00 | 6 | 15 | 20 | 166.7919 | 3980 | 71.96 | 61.34 | 1003 | 71.96 | 0 | 929.1646 | Cooling | 154.8608 | #N/A | #N/A | #N/A | #N/A | 0 | 0 | 0 | 0 | 0 | 929.1646 | #N/A | #N/A | 88 | 86.96 | 3.8518 | #N/A | 2.8726 | 0.5162% | 1 | 50% | 0% | 0% | 0% | 8.2745 | 0 | 0 | 0 | 8.2745 | #N/A
2007-06-15 21:00 | 6 | 15 | 21 | 166.8336 | 3981 | 64.04 | 61.16 | 1004 | 64.04 | 0 | 732.365 | Cooling | 122.0608 | #N/A | #N/A | #N/A | #N/A | 0 | 0 | 0 | 0 | 0 | 732.365 | #N/A | #N/A | 88 | 79.04 | 4.393 | #N/A | 2.2642 | 0.4069% | 1 | 50% | 0% | 0% | 0% | 8.2745 | 0 | 0 | 0 | 8.2745 | #N/A
2007-06-15 22:00 | 6 | 15 | 22 | 166.8752 | 3982 | 60.98 | 60.98 | 1004 | 60.98 | 0 | 375.0875 | Cooling | 62.5146 | #N/A | #N/A | #N/A | #N/A | 0 | 0 | 0 | 0 | 0 | 375.0875 | #N/A | #N/A | 88 | 75.98 | 4.6021 | #N/A | 1.1596 | 0.2084% | 1 | 50% | 0% | 0% | 0% | 8.2745 | 0 | 0 | 0 | 8.2745 | #N/A
2007-06-15 23:00 | 6 | 15 | 23 | 166.9169 | 3983 | 60.98 | 61.52 | 1004 | 60.98 | 0 | 234.7898 | Cooling | 39.1316 | #N/A | #N/A | #N/A | #N/A | 0 | 0 | 0 | 0 | 0 | 234.7898 | #N/A | #N/A | 88 | 75.98 | 4.6021 | #N/A | 0.72588 | 0.1304% | 1 | 50% | 0% | 0% | 0% | 8.2745 | 0 | 0 | 0 | 8.2745 | #N/A
2007-06-16 | 6 | 16 | 0 | 166.9586 | 3984 | 57.92 | 62.24 | 1004 | 57.92 | 0 | 239.8513 | Cooling | 39.9752 | #N/A | #N/A | #N/A | #N/A | 0 | 0 | 0 | 0 | 0 | 239.8513 | #N/A | #N/A | 88 | 72.92 | 4.8112 | #N/A | 0.74153 | 0.1333% | 1 | 50% | 0% | 0% | 0% | 8.2745 | 0 | 0 | 0 | 8.2745 | #N/A
2007-06-16 01:00 | 6 | 16 | 1 | 167.0002 | 3985 | 57.02 | 62.96 | 1003 | 57.02 | 0 | 248.4767 | Cooling | 41.4128 | #N/A | #N/A | #N/A | #N/A | 0 | 0 | 0 | 0 | 0 | 248.4767 | #N/A | #N/A | 88 | 72.02 | 4.8727 | #N/A | 0.7682 | 0.138% | 1 | 50% | 0% | 0% | 0% | 8.2745 | 0 | 0 | 0 | 8.2745 | #N/A
2007-06-16 02:00 | 6 | 16 | 2 | 167.0419 | 3986 | 57.02 | 61.88 | 1003 | 57.02 | 0 | 244.3779 | Cooling | 40.7296 | #N/A | #N/A | #N/A | #N/A | 0 | 0 | 0 | 0 | 0 | 244.3779 | #N/A | #N/A | 88 | 72.02 | 4.8727 | #N/A | 0.75552 | 0.1358% | 1 | 50% | 0% | 0% | 0% | 8.2745 | 0 | 0 | 0 | 8.2745 | #N/A
2007-06-16 03:00 | 6 | 16 | 3 | 167.0836 | 3987 | 55.04 | 61.34 | 1003 | 55.04 | 0 | 235.6878 | Cooling | 39.2813 | #N/A | #N/A | #N/A | #N/A | 0 | 0 | 0 | 0 | 0 | 235.6878 | #N/A | #N/A | 88 | 70.04 | 5.008 | #N/A | 0.72866 | 0.1309% | 1 | 50% | 0% | 0% | 0% | 8.2745 | 0 | 0 | 0 | 8.2745 | #N/A
2007-06-16 04:00 | 6 | 16 | 4 | 167.1252 | 3988 | 53.06 | 60.98 | 1003 | 53.06 | 0 | 227.6523 | Cooling | 37.942 | #N/A | #N/A | #N/A | #N/A | 0 | 0 | 0 | 0 | 0 | 227.6523 | #N/A | #N/A | 88 | 68.06 | 5.1433 | #N/A | 0.70382 | 0.1265% | 1 | 50% | 0% | 0% | 0% | 8.2745 | 0 | 0 | 0 | 8.2745 | #N/A
2007-06-16 05:00 | 6 | 16 | 5 | 167.1669 | 3989 | 53.06 | 60.26 | 1003 | 53.06 | 0 | 321.0108 | Cooling | 53.5018 | #N/A | #N/A | #N/A | #N/A | 0 | 0 | 0 | 0 | 0 | 321.0108 | #N/A | #N/A | 88 | 68.06 | 5.1433 | #N/A | 0.99245 | 0.1783% | 1 | 50% | 0% | 0% | 0% | 8.2745 | 0 | 0 | 0 | 8.2745 | #N/A
2007-06-16 06:00 | 6 | 16 | 6 | 167.2086 | 3990 | 57.02 | 61.16 | 1003 | 57.02 | 0 | 705.1048 | Cooling | 117.5175 | #N/A | #N/A | #N/A | #N/A | 0 | 0 | 0 | 0 | 0 | 705.1048 | #N/A | #N/A | 88 | 72.02 | 4.8727 | #N/A | 2.1799 | 0.3917% | 1 | 50% | 0% | 0% | 0% | 8.2745 | 0 | 0 | 0 | 8.2745 | #N/A
2007-06-16 07:00 | 6 | 16 | 7 | 167.2502 | 3991 | 59 | 62.06 | 1003 | 59 | 0 | 925.1461 | Cooling | 154.191 | #N/A | #N/A | #N/A | #N/A | 0 | 0 | 0 | 0 | 0 | 925.1461 | #N/A | #N/A | 88 | 74 | 4.7374 | #N/A | 2.8602 | 0.514% | 1 | 50% | 0% | 0% | 0% | 8.2745 | 0 | 0 | 0 | 8.2745 | #N/A
2007-06-16 08:00 | 6 | 16 | 8 | 167.2919 | 3992 | 59 | 62.42 | 1003 | 59 | 0 | 1075.8941 | Cooling | 179.3157 | #N/A | #N/A | #N/A | #N/A | 0 | 0 | 0 | 0 | 0 | 1075.8941 | #N/A | #N/A | 88 | 74 | 4.7374 | #N/A | 3.3263 | 0.5977% | 1 | 50% | 0% | 0% | 0% | 8.2745 | 0 | 0 | 0 | 8.2745 | #N/A
2007-06-16 09:00 | 6 | 16 | 9 | 167.3336 | 3993 | 66.02 | 63.14 | 1003 | 66.02 | 0 | 1419.2952 | Cooling | 236.5492 | #N/A | #N/A | #N/A | #N/A | 0 | 0 | 0 | 0 | 0 | 1419.2952 | #N/A | #N/A | 88 | 81.02 | 4.2577 | #N/A | 4.3879 | 0.7885% | 1 | 50% | 0% | 0% | 0% | 8.2745 | 0 | 0 | 0 | 8.2745 | #N/A
2007-06-16 10:00 | 6 | 16 | 10 | 167.3752 | 3994 | 68 | 64.04 | 1003 | 68 | 0 | 511.1281 | Cooling | 85.188 | #N/A | #N/A | #N/A | #N/A | 0 | 0 | 0 | 0 | 0 | 511.1281 | #N/A | #N/A | 88 | 83 | 4.1224 | #N/A | 1.5802 | 0.284% | 1 | 50% | 0% | 0% | 0% | 8.2745 | 0 | 0 | 0 | 8.2745 | #N/A
2007-06-16 11:00 | 6 | 16 | 11 | 167.4169 | 3995 | 68 | 63.68 | 1003 | 68 | 0 | 559.9197 | Cooling | 93.3199 | #N/A | #N/A | #N/A | #N/A | 0 | 0 | 0 | 0 | 0 | 559.9197 | #N/A | #N/A | 88 | 83 | 4.1224 | #N/A | 1.7311 | 0.3111% | 1 | 50% | 0% | 0% | 0% | 8.2745 | 0 | 0 | 0 | 8.2745 | #N/A
2007-06-16 12:00 | 6 | 16 | 12 | 167.4586 | 3996 | 64.94 | 63.5 | 1002 | 64.94 | 0 | 612.7491 | Cooling | 102.1248 | #N/A | #N/A | #N/A | #N/A | 0 | 0 | 0 | 0 | 0 | 612.7491 | #N/A | #N/A | 88 | 79.94 | 4.3315 | #N/A | 1.8944 | 0.3404% | 1 | 50% | 0% | 0% | 0% | 8.2745 | 0 | 0 | 0 | 8.2745 | #N/A
2007-06-16 13:00 | 6 | 16 | 13 | 167.5002 | 3997 | 62.96 | 64.04 | 1002 | 62.96 | 0 | 658.5194 | Cooling | 109.7532 | #N/A | #N/A | #N/A | #N/A | 0 | 0 | 0 | 0 | 0 | 658.5194 | #N/A | #N/A | 88 | 77.96 | 4.4668 | #N/A | 2.0359 | 0.3658% | 1 | 50% | 0% | 0% | 0% | 8.2745 | 0 | 0 | 0 | 8.2745 | #N/A
2007-06-16 14:00 | 6 | 16 | 14 | 167.5419 | 3998 | 62.96 | 62.96 | 1001 | 62.96 | 0 | 693.9938 | Cooling | 115.6656 | #N/A | #N/A | #N/A | #N/A | 0 | 0 | 0 | 0 | 0 | 693.9938 | #N/A | #N/A | 88 | 77.96 | 4.4668 | #N/A | 2.1456 | 0.3856% | 1 | 50% | 0% | 0% | 0% | 8.2745 | 0 | 0 | 0 | 8.2745 | #N/A
2007-06-16 15:00 | 6 | 16 | 15 | 167.5836 | 3999 | 66.92 | 62.6 | 1001 | 66.92 | 0 | 704.9505 | Cooling | 117.4918 | #N/A | #N/A | #N/A | #N/A | 0 | 0 | 0 | 0 | 0 | 704.9505 | #N/A | #N/A | 88 | 81.92 | 4.1962 | #N/A | 2.1794 | 0.3916% | 1 | 50% | 0% | 0% | 0% | 8.2745 | 0 | 0 | 0 | 8.2745 | #N/A
2007-06-16 16:00 | 6 | 16 | 16 | 167.6252 | 4000 | 68 | 62.96 | 1000 | 68 | 0 | 831.3789 | Cooling | 138.5632 | #N/A | #N/A | #N/A | #N/A | 0 | 0 | 0 | 0 | 0 | 831.3789 | #N/A | #N/A | 88 | 83 | 4.1224 | #N/A | 2.5703 | 0.4619% | 1 | 50% | 0% | 0% | 0% | 8.2745 | 0 | 0 | 0 | 8.2745 | #N/A
2007-06-16 17:00 | 6 | 16 | 17 | 167.6669 | 4001 | 68 | 62.06 | 1000 | 68 | 0 | 884.0586 | Cooling | 147.3431 | #N/A | #N/A | #N/A | #N/A | 0 | 0 | 0 | 0 | 0 | 884.0586 | #N/A | #N/A | 88 | 83 | 4.1224 | #N/A | 2.7332 | 0.4911% | 1 | 50% | 0% | 0% | 0% | 8.2745 | 0 | 0 | 0 | 8.2745 | #N/A
2007-06-16 18:00 | 6 | 16 | 18 | 167.7086 | 4002 | 69.08 | 61.52 | 1000 | 69.08 | 0 | 871.0093 | Cooling | 145.1682 | #N/A | #N/A | #N/A | #N/A | 0 | 0 | 0 | 0 | 0 | 871.0093 | #N/A | #N/A | 88 | 84.08 | 4.0486 | #N/A | 2.6928 | 0.4839% | 1 | 50% | 0% | 0% | 0% | 8.2745 | 0 | 0 | 0 | 8.2745 | #N/A
2007-06-16 19:00 | 6 | 16 | 19 | 167.7502 | 4003 | 68 | 62.06 | 999 | 68 | 0 | 777.1488 | Cooling | 129.5248 | #N/A | #N/A | #N/A | #N/A | 0 | 0 | 0 | 0 | 0 | 777.1488 | #N/A | #N/A | 88 | 83 | 4.1224 | #N/A | 2.4027 | 0.4317% | 1 | 50% | 0% | 0% | 0% | 8.2745 | 0 | 0 | 0 | 8.2745 | #N/A
2007-06-16 20:00 | 6 | 16 | 20 | 167.7919 | 4004 | 68 | 62.06 | 999 | 68 | 0 | 1183.7692 | Cooling | 197.2949 | #N/A | #N/A | #N/A | #N/A | 0 | 0 | 0 | 0 | 0 | 1183.7692 | #N/A | #N/A | 88 | 83 | 4.1224 | #N/A | 3.6598 | 0.6576% | 1 | 50% | 0% | 0% | 0% | 8.2745 | 0 | 0 | 0 | 8.2745 | #N/A
2007-06-16 21:00 | 6 | 16 | 21 | 167.8336 | 4005 | 64.94 | 62.42 | 999 | 64.94 | 0 | 993.3506 | Cooling | 165.5584 | #N/A | #N/A | #N/A | #N/A | 0 | 0 | 0 | 0 | 0 | 993.3506 | #N/A | #N/A | 88 | 79.94 | 4.3315 | #N/A | 3.0711 | 0.5519% | 1 | 50% | 0% | 0% | 0% | 8.2745 | 0 | 0 | 0 | 8.2745 | #N/A
2007-06-16 22:00 | 6 | 16 | 22 | 167.8752 | 4006 | 64.04 | 62.96 | 999 | 64.04 | 0 | 595.1763 | Cooling | 99.1961 | #N/A | #N/A | #N/A | #N/A | 0 | 0 | 0 | 0 | 0 | 595.1763 | #N/A | #N/A | 88 | 79.04 | 4.393 | #N/A | 1.8401 | 0.3307% | 1 | 50% | 0% | 0% | 0% | 8.2745 | 0 | 0 | 0 | 8.2745 | #N/A
2007-06-16 23:00 | 6 | 16 | 23 | 167.9169 | 4007 | 64.04 | 62.24 | 999 | 64.04 | 0 | 349.6457 | Cooling | 58.2743 | #N/A | #N/A | #N/A | #N/A | 0 | 0 | 0 | 0 | 0 | 349.6457 | #N/A | #N/A | 88 | 79.04 | 4.393 | #N/A | 1.081 | 0.1942% | 1 | 50% | 0% | 0% | 0% | 8.2745 | 0 | 0 | 0 | 8.2745 | #N/A
2007-06-17 | 6 | 17 | 0 | 167.9586 | 4008 | 64.04 | 61.7 | 999 | 64.04 | 0 | 342.158 | Cooling | 57.0263 | #N/A | #N/A | #N/A | #N/A | 0 | 0 | 0 | 0 | 0 | 342.158 | #N/A | #N/A | 88 | 79.04 | 4.393 | #N/A | 1.0578 | 0.1901% | 1 | 50% | 0% | 0% | 0% | 8.2745 | 0 | 0 | 0 | 8.2745 | #N/A
2007-06-17 01:00 | 6 | 17 | 1 | 168.0002 | 4009 | 64.04 | 60.98 | 999 | 64.04 | 0 | 307.113 | Cooling | 51.1855 | #N/A | #N/A | #N/A | #N/A | 0 | 0 | 0 | 0 | 0 | 307.113 | #N/A | #N/A | 88 | 79.04 | 4.393 | #N/A | 0.94948 | 0.1706% | 1 | 50% | 0% | 0% | 0% | 8.2745 | 0 | 0 | 0 | 8.2745 | #N/A
2007-06-17 02:00 | 6 | 17 | 2 | 168.0419 | 4010 | 64.04 | 60.26 | 999 | 64.04 | 0 | 290.3001 | Cooling | 48.3834 | #N/A | #N/A | #N/A | #N/A | 0 | 0 | 0 | 0 | 0 | 290.3001 | #N/A | #N/A | 88 | 79.04 | 4.393 | #N/A | 0.8975 | 0.1613% | 1 | 50% | 0% | 0% | 0% | 8.2745 | 0 | 0 | 0 | 8.2745 | #N/A
2007-06-17 03:00 | 6 | 17 | 3 | 168.0836 | 4011 | 64.4 | 60.08 | 999 | 64.4 | 0 | 281.7256 | Cooling | 46.9543 | #N/A | #N/A | #N/A | #N/A | 0 | 0 | 0 | 0 | 0 | 281.7256 | #N/A | #N/A | 88 | 79.4 | 4.3684 | #N/A | 0.87099 | 0.1565% | 1 | 50% | 0% | 0% | 0% | 8.2745 | 0 | 0 | 0 | 8.2745 | #N/A
2007-06-17 04:00 | 6 | 17 | 4 | 168.1252 | 4012 | 62.6 | 60.08 | 999 | 62.6 | 0 | 262.6263 | Cooling | 43.7711 | #N/A | #N/A | #N/A | #N/A | 0 | 0 | 0 | 0 | 0 | 262.6263 | #N/A | #N/A | 88 | 77.6 | 4.4914 | #N/A | 0.81194 | 0.1459% | 1 | 50% | 0% | 0% | 0% | 8.2745 | 0 | 0 | 0 | 8.2745 | #N/A
2007-06-17 05:00 | 6 | 17 | 5 | 168.1669 | 4013 | 60.98 | 60.62 | 999 | 60.98 | 0 | 333.1221 | Cooling | 55.5204 | #N/A | #N/A | #N/A | #N/A | 0 | 0 | 0 | 0 | 0 | 333.1221 | #N/A | #N/A | 88 | 75.98 | 4.6021 | #N/A | 1.0299 | 0.1851% | 1 | 50% | 0% | 0% | 0% | 8.2745 | 0 | 0 | 0 | 8.2745 | #N/A
2007-06-17 06:00 | 6 | 17 | 6 | 168.2086 | 4014 | 60.08 | 62.78 | 999 | 60.08 | 0 | 1776.7221 | Cooling | 296.1203 | #N/A | #N/A | #N/A | #N/A | 0 | 0 | 0 | 0 | 0 | 1776.7221 | #N/A | #N/A | 88 | 75.08 | 4.6636 | #N/A | 5.493 | 0.9871% | 1 | 50% | 0% | 0% | 0% | 8.2745 | 0 | 0 | 0 | 8.2745 | #N/A
2007-06-17 07:00 | 6 | 17 | 7 | 168.2502 | 4015 | 62.6 | 64.94 | 999 | 62.6 | 0 | 1901.8304 | Cooling | 316.9717 | #N/A | #N/A | #N/A | #N/A | 0 | 0 | 0 | 0 | 0 | 1901.8304 | #N/A | #N/A | 88 | 77.6 | 4.4914 | #N/A | 5.8797 | 1.057% | 1 | 50% | 0% | 0% | 0% | 8.2745 | 0 | 0 | 0 | 8.2745 | #N/A
2007-06-17 08:00 | 6 | 17 | 8 | 168.2919 | 4016 | 60.98 | 64.04 | 999 | 60.98 | 0 | 2467.8372 | Cooling | 411.3062 | #N/A | #N/A | #N/A | #N/A | 0 | 0 | 0 | 0 | 0 | 2467.8372 | #N/A | #N/A | 88 | 75.98 | 4.6021 | #N/A | 7.6296 | 1.371% | 1 | 50% | 0% | 0% | 0% | 8.2745 | 0 | 0 | 0 | 8.2745 | #N/A
2007-06-17 09:00 | 6 | 17 | 9 | 168.3336 | 4017 | 62.06 | 63.32 | 998 | 62.06 | 0 | 2278.5855 | Cooling | 379.7642 | #N/A | #N/A | #N/A | #N/A | 0 | 0 | 0 | 0 | 0 | 2278.5855 | #N/A | #N/A | 88 | 77.06 | 4.5283 | #N/A | 7.0445 | 1.266% | 1 | 50% | 0% | 0% | 0% | 8.2745 | 0 | 0 | 0 | 8.2745 | #N/A
2007-06-17 10:00 | 6 | 17 | 10 | 168.3752 | 4018 | 64.4 | 62.96 | 998 | 64.4 | 0 | 1968.9078 | Cooling | 328.1513 | #N/A | #N/A | #N/A | #N/A | 0 | 0 | 0 | 0 | 0 | 1968.9078 | #N/A | #N/A | 88 | 79.4 | 4.3684 | #N/A | 6.0871 | 1.094% | 1 | 50% | 0% | 0% | 0% | 8.2745 | 0 | 0 | 0 | 8.2745 | #N/A
2007-06-17 11:00 | 6 | 17 | 11 | 168.4169 | 4019 | 64.04 | 62.96 | 997 | 64.04 | 0 | 1969.159 | Cooling | 328.1932 | #N/A | #N/A | #N/A | #N/A | 0 | 0 | 0 | 0 | 0 | 1969.159 | #N/A | #N/A | 88 | 79.04 | 4.393 | #N/A | 6.0879 | 1.094% | 1 | 50% | 0% | 0% | 0% | 8.2745 | 0 | 0 | 0 | 8.2745 | #N/A
2007-06-17 12:00 | 6 | 17 | 12 | 168.4586 | 4020 | 66.02 | 63.14 | 997 | 66.02 | 0 | 1919.4214 | Cooling | 319.9036 | #N/A | #N/A | #N/A | #N/A | 0 | 0 | 0 | 0 | 0 | 1919.4214 | #N/A | #N/A | 88 | 81.02 | 4.2577 | #N/A | 5.9341 | 1.066% | 1 | 50% | 0% | 0% | 0% | 8.2745 | 0 | 0 | 0 | 8.2745 | #N/A
2007-06-17 13:00 | 6 | 17 | 13 | 168.5002 | 4021 | 68 | 64.04 | 996 | 68 | 0 | 1972.0813 | Cooling | 328.6802 | #N/A | #N/A | #N/A | #N/A | 0 | 0 | 0 | 0 | 0 | 1972.0813 | #N/A | #N/A | 88 | 83 | 4.1224 | #N/A | 6.0969 | 1.096% | 1 | 50% | 0% | 0% | 0% | 8.2745 | 0 | 0 | 0 | 8.2745 | #N/A
2007-06-17 14:00 | 6 | 17 | 14 | 168.5419 | 4022 | 68 | 61.88 | 996 | 68 | 0 | 2014.5071 | Cooling | 335.7512 | #N/A | #N/A | #N/A | #N/A | 0 | 0 | 0 | 0 | 0 | 2014.5071 | #N/A | #N/A | 88 | 83 | 4.1224 | #N/A | 6.2281 | 1.119% | 1 | 50% | 0% | 0% | 0% | 8.2745 | 0 | 0 | 0 | 8.2745 | #N/A
2007-06-17 15:00 | 6 | 17 | 15 | 168.5836 | 4023 | 66.02 | 60.62 | 996 | 66.02 | 0 | 1992.7955 | Cooling | 332.1326 | #N/A | #N/A | #N/A | #N/A | 0 | 0 | 0 | 0 | 0 | 1992.7955 | #N/A | #N/A | 88 | 81.02 | 4.2577 | #N/A | 6.161 | 1.107% | 1 | 50% | 0% | 0% | 0% | 8.2745 | 0 | 0 | 0 | 8.2745 | #N/A
2007-06-17 16:00 | 6 | 17 | 16 | 168.6252 | 4024 | 66.92 | 60.08 | 995 | 66.92 | 0 | 2015.1242 | Cooling | 335.854 | #N/A | #N/A | #N/A | #N/A | 0 | 0 | 0 | 0 | 0 | 2015.1242 | #N/A | #N/A | 88 | 81.92 | 4.1962 | #N/A | 6.23 | 1.12% | 1 | 50% | 0% | 0% | 0% | 8.2745 | 0 | 0 | 0 | 8.2745 | #N/A
2007-06-17 17:00 | 6 | 17 | 17 | 168.6669 | 4025 | 66.92 | 59.36 | 995 | 66.92 | 0 | 1978.5841 | Cooling | 329.764 | #N/A | #N/A | #N/A | #N/A | 0 | 0 | 0 | 0 | 0 | 1978.5841 | #N/A | #N/A | 88 | 81.92 | 4.1962 | #N/A | 6.117 | 1.099% | 1 | 50% | 0% | 0% | 0% | 8.2745 | 0 | 0 | 0 | 8.2745 | #N/A
2007-06-17 18:00 | 6 | 17 | 18 | 168.7086 | 4026 | 69.98 | 59.36 | 995 | 69.98 | 0 | 1867.2437 | Cooling | 311.2073 | #N/A | #N/A | #N/A | #N/A | 0 | 0 | 0 | 0 | 0 | 1867.2437 | #N/A | #N/A | 88 | 84.98 | 3.9871 | #N/A | 5.7728 | 1.037% | 1 | 50% | 0% | 0% | 0% | 8.2745 | 0 | 0 | 0 | 8.2745 | #N/A
2007-06-17 19:00 | 6 | 17 | 19 | 168.7502 | 4027 | 69.08 | 60.08 | 995 | 69.08 | 0 | 1783.4984 | Cooling | 297.2497 | #N/A | #N/A | #N/A | #N/A | 0 | 0 | 0 | 0 | 0 | 1783.4984 | #N/A | #N/A | 88 | 84.08 | 4.0486 | #N/A | 5.5139 | 0.9908% | 1 | 50% | 0% | 0% | 0% | 8.2745 | 0 | 0 | 0 | 8.2745 | #N/A
2007-06-17 20:00 | 6 | 17 | 20 | 168.7919 | 4028 | 69.08 | 59.72 | 995 | 69.08 | 0 | 1698.8452 | Cooling | 283.1409 | #N/A | #N/A | #N/A | #N/A | 0 | 0 | 0 | 0 | 0 | 1698.8452 | #N/A | #N/A | 88 | 84.08 | 4.0486 | #N/A | 5.2522 | 0.9438% | 1 | 50% | 0% | 0% | 0% | 8.2745 | 0 | 0 | 0 | 8.2745 | #N/A
2007-06-17 21:00 | 6 | 17 | 21 | 168.8336 | 4029 | 59 | 59.9 | 995 | 59 | 0 | 1979.3068 | Cooling | 329.8845 | #N/A | #N/A | #N/A | #N/A | 0 | 0 | 0 | 0 | 0 | 1979.3068 | #N/A | #N/A | 88 | 74 | 4.7374 | #N/A | 6.1193 | 1.1% | 1 | 50% | 0% | 0% | 0% | 8.2745 | 0 | 0 | 0 | 8.2745 | #N/A
2007-06-17 22:00 | 6 | 17 | 22 | 168.8752 | 4030 | 59 | 60.08 | 995 | 59 | 0 | 588.4883 | Cooling | 98.0814 | #N/A | #N/A | #N/A | #N/A | 0 | 0 | 0 | 0 | 0 | 588.4883 | #N/A | #N/A | 88 | 74 | 4.7374 | #N/A | 1.8194 | 0.3269% | 1 | 50% | 0% | 0% | 0% | 8.2745 | 0 | 0 | 0 | 8.2745 | #N/A
2007-06-17 23:00 | 6 | 17 | 23 | 168.9169 | 4031 | 59 | 59.54 | 994 | 59 | 0 | 576.0602 | Cooling | 96.01 | #N/A | #N/A | #N/A | #N/A | 0 | 0 | 0 | 0 | 0 | 576.0602 | #N/A | #N/A | 88 | 74 | 4.7374 | #N/A | 1.781 | 0.32% | 1 | 50% | 0% | 0% | 0% | 8.2745 | 0 | 0 | 0 | 8.2745 | #N/A
2007-06-18 | 6 | 18 | 0 | 168.9586 | 4032 | 57.02 | 59.36 | 994 | 57.02 | 0 | 497.6618 | Cooling | 82.9436 | #N/A | #N/A | #N/A | #N/A | 0 | 0 | 0 | 0 | 0 | 497.6618 | #N/A | #N/A | 88 | 72.02 | 4.8727 | #N/A | 1.5386 | 0.2765% | 1 | 50% | 0% | 0% | 0% | 8.2745 | 0 | 0 | 0 | 8.2745 | #N/A
2007-06-18 01:00 | 6 | 18 | 1 | 169.0002 | 4033 | 55.94 | 59 | 994 | 55.94 | 0 | 444.6515 | Cooling | 74.1086 | #N/A | #N/A | #N/A | #N/A | 0 | 0 | 0 | 0 | 0 | 444.6515 | #N/A | #N/A | 88 | 70.94 | 4.9465 | #N/A | 1.3747 | 0.247% | 1 | 50% | 0% | 0% | 0% | 8.2745 | 0 | 0 | 0 | 8.2745 | #N/A
2007-06-18 02:00 | 6 | 18 | 2 | 169.0419 | 4034 | 55.94 | 58.64 | 994 | 55.94 | 0 | 413.854 | Cooling | 68.9757 | #N/A | #N/A | #N/A | #N/A | 0 | 0 | 0 | 0 | 0 | 413.854 | #N/A | #N/A | 88 | 70.94 | 4.9465 | #N/A | 1.2795 | 0.2299% | 1 | 50% | 0% | 0% | 0% | 8.2745 | 0 | 0 | 0 | 8.2745 | #N/A
2007-06-18 03:00 | 6 | 18 | 3 | 169.0836 | 4035 | 53.96 | 58.64 | 994 | 53.96 | 0 | 394.7432 | Cooling | 65.7905 | #N/A | #N/A | #N/A | #N/A | 0 | 0 | 0 | 0 | 0 | 394.7432 | #N/A | #N/A | 88 | 68.96 | 5.0818 | #N/A | 1.2204 | 0.2193% | 1 | 50% | 0% | 0% | 0% | 8.2745 | 0 | 0 | 0 | 8.2745 | #N/A
2007-06-18 04:00 | 6 | 18 | 4 | 169.1252 | 4036 | 53.06 | 59 | 994 | 53.06 | 0 | 377.9489 | Cooling | 62.9915 | #N/A | #N/A | #N/A | #N/A | 0 | 0 | 0 | 0 | 0 | 377.9489 | #N/A | #N/A | 88 | 68.06 | 5.1433 | #N/A | 1.1685 | 0.21% | 1 | 50% | 0% | 0% | 0% | 8.2745 | 0 | 0 | 0 | 8.2745 | #N/A
2007-06-18 05:00 | 6 | 18 | 5 | 169.1669 | 4037 | 53.06 | 57.56 | 995 | 53.06 | 0 | 402.6564 | Cooling | 67.1094 | #N/A | #N/A | #N/A | #N/A | 0 | 0 | 0 | 0 | 0 | 402.6564 | #N/A | #N/A | 88 | 68.06 | 5.1433 | #N/A | 1.2449 | 0.2237% | 1 | 50% | 0% | 0% | 0% | 8.2745 | 0 | 0 | 0 | 8.2745 | #N/A
2007-06-18 06:00 | 6 | 18 | 6 | 169.2086 | 4038 | 59 | 57.74 | 996 | 59 | 0 | 1533.1443 | Cooling | 255.524 | #N/A | #N/A | #N/A | #N/A | 0 | 0 | 0 | 0 | 0 | 1533.1443 | #N/A | #N/A | 88 | 74 | 4.7374 | #N/A | 4.7399 | 0.8517% | 1 | 50% | 0% | 0% | 0% | 8.2745 | 0 | 0 | 0 | 8.2745 | #N/A
2007-06-18 07:00 | 6 | 18 | 7 | 169.2502 | 4039 | 62.96 | 57.92 | 996 | 62.96 | 0 | 1406.5078 | Cooling | 234.418 | #N/A | #N/A | #N/A | #N/A | 0 | 0 | 0 | 0 | 0 | 1406.5078 | #N/A | #N/A | 88 | 77.96 | 4.4668 | #N/A | 4.3484 | 0.7814% | 1 | 50% | 0% | 0% | 0% | 8.2745 | 0 | 0 | 0 | 8.2745 | #N/A
2007-06-18 08:00 | 6 | 18 | 8 | 169.2919 | 4040 | 62.96 | 56.3 | 997 | 62.96 | 0 | 1299.3702 | Cooling | 216.5617 | #N/A | #N/A | #N/A | #N/A | 0 | 0 | 0 | 0 | 0 | 1299.3702 | #N/A | #N/A | 88 | 77.96 | 4.4668 | #N/A | 4.0172 | 0.7219% | 1 | 50% | 0% | 0% | 0% | 8.2745 | 0 | 0 | 0 | 8.2745 | #N/A
2007-06-18 09:00 | 6 | 18 | 9 | 169.3336 | 4041 | 71.06 | 55.04 | 998 | 71.06 | 0 | 1027.9668 | Cooling | 171.3278 | #N/A | #N/A | #N/A | #N/A | 0 | 0 | 0 | 0 | 0 | 1027.9668 | #N/A | #N/A | 88 | 86.06 | 3.9133 | #N/A | 3.1781 | 0.5711% | 1 | 50% | 0% | 0% | 0% | 8.2745 | 0 | 0 | 0 | 8.2745 | #N/A
2007-06-18 10:00 | 6 | 18 | 10 | 169.3752 | 4042 | 73.04 | 53.96 | 999 | 73.04 | 0 | 778.9682 | Cooling | 129.828 | #N/A | #N/A | #N/A | #N/A | 0 | 0 | 0 | 0 | 0 | 778.9682 | #N/A | #N/A | 88 | 88.04 | 3.778 | #N/A | 2.4083 | 0.4328% | 1 | 50% | 0% | 0% | 0% | 8.2745 | 0 | 0 | 0 | 8.2745 | #N/A
2007-06-18 11:00 | 6 | 18 | 11 | 169.4169 | 4043 | 73.04 | 53.24 | 1000 | 73.04 | 0 | 675.6542 | Cooling | 112.609 | #N/A | #N/A | #N/A | #N/A | 0 | 0 | 0 | 0 | 0 | 675.6542 | #N/A | #N/A | 88 | 88.04 | 3.778 | #N/A | 2.0889 | 0.3754% | 1 | 50% | 0% | 0% | 0% | 8.2745 | 0 | 0 | 0 | 8.2745 | #N/A
2007-06-18 12:00 | 6 | 18 | 12 | 169.4586 | 4044 | 80.06 | 52.7 | 1001 | 80.06 | 0 | 629.4601 | Cooling | 104.91 | #N/A | #N/A | #N/A | #N/A | 0 | 0 | 0 | 0 | 0 | 629.4601 | #N/A | #N/A | 88 | 95.06 | 3.2983 | #N/A | 1.9461 | 0.3497% | 1 | 50% | 0% | 0% | 0% | 8.2745 | 0 | 0 | 0 | 8.2745 | #N/A
2007-06-18 13:00 | 6 | 18 | 13 | 169.5002 | 4045 | 80.96 | 53.06 | 1001 | 80.96 | 0 | 606.467 | Cooling | 101.0778 | #N/A | #N/A | #N/A | #N/A | 0 | 0 | 0 | 0 | 0 | 606.467 | #N/A | #N/A | 88 | 95.96 | 3.2368 | #N/A | 1.875 | 0.3369% | 1 | 50% | 0% | 0% | 0% | 8.2745 | 0 | 0 | 0 | 8.2745 | #N/A
2007-06-18 14:00 | 6 | 18 | 14 | 169.5419 | 4046 | 80.96 | 53.24 | 1002 | 80.96 | 0 | 681.6728 | Cooling | 113.6121 | #N/A | #N/A | #N/A | #N/A | 0 | 0 | 0 | 0 | 0 | 681.6728 | #N/A | #N/A | 88 | 95.96 | 3.2368 | #N/A | 2.1075 | 0.3787% | 1 | 50% | 0% | 0% | 0% | 8.2745 | 0 | 0 | 0 | 8.2745 | #N/A
2007-06-18 15:00 | 6 | 18 | 15 | 169.5836 | 4047 | 84.02 | 54.32 | 1002 | 84.02 | 0 | 811.8705 | Cooling | 135.3117 | #N/A | #N/A | #N/A | #N/A | 0 | 0 | 0 | 0 | 0 | 811.8705 | #N/A | #N/A | 88 | 99.02 | 3.0277 | #N/A | 2.51 | 0.451% | 1 | 50% | 0% | 0% | 0% | 8.2745 | 0 | 0 | 0 | 8.2745 | #N/A
2007-06-18 16:00 | 6 | 18 | 16 | 169.6252 | 4048 | 84.02 | 55.94 | 1002 | 84.02 | 0 | 977.8628 | Cooling | 162.9771 | #N/A | #N/A | #N/A | #N/A | 0 | 0 | 0 | 0 | 0 | 977.8628 | #N/A | #N/A | 88 | 99.02 | 3.0277 | #N/A | 3.0232 | 0.5433% | 1 | 50% | 0% | 0% | 0% | 8.2745 | 0 | 0 | 0 | 8.2745 | #N/A
2007-06-18 17:00 | 6 | 18 | 17 | 169.6669 | 4049 | 84.02 | 54.32 | 1003 | 84.02 | 0 | 956.5324 | Cooling | 159.4221 | #N/A | #N/A | #N/A | #N/A | 0 | 0 | 0 | 0 | 0 | 956.5324 | #N/A | #N/A | 88 | 99.02 | 3.0277 | #N/A | 2.9572 | 0.5314% | 1 | 50% | 0% | 0% | 0% | 8.2745 | 0 | 0 | 0 | 8.2745 | #N/A
2007-06-18 18:00 | 6 | 18 | 18 | 169.7086 | 4050 | 82.04 | 53.24 | 1003 | 82.04 | 0 | 840.2406 | Cooling | 140.0401 | #N/A | #N/A | #N/A | #N/A | 0 | 0 | 0 | 0 | 0 | 840.2406 | #N/A | #N/A | 88 | 97.04 | 3.163 | #N/A | 2.5977 | 0.4668% | 1 | 50% | 0% | 0% | 0% | 8.2745 | 0 | 0 | 0 | 8.2745 | #N/A
2007-06-18 19:00 | 6 | 18 | 19 | 169.7502 | 4051 | 80.06 | 53.06 | 1003 | 80.06 | 0 | 731.9022 | Cooling | 121.9837 | #N/A | #N/A | #N/A | #N/A | 0 | 0 | 0 | 0 | 0 | 731.9022 | #N/A | #N/A | 88 | 95.06 | 3.2983 | #N/A | 2.2628 | 0.4066% | 1 | 50% | 0% | 0% | 0% | 8.2745 | 0 | 0 | 0 | 8.2745 | #N/A
2007-06-18 20:00 | 6 | 18 | 20 | 169.7919 | 4052 | 80.06 | 51.08 | 1004 | 80.06 | 0 | 466.4566 | Cooling | 77.7428 | #N/A | #N/A | #N/A | #N/A | 0 | 0 | 0 | 0 | 0 | 466.4566 | #N/A | #N/A | 88 | 95.06 | 3.2983 | #N/A | 1.4421 | 0.2591% | 1 | 50% | 0% | 0% | 0% | 8.2745 | 0 | 0 | 0 | 8.2745 | #N/A
2007-06-18 21:00 | 6 | 18 | 21 | 169.8336 | 4053 | 75.02 | 49.46 | 1005 | 75.02 | 0 | 177.4118 | Cooling | 29.5686 | #N/A | #N/A | #N/A | #N/A | 0 | 0 | 0 | 0 | 0 | 177.4118 | #N/A | #N/A | 88 | 90.02 | 3.6427 | #N/A | 0.54849 | 0.09856% | 1 | 50% | 0% | 0% | 0% | 8.2745 | 0 | 0 | 0 | 8.2745 | #N/A
2007-06-18 22:00 | 6 | 18 | 22 | 169.8752 | 4054 | 71.96 | 48.02 | 1006 | 71.96 | 0 | 0.0086084 | Cooling | 0.0014347 | #N/A | #N/A | #N/A | #N/A | 0 | 0 | 0 | 0 | 0 | 0.0086084 | #N/A | #N/A | 88 | 86.96 | 3.8518 | #N/A | 2.6614e-05 | 4.782e-06% | 1 | 50% | 0% | 0% | 0% | 8.2745 | 0 | 0 | 0 | 8.2745 | #N/A
2007-06-18 23:00 | 6 | 18 | 23 | 169.9169 | 4055 | 71.96 | 47.48 | 1006 | 71.96 | 0 | 0.031812 | Cooling | 0.0053019 | #N/A | #N/A | #N/A | #N/A | 0 | 0 | 0 | 0 | 0 | 0.031812 | #N/A | #N/A | 88 | 86.96 | 3.8518 | #N/A | 9.835e-05 | 1.767e-05% | 1 | 50% | 0% | 0% | 0% | 8.2745 | 0 | 0 | 0 | 8.2745 | #N/A
2007-06-19 | 6 | 19 | 0 | 169.9586 | 4056 | 69.98 | 47.3 | 1007 | 69.98 | 0 | 0.033613 | Cooling | 0.0056021 | #N/A | #N/A | #N/A | #N/A | 0 | 0 | 0 | 0 | 0 | 0.033613 | #N/A | #N/A | 88 | 84.98 | 3.9871 | #N/A | 0.00010392 | 1.867e-05% | 1 | 50% | 0% | 0% | 0% | 8.2745 | 0 | 0 | 0 | 8.2745 | #N/A
2007-06-19 01:00 | 6 | 19 | 1 | 170.0002 | 4057 | 69.08 | 46.94 | 1007 | 69.08 | 0 | 0.033568 | Cooling | 0.0055946 | #N/A | #N/A | #N/A | #N/A | 0 | 0 | 0 | 0 | 0 | 0.033568 | #N/A | #N/A | 88 | 84.08 | 4.0486 | #N/A | 0.00010378 | 1.865e-05% | 1 | 50% | 0% | 0% | 0% | 8.2745 | 0 | 0 | 0 | 8.2745 | #N/A
2007-06-19 02:00 | 6 | 19 | 2 | 170.0419 | 4058 | 69.08 | 46.58 | 1007 | 69.08 | 0 | 0.029335 | Cooling | 0.0048892 | #N/A | #N/A | #N/A | #N/A | 0 | 0 | 0 | 0 | 0 | 0.029335 | #N/A | #N/A | 88 | 84.08 | 4.0486 | #N/A | 9.0694e-05 | 1.63e-05% | 1 | 50% | 0% | 0% | 0% | 8.2745 | 0 | 0 | 0 | 8.2745 | #N/A
2007-06-19 03:00 | 6 | 19 | 3 | 170.0836 | 4059 | 66.02 | 46.58 | 1008 | 66.02 | 0 | 0.020218 | Cooling | 0.0033696 | #N/A | #N/A | #N/A | #N/A | 0 | 0 | 0 | 0 | 0 | 0.020218 | #N/A | #N/A | 88 | 81.02 | 4.2577 | #N/A | 6.2506e-05 | 1.123e-05% | 1 | 50% | 0% | 0% | 0% | 8.2745 | 0 | 0 | 0 | 8.2745 | #N/A
2007-06-19 04:00 | 6 | 19 | 4 | 170.1252 | 4060 | 64.94 | 46.94 | 1008 | 64.94 | 0 | 0.014995 | Cooling | 0.0024992 | #N/A | #N/A | #N/A | #N/A | 0 | 0 | 0 | 0 | 0 | 0.014995 | #N/A | #N/A | 88 | 79.94 | 4.3315 | #N/A | 4.6359e-05 | 8.331e-06% | 1 | 50% | 0% | 0% | 0% | 8.2745 | 0 | 0 | 0 | 8.2745 | #N/A
2007-06-19 05:00 | 6 | 19 | 5 | 170.1669 | 4061 | 64.94 | 48.92 | 1009 | 64.94 | 0 | 0.00036886 | Cooling | 6.1476e-05 | #N/A | #N/A | #N/A | #N/A | 0 | 0 | 0 | 0 | 0 | 0.00036886 | #N/A | #N/A | 88 | 79.94 | 4.3315 | #N/A | 1.1404e-06 | 2.049e-07% | 1 | 50% | 0% | 0% | 0% | 8.2745 | 0 | 0 | 0 | 8.2745 | #N/A
2007-06-19 06:00 | 6 | 19 | 6 | 170.2086 | 4062 | 66.02 | 52.34 | 1009 | 66.02 | 0 | 138.849 | Cooling | 23.1415 | #N/A | #N/A | #N/A | #N/A | 0 | 0 | 0 | 0 | 0 | 138.849 | #N/A | #N/A | 88 | 81.02 | 4.2577 | #N/A | 0.42927 | 0.07714% | 1 | 50% | 0% | 0% | 0% | 8.2745 | 0 | 0 | 0 | 8.2745 | #N/A
2007-06-19 07:00 | 6 | 19 | 7 | 170.2502 | 4063 | 68 | 55.94 | 1010 | 68 | 0 | 522.3995 | Cooling | 87.0666 | #N/A | #N/A | #N/A | #N/A | 0 | 0 | 0 | 0 | 0 | 522.3995 | #N/A | #N/A | 88 | 83 | 4.1224 | #N/A | 1.6151 | 0.2902% | 1 | 50% | 0% | 0% | 0% | 8.2745 | 0 | 0 | 0 | 8.2745 | #N/A
2007-06-19 08:00 | 6 | 19 | 8 | 170.2919 | 4064 | 68 | 55.94 | 1010 | 68 | 0 | 972.4658 | Cooling | 162.0776 | #N/A | #N/A | #N/A | #N/A | 0 | 0 | 0 | 0 | 0 | 972.4658 | #N/A | #N/A | 88 | 83 | 4.1224 | #N/A | 3.0065 | 0.5403% | 1 | 50% | 0% | 0% | 0% | 8.2745 | 0 | 0 | 0 | 8.2745 | #N/A
2007-06-19 09:00 | 6 | 19 | 9 | 170.3336 | 4065 | 73.04 | 56.3 | 1010 | 73.04 | 0 | 1328.5392 | Cooling | 221.4232 | #N/A | #N/A | #N/A | #N/A | 0 | 0 | 0 | 0 | 0 | 1328.5392 | #N/A | #N/A | 88 | 88.04 | 3.778 | #N/A | 4.1073 | 0.7381% | 1 | 50% | 0% | 0% | 0% | 8.2745 | 0 | 0 | 0 | 8.2745 | #N/A
2007-06-19 10:00 | 6 | 19 | 10 | 170.3752 | 4066 | 77 | 57.02 | 1011 | 77 | 0 | 1601.7107 | Cooling | 266.9518 | #N/A | #N/A | #N/A | #N/A | 0 | 0 | 0 | 0 | 0 | 1601.7107 | #N/A | #N/A | 88 | 92 | 3.5074 | #N/A | 4.9519 | 0.8898% | 1 | 50% | 0% | 0% | 0% | 8.2745 | 0 | 0 | 0 | 8.2745 | #N/A
2007-06-19 11:00 | 6 | 19 | 11 | 170.4169 | 4067 | 77 | 53.96 | 1010 | 77 | 0 | 1697.8637 | Cooling | 282.9773 | #N/A | #N/A | #N/A | #N/A | 0 | 0 | 0 | 0 | 0 | 1697.8637 | #N/A | #N/A | 88 | 92 | 3.5074 | #N/A | 5.2492 | 0.9433% | 1 | 50% | 0% | 0% | 0% | 8.2745 | 0 | 0 | 0 | 8.2745 | #N/A
2007-06-19 12:00 | 6 | 19 | 12 | 170.4586 | 4068 | 82.94 | 51.08 | 1010 | 82.94 | 0 | 1524.9119 | Cooling | 254.152 | #N/A | #N/A | #N/A | #N/A | 0 | 0 | 0 | 0 | 0 | 1524.9119 | #N/A | #N/A | 88 | 97.94 | 3.1015 | #N/A | 4.7145 | 0.8472% | 1 | 50% | 0% | 0% | 0% | 8.2745 | 0 | 0 | 0 | 8.2745 | #N/A
2007-06-19 13:00 | 6 | 19 | 13 | 170.5002 | 4069 | 82.94 | 48.92 | 1010 | 82.94 | 0 | 1354.4235 | Cooling | 225.7372 | #N/A | #N/A | #N/A | #N/A | 0 | 0 | 0 | 0 | 0 | 1354.4235 | #N/A | #N/A | 88 | 97.94 | 3.1015 | #N/A | 4.1874 | 0.7525% | 1 | 50% | 0% | 0% | 0% | 8.2745 | 0 | 0 | 0 | 8.2745 | #N/A
2007-06-19 14:00 | 6 | 19 | 14 | 170.5419 | 4070 | 82.94 | 47.48 | 1010 | 82.94 | 0 | 1348.7464 | Cooling | 224.7911 | #N/A | #N/A | #N/A | #N/A | 0 | 0 | 0 | 0 | 0 | 1348.7464 | #N/A | #N/A | 88 | 97.94 | 3.1015 | #N/A | 4.1698 | 0.7493% | 1 | 50% | 0% | 0% | 0% | 8.2745 | 0 | 0 | 0 | 8.2745 | #N/A
2007-06-19 15:00 | 6 | 19 | 15 | 170.5836 | 4071 | 84.92 | 46.94 | 1010 | 84.92 | 0 | 1374.4628 | Cooling | 229.0771 | #N/A | #N/A | #N/A | #N/A | 0 | 0 | 0 | 0 | 0 | 1374.4628 | #N/A | #N/A | 88 | 99.92 | 2.9662 | #N/A | 4.2493 | 0.7636% | 1 | 50% | 0% | 0% | 0% | 8.2745 | 0 | 0 | 0 | 8.2745 | #N/A
2007-06-19 16:00 | 6 | 19 | 16 | 170.6252 | 4072 | 84.92 | 46.94 | 1010 | 84.92 | 0 | 1430.2043 | Cooling | 238.3674 | #N/A | #N/A | #N/A | #N/A | 0 | 0 | 0 | 0 | 0 | 1430.2043 | #N/A | #N/A | 88 | 99.92 | 2.9662 | #N/A | 4.4217 | 0.7946% | 1 | 50% | 0% | 0% | 0% | 8.2745 | 0 | 0 | 0 | 8.2745 | #N/A
2007-06-19 17:00 | 6 | 19 | 17 | 170.6669 | 4073 | 84.92 | 45.68 | 1010 | 84.92 | 0 | 1355.3522 | Cooling | 225.892 | #N/A | #N/A | #N/A | #N/A | 0 | 0 | 0 | 0 | 0 | 1355.3522 | #N/A | #N/A | 88 | 99.92 | 2.9662 | #N/A | 4.1902 | 0.753% | 1 | 50% | 0% | 0% | 0% | 8.2745 | 0 | 0 | 0 | 8.2745 | #N/A
2007-06-19 18:00 | 6 | 19 | 18 | 170.7086 | 4074 | 82.94 | 44.78 | 1011 | 82.94 | 0 | 1051.4582 | Cooling | 175.243 | #N/A | #N/A | #N/A | #N/A | 0 | 0 | 0 | 0 | 0 | 1051.4582 | #N/A | #N/A | 88 | 97.94 | 3.1015 | #N/A | 3.2507 | 0.5841% | 1 | 50% | 0% | 0% | 0% | 8.2745 | 0 | 0 | 0 | 8.2745 | #N/A
2007-06-19 19:00 | 6 | 19 | 19 | 170.7502 | 4075 | 80.96 | 44.96 | 1011 | 80.96 | 0 | 831.3535 | Cooling | 138.5589 | #N/A | #N/A | #N/A | #N/A | 0 | 0 | 0 | 0 | 0 | 831.3535 | #N/A | #N/A | 88 | 95.96 | 3.2368 | #N/A | 2.5702 | 0.4619% | 1 | 50% | 0% | 0% | 0% | 8.2745 | 0 | 0 | 0 | 8.2745 | #N/A
2007-06-19 20:00 | 6 | 19 | 20 | 170.7919 | 4076 | 80.96 | 44.96 | 1011 | 80.96 | 0 | 671.4245 | Cooling | 111.9041 | #N/A | #N/A | #N/A | #N/A | 0 | 0 | 0 | 0 | 0 | 671.4245 | #N/A | #N/A | 88 | 95.96 | 3.2368 | #N/A | 2.0758 | 0.373% | 1 | 50% | 0% | 0% | 0% | 8.2745 | 0 | 0 | 0 | 8.2745 | #N/A
2007-06-19 21:00 | 6 | 19 | 21 | 170.8336 | 4077 | 78.98 | 45.5 | 1012 | 78.98 | 0 | 488.95 | Cooling | 81.4917 | #N/A | #N/A | #N/A | #N/A | 0 | 0 | 0 | 0 | 0 | 488.95 | #N/A | #N/A | 88 | 93.98 | 3.3721 | #N/A | 1.5117 | 0.2716% | 1 | 50% | 0% | 0% | 0% | 8.2745 | 0 | 0 | 0 | 8.2745 | #N/A
2007-06-19 22:00 | 6 | 19 | 22 | 170.8752 | 4078 | 77 | 46.04 | 1013 | 77 | 0 | 0 | Cooling | 0 | #N/A | #N/A | #N/A | #N/A | 0 | 0 | 0 | 0 | 0 | 0 | #N/A | #N/A | 88 | 92 | 3.5074 | #N/A | 0 | 0% | 1 | 50% | 0% | 0% | 0% | 8.2745 | 0 | 0 | 0 | 8.2745 | #N/A
2007-06-19 23:00 | 6 | 19 | 23 | 170.9169 | 4079 | 77 | 46.58 | 1013 | 77 | 0 | 0 | Cooling | 0 | #N/A | #N/A | #N/A | #N/A | 0 | 0 | 0 | 0 | 0 | 0 | #N/A | #N/A | 88 | 92 | 3.5074 | #N/A | 0 | 0% | 1 | 50% | 0% | 0% | 0% | 8.2745 | 0 | 0 | 0 | 8.2745 | #N/A
2007-06-20 | 6 | 20 | 0 | 170.9586 | 4080 | 73.04 | 47.3 | 1013 | 73.04 | 0 | 0 | Cooling | 0 | #N/A | #N/A | #N/A | #N/A | 0 | 0 | 0 | 0 | 0 | 0 | #N/A | #N/A | 88 | 88.04 | 3.778 | #N/A | 0 | 0% | 1 | 50% | 0% | 0% | 0% | 8.2745 | 0 | 0 | 0 | 8.2745 | #N/A
2007-06-20 01:00 | 6 | 20 | 1 | 171.0002 | 4081 | 73.04 | 48.02 | 1013 | 73.04 | 0 | 0 | Cooling | 0 | #N/A | #N/A | #N/A | #N/A | 0 | 0 | 0 | 0 | 0 | 0 | #N/A | #N/A | 88 | 88.04 | 3.778 | #N/A | 0 | 0% | 1 | 50% | 0% | 0% | 0% | 8.2745 | 0 | 0 | 0 | 8.2745 | #N/A
2007-06-20 02:00 | 6 | 20 | 2 | 171.0419 | 4082 | 73.04 | 46.94 | 1013 | 73.04 | 0 | 0.00065459 | Cooling | 0.0001091 | #N/A | #N/A | #N/A | #N/A | 0 | 0 | 0 | 0 | 0 | 0.00065459 | #N/A | #N/A | 88 | 88.04 | 3.778 | #N/A | 2.0237e-06 | 3.637e-07% | 1 | 50% | 0% | 0% | 0% | 8.2745 | 0 | 0 | 0 | 8.2745 | #N/A
2007-06-20 03:00 | 6 | 20 | 3 | 171.0836 | 4083 | 71.06 | 46.4 | 1013 | 71.06 | 0 | 0.0053389 | Cooling | 0.00088981 | #N/A | #N/A | #N/A | #N/A | 0 | 0 | 0 | 0 | 0 | 0.0053389 | #N/A | #N/A | 88 | 86.06 | 3.9133 | #N/A | 1.6506e-05 | 2.966e-06% | 1 | 50% | 0% | 0% | 0% | 8.2745 | 0 | 0 | 0 | 8.2745 | #N/A
2007-06-20 04:00 | 6 | 20 | 4 | 171.1252 | 4084 | 69.8 | 46.04 | 1013 | 69.8 | 0 | 0.011738 | Cooling | 0.0019563 | #N/A | #N/A | #N/A | #N/A | 0 | 0 | 0 | 0 | 0 | 0.011738 | #N/A | #N/A | 88 | 84.8 | 3.9994 | #N/A | 3.6288e-05 | 6.521e-06% | 1 | 50% | 0% | 0% | 0% | 8.2745 | 0 | 0 | 0 | 8.2745 | #N/A
2007-06-20 05:00 | 6 | 20 | 5 | 171.1669 | 4085 | 69.08 | 47.3 | 1013 | 69.08 | 0 | 0.0014027 | Cooling | 0.00023378 | #N/A | #N/A | #N/A | #N/A | 0 | 0 | 0 | 0 | 0 | 0.0014027 | #N/A | #N/A | 88 | 84.08 | 4.0486 | #N/A | 4.3366e-06 | 7.793e-07% | 1 | 50% | 0% | 0% | 0% | 8.2745 | 0 | 0 | 0 | 8.2745 | #N/A
2007-06-20 06:00 | 6 | 20 | 6 | 171.2086 | 4086 | 69.98 | 50.18 | 1014 | 69.98 | 0 | 52.6938 | Cooling | 8.7823 | #N/A | #N/A | #N/A | #N/A | 0 | 0 | 0 | 0 | 0 | 52.6938 | #N/A | #N/A | 88 | 84.98 | 3.9871 | #N/A | 0.16291 | 0.02927% | 1 | 50% | 0% | 0% | 0% | 8.2745 | 0 | 0 | 0 | 8.2745 | #N/A
2007-06-20 07:00 | 6 | 20 | 7 | 171.2502 | 4087 | 71.96 | 53.06 | 1014 | 71.96 | 0 | 317.7895 | Cooling | 52.9649 | #N/A | #N/A | #N/A | #N/A | 0 | 0 | 0 | 0 | 0 | 317.7895 | #N/A | #N/A | 88 | 86.96 | 3.8518 | #N/A | 0.98249 | 0.1765% | 1 | 50% | 0% | 0% | 0% | 8.2745 | 0 | 0 | 0 | 8.2745 | #N/A
2007-06-20 08:00 | 6 | 20 | 8 | 171.2919 | 4088 | 71.96 | 53.78 | 1014 | 71.96 | 0 | 733.2441 | Cooling | 122.2073 | #N/A | #N/A | #N/A | #N/A | 0 | 0 | 0 | 0 | 0 | 733.2441 | #N/A | #N/A | 88 | 86.96 | 3.8518 | #N/A | 2.2669 | 0.4074% | 1 | 50% | 0% | 0% | 0% | 8.2745 | 0 | 0 | 0 | 8.2745 | #N/A
2007-06-20 09:00 | 6 | 20 | 9 | 171.3336 | 4089 | 78.98 | 54.68 | 1013 | 78.98 | 0 | 1176.3686 | Cooling | 196.0614 | #N/A | #N/A | #N/A | #N/A | 0 | 0 | 0 | 0 | 0 | 1176.3686 | #N/A | #N/A | 88 | 93.98 | 3.3721 | #N/A | 3.6369 | 0.6535% | 1 | 50% | 0% | 0% | 0% | 8.2745 | 0 | 0 | 0 | 8.2745 | #N/A
2007-06-20 10:00 | 6 | 20 | 10 | 171.3752 | 4090 | 80.06 | 55.94 | 1013 | 80.06 | 0 | 1633.7837 | Cooling | 272.2973 | #N/A | #N/A | #N/A | #N/A | 0 | 0 | 0 | 0 | 0 | 1633.7837 | #N/A | #N/A | 88 | 95.06 | 3.2983 | #N/A | 5.051 | 0.9077% | 1 | 50% | 0% | 0% | 0% | 8.2745 | 0 | 0 | 0 | 8.2745 | #N/A
2007-06-20 11:00 | 6 | 20 | 11 | 171.4169 | 4091 | 80.06 | 54.14 | 1012 | 80.06 | 0 | 1845.5859 | Cooling | 307.5977 | #N/A | #N/A | #N/A | #N/A | 0 | 0 | 0 | 0 | 0 | 1845.5859 | #N/A | #N/A | 88 | 95.06 | 3.2983 | #N/A | 5.7059 | 1.025% | 1 | 50% | 0% | 0% | 0% | 8.2745 | 0 | 0 | 0 | 8.2745 | #N/A
2007-06-20 12:00 | 6 | 20 | 12 | 171.4586 | 4092 | 84.02 | 52.7 | 1011 | 84.02 | 0 | 1569.0541 | Cooling | 261.509 | #N/A | #N/A | #N/A | #N/A | 0 | 0 | 0 | 0 | 0 | 1569.0541 | #N/A | #N/A | 88 | 99.02 | 3.0277 | #N/A | 4.8509 | 0.8717% | 1 | 50% | 0% | 0% | 0% | 8.2745 | 0 | 0 | 0 | 8.2745 | #N/A
2007-06-20 13:00 | 6 | 20 | 13 | 171.5002 | 4093 | 84.02 | 51.98 | 1011 | 84.02 | 0 | 1606.7382 | Cooling | 267.7897 | #N/A | #N/A | #N/A | #N/A | 0 | 0 | 0 | 0 | 0 | 1606.7382 | #N/A | #N/A | 88 | 99.02 | 3.0277 | #N/A | 4.9674 | 0.8926% | 1 | 50% | 0% | 0% | 0% | 8.2745 | 0 | 0 | 0 | 8.2745 | #N/A
2007-06-20 14:00 | 6 | 20 | 14 | 171.5419 | 4094 | 84.02 | 50.9 | 1010 | 84.02 | 0 | 1653.2708 | Cooling | 275.5451 | #N/A | #N/A | #N/A | #N/A | 0 | 0 | 0 | 0 | 0 | 1653.2708 | #N/A | #N/A | 88 | 99.02 | 3.0277 | #N/A | 5.1113 | 0.9185% | 1 | 50% | 0% | 0% | 0% | 8.2745 | 0 | 0 | 0 | 8.2745 | #N/A
2007-06-20 15:00 | 6 | 20 | 15 | 171.5836 | 4095 | 84.02 | 50.72 | 1010 | 84.02 | 0 | 1665.742 | Cooling | 277.6237 | #N/A | #N/A | #N/A | #N/A | 0 | 0 | 0 | 0 | 0 | 1665.742 | #N/A | #N/A | 88 | 99.02 | 3.0277 | #N/A | 5.1498 | 0.9254% | 1 | 50% | 0% | 0% | 0% | 8.2745 | 0 | 0 | 0 | 8.2745 | #N/A
2007-06-20 16:00 | 6 | 20 | 16 | 171.6252 | 4096 | 84.92 | 51.08 | 1010 | 84.92 | 0 | 1709.4275 | Cooling | 284.9046 | #N/A | #N/A | #N/A | #N/A | 0 | 0 | 0 | 0 | 0 | 1709.4275 | #N/A | #N/A | 88 | 99.92 | 2.9662 | #N/A | 5.2849 | 0.9497% | 1 | 50% | 0% | 0% | 0% | 8.2745 | 0 | 0 | 0 | 8.2745 | #N/A
2007-06-20 17:00 | 6 | 20 | 17 | 171.6669 | 4097 | 84.92 | 50 | 1009 | 84.92 | 0 | 1654.5452 | Cooling | 275.7575 | #N/A | #N/A | #N/A | #N/A | 0 | 0 | 0 | 0 | 0 | 1654.5452 | #N/A | #N/A | 88 | 99.92 | 2.9662 | #N/A | 5.1152 | 0.9192% | 1 | 50% | 0% | 0% | 0% | 8.2745 | 0 | 0 | 0 | 8.2745 | #N/A
2007-06-20 18:00 | 6 | 20 | 18 | 171.7086 | 4098 | 80.96 | 49.64 | 1009 | 80.96 | 0 | 1535.7108 | Cooling | 255.9518 | #N/A | #N/A | #N/A | #N/A | 0 | 0 | 0 | 0 | 0 | 1535.7108 | #N/A | #N/A | 88 | 95.96 | 3.2368 | #N/A | 4.7478 | 0.8532% | 1 | 50% | 0% | 0% | 0% | 8.2745 | 0 | 0 | 0 | 8.2745 | #N/A
2007-06-20 19:00 | 6 | 20 | 19 | 171.7502 | 4099 | 78.98 | 50 | 1009 | 78.98 | 0 | 1418.0376 | Cooling | 236.3396 | #N/A | #N/A | #N/A | #N/A | 0 | 0 | 0 | 0 | 0 | 1418.0376 | #N/A | #N/A | 88 | 93.98 | 3.3721 | #N/A | 4.384 | 0.7878% | 1 | 50% | 0% | 0% | 0% | 8.2745 | 0 | 0 | 0 | 8.2745 | #N/A
2007-06-20 20:00 | 6 | 20 | 20 | 171.7919 | 4100 | 78.98 | 50.36 | 1009 | 78.98 | 0 | 1307.3032 | Cooling | 217.8839 | #N/A | #N/A | #N/A | #N/A | 0 | 0 | 0 | 0 | 0 | 1307.3032 | #N/A | #N/A | 88 | 93.98 | 3.3721 | #N/A | 4.0417 | 0.7263% | 1 | 50% | 0% | 0% | 0% | 8.2745 | 0 | 0 | 0 | 8.2745 | #N/A
2007-06-20 21:00 | 6 | 20 | 21 | 171.8336 | 4101 | 73.94 | 51.08 | 1008 | 73.94 | 0 | 1003.9202 | Cooling | 167.32 | #N/A | #N/A | #N/A | #N/A | 0 | 0 | 0 | 0 | 0 | 1003.9202 | #N/A | #N/A | 88 | 88.94 | 3.7165 | #N/A | 3.1037 | 0.5577% | 1 | 50% | 0% | 0% | 0% | 8.2745 | 0 | 0 | 0 | 8.2745 | #N/A
2007-06-20 22:00 | 6 | 20 | 22 | 171.8752 | 4102 | 73.04 | 51.98 | 1008 | 73.04 | 0 | 46.2897 | Cooling | 7.7149 | #N/A | #N/A | #N/A | #N/A | 0 | 0 | 0 | 0 | 0 | 46.2897 | #N/A | #N/A | 88 | 88.04 | 3.778 | #N/A | 0.14311 | 0.02572% | 1 | 50% | 0% | 0% | 0% | 8.2745 | 0 | 0 | 0 | 8.2745 | #N/A
2007-06-20 23:00 | 6 | 20 | 23 | 171.9169 | 4103 | 73.04 | 51.26 | 1008 | 73.04 | 0 | 36.1374 | Cooling | 6.0229 | #N/A | #N/A | #N/A | #N/A | 0 | 0 | 0 | 0 | 0 | 36.1374 | #N/A | #N/A | 88 | 88.04 | 3.778 | #N/A | 0.11172 | 0.02008% | 1 | 50% | 0% | 0% | 0% | 8.2745 | 0 | 0 | 0 | 8.2745 | #N/A
2007-06-21 | 6 | 21 | 0 | 171.9586 | 4104 | 71.06 | 50.72 | 1008 | 71.06 | 0 | 17.7533 | Cooling | 2.9589 | #N/A | #N/A | #N/A | #N/A | 0 | 0 | 0 | 0 | 0 | 17.7533 | #N/A | #N/A | 88 | 86.06 | 3.9133 | #N/A | 0.054887 | 0.009863% | 1 | 50% | 0% | 0% | 0% | 8.2745 | 0 | 0 | 0 | 8.2745 | #N/A
2007-06-21 01:00 | 6 | 21 | 1 | 172.0002 | 4105 | 69.08 | 50 | 1008 | 69.08 | 0 | 3.6723 | Cooling | 0.61205 | #N/A | #N/A | #N/A | #N/A | 0 | 0 | 0 | 0 | 0 | 3.6723 | #N/A | #N/A | 88 | 84.08 | 4.0486 | #N/A | 0.011353 | 0.00204% | 1 | 50% | 0% | 0% | 0% | 8.2745 | 0 | 0 | 0 | 8.2745 | #N/A
2007-06-21 02:00 | 6 | 21 | 2 | 172.0419 | 4106 | 69.08 | 50 | 1008 | 69.08 | 0 | 2.3883 | Cooling | 0.39806 | #N/A | #N/A | #N/A | #N/A | 0 | 0 | 0 | 0 | 0 | 2.3883 | #N/A | #N/A | 88 | 84.08 | 4.0486 | #N/A | 0.0073838 | 0.001327% | 1 | 50% | 0% | 0% | 0% | 8.2745 | 0 | 0 | 0 | 8.2745 | #N/A
2007-06-21 03:00 | 6 | 21 | 3 | 172.0836 | 4107 | 66.02 | 50.36 | 1007 | 66.02 | 0 | 6.5452 | Cooling | 1.0909 | #N/A | #N/A | #N/A | #N/A | 0 | 0 | 0 | 0 | 0 | 6.5452 | #N/A | #N/A | 88 | 81.02 | 4.2577 | #N/A | 0.020235 | 0.003636% | 1 | 50% | 0% | 0% | 0% | 8.2745 | 0 | 0 | 0 | 8.2745 | #N/A
2007-06-21 04:00 | 6 | 21 | 4 | 172.1252 | 4108 | 66.02 | 51.08 | 1007 | 66.02 | 0 | 10.3682 | Cooling | 1.728 | #N/A | #N/A | #N/A | #N/A | 0 | 0 | 0 | 0 | 0 | 10.3682 | #N/A | #N/A | 88 | 81.02 | 4.2577 | #N/A | 0.032055 | 0.00576% | 1 | 50% | 0% | 0% | 0% | 8.2745 | 0 | 0 | 0 | 8.2745 | #N/A
2007-06-21 05:00 | 6 | 21 | 5 | 172.1669 | 4109 | 66.02 | 51.98 | 1007 | 66.02 | 0 | 41.2672 | Cooling | 6.8779 | #N/A | #N/A | #N/A | #N/A | 0 | 0 | 0 | 0 | 0 | 41.2672 | #N/A | #N/A | 88 | 81.02 | 4.2577 | #N/A | 0.12758 | 0.02293% | 1 | 50% | 0% | 0% | 0% | 8.2745 | 0 | 0 | 0 | 8.2745 | #N/A
2007-06-21 06:00 | 6 | 21 | 6 | 172.2086 | 4110 | 68 | 54.5 | 1006 | 68 | 0 | 850.0651 | Cooling | 141.6775 | #N/A | #N/A | #N/A | #N/A | 0 | 0 | 0 | 0 | 0 | 850.0651 | #N/A | #N/A | 88 | 83 | 4.1224 | #N/A | 2.6281 | 0.4723% | 1 | 50% | 0% | 0% | 0% | 8.2745 | 0 | 0 | 0 | 8.2745 | #N/A
2007-06-21 07:00 | 6 | 21 | 7 | 172.2502 | 4111 | 69.08 | 57.02 | 1006 | 69.08 | 0 | 1303.4303 | Cooling | 217.2384 | #N/A | #N/A | #N/A | #N/A | 0 | 0 | 0 | 0 | 0 | 1303.4303 | #N/A | #N/A | 88 | 84.08 | 4.0486 | #N/A | 4.0297 | 0.7241% | 1 | 50% | 0% | 0% | 0% | 8.2745 | 0 | 0 | 0 | 8.2745 | #N/A
2007-06-21 08:00 | 6 | 21 | 8 | 172.2919 | 4112 | 69.08 | 56.12 | 1006 | 69.08 | 0 | 1664.491 | Cooling | 277.4152 | #N/A | #N/A | #N/A | #N/A | 0 | 0 | 0 | 0 | 0 | 1664.491 | #N/A | #N/A | 88 | 84.08 | 4.0486 | #N/A | 5.146 | 0.9247% | 1 | 50% | 0% | 0% | 0% | 8.2745 | 0 | 0 | 0 | 8.2745 | #N/A
2007-06-21 09:00 | 6 | 21 | 9 | 172.3336 | 4113 | 75.92 | 55.4 | 1006 | 75.92 | 0 | 1796.1757 | Cooling | 299.3626 | #N/A | #N/A | #N/A | #N/A | 0 | 0 | 0 | 0 | 0 | 1796.1757 | #N/A | #N/A | 88 | 90.92 | 3.5812 | #N/A | 5.5531 | 0.9979% | 1 | 50% | 0% | 0% | 0% | 8.2745 | 0 | 0 | 0 | 8.2745 | #N/A
2007-06-21 10:00 | 6 | 21 | 10 | 172.3752 | 4114 | 78.08 | 55.04 | 1005 | 78.08 | 0 | 1856.8223 | Cooling | 309.4704 | #N/A | #N/A | #N/A | #N/A | 0 | 0 | 0 | 0 | 0 | 1856.8223 | #N/A | #N/A | 88 | 93.08 | 3.4336 | #N/A | 5.7406 | 1.032% | 1 | 50% | 0% | 0% | 0% | 8.2745 | 0 | 0 | 0 | 8.2745 | #N/A
2007-06-21 11:00 | 6 | 21 | 11 | 172.4169 | 4115 | 78.08 | 55.58 | 1005 | 78.08 | 0 | 1999.0679 | Cooling | 333.178 | #N/A | #N/A | #N/A | #N/A | 0 | 0 | 0 | 0 | 0 | 1999.0679 | #N/A | #N/A | 88 | 93.08 | 3.4336 | #N/A | 6.1804 | 1.111% | 1 | 50% | 0% | 0% | 0% | 8.2745 | 0 | 0 | 0 | 8.2745 | #N/A
2007-06-21 12:00 | 6 | 21 | 12 | 172.4586 | 4116 | 78.08 | 56.3 | 1005 | 78.08 | 0 | 1642.1405 | Cooling | 273.6901 | #N/A | #N/A | #N/A | #N/A | 0 | 0 | 0 | 0 | 0 | 1642.1405 | #N/A | #N/A | 88 | 93.08 | 3.4336 | #N/A | 5.0769 | 0.9123% | 1 | 50% | 0% | 0% | 0% | 8.2745 | 0 | 0 | 0 | 8.2745 | #N/A
2007-06-21 13:00 | 6 | 21 | 13 | 172.5002 | 4117 | 80.96 | 57.92 | 1004 | 80.96 | 0 | 1735.2078 | Cooling | 289.2013 | #N/A | #N/A | #N/A | #N/A | 0 | 0 | 0 | 0 | 0 | 1735.2078 | #N/A | #N/A | 88 | 95.96 | 3.2368 | #N/A | 5.3646 | 0.964% | 1 | 50% | 0% | 0% | 0% | 8.2745 | 0 | 0 | 0 | 8.2745 | #N/A
2007-06-21 14:00 | 6 | 21 | 14 | 172.5419 | 4118 | 80.96 | 55.76 | 1004 | 80.96 | 0 | 1772.4452 | Cooling | 295.4075 | #N/A | #N/A | #N/A | #N/A | 0 | 0 | 0 | 0 | 0 | 1772.4452 | #N/A | #N/A | 88 | 95.96 | 3.2368 | #N/A | 5.4797 | 0.9847% | 1 | 50% | 0% | 0% | 0% | 8.2745 | 0 | 0 | 0 | 8.2745 | #N/A
2007-06-21 15:00 | 6 | 21 | 15 | 172.5836 | 4119 | 82.04 | 54.5 | 1003 | 82.04 | 0 | 1726.6292 | Cooling | 287.7715 | #N/A | #N/A | #N/A | #N/A | 0 | 0 | 0 | 0 | 0 | 1726.6292 | #N/A | #N/A | 88 | 97.04 | 3.163 | #N/A | 5.3381 | 0.9592% | 1 | 50% | 0% | 0% | 0% | 8.2745 | 0 | 0 | 0 | 8.2745 | #N/A
2007-06-21 16:00 | 6 | 21 | 16 | 172.6252 | 4120 | 80.96 | 53.96 | 1003 | 80.96 | 0 | 1770.9481 | Cooling | 295.158 | #N/A | #N/A | #N/A | #N/A | 0 | 0 | 0 | 0 | 0 | 1770.9481 | #N/A | #N/A | 88 | 95.96 | 3.2368 | #N/A | 5.4751 | 0.9839% | 1 | 50% | 0% | 0% | 0% | 8.2745 | 0 | 0 | 0 | 8.2745 | #N/A
2007-06-21 17:00 | 6 | 21 | 17 | 172.6669 | 4121 | 80.96 | 54.68 | 1003 | 80.96 | 0 | 1835.2575 | Cooling | 305.8762 | #N/A | #N/A | #N/A | #N/A | 0 | 0 | 0 | 0 | 0 | 1835.2575 | #N/A | #N/A | 88 | 95.96 | 3.2368 | #N/A | 5.6739 | 1.02% | 1 | 50% | 0% | 0% | 0% | 8.2745 | 0 | 0 | 0 | 8.2745 | #N/A
2007-06-21 18:00 | 6 | 21 | 18 | 172.7086 | 4122 | 78.98 | 55.76 | 1002 | 78.98 | 0 | 1550.5607 | Cooling | 258.4268 | #N/A | #N/A | #N/A | #N/A | 0 | 0 | 0 | 0 | 0 | 1550.5607 | #N/A | #N/A | 88 | 93.98 | 3.3721 | #N/A | 4.7938 | 0.8614% | 1 | 50% | 0% | 0% | 0% | 8.2745 | 0 | 0 | 0 | 8.2745 | #N/A
2007-06-21 19:00 | 6 | 21 | 19 | 172.7502 | 4123 | 75.92 | 57.92 | 1002 | 75.92 | 0 | 1303.243 | Cooling | 217.2072 | #N/A | #N/A | #N/A | #N/A | 0 | 0 | 0 | 0 | 0 | 1303.243 | #N/A | #N/A | 88 | 90.92 | 3.5812 | #N/A | 4.0291 | 0.724% | 1 | 50% | 0% | 0% | 0% | 8.2745 | 0 | 0 | 0 | 8.2745 | #N/A
2007-06-21 20:00 | 6 | 21 | 20 | 172.7919 | 4124 | 75.92 | 57.38 | 1002 | 75.92 | 0 | 1124.3106 | Cooling | 187.3851 | #N/A | #N/A | #N/A | #N/A | 0 | 0 | 0 | 0 | 0 | 1124.3106 | #N/A | #N/A | 88 | 90.92 | 3.5812 | #N/A | 3.4759 | 0.6246% | 1 | 50% | 0% | 0% | 0% | 8.2745 | 0 | 0 | 0 | 8.2745 | #N/A
2007-06-21 21:00 | 6 | 21 | 21 | 172.8336 | 4125 | 71.96 | 57.02 | 1002 | 71.96 | 0 | 1044.5199 | Cooling | 174.0867 | #N/A | #N/A | #N/A | #N/A | 0 | 0 | 0 | 0 | 0 | 1044.5199 | #N/A | #N/A | 88 | 86.96 | 3.8518 | #N/A | 3.2293 | 0.5803% | 1 | 50% | 0% | 0% | 0% | 8.2745 | 0 | 0 | 0 | 8.2745 | #N/A
2007-06-21 22:00 | 6 | 21 | 22 | 172.8752 | 4126 | 69.98 | 57.02 | 1001 | 69.98 | 0 | 144.2782 | Cooling | 24.0464 | #N/A | #N/A | #N/A | #N/A | 0 | 0 | 0 | 0 | 0 | 144.2782 | #N/A | #N/A | 88 | 84.98 | 3.9871 | #N/A | 0.44605 | 0.08015% | 1 | 50% | 0% | 0% | 0% | 8.2745 | 0 | 0 | 0 | 8.2745 | #N/A
2007-06-21 23:00 | 6 | 21 | 23 | 172.9169 | 4127 | 69.98 | 56.48 | 1001 | 69.98 | 0 | 153.628 | Cooling | 25.6047 | #N/A | #N/A | #N/A | #N/A | 0 | 0 | 0 | 0 | 0 | 153.628 | #N/A | #N/A | 88 | 84.98 | 3.9871 | #N/A | 0.47496 | 0.08535% | 1 | 50% | 0% | 0% | 0% | 8.2745 | 0 | 0 | 0 | 8.2745 | #N/A
2007-06-22 | 6 | 22 | 0 | 172.9586 | 4128 | 64.94 | 56.3 | 1001 | 64.94 | 0 | 122.3316 | Cooling | 20.3886 | #N/A | #N/A | #N/A | #N/A | 0 | 0 | 0 | 0 | 0 | 122.3316 | #N/A | #N/A | 88 | 79.94 | 4.3315 | #N/A | 0.3782 | 0.06796% | 1 | 50% | 0% | 0% | 0% | 8.2745 | 0 | 0 | 0 | 8.2745 | #N/A
2007-06-22 01:00 | 6 | 22 | 1 | 173.0002 | 4129 | 62.96 | 55.94 | 1000 | 62.96 | 0 | 112.1845 | Cooling | 18.6974 | #N/A | #N/A | #N/A | #N/A | 0 | 0 | 0 | 0 | 0 | 112.1845 | #N/A | #N/A | 88 | 77.96 | 4.4668 | #N/A | 0.34683 | 0.06232% | 1 | 50% | 0% | 0% | 0% | 8.2745 | 0 | 0 | 0 | 8.2745 | #N/A
2007-06-22 02:00 | 6 | 22 | 2 | 173.0419 | 4130 | 62.96 | 55.22 | 999 | 62.96 | 0 | 101.2866 | Cooling | 16.8811 | #N/A | #N/A | #N/A | #N/A | 0 | 0 | 0 | 0 | 0 | 101.2866 | #N/A | #N/A | 88 | 77.96 | 4.4668 | #N/A | 0.31314 | 0.05627% | 1 | 50% | 0% | 0% | 0% | 8.2745 | 0 | 0 | 0 | 8.2745 | #N/A
2007-06-22 03:00 | 6 | 22 | 3 | 173.0836 | 4131 | 60.98 | 55.04 | 999 | 60.98 | 0 | 92.304 | Cooling | 15.384 | #N/A | #N/A | #N/A | #N/A | 0 | 0 | 0 | 0 | 0 | 92.304 | #N/A | #N/A | 88 | 75.98 | 4.6021 | #N/A | 0.28537 | 0.05128% | 1 | 50% | 0% | 0% | 0% | 8.2745 | 0 | 0 | 0 | 8.2745 | #N/A
2007-06-22 04:00 | 6 | 22 | 4 | 173.1252 | 4132 | 60.08 | 55.04 | 998 | 60.08 | 0 | 82.9841 | Cooling | 13.8307 | #N/A | #N/A | #N/A | #N/A | 0 | 0 | 0 | 0 | 0 | 82.9841 | #N/A | #N/A | 88 | 75.08 | 4.6636 | #N/A | 0.25656 | 0.0461% | 1 | 50% | 0% | 0% | 0% | 8.2745 | 0 | 0 | 0 | 8.2745 | #N/A
2007-06-22 05:00 | 6 | 22 | 5 | 173.1669 | 4133 | 60.08 | 55.04 | 998 | 60.08 | 0 | 107.8533 | Cooling | 17.9756 | #N/A | #N/A | #N/A | #N/A | 0 | 0 | 0 | 0 | 0 | 107.8533 | #N/A | #N/A | 88 | 75.08 | 4.6636 | #N/A | 0.33344 | 0.05992% | 1 | 50% | 0% | 0% | 0% | 8.2745 | 0 | 0 | 0 | 8.2745 | #N/A
2007-06-22 06:00 | 6 | 22 | 6 | 173.2086 | 4134 | 60.98 | 56.3 | 998 | 60.98 | 0 | 926.7457 | Cooling | 154.4576 | #N/A | #N/A | #N/A | #N/A | 0 | 0 | 0 | 0 | 0 | 926.7457 | #N/A | #N/A | 88 | 75.98 | 4.6021 | #N/A | 2.8652 | 0.5149% | 1 | 50% | 0% | 0% | 0% | 8.2745 | 0 | 0 | 0 | 8.2745 | #N/A
2007-06-22 07:00 | 6 | 22 | 7 | 173.2502 | 4135 | 64.04 | 57.92 | 998 | 64.04 | 0 | 1093.6028 | Cooling | 182.2671 | #N/A | #N/A | #N/A | #N/A | 0 | 0 | 0 | 0 | 0 | 1093.6028 | #N/A | #N/A | 88 | 79.04 | 4.393 | #N/A | 3.381 | 0.6076% | 1 | 50% | 0% | 0% | 0% | 8.2745 | 0 | 0 | 0 | 8.2745 | #N/A
2007-06-22 08:00 | 6 | 22 | 8 | 173.2919 | 4136 | 64.04 | 57.56 | 998 | 64.04 | 0 | 1202.5295 | Cooling | 200.4216 | #N/A | #N/A | #N/A | #N/A | 0 | 0 | 0 | 0 | 0 | 1202.5295 | #N/A | #N/A | 88 | 79.04 | 4.393 | #N/A | 3.7178 | 0.6681% | 1 | 50% | 0% | 0% | 0% | 8.2745 | 0 | 0 | 0 | 8.2745 | #N/A
2007-06-22 09:00 | 6 | 22 | 9 | 173.3336 | 4137 | 71.06 | 57.56 | 998 | 71.06 | 0 | 1189.9401 | Cooling | 198.3233 | #N/A | #N/A | #N/A | #N/A | 0 | 0 | 0 | 0 | 0 | 1189.9401 | #N/A | #N/A | 88 | 86.06 | 3.9133 | #N/A | 3.6788 | 0.6611% | 1 | 50% | 0% | 0% | 0% | 8.2745 | 0 | 0 | 0 | 8.2745 | #N/A
2007-06-22 10:00 | 6 | 22 | 10 | 173.3752 | 4138 | 73.94 | 57.92 | 998 | 73.94 | 0 | 1157.9523 | Cooling | 192.9921 | #N/A | #N/A | #N/A | #N/A | 0 | 0 | 0 | 0 | 0 | 1157.9523 | #N/A | #N/A | 88 | 88.94 | 3.7165 | #N/A | 3.58 | 0.6433% | 1 | 50% | 0% | 0% | 0% | 8.2745 | 0 | 0 | 0 | 8.2745 | #N/A
2007-06-22 11:00 | 6 | 22 | 11 | 173.4169 | 4139 | 73.94 | 61.16 | 997 | 73.94 | 0 | 1454.1509 | Cooling | 242.3585 | #N/A | #N/A | #N/A | #N/A | 0 | 0 | 0 | 0 | 0 | 1454.1509 | #N/A | #N/A | 88 | 88.94 | 3.7165 | #N/A | 4.4957 | 0.8079% | 1 | 50% | 0% | 0% | 0% | 8.2745 | 0 | 0 | 0 | 8.2745 | #N/A
2007-06-22 12:00 | 6 | 22 | 12 | 173.4586 | 4140 | 75.92 | 64.76 | 996 | 75.92 | 0 | 1953.966 | Cooling | 325.661 | #N/A | #N/A | #N/A | #N/A | 0 | 0 | 0 | 0 | 0 | 1953.966 | #N/A | #N/A | 88 | 90.92 | 3.5812 | #N/A | 6.0409 | 1.086% | 1 | 50% | 0% | 0% | 0% | 8.2745 | 0 | 0 | 0 | 8.2745 | #N/A
2007-06-22 13:00 | 6 | 22 | 13 | 173.5002 | 4141 | 77 | 69.08 | 996 | 77 | 0 | 2122.1573 | Cooling | 353.6929 | #N/A | #N/A | #N/A | #N/A | 0 | 0 | 0 | 0 | 0 | 2122.1573 | #N/A | #N/A | 88 | 92 | 3.5074 | #N/A | 6.5609 | 1.179% | 1 | 50% | 0% | 0% | 0% | 8.2745 | 0 | 0 | 0 | 8.2745 | #N/A
2007-06-22 14:00 | 6 | 22 | 14 | 173.5419 | 4142 | 77 | 66.02 | 996 | 77 | 0 | 2278.3967 | Cooling | 379.7328 | #N/A | #N/A | #N/A | #N/A | 0 | 0 | 0 | 0 | 0 | 2278.3967 | #N/A | #N/A | 88 | 92 | 3.5074 | #N/A | 7.0439 | 1.266% | 1 | 50% | 0% | 0% | 0% | 8.2745 | 0 | 0 | 0 | 8.2745 | #N/A
2007-06-22 15:00 | 6 | 22 | 15 | 173.5836 | 4143 | 73.94 | 63.68 | 995 | 73.94 | 0 | 1872.2488 | Cooling | 312.0415 | #N/A | #N/A | #N/A | #N/A | 0 | 0 | 0 | 0 | 0 | 1872.2488 | #N/A | #N/A | 88 | 88.94 | 3.7165 | #N/A | 5.7883 | 1.04% | 1 | 50% | 0% | 0% | 0% | 8.2745 | 0 | 0 | 0 | 8.2745 | #N/A
2007-06-22 16:00 | 6 | 22 | 16 | 173.6252 | 4144 | 75.02 | 62.06 | 995 | 75.02 | 0 | 1545.2379 | Cooling | 257.5396 | #N/A | #N/A | #N/A | #N/A | 0 | 0 | 0 | 0 | 0 | 1545.2379 | #N/A | #N/A | 88 | 90.02 | 3.6427 | #N/A | 4.7773 | 0.8585% | 1 | 50% | 0% | 0% | 0% | 8.2745 | 0 | 0 | 0 | 8.2745 | #N/A
2007-06-22 17:00 | 6 | 22 | 17 | 173.6669 | 4145 | 75.02 | 60.8 | 996 | 75.02 | 0 | 1386.0402 | Cooling | 231.0067 | #N/A | #N/A | #N/A | #N/A | 0 | 0 | 0 | 0 | 0 | 1386.0402 | #N/A | #N/A | 88 | 90.02 | 3.6427 | #N/A | 4.2851 | 0.77% | 1 | 50% | 0% | 0% | 0% | 8.2745 | 0 | 0 | 0 | 8.2745 | #N/A
2007-06-22 18:00 | 6 | 22 | 18 | 173.7086 | 4146 | 69.98 | 59.9 | 996 | 69.98 | 0 | 203.2789 | Cooling | 33.8798 | #N/A | #N/A | #N/A | #N/A | 0 | 0 | 0 | 0 | 0 | 203.2789 | #N/A | #N/A | 88 | 84.98 | 3.9871 | #N/A | 0.62846 | 0.1129% | 1 | 50% | 0% | 0% | 0% | 8.2745 | 0 | 0 | 0 | 8.2745 | #N/A
2007-06-22 19:00 | 6 | 22 | 19 | 173.7502 | 4147 | 71.06 | 60.08 | 996 | 71.06 | 0 | 244.8164 | Cooling | 40.8027 | #N/A | #N/A | #N/A | #N/A | 0 | 0 | 0 | 0 | 0 | 244.8164 | #N/A | #N/A | 88 | 86.06 | 3.9133 | #N/A | 0.75688 | 0.136% | 1 | 50% | 0% | 0% | 0% | 8.2745 | 0 | 0 | 0 | 8.2745 | #N/A
2007-06-22 20:00 | 6 | 22 | 20 | 173.7919 | 4148 | 71.06 | 59.36 | 996 | 71.06 | 0 | 221.6914 | Cooling | 36.9486 | #N/A | #N/A | #N/A | #N/A | 0 | 0 | 0 | 0 | 0 | 221.6914 | #N/A | #N/A | 88 | 86.06 | 3.9133 | #N/A | 0.68539 | 0.1232% | 1 | 50% | 0% | 0% | 0% | 8.2745 | 0 | 0 | 0 | 8.2745 | #N/A
2007-06-22 21:00 | 6 | 22 | 21 | 173.8336 | 4149 | 68 | 59.18 | 997 | 68 | 0 | 170.7928 | Cooling | 28.4655 | #N/A | #N/A | #N/A | #N/A | 0 | 0 | 0 | 0 | 0 | 170.7928 | #N/A | #N/A | 88 | 83 | 4.1224 | #N/A | 0.52803 | 0.09488% | 1 | 50% | 0% | 0% | 0% | 8.2745 | 0 | 0 | 0 | 8.2745 | #N/A
2007-06-22 22:00 | 6 | 22 | 22 | 173.8752 | 4150 | 68 | 59 | 997 | 68 | 0 | 124.4513 | Cooling | 20.7419 | #N/A | #N/A | #N/A | #N/A | 0 | 0 | 0 | 0 | 0 | 124.4513 | #N/A | #N/A | 88 | 83 | 4.1224 | #N/A | 0.38476 | 0.06914% | 1 | 50% | 0% | 0% | 0% | 8.2745 | 0 | 0 | 0 | 8.2745 | #N/A
2007-06-22 23:00 | 6 | 22 | 23 | 173.9169 | 4151 | 68 | 56.48 | 998 | 68 | 0 | 69.0146 | Cooling | 11.5024 | #N/A | #N/A | #N/A | #N/A | 0 | 0 | 0 | 0 | 0 | 69.0146 | #N/A | #N/A | 88 | 83 | 4.1224 | #N/A | 0.21337 | 0.03834% | 1 | 50% | 0% | 0% | 0% | 8.2745 | 0 | 0 | 0 | 8.2745 | #N/A
2007-06-23 | 6 | 23 | 0 | 173.9586 | 4152 | 68 | 54.32 | 998 | 68 | 0 | 42.2855 | Cooling | 7.0476 | #N/A | #N/A | #N/A | #N/A | 0 | 0 | 0 | 0 | 0 | 42.2855 | #N/A | #N/A | 88 | 83 | 4.1224 | #N/A | 0.13073 | 0.02349% | 1 | 50% | 0% | 0% | 0% | 8.2745 | 0 | 0 | 0 | 8.2745 | #N/A
2007-06-23 01:00 | 6 | 23 | 1 | 174.0002 | 4153 | 66.2 | 51.98 | 998 | 66.2 | 0 | 21.6157 | Cooling | 3.6026 | #N/A | #N/A | #N/A | #N/A | 0 | 0 | 0 | 0 | 0 | 21.6157 | #N/A | #N/A | 88 | 81.2 | 4.2454 | #N/A | 0.066828 | 0.01201% | 1 | 50% | 0% | 0% | 0% | 8.2745 | 0 | 0 | 0 | 8.2745 | #N/A
2007-06-23 02:00 | 6 | 23 | 2 | 174.0419 | 4154 | 66.92 | 51.62 | 998 | 66.92 | 0 | 14.603 | Cooling | 2.4338 | #N/A | #N/A | #N/A | #N/A | 0 | 0 | 0 | 0 | 0 | 14.603 | #N/A | #N/A | 88 | 81.92 | 4.1962 | #N/A | 0.045147 | 0.008113% | 1 | 50% | 0% | 0% | 0% | 8.2745 | 0 | 0 | 0 | 8.2745 | #N/A
2007-06-23 03:00 | 6 | 23 | 3 | 174.0836 | 4155 | 68 | 51.62 | 998 | 68 | 0 | 14.5511 | Cooling | 2.4252 | #N/A | #N/A | #N/A | #N/A | 0 | 0 | 0 | 0 | 0 | 14.5511 | #N/A | #N/A | 88 | 83 | 4.1224 | #N/A | 0.044987 | 0.008084% | 1 | 50% | 0% | 0% | 0% | 8.2745 | 0 | 0 | 0 | 8.2745 | #N/A
2007-06-23 04:00 | 6 | 23 | 4 | 174.1252 | 4156 | 68 | 51.98 | 997 | 68 | 0 | 14.1726 | Cooling | 2.3621 | #N/A | #N/A | #N/A | #N/A | 0 | 0 | 0 | 0 | 0 | 14.1726 | #N/A | #N/A | 88 | 83 | 4.1224 | #N/A | 0.043816 | 0.007874% | 1 | 50% | 0% | 0% | 0% | 8.2745 | 0 | 0 | 0 | 8.2745 | #N/A
2007-06-23 05:00 | 6 | 23 | 5 | 174.1669 | 4157 | 66.92 | 50.72 | 998 | 66.92 | 0 | 17.1965 | Cooling | 2.8661 | #N/A | #N/A | #N/A | #N/A | 0 | 0 | 0 | 0 | 0 | 17.1965 | #N/A | #N/A | 88 | 81.92 | 4.1962 | #N/A | 0.053165 | 0.009554% | 1 | 50% | 0% | 0% | 0% | 8.2745 | 0 | 0 | 0 | 8.2745 | #N/A
2007-06-23 06:00 | 6 | 23 | 6 | 174.2086 | 4158 | 68 | 50.72 | 998 | 68 | 0 | 20.4883 | Cooling | 3.4147 | #N/A | #N/A | #N/A | #N/A | 0 | 0 | 0 | 0 | 0 | 20.4883 | #N/A | #N/A | 88 | 83 | 4.1224 | #N/A | 0.063342 | 0.01138% | 1 | 50% | 0% | 0% | 0% | 8.2745 | 0 | 0 | 0 | 8.2745 | #N/A
2007-06-23 07:00 | 6 | 23 | 7 | 174.2502 | 4159 | 69.8 | 51.08 | 999 | 69.8 | 0 | 17.4048 | Cooling | 2.9008 | #N/A | #N/A | #N/A | #N/A | 0 | 0 | 0 | 0 | 0 | 17.4048 | #N/A | #N/A | 88 | 84.8 | 3.9994 | #N/A | 0.053809 | 0.009669% | 1 | 50% | 0% | 0% | 0% | 8.2745 | 0 | 0 | 0 | 8.2745 | #N/A
2007-06-23 08:00 | 6 | 23 | 8 | 174.2919 | 4160 | 71.96 | 50 | 999 | 71.96 | 0 | 9.6043 | Cooling | 1.6007 | #N/A | #N/A | #N/A | #N/A | 0 | 0 | 0 | 0 | 0 | 9.6043 | #N/A | #N/A | 88 | 86.96 | 3.8518 | #N/A | 0.029693 | 0.005336% | 1 | 50% | 0% | 0% | 0% | 8.2745 | 0 | 0 | 0 | 8.2745 | #N/A
2007-06-23 09:00 | 6 | 23 | 9 | 174.3336 | 4161 | 75.02 | 49.28 | 999 | 75.02 | 0 | 1.1464 | Cooling | 0.19107 | #N/A | #N/A | #N/A | #N/A | 0 | 0 | 0 | 0 | 0 | 1.1464 | #N/A | #N/A | 88 | 90.02 | 3.6427 | #N/A | 0.0035443 | 0.0006369% | 1 | 50% | 0% | 0% | 0% | 8.2745 | 0 | 0 | 0 | 8.2745 | #N/A
2007-06-23 10:00 | 6 | 23 | 10 | 174.3752 | 4162 | 75.92 | 48.92 | 999 | 75.92 | 0 | 0 | Cooling | 0 | #N/A | #N/A | #N/A | #N/A | 0 | 0 | 0 | 0 | 0 | 0 | #N/A | #N/A | 88 | 90.92 | 3.5812 | #N/A | 0 | 0% | 1 | 50% | 0% | 0% | 0% | 8.2745 | 0 | 0 | 0 | 8.2745 | #N/A
2007-06-23 11:00 | 6 | 23 | 11 | 174.4169 | 4163 | 75.92 | 49.28 | 999 | 75.92 | 0 | 0 | Cooling | 0 | #N/A | #N/A | #N/A | #N/A | 0 | 0 | 0 | 0 | 0 | 0 | #N/A | #N/A | 88 | 90.92 | 3.5812 | #N/A | 0 | 0% | 1 | 50% | 0% | 0% | 0% | 8.2745 | 0 | 0 | 0 | 8.2745 | #N/A
2007-06-23 12:00 | 6 | 23 | 12 | 174.4586 | 4164 | 78.98 | 49.82 | 999 | 78.98 | 0 | 2.308 | Cooling | 0.38467 | #N/A | #N/A | #N/A | #N/A | 0 | 0 | 0 | 0 | 0 | 2.308 | #N/A | #N/A | 88 | 93.98 | 3.3721 | #N/A | 0.0071356 | 0.001282% | 1 | 50% | 0% | 0% | 0% | 8.2745 | 0 | 0 | 0 | 8.2745 | #N/A
2007-06-23 13:00 | 6 | 23 | 13 | 174.5002 | 4165 | 80.06 | 51.08 | 999 | 80.06 | 0 | 7.2316 | Cooling | 1.2053 | #N/A | #N/A | #N/A | #N/A | 0 | 0 | 0 | 0 | 0 | 7.2316 | #N/A | #N/A | 88 | 95.06 | 3.2983 | #N/A | 0.022357 | 0.004018% | 1 | 50% | 0% | 0% | 0% | 8.2745 | 0 | 0 | 0 | 8.2745 | #N/A
2007-06-23 14:00 | 6 | 23 | 14 | 174.5419 | 4166 | 80.06 | 49.64 | 1000 | 80.06 | 0 | 5.9189 | Cooling | 0.98648 | #N/A | #N/A | #N/A | #N/A | 0 | 0 | 0 | 0 | 0 | 5.9189 | #N/A | #N/A | 88 | 95.06 | 3.2983 | #N/A | 0.018299 | 0.003288% | 1 | 50% | 0% | 0% | 0% | 8.2745 | 0 | 0 | 0 | 8.2745 | #N/A
2007-06-23 15:00 | 6 | 23 | 15 | 174.5836 | 4167 | 80.96 | 48.92 | 1000 | 80.96 | 0 | 0.86965 | Cooling | 0.14494 | #N/A | #N/A | #N/A | #N/A | 0 | 0 | 0 | 0 | 0 | 0.86965 | #N/A | #N/A | 88 | 95.96 | 3.2368 | #N/A | 0.0026886 | 0.0004831% | 1 | 50% | 0% | 0% | 0% | 8.2745 | 0 | 0 | 0 | 8.2745 | #N/A
2007-06-23 16:00 | 6 | 23 | 16 | 174.6252 | 4168 | 80.06 | 48.92 | 1001 | 80.06 | 0 | 0 | Cooling | 0 | #N/A | #N/A | #N/A | #N/A | 0 | 0 | 0 | 0 | 0 | 0 | #N/A | #N/A | 88 | 95.06 | 3.2983 | #N/A | 0 | 0% | 1 | 50% | 0% | 0% | 0% | 8.2745 | 0 | 0 | 0 | 8.2745 | #N/A
2007-06-23 17:00 | 6 | 23 | 17 | 174.6669 | 4169 | 80.06 | 47.66 | 1001 | 80.06 | 0 | 0.0010979 | Cooling | 0.00018298 | #N/A | #N/A | #N/A | #N/A | 0 | 0 | 0 | 0 | 0 | 0.0010979 | #N/A | #N/A | 88 | 95.06 | 3.2983 | #N/A | 3.3943e-06 | 6.099e-07% | 1 | 50% | 0% | 0% | 0% | 8.2745 | 0 | 0 | 0 | 8.2745 | #N/A
2007-06-23 18:00 | 6 | 23 | 18 | 174.7086 | 4170 | 78.98 | 46.76 | 1001 | 78.98 | 0 | 0.0068593 | Cooling | 0.0011432 | #N/A | #N/A | #N/A | #N/A | 0 | 0 | 0 | 0 | 0 | 0.0068593 | #N/A | #N/A | 88 | 93.98 | 3.3721 | #N/A | 2.1206e-05 | 3.811e-06% | 1 | 50% | 0% | 0% | 0% | 8.2745 | 0 | 0 | 0 | 8.2745 | #N/A
2007-06-23 19:00 | 6 | 23 | 19 | 174.7502 | 4171 | 78.08 | 46.94 | 1001 | 78.08 | 0 | 0.010745 | Cooling | 0.0017909 | #N/A | #N/A | #N/A | #N/A | 0 | 0 | 0 | 0 | 0 | 0.010745 | #N/A | #N/A | 88 | 93.08 | 3.4336 | #N/A | 3.322e-05 | 5.97e-06% | 1 | 50% | 0% | 0% | 0% | 8.2745 | 0 | 0 | 0 | 8.2745 | #N/A
2007-06-23 20:00 | 6 | 23 | 20 | 174.7919 | 4172 | 78.08 | 46.58 | 1002 | 78.08 | 0 | 0.010695 | Cooling | 0.0017825 | #N/A | #N/A | #N/A | #N/A | 0 | 0 | 0 | 0 | 0 | 0.010695 | #N/A | #N/A | 88 | 93.08 | 3.4336 | #N/A | 3.3065e-05 | 5.942e-06% | 1 | 50% | 0% | 0% | 0% | 8.2745 | 0 | 0 | 0 | 8.2745 | #N/A
2007-06-23 21:00 | 6 | 23 | 21 | 174.8336 | 4173 | 71.96 | 46.76 | 1002 | 71.96 | 0 | 0.0062584 | Cooling | 0.0010431 | #N/A | #N/A | #N/A | #N/A | 0 | 0 | 0 | 0 | 0 | 0.0062584 | #N/A | #N/A | 88 | 86.96 | 3.8518 | #N/A | 1.9349e-05 | 3.477e-06% | 1 | 50% | 0% | 0% | 0% | 8.2745 | 0 | 0 | 0 | 8.2745 | #N/A
2007-06-23 22:00 | 6 | 23 | 22 | 174.8752 | 4174 | 71.96 | 46.94 | 1002 | 71.96 | 0 | 0.0034288 | Cooling | 0.00057147 | #N/A | #N/A | #N/A | #N/A | 0 | 0 | 0 | 0 | 0 | 0.0034288 | #N/A | #N/A | 88 | 86.96 | 3.8518 | #N/A | 1.0601e-05 | 1.905e-06% | 1 | 50% | 0% | 0% | 0% | 8.2745 | 0 | 0 | 0 | 8.2745 | #N/A
2007-06-23 23:00 | 6 | 23 | 23 | 174.9169 | 4175 | 71.96 | 45.86 | 1002 | 71.96 | 0 | 0.0030755 | Cooling | 0.00051259 | #N/A | #N/A | #N/A | #N/A | 0 | 0 | 0 | 0 | 0 | 0.0030755 | #N/A | #N/A | 88 | 86.96 | 3.8518 | #N/A | 9.5084e-06 | 1.709e-06% | 1 | 50% | 0% | 0% | 0% | 8.2745 | 0 | 0 | 0 | 8.2745 | #N/A
2007-06-24 | 6 | 24 | 0 | 174.9586 | 4176 | 71.06 | 44.96 | 1002 | 71.06 | 0 | 0.0065892 | Cooling | 0.0010982 | #N/A | #N/A | #N/A | #N/A | 0 | 0 | 0 | 0 | 0 | 0.0065892 | #N/A | #N/A | 88 | 86.06 | 3.9133 | #N/A | 2.0371e-05 | 3.661e-06% | 1 | 50% | 0% | 0% | 0% | 8.2745 | 0 | 0 | 0 | 8.2745 | #N/A
2007-06-24 01:00 | 6 | 24 | 1 | 175.0002 | 4177 | 71.96 | 44.06 | 1002 | 71.96 | 0 | 0.0081893 | Cooling | 0.0013649 | #N/A | #N/A | #N/A | #N/A | 0 | 0 | 0 | 0 | 0 | 0.0081893 | #N/A | #N/A | 88 | 86.96 | 3.8518 | #N/A | 2.5318e-05 | 4.55e-06% | 1 | 50% | 0% | 0% | 0% | 8.2745 | 0 | 0 | 0 | 8.2745 | #N/A
2007-06-24 02:00 | 6 | 24 | 2 | 175.0419 | 4178 | 71.96 | 44.06 | 1002 | 71.96 | 0 | 0.0077737 | Cooling | 0.0012956 | #N/A | #N/A | #N/A | #N/A | 0 | 0 | 0 | 0 | 0 | 0.0077737 | #N/A | #N/A | 88 | 86.96 | 3.8518 | #N/A | 2.4033e-05 | 4.319e-06% | 1 | 50% | 0% | 0% | 0% | 8.2745 | 0 | 0 | 0 | 8.2745 | #N/A
2007-06-24 03:00 | 6 | 24 | 3 | 175.0836 | 4179 | 73.04 | 44.42 | 1002 | 73.04 | 0 | 0.0062913 | Cooling | 0.0010486 | #N/A | #N/A | #N/A | #N/A | 0 | 0 | 0 | 0 | 0 | 0.0062913 | #N/A | #N/A | 88 | 88.04 | 3.778 | #N/A | 1.945e-05 | 3.495e-06% | 1 | 50% | 0% | 0% | 0% | 8.2745 | 0 | 0 | 0 | 8.2745 | #N/A
2007-06-24 04:00 | 6 | 24 | 4 | 175.1252 | 4180 | 71.96 | 44.96 | 1002 | 71.96 | 0 | 0.0048592 | Cooling | 0.00080987 | #N/A | #N/A | #N/A | #N/A | 0 | 0 | 0 | 0 | 0 | 0.0048592 | #N/A | #N/A | 88 | 86.96 | 3.8518 | #N/A | 1.5023e-05 | 2.7e-06% | 1 | 50% | 0% | 0% | 0% | 8.2745 | 0 | 0 | 0 | 8.2745 | #N/A
2007-06-24 05:00 | 6 | 24 | 5 | 175.1669 | 4181 | 71.96 | 44.6 | 1003 | 71.96 | 0 | 0.0042202 | Cooling | 0.00070337 | #N/A | #N/A | #N/A | #N/A | 0 | 0 | 0 | 0 | 0 | 0.0042202 | #N/A | #N/A | 88 | 86.96 | 3.8518 | #N/A | 1.3047e-05 | 2.345e-06% | 1 | 50% | 0% | 0% | 0% | 8.2745 | 0 | 0 | 0 | 8.2745 | #N/A
2007-06-24 06:00 | 6 | 24 | 6 | 175.2086 | 4182 | 73.04 | 45.68 | 1003 | 73.04 | 1.0951 | 0 | Heating | 0.14601 | #N/A | #N/A | #N/A | #N/A | 1.0951 | #N/A | #N/A | 7.6921 | #N/A | 0 | 0 | 0 | 0 | 0 | 0 | 0 | 0 | 0.0004867% | 1 | 50% | 0% | 0% | 0% | 8.2745 | 0 | 0 | 0 | 8.2745 | #N/A
2007-06-24 07:00 | 6 | 24 | 7 | 175.2502 | 4183 | 75.92 | 46.94 | 1003 | 75.92 | 0 | 0.0021595 | Cooling | 0.00035991 | #N/A | #N/A | #N/A | #N/A | 0 | 0 | 0 | 0 | 0 | 0.0021595 | #N/A | #N/A | 88 | 90.92 | 3.5812 | #N/A | 6.6762e-06 | 1.2e-06% | 1 | 50% | 0% | 0% | 0% | 8.2745 | 0 | 0 | 0 | 8.2745 | #N/A
2007-06-24 08:00 | 6 | 24 | 8 | 175.2919 | 4184 | 75.92 | 48.38 | 1004 | 75.92 | 0 | 0.0023759 | Cooling | 0.00039599 | #N/A | #N/A | #N/A | #N/A | 0 | 0 | 0 | 0 | 0 | 0.0023759 | #N/A | #N/A | 88 | 90.92 | 3.5812 | #N/A | 7.3454e-06 | 1.32e-06% | 1 | 50% | 0% | 0% | 0% | 8.2745 | 0 | 0 | 0 | 8.2745 | #N/A
2007-06-24 09:00 | 6 | 24 | 9 | 175.3336 | 4185 | 78.08 | 50 | 1004 | 78.08 | 0 | 42.2585 | Cooling | 7.0431 | #N/A | #N/A | #N/A | #N/A | 0 | 0 | 0 | 0 | 0 | 42.2585 | #N/A | #N/A | 88 | 93.08 | 3.4336 | #N/A | 0.13065 | 0.02348% | 1 | 50% | 0% | 0% | 0% | 8.2745 | 0 | 0 | 0 | 8.2745 | #N/A
2007-06-24 10:00 | 6 | 24 | 10 | 175.3752 | 4186 | 84.02 | 51.98 | 1004 | 84.02 | 0 | 182.9106 | Cooling | 30.4851 | #N/A | #N/A | #N/A | #N/A | 0 | 0 | 0 | 0 | 0 | 182.9106 | #N/A | #N/A | 88 | 99.02 | 3.0277 | #N/A | 0.56549 | 0.1016% | 1 | 50% | 0% | 0% | 0% | 8.2745 | 0 | 0 | 0 | 8.2745 | #N/A
2007-06-24 11:00 | 6 | 24 | 11 | 175.4169 | 4187 | 84.02 | 50.9 | 1005 | 84.02 | 0 | 237.9903 | Cooling | 39.6651 | #N/A | #N/A | #N/A | #N/A | 0 | 0 | 0 | 0 | 0 | 237.9903 | #N/A | #N/A | 88 | 99.02 | 3.0277 | #N/A | 0.73578 | 0.1322% | 1 | 50% | 0% | 0% | 0% | 8.2745 | 0 | 0 | 0 | 8.2745 | #N/A
2007-06-24 12:00 | 6 | 24 | 12 | 175.4586 | 4188 | 86 | 50 | 1005 | 86 | 0 | 187.1388 | Cooling | 31.1898 | #N/A | #N/A | #N/A | #N/A | 0 | 0 | 0 | 0 | 0 | 187.1388 | #N/A | #N/A | 88 | 101 | 2.8924 | #N/A | 0.57856 | 0.104% | 1 | 50% | 0% | 0% | 0% | 8.2745 | 0 | 0 | 0 | 8.2745 | #N/A
2007-06-24 13:00 | 6 | 24 | 13 | 175.5002 | 4189 | 77 | 50 | 1005 | 77 | 0 | 235.2244 | Cooling | 39.2041 | #N/A | #N/A | #N/A | #N/A | 0 | 0 | 0 | 0 | 0 | 235.2244 | #N/A | #N/A | 88 | 92 | 3.5074 | #N/A | 0.72723 | 0.1307% | 1 | 50% | 0% | 0% | 0% | 8.2745 | 0 | 0 | 0 | 8.2745 | #N/A
2007-06-24 14:00 | 6 | 24 | 14 | 175.5419 | 4190 | 77 | 48.56 | 1005 | 77 | 0 | 271.6641 | Cooling | 45.2773 | #N/A | #N/A | #N/A | #N/A | 0 | 0 | 0 | 0 | 0 | 271.6641 | #N/A | #N/A | 88 | 92 | 3.5074 | #N/A | 0.83988 | 0.1509% | 1 | 50% | 0% | 0% | 0% | 8.2745 | 0 | 0 | 0 | 8.2745 | #N/A
2007-06-24 15:00 | 6 | 24 | 15 | 175.5836 | 4191 | 78.8 | 48.02 | 1005 | 78.8 | 0 | 338.7978 | Cooling | 56.4663 | #N/A | #N/A | #N/A | #N/A | 0 | 0 | 0 | 0 | 0 | 338.7978 | #N/A | #N/A | 88 | 93.8 | 3.3844 | #N/A | 1.0474 | 0.1882% | 1 | 50% | 0% | 0% | 0% | 8.2745 | 0 | 0 | 0 | 8.2745 | #N/A
2007-06-24 16:00 | 6 | 24 | 16 | 175.6252 | 4192 | 80.06 | 48.02 | 1005 | 80.06 | 0 | 398.6676 | Cooling | 66.4446 | #N/A | #N/A | #N/A | #N/A | 0 | 0 | 0 | 0 | 0 | 398.6676 | #N/A | #N/A | 88 | 95.06 | 3.2983 | #N/A | 1.2325 | 0.2215% | 1 | 50% | 0% | 0% | 0% | 8.2745 | 0 | 0 | 0 | 8.2745 | #N/A
2007-06-24 17:00 | 6 | 24 | 17 | 175.6669 | 4193 | 80.06 | 46.76 | 1005 | 80.06 | 0 | 394.508 | Cooling | 65.7513 | #N/A | #N/A | #N/A | #N/A | 0 | 0 | 0 | 0 | 0 | 394.508 | #N/A | #N/A | 88 | 95.06 | 3.2983 | #N/A | 1.2197 | 0.2192% | 1 | 50% | 0% | 0% | 0% | 8.2745 | 0 | 0 | 0 | 8.2745 | #N/A
2007-06-24 18:00 | 6 | 24 | 18 | 175.7086 | 4194 | 80.06 | 45.86 | 1006 | 80.06 | 0 | 344.3985 | Cooling | 57.3997 | #N/A | #N/A | #N/A | #N/A | 0 | 0 | 0 | 0 | 0 | 344.3985 | #N/A | #N/A | 88 | 95.06 | 3.2983 | #N/A | 1.0648 | 0.1913% | 1 | 50% | 0% | 0% | 0% | 8.2745 | 0 | 0 | 0 | 8.2745 | #N/A
2007-06-24 19:00 | 6 | 24 | 19 | 175.7502 | 4195 | 77 | 46.04 | 1006 | 77 | 0 | 278.0045 | Cooling | 46.3341 | #N/A | #N/A | #N/A | #N/A | 0 | 0 | 0 | 0 | 0 | 278.0045 | #N/A | #N/A | 88 | 92 | 3.5074 | #N/A | 0.85949 | 0.1544% | 1 | 50% | 0% | 0% | 0% | 8.2745 | 0 | 0 | 0 | 8.2745 | #N/A
2007-06-24 20:00 | 6 | 24 | 20 | 175.7919 | 4196 | 77 | 44.78 | 1006 | 77 | 0 | 94.8788 | Cooling | 15.8131 | #N/A | #N/A | #N/A | #N/A | 0 | 0 | 0 | 0 | 0 | 94.8788 | #N/A | #N/A | 88 | 92 | 3.5074 | #N/A | 0.29333 | 0.05271% | 1 | 50% | 0% | 0% | 0% | 8.2745 | 0 | 0 | 0 | 8.2745 | #N/A
2007-06-24 21:00 | 6 | 24 | 21 | 175.8336 | 4197 | 71.96 | 43.7 | 1007 | 71.96 | 0 | 0.00099574 | Cooling | 0.00016596 | #N/A | #N/A | #N/A | #N/A | 0 | 0 | 0 | 0 | 0 | 0.00099574 | #N/A | #N/A | 88 | 86.96 | 3.8518 | #N/A | 3.0784e-06 | 5.532e-07% | 1 | 50% | 0% | 0% | 0% | 8.2745 | 0 | 0 | 0 | 8.2745 | #N/A
2007-06-24 22:00 | 6 | 24 | 22 | 175.8752 | 4198 | 69.98 | 42.98 | 1007 | 69.98 | 0 | 0.0052454 | Cooling | 0.00087423 | #N/A | #N/A | #N/A | #N/A | 0 | 0 | 0 | 0 | 0 | 0.0052454 | #N/A | #N/A | 88 | 84.98 | 3.9871 | #N/A | 1.6217e-05 | 2.914e-06% | 1 | 50% | 0% | 0% | 0% | 8.2745 | 0 | 0 | 0 | 8.2745 | #N/A
2007-06-24 23:00 | 6 | 24 | 23 | 175.9169 | 4199 | 69.98 | 42.62 | 1008 | 69.98 | 0 | 0.021122 | Cooling | 0.0035203 | #N/A | #N/A | #N/A | #N/A | 0 | 0 | 0 | 0 | 0 | 0.021122 | #N/A | #N/A | 88 | 84.98 | 3.9871 | #N/A | 6.5301e-05 | 1.173e-05% | 1 | 50% | 0% | 0% | 0% | 8.2745 | 0 | 0 | 0 | 8.2745 | #N/A
2007-06-25 | 6 | 25 | 0 | 175.9586 | 4200 | 66.92 | 42.44 | 1008 | 66.92 | 0 | 0.025597 | Cooling | 0.0042661 | #N/A | #N/A | #N/A | #N/A | 0 | 0 | 0 | 0 | 0 | 0.025597 | #N/A | #N/A | 88 | 81.92 | 4.1962 | #N/A | 7.9135e-05 | 1.422e-05% | 1 | 50% | 0% | 0% | 0% | 8.2745 | 0 | 0 | 0 | 8.2745 | #N/A
2007-06-25 01:00 | 6 | 25 | 1 | 176.0002 | 4201 | 66.02 | 42.08 | 1009 | 66.02 | 0 | 0.030283 | Cooling | 0.0050471 | #N/A | #N/A | #N/A | #N/A | 0 | 0 | 0 | 0 | 0 | 0.030283 | #N/A | #N/A | 88 | 81.02 | 4.2577 | #N/A | 9.3622e-05 | 1.682e-05% | 1 | 50% | 0% | 0% | 0% | 8.2745 | 0 | 0 | 0 | 8.2745 | #N/A
2007-06-25 02:00 | 6 | 25 | 2 | 176.0419 | 4202 | 66.02 | 41 | 1009 | 66.02 | 0 | 0.03435 | Cooling | 0.0057251 | #N/A | #N/A | #N/A | #N/A | 0 | 0 | 0 | 0 | 0 | 0.03435 | #N/A | #N/A | 88 | 81.02 | 4.2577 | #N/A | 0.0001062 | 1.908e-05% | 1 | 50% | 0% | 0% | 0% | 8.2745 | 0 | 0 | 0 | 8.2745 | #N/A
2007-06-25 03:00 | 6 | 25 | 3 | 176.0836 | 4203 | 62.96 | 40.28 | 1009 | 62.96 | 0 | 0.037819 | Cooling | 0.0063032 | #N/A | #N/A | #N/A | #N/A | 0 | 0 | 0 | 0 | 0 | 0.037819 | #N/A | #N/A | 88 | 77.96 | 4.4668 | #N/A | 0.00011692 | 2.101e-05% | 1 | 50% | 0% | 0% | 0% | 8.2745 | 0 | 0 | 0 | 8.2745 | #N/A
2007-06-25 04:00 | 6 | 25 | 4 | 176.1252 | 4204 | 60.98 | 39.92 | 1009 | 60.98 | 0 | 0.040668 | Cooling | 0.0067779 | #N/A | #N/A | #N/A | #N/A | 0 | 0 | 0 | 0 | 0 | 0.040668 | #N/A | #N/A | 88 | 75.98 | 4.6021 | #N/A | 0.00012573 | 2.259e-05% | 1 | 50% | 0% | 0% | 0% | 8.2745 | 0 | 0 | 0 | 8.2745 | #N/A
2007-06-25 05:00 | 6 | 25 | 5 | 176.1669 | 4205 | 60.98 | 42.62 | 1010 | 60.98 | 0 | 0.024154 | Cooling | 0.0040257 | #N/A | #N/A | #N/A | #N/A | 0 | 0 | 0 | 0 | 0 | 0.024154 | #N/A | #N/A | 88 | 75.98 | 4.6021 | #N/A | 7.4675e-05 | 1.342e-05% | 1 | 50% | 0% | 0% | 0% | 8.2745 | 0 | 0 | 0 | 8.2745 | #N/A
2007-06-25 06:00 | 6 | 25 | 6 | 176.2086 | 4206 | 64.04 | 46.76 | 1011 | 64.04 | 2.7085 | 0 | Heating | 0.36114 | #N/A | #N/A | #N/A | #N/A | 2.7085 | #N/A | #N/A | 6.1832 | #N/A | 0 | 0 | 0 | 0 | 0 | 0 | 0 | 0 | 0.001204% | 1 | 50% | 0% | 0% | 0% | 8.2745 | 0 | 0 | 0 | 8.2745 | #N/A
2007-06-25 07:00 | 6 | 25 | 7 | 176.2502 | 4207 | 68 | 51.08 | 1012 | 68 | 0 | 9.3013 | Cooling | 1.5502 | #N/A | #N/A | #N/A | #N/A | 0 | 0 | 0 | 0 | 0 | 9.3013 | #N/A | #N/A | 88 | 83 | 4.1224 | #N/A | 0.028756 | 0.005167% | 1 | 50% | 0% | 0% | 0% | 8.2745 | 0 | 0 | 0 | 8.2745 | #N/A
2007-06-25 08:00 | 6 | 25 | 8 | 176.2919 | 4208 | 68 | 49.46 | 1012 | 68 | 0 | 109.4144 | Cooling | 18.2357 | #N/A | #N/A | #N/A | #N/A | 0 | 0 | 0 | 0 | 0 | 109.4144 | #N/A | #N/A | 88 | 83 | 4.1224 | #N/A | 0.33827 | 0.06079% | 1 | 50% | 0% | 0% | 0% | 8.2745 | 0 | 0 | 0 | 8.2745 | #N/A
2007-06-25 09:00 | 6 | 25 | 9 | 176.3336 | 4209 | 73.04 | 48.02 | 1012 | 73.04 | 0 | 224.9907 | Cooling | 37.4985 | #N/A | #N/A | #N/A | #N/A | 0 | 0 | 0 | 0 | 0 | 224.9907 | #N/A | #N/A | 88 | 88.04 | 3.778 | #N/A | 0.69559 | 0.125% | 1 | 50% | 0% | 0% | 0% | 8.2745 | 0 | 0 | 0 | 8.2745 | #N/A
2007-06-25 10:00 | 6 | 25 | 10 | 176.3752 | 4210 | 75.02 | 46.94 | 1013 | 75.02 | 0 | 411.9118 | Cooling | 68.652 | #N/A | #N/A | #N/A | #N/A | 0 | 0 | 0 | 0 | 0 | 411.9118 | #N/A | #N/A | 88 | 90.02 | 3.6427 | #N/A | 1.2735 | 0.2288% | 1 | 50% | 0% | 0% | 0% | 8.2745 | 0 | 0 | 0 | 8.2745 | #N/A
2007-06-25 11:00 | 6 | 25 | 11 | 176.4169 | 4211 | 75.02 | 46.22 | 1012 | 75.02 | 0 | 529.8027 | Cooling | 88.3004 | #N/A | #N/A | #N/A | #N/A | 0 | 0 | 0 | 0 | 0 | 529.8027 | #N/A | #N/A | 88 | 90.02 | 3.6427 | #N/A | 1.638 | 0.2943% | 1 | 50% | 0% | 0% | 0% | 8.2745 | 0 | 0 | 0 | 8.2745 | #N/A
2007-06-25 12:00 | 6 | 25 | 12 | 176.4586 | 4212 | 78.98 | 45.68 | 1012 | 78.98 | 0 | 567.5253 | Cooling | 94.5876 | #N/A | #N/A | #N/A | #N/A | 0 | 0 | 0 | 0 | 0 | 567.5253 | #N/A | #N/A | 88 | 93.98 | 3.3721 | #N/A | 1.7546 | 0.3153% | 1 | 50% | 0% | 0% | 0% | 8.2745 | 0 | 0 | 0 | 8.2745 | #N/A
2007-06-25 13:00 | 6 | 25 | 13 | 176.5002 | 4213 | 80.06 | 46.04 | 1012 | 80.06 | 0 | 626.9976 | Cooling | 104.4996 | #N/A | #N/A | #N/A | #N/A | 0 | 0 | 0 | 0 | 0 | 626.9976 | #N/A | #N/A | 88 | 95.06 | 3.2983 | #N/A | 1.9384 | 0.3483% | 1 | 50% | 0% | 0% | 0% | 8.2745 | 0 | 0 | 0 | 8.2745 | #N/A
2007-06-25 14:00 | 6 | 25 | 14 | 176.5419 | 4214 | 80.06 | 44.96 | 1012 | 80.06 | 0 | 665.2953 | Cooling | 110.8825 | #N/A | #N/A | #N/A | #N/A | 0 | 0 | 0 | 0 | 0 | 665.2953 | #N/A | #N/A | 88 | 95.06 | 3.2983 | #N/A | 2.0568 | 0.3696% | 1 | 50% | 0% | 0% | 0% | 8.2745 | 0 | 0 | 0 | 8.2745 | #N/A
2007-06-25 15:00 | 6 | 25 | 15 | 176.5836 | 4215 | 80.96 | 44.6 | 1012 | 80.96 | 0 | 692.3738 | Cooling | 115.3956 | #N/A | #N/A | #N/A | #N/A | 0 | 0 | 0 | 0 | 0 | 692.3738 | #N/A | #N/A | 88 | 95.96 | 3.2368 | #N/A | 2.1406 | 0.3847% | 1 | 50% | 0% | 0% | 0% | 8.2745 | 0 | 0 | 0 | 8.2745 | #N/A
2007-06-25 16:00 | 6 | 25 | 16 | 176.6252 | 4216 | 80.96 | 44.96 | 1012 | 80.96 | 0 | 721.6762 | Cooling | 120.2794 | #N/A | #N/A | #N/A | #N/A | 0 | 0 | 0 | 0 | 0 | 721.6762 | #N/A | #N/A | 88 | 95.96 | 3.2368 | #N/A | 2.2312 | 0.4009% | 1 | 50% | 0% | 0% | 0% | 8.2745 | 0 | 0 | 0 | 8.2745 | #N/A
2007-06-25 17:00 | 6 | 25 | 17 | 176.6669 | 4217 | 80.96 | 43.7 | 1012 | 80.96 | 0 | 688.1061 | Cooling | 114.6843 | #N/A | #N/A | #N/A | #N/A | 0 | 0 | 0 | 0 | 0 | 688.1061 | #N/A | #N/A | 88 | 95.96 | 3.2368 | #N/A | 2.1274 | 0.3823% | 1 | 50% | 0% | 0% | 0% | 8.2745 | 0 | 0 | 0 | 8.2745 | #N/A
2007-06-25 18:00 | 6 | 25 | 18 | 176.7086 | 4218 | 78.98 | 42.8 | 1012 | 78.98 | 0 | 610.3805 | Cooling | 101.7301 | #N/A | #N/A | #N/A | #N/A | 0 | 0 | 0 | 0 | 0 | 610.3805 | #N/A | #N/A | 88 | 93.98 | 3.3721 | #N/A | 1.8871 | 0.3391% | 1 | 50% | 0% | 0% | 0% | 8.2745 | 0 | 0 | 0 | 8.2745 | #N/A
2007-06-25 19:00 | 6 | 25 | 19 | 176.7502 | 4219 | 77 | 42.98 | 1013 | 77 | 0 | 534.6743 | Cooling | 89.1124 | #N/A | #N/A | #N/A | #N/A | 0 | 0 | 0 | 0 | 0 | 534.6743 | #N/A | #N/A | 88 | 92 | 3.5074 | #N/A | 1.653 | 0.297% | 1 | 50% | 0% | 0% | 0% | 8.2745 | 0 | 0 | 0 | 8.2745 | #N/A
2007-06-25 20:00 | 6 | 25 | 20 | 176.7919 | 4220 | 77 | 42.44 | 1013 | 77 | 0 | 375.9354 | Cooling | 62.6559 | #N/A | #N/A | #N/A | #N/A | 0 | 0 | 0 | 0 | 0 | 375.9354 | #N/A | #N/A | 88 | 92 | 3.5074 | #N/A | 1.1623 | 0.2089% | 1 | 50% | 0% | 0% | 0% | 8.2745 | 0 | 0 | 0 | 8.2745 | #N/A
2007-06-25 21:00 | 6 | 25 | 21 | 176.8336 | 4221 | 71.06 | 42.08 | 1014 | 71.06 | 0 | 115.1332 | Cooling | 19.1889 | #N/A | #N/A | #N/A | #N/A | 0 | 0 | 0 | 0 | 0 | 115.1332 | #N/A | #N/A | 88 | 86.06 | 3.9133 | #N/A | 0.35595 | 0.06396% | 1 | 50% | 0% | 0% | 0% | 8.2745 | 0 | 0 | 0 | 8.2745 | #N/A
2007-06-25 22:00 | 6 | 25 | 22 | 176.8752 | 4222 | 69.08 | 42.08 | 1014 | 69.08 | 0 | 0.0013733 | Cooling | 0.00022888 | #N/A | #N/A | #N/A | #N/A | 0 | 0 | 0 | 0 | 0 | 0.0013733 | #N/A | #N/A | 88 | 84.08 | 4.0486 | #N/A | 4.2456e-06 | 7.629e-07% | 1 | 50% | 0% | 0% | 0% | 8.2745 | 0 | 0 | 0 | 8.2745 | #N/A
2007-06-25 23:00 | 6 | 25 | 23 | 176.9169 | 4223 | 69.08 | 41.54 | 1015 | 69.08 | 0 | 0.012056 | Cooling | 0.0020094 | #N/A | #N/A | #N/A | #N/A | 0 | 0 | 0 | 0 | 0 | 0.012056 | #N/A | #N/A | 88 | 84.08 | 4.0486 | #N/A | 3.7273e-05 | 6.698e-06% | 1 | 50% | 0% | 0% | 0% | 8.2745 | 0 | 0 | 0 | 8.2745 | #N/A
2007-06-26 | 6 | 26 | 0 | 176.9586 | 4224 | 64.94 | 41.36 | 1015 | 64.94 | 0 | 0.021993 | Cooling | 0.0036655 | #N/A | #N/A | #N/A | #N/A | 0 | 0 | 0 | 0 | 0 | 0.021993 | #N/A | #N/A | 88 | 79.94 | 4.3315 | #N/A | 6.7994e-05 | 1.222e-05% | 1 | 50% | 0% | 0% | 0% | 8.2745 | 0 | 0 | 0 | 8.2745 | #N/A
2007-06-26 01:00 | 6 | 26 | 1 | 177.0002 | 4225 | 64.04 | 41 | 1015 | 64.04 | 0 | 0.029772 | Cooling | 0.0049619 | #N/A | #N/A | #N/A | #N/A | 0 | 0 | 0 | 0 | 0 | 0.029772 | #N/A | #N/A | 88 | 79.04 | 4.393 | #N/A | 9.2043e-05 | 1.654e-05% | 1 | 50% | 0% | 0% | 0% | 8.2745 | 0 | 0 | 0 | 8.2745 | #N/A
2007-06-26 02:00 | 6 | 26 | 2 | 177.0419 | 4226 | 64.04 | 40.64 | 1015 | 64.04 | 0 | 0.029851 | Cooling | 0.0049752 | #N/A | #N/A | #N/A | #N/A | 0 | 0 | 0 | 0 | 0 | 0.029851 | #N/A | #N/A | 88 | 79.04 | 4.393 | #N/A | 9.2289e-05 | 1.658e-05% | 1 | 50% | 0% | 0% | 0% | 8.2745 | 0 | 0 | 0 | 8.2745 | #N/A
2007-06-26 03:00 | 6 | 26 | 3 | 177.0836 | 4227 | 62.96 | 40.64 | 1015 | 62.96 | 0 | 0.02467 | Cooling | 0.0041117 | #N/A | #N/A | #N/A | #N/A | 0 | 0 | 0 | 0 | 0 | 0.02467 | #N/A | #N/A | 88 | 77.96 | 4.4668 | #N/A | 7.6271e-05 | 1.371e-05% | 1 | 50% | 0% | 0% | 0% | 8.2745 | 0 | 0 | 0 | 8.2745 | #N/A
2007-06-26 04:00 | 6 | 26 | 4 | 177.1252 | 4228 | 60.98 | 41 | 1015 | 60.98 | 0 | 0.02086 | Cooling | 0.0034767 | #N/A | #N/A | #N/A | #N/A | 0 | 0 | 0 | 0 | 0 | 0.02086 | #N/A | #N/A | 88 | 75.98 | 4.6021 | #N/A | 6.4492e-05 | 1.159e-05% | 1 | 50% | 0% | 0% | 0% | 8.2745 | 0 | 0 | 0 | 8.2745 | #N/A
2007-06-26 05:00 | 6 | 26 | 5 | 177.1669 | 4229 | 60.98 | 42.98 | 1015 | 60.98 | 0 | 0.0033145 | Cooling | 0.00055242 | #N/A | #N/A | #N/A | #N/A | 0 | 0 | 0 | 0 | 0 | 0.0033145 | #N/A | #N/A | 88 | 75.98 | 4.6021 | #N/A | 1.0247e-05 | 1.841e-06% | 1 | 50% | 0% | 0% | 0% | 8.2745 | 0 | 0 | 0 | 8.2745 | #N/A
2007-06-26 06:00 | 6 | 26 | 6 | 177.2086 | 4230 | 64.04 | 46.4 | 1016 | 64.04 | 0.26144 | 0 | Heating | 0.034858 | #N/A | #N/A | #N/A | #N/A | 0.26144 | #N/A | #N/A | 6.1832 | #N/A | 0 | 0 | 0 | 0 | 0 | 0 | 0 | 0 | 0.0001162% | 1 | 50% | 0% | 0% | 0% | 8.2745 | 0 | 0 | 0 | 8.2745 | #N/A
2007-06-26 07:00 | 6 | 26 | 7 | 177.2502 | 4231 | 68 | 50 | 1016 | 68 | 0 | 0 | Cooling | 0 | #N/A | #N/A | #N/A | #N/A | 0 | 0 | 0 | 0 | 0 | 0 | #N/A | #N/A | 88 | 83 | 4.1224 | #N/A | 0 | 0% | 1 | 50% | 0% | 0% | 0% | 8.2745 | 0 | 0 | 0 | 8.2745 | #N/A
2007-06-26 08:00 | 6 | 26 | 8 | 177.2919 | 4232 | 68 | 49.28 | 1016 | 68 | 0 | 152.2927 | Cooling | 25.3821 | #N/A | #N/A | #N/A | #N/A | 0 | 0 | 0 | 0 | 0 | 152.2927 | #N/A | #N/A | 88 | 83 | 4.1224 | #N/A | 0.47083 | 0.08461% | 1 | 50% | 0% | 0% | 0% | 8.2745 | 0 | 0 | 0 | 8.2745 | #N/A
2007-06-26 09:00 | 6 | 26 | 9 | 177.3336 | 4233 | 71.06 | 48.92 | 1016 | 71.06 | 0 | 434.4744 | Cooling | 72.4124 | #N/A | #N/A | #N/A | #N/A | 0 | 0 | 0 | 0 | 0 | 434.4744 | #N/A | #N/A | 88 | 86.06 | 3.9133 | #N/A | 1.3432 | 0.2414% | 1 | 50% | 0% | 0% | 0% | 8.2745 | 0 | 0 | 0 | 8.2745 | #N/A
2007-06-26 10:00 | 6 | 26 | 10 | 177.3752 | 4234 | 73.94 | 48.92 | 1016 | 73.94 | 0 | 643.0173 | Cooling | 107.1696 | #N/A | #N/A | #N/A | #N/A | 0 | 0 | 0 | 0 | 0 | 643.0173 | #N/A | #N/A | 88 | 88.94 | 3.7165 | #N/A | 1.988 | 0.3572% | 1 | 50% | 0% | 0% | 0% | 8.2745 | 0 | 0 | 0 | 8.2745 | #N/A
2007-06-26 11:00 | 6 | 26 | 11 | 177.4169 | 4235 | 73.94 | 48.2 | 1015 | 73.94 | 0 | 781.6408 | Cooling | 130.2735 | #N/A | #N/A | #N/A | #N/A | 0 | 0 | 0 | 0 | 0 | 781.6408 | #N/A | #N/A | 88 | 88.94 | 3.7165 | #N/A | 2.4165 | 0.4342% | 1 | 50% | 0% | 0% | 0% | 8.2745 | 0 | 0 | 0 | 8.2745 | #N/A
2007-06-26 12:00 | 6 | 26 | 12 | 177.4586 | 4236 | 78.08 | 47.66 | 1014 | 78.08 | 0 | 868.3215 | Cooling | 144.7203 | #N/A | #N/A | #N/A | #N/A | 0 | 0 | 0 | 0 | 0 | 868.3215 | #N/A | #N/A | 88 | 93.08 | 3.4336 | #N/A | 2.6845 | 0.4824% | 1 | 50% | 0% | 0% | 0% | 8.2745 | 0 | 0 | 0 | 8.2745 | #N/A
2007-06-26 13:00 | 6 | 26 | 13 | 177.5002 | 4237 | 75.92 | 48.02 | 1014 | 75.92 | 0 | 1097.4011 | Cooling | 182.9002 | #N/A | #N/A | #N/A | #N/A | 0 | 0 | 0 | 0 | 0 | 1097.4011 | #N/A | #N/A | 88 | 90.92 | 3.5812 | #N/A | 3.3928 | 0.6097% | 1 | 50% | 0% | 0% | 0% | 8.2745 | 0 | 0 | 0 | 8.2745 | #N/A
2007-06-26 14:00 | 6 | 26 | 14 | 177.5419 | 4238 | 75.92 | 47.3 | 1013 | 75.92 | 0 | 1274.4115 | Cooling | 212.4019 | #N/A | #N/A | #N/A | #N/A | 0 | 0 | 0 | 0 | 0 | 1274.4115 | #N/A | #N/A | 88 | 90.92 | 3.5812 | #N/A | 3.94 | 0.708% | 1 | 50% | 0% | 0% | 0% | 8.2745 | 0 | 0 | 0 | 8.2745 | #N/A
2007-06-26 15:00 | 6 | 26 | 15 | 177.5836 | 4239 | 71.96 | 47.3 | 1012 | 71.96 | 0 | 1332.883 | Cooling | 222.1472 | #N/A | #N/A | #N/A | #N/A | 0 | 0 | 0 | 0 | 0 | 1332.883 | #N/A | #N/A | 88 | 86.96 | 3.8518 | #N/A | 4.1208 | 0.7405% | 1 | 50% | 0% | 0% | 0% | 8.2745 | 0 | 0 | 0 | 8.2745 | #N/A
2007-06-26 16:00 | 6 | 26 | 16 | 177.6252 | 4240 | 71.06 | 48.02 | 1012 | 71.06 | 0 | 1422.5433 | Cooling | 237.0906 | #N/A | #N/A | #N/A | #N/A | 0 | 0 | 0 | 0 | 0 | 1422.5433 | #N/A | #N/A | 88 | 86.06 | 3.9133 | #N/A | 4.398 | 0.7903% | 1 | 50% | 0% | 0% | 0% | 8.2745 | 0 | 0 | 0 | 8.2745 | #N/A
2007-06-26 17:00 | 6 | 26 | 17 | 177.6669 | 4241 | 71.06 | 46.76 | 1011 | 71.06 | 0 | 1405.876 | Cooling | 234.3127 | #N/A | #N/A | #N/A | #N/A | 0 | 0 | 0 | 0 | 0 | 1405.876 | #N/A | #N/A | 88 | 86.06 | 3.9133 | #N/A | 4.3464 | 0.781% | 1 | 50% | 0% | 0% | 0% | 8.2745 | 0 | 0 | 0 | 8.2745 | #N/A
2007-06-26 18:00 | 6 | 26 | 18 | 177.7086 | 4242 | 71.06 | 45.86 | 1011 | 71.06 | 0 | 1318.3015 | Cooling | 219.7169 | #N/A | #N/A | #N/A | #N/A | 0 | 0 | 0 | 0 | 0 | 1318.3015 | #N/A | #N/A | 88 | 86.06 | 3.9133 | #N/A | 4.0757 | 0.7324% | 1 | 50% | 0% | 0% | 0% | 8.2745 | 0 | 0 | 0 | 8.2745 | #N/A
2007-06-26 19:00 | 6 | 26 | 19 | 177.7502 | 4243 | 69.08 | 46.04 | 1010 | 69.08 | 0 | 1240.2232 | Cooling | 206.7039 | #N/A | #N/A | #N/A | #N/A | 0 | 0 | 0 | 0 | 0 | 1240.2232 | #N/A | #N/A | 88 | 84.08 | 4.0486 | #N/A | 3.8343 | 0.689% | 1 | 50% | 0% | 0% | 0% | 8.2745 | 0 | 0 | 0 | 8.2745 | #N/A
2007-06-26 20:00 | 6 | 26 | 20 | 177.7919 | 4244 | 69.08 | 46.4 | 1010 | 69.08 | 0 | 947.0134 | Cooling | 157.8356 | #N/A | #N/A | #N/A | #N/A | 0 | 0 | 0 | 0 | 0 | 947.0134 | #N/A | #N/A | 88 | 84.08 | 4.0486 | #N/A | 2.9278 | 0.5261% | 1 | 50% | 0% | 0% | 0% | 8.2745 | 0 | 0 | 0 | 8.2745 | #N/A
2007-06-26 21:00 | 6 | 26 | 21 | 177.8336 | 4245 | 68 | 47.12 | 1010 | 68 | 0 | 789.9438 | Cooling | 131.6573 | #N/A | #N/A | #N/A | #N/A | 0 | 0 | 0 | 0 | 0 | 789.9438 | #N/A | #N/A | 88 | 83 | 4.1224 | #N/A | 2.4422 | 0.4389% | 1 | 50% | 0% | 0% | 0% | 8.2745 | 0 | 0 | 0 | 8.2745 | #N/A
2007-06-26 22:00 | 6 | 26 | 22 | 177.8752 | 4246 | 66.92 | 48.02 | 1011 | 66.92 | 0 | 0.048505 | Cooling | 0.0080842 | #N/A | #N/A | #N/A | #N/A | 0 | 0 | 0 | 0 | 0 | 0.048505 | #N/A | #N/A | 88 | 81.92 | 4.1962 | #N/A | 0.00014996 | 2.695e-05% | 1 | 50% | 0% | 0% | 0% | 8.2745 | 0 | 0 | 0 | 8.2745 | #N/A
2007-06-26 23:00 | 6 | 26 | 23 | 177.9169 | 4247 | 66.92 | 48.2 | 1010 | 66.92 | 0 | 0 | Cooling | 0 | #N/A | #N/A | #N/A | #N/A | 0 | 0 | 0 | 0 | 0 | 0 | #N/A | #N/A | 88 | 81.92 | 4.1962 | #N/A | 0 | 0% | 1 | 50% | 0% | 0% | 0% | 8.2745 | 0 | 0 | 0 | 8.2745 | #N/A
2007-06-27 | 6 | 27 | 0 | 177.9586 | 4248 | 66.92 | 48.56 | 1010 | 66.92 | 0 | 0 | Cooling | 0 | #N/A | #N/A | #N/A | #N/A | 0 | 0 | 0 | 0 | 0 | 0 | #N/A | #N/A | 88 | 81.92 | 4.1962 | #N/A | 0 | 0% | 1 | 50% | 0% | 0% | 0% | 8.2745 | 0 | 0 | 0 | 8.2745 | #N/A
2007-06-27 01:00 | 6 | 27 | 1 | 178.0002 | 4249 | 64.94 | 48.92 | 1010 | 64.94 | 0 | 0 | Cooling | 0 | #N/A | #N/A | #N/A | #N/A | 0 | 0 | 0 | 0 | 0 | 0 | #N/A | #N/A | 88 | 79.94 | 4.3315 | #N/A | 0 | 0% | 1 | 50% | 0% | 0% | 0% | 8.2745 | 0 | 0 | 0 | 8.2745 | #N/A
2007-06-27 02:00 | 6 | 27 | 2 | 178.0419 | 4250 | 64.94 | 48.92 | 1010 | 64.94 | 0 | 0 | Cooling | 0 | #N/A | #N/A | #N/A | #N/A | 0 | 0 | 0 | 0 | 0 | 0 | #N/A | #N/A | 88 | 79.94 | 4.3315 | #N/A | 0 | 0% | 1 | 50% | 0% | 0% | 0% | 8.2745 | 0 | 0 | 0 | 8.2745 | #N/A
2007-06-27 03:00 | 6 | 27 | 3 | 178.0836 | 4251 | 62.06 | 49.28 | 1009 | 62.06 | 0 | 0 | Cooling | 0 | #N/A | #N/A | #N/A | #N/A | 0 | 0 | 0 | 0 | 0 | 0 | #N/A | #N/A | 88 | 77.06 | 4.5283 | #N/A | 0 | 0% | 1 | 50% | 0% | 0% | 0% | 8.2745 | 0 | 0 | 0 | 8.2745 | #N/A
2007-06-27 04:00 | 6 | 27 | 4 | 178.1252 | 4252 | 62.06 | 50 | 1009 | 62.06 | 0 | 0.29702 | Cooling | 0.049504 | #N/A | #N/A | #N/A | #N/A | 0 | 0 | 0 | 0 | 0 | 0.29702 | #N/A | #N/A | 88 | 77.06 | 4.5283 | #N/A | 0.00091829 | 0.000165% | 1 | 50% | 0% | 0% | 0% | 8.2745 | 0 | 0 | 0 | 8.2745 | #N/A
2007-06-27 05:00 | 6 | 27 | 5 | 178.1669 | 4253 | 62.06 | 49.64 | 1009 | 62.06 | 0 | 7.0827 | Cooling | 1.1805 | #N/A | #N/A | #N/A | #N/A | 0 | 0 | 0 | 0 | 0 | 7.0827 | #N/A | #N/A | 88 | 77.06 | 4.5283 | #N/A | 0.021897 | 0.003935% | 1 | 50% | 0% | 0% | 0% | 8.2745 | 0 | 0 | 0 | 8.2745 | #N/A
2007-06-27 06:00 | 6 | 27 | 6 | 178.2086 | 4254 | 64.94 | 50.72 | 1009 | 64.94 | 0 | 579.9783 | Cooling | 96.663 | #N/A | #N/A | #N/A | #N/A | 0 | 0 | 0 | 0 | 0 | 579.9783 | #N/A | #N/A | 88 | 79.94 | 4.3315 | #N/A | 1.7931 | 0.3222% | 1 | 50% | 0% | 0% | 0% | 8.2745 | 0 | 0 | 0 | 8.2745 | #N/A
2007-06-27 07:00 | 6 | 27 | 7 | 178.2502 | 4255 | 66.92 | 51.98 | 1009 | 66.92 | 0 | 697.8007 | Cooling | 116.3001 | #N/A | #N/A | #N/A | #N/A | 0 | 0 | 0 | 0 | 0 | 697.8007 | #N/A | #N/A | 88 | 81.92 | 4.1962 | #N/A | 2.1573 | 0.3877% | 1 | 50% | 0% | 0% | 0% | 8.2745 | 0 | 0 | 0 | 8.2745 | #N/A
2007-06-27 08:00 | 6 | 27 | 8 | 178.2919 | 4256 | 66.92 | 53.06 | 1009 | 66.92 | 0 | 1007.0668 | Cooling | 167.8445 | #N/A | #N/A | #N/A | #N/A | 0 | 0 | 0 | 0 | 0 | 1007.0668 | #N/A | #N/A | 88 | 81.92 | 4.1962 | #N/A | 3.1135 | 0.5595% | 1 | 50% | 0% | 0% | 0% | 8.2745 | 0 | 0 | 0 | 8.2745 | #N/A
2007-06-27 09:00 | 6 | 27 | 9 | 178.3336 | 4257 | 68 | 54.32 | 1009 | 68 | 0 | 1386.8289 | Cooling | 231.1382 | #N/A | #N/A | #N/A | #N/A | 0 | 0 | 0 | 0 | 0 | 1386.8289 | #N/A | #N/A | 88 | 83 | 4.1224 | #N/A | 4.2876 | 0.7705% | 1 | 50% | 0% | 0% | 0% | 8.2745 | 0 | 0 | 0 | 8.2745 | #N/A
2007-06-27 10:00 | 6 | 27 | 10 | 178.3752 | 4258 | 71.96 | 55.94 | 1009 | 71.96 | 0 | 1774.5245 | Cooling | 295.7541 | #N/A | #N/A | #N/A | #N/A | 0 | 0 | 0 | 0 | 0 | 1774.5245 | #N/A | #N/A | 88 | 86.96 | 3.8518 | #N/A | 5.4862 | 0.9858% | 1 | 50% | 0% | 0% | 0% | 8.2745 | 0 | 0 | 0 | 8.2745 | #N/A
2007-06-27 11:00 | 6 | 27 | 11 | 178.4169 | 4259 | 71.96 | 55.58 | 1008 | 71.96 | 0 | 1901.1072 | Cooling | 316.8512 | #N/A | #N/A | #N/A | #N/A | 0 | 0 | 0 | 0 | 0 | 1901.1072 | #N/A | #N/A | 88 | 86.96 | 3.8518 | #N/A | 5.8775 | 1.056% | 1 | 50% | 0% | 0% | 0% | 8.2745 | 0 | 0 | 0 | 8.2745 | #N/A
2007-06-27 12:00 | 6 | 27 | 12 | 178.4586 | 4260 | 78.98 | 55.4 | 1008 | 78.98 | 0 | 1593.1038 | Cooling | 265.5173 | #N/A | #N/A | #N/A | #N/A | 0 | 0 | 0 | 0 | 0 | 1593.1038 | #N/A | #N/A | 88 | 93.98 | 3.3721 | #N/A | 4.9253 | 0.8851% | 1 | 50% | 0% | 0% | 0% | 8.2745 | 0 | 0 | 0 | 8.2745 | #N/A
2007-06-27 13:00 | 6 | 27 | 13 | 178.5002 | 4261 | 82.04 | 55.94 | 1007 | 82.04 | 0 | 1639.3664 | Cooling | 273.2277 | #N/A | #N/A | #N/A | #N/A | 0 | 0 | 0 | 0 | 0 | 1639.3664 | #N/A | #N/A | 88 | 97.04 | 3.163 | #N/A | 5.0683 | 0.9108% | 1 | 50% | 0% | 0% | 0% | 8.2745 | 0 | 0 | 0 | 8.2745 | #N/A
2007-06-27 14:00 | 6 | 27 | 14 | 178.5419 | 4262 | 82.04 | 54.5 | 1007 | 82.04 | 0 | 1696.6457 | Cooling | 282.7743 | #N/A | #N/A | #N/A | #N/A | 0 | 0 | 0 | 0 | 0 | 1696.6457 | #N/A | #N/A | 88 | 97.04 | 3.163 | #N/A | 5.2454 | 0.9426% | 1 | 50% | 0% | 0% | 0% | 8.2745 | 0 | 0 | 0 | 8.2745 | #N/A
2007-06-27 15:00 | 6 | 27 | 15 | 178.5836 | 4263 | 82.04 | 53.96 | 1006 | 82.04 | 0 | 1701.5067 | Cooling | 283.5844 | #N/A | #N/A | #N/A | #N/A | 0 | 0 | 0 | 0 | 0 | 1701.5067 | #N/A | #N/A | 88 | 97.04 | 3.163 | #N/A | 5.2604 | 0.9453% | 1 | 50% | 0% | 0% | 0% | 8.2745 | 0 | 0 | 0 | 8.2745 | #N/A
2007-06-27 16:00 | 6 | 27 | 16 | 178.6252 | 4264 | 80.06 | 53.96 | 1005 | 80.06 | 0 | 1746.2087 | Cooling | 291.0348 | #N/A | #N/A | #N/A | #N/A | 0 | 0 | 0 | 0 | 0 | 1746.2087 | #N/A | #N/A | 88 | 95.06 | 3.2983 | #N/A | 5.3986 | 0.9701% | 1 | 50% | 0% | 0% | 0% | 8.2745 | 0 | 0 | 0 | 8.2745 | #N/A
2007-06-27 17:00 | 6 | 27 | 17 | 178.6669 | 4265 | 80.06 | 55.58 | 1006 | 80.06 | 0 | 1889.145 | Cooling | 314.8575 | #N/A | #N/A | #N/A | #N/A | 0 | 0 | 0 | 0 | 0 | 1889.145 | #N/A | #N/A | 88 | 95.06 | 3.2983 | #N/A | 5.8405 | 1.05% | 1 | 50% | 0% | 0% | 0% | 8.2745 | 0 | 0 | 0 | 8.2745 | #N/A
2007-06-27 18:00 | 6 | 27 | 18 | 178.7086 | 4266 | 78.98 | 57.92 | 1006 | 78.98 | 0 | 2009.0234 | Cooling | 334.8372 | #N/A | #N/A | #N/A | #N/A | 0 | 0 | 0 | 0 | 0 | 2009.0234 | #N/A | #N/A | 88 | 93.98 | 3.3721 | #N/A | 6.2111 | 1.116% | 1 | 50% | 0% | 0% | 0% | 8.2745 | 0 | 0 | 0 | 8.2745 | #N/A
2007-06-27 19:00 | 6 | 27 | 19 | 178.7502 | 4267 | 78.08 | 60.98 | 1006 | 78.08 | 0 | 1679.5287 | Cooling | 279.9214 | #N/A | #N/A | #N/A | #N/A | 0 | 0 | 0 | 0 | 0 | 1679.5287 | #N/A | #N/A | 88 | 93.08 | 3.4336 | #N/A | 5.1925 | 0.9331% | 1 | 50% | 0% | 0% | 0% | 8.2745 | 0 | 0 | 0 | 8.2745 | #N/A
2007-06-27 20:00 | 6 | 27 | 20 | 178.7919 | 4268 | 78.08 | 60.62 | 1006 | 78.08 | 0 | 1546.3509 | Cooling | 257.7251 | #N/A | #N/A | #N/A | #N/A | 0 | 0 | 0 | 0 | 0 | 1546.3509 | #N/A | #N/A | 88 | 93.08 | 3.4336 | #N/A | 4.7807 | 0.8591% | 1 | 50% | 0% | 0% | 0% | 8.2745 | 0 | 0 | 0 | 8.2745 | #N/A
2007-06-27 21:00 | 6 | 27 | 21 | 178.8336 | 4269 | 75.92 | 60.8 | 1006 | 75.92 | 0 | 1482.5916 | Cooling | 247.0986 | #N/A | #N/A | #N/A | #N/A | 0 | 0 | 0 | 0 | 0 | 1482.5916 | #N/A | #N/A | 88 | 90.92 | 3.5812 | #N/A | 4.5836 | 0.8237% | 1 | 50% | 0% | 0% | 0% | 8.2745 | 0 | 0 | 0 | 8.2745 | #N/A
2007-06-27 22:00 | 6 | 27 | 22 | 178.8752 | 4270 | 75.02 | 60.98 | 1006 | 75.02 | 0 | 198.5327 | Cooling | 33.0888 | #N/A | #N/A | #N/A | #N/A | 0 | 0 | 0 | 0 | 0 | 198.5327 | #N/A | #N/A | 88 | 90.02 | 3.6427 | #N/A | 0.61379 | 0.1103% | 1 | 50% | 0% | 0% | 0% | 8.2745 | 0 | 0 | 0 | 8.2745 | #N/A
2007-06-27 23:00 | 6 | 27 | 23 | 178.9169 | 4271 | 75.02 | 60.62 | 1006 | 75.02 | 0 | 270.5456 | Cooling | 45.0909 | #N/A | #N/A | #N/A | #N/A | 0 | 0 | 0 | 0 | 0 | 270.5456 | #N/A | #N/A | 88 | 90.02 | 3.6427 | #N/A | 0.83643 | 0.1503% | 1 | 50% | 0% | 0% | 0% | 8.2745 | 0 | 0 | 0 | 8.2745 | #N/A
2007-06-28 | 6 | 28 | 0 | 178.9586 | 4272 | 75.02 | 60.44 | 1006 | 75.02 | 0 | 230.7978 | Cooling | 38.4663 | #N/A | #N/A | #N/A | #N/A | 0 | 0 | 0 | 0 | 0 | 230.7978 | #N/A | #N/A | 88 | 90.02 | 3.6427 | #N/A | 0.71354 | 0.1282% | 1 | 50% | 0% | 0% | 0% | 8.2745 | 0 | 0 | 0 | 8.2745 | #N/A
2007-06-28 01:00 | 6 | 28 | 1 | 179.0002 | 4273 | 75.02 | 60.08 | 1006 | 75.02 | 0 | 207.1779 | Cooling | 34.5296 | #N/A | #N/A | #N/A | #N/A | 0 | 0 | 0 | 0 | 0 | 207.1779 | #N/A | #N/A | 88 | 90.02 | 3.6427 | #N/A | 0.64052 | 0.1151% | 1 | 50% | 0% | 0% | 0% | 8.2745 | 0 | 0 | 0 | 8.2745 | #N/A
2007-06-28 02:00 | 6 | 28 | 2 | 179.0419 | 4274 | 75.02 | 59.72 | 1006 | 75.02 | 0 | 197.5459 | Cooling | 32.9243 | #N/A | #N/A | #N/A | #N/A | 0 | 0 | 0 | 0 | 0 | 197.5459 | #N/A | #N/A | 88 | 90.02 | 3.6427 | #N/A | 0.61074 | 0.1097% | 1 | 50% | 0% | 0% | 0% | 8.2745 | 0 | 0 | 0 | 8.2745 | #N/A
2007-06-28 03:00 | 6 | 28 | 3 | 179.0836 | 4275 | 75.92 | 59.72 | 1005 | 75.92 | 0 | 194.3376 | Cooling | 32.3896 | #N/A | #N/A | #N/A | #N/A | 0 | 0 | 0 | 0 | 0 | 194.3376 | #N/A | #N/A | 88 | 90.92 | 3.5812 | #N/A | 0.60082 | 0.108% | 1 | 50% | 0% | 0% | 0% | 8.2745 | 0 | 0 | 0 | 8.2745 | #N/A
2007-06-28 04:00 | 6 | 28 | 4 | 179.1252 | 4276 | 75.02 | 60.08 | 1005 | 75.02 | 0 | 190.5263 | Cooling | 31.7544 | #N/A | #N/A | #N/A | #N/A | 0 | 0 | 0 | 0 | 0 | 190.5263 | #N/A | #N/A | 88 | 90.02 | 3.6427 | #N/A | 0.58904 | 0.1058% | 1 | 50% | 0% | 0% | 0% | 8.2745 | 0 | 0 | 0 | 8.2745 | #N/A
2007-06-28 05:00 | 6 | 28 | 5 | 179.1669 | 4277 | 75.02 | 59 | 1006 | 75.02 | 0 | 230.2493 | Cooling | 38.3749 | #N/A | #N/A | #N/A | #N/A | 0 | 0 | 0 | 0 | 0 | 230.2493 | #N/A | #N/A | 88 | 90.02 | 3.6427 | #N/A | 0.71184 | 0.1279% | 1 | 50% | 0% | 0% | 0% | 8.2745 | 0 | 0 | 0 | 8.2745 | #N/A
2007-06-28 06:00 | 6 | 28 | 6 | 179.2086 | 4278 | 75.02 | 59.54 | 1006 | 75.02 | 0 | 1365.4396 | Cooling | 227.5733 | #N/A | #N/A | #N/A | #N/A | 0 | 0 | 0 | 0 | 0 | 1365.4396 | #N/A | #N/A | 88 | 90.02 | 3.6427 | #N/A | 4.2214 | 0.7586% | 1 | 50% | 0% | 0% | 0% | 8.2745 | 0 | 0 | 0 | 8.2745 | #N/A
2007-06-28 07:00 | 6 | 28 | 7 | 179.2502 | 4279 | 77 | 60.08 | 1006 | 77 | 0 | 1395.7627 | Cooling | 232.6271 | #N/A | #N/A | #N/A | #N/A | 0 | 0 | 0 | 0 | 0 | 1395.7627 | #N/A | #N/A | 88 | 92 | 3.5074 | #N/A | 4.3152 | 0.7754% | 1 | 50% | 0% | 0% | 0% | 8.2745 | 0 | 0 | 0 | 8.2745 | #N/A
2007-06-28 08:00 | 6 | 28 | 8 | 179.2919 | 4280 | 77 | 60.08 | 1006 | 77 | 0 | 1588.4143 | Cooling | 264.7357 | #N/A | #N/A | #N/A | #N/A | 0 | 0 | 0 | 0 | 0 | 1588.4143 | #N/A | #N/A | 88 | 92 | 3.5074 | #N/A | 4.9108 | 0.8825% | 1 | 50% | 0% | 0% | 0% | 8.2745 | 0 | 0 | 0 | 8.2745 | #N/A
2007-06-28 09:00 | 6 | 28 | 9 | 179.3336 | 4281 | 78.08 | 60.44 | 1006 | 78.08 | 0 | 1582.5342 | Cooling | 263.7557 | #N/A | #N/A | #N/A | #N/A | 0 | 0 | 0 | 0 | 0 | 1582.5342 | #N/A | #N/A | 88 | 93.08 | 3.4336 | #N/A | 4.8926 | 0.8792% | 1 | 50% | 0% | 0% | 0% | 8.2745 | 0 | 0 | 0 | 8.2745 | #N/A
2007-06-28 10:00 | 6 | 28 | 10 | 179.3752 | 4282 | 82.94 | 60.98 | 1006 | 82.94 | 0 | 1529.3125 | Cooling | 254.8854 | #N/A | #N/A | #N/A | #N/A | 0 | 0 | 0 | 0 | 0 | 1529.3125 | #N/A | #N/A | 88 | 97.94 | 3.1015 | #N/A | 4.7281 | 0.8496% | 1 | 50% | 0% | 0% | 0% | 8.2745 | 0 | 0 | 0 | 8.2745 | #N/A
2007-06-28 11:00 | 6 | 28 | 11 | 179.4169 | 4283 | 82.94 | 60.98 | 1006 | 82.94 | 0 | 1568.0172 | Cooling | 261.3362 | #N/A | #N/A | #N/A | #N/A | 0 | 0 | 0 | 0 | 0 | 1568.0172 | #N/A | #N/A | 88 | 97.94 | 3.1015 | #N/A | 4.8477 | 0.8711% | 1 | 50% | 0% | 0% | 0% | 8.2745 | 0 | 0 | 0 | 8.2745 | #N/A
2007-06-28 12:00 | 6 | 28 | 12 | 179.4586 | 4284 | 82.94 | 61.16 | 1006 | 82.94 | 0 | 1576.878 | Cooling | 262.813 | #N/A | #N/A | #N/A | #N/A | 0 | 0 | 0 | 0 | 0 | 1576.878 | #N/A | #N/A | 88 | 97.94 | 3.1015 | #N/A | 4.8751 | 0.876% | 1 | 50% | 0% | 0% | 0% | 8.2745 | 0 | 0 | 0 | 8.2745 | #N/A
2007-06-28 13:00 | 6 | 28 | 13 | 179.5002 | 4285 | 80.96 | 62.06 | 1006 | 80.96 | 0 | 1650.818 | Cooling | 275.1363 | #N/A | #N/A | #N/A | #N/A | 0 | 0 | 0 | 0 | 0 | 1650.818 | #N/A | #N/A | 88 | 95.96 | 3.2368 | #N/A | 5.1037 | 0.9171% | 1 | 50% | 0% | 0% | 0% | 8.2745 | 0 | 0 | 0 | 8.2745 | #N/A
2007-06-28 14:00 | 6 | 28 | 14 | 179.5419 | 4286 | 80.96 | 61.88 | 1006 | 80.96 | 0 | 1762.7476 | Cooling | 293.7913 | #N/A | #N/A | #N/A | #N/A | 0 | 0 | 0 | 0 | 0 | 1762.7476 | #N/A | #N/A | 88 | 95.96 | 3.2368 | #N/A | 5.4498 | 0.9793% | 1 | 50% | 0% | 0% | 0% | 8.2745 | 0 | 0 | 0 | 8.2745 | #N/A
2007-06-28 15:00 | 6 | 28 | 15 | 179.5836 | 4287 | 80.96 | 62.6 | 1005 | 80.96 | 0 | 1847.9347 | Cooling | 307.9891 | #N/A | #N/A | #N/A | #N/A | 0 | 0 | 0 | 0 | 0 | 1847.9347 | #N/A | #N/A | 88 | 95.96 | 3.2368 | #N/A | 5.7131 | 1.027% | 1 | 50% | 0% | 0% | 0% | 8.2745 | 0 | 0 | 0 | 8.2745 | #N/A
2007-06-28 16:00 | 6 | 28 | 16 | 179.6252 | 4288 | 82.94 | 64.04 | 1005 | 82.94 | 0 | 1995.0053 | Cooling | 332.5009 | #N/A | #N/A | #N/A | #N/A | 0 | 0 | 0 | 0 | 0 | 1995.0053 | #N/A | #N/A | 88 | 97.94 | 3.1015 | #N/A | 6.1678 | 1.108% | 1 | 50% | 0% | 0% | 0% | 8.2745 | 0 | 0 | 0 | 8.2745 | #N/A
2007-06-28 17:00 | 6 | 28 | 17 | 179.6669 | 4289 | 82.94 | 62.06 | 1005 | 82.94 | 0 | 1934.1729 | Cooling | 322.3621 | #N/A | #N/A | #N/A | #N/A | 0 | 0 | 0 | 0 | 0 | 1934.1729 | #N/A | #N/A | 88 | 97.94 | 3.1015 | #N/A | 5.9797 | 1.075% | 1 | 50% | 0% | 0% | 0% | 8.2745 | 0 | 0 | 0 | 8.2745 | #N/A
2007-06-28 18:00 | 6 | 28 | 18 | 179.7086 | 4290 | 78.98 | 60.62 | 1004 | 78.98 | 0 | 1731.4917 | Cooling | 288.582 | #N/A | #N/A | #N/A | #N/A | 0 | 0 | 0 | 0 | 0 | 1731.4917 | #N/A | #N/A | 88 | 93.98 | 3.3721 | #N/A | 5.3531 | 0.9619% | 1 | 50% | 0% | 0% | 0% | 8.2745 | 0 | 0 | 0 | 8.2745 | #N/A
2007-06-28 19:00 | 6 | 28 | 19 | 179.7502 | 4291 | 71.6 | 60.08 | 1004 | 71.6 | 0 | 1562.6457 | Cooling | 260.4409 | #N/A | #N/A | #N/A | #N/A | 0 | 0 | 0 | 0 | 0 | 1562.6457 | #N/A | #N/A | 88 | 86.6 | 3.8764 | #N/A | 4.8311 | 0.8681% | 1 | 50% | 0% | 0% | 0% | 8.2745 | 0 | 0 | 0 | 8.2745 | #N/A
2007-06-28 20:00 | 6 | 28 | 20 | 179.7919 | 4292 | 73.04 | 58.82 | 1004 | 73.04 | 0 | 1347.939 | Cooling | 224.6565 | #N/A | #N/A | #N/A | #N/A | 0 | 0 | 0 | 0 | 0 | 1347.939 | #N/A | #N/A | 88 | 88.04 | 3.778 | #N/A | 4.1673 | 0.7489% | 1 | 50% | 0% | 0% | 0% | 8.2745 | 0 | 0 | 0 | 8.2745 | #N/A
2007-06-28 21:00 | 6 | 28 | 21 | 179.8336 | 4293 | 71.06 | 57.74 | 1004 | 71.06 | 0 | 1103.844 | Cooling | 183.974 | #N/A | #N/A | #N/A | #N/A | 0 | 0 | 0 | 0 | 0 | 1103.844 | #N/A | #N/A | 88 | 86.06 | 3.9133 | #N/A | 3.4127 | 0.6132% | 1 | 50% | 0% | 0% | 0% | 8.2745 | 0 | 0 | 0 | 8.2745 | #N/A
2007-06-28 22:00 | 6 | 28 | 22 | 179.8752 | 4294 | 69.98 | 57.02 | 1003 | 69.98 | 0 | 94.6375 | Cooling | 15.7729 | #N/A | #N/A | #N/A | #N/A | 0 | 0 | 0 | 0 | 0 | 94.6375 | #N/A | #N/A | 88 | 84.98 | 3.9871 | #N/A | 0.29258 | 0.05258% | 1 | 50% | 0% | 0% | 0% | 8.2745 | 0 | 0 | 0 | 8.2745 | #N/A
2007-06-28 23:00 | 6 | 28 | 23 | 179.9169 | 4295 | 69.98 | 56.48 | 1003 | 69.98 | 0 | 112.4781 | Cooling | 18.7464 | #N/A | #N/A | #N/A | #N/A | 0 | 0 | 0 | 0 | 0 | 112.4781 | #N/A | #N/A | 88 | 84.98 | 3.9871 | #N/A | 0.34774 | 0.06249% | 1 | 50% | 0% | 0% | 0% | 8.2745 | 0 | 0 | 0 | 8.2745 | #N/A
2007-06-29 | 6 | 29 | 0 | 179.9586 | 4296 | 71.06 | 56.3 | 1003 | 71.06 | 0 | 86.6837 | Cooling | 14.4473 | #N/A | #N/A | #N/A | #N/A | 0 | 0 | 0 | 0 | 0 | 86.6837 | #N/A | #N/A | 88 | 86.06 | 3.9133 | #N/A | 0.26799 | 0.04816% | 1 | 50% | 0% | 0% | 0% | 8.2745 | 0 | 0 | 0 | 8.2745 | #N/A
2007-06-29 01:00 | 6 | 29 | 1 | 180.0002 | 4297 | 69.98 | 55.94 | 1003 | 69.98 | 0 | 75.4509 | Cooling | 12.5752 | #N/A | #N/A | #N/A | #N/A | 0 | 0 | 0 | 0 | 0 | 75.4509 | #N/A | #N/A | 88 | 84.98 | 3.9871 | #N/A | 0.23327 | 0.04192% | 1 | 50% | 0% | 0% | 0% | 8.2745 | 0 | 0 | 0 | 8.2745 | #N/A
2007-06-29 02:00 | 6 | 29 | 2 | 180.0419 | 4298 | 69.98 | 54.86 | 1003 | 69.98 | 0 | 63.149 | Cooling | 10.5248 | #N/A | #N/A | #N/A | #N/A | 0 | 0 | 0 | 0 | 0 | 63.149 | #N/A | #N/A | 88 | 84.98 | 3.9871 | #N/A | 0.19523 | 0.03508% | 1 | 50% | 0% | 0% | 0% | 8.2745 | 0 | 0 | 0 | 8.2745 | #N/A
2007-06-29 03:00 | 6 | 29 | 3 | 180.0836 | 4299 | 69.08 | 54.32 | 1003 | 69.08 | 0 | 51.6786 | Cooling | 8.6131 | #N/A | #N/A | #N/A | #N/A | 0 | 0 | 0 | 0 | 0 | 51.6786 | #N/A | #N/A | 88 | 84.08 | 4.0486 | #N/A | 0.15977 | 0.02871% | 1 | 50% | 0% | 0% | 0% | 8.2745 | 0 | 0 | 0 | 8.2745 | #N/A
2007-06-29 04:00 | 6 | 29 | 4 | 180.1252 | 4300 | 68 | 53.96 | 1002 | 68 | 0 | 41.6066 | Cooling | 6.9344 | #N/A | #N/A | #N/A | #N/A | 0 | 0 | 0 | 0 | 0 | 41.6066 | #N/A | #N/A | 88 | 83 | 4.1224 | #N/A | 0.12863 | 0.02311% | 1 | 50% | 0% | 0% | 0% | 8.2745 | 0 | 0 | 0 | 8.2745 | #N/A
2007-06-29 05:00 | 6 | 29 | 5 | 180.1669 | 4301 | 68 | 55.04 | 1003 | 68 | 0 | 64.5535 | Cooling | 10.7589 | #N/A | #N/A | #N/A | #N/A | 0 | 0 | 0 | 0 | 0 | 64.5535 | #N/A | #N/A | 88 | 83 | 4.1224 | #N/A | 0.19958 | 0.03586% | 1 | 50% | 0% | 0% | 0% | 8.2745 | 0 | 0 | 0 | 8.2745 | #N/A
2007-06-29 06:00 | 6 | 29 | 6 | 180.2086 | 4302 | 68 | 57.38 | 1003 | 68 | 0 | 696.4116 | Cooling | 116.0686 | #N/A | #N/A | #N/A | #N/A | 0 | 0 | 0 | 0 | 0 | 696.4116 | #N/A | #N/A | 88 | 83 | 4.1224 | #N/A | 2.153 | 0.3869% | 1 | 50% | 0% | 0% | 0% | 8.2745 | 0 | 0 | 0 | 8.2745 | #N/A
2007-06-29 07:00 | 6 | 29 | 7 | 180.2502 | 4303 | 71.06 | 60.08 | 1003 | 71.06 | 0 | 1011.5791 | Cooling | 168.5965 | #N/A | #N/A | #N/A | #N/A | 0 | 0 | 0 | 0 | 0 | 1011.5791 | #N/A | #N/A | 88 | 86.06 | 3.9133 | #N/A | 3.1274 | 0.562% | 1 | 50% | 0% | 0% | 0% | 8.2745 | 0 | 0 | 0 | 8.2745 | #N/A
2007-06-29 08:00 | 6 | 29 | 8 | 180.2919 | 4304 | 71.06 | 61.16 | 1003 | 71.06 | 0 | 1396.9371 | Cooling | 232.8229 | #N/A | #N/A | #N/A | #N/A | 0 | 0 | 0 | 0 | 0 | 1396.9371 | #N/A | #N/A | 88 | 86.06 | 3.9133 | #N/A | 4.3188 | 0.7761% | 1 | 50% | 0% | 0% | 0% | 8.2745 | 0 | 0 | 0 | 8.2745 | #N/A
2007-06-29 09:00 | 6 | 29 | 9 | 180.3336 | 4305 | 73.94 | 62.42 | 1002 | 73.94 | 0 | 1575.8441 | Cooling | 262.6407 | #N/A | #N/A | #N/A | #N/A | 0 | 0 | 0 | 0 | 0 | 1575.8441 | #N/A | #N/A | 88 | 88.94 | 3.7165 | #N/A | 4.8719 | 0.8755% | 1 | 50% | 0% | 0% | 0% | 8.2745 | 0 | 0 | 0 | 8.2745 | #N/A
2007-06-29 10:00 | 6 | 29 | 10 | 180.3752 | 4306 | 75.02 | 64.04 | 1002 | 75.02 | 0 | 1724.0942 | Cooling | 287.349 | #N/A | #N/A | #N/A | #N/A | 0 | 0 | 0 | 0 | 0 | 1724.0942 | #N/A | #N/A | 88 | 90.02 | 3.6427 | #N/A | 5.3303 | 0.9578% | 1 | 50% | 0% | 0% | 0% | 8.2745 | 0 | 0 | 0 | 8.2745 | #N/A
2007-06-29 11:00 | 6 | 29 | 11 | 180.4169 | 4307 | 75.02 | 63.32 | 1002 | 75.02 | 0 | 1935.6655 | Cooling | 322.6109 | #N/A | #N/A | #N/A | #N/A | 0 | 0 | 0 | 0 | 0 | 1935.6655 | #N/A | #N/A | 88 | 90.02 | 3.6427 | #N/A | 5.9844 | 1.075% | 1 | 50% | 0% | 0% | 0% | 8.2745 | 0 | 0 | 0 | 8.2745 | #N/A
2007-06-29 12:00 | 6 | 29 | 12 | 180.4586 | 4308 | 75.02 | 62.78 | 1001 | 75.02 | 0 | 2247.9178 | Cooling | 374.653 | #N/A | #N/A | #N/A | #N/A | 0 | 0 | 0 | 0 | 0 | 2247.9178 | #N/A | #N/A | 88 | 90.02 | 3.6427 | #N/A | 6.9497 | 1.249% | 1 | 50% | 0% | 0% | 0% | 8.2745 | 0 | 0 | 0 | 8.2745 | #N/A
2007-06-29 13:00 | 6 | 29 | 13 | 180.5002 | 4309 | 75.92 | 62.96 | 1001 | 75.92 | 0 | 1957.0177 | Cooling | 326.1696 | #N/A | #N/A | #N/A | #N/A | 0 | 0 | 0 | 0 | 0 | 1957.0177 | #N/A | #N/A | 88 | 90.92 | 3.5812 | #N/A | 6.0504 | 1.087% | 1 | 50% | 0% | 0% | 0% | 8.2745 | 0 | 0 | 0 | 8.2745 | #N/A
2007-06-29 14:00 | 6 | 29 | 14 | 180.5419 | 4310 | 75.92 | 62.6 | 1000 | 75.92 | 0 | 1439.3969 | Cooling | 239.8995 | #N/A | #N/A | #N/A | #N/A | 0 | 0 | 0 | 0 | 0 | 1439.3969 | #N/A | #N/A | 88 | 90.92 | 3.5812 | #N/A | 4.4501 | 0.7997% | 1 | 50% | 0% | 0% | 0% | 8.2745 | 0 | 0 | 0 | 8.2745 | #N/A
2007-06-29 15:00 | 6 | 29 | 15 | 180.5836 | 4311 | 75.92 | 62.96 | 1000 | 75.92 | 0 | 1409.4692 | Cooling | 234.9115 | #N/A | #N/A | #N/A | #N/A | 0 | 0 | 0 | 0 | 0 | 1409.4692 | #N/A | #N/A | 88 | 90.92 | 3.5812 | #N/A | 4.3576 | 0.783% | 1 | 50% | 0% | 0% | 0% | 8.2745 | 0 | 0 | 0 | 8.2745 | #N/A
2007-06-29 16:00 | 6 | 29 | 16 | 180.6252 | 4312 | 75.02 | 64.04 | 999 | 75.02 | 0 | 1520.4802 | Cooling | 253.4134 | #N/A | #N/A | #N/A | #N/A | 0 | 0 | 0 | 0 | 0 | 1520.4802 | #N/A | #N/A | 88 | 90.02 | 3.6427 | #N/A | 4.7008 | 0.8447% | 1 | 50% | 0% | 0% | 0% | 8.2745 | 0 | 0 | 0 | 8.2745 | #N/A
2007-06-29 17:00 | 6 | 29 | 17 | 180.6669 | 4313 | 75.02 | 60.98 | 999 | 75.02 | 0 | 1464.0835 | Cooling | 244.0139 | #N/A | #N/A | #N/A | #N/A | 0 | 0 | 0 | 0 | 0 | 1464.0835 | #N/A | #N/A | 88 | 90.02 | 3.6427 | #N/A | 4.5264 | 0.8134% | 1 | 50% | 0% | 0% | 0% | 8.2745 | 0 | 0 | 0 | 8.2745 | #N/A
2007-06-29 18:00 | 6 | 29 | 18 | 180.7086 | 4314 | 71.06 | 58.64 | 999 | 71.06 | 0 | 415.4491 | Cooling | 69.2415 | #N/A | #N/A | #N/A | #N/A | 0 | 0 | 0 | 0 | 0 | 415.4491 | #N/A | #N/A | 88 | 86.06 | 3.9133 | #N/A | 1.2844 | 0.2308% | 1 | 50% | 0% | 0% | 0% | 8.2745 | 0 | 0 | 0 | 8.2745 | #N/A
2007-06-29 19:00 | 6 | 29 | 19 | 180.7502 | 4315 | 68 | 57.02 | 998 | 68 | 0 | 546.2655 | Cooling | 91.0442 | #N/A | #N/A | #N/A | #N/A | 0 | 0 | 0 | 0 | 0 | 546.2655 | #N/A | #N/A | 88 | 83 | 4.1224 | #N/A | 1.6888 | 0.3035% | 1 | 50% | 0% | 0% | 0% | 8.2745 | 0 | 0 | 0 | 8.2745 | #N/A
2007-06-29 20:00 | 6 | 29 | 20 | 180.7919 | 4316 | 68 | 58.1 | 998 | 68 | 0 | 450.8825 | Cooling | 75.1471 | #N/A | #N/A | #N/A | #N/A | 0 | 0 | 0 | 0 | 0 | 450.8825 | #N/A | #N/A | 88 | 83 | 4.1224 | #N/A | 1.394 | 0.2505% | 1 | 50% | 0% | 0% | 0% | 8.2745 | 0 | 0 | 0 | 8.2745 | #N/A
2007-06-29 21:00 | 6 | 29 | 21 | 180.8336 | 4317 | 62.06 | 59.36 | 999 | 62.06 | 0 | 297.3056 | Cooling | 49.5509 | #N/A | #N/A | #N/A | #N/A | 0 | 0 | 0 | 0 | 0 | 297.3056 | #N/A | #N/A | 88 | 77.06 | 4.5283 | #N/A | 0.91916 | 0.1652% | 1 | 50% | 0% | 0% | 0% | 8.2745 | 0 | 0 | 0 | 8.2745 | #N/A
2007-06-29 22:00 | 6 | 29 | 22 | 180.8752 | 4318 | 60.98 | 60.98 | 999 | 60.98 | 0 | 209.8689 | Cooling | 34.9781 | #N/A | #N/A | #N/A | #N/A | 0 | 0 | 0 | 0 | 0 | 209.8689 | #N/A | #N/A | 88 | 75.98 | 4.6021 | #N/A | 0.64884 | 0.1166% | 1 | 50% | 0% | 0% | 0% | 8.2745 | 0 | 0 | 0 | 8.2745 | #N/A
2007-06-29 23:00 | 6 | 29 | 23 | 180.9169 | 4319 | 60.98 | 61.52 | 998 | 60.98 | 0 | 154.9988 | Cooling | 25.8331 | #N/A | #N/A | #N/A | #N/A | 0 | 0 | 0 | 0 | 0 | 154.9988 | #N/A | #N/A | 88 | 75.98 | 4.6021 | #N/A | 0.4792 | 0.08611% | 1 | 50% | 0% | 0% | 0% | 8.2745 | 0 | 0 | 0 | 8.2745 | #N/A
2007-06-30 | 6 | 30 | 0 | 180.9586 | 4320 | 57.02 | 62.24 | 998 | 57.02 | 0 | 158.3693 | Cooling | 26.3949 | #N/A | #N/A | #N/A | #N/A | 0 | 0 | 0 | 0 | 0 | 158.3693 | #N/A | #N/A | 88 | 72.02 | 4.8727 | #N/A | 0.48962 | 0.08798% | 1 | 50% | 0% | 0% | 0% | 8.2745 | 0 | 0 | 0 | 8.2745 | #N/A
2007-06-30 01:00 | 6 | 30 | 1 | 181.0002 | 4321 | 55.04 | 62.96 | 998 | 55.04 | 0 | 161.0885 | Cooling | 26.8481 | #N/A | #N/A | #N/A | #N/A | 0 | 0 | 0 | 0 | 0 | 161.0885 | #N/A | #N/A | 88 | 70.04 | 5.008 | #N/A | 0.49803 | 0.08949% | 1 | 50% | 0% | 0% | 0% | 8.2745 | 0 | 0 | 0 | 8.2745 | #N/A
2007-06-30 02:00 | 6 | 30 | 2 | 181.0419 | 4322 | 55.04 | 62.96 | 998 | 55.04 | 0 | 163.1382 | Cooling | 27.1897 | #N/A | #N/A | #N/A | #N/A | 0 | 0 | 0 | 0 | 0 | 163.1382 | #N/A | #N/A | 88 | 70.04 | 5.008 | #N/A | 0.50436 | 0.09063% | 1 | 50% | 0% | 0% | 0% | 8.2745 | 0 | 0 | 0 | 8.2745 | #N/A
2007-06-30 03:00 | 6 | 30 | 3 | 181.0836 | 4323 | 53.96 | 63.32 | 997 | 53.96 | 0 | 164.8446 | Cooling | 27.4741 | #N/A | #N/A | #N/A | #N/A | 0 | 0 | 0 | 0 | 0 | 164.8446 | #N/A | #N/A | 88 | 68.96 | 5.0818 | #N/A | 0.50964 | 0.09158% | 1 | 50% | 0% | 0% | 0% | 8.2745 | 0 | 0 | 0 | 8.2745 | #N/A
2007-06-30 04:00 | 6 | 30 | 4 | 181.1253 | 4324 | 51.08 | 64.04 | 997 | 51.08 | 0 | 166.165 | Cooling | 27.6942 | #N/A | #N/A | #N/A | #N/A | 0 | 0 | 0 | 0 | 0 | 166.165 | #N/A | #N/A | 88 | 66.08 | 5.2786 | #N/A | 0.51372 | 0.09231% | 1 | 50% | 0% | 0% | 0% | 8.2745 | 0 | 0 | 0 | 8.2745 | #N/A
2007-06-30 05:00 | 6 | 30 | 5 | 181.1669 | 4325 | 51.08 | 62.96 | 997 | 51.08 | 0 | 225.0688 | Cooling | 37.5115 | #N/A | #N/A | #N/A | #N/A | 0 | 0 | 0 | 0 | 0 | 225.0688 | #N/A | #N/A | 88 | 66.08 | 5.2786 | #N/A | 0.69583 | 0.125% | 1 | 50% | 0% | 0% | 0% | 8.2745 | 0 | 0 | 0 | 8.2745 | #N/A
2007-06-30 06:00 | 6 | 30 | 6 | 181.2086 | 4326 | 55.94 | 63.5 | 997 | 55.94 | 0 | 342.4774 | Cooling | 57.0796 | #N/A | #N/A | #N/A | #N/A | 0 | 0 | 0 | 0 | 0 | 342.4774 | #N/A | #N/A | 88 | 70.94 | 4.9465 | #N/A | 1.0588 | 0.1903% | 1 | 50% | 0% | 0% | 0% | 8.2745 | 0 | 0 | 0 | 8.2745 | #N/A
2007-06-30 07:00 | 6 | 30 | 7 | 181.2503 | 4327 | 59 | 64.04 | 998 | 59 | 0 | 400.7004 | Cooling | 66.7834 | #N/A | #N/A | #N/A | #N/A | 0 | 0 | 0 | 0 | 0 | 400.7004 | #N/A | #N/A | 88 | 74 | 4.7374 | #N/A | 1.2388 | 0.2226% | 1 | 50% | 0% | 0% | 0% | 8.2745 | 0 | 0 | 0 | 8.2745 | #N/A
2007-06-30 08:00 | 6 | 30 | 8 | 181.2919 | 4328 | 59 | 64.04 | 998 | 59 | 0 | 410.5169 | Cooling | 68.4195 | #N/A | #N/A | #N/A | #N/A | 0 | 0 | 0 | 0 | 0 | 410.5169 | #N/A | #N/A | 88 | 74 | 4.7374 | #N/A | 1.2692 | 0.2281% | 1 | 50% | 0% | 0% | 0% | 8.2745 | 0 | 0 | 0 | 8.2745 | #N/A
2007-06-30 09:00 | 6 | 30 | 9 | 181.3336 | 4329 | 62.96 | 64.4 | 998 | 62.96 | 0 | 364.9507 | Cooling | 60.8251 | #N/A | #N/A | #N/A | #N/A | 0 | 0 | 0 | 0 | 0 | 364.9507 | #N/A | #N/A | 88 | 77.96 | 4.4668 | #N/A | 1.1283 | 0.2028% | 1 | 50% | 0% | 0% | 0% | 8.2745 | 0 | 0 | 0 | 8.2745 | #N/A
2007-06-30 10:00 | 6 | 30 | 10 | 181.3753 | 4330 | 64.04 | 64.94 | 998 | 64.04 | 0 | 249.0055 | Cooling | 41.5009 | #N/A | #N/A | #N/A | #N/A | 0 | 0 | 0 | 0 | 0 | 249.0055 | #N/A | #N/A | 88 | 79.04 | 4.393 | #N/A | 0.76983 | 0.1383% | 1 | 50% | 0% | 0% | 0% | 8.2745 | 0 | 0 | 0 | 8.2745 | #N/A
2007-06-30 11:00 | 6 | 30 | 11 | 181.4169 | 4331 | 64.04 | 66.56 | 997 | 64.04 | 0 | 277.8343 | Cooling | 46.3057 | #N/A | #N/A | #N/A | #N/A | 0 | 0 | 0 | 0 | 0 | 277.8343 | #N/A | #N/A | 88 | 79.04 | 4.393 | #N/A | 0.85896 | 0.1544% | 1 | 50% | 0% | 0% | 0% | 8.2745 | 0 | 0 | 0 | 8.2745 | #N/A
2007-06-30 12:00 | 6 | 30 | 12 | 181.4586 | 4332 | 68 | 68.36 | 997 | 68 | 0 | 370.9937 | Cooling | 61.8323 | #N/A | #N/A | #N/A | #N/A | 0 | 0 | 0 | 0 | 0 | 370.9937 | #N/A | #N/A | 88 | 83 | 4.1224 | #N/A | 1.147 | 0.2061% | 1 | 50% | 0% | 0% | 0% | 8.2745 | 0 | 0 | 0 | 8.2745 | #N/A
2007-06-30 13:00 | 6 | 30 | 13 | 181.5003 | 4333 | 69.08 | 71.06 | 997 | 69.08 | 0 | 543.4696 | Cooling | 90.5783 | #N/A | #N/A | #N/A | #N/A | 0 | 0 | 0 | 0 | 0 | 543.4696 | #N/A | #N/A | 88 | 84.08 | 4.0486 | #N/A | 1.6802 | 0.3019% | 1 | 50% | 0% | 0% | 0% | 8.2745 | 0 | 0 | 0 | 8.2745 | #N/A
2007-06-30 14:00 | 6 | 30 | 14 | 181.5419 | 4334 | 69.08 | 68.18 | 996 | 69.08 | 0 | 779.1113 | Cooling | 129.8519 | #N/A | #N/A | #N/A | #N/A | 0 | 0 | 0 | 0 | 0 | 779.1113 | #N/A | #N/A | 88 | 84.08 | 4.0486 | #N/A | 2.4087 | 0.4328% | 1 | 50% | 0% | 0% | 0% | 8.2745 | 0 | 0 | 0 | 8.2745 | #N/A
2007-06-30 15:00 | 6 | 30 | 15 | 181.5836 | 4335 | 69.98 | 66.2 | 995 | 69.98 | 0 | 936.6616 | Cooling | 156.1103 | #N/A | #N/A | #N/A | #N/A | 0 | 0 | 0 | 0 | 0 | 936.6616 | #N/A | #N/A | 88 | 84.98 | 3.9871 | #N/A | 2.8958 | 0.5204% | 1 | 50% | 0% | 0% | 0% | 8.2745 | 0 | 0 | 0 | 8.2745 | #N/A
2007-06-30 16:00 | 6 | 30 | 16 | 181.6253 | 4336 | 69.98 | 64.94 | 995 | 69.98 | 0 | 1181.125 | Cooling | 196.8542 | #N/A | #N/A | #N/A | #N/A | 0 | 0 | 0 | 0 | 0 | 1181.125 | #N/A | #N/A | 88 | 84.98 | 3.9871 | #N/A | 3.6516 | 0.6562% | 1 | 50% | 0% | 0% | 0% | 8.2745 | 0 | 0 | 0 | 8.2745 | #N/A
2007-06-30 17:00 | 6 | 30 | 17 | 181.6669 | 4337 | 69.98 | 62.96 | 995 | 69.98 | 0 | 1143.5668 | Cooling | 190.5945 | #N/A | #N/A | #N/A | #N/A | 0 | 0 | 0 | 0 | 0 | 1143.5668 | #N/A | #N/A | 88 | 84.98 | 3.9871 | #N/A | 3.5355 | 0.6353% | 1 | 50% | 0% | 0% | 0% | 8.2745 | 0 | 0 | 0 | 8.2745 | #N/A
2007-06-30 18:00 | 6 | 30 | 18 | 181.7086 | 4338 | 68 | 61.52 | 995 | 68 | 0 | 992.3843 | Cooling | 165.3974 | #N/A | #N/A | #N/A | #N/A | 0 | 0 | 0 | 0 | 0 | 992.3843 | #N/A | #N/A | 88 | 83 | 4.1224 | #N/A | 3.0681 | 0.5513% | 1 | 50% | 0% | 0% | 0% | 8.2745 | 0 | 0 | 0 | 8.2745 | #N/A
2007-06-30 19:00 | 6 | 30 | 19 | 181.7503 | 4339 | 61.88 | 60.98 | 995 | 61.88 | 0 | 776.3063 | Cooling | 129.3844 | #N/A | #N/A | #N/A | #N/A | 0 | 0 | 0 | 0 | 0 | 776.3063 | #N/A | #N/A | 88 | 76.88 | 4.5406 | #N/A | 2.4 | 0.4313% | 1 | 50% | 0% | 0% | 0% | 8.2745 | 0 | 0 | 0 | 8.2745 | #N/A
2007-06-30 20:00 | 6 | 30 | 20 | 181.7919 | 4340 | 60.26 | 59.72 | 995 | 60.26 | 0 | 625.7476 | Cooling | 104.2913 | #N/A | #N/A | #N/A | #N/A | 0 | 0 | 0 | 0 | 0 | 625.7476 | #N/A | #N/A | 88 | 75.26 | 4.6513 | #N/A | 1.9346 | 0.3476% | 1 | 50% | 0% | 0% | 0% | 8.2745 | 0 | 0 | 0 | 8.2745 | #N/A
2007-06-30 21:00 | 6 | 30 | 21 | 181.8336 | 4341 | 57.74 | 58.64 | 995 | 57.74 | 0 | 403.4573 | Cooling | 67.2429 | #N/A | #N/A | #N/A | #N/A | 0 | 0 | 0 | 0 | 0 | 403.4573 | #N/A | #N/A | 88 | 72.74 | 4.8235 | #N/A | 1.2473 | 0.2241% | 1 | 50% | 0% | 0% | 0% | 8.2745 | 0 | 0 | 0 | 8.2745 | #N/A
2007-06-30 22:00 | 6 | 30 | 22 | 181.8753 | 4342 | 59.36 | 58.46 | 995 | 59.36 | 0 | 237.8471 | Cooling | 39.6412 | #N/A | #N/A | #N/A | #N/A | 0 | 0 | 0 | 0 | 0 | 237.8471 | #N/A | #N/A | 88 | 74.36 | 4.7128 | #N/A | 0.73533 | 0.1321% | 1 | 50% | 0% | 0% | 0% | 8.2745 | 0 | 0 | 0 | 8.2745 | #N/A
2007-06-30 23:00 | 6 | 30 | 23 | 181.9169 | 4343 | 61.7 | 58.46 | 994 | 61.7 | 0 | 147.9511 | Cooling | 24.6585 | #N/A | #N/A | #N/A | #N/A | 0 | 0 | 0 | 0 | 0 | 147.9511 | #N/A | #N/A | 88 | 76.7 | 4.5529 | #N/A | 0.45741 | 0.0822% | 1 | 50% | 0% | 0% | 0% | 8.2745 | 0 | 0 | 0 | 8.2745 | #N/A
2007-07-01 | 7 | 1 | 0 | 181.9586 | 4344 | 64.22 | 58.28 | 994 | 64.22 | 0 | 134.0454 | Cooling | 22.3409 | #N/A | #N/A | #N/A | #N/A | 0 | 0 | 0 | 0 | 0 | 134.0454 | #N/A | #N/A | 88 | 79.22 | 4.3807 | #N/A | 0.41442 | 0.07447% | 1 | 50% | 0% | 0% | 0% | 8.2745 | 0 | 0 | 0 | 8.2745 | #N/A
2007-07-01 01:00 | 7 | 1 | 1 | 182.0003 | 4345 | 67.1 | 58.28 | 994 | 67.1 | 0 | 197.1244 | Cooling | 32.8541 | #N/A | #N/A | #N/A | #N/A | 0 | 0 | 0 | 0 | 0 | 197.1244 | #N/A | #N/A | 88 | 82.1 | 4.1839 | #N/A | 0.60943 | 0.1095% | 1 | 50% | 0% | 0% | 0% | 8.2745 | 0 | 0 | 0 | 8.2745 | #N/A
2007-07-01 02:00 | 7 | 1 | 2 | 182.0419 | 4346 | 67.28 | 58.1 | 994 | 67.28 | 0 | 195.8119 | Cooling | 32.6353 | #N/A | #N/A | #N/A | #N/A | 0 | 0 | 0 | 0 | 0 | 195.8119 | #N/A | #N/A | 88 | 82.28 | 4.1716 | #N/A | 0.60538 | 0.1088% | 1 | 50% | 0% | 0% | 0% | 8.2745 | 0 | 0 | 0 | 8.2745 | #N/A
2007-07-01 03:00 | 7 | 1 | 3 | 182.0836 | 4347 | 67.28 | 58.1 | 993 | 67.28 | 0 | 144.4591 | Cooling | 24.0765 | #N/A | #N/A | #N/A | #N/A | 0 | 0 | 0 | 0 | 0 | 144.4591 | #N/A | #N/A | 88 | 82.28 | 4.1716 | #N/A | 0.44661 | 0.08026% | 1 | 50% | 0% | 0% | 0% | 8.2745 | 0 | 0 | 0 | 8.2745 | #N/A
2007-07-01 04:00 | 7 | 1 | 4 | 182.1253 | 4348 | 67.1 | 57.92 | 993 | 67.1 | 0 | 111.2506 | Cooling | 18.5418 | #N/A | #N/A | #N/A | #N/A | 0 | 0 | 0 | 0 | 0 | 111.2506 | #N/A | #N/A | 88 | 82.1 | 4.1839 | #N/A | 0.34395 | 0.06181% | 1 | 50% | 0% | 0% | 0% | 8.2745 | 0 | 0 | 0 | 8.2745 | #N/A
2007-07-01 05:00 | 7 | 1 | 5 | 182.1669 | 4349 | 67.46 | 57.92 | 993 | 67.46 | 0 | 128.581 | Cooling | 21.4302 | #N/A | #N/A | #N/A | #N/A | 0 | 0 | 0 | 0 | 0 | 128.581 | #N/A | #N/A | 88 | 82.46 | 4.1593 | #N/A | 0.39752 | 0.07143% | 1 | 50% | 0% | 0% | 0% | 8.2745 | 0 | 0 | 0 | 8.2745 | #N/A
2007-07-01 06:00 | 7 | 1 | 6 | 182.2086 | 4350 | 67.82 | 57.92 | 994 | 67.82 | 0 | 922.8541 | Cooling | 153.809 | #N/A | #N/A | #N/A | #N/A | 0 | 0 | 0 | 0 | 0 | 922.8541 | #N/A | #N/A | 88 | 82.82 | 4.1347 | #N/A | 2.8531 | 0.5127% | 1 | 50% | 0% | 0% | 0% | 8.2745 | 0 | 0 | 0 | 8.2745 | #N/A
2007-07-01 07:00 | 7 | 1 | 7 | 182.2503 | 4351 | 68 | 57.92 | 994 | 68 | 0 | 1010.9249 | Cooling | 168.4875 | #N/A | #N/A | #N/A | #N/A | 0 | 0 | 0 | 0 | 0 | 1010.9249 | #N/A | #N/A | 88 | 83 | 4.1224 | #N/A | 3.1254 | 0.5616% | 1 | 50% | 0% | 0% | 0% | 8.2745 | 0 | 0 | 0 | 8.2745 | #N/A
2007-07-01 08:00 | 7 | 1 | 8 | 182.2919 | 4352 | 68 | 59 | 995 | 68 | 0 | 1214.9459 | Cooling | 202.491 | #N/A | #N/A | #N/A | #N/A | 0 | 0 | 0 | 0 | 0 | 1214.9459 | #N/A | #N/A | 88 | 83 | 4.1224 | #N/A | 3.7562 | 0.675% | 1 | 50% | 0% | 0% | 0% | 8.2745 | 0 | 0 | 0 | 8.2745 | #N/A
2007-07-01 09:00 | 7 | 1 | 9 | 182.3336 | 4353 | 68 | 57.92 | 995 | 68 | 0 | 1182.6399 | Cooling | 197.1067 | #N/A | #N/A | #N/A | #N/A | 0 | 0 | 0 | 0 | 0 | 1182.6399 | #N/A | #N/A | 88 | 83 | 4.1224 | #N/A | 3.6563 | 0.657% | 1 | 50% | 0% | 0% | 0% | 8.2745 | 0 | 0 | 0 | 8.2745 | #N/A
2007-07-01 10:00 | 7 | 1 | 10 | 182.3753 | 4354 | 68 | 59 | 995 | 68 | 0 | 1278.5412 | Cooling | 213.0902 | #N/A | #N/A | #N/A | #N/A | 0 | 0 | 0 | 0 | 0 | 1278.5412 | #N/A | #N/A | 88 | 83 | 4.1224 | #N/A | 3.9528 | 0.7103% | 1 | 50% | 0% | 0% | 0% | 8.2745 | 0 | 0 | 0 | 8.2745 | #N/A
2007-07-01 11:00 | 7 | 1 | 11 | 182.4169 | 4355 | 69.98 | 59 | 995 | 69.98 | 0 | 1431.5741 | Cooling | 238.5957 | #N/A | #N/A | #N/A | #N/A | 0 | 0 | 0 | 0 | 0 | 1431.5741 | #N/A | #N/A | 88 | 84.98 | 3.9871 | #N/A | 4.4259 | 0.7953% | 1 | 50% | 0% | 0% | 0% | 8.2745 | 0 | 0 | 0 | 8.2745 | #N/A
2007-07-01 12:00 | 7 | 1 | 12 | 182.4586 | 4356 | 73.04 | 59 | 995 | 73.04 | 0 | 1493.9371 | Cooling | 248.9895 | #N/A | #N/A | #N/A | #N/A | 0 | 0 | 0 | 0 | 0 | 1493.9371 | #N/A | #N/A | 88 | 88.04 | 3.778 | #N/A | 4.6187 | 0.83% | 1 | 50% | 0% | 0% | 0% | 8.2745 | 0 | 0 | 0 | 8.2745 | #N/A
2007-07-01 13:00 | 7 | 1 | 13 | 182.5003 | 4357 | 78.98 | 57.92 | 995 | 78.98 | 0 | 1642.4546 | Cooling | 273.7424 | #N/A | #N/A | #N/A | #N/A | 0 | 0 | 0 | 0 | 0 | 1642.4546 | #N/A | #N/A | 88 | 93.98 | 3.3721 | #N/A | 5.0779 | 0.9125% | 1 | 50% | 0% | 0% | 0% | 8.2745 | 0 | 0 | 0 | 8.2745 | #N/A
2007-07-01 14:00 | 7 | 1 | 14 | 182.5419 | 4358 | 78.98 | 57.02 | 995 | 78.98 | 0 | 1663.3267 | Cooling | 277.2211 | #N/A | #N/A | #N/A | #N/A | 0 | 0 | 0 | 0 | 0 | 1663.3267 | #N/A | #N/A | 88 | 93.98 | 3.3721 | #N/A | 5.1424 | 0.9241% | 1 | 50% | 0% | 0% | 0% | 8.2745 | 0 | 0 | 0 | 8.2745 | #N/A
2007-07-01 15:00 | 7 | 1 | 15 | 182.5836 | 4359 | 75.92 | 57.92 | 995 | 75.92 | 0 | 1744.3517 | Cooling | 290.7253 | #N/A | #N/A | #N/A | #N/A | 0 | 0 | 0 | 0 | 0 | 1744.3517 | #N/A | #N/A | 88 | 90.92 | 3.5812 | #N/A | 5.3929 | 0.9691% | 1 | 50% | 0% | 0% | 0% | 8.2745 | 0 | 0 | 0 | 8.2745 | #N/A
2007-07-01 16:00 | 7 | 1 | 16 | 182.6253 | 4360 | 73.94 | 57.02 | 995 | 73.94 | 0 | 1859.7847 | Cooling | 309.9641 | #N/A | #N/A | #N/A | #N/A | 0 | 0 | 0 | 0 | 0 | 1859.7847 | #N/A | #N/A | 88 | 88.94 | 3.7165 | #N/A | 5.7498 | 1.033% | 1 | 50% | 0% | 0% | 0% | 8.2745 | 0 | 0 | 0 | 8.2745 | #N/A
2007-07-01 17:00 | 7 | 1 | 17 | 182.6669 | 4361 | 73.94 | 57.02 | 995 | 73.94 | 0 | 1719.6889 | Cooling | 286.6148 | #N/A | #N/A | #N/A | #N/A | 0 | 0 | 0 | 0 | 0 | 1719.6889 | #N/A | #N/A | 88 | 88.94 | 3.7165 | #N/A | 5.3166 | 0.9554% | 1 | 50% | 0% | 0% | 0% | 8.2745 | 0 | 0 | 0 | 8.2745 | #N/A
2007-07-01 18:00 | 7 | 1 | 18 | 182.7086 | 4362 | 71.96 | 57.92 | 996 | 71.96 | 0 | 1747.5729 | Cooling | 291.2621 | #N/A | #N/A | #N/A | #N/A | 0 | 0 | 0 | 0 | 0 | 1747.5729 | #N/A | #N/A | 88 | 86.96 | 3.8518 | #N/A | 5.4028 | 0.9709% | 1 | 50% | 0% | 0% | 0% | 8.2745 | 0 | 0 | 0 | 8.2745 | #N/A
2007-07-01 19:00 | 7 | 1 | 19 | 182.7503 | 4363 | 69.98 | 57.92 | 997 | 69.98 | 0 | 1667.057 | Cooling | 277.8428 | #N/A | #N/A | #N/A | #N/A | 0 | 0 | 0 | 0 | 0 | 1667.057 | #N/A | #N/A | 88 | 84.98 | 3.9871 | #N/A | 5.1539 | 0.9261% | 1 | 50% | 0% | 0% | 0% | 8.2745 | 0 | 0 | 0 | 8.2745 | #N/A
2007-07-01 20:00 | 7 | 1 | 20 | 182.7919 | 4364 | 69.98 | 57.92 | 997 | 69.98 | 0 | 1404.6869 | Cooling | 234.1145 | #N/A | #N/A | #N/A | #N/A | 0 | 0 | 0 | 0 | 0 | 1404.6869 | #N/A | #N/A | 88 | 84.98 | 3.9871 | #N/A | 4.3428 | 0.7804% | 1 | 50% | 0% | 0% | 0% | 8.2745 | 0 | 0 | 0 | 8.2745 | #N/A
2007-07-01 21:00 | 7 | 1 | 21 | 182.8336 | 4365 | 66.92 | 57.92 | 997 | 66.92 | 0 | 1189.7878 | Cooling | 198.298 | #N/A | #N/A | #N/A | #N/A | 0 | 0 | 0 | 0 | 0 | 1189.7878 | #N/A | #N/A | 88 | 81.92 | 4.1962 | #N/A | 3.6784 | 0.661% | 1 | 50% | 0% | 0% | 0% | 8.2745 | 0 | 0 | 0 | 8.2745 | #N/A
2007-07-01 22:00 | 7 | 1 | 22 | 182.8753 | 4366 | 66.02 | 57.92 | 998 | 66.02 | 0 | 97.7468 | Cooling | 16.2911 | #N/A | #N/A | #N/A | #N/A | 0 | 0 | 0 | 0 | 0 | 97.7468 | #N/A | #N/A | 88 | 81.02 | 4.2577 | #N/A | 0.3022 | 0.0543% | 1 | 50% | 0% | 0% | 0% | 8.2745 | 0 | 0 | 0 | 8.2745 | #N/A
2007-07-01 23:00 | 7 | 1 | 23 | 182.9169 | 4367 | 66.02 | 57.92 | 998 | 66.02 | 0 | 138.8845 | Cooling | 23.1474 | #N/A | #N/A | #N/A | #N/A | 0 | 0 | 0 | 0 | 0 | 138.8845 | #N/A | #N/A | 88 | 81.02 | 4.2577 | #N/A | 0.42938 | 0.07716% | 1 | 50% | 0% | 0% | 0% | 8.2745 | 0 | 0 | 0 | 8.2745 | #N/A
2007-07-02 | 7 | 2 | 0 | 182.9586 | 4368 | 66.02 | 55.94 | 998 | 66.02 | 0 | 102.1534 | Cooling | 17.0256 | #N/A | #N/A | #N/A | #N/A | 0 | 0 | 0 | 0 | 0 | 102.1534 | #N/A | #N/A | 88 | 81.02 | 4.2577 | #N/A | 0.31582 | 0.05675% | 1 | 50% | 0% | 0% | 0% | 8.2745 | 0 | 0 | 0 | 8.2745 | #N/A
2007-07-02 01:00 | 7 | 2 | 1 | 183.0003 | 4369 | 62.96 | 55.94 | 998 | 62.96 | 0 | 85.345 | Cooling | 14.2242 | #N/A | #N/A | #N/A | #N/A | 0 | 0 | 0 | 0 | 0 | 85.345 | #N/A | #N/A | 88 | 77.96 | 4.4668 | #N/A | 0.26385 | 0.04741% | 1 | 50% | 0% | 0% | 0% | 8.2745 | 0 | 0 | 0 | 8.2745 | #N/A
2007-07-02 02:00 | 7 | 2 | 2 | 183.0419 | 4370 | 62.96 | 57.92 | 999 | 62.96 | 0 | 107.5724 | Cooling | 17.9287 | #N/A | #N/A | #N/A | #N/A | 0 | 0 | 0 | 0 | 0 | 107.5724 | #N/A | #N/A | 88 | 77.96 | 4.4668 | #N/A | 0.33257 | 0.05976% | 1 | 50% | 0% | 0% | 0% | 8.2745 | 0 | 0 | 0 | 8.2745 | #N/A
2007-07-02 03:00 | 7 | 2 | 3 | 183.0836 | 4371 | 62.96 | 57.02 | 999 | 62.96 | 0 | 105.7565 | Cooling | 17.6261 | #N/A | #N/A | #N/A | #N/A | 0 | 0 | 0 | 0 | 0 | 105.7565 | #N/A | #N/A | 88 | 77.96 | 4.4668 | #N/A | 0.32696 | 0.05875% | 1 | 50% | 0% | 0% | 0% | 8.2745 | 0 | 0 | 0 | 8.2745 | #N/A
2007-07-02 04:00 | 7 | 2 | 4 | 183.1253 | 4372 | 62.06 | 57.92 | 999 | 62.06 | 0 | 102.5319 | Cooling | 17.0887 | #N/A | #N/A | #N/A | #N/A | 0 | 0 | 0 | 0 | 0 | 102.5319 | #N/A | #N/A | 88 | 77.06 | 4.5283 | #N/A | 0.31699 | 0.05696% | 1 | 50% | 0% | 0% | 0% | 8.2745 | 0 | 0 | 0 | 8.2745 | #N/A
2007-07-02 05:00 | 7 | 2 | 5 | 183.1669 | 4373 | 62.06 | 57.02 | 999 | 62.06 | 0 | 115.2585 | Cooling | 19.2097 | #N/A | #N/A | #N/A | #N/A | 0 | 0 | 0 | 0 | 0 | 115.2585 | #N/A | #N/A | 88 | 77.06 | 4.5283 | #N/A | 0.35634 | 0.06403% | 1 | 50% | 0% | 0% | 0% | 8.2745 | 0 | 0 | 0 | 8.2745 | #N/A
2007-07-02 06:00 | 7 | 2 | 6 | 183.2086 | 4374 | 62.96 | 57.02 | 1000 | 62.96 | 0 | 664.6274 | Cooling | 110.7712 | #N/A | #N/A | #N/A | #N/A | 0 | 0 | 0 | 0 | 0 | 664.6274 | #N/A | #N/A | 88 | 77.96 | 4.4668 | #N/A | 2.0548 | 0.3692% | 1 | 50% | 0% | 0% | 0% | 8.2745 | 0 | 0 | 0 | 8.2745 | #N/A
2007-07-02 07:00 | 7 | 2 | 7 | 183.2503 | 4375 | 64.94 | 53.06 | 1000 | 64.94 | 0 | 704.2806 | Cooling | 117.3801 | #N/A | #N/A | #N/A | #N/A | 0 | 0 | 0 | 0 | 0 | 704.2806 | #N/A | #N/A | 88 | 79.94 | 4.3315 | #N/A | 2.1774 | 0.3913% | 1 | 50% | 0% | 0% | 0% | 8.2745 | 0 | 0 | 0 | 8.2745 | #N/A
2007-07-02 08:00 | 7 | 2 | 8 | 183.2919 | 4376 | 64.94 | 57.92 | 1001 | 64.94 | 0 | 1302.2813 | Cooling | 217.0469 | #N/A | #N/A | #N/A | #N/A | 0 | 0 | 0 | 0 | 0 | 1302.2813 | #N/A | #N/A | 88 | 79.94 | 4.3315 | #N/A | 4.0262 | 0.7235% | 1 | 50% | 0% | 0% | 0% | 8.2745 | 0 | 0 | 0 | 8.2745 | #N/A
2007-07-02 09:00 | 7 | 2 | 9 | 183.3336 | 4377 | 69.98 | 57.92 | 1001 | 69.98 | 0 | 1789.0781 | Cooling | 298.1797 | #N/A | #N/A | #N/A | #N/A | 0 | 0 | 0 | 0 | 0 | 1789.0781 | #N/A | #N/A | 88 | 84.98 | 3.9871 | #N/A | 5.5312 | 0.9939% | 1 | 50% | 0% | 0% | 0% | 8.2745 | 0 | 0 | 0 | 8.2745 | #N/A
2007-07-02 10:00 | 7 | 2 | 10 | 183.3753 | 4378 | 71.06 | 57.02 | 1001 | 71.06 | 0 | 1914.5416 | Cooling | 319.0903 | #N/A | #N/A | #N/A | #N/A | 0 | 0 | 0 | 0 | 0 | 1914.5416 | #N/A | #N/A | 88 | 86.06 | 3.9133 | #N/A | 5.919 | 1.064% | 1 | 50% | 0% | 0% | 0% | 8.2745 | 0 | 0 | 0 | 8.2745 | #N/A
2007-07-02 11:00 | 7 | 2 | 11 | 183.4169 | 4379 | 71.06 | 55.94 | 1001 | 71.06 | 0 | 2018.8083 | Cooling | 336.468 | #N/A | #N/A | #N/A | #N/A | 0 | 0 | 0 | 0 | 0 | 2018.8083 | #N/A | #N/A | 88 | 86.06 | 3.9133 | #N/A | 6.2414 | 1.122% | 1 | 50% | 0% | 0% | 0% | 8.2745 | 0 | 0 | 0 | 8.2745 | #N/A
2007-07-02 12:00 | 7 | 2 | 12 | 183.4586 | 4380 | 73.04 | 57.92 | 1000 | 73.04 | 0 | 1637.4292 | Cooling | 272.9049 | #N/A | #N/A | #N/A | #N/A | 0 | 0 | 0 | 0 | 0 | 1637.4292 | #N/A | #N/A | 88 | 88.04 | 3.778 | #N/A | 5.0623 | 0.9097% | 1 | 50% | 0% | 0% | 0% | 8.2745 | 0 | 0 | 0 | 8.2745 | #N/A
2007-07-02 13:00 | 7 | 2 | 13 | 183.5003 | 4381 | 75.02 | 53.96 | 1000 | 75.02 | 0 | 1653.6895 | Cooling | 275.6149 | #N/A | #N/A | #N/A | #N/A | 0 | 0 | 0 | 0 | 0 | 1653.6895 | #N/A | #N/A | 88 | 90.02 | 3.6427 | #N/A | 5.1126 | 0.9187% | 1 | 50% | 0% | 0% | 0% | 8.2745 | 0 | 0 | 0 | 8.2745 | #N/A
2007-07-02 14:00 | 7 | 2 | 14 | 183.5419 | 4382 | 75.02 | 53.96 | 1000 | 75.02 | 0 | 1705.313 | Cooling | 284.2188 | #N/A | #N/A | #N/A | #N/A | 0 | 0 | 0 | 0 | 0 | 1705.313 | #N/A | #N/A | 88 | 90.02 | 3.6427 | #N/A | 5.2722 | 0.9474% | 1 | 50% | 0% | 0% | 0% | 8.2745 | 0 | 0 | 0 | 8.2745 | #N/A
2007-07-02 15:00 | 7 | 2 | 15 | 183.5836 | 4383 | 77 | 55.04 | 1000 | 77 | 0 | 1741.4 | Cooling | 290.2333 | #N/A | #N/A | #N/A | #N/A | 0 | 0 | 0 | 0 | 0 | 1741.4 | #N/A | #N/A | 88 | 92 | 3.5074 | #N/A | 5.3838 | 0.9674% | 1 | 50% | 0% | 0% | 0% | 8.2745 | 0 | 0 | 0 | 8.2745 | #N/A
2007-07-02 16:00 | 7 | 2 | 16 | 183.6253 | 4384 | 75.92 | 53.06 | 1000 | 75.92 | 0 | 1772.3224 | Cooling | 295.3871 | #N/A | #N/A | #N/A | #N/A | 0 | 0 | 0 | 0 | 0 | 1772.3224 | #N/A | #N/A | 88 | 90.92 | 3.5812 | #N/A | 5.4794 | 0.9846% | 1 | 50% | 0% | 0% | 0% | 8.2745 | 0 | 0 | 0 | 8.2745 | #N/A
2007-07-02 17:00 | 7 | 2 | 17 | 183.6669 | 4385 | 75.92 | 53.06 | 1000 | 75.92 | 0 | 1714.0164 | Cooling | 285.6694 | #N/A | #N/A | #N/A | #N/A | 0 | 0 | 0 | 0 | 0 | 1714.0164 | #N/A | #N/A | 88 | 90.92 | 3.5812 | #N/A | 5.2991 | 0.9522% | 1 | 50% | 0% | 0% | 0% | 8.2745 | 0 | 0 | 0 | 8.2745 | #N/A
2007-07-02 18:00 | 7 | 2 | 18 | 183.7086 | 4386 | 73.04 | 51.98 | 1000 | 73.04 | 0 | 1586.7172 | Cooling | 264.4529 | #N/A | #N/A | #N/A | #N/A | 0 | 0 | 0 | 0 | 0 | 1586.7172 | #N/A | #N/A | 88 | 88.04 | 3.778 | #N/A | 4.9055 | 0.8815% | 1 | 50% | 0% | 0% | 0% | 8.2745 | 0 | 0 | 0 | 8.2745 | #N/A
2007-07-02 19:00 | 7 | 2 | 19 | 183.7503 | 4387 | 71.96 | 53.06 | 1000 | 71.96 | 0 | 1603.8839 | Cooling | 267.314 | #N/A | #N/A | #N/A | #N/A | 0 | 0 | 0 | 0 | 0 | 1603.8839 | #N/A | #N/A | 88 | 86.96 | 3.8518 | #N/A | 4.9586 | 0.891% | 1 | 50% | 0% | 0% | 0% | 8.2745 | 0 | 0 | 0 | 8.2745 | #N/A
2007-07-02 20:00 | 7 | 2 | 20 | 183.7919 | 4388 | 71.96 | 51.08 | 1000 | 71.96 | 0 | 1080.7343 | Cooling | 180.1224 | #N/A | #N/A | #N/A | #N/A | 0 | 0 | 0 | 0 | 0 | 1080.7343 | #N/A | #N/A | 88 | 86.96 | 3.8518 | #N/A | 3.3412 | 0.6004% | 1 | 50% | 0% | 0% | 0% | 8.2745 | 0 | 0 | 0 | 8.2745 | #N/A
2007-07-02 21:00 | 7 | 2 | 21 | 183.8336 | 4389 | 64.94 | 53.96 | 1001 | 64.94 | 0 | 905.7919 | Cooling | 150.9653 | #N/A | #N/A | #N/A | #N/A | 0 | 0 | 0 | 0 | 0 | 905.7919 | #N/A | #N/A | 88 | 79.94 | 4.3315 | #N/A | 2.8004 | 0.5032% | 1 | 50% | 0% | 0% | 0% | 8.2745 | 0 | 0 | 0 | 8.2745 | #N/A
2007-07-02 22:00 | 7 | 2 | 22 | 183.8753 | 4390 | 64.04 | 55.04 | 1001 | 64.04 | 0 | 89.6849 | Cooling | 14.9475 | #N/A | #N/A | #N/A | #N/A | 0 | 0 | 0 | 0 | 0 | 89.6849 | #N/A | #N/A | 88 | 79.04 | 4.393 | #N/A | 0.27727 | 0.04982% | 1 | 50% | 0% | 0% | 0% | 8.2745 | 0 | 0 | 0 | 8.2745 | #N/A
2007-07-02 23:00 | 7 | 2 | 23 | 183.9169 | 4391 | 64.04 | 53.96 | 1001 | 64.04 | 0 | 93.7447 | Cooling | 15.6241 | #N/A | #N/A | #N/A | #N/A | 0 | 0 | 0 | 0 | 0 | 93.7447 | #N/A | #N/A | 88 | 79.04 | 4.393 | #N/A | 0.28982 | 0.05208% | 1 | 50% | 0% | 0% | 0% | 8.2745 | 0 | 0 | 0 | 8.2745 | #N/A
2007-07-03 | 7 | 3 | 0 | 183.9586 | 4392 | 57.92 | 53.96 | 1001 | 57.92 | 0 | 76.1108 | Cooling | 12.6851 | #N/A | #N/A | #N/A | #N/A | 0 | 0 | 0 | 0 | 0 | 76.1108 | #N/A | #N/A | 88 | 72.92 | 4.8112 | #N/A | 0.23531 | 0.04228% | 1 | 50% | 0% | 0% | 0% | 8.2745 | 0 | 0 | 0 | 8.2745 | #N/A
2007-07-03 01:00 | 7 | 3 | 1 | 184.0003 | 4393 | 57.92 | 53.96 | 1001 | 57.92 | 0 | 72.8446 | Cooling | 12.1408 | #N/A | #N/A | #N/A | #N/A | 0 | 0 | 0 | 0 | 0 | 72.8446 | #N/A | #N/A | 88 | 72.92 | 4.8112 | #N/A | 0.22521 | 0.04047% | 1 | 50% | 0% | 0% | 0% | 8.2745 | 0 | 0 | 0 | 8.2745 | #N/A
2007-07-03 02:00 | 7 | 3 | 2 | 184.0419 | 4394 | 57.92 | 53.96 | 1001 | 57.92 | 0 | 68.3857 | Cooling | 11.3976 | #N/A | #N/A | #N/A | #N/A | 0 | 0 | 0 | 0 | 0 | 68.3857 | #N/A | #N/A | 88 | 72.92 | 4.8112 | #N/A | 0.21142 | 0.03799% | 1 | 50% | 0% | 0% | 0% | 8.2745 | 0 | 0 | 0 | 8.2745 | #N/A
2007-07-03 03:00 | 7 | 3 | 3 | 184.0836 | 4395 | 53.96 | 53.06 | 1001 | 53.96 | 0 | 54.6395 | Cooling | 9.1066 | #N/A | #N/A | #N/A | #N/A | 0 | 0 | 0 | 0 | 0 | 54.6395 | #N/A | #N/A | 88 | 68.96 | 5.0818 | #N/A | 0.16892 | 0.03036% | 1 | 50% | 0% | 0% | 0% | 8.2745 | 0 | 0 | 0 | 8.2745 | #N/A
2007-07-03 04:00 | 7 | 3 | 4 | 184.1253 | 4396 | 53.06 | 51.98 | 1001 | 53.06 | 0 | 36.462 | Cooling | 6.077 | #N/A | #N/A | #N/A | #N/A | 0 | 0 | 0 | 0 | 0 | 36.462 | #N/A | #N/A | 88 | 68.06 | 5.1433 | #N/A | 0.11273 | 0.02026% | 1 | 50% | 0% | 0% | 0% | 8.2745 | 0 | 0 | 0 | 8.2745 | #N/A
2007-07-03 05:00 | 7 | 3 | 5 | 184.1669 | 4397 | 53.06 | 51.98 | 1001 | 53.06 | 0 | 34.4137 | Cooling | 5.7356 | #N/A | #N/A | #N/A | #N/A | 0 | 0 | 0 | 0 | 0 | 34.4137 | #N/A | #N/A | 88 | 68.06 | 5.1433 | #N/A | 0.10639 | 0.01912% | 1 | 50% | 0% | 0% | 0% | 8.2745 | 0 | 0 | 0 | 8.2745 | #N/A
2007-07-03 06:00 | 7 | 3 | 6 | 184.2086 | 4398 | 57.02 | 53.06 | 1001 | 57.02 | 0 | 338.8105 | Cooling | 56.4684 | #N/A | #N/A | #N/A | #N/A | 0 | 0 | 0 | 0 | 0 | 338.8105 | #N/A | #N/A | 88 | 72.02 | 4.8727 | #N/A | 1.0475 | 0.1882% | 1 | 50% | 0% | 0% | 0% | 8.2745 | 0 | 0 | 0 | 8.2745 | #N/A
2007-07-03 07:00 | 7 | 3 | 7 | 184.2503 | 4399 | 60.98 | 55.94 | 1002 | 60.98 | 0 | 842.8417 | Cooling | 140.4736 | #N/A | #N/A | #N/A | #N/A | 0 | 0 | 0 | 0 | 0 | 842.8417 | #N/A | #N/A | 88 | 75.98 | 4.6021 | #N/A | 2.6058 | 0.4682% | 1 | 50% | 0% | 0% | 0% | 8.2745 | 0 | 0 | 0 | 8.2745 | #N/A
2007-07-03 08:00 | 7 | 3 | 8 | 184.2919 | 4400 | 60.98 | 57.02 | 1001 | 60.98 | 0 | 1581.5456 | Cooling | 263.5909 | #N/A | #N/A | #N/A | #N/A | 0 | 0 | 0 | 0 | 0 | 1581.5456 | #N/A | #N/A | 88 | 75.98 | 4.6021 | #N/A | 4.8895 | 0.8786% | 1 | 50% | 0% | 0% | 0% | 8.2745 | 0 | 0 | 0 | 8.2745 | #N/A
2007-07-03 09:00 | 7 | 3 | 9 | 184.3336 | 4401 | 68 | 57.02 | 1001 | 68 | 0 | 2003.2296 | Cooling | 333.8716 | #N/A | #N/A | #N/A | #N/A | 0 | 0 | 0 | 0 | 0 | 2003.2296 | #N/A | #N/A | 88 | 83 | 4.1224 | #N/A | 6.1932 | 1.113% | 1 | 50% | 0% | 0% | 0% | 8.2745 | 0 | 0 | 0 | 8.2745 | #N/A
2007-07-03 10:00 | 7 | 3 | 10 | 184.3753 | 4402 | 69.98 | 55.04 | 1001 | 69.98 | 0 | 1779.1581 | Cooling | 296.5264 | #N/A | #N/A | #N/A | #N/A | 0 | 0 | 0 | 0 | 0 | 1779.1581 | #N/A | #N/A | 88 | 84.98 | 3.9871 | #N/A | 5.5005 | 0.9884% | 1 | 50% | 0% | 0% | 0% | 8.2745 | 0 | 0 | 0 | 8.2745 | #N/A
2007-07-03 11:00 | 7 | 3 | 11 | 184.4169 | 4403 | 69.98 | 57.92 | 1000 | 69.98 | 0 | 1740.9483 | Cooling | 290.158 | #N/A | #N/A | #N/A | #N/A | 0 | 0 | 0 | 0 | 0 | 1740.9483 | #N/A | #N/A | 88 | 84.98 | 3.9871 | #N/A | 5.3824 | 0.9672% | 1 | 50% | 0% | 0% | 0% | 8.2745 | 0 | 0 | 0 | 8.2745 | #N/A
2007-07-03 12:00 | 7 | 3 | 12 | 184.4586 | 4404 | 75.92 | 57.02 | 1000 | 75.92 | 0 | 1702.7186 | Cooling | 283.7864 | #N/A | #N/A | #N/A | #N/A | 0 | 0 | 0 | 0 | 0 | 1702.7186 | #N/A | #N/A | 88 | 90.92 | 3.5812 | #N/A | 5.2642 | 0.946% | 1 | 50% | 0% | 0% | 0% | 8.2745 | 0 | 0 | 0 | 8.2745 | #N/A
2007-07-03 13:00 | 7 | 3 | 13 | 184.5003 | 4405 | 75.92 | 55.94 | 1000 | 75.92 | 0 | 1722.0651 | Cooling | 287.0109 | #N/A | #N/A | #N/A | #N/A | 0 | 0 | 0 | 0 | 0 | 1722.0651 | #N/A | #N/A | 88 | 90.92 | 3.5812 | #N/A | 5.324 | 0.9567% | 1 | 50% | 0% | 0% | 0% | 8.2745 | 0 | 0 | 0 | 8.2745 | #N/A
2007-07-03 14:00 | 7 | 3 | 14 | 184.5419 | 4406 | 75.92 | 55.94 | 999 | 75.92 | 0 | 1776.3069 | Cooling | 296.0512 | #N/A | #N/A | #N/A | #N/A | 0 | 0 | 0 | 0 | 0 | 1776.3069 | #N/A | #N/A | 88 | 90.92 | 3.5812 | #N/A | 5.4917 | 0.9868% | 1 | 50% | 0% | 0% | 0% | 8.2745 | 0 | 0 | 0 | 8.2745 | #N/A
2007-07-03 15:00 | 7 | 3 | 15 | 184.5836 | 4407 | 77 | 55.04 | 999 | 77 | 0 | 1789.7013 | Cooling | 298.2835 | #N/A | #N/A | #N/A | #N/A | 0 | 0 | 0 | 0 | 0 | 1789.7013 | #N/A | #N/A | 88 | 92 | 3.5074 | #N/A | 5.5331 | 0.9943% | 1 | 50% | 0% | 0% | 0% | 8.2745 | 0 | 0 | 0 | 8.2745 | #N/A
2007-07-03 16:00 | 7 | 3 | 16 | 184.6253 | 4408 | 77 | 53.06 | 999 | 77 | 0 | 1832.9818 | Cooling | 305.497 | #N/A | #N/A | #N/A | #N/A | 0 | 0 | 0 | 0 | 0 | 1832.9818 | #N/A | #N/A | 88 | 92 | 3.5074 | #N/A | 5.6669 | 1.018% | 1 | 50% | 0% | 0% | 0% | 8.2745 | 0 | 0 | 0 | 8.2745 | #N/A
2007-07-03 17:00 | 7 | 3 | 17 | 184.6669 | 4409 | 77 | 55.04 | 998 | 77 | 0 | 1825.3081 | Cooling | 304.218 | #N/A | #N/A | #N/A | #N/A | 0 | 0 | 0 | 0 | 0 | 1825.3081 | #N/A | #N/A | 88 | 92 | 3.5074 | #N/A | 5.6432 | 1.014% | 1 | 50% | 0% | 0% | 0% | 8.2745 | 0 | 0 | 0 | 8.2745 | #N/A
2007-07-03 18:00 | 7 | 3 | 18 | 184.7086 | 4410 | 75.92 | 55.04 | 998 | 75.92 | 0 | 1720.6847 | Cooling | 286.7808 | #N/A | #N/A | #N/A | #N/A | 0 | 0 | 0 | 0 | 0 | 1720.6847 | #N/A | #N/A | 88 | 90.92 | 3.5812 | #N/A | 5.3197 | 0.9559% | 1 | 50% | 0% | 0% | 0% | 8.2745 | 0 | 0 | 0 | 8.2745 | #N/A
2007-07-03 19:00 | 7 | 3 | 19 | 184.7503 | 4411 | 73.94 | 55.94 | 997 | 73.94 | 0 | 1641.7451 | Cooling | 273.6242 | #N/A | #N/A | #N/A | #N/A | 0 | 0 | 0 | 0 | 0 | 1641.7451 | #N/A | #N/A | 88 | 88.94 | 3.7165 | #N/A | 5.0757 | 0.9121% | 1 | 50% | 0% | 0% | 0% | 8.2745 | 0 | 0 | 0 | 8.2745 | #N/A
2007-07-03 20:00 | 7 | 3 | 20 | 184.7919 | 4412 | 73.94 | 55.94 | 998 | 73.94 | 0 | 1580.4108 | Cooling | 263.4018 | #N/A | #N/A | #N/A | #N/A | 0 | 0 | 0 | 0 | 0 | 1580.4108 | #N/A | #N/A | 88 | 88.94 | 3.7165 | #N/A | 4.886 | 0.878% | 1 | 50% | 0% | 0% | 0% | 8.2745 | 0 | 0 | 0 | 8.2745 | #N/A
2007-07-03 21:00 | 7 | 3 | 21 | 184.8336 | 4413 | 66.02 | 57.02 | 998 | 66.02 | 0 | 1773.6998 | Cooling | 295.6166 | #N/A | #N/A | #N/A | #N/A | 0 | 0 | 0 | 0 | 0 | 1773.6998 | #N/A | #N/A | 88 | 81.02 | 4.2577 | #N/A | 5.4836 | 0.9854% | 1 | 50% | 0% | 0% | 0% | 8.2745 | 0 | 0 | 0 | 8.2745 | #N/A
2007-07-03 22:00 | 7 | 3 | 22 | 184.8753 | 4414 | 64.94 | 57.92 | 998 | 64.94 | 0 | 415.2182 | Cooling | 69.203 | #N/A | #N/A | #N/A | #N/A | 0 | 0 | 0 | 0 | 0 | 415.2182 | #N/A | #N/A | 88 | 79.94 | 4.3315 | #N/A | 1.2837 | 0.2307% | 1 | 50% | 0% | 0% | 0% | 8.2745 | 0 | 0 | 0 | 8.2745 | #N/A
2007-07-03 23:00 | 7 | 3 | 23 | 184.9169 | 4415 | 64.94 | 57.02 | 997 | 64.94 | 0 | 436.3702 | Cooling | 72.7284 | #N/A | #N/A | #N/A | #N/A | 0 | 0 | 0 | 0 | 0 | 436.3702 | #N/A | #N/A | 88 | 79.94 | 4.3315 | #N/A | 1.3491 | 0.2424% | 1 | 50% | 0% | 0% | 0% | 8.2745 | 0 | 0 | 0 | 8.2745 | #N/A
2007-07-04 | 7 | 4 | 0 | 184.9586 | 4416 | 60.98 | 57.92 | 996 | 60.98 | 0 | 385.0652 | Cooling | 64.1775 | #N/A | #N/A | #N/A | #N/A | 0 | 0 | 0 | 0 | 0 | 385.0652 | #N/A | #N/A | 88 | 75.98 | 4.6021 | #N/A | 1.1905 | 0.2139% | 1 | 50% | 0% | 0% | 0% | 8.2745 | 0 | 0 | 0 | 8.2745 | #N/A
2007-07-04 01:00 | 7 | 4 | 1 | 185.0003 | 4417 | 60.98 | 57.92 | 996 | 60.98 | 0 | 428.4397 | Cooling | 71.4066 | #N/A | #N/A | #N/A | #N/A | 0 | 0 | 0 | 0 | 0 | 428.4397 | #N/A | #N/A | 88 | 75.98 | 4.6021 | #N/A | 1.3246 | 0.238% | 1 | 50% | 0% | 0% | 0% | 8.2745 | 0 | 0 | 0 | 8.2745 | #N/A
2007-07-04 02:00 | 7 | 4 | 2 | 185.0419 | 4418 | 60.98 | 57.92 | 995 | 60.98 | 0 | 424.6433 | Cooling | 70.7739 | #N/A | #N/A | #N/A | #N/A | 0 | 0 | 0 | 0 | 0 | 424.6433 | #N/A | #N/A | 88 | 75.98 | 4.6021 | #N/A | 1.3128 | 0.2359% | 1 | 50% | 0% | 0% | 0% | 8.2745 | 0 | 0 | 0 | 8.2745 | #N/A
2007-07-04 03:00 | 7 | 4 | 3 | 185.0836 | 4419 | 59 | 57.92 | 994 | 59 | 0 | 418.3684 | Cooling | 69.7281 | #N/A | #N/A | #N/A | #N/A | 0 | 0 | 0 | 0 | 0 | 418.3684 | #N/A | #N/A | 88 | 74 | 4.7374 | #N/A | 1.2934 | 0.2324% | 1 | 50% | 0% | 0% | 0% | 8.2745 | 0 | 0 | 0 | 8.2745 | #N/A
2007-07-04 04:00 | 7 | 4 | 4 | 185.1253 | 4420 | 60.08 | 57.92 | 994 | 60.08 | 0 | 391.9101 | Cooling | 65.3183 | #N/A | #N/A | #N/A | #N/A | 0 | 0 | 0 | 0 | 0 | 391.9101 | #N/A | #N/A | 88 | 75.08 | 4.6636 | #N/A | 1.2116 | 0.2177% | 1 | 50% | 0% | 0% | 0% | 8.2745 | 0 | 0 | 0 | 8.2745 | #N/A
2007-07-04 05:00 | 7 | 4 | 5 | 185.1669 | 4421 | 60.08 | 57.02 | 993 | 60.08 | 0 | 476.7415 | Cooling | 79.4569 | #N/A | #N/A | #N/A | #N/A | 0 | 0 | 0 | 0 | 0 | 476.7415 | #N/A | #N/A | 88 | 75.08 | 4.6636 | #N/A | 1.4739 | 0.2649% | 1 | 50% | 0% | 0% | 0% | 8.2745 | 0 | 0 | 0 | 8.2745 | #N/A
2007-07-04 06:00 | 7 | 4 | 6 | 185.2086 | 4422 | 60.98 | 57.92 | 993 | 60.98 | 0 | 2094.7428 | Cooling | 349.1238 | #N/A | #N/A | #N/A | #N/A | 0 | 0 | 0 | 0 | 0 | 2094.7428 | #N/A | #N/A | 88 | 75.98 | 4.6021 | #N/A | 6.4762 | 1.164% | 1 | 50% | 0% | 0% | 0% | 8.2745 | 0 | 0 | 0 | 8.2745 | #N/A
2007-07-04 07:00 | 7 | 4 | 7 | 185.2503 | 4423 | 62.06 | 59 | 993 | 62.06 | 0 | 1589.9399 | Cooling | 264.99 | #N/A | #N/A | #N/A | #N/A | 0 | 0 | 0 | 0 | 0 | 1589.9399 | #N/A | #N/A | 88 | 77.06 | 4.5283 | #N/A | 4.9155 | 0.8833% | 1 | 50% | 0% | 0% | 0% | 8.2745 | 0 | 0 | 0 | 8.2745 | #N/A
2007-07-04 08:00 | 7 | 4 | 8 | 185.2919 | 4424 | 62.06 | 60.08 | 993 | 62.06 | 0 | 1822.2397 | Cooling | 303.7066 | #N/A | #N/A | #N/A | #N/A | 0 | 0 | 0 | 0 | 0 | 1822.2397 | #N/A | #N/A | 88 | 77.06 | 4.5283 | #N/A | 5.6337 | 1.012% | 1 | 50% | 0% | 0% | 0% | 8.2745 | 0 | 0 | 0 | 8.2745 | #N/A
2007-07-04 09:00 | 7 | 4 | 9 | 185.3336 | 4425 | 62.96 | 62.96 | 993 | 62.96 | 0 | 1929.1505 | Cooling | 321.5251 | #N/A | #N/A | #N/A | #N/A | 0 | 0 | 0 | 0 | 0 | 1929.1505 | #N/A | #N/A | 88 | 77.96 | 4.4668 | #N/A | 5.9642 | 1.072% | 1 | 50% | 0% | 0% | 0% | 8.2745 | 0 | 0 | 0 | 8.2745 | #N/A
2007-07-04 10:00 | 7 | 4 | 10 | 185.3753 | 4426 | 62.96 | 64.04 | 992 | 62.96 | 0 | 1999.1243 | Cooling | 333.1874 | #N/A | #N/A | #N/A | #N/A | 0 | 0 | 0 | 0 | 0 | 1999.1243 | #N/A | #N/A | 88 | 77.96 | 4.4668 | #N/A | 6.1805 | 1.111% | 1 | 50% | 0% | 0% | 0% | 8.2745 | 0 | 0 | 0 | 8.2745 | #N/A
2007-07-04 11:00 | 7 | 4 | 11 | 185.4169 | 4427 | 62.96 | 66.92 | 992 | 62.96 | 0 | 2088.7415 | Cooling | 348.1236 | #N/A | #N/A | #N/A | #N/A | 0 | 0 | 0 | 0 | 0 | 2088.7415 | #N/A | #N/A | 88 | 77.96 | 4.4668 | #N/A | 6.4576 | 1.16% | 1 | 50% | 0% | 0% | 0% | 8.2745 | 0 | 0 | 0 | 8.2745 | #N/A
2007-07-04 12:00 | 7 | 4 | 12 | 185.4586 | 4428 | 62.96 | 68 | 991 | 62.96 | 0 | 2095.7736 | Cooling | 349.2956 | #N/A | #N/A | #N/A | #N/A | 0 | 0 | 0 | 0 | 0 | 2095.7736 | #N/A | #N/A | 88 | 77.96 | 4.4668 | #N/A | 6.4793 | 1.164% | 1 | 50% | 0% | 0% | 0% | 8.2745 | 0 | 0 | 0 | 8.2745 | #N/A
2007-07-04 13:00 | 7 | 4 | 13 | 185.5003 | 4429 | 64.94 | 69.98 | 990 | 64.94 | 0 | 2199.4597 | Cooling | 366.5766 | #N/A | #N/A | #N/A | #N/A | 0 | 0 | 0 | 0 | 0 | 2199.4597 | #N/A | #N/A | 88 | 79.94 | 4.3315 | #N/A | 6.7999 | 1.222% | 1 | 50% | 0% | 0% | 0% | 8.2745 | 0 | 0 | 0 | 8.2745 | #N/A
2007-07-04 14:00 | 7 | 4 | 14 | 185.5419 | 4430 | 64.94 | 71.06 | 989 | 64.94 | 0 | 2336.0749 | Cooling | 389.3458 | #N/A | #N/A | #N/A | #N/A | 0 | 0 | 0 | 0 | 0 | 2336.0749 | #N/A | #N/A | 88 | 79.94 | 4.3315 | #N/A | 7.2223 | 1.298% | 1 | 50% | 0% | 0% | 0% | 8.2745 | 0 | 0 | 0 | 8.2745 | #N/A
2007-07-04 15:00 | 7 | 4 | 15 | 185.5836 | 4431 | 68 | 71.96 | 989 | 68 | 0 | 2419.0071 | Cooling | 403.1678 | #N/A | #N/A | #N/A | #N/A | 0 | 0 | 0 | 0 | 0 | 2419.0071 | #N/A | #N/A | 88 | 83 | 4.1224 | #N/A | 7.4787 | 1.344% | 1 | 50% | 0% | 0% | 0% | 8.2745 | 0 | 0 | 0 | 8.2745 | #N/A
2007-07-04 16:00 | 7 | 4 | 16 | 185.6253 | 4432 | 68 | 71.96 | 989 | 68 | 0 | 2502.4787 | Cooling | 417.0798 | #N/A | #N/A | #N/A | #N/A | 0 | 0 | 0 | 0 | 0 | 2502.4787 | #N/A | #N/A | 88 | 83 | 4.1224 | #N/A | 7.7367 | 1.39% | 1 | 50% | 0% | 0% | 0% | 8.2745 | 0 | 0 | 0 | 8.2745 | #N/A
2007-07-04 17:00 | 7 | 4 | 17 | 185.6669 | 4433 | 68 | 71.96 | 989 | 68 | 0 | 2476.399 | Cooling | 412.7332 | #N/A | #N/A | #N/A | #N/A | 0 | 0 | 0 | 0 | 0 | 2476.399 | #N/A | #N/A | 88 | 83 | 4.1224 | #N/A | 7.6561 | 1.376% | 1 | 50% | 0% | 0% | 0% | 8.2745 | 0 | 0 | 0 | 8.2745 | #N/A
2007-07-04 18:00 | 7 | 4 | 18 | 185.7086 | 4434 | 68 | 71.06 | 989 | 68 | 0 | 2336.2789 | Cooling | 389.3798 | #N/A | #N/A | #N/A | #N/A | 0 | 0 | 0 | 0 | 0 | 2336.2789 | #N/A | #N/A | 88 | 83 | 4.1224 | #N/A | 7.2229 | 1.298% | 1 | 50% | 0% | 0% | 0% | 8.2745 | 0 | 0 | 0 | 8.2745 | #N/A
2007-07-04 19:00 | 7 | 4 | 19 | 185.7503 | 4435 | 68 | 69.08 | 990 | 68 | 0 | 2192.6483 | Cooling | 365.4414 | #N/A | #N/A | #N/A | #N/A | 0 | 0 | 0 | 0 | 0 | 2192.6483 | #N/A | #N/A | 88 | 83 | 4.1224 | #N/A | 6.7788 | 1.218% | 1 | 50% | 0% | 0% | 0% | 8.2745 | 0 | 0 | 0 | 8.2745 | #N/A
2007-07-04 20:00 | 7 | 4 | 20 | 185.7919 | 4436 | 68 | 69.08 | 990 | 68 | 0 | 2035.433 | Cooling | 339.2388 | #N/A | #N/A | #N/A | #N/A | 0 | 0 | 0 | 0 | 0 | 2035.433 | #N/A | #N/A | 88 | 83 | 4.1224 | #N/A | 6.2928 | 1.131% | 1 | 50% | 0% | 0% | 0% | 8.2745 | 0 | 0 | 0 | 8.2745 | #N/A
2007-07-04 21:00 | 7 | 4 | 21 | 185.8336 | 4437 | 62.96 | 68 | 989 | 62.96 | 0 | 1928.4648 | Cooling | 321.4108 | #N/A | #N/A | #N/A | #N/A | 0 | 0 | 0 | 0 | 0 | 1928.4648 | #N/A | #N/A | 88 | 77.96 | 4.4668 | #N/A | 5.9621 | 1.071% | 1 | 50% | 0% | 0% | 0% | 8.2745 | 0 | 0 | 0 | 8.2745 | #N/A
2007-07-04 22:00 | 7 | 4 | 22 | 185.8753 | 4438 | 62.06 | 68 | 989 | 62.06 | 0 | 866.9507 | Cooling | 144.4918 | #N/A | #N/A | #N/A | #N/A | 0 | 0 | 0 | 0 | 0 | 866.9507 | #N/A | #N/A | 88 | 77.06 | 4.5283 | #N/A | 2.6803 | 0.4816% | 1 | 50% | 0% | 0% | 0% | 8.2745 | 0 | 0 | 0 | 8.2745 | #N/A
2007-07-04 23:00 | 7 | 4 | 23 | 185.9169 | 4439 | 62.06 | 66.92 | 991 | 62.06 | 0 | 1226.7822 | Cooling | 204.4637 | #N/A | #N/A | #N/A | #N/A | 0 | 0 | 0 | 0 | 0 | 1226.7822 | #N/A | #N/A | 88 | 77.06 | 4.5283 | #N/A | 3.7928 | 0.6815% | 1 | 50% | 0% | 0% | 0% | 8.2745 | 0 | 0 | 0 | 8.2745 | #N/A
2007-07-05 | 7 | 5 | 0 | 185.9586 | 4440 | 60.08 | 71.06 | 992 | 60.08 | 0 | 1361.4627 | Cooling | 226.9105 | #N/A | #N/A | #N/A | #N/A | 0 | 0 | 0 | 0 | 0 | 1361.4627 | #N/A | #N/A | 88 | 75.08 | 4.6636 | #N/A | 4.2091 | 0.7564% | 1 | 50% | 0% | 0% | 0% | 8.2745 | 0 | 0 | 0 | 8.2745 | #N/A
2007-07-05 01:00 | 7 | 5 | 1 | 186.0003 | 4441 | 57.92 | 69.08 | 991 | 57.92 | 0 | 1339.4878 | Cooling | 223.248 | #N/A | #N/A | #N/A | #N/A | 0 | 0 | 0 | 0 | 0 | 1339.4878 | #N/A | #N/A | 88 | 72.92 | 4.8112 | #N/A | 4.1412 | 0.7442% | 1 | 50% | 0% | 0% | 0% | 8.2745 | 0 | 0 | 0 | 8.2745 | #N/A
2007-07-05 02:00 | 7 | 5 | 2 | 186.0419 | 4442 | 60.08 | 68 | 991 | 60.08 | 0 | 1205.9091 | Cooling | 200.9848 | #N/A | #N/A | #N/A | #N/A | 0 | 0 | 0 | 0 | 0 | 1205.9091 | #N/A | #N/A | 88 | 75.08 | 4.6636 | #N/A | 3.7282 | 0.6699% | 1 | 50% | 0% | 0% | 0% | 8.2745 | 0 | 0 | 0 | 8.2745 | #N/A
2007-07-05 03:00 | 7 | 5 | 3 | 186.0836 | 4443 | 59 | 68 | 992 | 59 | 0 | 1098.0649 | Cooling | 183.0108 | #N/A | #N/A | #N/A | #N/A | 0 | 0 | 0 | 0 | 0 | 1098.0649 | #N/A | #N/A | 88 | 74 | 4.7374 | #N/A | 3.3948 | 0.61% | 1 | 50% | 0% | 0% | 0% | 8.2745 | 0 | 0 | 0 | 8.2745 | #N/A
2007-07-05 04:00 | 7 | 5 | 4 | 186.1253 | 4444 | 57.92 | 68 | 992 | 57.92 | 0 | 1042.1463 | Cooling | 173.691 | #N/A | #N/A | #N/A | #N/A | 0 | 0 | 0 | 0 | 0 | 1042.1463 | #N/A | #N/A | 88 | 72.92 | 4.8112 | #N/A | 3.2219 | 0.579% | 1 | 50% | 0% | 0% | 0% | 8.2745 | 0 | 0 | 0 | 8.2745 | #N/A
2007-07-05 05:00 | 7 | 5 | 5 | 186.1669 | 4445 | 57.92 | 64.04 | 993 | 57.92 | 0 | 961.8024 | Cooling | 160.3004 | #N/A | #N/A | #N/A | #N/A | 0 | 0 | 0 | 0 | 0 | 961.8024 | #N/A | #N/A | 88 | 72.92 | 4.8112 | #N/A | 2.9735 | 0.5343% | 1 | 50% | 0% | 0% | 0% | 8.2745 | 0 | 0 | 0 | 8.2745 | #N/A
2007-07-05 06:00 | 7 | 5 | 6 | 186.2086 | 4446 | 60.98 | 62.06 | 994 | 60.98 | 0 | 2236.6479 | Cooling | 372.7746 | #N/A | #N/A | #N/A | #N/A | 0 | 0 | 0 | 0 | 0 | 2236.6479 | #N/A | #N/A | 88 | 75.98 | 4.6021 | #N/A | 6.9149 | 1.243% | 1 | 50% | 0% | 0% | 0% | 8.2745 | 0 | 0 | 0 | 8.2745 | #N/A
2007-07-05 07:00 | 7 | 5 | 7 | 186.2503 | 4447 | 64.04 | 62.96 | 995 | 64.04 | 0 | 2019.9822 | Cooling | 336.6637 | #N/A | #N/A | #N/A | #N/A | 0 | 0 | 0 | 0 | 0 | 2019.9822 | #N/A | #N/A | 88 | 79.04 | 4.393 | #N/A | 6.245 | 1.122% | 1 | 50% | 0% | 0% | 0% | 8.2745 | 0 | 0 | 0 | 8.2745 | #N/A
2007-07-05 08:00 | 7 | 5 | 8 | 186.2919 | 4448 | 64.04 | 62.96 | 996 | 64.04 | 0 | 2362.8661 | Cooling | 393.811 | #N/A | #N/A | #N/A | #N/A | 0 | 0 | 0 | 0 | 0 | 2362.8661 | #N/A | #N/A | 88 | 79.04 | 4.393 | #N/A | 7.3051 | 1.313% | 1 | 50% | 0% | 0% | 0% | 8.2745 | 0 | 0 | 0 | 8.2745 | #N/A
2007-07-05 09:00 | 7 | 5 | 9 | 186.3336 | 4449 | 71.96 | 57.02 | 997 | 71.96 | 0 | 2178.249 | Cooling | 363.0415 | #N/A | #N/A | #N/A | #N/A | 0 | 0 | 0 | 0 | 0 | 2178.249 | #N/A | #N/A | 88 | 86.96 | 3.8518 | #N/A | 6.7343 | 1.21% | 1 | 50% | 0% | 0% | 0% | 8.2745 | 0 | 0 | 0 | 8.2745 | #N/A
2007-07-05 10:00 | 7 | 5 | 10 | 186.3753 | 4450 | 75.02 | 57.92 | 998 | 75.02 | 0 | 1956.7482 | Cooling | 326.1247 | #N/A | #N/A | #N/A | #N/A | 0 | 0 | 0 | 0 | 0 | 1956.7482 | #N/A | #N/A | 88 | 90.02 | 3.6427 | #N/A | 6.0495 | 1.087% | 1 | 50% | 0% | 0% | 0% | 8.2745 | 0 | 0 | 0 | 8.2745 | #N/A
2007-07-05 11:00 | 7 | 5 | 11 | 186.4169 | 4451 | 75.02 | 57.02 | 998 | 75.02 | 0 | 1809.4584 | Cooling | 301.5764 | #N/A | #N/A | #N/A | #N/A | 0 | 0 | 0 | 0 | 0 | 1809.4584 | #N/A | #N/A | 88 | 90.02 | 3.6427 | #N/A | 5.5942 | 1.005% | 1 | 50% | 0% | 0% | 0% | 8.2745 | 0 | 0 | 0 | 8.2745 | #N/A
2007-07-05 12:00 | 7 | 5 | 12 | 186.4586 | 4452 | 78.08 | 57.92 | 998 | 78.08 | 0 | 1766.2515 | Cooling | 294.3753 | #N/A | #N/A | #N/A | #N/A | 0 | 0 | 0 | 0 | 0 | 1766.2515 | #N/A | #N/A | 88 | 93.08 | 3.4336 | #N/A | 5.4606 | 0.9813% | 1 | 50% | 0% | 0% | 0% | 8.2745 | 0 | 0 | 0 | 8.2745 | #N/A
2007-07-05 13:00 | 7 | 5 | 13 | 186.5003 | 4453 | 80.06 | 57.92 | 998 | 80.06 | 0 | 1829.4672 | Cooling | 304.9112 | #N/A | #N/A | #N/A | #N/A | 0 | 0 | 0 | 0 | 0 | 1829.4672 | #N/A | #N/A | 88 | 95.06 | 3.2983 | #N/A | 5.656 | 1.016% | 1 | 50% | 0% | 0% | 0% | 8.2745 | 0 | 0 | 0 | 8.2745 | #N/A
2007-07-05 14:00 | 7 | 5 | 14 | 186.5419 | 4454 | 80.06 | 55.94 | 998 | 80.06 | 0 | 1792.2358 | Cooling | 298.706 | #N/A | #N/A | #N/A | #N/A | 0 | 0 | 0 | 0 | 0 | 1792.2358 | #N/A | #N/A | 88 | 95.06 | 3.2983 | #N/A | 5.5409 | 0.9957% | 1 | 50% | 0% | 0% | 0% | 8.2745 | 0 | 0 | 0 | 8.2745 | #N/A
2007-07-05 15:00 | 7 | 5 | 15 | 186.5836 | 4455 | 82.94 | 55.94 | 998 | 82.94 | 0 | 2053.8655 | Cooling | 342.3109 | #N/A | #N/A | #N/A | #N/A | 0 | 0 | 0 | 0 | 0 | 2053.8655 | #N/A | #N/A | 88 | 97.94 | 3.1015 | #N/A | 6.3498 | 1.141% | 1 | 50% | 0% | 0% | 0% | 8.2745 | 0 | 0 | 0 | 8.2745 | #N/A
2007-07-05 16:00 | 7 | 5 | 16 | 186.6253 | 4456 | 82.04 | 55.94 | 998 | 82.04 | 0 | 2169.4695 | Cooling | 361.5783 | #N/A | #N/A | #N/A | #N/A | 0 | 0 | 0 | 0 | 0 | 2169.4695 | #N/A | #N/A | 88 | 97.04 | 3.163 | #N/A | 6.7072 | 1.205% | 1 | 50% | 0% | 0% | 0% | 8.2745 | 0 | 0 | 0 | 8.2745 | #N/A
2007-07-05 17:00 | 7 | 5 | 17 | 186.6669 | 4457 | 82.04 | 53.96 | 998 | 82.04 | 0 | 2013.9869 | Cooling | 335.6645 | #N/A | #N/A | #N/A | #N/A | 0 | 0 | 0 | 0 | 0 | 2013.9869 | #N/A | #N/A | 88 | 97.04 | 3.163 | #N/A | 6.2265 | 1.119% | 1 | 50% | 0% | 0% | 0% | 8.2745 | 0 | 0 | 0 | 8.2745 | #N/A
2007-07-05 18:00 | 7 | 5 | 18 | 186.7086 | 4458 | 78.98 | 55.04 | 998 | 78.98 | 0 | 1942.8737 | Cooling | 323.8123 | #N/A | #N/A | #N/A | #N/A | 0 | 0 | 0 | 0 | 0 | 1942.8737 | #N/A | #N/A | 88 | 93.98 | 3.3721 | #N/A | 6.0066 | 1.079% | 1 | 50% | 0% | 0% | 0% | 8.2745 | 0 | 0 | 0 | 8.2745 | #N/A
2007-07-05 19:00 | 7 | 5 | 19 | 186.7503 | 4459 | 75.92 | 55.04 | 998 | 75.92 | 0 | 1711.1134 | Cooling | 285.1856 | #N/A | #N/A | #N/A | #N/A | 0 | 0 | 0 | 0 | 0 | 1711.1134 | #N/A | #N/A | 88 | 90.92 | 3.5812 | #N/A | 5.2901 | 0.9506% | 1 | 50% | 0% | 0% | 0% | 8.2745 | 0 | 0 | 0 | 8.2745 | #N/A
2007-07-05 20:00 | 7 | 5 | 20 | 186.7919 | 4460 | 75.92 | 55.04 | 998 | 75.92 | 0 | 1345.4425 | Cooling | 224.2404 | #N/A | #N/A | #N/A | #N/A | 0 | 0 | 0 | 0 | 0 | 1345.4425 | #N/A | #N/A | 88 | 90.92 | 3.5812 | #N/A | 4.1596 | 0.7475% | 1 | 50% | 0% | 0% | 0% | 8.2745 | 0 | 0 | 0 | 8.2745 | #N/A
2007-07-05 21:00 | 7 | 5 | 21 | 186.8336 | 4461 | 69.98 | 55.94 | 999 | 69.98 | 0 | 1170.9503 | Cooling | 195.1584 | #N/A | #N/A | #N/A | #N/A | 0 | 0 | 0 | 0 | 0 | 1170.9503 | #N/A | #N/A | 88 | 84.98 | 3.9871 | #N/A | 3.6201 | 0.6505% | 1 | 50% | 0% | 0% | 0% | 8.2745 | 0 | 0 | 0 | 8.2745 | #N/A
2007-07-05 22:00 | 7 | 5 | 22 | 186.8753 | 4462 | 69.08 | 57.92 | 999 | 69.08 | 0 | 323.7164 | Cooling | 53.9527 | #N/A | #N/A | #N/A | #N/A | 0 | 0 | 0 | 0 | 0 | 323.7164 | #N/A | #N/A | 88 | 84.08 | 4.0486 | #N/A | 1.0008 | 0.1798% | 1 | 50% | 0% | 0% | 0% | 8.2745 | 0 | 0 | 0 | 8.2745 | #N/A
2007-07-05 23:00 | 7 | 5 | 23 | 186.9169 | 4463 | 69.08 | 57.92 | 999 | 69.08 | 0 | 348.6457 | Cooling | 58.1076 | #N/A | #N/A | #N/A | #N/A | 0 | 0 | 0 | 0 | 0 | 348.6457 | #N/A | #N/A | 88 | 84.08 | 4.0486 | #N/A | 1.0779 | 0.1937% | 1 | 50% | 0% | 0% | 0% | 8.2745 | 0 | 0 | 0 | 8.2745 | #N/A
2007-07-06 | 7 | 6 | 0 | 186.9586 | 4464 | 66.02 | 57.92 | 999 | 66.02 | 0 | 266.4932 | Cooling | 44.4155 | #N/A | #N/A | #N/A | #N/A | 0 | 0 | 0 | 0 | 0 | 266.4932 | #N/A | #N/A | 88 | 81.02 | 4.2577 | #N/A | 0.8239 | 0.1481% | 1 | 50% | 0% | 0% | 0% | 8.2745 | 0 | 0 | 0 | 8.2745 | #N/A
2007-07-06 01:00 | 7 | 6 | 1 | 187.0003 | 4465 | 62.96 | 57.92 | 998 | 62.96 | 0 | 222.3262 | Cooling | 37.0544 | #N/A | #N/A | #N/A | #N/A | 0 | 0 | 0 | 0 | 0 | 222.3262 | #N/A | #N/A | 88 | 77.96 | 4.4668 | #N/A | 0.68735 | 0.1235% | 1 | 50% | 0% | 0% | 0% | 8.2745 | 0 | 0 | 0 | 8.2745 | #N/A
2007-07-06 02:00 | 7 | 6 | 2 | 187.0419 | 4466 | 62.96 | 57.92 | 998 | 62.96 | 0 | 217.8137 | Cooling | 36.3023 | #N/A | #N/A | #N/A | #N/A | 0 | 0 | 0 | 0 | 0 | 217.8137 | #N/A | #N/A | 88 | 77.96 | 4.4668 | #N/A | 0.6734 | 0.121% | 1 | 50% | 0% | 0% | 0% | 8.2745 | 0 | 0 | 0 | 8.2745 | #N/A
2007-07-06 03:00 | 7 | 6 | 3 | 187.0836 | 4467 | 60.98 | 57.92 | 998 | 60.98 | 0 | 219.1693 | Cooling | 36.5282 | #N/A | #N/A | #N/A | #N/A | 0 | 0 | 0 | 0 | 0 | 219.1693 | #N/A | #N/A | 88 | 75.98 | 4.6021 | #N/A | 0.67759 | 0.1218% | 1 | 50% | 0% | 0% | 0% | 8.2745 | 0 | 0 | 0 | 8.2745 | #N/A
2007-07-06 04:00 | 7 | 6 | 4 | 187.1253 | 4468 | 60.08 | 57.02 | 999 | 60.08 | 0 | 193.3604 | Cooling | 32.2267 | #N/A | #N/A | #N/A | #N/A | 0 | 0 | 0 | 0 | 0 | 193.3604 | #N/A | #N/A | 88 | 75.08 | 4.6636 | #N/A | 0.5978 | 0.1074% | 1 | 50% | 0% | 0% | 0% | 8.2745 | 0 | 0 | 0 | 8.2745 | #N/A
2007-07-06 05:00 | 7 | 6 | 5 | 187.1669 | 4469 | 60.08 | 53.06 | 999 | 60.08 | 0 | 132.0573 | Cooling | 22.0095 | #N/A | #N/A | #N/A | #N/A | 0 | 0 | 0 | 0 | 0 | 132.0573 | #N/A | #N/A | 88 | 75.08 | 4.6636 | #N/A | 0.40827 | 0.07337% | 1 | 50% | 0% | 0% | 0% | 8.2745 | 0 | 0 | 0 | 8.2745 | #N/A
2007-07-06 06:00 | 7 | 6 | 6 | 187.2086 | 4470 | 62.96 | 53.06 | 1000 | 62.96 | 0 | 681.1277 | Cooling | 113.5213 | #N/A | #N/A | #N/A | #N/A | 0 | 0 | 0 | 0 | 0 | 681.1277 | #N/A | #N/A | 88 | 77.96 | 4.4668 | #N/A | 2.1058 | 0.3784% | 1 | 50% | 0% | 0% | 0% | 8.2745 | 0 | 0 | 0 | 8.2745 | #N/A
2007-07-06 07:00 | 7 | 6 | 7 | 187.2503 | 4471 | 64.94 | 53.96 | 1000 | 64.94 | 0 | 754.6866 | Cooling | 125.7811 | #N/A | #N/A | #N/A | #N/A | 0 | 0 | 0 | 0 | 0 | 754.6866 | #N/A | #N/A | 88 | 79.94 | 4.3315 | #N/A | 2.3332 | 0.4193% | 1 | 50% | 0% | 0% | 0% | 8.2745 | 0 | 0 | 0 | 8.2745 | #N/A
2007-07-06 08:00 | 7 | 6 | 8 | 187.2919 | 4472 | 64.94 | 51.08 | 1001 | 64.94 | 0 | 753.1042 | Cooling | 125.5174 | #N/A | #N/A | #N/A | #N/A | 0 | 0 | 0 | 0 | 0 | 753.1042 | #N/A | #N/A | 88 | 79.94 | 4.3315 | #N/A | 2.3283 | 0.4184% | 1 | 50% | 0% | 0% | 0% | 8.2745 | 0 | 0 | 0 | 8.2745 | #N/A
2007-07-06 09:00 | 7 | 6 | 9 | 187.3336 | 4473 | 73.04 | 51.08 | 1002 | 73.04 | 0 | 689.9265 | Cooling | 114.9878 | #N/A | #N/A | #N/A | #N/A | 0 | 0 | 0 | 0 | 0 | 689.9265 | #N/A | #N/A | 88 | 88.04 | 3.778 | #N/A | 2.133 | 0.3833% | 1 | 50% | 0% | 0% | 0% | 8.2745 | 0 | 0 | 0 | 8.2745 | #N/A
2007-07-06 10:00 | 7 | 6 | 10 | 187.3753 | 4474 | 77 | 48.92 | 1002 | 77 | 0 | 643.1209 | Cooling | 107.1868 | #N/A | #N/A | #N/A | #N/A | 0 | 0 | 0 | 0 | 0 | 643.1209 | #N/A | #N/A | 88 | 92 | 3.5074 | #N/A | 1.9883 | 0.3573% | 1 | 50% | 0% | 0% | 0% | 8.2745 | 0 | 0 | 0 | 8.2745 | #N/A
2007-07-06 11:00 | 7 | 6 | 11 | 187.4169 | 4475 | 77 | 48.92 | 1003 | 77 | 0 | 676.5225 | Cooling | 112.7538 | #N/A | #N/A | #N/A | #N/A | 0 | 0 | 0 | 0 | 0 | 676.5225 | #N/A | #N/A | 88 | 92 | 3.5074 | #N/A | 2.0916 | 0.3758% | 1 | 50% | 0% | 0% | 0% | 8.2745 | 0 | 0 | 0 | 8.2745 | #N/A
2007-07-06 12:00 | 7 | 6 | 12 | 187.4586 | 4476 | 82.04 | 46.94 | 1003 | 82.04 | 0 | 694.3166 | Cooling | 115.7194 | #N/A | #N/A | #N/A | #N/A | 0 | 0 | 0 | 0 | 0 | 694.3166 | #N/A | #N/A | 88 | 97.04 | 3.163 | #N/A | 2.1466 | 0.3857% | 1 | 50% | 0% | 0% | 0% | 8.2745 | 0 | 0 | 0 | 8.2745 | #N/A
2007-07-06 13:00 | 7 | 6 | 13 | 187.5003 | 4477 | 82.94 | 48.92 | 1003 | 82.94 | 0 | 776.1074 | Cooling | 129.3512 | #N/A | #N/A | #N/A | #N/A | 0 | 0 | 0 | 0 | 0 | 776.1074 | #N/A | #N/A | 88 | 97.94 | 3.1015 | #N/A | 2.3994 | 0.4312% | 1 | 50% | 0% | 0% | 0% | 8.2745 | 0 | 0 | 0 | 8.2745 | #N/A
2007-07-06 14:00 | 7 | 6 | 14 | 187.5419 | 4478 | 82.94 | 46.04 | 1003 | 82.94 | 0 | 798.1604 | Cooling | 133.0267 | #N/A | #N/A | #N/A | #N/A | 0 | 0 | 0 | 0 | 0 | 798.1604 | #N/A | #N/A | 88 | 97.94 | 3.1015 | #N/A | 2.4676 | 0.4434% | 1 | 50% | 0% | 0% | 0% | 8.2745 | 0 | 0 | 0 | 8.2745 | #N/A
2007-07-06 15:00 | 7 | 6 | 15 | 187.5836 | 4479 | 84.92 | 44.96 | 1003 | 84.92 | 0 | 782.4853 | Cooling | 130.4142 | #N/A | #N/A | #N/A | #N/A | 0 | 0 | 0 | 0 | 0 | 782.4853 | #N/A | #N/A | 88 | 99.92 | 2.9662 | #N/A | 2.4192 | 0.4347% | 1 | 50% | 0% | 0% | 0% | 8.2745 | 0 | 0 | 0 | 8.2745 | #N/A
2007-07-06 16:00 | 7 | 6 | 16 | 187.6253 | 4480 | 84.02 | 44.96 | 1003 | 84.02 | 0 | 785.9836 | Cooling | 130.9973 | #N/A | #N/A | #N/A | #N/A | 0 | 0 | 0 | 0 | 0 | 785.9836 | #N/A | #N/A | 88 | 99.02 | 3.0277 | #N/A | 2.43 | 0.4367% | 1 | 50% | 0% | 0% | 0% | 8.2745 | 0 | 0 | 0 | 8.2745 | #N/A
2007-07-06 17:00 | 7 | 6 | 17 | 187.6669 | 4481 | 84.02 | 46.04 | 1003 | 84.02 | 0 | 789.5784 | Cooling | 131.5964 | #N/A | #N/A | #N/A | #N/A | 0 | 0 | 0 | 0 | 0 | 789.5784 | #N/A | #N/A | 88 | 99.02 | 3.0277 | #N/A | 2.4411 | 0.4387% | 1 | 50% | 0% | 0% | 0% | 8.2745 | 0 | 0 | 0 | 8.2745 | #N/A
2007-07-06 18:00 | 7 | 6 | 18 | 187.7086 | 4482 | 82.04 | 46.04 | 1003 | 82.04 | 0 | 52.9718 | Cooling | 8.8286 | #N/A | #N/A | #N/A | #N/A | 0 | 0 | 0 | 0 | 0 | 52.9718 | #N/A | #N/A | 88 | 97.04 | 3.163 | #N/A | 0.16377 | 0.02943% | 1 | 50% | 0% | 0% | 0% | 8.2745 | 0 | 0 | 0 | 8.2745 | #N/A
2007-07-06 19:00 | 7 | 6 | 19 | 187.7503 | 4483 | 80.96 | 46.04 | 1004 | 80.96 | 0 | 35.0326 | Cooling | 5.8388 | #N/A | #N/A | #N/A | #N/A | 0 | 0 | 0 | 0 | 0 | 35.0326 | #N/A | #N/A | 88 | 95.96 | 3.2368 | #N/A | 0.10831 | 0.01946% | 1 | 50% | 0% | 0% | 0% | 8.2745 | 0 | 0 | 0 | 8.2745 | #N/A
2007-07-06 20:00 | 7 | 6 | 20 | 187.7919 | 4484 | 80.96 | 48.92 | 1005 | 80.96 | 0 | 7.0578 | Cooling | 1.1763 | #N/A | #N/A | #N/A | #N/A | 0 | 0 | 0 | 0 | 0 | 7.0578 | #N/A | #N/A | 88 | 95.96 | 3.2368 | #N/A | 0.02182 | 0.003921% | 1 | 50% | 0% | 0% | 0% | 8.2745 | 0 | 0 | 0 | 8.2745 | #N/A
2007-07-06 21:00 | 7 | 6 | 21 | 187.8336 | 4485 | 78.08 | 50 | 1006 | 78.08 | 0 | 0 | Cooling | 0 | #N/A | #N/A | #N/A | #N/A | 0 | 0 | 0 | 0 | 0 | 0 | #N/A | #N/A | 88 | 93.08 | 3.4336 | #N/A | 0 | 0% | 1 | 50% | 0% | 0% | 0% | 8.2745 | 0 | 0 | 0 | 8.2745 | #N/A
2007-07-06 22:00 | 7 | 6 | 22 | 187.8753 | 4486 | 77 | 50 | 1006 | 77 | 0 | 1.4737 | Cooling | 0.24562 | #N/A | #N/A | #N/A | #N/A | 0 | 0 | 0 | 0 | 0 | 1.4737 | #N/A | #N/A | 88 | 92 | 3.5074 | #N/A | 0.0045562 | 0.0008187% | 1 | 50% | 0% | 0% | 0% | 8.2745 | 0 | 0 | 0 | 8.2745 | #N/A
2007-07-06 23:00 | 7 | 6 | 23 | 187.9169 | 4487 | 77 | 51.08 | 1006 | 77 | 0 | 8.0862 | Cooling | 1.3477 | #N/A | #N/A | #N/A | #N/A | 0 | 0 | 0 | 0 | 0 | 8.0862 | #N/A | #N/A | 88 | 92 | 3.5074 | #N/A | 0.025 | 0.004492% | 1 | 50% | 0% | 0% | 0% | 8.2745 | 0 | 0 | 0 | 8.2745 | #N/A
2007-07-07 | 7 | 7 | 0 | 187.9586 | 4488 | 73.04 | 51.08 | 1006 | 73.04 | 0 | 9.9828 | Cooling | 1.6638 | #N/A | #N/A | #N/A | #N/A | 0 | 0 | 0 | 0 | 0 | 9.9828 | #N/A | #N/A | 88 | 88.04 | 3.778 | #N/A | 0.030863 | 0.005546% | 1 | 50% | 0% | 0% | 0% | 8.2745 | 0 | 0 | 0 | 8.2745 | #N/A
2007-07-07 01:00 | 7 | 7 | 1 | 188.0003 | 4489 | 73.4 | 51.08 | 1007 | 73.4 | 0 | 8.9372 | Cooling | 1.4895 | #N/A | #N/A | #N/A | #N/A | 0 | 0 | 0 | 0 | 0 | 8.9372 | #N/A | #N/A | 88 | 88.4 | 3.7534 | #N/A | 0.027631 | 0.004965% | 1 | 50% | 0% | 0% | 0% | 8.2745 | 0 | 0 | 0 | 8.2745 | #N/A
2007-07-07 02:00 | 7 | 7 | 2 | 188.0419 | 4490 | 73.04 | 50 | 1007 | 73.04 | 0 | 3.8268 | Cooling | 0.6378 | #N/A | #N/A | #N/A | #N/A | 0 | 0 | 0 | 0 | 0 | 3.8268 | #N/A | #N/A | 88 | 88.04 | 3.778 | #N/A | 0.011831 | 0.002126% | 1 | 50% | 0% | 0% | 0% | 8.2745 | 0 | 0 | 0 | 8.2745 | #N/A
2007-07-07 03:00 | 7 | 7 | 3 | 188.0836 | 4491 | 71.96 | 50 | 1007 | 71.96 | 0 | 0.21461 | Cooling | 0.035768 | #N/A | #N/A | #N/A | #N/A | 0 | 0 | 0 | 0 | 0 | 0.21461 | #N/A | #N/A | 88 | 86.96 | 3.8518 | #N/A | 0.00066349 | 0.0001192% | 1 | 50% | 0% | 0% | 0% | 8.2745 | 0 | 0 | 0 | 8.2745 | #N/A
2007-07-07 04:00 | 7 | 7 | 4 | 188.1253 | 4492 | 69.98 | 50 | 1007 | 69.98 | 0 | 0 | Cooling | 0 | #N/A | #N/A | #N/A | #N/A | 0 | 0 | 0 | 0 | 0 | 0 | #N/A | #N/A | 88 | 84.98 | 3.9871 | #N/A | 0 | 0% | 1 | 50% | 0% | 0% | 0% | 8.2745 | 0 | 0 | 0 | 8.2745 | #N/A
2007-07-07 05:00 | 7 | 7 | 5 | 188.1669 | 4493 | 69.98 | 48.02 | 1008 | 69.98 | 0 | 0.011157 | Cooling | 0.0018596 | #N/A | #N/A | #N/A | #N/A | 0 | 0 | 0 | 0 | 0 | 0.011157 | #N/A | #N/A | 88 | 84.98 | 3.9871 | #N/A | 3.4495e-05 | 6.199e-06% | 1 | 50% | 0% | 0% | 0% | 8.2745 | 0 | 0 | 0 | 8.2745 | #N/A
2007-07-07 06:00 | 7 | 7 | 6 | 188.2086 | 4494 | 73.04 | 51.08 | 1009 | 73.04 | 0 | 5.1746 | Cooling | 0.86244 | #N/A | #N/A | #N/A | #N/A | 0 | 0 | 0 | 0 | 0 | 5.1746 | #N/A | #N/A | 88 | 88.04 | 3.778 | #N/A | 0.015998 | 0.002875% | 1 | 50% | 0% | 0% | 0% | 8.2745 | 0 | 0 | 0 | 8.2745 | #N/A
2007-07-07 07:00 | 7 | 7 | 7 | 188.2503 | 4495 | 73.94 | 53.06 | 1009 | 73.94 | 0 | 45.0565 | Cooling | 7.5094 | #N/A | #N/A | #N/A | #N/A | 0 | 0 | 0 | 0 | 0 | 45.0565 | #N/A | #N/A | 88 | 88.94 | 3.7165 | #N/A | 0.1393 | 0.02503% | 1 | 50% | 0% | 0% | 0% | 8.2745 | 0 | 0 | 0 | 8.2745 | #N/A
2007-07-07 08:00 | 7 | 7 | 8 | 188.2919 | 4496 | 75.02 | 51.98 | 1010 | 75.02 | 0 | 67.2332 | Cooling | 11.2055 | #N/A | #N/A | #N/A | #N/A | 0 | 0 | 0 | 0 | 0 | 67.2332 | #N/A | #N/A | 88 | 90.02 | 3.6427 | #N/A | 0.20786 | 0.03735% | 1 | 50% | 0% | 0% | 0% | 8.2745 | 0 | 0 | 0 | 8.2745 | #N/A
2007-07-07 09:00 | 7 | 7 | 9 | 188.3336 | 4497 | 77 | 46.94 | 1010 | 77 | 0 | 25.4087 | Cooling | 4.2348 | #N/A | #N/A | #N/A | #N/A | 0 | 0 | 0 | 0 | 0 | 25.4087 | #N/A | #N/A | 88 | 92 | 3.5074 | #N/A | 0.078554 | 0.01412% | 1 | 50% | 0% | 0% | 0% | 8.2745 | 0 | 0 | 0 | 8.2745 | #N/A
2007-07-07 10:00 | 7 | 7 | 10 | 188.3753 | 4498 | 78.08 | 44.06 | 1010 | 78.08 | 0 | 24.5971 | Cooling | 4.0995 | #N/A | #N/A | #N/A | #N/A | 0 | 0 | 0 | 0 | 0 | 24.5971 | #N/A | #N/A | 88 | 93.08 | 3.4336 | #N/A | 0.076045 | 0.01367% | 1 | 50% | 0% | 0% | 0% | 8.2745 | 0 | 0 | 0 | 8.2745 | #N/A
2007-07-07 11:00 | 7 | 7 | 11 | 188.4169 | 4499 | 78.08 | 44.96 | 1010 | 78.08 | 0 | 24.176 | Cooling | 4.0293 | #N/A | #N/A | #N/A | #N/A | 0 | 0 | 0 | 0 | 0 | 24.176 | #N/A | #N/A | 88 | 93.08 | 3.4336 | #N/A | 0.074743 | 0.01343% | 1 | 50% | 0% | 0% | 0% | 8.2745 | 0 | 0 | 0 | 8.2745 | #N/A
2007-07-07 12:00 | 7 | 7 | 12 | 188.4586 | 4500 | 82.04 | 42.98 | 1009 | 82.04 | 0 | 13.1675 | Cooling | 2.1946 | #N/A | #N/A | #N/A | #N/A | 0 | 0 | 0 | 0 | 0 | 13.1675 | #N/A | #N/A | 88 | 97.04 | 3.163 | #N/A | 0.040709 | 0.007315% | 1 | 50% | 0% | 0% | 0% | 8.2745 | 0 | 0 | 0 | 8.2745 | #N/A
2007-07-07 13:00 | 7 | 7 | 13 | 188.5003 | 4501 | 86 | 44.96 | 1009 | 86 | 0 | 30.2491 | Cooling | 5.0415 | #N/A | #N/A | #N/A | #N/A | 0 | 0 | 0 | 0 | 0 | 30.2491 | #N/A | #N/A | 88 | 101 | 2.8924 | #N/A | 0.093519 | 0.01681% | 1 | 50% | 0% | 0% | 0% | 8.2745 | 0 | 0 | 0 | 8.2745 | #N/A
2007-07-07 14:00 | 7 | 7 | 14 | 188.5419 | 4502 | 86 | 44.06 | 1009 | 86 | 0 | 25.1024 | Cooling | 4.1837 | #N/A | #N/A | #N/A | #N/A | 0 | 0 | 0 | 0 | 0 | 25.1024 | #N/A | #N/A | 88 | 101 | 2.8924 | #N/A | 0.077607 | 0.01395% | 1 | 50% | 0% | 0% | 0% | 8.2745 | 0 | 0 | 0 | 8.2745 | #N/A
2007-07-07 15:00 | 7 | 7 | 15 | 188.5836 | 4503 | 78.98 | 44.96 | 1009 | 78.98 | 0 | 49.9074 | Cooling | 8.3179 | #N/A | #N/A | #N/A | #N/A | 0 | 0 | 0 | 0 | 0 | 49.9074 | #N/A | #N/A | 88 | 93.98 | 3.3721 | #N/A | 0.1543 | 0.02773% | 1 | 50% | 0% | 0% | 0% | 8.2745 | 0 | 0 | 0 | 8.2745 | #N/A
2007-07-07 16:00 | 7 | 7 | 16 | 188.6253 | 4504 | 80.96 | 44.96 | 1009 | 80.96 | 0 | 146.3821 | Cooling | 24.397 | #N/A | #N/A | #N/A | #N/A | 0 | 0 | 0 | 0 | 0 | 146.3821 | #N/A | #N/A | 88 | 95.96 | 3.2368 | #N/A | 0.45256 | 0.08132% | 1 | 50% | 0% | 0% | 0% | 8.2745 | 0 | 0 | 0 | 8.2745 | #N/A
2007-07-07 17:00 | 7 | 7 | 17 | 188.6669 | 4505 | 80.96 | 48.02 | 1009 | 80.96 | 0 | 171.1892 | Cooling | 28.5315 | #N/A | #N/A | #N/A | #N/A | 0 | 0 | 0 | 0 | 0 | 171.1892 | #N/A | #N/A | 88 | 95.96 | 3.2368 | #N/A | 0.52925 | 0.09511% | 1 | 50% | 0% | 0% | 0% | 8.2745 | 0 | 0 | 0 | 8.2745 | #N/A
2007-07-07 18:00 | 7 | 7 | 18 | 188.7086 | 4506 | 78.98 | 46.04 | 1009 | 78.98 | 0 | 112.0046 | Cooling | 18.6674 | #N/A | #N/A | #N/A | #N/A | 0 | 0 | 0 | 0 | 0 | 112.0046 | #N/A | #N/A | 88 | 93.98 | 3.3721 | #N/A | 0.34628 | 0.06222% | 1 | 50% | 0% | 0% | 0% | 8.2745 | 0 | 0 | 0 | 8.2745 | #N/A
2007-07-07 19:00 | 7 | 7 | 19 | 188.7503 | 4507 | 78.08 | 46.94 | 1009 | 78.08 | 0 | 42.8659 | Cooling | 7.1443 | #N/A | #N/A | #N/A | #N/A | 0 | 0 | 0 | 0 | 0 | 42.8659 | #N/A | #N/A | 88 | 93.08 | 3.4336 | #N/A | 0.13253 | 0.02381% | 1 | 50% | 0% | 0% | 0% | 8.2745 | 0 | 0 | 0 | 8.2745 | #N/A
2007-07-07 20:00 | 7 | 7 | 20 | 188.7919 | 4508 | 78.08 | 50 | 1009 | 78.08 | 0 | 9.9922 | Cooling | 1.6654 | #N/A | #N/A | #N/A | #N/A | 0 | 0 | 0 | 0 | 0 | 9.9922 | #N/A | #N/A | 88 | 93.08 | 3.4336 | #N/A | 0.030892 | 0.005551% | 1 | 50% | 0% | 0% | 0% | 8.2745 | 0 | 0 | 0 | 8.2745 | #N/A
2007-07-07 21:00 | 7 | 7 | 21 | 188.8336 | 4509 | 75.92 | 51.98 | 1009 | 75.92 | 0 | 27.4492 | Cooling | 4.5749 | #N/A | #N/A | #N/A | #N/A | 0 | 0 | 0 | 0 | 0 | 27.4492 | #N/A | #N/A | 88 | 90.92 | 3.5812 | #N/A | 0.084863 | 0.01525% | 1 | 50% | 0% | 0% | 0% | 8.2745 | 0 | 0 | 0 | 8.2745 | #N/A
2007-07-07 22:00 | 7 | 7 | 22 | 188.8753 | 4510 | 75.02 | 51.98 | 1009 | 75.02 | 0 | 26.2716 | Cooling | 4.3786 | #N/A | #N/A | #N/A | #N/A | 0 | 0 | 0 | 0 | 0 | 26.2716 | #N/A | #N/A | 88 | 90.02 | 3.6427 | #N/A | 0.081222 | 0.0146% | 1 | 50% | 0% | 0% | 0% | 8.2745 | 0 | 0 | 0 | 8.2745 | #N/A
2007-07-07 23:00 | 7 | 7 | 23 | 188.9169 | 4511 | 75.02 | 51.98 | 1009 | 75.02 | 0 | 18.6919 | Cooling | 3.1153 | #N/A | #N/A | #N/A | #N/A | 0 | 0 | 0 | 0 | 0 | 18.6919 | #N/A | #N/A | 88 | 90.02 | 3.6427 | #N/A | 0.057788 | 0.01038% | 1 | 50% | 0% | 0% | 0% | 8.2745 | 0 | 0 | 0 | 8.2745 | #N/A
2007-07-08 | 7 | 8 | 0 | 188.9586 | 4512 | 73.94 | 51.98 | 1009 | 73.94 | 0 | 21.4407 | Cooling | 3.5735 | #N/A | #N/A | #N/A | #N/A | 0 | 0 | 0 | 0 | 0 | 21.4407 | #N/A | #N/A | 88 | 88.94 | 3.7165 | #N/A | 0.066287 | 0.01191% | 1 | 50% | 0% | 0% | 0% | 8.2745 | 0 | 0 | 0 | 8.2745 | #N/A
2007-07-08 01:00 | 7 | 8 | 1 | 189.0003 | 4513 | 73.94 | 51.08 | 1010 | 73.94 | 0 | 13.8837 | Cooling | 2.314 | #N/A | #N/A | #N/A | #N/A | 0 | 0 | 0 | 0 | 0 | 13.8837 | #N/A | #N/A | 88 | 88.94 | 3.7165 | #N/A | 0.042923 | 0.007713% | 1 | 50% | 0% | 0% | 0% | 8.2745 | 0 | 0 | 0 | 8.2745 | #N/A
2007-07-08 02:00 | 7 | 8 | 2 | 189.0419 | 4514 | 73.94 | 51.08 | 1009 | 73.94 | 0 | 7.8743 | Cooling | 1.3124 | #N/A | #N/A | #N/A | #N/A | 0 | 0 | 0 | 0 | 0 | 7.8743 | #N/A | #N/A | 88 | 88.94 | 3.7165 | #N/A | 0.024344 | 0.004375% | 1 | 50% | 0% | 0% | 0% | 8.2745 | 0 | 0 | 0 | 8.2745 | #N/A
2007-07-08 03:00 | 7 | 8 | 3 | 189.0836 | 4515 | 73.94 | 51.08 | 1009 | 73.94 | 0 | 9.1892 | Cooling | 1.5315 | #N/A | #N/A | #N/A | #N/A | 0 | 0 | 0 | 0 | 0 | 9.1892 | #N/A | #N/A | 88 | 88.94 | 3.7165 | #N/A | 0.02841 | 0.005105% | 1 | 50% | 0% | 0% | 0% | 8.2745 | 0 | 0 | 0 | 8.2745 | #N/A
2007-07-08 04:00 | 7 | 8 | 4 | 189.1253 | 4516 | 73.94 | 50 | 1009 | 73.94 | 0 | 2.9861 | Cooling | 0.49769 | #N/A | #N/A | #N/A | #N/A | 0 | 0 | 0 | 0 | 0 | 2.9861 | #N/A | #N/A | 88 | 88.94 | 3.7165 | #N/A | 0.009232 | 0.001659% | 1 | 50% | 0% | 0% | 0% | 8.2745 | 0 | 0 | 0 | 8.2745 | #N/A
2007-07-08 05:00 | 7 | 8 | 5 | 189.1669 | 4517 | 73.94 | 51.08 | 1009 | 73.94 | 0 | 4.0229 | Cooling | 0.67048 | #N/A | #N/A | #N/A | #N/A | 0 | 0 | 0 | 0 | 0 | 4.0229 | #N/A | #N/A | 88 | 88.94 | 3.7165 | #N/A | 0.012437 | 0.002235% | 1 | 50% | 0% | 0% | 0% | 8.2745 | 0 | 0 | 0 | 8.2745 | #N/A
2007-07-08 06:00 | 7 | 8 | 6 | 189.2086 | 4518 | 73.94 | 51.08 | 1009 | 73.94 | 0 | 165.0323 | Cooling | 27.5054 | #N/A | #N/A | #N/A | #N/A | 0 | 0 | 0 | 0 | 0 | 165.0323 | #N/A | #N/A | 88 | 88.94 | 3.7165 | #N/A | 0.51022 | 0.09168% | 1 | 50% | 0% | 0% | 0% | 8.2745 | 0 | 0 | 0 | 8.2745 | #N/A
2007-07-08 07:00 | 7 | 8 | 7 | 189.2503 | 4519 | 75.02 | 53.06 | 1008 | 75.02 | 0 | 376.7161 | Cooling | 62.786 | #N/A | #N/A | #N/A | #N/A | 0 | 0 | 0 | 0 | 0 | 376.7161 | #N/A | #N/A | 88 | 90.02 | 3.6427 | #N/A | 1.1647 | 0.2093% | 1 | 50% | 0% | 0% | 0% | 8.2745 | 0 | 0 | 0 | 8.2745 | #N/A
2007-07-08 08:00 | 7 | 8 | 8 | 189.2919 | 4520 | 75.02 | 53.96 | 1007 | 75.02 | 0 | 859.0395 | Cooling | 143.1733 | #N/A | #N/A | #N/A | #N/A | 0 | 0 | 0 | 0 | 0 | 859.0395 | #N/A | #N/A | 88 | 90.02 | 3.6427 | #N/A | 2.6558 | 0.4772% | 1 | 50% | 0% | 0% | 0% | 8.2745 | 0 | 0 | 0 | 8.2745 | #N/A
2007-07-08 09:00 | 7 | 8 | 9 | 189.3336 | 4521 | 73.04 | 55.04 | 1007 | 73.04 | 0 | 1547.5456 | Cooling | 257.9243 | #N/A | #N/A | #N/A | #N/A | 0 | 0 | 0 | 0 | 0 | 1547.5456 | #N/A | #N/A | 88 | 88.04 | 3.778 | #N/A | 4.7844 | 0.8597% | 1 | 50% | 0% | 0% | 0% | 8.2745 | 0 | 0 | 0 | 8.2745 | #N/A
2007-07-08 10:00 | 7 | 8 | 10 | 189.3753 | 4522 | 75.92 | 55.04 | 1006 | 75.92 | 0 | 1663.3435 | Cooling | 277.2239 | #N/A | #N/A | #N/A | #N/A | 0 | 0 | 0 | 0 | 0 | 1663.3435 | #N/A | #N/A | 88 | 90.92 | 3.5812 | #N/A | 5.1424 | 0.9241% | 1 | 50% | 0% | 0% | 0% | 8.2745 | 0 | 0 | 0 | 8.2745 | #N/A
2007-07-08 11:00 | 7 | 8 | 11 | 189.4169 | 4523 | 75.92 | 60.08 | 1006 | 75.92 | 0 | 1677.224 | Cooling | 279.5373 | #N/A | #N/A | #N/A | #N/A | 0 | 0 | 0 | 0 | 0 | 1677.224 | #N/A | #N/A | 88 | 90.92 | 3.5812 | #N/A | 5.1853 | 0.9318% | 1 | 50% | 0% | 0% | 0% | 8.2745 | 0 | 0 | 0 | 8.2745 | #N/A
2007-07-08 12:00 | 7 | 8 | 12 | 189.4586 | 4524 | 77 | 60.98 | 1005 | 77 | 0 | 1688.5574 | Cooling | 281.4262 | #N/A | #N/A | #N/A | #N/A | 0 | 0 | 0 | 0 | 0 | 1688.5574 | #N/A | #N/A | 88 | 92 | 3.5074 | #N/A | 5.2204 | 0.9381% | 1 | 50% | 0% | 0% | 0% | 8.2745 | 0 | 0 | 0 | 8.2745 | #N/A
2007-07-08 13:00 | 7 | 8 | 13 | 189.5003 | 4525 | 78.08 | 62.06 | 1005 | 78.08 | 0 | 1924.4225 | Cooling | 320.7371 | #N/A | #N/A | #N/A | #N/A | 0 | 0 | 0 | 0 | 0 | 1924.4225 | #N/A | #N/A | 88 | 93.08 | 3.4336 | #N/A | 5.9496 | 1.069% | 1 | 50% | 0% | 0% | 0% | 8.2745 | 0 | 0 | 0 | 8.2745 | #N/A
2007-07-08 14:00 | 7 | 8 | 14 | 189.5419 | 4526 | 78.08 | 62.06 | 1005 | 78.08 | 0 | 1884.3881 | Cooling | 314.0647 | #N/A | #N/A | #N/A | #N/A | 0 | 0 | 0 | 0 | 0 | 1884.3881 | #N/A | #N/A | 88 | 93.08 | 3.4336 | #N/A | 5.8258 | 1.047% | 1 | 50% | 0% | 0% | 0% | 8.2745 | 0 | 0 | 0 | 8.2745 | #N/A
2007-07-08 15:00 | 7 | 8 | 15 | 189.5836 | 4527 | 80.96 | 62.96 | 1004 | 80.96 | 0 | 1936.9769 | Cooling | 322.8295 | #N/A | #N/A | #N/A | #N/A | 0 | 0 | 0 | 0 | 0 | 1936.9769 | #N/A | #N/A | 88 | 95.96 | 3.2368 | #N/A | 5.9884 | 1.076% | 1 | 50% | 0% | 0% | 0% | 8.2745 | 0 | 0 | 0 | 8.2745 | #N/A
2007-07-08 16:00 | 7 | 8 | 16 | 189.6253 | 4528 | 78.98 | 62.96 | 1003 | 78.98 | 0 | 2009.4979 | Cooling | 334.9163 | #N/A | #N/A | #N/A | #N/A | 0 | 0 | 0 | 0 | 0 | 2009.4979 | #N/A | #N/A | 88 | 93.98 | 3.3721 | #N/A | 6.2126 | 1.116% | 1 | 50% | 0% | 0% | 0% | 8.2745 | 0 | 0 | 0 | 8.2745 | #N/A
2007-07-08 17:00 | 7 | 8 | 17 | 189.6669 | 4529 | 78.98 | 62.96 | 1002 | 78.98 | 0 | 2004.1644 | Cooling | 334.0274 | #N/A | #N/A | #N/A | #N/A | 0 | 0 | 0 | 0 | 0 | 2004.1644 | #N/A | #N/A | 88 | 93.98 | 3.3721 | #N/A | 6.1961 | 1.113% | 1 | 50% | 0% | 0% | 0% | 8.2745 | 0 | 0 | 0 | 8.2745 | #N/A
2007-07-08 18:00 | 7 | 8 | 18 | 189.7086 | 4530 | 78.08 | 64.04 | 1001 | 78.08 | 0 | 1925.0137 | Cooling | 320.8356 | #N/A | #N/A | #N/A | #N/A | 0 | 0 | 0 | 0 | 0 | 1925.0137 | #N/A | #N/A | 88 | 93.08 | 3.4336 | #N/A | 5.9514 | 1.069% | 1 | 50% | 0% | 0% | 0% | 8.2745 | 0 | 0 | 0 | 8.2745 | #N/A
2007-07-08 19:00 | 7 | 8 | 19 | 189.7503 | 4531 | 73.94 | 62.96 | 1000 | 73.94 | 0 | 1833.7232 | Cooling | 305.6205 | #N/A | #N/A | #N/A | #N/A | 0 | 0 | 0 | 0 | 0 | 1833.7232 | #N/A | #N/A | 88 | 88.94 | 3.7165 | #N/A | 5.6692 | 1.019% | 1 | 50% | 0% | 0% | 0% | 8.2745 | 0 | 0 | 0 | 8.2745 | #N/A
2007-07-08 20:00 | 7 | 8 | 20 | 189.7919 | 4532 | 73.94 | 62.96 | 999 | 73.94 | 0 | 1743.664 | Cooling | 290.6107 | #N/A | #N/A | #N/A | #N/A | 0 | 0 | 0 | 0 | 0 | 1743.664 | #N/A | #N/A | 88 | 88.94 | 3.7165 | #N/A | 5.3908 | 0.9687% | 1 | 50% | 0% | 0% | 0% | 8.2745 | 0 | 0 | 0 | 8.2745 | #N/A
2007-07-08 21:00 | 7 | 8 | 21 | 189.8336 | 4533 | 69.98 | 62.96 | 999 | 69.98 | 0 | 1846.2163 | Cooling | 307.7027 | #N/A | #N/A | #N/A | #N/A | 0 | 0 | 0 | 0 | 0 | 1846.2163 | #N/A | #N/A | 88 | 84.98 | 3.9871 | #N/A | 5.7078 | 1.026% | 1 | 50% | 0% | 0% | 0% | 8.2745 | 0 | 0 | 0 | 8.2745 | #N/A
2007-07-08 22:00 | 7 | 8 | 22 | 189.8753 | 4534 | 68 | 62.96 | 999 | 68 | 0 | 395.7286 | Cooling | 65.9548 | #N/A | #N/A | #N/A | #N/A | 0 | 0 | 0 | 0 | 0 | 395.7286 | #N/A | #N/A | 88 | 83 | 4.1224 | #N/A | 1.2234 | 0.2198% | 1 | 50% | 0% | 0% | 0% | 8.2745 | 0 | 0 | 0 | 8.2745 | #N/A
2007-07-08 23:00 | 7 | 8 | 23 | 189.9169 | 4535 | 68 | 62.96 | 998 | 68 | 0 | 622.4025 | Cooling | 103.7338 | #N/A | #N/A | #N/A | #N/A | 0 | 0 | 0 | 0 | 0 | 622.4025 | #N/A | #N/A | 88 | 83 | 4.1224 | #N/A | 1.9242 | 0.3458% | 1 | 50% | 0% | 0% | 0% | 8.2745 | 0 | 0 | 0 | 8.2745 | #N/A
2007-07-09 | 7 | 9 | 0 | 189.9586 | 4536 | 64.94 | 64.04 | 997 | 64.94 | 0 | 662.5476 | Cooling | 110.4246 | #N/A | #N/A | #N/A | #N/A | 0 | 0 | 0 | 0 | 0 | 662.5476 | #N/A | #N/A | 88 | 79.94 | 4.3315 | #N/A | 2.0483 | 0.3681% | 1 | 50% | 0% | 0% | 0% | 8.2745 | 0 | 0 | 0 | 8.2745 | #N/A
2007-07-09 01:00 | 7 | 9 | 1 | 190.0003 | 4537 | 64.04 | 66.92 | 997 | 64.04 | 0 | 600.4723 | Cooling | 100.0787 | #N/A | #N/A | #N/A | #N/A | 0 | 0 | 0 | 0 | 0 | 600.4723 | #N/A | #N/A | 88 | 79.04 | 4.393 | #N/A | 1.8564 | 0.3336% | 1 | 50% | 0% | 0% | 0% | 8.2745 | 0 | 0 | 0 | 8.2745 | #N/A
2007-07-09 02:00 | 7 | 9 | 2 | 190.0419 | 4538 | 64.04 | 68 | 997 | 64.04 | 0 | 487.2744 | Cooling | 81.2124 | #N/A | #N/A | #N/A | #N/A | 0 | 0 | 0 | 0 | 0 | 487.2744 | #N/A | #N/A | 88 | 79.04 | 4.393 | #N/A | 1.5065 | 0.2707% | 1 | 50% | 0% | 0% | 0% | 8.2745 | 0 | 0 | 0 | 8.2745 | #N/A
2007-07-09 03:00 | 7 | 9 | 3 | 190.0836 | 4539 | 62.96 | 68 | 996 | 62.96 | 0 | 444.511 | Cooling | 74.0852 | #N/A | #N/A | #N/A | #N/A | 0 | 0 | 0 | 0 | 0 | 444.511 | #N/A | #N/A | 88 | 77.96 | 4.4668 | #N/A | 1.3743 | 0.247% | 1 | 50% | 0% | 0% | 0% | 8.2745 | 0 | 0 | 0 | 8.2745 | #N/A
2007-07-09 04:00 | 7 | 9 | 4 | 190.1253 | 4540 | 62.96 | 68 | 996 | 62.96 | 0 | 430.8135 | Cooling | 71.8022 | #N/A | #N/A | #N/A | #N/A | 0 | 0 | 0 | 0 | 0 | 430.8135 | #N/A | #N/A | 88 | 77.96 | 4.4668 | #N/A | 1.3319 | 0.2393% | 1 | 50% | 0% | 0% | 0% | 8.2745 | 0 | 0 | 0 | 8.2745 | #N/A
2007-07-09 05:00 | 7 | 9 | 5 | 190.1669 | 4541 | 62.96 | 68 | 997 | 62.96 | 0 | 513.0831 | Cooling | 85.5138 | #N/A | #N/A | #N/A | #N/A | 0 | 0 | 0 | 0 | 0 | 513.0831 | #N/A | #N/A | 88 | 77.96 | 4.4668 | #N/A | 1.5863 | 0.285% | 1 | 50% | 0% | 0% | 0% | 8.2745 | 0 | 0 | 0 | 8.2745 | #N/A
2007-07-09 06:00 | 7 | 9 | 6 | 190.2086 | 4542 | 62.96 | 68 | 998 | 62.96 | 0 | 2506.1075 | Cooling | 417.6846 | #N/A | #N/A | #N/A | #N/A | 0 | 0 | 0 | 0 | 0 | 2506.1075 | #N/A | #N/A | 88 | 77.96 | 4.4668 | #N/A | 7.7479 | 1.392% | 1 | 50% | 0% | 0% | 0% | 8.2745 | 0 | 0 | 0 | 8.2745 | #N/A
2007-07-09 07:00 | 7 | 9 | 7 | 190.2503 | 4543 | 64.04 | 69.08 | 998 | 64.04 | 0 | 2530.251 | Cooling | 421.7085 | #N/A | #N/A | #N/A | #N/A | 0 | 0 | 0 | 0 | 0 | 2530.251 | #N/A | #N/A | 88 | 79.04 | 4.393 | #N/A | 7.8226 | 1.406% | 1 | 50% | 0% | 0% | 0% | 8.2745 | 0 | 0 | 0 | 8.2745 | #N/A
2007-07-09 08:00 | 7 | 9 | 8 | 190.2919 | 4544 | 64.94 | 69.08 | 998 | 64.94 | 0 | 2495.8892 | Cooling | 415.9815 | #N/A | #N/A | #N/A | #N/A | 0 | 0 | 0 | 0 | 0 | 2495.8892 | #N/A | #N/A | 88 | 79.94 | 4.3315 | #N/A | 7.7164 | 1.387% | 1 | 50% | 0% | 0% | 0% | 8.2745 | 0 | 0 | 0 | 8.2745 | #N/A
2007-07-09 09:00 | 7 | 9 | 9 | 190.3336 | 4545 | 66.92 | 68 | 998 | 66.92 | 0 | 2372.6379 | Cooling | 395.4396 | #N/A | #N/A | #N/A | #N/A | 0 | 0 | 0 | 0 | 0 | 2372.6379 | #N/A | #N/A | 88 | 81.92 | 4.1962 | #N/A | 7.3353 | 1.318% | 1 | 50% | 0% | 0% | 0% | 8.2745 | 0 | 0 | 0 | 8.2745 | #N/A
2007-07-09 10:00 | 7 | 9 | 10 | 190.3753 | 4546 | 71.96 | 69.08 | 998 | 71.96 | 0 | 2723.5523 | Cooling | 453.9254 | #N/A | #N/A | #N/A | #N/A | 0 | 0 | 0 | 0 | 0 | 2723.5523 | #N/A | #N/A | 88 | 86.96 | 3.8518 | #N/A | 8.4202 | 1.513% | 1 | 50% | 0% | 0% | 0% | 8.2745 | 0 | 0 | 0 | 8.2745 | #N/A
2007-07-09 11:00 | 7 | 9 | 11 | 190.4169 | 4547 | 71.96 | 69.98 | 998 | 71.96 | 0 | 2747.8384 | Cooling | 457.9731 | #N/A | #N/A | #N/A | #N/A | 0 | 0 | 0 | 0 | 0 | 2747.8384 | #N/A | #N/A | 88 | 86.96 | 3.8518 | #N/A | 8.4953 | 1.527% | 1 | 50% | 0% | 0% | 0% | 8.2745 | 0 | 0 | 0 | 8.2745 | #N/A
2007-07-09 12:00 | 7 | 9 | 12 | 190.4586 | 4548 | 75.92 | 71.06 | 998 | 75.92 | 0 | 2604.5895 | Cooling | 434.0982 | #N/A | #N/A | #N/A | #N/A | 0 | 0 | 0 | 0 | 0 | 2604.5895 | #N/A | #N/A | 88 | 90.92 | 3.5812 | #N/A | 8.0524 | 1.447% | 1 | 50% | 0% | 0% | 0% | 8.2745 | 0 | 0 | 0 | 8.2745 | #N/A
2007-07-09 13:00 | 7 | 9 | 13 | 190.5003 | 4549 | 73.94 | 71.06 | 998 | 73.94 | 0 | 2186.6271 | Cooling | 364.4379 | #N/A | #N/A | #N/A | #N/A | 0 | 0 | 0 | 0 | 0 | 2186.6271 | #N/A | #N/A | 88 | 88.94 | 3.7165 | #N/A | 6.7602 | 1.215% | 1 | 50% | 0% | 0% | 0% | 8.2745 | 0 | 0 | 0 | 8.2745 | #N/A
2007-07-09 14:00 | 7 | 9 | 14 | 190.5419 | 4550 | 73.94 | 66.02 | 998 | 73.94 | 0 | 2087.3098 | Cooling | 347.885 | #N/A | #N/A | #N/A | #N/A | 0 | 0 | 0 | 0 | 0 | 2087.3098 | #N/A | #N/A | 88 | 88.94 | 3.7165 | #N/A | 6.4532 | 1.16% | 1 | 50% | 0% | 0% | 0% | 8.2745 | 0 | 0 | 0 | 8.2745 | #N/A
2007-07-09 15:00 | 7 | 9 | 15 | 190.5836 | 4551 | 75.02 | 62.96 | 998 | 75.02 | 0 | 2001.1924 | Cooling | 333.5321 | #N/A | #N/A | #N/A | #N/A | 0 | 0 | 0 | 0 | 0 | 2001.1924 | #N/A | #N/A | 88 | 90.02 | 3.6427 | #N/A | 6.1869 | 1.112% | 1 | 50% | 0% | 0% | 0% | 8.2745 | 0 | 0 | 0 | 8.2745 | #N/A
2007-07-09 16:00 | 7 | 9 | 16 | 190.6253 | 4552 | 75.02 | 60.98 | 997 | 75.02 | 0 | 2018.6378 | Cooling | 336.4396 | #N/A | #N/A | #N/A | #N/A | 0 | 0 | 0 | 0 | 0 | 2018.6378 | #N/A | #N/A | 88 | 90.02 | 3.6427 | #N/A | 6.2409 | 1.121% | 1 | 50% | 0% | 0% | 0% | 8.2745 | 0 | 0 | 0 | 8.2745 | #N/A
2007-07-09 17:00 | 7 | 9 | 17 | 190.6669 | 4553 | 75.02 | 57.92 | 997 | 75.02 | 0 | 1922.6304 | Cooling | 320.4384 | #N/A | #N/A | #N/A | #N/A | 0 | 0 | 0 | 0 | 0 | 1922.6304 | #N/A | #N/A | 88 | 90.02 | 3.6427 | #N/A | 5.9441 | 1.068% | 1 | 50% | 0% | 0% | 0% | 8.2745 | 0 | 0 | 0 | 8.2745 | #N/A
2007-07-09 18:00 | 7 | 9 | 18 | 190.7086 | 4554 | 71.96 | 57.92 | 997 | 71.96 | 0 | 1793.3138 | Cooling | 298.8856 | #N/A | #N/A | #N/A | #N/A | 0 | 0 | 0 | 0 | 0 | 1793.3138 | #N/A | #N/A | 88 | 86.96 | 3.8518 | #N/A | 5.5443 | 0.9963% | 1 | 50% | 0% | 0% | 0% | 8.2745 | 0 | 0 | 0 | 8.2745 | #N/A
2007-07-09 19:00 | 7 | 9 | 19 | 190.7503 | 4555 | 71.06 | 57.02 | 997 | 71.06 | 0 | 1825.3015 | Cooling | 304.2169 | #N/A | #N/A | #N/A | #N/A | 0 | 0 | 0 | 0 | 0 | 1825.3015 | #N/A | #N/A | 88 | 86.06 | 3.9133 | #N/A | 5.6431 | 1.014% | 1 | 50% | 0% | 0% | 0% | 8.2745 | 0 | 0 | 0 | 8.2745 | #N/A
2007-07-09 20:00 | 7 | 9 | 20 | 190.7919 | 4556 | 68 | 57.02 | 997 | 68 | 0 | 1792.5885 | Cooling | 298.7648 | #N/A | #N/A | #N/A | #N/A | 0 | 0 | 0 | 0 | 0 | 1792.5885 | #N/A | #N/A | 88 | 83 | 4.1224 | #N/A | 5.542 | 0.9959% | 1 | 50% | 0% | 0% | 0% | 8.2745 | 0 | 0 | 0 | 8.2745 | #N/A
2007-07-09 21:00 | 7 | 9 | 21 | 190.8336 | 4557 | 68 | 57.92 | 998 | 68 | 0 | 1480.0302 | Cooling | 246.6717 | #N/A | #N/A | #N/A | #N/A | 0 | 0 | 0 | 0 | 0 | 1480.0302 | #N/A | #N/A | 88 | 83 | 4.1224 | #N/A | 4.5757 | 0.8222% | 1 | 50% | 0% | 0% | 0% | 8.2745 | 0 | 0 | 0 | 8.2745 | #N/A
2007-07-09 22:00 | 7 | 9 | 22 | 190.8753 | 4558 | 66.92 | 57.92 | 998 | 66.92 | 0 | 260.8244 | Cooling | 43.4707 | #N/A | #N/A | #N/A | #N/A | 0 | 0 | 0 | 0 | 0 | 260.8244 | #N/A | #N/A | 88 | 81.92 | 4.1962 | #N/A | 0.80637 | 0.1449% | 1 | 50% | 0% | 0% | 0% | 8.2745 | 0 | 0 | 0 | 8.2745 | #N/A
2007-07-09 23:00 | 7 | 9 | 23 | 190.9169 | 4559 | 66.92 | 57.92 | 998 | 66.92 | 0 | 302.7543 | Cooling | 50.4591 | #N/A | #N/A | #N/A | #N/A | 0 | 0 | 0 | 0 | 0 | 302.7543 | #N/A | #N/A | 88 | 81.92 | 4.1962 | #N/A | 0.936 | 0.1682% | 1 | 50% | 0% | 0% | 0% | 8.2745 | 0 | 0 | 0 | 8.2745 | #N/A
2007-07-10 | 7 | 10 | 0 | 190.9586 | 4560 | 66.92 | 59 | 998 | 66.92 | 0 | 295.6979 | Cooling | 49.283 | #N/A | #N/A | #N/A | #N/A | 0 | 0 | 0 | 0 | 0 | 295.6979 | #N/A | #N/A | 88 | 81.92 | 4.1962 | #N/A | 0.91419 | 0.1643% | 1 | 50% | 0% | 0% | 0% | 8.2745 | 0 | 0 | 0 | 8.2745 | #N/A
2007-07-10 01:00 | 7 | 10 | 1 | 191.0003 | 4561 | 66.2 | 60.08 | 998 | 66.2 | 0 | 300.8184 | Cooling | 50.1364 | #N/A | #N/A | #N/A | #N/A | 0 | 0 | 0 | 0 | 0 | 300.8184 | #N/A | #N/A | 88 | 81.2 | 4.2454 | #N/A | 0.93002 | 0.1671% | 1 | 50% | 0% | 0% | 0% | 8.2745 | 0 | 0 | 0 | 8.2745 | #N/A
2007-07-10 02:00 | 7 | 10 | 2 | 191.0419 | 4562 | 66.92 | 60.08 | 998 | 66.92 | 0 | 274.0629 | Cooling | 45.6771 | #N/A | #N/A | #N/A | #N/A | 0 | 0 | 0 | 0 | 0 | 274.0629 | #N/A | #N/A | 88 | 81.92 | 4.1962 | #N/A | 0.8473 | 0.1523% | 1 | 50% | 0% | 0% | 0% | 8.2745 | 0 | 0 | 0 | 8.2745 | #N/A
2007-07-10 03:00 | 7 | 10 | 3 | 191.0836 | 4563 | 66.92 | 57.92 | 999 | 66.92 | 0 | 221.2936 | Cooling | 36.8823 | #N/A | #N/A | #N/A | #N/A | 0 | 0 | 0 | 0 | 0 | 221.2936 | #N/A | #N/A | 88 | 81.92 | 4.1962 | #N/A | 0.68416 | 0.1229% | 1 | 50% | 0% | 0% | 0% | 8.2745 | 0 | 0 | 0 | 8.2745 | #N/A
2007-07-10 04:00 | 7 | 10 | 4 | 191.1253 | 4564 | 66.92 | 57.02 | 999 | 66.92 | 0 | 178.9486 | Cooling | 29.8248 | #N/A | #N/A | #N/A | #N/A | 0 | 0 | 0 | 0 | 0 | 178.9486 | #N/A | #N/A | 88 | 81.92 | 4.1962 | #N/A | 0.55324 | 0.09942% | 1 | 50% | 0% | 0% | 0% | 8.2745 | 0 | 0 | 0 | 8.2745 | #N/A
2007-07-10 05:00 | 7 | 10 | 5 | 191.1669 | 4565 | 66.92 | 57.02 | 999 | 66.92 | 0 | 192.2935 | Cooling | 32.0489 | #N/A | #N/A | #N/A | #N/A | 0 | 0 | 0 | 0 | 0 | 192.2935 | #N/A | #N/A | 88 | 81.92 | 4.1962 | #N/A | 0.5945 | 0.1068% | 1 | 50% | 0% | 0% | 0% | 8.2745 | 0 | 0 | 0 | 8.2745 | #N/A
2007-07-10 06:00 | 7 | 10 | 6 | 191.2086 | 4566 | 66.02 | 57.92 | 1000 | 66.02 | 0 | 1271.4218 | Cooling | 211.9036 | #N/A | #N/A | #N/A | #N/A | 0 | 0 | 0 | 0 | 0 | 1271.4218 | #N/A | #N/A | 88 | 81.02 | 4.2577 | #N/A | 3.9308 | 0.7063% | 1 | 50% | 0% | 0% | 0% | 8.2745 | 0 | 0 | 0 | 8.2745 | #N/A
2007-07-10 07:00 | 7 | 10 | 7 | 191.2503 | 4567 | 64.94 | 57.92 | 1000 | 64.94 | 0 | 1509.39 | Cooling | 251.565 | #N/A | #N/A | #N/A | #N/A | 0 | 0 | 0 | 0 | 0 | 1509.39 | #N/A | #N/A | 88 | 79.94 | 4.3315 | #N/A | 4.6665 | 0.8385% | 1 | 50% | 0% | 0% | 0% | 8.2745 | 0 | 0 | 0 | 8.2745 | #N/A
2007-07-10 08:00 | 7 | 10 | 8 | 191.2919 | 4568 | 64.94 | 57.92 | 1000 | 64.94 | 0 | 2014.536 | Cooling | 335.756 | #N/A | #N/A | #N/A | #N/A | 0 | 0 | 0 | 0 | 0 | 2014.536 | #N/A | #N/A | 88 | 79.94 | 4.3315 | #N/A | 6.2282 | 1.119% | 1 | 50% | 0% | 0% | 0% | 8.2745 | 0 | 0 | 0 | 8.2745 | #N/A
2007-07-10 09:00 | 7 | 10 | 9 | 191.3336 | 4569 | 71.96 | 59 | 1000 | 71.96 | 0 | 2263.5853 | Cooling | 377.2642 | #N/A | #N/A | #N/A | #N/A | 0 | 0 | 0 | 0 | 0 | 2263.5853 | #N/A | #N/A | 88 | 86.96 | 3.8518 | #N/A | 6.9982 | 1.258% | 1 | 50% | 0% | 0% | 0% | 8.2745 | 0 | 0 | 0 | 8.2745 | #N/A
2007-07-10 10:00 | 7 | 10 | 10 | 191.3753 | 4570 | 75.02 | 57.92 | 1000 | 75.02 | 0 | 1811.59 | Cooling | 301.9317 | #N/A | #N/A | #N/A | #N/A | 0 | 0 | 0 | 0 | 0 | 1811.59 | #N/A | #N/A | 88 | 90.02 | 3.6427 | #N/A | 5.6008 | 1.006% | 1 | 50% | 0% | 0% | 0% | 8.2745 | 0 | 0 | 0 | 8.2745 | #N/A
2007-07-10 11:00 | 7 | 10 | 11 | 191.4169 | 4571 | 75.02 | 57.02 | 1000 | 75.02 | 0 | 1810.1557 | Cooling | 301.6926 | #N/A | #N/A | #N/A | #N/A | 0 | 0 | 0 | 0 | 0 | 1810.1557 | #N/A | #N/A | 88 | 90.02 | 3.6427 | #N/A | 5.5963 | 1.006% | 1 | 50% | 0% | 0% | 0% | 8.2745 | 0 | 0 | 0 | 8.2745 | #N/A
2007-07-10 12:00 | 7 | 10 | 12 | 191.4586 | 4572 | 77 | 57.02 | 1000 | 77 | 0 | 1737.0947 | Cooling | 289.5158 | #N/A | #N/A | #N/A | #N/A | 0 | 0 | 0 | 0 | 0 | 1737.0947 | #N/A | #N/A | 88 | 92 | 3.5074 | #N/A | 5.3704 | 0.9651% | 1 | 50% | 0% | 0% | 0% | 8.2745 | 0 | 0 | 0 | 8.2745 | #N/A
2007-07-10 13:00 | 7 | 10 | 13 | 191.5003 | 4573 | 80.96 | 55.04 | 1000 | 80.96 | 0 | 1750.4459 | Cooling | 291.741 | #N/A | #N/A | #N/A | #N/A | 0 | 0 | 0 | 0 | 0 | 1750.4459 | #N/A | #N/A | 88 | 95.96 | 3.2368 | #N/A | 5.4117 | 0.9725% | 1 | 50% | 0% | 0% | 0% | 8.2745 | 0 | 0 | 0 | 8.2745 | #N/A
2007-07-10 14:00 | 7 | 10 | 14 | 191.5419 | 4574 | 80.96 | 51.08 | 1000 | 80.96 | 0 | 1734.0131 | Cooling | 289.0022 | #N/A | #N/A | #N/A | #N/A | 0 | 0 | 0 | 0 | 0 | 1734.0131 | #N/A | #N/A | 88 | 95.96 | 3.2368 | #N/A | 5.3609 | 0.9633% | 1 | 50% | 0% | 0% | 0% | 8.2745 | 0 | 0 | 0 | 8.2745 | #N/A
2007-07-10 15:00 | 7 | 10 | 15 | 191.5836 | 4575 | 78.98 | 48.92 | 1000 | 78.98 | 0 | 1655.5643 | Cooling | 275.9274 | #N/A | #N/A | #N/A | #N/A | 0 | 0 | 0 | 0 | 0 | 1655.5643 | #N/A | #N/A | 88 | 93.98 | 3.3721 | #N/A | 5.1184 | 0.9198% | 1 | 50% | 0% | 0% | 0% | 8.2745 | 0 | 0 | 0 | 8.2745 | #N/A
2007-07-10 16:00 | 7 | 10 | 16 | 191.6253 | 4576 | 80.96 | 50 | 1000 | 80.96 | 0 | 1687.0693 | Cooling | 281.1782 | #N/A | #N/A | #N/A | #N/A | 0 | 0 | 0 | 0 | 0 | 1687.0693 | #N/A | #N/A | 88 | 95.96 | 3.2368 | #N/A | 5.2158 | 0.9373% | 1 | 50% | 0% | 0% | 0% | 8.2745 | 0 | 0 | 0 | 8.2745 | #N/A
2007-07-10 17:00 | 7 | 10 | 17 | 191.6669 | 4577 | 80.96 | 50 | 1000 | 80.96 | 0 | 1637.2815 | Cooling | 272.8803 | #N/A | #N/A | #N/A | #N/A | 0 | 0 | 0 | 0 | 0 | 1637.2815 | #N/A | #N/A | 88 | 95.96 | 3.2368 | #N/A | 5.0619 | 0.9096% | 1 | 50% | 0% | 0% | 0% | 8.2745 | 0 | 0 | 0 | 8.2745 | #N/A
2007-07-10 18:00 | 7 | 10 | 18 | 191.7086 | 4578 | 78.98 | 51.08 | 1000 | 78.98 | 0 | 1504.1367 | Cooling | 250.6894 | #N/A | #N/A | #N/A | #N/A | 0 | 0 | 0 | 0 | 0 | 1504.1367 | #N/A | #N/A | 88 | 93.98 | 3.3721 | #N/A | 4.6502 | 0.8356% | 1 | 50% | 0% | 0% | 0% | 8.2745 | 0 | 0 | 0 | 8.2745 | #N/A
2007-07-10 19:00 | 7 | 10 | 19 | 191.7503 | 4579 | 75.92 | 50 | 1000 | 75.92 | 0 | 1306.4196 | Cooling | 217.7366 | #N/A | #N/A | #N/A | #N/A | 0 | 0 | 0 | 0 | 0 | 1306.4196 | #N/A | #N/A | 88 | 90.92 | 3.5812 | #N/A | 4.039 | 0.7258% | 1 | 50% | 0% | 0% | 0% | 8.2745 | 0 | 0 | 0 | 8.2745 | #N/A
2007-07-10 20:00 | 7 | 10 | 20 | 191.7919 | 4580 | 75.92 | 50 | 1001 | 75.92 | 0 | 831.3175 | Cooling | 138.5529 | #N/A | #N/A | #N/A | #N/A | 0 | 0 | 0 | 0 | 0 | 831.3175 | #N/A | #N/A | 88 | 90.92 | 3.5812 | #N/A | 2.5701 | 0.4618% | 1 | 50% | 0% | 0% | 0% | 8.2745 | 0 | 0 | 0 | 8.2745 | #N/A
2007-07-10 21:00 | 7 | 10 | 21 | 191.8336 | 4581 | 71.96 | 51.98 | 1002 | 71.96 | 0 | 730.7319 | Cooling | 121.7886 | #N/A | #N/A | #N/A | #N/A | 0 | 0 | 0 | 0 | 0 | 730.7319 | #N/A | #N/A | 88 | 86.96 | 3.8518 | #N/A | 2.2591 | 0.406% | 1 | 50% | 0% | 0% | 0% | 8.2745 | 0 | 0 | 0 | 8.2745 | #N/A
2007-07-10 22:00 | 7 | 10 | 22 | 191.8753 | 4582 | 69.98 | 53.06 | 1003 | 69.98 | 0 | 76.8163 | Cooling | 12.8027 | #N/A | #N/A | #N/A | #N/A | 0 | 0 | 0 | 0 | 0 | 76.8163 | #N/A | #N/A | 88 | 84.98 | 3.9871 | #N/A | 0.23749 | 0.04268% | 1 | 50% | 0% | 0% | 0% | 8.2745 | 0 | 0 | 0 | 8.2745 | #N/A
2007-07-10 23:00 | 7 | 10 | 23 | 191.9169 | 4583 | 69.98 | 53.96 | 1003 | 69.98 | 0 | 101.2414 | Cooling | 16.8736 | #N/A | #N/A | #N/A | #N/A | 0 | 0 | 0 | 0 | 0 | 101.2414 | #N/A | #N/A | 88 | 84.98 | 3.9871 | #N/A | 0.313 | 0.05625% | 1 | 50% | 0% | 0% | 0% | 8.2745 | 0 | 0 | 0 | 8.2745 | #N/A
2007-07-11 | 7 | 11 | 0 | 191.9586 | 4584 | 64.94 | 53.96 | 1003 | 64.94 | 0 | 103.5263 | Cooling | 17.2544 | #N/A | #N/A | #N/A | #N/A | 0 | 0 | 0 | 0 | 0 | 103.5263 | #N/A | #N/A | 88 | 79.94 | 4.3315 | #N/A | 0.32006 | 0.05751% | 1 | 50% | 0% | 0% | 0% | 8.2745 | 0 | 0 | 0 | 8.2745 | #N/A
2007-07-11 01:00 | 7 | 11 | 1 | 192.0003 | 4585 | 66.02 | 55.04 | 1003 | 66.02 | 0 | 109.3164 | Cooling | 18.2194 | #N/A | #N/A | #N/A | #N/A | 0 | 0 | 0 | 0 | 0 | 109.3164 | #N/A | #N/A | 88 | 81.02 | 4.2577 | #N/A | 0.33797 | 0.06073% | 1 | 50% | 0% | 0% | 0% | 8.2745 | 0 | 0 | 0 | 8.2745 | #N/A
2007-07-11 02:00 | 7 | 11 | 2 | 192.0419 | 4586 | 66.02 | 53.96 | 1003 | 66.02 | 0 | 89.8462 | Cooling | 14.9744 | #N/A | #N/A | #N/A | #N/A | 0 | 0 | 0 | 0 | 0 | 89.8462 | #N/A | #N/A | 88 | 81.02 | 4.2577 | #N/A | 0.27777 | 0.04991% | 1 | 50% | 0% | 0% | 0% | 8.2745 | 0 | 0 | 0 | 8.2745 | #N/A
2007-07-11 03:00 | 7 | 11 | 3 | 192.0836 | 4587 | 60.98 | 53.96 | 1003 | 60.98 | 0 | 76.6472 | Cooling | 12.7745 | #N/A | #N/A | #N/A | #N/A | 0 | 0 | 0 | 0 | 0 | 76.6472 | #N/A | #N/A | 88 | 75.98 | 4.6021 | #N/A | 0.23696 | 0.04258% | 1 | 50% | 0% | 0% | 0% | 8.2745 | 0 | 0 | 0 | 8.2745 | #N/A
2007-07-11 04:00 | 7 | 11 | 4 | 192.1253 | 4588 | 59 | 53.96 | 1003 | 59 | 0 | 74.3696 | Cooling | 12.3949 | #N/A | #N/A | #N/A | #N/A | 0 | 0 | 0 | 0 | 0 | 74.3696 | #N/A | #N/A | 88 | 74 | 4.7374 | #N/A | 0.22992 | 0.04132% | 1 | 50% | 0% | 0% | 0% | 8.2745 | 0 | 0 | 0 | 8.2745 | #N/A
2007-07-11 05:00 | 7 | 11 | 5 | 192.1669 | 4589 | 59 | 55.04 | 1004 | 59 | 0 | 95.0756 | Cooling | 15.8459 | #N/A | #N/A | #N/A | #N/A | 0 | 0 | 0 | 0 | 0 | 95.0756 | #N/A | #N/A | 88 | 74 | 4.7374 | #N/A | 0.29394 | 0.05282% | 1 | 50% | 0% | 0% | 0% | 8.2745 | 0 | 0 | 0 | 8.2745 | #N/A
2007-07-11 06:00 | 7 | 11 | 6 | 192.2086 | 4590 | 62.06 | 55.04 | 1004 | 62.06 | 0 | 623.039 | Cooling | 103.8398 | #N/A | #N/A | #N/A | #N/A | 0 | 0 | 0 | 0 | 0 | 623.039 | #N/A | #N/A | 88 | 77.06 | 4.5283 | #N/A | 1.9262 | 0.3461% | 1 | 50% | 0% | 0% | 0% | 8.2745 | 0 | 0 | 0 | 8.2745 | #N/A
2007-07-11 07:00 | 7 | 11 | 7 | 192.2503 | 4591 | 68 | 55.94 | 1005 | 68 | 0 | 831.3738 | Cooling | 138.5623 | #N/A | #N/A | #N/A | #N/A | 0 | 0 | 0 | 0 | 0 | 831.3738 | #N/A | #N/A | 88 | 83 | 4.1224 | #N/A | 2.5703 | 0.4619% | 1 | 50% | 0% | 0% | 0% | 8.2745 | 0 | 0 | 0 | 8.2745 | #N/A
2007-07-11 08:00 | 7 | 11 | 8 | 192.2919 | 4592 | 68 | 57.02 | 1005 | 68 | 0 | 1073.2215 | Cooling | 178.8702 | #N/A | #N/A | #N/A | #N/A | 0 | 0 | 0 | 0 | 0 | 1073.2215 | #N/A | #N/A | 88 | 83 | 4.1224 | #N/A | 3.318 | 0.5962% | 1 | 50% | 0% | 0% | 0% | 8.2745 | 0 | 0 | 0 | 8.2745 | #N/A
2007-07-11 09:00 | 7 | 11 | 9 | 192.3336 | 4593 | 73.94 | 57.92 | 1004 | 73.94 | 0 | 1270.5209 | Cooling | 211.7535 | #N/A | #N/A | #N/A | #N/A | 0 | 0 | 0 | 0 | 0 | 1270.5209 | #N/A | #N/A | 88 | 88.94 | 3.7165 | #N/A | 3.928 | 0.7058% | 1 | 50% | 0% | 0% | 0% | 8.2745 | 0 | 0 | 0 | 8.2745 | #N/A
2007-07-11 10:00 | 7 | 11 | 10 | 192.3753 | 4594 | 77 | 57.02 | 1004 | 77 | 0 | 1534.3715 | Cooling | 255.7286 | #N/A | #N/A | #N/A | #N/A | 0 | 0 | 0 | 0 | 0 | 1534.3715 | #N/A | #N/A | 88 | 92 | 3.5074 | #N/A | 4.7437 | 0.8524% | 1 | 50% | 0% | 0% | 0% | 8.2745 | 0 | 0 | 0 | 8.2745 | #N/A
2007-07-11 11:00 | 7 | 11 | 11 | 192.4169 | 4595 | 77 | 55.04 | 1004 | 77 | 0 | 1814.9868 | Cooling | 302.4978 | #N/A | #N/A | #N/A | #N/A | 0 | 0 | 0 | 0 | 0 | 1814.9868 | #N/A | #N/A | 88 | 92 | 3.5074 | #N/A | 5.6113 | 1.008% | 1 | 50% | 0% | 0% | 0% | 8.2745 | 0 | 0 | 0 | 8.2745 | #N/A
2007-07-11 12:00 | 7 | 11 | 12 | 192.4586 | 4596 | 82.04 | 55.04 | 1004 | 82.04 | 0 | 1702.647 | Cooling | 283.7745 | #N/A | #N/A | #N/A | #N/A | 0 | 0 | 0 | 0 | 0 | 1702.647 | #N/A | #N/A | 88 | 97.04 | 3.163 | #N/A | 5.2639 | 0.9459% | 1 | 50% | 0% | 0% | 0% | 8.2745 | 0 | 0 | 0 | 8.2745 | #N/A
2007-07-11 13:00 | 7 | 11 | 13 | 192.5003 | 4597 | 86 | 51.08 | 1004 | 86 | 0 | 1563.9048 | Cooling | 260.6508 | #N/A | #N/A | #N/A | #N/A | 0 | 0 | 0 | 0 | 0 | 1563.9048 | #N/A | #N/A | 88 | 101 | 2.8924 | #N/A | 4.835 | 0.8688% | 1 | 50% | 0% | 0% | 0% | 8.2745 | 0 | 0 | 0 | 8.2745 | #N/A
2007-07-11 14:00 | 7 | 11 | 14 | 192.5419 | 4598 | 86 | 50 | 1003 | 86 | 0 | 1464.6448 | Cooling | 244.1075 | #N/A | #N/A | #N/A | #N/A | 0 | 0 | 0 | 0 | 0 | 1464.6448 | #N/A | #N/A | 88 | 101 | 2.8924 | #N/A | 4.5281 | 0.8137% | 1 | 50% | 0% | 0% | 0% | 8.2745 | 0 | 0 | 0 | 8.2745 | #N/A
2007-07-11 15:00 | 7 | 11 | 15 | 192.5836 | 4599 | 86 | 48.92 | 1003 | 86 | 0 | 1368.2086 | Cooling | 228.0348 | #N/A | #N/A | #N/A | #N/A | 0 | 0 | 0 | 0 | 0 | 1368.2086 | #N/A | #N/A | 88 | 101 | 2.8924 | #N/A | 4.23 | 0.7601% | 1 | 50% | 0% | 0% | 0% | 8.2745 | 0 | 0 | 0 | 8.2745 | #N/A
2007-07-11 16:00 | 7 | 11 | 16 | 192.6253 | 4600 | 86 | 51.08 | 1002 | 86 | 0 | 1402.2711 | Cooling | 233.7118 | #N/A | #N/A | #N/A | #N/A | 0 | 0 | 0 | 0 | 0 | 1402.2711 | #N/A | #N/A | 88 | 101 | 2.8924 | #N/A | 4.3353 | 0.779% | 1 | 50% | 0% | 0% | 0% | 8.2745 | 0 | 0 | 0 | 8.2745 | #N/A
2007-07-11 17:00 | 7 | 11 | 17 | 192.6669 | 4601 | 86 | 51.98 | 1002 | 86 | 0 | 1508.1542 | Cooling | 251.359 | #N/A | #N/A | #N/A | #N/A | 0 | 0 | 0 | 0 | 0 | 1508.1542 | #N/A | #N/A | 88 | 101 | 2.8924 | #N/A | 4.6626 | 0.8379% | 1 | 50% | 0% | 0% | 0% | 8.2745 | 0 | 0 | 0 | 8.2745 | #N/A
2007-07-11 18:00 | 7 | 11 | 18 | 192.7086 | 4602 | 82.04 | 51.08 | 1002 | 82.04 | 0 | 1322.8905 | Cooling | 220.4818 | #N/A | #N/A | #N/A | #N/A | 0 | 0 | 0 | 0 | 0 | 1322.8905 | #N/A | #N/A | 88 | 97.04 | 3.163 | #N/A | 4.0899 | 0.7349% | 1 | 50% | 0% | 0% | 0% | 8.2745 | 0 | 0 | 0 | 8.2745 | #N/A
2007-07-11 19:00 | 7 | 11 | 19 | 192.7503 | 4603 | 78.08 | 51.08 | 1003 | 78.08 | 0 | 1028.0891 | Cooling | 171.3482 | #N/A | #N/A | #N/A | #N/A | 0 | 0 | 0 | 0 | 0 | 1028.0891 | #N/A | #N/A | 88 | 93.08 | 3.4336 | #N/A | 3.1785 | 0.5712% | 1 | 50% | 0% | 0% | 0% | 8.2745 | 0 | 0 | 0 | 8.2745 | #N/A
2007-07-11 20:00 | 7 | 11 | 20 | 192.7919 | 4604 | 78.08 | 53.96 | 1003 | 78.08 | 0 | 986.2414 | Cooling | 164.3736 | #N/A | #N/A | #N/A | #N/A | 0 | 0 | 0 | 0 | 0 | 986.2414 | #N/A | #N/A | 88 | 93.08 | 3.4336 | #N/A | 3.0491 | 0.5479% | 1 | 50% | 0% | 0% | 0% | 8.2745 | 0 | 0 | 0 | 8.2745 | #N/A
2007-07-11 21:00 | 7 | 11 | 21 | 192.8336 | 4605 | 73.04 | 55.04 | 1003 | 73.04 | 0 | 911.302 | Cooling | 151.8837 | #N/A | #N/A | #N/A | #N/A | 0 | 0 | 0 | 0 | 0 | 911.302 | #N/A | #N/A | 88 | 88.04 | 3.778 | #N/A | 2.8174 | 0.5063% | 1 | 50% | 0% | 0% | 0% | 8.2745 | 0 | 0 | 0 | 8.2745 | #N/A
2007-07-11 22:00 | 7 | 11 | 22 | 192.8753 | 4606 | 71.96 | 55.04 | 1003 | 71.96 | 0 | 130.3624 | Cooling | 21.7271 | #N/A | #N/A | #N/A | #N/A | 0 | 0 | 0 | 0 | 0 | 130.3624 | #N/A | #N/A | 88 | 86.96 | 3.8518 | #N/A | 0.40303 | 0.07242% | 1 | 50% | 0% | 0% | 0% | 8.2745 | 0 | 0 | 0 | 8.2745 | #N/A
2007-07-11 23:00 | 7 | 11 | 23 | 192.9169 | 4607 | 71.96 | 55.94 | 1004 | 71.96 | 0 | 155.9894 | Cooling | 25.9982 | #N/A | #N/A | #N/A | #N/A | 0 | 0 | 0 | 0 | 0 | 155.9894 | #N/A | #N/A | 88 | 86.96 | 3.8518 | #N/A | 0.48226 | 0.08666% | 1 | 50% | 0% | 0% | 0% | 8.2745 | 0 | 0 | 0 | 8.2745 | #N/A
2007-07-12 | 7 | 12 | 0 | 192.9586 | 4608 | 68 | 57.02 | 1003 | 68 | 0 | 177.3246 | Cooling | 29.5541 | #N/A | #N/A | #N/A | #N/A | 0 | 0 | 0 | 0 | 0 | 177.3246 | #N/A | #N/A | 88 | 83 | 4.1224 | #N/A | 0.54822 | 0.09851% | 1 | 50% | 0% | 0% | 0% | 8.2745 | 0 | 0 | 0 | 8.2745 | #N/A
2007-07-12 01:00 | 7 | 12 | 1 | 193.0003 | 4609 | 66.92 | 57.92 | 1004 | 66.92 | 0 | 202.2764 | Cooling | 33.7127 | #N/A | #N/A | #N/A | #N/A | 0 | 0 | 0 | 0 | 0 | 202.2764 | #N/A | #N/A | 88 | 81.92 | 4.1962 | #N/A | 0.62536 | 0.1124% | 1 | 50% | 0% | 0% | 0% | 8.2745 | 0 | 0 | 0 | 8.2745 | #N/A
2007-07-12 02:00 | 7 | 12 | 2 | 193.0419 | 4610 | 66.92 | 57.92 | 1003 | 66.92 | 0 | 208.8314 | Cooling | 34.8052 | #N/A | #N/A | #N/A | #N/A | 0 | 0 | 0 | 0 | 0 | 208.8314 | #N/A | #N/A | 88 | 81.92 | 4.1962 | #N/A | 0.64563 | 0.116% | 1 | 50% | 0% | 0% | 0% | 8.2745 | 0 | 0 | 0 | 8.2745 | #N/A
2007-07-12 03:00 | 7 | 12 | 3 | 193.0836 | 4611 | 66.02 | 57.92 | 1003 | 66.02 | 0 | 190.6555 | Cooling | 31.7759 | #N/A | #N/A | #N/A | #N/A | 0 | 0 | 0 | 0 | 0 | 190.6555 | #N/A | #N/A | 88 | 81.02 | 4.2577 | #N/A | 0.58944 | 0.1059% | 1 | 50% | 0% | 0% | 0% | 8.2745 | 0 | 0 | 0 | 8.2745 | #N/A
2007-07-12 04:00 | 7 | 12 | 4 | 193.1253 | 4612 | 66.02 | 57.92 | 1003 | 66.02 | 0 | 186.3805 | Cooling | 31.0634 | #N/A | #N/A | #N/A | #N/A | 0 | 0 | 0 | 0 | 0 | 186.3805 | #N/A | #N/A | 88 | 81.02 | 4.2577 | #N/A | 0.57622 | 0.1035% | 1 | 50% | 0% | 0% | 0% | 8.2745 | 0 | 0 | 0 | 8.2745 | #N/A
2007-07-12 05:00 | 7 | 12 | 5 | 193.1669 | 4613 | 66.02 | 57.92 | 1003 | 66.02 | 0 | 206.9317 | Cooling | 34.4886 | #N/A | #N/A | #N/A | #N/A | 0 | 0 | 0 | 0 | 0 | 206.9317 | #N/A | #N/A | 88 | 81.02 | 4.2577 | #N/A | 0.63976 | 0.115% | 1 | 50% | 0% | 0% | 0% | 8.2745 | 0 | 0 | 0 | 8.2745 | #N/A
2007-07-12 06:00 | 7 | 12 | 6 | 193.2086 | 4614 | 66.02 | 59 | 1003 | 66.02 | 0 | 1079.7791 | Cooling | 179.9632 | #N/A | #N/A | #N/A | #N/A | 0 | 0 | 0 | 0 | 0 | 1079.7791 | #N/A | #N/A | 88 | 81.02 | 4.2577 | #N/A | 3.3383 | 0.5999% | 1 | 50% | 0% | 0% | 0% | 8.2745 | 0 | 0 | 0 | 8.2745 | #N/A
2007-07-12 07:00 | 7 | 12 | 7 | 193.2503 | 4615 | 69.08 | 60.08 | 1003 | 69.08 | 0 | 1224.8034 | Cooling | 204.1339 | #N/A | #N/A | #N/A | #N/A | 0 | 0 | 0 | 0 | 0 | 1224.8034 | #N/A | #N/A | 88 | 84.08 | 4.0486 | #N/A | 3.7866 | 0.6804% | 1 | 50% | 0% | 0% | 0% | 8.2745 | 0 | 0 | 0 | 8.2745 | #N/A
2007-07-12 08:00 | 7 | 12 | 8 | 193.2919 | 4616 | 69.08 | 60.98 | 1004 | 69.08 | 0 | 1518.3385 | Cooling | 253.0564 | #N/A | #N/A | #N/A | #N/A | 0 | 0 | 0 | 0 | 0 | 1518.3385 | #N/A | #N/A | 88 | 84.08 | 4.0486 | #N/A | 4.6941 | 0.8435% | 1 | 50% | 0% | 0% | 0% | 8.2745 | 0 | 0 | 0 | 8.2745 | #N/A
2007-07-12 09:00 | 7 | 12 | 9 | 193.3336 | 4617 | 77 | 60.98 | 1003 | 77 | 0 | 1590.6565 | Cooling | 265.1094 | #N/A | #N/A | #N/A | #N/A | 0 | 0 | 0 | 0 | 0 | 1590.6565 | #N/A | #N/A | 88 | 92 | 3.5074 | #N/A | 4.9177 | 0.8837% | 1 | 50% | 0% | 0% | 0% | 8.2745 | 0 | 0 | 0 | 8.2745 | #N/A
2007-07-12 10:00 | 7 | 12 | 10 | 193.3753 | 4618 | 78.98 | 60.98 | 1004 | 78.98 | 0 | 1565.5015 | Cooling | 260.9169 | #N/A | #N/A | #N/A | #N/A | 0 | 0 | 0 | 0 | 0 | 1565.5015 | #N/A | #N/A | 88 | 93.98 | 3.3721 | #N/A | 4.8399 | 0.8697% | 1 | 50% | 0% | 0% | 0% | 8.2745 | 0 | 0 | 0 | 8.2745 | #N/A
2007-07-12 11:00 | 7 | 12 | 11 | 193.4169 | 4619 | 78.98 | 62.06 | 1005 | 78.98 | 0 | 1682.521 | Cooling | 280.4202 | #N/A | #N/A | #N/A | #N/A | 0 | 0 | 0 | 0 | 0 | 1682.521 | #N/A | #N/A | 88 | 93.98 | 3.3721 | #N/A | 5.2017 | 0.9347% | 1 | 50% | 0% | 0% | 0% | 8.2745 | 0 | 0 | 0 | 8.2745 | #N/A
2007-07-12 12:00 | 7 | 12 | 12 | 193.4586 | 4620 | 84.02 | 62.06 | 1004 | 84.02 | 0 | 1687.2886 | Cooling | 281.2148 | #N/A | #N/A | #N/A | #N/A | 0 | 0 | 0 | 0 | 0 | 1687.2886 | #N/A | #N/A | 88 | 99.02 | 3.0277 | #N/A | 5.2165 | 0.9374% | 1 | 50% | 0% | 0% | 0% | 8.2745 | 0 | 0 | 0 | 8.2745 | #N/A
2007-07-12 13:00 | 7 | 12 | 13 | 193.5003 | 4621 | 86 | 62.06 | 1004 | 86 | 0 | 1750.1972 | Cooling | 291.6995 | #N/A | #N/A | #N/A | #N/A | 0 | 0 | 0 | 0 | 0 | 1750.1972 | #N/A | #N/A | 88 | 101 | 2.8924 | #N/A | 5.411 | 0.9723% | 1 | 50% | 0% | 0% | 0% | 8.2745 | 0 | 0 | 0 | 8.2745 | #N/A
2007-07-12 14:00 | 7 | 12 | 14 | 193.5419 | 4622 | 86 | 60.08 | 1004 | 86 | 0 | 1740.8813 | Cooling | 290.1469 | #N/A | #N/A | #N/A | #N/A | 0 | 0 | 0 | 0 | 0 | 1740.8813 | #N/A | #N/A | 88 | 101 | 2.8924 | #N/A | 5.3822 | 0.9672% | 1 | 50% | 0% | 0% | 0% | 8.2745 | 0 | 0 | 0 | 8.2745 | #N/A
2007-07-12 15:00 | 7 | 12 | 15 | 193.5836 | 4623 | 87.08 | 60.08 | 1004 | 87.08 | 0 | 1699.8582 | Cooling | 283.3097 | #N/A | #N/A | #N/A | #N/A | 0 | 0 | 0 | 0 | 0 | 1699.8582 | #N/A | #N/A | 88 | 102.08 | 2.8186 | #N/A | 5.2553 | 0.9444% | 1 | 50% | 0% | 0% | 0% | 8.2745 | 0 | 0 | 0 | 8.2745 | #N/A
2007-07-12 16:00 | 7 | 12 | 16 | 193.6253 | 4624 | 86 | 59 | 1004 | 86 | 0 | 1600.1983 | Cooling | 266.6997 | #N/A | #N/A | #N/A | #N/A | 0 | 0 | 0 | 0 | 0 | 1600.1983 | #N/A | #N/A | 88 | 101 | 2.8924 | #N/A | 4.9472 | 0.889% | 1 | 50% | 0% | 0% | 0% | 8.2745 | 0 | 0 | 0 | 8.2745 | #N/A
2007-07-12 17:00 | 7 | 12 | 17 | 193.6669 | 4625 | 86 | 60.08 | 1004 | 86 | 0 | 1564.2032 | Cooling | 260.7005 | #N/A | #N/A | #N/A | #N/A | 0 | 0 | 0 | 0 | 0 | 1564.2032 | #N/A | #N/A | 88 | 101 | 2.8924 | #N/A | 4.8359 | 0.869% | 1 | 50% | 0% | 0% | 0% | 8.2745 | 0 | 0 | 0 | 8.2745 | #N/A
2007-07-12 18:00 | 7 | 12 | 18 | 193.7086 | 4626 | 84.02 | 59 | 1004 | 84.02 | 0 | 1483.5437 | Cooling | 247.2573 | #N/A | #N/A | #N/A | #N/A | 0 | 0 | 0 | 0 | 0 | 1483.5437 | #N/A | #N/A | 88 | 99.02 | 3.0277 | #N/A | 4.5866 | 0.8242% | 1 | 50% | 0% | 0% | 0% | 8.2745 | 0 | 0 | 0 | 8.2745 | #N/A
2007-07-12 19:00 | 7 | 12 | 19 | 193.7503 | 4627 | 80.96 | 60.08 | 1005 | 80.96 | 0 | 1481.8116 | Cooling | 246.9686 | #N/A | #N/A | #N/A | #N/A | 0 | 0 | 0 | 0 | 0 | 1481.8116 | #N/A | #N/A | 88 | 95.96 | 3.2368 | #N/A | 4.5812 | 0.8232% | 1 | 50% | 0% | 0% | 0% | 8.2745 | 0 | 0 | 0 | 8.2745 | #N/A
2007-07-12 20:00 | 7 | 12 | 20 | 193.7919 | 4628 | 80.96 | 60.08 | 1005 | 80.96 | 0 | 1433.1108 | Cooling | 238.8518 | #N/A | #N/A | #N/A | #N/A | 0 | 0 | 0 | 0 | 0 | 1433.1108 | #N/A | #N/A | 88 | 95.96 | 3.2368 | #N/A | 4.4306 | 0.7962% | 1 | 50% | 0% | 0% | 0% | 8.2745 | 0 | 0 | 0 | 8.2745 | #N/A
2007-07-12 21:00 | 7 | 12 | 21 | 193.8336 | 4629 | 75.02 | 60.08 | 1006 | 75.02 | 0 | 1367.2977 | Cooling | 227.8829 | #N/A | #N/A | #N/A | #N/A | 0 | 0 | 0 | 0 | 0 | 1367.2977 | #N/A | #N/A | 88 | 90.02 | 3.6427 | #N/A | 4.2272 | 0.7596% | 1 | 50% | 0% | 0% | 0% | 8.2745 | 0 | 0 | 0 | 8.2745 | #N/A
2007-07-12 22:00 | 7 | 12 | 22 | 193.8753 | 4630 | 75.92 | 59 | 1006 | 75.92 | 0 | 165.0205 | Cooling | 27.5034 | #N/A | #N/A | #N/A | #N/A | 0 | 0 | 0 | 0 | 0 | 165.0205 | #N/A | #N/A | 88 | 90.92 | 3.5812 | #N/A | 0.51018 | 0.09168% | 1 | 50% | 0% | 0% | 0% | 8.2745 | 0 | 0 | 0 | 8.2745 | #N/A
2007-07-12 23:00 | 7 | 12 | 23 | 193.9169 | 4631 | 75.92 | 59 | 1006 | 75.92 | 0 | 194.5273 | Cooling | 32.4212 | #N/A | #N/A | #N/A | #N/A | 0 | 0 | 0 | 0 | 0 | 194.5273 | #N/A | #N/A | 88 | 90.92 | 3.5812 | #N/A | 0.60141 | 0.1081% | 1 | 50% | 0% | 0% | 0% | 8.2745 | 0 | 0 | 0 | 8.2745 | #N/A
2007-07-13 | 7 | 13 | 0 | 193.9586 | 4632 | 71.06 | 59 | 1006 | 71.06 | 0 | 162.5877 | Cooling | 27.0979 | #N/A | #N/A | #N/A | #N/A | 0 | 0 | 0 | 0 | 0 | 162.5877 | #N/A | #N/A | 88 | 86.06 | 3.9133 | #N/A | 0.50266 | 0.09033% | 1 | 50% | 0% | 0% | 0% | 8.2745 | 0 | 0 | 0 | 8.2745 | #N/A
2007-07-13 01:00 | 7 | 13 | 1 | 194.0003 | 4633 | 69.98 | 57.92 | 1006 | 69.98 | 0 | 138.4893 | Cooling | 23.0815 | #N/A | #N/A | #N/A | #N/A | 0 | 0 | 0 | 0 | 0 | 138.4893 | #N/A | #N/A | 88 | 84.98 | 3.9871 | #N/A | 0.42816 | 0.07694% | 1 | 50% | 0% | 0% | 0% | 8.2745 | 0 | 0 | 0 | 8.2745 | #N/A
2007-07-13 02:00 | 7 | 13 | 2 | 194.0419 | 4634 | 69.98 | 57.02 | 1006 | 69.98 | 0 | 110.9286 | Cooling | 18.4881 | #N/A | #N/A | #N/A | #N/A | 0 | 0 | 0 | 0 | 0 | 110.9286 | #N/A | #N/A | 88 | 84.98 | 3.9871 | #N/A | 0.34295 | 0.06163% | 1 | 50% | 0% | 0% | 0% | 8.2745 | 0 | 0 | 0 | 8.2745 | #N/A
2007-07-13 03:00 | 7 | 13 | 3 | 194.0836 | 4635 | 66.92 | 55.04 | 1007 | 66.92 | 0 | 74.4322 | Cooling | 12.4054 | #N/A | #N/A | #N/A | #N/A | 0 | 0 | 0 | 0 | 0 | 74.4322 | #N/A | #N/A | 88 | 81.92 | 4.1962 | #N/A | 0.23012 | 0.04135% | 1 | 50% | 0% | 0% | 0% | 8.2745 | 0 | 0 | 0 | 8.2745 | #N/A
2007-07-13 04:00 | 7 | 13 | 4 | 194.1253 | 4636 | 66.92 | 55.04 | 1007 | 66.92 | 0 | 58.0749 | Cooling | 9.6792 | #N/A | #N/A | #N/A | #N/A | 0 | 0 | 0 | 0 | 0 | 58.0749 | #N/A | #N/A | 88 | 81.92 | 4.1962 | #N/A | 0.17955 | 0.03226% | 1 | 50% | 0% | 0% | 0% | 8.2745 | 0 | 0 | 0 | 8.2745 | #N/A
2007-07-13 05:00 | 7 | 13 | 5 | 194.1669 | 4637 | 66.92 | 55.04 | 1007 | 66.92 | 0 | 66.3899 | Cooling | 11.065 | #N/A | #N/A | #N/A | #N/A | 0 | 0 | 0 | 0 | 0 | 66.3899 | #N/A | #N/A | 88 | 81.92 | 4.1962 | #N/A | 0.20525 | 0.03688% | 1 | 50% | 0% | 0% | 0% | 8.2745 | 0 | 0 | 0 | 8.2745 | #N/A
2007-07-13 06:00 | 7 | 13 | 6 | 194.2086 | 4638 | 69.08 | 57.02 | 1008 | 69.08 | 0 | 540.4915 | Cooling | 90.0819 | #N/A | #N/A | #N/A | #N/A | 0 | 0 | 0 | 0 | 0 | 540.4915 | #N/A | #N/A | 88 | 84.08 | 4.0486 | #N/A | 1.671 | 0.3003% | 1 | 50% | 0% | 0% | 0% | 8.2745 | 0 | 0 | 0 | 8.2745 | #N/A
2007-07-13 07:00 | 7 | 13 | 7 | 194.2503 | 4639 | 73.94 | 59 | 1009 | 73.94 | 0 | 839.6144 | Cooling | 139.9357 | #N/A | #N/A | #N/A | #N/A | 0 | 0 | 0 | 0 | 0 | 839.6144 | #N/A | #N/A | 88 | 88.94 | 3.7165 | #N/A | 2.5958 | 0.4665% | 1 | 50% | 0% | 0% | 0% | 8.2745 | 0 | 0 | 0 | 8.2745 | #N/A
2007-07-13 08:00 | 7 | 13 | 8 | 194.2919 | 4640 | 73.94 | 57.92 | 1009 | 73.94 | 0 | 1169.9663 | Cooling | 194.9944 | #N/A | #N/A | #N/A | #N/A | 0 | 0 | 0 | 0 | 0 | 1169.9663 | #N/A | #N/A | 88 | 88.94 | 3.7165 | #N/A | 3.6171 | 0.65% | 1 | 50% | 0% | 0% | 0% | 8.2745 | 0 | 0 | 0 | 8.2745 | #N/A
2007-07-13 09:00 | 7 | 13 | 9 | 194.3336 | 4641 | 78.98 | 57.02 | 1009 | 78.98 | 0 | 1338.7925 | Cooling | 223.1321 | #N/A | #N/A | #N/A | #N/A | 0 | 0 | 0 | 0 | 0 | 1338.7925 | #N/A | #N/A | 88 | 93.98 | 3.3721 | #N/A | 4.139 | 0.7438% | 1 | 50% | 0% | 0% | 0% | 8.2745 | 0 | 0 | 0 | 8.2745 | #N/A
2007-07-13 10:00 | 7 | 13 | 10 | 194.3753 | 4642 | 80.96 | 53.96 | 1008 | 80.96 | 0 | 1223.4524 | Cooling | 203.9087 | #N/A | #N/A | #N/A | #N/A | 0 | 0 | 0 | 0 | 0 | 1223.4524 | #N/A | #N/A | 88 | 95.96 | 3.2368 | #N/A | 3.7825 | 0.6797% | 1 | 50% | 0% | 0% | 0% | 8.2745 | 0 | 0 | 0 | 8.2745 | #N/A
2007-07-13 11:00 | 7 | 13 | 11 | 194.4169 | 4643 | 80.96 | 48.92 | 1009 | 80.96 | 0 | 917.8033 | Cooling | 152.9672 | #N/A | #N/A | #N/A | #N/A | 0 | 0 | 0 | 0 | 0 | 917.8033 | #N/A | #N/A | 88 | 95.96 | 3.2368 | #N/A | 2.8375 | 0.5099% | 1 | 50% | 0% | 0% | 0% | 8.2745 | 0 | 0 | 0 | 8.2745 | #N/A
2007-07-13 12:00 | 7 | 13 | 12 | 194.4586 | 4644 | 84.92 | 48.02 | 1008 | 84.92 | 0 | 860.8483 | Cooling | 143.4747 | #N/A | #N/A | #N/A | #N/A | 0 | 0 | 0 | 0 | 0 | 860.8483 | #N/A | #N/A | 88 | 99.92 | 2.9662 | #N/A | 2.6614 | 0.4782% | 1 | 50% | 0% | 0% | 0% | 8.2745 | 0 | 0 | 0 | 8.2745 | #N/A
2007-07-13 13:00 | 7 | 13 | 13 | 194.5003 | 4645 | 86 | 46.04 | 1008 | 86 | 0 | 937.2955 | Cooling | 156.2159 | #N/A | #N/A | #N/A | #N/A | 0 | 0 | 0 | 0 | 0 | 937.2955 | #N/A | #N/A | 88 | 101 | 2.8924 | #N/A | 2.8978 | 0.5207% | 1 | 50% | 0% | 0% | 0% | 8.2745 | 0 | 0 | 0 | 8.2745 | #N/A
2007-07-13 14:00 | 7 | 13 | 14 | 194.5419 | 4646 | 86 | 46.94 | 1008 | 86 | 0 | 1059.8992 | Cooling | 176.6499 | #N/A | #N/A | #N/A | #N/A | 0 | 0 | 0 | 0 | 0 | 1059.8992 | #N/A | #N/A | 88 | 101 | 2.8924 | #N/A | 3.2768 | 0.5888% | 1 | 50% | 0% | 0% | 0% | 8.2745 | 0 | 0 | 0 | 8.2745 | #N/A
2007-07-13 15:00 | 7 | 13 | 15 | 194.5836 | 4647 | 87.08 | 48.92 | 1007 | 87.08 | 0 | 1088.1399 | Cooling | 181.3567 | #N/A | #N/A | #N/A | #N/A | 0 | 0 | 0 | 0 | 0 | 1088.1399 | #N/A | #N/A | 88 | 102.08 | 2.8186 | #N/A | 3.3641 | 0.6045% | 1 | 50% | 0% | 0% | 0% | 8.2745 | 0 | 0 | 0 | 8.2745 | #N/A
2007-07-13 16:00 | 7 | 13 | 16 | 194.6253 | 4648 | 86 | 50 | 1007 | 86 | 0 | 1186.3966 | Cooling | 197.7328 | #N/A | #N/A | #N/A | #N/A | 0 | 0 | 0 | 0 | 0 | 1186.3966 | #N/A | #N/A | 88 | 101 | 2.8924 | #N/A | 3.6679 | 0.6591% | 1 | 50% | 0% | 0% | 0% | 8.2745 | 0 | 0 | 0 | 8.2745 | #N/A
2007-07-13 17:00 | 7 | 13 | 17 | 194.6669 | 4649 | 86 | 51.08 | 1007 | 86 | 0 | 1159.7149 | Cooling | 193.2858 | #N/A | #N/A | #N/A | #N/A | 0 | 0 | 0 | 0 | 0 | 1159.7149 | #N/A | #N/A | 88 | 101 | 2.8924 | #N/A | 3.5854 | 0.6443% | 1 | 50% | 0% | 0% | 0% | 8.2745 | 0 | 0 | 0 | 8.2745 | #N/A
2007-07-13 18:00 | 7 | 13 | 18 | 194.7086 | 4650 | 84.92 | 51.08 | 1006 | 84.92 | 0 | 143.4759 | Cooling | 23.9126 | #N/A | #N/A | #N/A | #N/A | 0 | 0 | 0 | 0 | 0 | 143.4759 | #N/A | #N/A | 88 | 99.92 | 2.9662 | #N/A | 0.44357 | 0.07971% | 1 | 50% | 0% | 0% | 0% | 8.2745 | 0 | 0 | 0 | 8.2745 | #N/A
2007-07-13 19:00 | 7 | 13 | 19 | 194.7503 | 4651 | 82.94 | 51.98 | 1006 | 82.94 | 0 | 162.6168 | Cooling | 27.1028 | #N/A | #N/A | #N/A | #N/A | 0 | 0 | 0 | 0 | 0 | 162.6168 | #N/A | #N/A | 88 | 97.94 | 3.1015 | #N/A | 0.50275 | 0.09034% | 1 | 50% | 0% | 0% | 0% | 8.2745 | 0 | 0 | 0 | 8.2745 | #N/A
2007-07-13 20:00 | 7 | 13 | 20 | 194.7919 | 4652 | 82.94 | 53.96 | 1006 | 82.94 | 0 | 151.6121 | Cooling | 25.2687 | #N/A | #N/A | #N/A | #N/A | 0 | 0 | 0 | 0 | 0 | 151.6121 | #N/A | #N/A | 88 | 97.94 | 3.1015 | #N/A | 0.46873 | 0.08423% | 1 | 50% | 0% | 0% | 0% | 8.2745 | 0 | 0 | 0 | 8.2745 | #N/A
2007-07-13 21:00 | 7 | 13 | 21 | 194.8336 | 4653 | 78.98 | 55.94 | 1007 | 78.98 | 0 | 125.2563 | Cooling | 20.876 | #N/A | #N/A | #N/A | #N/A | 0 | 0 | 0 | 0 | 0 | 125.2563 | #N/A | #N/A | 88 | 93.98 | 3.3721 | #N/A | 0.38725 | 0.06959% | 1 | 50% | 0% | 0% | 0% | 8.2745 | 0 | 0 | 0 | 8.2745 | #N/A
2007-07-13 22:00 | 7 | 13 | 22 | 194.8753 | 4654 | 77 | 57.02 | 1006 | 77 | 0 | 105.8579 | Cooling | 17.643 | #N/A | #N/A | #N/A | #N/A | 0 | 0 | 0 | 0 | 0 | 105.8579 | #N/A | #N/A | 88 | 92 | 3.5074 | #N/A | 0.32727 | 0.05881% | 1 | 50% | 0% | 0% | 0% | 8.2745 | 0 | 0 | 0 | 8.2745 | #N/A
2007-07-13 23:00 | 7 | 13 | 23 | 194.9169 | 4655 | 77 | 57.92 | 1007 | 77 | 0 | 87.1928 | Cooling | 14.5321 | #N/A | #N/A | #N/A | #N/A | 0 | 0 | 0 | 0 | 0 | 87.1928 | #N/A | #N/A | 88 | 92 | 3.5074 | #N/A | 0.26957 | 0.04844% | 1 | 50% | 0% | 0% | 0% | 8.2745 | 0 | 0 | 0 | 8.2745 | #N/A
2007-07-14 | 7 | 14 | 0 | 194.9586 | 4656 | 73.94 | 55.94 | 1006 | 73.94 | 0 | 74.1448 | Cooling | 12.3575 | #N/A | #N/A | #N/A | #N/A | 0 | 0 | 0 | 0 | 0 | 74.1448 | #N/A | #N/A | 88 | 88.94 | 3.7165 | #N/A | 0.22923 | 0.04119% | 1 | 50% | 0% | 0% | 0% | 8.2745 | 0 | 0 | 0 | 8.2745 | #N/A
2007-07-14 01:00 | 7 | 14 | 1 | 195.0003 | 4657 | 73.04 | 55.94 | 1006 | 73.04 | 0 | 63.7635 | Cooling | 10.6273 | #N/A | #N/A | #N/A | #N/A | 0 | 0 | 0 | 0 | 0 | 63.7635 | #N/A | #N/A | 88 | 88.04 | 3.778 | #N/A | 0.19713 | 0.03542% | 1 | 50% | 0% | 0% | 0% | 8.2745 | 0 | 0 | 0 | 8.2745 | #N/A
2007-07-14 02:00 | 7 | 14 | 2 | 195.0419 | 4658 | 73.04 | 57.02 | 1006 | 73.04 | 0 | 70.0196 | Cooling | 11.6699 | #N/A | #N/A | #N/A | #N/A | 0 | 0 | 0 | 0 | 0 | 70.0196 | #N/A | #N/A | 88 | 88.04 | 3.778 | #N/A | 0.21647 | 0.0389% | 1 | 50% | 0% | 0% | 0% | 8.2745 | 0 | 0 | 0 | 8.2745 | #N/A
2007-07-14 03:00 | 7 | 14 | 3 | 195.0836 | 4659 | 69.08 | 57.02 | 1006 | 69.08 | 0 | 73.5347 | Cooling | 12.2558 | #N/A | #N/A | #N/A | #N/A | 0 | 0 | 0 | 0 | 0 | 73.5347 | #N/A | #N/A | 88 | 84.08 | 4.0486 | #N/A | 0.22734 | 0.04085% | 1 | 50% | 0% | 0% | 0% | 8.2745 | 0 | 0 | 0 | 8.2745 | #N/A
2007-07-14 04:00 | 7 | 14 | 4 | 195.1253 | 4660 | 68 | 57.92 | 1006 | 68 | 0 | 81.359 | Cooling | 13.5598 | #N/A | #N/A | #N/A | #N/A | 0 | 0 | 0 | 0 | 0 | 81.359 | #N/A | #N/A | 88 | 83 | 4.1224 | #N/A | 0.25153 | 0.0452% | 1 | 50% | 0% | 0% | 0% | 8.2745 | 0 | 0 | 0 | 8.2745 | #N/A
2007-07-14 05:00 | 7 | 14 | 5 | 195.1669 | 4661 | 68 | 57.02 | 1006 | 68 | 0 | 106.0666 | Cooling | 17.6778 | #N/A | #N/A | #N/A | #N/A | 0 | 0 | 0 | 0 | 0 | 106.0666 | #N/A | #N/A | 88 | 83 | 4.1224 | #N/A | 0.32792 | 0.05893% | 1 | 50% | 0% | 0% | 0% | 8.2745 | 0 | 0 | 0 | 8.2745 | #N/A
2007-07-14 06:00 | 7 | 14 | 6 | 195.2086 | 4662 | 68 | 57.02 | 1007 | 68 | 0 | 148.5158 | Cooling | 24.7526 | #N/A | #N/A | #N/A | #N/A | 0 | 0 | 0 | 0 | 0 | 148.5158 | #N/A | #N/A | 88 | 83 | 4.1224 | #N/A | 0.45916 | 0.08251% | 1 | 50% | 0% | 0% | 0% | 8.2745 | 0 | 0 | 0 | 8.2745 | #N/A
2007-07-14 07:00 | 7 | 14 | 7 | 195.2503 | 4663 | 71.96 | 57.92 | 1005 | 71.96 | 0 | 193.3049 | Cooling | 32.2175 | #N/A | #N/A | #N/A | #N/A | 0 | 0 | 0 | 0 | 0 | 193.3049 | #N/A | #N/A | 88 | 86.96 | 3.8518 | #N/A | 0.59763 | 0.1074% | 1 | 50% | 0% | 0% | 0% | 8.2745 | 0 | 0 | 0 | 8.2745 | #N/A
2007-07-14 08:00 | 7 | 14 | 8 | 195.2919 | 4664 | 71.96 | 59 | 1005 | 71.96 | 0 | 235.1098 | Cooling | 39.185 | #N/A | #N/A | #N/A | #N/A | 0 | 0 | 0 | 0 | 0 | 235.1098 | #N/A | #N/A | 88 | 86.96 | 3.8518 | #N/A | 0.72687 | 0.1306% | 1 | 50% | 0% | 0% | 0% | 8.2745 | 0 | 0 | 0 | 8.2745 | #N/A
2007-07-14 09:00 | 7 | 14 | 9 | 195.3336 | 4665 | 77 | 60.08 | 1005 | 77 | 0 | 220.6109 | Cooling | 36.7685 | #N/A | #N/A | #N/A | #N/A | 0 | 0 | 0 | 0 | 0 | 220.6109 | #N/A | #N/A | 88 | 92 | 3.5074 | #N/A | 0.68205 | 0.1226% | 1 | 50% | 0% | 0% | 0% | 8.2745 | 0 | 0 | 0 | 8.2745 | #N/A
2007-07-14 10:00 | 7 | 14 | 10 | 195.3753 | 4666 | 77 | 60.98 | 1005 | 77 | 0 | 162.2013 | Cooling | 27.0336 | #N/A | #N/A | #N/A | #N/A | 0 | 0 | 0 | 0 | 0 | 162.2013 | #N/A | #N/A | 88 | 92 | 3.5074 | #N/A | 0.50147 | 0.09011% | 1 | 50% | 0% | 0% | 0% | 8.2745 | 0 | 0 | 0 | 8.2745 | #N/A
2007-07-14 11:00 | 7 | 14 | 11 | 195.4169 | 4667 | 78.98 | 60.98 | 1004 | 78.98 | 0 | 191.059 | Cooling | 31.8432 | #N/A | #N/A | #N/A | #N/A | 0 | 0 | 0 | 0 | 0 | 191.059 | #N/A | #N/A | 88 | 93.98 | 3.3721 | #N/A | 0.59068 | 0.1061% | 1 | 50% | 0% | 0% | 0% | 8.2745 | 0 | 0 | 0 | 8.2745 | #N/A
2007-07-14 12:00 | 7 | 14 | 12 | 195.4586 | 4668 | 80.06 | 60.98 | 1004 | 80.06 | 0 | 201.3325 | Cooling | 33.5554 | #N/A | #N/A | #N/A | #N/A | 0 | 0 | 0 | 0 | 0 | 201.3325 | #N/A | #N/A | 88 | 95.06 | 3.2983 | #N/A | 0.62244 | 0.1119% | 1 | 50% | 0% | 0% | 0% | 8.2745 | 0 | 0 | 0 | 8.2745 | #N/A
2007-07-14 13:00 | 7 | 14 | 13 | 195.5003 | 4669 | 80.96 | 62.96 | 1003 | 80.96 | 0 | 238.0838 | Cooling | 39.6806 | #N/A | #N/A | #N/A | #N/A | 0 | 0 | 0 | 0 | 0 | 238.0838 | #N/A | #N/A | 88 | 95.96 | 3.2368 | #N/A | 0.73607 | 0.1323% | 1 | 50% | 0% | 0% | 0% | 8.2745 | 0 | 0 | 0 | 8.2745 | #N/A
2007-07-14 14:00 | 7 | 14 | 14 | 195.5419 | 4670 | 80.96 | 64.04 | 1003 | 80.96 | 0 | 401.1553 | Cooling | 66.8592 | #N/A | #N/A | #N/A | #N/A | 0 | 0 | 0 | 0 | 0 | 401.1553 | #N/A | #N/A | 88 | 95.96 | 3.2368 | #N/A | 1.2402 | 0.2229% | 1 | 50% | 0% | 0% | 0% | 8.2745 | 0 | 0 | 0 | 8.2745 | #N/A
2007-07-14 15:00 | 7 | 14 | 15 | 195.5836 | 4671 | 82.04 | 66.02 | 1002 | 82.04 | 0 | 681.0572 | Cooling | 113.5095 | #N/A | #N/A | #N/A | #N/A | 0 | 0 | 0 | 0 | 0 | 681.0572 | #N/A | #N/A | 88 | 97.04 | 3.163 | #N/A | 2.1056 | 0.3784% | 1 | 50% | 0% | 0% | 0% | 8.2745 | 0 | 0 | 0 | 8.2745 | #N/A
2007-07-14 16:00 | 7 | 14 | 16 | 195.6253 | 4672 | 82.94 | 66.92 | 1001 | 82.94 | 0 | 986.6875 | Cooling | 164.4479 | #N/A | #N/A | #N/A | #N/A | 0 | 0 | 0 | 0 | 0 | 986.6875 | #N/A | #N/A | 88 | 97.94 | 3.1015 | #N/A | 3.0505 | 0.5482% | 1 | 50% | 0% | 0% | 0% | 8.2745 | 0 | 0 | 0 | 8.2745 | #N/A
2007-07-14 17:00 | 7 | 14 | 17 | 195.6669 | 4673 | 82.94 | 68 | 1001 | 82.94 | 0 | 1195.6095 | Cooling | 199.2683 | #N/A | #N/A | #N/A | #N/A | 0 | 0 | 0 | 0 | 0 | 1195.6095 | #N/A | #N/A | 88 | 97.94 | 3.1015 | #N/A | 3.6964 | 0.6642% | 1 | 50% | 0% | 0% | 0% | 8.2745 | 0 | 0 | 0 | 8.2745 | #N/A
2007-07-14 18:00 | 7 | 14 | 18 | 195.7086 | 4674 | 78.98 | 69.08 | 1001 | 78.98 | 0 | 1301.319 | Cooling | 216.8865 | #N/A | #N/A | #N/A | #N/A | 0 | 0 | 0 | 0 | 0 | 1301.319 | #N/A | #N/A | 88 | 93.98 | 3.3721 | #N/A | 4.0232 | 0.723% | 1 | 50% | 0% | 0% | 0% | 8.2745 | 0 | 0 | 0 | 8.2745 | #N/A
2007-07-14 19:00 | 7 | 14 | 19 | 195.7503 | 4675 | 78.08 | 69.08 | 1001 | 78.08 | 0 | 1140.4461 | Cooling | 190.0743 | #N/A | #N/A | #N/A | #N/A | 0 | 0 | 0 | 0 | 0 | 1140.4461 | #N/A | #N/A | 88 | 93.08 | 3.4336 | #N/A | 3.5258 | 0.6336% | 1 | 50% | 0% | 0% | 0% | 8.2745 | 0 | 0 | 0 | 8.2745 | #N/A
2007-07-14 20:00 | 7 | 14 | 20 | 195.7919 | 4676 | 78.08 | 68 | 1001 | 78.08 | 0 | 1001.2187 | Cooling | 166.8698 | #N/A | #N/A | #N/A | #N/A | 0 | 0 | 0 | 0 | 0 | 1001.2187 | #N/A | #N/A | 88 | 93.08 | 3.4336 | #N/A | 3.0954 | 0.5562% | 1 | 50% | 0% | 0% | 0% | 8.2745 | 0 | 0 | 0 | 8.2745 | #N/A
2007-07-14 21:00 | 7 | 14 | 21 | 195.8336 | 4677 | 77 | 68 | 1001 | 77 | 0 | 796.6536 | Cooling | 132.7756 | #N/A | #N/A | #N/A | #N/A | 0 | 0 | 0 | 0 | 0 | 796.6536 | #N/A | #N/A | 88 | 92 | 3.5074 | #N/A | 2.463 | 0.4426% | 1 | 50% | 0% | 0% | 0% | 8.2745 | 0 | 0 | 0 | 8.2745 | #N/A
2007-07-14 22:00 | 7 | 14 | 22 | 195.8753 | 4678 | 75.92 | 66.92 | 1000 | 75.92 | 0 | 554.6451 | Cooling | 92.4408 | #N/A | #N/A | #N/A | #N/A | 0 | 0 | 0 | 0 | 0 | 554.6451 | #N/A | #N/A | 88 | 90.92 | 3.5812 | #N/A | 1.7148 | 0.3081% | 1 | 50% | 0% | 0% | 0% | 8.2745 | 0 | 0 | 0 | 8.2745 | #N/A
2007-07-14 23:00 | 7 | 14 | 23 | 195.9169 | 4679 | 75.92 | 66.92 | 1000 | 75.92 | 0 | 314.4544 | Cooling | 52.4091 | #N/A | #N/A | #N/A | #N/A | 0 | 0 | 0 | 0 | 0 | 314.4544 | #N/A | #N/A | 88 | 90.92 | 3.5812 | #N/A | 0.97218 | 0.1747% | 1 | 50% | 0% | 0% | 0% | 8.2745 | 0 | 0 | 0 | 8.2745 | #N/A
2007-07-15 | 7 | 15 | 0 | 195.9586 | 4680 | 73.94 | 66.92 | 1000 | 73.94 | 0 | 350.6127 | Cooling | 58.4355 | #N/A | #N/A | #N/A | #N/A | 0 | 0 | 0 | 0 | 0 | 350.6127 | #N/A | #N/A | 88 | 88.94 | 3.7165 | #N/A | 1.084 | 0.1948% | 1 | 50% | 0% | 0% | 0% | 8.2745 | 0 | 0 | 0 | 8.2745 | #N/A
2007-07-15 01:00 | 7 | 15 | 1 | 196.0003 | 4681 | 73.94 | 66.92 | 1000 | 73.94 | 0 | 342.9535 | Cooling | 57.1589 | #N/A | #N/A | #N/A | #N/A | 0 | 0 | 0 | 0 | 0 | 342.9535 | #N/A | #N/A | 88 | 88.94 | 3.7165 | #N/A | 1.0603 | 0.1905% | 1 | 50% | 0% | 0% | 0% | 8.2745 | 0 | 0 | 0 | 8.2745 | #N/A
2007-07-15 02:00 | 7 | 15 | 2 | 196.0419 | 4682 | 73.94 | 68 | 1000 | 73.94 | 0 | 332.2328 | Cooling | 55.3721 | #N/A | #N/A | #N/A | #N/A | 0 | 0 | 0 | 0 | 0 | 332.2328 | #N/A | #N/A | 88 | 88.94 | 3.7165 | #N/A | 1.0271 | 0.1846% | 1 | 50% | 0% | 0% | 0% | 8.2745 | 0 | 0 | 0 | 8.2745 | #N/A
2007-07-15 03:00 | 7 | 15 | 3 | 196.0836 | 4683 | 73.04 | 68 | 999 | 73.04 | 0 | 314.611 | Cooling | 52.4352 | #N/A | #N/A | #N/A | #N/A | 0 | 0 | 0 | 0 | 0 | 314.611 | #N/A | #N/A | 88 | 88.04 | 3.778 | #N/A | 0.97266 | 0.1748% | 1 | 50% | 0% | 0% | 0% | 8.2745 | 0 | 0 | 0 | 8.2745 | #N/A
2007-07-15 04:00 | 7 | 15 | 4 | 196.1253 | 4684 | 71.06 | 68 | 999 | 71.06 | 0 | 308.268 | Cooling | 51.378 | #N/A | #N/A | #N/A | #N/A | 0 | 0 | 0 | 0 | 0 | 308.268 | #N/A | #N/A | 88 | 86.06 | 3.9133 | #N/A | 0.95305 | 0.1713% | 1 | 50% | 0% | 0% | 0% | 8.2745 | 0 | 0 | 0 | 8.2745 | #N/A
2007-07-15 05:00 | 7 | 15 | 5 | 196.1669 | 4685 | 71.06 | 68 | 999 | 71.06 | 0 | 394.3672 | Cooling | 65.7279 | #N/A | #N/A | #N/A | #N/A | 0 | 0 | 0 | 0 | 0 | 394.3672 | #N/A | #N/A | 88 | 86.06 | 3.9133 | #N/A | 1.2192 | 0.2191% | 1 | 50% | 0% | 0% | 0% | 8.2745 | 0 | 0 | 0 | 8.2745 | #N/A
2007-07-15 06:00 | 7 | 15 | 6 | 196.2086 | 4686 | 71.96 | 68 | 999 | 71.96 | 0 | 2407.3672 | Cooling | 401.2279 | #N/A | #N/A | #N/A | #N/A | 0 | 0 | 0 | 0 | 0 | 2407.3672 | #N/A | #N/A | 88 | 86.96 | 3.8518 | #N/A | 7.4427 | 1.337% | 1 | 50% | 0% | 0% | 0% | 8.2745 | 0 | 0 | 0 | 8.2745 | #N/A
2007-07-15 07:00 | 7 | 15 | 7 | 196.2503 | 4687 | 71.96 | 69.08 | 999 | 71.96 | 0 | 2462.3515 | Cooling | 410.3919 | #N/A | #N/A | #N/A | #N/A | 0 | 0 | 0 | 0 | 0 | 2462.3515 | #N/A | #N/A | 88 | 86.96 | 3.8518 | #N/A | 7.6127 | 1.368% | 1 | 50% | 0% | 0% | 0% | 8.2745 | 0 | 0 | 0 | 8.2745 | #N/A
2007-07-15 08:00 | 7 | 15 | 8 | 196.2919 | 4688 | 68 | 69.08 | 999 | 68 | 0 | 2640.5379 | Cooling | 440.0896 | #N/A | #N/A | #N/A | #N/A | 0 | 0 | 0 | 0 | 0 | 2640.5379 | #N/A | #N/A | 88 | 83 | 4.1224 | #N/A | 8.1636 | 1.467% | 1 | 50% | 0% | 0% | 0% | 8.2745 | 0 | 0 | 0 | 8.2745 | #N/A
2007-07-15 09:00 | 7 | 15 | 9 | 196.3336 | 4689 | 66.02 | 69.98 | 999 | 66.02 | 0 | 2402.3534 | Cooling | 400.3922 | #N/A | #N/A | #N/A | #N/A | 0 | 0 | 0 | 0 | 0 | 2402.3534 | #N/A | #N/A | 88 | 81.02 | 4.2577 | #N/A | 7.4272 | 1.335% | 1 | 50% | 0% | 0% | 0% | 8.2745 | 0 | 0 | 0 | 8.2745 | #N/A
2007-07-15 10:00 | 7 | 15 | 10 | 196.3753 | 4690 | 66.02 | 69.98 | 998 | 66.02 | 0 | 2030.2888 | Cooling | 338.3815 | #N/A | #N/A | #N/A | #N/A | 0 | 0 | 0 | 0 | 0 | 2030.2888 | #N/A | #N/A | 88 | 81.02 | 4.2577 | #N/A | 6.2769 | 1.128% | 1 | 50% | 0% | 0% | 0% | 8.2745 | 0 | 0 | 0 | 8.2745 | #N/A
2007-07-15 11:00 | 7 | 15 | 11 | 196.4169 | 4691 | 64.94 | 69.98 | 998 | 64.94 | 0 | 2029.1073 | Cooling | 338.1846 | #N/A | #N/A | #N/A | #N/A | 0 | 0 | 0 | 0 | 0 | 2029.1073 | #N/A | #N/A | 88 | 79.94 | 4.3315 | #N/A | 6.2732 | 1.127% | 1 | 50% | 0% | 0% | 0% | 8.2745 | 0 | 0 | 0 | 8.2745 | #N/A
2007-07-15 12:00 | 7 | 15 | 12 | 196.4586 | 4692 | 71.06 | 69.08 | 997 | 71.06 | 0 | 1951.4731 | Cooling | 325.2455 | #N/A | #N/A | #N/A | #N/A | 0 | 0 | 0 | 0 | 0 | 1951.4731 | #N/A | #N/A | 88 | 86.06 | 3.9133 | #N/A | 6.0332 | 1.084% | 1 | 50% | 0% | 0% | 0% | 8.2745 | 0 | 0 | 0 | 8.2745 | #N/A
2007-07-15 13:00 | 7 | 15 | 13 | 196.5003 | 4693 | 71.96 | 69.98 | 997 | 71.96 | 0 | 2005.3657 | Cooling | 334.2276 | #N/A | #N/A | #N/A | #N/A | 0 | 0 | 0 | 0 | 0 | 2005.3657 | #N/A | #N/A | 88 | 86.96 | 3.8518 | #N/A | 6.1998 | 1.114% | 1 | 50% | 0% | 0% | 0% | 8.2745 | 0 | 0 | 0 | 8.2745 | #N/A
2007-07-15 14:00 | 7 | 15 | 14 | 196.5419 | 4694 | 71.96 | 73.04 | 996 | 71.96 | 0 | 2143.0218 | Cooling | 357.1703 | #N/A | #N/A | #N/A | #N/A | 0 | 0 | 0 | 0 | 0 | 2143.0218 | #N/A | #N/A | 88 | 86.96 | 3.8518 | #N/A | 6.6254 | 1.191% | 1 | 50% | 0% | 0% | 0% | 8.2745 | 0 | 0 | 0 | 8.2745 | #N/A
2007-07-15 15:00 | 7 | 15 | 15 | 196.5836 | 4695 | 75.02 | 71.96 | 996 | 75.02 | 0 | 2190.0838 | Cooling | 365.014 | #N/A | #N/A | #N/A | #N/A | 0 | 0 | 0 | 0 | 0 | 2190.0838 | #N/A | #N/A | 88 | 90.02 | 3.6427 | #N/A | 6.7709 | 1.217% | 1 | 50% | 0% | 0% | 0% | 8.2745 | 0 | 0 | 0 | 8.2745 | #N/A
2007-07-15 16:00 | 7 | 15 | 16 | 196.6253 | 4696 | 73.94 | 71.06 | 996 | 73.94 | 0 | 2216.8527 | Cooling | 369.4755 | #N/A | #N/A | #N/A | #N/A | 0 | 0 | 0 | 0 | 0 | 2216.8527 | #N/A | #N/A | 88 | 88.94 | 3.7165 | #N/A | 6.8537 | 1.232% | 1 | 50% | 0% | 0% | 0% | 8.2745 | 0 | 0 | 0 | 8.2745 | #N/A
2007-07-15 17:00 | 7 | 15 | 17 | 196.6669 | 4697 | 73.94 | 69.98 | 997 | 73.94 | 0 | 2398.915 | Cooling | 399.8192 | #N/A | #N/A | #N/A | #N/A | 0 | 0 | 0 | 0 | 0 | 2398.915 | #N/A | #N/A | 88 | 88.94 | 3.7165 | #N/A | 7.4165 | 1.333% | 1 | 50% | 0% | 0% | 0% | 8.2745 | 0 | 0 | 0 | 8.2745 | #N/A
2007-07-15 18:00 | 7 | 15 | 18 | 196.7086 | 4698 | 71.96 | 71.06 | 998 | 71.96 | 0 | 2796.7868 | Cooling | 466.1311 | #N/A | #N/A | #N/A | #N/A | 0 | 0 | 0 | 0 | 0 | 2796.7868 | #N/A | #N/A | 88 | 86.96 | 3.8518 | #N/A | 8.6466 | 1.554% | 1 | 50% | 0% | 0% | 0% | 8.2745 | 0 | 0 | 0 | 8.2745 | #N/A
2007-07-15 19:00 | 7 | 15 | 19 | 196.7503 | 4699 | 69.98 | 71.96 | 999 | 69.98 | 0 | 2792.4207 | Cooling | 465.4034 | #N/A | #N/A | #N/A | #N/A | 0 | 0 | 0 | 0 | 0 | 2792.4207 | #N/A | #N/A | 88 | 84.98 | 3.9871 | #N/A | 8.6331 | 1.551% | 1 | 50% | 0% | 0% | 0% | 8.2745 | 0 | 0 | 0 | 8.2745 | #N/A
2007-07-15 20:00 | 7 | 15 | 20 | 196.7919 | 4700 | 69.98 | 71.96 | 999 | 69.98 | 0 | 2774.5414 | Cooling | 462.4236 | #N/A | #N/A | #N/A | #N/A | 0 | 0 | 0 | 0 | 0 | 2774.5414 | #N/A | #N/A | 88 | 84.98 | 3.9871 | #N/A | 8.5778 | 1.541% | 1 | 50% | 0% | 0% | 0% | 8.2745 | 0 | 0 | 0 | 8.2745 | #N/A
2007-07-15 21:00 | 7 | 15 | 21 | 196.8336 | 4701 | 64.94 | 71.06 | 999 | 64.94 | 0 | 2698.1348 | Cooling | 449.6891 | #N/A | #N/A | #N/A | #N/A | 0 | 0 | 0 | 0 | 0 | 2698.1348 | #N/A | #N/A | 88 | 79.94 | 4.3315 | #N/A | 8.3416 | 1.499% | 1 | 50% | 0% | 0% | 0% | 8.2745 | 0 | 0 | 0 | 8.2745 | #N/A
2007-07-15 22:00 | 7 | 15 | 22 | 196.8753 | 4702 | 62.06 | 71.06 | 999 | 62.06 | 0 | 519.626 | Cooling | 86.6043 | #N/A | #N/A | #N/A | #N/A | 0 | 0 | 0 | 0 | 0 | 519.626 | #N/A | #N/A | 88 | 77.06 | 4.5283 | #N/A | 1.6065 | 0.2887% | 1 | 50% | 0% | 0% | 0% | 8.2745 | 0 | 0 | 0 | 8.2745 | #N/A
2007-07-15 23:00 | 7 | 15 | 23 | 196.9169 | 4703 | 62.06 | 69.08 | 999 | 62.06 | 0 | 720.1055 | Cooling | 120.0176 | #N/A | #N/A | #N/A | #N/A | 0 | 0 | 0 | 0 | 0 | 720.1055 | #N/A | #N/A | 88 | 77.06 | 4.5283 | #N/A | 2.2263 | 0.4001% | 1 | 50% | 0% | 0% | 0% | 8.2745 | 0 | 0 | 0 | 8.2745 | #N/A
2007-07-16 | 7 | 16 | 0 | 196.9586 | 4704 | 59 | 68 | 1000 | 59 | 0 | 603.8158 | Cooling | 100.636 | #N/A | #N/A | #N/A | #N/A | 0 | 0 | 0 | 0 | 0 | 603.8158 | #N/A | #N/A | 88 | 74 | 4.7374 | #N/A | 1.8668 | 0.3355% | 1 | 50% | 0% | 0% | 0% | 8.2745 | 0 | 0 | 0 | 8.2745 | #N/A
2007-07-16 01:00 | 7 | 16 | 1 | 197.0003 | 4705 | 59 | 69.08 | 1001 | 59 | 0 | 498.4651 | Cooling | 83.0775 | #N/A | #N/A | #N/A | #N/A | 0 | 0 | 0 | 0 | 0 | 498.4651 | #N/A | #N/A | 88 | 74 | 4.7374 | #N/A | 1.5411 | 0.2769% | 1 | 50% | 0% | 0% | 0% | 8.2745 | 0 | 0 | 0 | 8.2745 | #N/A
2007-07-16 02:00 | 7 | 16 | 2 | 197.0419 | 4706 | 59 | 68 | 1002 | 59 | 0 | 451.1187 | Cooling | 75.1865 | #N/A | #N/A | #N/A | #N/A | 0 | 0 | 0 | 0 | 0 | 451.1187 | #N/A | #N/A | 88 | 74 | 4.7374 | #N/A | 1.3947 | 0.2506% | 1 | 50% | 0% | 0% | 0% | 8.2745 | 0 | 0 | 0 | 8.2745 | #N/A
2007-07-16 03:00 | 7 | 16 | 3 | 197.0836 | 4707 | 55.94 | 66.92 | 1002 | 55.94 | 0 | 412.9875 | Cooling | 68.8313 | #N/A | #N/A | #N/A | #N/A | 0 | 0 | 0 | 0 | 0 | 412.9875 | #N/A | #N/A | 88 | 70.94 | 4.9465 | #N/A | 1.2768 | 0.2294% | 1 | 50% | 0% | 0% | 0% | 8.2745 | 0 | 0 | 0 | 8.2745 | #N/A
2007-07-16 04:00 | 7 | 16 | 4 | 197.1253 | 4708 | 55.94 | 64.94 | 1003 | 55.94 | 0 | 362.825 | Cooling | 60.4708 | #N/A | #N/A | #N/A | #N/A | 0 | 0 | 0 | 0 | 0 | 362.825 | #N/A | #N/A | 88 | 70.94 | 4.9465 | #N/A | 1.1217 | 0.2016% | 1 | 50% | 0% | 0% | 0% | 8.2745 | 0 | 0 | 0 | 8.2745 | #N/A
2007-07-16 05:00 | 7 | 16 | 5 | 197.1669 | 4709 | 55.94 | 64.94 | 1004 | 55.94 | 0 | 404.4593 | Cooling | 67.4099 | #N/A | #N/A | #N/A | #N/A | 0 | 0 | 0 | 0 | 0 | 404.4593 | #N/A | #N/A | 88 | 70.94 | 4.9465 | #N/A | 1.2504 | 0.2247% | 1 | 50% | 0% | 0% | 0% | 8.2745 | 0 | 0 | 0 | 8.2745 | #N/A
2007-07-16 06:00 | 7 | 16 | 6 | 197.2086 | 4710 | 57.92 | 62.96 | 1004 | 57.92 | 0 | 1912.0852 | Cooling | 318.6809 | #N/A | #N/A | #N/A | #N/A | 0 | 0 | 0 | 0 | 0 | 1912.0852 | #N/A | #N/A | 88 | 72.92 | 4.8112 | #N/A | 5.9115 | 1.062% | 1 | 50% | 0% | 0% | 0% | 8.2745 | 0 | 0 | 0 | 8.2745 | #N/A
2007-07-16 07:00 | 7 | 16 | 7 | 197.2503 | 4711 | 60.08 | 62.96 | 1004 | 60.08 | 0 | 1866.3728 | Cooling | 311.0621 | #N/A | #N/A | #N/A | #N/A | 0 | 0 | 0 | 0 | 0 | 1866.3728 | #N/A | #N/A | 88 | 75.08 | 4.6636 | #N/A | 5.7701 | 1.037% | 1 | 50% | 0% | 0% | 0% | 8.2745 | 0 | 0 | 0 | 8.2745 | #N/A
2007-07-16 08:00 | 7 | 16 | 8 | 197.2919 | 4712 | 60.08 | 62.06 | 1005 | 60.08 | 0 | 2324.1127 | Cooling | 387.3521 | #N/A | #N/A | #N/A | #N/A | 0 | 0 | 0 | 0 | 0 | 2324.1127 | #N/A | #N/A | 88 | 75.08 | 4.6636 | #N/A | 7.1853 | 1.291% | 1 | 50% | 0% | 0% | 0% | 8.2745 | 0 | 0 | 0 | 8.2745 | #N/A
2007-07-16 09:00 | 7 | 16 | 9 | 197.3336 | 4713 | 66.02 | 60.98 | 1005 | 66.02 | 0 | 2392.9431 | Cooling | 398.8238 | #N/A | #N/A | #N/A | #N/A | 0 | 0 | 0 | 0 | 0 | 2392.9431 | #N/A | #N/A | 88 | 81.02 | 4.2577 | #N/A | 7.3981 | 1.329% | 1 | 50% | 0% | 0% | 0% | 8.2745 | 0 | 0 | 0 | 8.2745 | #N/A
2007-07-16 10:00 | 7 | 16 | 10 | 197.3753 | 4714 | 68 | 60.08 | 1005 | 68 | 0 | 2012.6486 | Cooling | 335.4414 | #N/A | #N/A | #N/A | #N/A | 0 | 0 | 0 | 0 | 0 | 2012.6486 | #N/A | #N/A | 88 | 83 | 4.1224 | #N/A | 6.2224 | 1.118% | 1 | 50% | 0% | 0% | 0% | 8.2745 | 0 | 0 | 0 | 8.2745 | #N/A
2007-07-16 11:00 | 7 | 16 | 11 | 197.4169 | 4715 | 68 | 57.92 | 1005 | 68 | 0 | 1855.4911 | Cooling | 309.2485 | #N/A | #N/A | #N/A | #N/A | 0 | 0 | 0 | 0 | 0 | 1855.4911 | #N/A | #N/A | 88 | 83 | 4.1224 | #N/A | 5.7365 | 1.031% | 1 | 50% | 0% | 0% | 0% | 8.2745 | 0 | 0 | 0 | 8.2745 | #N/A
2007-07-16 12:00 | 7 | 16 | 12 | 197.4586 | 4716 | 71.96 | 59 | 1005 | 71.96 | 0 | 1764.1976 | Cooling | 294.0329 | #N/A | #N/A | #N/A | #N/A | 0 | 0 | 0 | 0 | 0 | 1764.1976 | #N/A | #N/A | 88 | 86.96 | 3.8518 | #N/A | 5.4542 | 0.9801% | 1 | 50% | 0% | 0% | 0% | 8.2745 | 0 | 0 | 0 | 8.2745 | #N/A
2007-07-16 13:00 | 7 | 16 | 13 | 197.5003 | 4717 | 73.04 | 60.08 | 1005 | 73.04 | 0 | 1798.901 | Cooling | 299.8168 | #N/A | #N/A | #N/A | #N/A | 0 | 0 | 0 | 0 | 0 | 1798.901 | #N/A | #N/A | 88 | 88.04 | 3.778 | #N/A | 5.5615 | 0.9994% | 1 | 50% | 0% | 0% | 0% | 8.2745 | 0 | 0 | 0 | 8.2745 | #N/A
2007-07-16 14:00 | 7 | 16 | 14 | 197.5419 | 4718 | 73.04 | 60.08 | 1005 | 73.04 | 0 | 1874.8402 | Cooling | 312.4734 | #N/A | #N/A | #N/A | #N/A | 0 | 0 | 0 | 0 | 0 | 1874.8402 | #N/A | #N/A | 88 | 88.04 | 3.778 | #N/A | 5.7963 | 1.042% | 1 | 50% | 0% | 0% | 0% | 8.2745 | 0 | 0 | 0 | 8.2745 | #N/A
2007-07-16 15:00 | 7 | 16 | 15 | 197.5836 | 4719 | 75.92 | 59 | 1005 | 75.92 | 0 | 1884.7068 | Cooling | 314.1178 | #N/A | #N/A | #N/A | #N/A | 0 | 0 | 0 | 0 | 0 | 1884.7068 | #N/A | #N/A | 88 | 90.92 | 3.5812 | #N/A | 5.8268 | 1.047% | 1 | 50% | 0% | 0% | 0% | 8.2745 | 0 | 0 | 0 | 8.2745 | #N/A
2007-07-16 16:00 | 7 | 16 | 16 | 197.6253 | 4720 | 75.92 | 57.92 | 1005 | 75.92 | 0 | 1928.3359 | Cooling | 321.3893 | #N/A | #N/A | #N/A | #N/A | 0 | 0 | 0 | 0 | 0 | 1928.3359 | #N/A | #N/A | 88 | 90.92 | 3.5812 | #N/A | 5.9617 | 1.071% | 1 | 50% | 0% | 0% | 0% | 8.2745 | 0 | 0 | 0 | 8.2745 | #N/A
2007-07-16 17:00 | 7 | 16 | 17 | 197.6669 | 4721 | 75.92 | 59 | 1005 | 75.92 | 0 | 1912.9409 | Cooling | 318.8235 | #N/A | #N/A | #N/A | #N/A | 0 | 0 | 0 | 0 | 0 | 1912.9409 | #N/A | #N/A | 88 | 90.92 | 3.5812 | #N/A | 5.9141 | 1.063% | 1 | 50% | 0% | 0% | 0% | 8.2745 | 0 | 0 | 0 | 8.2745 | #N/A
2007-07-16 18:00 | 7 | 16 | 18 | 197.7086 | 4722 | 75.92 | 62.06 | 1006 | 75.92 | 0 | 1851.667 | Cooling | 308.6112 | #N/A | #N/A | #N/A | #N/A | 0 | 0 | 0 | 0 | 0 | 1851.667 | #N/A | #N/A | 88 | 90.92 | 3.5812 | #N/A | 5.7247 | 1.029% | 1 | 50% | 0% | 0% | 0% | 8.2745 | 0 | 0 | 0 | 8.2745 | #N/A
2007-07-16 19:00 | 7 | 16 | 19 | 197.7503 | 4723 | 71.96 | 62.96 | 1006 | 71.96 | 0 | 1899.8374 | Cooling | 316.6396 | #N/A | #N/A | #N/A | #N/A | 0 | 0 | 0 | 0 | 0 | 1899.8374 | #N/A | #N/A | 88 | 86.96 | 3.8518 | #N/A | 5.8736 | 1.055% | 1 | 50% | 0% | 0% | 0% | 8.2745 | 0 | 0 | 0 | 8.2745 | #N/A
2007-07-16 20:00 | 7 | 16 | 20 | 197.7919 | 4724 | 71.96 | 57.02 | 1006 | 71.96 | 0 | 2003.7249 | Cooling | 333.9541 | #N/A | #N/A | #N/A | #N/A | 0 | 0 | 0 | 0 | 0 | 2003.7249 | #N/A | #N/A | 88 | 86.96 | 3.8518 | #N/A | 6.1948 | 1.113% | 1 | 50% | 0% | 0% | 0% | 8.2745 | 0 | 0 | 0 | 8.2745 | #N/A
2007-07-16 21:00 | 7 | 16 | 21 | 197.8336 | 4725 | 64.94 | 57.92 | 1007 | 64.94 | 0 | 1657.2979 | Cooling | 276.2163 | #N/A | #N/A | #N/A | #N/A | 0 | 0 | 0 | 0 | 0 | 1657.2979 | #N/A | #N/A | 88 | 79.94 | 4.3315 | #N/A | 5.1237 | 0.9207% | 1 | 50% | 0% | 0% | 0% | 8.2745 | 0 | 0 | 0 | 8.2745 | #N/A
2007-07-16 22:00 | 7 | 16 | 22 | 197.8753 | 4726 | 62.06 | 59 | 1007 | 62.06 | 0 | 390.2448 | Cooling | 65.0408 | #N/A | #N/A | #N/A | #N/A | 0 | 0 | 0 | 0 | 0 | 390.2448 | #N/A | #N/A | 88 | 77.06 | 4.5283 | #N/A | 1.2065 | 0.2168% | 1 | 50% | 0% | 0% | 0% | 8.2745 | 0 | 0 | 0 | 8.2745 | #N/A
2007-07-16 23:00 | 7 | 16 | 23 | 197.9169 | 4727 | 62.06 | 60.08 | 1007 | 62.06 | 0 | 409.2584 | Cooling | 68.2097 | #N/A | #N/A | #N/A | #N/A | 0 | 0 | 0 | 0 | 0 | 409.2584 | #N/A | #N/A | 88 | 77.06 | 4.5283 | #N/A | 1.2653 | 0.2274% | 1 | 50% | 0% | 0% | 0% | 8.2745 | 0 | 0 | 0 | 8.2745 | #N/A
2007-07-17 | 7 | 17 | 0 | 197.9586 | 4728 | 60.08 | 60.98 | 1008 | 60.08 | 0 | 364.6754 | Cooling | 60.7792 | #N/A | #N/A | #N/A | #N/A | 0 | 0 | 0 | 0 | 0 | 364.6754 | #N/A | #N/A | 88 | 75.08 | 4.6636 | #N/A | 1.1274 | 0.2026% | 1 | 50% | 0% | 0% | 0% | 8.2745 | 0 | 0 | 0 | 8.2745 | #N/A
2007-07-17 01:00 | 7 | 17 | 1 | 198.0003 | 4729 | 57.92 | 60.98 | 1007 | 57.92 | 0 | 349.7564 | Cooling | 58.2927 | #N/A | #N/A | #N/A | #N/A | 0 | 0 | 0 | 0 | 0 | 349.7564 | #N/A | #N/A | 88 | 72.92 | 4.8112 | #N/A | 1.0813 | 0.1943% | 1 | 50% | 0% | 0% | 0% | 8.2745 | 0 | 0 | 0 | 8.2745 | #N/A
2007-07-17 02:00 | 7 | 17 | 2 | 198.0419 | 4730 | 57.92 | 60.98 | 1007 | 57.92 | 0 | 338.2395 | Cooling | 56.3732 | #N/A | #N/A | #N/A | #N/A | 0 | 0 | 0 | 0 | 0 | 338.2395 | #N/A | #N/A | 88 | 72.92 | 4.8112 | #N/A | 1.0457 | 0.1879% | 1 | 50% | 0% | 0% | 0% | 8.2745 | 0 | 0 | 0 | 8.2745 | #N/A
2007-07-17 03:00 | 7 | 17 | 3 | 198.0836 | 4731 | 53.96 | 60.08 | 1007 | 53.96 | 0 | 302.838 | Cooling | 50.473 | #N/A | #N/A | #N/A | #N/A | 0 | 0 | 0 | 0 | 0 | 302.838 | #N/A | #N/A | 88 | 68.96 | 5.0818 | #N/A | 0.93626 | 0.1682% | 1 | 50% | 0% | 0% | 0% | 8.2745 | 0 | 0 | 0 | 8.2745 | #N/A
2007-07-17 04:00 | 7 | 17 | 4 | 198.1253 | 4732 | 55.04 | 60.08 | 1008 | 55.04 | 0 | 280.0754 | Cooling | 46.6792 | #N/A | #N/A | #N/A | #N/A | 0 | 0 | 0 | 0 | 0 | 280.0754 | #N/A | #N/A | 88 | 70.04 | 5.008 | #N/A | 0.86589 | 0.1556% | 1 | 50% | 0% | 0% | 0% | 8.2745 | 0 | 0 | 0 | 8.2745 | #N/A
2007-07-17 05:00 | 7 | 17 | 5 | 198.1669 | 4733 | 55.04 | 60.08 | 1008 | 55.04 | 0 | 324.5321 | Cooling | 54.0887 | #N/A | #N/A | #N/A | #N/A | 0 | 0 | 0 | 0 | 0 | 324.5321 | #N/A | #N/A | 88 | 70.04 | 5.008 | #N/A | 1.0033 | 0.1803% | 1 | 50% | 0% | 0% | 0% | 8.2745 | 0 | 0 | 0 | 8.2745 | #N/A
2007-07-17 06:00 | 7 | 17 | 6 | 198.2086 | 4734 | 55.94 | 60.98 | 1008 | 55.94 | 0 | 1577.5063 | Cooling | 262.9177 | #N/A | #N/A | #N/A | #N/A | 0 | 0 | 0 | 0 | 0 | 1577.5063 | #N/A | #N/A | 88 | 70.94 | 4.9465 | #N/A | 4.8771 | 0.8764% | 1 | 50% | 0% | 0% | 0% | 8.2745 | 0 | 0 | 0 | 8.2745 | #N/A
2007-07-17 07:00 | 7 | 17 | 7 | 198.2503 | 4735 | 60.98 | 62.96 | 1008 | 60.98 | 0 | 1762.0366 | Cooling | 293.6728 | #N/A | #N/A | #N/A | #N/A | 0 | 0 | 0 | 0 | 0 | 1762.0366 | #N/A | #N/A | 88 | 75.98 | 4.6021 | #N/A | 5.4476 | 0.9789% | 1 | 50% | 0% | 0% | 0% | 8.2745 | 0 | 0 | 0 | 8.2745 | #N/A
2007-07-17 08:00 | 7 | 17 | 8 | 198.2919 | 4736 | 60.98 | 62.96 | 1008 | 60.98 | 0 | 2384.2488 | Cooling | 397.3748 | #N/A | #N/A | #N/A | #N/A | 0 | 0 | 0 | 0 | 0 | 2384.2488 | #N/A | #N/A | 88 | 75.98 | 4.6021 | #N/A | 7.3712 | 1.325% | 1 | 50% | 0% | 0% | 0% | 8.2745 | 0 | 0 | 0 | 8.2745 | #N/A
2007-07-17 09:00 | 7 | 17 | 9 | 198.3336 | 4737 | 69.08 | 62.96 | 1008 | 69.08 | 0 | 2483.118 | Cooling | 413.853 | #N/A | #N/A | #N/A | #N/A | 0 | 0 | 0 | 0 | 0 | 2483.118 | #N/A | #N/A | 88 | 84.08 | 4.0486 | #N/A | 7.6769 | 1.38% | 1 | 50% | 0% | 0% | 0% | 8.2745 | 0 | 0 | 0 | 8.2745 | #N/A
2007-07-17 10:00 | 7 | 17 | 10 | 198.3753 | 4738 | 71.06 | 64.94 | 1008 | 71.06 | 0 | 2547.9877 | Cooling | 424.6646 | #N/A | #N/A | #N/A | #N/A | 0 | 0 | 0 | 0 | 0 | 2547.9877 | #N/A | #N/A | 88 | 86.06 | 3.9133 | #N/A | 7.8774 | 1.416% | 1 | 50% | 0% | 0% | 0% | 8.2745 | 0 | 0 | 0 | 8.2745 | #N/A
2007-07-17 11:00 | 7 | 17 | 11 | 198.4169 | 4739 | 71.06 | 64.04 | 1008 | 71.06 | 0 | 2062.14 | Cooling | 343.69 | #N/A | #N/A | #N/A | #N/A | 0 | 0 | 0 | 0 | 0 | 2062.14 | #N/A | #N/A | 88 | 86.06 | 3.9133 | #N/A | 6.3754 | 1.146% | 1 | 50% | 0% | 0% | 0% | 8.2745 | 0 | 0 | 0 | 8.2745 | #N/A
2007-07-17 12:00 | 7 | 17 | 12 | 198.4586 | 4740 | 78.08 | 62.96 | 1007 | 78.08 | 0 | 1908.4783 | Cooling | 318.0797 | #N/A | #N/A | #N/A | #N/A | 0 | 0 | 0 | 0 | 0 | 1908.4783 | #N/A | #N/A | 88 | 93.08 | 3.4336 | #N/A | 5.9003 | 1.06% | 1 | 50% | 0% | 0% | 0% | 8.2745 | 0 | 0 | 0 | 8.2745 | #N/A
2007-07-17 13:00 | 7 | 17 | 13 | 198.5003 | 4741 | 80.06 | 64.04 | 1007 | 80.06 | 0 | 1951.3792 | Cooling | 325.2299 | #N/A | #N/A | #N/A | #N/A | 0 | 0 | 0 | 0 | 0 | 1951.3792 | #N/A | #N/A | 88 | 95.06 | 3.2983 | #N/A | 6.0329 | 1.084% | 1 | 50% | 0% | 0% | 0% | 8.2745 | 0 | 0 | 0 | 8.2745 | #N/A
2007-07-17 14:00 | 7 | 17 | 14 | 198.5419 | 4742 | 80.06 | 62.96 | 1006 | 80.06 | 0 | 2000.8874 | Cooling | 333.4812 | #N/A | #N/A | #N/A | #N/A | 0 | 0 | 0 | 0 | 0 | 2000.8874 | #N/A | #N/A | 88 | 95.06 | 3.2983 | #N/A | 6.186 | 1.112% | 1 | 50% | 0% | 0% | 0% | 8.2745 | 0 | 0 | 0 | 8.2745 | #N/A
2007-07-17 15:00 | 7 | 17 | 15 | 198.5836 | 4743 | 78.98 | 64.04 | 1006 | 78.98 | 0 | 2045.7396 | Cooling | 340.9566 | #N/A | #N/A | #N/A | #N/A | 0 | 0 | 0 | 0 | 0 | 2045.7396 | #N/A | #N/A | 88 | 93.98 | 3.3721 | #N/A | 6.3247 | 1.137% | 1 | 50% | 0% | 0% | 0% | 8.2745 | 0 | 0 | 0 | 8.2745 | #N/A
2007-07-17 16:00 | 7 | 17 | 16 | 198.6253 | 4744 | 78.98 | 66.02 | 1006 | 78.98 | 0 | 2143.9831 | Cooling | 357.3305 | #N/A | #N/A | #N/A | #N/A | 0 | 0 | 0 | 0 | 0 | 2143.9831 | #N/A | #N/A | 88 | 93.98 | 3.3721 | #N/A | 6.6284 | 1.191% | 1 | 50% | 0% | 0% | 0% | 8.2745 | 0 | 0 | 0 | 8.2745 | #N/A
2007-07-17 17:00 | 7 | 17 | 17 | 198.6669 | 4745 | 78.98 | 66.92 | 1006 | 78.98 | 0 | 2159.6176 | Cooling | 359.9363 | #N/A | #N/A | #N/A | #N/A | 0 | 0 | 0 | 0 | 0 | 2159.6176 | #N/A | #N/A | 88 | 93.98 | 3.3721 | #N/A | 6.6767 | 1.2% | 1 | 50% | 0% | 0% | 0% | 8.2745 | 0 | 0 | 0 | 8.2745 | #N/A
2007-07-17 18:00 | 7 | 17 | 18 | 198.7086 | 4746 | 75.92 | 64.04 | 1006 | 75.92 | 0 | 2027.5888 | Cooling | 337.9315 | #N/A | #N/A | #N/A | #N/A | 0 | 0 | 0 | 0 | 0 | 2027.5888 | #N/A | #N/A | 88 | 90.92 | 3.5812 | #N/A | 6.2685 | 1.126% | 1 | 50% | 0% | 0% | 0% | 8.2745 | 0 | 0 | 0 | 8.2745 | #N/A
2007-07-17 19:00 | 7 | 17 | 19 | 198.7503 | 4747 | 75.92 | 68 | 1006 | 75.92 | 0 | 1962.8292 | Cooling | 327.1382 | #N/A | #N/A | #N/A | #N/A | 0 | 0 | 0 | 0 | 0 | 1962.8292 | #N/A | #N/A | 88 | 90.92 | 3.5812 | #N/A | 6.0683 | 1.09% | 1 | 50% | 0% | 0% | 0% | 8.2745 | 0 | 0 | 0 | 8.2745 | #N/A
2007-07-17 20:00 | 7 | 17 | 20 | 198.7919 | 4748 | 75.92 | 69.08 | 1007 | 75.92 | 0 | 2009.0853 | Cooling | 334.8475 | #N/A | #N/A | #N/A | #N/A | 0 | 0 | 0 | 0 | 0 | 2009.0853 | #N/A | #N/A | 88 | 90.92 | 3.5812 | #N/A | 6.2113 | 1.116% | 1 | 50% | 0% | 0% | 0% | 8.2745 | 0 | 0 | 0 | 8.2745 | #N/A
2007-07-17 21:00 | 7 | 17 | 21 | 198.8336 | 4749 | 75.02 | 68 | 1007 | 75.02 | 0 | 2454.2967 | Cooling | 409.0494 | #N/A | #N/A | #N/A | #N/A | 0 | 0 | 0 | 0 | 0 | 2454.2967 | #N/A | #N/A | 88 | 90.02 | 3.6427 | #N/A | 7.5878 | 1.363% | 1 | 50% | 0% | 0% | 0% | 8.2745 | 0 | 0 | 0 | 8.2745 | #N/A
2007-07-17 22:00 | 7 | 17 | 22 | 198.8753 | 4750 | 73.04 | 66.92 | 1007 | 73.04 | 0 | 884.0124 | Cooling | 147.3354 | #N/A | #N/A | #N/A | #N/A | 0 | 0 | 0 | 0 | 0 | 884.0124 | #N/A | #N/A | 88 | 88.04 | 3.778 | #N/A | 2.733 | 0.4911% | 1 | 50% | 0% | 0% | 0% | 8.2745 | 0 | 0 | 0 | 8.2745 | #N/A
2007-07-17 23:00 | 7 | 17 | 23 | 198.9169 | 4751 | 73.04 | 66.02 | 1007 | 73.04 | 0 | 894.5499 | Cooling | 149.0917 | #N/A | #N/A | #N/A | #N/A | 0 | 0 | 0 | 0 | 0 | 894.5499 | #N/A | #N/A | 88 | 88.04 | 3.778 | #N/A | 2.7656 | 0.497% | 1 | 50% | 0% | 0% | 0% | 8.2745 | 0 | 0 | 0 | 8.2745 | #N/A
2007-07-18 | 7 | 18 | 0 | 198.9586 | 4752 | 71.06 | 64.94 | 1007 | 71.06 | 0 | 703.0063 | Cooling | 117.1677 | #N/A | #N/A | #N/A | #N/A | 0 | 0 | 0 | 0 | 0 | 703.0063 | #N/A | #N/A | 88 | 86.06 | 3.9133 | #N/A | 2.1734 | 0.3906% | 1 | 50% | 0% | 0% | 0% | 8.2745 | 0 | 0 | 0 | 8.2745 | #N/A
2007-07-18 01:00 | 7 | 18 | 1 | 199.0003 | 4753 | 71.06 | 64.04 | 1007 | 71.06 | 0 | 568.8525 | Cooling | 94.8087 | #N/A | #N/A | #N/A | #N/A | 0 | 0 | 0 | 0 | 0 | 568.8525 | #N/A | #N/A | 88 | 86.06 | 3.9133 | #N/A | 1.7587 | 0.316% | 1 | 50% | 0% | 0% | 0% | 8.2745 | 0 | 0 | 0 | 8.2745 | #N/A
2007-07-18 02:00 | 7 | 18 | 2 | 199.0419 | 4754 | 71.06 | 64.04 | 1007 | 71.06 | 0 | 484.9084 | Cooling | 80.8181 | #N/A | #N/A | #N/A | #N/A | 0 | 0 | 0 | 0 | 0 | 484.9084 | #N/A | #N/A | 88 | 86.06 | 3.9133 | #N/A | 1.4992 | 0.2694% | 1 | 50% | 0% | 0% | 0% | 8.2745 | 0 | 0 | 0 | 8.2745 | #N/A
2007-07-18 03:00 | 7 | 18 | 3 | 199.0836 | 4755 | 69.98 | 64.04 | 1007 | 69.98 | 0 | 456.6076 | Cooling | 76.1013 | #N/A | #N/A | #N/A | #N/A | 0 | 0 | 0 | 0 | 0 | 456.6076 | #N/A | #N/A | 88 | 84.98 | 3.9871 | #N/A | 1.4117 | 0.2537% | 1 | 50% | 0% | 0% | 0% | 8.2745 | 0 | 0 | 0 | 8.2745 | #N/A
2007-07-18 04:00 | 7 | 18 | 4 | 199.1253 | 4756 | 69.98 | 64.04 | 1007 | 69.98 | 0 | 442.3355 | Cooling | 73.7226 | #N/A | #N/A | #N/A | #N/A | 0 | 0 | 0 | 0 | 0 | 442.3355 | #N/A | #N/A | 88 | 84.98 | 3.9871 | #N/A | 1.3675 | 0.2457% | 1 | 50% | 0% | 0% | 0% | 8.2745 | 0 | 0 | 0 | 8.2745 | #N/A
2007-07-18 05:00 | 7 | 18 | 5 | 199.1669 | 4757 | 69.98 | 64.04 | 1007 | 69.98 | 0 | 495.5798 | Cooling | 82.5966 | #N/A | #N/A | #N/A | #N/A | 0 | 0 | 0 | 0 | 0 | 495.5798 | #N/A | #N/A | 88 | 84.98 | 3.9871 | #N/A | 1.5321 | 0.2753% | 1 | 50% | 0% | 0% | 0% | 8.2745 | 0 | 0 | 0 | 8.2745 | #N/A
2007-07-18 06:00 | 7 | 18 | 6 | 199.2086 | 4758 | 71.06 | 64.94 | 1007 | 71.06 | 0 | 2120.483 | Cooling | 353.4138 | #N/A | #N/A | #N/A | #N/A | 0 | 0 | 0 | 0 | 0 | 2120.483 | #N/A | #N/A | 88 | 86.06 | 3.9133 | #N/A | 6.5557 | 1.178% | 1 | 50% | 0% | 0% | 0% | 8.2745 | 0 | 0 | 0 | 8.2745 | #N/A
2007-07-18 07:00 | 7 | 18 | 7 | 199.2503 | 4759 | 71.96 | 64.94 | 1007 | 71.96 | 0 | 2162.7906 | Cooling | 360.4651 | #N/A | #N/A | #N/A | #N/A | 0 | 0 | 0 | 0 | 0 | 2162.7906 | #N/A | #N/A | 88 | 86.96 | 3.8518 | #N/A | 6.6865 | 1.202% | 1 | 50% | 0% | 0% | 0% | 8.2745 | 0 | 0 | 0 | 8.2745 | #N/A
2007-07-18 08:00 | 7 | 18 | 8 | 199.2919 | 4760 | 71.96 | 64.94 | 1007 | 71.96 | 0 | 1999.9449 | Cooling | 333.3242 | #N/A | #N/A | #N/A | #N/A | 0 | 0 | 0 | 0 | 0 | 1999.9449 | #N/A | #N/A | 88 | 86.96 | 3.8518 | #N/A | 6.1831 | 1.111% | 1 | 50% | 0% | 0% | 0% | 8.2745 | 0 | 0 | 0 | 8.2745 | #N/A
2007-07-18 09:00 | 7 | 18 | 9 | 199.3336 | 4761 | 73.94 | 64.94 | 1007 | 73.94 | 0 | 2019.5173 | Cooling | 336.5862 | #N/A | #N/A | #N/A | #N/A | 0 | 0 | 0 | 0 | 0 | 2019.5173 | #N/A | #N/A | 88 | 88.94 | 3.7165 | #N/A | 6.2436 | 1.122% | 1 | 50% | 0% | 0% | 0% | 8.2745 | 0 | 0 | 0 | 8.2745 | #N/A
2007-07-18 10:00 | 7 | 18 | 10 | 199.3753 | 4762 | 75.92 | 64.94 | 1007 | 75.92 | 0 | 2034.3352 | Cooling | 339.0559 | #N/A | #N/A | #N/A | #N/A | 0 | 0 | 0 | 0 | 0 | 2034.3352 | #N/A | #N/A | 88 | 90.92 | 3.5812 | #N/A | 6.2894 | 1.13% | 1 | 50% | 0% | 0% | 0% | 8.2745 | 0 | 0 | 0 | 8.2745 | #N/A
2007-07-18 11:00 | 7 | 18 | 11 | 199.4169 | 4763 | 75.92 | 64.04 | 1006 | 75.92 | 0 | 2035.7776 | Cooling | 339.2963 | #N/A | #N/A | #N/A | #N/A | 0 | 0 | 0 | 0 | 0 | 2035.7776 | #N/A | #N/A | 88 | 90.92 | 3.5812 | #N/A | 6.2939 | 1.131% | 1 | 50% | 0% | 0% | 0% | 8.2745 | 0 | 0 | 0 | 8.2745 | #N/A
2007-07-18 12:00 | 7 | 18 | 12 | 199.4586 | 4764 | 82.04 | 64.04 | 1006 | 82.04 | 0 | 1973.9845 | Cooling | 328.9974 | #N/A | #N/A | #N/A | #N/A | 0 | 0 | 0 | 0 | 0 | 1973.9845 | #N/A | #N/A | 88 | 97.04 | 3.163 | #N/A | 6.1028 | 1.097% | 1 | 50% | 0% | 0% | 0% | 8.2745 | 0 | 0 | 0 | 8.2745 | #N/A
2007-07-18 13:00 | 7 | 18 | 13 | 199.5003 | 4765 | 82.94 | 64.04 | 1005 | 82.94 | 0 | 2014.5142 | Cooling | 335.7524 | #N/A | #N/A | #N/A | #N/A | 0 | 0 | 0 | 0 | 0 | 2014.5142 | #N/A | #N/A | 88 | 97.94 | 3.1015 | #N/A | 6.2281 | 1.119% | 1 | 50% | 0% | 0% | 0% | 8.2745 | 0 | 0 | 0 | 8.2745 | #N/A
2007-07-18 14:00 | 7 | 18 | 14 | 199.5419 | 4766 | 82.94 | 64.04 | 1005 | 82.94 | 0 | 2085.877 | Cooling | 347.6462 | #N/A | #N/A | #N/A | #N/A | 0 | 0 | 0 | 0 | 0 | 2085.877 | #N/A | #N/A | 88 | 97.94 | 3.1015 | #N/A | 6.4488 | 1.159% | 1 | 50% | 0% | 0% | 0% | 8.2745 | 0 | 0 | 0 | 8.2745 | #N/A
2007-07-18 15:00 | 7 | 18 | 15 | 199.5836 | 4767 | 86 | 64.04 | 1004 | 86 | 0 | 2127.4949 | Cooling | 354.5825 | #N/A | #N/A | #N/A | #N/A | 0 | 0 | 0 | 0 | 0 | 2127.4949 | #N/A | #N/A | 88 | 101 | 2.8924 | #N/A | 6.5774 | 1.182% | 1 | 50% | 0% | 0% | 0% | 8.2745 | 0 | 0 | 0 | 8.2745 | #N/A
2007-07-18 16:00 | 7 | 18 | 16 | 199.6253 | 4768 | 86 | 64.04 | 1004 | 86 | 0 | 2201.3882 | Cooling | 366.898 | #N/A | #N/A | #N/A | #N/A | 0 | 0 | 0 | 0 | 0 | 2201.3882 | #N/A | #N/A | 88 | 101 | 2.8924 | #N/A | 6.8059 | 1.223% | 1 | 50% | 0% | 0% | 0% | 8.2745 | 0 | 0 | 0 | 8.2745 | #N/A
2007-07-18 17:00 | 7 | 18 | 17 | 199.6669 | 4769 | 86 | 62.96 | 1003 | 86 | 0 | 2154.273 | Cooling | 359.0455 | #N/A | #N/A | #N/A | #N/A | 0 | 0 | 0 | 0 | 0 | 2154.273 | #N/A | #N/A | 88 | 101 | 2.8924 | #N/A | 6.6602 | 1.197% | 1 | 50% | 0% | 0% | 0% | 8.2745 | 0 | 0 | 0 | 8.2745 | #N/A
2007-07-18 18:00 | 7 | 18 | 18 | 199.7086 | 4770 | 82.94 | 62.06 | 1003 | 82.94 | 0 | 2016.7924 | Cooling | 336.1321 | #N/A | #N/A | #N/A | #N/A | 0 | 0 | 0 | 0 | 0 | 2016.7924 | #N/A | #N/A | 88 | 97.94 | 3.1015 | #N/A | 6.2352 | 1.12% | 1 | 50% | 0% | 0% | 0% | 8.2745 | 0 | 0 | 0 | 8.2745 | #N/A
2007-07-18 19:00 | 7 | 18 | 19 | 199.7503 | 4771 | 80.06 | 64.04 | 1003 | 80.06 | 0 | 1930.8973 | Cooling | 321.8162 | #N/A | #N/A | #N/A | #N/A | 0 | 0 | 0 | 0 | 0 | 1930.8973 | #N/A | #N/A | 88 | 95.06 | 3.2983 | #N/A | 5.9696 | 1.073% | 1 | 50% | 0% | 0% | 0% | 8.2745 | 0 | 0 | 0 | 8.2745 | #N/A
2007-07-18 20:00 | 7 | 18 | 20 | 199.7919 | 4772 | 80.06 | 62.96 | 1004 | 80.06 | 0 | 1813.4571 | Cooling | 302.2429 | #N/A | #N/A | #N/A | #N/A | 0 | 0 | 0 | 0 | 0 | 1813.4571 | #N/A | #N/A | 88 | 95.06 | 3.2983 | #N/A | 5.6065 | 1.007% | 1 | 50% | 0% | 0% | 0% | 8.2745 | 0 | 0 | 0 | 8.2745 | #N/A
2007-07-18 21:00 | 7 | 18 | 21 | 199.8336 | 4773 | 75.92 | 62.96 | 1004 | 75.92 | 0 | 1757.8714 | Cooling | 292.9786 | #N/A | #N/A | #N/A | #N/A | 0 | 0 | 0 | 0 | 0 | 1757.8714 | #N/A | #N/A | 88 | 90.92 | 3.5812 | #N/A | 5.4347 | 0.9766% | 1 | 50% | 0% | 0% | 0% | 8.2745 | 0 | 0 | 0 | 8.2745 | #N/A
2007-07-18 22:00 | 7 | 18 | 22 | 199.8753 | 4774 | 77 | 62.06 | 1003 | 77 | 0 | 942.7361 | Cooling | 157.1227 | #N/A | #N/A | #N/A | #N/A | 0 | 0 | 0 | 0 | 0 | 942.7361 | #N/A | #N/A | 88 | 92 | 3.5074 | #N/A | 2.9146 | 0.5237% | 1 | 50% | 0% | 0% | 0% | 8.2745 | 0 | 0 | 0 | 8.2745 | #N/A
2007-07-18 23:00 | 7 | 18 | 23 | 199.9169 | 4775 | 77 | 62.96 | 1004 | 77 | 0 | 969.5258 | Cooling | 161.5876 | #N/A | #N/A | #N/A | #N/A | 0 | 0 | 0 | 0 | 0 | 969.5258 | #N/A | #N/A | 88 | 92 | 3.5074 | #N/A | 2.9974 | 0.5386% | 1 | 50% | 0% | 0% | 0% | 8.2745 | 0 | 0 | 0 | 8.2745 | #N/A
2007-07-19 | 7 | 19 | 0 | 199.9586 | 4776 | 73.04 | 60.98 | 1004 | 73.04 | 0 | 920.9393 | Cooling | 153.4899 | #N/A | #N/A | #N/A | #N/A | 0 | 0 | 0 | 0 | 0 | 920.9393 | #N/A | #N/A | 88 | 88.04 | 3.778 | #N/A | 2.8472 | 0.5116% | 1 | 50% | 0% | 0% | 0% | 8.2745 | 0 | 0 | 0 | 8.2745 | #N/A
2007-07-19 01:00 | 7 | 19 | 1 | 200.0003 | 4777 | 71.96 | 60.98 | 1003 | 71.96 | 0 | 856.639 | Cooling | 142.7732 | #N/A | #N/A | #N/A | #N/A | 0 | 0 | 0 | 0 | 0 | 856.639 | #N/A | #N/A | 88 | 86.96 | 3.8518 | #N/A | 2.6484 | 0.4759% | 1 | 50% | 0% | 0% | 0% | 8.2745 | 0 | 0 | 0 | 8.2745 | #N/A
2007-07-19 02:00 | 7 | 19 | 2 | 200.0419 | 4778 | 71.96 | 62.06 | 1003 | 71.96 | 0 | 794.0988 | Cooling | 132.3498 | #N/A | #N/A | #N/A | #N/A | 0 | 0 | 0 | 0 | 0 | 794.0988 | #N/A | #N/A | 88 | 86.96 | 3.8518 | #N/A | 2.4551 | 0.4412% | 1 | 50% | 0% | 0% | 0% | 8.2745 | 0 | 0 | 0 | 8.2745 | #N/A
2007-07-19 03:00 | 7 | 19 | 3 | 200.0836 | 4779 | 71.96 | 62.06 | 1003 | 71.96 | 0 | 756.2538 | Cooling | 126.0423 | #N/A | #N/A | #N/A | #N/A | 0 | 0 | 0 | 0 | 0 | 756.2538 | #N/A | #N/A | 88 | 86.96 | 3.8518 | #N/A | 2.3381 | 0.4201% | 1 | 50% | 0% | 0% | 0% | 8.2745 | 0 | 0 | 0 | 8.2745 | #N/A
2007-07-19 04:00 | 7 | 19 | 4 | 200.1253 | 4780 | 71.96 | 62.06 | 1003 | 71.96 | 0 | 695.9903 | Cooling | 115.9984 | #N/A | #N/A | #N/A | #N/A | 0 | 0 | 0 | 0 | 0 | 695.9903 | #N/A | #N/A | 88 | 86.96 | 3.8518 | #N/A | 2.1517 | 0.3867% | 1 | 50% | 0% | 0% | 0% | 8.2745 | 0 | 0 | 0 | 8.2745 | #N/A
2007-07-19 05:00 | 7 | 19 | 5 | 200.1669 | 4781 | 71.96 | 62.06 | 1004 | 71.96 | 0 | 647.8991 | Cooling | 107.9832 | #N/A | #N/A | #N/A | #N/A | 0 | 0 | 0 | 0 | 0 | 647.8991 | #N/A | #N/A | 88 | 86.96 | 3.8518 | #N/A | 2.0031 | 0.3599% | 1 | 50% | 0% | 0% | 0% | 8.2745 | 0 | 0 | 0 | 8.2745 | #N/A
2007-07-19 06:00 | 7 | 19 | 6 | 200.2086 | 4782 | 71.6 | 62.96 | 1005 | 71.6 | 0 | 2147.018 | Cooling | 357.8363 | #N/A | #N/A | #N/A | #N/A | 0 | 0 | 0 | 0 | 0 | 2147.018 | #N/A | #N/A | 88 | 86.6 | 3.8764 | #N/A | 6.6378 | 1.193% | 1 | 50% | 0% | 0% | 0% | 8.2745 | 0 | 0 | 0 | 8.2745 | #N/A
2007-07-19 07:00 | 7 | 19 | 7 | 200.2503 | 4783 | 71.96 | 62.96 | 1005 | 71.96 | 0 | 2315.2586 | Cooling | 385.8764 | #N/A | #N/A | #N/A | #N/A | 0 | 0 | 0 | 0 | 0 | 2315.2586 | #N/A | #N/A | 88 | 86.96 | 3.8518 | #N/A | 7.1579 | 1.286% | 1 | 50% | 0% | 0% | 0% | 8.2745 | 0 | 0 | 0 | 8.2745 | #N/A
2007-07-19 08:00 | 7 | 19 | 8 | 200.2919 | 4784 | 73.04 | 62.96 | 1005 | 73.04 | 0 | 2443.5698 | Cooling | 407.2616 | #N/A | #N/A | #N/A | #N/A | 0 | 0 | 0 | 0 | 0 | 2443.5698 | #N/A | #N/A | 88 | 88.04 | 3.778 | #N/A | 7.5546 | 1.358% | 1 | 50% | 0% | 0% | 0% | 8.2745 | 0 | 0 | 0 | 8.2745 | #N/A
2007-07-19 09:00 | 7 | 19 | 9 | 200.3336 | 4785 | 78.98 | 64.04 | 1005 | 78.98 | 0 | 2357.9722 | Cooling | 392.9954 | #N/A | #N/A | #N/A | #N/A | 0 | 0 | 0 | 0 | 0 | 2357.9722 | #N/A | #N/A | 88 | 93.98 | 3.3721 | #N/A | 7.29 | 1.31% | 1 | 50% | 0% | 0% | 0% | 8.2745 | 0 | 0 | 0 | 8.2745 | #N/A
2007-07-19 10:00 | 7 | 19 | 10 | 200.3753 | 4786 | 80.96 | 64.04 | 1005 | 80.96 | 0 | 2092.2997 | Cooling | 348.7166 | #N/A | #N/A | #N/A | #N/A | 0 | 0 | 0 | 0 | 0 | 2092.2997 | #N/A | #N/A | 88 | 95.96 | 3.2368 | #N/A | 6.4686 | 1.162% | 1 | 50% | 0% | 0% | 0% | 8.2745 | 0 | 0 | 0 | 8.2745 | #N/A
2007-07-19 11:00 | 7 | 19 | 11 | 200.4169 | 4787 | 80.96 | 62.96 | 1005 | 80.96 | 0 | 2036.2734 | Cooling | 339.3789 | #N/A | #N/A | #N/A | #N/A | 0 | 0 | 0 | 0 | 0 | 2036.2734 | #N/A | #N/A | 88 | 95.96 | 3.2368 | #N/A | 6.2954 | 1.131% | 1 | 50% | 0% | 0% | 0% | 8.2745 | 0 | 0 | 0 | 8.2745 | #N/A
2007-07-19 12:00 | 7 | 19 | 12 | 200.4586 | 4788 | 82.04 | 62.96 | 1005 | 82.04 | 0 | 1967.6344 | Cooling | 327.9391 | #N/A | #N/A | #N/A | #N/A | 0 | 0 | 0 | 0 | 0 | 1967.6344 | #N/A | #N/A | 88 | 97.04 | 3.163 | #N/A | 6.0832 | 1.093% | 1 | 50% | 0% | 0% | 0% | 8.2745 | 0 | 0 | 0 | 8.2745 | #N/A
2007-07-19 13:00 | 7 | 19 | 13 | 200.5003 | 4789 | 87.08 | 60.98 | 1005 | 87.08 | 0 | 1977.33 | Cooling | 329.555 | #N/A | #N/A | #N/A | #N/A | 0 | 0 | 0 | 0 | 0 | 1977.33 | #N/A | #N/A | 88 | 102.08 | 2.8186 | #N/A | 6.1132 | 1.099% | 1 | 50% | 0% | 0% | 0% | 8.2745 | 0 | 0 | 0 | 8.2745 | #N/A
2007-07-19 14:00 | 7 | 19 | 14 | 200.5419 | 4790 | 87.08 | 62.06 | 1004 | 87.08 | 0 | 2037.9173 | Cooling | 339.6529 | #N/A | #N/A | #N/A | #N/A | 0 | 0 | 0 | 0 | 0 | 2037.9173 | #N/A | #N/A | 88 | 102.08 | 2.8186 | #N/A | 6.3005 | 1.132% | 1 | 50% | 0% | 0% | 0% | 8.2745 | 0 | 0 | 0 | 8.2745 | #N/A
2007-07-19 15:00 | 7 | 19 | 15 | 200.5836 | 4791 | 89.96 | 64.04 | 1003 | 89.96 | 0 | 2101.0041 | Cooling | 350.1673 | #N/A | #N/A | #N/A | #N/A | 0 | 0 | 0 | 0 | 0 | 2101.0041 | #N/A | #N/A | 88 | 104.96 | 2.6218 | #N/A | 6.4955 | 1.167% | 1 | 50% | 0% | 0% | 0% | 8.2745 | 0 | 0 | 0 | 8.2745 | #N/A
2007-07-19 16:00 | 7 | 19 | 16 | 200.6253 | 4792 | 82.94 | 64.94 | 1003 | 82.94 | 0 | 2203.4046 | Cooling | 367.2341 | #N/A | #N/A | #N/A | #N/A | 0 | 0 | 0 | 0 | 0 | 2203.4046 | #N/A | #N/A | 88 | 97.94 | 3.1015 | #N/A | 6.8121 | 1.224% | 1 | 50% | 0% | 0% | 0% | 8.2745 | 0 | 0 | 0 | 8.2745 | #N/A
2007-07-19 17:00 | 7 | 19 | 17 | 200.6669 | 4793 | 82.94 | 64.94 | 1002 | 82.94 | 0 | 2199.6946 | Cooling | 366.6158 | #N/A | #N/A | #N/A | #N/A | 0 | 0 | 0 | 0 | 0 | 2199.6946 | #N/A | #N/A | 88 | 97.94 | 3.1015 | #N/A | 6.8006 | 1.222% | 1 | 50% | 0% | 0% | 0% | 8.2745 | 0 | 0 | 0 | 8.2745 | #N/A
2007-07-19 18:00 | 7 | 19 | 18 | 200.7086 | 4794 | 73.94 | 66.02 | 1002 | 73.94 | 0 | 2105.524 | Cooling | 350.9207 | #N/A | #N/A | #N/A | #N/A | 0 | 0 | 0 | 0 | 0 | 2105.524 | #N/A | #N/A | 88 | 88.94 | 3.7165 | #N/A | 6.5095 | 1.17% | 1 | 50% | 0% | 0% | 0% | 8.2745 | 0 | 0 | 0 | 8.2745 | #N/A
2007-07-19 19:00 | 7 | 19 | 19 | 200.7503 | 4795 | 73.94 | 68 | 1001 | 73.94 | 0 | 2043.6131 | Cooling | 340.6022 | #N/A | #N/A | #N/A | #N/A | 0 | 0 | 0 | 0 | 0 | 2043.6131 | #N/A | #N/A | 88 | 88.94 | 3.7165 | #N/A | 6.3181 | 1.135% | 1 | 50% | 0% | 0% | 0% | 8.2745 | 0 | 0 | 0 | 8.2745 | #N/A
2007-07-19 20:00 | 7 | 19 | 20 | 200.7919 | 4796 | 73.94 | 68 | 1001 | 73.94 | 0 | 2062.4968 | Cooling | 343.7495 | #N/A | #N/A | #N/A | #N/A | 0 | 0 | 0 | 0 | 0 | 2062.4968 | #N/A | #N/A | 88 | 88.94 | 3.7165 | #N/A | 6.3765 | 1.146% | 1 | 50% | 0% | 0% | 0% | 8.2745 | 0 | 0 | 0 | 8.2745 | #N/A
2007-07-19 21:00 | 7 | 19 | 21 | 200.8336 | 4797 | 73.04 | 68 | 1002 | 73.04 | 0 | 2193.6658 | Cooling | 365.611 | #N/A | #N/A | #N/A | #N/A | 0 | 0 | 0 | 0 | 0 | 2193.6658 | #N/A | #N/A | 88 | 88.04 | 3.778 | #N/A | 6.782 | 1.219% | 1 | 50% | 0% | 0% | 0% | 8.2745 | 0 | 0 | 0 | 8.2745 | #N/A
2007-07-19 22:00 | 7 | 19 | 22 | 200.8753 | 4798 | 73.94 | 66.92 | 1002 | 73.94 | 0 | 1121.8781 | Cooling | 186.9797 | #N/A | #N/A | #N/A | #N/A | 0 | 0 | 0 | 0 | 0 | 1121.8781 | #N/A | #N/A | 88 | 88.94 | 3.7165 | #N/A | 3.4684 | 0.6233% | 1 | 50% | 0% | 0% | 0% | 8.2745 | 0 | 0 | 0 | 8.2745 | #N/A
2007-07-19 23:00 | 7 | 19 | 23 | 200.9169 | 4799 | 73.94 | 66.92 | 1002 | 73.94 | 0 | 1188.8727 | Cooling | 198.1455 | #N/A | #N/A | #N/A | #N/A | 0 | 0 | 0 | 0 | 0 | 1188.8727 | #N/A | #N/A | 88 | 88.94 | 3.7165 | #N/A | 3.6755 | 0.6605% | 1 | 50% | 0% | 0% | 0% | 8.2745 | 0 | 0 | 0 | 8.2745 | #N/A
2007-07-20 | 7 | 20 | 0 | 200.9586 | 4800 | 73.94 | 66.92 | 1001 | 73.94 | 0 | 1082.8521 | Cooling | 180.4754 | #N/A | #N/A | #N/A | #N/A | 0 | 0 | 0 | 0 | 0 | 1082.8521 | #N/A | #N/A | 88 | 88.94 | 3.7165 | #N/A | 3.3478 | 0.6016% | 1 | 50% | 0% | 0% | 0% | 8.2745 | 0 | 0 | 0 | 8.2745 | #N/A
2007-07-20 01:00 | 7 | 20 | 1 | 201.0003 | 4801 | 73.04 | 66.92 | 1001 | 73.04 | 0 | 947.4996 | Cooling | 157.9166 | #N/A | #N/A | #N/A | #N/A | 0 | 0 | 0 | 0 | 0 | 947.4996 | #N/A | #N/A | 88 | 88.04 | 3.778 | #N/A | 2.9293 | 0.5264% | 1 | 50% | 0% | 0% | 0% | 8.2745 | 0 | 0 | 0 | 8.2745 | #N/A
2007-07-20 02:00 | 7 | 20 | 2 | 201.0419 | 4802 | 73.04 | 66.92 | 1001 | 73.04 | 0 | 893.8765 | Cooling | 148.9794 | #N/A | #N/A | #N/A | #N/A | 0 | 0 | 0 | 0 | 0 | 893.8765 | #N/A | #N/A | 88 | 88.04 | 3.778 | #N/A | 2.7635 | 0.4966% | 1 | 50% | 0% | 0% | 0% | 8.2745 | 0 | 0 | 0 | 8.2745 | #N/A
2007-07-20 03:00 | 7 | 20 | 3 | 201.0836 | 4803 | 71.96 | 64.94 | 1000 | 71.96 | 0 | 824.2762 | Cooling | 137.3794 | #N/A | #N/A | #N/A | #N/A | 0 | 0 | 0 | 0 | 0 | 824.2762 | #N/A | #N/A | 88 | 86.96 | 3.8518 | #N/A | 2.5484 | 0.4579% | 1 | 50% | 0% | 0% | 0% | 8.2745 | 0 | 0 | 0 | 8.2745 | #N/A
2007-07-20 04:00 | 7 | 20 | 4 | 201.1253 | 4804 | 71.06 | 66.02 | 1000 | 71.06 | 0 | 861.9857 | Cooling | 143.6643 | #N/A | #N/A | #N/A | #N/A | 0 | 0 | 0 | 0 | 0 | 861.9857 | #N/A | #N/A | 88 | 86.06 | 3.9133 | #N/A | 2.6649 | 0.4789% | 1 | 50% | 0% | 0% | 0% | 8.2745 | 0 | 0 | 0 | 8.2745 | #N/A
2007-07-20 05:00 | 7 | 20 | 5 | 201.1669 | 4805 | 71.06 | 66.92 | 1000 | 71.06 | 0 | 1015.1611 | Cooling | 169.1935 | #N/A | #N/A | #N/A | #N/A | 0 | 0 | 0 | 0 | 0 | 1015.1611 | #N/A | #N/A | 88 | 86.06 | 3.9133 | #N/A | 3.1385 | 0.564% | 1 | 50% | 0% | 0% | 0% | 8.2745 | 0 | 0 | 0 | 8.2745 | #N/A
2007-07-20 06:00 | 7 | 20 | 6 | 201.2086 | 4806 | 73.94 | 66.92 | 1000 | 73.94 | 0 | 2575.8255 | Cooling | 429.3042 | #N/A | #N/A | #N/A | #N/A | 0 | 0 | 0 | 0 | 0 | 2575.8255 | #N/A | #N/A | 88 | 88.94 | 3.7165 | #N/A | 7.9635 | 1.431% | 1 | 50% | 0% | 0% | 0% | 8.2745 | 0 | 0 | 0 | 8.2745 | #N/A
2007-07-20 07:00 | 7 | 20 | 7 | 201.2503 | 4807 | 78.08 | 68 | 1000 | 78.08 | 0 | 2590.279 | Cooling | 431.7132 | #N/A | #N/A | #N/A | #N/A | 0 | 0 | 0 | 0 | 0 | 2590.279 | #N/A | #N/A | 88 | 93.08 | 3.4336 | #N/A | 8.0082 | 1.439% | 1 | 50% | 0% | 0% | 0% | 8.2745 | 0 | 0 | 0 | 8.2745 | #N/A
2007-07-20 08:00 | 7 | 20 | 8 | 201.2919 | 4808 | 78.08 | 68 | 999 | 78.08 | 0 | 2135.1345 | Cooling | 355.8558 | #N/A | #N/A | #N/A | #N/A | 0 | 0 | 0 | 0 | 0 | 2135.1345 | #N/A | #N/A | 88 | 93.08 | 3.4336 | #N/A | 6.601 | 1.186% | 1 | 50% | 0% | 0% | 0% | 8.2745 | 0 | 0 | 0 | 8.2745 | #N/A
2007-07-20 09:00 | 7 | 20 | 9 | 201.3336 | 4809 | 82.04 | 66.92 | 999 | 82.04 | 0 | 1934.7291 | Cooling | 322.4548 | #N/A | #N/A | #N/A | #N/A | 0 | 0 | 0 | 0 | 0 | 1934.7291 | #N/A | #N/A | 88 | 97.04 | 3.163 | #N/A | 5.9815 | 1.075% | 1 | 50% | 0% | 0% | 0% | 8.2745 | 0 | 0 | 0 | 8.2745 | #N/A
2007-07-20 10:00 | 7 | 20 | 10 | 201.3753 | 4810 | 82.94 | 68 | 999 | 82.94 | 0 | 1903.8437 | Cooling | 317.3073 | #N/A | #N/A | #N/A | #N/A | 0 | 0 | 0 | 0 | 0 | 1903.8437 | #N/A | #N/A | 88 | 97.94 | 3.1015 | #N/A | 5.886 | 1.058% | 1 | 50% | 0% | 0% | 0% | 8.2745 | 0 | 0 | 0 | 8.2745 | #N/A
2007-07-20 11:00 | 7 | 20 | 11 | 201.4169 | 4811 | 82.94 | 66.92 | 998 | 82.94 | 0 | 1891.1096 | Cooling | 315.1849 | #N/A | #N/A | #N/A | #N/A | 0 | 0 | 0 | 0 | 0 | 1891.1096 | #N/A | #N/A | 88 | 97.94 | 3.1015 | #N/A | 5.8466 | 1.051% | 1 | 50% | 0% | 0% | 0% | 8.2745 | 0 | 0 | 0 | 8.2745 | #N/A
2007-07-20 12:00 | 7 | 20 | 12 | 201.4586 | 4812 | 84.02 | 68 | 999 | 84.02 | 0 | 2258.9111 | Cooling | 376.4852 | #N/A | #N/A | #N/A | #N/A | 0 | 0 | 0 | 0 | 0 | 2258.9111 | #N/A | #N/A | 88 | 99.02 | 3.0277 | #N/A | 6.9837 | 1.255% | 1 | 50% | 0% | 0% | 0% | 8.2745 | 0 | 0 | 0 | 8.2745 | #N/A
2007-07-20 13:00 | 7 | 20 | 13 | 201.5003 | 4813 | 84.92 | 69.08 | 999 | 84.92 | 0 | 2499.7118 | Cooling | 416.6186 | #N/A | #N/A | #N/A | #N/A | 0 | 0 | 0 | 0 | 0 | 2499.7118 | #N/A | #N/A | 88 | 99.92 | 2.9662 | #N/A | 7.7282 | 1.389% | 1 | 50% | 0% | 0% | 0% | 8.2745 | 0 | 0 | 0 | 8.2745 | #N/A
2007-07-20 14:00 | 7 | 20 | 14 | 201.5419 | 4814 | 84.92 | 69.08 | 998 | 84.92 | 0 | 2431.0519 | Cooling | 405.1753 | #N/A | #N/A | #N/A | #N/A | 0 | 0 | 0 | 0 | 0 | 2431.0519 | #N/A | #N/A | 88 | 99.92 | 2.9662 | #N/A | 7.5159 | 1.351% | 1 | 50% | 0% | 0% | 0% | 8.2745 | 0 | 0 | 0 | 8.2745 | #N/A
2007-07-20 15:00 | 7 | 20 | 15 | 201.5836 | 4815 | 87.08 | 69.08 | 998 | 87.08 | 0 | 2438.4835 | Cooling | 406.4139 | #N/A | #N/A | #N/A | #N/A | 0 | 0 | 0 | 0 | 0 | 2438.4835 | #N/A | #N/A | 88 | 102.08 | 2.8186 | #N/A | 7.5389 | 1.355% | 1 | 50% | 0% | 0% | 0% | 8.2745 | 0 | 0 | 0 | 8.2745 | #N/A
2007-07-20 16:00 | 7 | 20 | 16 | 201.6253 | 4816 | 86 | 69.98 | 998 | 86 | 0 | 2614.1693 | Cooling | 435.6949 | #N/A | #N/A | #N/A | #N/A | 0 | 0 | 0 | 0 | 0 | 2614.1693 | #N/A | #N/A | 88 | 101 | 2.8924 | #N/A | 8.082 | 1.452% | 1 | 50% | 0% | 0% | 0% | 8.2745 | 0 | 0 | 0 | 8.2745 | #N/A
2007-07-20 17:00 | 7 | 20 | 17 | 201.6669 | 4817 | 86 | 69.98 | 997 | 86 | 0 | 2639.0016 | Cooling | 439.8336 | #N/A | #N/A | #N/A | #N/A | 0 | 0 | 0 | 0 | 0 | 2639.0016 | #N/A | #N/A | 88 | 101 | 2.8924 | #N/A | 8.1588 | 1.466% | 1 | 50% | 0% | 0% | 0% | 8.2745 | 0 | 0 | 0 | 8.2745 | #N/A
2007-07-20 18:00 | 7 | 20 | 18 | 201.7086 | 4818 | 80.96 | 69.08 | 997 | 80.96 | 0 | 940.4127 | Cooling | 156.7354 | #N/A | #N/A | #N/A | #N/A | 0 | 0 | 0 | 0 | 0 | 940.4127 | #N/A | #N/A | 88 | 95.96 | 3.2368 | #N/A | 2.9074 | 0.5225% | 1 | 50% | 0% | 0% | 0% | 8.2745 | 0 | 0 | 0 | 8.2745 | #N/A
2007-07-20 19:00 | 7 | 20 | 19 | 201.7503 | 4819 | 80.06 | 69.08 | 997 | 80.06 | 0 | 1153.9348 | Cooling | 192.3225 | #N/A | #N/A | #N/A | #N/A | 0 | 0 | 0 | 0 | 0 | 1153.9348 | #N/A | #N/A | 88 | 95.06 | 3.2983 | #N/A | 3.5675 | 0.6411% | 1 | 50% | 0% | 0% | 0% | 8.2745 | 0 | 0 | 0 | 8.2745 | #N/A
2007-07-20 20:00 | 7 | 20 | 20 | 201.7919 | 4820 | 80.06 | 69.08 | 997 | 80.06 | 0 | 1055.7152 | Cooling | 175.9525 | #N/A | #N/A | #N/A | #N/A | 0 | 0 | 0 | 0 | 0 | 1055.7152 | #N/A | #N/A | 88 | 95.06 | 3.2983 | #N/A | 3.2639 | 0.5865% | 1 | 50% | 0% | 0% | 0% | 8.2745 | 0 | 0 | 0 | 8.2745 | #N/A
2007-07-20 21:00 | 7 | 20 | 21 | 201.8336 | 4821 | 73.94 | 69.98 | 998 | 73.94 | 0 | 922.8775 | Cooling | 153.8129 | #N/A | #N/A | #N/A | #N/A | 0 | 0 | 0 | 0 | 0 | 922.8775 | #N/A | #N/A | 88 | 88.94 | 3.7165 | #N/A | 2.8532 | 0.5127% | 1 | 50% | 0% | 0% | 0% | 8.2745 | 0 | 0 | 0 | 8.2745 | #N/A
2007-07-20 22:00 | 7 | 20 | 22 | 201.8753 | 4822 | 71.96 | 69.08 | 998 | 71.96 | 0 | 626.2343 | Cooling | 104.3724 | #N/A | #N/A | #N/A | #N/A | 0 | 0 | 0 | 0 | 0 | 626.2343 | #N/A | #N/A | 88 | 86.96 | 3.8518 | #N/A | 1.9361 | 0.3479% | 1 | 50% | 0% | 0% | 0% | 8.2745 | 0 | 0 | 0 | 8.2745 | #N/A
2007-07-20 23:00 | 7 | 20 | 23 | 201.9169 | 4823 | 71.96 | 69.08 | 998 | 71.96 | 0 | 439.2487 | Cooling | 73.2081 | #N/A | #N/A | #N/A | #N/A | 0 | 0 | 0 | 0 | 0 | 439.2487 | #N/A | #N/A | 88 | 86.96 | 3.8518 | #N/A | 1.358 | 0.244% | 1 | 50% | 0% | 0% | 0% | 8.2745 | 0 | 0 | 0 | 8.2745 | #N/A
2007-07-21 | 7 | 21 | 0 | 201.9586 | 4824 | 69.98 | 69.08 | 998 | 69.98 | 0 | 428.5021 | Cooling | 71.417 | #N/A | #N/A | #N/A | #N/A | 0 | 0 | 0 | 0 | 0 | 428.5021 | #N/A | #N/A | 88 | 84.98 | 3.9871 | #N/A | 1.3248 | 0.2381% | 1 | 50% | 0% | 0% | 0% | 8.2745 | 0 | 0 | 0 | 8.2745 | #N/A
2007-07-21 01:00 | 7 | 21 | 1 | 202.0003 | 4825 | 66.92 | 68 | 998 | 66.92 | 0 | 398.8018 | Cooling | 66.467 | #N/A | #N/A | #N/A | #N/A | 0 | 0 | 0 | 0 | 0 | 398.8018 | #N/A | #N/A | 88 | 81.92 | 4.1962 | #N/A | 1.2329 | 0.2216% | 1 | 50% | 0% | 0% | 0% | 8.2745 | 0 | 0 | 0 | 8.2745 | #N/A
2007-07-21 02:00 | 7 | 21 | 2 | 202.0419 | 4826 | 66.92 | 68 | 998 | 66.92 | 0 | 379.4478 | Cooling | 63.2413 | #N/A | #N/A | #N/A | #N/A | 0 | 0 | 0 | 0 | 0 | 379.4478 | #N/A | #N/A | 88 | 81.92 | 4.1962 | #N/A | 1.1731 | 0.2108% | 1 | 50% | 0% | 0% | 0% | 8.2745 | 0 | 0 | 0 | 8.2745 | #N/A
2007-07-21 03:00 | 7 | 21 | 3 | 202.0836 | 4827 | 68 | 66.92 | 998 | 68 | 0 | 350.7059 | Cooling | 58.451 | #N/A | #N/A | #N/A | #N/A | 0 | 0 | 0 | 0 | 0 | 350.7059 | #N/A | #N/A | 88 | 83 | 4.1224 | #N/A | 1.0843 | 0.1948% | 1 | 50% | 0% | 0% | 0% | 8.2745 | 0 | 0 | 0 | 8.2745 | #N/A
2007-07-21 04:00 | 7 | 21 | 4 | 202.1253 | 4828 | 66.02 | 66.92 | 998 | 66.02 | 0 | 331.7188 | Cooling | 55.2865 | #N/A | #N/A | #N/A | #N/A | 0 | 0 | 0 | 0 | 0 | 331.7188 | #N/A | #N/A | 88 | 81.02 | 4.2577 | #N/A | 1.0256 | 0.1843% | 1 | 50% | 0% | 0% | 0% | 8.2745 | 0 | 0 | 0 | 8.2745 | #N/A
2007-07-21 05:00 | 7 | 21 | 5 | 202.1669 | 4829 | 66.02 | 66.02 | 999 | 66.02 | 0 | 374.2302 | Cooling | 62.3717 | #N/A | #N/A | #N/A | #N/A | 0 | 0 | 0 | 0 | 0 | 374.2302 | #N/A | #N/A | 88 | 81.02 | 4.2577 | #N/A | 1.157 | 0.2079% | 1 | 50% | 0% | 0% | 0% | 8.2745 | 0 | 0 | 0 | 8.2745 | #N/A
2007-07-21 06:00 | 7 | 21 | 6 | 202.2086 | 4830 | 69.08 | 66.02 | 999 | 69.08 | 0 | 485.7115 | Cooling | 80.9519 | #N/A | #N/A | #N/A | #N/A | 0 | 0 | 0 | 0 | 0 | 485.7115 | #N/A | #N/A | 88 | 84.08 | 4.0486 | #N/A | 1.5016 | 0.2698% | 1 | 50% | 0% | 0% | 0% | 8.2745 | 0 | 0 | 0 | 8.2745 | #N/A
2007-07-21 07:00 | 7 | 21 | 7 | 202.2503 | 4831 | 71.06 | 66.02 | 1000 | 71.06 | 0 | 624.6991 | Cooling | 104.1165 | #N/A | #N/A | #N/A | #N/A | 0 | 0 | 0 | 0 | 0 | 624.6991 | #N/A | #N/A | 88 | 86.06 | 3.9133 | #N/A | 1.9313 | 0.3471% | 1 | 50% | 0% | 0% | 0% | 8.2745 | 0 | 0 | 0 | 8.2745 | #N/A
2007-07-21 08:00 | 7 | 21 | 8 | 202.2919 | 4832 | 71.06 | 66.02 | 1000 | 71.06 | 0 | 833.7602 | Cooling | 138.96 | #N/A | #N/A | #N/A | #N/A | 0 | 0 | 0 | 0 | 0 | 833.7602 | #N/A | #N/A | 88 | 86.06 | 3.9133 | #N/A | 2.5777 | 0.4632% | 1 | 50% | 0% | 0% | 0% | 8.2745 | 0 | 0 | 0 | 8.2745 | #N/A
2007-07-21 09:00 | 7 | 21 | 9 | 202.3336 | 4833 | 75.92 | 64.94 | 999 | 75.92 | 0 | 1000.6167 | Cooling | 166.7695 | #N/A | #N/A | #N/A | #N/A | 0 | 0 | 0 | 0 | 0 | 1000.6167 | #N/A | #N/A | 88 | 90.92 | 3.5812 | #N/A | 3.0935 | 0.5559% | 1 | 50% | 0% | 0% | 0% | 8.2745 | 0 | 0 | 0 | 8.2745 | #N/A
2007-07-21 10:00 | 7 | 21 | 10 | 202.3753 | 4834 | 80.06 | 64.04 | 999 | 80.06 | 0 | 977.4887 | Cooling | 162.9148 | #N/A | #N/A | #N/A | #N/A | 0 | 0 | 0 | 0 | 0 | 977.4887 | #N/A | #N/A | 88 | 95.06 | 3.2983 | #N/A | 3.022 | 0.543% | 1 | 50% | 0% | 0% | 0% | 8.2745 | 0 | 0 | 0 | 8.2745 | #N/A
2007-07-21 11:00 | 7 | 21 | 11 | 202.4169 | 4835 | 80.06 | 62.96 | 999 | 80.06 | 0 | 1065.9955 | Cooling | 177.6659 | #N/A | #N/A | #N/A | #N/A | 0 | 0 | 0 | 0 | 0 | 1065.9955 | #N/A | #N/A | 88 | 95.06 | 3.2983 | #N/A | 3.2957 | 0.5922% | 1 | 50% | 0% | 0% | 0% | 8.2745 | 0 | 0 | 0 | 8.2745 | #N/A
2007-07-21 12:00 | 7 | 21 | 12 | 202.4586 | 4836 | 82.94 | 62.06 | 999 | 82.94 | 0 | 1149.8899 | Cooling | 191.6483 | #N/A | #N/A | #N/A | #N/A | 0 | 0 | 0 | 0 | 0 | 1149.8899 | #N/A | #N/A | 88 | 97.94 | 3.1015 | #N/A | 3.555 | 0.6388% | 1 | 50% | 0% | 0% | 0% | 8.2745 | 0 | 0 | 0 | 8.2745 | #N/A
2007-07-21 13:00 | 7 | 21 | 13 | 202.5003 | 4837 | 84.92 | 62.06 | 999 | 84.92 | 0 | 585.2585 | Cooling | 97.5431 | #N/A | #N/A | #N/A | #N/A | 0 | 0 | 0 | 0 | 0 | 585.2585 | #N/A | #N/A | 88 | 99.92 | 2.9662 | #N/A | 1.8094 | 0.3251% | 1 | 50% | 0% | 0% | 0% | 8.2745 | 0 | 0 | 0 | 8.2745 | #N/A
2007-07-21 14:00 | 7 | 21 | 14 | 202.5419 | 4838 | 84.92 | 62.06 | 998 | 84.92 | 0 | 629.2946 | Cooling | 104.8824 | #N/A | #N/A | #N/A | #N/A | 0 | 0 | 0 | 0 | 0 | 629.2946 | #N/A | #N/A | 88 | 99.92 | 2.9662 | #N/A | 1.9455 | 0.3496% | 1 | 50% | 0% | 0% | 0% | 8.2745 | 0 | 0 | 0 | 8.2745 | #N/A
2007-07-21 15:00 | 7 | 21 | 15 | 202.5836 | 4839 | 78.08 | 62.06 | 998 | 78.08 | 0 | 655.8504 | Cooling | 109.3084 | #N/A | #N/A | #N/A | #N/A | 0 | 0 | 0 | 0 | 0 | 655.8504 | #N/A | #N/A | 88 | 93.08 | 3.4336 | #N/A | 2.0276 | 0.3644% | 1 | 50% | 0% | 0% | 0% | 8.2745 | 0 | 0 | 0 | 8.2745 | #N/A
2007-07-21 16:00 | 7 | 21 | 16 | 202.6253 | 4840 | 73.94 | 62.06 | 998 | 73.94 | 0 | 777.1696 | Cooling | 129.5283 | #N/A | #N/A | #N/A | #N/A | 0 | 0 | 0 | 0 | 0 | 777.1696 | #N/A | #N/A | 88 | 88.94 | 3.7165 | #N/A | 2.4027 | 0.4318% | 1 | 50% | 0% | 0% | 0% | 8.2745 | 0 | 0 | 0 | 8.2745 | #N/A
2007-07-21 17:00 | 7 | 21 | 17 | 202.6669 | 4841 | 73.94 | 60.98 | 998 | 73.94 | 0 | 817.8795 | Cooling | 136.3132 | #N/A | #N/A | #N/A | #N/A | 0 | 0 | 0 | 0 | 0 | 817.8795 | #N/A | #N/A | 88 | 88.94 | 3.7165 | #N/A | 2.5286 | 0.4544% | 1 | 50% | 0% | 0% | 0% | 8.2745 | 0 | 0 | 0 | 8.2745 | #N/A
2007-07-21 18:00 | 7 | 21 | 18 | 202.7086 | 4842 | 78.08 | 57.02 | 998 | 78.08 | 0 | 1284.5928 | Cooling | 214.0988 | #N/A | #N/A | #N/A | #N/A | 0 | 0 | 0 | 0 | 0 | 1284.5928 | #N/A | #N/A | 88 | 93.08 | 3.4336 | #N/A | 3.9715 | 0.7137% | 1 | 50% | 0% | 0% | 0% | 8.2745 | 0 | 0 | 0 | 8.2745 | #N/A
2007-07-21 19:00 | 7 | 21 | 19 | 202.7503 | 4843 | 75.02 | 60.08 | 999 | 75.02 | 0 | 935.5506 | Cooling | 155.9251 | #N/A | #N/A | #N/A | #N/A | 0 | 0 | 0 | 0 | 0 | 935.5506 | #N/A | #N/A | 88 | 90.02 | 3.6427 | #N/A | 2.8924 | 0.5198% | 1 | 50% | 0% | 0% | 0% | 8.2745 | 0 | 0 | 0 | 8.2745 | #N/A
2007-07-21 20:00 | 7 | 21 | 20 | 202.7919 | 4844 | 75.02 | 60.98 | 999 | 75.02 | 0 | 807.4186 | Cooling | 134.5698 | #N/A | #N/A | #N/A | #N/A | 0 | 0 | 0 | 0 | 0 | 807.4186 | #N/A | #N/A | 88 | 90.02 | 3.6427 | #N/A | 2.4962 | 0.4486% | 1 | 50% | 0% | 0% | 0% | 8.2745 | 0 | 0 | 0 | 8.2745 | #N/A
2007-07-21 21:00 | 7 | 21 | 21 | 202.8336 | 4845 | 71.06 | 60.98 | 1000 | 71.06 | 0 | 562.6405 | Cooling | 93.7734 | #N/A | #N/A | #N/A | #N/A | 0 | 0 | 0 | 0 | 0 | 562.6405 | #N/A | #N/A | 88 | 86.06 | 3.9133 | #N/A | 1.7395 | 0.3126% | 1 | 50% | 0% | 0% | 0% | 8.2745 | 0 | 0 | 0 | 8.2745 | #N/A
2007-07-21 22:00 | 7 | 21 | 22 | 202.8753 | 4846 | 68 | 60.08 | 1000 | 68 | 0 | 386.9676 | Cooling | 64.4946 | #N/A | #N/A | #N/A | #N/A | 0 | 0 | 0 | 0 | 0 | 386.9676 | #N/A | #N/A | 88 | 83 | 4.1224 | #N/A | 1.1964 | 0.215% | 1 | 50% | 0% | 0% | 0% | 8.2745 | 0 | 0 | 0 | 8.2745 | #N/A
2007-07-21 23:00 | 7 | 21 | 23 | 202.9169 | 4847 | 68 | 62.06 | 1000 | 68 | 0 | 289.6157 | Cooling | 48.2693 | #N/A | #N/A | #N/A | #N/A | 0 | 0 | 0 | 0 | 0 | 289.6157 | #N/A | #N/A | 88 | 83 | 4.1224 | #N/A | 0.89538 | 0.1609% | 1 | 50% | 0% | 0% | 0% | 8.2745 | 0 | 0 | 0 | 8.2745 | #N/A
2007-07-22 | 7 | 22 | 0 | 202.9586 | 4848 | 68 | 62.06 | 1000 | 68 | 0 | 305.7376 | Cooling | 50.9563 | #N/A | #N/A | #N/A | #N/A | 0 | 0 | 0 | 0 | 0 | 305.7376 | #N/A | #N/A | 88 | 83 | 4.1224 | #N/A | 0.94523 | 0.1699% | 1 | 50% | 0% | 0% | 0% | 8.2745 | 0 | 0 | 0 | 8.2745 | #N/A
2007-07-22 01:00 | 7 | 22 | 1 | 203.0003 | 4849 | 64.94 | 62.06 | 999 | 64.94 | 0 | 295.1229 | Cooling | 49.1872 | #N/A | #N/A | #N/A | #N/A | 0 | 0 | 0 | 0 | 0 | 295.1229 | #N/A | #N/A | 88 | 79.94 | 4.3315 | #N/A | 0.91241 | 0.164% | 1 | 50% | 0% | 0% | 0% | 8.2745 | 0 | 0 | 0 | 8.2745 | #N/A
2007-07-22 02:00 | 7 | 22 | 2 | 203.0419 | 4850 | 64.94 | 60.98 | 999 | 64.94 | 0 | 276.003 | Cooling | 46.0005 | #N/A | #N/A | #N/A | #N/A | 0 | 0 | 0 | 0 | 0 | 276.003 | #N/A | #N/A | 88 | 79.94 | 4.3315 | #N/A | 0.8533 | 0.1533% | 1 | 50% | 0% | 0% | 0% | 8.2745 | 0 | 0 | 0 | 8.2745 | #N/A
2007-07-22 03:00 | 7 | 22 | 3 | 203.0836 | 4851 | 64.94 | 60.08 | 999 | 64.94 | 0 | 232.2297 | Cooling | 38.705 | #N/A | #N/A | #N/A | #N/A | 0 | 0 | 0 | 0 | 0 | 232.2297 | #N/A | #N/A | 88 | 79.94 | 4.3315 | #N/A | 0.71797 | 0.129% | 1 | 50% | 0% | 0% | 0% | 8.2745 | 0 | 0 | 0 | 8.2745 | #N/A
2007-07-22 04:00 | 7 | 22 | 4 | 203.1253 | 4852 | 64.94 | 60.08 | 999 | 64.94 | 0 | 210.3825 | Cooling | 35.0637 | #N/A | #N/A | #N/A | #N/A | 0 | 0 | 0 | 0 | 0 | 210.3825 | #N/A | #N/A | 88 | 79.94 | 4.3315 | #N/A | 0.65042 | 0.1169% | 1 | 50% | 0% | 0% | 0% | 8.2745 | 0 | 0 | 0 | 8.2745 | #N/A
2007-07-22 05:00 | 7 | 22 | 5 | 203.1669 | 4853 | 64.94 | 59 | 999 | 64.94 | 0 | 220.5168 | Cooling | 36.7528 | #N/A | #N/A | #N/A | #N/A | 0 | 0 | 0 | 0 | 0 | 220.5168 | #N/A | #N/A | 88 | 79.94 | 4.3315 | #N/A | 0.68176 | 0.1225% | 1 | 50% | 0% | 0% | 0% | 8.2745 | 0 | 0 | 0 | 8.2745 | #N/A
2007-07-22 06:00 | 7 | 22 | 6 | 203.2086 | 4854 | 66.02 | 60.08 | 1000 | 66.02 | 0 | 1291.8493 | Cooling | 215.3082 | #N/A | #N/A | #N/A | #N/A | 0 | 0 | 0 | 0 | 0 | 1291.8493 | #N/A | #N/A | 88 | 81.02 | 4.2577 | #N/A | 3.9939 | 0.7177% | 1 | 50% | 0% | 0% | 0% | 8.2745 | 0 | 0 | 0 | 8.2745 | #N/A
2007-07-22 07:00 | 7 | 22 | 7 | 203.2503 | 4855 | 68 | 62.06 | 1000 | 68 | 0 | 1529.8373 | Cooling | 254.9729 | #N/A | #N/A | #N/A | #N/A | 0 | 0 | 0 | 0 | 0 | 1529.8373 | #N/A | #N/A | 88 | 83 | 4.1224 | #N/A | 4.7297 | 0.8499% | 1 | 50% | 0% | 0% | 0% | 8.2745 | 0 | 0 | 0 | 8.2745 | #N/A
2007-07-22 08:00 | 7 | 22 | 8 | 203.2919 | 4856 | 68 | 60.98 | 1000 | 68 | 0 | 1942.7519 | Cooling | 323.792 | #N/A | #N/A | #N/A | #N/A | 0 | 0 | 0 | 0 | 0 | 1942.7519 | #N/A | #N/A | 88 | 83 | 4.1224 | #N/A | 6.0063 | 1.079% | 1 | 50% | 0% | 0% | 0% | 8.2745 | 0 | 0 | 0 | 8.2745 | #N/A
2007-07-22 09:00 | 7 | 22 | 9 | 203.3336 | 4857 | 73.04 | 60.08 | 1000 | 73.04 | 0 | 2243.6943 | Cooling | 373.949 | #N/A | #N/A | #N/A | #N/A | 0 | 0 | 0 | 0 | 0 | 2243.6943 | #N/A | #N/A | 88 | 88.04 | 3.778 | #N/A | 6.9367 | 1.246% | 1 | 50% | 0% | 0% | 0% | 8.2745 | 0 | 0 | 0 | 8.2745 | #N/A
2007-07-22 10:00 | 7 | 22 | 10 | 203.3753 | 4858 | 75.92 | 59 | 1000 | 75.92 | 0 | 2063.7651 | Cooling | 343.9608 | #N/A | #N/A | #N/A | #N/A | 0 | 0 | 0 | 0 | 0 | 2063.7651 | #N/A | #N/A | 88 | 90.92 | 3.5812 | #N/A | 6.3804 | 1.147% | 1 | 50% | 0% | 0% | 0% | 8.2745 | 0 | 0 | 0 | 8.2745 | #N/A
2007-07-22 11:00 | 7 | 22 | 11 | 203.4169 | 4859 | 75.92 | 60.08 | 1000 | 75.92 | 0 | 1853.9513 | Cooling | 308.9919 | #N/A | #N/A | #N/A | #N/A | 0 | 0 | 0 | 0 | 0 | 1853.9513 | #N/A | #N/A | 88 | 90.92 | 3.5812 | #N/A | 5.7317 | 1.03% | 1 | 50% | 0% | 0% | 0% | 8.2745 | 0 | 0 | 0 | 8.2745 | #N/A
2007-07-22 12:00 | 7 | 22 | 12 | 203.4586 | 4860 | 78.08 | 60.98 | 1000 | 78.08 | 0 | 1814.1351 | Cooling | 302.3559 | #N/A | #N/A | #N/A | #N/A | 0 | 0 | 0 | 0 | 0 | 1814.1351 | #N/A | #N/A | 88 | 93.08 | 3.4336 | #N/A | 5.6086 | 1.008% | 1 | 50% | 0% | 0% | 0% | 8.2745 | 0 | 0 | 0 | 8.2745 | #N/A
2007-07-22 13:00 | 7 | 22 | 13 | 203.5003 | 4861 | 78.98 | 60.98 | 999 | 78.98 | 0 | 1830.8182 | Cooling | 305.1364 | #N/A | #N/A | #N/A | #N/A | 0 | 0 | 0 | 0 | 0 | 1830.8182 | #N/A | #N/A | 88 | 93.98 | 3.3721 | #N/A | 5.6602 | 1.017% | 1 | 50% | 0% | 0% | 0% | 8.2745 | 0 | 0 | 0 | 8.2745 | #N/A
2007-07-22 14:00 | 7 | 22 | 14 | 203.5419 | 4862 | 78.98 | 62.06 | 999 | 78.98 | 0 | 1911.9771 | Cooling | 318.6629 | #N/A | #N/A | #N/A | #N/A | 0 | 0 | 0 | 0 | 0 | 1911.9771 | #N/A | #N/A | 88 | 93.98 | 3.3721 | #N/A | 5.9111 | 1.062% | 1 | 50% | 0% | 0% | 0% | 8.2745 | 0 | 0 | 0 | 8.2745 | #N/A
2007-07-22 15:00 | 7 | 22 | 15 | 203.5836 | 4863 | 80.06 | 62.06 | 999 | 80.06 | 0 | 1953.3047 | Cooling | 325.5508 | #N/A | #N/A | #N/A | #N/A | 0 | 0 | 0 | 0 | 0 | 1953.3047 | #N/A | #N/A | 88 | 95.06 | 3.2983 | #N/A | 6.0389 | 1.085% | 1 | 50% | 0% | 0% | 0% | 8.2745 | 0 | 0 | 0 | 8.2745 | #N/A
2007-07-22 16:00 | 7 | 22 | 16 | 203.6253 | 4864 | 78.08 | 62.06 | 998 | 78.08 | 0 | 2055.1921 | Cooling | 342.532 | #N/A | #N/A | #N/A | #N/A | 0 | 0 | 0 | 0 | 0 | 2055.1921 | #N/A | #N/A | 88 | 93.08 | 3.4336 | #N/A | 6.3539 | 1.142% | 1 | 50% | 0% | 0% | 0% | 8.2745 | 0 | 0 | 0 | 8.2745 | #N/A
2007-07-22 17:00 | 7 | 22 | 17 | 203.6669 | 4865 | 78.08 | 66.02 | 998 | 78.08 | 0 | 2099.0126 | Cooling | 349.8354 | #N/A | #N/A | #N/A | #N/A | 0 | 0 | 0 | 0 | 0 | 2099.0126 | #N/A | #N/A | 88 | 93.08 | 3.4336 | #N/A | 6.4894 | 1.166% | 1 | 50% | 0% | 0% | 0% | 8.2745 | 0 | 0 | 0 | 8.2745 | #N/A
2007-07-22 18:00 | 7 | 22 | 18 | 203.7086 | 4866 | 77 | 66.92 | 998 | 77 | 0 | 2499.7955 | Cooling | 416.6326 | #N/A | #N/A | #N/A | #N/A | 0 | 0 | 0 | 0 | 0 | 2499.7955 | #N/A | #N/A | 88 | 92 | 3.5074 | #N/A | 7.7284 | 1.389% | 1 | 50% | 0% | 0% | 0% | 8.2745 | 0 | 0 | 0 | 8.2745 | #N/A
2007-07-22 19:00 | 7 | 22 | 19 | 203.7503 | 4867 | 73.94 | 66.92 | 998 | 73.94 | 0 | 2583.1692 | Cooling | 430.5282 | #N/A | #N/A | #N/A | #N/A | 0 | 0 | 0 | 0 | 0 | 2583.1692 | #N/A | #N/A | 88 | 88.94 | 3.7165 | #N/A | 7.9862 | 1.435% | 1 | 50% | 0% | 0% | 0% | 8.2745 | 0 | 0 | 0 | 8.2745 | #N/A
2007-07-22 20:00 | 7 | 22 | 20 | 203.7919 | 4868 | 73.94 | 68 | 997 | 73.94 | 0 | 2514.1648 | Cooling | 419.0275 | #N/A | #N/A | #N/A | #N/A | 0 | 0 | 0 | 0 | 0 | 2514.1648 | #N/A | #N/A | 88 | 88.94 | 3.7165 | #N/A | 7.7729 | 1.397% | 1 | 50% | 0% | 0% | 0% | 8.2745 | 0 | 0 | 0 | 8.2745 | #N/A
2007-07-22 21:00 | 7 | 22 | 21 | 203.8336 | 4869 | 68 | 69.08 | 997 | 68 | 0 | 2396.5992 | Cooling | 399.4332 | #N/A | #N/A | #N/A | #N/A | 0 | 0 | 0 | 0 | 0 | 2396.5992 | #N/A | #N/A | 88 | 83 | 4.1224 | #N/A | 7.4094 | 1.331% | 1 | 50% | 0% | 0% | 0% | 8.2745 | 0 | 0 | 0 | 8.2745 | #N/A
2007-07-22 22:00 | 7 | 22 | 22 | 203.8753 | 4870 | 66.92 | 69.08 | 996 | 66.92 | 0 | 578.4567 | Cooling | 96.4095 | #N/A | #N/A | #N/A | #N/A | 0 | 0 | 0 | 0 | 0 | 578.4567 | #N/A | #N/A | 88 | 81.92 | 4.1962 | #N/A | 1.7884 | 0.3214% | 1 | 50% | 0% | 0% | 0% | 8.2745 | 0 | 0 | 0 | 8.2745 | #N/A
2007-07-22 23:00 | 7 | 22 | 23 | 203.9169 | 4871 | 66.92 | 66.92 | 995 | 66.92 | 0 | 614.3498 | Cooling | 102.3916 | #N/A | #N/A | #N/A | #N/A | 0 | 0 | 0 | 0 | 0 | 614.3498 | #N/A | #N/A | 88 | 81.92 | 4.1962 | #N/A | 1.8993 | 0.3413% | 1 | 50% | 0% | 0% | 0% | 8.2745 | 0 | 0 | 0 | 8.2745 | #N/A
2007-07-23 | 7 | 23 | 0 | 203.9586 | 4872 | 62.06 | 66.02 | 995 | 62.06 | 0 | 508.2627 | Cooling | 84.7104 | #N/A | #N/A | #N/A | #N/A | 0 | 0 | 0 | 0 | 0 | 508.2627 | #N/A | #N/A | 88 | 77.06 | 4.5283 | #N/A | 1.5714 | 0.2824% | 1 | 50% | 0% | 0% | 0% | 8.2745 | 0 | 0 | 0 | 8.2745 | #N/A
2007-07-23 01:00 | 7 | 23 | 1 | 204.0003 | 4873 | 62.96 | 66.92 | 994 | 62.96 | 0 | 475.0151 | Cooling | 79.1692 | #N/A | #N/A | #N/A | #N/A | 0 | 0 | 0 | 0 | 0 | 475.0151 | #N/A | #N/A | 88 | 77.96 | 4.4668 | #N/A | 1.4686 | 0.2639% | 1 | 50% | 0% | 0% | 0% | 8.2745 | 0 | 0 | 0 | 8.2745 | #N/A
2007-07-23 02:00 | 7 | 23 | 2 | 204.0419 | 4874 | 62.96 | 68 | 993 | 62.96 | 0 | 492.2331 | Cooling | 82.0388 | #N/A | #N/A | #N/A | #N/A | 0 | 0 | 0 | 0 | 0 | 492.2331 | #N/A | #N/A | 88 | 77.96 | 4.4668 | #N/A | 1.5218 | 0.2735% | 1 | 50% | 0% | 0% | 0% | 8.2745 | 0 | 0 | 0 | 8.2745 | #N/A
2007-07-23 03:00 | 7 | 23 | 3 | 204.0836 | 4875 | 60.08 | 69.08 | 993 | 60.08 | 0 | 528.3019 | Cooling | 88.0503 | #N/A | #N/A | #N/A | #N/A | 0 | 0 | 0 | 0 | 0 | 528.3019 | #N/A | #N/A | 88 | 75.08 | 4.6636 | #N/A | 1.6333 | 0.2935% | 1 | 50% | 0% | 0% | 0% | 8.2745 | 0 | 0 | 0 | 8.2745 | #N/A
2007-07-23 04:00 | 7 | 23 | 4 | 204.1253 | 4876 | 59 | 69.08 | 992 | 59 | 0 | 535.7213 | Cooling | 89.2869 | #N/A | #N/A | #N/A | #N/A | 0 | 0 | 0 | 0 | 0 | 535.7213 | #N/A | #N/A | 88 | 74 | 4.7374 | #N/A | 1.6562 | 0.2976% | 1 | 50% | 0% | 0% | 0% | 8.2745 | 0 | 0 | 0 | 8.2745 | #N/A
2007-07-23 05:00 | 7 | 23 | 5 | 204.1669 | 4877 | 59 | 69.98 | 992 | 59 | 0 | 727.434 | Cooling | 121.239 | #N/A | #N/A | #N/A | #N/A | 0 | 0 | 0 | 0 | 0 | 727.434 | #N/A | #N/A | 88 | 74 | 4.7374 | #N/A | 2.249 | 0.4041% | 1 | 50% | 0% | 0% | 0% | 8.2745 | 0 | 0 | 0 | 8.2745 | #N/A
2007-07-23 06:00 | 7 | 23 | 6 | 204.2086 | 4878 | 60.08 | 71.06 | 992 | 60.08 | 0 | 2769.3155 | Cooling | 461.5526 | #N/A | #N/A | #N/A | #N/A | 0 | 0 | 0 | 0 | 0 | 2769.3155 | #N/A | #N/A | 88 | 75.08 | 4.6636 | #N/A | 8.5617 | 1.539% | 1 | 50% | 0% | 0% | 0% | 8.2745 | 0 | 0 | 0 | 8.2745 | #N/A
2007-07-23 07:00 | 7 | 23 | 7 | 204.2503 | 4879 | 66.02 | 69.08 | 993 | 66.02 | 0 | 2554.3708 | Cooling | 425.7285 | #N/A | #N/A | #N/A | #N/A | 0 | 0 | 0 | 0 | 0 | 2554.3708 | #N/A | #N/A | 88 | 81.02 | 4.2577 | #N/A | 7.8972 | 1.419% | 1 | 50% | 0% | 0% | 0% | 8.2745 | 0 | 0 | 0 | 8.2745 | #N/A
2007-07-23 08:00 | 7 | 23 | 8 | 204.2919 | 4880 | 66.02 | 69.08 | 992 | 66.02 | 0 | 2563.1756 | Cooling | 427.1959 | #N/A | #N/A | #N/A | #N/A | 0 | 0 | 0 | 0 | 0 | 2563.1756 | #N/A | #N/A | 88 | 81.02 | 4.2577 | #N/A | 7.9244 | 1.424% | 1 | 50% | 0% | 0% | 0% | 8.2745 | 0 | 0 | 0 | 8.2745 | #N/A
2007-07-23 09:00 | 7 | 23 | 9 | 204.3336 | 4881 | 73.04 | 68 | 993 | 73.04 | 0 | 2536.0535 | Cooling | 422.6756 | #N/A | #N/A | #N/A | #N/A | 0 | 0 | 0 | 0 | 0 | 2536.0535 | #N/A | #N/A | 88 | 88.04 | 3.778 | #N/A | 7.8405 | 1.409% | 1 | 50% | 0% | 0% | 0% | 8.2745 | 0 | 0 | 0 | 8.2745 | #N/A
2007-07-23 10:00 | 7 | 23 | 10 | 204.3753 | 4882 | 73.94 | 69.08 | 993 | 73.94 | 0 | 2515.1464 | Cooling | 419.1911 | #N/A | #N/A | #N/A | #N/A | 0 | 0 | 0 | 0 | 0 | 2515.1464 | #N/A | #N/A | 88 | 88.94 | 3.7165 | #N/A | 7.7759 | 1.397% | 1 | 50% | 0% | 0% | 0% | 8.2745 | 0 | 0 | 0 | 8.2745 | #N/A
2007-07-23 11:00 | 7 | 23 | 11 | 204.4169 | 4883 | 73.94 | 68 | 994 | 73.94 | 0 | 2590.3313 | Cooling | 431.7219 | #N/A | #N/A | #N/A | #N/A | 0 | 0 | 0 | 0 | 0 | 2590.3313 | #N/A | #N/A | 88 | 88.94 | 3.7165 | #N/A | 8.0083 | 1.439% | 1 | 50% | 0% | 0% | 0% | 8.2745 | 0 | 0 | 0 | 8.2745 | #N/A
2007-07-23 12:00 | 7 | 23 | 12 | 204.4586 | 4884 | 77 | 66.92 | 995 | 77 | 0 | 2488.9793 | Cooling | 414.8299 | #N/A | #N/A | #N/A | #N/A | 0 | 0 | 0 | 0 | 0 | 2488.9793 | #N/A | #N/A | 88 | 92 | 3.5074 | #N/A | 7.695 | 1.383% | 1 | 50% | 0% | 0% | 0% | 8.2745 | 0 | 0 | 0 | 8.2745 | #N/A
2007-07-23 13:00 | 7 | 23 | 13 | 204.5003 | 4885 | 78.98 | 66.92 | 995 | 78.98 | 0 | 2519.4125 | Cooling | 419.9021 | #N/A | #N/A | #N/A | #N/A | 0 | 0 | 0 | 0 | 0 | 2519.4125 | #N/A | #N/A | 88 | 93.98 | 3.3721 | #N/A | 7.7891 | 1.4% | 1 | 50% | 0% | 0% | 0% | 8.2745 | 0 | 0 | 0 | 8.2745 | #N/A
2007-07-23 14:00 | 7 | 23 | 14 | 204.5419 | 4886 | 78.98 | 64.04 | 996 | 78.98 | 0 | 2301.4394 | Cooling | 383.5732 | #N/A | #N/A | #N/A | #N/A | 0 | 0 | 0 | 0 | 0 | 2301.4394 | #N/A | #N/A | 88 | 93.98 | 3.3721 | #N/A | 7.1152 | 1.279% | 1 | 50% | 0% | 0% | 0% | 8.2745 | 0 | 0 | 0 | 8.2745 | #N/A
2007-07-23 15:00 | 7 | 23 | 15 | 204.5836 | 4887 | 80.96 | 64.94 | 997 | 80.96 | 0 | 2193.4146 | Cooling | 365.5691 | #N/A | #N/A | #N/A | #N/A | 0 | 0 | 0 | 0 | 0 | 2193.4146 | #N/A | #N/A | 88 | 95.96 | 3.2368 | #N/A | 6.7812 | 1.219% | 1 | 50% | 0% | 0% | 0% | 8.2745 | 0 | 0 | 0 | 8.2745 | #N/A
2007-07-23 16:00 | 7 | 23 | 16 | 204.6253 | 4888 | 80.96 | 64.04 | 997 | 80.96 | 0 | 2257.2734 | Cooling | 376.2122 | #N/A | #N/A | #N/A | #N/A | 0 | 0 | 0 | 0 | 0 | 2257.2734 | #N/A | #N/A | 88 | 95.96 | 3.2368 | #N/A | 6.9786 | 1.254% | 1 | 50% | 0% | 0% | 0% | 8.2745 | 0 | 0 | 0 | 8.2745 | #N/A
2007-07-23 17:00 | 7 | 23 | 17 | 204.6669 | 4889 | 80.96 | 64.94 | 998 | 80.96 | 0 | 2236.6489 | Cooling | 372.7748 | #N/A | #N/A | #N/A | #N/A | 0 | 0 | 0 | 0 | 0 | 2236.6489 | #N/A | #N/A | 88 | 95.96 | 3.2368 | #N/A | 6.9149 | 1.243% | 1 | 50% | 0% | 0% | 0% | 8.2745 | 0 | 0 | 0 | 8.2745 | #N/A
2007-07-23 18:00 | 7 | 23 | 18 | 204.7086 | 4890 | 77 | 64.94 | 999 | 77 | 0 | 2074.1524 | Cooling | 345.6921 | #N/A | #N/A | #N/A | #N/A | 0 | 0 | 0 | 0 | 0 | 2074.1524 | #N/A | #N/A | 88 | 92 | 3.5074 | #N/A | 6.4125 | 1.152% | 1 | 50% | 0% | 0% | 0% | 8.2745 | 0 | 0 | 0 | 8.2745 | #N/A
2007-07-23 19:00 | 7 | 23 | 19 | 204.7503 | 4891 | 73.94 | 64.94 | 999 | 73.94 | 0 | 1949.6587 | Cooling | 324.9431 | #N/A | #N/A | #N/A | #N/A | 0 | 0 | 0 | 0 | 0 | 1949.6587 | #N/A | #N/A | 88 | 88.94 | 3.7165 | #N/A | 6.0276 | 1.083% | 1 | 50% | 0% | 0% | 0% | 8.2745 | 0 | 0 | 0 | 8.2745 | #N/A
2007-07-23 20:00 | 7 | 23 | 20 | 204.7919 | 4892 | 73.94 | 64.94 | 999 | 73.94 | 0 | 1845.324 | Cooling | 307.554 | #N/A | #N/A | #N/A | #N/A | 0 | 0 | 0 | 0 | 0 | 1845.324 | #N/A | #N/A | 88 | 88.94 | 3.7165 | #N/A | 5.7051 | 1.025% | 1 | 50% | 0% | 0% | 0% | 8.2745 | 0 | 0 | 0 | 8.2745 | #N/A
2007-07-23 21:00 | 7 | 23 | 21 | 204.8336 | 4893 | 66.92 | 64.94 | 1000 | 66.92 | 0 | 1780.9121 | Cooling | 296.8187 | #N/A | #N/A | #N/A | #N/A | 0 | 0 | 0 | 0 | 0 | 1780.9121 | #N/A | #N/A | 88 | 81.92 | 4.1962 | #N/A | 5.5059 | 0.9894% | 1 | 50% | 0% | 0% | 0% | 8.2745 | 0 | 0 | 0 | 8.2745 | #N/A
2007-07-23 22:00 | 7 | 23 | 22 | 204.8753 | 4894 | 62.06 | 64.94 | 1000 | 62.06 | 0 | 384.7655 | Cooling | 64.1276 | #N/A | #N/A | #N/A | #N/A | 0 | 0 | 0 | 0 | 0 | 384.7655 | #N/A | #N/A | 88 | 77.06 | 4.5283 | #N/A | 1.1896 | 0.2138% | 1 | 50% | 0% | 0% | 0% | 8.2745 | 0 | 0 | 0 | 8.2745 | #N/A
2007-07-23 23:00 | 7 | 23 | 23 | 204.9169 | 4895 | 62.06 | 64.94 | 1000 | 62.06 | 0 | 425.2927 | Cooling | 70.8821 | #N/A | #N/A | #N/A | #N/A | 0 | 0 | 0 | 0 | 0 | 425.2927 | #N/A | #N/A | 88 | 77.06 | 4.5283 | #N/A | 1.3148 | 0.2363% | 1 | 50% | 0% | 0% | 0% | 8.2745 | 0 | 0 | 0 | 8.2745 | #N/A
2007-07-24 | 7 | 24 | 0 | 204.9586 | 4896 | 62.06 | 64.94 | 1001 | 62.06 | 0 | 403.8311 | Cooling | 67.3052 | #N/A | #N/A | #N/A | #N/A | 0 | 0 | 0 | 0 | 0 | 403.8311 | #N/A | #N/A | 88 | 77.06 | 4.5283 | #N/A | 1.2485 | 0.2244% | 1 | 50% | 0% | 0% | 0% | 8.2745 | 0 | 0 | 0 | 8.2745 | #N/A
2007-07-24 01:00 | 7 | 24 | 1 | 205.0003 | 4897 | 59 | 64.94 | 1001 | 59 | 0 | 391.9486 | Cooling | 65.3248 | #N/A | #N/A | #N/A | #N/A | 0 | 0 | 0 | 0 | 0 | 391.9486 | #N/A | #N/A | 88 | 74 | 4.7374 | #N/A | 1.2118 | 0.2177% | 1 | 50% | 0% | 0% | 0% | 8.2745 | 0 | 0 | 0 | 8.2745 | #N/A
2007-07-24 02:00 | 7 | 24 | 2 | 205.0419 | 4898 | 59 | 64.04 | 1001 | 59 | 0 | 371.2883 | Cooling | 61.8814 | #N/A | #N/A | #N/A | #N/A | 0 | 0 | 0 | 0 | 0 | 371.2883 | #N/A | #N/A | 88 | 74 | 4.7374 | #N/A | 1.1479 | 0.2063% | 1 | 50% | 0% | 0% | 0% | 8.2745 | 0 | 0 | 0 | 8.2745 | #N/A
2007-07-24 03:00 | 7 | 24 | 3 | 205.0836 | 4899 | 59 | 64.04 | 1001 | 59 | 0 | 349.8833 | Cooling | 58.3139 | #N/A | #N/A | #N/A | #N/A | 0 | 0 | 0 | 0 | 0 | 349.8833 | #N/A | #N/A | 88 | 74 | 4.7374 | #N/A | 1.0817 | 0.1944% | 1 | 50% | 0% | 0% | 0% | 8.2745 | 0 | 0 | 0 | 8.2745 | #N/A
2007-07-24 04:00 | 7 | 24 | 4 | 205.1253 | 4900 | 55.94 | 62.06 | 1001 | 55.94 | 0 | 307.3321 | Cooling | 51.222 | #N/A | #N/A | #N/A | #N/A | 0 | 0 | 0 | 0 | 0 | 307.3321 | #N/A | #N/A | 88 | 70.94 | 4.9465 | #N/A | 0.95016 | 0.1707% | 1 | 50% | 0% | 0% | 0% | 8.2745 | 0 | 0 | 0 | 8.2745 | #N/A
2007-07-24 05:00 | 7 | 24 | 5 | 205.167 | 4901 | 55.94 | 62.06 | 1002 | 55.94 | 0 | 333.4552 | Cooling | 55.5759 | #N/A | #N/A | #N/A | #N/A | 0 | 0 | 0 | 0 | 0 | 333.4552 | #N/A | #N/A | 88 | 70.94 | 4.9465 | #N/A | 1.0309 | 0.1853% | 1 | 50% | 0% | 0% | 0% | 8.2745 | 0 | 0 | 0 | 8.2745 | #N/A
2007-07-24 06:00 | 7 | 24 | 6 | 205.2086 | 4902 | 60.08 | 62.96 | 1002 | 60.08 | 0 | 1595.7246 | Cooling | 265.9541 | #N/A | #N/A | #N/A | #N/A | 0 | 0 | 0 | 0 | 0 | 1595.7246 | #N/A | #N/A | 88 | 75.08 | 4.6636 | #N/A | 4.9334 | 0.8865% | 1 | 50% | 0% | 0% | 0% | 8.2745 | 0 | 0 | 0 | 8.2745 | #N/A
2007-07-24 07:00 | 7 | 24 | 7 | 205.2503 | 4903 | 66.02 | 64.04 | 1003 | 66.02 | 0 | 1714.3925 | Cooling | 285.7321 | #N/A | #N/A | #N/A | #N/A | 0 | 0 | 0 | 0 | 0 | 1714.3925 | #N/A | #N/A | 88 | 81.02 | 4.2577 | #N/A | 5.3003 | 0.9524% | 1 | 50% | 0% | 0% | 0% | 8.2745 | 0 | 0 | 0 | 8.2745 | #N/A
2007-07-24 08:00 | 7 | 24 | 8 | 205.292 | 4904 | 66.02 | 64.04 | 1003 | 66.02 | 0 | 2096.2466 | Cooling | 349.3744 | #N/A | #N/A | #N/A | #N/A | 0 | 0 | 0 | 0 | 0 | 2096.2466 | #N/A | #N/A | 88 | 81.02 | 4.2577 | #N/A | 6.4808 | 1.165% | 1 | 50% | 0% | 0% | 0% | 8.2745 | 0 | 0 | 0 | 8.2745 | #N/A
2007-07-24 09:00 | 7 | 24 | 9 | 205.3336 | 4905 | 73.04 | 64.04 | 1003 | 73.04 | 0 | 2320.0435 | Cooling | 386.6739 | #N/A | #N/A | #N/A | #N/A | 0 | 0 | 0 | 0 | 0 | 2320.0435 | #N/A | #N/A | 88 | 88.04 | 3.778 | #N/A | 7.1727 | 1.289% | 1 | 50% | 0% | 0% | 0% | 8.2745 | 0 | 0 | 0 | 8.2745 | #N/A
2007-07-24 10:00 | 7 | 24 | 10 | 205.3753 | 4906 | 75.02 | 64.04 | 1003 | 75.02 | 0 | 2430.0643 | Cooling | 405.0107 | #N/A | #N/A | #N/A | #N/A | 0 | 0 | 0 | 0 | 0 | 2430.0643 | #N/A | #N/A | 88 | 90.02 | 3.6427 | #N/A | 7.5128 | 1.35% | 1 | 50% | 0% | 0% | 0% | 8.2745 | 0 | 0 | 0 | 8.2745 | #N/A
2007-07-24 11:00 | 7 | 24 | 11 | 205.417 | 4907 | 75.02 | 64.04 | 1004 | 75.02 | 0 | 2512.9853 | Cooling | 418.8309 | #N/A | #N/A | #N/A | #N/A | 0 | 0 | 0 | 0 | 0 | 2512.9853 | #N/A | #N/A | 88 | 90.02 | 3.6427 | #N/A | 7.7692 | 1.396% | 1 | 50% | 0% | 0% | 0% | 8.2745 | 0 | 0 | 0 | 8.2745 | #N/A
2007-07-24 12:00 | 7 | 24 | 12 | 205.4586 | 4908 | 78.98 | 64.04 | 1004 | 78.98 | 0 | 1970.7739 | Cooling | 328.4623 | #N/A | #N/A | #N/A | #N/A | 0 | 0 | 0 | 0 | 0 | 1970.7739 | #N/A | #N/A | 88 | 93.98 | 3.3721 | #N/A | 6.0929 | 1.095% | 1 | 50% | 0% | 0% | 0% | 8.2745 | 0 | 0 | 0 | 8.2745 | #N/A
2007-07-24 13:00 | 7 | 24 | 13 | 205.5003 | 4909 | 80.96 | 62.96 | 1003 | 80.96 | 0 | 1940.326 | Cooling | 323.3877 | #N/A | #N/A | #N/A | #N/A | 0 | 0 | 0 | 0 | 0 | 1940.326 | #N/A | #N/A | 88 | 95.96 | 3.2368 | #N/A | 5.9988 | 1.078% | 1 | 50% | 0% | 0% | 0% | 8.2745 | 0 | 0 | 0 | 8.2745 | #N/A
2007-07-24 14:00 | 7 | 24 | 14 | 205.542 | 4910 | 80.96 | 60.98 | 1003 | 80.96 | 0 | 1909.7324 | Cooling | 318.2887 | #N/A | #N/A | #N/A | #N/A | 0 | 0 | 0 | 0 | 0 | 1909.7324 | #N/A | #N/A | 88 | 95.96 | 3.2368 | #N/A | 5.9042 | 1.061% | 1 | 50% | 0% | 0% | 0% | 8.2745 | 0 | 0 | 0 | 8.2745 | #N/A
2007-07-24 15:00 | 7 | 24 | 15 | 205.5836 | 4911 | 78.98 | 57.02 | 1003 | 78.98 | 0 | 1862.2 | Cooling | 310.3667 | #N/A | #N/A | #N/A | #N/A | 0 | 0 | 0 | 0 | 0 | 1862.2 | #N/A | #N/A | 88 | 93.98 | 3.3721 | #N/A | 5.7572 | 1.035% | 1 | 50% | 0% | 0% | 0% | 8.2745 | 0 | 0 | 0 | 8.2745 | #N/A
2007-07-24 16:00 | 7 | 24 | 16 | 205.6253 | 4912 | 66.02 | 55.04 | 1003 | 66.02 | 0 | 1859.8187 | Cooling | 309.9698 | #N/A | #N/A | #N/A | #N/A | 0 | 0 | 0 | 0 | 0 | 1859.8187 | #N/A | #N/A | 88 | 81.02 | 4.2577 | #N/A | 5.7499 | 1.033% | 1 | 50% | 0% | 0% | 0% | 8.2745 | 0 | 0 | 0 | 8.2745 | #N/A
2007-07-24 17:00 | 7 | 24 | 17 | 205.667 | 4913 | 69.98 | 53.96 | 1003 | 69.98 | 0 | 1803.7427 | Cooling | 300.6238 | #N/A | #N/A | #N/A | #N/A | 0 | 0 | 0 | 0 | 0 | 1803.7427 | #N/A | #N/A | 88 | 84.98 | 3.9871 | #N/A | 5.5765 | 1.002% | 1 | 50% | 0% | 0% | 0% | 8.2745 | 0 | 0 | 0 | 8.2745 | #N/A
2007-07-24 18:00 | 7 | 24 | 18 | 205.7086 | 4914 | 66.92 | 55.04 | 1003 | 66.92 | 0 | 1699.9014 | Cooling | 283.3169 | #N/A | #N/A | #N/A | #N/A | 0 | 0 | 0 | 0 | 0 | 1699.9014 | #N/A | #N/A | 88 | 81.92 | 4.1962 | #N/A | 5.2555 | 0.9444% | 1 | 50% | 0% | 0% | 0% | 8.2745 | 0 | 0 | 0 | 8.2745 | #N/A
2007-07-24 19:00 | 7 | 24 | 19 | 205.7503 | 4915 | 66.02 | 55.94 | 1003 | 66.02 | 0 | 1830.9786 | Cooling | 305.1631 | #N/A | #N/A | #N/A | #N/A | 0 | 0 | 0 | 0 | 0 | 1830.9786 | #N/A | #N/A | 88 | 81.02 | 4.2577 | #N/A | 5.6607 | 1.017% | 1 | 50% | 0% | 0% | 0% | 8.2745 | 0 | 0 | 0 | 8.2745 | #N/A
2007-07-24 20:00 | 7 | 24 | 20 | 205.792 | 4916 | 66.02 | 59 | 1004 | 66.02 | 0 | 1748.3753 | Cooling | 291.3959 | #N/A | #N/A | #N/A | #N/A | 0 | 0 | 0 | 0 | 0 | 1748.3753 | #N/A | #N/A | 88 | 81.02 | 4.2577 | #N/A | 5.4053 | 0.9713% | 1 | 50% | 0% | 0% | 0% | 8.2745 | 0 | 0 | 0 | 8.2745 | #N/A
2007-07-24 21:00 | 7 | 24 | 21 | 205.8336 | 4917 | 64.94 | 59 | 1004 | 64.94 | 0 | 1514.0211 | Cooling | 252.3368 | #N/A | #N/A | #N/A | #N/A | 0 | 0 | 0 | 0 | 0 | 1514.0211 | #N/A | #N/A | 88 | 79.94 | 4.3315 | #N/A | 4.6808 | 0.8411% | 1 | 50% | 0% | 0% | 0% | 8.2745 | 0 | 0 | 0 | 8.2745 | #N/A
2007-07-24 22:00 | 7 | 24 | 22 | 205.8753 | 4918 | 64.04 | 59 | 1004 | 64.04 | 0 | 240.582 | Cooling | 40.097 | #N/A | #N/A | #N/A | #N/A | 0 | 0 | 0 | 0 | 0 | 240.582 | #N/A | #N/A | 88 | 79.04 | 4.393 | #N/A | 0.74379 | 0.1337% | 1 | 50% | 0% | 0% | 0% | 8.2745 | 0 | 0 | 0 | 8.2745 | #N/A
2007-07-24 23:00 | 7 | 24 | 23 | 205.917 | 4919 | 64.04 | 59 | 1004 | 64.04 | 0 | 253.4061 | Cooling | 42.2343 | #N/A | #N/A | #N/A | #N/A | 0 | 0 | 0 | 0 | 0 | 253.4061 | #N/A | #N/A | 88 | 79.04 | 4.393 | #N/A | 0.78344 | 0.1408% | 1 | 50% | 0% | 0% | 0% | 8.2745 | 0 | 0 | 0 | 8.2745 | #N/A
2007-07-25 | 7 | 25 | 0 | 205.9586 | 4920 | 62.06 | 59 | 1005 | 62.06 | 0 | 220.8387 | Cooling | 36.8065 | #N/A | #N/A | #N/A | #N/A | 0 | 0 | 0 | 0 | 0 | 220.8387 | #N/A | #N/A | 88 | 77.06 | 4.5283 | #N/A | 0.68275 | 0.1227% | 1 | 50% | 0% | 0% | 0% | 8.2745 | 0 | 0 | 0 | 8.2745 | #N/A
2007-07-25 01:00 | 7 | 25 | 1 | 206.0003 | 4921 | 60.98 | 57.92 | 1005 | 60.98 | 0 | 188.5372 | Cooling | 31.4229 | #N/A | #N/A | #N/A | #N/A | 0 | 0 | 0 | 0 | 0 | 188.5372 | #N/A | #N/A | 88 | 75.98 | 4.6021 | #N/A | 0.58289 | 0.1047% | 1 | 50% | 0% | 0% | 0% | 8.2745 | 0 | 0 | 0 | 8.2745 | #N/A
2007-07-25 02:00 | 7 | 25 | 2 | 206.042 | 4922 | 60.98 | 57.92 | 1005 | 60.98 | 0 | 169.0782 | Cooling | 28.1797 | #N/A | #N/A | #N/A | #N/A | 0 | 0 | 0 | 0 | 0 | 169.0782 | #N/A | #N/A | 88 | 75.98 | 4.6021 | #N/A | 0.52273 | 0.09393% | 1 | 50% | 0% | 0% | 0% | 8.2745 | 0 | 0 | 0 | 8.2745 | #N/A
2007-07-25 03:00 | 7 | 25 | 3 | 206.0836 | 4923 | 59 | 57.02 | 1005 | 59 | 0 | 146.3292 | Cooling | 24.3882 | #N/A | #N/A | #N/A | #N/A | 0 | 0 | 0 | 0 | 0 | 146.3292 | #N/A | #N/A | 88 | 74 | 4.7374 | #N/A | 0.45239 | 0.08129% | 1 | 50% | 0% | 0% | 0% | 8.2745 | 0 | 0 | 0 | 8.2745 | #N/A
2007-07-25 04:00 | 7 | 25 | 4 | 206.1253 | 4924 | 62.06 | 57.02 | 1006 | 62.06 | 0 | 132.5455 | Cooling | 22.0909 | #N/A | #N/A | #N/A | #N/A | 0 | 0 | 0 | 0 | 0 | 132.5455 | #N/A | #N/A | 88 | 77.06 | 4.5283 | #N/A | 0.40978 | 0.07364% | 1 | 50% | 0% | 0% | 0% | 8.2745 | 0 | 0 | 0 | 8.2745 | #N/A
2007-07-25 05:00 | 7 | 25 | 5 | 206.167 | 4925 | 60.98 | 57.02 | 1006 | 60.98 | 0 | 147.0257 | Cooling | 24.5043 | #N/A | #N/A | #N/A | #N/A | 0 | 0 | 0 | 0 | 0 | 147.0257 | #N/A | #N/A | 88 | 75.98 | 4.6021 | #N/A | 0.45455 | 0.08168% | 1 | 50% | 0% | 0% | 0% | 8.2745 | 0 | 0 | 0 | 8.2745 | #N/A
2007-07-25 06:00 | 7 | 25 | 6 | 206.2086 | 4926 | 60.08 | 57.92 | 1006 | 60.08 | 0 | 931.6641 | Cooling | 155.2773 | #N/A | #N/A | #N/A | #N/A | 0 | 0 | 0 | 0 | 0 | 931.6641 | #N/A | #N/A | 88 | 75.08 | 4.6636 | #N/A | 2.8804 | 0.5176% | 1 | 50% | 0% | 0% | 0% | 8.2745 | 0 | 0 | 0 | 8.2745 | #N/A
2007-07-25 07:00 | 7 | 25 | 7 | 206.2503 | 4927 | 64.04 | 60.98 | 1007 | 64.04 | 0 | 1396.7666 | Cooling | 232.7944 | #N/A | #N/A | #N/A | #N/A | 0 | 0 | 0 | 0 | 0 | 1396.7666 | #N/A | #N/A | 88 | 79.04 | 4.393 | #N/A | 4.3183 | 0.776% | 1 | 50% | 0% | 0% | 0% | 8.2745 | 0 | 0 | 0 | 8.2745 | #N/A
2007-07-25 08:00 | 7 | 25 | 8 | 206.292 | 4928 | 64.04 | 64.04 | 1007 | 64.04 | 0 | 2099.8216 | Cooling | 349.9703 | #N/A | #N/A | #N/A | #N/A | 0 | 0 | 0 | 0 | 0 | 2099.8216 | #N/A | #N/A | 88 | 79.04 | 4.393 | #N/A | 6.4919 | 1.167% | 1 | 50% | 0% | 0% | 0% | 8.2745 | 0 | 0 | 0 | 8.2745 | #N/A
2007-07-25 09:00 | 7 | 25 | 9 | 206.3336 | 4929 | 69.98 | 64.04 | 1007 | 69.98 | 0 | 2494.0027 | Cooling | 415.6671 | #N/A | #N/A | #N/A | #N/A | 0 | 0 | 0 | 0 | 0 | 2494.0027 | #N/A | #N/A | 88 | 84.98 | 3.9871 | #N/A | 7.7105 | 1.386% | 1 | 50% | 0% | 0% | 0% | 8.2745 | 0 | 0 | 0 | 8.2745 | #N/A
2007-07-25 10:00 | 7 | 25 | 10 | 206.3753 | 4930 | 73.94 | 64.94 | 1007 | 73.94 | 0 | 2198.2122 | Cooling | 366.3687 | #N/A | #N/A | #N/A | #N/A | 0 | 0 | 0 | 0 | 0 | 2198.2122 | #N/A | #N/A | 88 | 88.94 | 3.7165 | #N/A | 6.796 | 1.221% | 1 | 50% | 0% | 0% | 0% | 8.2745 | 0 | 0 | 0 | 8.2745 | #N/A
2007-07-25 11:00 | 7 | 25 | 11 | 206.417 | 4931 | 73.94 | 64.04 | 1007 | 73.94 | 0 | 2028.8231 | Cooling | 338.1372 | #N/A | #N/A | #N/A | #N/A | 0 | 0 | 0 | 0 | 0 | 2028.8231 | #N/A | #N/A | 88 | 88.94 | 3.7165 | #N/A | 6.2724 | 1.127% | 1 | 50% | 0% | 0% | 0% | 8.2745 | 0 | 0 | 0 | 8.2745 | #N/A
2007-07-25 12:00 | 7 | 25 | 12 | 206.4586 | 4932 | 78.08 | 64.04 | 1007 | 78.08 | 0 | 1888.4954 | Cooling | 314.7492 | #N/A | #N/A | #N/A | #N/A | 0 | 0 | 0 | 0 | 0 | 1888.4954 | #N/A | #N/A | 88 | 93.08 | 3.4336 | #N/A | 5.8385 | 1.049% | 1 | 50% | 0% | 0% | 0% | 8.2745 | 0 | 0 | 0 | 8.2745 | #N/A
2007-07-25 13:00 | 7 | 25 | 13 | 206.5003 | 4933 | 82.04 | 64.04 | 1007 | 82.04 | 0 | 1936.2491 | Cooling | 322.7082 | #N/A | #N/A | #N/A | #N/A | 0 | 0 | 0 | 0 | 0 | 1936.2491 | #N/A | #N/A | 88 | 97.04 | 3.163 | #N/A | 5.9862 | 1.076% | 1 | 50% | 0% | 0% | 0% | 8.2745 | 0 | 0 | 0 | 8.2745 | #N/A
2007-07-25 14:00 | 7 | 25 | 14 | 206.542 | 4934 | 82.04 | 64.04 | 1007 | 82.04 | 0 | 2006.2731 | Cooling | 334.3789 | #N/A | #N/A | #N/A | #N/A | 0 | 0 | 0 | 0 | 0 | 2006.2731 | #N/A | #N/A | 88 | 97.04 | 3.163 | #N/A | 6.2026 | 1.115% | 1 | 50% | 0% | 0% | 0% | 8.2745 | 0 | 0 | 0 | 8.2745 | #N/A
2007-07-25 15:00 | 7 | 25 | 15 | 206.5836 | 4935 | 82.04 | 60.98 | 1007 | 82.04 | 0 | 1975.541 | Cooling | 329.2568 | #N/A | #N/A | #N/A | #N/A | 0 | 0 | 0 | 0 | 0 | 1975.541 | #N/A | #N/A | 88 | 97.04 | 3.163 | #N/A | 6.1076 | 1.098% | 1 | 50% | 0% | 0% | 0% | 8.2745 | 0 | 0 | 0 | 8.2745 | #N/A
2007-07-25 16:00 | 7 | 25 | 16 | 206.6253 | 4936 | 82.04 | 60.98 | 1007 | 82.04 | 0 | 2008.6443 | Cooling | 334.774 | #N/A | #N/A | #N/A | #N/A | 0 | 0 | 0 | 0 | 0 | 2008.6443 | #N/A | #N/A | 88 | 97.04 | 3.163 | #N/A | 6.21 | 1.116% | 1 | 50% | 0% | 0% | 0% | 8.2745 | 0 | 0 | 0 | 8.2745 | #N/A
2007-07-25 17:00 | 7 | 25 | 17 | 206.667 | 4937 | 82.04 | 62.06 | 1007 | 82.04 | 0 | 2000.9792 | Cooling | 333.4965 | #N/A | #N/A | #N/A | #N/A | 0 | 0 | 0 | 0 | 0 | 2000.9792 | #N/A | #N/A | 88 | 97.04 | 3.163 | #N/A | 6.1863 | 1.112% | 1 | 50% | 0% | 0% | 0% | 8.2745 | 0 | 0 | 0 | 8.2745 | #N/A
2007-07-25 18:00 | 7 | 25 | 18 | 206.7086 | 4938 | 80.06 | 57.92 | 1007 | 80.06 | 0 | 1846.2366 | Cooling | 307.7061 | #N/A | #N/A | #N/A | #N/A | 0 | 0 | 0 | 0 | 0 | 1846.2366 | #N/A | #N/A | 88 | 95.06 | 3.2983 | #N/A | 5.7079 | 1.026% | 1 | 50% | 0% | 0% | 0% | 8.2745 | 0 | 0 | 0 | 8.2745 | #N/A
2007-07-25 19:00 | 7 | 25 | 19 | 206.7503 | 4939 | 78.08 | 57.92 | 1007 | 78.08 | 0 | 1977.7056 | Cooling | 329.6176 | #N/A | #N/A | #N/A | #N/A | 0 | 0 | 0 | 0 | 0 | 1977.7056 | #N/A | #N/A | 88 | 93.08 | 3.4336 | #N/A | 6.1143 | 1.099% | 1 | 50% | 0% | 0% | 0% | 8.2745 | 0 | 0 | 0 | 8.2745 | #N/A
2007-07-25 20:00 | 7 | 25 | 20 | 206.792 | 4940 | 78.08 | 57.92 | 1008 | 78.08 | 0 | 1892.4464 | Cooling | 315.4077 | #N/A | #N/A | #N/A | #N/A | 0 | 0 | 0 | 0 | 0 | 1892.4464 | #N/A | #N/A | 88 | 93.08 | 3.4336 | #N/A | 5.8507 | 1.051% | 1 | 50% | 0% | 0% | 0% | 8.2745 | 0 | 0 | 0 | 8.2745 | #N/A
2007-07-25 21:00 | 7 | 25 | 21 | 206.8336 | 4941 | 75.02 | 57.92 | 1009 | 75.02 | 0 | 1514.3164 | Cooling | 252.3861 | #N/A | #N/A | #N/A | #N/A | 0 | 0 | 0 | 0 | 0 | 1514.3164 | #N/A | #N/A | 88 | 90.02 | 3.6427 | #N/A | 4.6817 | 0.8413% | 1 | 50% | 0% | 0% | 0% | 8.2745 | 0 | 0 | 0 | 8.2745 | #N/A
2007-07-25 22:00 | 7 | 25 | 22 | 206.8753 | 4942 | 73.94 | 57.92 | 1009 | 73.94 | 0 | 265.9045 | Cooling | 44.3174 | #N/A | #N/A | #N/A | #N/A | 0 | 0 | 0 | 0 | 0 | 265.9045 | #N/A | #N/A | 88 | 88.94 | 3.7165 | #N/A | 0.82208 | 0.1477% | 1 | 50% | 0% | 0% | 0% | 8.2745 | 0 | 0 | 0 | 8.2745 | #N/A
2007-07-25 23:00 | 7 | 25 | 23 | 206.917 | 4943 | 73.94 | 57.92 | 1010 | 73.94 | 0 | 250.1981 | Cooling | 41.6997 | #N/A | #N/A | #N/A | #N/A | 0 | 0 | 0 | 0 | 0 | 250.1981 | #N/A | #N/A | 88 | 88.94 | 3.7165 | #N/A | 0.77352 | 0.139% | 1 | 50% | 0% | 0% | 0% | 8.2745 | 0 | 0 | 0 | 8.2745 | #N/A
2007-07-26 | 7 | 26 | 0 | 206.9586 | 4944 | 73.04 | 57.92 | 1010 | 73.04 | 0 | 209.4881 | Cooling | 34.9147 | #N/A | #N/A | #N/A | #N/A | 0 | 0 | 0 | 0 | 0 | 209.4881 | #N/A | #N/A | 88 | 88.04 | 3.778 | #N/A | 0.64766 | 0.1164% | 1 | 50% | 0% | 0% | 0% | 8.2745 | 0 | 0 | 0 | 8.2745 | #N/A
2007-07-26 01:00 | 7 | 26 | 1 | 207.0003 | 4945 | 71.96 | 57.92 | 1010 | 71.96 | 0 | 191.4974 | Cooling | 31.9162 | #N/A | #N/A | #N/A | #N/A | 0 | 0 | 0 | 0 | 0 | 191.4974 | #N/A | #N/A | 88 | 86.96 | 3.8518 | #N/A | 0.59204 | 0.1064% | 1 | 50% | 0% | 0% | 0% | 8.2745 | 0 | 0 | 0 | 8.2745 | #N/A
2007-07-26 02:00 | 7 | 26 | 2 | 207.042 | 4946 | 71.96 | 57.92 | 1010 | 71.96 | 0 | 184.2521 | Cooling | 30.7087 | #N/A | #N/A | #N/A | #N/A | 0 | 0 | 0 | 0 | 0 | 184.2521 | #N/A | #N/A | 88 | 86.96 | 3.8518 | #N/A | 0.56964 | 0.1024% | 1 | 50% | 0% | 0% | 0% | 8.2745 | 0 | 0 | 0 | 8.2745 | #N/A
2007-07-26 03:00 | 7 | 26 | 3 | 207.0836 | 4947 | 71.06 | 57.02 | 1010 | 71.06 | 0 | 165.2699 | Cooling | 27.545 | #N/A | #N/A | #N/A | #N/A | 0 | 0 | 0 | 0 | 0 | 165.2699 | #N/A | #N/A | 88 | 86.06 | 3.9133 | #N/A | 0.51095 | 0.09182% | 1 | 50% | 0% | 0% | 0% | 8.2745 | 0 | 0 | 0 | 8.2745 | #N/A
2007-07-26 04:00 | 7 | 26 | 4 | 207.1253 | 4948 | 68 | 55.94 | 1010 | 68 | 0 | 132.1194 | Cooling | 22.0199 | #N/A | #N/A | #N/A | #N/A | 0 | 0 | 0 | 0 | 0 | 132.1194 | #N/A | #N/A | 88 | 83 | 4.1224 | #N/A | 0.40846 | 0.0734% | 1 | 50% | 0% | 0% | 0% | 8.2745 | 0 | 0 | 0 | 8.2745 | #N/A
2007-07-26 05:00 | 7 | 26 | 5 | 207.167 | 4949 | 68 | 55.94 | 1010 | 68 | 0 | 128.4793 | Cooling | 21.4132 | #N/A | #N/A | #N/A | #N/A | 0 | 0 | 0 | 0 | 0 | 128.4793 | #N/A | #N/A | 88 | 83 | 4.1224 | #N/A | 0.39721 | 0.07138% | 1 | 50% | 0% | 0% | 0% | 8.2745 | 0 | 0 | 0 | 8.2745 | #N/A
2007-07-26 06:00 | 7 | 26 | 6 | 207.2086 | 4950 | 66.92 | 57.02 | 1011 | 66.92 | 0 | 807.6332 | Cooling | 134.6055 | #N/A | #N/A | #N/A | #N/A | 0 | 0 | 0 | 0 | 0 | 807.6332 | #N/A | #N/A | 88 | 81.92 | 4.1962 | #N/A | 2.4969 | 0.4487% | 1 | 50% | 0% | 0% | 0% | 8.2745 | 0 | 0 | 0 | 8.2745 | #N/A
2007-07-26 07:00 | 7 | 26 | 7 | 207.2503 | 4951 | 69.8 | 57.92 | 1012 | 69.8 | 0 | 1120.1084 | Cooling | 186.6847 | #N/A | #N/A | #N/A | #N/A | 0 | 0 | 0 | 0 | 0 | 1120.1084 | #N/A | #N/A | 88 | 84.8 | 3.9994 | #N/A | 3.463 | 0.6223% | 1 | 50% | 0% | 0% | 0% | 8.2745 | 0 | 0 | 0 | 8.2745 | #N/A
2007-07-26 08:00 | 7 | 26 | 8 | 207.292 | 4952 | 69.08 | 59 | 1012 | 69.08 | 0 | 1705.4247 | Cooling | 284.2374 | #N/A | #N/A | #N/A | #N/A | 0 | 0 | 0 | 0 | 0 | 1705.4247 | #N/A | #N/A | 88 | 84.08 | 4.0486 | #N/A | 5.2725 | 0.9475% | 1 | 50% | 0% | 0% | 0% | 8.2745 | 0 | 0 | 0 | 8.2745 | #N/A
2007-07-26 09:00 | 7 | 26 | 9 | 207.3336 | 4953 | 73.4 | 62.06 | 1012 | 73.4 | 0 | 2296.5424 | Cooling | 382.7571 | #N/A | #N/A | #N/A | #N/A | 0 | 0 | 0 | 0 | 0 | 2296.5424 | #N/A | #N/A | 88 | 88.4 | 3.7534 | #N/A | 7.1 | 1.276% | 1 | 50% | 0% | 0% | 0% | 8.2745 | 0 | 0 | 0 | 8.2745 | #N/A
2007-07-26 10:00 | 7 | 26 | 10 | 207.3753 | 4954 | 75.2 | 62.96 | 1012 | 75.2 | 0 | 1980.3401 | Cooling | 330.0567 | #N/A | #N/A | #N/A | #N/A | 0 | 0 | 0 | 0 | 0 | 1980.3401 | #N/A | #N/A | 88 | 90.2 | 3.6304 | #N/A | 6.1225 | 1.1% | 1 | 50% | 0% | 0% | 0% | 8.2745 | 0 | 0 | 0 | 8.2745 | #N/A
2007-07-26 11:00 | 7 | 26 | 11 | 207.417 | 4955 | 75.02 | 62.96 | 1012 | 75.02 | 0 | 1942.8351 | Cooling | 323.8059 | #N/A | #N/A | #N/A | #N/A | 0 | 0 | 0 | 0 | 0 | 1942.8351 | #N/A | #N/A | 88 | 90.02 | 3.6427 | #N/A | 6.0065 | 1.079% | 1 | 50% | 0% | 0% | 0% | 8.2745 | 0 | 0 | 0 | 8.2745 | #N/A
2007-07-26 12:00 | 7 | 26 | 12 | 207.4586 | 4956 | 80.06 | 62.06 | 1011 | 80.06 | 0 | 1879.0084 | Cooling | 313.1681 | #N/A | #N/A | #N/A | #N/A | 0 | 0 | 0 | 0 | 0 | 1879.0084 | #N/A | #N/A | 88 | 95.06 | 3.2983 | #N/A | 5.8092 | 1.044% | 1 | 50% | 0% | 0% | 0% | 8.2745 | 0 | 0 | 0 | 8.2745 | #N/A
2007-07-26 13:00 | 7 | 26 | 13 | 207.5003 | 4957 | 80.06 | 59 | 1011 | 80.06 | 0 | 1864.4645 | Cooling | 310.7441 | #N/A | #N/A | #N/A | #N/A | 0 | 0 | 0 | 0 | 0 | 1864.4645 | #N/A | #N/A | 88 | 95.06 | 3.2983 | #N/A | 5.7642 | 1.036% | 1 | 50% | 0% | 0% | 0% | 8.2745 | 0 | 0 | 0 | 8.2745 | #N/A
2007-07-26 14:00 | 7 | 26 | 14 | 207.542 | 4958 | 80.06 | 59 | 1011 | 80.06 | 0 | 1911.4245 | Cooling | 318.5707 | #N/A | #N/A | #N/A | #N/A | 0 | 0 | 0 | 0 | 0 | 1911.4245 | #N/A | #N/A | 88 | 95.06 | 3.2983 | #N/A | 5.9094 | 1.062% | 1 | 50% | 0% | 0% | 0% | 8.2745 | 0 | 0 | 0 | 8.2745 | #N/A
2007-07-26 15:00 | 7 | 26 | 15 | 207.5836 | 4959 | 84.02 | 60.98 | 1010 | 84.02 | 0 | 1968.5479 | Cooling | 328.0913 | #N/A | #N/A | #N/A | #N/A | 0 | 0 | 0 | 0 | 0 | 1968.5479 | #N/A | #N/A | 88 | 99.02 | 3.0277 | #N/A | 6.086 | 1.094% | 1 | 50% | 0% | 0% | 0% | 8.2745 | 0 | 0 | 0 | 8.2745 | #N/A
2007-07-26 16:00 | 7 | 26 | 16 | 207.6253 | 4960 | 84.02 | 60.98 | 1010 | 84.02 | 0 | 2037.6001 | Cooling | 339.6 | #N/A | #N/A | #N/A | #N/A | 0 | 0 | 0 | 0 | 0 | 2037.6001 | #N/A | #N/A | 88 | 99.02 | 3.0277 | #N/A | 6.2995 | 1.132% | 1 | 50% | 0% | 0% | 0% | 8.2745 | 0 | 0 | 0 | 8.2745 | #N/A
2007-07-26 17:00 | 7 | 26 | 17 | 207.667 | 4961 | 84.02 | 62.96 | 1010 | 84.02 | 0 | 2034.4367 | Cooling | 339.0728 | #N/A | #N/A | #N/A | #N/A | 0 | 0 | 0 | 0 | 0 | 2034.4367 | #N/A | #N/A | 88 | 99.02 | 3.0277 | #N/A | 6.2897 | 1.13% | 1 | 50% | 0% | 0% | 0% | 8.2745 | 0 | 0 | 0 | 8.2745 | #N/A
2007-07-26 18:00 | 7 | 26 | 18 | 207.7086 | 4962 | 80.96 | 64.04 | 1010 | 80.96 | 0 | 1964.8679 | Cooling | 327.478 | #N/A | #N/A | #N/A | #N/A | 0 | 0 | 0 | 0 | 0 | 1964.8679 | #N/A | #N/A | 88 | 95.96 | 3.2368 | #N/A | 6.0746 | 1.092% | 1 | 50% | 0% | 0% | 0% | 8.2745 | 0 | 0 | 0 | 8.2745 | #N/A
2007-07-26 19:00 | 7 | 26 | 19 | 207.7503 | 4963 | 77 | 64.04 | 1010 | 77 | 0 | 1899.5932 | Cooling | 316.5989 | #N/A | #N/A | #N/A | #N/A | 0 | 0 | 0 | 0 | 0 | 1899.5932 | #N/A | #N/A | 88 | 92 | 3.5074 | #N/A | 5.8728 | 1.055% | 1 | 50% | 0% | 0% | 0% | 8.2745 | 0 | 0 | 0 | 8.2745 | #N/A
2007-07-26 20:00 | 7 | 26 | 20 | 207.792 | 4964 | 77 | 64.94 | 1010 | 77 | 0 | 2070.2486 | Cooling | 345.0414 | #N/A | #N/A | #N/A | #N/A | 0 | 0 | 0 | 0 | 0 | 2070.2486 | #N/A | #N/A | 88 | 92 | 3.5074 | #N/A | 6.4004 | 1.15% | 1 | 50% | 0% | 0% | 0% | 8.2745 | 0 | 0 | 0 | 8.2745 | #N/A
2007-07-26 21:00 | 7 | 26 | 21 | 207.8336 | 4965 | 73.94 | 64.94 | 1011 | 73.94 | 0 | 2425.6119 | Cooling | 404.2686 | #N/A | #N/A | #N/A | #N/A | 0 | 0 | 0 | 0 | 0 | 2425.6119 | #N/A | #N/A | 88 | 88.94 | 3.7165 | #N/A | 7.4991 | 1.348% | 1 | 50% | 0% | 0% | 0% | 8.2745 | 0 | 0 | 0 | 8.2745 | #N/A
2007-07-26 22:00 | 7 | 26 | 22 | 207.8753 | 4966 | 73.04 | 64.04 | 1011 | 73.04 | 0 | 691.8906 | Cooling | 115.3151 | #N/A | #N/A | #N/A | #N/A | 0 | 0 | 0 | 0 | 0 | 691.8906 | #N/A | #N/A | 88 | 88.04 | 3.778 | #N/A | 2.1391 | 0.3844% | 1 | 50% | 0% | 0% | 0% | 8.2745 | 0 | 0 | 0 | 8.2745 | #N/A
2007-07-26 23:00 | 7 | 26 | 23 | 207.917 | 4967 | 73.04 | 64.94 | 1011 | 73.04 | 0 | 704.9135 | Cooling | 117.4856 | #N/A | #N/A | #N/A | #N/A | 0 | 0 | 0 | 0 | 0 | 704.9135 | #N/A | #N/A | 88 | 88.04 | 3.778 | #N/A | 2.1793 | 0.3916% | 1 | 50% | 0% | 0% | 0% | 8.2745 | 0 | 0 | 0 | 8.2745 | #N/A
2007-07-27 | 7 | 27 | 0 | 207.9586 | 4968 | 71.06 | 64.04 | 1011 | 71.06 | 0 | 525.3548 | Cooling | 87.5591 | #N/A | #N/A | #N/A | #N/A | 0 | 0 | 0 | 0 | 0 | 525.3548 | #N/A | #N/A | 88 | 86.06 | 3.9133 | #N/A | 1.6242 | 0.2919% | 1 | 50% | 0% | 0% | 0% | 8.2745 | 0 | 0 | 0 | 8.2745 | #N/A
2007-07-27 01:00 | 7 | 27 | 1 | 208.0003 | 4969 | 69.98 | 64.04 | 1011 | 69.98 | 0 | 443.6769 | Cooling | 73.9462 | #N/A | #N/A | #N/A | #N/A | 0 | 0 | 0 | 0 | 0 | 443.6769 | #N/A | #N/A | 88 | 84.98 | 3.9871 | #N/A | 1.3717 | 0.2465% | 1 | 50% | 0% | 0% | 0% | 8.2745 | 0 | 0 | 0 | 8.2745 | #N/A
2007-07-27 02:00 | 7 | 27 | 2 | 208.042 | 4970 | 69.98 | 62.96 | 1011 | 69.98 | 0 | 384.1682 | Cooling | 64.028 | #N/A | #N/A | #N/A | #N/A | 0 | 0 | 0 | 0 | 0 | 384.1682 | #N/A | #N/A | 88 | 84.98 | 3.9871 | #N/A | 1.1877 | 0.2134% | 1 | 50% | 0% | 0% | 0% | 8.2745 | 0 | 0 | 0 | 8.2745 | #N/A
2007-07-27 03:00 | 7 | 27 | 3 | 208.0836 | 4971 | 69.98 | 62.06 | 1011 | 69.98 | 0 | 343.7994 | Cooling | 57.2999 | #N/A | #N/A | #N/A | #N/A | 0 | 0 | 0 | 0 | 0 | 343.7994 | #N/A | #N/A | 88 | 84.98 | 3.9871 | #N/A | 1.0629 | 0.191% | 1 | 50% | 0% | 0% | 0% | 8.2745 | 0 | 0 | 0 | 8.2745 | #N/A
2007-07-27 04:00 | 7 | 27 | 4 | 208.1253 | 4972 | 69.98 | 62.06 | 1011 | 69.98 | 0 | 323.742 | Cooling | 53.957 | #N/A | #N/A | #N/A | #N/A | 0 | 0 | 0 | 0 | 0 | 323.742 | #N/A | #N/A | 88 | 84.98 | 3.9871 | #N/A | 1.0009 | 0.1799% | 1 | 50% | 0% | 0% | 0% | 8.2745 | 0 | 0 | 0 | 8.2745 | #N/A
2007-07-27 05:00 | 7 | 27 | 5 | 208.167 | 4973 | 69.98 | 60.98 | 1011 | 69.98 | 0 | 335.836 | Cooling | 55.9727 | #N/A | #N/A | #N/A | #N/A | 0 | 0 | 0 | 0 | 0 | 335.836 | #N/A | #N/A | 88 | 84.98 | 3.9871 | #N/A | 1.0383 | 0.1866% | 1 | 50% | 0% | 0% | 0% | 8.2745 | 0 | 0 | 0 | 8.2745 | #N/A
2007-07-27 06:00 | 7 | 27 | 6 | 208.2086 | 4974 | 71.06 | 62.06 | 1011 | 71.06 | 0 | 1526.0954 | Cooling | 254.3492 | #N/A | #N/A | #N/A | #N/A | 0 | 0 | 0 | 0 | 0 | 1526.0954 | #N/A | #N/A | 88 | 86.06 | 3.9133 | #N/A | 4.7181 | 0.8478% | 1 | 50% | 0% | 0% | 0% | 8.2745 | 0 | 0 | 0 | 8.2745 | #N/A
2007-07-27 07:00 | 7 | 27 | 7 | 208.2503 | 4975 | 71.96 | 62.96 | 1011 | 71.96 | 0 | 1725.7857 | Cooling | 287.631 | #N/A | #N/A | #N/A | #N/A | 0 | 0 | 0 | 0 | 0 | 1725.7857 | #N/A | #N/A | 88 | 86.96 | 3.8518 | #N/A | 5.3355 | 0.9588% | 1 | 50% | 0% | 0% | 0% | 8.2745 | 0 | 0 | 0 | 8.2745 | #N/A
2007-07-27 08:00 | 7 | 27 | 8 | 208.292 | 4976 | 71.96 | 64.94 | 1011 | 71.96 | 0 | 2329.9096 | Cooling | 388.3183 | #N/A | #N/A | #N/A | #N/A | 0 | 0 | 0 | 0 | 0 | 2329.9096 | #N/A | #N/A | 88 | 86.96 | 3.8518 | #N/A | 7.2032 | 1.294% | 1 | 50% | 0% | 0% | 0% | 8.2745 | 0 | 0 | 0 | 8.2745 | #N/A
2007-07-27 09:00 | 7 | 27 | 9 | 208.3336 | 4977 | 75.92 | 66.92 | 1011 | 75.92 | 0 | 1904.4253 | Cooling | 317.4042 | #N/A | #N/A | #N/A | #N/A | 0 | 0 | 0 | 0 | 0 | 1904.4253 | #N/A | #N/A | 88 | 90.92 | 3.5812 | #N/A | 5.8878 | 1.058% | 1 | 50% | 0% | 0% | 0% | 8.2745 | 0 | 0 | 0 | 8.2745 | #N/A
2007-07-27 10:00 | 7 | 27 | 10 | 208.3753 | 4978 | 80.06 | 64.94 | 1011 | 80.06 | 0 | 1770.6227 | Cooling | 295.1038 | #N/A | #N/A | #N/A | #N/A | 0 | 0 | 0 | 0 | 0 | 1770.6227 | #N/A | #N/A | 88 | 95.06 | 3.2983 | #N/A | 5.4741 | 0.9837% | 1 | 50% | 0% | 0% | 0% | 8.2745 | 0 | 0 | 0 | 8.2745 | #N/A
2007-07-27 11:00 | 7 | 27 | 11 | 208.417 | 4979 | 80.06 | 64.94 | 1011 | 80.06 | 0 | 1777.4153 | Cooling | 296.2359 | #N/A | #N/A | #N/A | #N/A | 0 | 0 | 0 | 0 | 0 | 1777.4153 | #N/A | #N/A | 88 | 95.06 | 3.2983 | #N/A | 5.4951 | 0.9875% | 1 | 50% | 0% | 0% | 0% | 8.2745 | 0 | 0 | 0 | 8.2745 | #N/A
2007-07-27 12:00 | 7 | 27 | 12 | 208.4586 | 4980 | 84.02 | 64.04 | 1011 | 84.02 | 0 | 1768.8952 | Cooling | 294.8159 | #N/A | #N/A | #N/A | #N/A | 0 | 0 | 0 | 0 | 0 | 1768.8952 | #N/A | #N/A | 88 | 99.02 | 3.0277 | #N/A | 5.4688 | 0.9827% | 1 | 50% | 0% | 0% | 0% | 8.2745 | 0 | 0 | 0 | 8.2745 | #N/A
2007-07-27 13:00 | 7 | 27 | 13 | 208.5003 | 4981 | 86 | 62.06 | 1010 | 86 | 0 | 1748.6163 | Cooling | 291.4361 | #N/A | #N/A | #N/A | #N/A | 0 | 0 | 0 | 0 | 0 | 1748.6163 | #N/A | #N/A | 88 | 101 | 2.8924 | #N/A | 5.4061 | 0.9715% | 1 | 50% | 0% | 0% | 0% | 8.2745 | 0 | 0 | 0 | 8.2745 | #N/A
2007-07-27 14:00 | 7 | 27 | 14 | 208.542 | 4982 | 86 | 62.06 | 1010 | 86 | 0 | 1672.4275 | Cooling | 278.7379 | #N/A | #N/A | #N/A | #N/A | 0 | 0 | 0 | 0 | 0 | 1672.4275 | #N/A | #N/A | 88 | 101 | 2.8924 | #N/A | 5.1705 | 0.9291% | 1 | 50% | 0% | 0% | 0% | 8.2745 | 0 | 0 | 0 | 8.2745 | #N/A
2007-07-27 15:00 | 7 | 27 | 15 | 208.5836 | 4983 | 87.08 | 59 | 1009 | 87.08 | 0 | 1607.0072 | Cooling | 267.8345 | #N/A | #N/A | #N/A | #N/A | 0 | 0 | 0 | 0 | 0 | 1607.0072 | #N/A | #N/A | 88 | 102.08 | 2.8186 | #N/A | 4.9683 | 0.8928% | 1 | 50% | 0% | 0% | 0% | 8.2745 | 0 | 0 | 0 | 8.2745 | #N/A
2007-07-27 16:00 | 7 | 27 | 16 | 208.6253 | 4984 | 87.98 | 64.94 | 1009 | 87.98 | 0 | 1690.3053 | Cooling | 281.7175 | #N/A | #N/A | #N/A | #N/A | 0 | 0 | 0 | 0 | 0 | 1690.3053 | #N/A | #N/A | 88 | 102.98 | 2.7571 | #N/A | 5.2258 | 0.9391% | 1 | 50% | 0% | 0% | 0% | 8.2745 | 0 | 0 | 0 | 8.2745 | #N/A
2007-07-27 17:00 | 7 | 27 | 17 | 208.667 | 4985 | 87.98 | 64.04 | 1009 | 87.98 | 0 | 1701.5899 | Cooling | 283.5983 | #N/A | #N/A | #N/A | #N/A | 0 | 0 | 0 | 0 | 0 | 1701.5899 | #N/A | #N/A | 88 | 102.98 | 2.7571 | #N/A | 5.2607 | 0.9453% | 1 | 50% | 0% | 0% | 0% | 8.2745 | 0 | 0 | 0 | 8.2745 | #N/A
2007-07-27 18:00 | 7 | 27 | 18 | 208.7086 | 4986 | 84.02 | 62.96 | 1009 | 84.02 | 0 | 681.8144 | Cooling | 113.6357 | #N/A | #N/A | #N/A | #N/A | 0 | 0 | 0 | 0 | 0 | 681.8144 | #N/A | #N/A | 88 | 99.02 | 3.0277 | #N/A | 2.1079 | 0.3788% | 1 | 50% | 0% | 0% | 0% | 8.2745 | 0 | 0 | 0 | 8.2745 | #N/A
2007-07-27 19:00 | 7 | 27 | 19 | 208.7503 | 4987 | 82.94 | 64.04 | 1008 | 82.94 | 0 | 755.2794 | Cooling | 125.8799 | #N/A | #N/A | #N/A | #N/A | 0 | 0 | 0 | 0 | 0 | 755.2794 | #N/A | #N/A | 88 | 97.94 | 3.1015 | #N/A | 2.335 | 0.4196% | 1 | 50% | 0% | 0% | 0% | 8.2745 | 0 | 0 | 0 | 8.2745 | #N/A
2007-07-27 20:00 | 7 | 27 | 20 | 208.792 | 4988 | 82.94 | 64.94 | 1008 | 82.94 | 0 | 1423.3675 | Cooling | 237.2279 | #N/A | #N/A | #N/A | #N/A | 0 | 0 | 0 | 0 | 0 | 1423.3675 | #N/A | #N/A | 88 | 97.94 | 3.1015 | #N/A | 4.4005 | 0.7908% | 1 | 50% | 0% | 0% | 0% | 8.2745 | 0 | 0 | 0 | 8.2745 | #N/A
2007-07-27 21:00 | 7 | 27 | 21 | 208.8336 | 4989 | 80.06 | 66.02 | 1009 | 80.06 | 0 | 983.0937 | Cooling | 163.849 | #N/A | #N/A | #N/A | #N/A | 0 | 0 | 0 | 0 | 0 | 983.0937 | #N/A | #N/A | 88 | 95.06 | 3.2983 | #N/A | 3.0394 | 0.5462% | 1 | 50% | 0% | 0% | 0% | 8.2745 | 0 | 0 | 0 | 8.2745 | #N/A
2007-07-27 22:00 | 7 | 27 | 22 | 208.8753 | 4990 | 78.98 | 64.94 | 1009 | 78.98 | 0 | 678.2791 | Cooling | 113.0465 | #N/A | #N/A | #N/A | #N/A | 0 | 0 | 0 | 0 | 0 | 678.2791 | #N/A | #N/A | 88 | 93.98 | 3.3721 | #N/A | 2.097 | 0.3768% | 1 | 50% | 0% | 0% | 0% | 8.2745 | 0 | 0 | 0 | 8.2745 | #N/A
2007-07-27 23:00 | 7 | 27 | 23 | 208.917 | 4991 | 78.98 | 66.02 | 1009 | 78.98 | 0 | 437.4786 | Cooling | 72.9131 | #N/A | #N/A | #N/A | #N/A | 0 | 0 | 0 | 0 | 0 | 437.4786 | #N/A | #N/A | 88 | 93.98 | 3.3721 | #N/A | 1.3525 | 0.243% | 1 | 50% | 0% | 0% | 0% | 8.2745 | 0 | 0 | 0 | 8.2745 | #N/A
2007-07-28 | 7 | 28 | 0 | 208.9586 | 4992 | 73.94 | 66.02 | 1008 | 73.94 | 0 | 386.3353 | Cooling | 64.3892 | #N/A | #N/A | #N/A | #N/A | 0 | 0 | 0 | 0 | 0 | 386.3353 | #N/A | #N/A | 88 | 88.94 | 3.7165 | #N/A | 1.1944 | 0.2146% | 1 | 50% | 0% | 0% | 0% | 8.2745 | 0 | 0 | 0 | 8.2745 | #N/A
2007-07-28 01:00 | 7 | 28 | 1 | 209.0003 | 4993 | 73.04 | 64.94 | 1008 | 73.04 | 0 | 341.3994 | Cooling | 56.8999 | #N/A | #N/A | #N/A | #N/A | 0 | 0 | 0 | 0 | 0 | 341.3994 | #N/A | #N/A | 88 | 88.04 | 3.778 | #N/A | 1.0555 | 0.1897% | 1 | 50% | 0% | 0% | 0% | 8.2745 | 0 | 0 | 0 | 8.2745 | #N/A
2007-07-28 02:00 | 7 | 28 | 2 | 209.042 | 4994 | 73.04 | 64.04 | 1008 | 73.04 | 0 | 296.4586 | Cooling | 49.4098 | #N/A | #N/A | #N/A | #N/A | 0 | 0 | 0 | 0 | 0 | 296.4586 | #N/A | #N/A | 88 | 88.04 | 3.778 | #N/A | 0.91654 | 0.1647% | 1 | 50% | 0% | 0% | 0% | 8.2745 | 0 | 0 | 0 | 8.2745 | #N/A
2007-07-28 03:00 | 7 | 28 | 3 | 209.0836 | 4995 | 69.98 | 64.04 | 1008 | 69.98 | 0 | 277.3605 | Cooling | 46.2267 | #N/A | #N/A | #N/A | #N/A | 0 | 0 | 0 | 0 | 0 | 277.3605 | #N/A | #N/A | 88 | 84.98 | 3.9871 | #N/A | 0.85749 | 0.1541% | 1 | 50% | 0% | 0% | 0% | 8.2745 | 0 | 0 | 0 | 8.2745 | #N/A
2007-07-28 04:00 | 7 | 28 | 4 | 209.1253 | 4996 | 69.08 | 62.96 | 1008 | 69.08 | 0 | 261.5563 | Cooling | 43.5927 | #N/A | #N/A | #N/A | #N/A | 0 | 0 | 0 | 0 | 0 | 261.5563 | #N/A | #N/A | 88 | 84.08 | 4.0486 | #N/A | 0.80863 | 0.1453% | 1 | 50% | 0% | 0% | 0% | 8.2745 | 0 | 0 | 0 | 8.2745 | #N/A
2007-07-28 05:00 | 7 | 28 | 5 | 209.167 | 4997 | 68 | 62.96 | 1008 | 68 | 0 | 304.5249 | Cooling | 50.7541 | #N/A | #N/A | #N/A | #N/A | 0 | 0 | 0 | 0 | 0 | 304.5249 | #N/A | #N/A | 88 | 83 | 4.1224 | #N/A | 0.94148 | 0.1692% | 1 | 50% | 0% | 0% | 0% | 8.2745 | 0 | 0 | 0 | 8.2745 | #N/A
2007-07-28 06:00 | 7 | 28 | 6 | 209.2086 | 4998 | 69.98 | 64.04 | 1008 | 69.98 | 0 | 449.3719 | Cooling | 74.8953 | #N/A | #N/A | #N/A | #N/A | 0 | 0 | 0 | 0 | 0 | 449.3719 | #N/A | #N/A | 88 | 84.98 | 3.9871 | #N/A | 1.3893 | 0.2497% | 1 | 50% | 0% | 0% | 0% | 8.2745 | 0 | 0 | 0 | 8.2745 | #N/A
2007-07-28 07:00 | 7 | 28 | 7 | 209.2503 | 4999 | 69.08 | 64.94 | 1009 | 69.08 | 0 | 704.743 | Cooling | 117.4572 | #N/A | #N/A | #N/A | #N/A | 0 | 0 | 0 | 0 | 0 | 704.743 | #N/A | #N/A | 88 | 84.08 | 4.0486 | #N/A | 2.1788 | 0.3915% | 1 | 50% | 0% | 0% | 0% | 8.2745 | 0 | 0 | 0 | 8.2745 | #N/A
2007-07-28 08:00 | 7 | 28 | 8 | 209.292 | 5000 | 73.04 | 66.02 | 1009 | 73.04 | 0 | 1027.7907 | Cooling | 171.2984 | #N/A | #N/A | #N/A | #N/A | 0 | 0 | 0 | 0 | 0 | 1027.7907 | #N/A | #N/A | 88 | 88.04 | 3.778 | #N/A | 3.1775 | 0.571% | 1 | 50% | 0% | 0% | 0% | 8.2745 | 0 | 0 | 0 | 8.2745 | #N/A
2007-07-28 09:00 | 7 | 28 | 9 | 209.3336 | 5001 | 80.06 | 66.92 | 1008 | 80.06 | 0 | 1327.1323 | Cooling | 221.1887 | #N/A | #N/A | #N/A | #N/A | 0 | 0 | 0 | 0 | 0 | 1327.1323 | #N/A | #N/A | 88 | 95.06 | 3.2983 | #N/A | 4.103 | 0.7373% | 1 | 50% | 0% | 0% | 0% | 8.2745 | 0 | 0 | 0 | 8.2745 | #N/A
2007-07-28 10:00 | 7 | 28 | 10 | 209.3753 | 5002 | 82.94 | 66.92 | 1008 | 82.94 | 0 | 869.2411 | Cooling | 144.8735 | #N/A | #N/A | #N/A | #N/A | 0 | 0 | 0 | 0 | 0 | 869.2411 | #N/A | #N/A | 88 | 97.94 | 3.1015 | #N/A | 2.6874 | 0.4829% | 1 | 50% | 0% | 0% | 0% | 8.2745 | 0 | 0 | 0 | 8.2745 | #N/A
2007-07-28 11:00 | 7 | 28 | 11 | 209.417 | 5003 | 82.94 | 69.08 | 1008 | 82.94 | 0 | 678.2004 | Cooling | 113.0334 | #N/A | #N/A | #N/A | #N/A | 0 | 0 | 0 | 0 | 0 | 678.2004 | #N/A | #N/A | 88 | 97.94 | 3.1015 | #N/A | 2.0967 | 0.3768% | 1 | 50% | 0% | 0% | 0% | 8.2745 | 0 | 0 | 0 | 8.2745 | #N/A
2007-07-28 12:00 | 7 | 28 | 12 | 209.4586 | 5004 | 89.06 | 66.92 | 1007 | 89.06 | 0 | 727.6852 | Cooling | 121.2809 | #N/A | #N/A | #N/A | #N/A | 0 | 0 | 0 | 0 | 0 | 727.6852 | #N/A | #N/A | 88 | 104.06 | 2.6833 | #N/A | 2.2497 | 0.4043% | 1 | 50% | 0% | 0% | 0% | 8.2745 | 0 | 0 | 0 | 8.2745 | #N/A
2007-07-28 13:00 | 7 | 28 | 13 | 209.5003 | 5005 | 89.96 | 64.94 | 1006 | 89.96 | 0 | 729.3443 | Cooling | 121.5574 | #N/A | #N/A | #N/A | #N/A | 0 | 0 | 0 | 0 | 0 | 729.3443 | #N/A | #N/A | 88 | 104.96 | 2.6218 | #N/A | 2.2549 | 0.4052% | 1 | 50% | 0% | 0% | 0% | 8.2745 | 0 | 0 | 0 | 8.2745 | #N/A
2007-07-28 14:00 | 7 | 28 | 14 | 209.542 | 5006 | 89.96 | 64.94 | 1006 | 89.96 | 0 | 761.4198 | Cooling | 126.9033 | #N/A | #N/A | #N/A | #N/A | 0 | 0 | 0 | 0 | 0 | 761.4198 | #N/A | #N/A | 88 | 104.96 | 2.6218 | #N/A | 2.354 | 0.423% | 1 | 50% | 0% | 0% | 0% | 8.2745 | 0 | 0 | 0 | 8.2745 | #N/A
2007-07-28 15:00 | 7 | 28 | 15 | 209.5836 | 5007 | 91.04 | 66.02 | 1005 | 91.04 | 0 | 776.4992 | Cooling | 129.4165 | #N/A | #N/A | #N/A | #N/A | 0 | 0 | 0 | 0 | 0 | 776.4992 | #N/A | #N/A | 88 | 106.04 | 2.548 | #N/A | 2.4006 | 0.4314% | 1 | 50% | 0% | 0% | 0% | 8.2745 | 0 | 0 | 0 | 8.2745 | #N/A
2007-07-28 16:00 | 7 | 28 | 16 | 209.6253 | 5008 | 80.96 | 66.02 | 1005 | 80.96 | 0 | 895.8137 | Cooling | 149.3023 | #N/A | #N/A | #N/A | #N/A | 0 | 0 | 0 | 0 | 0 | 895.8137 | #N/A | #N/A | 88 | 95.96 | 3.2368 | #N/A | 2.7695 | 0.4977% | 1 | 50% | 0% | 0% | 0% | 8.2745 | 0 | 0 | 0 | 8.2745 | #N/A
2007-07-28 17:00 | 7 | 28 | 17 | 209.667 | 5009 | 80.96 | 64.94 | 1005 | 80.96 | 0 | 953.2548 | Cooling | 158.8758 | #N/A | #N/A | #N/A | #N/A | 0 | 0 | 0 | 0 | 0 | 953.2548 | #N/A | #N/A | 88 | 95.96 | 3.2368 | #N/A | 2.9471 | 0.5296% | 1 | 50% | 0% | 0% | 0% | 8.2745 | 0 | 0 | 0 | 8.2745 | #N/A
2007-07-28 18:00 | 7 | 28 | 18 | 209.7086 | 5010 | 82.94 | 66.02 | 1005 | 82.94 | 0 | 935.7328 | Cooling | 155.9555 | #N/A | #N/A | #N/A | #N/A | 0 | 0 | 0 | 0 | 0 | 935.7328 | #N/A | #N/A | 88 | 97.94 | 3.1015 | #N/A | 2.8929 | 0.5199% | 1 | 50% | 0% | 0% | 0% | 8.2745 | 0 | 0 | 0 | 8.2745 | #N/A