| Pnemautic to DDC_Com, E - TotE [Building w Elec Heat] | E | No | Education | Total Electric | RET | 618114.9803 | 624182.5691 | 0.99028
| Pnemautic to DDC_Com, E - TotE [Building w Gas Heat] | E | No | Education | Total Electric | RET | 1253673.3617 | 2406711.9815 | 0.52091
| Pnemautic to DDC_Com, G - TotF [Building w Gas Heat] | G | No | Education | Total FF | RET | 1253673.3617 | 2406711.9815 | 0.52091
| Pnemautic to DDC_Com, E - TotE [Building w Oil Heat] | E | No | Education | Total Electric | RET | 392449.1298 | 647540.8762 | 0.60606
| Pnemautic to DDC_Com, O - TotF [Building w Oil Heat] | O | No | Education | Total FF | RET | 392449.1298 | 647540.8762 | 0.60606
| Pnemautic to DDC_Com, E - TotE [Building w Propane Heat] | E | No | Education | Total Electric | RET | 53068.1797 | 195147.532 | 0.27194
| Data Center_Com, E - TotE [Building w Elec Heat] | E | Yes | Education | Total Electric | NC | 38973.6974 | 12622.8014 | 3.0876
| Data Center_Com, E - TotE [Building w Elec Heat] | E | Yes | Education | Total Electric | RET | 818488.4989 | 574763.871 | 1.424
| Data Center_Com, E - TotE [Building w Gas Heat] | E | Yes | Education | Total Electric | NC | 79585.3841 | 25776.1147 | 3.0876
| Data Center_Com, E - TotE [Building w Gas Heat] | E | Yes | Education | Total Electric | RET | 1671376.4896 | 1173683.958 | 1.424
| Data Center_Com, G - TotF [Building w Gas Heat] | G | Yes | Education | Total FF | NC | 79585.3841 | 25776.1147 | 3.0876
| Data Center_Com, G - TotF [Building w Gas Heat] | G | Yes | Education | Total FF | RET | 1671376.4896 | 1173683.958 | 1.424
| Data Center_Com, E - TotE [Building w Oil Heat] | E | Yes | Education | Total Electric | NC | 21412.9442 | 6935.2245 | 3.0876
| Data Center_Com, E - TotE [Building w Oil Heat] | E | Yes | Education | Total Electric | RET | 449694.2737 | 315786.9926 | 1.424
| Data Center_Com, O - TotF [Building w Oil Heat] | O | Yes | Education | Total FF | NC | 21412.9442 | 6935.2245 | 3.0876
| Data Center_Com, O - TotF [Building w Oil Heat] | O | Yes | Education | Total FF | RET | 449694.2737 | 315786.9926 | 1.424
| Data Center_Com, E - TotE [Building w Propane Heat] | E | Yes | Education | Total Electric | NC | 6453.1574 | 2090.0487 | 3.0876
| Data Center_Com, E - TotE [Building w Propane Heat] | E | Yes | Education | Total Electric | RET | 135523.0703 | 95167.818 | 1.424
| RCx_Com, E - TotE [Building w Elec Heat] | E | Yes | Education | Total Electric | RET | 1382709.0948 | 347402.7657 | 3.9801
| RCx_Com, E - TotE [Building w Gas Heat] | E | Yes | Education | Total Electric | RET | 3672880.7474 | 1104940.5473 | 3.3241
| RCx_Com, G - TotF [Building w Gas Heat] | G | Yes | Education | Total FF | RET | 3672880.7474 | 1104940.5473 | 3.3241
| RCx_Com, E - TotE [Building w Oil Heat] | E | Yes | Education | Total Electric | RET | 1061141.6572 | 297291.149 | 3.5694
| RCx_Com, O - TotF [Building w Oil Heat] | O | Yes | Education | Total FF | RET | 1061141.6572 | 297291.149 | 3.5694
| RCx_Com, E - TotE [Building w Propane Heat] | E | Yes | Education | Total Electric | RET | 228945.1618 | 89593.7788 | 2.5554
| Commissioning_Com, E - TotE [Building w Elec Heat] | E | Yes | Education | Total Electric | NC | 0 | 0 | 0
| Commissioning_Com, E - TotE [Building w Gas Heat] | E | Yes | Education | Total Electric | NC | 0 | 0 | 0
| Commissioning_Com, G - TotF [Building w Gas Heat] | G | Yes | Education | Total FF | NC | 0 | 0 | 0
| Commissioning_Com, E - TotE [Building w Oil Heat] | E | Yes | Education | Total Electric | NC | 0 | 0 | 0
| Commissioning_Com, O - TotF [Building w Oil Heat] | O | Yes | Education | Total FF | NC | 0 | 0 | 0
| Commissioning_Com, E - TotE [Building w Propane Heat] | E | Yes | Education | Total Electric | NC | 0 | 0 | 0
| Integrated Building Design_Com, E - TotE [Building w Elec Heat] | E | Yes | Education | Total Electric | NC | 135428.3332 | 7749.0261 | 17.4768
| Integrated Building Design_Com, E - TotE [Building w Gas Heat] | E | Yes | Education | Total Electric | NC | 362050.754 | 24646.3586 | 14.6898
| Integrated Building Design_Com, G - TotF [Building w Gas Heat] | G | Yes | Education | Total FF | NC | 362050.754 | 24646.3586 | 14.6898
| Integrated Building Design_Com, E - TotE [Building w Oil Heat] | E | Yes | Education | Total Electric | NC | 105280.3025 | 6631.2566 | 15.8764
| Integrated Building Design_Com, O - TotF [Building w Oil Heat] | O | Yes | Education | Total FF | NC | 105280.3025 | 6631.2566 | 15.8764
| Integrated Building Design_Com, E - TotE [Building w Propane Heat] | E | Yes | Education | Total Electric | NC | 22423.8502 | 1998.4427 | 11.2207
| Deep Energy Retrofit_Com, E - TotE [Building w Elec Heat] | E | Yes | Education | Total Electric | RET | 622766.0299 | 229983.7819 | 2.7079
| Deep Energy Retrofit_Com, E - TotE [Building w Gas Heat] | E | Yes | Education | Total Electric | RET | 1655235.1424 | 731480.6644 | 2.2629
| Deep Energy Retrofit_Com, G - TotF [Building w Gas Heat] | G | Yes | Education | Total FF | RET | 1655235.1424 | 731480.6644 | 2.2629
| Deep Energy Retrofit_Com, E - TotE [Building w Oil Heat] | E | Yes | Education | Total Electric | RET | 480645.3678 | 196809.4371 | 2.4422
| Deep Energy Retrofit_Com, O - TotF [Building w Oil Heat] | O | Yes | Education | Total FF | RET | 480645.3678 | 196809.4371 | 2.4422
| Deep Energy Retrofit_Com, E - TotE [Building w Propane Heat] | E | Yes | Education | Total Electric | RET | 103115.8832 | 59311.8942 | 1.7385
| EMS_Com, E - TotE [Building w Elec Heat] | E | Yes | Education | Total Electric | NC | 246335.9336 | 104231.9996 | 2.3633
| EMS_Com, E - TotE [Building w Elec Heat] | E | Yes | Education | Total Electric | RET | 3942803.3288 | 1327069.8543 | 2.9711
| EMS_Com, E - TotE [Building w Gas Heat] | E | Yes | Education | Total Electric | NC | 669657.1981 | 331517.6909 | 2.02
| EMS_Com, E - TotE [Building w Gas Heat] | E | Yes | Education | Total Electric | RET | 10652924.6774 | 8441690.3709 | 1.2619
| EMS_Com, G - TotF [Building w Gas Heat] | G | Yes | Education | Total FF | NC | 669657.1981 | 331517.6909 | 2.02
| EMS_Com, G - TotF [Building w Gas Heat] | G | Yes | Education | Total FF | RET | 10652924.6774 | 8441690.3709 | 1.2619
| EMS_Com, E - TotE [Building w Oil Heat] | E | Yes | Education | Total Electric | NC | 195509.6704 | 89196.9034 | 2.1919
| EMS_Com, E - TotE [Building w Oil Heat] | E | Yes | Education | Total Electric | RET | 3105647.0734 | 2271289.4694 | 1.3673
| EMS_Com, O - TotF [Building w Oil Heat] | O | Yes | Education | Total FF | NC | 195509.6704 | 89196.9034 | 2.1919
| EMS_Com, O - TotF [Building w Oil Heat] | O | Yes | Education | Total FF | RET | 3105647.0734 | 2271289.4694 | 1.3673
| EMS_Com, E - TotE [Building w Propane Heat] | E | Yes | Education | Total Electric | NC | 40787.6251 | 26881.0143 | 1.5173
| EMS_Com, E - TotE [Building w Propane Heat] | E | No | Education | Total Electric | RET | 652838.5107 | 684491.9769 | 0.95376
| VFDs on HVAC Pumps_Com, E - Oth | E | Yes | Education | Other | RET | 248557.6586 | 61178.2429 | 4.0628
| ECM Circulators_Com, E - Oth | E | Yes | Education | Other | RET | 918671.1812 | 346817.2184 | 2.6489
| Motors_Com, E - Oth | E | Yes | Education | Other | NC | 18672.7685 | 6405.6328 | 2.9151
| Motors_Com, E - Oth | E | Yes | Education | Other | RET | 181536.5318 | 104585.9158 | 1.7358
| Motors_Com, E - Oth | E | Yes | Education | Other | REPL | 1089.2992 | 373.6806 | 2.9151
| Ext Area Ltg_Com, E - ExtL | E | Yes | Education | Exterior Lighting | NC | 79711.6342 | 13246.2514 | 6.0177
| Ext Area Ltg_Com, E - ExtL | E | Yes | Education | Exterior Lighting | RET | 523133.7105 | 86932.8642 | 6.0177
| Ext Area Ltg_Com, E - ExtL | E | Yes | Education | Exterior Lighting | REPL | 694341.1243 | 115383.6227 | 6.0177
| Street Ltg_Com, E - ExtL | E | Yes | Education | Exterior Lighting | NC | 14837.6925 | 2097.6691 | 7.0734
| Street Ltg_Com, E - ExtL | E | Yes | Education | Exterior Lighting | RET | 97377.2176 | 13766.6408 | 7.0734
| Street Ltg_Com, E - ExtL | E | Yes | Education | Exterior Lighting | REPL | 129246.1285 | 18272.0873 | 7.0734
| Ext Ltg Ctrls_Com, E - ExtL | E | Yes | Education | Exterior Lighting | RET | 486922.6044 | 75610.6271 | 6.4399
| Ext Ltg Dsgn_Com, E - ExtL | E | Yes | Education | Exterior Lighting | NC | 11403.6943 | 1558.7296 | 7.316
| Ext Ltg Dsgn_Com, E - ExtL | E | Yes | Education | Exterior Lighting | REPL | 99787.3043 | 13639.5641 | 7.316
| Int Ltg Ctrls_Com, E - IntL [No Heat] | E | Yes | Education | Interior Lighting | RET | 803469.18 | 154550.9234 | 5.1987
| Int Ltg Ctrls_Com, E - IntL [Electric Heat] | E | Yes | Education | Interior Lighting | RET | 781720.7428 | 199074.3778 | 3.9268
| Int Ltg Ctrls_Com, E/G - IntL | E | Yes | Education | Interior Lighting | RET | 5583053.5758 | 1313739.7355 | 4.2497
| Int Ltg Ctrls_Com, E/O - IntL | E | Yes | Education | Interior Lighting | RET | 2184937.5645 | 785630.9668 | 2.7811
| Exit Sign RetFit_Com, E - IntL [No Heat] | E | Yes | Education | Interior Lighting | RET | 18159.919 | 3705.3192 | 4.901
| Exit Sign RetFit_Com, E - IntL [Electric Heat] | E | Yes | Education | Interior Lighting | RET | 20296.345 | 4776.5075 | 4.2492
| Exit Sign RetFit_Com, E/G - IntL | E | Yes | Education | Interior Lighting | RET | 129570.9787 | 38162.567 | 3.3952
| Exit Sign RetFit_Com, E/O - IntL | E | Yes | Education | Interior Lighting | RET | 50491.3235 | 27971.3225 | 1.8051
| LED HiLo Bay_Com, E - IntL [No Heat] | E | Yes | Education | Interior Lighting | NC | 6710.881 | 2271.2352 | 2.9547
| LED HiLo Bay_Com, E - IntL [No Heat] | E | Yes | Education | Interior Lighting | RET | 49512.9203 | 16757.1866 | 2.9547
| LED HiLo Bay_Com, E - IntL [No Heat] | E | Yes | Education | Interior Lighting | REPL | 2626.7561 | 889.0011 | 2.9547
| LED HiLo Bay_Com, E - IntL [Electric Heat] | E | Yes | Education | Interior Lighting | NC | 6534.3595 | 2927.8373 | 2.2318
| LED HiLo Bay_Com, E - IntL [Electric Heat] | E | Yes | Education | Interior Lighting | RET | 48210.5433 | 21601.601 | 2.2318
| LED HiLo Bay_Com, E - IntL [Electric Heat] | E | Yes | Education | Interior Lighting | REPL | 2557.6625 | 1146.0067 | 2.2318
| LED HiLo Bay_Com, E/G - IntL | E | Yes | Education | Interior Lighting | NC | 46933.5122 | 18020.0125 | 2.6045
| LED HiLo Bay_Com, E/G - IntL | E | Yes | Education | Interior Lighting | RET | 346275.7322 | 132951.7598 | 2.6045
| LED HiLo Bay_Com, E/G - IntL | E | Yes | Education | Interior Lighting | REPL | 18370.5968 | 7053.3478 | 2.6045
| LED HiLo Bay_Com, E/O - IntL | E | Yes | Education | Interior Lighting | NC | 18289.0889 | 9748.9498 | 1.876
| LED HiLo Bay_Com, E/O - IntL | E | Yes | Education | Interior Lighting | RET | 134937.0068 | 71927.8097 | 1.876
| LED HiLo Bay_Com, E/O - IntL | E | Yes | Education | Interior Lighting | REPL | 7158.669 | 3815.9093 | 1.876
| Repl Scre_Com, E - IntL [No Heat] | E | Yes | Education | Interior Lighting | NC | 0 | 0 | 0
| Repl Scre_Com, E - IntL [No Heat] | E | Yes | Education | Interior Lighting | RET | 0 | 0 | 0
| Repl Scre_Com, E - IntL [No Heat] | E | Yes | Education | Interior Lighting | REPL | 0 | 0 | 0
| Repl Scre_Com, E - IntL [Electric Heat] | E | Yes | Education | Interior Lighting | NC | 0 | 0 | 0
| Repl Scre_Com, E - IntL [Electric Heat] | E | Yes | Education | Interior Lighting | RET | 0 | 0 | 0
| Repl Scre_Com, E - IntL [Electric Heat] | E | Yes | Education | Interior Lighting | REPL | 0 | 0 | 0
| Repl Scre_Com, E/G - IntL | E | Yes | Education | Interior Lighting | NC | 0 | 0 | 0
| Repl Scre_Com, E/G - IntL | E | Yes | Education | Interior Lighting | RET | 0 | 0 | 0
| Repl Scre_Com, E/G - IntL | E | Yes | Education | Interior Lighting | REPL | 0 | 0 | 0
| Repl Scre_Com, E/O - IntL | E | Yes | Education | Interior Lighting | NC | 0 | 0 | 0
| Repl Scre_Com, E/O - IntL | E | Yes | Education | Interior Lighting | RET | 0 | 0 | 0
| Repl Scre_Com, E/O - IntL | E | Yes | Education | Interior Lighting | REPL | 0 | 0 | 0
| Lin LED Fixture_Com, E - IntL [No Heat] | E | Yes | Education | Interior Lighting | NC | 25468.3393 | 10607.595 | 2.401
| Lin LED Fixture_Com, E - IntL [No Heat] | E | Yes | Education | Interior Lighting | RET | 171399.0823 | 108163.5322 | 1.5846
| Lin LED Fixture_Com, E - IntL [No Heat] | E | Yes | Education | Interior Lighting | REPL | 17249.3209 | 7184.3636 | 2.401
| Lin LED Fixture_Com, E - IntL [Electric Heat] | E | Yes | Education | Interior Lighting | NC | 28464.5654 | 13674.1949 | 2.0816
| Lin LED Fixture_Com, E - IntL [Electric Heat] | E | Yes | Education | Interior Lighting | RET | 191563.3498 | 139433.0393 | 1.3739
| Lin LED Fixture_Com, E - IntL [Electric Heat] | E | Yes | Education | Interior Lighting | REPL | 19278.6195 | 9261.3253 | 2.0816
| Lin LED Fixture_Com, E/G - IntL | E | Yes | Education | Interior Lighting | NC | 181716.5403 | 79711.9472 | 2.2797
| Lin LED Fixture_Com, E/G - IntL | E | Yes | Education | Interior Lighting | RET | 1222932.0434 | 783993.8558 | 1.5599
| Lin LED Fixture_Com, E/G - IntL | E | Yes | Education | Interior Lighting | REPL | 123073.8632 | 53987.6957 | 2.2797
| Lin LED Fixture_Com, E/O - IntL | E | Yes | Education | Interior Lighting | NC | 70811.4481 | 39356.5942 | 1.7992
| Lin LED Fixture_Com, E/O - IntL | E | Yes | Education | Interior Lighting | RET | 476553.1455 | 361327.5991 | 1.3189
| Lin LED Fixture_Com, E/O - IntL | E | Yes | Education | Interior Lighting | REPL | 47959.5223 | 26655.6257 | 1.7992
| LED Tube Repl_Com, E - IntL [No Heat] | E | Yes | Education | Interior Lighting | RET | 1154268.2164 | 82271.6738 | 14.03
| LED Tube Repl_Com, E - IntL [No Heat] | E | Yes | Education | Interior Lighting | REPL | 485879.4458 | 34631.5655 | 14.03
| LED Tube Repl_Com, E - IntL [Electric Heat] | E | Yes | Education | Interior Lighting | RET | 1290062.2518 | 106055.9812 | 12.164
| LED Tube Repl_Com, E - IntL [Electric Heat] | E | Yes | Education | Interior Lighting | REPL | 543040.7968 | 44643.3685 | 12.164
| LED Tube Repl_Com, E/G - IntL | E | Yes | Education | Interior Lighting | RET | 8235700.9708 | 930190.9531 | 8.8538
| LED Tube Repl_Com, E/G - IntL | E | Yes | Education | Interior Lighting | REPL | 3466748.6868 | 391556.0165 | 8.8538
| LED Tube Repl_Com, E/O - IntL | E | Yes | Education | Interior Lighting | RET | 3209294.6001 | 732295.7219 | 4.3825
| LED Tube Repl_Com, E/O - IntL | E | Yes | Education | Interior Lighting | REPL | 1350925.4258 | 308253.6922 | 4.3825
| Repl pin CFL wLED_Com, E - IntL [No Heat] | E | Yes | Education | Interior Lighting | RET | 42570.7675 | 17008.9961 | 2.5028
| Repl pin CFL wLED_Com, E - IntL [No Heat] | E | Yes | Education | Interior Lighting | REPL | 26770.389 | 10696.012 | 2.5028
| Repl pin CFL wLED_Com, E - IntL [Electric Heat] | E | Yes | Education | Interior Lighting | RET | 47579.011 | 21926.2072 | 2.17
| Repl pin CFL wLED_Com, E - IntL [Electric Heat] | E | Yes | Education | Interior Lighting | REPL | 29919.7949 | 13788.1727 | 2.17
| Repl pin CFL wLED_Com, E/G - IntL | E | Yes | Education | Interior Lighting | RET | 303742.3246 | 128372.1901 | 2.3661
| Repl pin CFL wLED_Com, E/G - IntL | E | Yes | Education | Interior Lighting | REPL | 191006.6618 | 80726.1337 | 2.3661
| Repl pin CFL wLED_Com, E/O - IntL | E | Yes | Education | Interior Lighting | RET | 118362.5541 | 63663.5067 | 1.8592
| Repl pin CFL wLED_Com, E/O - IntL | E | Yes | Education | Interior Lighting | REPL | 74431.6301 | 40034.4401 | 1.8592
| Refrig Case LED_Com, E - IntL | E | Yes | Education | Interior Lighting | NC | 92465.6857 | 22628.7427 | 4.0862
| Refrig Case LED_Com, E - IntL | E | Yes | Education | Interior Lighting | RET | 505721.8859 | 123763.214 | 4.0862
| Refrig Case LED_Com, E - IntL | E | Yes | Education | Interior Lighting | REPL | 158030.2994 | 38674.098 | 4.0862
| Refrig Case Ctrls_Com, E - IntL | E | Yes | Education | Interior Lighting | RET | 298529.1285 | 185614.727 | 1.6083
| Stair Occ Sensor_Com, E - IntL [No Heat] | E | Yes | Education | Interior Lighting | NC | 7236.043 | 2466.5852 | 2.9336
| Stair Occ Sensor_Com, E - IntL [No Heat] | E | Yes | Education | Interior Lighting | RET | 71233.3541 | 24281.6598 | 2.9336
| Stair Occ Sensor_Com, E - IntL [Electric Heat] | E | Yes | Education | Interior Lighting | NC | 8087.3283 | 3179.662 | 2.5435
| Stair Occ Sensor_Com, E - IntL [Electric Heat] | E | Yes | Education | Interior Lighting | RET | 79613.6113 | 31301.3597 | 2.5435
| Stair Occ Sensor_Com, E/G - IntL | E | Yes | Education | Interior Lighting | NC | 51629.1498 | 21871.7919 | 2.3605
| Stair Occ Sensor_Com, E/G - IntL | E | Yes | Education | Interior Lighting | RET | 508249.8114 | 215311.1986 | 2.3605
| Stair Occ Sensor_Com, E/O - IntL | E | Yes | Education | Interior Lighting | NC | 20118.8887 | 13731.662 | 1.4651
| Stair Occ Sensor_Com, E/O - IntL | E | Yes | Education | Interior Lighting | RET | 198055.1966 | 135177.7953 | 1.4651
| Int Delamping_Com, E - IntL [No Heat] | E | Yes | Education | Interior Lighting | RET | 14930.7111 | 921.1984 | 16.2079
| Int Delamping_Com, E - IntL [Electric Heat] | E | Yes | Education | Interior Lighting | RET | 16687.2366 | 1029.5729 | 16.2079
| Int Delamping_Com, E/G - IntL | E | Yes | Education | Interior Lighting | RET | 106530.5883 | 11478.0308 | 9.2813
| Int Delamping_Com, E/O - IntL | E | Yes | Education | Interior Lighting | RET | 41512.9256 | 9321.9659 | 4.4532
| Int Ltg Dsgn_Com, E - IntL [No Heat] | E | Yes | Education | Interior Lighting | NC | 22633.5826 | 3258.3877 | 6.9463
| Int Ltg Dsgn_Com, E - IntL [Electric Heat] | E | Yes | Education | Interior Lighting | NC | 25296.3134 | 3641.7211 | 6.9463
| Int Ltg Dsgn_Com, E/G - IntL | E | Yes | Education | Interior Lighting | NC | 161490.558 | 30684.5449 | 5.2629
| Int Ltg Dsgn_Com, E/O - IntL | E | Yes | Education | Interior Lighting | NC | 62929.771 | 19308.1151 | 3.2592
| Room Air Conditioner_Com, E - Cool | E | Yes | Grocery | Cooling | NC | 0 | 0 | 0
| Room Air Conditioner_Com, E - Cool | E | Yes | Grocery | Cooling | RET | 0 | 0 | 0
| Room Air Conditioner_Com, E - Cool | E | Yes | Grocery | Cooling | REPL | 0 | 0 | 0
| Chiller Systems_Com, E - Cool | E | Yes | Grocery | Cooling | NC | 4628.0411 | 275.8491 | 16.7774
| Chiller Systems_Com, E - Cool | E | Yes | Grocery | Cooling | RET | 13753.5377 | 1702.2641 | 8.0796
| Chiller Systems_Com, E - Cool | E | Yes | Grocery | Cooling | REPL | 4.2151e-12 | 2.5124e-13 | 16.7774
| Chiller Tuneup_Com, E - Cool | E | Yes | Grocery | Cooling | RET | 4812.3624 | 466.9931 | 10.305
| Mini Split Ductless AC_Com, E - Cool | E | Yes | Grocery | Cooling | NC | 0 | 0 | 0
| Mini Split Ductless AC_Com, E - Cool | E | Yes | Grocery | Cooling | RET | 0 | 0 | 0
| Mini Split Ductless AC_Com, E - Cool | E | Yes | Grocery | Cooling | REPL | 0 | 0 | 0
| Eff Unitary AC_Com, E - Cool | E | Yes | Grocery | Cooling | NC | 17874.266 | 8239.0106 | 2.1695
| Eff Unitary AC_Com, E - Cool | E | No | Grocery | Cooling | RET | 144475.0759 | 487796.3934 | 0.29618
| Eff Unitary AC_Com, E - Cool | E | Yes | Grocery | Cooling | REPL | 86049.7072 | 39663.9757 | 2.1695
| PTAC_Com, E - Cool | E | Yes | Grocery | Cooling | NC | 0 | 0 | 0
| PTAC_Com, E - Cool | E | Yes | Grocery | Cooling | RET | 0 | 0 | 0
| PTAC_Com, E - Cool | E | Yes | Grocery | Cooling | REPL | 0 | 0 | 0
| Unitary Equipment Economizer_Com, E - Cool | E | No | Grocery | Cooling | RET | 49359.3689 | 76854.703 | 0.64224
| AC Tuneup_Com, E - Cool [ASHP] | E | Yes | Grocery | Cooling | RET | 21754.7429 | 644.2866 | 33.7656
| AC Tuneup_Com, E - Heat [ASHP] | E | Yes | Grocery | Space Heating | RET | 21754.7429 | 644.2866 | 33.7656
| AC Tuneup_Com, E - Cool [Unitary AC] | E | Yes | Grocery | Cooling | RET | 110915.4069 | 6244.5291 | 17.762
| DCV_Com, E - Cool [Building w Elec Heat] | E | Yes | Grocery | Cooling | RET | 434662.2537 | 42932.692 | 10.1243
| DCV_Com, E - Heat [Building w Elec Heat] | E | Yes | Grocery | Space Heating | RET | 434662.2537 | 42932.692 | 10.1243
| DCV_Com, E - Vent [Building w Elec Heat] | E | Yes | Grocery | Ventilation | RET | 434662.2537 | 42932.692 | 10.1243
| DCV_Com, E - Cool [Building w Gas Heat] | E | Yes | Grocery | Cooling | RET | 894783.2093 | 87669.7621 | 10.2063
| DCV_Com, G - Heat [Building w Gas Heat] | G | Yes | Grocery | Space Heating | RET | 894783.2093 | 87669.7621 | 10.2063
| DCV_Com, E - Vent [Building w Gas Heat] | E | Yes | Grocery | Ventilation | RET | 894783.2093 | 87669.7621 | 10.2063
| DCV_Com, E - Cool [Building w Oil Heat] | E | Yes | Grocery | Cooling | RET | 316905.4652 | 23588.0965 | 13.435
| DCV_Com, O - Heat [Building w Oil Heat] | O | Yes | Grocery | Space Heating | RET | 316905.4652 | 23588.0965 | 13.435
| DCV_Com, E - Vent [Building w Oil Heat] | E | Yes | Grocery | Ventilation | RET | 316905.4652 | 23588.0965 | 13.435
| DCV_Com, E - Cool [Building w Propane Heat] | E | Yes | Grocery | Cooling | RET | 63778.8435 | 7108.6768 | 8.972
| DCV_Com, P - Heat [Building w Propane Heat] | Prp | Yes | Grocery | Space Heating | RET | 63778.8435 | 7108.6768 | 8.972
| DCV_Com, E - Vent [Building w Propane Heat] | E | Yes | Grocery | Ventilation | RET | 63778.8435 | 7108.6768 | 8.972
| Controls for Unitary AC_Com, E - Cool | E | No | Grocery | Cooling | RET | 141581.3874 | 148116.5821 | 0.95588
| Optimized Unitary AC Sys_Com, E - Cool [Building w Elec Heat] | E | No | Grocery | Cooling | NC | 38696.5092 | 54237.1025 | 0.71347
| Optimized Unitary AC Sys_Com, E - Heat [Building w Elec Heat] | E | No | Grocery | Space Heating | NC | 38696.5092 | 54237.1025 | 0.71347
| Optimized Unitary AC Sys_Com, E - Cool [Building w Gas Heat] | E | Yes | Grocery | Cooling | NC | 82521.1278 | 28342.2566 | 2.9116
| Optimized Unitary AC Sys_Com, G - Heat [Building w Gas Heat] | G | Yes | Grocery | Space Heating | NC | 82521.1278 | 28342.2566 | 2.9116
| Optimized Unitary AC Sys_Com, E - Cool [Building w Oil Heat] | E | Yes | Grocery | Cooling | NC | 45325.8634 | 7570.8142 | 5.9869
| Optimized Unitary AC Sys_Com, O - Heat [Building w Oil Heat] | O | Yes | Grocery | Space Heating | NC | 45325.8634 | 7570.8142 | 5.9869
| Optimized Unitary AC Sys_Com, E - Cool [Building w Propane Heat] | E | Yes | Grocery | Cooling | NC | 4027.1437 | 2245.028 | 1.7938
| Optimized Unitary AC Sys_Com, P - Heat [Building w Propane Heat] | Prp | Yes | Grocery | Space Heating | NC | 4027.1437 | 2245.028 | 1.7938
| Optimized Chiller Sys_Com, E - Cool | E | No | Grocery | Cooling | NC | 1561.3369 | 1956.9508 | 0.79784
| Cool Roof_Com, E - Cool [Building w Elec Heat] | E | No | Grocery | Cooling | NC | 8297.2159 | 10330.7729 | 0.80316
| Cool Roof_Com, E - Cool [Building w Elec Heat] | E | No | Grocery | Cooling | RET | 55542.261 | 118603.7069 | 0.4683
| Cool Roof_Com, E - Heat [Building w Elec Heat] | E | No | Grocery | Space Heating | NC | 8297.2159 | 10330.7729 | 0.80316
| Cool Roof_Com, E - Heat [Building w Elec Heat] | E | No | Grocery | Space Heating | RET | 55542.261 | 118603.7069 | 0.4683
| Cool Roof_Com, E - Cool [Building w Gas Heat] | E | No | Grocery | Cooling | NC | 20786.0346 | 24722.2736 | 0.84078
| Cool Roof_Com, E - Cool [Building w Gas Heat] | E | No | Grocery | Cooling | RET | 139143.4645 | 265872.5416 | 0.52335
| Cool Roof_Com, G - Heat [Building w Gas Heat] | G | No | Grocery | Space Heating | NC | 20786.0346 | 24722.2736 | 0.84078
| Cool Roof_Com, G - Heat [Building w Gas Heat] | G | No | Grocery | Space Heating | RET | 139143.4645 | 265872.5416 | 0.52335
| Cool Roof_Com, E - Cool [Building w Oil Heat] | E | No | Grocery | Cooling | NC | 5592.6123 | 7632.9549 | 0.73269
| Cool Roof_Com, E - Cool [Building w Oil Heat] | E | No | Grocery | Cooling | RET | 37437.4174 | 77942.135 | 0.48032
| Cool Roof_Com, O - Heat [Building w Oil Heat] | O | No | Grocery | Space Heating | NC | 5592.6123 | 7632.9549 | 0.73269
| Cool Roof_Com, O - Heat [Building w Oil Heat] | O | No | Grocery | Space Heating | RET | 37437.4174 | 77942.135 | 0.48032
| Cool Roof_Com, E - Cool [Building w Propane Heat] | E | No | Grocery | Cooling | NC | 1685.4295 | 1847.0232 | 0.91251
| Cool Roof_Com, E - Cool [Building w Propane Heat] | E | No | Grocery | Cooling | RET | 11282.4068 | 20529.2703 | 0.54958
| Cool Roof_Com, P - Heat [Building w Propane Heat] | Prp | No | Grocery | Space Heating | NC | 1685.4295 | 1847.0232 | 0.91251
| Cool Roof_Com, P - Heat [Building w Propane Heat] | Prp | No | Grocery | Space Heating | RET | 11282.4068 | 20529.2703 | 0.54958
| GSHP_Com, E - Cool | E | Yes | Grocery | Cooling | RET | 97145.0598 | 14922.227 | 6.5101
| GSHP_Com, E - Cool | E | Yes | Grocery | Cooling | REPL | 1.392e-11 | 1.5817e-12 | 8.8003
| GSHP_Com, E - Heat | E | Yes | Grocery | Space Heating | RET | 97145.0598 | 14922.227 | 6.5101
| GSHP_Com, E - Heat | E | Yes | Grocery | Space Heating | REPL | 1.392e-11 | 1.5817e-12 | 8.8003
| Unitary HP_Com, E - Cool | E | Yes | Grocery | Cooling | NC | 8696.7677 | 1414.9038 | 6.1465
| Unitary HP_Com, E - Cool | E | Yes | Grocery | Cooling | RET | 53348.2151 | 38765.3063 | 1.3762
| Unitary HP_Com, E - Cool | E | Yes | Grocery | Cooling | REPL | 26309.6421 | 4280.3962 | 6.1465
| Unitary HP_Com, E - Heat | E | Yes | Grocery | Space Heating | NC | 8696.7677 | 1414.9038 | 6.1465
| Unitary HP_Com, E - Heat | E | Yes | Grocery | Space Heating | RET | 53348.2151 | 38765.3063 | 1.3762
| Unitary HP_Com, E - Heat | E | Yes | Grocery | Space Heating | REPL | 26309.6421 | 4280.3962 | 6.1465
| PTHP_Com, E - Cool | E | Yes | Grocery | Cooling | NC | 0 | 0 | 0
| PTHP_Com, E - Cool | E | Yes | Grocery | Cooling | RET | 0 | 0 | 0
| PTHP_Com, E - Cool | E | Yes | Grocery | Cooling | REPL | 0 | 0 | 0
| PTHP_Com, E - Heat | E | Yes | Grocery | Space Heating | NC | 0 | 0 | 0
| PTHP_Com, E - Heat | E | Yes | Grocery | Space Heating | RET | 0 | 0 | 0
| PTHP_Com, E - Heat | E | Yes | Grocery | Space Heating | REPL | 0 | 0 | 0
| Minisplit Ductless HP_Com, E - Cool | E | Yes | Grocery | Cooling | RET | 240892.01 | 16409.3547 | 14.6802
| Minisplit Ductless HP_Com, E - Cool | E | Yes | Grocery | Cooling | REPL | 22483.4913 | 813.0603 | 27.6529
| Minisplit Ductless HP_Com, E - Heat | E | Yes | Grocery | Space Heating | RET | 240892.01 | 16409.3547 | 14.6802
| Minisplit Ductless HP_Com, E - Heat | E | Yes | Grocery | Space Heating | REPL | 22483.4913 | 813.0603 | 27.6529
| Programmable TStat_Com, E - Cool [Building w Elec Heat] | E | Yes | Grocery | Cooling | NC | 0 | 0 | 0
| Programmable TStat_Com, E - Heat [Building w Elec Heat] | E | Yes | Grocery | Space Heating | NC | 0 | 0 | 0
| Programmable TStat_Com, E - Cool [Building w Gas Heat] | E | Yes | Grocery | Cooling | NC | 0 | 0 | 0
| Programmable TStat_Com, E - Cool [Building w Gas Heat] | E | Yes | Grocery | Cooling | RET | 0 | 0 | 0
| Programmable TStat_Com, G - Heat [Building w Gas Heat] | G | Yes | Grocery | Space Heating | NC | 0 | 0 | 0
| Programmable TStat_Com, G - Heat [Building w Gas Heat] | G | Yes | Grocery | Space Heating | RET | 0 | 0 | 0
| Programmable TStat_Com, E - Cool [Building w Propane Heat] | E | Yes | Grocery | Cooling | NC | 0 | 0 | 0
| Programmable TStat_Com, E - Cool [Building w Propane Heat] | E | Yes | Grocery | Cooling | RET | 0 | 0 | 0
| Programmable TStat_Com, P - Heat [Building w Propane Heat] | Prp | Yes | Grocery | Space Heating | NC | 0 | 0 | 0
| Programmable TStat_Com, P - Heat [Building w Propane Heat] | Prp | Yes | Grocery | Space Heating | RET | 0 | 0 | 0
| Programmable TStat_Com, E - Cool [Building w Oil Heat] | E | Yes | Grocery | Cooling | NC | 0 | 0 | 0
| Programmable TStat_Com, E - Cool [Building w Oil Heat] | E | Yes | Grocery | Cooling | RET | 0 | 0 | 0
| Programmable TStat_Com, O - Heat [Building w Oil Heat] | O | Yes | Grocery | Space Heating | NC | 0 | 0 | 0
| Programmable TStat_Com, O - Heat [Building w Oil Heat] | O | Yes | Grocery | Space Heating | RET | 0 | 0 | 0
| Smart TStat_Com, E - Cool [Building w Elec Heat] | E | Yes | Grocery | Cooling | NC | 26064.062 | 5695.8982 | 4.5759
| Smart TStat_Com, E - Cool [Building w Elec Heat] | E | Yes | Grocery | Cooling | RET | 122683.6062 | 35515.35 | 3.4544
| Smart TStat_Com, E - Heat [Building w Elec Heat] | E | Yes | Grocery | Space Heating | NC | 26064.062 | 5695.8982 | 4.5759
| Smart TStat_Com, E - Heat [Building w Elec Heat] | E | Yes | Grocery | Space Heating | RET | 122683.6062 | 35515.35 | 3.4544
| Smart TStat_Com, E - Cool [Building w Gas Heat] | E | Yes | Grocery | Cooling | NC | 52247.9186 | 11631.184 | 4.4921
| Smart TStat_Com, E - Cool [Building w Gas Heat] | E | Yes | Grocery | Cooling | RET | 243944.3032 | -2419.2293 | -100.8355
| Smart TStat_Com, G - Heat [Building w Gas Heat] | G | Yes | Grocery | Space Heating | NC | 52247.9186 | 11631.184 | 4.4921
| Smart TStat_Com, G - Heat [Building w Gas Heat] | G | Yes | Grocery | Space Heating | RET | 243944.3032 | -2419.2293 | -100.8355
| Smart TStat_Com, E - Cool [Building w Propane Heat] | E | Yes | Grocery | Cooling | NC | 10071.8715 | 3129.4426 | 3.2184
| Smart TStat_Com, E - Cool [Building w Propane Heat] | E | Yes | Grocery | Cooling | RET | 47334.3277 | 19512.8576 | 2.4258
| Smart TStat_Com, P - Heat [Building w Propane Heat] | Prp | Yes | Grocery | Space Heating | NC | 10071.8715 | 3129.4426 | 3.2184
| Smart TStat_Com, P - Heat [Building w Propane Heat] | Prp | Yes | Grocery | Space Heating | RET | 47334.3277 | 19512.8576 | 2.4258
| Smart TStat_Com, E - Cool [Building w Oil Heat] | E | Yes | Grocery | Cooling | NC | 12037.4807 | 943.1111 | 12.7636
| Smart TStat_Com, E - Cool [Building w Oil Heat] | E | Yes | Grocery | Cooling | RET | 55597.9399 | 5880.5338 | 9.4546
| Smart TStat_Com, O - Heat [Building w Oil Heat] | O | Yes | Grocery | Space Heating | NC | 12037.4807 | 943.1111 | 12.7636
| Smart TStat_Com, O - Heat [Building w Oil Heat] | O | Yes | Grocery | Space Heating | RET | 55597.9399 | 5880.5338 | 9.4546
| Boiler Blowdown Controls_Com, G - Heat | G | No | Grocery | Space Heating | RET | 2806.2165 | 8533.6031 | 0.32884
| Boiler Blowdown Controls_Com, O - Heat | O | No | Grocery | Space Heating | RET | 6344.3674 | 19011.9615 | 0.3337
| Boiler Blowdown Controls_Com, P - Heat | Prp | No | Grocery | Space Heating | RET | 184.0234 | 679.3659 | 0.27088
| Boiler Modifications_Com, G - Heat | G | Yes | Grocery | Space Heating | RET | 13106.0909 | 4239.9699 | 3.0911
| Boiler Modifications_Com, O - Heat | O | Yes | Grocery | Space Heating | RET | 32890.8952 | 4868.5515 | 6.7558
| Boiler Modifications_Com, P - Heat | Prp | Yes | Grocery | Space Heating | RET | 919.4593 | 139.5504 | 6.5887
| Boilers_Com, G - Heat | G | Yes | Grocery | Space Heating | NC | 6358.8759 | 3244.2968 | 1.96
| Boilers_Com, G - Heat | G | No | Grocery | Space Heating | RET | 30075.7602 | 62129.4803 | 0.48408
| Boilers_Com, G - Heat | G | Yes | Grocery | Space Heating | REPL | 4.5195e-12 | 2.3058e-12 | 1.96
| Boilers_Com, O - Heat | O | No | Grocery | Space Heating | NC | 5409.4395 | 24983.4915 | 0.21652
| Boilers_Com, O - Heat | O | No | Grocery | Space Heating | RET | 26157.4061 | 489143.6556 | 0.053476
| Boilers_Com, O - Heat | O | No | Grocery | Space Heating | REPL | 3.8447e-12 | 1.7757e-11 | 0.21652
| Boilers_Com, P - Heat | Prp | Yes | Grocery | Space Heating | NC | 346.7307 | 6.4521 | 53.7394
| Boilers_Com, P - Heat | Prp | Yes | Grocery | Space Heating | RET | 1659.8519 | 125.0597 | 13.2725
| Boilers_Com, P - Heat | Prp | Yes | Grocery | Space Heating | REPL | 2.4643e-13 | 4.5857e-15 | 53.7394
| Furnace_Com, G - Heat | G | No | Grocery | Space Heating | NC | 30481.0687 | 29889.5635 | 1.0198
| Furnace_Com, G - Heat | G | No | Grocery | Space Heating | RET | 134792.1129 | 564822.392 | 0.23865
| Furnace_Com, G - Heat | G | No | Grocery | Space Heating | REPL | 2.3548e-11 | 2.3091e-11 | 1.0198
| Furnace_Com, O - Heat | O | Yes | Grocery | Space Heating | NC | 7570.7623 | 2432.3437 | 3.1125
| Furnace_Com, O - Heat | O | No | Grocery | Space Heating | RET | 37332.7033 | 51254.5955 | 0.72838
| Furnace_Com, O - Heat | O | Yes | Grocery | Space Heating | REPL | 5.8487e-12 | 1.8791e-12 | 3.1125
| Furnace_Com, P - Heat | Prp | Yes | Grocery | Space Heating | NC | 859.9598 | 218.9961 | 3.9268
| Furnace_Com, P - Heat | Prp | No | Grocery | Space Heating | RET | 4098.8836 | 4460.4821 | 0.91893
| Furnace_Com, P - Heat | Prp | Yes | Grocery | Space Heating | REPL | 6.6435e-13 | 1.6918e-13 | 3.9268
| Unit Heater_Com, G - Heat | G | Yes | Grocery | Space Heating | NC | 7828.9079 | 4704.8296 | 1.664
| Unit Heater_Com, G - Heat | G | No | Grocery | Space Heating | RET | 44008.6151 | 99863.3465 | 0.44069
| Unit Heater_Com, G - Heat | G | Yes | Grocery | Space Heating | REPL | 4832.2938 | 2903.9962 | 1.664
| Unit Heater_Com, P - Heat | Prp | Yes | Grocery | Space Heating | NC | 450.4493 | 64.2917 | 7.0063
| Unit Heater_Com, P - Heat | Prp | Yes | Grocery | Space Heating | RET | 2234.3698 | 1204.1761 | 1.8555
| Unit Heater_Com, P - Heat | Prp | Yes | Grocery | Space Heating | REPL | 4.7081e-13 | 6.7197e-14 | 7.0063
| Destratification Fans_Com, G - Heat | G | No | Grocery | Space Heating | NC | 5169.4835 | 20777.0639 | 0.24881
| Destratification Fans_Com, G - Heat | G | No | Grocery | Space Heating | RET | 29853.3623 | 119985.916 | 0.24881
| Destratification Fans_Com, G - Heat | G | No | Grocery | Space Heating | REPL | 14708.2562 | 59115.0695 | 0.24881
| Destratification Fans_Com, O - Heat | O | No | Grocery | Space Heating | NC | 2789.6439 | 3170.0615 | 0.88
| Destratification Fans_Com, O - Heat | O | No | Grocery | Space Heating | RET | 16109.9746 | 18306.8562 | 0.88
| Destratification Fans_Com, O - Heat | O | No | Grocery | Space Heating | REPL | 7937.1166 | 9019.4837 | 0.88
| Destratification Fans_Com, P - Heat | Prp | Yes | Grocery | Space Heating | NC | 194.5496 | 175.2978 | 1.1098
| Destratification Fans_Com, P - Heat | Prp | Yes | Grocery | Space Heating | RET | 1123.5085 | 1012.3309 | 1.1098
| Destratification Fans_Com, P - Heat | Prp | Yes | Grocery | Space Heating | REPL | 553.534 | 498.7586 | 1.1098
| Energy Recovery Ventilator_Com, G - Heat | G | Yes | Grocery | Space Heating | NC | 14181.2431 | 7848.1699 | 1.8069
| Energy Recovery Ventilator_Com, G - Heat | G | Yes | Grocery | Space Heating | RET | 83541.1172 | 46233.245 | 1.8069
| Energy Recovery Ventilator_Com, G - Heat | G | Yes | Grocery | Space Heating | REPL | 12104.5757 | 6698.9027 | 1.8069
| Energy Recovery Ventilator_Com, O - Heat | O | Yes | Grocery | Space Heating | NC | 7652.7217 | 1197.4349 | 6.3909
| Energy Recovery Ventilator_Com, O - Heat | O | Yes | Grocery | Space Heating | RET | 45081.864 | 7054.039 | 6.3909
| Energy Recovery Ventilator_Com, O - Heat | O | Yes | Grocery | Space Heating | REPL | 6532.0755 | 1022.0854 | 6.3909
| Energy Recovery Ventilator_Com, P - Heat | Prp | Yes | Grocery | Space Heating | NC | 533.7003 | 66.2156 | 8.06
| Energy Recovery Ventilator_Com, P - Heat | Prp | Yes | Grocery | Space Heating | RET | 3144.006 | 390.0736 | 8.06
| Energy Recovery Ventilator_Com, P - Heat | Prp | Yes | Grocery | Space Heating | REPL | 455.5465 | 56.5192 | 8.06
| Forced Air Heating Maintenance_Com, G - Heat | G | No | Grocery | Space Heating | RET | 1597.9517 | 9789.1757 | 0.16324
| Forced Air Heating Maintenance_Com, O - Heat | O | No | Grocery | Space Heating | RET | 557.4553 | 1011.6082 | 0.55106
| Forced Air Heating Maintenance_Com, P - Heat | Prp | No | Grocery | Space Heating | RET | 112.0618 | 151.886 | 0.7378
| Infrared Heater_Com, G - Heat | G | Yes | Grocery | Space Heating | NC | 1581.0686 | 128.3501 | 12.3184
| Infrared Heater_Com, G - Heat | G | Z | Grocery | Space Heating | RET | 0 | 0 | 0
| Infrared Heater_Com, G - Heat | G | Yes | Grocery | Space Heating | REPL | 4266.3995 | 346.3435 | 12.3184
| Steam Trap Maintenance_Com, G - Heat | G | Yes | Grocery | Space Heating | RET | 4054.6508 | 716.9642 | 5.6553
| Steam Trap Maintenance_Com, O - Heat | O | Yes | Grocery | Space Heating | RET | 6879.7057 | 351.8144 | 19.5549
| Windows_Com, E - Cool [Building w Elec Heat] | E | No | Grocery | Cooling | NC | 34208.9974 | 44756.0869 | 0.76434
| Windows_Com, E - Heat [Building w Elec Heat] | E | No | Grocery | Space Heating | NC | 34208.9974 | 44756.0869 | 0.76434
| Windows_Com, E - Cool [Building w Gas Heat] | E | No | Grocery | Cooling | NC | 68692.5751 | 91393.1857 | 0.75162
| Windows_Com, G - Heat [Building w Gas Heat] | G | No | Grocery | Space Heating | NC | 68692.5751 | 91393.1857 | 0.75162
| Windows_Com, E - Cool [Building w Oil Heat] | E | No | Grocery | Cooling | NC | 23662.3388 | 24589.9069 | 0.96228
| Windows_Com, O - Heat [Building w Oil Heat] | O | No | Grocery | Space Heating | NC | 23662.3388 | 24589.9069 | 0.96228
| Windows_Com, E - Cool [Building w Propane Heat] | E | No | Grocery | Cooling | NC | 4756.9931 | 7410.5895 | 0.64192
| Windows_Com, P - Heat [Building w Propane Heat] | Prp | No | Grocery | Space Heating | NC | 4756.9931 | 7410.5895 | 0.64192
| Window Film_Com, E - Cool [Building w Elec Heat] | E | No | Grocery | Cooling | RET | 0 | 0 | 0
| Window Film_Com, E - Heat [Building w Elec Heat] | E | No | Grocery | Space Heating | RET | 0 | 0 | 0
| Window Film_Com, E - Cool [Building w Gas Heat] | E | No | Grocery | Cooling | RET | 0 | 0 | 0
| Window Film_Com, G - Heat [Building w Gas Heat] | G | No | Grocery | Space Heating | RET | 0 | 0 | 0
| Window Film_Com, E - Cool [Building w Oil Heat] | E | No | Grocery | Cooling | RET | 0 | 0 | 0
| Window Film_Com, O - Heat [Building w Oil Heat] | O | No | Grocery | Space Heating | RET | 0 | 0 | 0
| Window Film_Com, E - Cool [Building w Propane Heat] | E | No | Grocery | Cooling | RET | 0 | 0 | 0
| Window Film_Com, P - Heat [Building w Propane Heat] | Prp | No | Grocery | Space Heating | RET | 0 | 0 | 0
| Motors and Fans_Com, E - Vent | E | Yes | Grocery | Ventilation | NC | 10949.7199 | 4372.238 | 2.5044
| Motors and Fans_Com, E - Vent | E | Yes | Grocery | Ventilation | RET | 35471.5448 | 23795.4382 | 1.4907
| Motors and Fans_Com, E - Vent | E | Yes | Grocery | Ventilation | REPL | 638.7656 | 255.06 | 2.5044
| ECM Furnace Motors_Com, E - Vent | E | Yes | Grocery | Ventilation | RET | 86391.3519 | 30859.3799 | 2.7995
| VFD on HVAC System_Com, E - Vent | E | Yes | Grocery | Ventilation | RET | 1076605.831 | 122688.1139 | 8.7751
| Kitchen DCV_Com, E - Vent [Building w Elec Heat] | E | Yes | Grocery | Ventilation | NC | 18265.1494 | 1822.6125 | 10.0214
| Kitchen DCV_Com, E - Vent [Building w Elec Heat] | E | Yes | Grocery | Ventilation | RET | 102084.5961 | 10186.6486 | 10.0214
| Kitchen DCV_Com, E - Vent [Building w Elec Heat] | E | Yes | Grocery | Ventilation | REPL | 7458.6419 | 744.2706 | 10.0214
| Kitchen DCV_Com, E - Heat [Building w Elec Heat] | E | Yes | Grocery | Space Heating | NC | 18265.1494 | 1822.6125 | 10.0214
| Kitchen DCV_Com, E - Heat [Building w Elec Heat] | E | Yes | Grocery | Space Heating | RET | 102084.5961 | 10186.6486 | 10.0214
| Kitchen DCV_Com, E - Heat [Building w Elec Heat] | E | Yes | Grocery | Space Heating | REPL | 7458.6419 | 744.2706 | 10.0214
| Kitchen DCV_Com, E - Vent [Building w Gas Heat] | E | Yes | Grocery | Ventilation | NC | 18265.1494 | 1822.6125 | 10.0214
| Kitchen DCV_Com, E - Vent [Building w Gas Heat] | E | Yes | Grocery | Ventilation | RET | 102084.5961 | 10186.6486 | 10.0214
| Kitchen DCV_Com, E - Vent [Building w Gas Heat] | E | Yes | Grocery | Ventilation | REPL | 7458.6419 | 744.2706 | 10.0214
| Kitchen DCV_Com, G - Heat [Building w Gas Heat] | G | Yes | Grocery | Space Heating | NC | 13060.0169 | 658.3637 | 19.8371
| Kitchen DCV_Com, G - Heat [Building w Gas Heat] | G | Yes | Grocery | Space Heating | RET | 71983.3524 | 3679.6192 | 19.5627
| Kitchen DCV_Com, G - Heat [Building w Gas Heat] | G | Yes | Grocery | Space Heating | REPL | 5259.3445 | 268.8453 | 19.5627
| Kitchen DCV_Com, E - Vent [Building w Oil Heat] | E | Yes | Grocery | Ventilation | NC | 13060.0169 | 658.3637 | 19.8371
| Kitchen DCV_Com, E - Vent [Building w Oil Heat] | E | Yes | Grocery | Ventilation | RET | 71983.3524 | 3679.6192 | 19.5627
| Kitchen DCV_Com, E - Vent [Building w Oil Heat] | E | Yes | Grocery | Ventilation | REPL | 5259.3445 | 268.8453 | 19.5627
| Kitchen DCV_Com, O - Heat [Building w Oil Heat] | O | Yes | Grocery | Space Heating | NC | 13060.0169 | 658.3637 | 19.8371
| Kitchen DCV_Com, O - Heat [Building w Oil Heat] | O | Yes | Grocery | Space Heating | RET | 71983.3524 | 3679.6192 | 19.5627
| Kitchen DCV_Com, O - Heat [Building w Oil Heat] | O | Yes | Grocery | Space Heating | REPL | 5259.3445 | 268.8453 | 19.5627
| Kitchen DCV_Com, E - Vent [Building w Oil Heat] | E | Yes | Grocery | Ventilation | NC | 13060.0169 | 658.3637 | 19.8371
| Kitchen DCV_Com, E - Vent [Building w Oil Heat] | E | Yes | Grocery | Ventilation | RET | 71983.3524 | 3679.6192 | 19.5627
| Kitchen DCV_Com, E - Vent [Building w Oil Heat] | E | Yes | Grocery | Ventilation | REPL | 5259.3445 | 268.8453 | 19.5627
| Kitchen DCV_Com, P - Heat [Building w Propane Heat] | Prp | Yes | Grocery | Space Heating | NC | 179.8585 | 0 | 0
| Kitchen DCV_Com, P - Heat [Building w Propane Heat] | Prp | Yes | Grocery | Space Heating | RET | 980.5581 | 0 | 0
| Kitchen DCV_Com, P - Heat [Building w Propane Heat] | Prp | Yes | Grocery | Space Heating | REPL | 71.6429 | 0 | 0
| Duct Sealing Regulated_Com, E - Vent [Building w Elec Heat] | E | Yes | Grocery | Ventilation | RET | 509278.2143 | 105412.799 | 4.8313
| Duct Sealing Regulated_Com, E - Heat [Building w Elec Heat] | E | Yes | Grocery | Space Heating | RET | 509278.2143 | 105412.799 | 4.8313
| Duct Sealing Regulated_Com, E - Cool [Building w Elec Heat] | E | Yes | Grocery | Cooling | RET | 509278.2143 | 105412.799 | 4.8313
| Duct Sealing Regulated_Com, E - Vent [Building w Gas Heat] | E | Yes | Grocery | Ventilation | RET | 6119724.739 | 0 | 0
| Duct Sealing Regulated_Com, G - Heat [Building w Gas Heat] | G | Yes | Grocery | Space Heating | RET | 6119724.739 | 0 | 0
| Duct Sealing Regulated_Com, E - Cool [Building w Gas Heat] | E | Yes | Grocery | Cooling | RET | 6119724.739 | 0 | 0
| Duct Sealing Non Regulated_Com, E - Vent [Building w Oil Heat] | E | Yes | Grocery | Ventilation | RET | 301470.576 | 57915.9416 | 5.2053
| Duct Sealing Non Regulated_Com, O - Heat [Building w Oil Heat] | O | Yes | Grocery | Space Heating | RET | 301470.576 | 57915.9416 | 5.2053
| Duct Sealing Non Regulated_Com, E - Cool [Building w Oil Heat] | E | Yes | Grocery | Cooling | RET | 301470.576 | 57915.9416 | 5.2053
| Duct Sealing Non Regulated_Com, E - Vent [Building w Propane Heat] | E | Yes | Grocery | Ventilation | RET | 492463.8254 | 0 | 0
| Duct Sealing Non Regulated_Com, P - Heat [Building w Propane Heat] | Prp | Yes | Grocery | Space Heating | RET | 492463.8254 | 0 | 0
| Duct Sealing Non Regulated_Com, E - Cool [Building w Propane Heat] | E | Yes | Grocery | Cooling | RET | 492463.8254 | 0 | 0
| Power Strip_Com, E - Plug [Tier 1] | E | Yes | Grocery | Plug Loads | NC | 0 | 0 | 0
| Power Strip_Com, E - Plug [Tier 1] | E | Yes | Grocery | Plug Loads | RET | 0 | 0 | 0
| Power Strip_Com, E - Plug [Tier 1] | E | Yes | Grocery | Plug Loads | REPL | 0 | 0 | 0
| Power Strip_Com, E - Plug [Tier 2] | E | Yes | Grocery | Plug Loads | NC | 12977.3032 | 11020.0939 | 1.1776
| Power Strip_Com, E - Plug [Tier 2] | E | Yes | Grocery | Plug Loads | RET | 135637.2406 | 121286.1341 | 1.1183
| Power Strip_Com, E - Plug [Tier 2] | E | Yes | Grocery | Plug Loads | REPL | 99749.7954 | 84705.7434 | 1.1776
| Computer Power Management_Com, E - Plug | E | Yes | Grocery | Plug Loads | RET | 56235.3874 | 27798.645 | 2.023
| Vending Machine Controls_Com, E - Plug [Non-Refrigerated] | E | No | Grocery | Plug Loads | RET | 16338.9197 | 16176.5815 | 1.01
| Vending Machine Controls_Com, E - Plug [Refrigerated] | E | Yes | Grocery | Plug Loads | RET | 49016.7592 | 8689.6485 | 5.6408
| Ovens_Com, E - Cook | E | Yes | Grocery | Cooking | NC | 58475.9069 | 666.8696 | 87.6872
| Ovens_Com, E - Cook | E | Yes | Grocery | Cooking | REPL | 639612.1857 | 7294.2508 | 87.6872
| Ovens_Com, G - Cook | G | Yes | Grocery | Cooking | NC | 11853.3051 | 63.6995 | 186.0816
| Ovens_Com, G - Cook | G | Yes | Grocery | Cooking | REPL | 126469.1971 | 679.6436 | 186.0816
| Ovens_Com, P - Cook | Prp | Yes | Grocery | Cooking | NC | 601.3251 | 0.75983 | 791.3934
| Ovens_Com, P - Cook | Prp | Yes | Grocery | Cooking | REPL | 6415.856 | 8.107 | 791.3934
| Fryers_Com, E - Cook | E | Yes | Grocery | Cooking | NC | 9594.8225 | 99.9028 | 96.0415
| Fryers_Com, E - Cook | E | Yes | Grocery | Cooking | REPL | 104948.6143 | 1092.742 | 96.0415
| Fryers_Com, G - Cook | G | Yes | Grocery | Cooking | NC | 2659.0733 | 386.5006 | 6.8799
| Fryers_Com, G - Cook | G | Yes | Grocery | Cooking | REPL | 28371.0633 | 4123.7798 | 6.8799
| Fryers_Com, P - Cook | Prp | Yes | Grocery | Cooking | NC | 58.5452 | 1.9225 | 30.4528
| Fryers_Com, P - Cook | Prp | Yes | Grocery | Cooking | REPL | 624.6502 | 20.5121 | 30.4528
| Griddles_Com, E - Cook | E | Yes | Grocery | Cooking | NC | 2676.1078 | 458.1939 | 5.8406
| Griddles_Com, E - Cook | E | Yes | Grocery | Cooking | REPL | 29271.3913 | 5011.7467 | 5.8406
| Griddles_Com, G - Cook | G | Yes | Grocery | Cooking | NC | 3608.9952 | 140.2041 | 25.741
| Griddles_Com, G - Cook | G | Yes | Grocery | Cooking | REPL | 38506.2833 | 1495.9121 | 25.741
| Griddles_Com, P - Cook | Prp | Yes | Grocery | Cooking | NC | 153.548 | 1.3476 | 113.9391
| Griddles_Com, P - Cook | Prp | Yes | Grocery | Cooking | REPL | 1638.2844 | 14.3786 | 113.9391
| Hot Food Holding Cabinet_Com, E - Cook | E | Yes | Grocery | Cooking | NC | 11644.8695 | 285.2913 | 40.8175
| Hot Food Holding Cabinet_Com, E - Cook | E | Yes | Grocery | Cooking | REPL | 127372.1232 | 3120.5297 | 40.8175
| Steamers_Com, E - Cook | E | Yes | Grocery | Cooking | NC | 9142.4641 | 1001.9754 | 9.1244
| Steamers_Com, E - Cook | E | Yes | Grocery | Cooking | REPL | 100000.697 | 10959.6533 | 9.1244
| Steamers_Com, G - Cook | G | Yes | Grocery | Cooking | NC | 5934.3951 | 49.3037 | 120.364
| Steamers_Com, G - Cook | G | Yes | Grocery | Cooking | REPL | 63317.2078 | 526.0478 | 120.364
| ES Refrigerator and Freezer_Com, E - Refr | E | Yes | Grocery | Refrigeration | NC | 22318.8193 | 6459.0101 | 3.4555
| ES Refrigerator and Freezer_Com, E - Refr | E | Yes | Grocery | Refrigeration | REPL | 244124.2816 | 70648.9519 | 3.4555
| Anti Sweat Heat Control_Com, E - Refr | E | Yes | Grocery | Refrigeration | NC | 466117.5884 | 187374.8891 | 2.4876
| Anti Sweat Heat Control_Com, E - Refr | E | Z | Grocery | Refrigeration | RET | 0 | 0 | 0
| Case Night Covers_Com, E - Refr | E | Yes | Grocery | Refrigeration | RET | 757297.7367 | 710308.1957 | 1.0662
| Loading Dock Pit Seals_Com, E - Refr | E | No | Grocery | Refrigeration | NC | 13819.6723 | 21292.9754 | 0.64902
| Loading Dock Pit Seals_Com, E - Refr | E | No | Grocery | Refrigeration | RET | 181392.2532 | 279484.2514 | 0.64902
| ECM Comp Cond Fan Motor_Com, E - Refr | E | Yes | Grocery | Refrigeration | NC | 226846.4709 | 41704.6026 | 5.4394
| ECM Comp Cond Fan Motor_Com, E - Refr | E | Yes | Grocery | Refrigeration | RET | 4090114.0453 | 152828.8112 | 26.7627
| ECM Comp Cond Fan Motor_Com, E - Refr | E | Yes | Grocery | Refrigeration | REPL | 902376.2854 | 165897.4206 | 5.4394
| Evap Fan Motor Replacement_Com, E - Refr | E | Yes | Grocery | Refrigeration | NC | 359301.2738 | 130178.6626 | 2.7601
| Evap Fan Motor Replacement_Com, E - Refr | E | Yes | Grocery | Refrigeration | RET | 2809210.5415 | 682410.1681 | 4.1166
| Evap Fan Motor Replacement_Com, E - Refr | E | Yes | Grocery | Refrigeration | REPL | 123332.2704 | 44684.5898 | 2.7601
| Evap Fan Speed Controls_Com, E - Refr | E | Yes | Grocery | Refrigeration | NC | 589852.0308 | 132005.3627 | 4.4684
| Evap Fan Speed Controls_Com, E - Refr | E | Yes | Grocery | Refrigeration | RET | 4933976.4345 | 804834.4225 | 6.1304
| LowHeat NoHeat Doors_Com, E - Refr | E | Yes | Grocery | Refrigeration | NC | 218592.2008 | 36983.275 | 5.9106
| LowHeat NoHeat Doors_Com, E - Refr | E | Yes | Grocery | Refrigeration | RET | 2582249.2603 | 436886.7423 | 5.9106
| Refrigerated Vending Machine_Com, E - Refr | E | Yes | Grocery | Refrigeration | NC | 25563.5473 | 9311.6407 | 2.7453
| Refrigerated Vending Machine_Com, E - Refr | E | Yes | Grocery | Refrigeration | REPL | 239670.2289 | 87300.9933 | 2.7453
| Walk In Refrigeration_Com, E - Refr | E | Yes | Grocery | Refrigeration | NC | 401211.3272 | 42021.3202 | 9.5478
| Refrigeration Tune Up_Com, E - Refr | E | Yes | Grocery | Refrigeration | RET | 2909616.9669 | 223953.895 | 12.992
| ES Ice Machine_Com, E - Refr | E | Yes | Grocery | Refrigeration | NC | 18631.9493 | 1426.7699 | 13.0588
| ES Ice Machine_Com, E - Refr | E | Yes | Grocery | Refrigeration | REPL | 203797.1266 | 15606.0759 | 13.0588
| Walk In Cooler Retroft_Com, E - Refr | E | Yes | Grocery | Refrigeration | RET | 1027090.8371 | 154073.0966 | 6.6663
| HE Built Up Refrig_Com, E - Refr | E | Yes | Grocery | Refrigeration | NC | 433985.4123 | 225887.9025 | 1.9212
| HE Built Up Refrig_Com, E - Refr | E | No | Grocery | Refrigeration | RET | 3665768.8219 | 4536972.1988 | 0.80798
| Door Gasket Replacement_Com, E - Refr | E | Z | Grocery | Refrigeration | RET | 0 | 0 | 0
| EnergyStar Dehumidifier_Com, E - Appl | E | Yes | Grocery | Appliances | NC | 1530.8087 | 151.1056 | 10.1307
| EnergyStar Dehumidifier_Com, E - Appl | E | Yes | Grocery | Appliances | REPL | 16744.057 | 1652.8003 | 10.1307
| Clothes Washer Elec WH_Com, E - Appl [unit w/ elec dry - Washer] | E | Yes | Grocery | Appliances | NC | 2654.0634 | 356.5122 | 7.4445
| Clothes Washer Elec WH_Com, E - Appl [unit w/ elec dry - Washer] | E | Yes | Grocery | Appliances | REPL | 48288.0706 | 6486.3878 | 7.4445
| Clothes Washer Elec WH_Com, E - Appl [unit w/ elec dry - Dryer] | E | Yes | Grocery | Appliances | NC | 2654.0634 | 356.5122 | 7.4445
| Clothes Washer Elec WH_Com, E - Appl [unit w/ elec dry - Dryer] | E | Yes | Grocery | Appliances | REPL | 48288.0706 | 6486.3878 | 7.4445
| Clothes Washer Elec WH_Com, E - HWat [unit w/ elec dry - Water Heater] | E | Yes | Grocery | Water Heating | NC | 2654.0634 | 356.5122 | 7.4445
| Clothes Washer Elec WH_Com, E - HWat [unit w/ elec dry - Water Heater] | E | Yes | Grocery | Water Heating | REPL | 48288.0706 | 6486.3878 | 7.4445
| Clothes Washer Elec WH_Com, E - Appl [unit w/ gas dry - Washer] | E | Yes | Grocery | Appliances | NC | 590.563 | 89.128 | 6.626
| Clothes Washer Elec WH_Com, E - Appl [unit w/ gas dry - Washer] | E | Yes | Grocery | Appliances | REPL | 10744.6589 | 1621.5969 | 6.626
| Clothes Washer Elec WH_Com, G - Oth [unit w/ gas dry - Dryer] | G | Yes | Grocery | Other | NC | 590.563 | 89.128 | 6.626
| Clothes Washer Elec WH_Com, G - Oth [unit w/ gas dry - Dryer] | G | Yes | Grocery | Other | REPL | 10744.6589 | 1621.5969 | 6.626
| Clothes Washer Elec WH_Com, E - HWat [unit w/ gas dry - Water Heater] | E | Yes | Grocery | Water Heating | NC | 590.563 | 89.128 | 6.626
| Clothes Washer Elec WH_Com, E - HWat [unit w/ gas dry - Water Heater] | E | Yes | Grocery | Water Heating | REPL | 10744.6589 | 1621.5969 | 6.626
| Clothes Washer Elec WH_Com, E - Appl [unit w/ propane dry - Washer] | E | Yes | Grocery | Appliances | NC | 236.1968 | 35.6512 | 6.6252
| Clothes Washer Elec WH_Com, E - Appl [unit w/ propane dry - Washer] | E | Yes | Grocery | Appliances | REPL | 4297.359 | 648.6388 | 6.6252
| Clothes Washer Elec WH_Com, P - Oth [unit w/ propane dry - Dryer] | Prp | Yes | Grocery | Other | NC | 236.1968 | 35.6512 | 6.6252
| Clothes Washer Elec WH_Com, P - Oth [unit w/ propane dry - Dryer] | Prp | Yes | Grocery | Other | REPL | 4297.359 | 648.6388 | 6.6252
| Clothes Washer Elec WH_Com, E - HWat [unit w/ propane dry - Water Heater] | E | Yes | Grocery | Water Heating | NC | 236.1968 | 35.6512 | 6.6252
| Clothes Washer Elec WH_Com, E - HWat [unit w/ propane dry - Water Heater] | E | Yes | Grocery | Water Heating | REPL | 4297.359 | 648.6388 | 6.6252
| Clothes Washer Gas WH_Com, E - Appl [unit w/ elec dry - Washer] | E | Yes | Grocery | Appliances | NC | 1291.7399 | 178.2561 | 7.2465
| Clothes Washer Gas WH_Com, E - Appl [unit w/ elec dry - Washer] | E | Yes | Grocery | Appliances | REPL | 23489.4601 | 3243.1939 | 7.2427
| Clothes Washer Gas WH_Com, E - Appl [unit w/ elec dry - Dryer] | E | Yes | Grocery | Appliances | NC | 1291.7399 | 178.2561 | 7.2465
| Clothes Washer Gas WH_Com, E - Appl [unit w/ elec dry - Dryer] | E | Yes | Grocery | Appliances | REPL | 23489.4601 | 3243.1939 | 7.2427
| Clothes Washer Gas WH_Com, G - HWat [unit w/ elec dry - Water Heater] | G | Yes | Grocery | Water Heating | NC | 1291.7399 | 178.2561 | 7.2465
| Clothes Washer Gas WH_Com, G - HWat [unit w/ elec dry - Water Heater] | G | Yes | Grocery | Water Heating | REPL | 23489.4601 | 3243.1939 | 7.2427
| Clothes Washer Gas WH_Com, E - Appl [unit w/ gas dry - Washer] | E | Yes | Grocery | Appliances | NC | 4468.7532 | 695.1987 | 6.428
| Clothes Washer Gas WH_Com, E - Appl [unit w/ gas dry - Washer] | E | Yes | Grocery | Appliances | REPL | 81255.4964 | 12648.4562 | 6.4241
| Clothes Washer Gas WH_Com, G - Oth [unit w/ gas dry - Dryer] | G | Yes | Grocery | Other | NC | 4468.7532 | 695.1987 | 6.428
| Clothes Washer Gas WH_Com, G - Oth [unit w/ gas dry - Dryer] | G | Yes | Grocery | Other | REPL | 81255.4964 | 12648.4562 | 6.4241
| Clothes Washer Gas WH_Com, G - HWat [unit w/ gas dry - Water Heater] | G | Yes | Grocery | Water Heating | NC | 4468.7532 | 695.1987 | 6.428
| Clothes Washer Gas WH_Com, G - HWat [unit w/ gas dry - Water Heater] | G | Yes | Grocery | Water Heating | REPL | 81255.4964 | 12648.4562 | 6.4241
| Clothes Washer Gas WH_Com, E - Appl [unit w/ propane dry - Washer] | E | Yes | Grocery | Appliances | NC | 229.1384 | 35.6512 | 6.4272
| Clothes Washer Gas WH_Com, E - Appl [unit w/ propane dry - Washer] | E | Yes | Grocery | Appliances | REPL | 4166.4439 | 648.6388 | 6.4234
| Clothes Washer Gas WH_Com, P - Oth [unit w/ propane dry - Dryer] | Prp | Yes | Grocery | Other | NC | 229.1384 | 35.6512 | 6.4272
| Clothes Washer Gas WH_Com, P - Oth [unit w/ propane dry - Dryer] | Prp | Yes | Grocery | Other | REPL | 4166.4439 | 648.6388 | 6.4234
| Clothes Washer Gas WH_Com, G - HWat [unit w/ propane dry - Water Heater] | G | Yes | Grocery | Water Heating | NC | 229.1384 | 35.6512 | 6.4272
| Clothes Washer Gas WH_Com, G - HWat [unit w/ propane dry - Water Heater] | G | Yes | Grocery | Water Heating | REPL | 4166.4439 | 648.6388 | 6.4234
| Clothes Washer Oil WH_Com, E - Appl [unit w/ elec dry - Washer] | E | Yes | Grocery | Appliances | NC | 1517.6033 | 213.9073 | 7.0947
| Clothes Washer Oil WH_Com, E - Appl [unit w/ elec dry - Washer] | E | Yes | Grocery | Appliances | REPL | 27610.8361 | 3891.8327 | 7.0946
| Clothes Washer Oil WH_Com, E - Appl [unit w/ elec dry - Dryer] | E | Yes | Grocery | Appliances | NC | 1517.6033 | 213.9073 | 7.0947
| Clothes Washer Oil WH_Com, E - Appl [unit w/ elec dry - Dryer] | E | Yes | Grocery | Appliances | REPL | 27610.8361 | 3891.8327 | 7.0946
| Clothes Washer Oil WH_Com, O - HWat [unit w/ elec dry - Water Heater] | O | Yes | Grocery | Water Heating | NC | 1517.6033 | 213.9073 | 7.0947
| Clothes Washer Oil WH_Com, O - HWat [unit w/ elec dry - Water Heater] | O | Yes | Grocery | Water Heating | REPL | 27610.8361 | 3891.8327 | 7.0946
| Clothes Washer Oil WH_Com, E - Appl [unit w/ gas dry - Washer] | E | Yes | Grocery | Appliances | NC | 223.7527 | 35.6512 | 6.2762
| Clothes Washer Oil WH_Com, E - Appl [unit w/ gas dry - Washer] | E | Yes | Grocery | Appliances | REPL | 4070.8625 | 648.6388 | 6.276
| Clothes Washer Oil WH_Com, G - Oth [unit w/ gas dry - Dryer] | G | Yes | Grocery | Other | NC | 223.7527 | 35.6512 | 6.2762
| Clothes Washer Oil WH_Com, G - Oth [unit w/ gas dry - Dryer] | G | Yes | Grocery | Other | REPL | 4070.8625 | 648.6388 | 6.276
| Clothes Washer Oil WH_Com, O - HWat [unit w/ gas dry - Water Heater] | O | Yes | Grocery | Water Heating | NC | 223.7527 | 35.6512 | 6.2762
| Clothes Washer Oil WH_Com, O - HWat [unit w/ gas dry - Water Heater] | O | Yes | Grocery | Water Heating | REPL | 4070.8625 | 648.6388 | 6.276
| Clothes Washer Oil WH_Com, E - Appl [unit w/ propane dry - Washer] | E | Yes | Grocery | Appliances | NC | 335.5865 | 53.4768 | 6.2754
| Clothes Washer Oil WH_Com, E - Appl [unit w/ propane dry - Washer] | E | Yes | Grocery | Appliances | REPL | 6105.5369 | 972.9582 | 6.2752
| Clothes Washer Oil WH_Com, P - Oth [unit w/ propane dry - Dryer] | Prp | Yes | Grocery | Other | NC | 335.5865 | 53.4768 | 6.2754
| Clothes Washer Oil WH_Com, P - Oth [unit w/ propane dry - Dryer] | Prp | Yes | Grocery | Other | REPL | 6105.5369 | 972.9582 | 6.2752
| Clothes Washer Oil WH_Com, O - HWat [unit w/ propane dry - Water Heater] | O | Yes | Grocery | Water Heating | NC | 335.5865 | 53.4768 | 6.2754
| Clothes Washer Oil WH_Com, O - HWat [unit w/ propane dry - Water Heater] | O | Yes | Grocery | Water Heating | REPL | 6105.5369 | 972.9582 | 6.2752
| Clothes Washer Propane WH_Com, E - Appl [unit w/ elec dry - Washer] | E | Yes | Grocery | Appliances | NC | 252.9671 | 38.4227 | 6.5838
| Clothes Washer Propane WH_Com, E - Appl [unit w/ elec dry - Washer] | E | Yes | Grocery | Appliances | REPL | 4602.3958 | 699.0294 | 6.584
| Clothes Washer Propane WH_Com, E - Appl [unit w/ elec dry - Dryer] | E | Yes | Grocery | Appliances | NC | 252.9671 | 38.4227 | 6.5838
| Clothes Washer Propane WH_Com, E - Appl [unit w/ elec dry - Dryer] | E | Yes | Grocery | Appliances | REPL | 4602.3958 | 699.0294 | 6.584
| Clothes Washer Propane WH_Com, P - HWat [unit w/ elec dry - Water Heater] | Prp | Yes | Grocery | Water Heating | NC | 252.9671 | 38.4227 | 6.5838
| Clothes Washer Propane WH_Com, P - HWat [unit w/ elec dry - Water Heater] | Prp | Yes | Grocery | Water Heating | REPL | 4602.3958 | 699.0294 | 6.584
| Clothes Washer Propane WH_Com, E - Appl [unit w/ gas dry - Washer] | E | Yes | Grocery | Appliances | NC | 111.893 | 17.9587 | 6.2306
| Clothes Washer Propane WH_Com, E - Appl [unit w/ gas dry - Washer] | E | Yes | Grocery | Appliances | REPL | 2035.7261 | 326.6814 | 6.2315
| Clothes Washer Propane WH_Com, G - Oth [unit w/ gas dry - Dryer] | G | Yes | Grocery | Other | NC | 111.893 | 17.9587 | 6.2306
| Clothes Washer Propane WH_Com, G - Oth [unit w/ gas dry - Dryer] | G | Yes | Grocery | Other | REPL | 2035.7261 | 326.6814 | 6.2315
| Clothes Washer Propane WH_Com, P - HWat [unit w/ gas dry - Water Heater] | Prp | Yes | Grocery | Water Heating | NC | 111.893 | 17.9587 | 6.2306
| Clothes Washer Propane WH_Com, P - HWat [unit w/ gas dry - Water Heater] | Prp | Yes | Grocery | Water Heating | REPL | 2035.7261 | 326.6814 | 6.2315
| Clothes Washer Propane WH_Com, E - Appl [unit w/ propane dry - Washer] | E | Yes | Grocery | Appliances | NC | 223.9745 | 35.8234 | 6.2522
| Clothes Washer Propane WH_Com, E - Appl [unit w/ propane dry - Washer] | E | Yes | Grocery | Appliances | REPL | 4074.7978 | 651.6942 | 6.2526
| Clothes Washer Propane WH_Com, P - Oth [unit w/ propane dry - Dryer] | Prp | Yes | Grocery | Other | NC | 223.9745 | 35.8234 | 6.2522
| Clothes Washer Propane WH_Com, P - Oth [unit w/ propane dry - Dryer] | Prp | Yes | Grocery | Other | REPL | 4074.7978 | 651.6942 | 6.2526
| Clothes Washer Propane WH_Com, P - HWat [unit w/ propane dry - Water Heater] | Prp | Yes | Grocery | Water Heating | NC | 223.9745 | 35.8234 | 6.2522
| Clothes Washer Propane WH_Com, P - HWat [unit w/ propane dry - Water Heater] | Prp | Yes | Grocery | Water Heating | REPL | 4074.7978 | 651.6942 | 6.2526
| Dishwasher_Com, E - Appl [Building w elec WH] | E | Yes | Grocery | Appliances | NC | 216.6865 | 81.7425 | 2.6508
| Dishwasher_Com, E - Appl [Building w elec WH] | E | Yes | Grocery | Appliances | REPL | 2248.3418 | 848.1608 | 2.6508
| Dishwasher_Com, E - HWat [Building w elec WH] | E | Yes | Grocery | Water Heating | NC | 27.6332 | 0 | 0
| Dishwasher_Com, E - HWat [Building w elec WH] | E | Yes | Grocery | Water Heating | REPL | 286.7229 | 0 | 0
| Dishwasher_Com, E - Appl [Building w gas WH] | E | Yes | Grocery | Appliances | NC | 541.7162 | 204.3561 | 2.6508
| Dishwasher_Com, E - Appl [Building w gas WH] | E | Yes | Grocery | Appliances | REPL | 5620.8545 | 2120.4019 | 2.6508
| Dishwasher_Com, G - HWat [Building w gas WH] | G | Yes | Grocery | Water Heating | NC | 70.189 | 0 | 0
| Dishwasher_Com, G - HWat [Building w gas WH] | G | Yes | Grocery | Water Heating | REPL | 710.4031 | 0 | 0
| Dishwasher_Com, E - Appl [Building w oil WH] | E | Yes | Grocery | Appliances | NC | 54.1716 | 20.4356 | 2.6508
| Dishwasher_Com, E - Appl [Building w oil WH] | E | Yes | Grocery | Appliances | REPL | 562.0854 | 212.0402 | 2.6508
| Dishwasher_Com, O - HWat [Building w oil WH] | O | Yes | Grocery | Water Heating | NC | 0.22141 | 0 | 0
| Dishwasher_Com, O - HWat [Building w oil WH] | O | Yes | Grocery | Water Heating | REPL | 2.241 | 0 | 0
| Dishwasher_Com, E - Appl [Building w propane WH] | E | Yes | Grocery | Appliances | NC | 54.1716 | 20.4356 | 2.6508
| Dishwasher_Com, E - Appl [Building w propane WH] | E | Yes | Grocery | Appliances | REPL | 562.0854 | 212.0402 | 2.6508
| Dishwasher_Com, P - HWat [Building w propane WH] | Prp | Yes | Grocery | Water Heating | NC | 0.79472 | 0 | 0
| Dishwasher_Com, P - HWat [Building w propane WH] | Prp | Yes | Grocery | Water Heating | REPL | 8.0436 | 0 | 0
| Faucet Aerator_Com, E - HWat | E | Yes | Grocery | Water Heating | RET | 7169.4711 | 516.0082 | 13.8941
| Faucet Aerator_Com, G - HWat | G | Yes | Grocery | Water Heating | RET | 7207.1569 | 1028.0315 | 7.0106
| Faucet Aerator_Com, O - HWat | O | Yes | Grocery | Water Heating | RET | 224.1834 | 9.1473 | 24.5082
| Faucet Aerator_Com, P - HWat | Prp | Yes | Grocery | Water Heating | RET | 267.6423 | 8.6736 | 30.8572
| Pre Rinse Sprayers_Com, E - HWat | E | Yes | Grocery | Water Heating | RET | 3412.2976 | 72.3023 | 47.1949
| Pre Rinse Sprayers_Com, G - HWat | G | Yes | Grocery | Water Heating | RET | 4064.2335 | 155.2498 | 26.1787
| Pre Rinse Sprayers_Com, O - HWat | O | Yes | Grocery | Water Heating | RET | 113.0318 | 1.3814 | 81.8247
| Pre Rinse Sprayers_Com, P - HWat | Prp | Yes | Grocery | Water Heating | RET | 131.7821 | 1.3099 | 100.6082
| Heat Pump Water Heater_Com, E - HWat | E | Yes | Grocery | Water Heating | NC | 14225.7098 | 7438.0485 | 1.9126
| Heat Pump Water Heater_Com, E - HWat | E | Yes | Grocery | Water Heating | RET | 79764.4707 | 51862.116 | 1.538
| Heat Pump Water Heater_Com, E - HWat | E | Yes | Grocery | Water Heating | REPL | 9336.0885 | 4881.4632 | 1.9126
| FF Storage Water Heater_Com, G - HWat | G | No | Grocery | Water Heating | NC | 2112.1552 | 5459.2282 | 0.3869
| FF Storage Water Heater_Com, G - HWat | G | No | Grocery | Water Heating | RET | 13414.2509 | 122486.9624 | 0.10952
| FF Storage Water Heater_Com, G - HWat | G | No | Grocery | Water Heating | REPL | 3809.8524 | 9847.2186 | 0.3869
| FF Storage Water Heater_Com, O - HWat | O | Yes | Grocery | Water Heating | NC | 66.4705 | 48.5754 | 1.3684
| FF Storage Water Heater_Com, O - HWat | O | No | Grocery | Water Heating | RET | 422.1528 | 1089.8707 | 0.38734
| FF Storage Water Heater_Com, O - HWat | O | Yes | Grocery | Water Heating | REPL | 119.8978 | 87.6191 | 1.3684
| FF Storage Water Heater_Com, P - HWat | Prp | Yes | Grocery | Water Heating | NC | 79.4894 | 46.06 | 1.7258
| FF Storage Water Heater_Com, P - HWat | Prp | No | Grocery | Water Heating | RET | 504.8351 | 1033.4324 | 0.4885
| FF Storage Water Heater_Com, P - HWat | Prp | Yes | Grocery | Water Heating | REPL | 143.3809 | 83.0818 | 1.7258
| FF Instantaneous Water Heater_Com, G - HWat | G | No | Grocery | Water Heating | NC | 4134.3172 | 16201.615 | 0.25518
| FF Instantaneous Water Heater_Com, G - HWat | G | No | Grocery | Water Heating | RET | 19126.6619 | 215809.9134 | 0.088627
| FF Instantaneous Water Heater_Com, G - HWat | G | No | Grocery | Water Heating | REPL | 3.673e-12 | 1.4394e-11 | 0.25518
| FF Instantaneous Water Heater_Com, O - HWat | O | No | Grocery | Water Heating | NC | 130.9708 | 144.1596 | 0.90851
| FF Instantaneous Water Heater_Com, O - HWat | O | No | Grocery | Water Heating | RET | 605.9122 | 1920.2444 | 0.31554
| FF Instantaneous Water Heater_Com, O - HWat | O | No | Grocery | Water Heating | REPL | 1.1636e-13 | 1.2807e-13 | 0.90851
| FF Instantaneous Water Heater_Com, P - HWat | Prp | Yes | Grocery | Water Heating | NC | 157.3585 | 136.6943 | 1.1512
| FF Instantaneous Water Heater_Com, P - HWat | Prp | No | Grocery | Water Heating | RET | 727.9904 | 1820.8057 | 0.39982
| FF Instantaneous Water Heater_Com, P - HWat | Prp | Yes | Grocery | Water Heating | REPL | 1.398e-13 | 1.2144e-13 | 1.1512
| Clothes Dryer_Com, E - Appl | E | Yes | Grocery | Appliances | NC | 1377.5727 | 29.3263 | 46.9739
| Clothes Dryer_Com, E - Appl | E | Yes | Grocery | Appliances | RET | 7536.3812 | 553.9177 | 13.6056
| Clothes Dryer_Com, E - Appl | E | Yes | Grocery | Appliances | REPL | 447.0097 | 9.5161 | 46.9739
| Clothes Dryer_Com, G - Oth | G | Yes | Grocery | Other | NC | 2.2831 | 2.1656 | 1.0543
| Clothes Dryer_Com, G - Oth | G | No | Grocery | Other | RET | 12.1837 | 46.985 | 0.25931
| Clothes Dryer_Com, G - Oth | G | Yes | Grocery | Other | REPL | 0.72266 | 0.68546 | 1.0543
| Clothes Dryer_Com, P - Oth | Prp | Yes | Grocery | Other | NC | 0.9281 | 0.19785 | 4.6909
| Clothes Dryer_Com, P - Oth | Prp | Yes | Grocery | Other | RET | 4.9528 | 4.2926 | 1.1538
| Clothes Dryer_Com, P - Oth | Prp | Yes | Grocery | Other | REPL | 0.29377 | 0.062625 | 4.6909
| Pnemautic to DDC_Com, E - TotE [Building w Elec Heat] | E | Yes | Grocery | Total Electric | RET | 209837.9438 | 136355.5287 | 1.5389
| Pnemautic to DDC_Com, E - TotE [Building w Gas Heat] | E | No | Grocery | Total Electric | RET | 274664.2487 | 525757.2076 | 0.52242
| Pnemautic to DDC_Com, G - TotF [Building w Gas Heat] | G | No | Grocery | Total FF | RET | 274664.2487 | 525757.2076 | 0.52242
| Pnemautic to DDC_Com, E - TotE [Building w Oil Heat] | E | No | Grocery | Total Electric | RET | 83633.528 | 141458.2574 | 0.59122
| Pnemautic to DDC_Com, O - TotF [Building w Oil Heat] | O | No | Grocery | Total FF | RET | 83633.528 | 141458.2574 | 0.59122
| Pnemautic to DDC_Com, E - TotE [Building w Propane Heat] | E | No | Grocery | Total Electric | RET | 19990.7165 | 42630.8683 | 0.46893
| Pnemautic to DDC_Com, P - TotF [Building w Propane Heat] | Prp | No | Grocery | Total FF | RET | 19990.7165 | 42630.8683 | 0.46893
| Data Center_Com, E - TotE [Building w Elec Heat] | E | Yes | Grocery | Total Electric | NC | 4945.3853 | 1608.5466 | 3.0744
| Data Center_Com, E - TotE [Building w Elec Heat] | E | Yes | Grocery | Total Electric | RET | 103858.2742 | 73243.2101 | 1.418
| Data Center_Com, E - TotE [Building w Gas Heat] | E | Yes | Grocery | Total Electric | NC | 10098.6155 | 3284.6974 | 3.0744
| Data Center_Com, E - TotE [Building w Gas Heat] | E | Yes | Grocery | Total Electric | RET | 212081.5111 | 149564.6909 | 1.418
| Data Center_Com, G - TotF [Building w Gas Heat] | G | Yes | Grocery | Total FF | NC | 10098.6155 | 3284.6974 | 3.0744
| Data Center_Com, G - TotF [Building w Gas Heat] | G | Yes | Grocery | Total FF | RET | 212081.5111 | 149564.6909 | 1.418
| Data Center_Com, E - TotE [Building w Oil Heat] | E | Yes | Grocery | Total Electric | NC | 2717.0955 | 883.7683 | 3.0744
| Data Center_Com, E - TotE [Building w Oil Heat] | E | Yes | Grocery | Total Electric | RET | 57061.8539 | 40241.3133 | 1.418
| Data Center_Com, O - TotF [Building w Oil Heat] | O | Yes | Grocery | Total FF | NC | 2717.0955 | 883.7683 | 3.0744
| Data Center_Com, O - TotF [Building w Oil Heat] | O | Yes | Grocery | Total FF | RET | 57061.8539 | 40241.3133 | 1.418
| Data Center_Com, E - TotE [Building w Propane Heat] | E | Yes | Grocery | Total Electric | NC | 818.8433 | 266.3387 | 3.0744
| Data Center_Com, E - TotE [Building w Propane Heat] | E | Yes | Grocery | Total Electric | RET | 17196.5669 | 12127.4089 | 1.418
| Data Center_Com, P - TotF [Building w Propane Heat] | Prp | Yes | Grocery | Total FF | NC | 818.8433 | 266.3387 | 3.0744
| Data Center_Com, P - TotF [Building w Propane Heat] | Prp | Yes | Grocery | Total FF | RET | 17196.5669 | 12127.4089 | 1.418
| RCx_Com, E - TotE [Building w Elec Heat] | E | Yes | Grocery | Total Electric | RET | 526279.0571 | 85378.1832 | 6.1641
| RCx_Com, E - TotE [Building w Gas Heat] | E | Yes | Grocery | Total Electric | RET | 1158367.5805 | 271551.714 | 4.2657
| RCx_Com, G - TotF [Building w Gas Heat] | G | Yes | Grocery | Total FF | RET | 1158367.5805 | 271551.714 | 4.2657
| RCx_Com, E - TotE [Building w Oil Heat] | E | Yes | Grocery | Total Electric | RET | 326538.8128 | 73062.6831 | 4.4693
| RCx_Com, O - TotF [Building w Oil Heat] | O | Yes | Grocery | Total FF | RET | 326538.8128 | 73062.6831 | 4.4693
| RCx_Com, E - TotE [Building w Propane Heat] | E | Yes | Grocery | Total Electric | RET | 90230.395 | 22018.6907 | 4.0979
| RCx_Com, P - TotF [Building w Propane Heat] | Prp | Yes | Grocery | Total FF | RET | 90230.395 | 22018.6907 | 4.0979
| Commissioning_Com, E - TotE [Building w Elec Heat] | E | Yes | Grocery | Total Electric | NC | 0 | 0 | 0
| Commissioning_Com, E - TotE [Building w Gas Heat] | E | Yes | Grocery | Total Electric | NC | 0 | 0 | 0
| Commissioning_Com, G - TotF [Building w Gas Heat] | G | Yes | Grocery | Total FF | NC | 0 | 0 | 0
| Commissioning_Com, E - TotE [Building w Oil Heat] | E | Yes | Grocery | Total Electric | NC | 0 | 0 | 0
| Commissioning_Com, O - TotF [Building w Oil Heat] | O | Yes | Grocery | Total FF | NC | 0 | 0 | 0
| Commissioning_Com, E - TotE [Building w Propane Heat] | E | Yes | Grocery | Total Electric | NC | 0 | 0 | 0
| Commissioning_Com, P - TotF [Building w Propane Heat] | Prp | Yes | Grocery | Total FF | NC | 0 | 0 | 0
| Integrated Building Design_Com, E - TotE [Building w Elec Heat] | E | Yes | Grocery | Total Electric | NC | 45975.2698 | 1692.8101 | 27.1591
| Integrated Building Design_Com, E - TotE [Building w Gas Heat] | E | Yes | Grocery | Total Electric | NC | 101371.6771 | 5384.1094 | 18.8279
| Integrated Building Design_Com, G - TotF [Building w Gas Heat] | G | Yes | Grocery | Total FF | NC | 101371.6771 | 5384.1094 | 18.8279
| Integrated Building Design_Com, E - TotE [Building w Oil Heat] | E | Yes | Grocery | Total Electric | NC | 28663.5922 | 1448.6282 | 19.7867
| Integrated Building Design_Com, O - TotF [Building w Oil Heat] | O | Yes | Grocery | Total FF | NC | 28663.5922 | 1448.6282 | 19.7867
| Integrated Building Design_Com, E - TotE [Building w Propane Heat] | E | Yes | Grocery | Total Electric | NC | 7894.297 | 436.5689 | 18.0826
| Integrated Building Design_Com, P - TotF [Building w Propane Heat] | Prp | Yes | Grocery | Total FF | NC | 7894.297 | 436.5689 | 18.0826
| Deep Energy Retrofit_Com, E - TotE [Building w Elec Heat] | E | Yes | Grocery | Total Electric | RET | 211416.8842 | 50241.0059 | 4.2081
| Deep Energy Retrofit_Com, E - TotE [Building w Gas Heat] | E | Yes | Grocery | Total Electric | RET | 465311.3865 | 159795.2869 | 2.9119
| Deep Energy Retrofit_Com, G - TotF [Building w Gas Heat] | G | Yes | Grocery | Total FF | RET | 465311.3865 | 159795.2869 | 2.9119
| Deep Energy Retrofit_Com, E - TotE [Building w Oil Heat] | E | Yes | Grocery | Total Electric | RET | 131425.0319 | 42993.919 | 3.0568
| Deep Energy Retrofit_Com, O - TotF [Building w Oil Heat] | O | Yes | Grocery | Total FF | RET | 131425.0319 | 42993.919 | 3.0568
| Deep Energy Retrofit_Com, E - TotE [Building w Propane Heat] | E | Yes | Grocery | Total Electric | RET | 36270.041 | 12956.9538 | 2.7993
| Deep Energy Retrofit_Com, P - TotF [Building w Propane Heat] | Prp | Yes | Grocery | Total FF | RET | 36270.041 | 12956.9538 | 2.7993
| EMS_Com, E - TotE [Building w Elec Heat] | E | Yes | Grocery | Total Electric | NC | 83626.2305 | 22769.9556 | 3.6727
| EMS_Com, E - TotE [Building w Elec Heat] | E | Yes | Grocery | Total Electric | RET | 1338504.5984 | 289904.4614 | 4.6171
| EMS_Com, E - TotE [Building w Gas Heat] | E | Yes | Grocery | Total Electric | NC | 185361.9263 | 72421.5514 | 2.5595
| EMS_Com, E - TotE [Building w Gas Heat] | E | Yes | Grocery | Total Electric | RET | 2961131.0231 | 1844125.7578 | 1.6057
| EMS_Com, G - TotF [Building w Gas Heat] | G | Yes | Grocery | Total FF | NC | 185361.9263 | 72421.5514 | 2.5595
| EMS_Com, G - TotF [Building w Gas Heat] | G | Yes | Grocery | Total FF | RET | 2961131.0231 | 1844125.7578 | 1.6057
| EMS_Com, E - TotE [Building w Oil Heat] | E | Yes | Grocery | Total Electric | NC | 52579.5792 | 19485.4703 | 2.6984
| EMS_Com, E - TotE [Building w Oil Heat] | E | Yes | Grocery | Total Electric | RET | 838971.6426 | 496173.5423 | 1.6909
| EMS_Com, O - TotF [Building w Oil Heat] | O | Yes | Grocery | Total FF | NC | 52579.5792 | 19485.4703 | 2.6984
| EMS_Com, O - TotF [Building w Oil Heat] | O | Yes | Grocery | Total FF | RET | 838971.6426 | 496173.5423 | 1.6909
| EMS_Com, E - TotE [Building w Propane Heat] | E | Yes | Grocery | Total Electric | NC | 14395.8656 | 5872.2802 | 2.4515
| EMS_Com, E - TotE [Building w Propane Heat] | E | Yes | Grocery | Total Electric | RET | 230201.5058 | 149530.3938 | 1.5395
| EMS_Com, P - TotF [Building w Propane Heat] | Prp | Yes | Grocery | Total FF | NC | 14395.8656 | 5872.2802 | 2.4515
| EMS_Com, P - TotF [Building w Propane Heat] | Prp | Yes | Grocery | Total FF | RET | 230201.5058 | 149530.3938 | 1.5395
| VFDs on HVAC Pumps_Com, E - Oth | E | Yes | Grocery | Other | RET | 94387.4078 | 23230.4842 | 4.0631
| ECM Circulators_Com, E - Oth | E | Yes | Grocery | Other | RET | 270379.4857 | 102077.6451 | 2.6488
| Motors_Com, E - Oth | E | Yes | Grocery | Other | NC | 4287.1581 | 1470.7308 | 2.915
| Motors_Com, E - Oth | E | Yes | Grocery | Other | RET | 41681.0173 | 24012.8862 | 1.7358
| Motors_Com, E - Oth | E | Yes | Grocery | Other | REPL | 250.0967 | 85.7969 | 2.915
| Ext Area Ltg_Com, E - ExtL | E | Yes | Grocery | Exterior Lighting | NC | 24207.7807 | 4022.7798 | 6.0177
| Ext Area Ltg_Com, E - ExtL | E | Yes | Grocery | Exterior Lighting | RET | 158871.4905 | 26400.81 | 6.0177
| Ext Area Ltg_Com, E - ExtL | E | Yes | Grocery | Exterior Lighting | REPL | 210865.8019 | 35041.076 | 6.0177
| Street Ltg_Com, E - ExtL | E | Yes | Grocery | Exterior Lighting | NC | 4506.0876 | 637.0452 | 7.0734
| Street Ltg_Com, E - ExtL | E | Yes | Grocery | Exterior Lighting | RET | 29572.676 | 4180.8178 | 7.0734
| Street Ltg_Com, E - ExtL | E | Yes | Grocery | Exterior Lighting | REPL | 39251.0073 | 5549.0856 | 7.0734
| Ext Ltg Ctrls_Com, E - ExtL | E | Yes | Grocery | Exterior Lighting | RET | 147874.4695 | 22962.3379 | 6.4399
| Ext Ltg Dsgn_Com, E - ExtL | E | Yes | Grocery | Exterior Lighting | NC | 3463.21 | 473.3736 | 7.316
| Ext Ltg Dsgn_Com, E - ExtL | E | Yes | Grocery | Exterior Lighting | REPL | 30304.5999 | 4142.2257 | 7.316
| Int Ltg Ctrls_Com, E - IntL [No Heat] | E | Yes | Grocery | Interior Lighting | RET | 196963.3732 | 30881.8024 | 6.378
| Int Ltg Ctrls_Com, E - IntL [Electric Heat] | E | Yes | Grocery | Interior Lighting | RET | 367805.3526 | 76347.8059 | 4.8175
| Int Ltg Ctrls_Com, E/G - IntL | E | Yes | Grocery | Interior Lighting | RET | 1007740.4487 | 228488.642 | 4.4105
| Int Ltg Ctrls_Com, E/O - IntL | E | Yes | Grocery | Interior Lighting | RET | 232594.4453 | 96416.8858 | 2.4124
| Int Ltg Ctrls_Com, E/P - IntL | E | Yes | Grocery | Interior Lighting | RET | 4592.0021 | 2217.0247 | 2.0712
| Exit Sign RetFit_Com, E - IntL [No Heat] | E | Yes | Grocery | Interior Lighting | RET | 2977.5906 | 607.7533 | 4.8993
| Exit Sign RetFit_Com, E - IntL [Electric Heat] | E | Yes | Grocery | Interior Lighting | RET | 6388.4818 | 1503.9761 | 4.2477
| Exit Sign RetFit_Com, E/G - IntL | E | Yes | Grocery | Interior Lighting | RET | 15576.5736 | 4589.363 | 3.3941
| Exit Sign RetFit_Com, E/O - IntL | E | Yes | Grocery | Interior Lighting | RET | 3588.5177 | 1988.6666 | 1.8045
| Exit Sign RetFit_Com, E/P - IntL | E | Yes | Grocery | Interior Lighting | RET | 70.8165 | 45.9571 | 1.5409
| LED HiLo Bay_Com, E - IntL [No Heat] | E | Yes | Grocery | Interior Lighting | NC | 5472.6373 | 1506.2199 | 3.6334
| LED HiLo Bay_Com, E - IntL [No Heat] | E | Yes | Grocery | Interior Lighting | RET | 3122.3358 | 859.3525 | 3.6334
| LED HiLo Bay_Com, E - IntL [No Heat] | E | Yes | Grocery | Interior Lighting | REPL | 2142.0859 | 589.5608 | 3.6334
| LED HiLo Bay_Com, E - IntL [Electric Heat] | E | Yes | Grocery | Interior Lighting | NC | 10229.3702 | 3727.3654 | 2.7444
| LED HiLo Bay_Com, E - IntL [Electric Heat] | E | Yes | Grocery | Interior Lighting | RET | 5836.2224 | 2126.5956 | 2.7444
| LED HiLo Bay_Com, E - IntL [Electric Heat] | E | Yes | Grocery | Interior Lighting | REPL | 4003.9542 | 1458.9559 | 2.7444
| LED HiLo Bay_Com, E/G - IntL | E | Yes | Grocery | Interior Lighting | NC | 28061.6558 | 9896.4513 | 2.8355
| LED HiLo Bay_Com, E/G - IntL | E | Yes | Grocery | Interior Lighting | RET | 16010.1807 | 5646.2803 | 2.8355
| LED HiLo Bay_Com, E/G - IntL | E | Yes | Grocery | Interior Lighting | REPL | 10983.8224 | 3873.644 | 2.8355
| LED HiLo Bay_Com, E/O - IntL | E | Yes | Grocery | Interior Lighting | NC | 6464.8203 | 3733.3332 | 1.7316
| LED HiLo Bay_Com, E/O - IntL | E | Yes | Grocery | Interior Lighting | RET | 3688.4117 | 2130.0004 | 1.7316
| LED HiLo Bay_Com, E/O - IntL | E | Yes | Grocery | Interior Lighting | REPL | 2530.4436 | 1461.2918 | 1.7316
| LED HiLo Bay_Com, E/P - IntL | E | Yes | Grocery | Interior Lighting | NC | 127.578 | 84.299 | 1.5134
| LED HiLo Bay_Com, E/P - IntL | E | Yes | Grocery | Interior Lighting | RET | 72.7878 | 48.0956 | 1.5134
| LED HiLo Bay_Com, E/P - IntL | E | Yes | Grocery | Interior Lighting | REPL | 49.9362 | 32.9961 | 1.5134
| Repl Scre_Com, E - IntL [No Heat] | E | Yes | Grocery | Interior Lighting | NC | 0 | 0 | 0
| Repl Scre_Com, E - IntL [No Heat] | E | Yes | Grocery | Interior Lighting | RET | 0 | 0 | 0
| Repl Scre_Com, E - IntL [No Heat] | E | Yes | Grocery | Interior Lighting | REPL | 0 | 0 | 0
| Repl Scre_Com, E - IntL [Electric Heat] | E | Yes | Grocery | Interior Lighting | NC | 0 | 0 | 0
| Repl Scre_Com, E - IntL [Electric Heat] | E | Yes | Grocery | Interior Lighting | RET | 0 | 0 | 0
| Repl Scre_Com, E - IntL [Electric Heat] | E | Yes | Grocery | Interior Lighting | REPL | 0 | 0 | 0
| Repl Scre_Com, E/G - IntL | E | Yes | Grocery | Interior Lighting | NC | 0 | 0 | 0
| Repl Scre_Com, E/G - IntL | E | Yes | Grocery | Interior Lighting | RET | 0 | 0 | 0
| Repl Scre_Com, E/G - IntL | E | Yes | Grocery | Interior Lighting | REPL | 0 | 0 | 0
| Repl Scre_Com, E/O - IntL | E | Yes | Grocery | Interior Lighting | NC | 0 | 0 | 0
| Repl Scre_Com, E/O - IntL | E | Yes | Grocery | Interior Lighting | RET | 0 | 0 | 0
| Repl Scre_Com, E/O - IntL | E | Yes | Grocery | Interior Lighting | REPL | 0 | 0 | 0
| Repl Scre_Com, E/P - IntL | E | Yes | Grocery | Interior Lighting | NC | 0 | 0 | 0
| Repl Scre_Com, E/P - IntL | E | Yes | Grocery | Interior Lighting | RET | 0 | 0 | 0
| Repl Scre_Com, E/P - IntL | E | Yes | Grocery | Interior Lighting | REPL | 0 | 0 | 0
| Lin LED Fixture_Com, E - IntL [No Heat] | E | Yes | Grocery | Interior Lighting | NC | 5721.62 | 1938.433 | 2.9517
| Lin LED Fixture_Com, E - IntL [No Heat] | E | Yes | Grocery | Interior Lighting | RET | 31372.1686 | 16103.9493 | 1.9481
| Lin LED Fixture_Com, E - IntL [No Heat] | E | Yes | Grocery | Interior Lighting | REPL | 3875.1667 | 1312.8714 | 2.9517
| Lin LED Fixture_Com, E - IntL [Electric Heat] | E | Yes | Grocery | Interior Lighting | NC | 12275.8532 | 4796.941 | 2.5591
| Lin LED Fixture_Com, E - IntL [Electric Heat] | E | Yes | Grocery | Interior Lighting | RET | 67309.6317 | 39851.619 | 1.689
| Lin LED Fixture_Com, E - IntL [Electric Heat] | E | Yes | Grocery | Interior Lighting | REPL | 8314.2496 | 3248.8956 | 2.5591
| Lin LED Fixture_Com, E/G - IntL | E | Yes | Grocery | Interior Lighting | NC | 29931.3259 | 11631.0663 | 2.5734
| Lin LED Fixture_Com, E/G - IntL | E | Yes | Grocery | Interior Lighting | RET | 164116.2113 | 90795.8884 | 1.8075
| Lin LED Fixture_Com, E/G - IntL | E | Yes | Grocery | Interior Lighting | REPL | 20272.0341 | 7877.5452 | 2.5734
| Lin LED Fixture_Com, E/O - IntL | E | Yes | Grocery | Interior Lighting | NC | 6895.5533 | 3897.7227 | 1.7691
| Lin LED Fixture_Com, E/O - IntL | E | Yes | Grocery | Interior Lighting | RET | 37808.9524 | 27596.804 | 1.37
| Lin LED Fixture_Com, E/O - IntL | E | Yes | Grocery | Interior Lighting | REPL | 4670.2539 | 2639.8686 | 1.7691
| Lin LED Fixture_Com, E/P - IntL | E | Yes | Grocery | Interior Lighting | NC | 136.0781 | 85.742 | 1.5871
| Lin LED Fixture_Com, E/P - IntL | E | Yes | Grocery | Interior Lighting | RET | 746.1288 | 592.981 | 1.2583
| Lin LED Fixture_Com, E/P - IntL | E | Yes | Grocery | Interior Lighting | REPL | 92.1636 | 58.0717 | 1.5871
| LED Tube Repl_Com, E - IntL [No Heat] | E | Yes | Grocery | Interior Lighting | RET | 211086.2984 | 12249.0347 | 17.2329
| LED Tube Repl_Com, E - IntL [No Heat] | E | Yes | Grocery | Interior Lighting | REPL | 109059.6683 | 6328.5759 | 17.2329
| LED Tube Repl_Com, E - IntL [Electric Heat] | E | Yes | Grocery | Interior Lighting | RET | 452889.9855 | 30312.0593 | 14.9409
| LED Tube Repl_Com, E - IntL [Electric Heat] | E | Yes | Grocery | Interior Lighting | REPL | 233989.7567 | 15661.0029 | 14.9409
| LED Tube Repl_Com, E/G - IntL | E | Yes | Grocery | Interior Lighting | RET | 1104248.9269 | 136635.5692 | 8.0817
| LED Tube Repl_Com, E/G - IntL | E | Yes | Grocery | Interior Lighting | REPL | 570520.3162 | 70594.0176 | 8.0817
| LED Tube Repl_Com, E/O - IntL | E | Yes | Grocery | Interior Lighting | RET | 254395.9235 | 75729.5978 | 3.3593
| LED Tube Repl_Com, E/O - IntL | E | Yes | Grocery | Interior Lighting | REPL | 131435.9826 | 39126.3899 | 3.3593
| LED Tube Repl_Com, E/P - IntL | E | Yes | Grocery | Interior Lighting | RET | 5020.296 | 1812.2344 | 2.7702
| LED Tube Repl_Com, E/P - IntL | E | Yes | Grocery | Interior Lighting | REPL | 2593.7819 | 936.3075 | 2.7702
| Repl pin CFL wLED_Com, E - IntL [No Heat] | E | Yes | Grocery | Interior Lighting | RET | 188.8036 | 61.4152 | 3.0742
| Repl pin CFL wLED_Com, E - IntL [No Heat] | E | Yes | Grocery | Interior Lighting | REPL | 145.011 | 47.17 | 3.0742
| Repl pin CFL wLED_Com, E - IntL [Electric Heat] | E | Yes | Grocery | Interior Lighting | RET | 405.082 | 151.981 | 2.6653
| Repl pin CFL wLED_Com, E - IntL [Electric Heat] | E | Yes | Grocery | Interior Lighting | REPL | 311.124 | 116.7293 | 2.6653
| Repl pin CFL wLED_Com, E/G - IntL | E | Yes | Grocery | Interior Lighting | RET | 987.6823 | 371.2361 | 2.6605
| Repl pin CFL wLED_Com, E/G - IntL | E | Yes | Grocery | Interior Lighting | REPL | 758.5912 | 285.1286 | 2.6605
| Repl pin CFL wLED_Com, E/O - IntL | E | Yes | Grocery | Interior Lighting | RET | 227.5414 | 125.1054 | 1.8188
| Repl pin CFL wLED_Com, E/O - IntL | E | Yes | Grocery | Interior Lighting | REPL | 174.7636 | 96.0874 | 1.8188
| Repl pin CFL wLED_Com, E/P - IntL | E | Yes | Grocery | Interior Lighting | RET | 4.4903 | 2.7531 | 1.631
| Repl pin CFL wLED_Com, E/P - IntL | E | Yes | Grocery | Interior Lighting | REPL | 3.4488 | 2.1145 | 1.631
| Refrig Case LED_Com, E - IntL | E | Yes | Grocery | Interior Lighting | NC | 93088.7505 | 18531.9712 | 5.0231
| Refrig Case LED_Com, E - IntL | E | Yes | Grocery | Interior Lighting | RET | 509129.6099 | 101356.7722 | 5.0231
| Refrig Case LED_Com, E - IntL | E | Yes | Grocery | Interior Lighting | REPL | 159095.1606 | 31672.43 | 5.0231
| Refrig Case Ctrls_Com, E - IntL | E | Yes | Grocery | Interior Lighting | RET | 299939.1252 | 152010.5125 | 1.9731
| Stair Occ Sensor_Com, E - IntL [No Heat] | E | Yes | Grocery | Interior Lighting | NC | 2741.8233 | 934.9336 | 2.9326
| Stair Occ Sensor_Com, E - IntL [No Heat] | E | Yes | Grocery | Interior Lighting | RET | 26991.1701 | 9203.7116 | 2.9326
| Stair Occ Sensor_Com, E - IntL [Electric Heat] | E | Yes | Grocery | Interior Lighting | NC | 5882.6381 | 2313.6322 | 2.5426
| Stair Occ Sensor_Com, E - IntL [Electric Heat] | E | Yes | Grocery | Interior Lighting | RET | 57910.1093 | 22775.9539 | 2.5426
| Stair Occ Sensor_Com, E/G - IntL | E | Yes | Grocery | Interior Lighting | NC | 14343.2114 | 6078.2996 | 2.3597
| Stair Occ Sensor_Com, E/G - IntL | E | Yes | Grocery | Interior Lighting | RET | 141198.0352 | 59836.2486 | 2.3597
| Stair Occ Sensor_Com, E/O - IntL | E | Yes | Grocery | Interior Lighting | NC | 3304.3768 | 2256.0826 | 1.4647
| Stair Occ Sensor_Com, E/O - IntL | E | Yes | Grocery | Interior Lighting | RET | 32529.0826 | 22209.4214 | 1.4647
| Stair Occ Sensor_Com, E/P - IntL | E | Yes | Grocery | Interior Lighting | NC | 65.2092 | 50.6711 | 1.2869
| Stair Occ Sensor_Com, E/P - IntL | E | Yes | Grocery | Interior Lighting | RET | 641.9349 | 498.8187 | 1.2869
| Int Delamping_Com, E - IntL [No Heat] | E | Yes | Grocery | Interior Lighting | RET | 3353.6245 | 168.3399 | 19.9217
| Int Delamping_Com, E - IntL [Electric Heat] | E | Yes | Grocery | Interior Lighting | RET | 7195.2702 | 361.1767 | 19.9217
| Int Delamping_Com, E/G - IntL | E | Yes | Grocery | Interior Lighting | RET | 17543.7074 | 2099.2083 | 8.3573
| Int Delamping_Com, E/O - IntL | E | Yes | Grocery | Interior Lighting | RET | 4041.7043 | 1195.7993 | 3.3799
| Int Delamping_Com, E/P - IntL | E | Yes | Grocery | Interior Lighting | RET | 79.7597 | 28.7156 | 2.7776
| Int Ltg Dsgn_Com, E - IntL [No Heat] | E | Yes | Grocery | Interior Lighting | NC | 5557.2678 | 650.8947 | 8.5379
| Int Ltg Dsgn_Com, E - IntL [Electric Heat] | E | Yes | Grocery | Interior Lighting | NC | 11923.2322 | 1396.5079 | 8.5379
| Int Ltg Dsgn_Com, E/G - IntL | E | Yes | Grocery | Interior Lighting | NC | 29071.5555 | 5424.3002 | 5.3595
| Int Ltg Dsgn_Com, E/O - IntL | E | Yes | Grocery | Interior Lighting | NC | 6697.4801 | 2429.8032 | 2.7564
| Int Ltg Dsgn_Com, E/P - IntL | E | Yes | Grocery | Interior Lighting | NC | 132.1693 | 56.4303 | 2.3422
| Room Air Conditioner_Com, E - Cool | E | Yes | Hospital | Cooling | NC | 0 | 0 | 0
| Room Air Conditioner_Com, E - Cool | E | Yes | Hospital | Cooling | RET | 0 | 0 | 0
| Room Air Conditioner_Com, E - Cool | E | Yes | Hospital | Cooling | REPL | 0 | 0 | 0
| Chiller Systems_Com, E - Cool | E | Yes | Hospital | Cooling | NC | 147873.1243 | 8429.5378 | 17.5423
| Chiller Systems_Com, E - Cool | E | Yes | Hospital | Cooling | RET | 439421.3152 | 52018.6594 | 8.4474
| Chiller Systems_Com, E - Cool | E | Yes | Hospital | Cooling | REPL | 1.3468e-10 | 7.6774e-12 | 17.5423
| Chiller Tuneup_Com, E - Cool | E | Yes | Hospital | Cooling | RET | 149728.2473 | 14270.6138 | 10.4921
| Computer Room Air Conditioner_Com, E - Cool | E | Yes | Hospital | Cooling | NC | 5179.486 | 1346.7146 | 3.846
| Computer Room Air Conditioner_Com, E - Cool | E | Yes | Hospital | Cooling | REPL | 33992.0753 | 8838.256 | 3.846
| Mini Split Ductless AC_Com, E - Cool | E | Yes | Hospital | Cooling | NC | 0 | 0 | 0
| Mini Split Ductless AC_Com, E - Cool | E | Yes | Hospital | Cooling | RET | 0 | 0 | 0
| Mini Split Ductless AC_Com, E - Cool | E | Yes | Hospital | Cooling | REPL | 0 | 0 | 0
| Eff Unitary AC_Com, E - Cool | E | Yes | Hospital | Cooling | NC | 895.0401 | 397.5688 | 2.2513
| Eff Unitary AC_Com, E - Cool | E | No | Hospital | Cooling | RET | 7234.4783 | 23538.3367 | 0.30735
| Eff Unitary AC_Com, E - Cool | E | Yes | Hospital | Cooling | REPL | 4308.8729 | 1913.9625 | 2.2513
| PTAC_Com, E - Cool | E | Yes | Hospital | Cooling | NC | 0 | 0 | 0
| PTAC_Com, E - Cool | E | Yes | Hospital | Cooling | RET | 0 | 0 | 0
| PTAC_Com, E - Cool | E | Yes | Hospital | Cooling | REPL | 0 | 0 | 0
| Unitary Equipment Economizer_Com, E - Cool | E | No | Hospital | Cooling | RET | 2790.8798 | 4340.6772 | 0.64296
| AC Tuneup_Com, E - Cool [ASHP] | E | Yes | Hospital | Cooling | RET | 1099.541 | 47.5465 | 23.1256
| AC Tuneup_Com, E - Heat [ASHP] | E | Yes | Hospital | Space Heating | RET | 1099.541 | 47.5465 | 23.1256
| AC Tuneup_Com, E - Cool [Unitary AC] | E | Yes | Hospital | Cooling | RET | 3800.5883 | 192.8017 | 19.7124
| DCV_Com, E - Cool [Building w Elec Heat] | E | Yes | Hospital | Cooling | RET | 402339.2445 | 71960.5427 | 5.5911
| DCV_Com, E - Heat [Building w Elec Heat] | E | Yes | Hospital | Space Heating | RET | 402339.2445 | 71960.5427 | 5.5911
| DCV_Com, E - Vent [Building w Elec Heat] | E | Yes | Hospital | Ventilation | RET | 402339.2445 | 71960.5427 | 5.5911
| DCV_Com, E - Cool [Building w Gas Heat] | E | Yes | Hospital | Cooling | RET | 2987816.6174 | 146945.4481 | 20.3328
| DCV_Com, G - Heat [Building w Gas Heat] | G | Yes | Hospital | Space Heating | RET | 2987816.6174 | 146945.4481 | 20.3328
| DCV_Com, E - Vent [Building w Gas Heat] | E | Yes | Hospital | Ventilation | RET | 2987816.6174 | 146945.4481 | 20.3328
| DCV_Com, E - Cool [Building w Oil Heat] | E | Yes | Hospital | Cooling | RET | 3056706.6265 | 39536.5897 | 77.3134
| DCV_Com, O - Heat [Building w Oil Heat] | O | Yes | Hospital | Space Heating | RET | 3056706.6265 | 39536.5897 | 77.3134
| DCV_Com, E - Vent [Building w Oil Heat] | E | Yes | Hospital | Ventilation | RET | 3056706.6265 | 39536.5897 | 77.3134
| DCV_Com, E - Cool [Building w Propane Heat] | E | Yes | Hospital | Cooling | RET | 76361.2769 | 11915.0284 | 6.4088
| DCV_Com, P - Heat [Building w Propane Heat] | Prp | Yes | Hospital | Space Heating | RET | 76361.2769 | 11915.0284 | 6.4088
| DCV_Com, E - Vent [Building w Propane Heat] | E | Yes | Hospital | Ventilation | RET | 76361.2769 | 11915.0284 | 6.4088
| Controls for Unitary AC_Com, E - Cool | E | No | Hospital | Cooling | RET | 7196.3588 | 7520.2151 | 0.95694
| Optimized Unitary AC Sys_Com, E - Cool [Building w Elec Heat] | E | No | Hospital | Cooling | NC | 1203.6433 | 1142.9122 | 1.0531
| Optimized Unitary AC Sys_Com, E - Heat [Building w Elec Heat] | E | No | Hospital | Space Heating | NC | 1203.6433 | 1142.9122 | 1.0531
| Optimized Unitary AC Sys_Com, E - Cool [Building w Gas Heat] | E | Yes | Hospital | Cooling | NC | 660190.9716 | 6080.5008 | 108.5751
| Optimized Unitary AC Sys_Com, G - Heat [Building w Gas Heat] | G | Yes | Hospital | Space Heating | NC | 660190.9716 | 6080.5008 | 108.5751
| Optimized Unitary AC Sys_Com, E - Cool [Building w Oil Heat] | E | Yes | Hospital | Cooling | NC | 861622.7646 | 2113.3243 | 407.7097
| Optimized Unitary AC Sys_Com, O - Heat [Building w Oil Heat] | O | Yes | Hospital | Space Heating | NC | 861622.7646 | 2113.3243 | 407.7097
| Optimized Unitary AC Sys_Com, E - Cool [Building w Propane Heat] | E | Yes | Hospital | Cooling | NC | 3159.752 | 113.0015 | 27.962
| Optimized Unitary AC Sys_Com, P - Heat [Building w Propane Heat] | Prp | Yes | Hospital | Space Heating | NC | 3159.752 | 113.0015 | 27.962
| Optimized Chiller Sys_Com, E - Cool | E | No | Hospital | Cooling | NC | 49886.2231 | 59801.5089 | 0.8342
| Cool Roof_Com, E - Cool [Building w Elec Heat] | E | Yes | Hospital | Cooling | NC | 14261.6951 | 13708.0191 | 1.0404
| Cool Roof_Com, E - Cool [Building w Elec Heat] | E | No | Hospital | Cooling | RET | 95468.987 | 157376.5965 | 0.60663
| Cool Roof_Com, E - Heat [Building w Elec Heat] | E | Yes | Hospital | Space Heating | NC | 14261.6951 | 13708.0191 | 1.0404
| Cool Roof_Com, E - Heat [Building w Elec Heat] | E | No | Hospital | Space Heating | RET | 95468.987 | 157376.5965 | 0.60663
| Cool Roof_Com, E - Cool [Building w Gas Heat] | E | No | Hospital | Cooling | NC | 29250.7138 | 61779.7326 | 0.47347
| Cool Roof_Com, E - Cool [Building w Gas Heat] | E | No | Hospital | Cooling | RET | 195806.7391 | 541991.9093 | 0.36127
| Cool Roof_Com, G - Heat [Building w Gas Heat] | G | No | Hospital | Space Heating | NC | 29250.7138 | 61779.7326 | 0.47347
| Cool Roof_Com, G - Heat [Building w Gas Heat] | G | No | Hospital | Space Heating | RET | 195806.7391 | 541991.9093 | 0.36127
| Cool Roof_Com, E - Cool [Building w Oil Heat] | E | No | Hospital | Cooling | NC | 7870.0871 | 51698.8515 | 0.15223
| Cool Roof_Com, E - Cool [Building w Oil Heat] | E | No | Hospital | Cooling | RET | 52683.025 | 374867.9895 | 0.14054
| Cool Roof_Com, O - Heat [Building w Oil Heat] | O | No | Hospital | Space Heating | NC | 7870.0871 | 51698.8515 | 0.15223
| Cool Roof_Com, O - Heat [Building w Oil Heat] | O | No | Hospital | Space Heating | RET | 52683.025 | 374867.9895 | 0.14054
| Cool Roof_Com, E - Cool [Building w Propane Heat] | E | No | Hospital | Cooling | NC | 2371.7855 | 2426.2305 | 0.97756
| Cool Roof_Com, E - Cool [Building w Propane Heat] | E | No | Hospital | Cooling | RET | 15876.9318 | 27079.8531 | 0.5863
| Cool Roof_Com, P - Heat [Building w Propane Heat] | Prp | No | Hospital | Space Heating | NC | 2371.7855 | 2426.2305 | 0.97756
| Cool Roof_Com, P - Heat [Building w Propane Heat] | Prp | No | Hospital | Space Heating | RET | 15876.9318 | 27079.8531 | 0.5863
| GSHP_Com, E - Cool | E | Yes | Hospital | Cooling | RET | 5104.0741 | 1721.074 | 2.9656
| GSHP_Com, E - Cool | E | Yes | Hospital | Cooling | REPL | 7.3134e-13 | 1.8243e-13 | 4.0089
| GSHP_Com, E - Heat | E | Yes | Hospital | Space Heating | RET | 5104.0741 | 1721.074 | 2.9656
| GSHP_Com, E - Heat | E | Yes | Hospital | Space Heating | REPL | 7.3134e-13 | 1.8243e-13 | 4.0089
| Unitary HP_Com, E - Cool | E | Yes | Hospital | Cooling | NC | 671.0188 | 163.1897 | 4.1119
| Unitary HP_Com, E - Cool | E | No | Hospital | Cooling | RET | 4116.202 | 4471.0458 | 0.92064
| Unitary HP_Com, E - Cool | E | Yes | Hospital | Cooling | REPL | 2029.9799 | 493.6849 | 4.1119
| Unitary HP_Com, E - Heat | E | Yes | Hospital | Space Heating | NC | 671.0188 | 163.1897 | 4.1119
| Unitary HP_Com, E - Heat | E | No | Hospital | Space Heating | RET | 4116.202 | 4471.0458 | 0.92064
| Unitary HP_Com, E - Heat | E | Yes | Hospital | Space Heating | REPL | 2029.9799 | 493.6849 | 4.1119
| PTHP_Com, E - Cool | E | Yes | Hospital | Cooling | NC | 0 | 0 | 0
| PTHP_Com, E - Cool | E | Yes | Hospital | Cooling | RET | 0 | 0 | 0
| PTHP_Com, E - Cool | E | Yes | Hospital | Cooling | REPL | 0 | 0 | 0
| PTHP_Com, E - Heat | E | Yes | Hospital | Space Heating | NC | 0 | 0 | 0
| PTHP_Com, E - Heat | E | Yes | Hospital | Space Heating | RET | 0 | 0 | 0
| PTHP_Com, E - Heat | E | Yes | Hospital | Space Heating | REPL | 0 | 0 | 0
| Minisplit Ductless HP_Com, E - Cool | E | Yes | Hospital | Cooling | RET | 49154.3018 | 7184.0118 | 6.8422
| Minisplit Ductless HP_Com, E - Cool | E | Yes | Hospital | Cooling | REPL | 4582.0337 | 355.9576 | 12.8724
| Minisplit Ductless HP_Com, E - Heat | E | Yes | Hospital | Space Heating | RET | 49154.3018 | 7184.0118 | 6.8422
| Minisplit Ductless HP_Com, E - Heat | E | Yes | Hospital | Space Heating | REPL | 4582.0337 | 355.9576 | 12.8724
| Programmable TStat_Com, E - Cool [Building w Elec Heat] | E | Yes | Hospital | Cooling | NC | 0 | 0 | 0
| Programmable TStat_Com, E - Heat [Building w Elec Heat] | E | Yes | Hospital | Space Heating | NC | 0 | 0 | 0
| Programmable TStat_Com, E - Cool [Building w Gas Heat] | E | Yes | Hospital | Cooling | NC | 0 | 0 | 0
| Programmable TStat_Com, E - Cool [Building w Gas Heat] | E | Yes | Hospital | Cooling | RET | 0 | 0 | 0
| Programmable TStat_Com, G - Heat [Building w Gas Heat] | G | Yes | Hospital | Space Heating | NC | 0 | 0 | 0
| Programmable TStat_Com, G - Heat [Building w Gas Heat] | G | Yes | Hospital | Space Heating | RET | 0 | 0 | 0
| Programmable TStat_Com, E - Cool [Building w Propane Heat] | E | Yes | Hospital | Cooling | NC | 0 | 0 | 0
| Programmable TStat_Com, E - Cool [Building w Propane Heat] | E | Yes | Hospital | Cooling | RET | 0 | 0 | 0
| Programmable TStat_Com, P - Heat [Building w Propane Heat] | Prp | Yes | Hospital | Space Heating | NC | 0 | 0 | 0
| Programmable TStat_Com, P - Heat [Building w Propane Heat] | Prp | Yes | Hospital | Space Heating | RET | 0 | 0 | 0
| Programmable TStat_Com, E - Cool [Building w Oil Heat] | E | Yes | Hospital | Cooling | NC | 0 | 0 | 0
| Programmable TStat_Com, E - Cool [Building w Oil Heat] | E | Yes | Hospital | Cooling | RET | 0 | 0 | 0
| Programmable TStat_Com, O - Heat [Building w Oil Heat] | O | Yes | Hospital | Space Heating | NC | 0 | 0 | 0
| Programmable TStat_Com, O - Heat [Building w Oil Heat] | O | Yes | Hospital | Space Heating | RET | 0 | 0 | 0
| Smart TStat_Com, E - Cool [Building w Elec Heat] | E | Yes | Hospital | Cooling | NC | 1187.1592 | 329.5086 | 3.6028
| Smart TStat_Com, E - Cool [Building w Elec Heat] | E | Yes | Hospital | Cooling | RET | 5587.9613 | 2054.5683 | 2.7198
| Smart TStat_Com, E - Heat [Building w Elec Heat] | E | Yes | Hospital | Space Heating | NC | 1187.1592 | 329.5086 | 3.6028
| Smart TStat_Com, E - Heat [Building w Elec Heat] | E | Yes | Hospital | Space Heating | RET | 5587.9613 | 2054.5683 | 2.7198
| Smart TStat_Com, E - Cool [Building w Gas Heat] | E | Yes | Hospital | Cooling | NC | 47093.629 | 672.8657 | 69.9896
| Smart TStat_Com, E - Cool [Building w Gas Heat] | E | Yes | Hospital | Cooling | RET | 216488.6574 | -139.9528 | -1546.8693
| Smart TStat_Com, G - Heat [Building w Gas Heat] | G | Yes | Hospital | Space Heating | NC | 47093.629 | 672.8657 | 69.9896
| Smart TStat_Com, G - Heat [Building w Gas Heat] | G | Yes | Hospital | Space Heating | RET | 216488.6574 | -139.9528 | -1546.8693
| Smart TStat_Com, E - Cool [Building w Propane Heat] | E | Yes | Hospital | Cooling | NC | 812.2258 | 181.0387 | 4.4865
| Smart TStat_Com, E - Cool [Building w Propane Heat] | E | Yes | Hospital | Cooling | RET | 3799.3997 | 1128.8217 | 3.3658
| Smart TStat_Com, P - Heat [Building w Propane Heat] | Prp | Yes | Hospital | Space Heating | NC | 812.2258 | 181.0387 | 4.4865
| Smart TStat_Com, P - Heat [Building w Propane Heat] | Prp | Yes | Hospital | Space Heating | RET | 3799.3997 | 1128.8217 | 3.3658
| Smart TStat_Com, E - Cool [Building w Oil Heat] | E | Yes | Hospital | Cooling | NC | 58269.863 | 54.5591 | 1068.0133
| Smart TStat_Com, E - Cool [Building w Oil Heat] | E | Yes | Hospital | Cooling | RET | 267564.3482 | 340.1898 | 786.515
| Smart TStat_Com, O - Heat [Building w Oil Heat] | O | Yes | Hospital | Space Heating | NC | 58269.863 | 54.5591 | 1068.0133
| Smart TStat_Com, O - Heat [Building w Oil Heat] | O | Yes | Hospital | Space Heating | RET | 267564.3482 | 340.1898 | 786.515
| Boiler Blowdown Controls_Com, G - Heat | G | No | Hospital | Space Heating | RET | 149313.9233 | 253479.5725 | 0.58906
| Boiler Blowdown Controls_Com, O - Heat | O | No | Hospital | Space Heating | RET | 6482.9504 | 10845.3281 | 0.59776
| Boiler Modifications_Com, G - Heat | G | Yes | Hospital | Space Heating | RET | 697352.4158 | 125942.7878 | 5.5371
| Boiler Modifications_Com, O - Heat | O | Yes | Hospital | Space Heating | RET | 33609.3465 | 2777.2536 | 12.1016
| Boilers_Com, G - Heat | G | Yes | Hospital | Space Heating | NC | 338344.7803 | 96367.6126 | 3.511
| Boilers_Com, G - Heat | G | No | Hospital | Space Heating | RET | 1600279.1448 | 1845475.3486 | 0.86714
| Boilers_Com, G - Heat | G | Yes | Hospital | Space Heating | REPL | 2.4047e-10 | 6.8492e-11 | 3.511
| Boilers_Com, O - Heat | O | No | Hospital | Space Heating | NC | 5527.6004 | 14251.7732 | 0.38785
| Boilers_Com, O - Heat | O | No | Hospital | Space Heating | RET | 26728.7747 | 279030.8321 | 0.095791
| Boilers_Com, O - Heat | O | No | Hospital | Space Heating | REPL | 3.9287e-12 | 1.0129e-11 | 0.38785
| Furnace_Com, G - Heat | G | Yes | Hospital | Space Heating | NC | 104818.1639 | 6776.7018 | 15.4674
| Furnace_Com, G - Heat | G | Yes | Hospital | Space Heating | RET | 463522.5207 | 128059.1774 | 3.6196
| Furnace_Com, G - Heat | G | Yes | Hospital | Space Heating | REPL | 8.0976e-11 | 5.2352e-12 | 15.4674
| Furnace_Com, O - Heat | O | Yes | Hospital | Space Heating | NC | 320810.8863 | 6795.5853 | 47.2087
| Furnace_Com, O - Heat | O | Yes | Hospital | Space Heating | RET | 1581972.4833 | 143197.2707 | 11.0475
| Furnace_Com, O - Heat | O | Yes | Hospital | Space Heating | REPL | 2.4784e-10 | 5.2498e-12 | 47.2087
| Furnace_Com, P - Heat | Prp | Yes | Hospital | Space Heating | NC | 2034.2355 | 34.1548 | 59.5593
| Furnace_Com, P - Heat | Prp | Yes | Hospital | Space Heating | RET | 9695.9118 | 695.6605 | 13.9377
| Furnace_Com, P - Heat | Prp | Yes | Hospital | Space Heating | REPL | 1.5715e-12 | 2.6386e-14 | 59.5593
| Energy Recovery Ventilator_Com, G - Heat | G | Yes | Hospital | Space Heating | NC | 132122.925 | 22819.9928 | 5.7898
| Energy Recovery Ventilator_Com, G - Heat | G | Yes | Hospital | Space Heating | RET | 778330.6948 | 134431.635 | 5.7898
| Energy Recovery Ventilator_Com, G - Heat | G | Yes | Hospital | Space Heating | REPL | 112775.1599 | 19478.2876 | 5.7898
| Energy Recovery Ventilator_Com, O - Heat | O | Yes | Hospital | Space Heating | NC | 172712.1472 | 8434.1652 | 20.4777
| Energy Recovery Ventilator_Com, O - Heat | O | Yes | Hospital | Space Heating | RET | 1017440.0497 | 49685.315 | 20.4777
| Energy Recovery Ventilator_Com, O - Heat | O | Yes | Hospital | Space Heating | REPL | 147420.5952 | 7199.0863 | 20.4777
| Energy Recovery Ventilator_Com, P - Heat | Prp | Yes | Hospital | Space Heating | NC | 611.9559 | 23.6955 | 25.8258
| Energy Recovery Ventilator_Com, P - Heat | Prp | Yes | Hospital | Space Heating | RET | 3605.0065 | 139.5894 | 25.8258
| Energy Recovery Ventilator_Com, P - Heat | Prp | Yes | Hospital | Space Heating | REPL | 522.3425 | 20.2256 | 25.8258
| Forced Air Heating Maintenance_Com, G - Heat | G | Yes | Hospital | Space Heating | RET | 5495.0291 | 2219.4477 | 2.4759
| Forced Air Heating Maintenance_Com, O - Heat | O | Yes | Hospital | Space Heating | RET | 23622.1567 | 2826.2741 | 8.3581
| Forced Air Heating Maintenance_Com, P - Heat | Prp | Yes | Hospital | Space Heating | RET | 265.0823 | 23.6883 | 11.1905
| Steam Trap Maintenance_Com, G - Heat | G | Yes | Hospital | Space Heating | RET | 215740.9489 | 21296.4883 | 10.1304
| Steam Trap Maintenance_Com, O - Heat | O | Yes | Hospital | Space Heating | RET | 7029.9823 | 200.6917 | 35.0288
| Windows_Com, E - Cool [Building w Elec Heat] | E | No | Hospital | Cooling | NC | 34649.6756 | 59387.3565 | 0.58345
| Windows_Com, E - Heat [Building w Elec Heat] | E | No | Hospital | Space Heating | NC | 34649.6756 | 59387.3565 | 0.58345
| Windows_Com, E - Cool [Building w Gas Heat] | E | Yes | Hospital | Cooling | NC | 246127.9572 | 121270.649 | 2.0296
| Windows_Com, G - Heat [Building w Gas Heat] | G | Yes | Hospital | Space Heating | NC | 246127.9572 | 121270.649 | 2.0296
| Windows_Com, E - Cool [Building w Oil Heat] | E | Yes | Hospital | Cooling | NC | 250502.9413 | 32628.6248 | 7.6774
| Windows_Com, O - Heat [Building w Oil Heat] | O | Yes | Hospital | Space Heating | NC | 250502.9413 | 32628.6248 | 7.6774
| Windows_Com, E - Cool [Building w Propane Heat] | E | No | Hospital | Cooling | NC | 6507.6791 | 9833.1949 | 0.66181
| Windows_Com, P - Heat [Building w Propane Heat] | Prp | No | Hospital | Space Heating | NC | 6507.6791 | 9833.1949 | 0.66181
| Window Film_Com, E - Cool [Building w Elec Heat] | E | No | Hospital | Cooling | RET | 0 | 0 | 0
| Window Film_Com, E - Heat [Building w Elec Heat] | E | No | Hospital | Space Heating | RET | 0 | 0 | 0
| Window Film_Com, E - Cool [Building w Gas Heat] | E | No | Hospital | Cooling | RET | 0 | 0 | 0
| Window Film_Com, G - Heat [Building w Gas Heat] | G | No | Hospital | Space Heating | RET | 0 | 0 | 0
| Window Film_Com, E - Cool [Building w Oil Heat] | E | No | Hospital | Cooling | RET | 0 | 0 | 0
| Window Film_Com, O - Heat [Building w Oil Heat] | O | No | Hospital | Space Heating | RET | 0 | 0 | 0
| Window Film_Com, E - Cool [Building w Propane Heat] | E | No | Hospital | Cooling | RET | 0 | 0 | 0
| Window Film_Com, P - Heat [Building w Propane Heat] | Prp | No | Hospital | Space Heating | RET | 0 | 0 | 0
| Motors and Fans_Com, E - Vent | E | Yes | Hospital | Ventilation | NC | 6908.8573 | 2143.2861 | 3.2235
| Motors and Fans_Com, E - Vent | E | Yes | Hospital | Ventilation | RET | 22331.6859 | 11664.6058 | 1.9145
| Motors and Fans_Com, E - Vent | E | Yes | Hospital | Ventilation | REPL | 403.0368 | 125.0313 | 3.2235
| ECM Furnace Motors_Com, E - Vent | E | Yes | Hospital | Ventilation | RET | 57794.6704 | 20655.0633 | 2.7981
| VFD on HVAC System_Com, E - Vent | E | Yes | Hospital | Ventilation | RET | 1096619.2196 | 109278.8633 | 10.0351
| Kitchen DCV_Com, E - Vent [Building w Elec Heat] | E | Yes | Hospital | Ventilation | NC | 16923.3048 | 1505.6312 | 11.24
| Kitchen DCV_Com, E - Vent [Building w Elec Heat] | E | Yes | Hospital | Ventilation | RET | 94584.9767 | 8415.0284 | 11.24
| Kitchen DCV_Com, E - Vent [Building w Elec Heat] | E | Yes | Hospital | Ventilation | REPL | 6910.6946 | 614.8301 | 11.24
| Kitchen DCV_Com, E - Heat [Building w Elec Heat] | E | Yes | Hospital | Space Heating | NC | 16923.3048 | 1505.6312 | 11.24
| Kitchen DCV_Com, E - Heat [Building w Elec Heat] | E | Yes | Hospital | Space Heating | RET | 94584.9767 | 8415.0284 | 11.24
| Kitchen DCV_Com, E - Heat [Building w Elec Heat] | E | Yes | Hospital | Space Heating | REPL | 6910.6946 | 614.8301 | 11.24
| Kitchen DCV_Com, E - Vent [Building w Gas Heat] | E | Yes | Hospital | Ventilation | NC | 16923.3048 | 1505.6312 | 11.24
| Kitchen DCV_Com, E - Vent [Building w Gas Heat] | E | Yes | Hospital | Ventilation | RET | 94584.9767 | 8415.0284 | 11.24
| Kitchen DCV_Com, E - Vent [Building w Gas Heat] | E | Yes | Hospital | Ventilation | REPL | 6910.6946 | 614.8301 | 11.24
| Kitchen DCV_Com, G - Heat [Building w Gas Heat] | G | Yes | Hospital | Space Heating | NC | 179182.3851 | 543.8638 | 329.4619
| Kitchen DCV_Com, G - Heat [Building w Gas Heat] | G | Yes | Hospital | Space Heating | RET | 977704.188 | 3039.6749 | 321.6476
| Kitchen DCV_Com, G - Heat [Building w Gas Heat] | G | Yes | Hospital | Space Heating | REPL | 71434.3388 | 222.0888 | 321.6476
| Kitchen DCV_Com, E - Vent [Building w Oil Heat] | E | Yes | Hospital | Ventilation | NC | 179182.3851 | 543.8638 | 329.4619
| Kitchen DCV_Com, E - Vent [Building w Oil Heat] | E | Yes | Hospital | Ventilation | RET | 977704.188 | 3039.6749 | 321.6476
| Kitchen DCV_Com, E - Vent [Building w Oil Heat] | E | Yes | Hospital | Ventilation | REPL | 71434.3388 | 222.0888 | 321.6476
| Kitchen DCV_Com, O - Heat [Building w Oil Heat] | O | Yes | Hospital | Space Heating | NC | 179182.3851 | 543.8638 | 329.4619
| Kitchen DCV_Com, O - Heat [Building w Oil Heat] | O | Yes | Hospital | Space Heating | RET | 977704.188 | 3039.6749 | 321.6476
| Kitchen DCV_Com, O - Heat [Building w Oil Heat] | O | Yes | Hospital | Space Heating | REPL | 71434.3388 | 222.0888 | 321.6476
| Kitchen DCV_Com, E - Vent [Building w Oil Heat] | E | Yes | Hospital | Ventilation | NC | 179182.3851 | 543.8638 | 329.4619
| Kitchen DCV_Com, E - Vent [Building w Oil Heat] | E | Yes | Hospital | Ventilation | RET | 977704.188 | 3039.6749 | 321.6476
| Kitchen DCV_Com, E - Vent [Building w Oil Heat] | E | Yes | Hospital | Ventilation | REPL | 71434.3388 | 222.0888 | 321.6476
| Kitchen DCV_Com, P - Heat [Building w Propane Heat] | Prp | Yes | Hospital | Space Heating | NC | 347.5373 | 0 | 0
| Kitchen DCV_Com, P - Heat [Building w Propane Heat] | Prp | Yes | Hospital | Space Heating | RET | 1894.7152 | 0 | 0
| Kitchen DCV_Com, P - Heat [Building w Propane Heat] | Prp | Yes | Hospital | Space Heating | REPL | 138.4342 | 0 | 0
| Duct Sealing Regulated_Com, E - Vent [Building w Elec Heat] | E | Yes | Hospital | Ventilation | RET | 131241.7236 | 29869.4519 | 4.3938
| Duct Sealing Regulated_Com, E - Heat [Building w Elec Heat] | E | Yes | Hospital | Space Heating | RET | 131241.7236 | 29869.4519 | 4.3938
| Duct Sealing Regulated_Com, E - Cool [Building w Elec Heat] | E | Yes | Hospital | Cooling | RET | 131241.7236 | 29869.4519 | 4.3938
| Duct Sealing Regulated_Com, E - Vent [Building w Gas Heat] | E | Yes | Hospital | Ventilation | RET | 1179166.1558 | 0 | 0
| Duct Sealing Regulated_Com, G - Heat [Building w Gas Heat] | G | Yes | Hospital | Space Heating | RET | 1179166.1558 | 0 | 0
| Duct Sealing Regulated_Com, E - Cool [Building w Gas Heat] | E | Yes | Hospital | Cooling | RET | 1179166.1558 | 0 | 0
| Duct Sealing Non Regulated_Com, E - Vent [Building w Oil Heat] | E | Yes | Hospital | Ventilation | RET | 1133979.2983 | 16410.886 | 69.0992
| Duct Sealing Non Regulated_Com, O - Heat [Building w Oil Heat] | O | Yes | Hospital | Space Heating | RET | 1133979.2983 | 16410.886 | 69.0992
| Duct Sealing Non Regulated_Com, E - Cool [Building w Oil Heat] | E | Yes | Hospital | Cooling | RET | 1133979.2983 | 16410.886 | 69.0992
| Duct Sealing Non Regulated_Com, E - Vent [Building w Propane Heat] | E | Yes | Hospital | Ventilation | RET | 33751.748 | 0 | 0
| Duct Sealing Non Regulated_Com, P - Heat [Building w Propane Heat] | Prp | Yes | Hospital | Space Heating | RET | 33751.748 | 0 | 0
| Duct Sealing Non Regulated_Com, E - Cool [Building w Propane Heat] | E | Yes | Hospital | Cooling | RET | 33751.748 | 0 | 0
| Power Strip_Com, E - Plug [Tier 1] | E | Yes | Hospital | Plug Loads | NC | 0 | 0 | 0
| Power Strip_Com, E - Plug [Tier 1] | E | Yes | Hospital | Plug Loads | RET | 0 | 0 | 0
| Power Strip_Com, E - Plug [Tier 1] | E | Yes | Hospital | Plug Loads | REPL | 0 | 0 | 0
| Power Strip_Com, E - Plug [Tier 2] | E | Yes | Hospital | Plug Loads | NC | 15621.1552 | 13270.175 | 1.1772
| Power Strip_Com, E - Plug [Tier 2] | E | Yes | Hospital | Plug Loads | RET | 169171.1033 | 151328.6117 | 1.1179
| Power Strip_Com, E - Plug [Tier 2] | E | Yes | Hospital | Plug Loads | REPL | 120071.714 | 102000.9492 | 1.1772
| Computer Power Management_Com, E - Plug | E | Yes | Hospital | Plug Loads | RET | 95944.6753 | 47445.4244 | 2.0222
| Vending Machine Controls_Com, E - Plug [Non-Refrigerated] | E | No | Hospital | Plug Loads | RET | 6648.9316 | 6585.2883 | 1.0097
| Vending Machine Controls_Com, E - Plug [Refrigerated] | E | Yes | Hospital | Plug Loads | RET | 19946.7947 | 3537.4495 | 5.6388
| Ovens_Com, E - Cook | E | Yes | Hospital | Cooking | NC | 9834.9039 | 116.0239 | 84.7662
| Ovens_Com, E - Cook | E | Yes | Hospital | Cooking | REPL | 107574.6356 | 1269.075 | 84.7662
| Ovens_Com, G - Cook | G | Yes | Hospital | Cooking | NC | 40387.9799 | 236.7757 | 170.5748
| Ovens_Com, G - Cook | G | Yes | Hospital | Cooking | REPL | 430920.7722 | 2526.2857 | 170.5748
| Ovens_Com, P - Cook | Prp | Yes | Hospital | Cooking | NC | 252.1627 | 0.3476 | 725.444
| Ovens_Com, P - Cook | Prp | Yes | Hospital | Cooking | REPL | 2690.4572 | 3.7087 | 725.444
| Fryers_Com, E - Cook | E | Yes | Hospital | Cooking | NC | 1613.7271 | 17.3814 | 92.8422
| Fryers_Com, E - Cook | E | Yes | Hospital | Cooking | REPL | 17651.0223 | 190.1184 | 92.8422
| Fryers_Com, G - Cook | G | Yes | Hospital | Cooking | NC | 9060.3085 | 1436.6514 | 6.3065
| Fryers_Com, G - Cook | G | Yes | Hospital | Cooking | REPL | 96669.2348 | 15328.3955 | 6.3065
| Fryers_Com, P - Cook | Prp | Yes | Hospital | Cooking | NC | 24.5507 | 0.87948 | 27.9151
| Fryers_Com, P - Cook | Prp | Yes | Hospital | Cooking | REPL | 261.9439 | 9.3836 | 27.9151
| Griddles_Com, E - Cook | E | Yes | Hospital | Cooking | NC | 450.0873 | 79.7179 | 5.646
| Griddles_Com, E - Cook | E | Yes | Hospital | Cooking | REPL | 4923.0758 | 871.9583 | 5.646
| Griddles_Com, G - Cook | G | Yes | Hospital | Cooking | NC | 12296.9943 | 521.1491 | 23.5959
| Griddles_Com, G - Cook | G | Yes | Hospital | Cooking | REPL | 131203.1524 | 5560.4161 | 23.5959
| Griddles_Com, P - Cook | Prp | Yes | Hospital | Cooking | NC | 64.3896 | 0.6165 | 104.4442
| Griddles_Com, P - Cook | Prp | Yes | Hospital | Cooking | REPL | 687.0064 | 6.5777 | 104.4442
| Hot Food Holding Cabinet_Com, E - Cook | E | Yes | Hospital | Cooking | NC | 1958.519 | 49.6358 | 39.4578
| Hot Food Holding Cabinet_Com, E - Cook | E | Yes | Hospital | Cooking | REPL | 21422.3713 | 542.9189 | 39.4578
| Steamers_Com, E - Cook | E | Yes | Hospital | Cooking | NC | 1537.6462 | 174.3266 | 8.8205
| Steamers_Com, E - Cook | E | Yes | Hospital | Cooking | REPL | 16818.8455 | 1906.7924 | 8.8205
| Steamers_Com, G - Cook | G | Yes | Hospital | Cooking | NC | 20220.3713 | 183.2657 | 110.3337
| Steamers_Com, G - Cook | G | Yes | Hospital | Cooking | REPL | 215741.8621 | 1955.3586 | 110.3337
| ES Refrigerator and Freezer_Com, E - Refr | E | Yes | Hospital | Refrigeration | NC | 10370.2103 | 2999.4163 | 3.4574
| ES Refrigerator and Freezer_Com, E - Refr | E | Yes | Hospital | Refrigeration | REPL | 113429.8415 | 32807.7551 | 3.4574
| Anti Sweat Heat Control_Com, E - Refr | E | Yes | Hospital | Refrigeration | NC | 7219.2251 | 2900.4202 | 2.489
| Anti Sweat Heat Control_Com, E - Refr | E | Z | Hospital | Refrigeration | RET | 0 | 0 | 0
| Case Night Covers_Com, E - Refr | E | Z | Hospital | Refrigeration | RET | 0 | 0 | 0
| Loading Dock Pit Seals_Com, E - Refr | E | No | Hospital | Refrigeration | NC | 2568.4542 | 3955.188 | 0.64939
| Loading Dock Pit Seals_Com, E - Refr | E | No | Hospital | Refrigeration | RET | 33712.6441 | 51914.4339 | 0.64939
| ECM Comp Cond Fan Motor_Com, E - Refr | E | Yes | Hospital | Refrigeration | NC | 2634.8375 | 484.1666 | 5.442
| ECM Comp Cond Fan Motor_Com, E - Refr | E | Z | Hospital | Refrigeration | RET | 0 | 0 | 0
| ECM Comp Cond Fan Motor_Com, E - Refr | E | Yes | Hospital | Refrigeration | REPL | 10481.1631 | 1925.9741 | 5.442
| Evap Fan Motor Replacement_Com, E - Refr | E | Yes | Hospital | Refrigeration | NC | 4173.6624 | 1511.2997 | 2.7616
| Evap Fan Motor Replacement_Com, E - Refr | E | Z | Hospital | Refrigeration | RET | 0 | 0 | 0
| Evap Fan Motor Replacement_Com, E - Refr | E | Yes | Hospital | Refrigeration | REPL | 1432.6341 | 518.7625 | 2.7616
| Evap Fan Speed Controls_Com, E - Refr | E | Yes | Hospital | Refrigeration | NC | 6851.7283 | 1532.5067 | 4.4709
| Evap Fan Speed Controls_Com, E - Refr | E | Z | Hospital | Refrigeration | RET | 0 | 0 | 0
| LowHeat NoHeat Doors_Com, E - Refr | E | Yes | Hospital | Refrigeration | NC | 3385.5541 | 572.4729 | 5.9139
| LowHeat NoHeat Doors_Com, E - Refr | E | Yes | Hospital | Refrigeration | RET | 39993.8537 | 6762.6732 | 5.9139
| Refrigerated Vending Machine_Com, E - Refr | E | Yes | Hospital | Refrigeration | NC | 1781.6825 | 648.6169 | 2.7469
| Refrigerated Vending Machine_Com, E - Refr | E | Yes | Hospital | Refrigeration | REPL | 16704.1076 | 6081.0873 | 2.7469
| Walk In Refrigeration_Com, E - Refr | E | Yes | Hospital | Refrigeration | NC | 9320.9835 | 975.6869 | 9.5533
| Refrigeration Tune Up_Com, E - Refr | E | Yes | Hospital | Refrigeration | RET | 39716.9271 | 3055.6425 | 12.9979
| ES Ice Machine_Com, E - Refr | E | Yes | Hospital | Refrigeration | NC | 1298.5429 | 99.3839 | 13.0659
| ES Ice Machine_Com, E - Refr | E | Yes | Hospital | Refrigeration | REPL | 14203.5222 | 1087.0656 | 13.0659
| Walk In Cooler Retroft_Com, E - Refr | E | Yes | Hospital | Refrigeration | RET | 23861.5114 | 3577.4009 | 6.6701
| HE Built Up Refrig_Com, E - Refr | E | Yes | Hospital | Refrigeration | NC | 4200.9545 | 2185.3577 | 1.9223
| HE Built Up Refrig_Com, E - Refr | E | No | Hospital | Refrigeration | RET | 35484.5055 | 43893.0411 | 0.80843
| Door Gasket Replacement_Com, E - Refr | E | Z | Hospital | Refrigeration | RET | 0 | 0 | 0
| EnergyStar Dehumidifier_Com, E - Appl | E | Yes | Hospital | Appliances | NC | 1682.6725 | 166.0884 | 10.1312
| EnergyStar Dehumidifier_Com, E - Appl | E | Yes | Hospital | Appliances | REPL | 18405.1497 | 1816.6828 | 10.1312
| Clothes Washer Elec WH_Com, E - Appl [unit w/ elec dry - Washer] | E | Yes | Hospital | Appliances | NC | 27955.7347 | 3918.6192 | 7.1341
| Clothes Washer Elec WH_Com, E - Appl [unit w/ elec dry - Washer] | E | Yes | Hospital | Appliances | REPL | 508627.0651 | 71295.4169 | 7.1341
| Clothes Washer Elec WH_Com, E - Appl [unit w/ elec dry - Dryer] | E | Yes | Hospital | Appliances | NC | 27955.7347 | 3918.6192 | 7.1341
| Clothes Washer Elec WH_Com, E - Appl [unit w/ elec dry - Dryer] | E | Yes | Hospital | Appliances | REPL | 508627.0651 | 71295.4169 | 7.1341
| Clothes Washer Elec WH_Com, E - HWat [unit w/ elec dry - Water Heater] | E | Yes | Hospital | Water Heating | NC | 27955.7347 | 3918.6192 | 7.1341
| Clothes Washer Elec WH_Com, E - HWat [unit w/ elec dry - Water Heater] | E | Yes | Hospital | Water Heating | REPL | 508627.0651 | 71295.4169 | 7.1341
| Clothes Washer Elec WH_Com, E - Appl [unit w/ gas dry - Washer] | E | Yes | Hospital | Appliances | NC | 6236.8201 | 979.6548 | 6.3663
| Clothes Washer Elec WH_Com, E - Appl [unit w/ gas dry - Washer] | E | Yes | Hospital | Appliances | REPL | 113449.9962 | 17823.8542 | 6.3651
| Clothes Washer Elec WH_Com, G - Oth [unit w/ gas dry - Dryer] | G | Yes | Hospital | Other | NC | 6236.8201 | 979.6548 | 6.3663
| Clothes Washer Elec WH_Com, G - Oth [unit w/ gas dry - Dryer] | G | Yes | Hospital | Other | REPL | 113449.9962 | 17823.8542 | 6.3651
| Clothes Washer Elec WH_Com, E - HWat [unit w/ gas dry - Water Heater] | E | Yes | Hospital | Water Heating | NC | 6236.8201 | 979.6548 | 6.3663
| Clothes Washer Elec WH_Com, E - HWat [unit w/ gas dry - Water Heater] | E | Yes | Hospital | Water Heating | REPL | 113449.9962 | 17823.8542 | 6.3651
| Clothes Washer Elec WH_Com, E - Appl [unit w/ propane dry - Washer] | E | Yes | Hospital | Appliances | NC | 2474.3047 | 391.8619 | 6.3142
| Clothes Washer Elec WH_Com, E - Appl [unit w/ propane dry - Washer] | E | Yes | Hospital | Appliances | REPL | 45017.5372 | 7129.5417 | 6.3142
| Clothes Washer Elec WH_Com, E - HWat [unit w/ propane dry - Water Heater] | E | Yes | Hospital | Water Heating | NC | 2474.3047 | 391.8619 | 6.3142
| Clothes Washer Elec WH_Com, E - HWat [unit w/ propane dry - Water Heater] | E | Yes | Hospital | Water Heating | REPL | 45017.5372 | 7129.5417 | 6.3142
| Clothes Washer Gas WH_Com, E - Appl [unit w/ elec dry - Washer] | E | Yes | Hospital | Appliances | NC | 22285.5599 | 1959.3096 | 11.3742
| Clothes Washer Gas WH_Com, E - Appl [unit w/ elec dry - Washer] | E | Yes | Hospital | Appliances | REPL | 401714.6033 | 35647.7085 | 11.269
| Clothes Washer Gas WH_Com, E - Appl [unit w/ elec dry - Dryer] | E | Yes | Hospital | Appliances | NC | 22285.5599 | 1959.3096 | 11.3742
| Clothes Washer Gas WH_Com, E - Appl [unit w/ elec dry - Dryer] | E | Yes | Hospital | Appliances | REPL | 401714.6033 | 35647.7085 | 11.269
| Clothes Washer Gas WH_Com, G - HWat [unit w/ elec dry - Water Heater] | G | Yes | Hospital | Water Heating | NC | 22285.5599 | 1959.3096 | 11.3742
| Clothes Washer Gas WH_Com, G - HWat [unit w/ elec dry - Water Heater] | G | Yes | Hospital | Water Heating | REPL | 401714.6033 | 35647.7085 | 11.269
| Clothes Washer Gas WH_Com, E - Appl [unit w/ gas dry - Washer] | E | Yes | Hospital | Appliances | NC | 81047.1981 | 7641.3074 | 10.6065
| Clothes Washer Gas WH_Com, E - Appl [unit w/ gas dry - Washer] | E | Yes | Hospital | Appliances | REPL | 1459774.1465 | 139026.063 | 10.5
| Clothes Washer Gas WH_Com, G - Oth [unit w/ gas dry - Dryer] | G | Yes | Hospital | Other | NC | 81047.1981 | 7641.3074 | 10.6065
| Clothes Washer Gas WH_Com, G - Oth [unit w/ gas dry - Dryer] | G | Yes | Hospital | Other | REPL | 1459774.1465 | 139026.063 | 10.5
| Clothes Washer Gas WH_Com, G - HWat [unit w/ gas dry - Water Heater] | G | Yes | Hospital | Water Heating | NC | 81047.1981 | 7641.3074 | 10.6065
| Clothes Washer Gas WH_Com, G - HWat [unit w/ gas dry - Water Heater] | G | Yes | Hospital | Water Heating | REPL | 1459774.1465 | 139026.063 | 10.5
| Clothes Washer Gas WH_Com, E - Appl [unit w/ propane dry - Washer] | E | Yes | Hospital | Appliances | NC | 4135.8432 | 391.8619 | 10.5543
| Clothes Washer Gas WH_Com, E - Appl [unit w/ propane dry - Washer] | E | Yes | Hospital | Appliances | REPL | 74497.7513 | 7129.5417 | 10.4492
| Clothes Washer Gas WH_Com, G - HWat [unit w/ propane dry - Water Heater] | G | Yes | Hospital | Water Heating | NC | 4135.8432 | 391.8619 | 10.5543
| Clothes Washer Gas WH_Com, G - HWat [unit w/ propane dry - Water Heater] | G | Yes | Hospital | Water Heating | REPL | 74497.7513 | 7129.5417 | 10.4492
| Clothes Washer Oil WH_Com, E - Appl [unit w/ elec dry - Washer] | E | Yes | Hospital | Appliances | NC | 16864.2057 | 2351.1715 | 7.1727
| Clothes Washer Oil WH_Com, E - Appl [unit w/ elec dry - Washer] | E | Yes | Hospital | Appliances | REPL | 306740.6883 | 42777.2502 | 7.1706
| Clothes Washer Oil WH_Com, E - Appl [unit w/ elec dry - Dryer] | E | Yes | Hospital | Appliances | NC | 16864.2057 | 2351.1715 | 7.1727
| Clothes Washer Oil WH_Com, E - Appl [unit w/ elec dry - Dryer] | E | Yes | Hospital | Appliances | REPL | 306740.6883 | 42777.2502 | 7.1706
| Clothes Washer Oil WH_Com, O - HWat [unit w/ elec dry - Water Heater] | O | Yes | Hospital | Water Heating | NC | 16864.2057 | 2351.1715 | 7.1727
| Clothes Washer Oil WH_Com, O - HWat [unit w/ elec dry - Water Heater] | O | Yes | Hospital | Water Heating | REPL | 306740.6883 | 42777.2502 | 7.1706
| Clothes Washer Oil WH_Com, E - Appl [unit w/ gas dry - Washer] | E | Yes | Hospital | Appliances | NC | 2509.8555 | 391.8619 | 6.4049
| Clothes Washer Oil WH_Com, E - Appl [unit w/ gas dry - Washer] | E | Yes | Hospital | Appliances | REPL | 45640.74 | 7129.5417 | 6.4016
| Clothes Washer Oil WH_Com, G - Oth [unit w/ gas dry - Dryer] | G | Yes | Hospital | Other | NC | 2509.8555 | 391.8619 | 6.4049
| Clothes Washer Oil WH_Com, G - Oth [unit w/ gas dry - Dryer] | G | Yes | Hospital | Other | REPL | 45640.74 | 7129.5417 | 6.4016
| Clothes Washer Oil WH_Com, O - HWat [unit w/ gas dry - Water Heater] | O | Yes | Hospital | Water Heating | NC | 2509.8555 | 391.8619 | 6.4049
| Clothes Washer Oil WH_Com, O - HWat [unit w/ gas dry - Water Heater] | O | Yes | Hospital | Water Heating | REPL | 45640.74 | 7129.5417 | 6.4016
| Clothes Washer Oil WH_Com, E - Appl [unit w/ propane dry - Washer] | E | Yes | Hospital | Appliances | NC | 3734.1482 | 587.7929 | 6.3528
| Clothes Washer Oil WH_Com, E - Appl [unit w/ propane dry - Washer] | E | Yes | Hospital | Appliances | REPL | 67917.4181 | 10694.3125 | 6.3508
| Clothes Washer Oil WH_Com, O - HWat [unit w/ propane dry - Water Heater] | O | Yes | Hospital | Water Heating | NC | 3734.1482 | 587.7929 | 6.3528
| Clothes Washer Oil WH_Com, O - HWat [unit w/ propane dry - Water Heater] | O | Yes | Hospital | Water Heating | REPL | 67917.4181 | 10694.3125 | 6.3508
| Clothes Washer Propane WH_Com, E - Appl [unit w/ elec dry - Washer] | E | Yes | Hospital | Appliances | NC | 2785.8711 | 424.2822 | 6.5661
| Clothes Washer Propane WH_Com, E - Appl [unit w/ elec dry - Washer] | E | Yes | Hospital | Appliances | REPL | 50682.7842 | 7718.1522 | 6.5667
| Clothes Washer Propane WH_Com, E - Appl [unit w/ elec dry - Dryer] | E | Yes | Hospital | Appliances | NC | 2785.8711 | 424.2822 | 6.5661
| Clothes Washer Propane WH_Com, E - Appl [unit w/ elec dry - Dryer] | E | Yes | Hospital | Appliances | REPL | 50682.7842 | 7718.1522 | 6.5667
| Clothes Washer Propane WH_Com, P - HWat [unit w/ elec dry - Water Heater] | Prp | Yes | Hospital | Water Heating | NC | 2785.8711 | 424.2822 | 6.5661
| Clothes Washer Propane WH_Com, P - HWat [unit w/ elec dry - Water Heater] | Prp | Yes | Hospital | Water Heating | REPL | 50682.7842 | 7718.1522 | 6.5667
| Clothes Washer Propane WH_Com, E - Appl [unit w/ gas dry - Washer] | E | Yes | Hospital | Appliances | NC | 1242.5129 | 238.5458 | 5.2087
| Clothes Washer Propane WH_Com, E - Appl [unit w/ gas dry - Washer] | E | Yes | Hospital | Appliances | REPL | 22600.0381 | 4321.0725 | 5.2302
| Clothes Washer Propane WH_Com, G - Oth [unit w/ gas dry - Dryer] | G | Yes | Hospital | Other | NC | 1242.5129 | 238.5458 | 5.2087
| Clothes Washer Propane WH_Com, G - Oth [unit w/ gas dry - Dryer] | G | Yes | Hospital | Other | REPL | 22600.0381 | 4321.0725 | 5.2302
| Clothes Washer Propane WH_Com, P - HWat [unit w/ gas dry - Water Heater] | Prp | Yes | Hospital | Water Heating | NC | 1242.5129 | 238.5458 | 5.2087
| Clothes Washer Propane WH_Com, P - HWat [unit w/ gas dry - Water Heater] | Prp | Yes | Hospital | Water Heating | REPL | 22600.0381 | 4321.0725 | 5.2302
| Clothes Washer Propane WH_Com, E - Appl [unit w/ propane dry - Washer] | E | Yes | Hospital | Appliances | NC | 2505.4027 | 409.5836 | 6.117
| Clothes Washer Propane WH_Com, E - Appl [unit w/ propane dry - Washer] | E | Yes | Hospital | Appliances | REPL | 45561.7142 | 7444.0559 | 6.1205
| Clothes Washer Propane WH_Com, P - HWat [unit w/ propane dry - Water Heater] | Prp | Yes | Hospital | Water Heating | NC | 2505.4027 | 409.5836 | 6.117
| Clothes Washer Propane WH_Com, P - HWat [unit w/ propane dry - Water Heater] | Prp | Yes | Hospital | Water Heating | REPL | 45561.7142 | 7444.0559 | 6.1205
| Ozone Laundry_Com, E - HWat | E | Yes | Hospital | Water Heating | RET | 8995.525 | 755.8283 | 11.9015
| Ozone Laundry_Com, G - HWat | G | Yes | Hospital | Water Heating | RET | 851825.7318 | 309245.2674 | 2.7545
| Ozone Laundry_Com, O - HWat | O | Yes | Hospital | Water Heating | RET | 16582.4854 | 1722.0575 | 9.6295
| Ozone Laundry_Com, P - HWat | Prp | Yes | Hospital | Water Heating | RET | 3893.1432 | 321.1102 | 12.124
| Dishwasher_Com, E - Appl [Building w elec WH] | E | Yes | Hospital | Appliances | NC | 571.7287 | 215.6342 | 2.6514
| Dishwasher_Com, E - Appl [Building w elec WH] | E | Yes | Hospital | Appliances | REPL | 5932.2637 | 2237.4232 | 2.6514
| Dishwasher_Com, E - HWat [Building w elec WH] | E | Yes | Hospital | Water Heating | NC | 10.8679 | 0 | 0
| Dishwasher_Com, E - HWat [Building w elec WH] | E | Yes | Hospital | Water Heating | REPL | 112.7654 | 0 | 0
| Dishwasher_Com, E - Appl [Building w gas WH] | E | Yes | Hospital | Appliances | NC | 1429.3216 | 539.0855 | 2.6514
| Dishwasher_Com, E - Appl [Building w gas WH] | E | Yes | Hospital | Appliances | REPL | 14830.6591 | 5593.5579 | 2.6514
| Dishwasher_Com, G - HWat [Building w gas WH] | G | Yes | Hospital | Water Heating | NC | 6074.7378 | 0 | 0
| Dishwasher_Com, G - HWat [Building w gas WH] | G | Yes | Hospital | Water Heating | REPL | 61484.2046 | 0 | 0
| Dishwasher_Com, E - Appl [Building w oil WH] | E | Yes | Hospital | Appliances | NC | 142.9322 | 53.9086 | 2.6514
| Dishwasher_Com, E - Appl [Building w oil WH] | E | Yes | Hospital | Appliances | REPL | 1483.0659 | 559.3558 | 2.6514
| Dishwasher_Com, O - HWat [Building w oil WH] | O | Yes | Hospital | Water Heating | NC | 11.9928 | 0 | 0
| Dishwasher_Com, O - HWat [Building w oil WH] | O | Yes | Hospital | Water Heating | REPL | 121.3826 | 0 | 0
| Dishwasher_Com, E - Appl [Building w propane WH] | E | Yes | Hospital | Appliances | NC | 142.9322 | 53.9086 | 2.6514
| Dishwasher_Com, E - Appl [Building w propane WH] | E | Yes | Hospital | Appliances | REPL | 1483.0659 | 559.3558 | 2.6514
| Dishwasher_Com, P - HWat [Building w propane WH] | Prp | Yes | Hospital | Water Heating | NC | 8.4651 | 0 | 0
| Dishwasher_Com, P - HWat [Building w propane WH] | Prp | Yes | Hospital | Water Heating | REPL | 85.6778 | 0 | 0
| Faucet Aerator_Com, E - HWat | E | Yes | Hospital | Water Heating | RET | 391.6289 | 28.3063 | 13.8354
| Faucet Aerator_Com, G - HWat | G | Yes | Hospital | Water Heating | RET | 86634.3652 | 12357.5579 | 7.0106
| Faucet Aerator_Com, O - HWat | O | Yes | Hospital | Water Heating | RET | 1686.5106 | 68.8141 | 24.5082
| Faucet Aerator_Com, P - HWat | Prp | Yes | Hospital | Water Heating | RET | 395.9495 | 12.8317 | 30.8572
| Heat Pump Water Heater_Com, E - HWat | E | Yes | Hospital | Water Heating | NC | 2336.8635 | 1224.0702 | 1.9091
| Heat Pump Water Heater_Com, E - HWat | E | Yes | Hospital | Water Heating | RET | 13102.9441 | 8534.8823 | 1.5352
| Heat Pump Water Heater_Com, E - HWat | E | Yes | Hospital | Water Heating | REPL | 1533.6433 | 803.3362 | 1.9091
| FF Storage Water Heater_Com, G - HWat | G | No | Hospital | Water Heating | NC | 76168.1308 | 196869.629 | 0.3869
| FF Storage Water Heater_Com, G - HWat | G | No | Hospital | Water Heating | RET | 483742.1203 | 4417101.1261 | 0.10952
| FF Storage Water Heater_Com, G - HWat | G | No | Hospital | Water Heating | REPL | 137390.161 | 355108.4911 | 0.3869
| FF Storage Water Heater_Com, O - HWat | O | Yes | Hospital | Water Heating | NC | 1500.1546 | 1096.2847 | 1.3684
| FF Storage Water Heater_Com, O - HWat | O | No | Hospital | Water Heating | RET | 9527.4486 | 24596.989 | 0.38734
| FF Storage Water Heater_Com, O - HWat | O | Yes | Hospital | Water Heating | REPL | 2705.9412 | 1977.4507 | 1.3684
| FF Storage Water Heater_Com, P - HWat | Prp | Yes | Hospital | Water Heating | NC | 352.7892 | 204.423 | 1.7258
| FF Storage Water Heater_Com, P - HWat | Prp | No | Hospital | Water Heating | RET | 2240.5561 | 4586.5736 | 0.4885
| FF Storage Water Heater_Com, P - HWat | Prp | Yes | Hospital | Water Heating | REPL | 636.3522 | 368.7331 | 1.7258
| FF Instantaneous Water Heater_Com, G - HWat | G | No | Hospital | Water Heating | NC | 149090.9476 | 584259.5051 | 0.25518
| FF Instantaneous Water Heater_Com, G - HWat | G | No | Hospital | Water Heating | RET | 689741.9803 | 7782495.3203 | 0.088627
| FF Instantaneous Water Heater_Com, G - HWat | G | No | Hospital | Water Heating | REPL | 1.3245e-10 | 5.1907e-10 | 0.25518
| FF Instantaneous Water Heater_Com, O - HWat | O | No | Hospital | Water Heating | NC | 2955.8426 | 3253.4969 | 0.90851
| FF Instantaneous Water Heater_Com, O - HWat | O | No | Hospital | Water Heating | RET | 13674.6646 | 43337.4624 | 0.31554
| FF Instantaneous Water Heater_Com, O - HWat | O | No | Hospital | Water Heating | REPL | 2.626e-12 | 2.8905e-12 | 0.90851
| FF Instantaneous Water Heater_Com, P - HWat | Prp | Yes | Hospital | Water Heating | NC | 698.3876 | 606.676 | 1.1512
| FF Instantaneous Water Heater_Com, P - HWat | Prp | No | Hospital | Water Heating | RET | 3230.9624 | 8081.0891 | 0.39982
| FF Instantaneous Water Heater_Com, P - HWat | Prp | Yes | Hospital | Water Heating | REPL | 6.2046e-13 | 5.3898e-13 | 1.1512
| Clothes Dryer_Com, E - Appl | E | Yes | Hospital | Appliances | NC | 18170.1619 | 386.8099 | 46.9744
| Clothes Dryer_Com, E - Appl | E | Yes | Hospital | Appliances | RET | 99404.7482 | 7306.0934 | 13.6057
| Clothes Dryer_Com, E - Appl | E | Yes | Hospital | Appliances | REPL | 5896.0511 | 125.5163 | 46.9744
| Clothes Dryer_Com, G - Oth | G | Yes | Hospital | Other | NC | 1183.3329 | 1122.4141 | 1.0543
| Clothes Dryer_Com, G - Oth | G | No | Hospital | Other | RET | 6314.8173 | 24352.3143 | 0.25931
| Clothes Dryer_Com, G - Oth | G | Yes | Hospital | Other | REPL | 374.5544 | 355.2721 | 1.0543
| Pnemautic to DDC_Com, E - TotE [Building w Elec Heat] | E | Yes | Hospital | Total Electric | RET | 55298.3841 | 32996.9135 | 1.6759
| Pnemautic to DDC_Com, E - TotE [Building w Gas Heat] | E | Yes | Hospital | Total Electric | RET | 573090.9148 | 127228.9088 | 4.5044
| Pnemautic to DDC_Com, G - TotF [Building w Gas Heat] | G | Yes | Hospital | Total FF | RET | 573090.9148 | 127228.9088 | 4.5044
| Pnemautic to DDC_Com, E - TotE [Building w Oil Heat] | E | Yes | Hospital | Total Electric | RET | 554106.1257 | 34231.7318 | 16.1869
| Pnemautic to DDC_Com, O - TotF [Building w Oil Heat] | O | Yes | Hospital | Total FF | RET | 554106.1257 | 34231.7318 | 16.1869
| Pnemautic to DDC_Com, E - TotE [Building w Propane Heat] | E | No | Hospital | Total Electric | RET | 7130.8356 | 10316.3186 | 0.69122
| Pnemautic to DDC_Com, P - TotF [Building w Propane Heat] | Prp | No | Hospital | Total FF | RET | 7130.8356 | 10316.3186 | 0.69122
| Data Center_Com, E - TotE [Building w Elec Heat] | E | Yes | Hospital | Total Electric | NC | 1665.3771 | 541.5722 | 3.0751
| Data Center_Com, E - TotE [Building w Elec Heat] | E | Yes | Hospital | Total Electric | RET | 34974.6656 | 24659.8301 | 1.4183
| Data Center_Com, E - TotE [Building w Gas Heat] | E | Yes | Hospital | Total Electric | NC | 3400.7469 | 1105.9056 | 3.0751
| Data Center_Com, E - TotE [Building w Gas Heat] | E | Yes | Hospital | Total Electric | RET | 71419.2489 | 50356.0652 | 1.4183
| Data Center_Com, G - TotF [Building w Gas Heat] | G | Yes | Hospital | Total FF | NC | 3400.7469 | 1105.9056 | 3.0751
| Data Center_Com, G - TotF [Building w Gas Heat] | G | Yes | Hospital | Total FF | RET | 71419.2489 | 50356.0652 | 1.4183
| Data Center_Com, E - TotE [Building w Oil Heat] | E | Yes | Hospital | Total Electric | NC | 914.9922 | 297.5508 | 3.0751
| Data Center_Com, E - TotE [Building w Oil Heat] | E | Yes | Hospital | Total Electric | RET | 19215.7946 | 13548.6136 | 1.4183
| Data Center_Com, O - TotF [Building w Oil Heat] | O | Yes | Hospital | Total FF | NC | 914.9922 | 297.5508 | 3.0751
| Data Center_Com, O - TotF [Building w Oil Heat] | O | Yes | Hospital | Total FF | RET | 19215.7946 | 13548.6136 | 1.4183
| Data Center_Com, E - TotE [Building w Propane Heat] | E | Yes | Hospital | Total Electric | NC | 275.7486 | 89.672 | 3.0751
| Data Center_Com, E - TotE [Building w Propane Heat] | E | Yes | Hospital | Total Electric | RET | 5791.0088 | 4083.1067 | 1.4183
| Data Center_Com, P - TotF [Building w Propane Heat] | Prp | Yes | Hospital | Total FF | NC | 275.7486 | 89.672 | 3.0751
| Data Center_Com, P - TotF [Building w Propane Heat] | Prp | Yes | Hospital | Total FF | RET | 5791.0088 | 4083.1067 | 1.4183
| RCx_Com, E - TotE [Building w Elec Heat] | E | Yes | Hospital | Total Electric | RET | 154027.2894 | 22956.4626 | 6.7095
| RCx_Com, E - TotE [Building w Gas Heat] | E | Yes | Hospital | Total Electric | RET | 1226217.7723 | 73014.7506 | 16.7941
| RCx_Com, G - TotF [Building w Gas Heat] | G | Yes | Hospital | Total FF | RET | 1226217.7723 | 73014.7506 | 16.7941
| RCx_Com, E - TotE [Building w Oil Heat] | E | Yes | Hospital | Total Electric | RET | 1022239.9192 | 19645.0743 | 52.0354
| RCx_Com, O - TotF [Building w Oil Heat] | O | Yes | Hospital | Total FF | RET | 1022239.9192 | 19645.0743 | 52.0354
| RCx_Com, E - TotE [Building w Propane Heat] | E | Yes | Hospital | Total Electric | RET | 29646.8849 | 5920.3795 | 5.0076
| RCx_Com, P - TotF [Building w Propane Heat] | Prp | Yes | Hospital | Total FF | RET | 29646.8849 | 5920.3795 | 5.0076
| Commissioning_Com, E - TotE [Building w Elec Heat] | E | Yes | Hospital | Total Electric | NC | 0 | 0 | 0
| Commissioning_Com, E - TotE [Building w Gas Heat] | E | Yes | Hospital | Total Electric | NC | 0 | 0 | 0
| Commissioning_Com, G - TotF [Building w Gas Heat] | G | Yes | Hospital | Total FF | NC | 0 | 0 | 0
| Commissioning_Com, E - TotE [Building w Oil Heat] | E | Yes | Hospital | Total Electric | NC | 0 | 0 | 0
| Commissioning_Com, O - TotF [Building w Oil Heat] | O | Yes | Hospital | Total FF | NC | 0 | 0 | 0
| Commissioning_Com, E - TotE [Building w Propane Heat] | E | Yes | Hospital | Total Electric | NC | 0 | 0 | 0
| Commissioning_Com, P - TotF [Building w Propane Heat] | Prp | Yes | Hospital | Total FF | NC | 0 | 0 | 0
| Integrated Building Design_Com, E - TotE [Building w Elec Heat] | E | Yes | Hospital | Total Electric | NC | 12115.817 | 409.6461 | 29.5763
| Integrated Building Design_Com, E - TotE [Building w Gas Heat] | E | Yes | Hospital | Total Electric | NC | 98163.1667 | 1302.9101 | 75.3415
| Integrated Building Design_Com, G - TotF [Building w Gas Heat] | G | Yes | Hospital | Total FF | NC | 98163.1667 | 1302.9101 | 75.3415
| Integrated Building Design_Com, E - TotE [Building w Oil Heat] | E | Yes | Hospital | Total Electric | NC | 83477.026 | 350.5561 | 238.1274
| Integrated Building Design_Com, O - TotF [Building w Oil Heat] | O | Yes | Hospital | Total FF | NC | 83477.026 | 350.5561 | 238.1274
| Integrated Building Design_Com, E - TotE [Building w Propane Heat] | E | Yes | Hospital | Total Electric | NC | 2346.175 | 105.6461 | 22.2079
| Integrated Building Design_Com, P - TotF [Building w Propane Heat] | Prp | Yes | Hospital | Total FF | NC | 2346.175 | 105.6461 | 22.2079
| Deep Energy Retrofit_Com, E - TotE [Building w Elec Heat] | E | Yes | Hospital | Total Electric | RET | 55714.4807 | 12157.9092 | 4.5826
| Deep Energy Retrofit_Com, E - TotE [Building w Gas Heat] | E | Yes | Hospital | Total Electric | RET | 443114.0113 | 38669.1418 | 11.4591
| Deep Energy Retrofit_Com, G - TotF [Building w Gas Heat] | G | Yes | Hospital | Total FF | RET | 443114.0113 | 38669.1418 | 11.4591
| Deep Energy Retrofit_Com, E - TotE [Building w Oil Heat] | E | Yes | Hospital | Total Electric | RET | 375196.3287 | 10404.1739 | 36.0621
| Deep Energy Retrofit_Com, O - TotF [Building w Oil Heat] | O | Yes | Hospital | Total FF | RET | 375196.3287 | 10404.1739 | 36.0621
| Deep Energy Retrofit_Com, E - TotE [Building w Propane Heat] | E | Yes | Hospital | Total Electric | RET | 10750.4757 | 3135.476 | 3.4287
| Deep Energy Retrofit_Com, P - TotF [Building w Propane Heat] | Prp | Yes | Hospital | Total FF | RET | 10750.4757 | 3135.476 | 3.4287
| EMS_Com, E - TotE [Building w Elec Heat] | E | Yes | Hospital | Total Electric | NC | 22037.9371 | 5510.1415 | 3.9995
| EMS_Com, E - TotE [Building w Elec Heat] | E | Yes | Hospital | Total Electric | RET | 352734.7823 | 70154.4891 | 5.028
| EMS_Com, E - TotE [Building w Gas Heat] | E | Yes | Hospital | Total Electric | NC | 188092.1844 | 17525.4182 | 10.7325
| EMS_Com, E - TotE [Building w Gas Heat] | E | Yes | Hospital | Total Electric | RET | 2954342.3355 | 446263.2267 | 6.6202
| EMS_Com, G - TotF [Building w Gas Heat] | G | Yes | Hospital | Total FF | NC | 188092.1844 | 17525.4182 | 10.7325
| EMS_Com, G - TotF [Building w Gas Heat] | G | Yes | Hospital | Total FF | RET | 2954342.3355 | 446263.2267 | 6.6202
| EMS_Com, E - TotE [Building w Oil Heat] | E | Yes | Hospital | Total Electric | NC | 161820.4768 | 4715.3231 | 34.318
| EMS_Com, E - TotE [Building w Oil Heat] | E | Yes | Hospital | Total Electric | RET | 2531240.3696 | 120069.9058 | 21.0814
| EMS_Com, O - TotF [Building w Oil Heat] | O | Yes | Hospital | Total FF | NC | 161820.4768 | 4715.3231 | 34.318
| EMS_Com, O - TotF [Building w Oil Heat] | O | Yes | Hospital | Total FF | RET | 2531240.3696 | 120069.9058 | 21.0814
| EMS_Com, E - TotE [Building w Propane Heat] | E | Yes | Hospital | Total Electric | NC | 4311.7337 | 1421.0434 | 3.0342
| EMS_Com, E - TotE [Building w Propane Heat] | E | Yes | Hospital | Total Electric | RET | 68752.3288 | 36185.1223 | 1.9
| EMS_Com, P - TotF [Building w Propane Heat] | Prp | Yes | Hospital | Total FF | NC | 4311.7337 | 1421.0434 | 3.0342
| EMS_Com, P - TotF [Building w Propane Heat] | Prp | Yes | Hospital | Total FF | RET | 68752.3288 | 36185.1223 | 1.9
| VFDs on HVAC Pumps_Com, E - Oth | E | Yes | Hospital | Other | RET | 134921.9476 | 33204.0775 | 4.0634
| ECM Circulators_Com, E - Oth | E | Yes | Hospital | Other | RET | 192453.4284 | 72651.2173 | 2.649
| Motors_Com, E - Oth | E | Yes | Hospital | Other | NC | 4712.5218 | 1616.5603 | 2.9152
| Motors_Com, E - Oth | E | Yes | Hospital | Other | RET | 45816.4904 | 26393.8695 | 1.7359
| Motors_Com, E - Oth | E | Yes | Hospital | Other | REPL | 274.9108 | 94.3041 | 2.9152
| Ext Area Ltg_Com, E - ExtL | E | Yes | Hospital | Exterior Lighting | NC | 13323.0024 | 2213.9784 | 6.0177
| Ext Area Ltg_Com, E - ExtL | E | Yes | Hospital | Exterior Lighting | RET | 87436.5676 | 14529.9588 | 6.0177
| Ext Area Ltg_Com, E - ExtL | E | Yes | Hospital | Exterior Lighting | REPL | 116052.1745 | 19285.2185 | 6.0177
| Street Ltg_Com, E - ExtL | E | Yes | Hospital | Exterior Lighting | NC | 2479.9719 | 350.6044 | 7.0734
| Street Ltg_Com, E - ExtL | E | Yes | Hospital | Exterior Lighting | RET | 16275.628 | 2300.9563 | 7.0734
| Street Ltg_Com, E - ExtL | E | Yes | Hospital | Exterior Lighting | REPL | 21602.1977 | 3053.9967 | 7.0734
| Ext Ltg Ctrls_Com, E - ExtL | E | Yes | Hospital | Exterior Lighting | RET | 81384.2434 | 12637.5601 | 6.4399
| Ext Ltg Dsgn_Com, E - ExtL | E | Yes | Hospital | Exterior Lighting | NC | 1906.0135 | 260.5261 | 7.316
| Ext Ltg Dsgn_Com, E - ExtL | E | Yes | Hospital | Exterior Lighting | REPL | 16678.4499 | 2279.7167 | 7.316
| Int Ltg Ctrls_Com, E - IntL [No Heat] | E | Yes | Hospital | Interior Lighting | RET | 38064.436 | 4400.7366 | 8.6496
| Int Ltg Ctrls_Com, E - IntL [Electric Heat] | E | Yes | Hospital | Interior Lighting | RET | 34185.1682 | 5232.4495 | 6.5333
| Int Ltg Ctrls_Com, E/G - IntL | E | Yes | Hospital | Interior Lighting | RET | 380821.7843 | 82672.7982 | 4.6064
| Int Ltg Ctrls_Com, E/O - IntL | E | Yes | Hospital | Interior Lighting | RET | 301306.8946 | 144371.5998 | 2.087
| Int Ltg Ctrls_Com, E/P - IntL | E | Yes | Hospital | Interior Lighting | RET | 134.6363 | 77.3384 | 1.7409
| Exit Sign RetFit_Com, E - IntL [No Heat] | E | Z | Hospital | Interior Lighting | RET | 0 | 0 | 0
| Exit Sign RetFit_Com, E - IntL [Electric Heat] | E | Z | Hospital | Interior Lighting | RET | 0 | 0 | 0
| Exit Sign RetFit_Com, E/G - IntL | E | Z | Hospital | Interior Lighting | RET | 0 | 0 | 0
| Exit Sign RetFit_Com, E/O - IntL | E | Z | Hospital | Interior Lighting | RET | 0 | 0 | 0
| Exit Sign RetFit_Com, E/P - IntL | E | Z | Hospital | Interior Lighting | RET | 0 | 0 | 0
| Repl Scre_Com, E - IntL [No Heat] | E | Yes | Hospital | Interior Lighting | NC | 0 | 0 | 0
| Repl Scre_Com, E - IntL [No Heat] | E | Yes | Hospital | Interior Lighting | RET | 0 | 0 | 0
| Repl Scre_Com, E - IntL [No Heat] | E | Yes | Hospital | Interior Lighting | REPL | 0 | 0 | 0
| Repl Scre_Com, E - IntL [Electric Heat] | E | Yes | Hospital | Interior Lighting | NC | 0 | 0 | 0
| Repl Scre_Com, E - IntL [Electric Heat] | E | Yes | Hospital | Interior Lighting | RET | 0 | 0 | 0
| Repl Scre_Com, E - IntL [Electric Heat] | E | Yes | Hospital | Interior Lighting | REPL | 0 | 0 | 0
| Repl Scre_Com, E/G - IntL | E | Yes | Hospital | Interior Lighting | NC | 0 | 0 | 0
| Repl Scre_Com, E/G - IntL | E | Yes | Hospital | Interior Lighting | RET | 0 | 0 | 0
| Repl Scre_Com, E/G - IntL | E | Yes | Hospital | Interior Lighting | REPL | 0 | 0 | 0
| Repl Scre_Com, E/O - IntL | E | Yes | Hospital | Interior Lighting | NC | 0 | 0 | 0
| Repl Scre_Com, E/O - IntL | E | Yes | Hospital | Interior Lighting | RET | 0 | 0 | 0
| Repl Scre_Com, E/O - IntL | E | Yes | Hospital | Interior Lighting | REPL | 0 | 0 | 0
| Repl Scre_Com, E/P - IntL | E | Yes | Hospital | Interior Lighting | NC | 0 | 0 | 0
| Repl Scre_Com, E/P - IntL | E | Yes | Hospital | Interior Lighting | RET | 0 | 0 | 0
| Repl Scre_Com, E/P - IntL | E | Yes | Hospital | Interior Lighting | REPL | 0 | 0 | 0
| Lin LED Fixture_Com, E - IntL [No Heat] | E | Yes | Hospital | Interior Lighting | NC | 1350.3255 | 336.5046 | 4.0128
| Lin LED Fixture_Com, E - IntL [No Heat] | E | Yes | Hospital | Interior Lighting | RET | 9978.374 | 3767.6308 | 2.6484
| Lin LED Fixture_Com, E - IntL [No Heat] | E | Yes | Hospital | Interior Lighting | REPL | 914.555 | 227.9095 | 4.0128
| Lin LED Fixture_Com, E - IntL [Electric Heat] | E | Yes | Hospital | Interior Lighting | NC | 1392.0105 | 400.1068 | 3.4791
| Lin LED Fixture_Com, E - IntL [Electric Heat] | E | Yes | Hospital | Interior Lighting | RET | 10286.4097 | 4479.7449 | 2.2962
| Lin LED Fixture_Com, E - IntL [Electric Heat] | E | Yes | Hospital | Interior Lighting | REPL | 942.7877 | 270.9863 | 3.4791
| Lin LED Fixture_Com, E/G - IntL | E | Yes | Hospital | Interior Lighting | NC | 13821.6378 | 4576.5708 | 3.0201
| Lin LED Fixture_Com, E/G - IntL | E | Yes | Hospital | Interior Lighting | RET | 102136.4615 | 46188.8492 | 2.2113
| Lin LED Fixture_Com, E/G - IntL | E | Yes | Hospital | Interior Lighting | REPL | 9361.1861 | 3099.6422 | 3.0201
| Lin LED Fixture_Com, E/O - IntL | E | Yes | Hospital | Interior Lighting | NC | 10928.4455 | 6306.0842 | 1.733
| Lin LED Fixture_Com, E/O - IntL | E | Yes | Hospital | Interior Lighting | RET | 80756.9094 | 56379.9853 | 1.4324
| Lin LED Fixture_Com, E/O - IntL | E | Yes | Hospital | Interior Lighting | REPL | 7401.6708 | 4271.0154 | 1.733
| Lin LED Fixture_Com, E/P - IntL | E | Yes | Hospital | Interior Lighting | NC | 4.8724 | 3.2514 | 1.4986
| Lin LED Fixture_Com, E/P - IntL | E | Yes | Hospital | Interior Lighting | RET | 36.0053 | 28.3869 | 1.2684
| Lin LED Fixture_Com, E/P - IntL | E | Yes | Hospital | Interior Lighting | REPL | 3.3 | 2.2021 | 1.4986
| LED Tube Repl_Com, E - IntL [No Heat] | E | Yes | Hospital | Interior Lighting | RET | 57008.5707 | 2435.8847 | 23.4036
| LED Tube Repl_Com, E - IntL [No Heat] | E | Yes | Hospital | Interior Lighting | REPL | 21854.8841 | 933.8241 | 23.4036
| LED Tube Repl_Com, E - IntL [Electric Heat] | E | Yes | Hospital | Interior Lighting | RET | 58768.4441 | 2896.2876 | 20.291
| LED Tube Repl_Com, E - IntL [Electric Heat] | E | Yes | Hospital | Interior Lighting | REPL | 22529.5516 | 1110.3248 | 20.291
| LED Tube Repl_Com, E/G - IntL | E | Yes | Hospital | Interior Lighting | RET | 583527.3039 | 79622.4519 | 7.3287
| LED Tube Repl_Com, E/G - IntL | E | Yes | Hospital | Interior Lighting | REPL | 223701.83 | 30524.1727 | 7.3287
| LED Tube Repl_Com, E/O - IntL | E | Yes | Hospital | Interior Lighting | RET | 461381.381 | 174792.4039 | 2.6396
| LED Tube Repl_Com, E/O - IntL | E | Yes | Hospital | Interior Lighting | REPL | 176875.8009 | 67008.6564 | 2.6396
| LED Tube Repl_Com, E/P - IntL | E | Yes | Hospital | Interior Lighting | RET | 205.7062 | 96.0752 | 2.1411
| LED Tube Repl_Com, E/P - IntL | E | Yes | Hospital | Interior Lighting | REPL | 78.8598 | 36.8315 | 2.1411
| Repl pin CFL wLED_Com, E - IntL [No Heat] | E | Yes | Hospital | Interior Lighting | RET | 2483.2878 | 594.7949 | 4.175
| Repl pin CFL wLED_Com, E - IntL [No Heat] | E | Yes | Hospital | Interior Lighting | REPL | 1322.7902 | 316.8335 | 4.175
| Repl pin CFL wLED_Com, E - IntL [Electric Heat] | E | Yes | Hospital | Interior Lighting | RET | 2559.9477 | 707.2162 | 3.6198
| Repl pin CFL wLED_Com, E - IntL [Electric Heat] | E | Yes | Hospital | Interior Lighting | REPL | 1363.6251 | 376.7178 | 3.6198
| Repl pin CFL wLED_Com, E/G - IntL | E | Yes | Hospital | Interior Lighting | RET | 25418.3926 | 8187.3122 | 3.1046
| Repl pin CFL wLED_Com, E/G - IntL | E | Yes | Hospital | Interior Lighting | REPL | 13539.7917 | 4361.1925 | 3.1046
| Repl pin CFL wLED_Com, E/O - IntL | E | Yes | Hospital | Interior Lighting | RET | 20097.7281 | 11345.116 | 1.7715
| Repl pin CFL wLED_Com, E/O - IntL | E | Yes | Hospital | Interior Lighting | REPL | 10705.5964 | 6043.2818 | 1.7715
| Repl pin CFL wLED_Com, E/P - IntL | E | Yes | Hospital | Interior Lighting | RET | 8.9605 | 5.8486 | 1.5321
| Repl pin CFL wLED_Com, E/P - IntL | E | Yes | Hospital | Interior Lighting | REPL | 4.7731 | 3.1154 | 1.5321
| Refrig Case LED_Com, E - IntL | E | Yes | Hospital | Interior Lighting | NC | 7360.1759 | 1077.8735 | 6.8284
| Refrig Case LED_Com, E - IntL | E | Yes | Hospital | Interior Lighting | RET | 40254.9551 | 5895.2057 | 6.8284
| Refrig Case LED_Com, E - IntL | E | Yes | Hospital | Interior Lighting | REPL | 12579.0534 | 1842.161 | 6.8284
| Refrig Case Ctrls_Com, E - IntL | E | Yes | Hospital | Interior Lighting | RET | 23658.6797 | 8841.375 | 2.6759
| Stair Occ Sensor_Com, E - IntL [No Heat] | E | Yes | Hospital | Interior Lighting | NC | 801.6188 | 273.8153 | 2.9276
| Stair Occ Sensor_Com, E - IntL [No Heat] | E | Yes | Hospital | Interior Lighting | RET | 7891.3286 | 2695.5043 | 2.9276
| Stair Occ Sensor_Com, E - IntL [Electric Heat] | E | Yes | Hospital | Interior Lighting | NC | 826.365 | 325.5688 | 2.5382
| Stair Occ Sensor_Com, E - IntL [Electric Heat] | E | Yes | Hospital | Interior Lighting | RET | 8134.9365 | 3204.9774 | 2.5382
| Stair Occ Sensor_Com, E/G - IntL | E | Yes | Hospital | Interior Lighting | NC | 8205.195 | 3483.1584 | 2.3557
| Stair Occ Sensor_Com, E/G - IntL | E | Yes | Hospital | Interior Lighting | RET | 80773.9195 | 34289.0516 | 2.3557
| Stair Occ Sensor_Com, E/O - IntL | E | Yes | Hospital | Interior Lighting | NC | 6487.6556 | 4437.1267 | 1.4621
| Stair Occ Sensor_Com, E/O - IntL | E | Yes | Hospital | Interior Lighting | RET | 63866.0475 | 43680.1459 | 1.4621
| Stair Occ Sensor_Com, E/P - IntL | E | Yes | Hospital | Interior Lighting | NC | 2.8925 | 2.2515 | 1.2847
| Stair Occ Sensor_Com, E/P - IntL | E | Yes | Hospital | Interior Lighting | RET | 28.4746 | 22.1645 | 1.2847
| Int Delamping_Com, E - IntL [No Heat] | E | Yes | Hospital | Interior Lighting | RET | 791.2866 | 29.2232 | 27.0774
| Int Delamping_Com, E - IntL [Electric Heat] | E | Yes | Hospital | Interior Lighting | RET | 815.7138 | 30.1253 | 27.0774
| Int Delamping_Com, E/G - IntL | E | Yes | Hospital | Interior Lighting | RET | 8099.4368 | 1082.4402 | 7.4826
| Int Delamping_Com, E/O - IntL | E | Yes | Hospital | Interior Lighting | RET | 6404.0351 | 2427.0693 | 2.6386
| Int Delamping_Com, E/P - IntL | E | Yes | Hospital | Interior Lighting | RET | 2.8552 | 1.3372 | 2.1353
| Int Ltg Dsgn_Com, E - IntL [No Heat] | E | Yes | Hospital | Interior Lighting | NC | 1076.4973 | 92.7648 | 11.6046
| Int Ltg Dsgn_Com, E - IntL [Electric Heat] | E | Yes | Hospital | Interior Lighting | NC | 1109.7291 | 95.6285 | 11.6046
| Int Ltg Dsgn_Com, E/G - IntL | E | Yes | Hospital | Interior Lighting | NC | 11018.7917 | 2015.1771 | 5.4679
| Int Ltg Dsgn_Com, E/O - IntL | E | Yes | Hospital | Interior Lighting | NC | 8712.3006 | 3730.888 | 2.3352
| Int Ltg Dsgn_Com, E/P - IntL | E | Yes | Hospital | Interior Lighting | NC | 3.8844 | 2.0104 | 1.9321
| Room Air Conditioner_Com, E - Cool | E | Yes | Food Service | Cooling | NC | 0 | 0 | 0
| Room Air Conditioner_Com, E - Cool | E | Yes | Food Service | Cooling | RET | 0 | 0 | 0
| Room Air Conditioner_Com, E - Cool | E | Yes | Food Service | Cooling | REPL | 0 | 0 | 0
| Chiller Systems_Com, E - Cool | E | Yes | Food Service | Cooling | NC | 19098.5886 | 988.9416 | 19.3122
| Chiller Systems_Com, E - Cool | E | Yes | Food Service | Cooling | RET | 56740.3467 | 6102.7564 | 9.2975
| Chiller Systems_Com, E - Cool | E | Yes | Food Service | Cooling | REPL | 1.7395e-11 | 9.007e-13 | 19.3122
| Chiller Tuneup_Com, E - Cool | E | Yes | Food Service | Cooling | RET | 18284.3824 | 1674.2085 | 10.9212
| Mini Split Ductless AC_Com, E - Cool | E | Yes | Food Service | Cooling | NC | 0 | 0 | 0
| Mini Split Ductless AC_Com, E - Cool | E | Yes | Food Service | Cooling | RET | 0 | 0 | 0
| Mini Split Ductless AC_Com, E - Cool | E | Yes | Food Service | Cooling | REPL | 0 | 0 | 0
| Eff Unitary AC_Com, E - Cool | E | Yes | Food Service | Cooling | NC | 66288.6745 | 27161.4624 | 2.4405
| Eff Unitary AC_Com, E - Cool | E | No | Food Service | Cooling | RET | 535801.6524 | 1608113.394 | 0.33319
| Eff Unitary AC_Com, E - Cool | E | Yes | Food Service | Cooling | REPL | 319124.7694 | 130759.8241 | 2.4405
| PTAC_Com, E - Cool | E | Yes | Food Service | Cooling | NC | 0 | 0 | 0
| PTAC_Com, E - Cool | E | Yes | Food Service | Cooling | RET | 0 | 0 | 0
| PTAC_Com, E - Cool | E | Yes | Food Service | Cooling | REPL | 0 | 0 | 0
| Unitary Equipment Economizer_Com, E - Cool | E | No | Food Service | Cooling | RET | 208338.4917 | 325355.6209 | 0.64034
| AC Tuneup_Com, E - Cool [ASHP] | E | Yes | Food Service | Cooling | RET | 169138.246 | 10968.8989 | 15.4198
| AC Tuneup_Com, E - Heat [ASHP] | E | Yes | Food Service | Space Heating | RET | 169138.246 | 10968.8989 | 15.4198
| AC Tuneup_Com, E - Cool [Unitary AC] | E | Yes | Food Service | Cooling | RET | 825145.2183 | 51001.3167 | 16.1789
| DCV_Com, E - Cool [Building w Elec Heat] | E | Yes | Food Service | Cooling | RET | 511095.5962 | 153946.2837 | 3.32
| DCV_Com, E - Cool [Building w Gas Heat] | E | Yes | Food Service | Cooling | RET | 1043671.5537 | 314362.6326 | 3.32
| DCV_Com, E - Cool [Building w Oil Heat] | E | Yes | Food Service | Cooling | RET | 280806.3439 | 84581.2279 | 3.32
| DCV_Com, E - Cool [Building w Propane Heat] | E | Yes | Food Service | Cooling | RET | 84625.8005 | 25490.0015 | 3.32
| Controls for Unitary AC_Com, E - Cool | E | No | Food Service | Cooling | RET | 549446.7342 | 576485.7046 | 0.9531
| Optimized Unitary AC Sys_Com, E - Cool [Building w Elec Heat] | E | No | Food Service | Cooling | NC | 86823.4797 | 119083.5825 | 0.7291
| Optimized Unitary AC Sys_Com, E - Heat [Building w Elec Heat] | E | No | Food Service | Space Heating | NC | 86823.4797 | 119083.5825 | 0.7291
| Optimized Unitary AC Sys_Com, E - Cool [Building w Gas Heat] | E | Yes | Food Service | Cooling | NC | 282799.0855 | 93969.1535 | 3.0095
| Optimized Unitary AC Sys_Com, G - Heat [Building w Gas Heat] | G | Yes | Food Service | Space Heating | NC | 282799.0855 | 93969.1535 | 3.0095
| Optimized Unitary AC Sys_Com, E - Cool [Building w Oil Heat] | E | Yes | Food Service | Cooling | NC | 108608.0972 | 24866.4809 | 4.3677
| Optimized Unitary AC Sys_Com, O - Heat [Building w Oil Heat] | O | Yes | Food Service | Space Heating | NC | 108608.0972 | 24866.4809 | 4.3677
| Optimized Unitary AC Sys_Com, E - Cool [Building w Propane Heat] | E | Yes | Food Service | Cooling | NC | 14424.5811 | 7406.1028 | 1.9477
| Optimized Unitary AC Sys_Com, P - Heat [Building w Propane Heat] | Prp | Yes | Food Service | Space Heating | NC | 14424.5811 | 7406.1028 | 1.9477
| Optimized Chiller Sys_Com, E - Cool | E | No | Food Service | Cooling | NC | 6442.5889 | 7015.8294 | 0.91829
| Cool Roof_Com, E - Cool [Building w Elec Heat] | E | No | Food Service | Cooling | NC | 44295.9984 | 48268.2219 | 0.91771
| Cool Roof_Com, E - Cool [Building w Elec Heat] | E | No | Food Service | Cooling | RET | 296521.1394 | 554149.2496 | 0.53509
| Cool Roof_Com, E - Heat [Building w Elec Heat] | E | No | Food Service | Space Heating | NC | 44295.9984 | 48268.2219 | 0.91771
| Cool Roof_Com, E - Heat [Building w Elec Heat] | E | No | Food Service | Space Heating | RET | 296521.1394 | 554149.2496 | 0.53509
| Cool Roof_Com, E - Cool [Building w Gas Heat] | E | No | Food Service | Cooling | NC | 95117.7469 | 109196.3517 | 0.87107
| Cool Roof_Com, E - Cool [Building w Gas Heat] | E | No | Food Service | Cooling | RET | 636726.1995 | 1201007.9968 | 0.53016
| Cool Roof_Com, G - Heat [Building w Gas Heat] | G | No | Food Service | Space Heating | NC | 95117.7469 | 109196.3517 | 0.87107
| Cool Roof_Com, G - Heat [Building w Gas Heat] | G | No | Food Service | Space Heating | RET | 636726.1995 | 1201007.9968 | 0.53016
| Cool Roof_Com, E - Cool [Building w Oil Heat] | E | No | Food Service | Cooling | NC | 25592.0233 | 30726.7017 | 0.83289
| Cool Roof_Com, E - Cool [Building w Oil Heat] | E | No | Food Service | Cooling | RET | 171315.1571 | 331932.5852 | 0.51611
| Cool Roof_Com, O - Heat [Building w Oil Heat] | O | No | Food Service | Space Heating | NC | 25592.0233 | 30726.7017 | 0.83289
| Cool Roof_Com, O - Heat [Building w Oil Heat] | O | No | Food Service | Space Heating | RET | 171315.1571 | 331932.5852 | 0.51611
| Cool Roof_Com, E - Cool [Building w Propane Heat] | E | No | Food Service | Cooling | NC | 7712.5945 | 8560.4595 | 0.90096
| Cool Roof_Com, E - Cool [Building w Propane Heat] | E | No | Food Service | Cooling | RET | 51628.7563 | 95465.627 | 0.54081
| Cool Roof_Com, P - Heat [Building w Propane Heat] | Prp | No | Food Service | Space Heating | NC | 7712.5945 | 8560.4595 | 0.90096
| Cool Roof_Com, P - Heat [Building w Propane Heat] | Prp | No | Food Service | Space Heating | RET | 51628.7563 | 95465.627 | 0.54081
| GSHP_Com, E - Cool | E | Yes | Food Service | Cooling | RET | 309854.0832 | 102544.8802 | 3.0216
| GSHP_Com, E - Cool | E | Yes | Food Service | Cooling | REPL | 4.4398e-11 | 1.0869e-11 | 4.0847
| GSHP_Com, E - Heat | E | Yes | Food Service | Space Heating | RET | 309854.0832 | 102544.8802 | 3.0216
| GSHP_Com, E - Heat | E | Yes | Food Service | Space Heating | REPL | 4.4398e-11 | 1.0869e-11 | 4.0847
| Unitary HP_Com, E - Cool | E | Yes | Food Service | Cooling | NC | 40996.4284 | 9723.1557 | 4.2164
| Unitary HP_Com, E - Cool | E | No | Food Service | Cooling | RET | 251482.6607 | 266393.4597 | 0.94403
| Unitary HP_Com, E - Cool | E | Yes | Food Service | Cooling | REPL | 124023.2459 | 29414.6924 | 4.2164
| Unitary HP_Com, E - Heat | E | Yes | Food Service | Space Heating | NC | 40996.4284 | 9723.1557 | 4.2164
| Unitary HP_Com, E - Heat | E | No | Food Service | Space Heating | RET | 251482.6607 | 266393.4597 | 0.94403
| Unitary HP_Com, E - Heat | E | Yes | Food Service | Space Heating | REPL | 124023.2459 | 29414.6924 | 4.2164
| PTHP_Com, E - Cool | E | Yes | Food Service | Cooling | NC | 0 | 0 | 0
| PTHP_Com, E - Cool | E | Yes | Food Service | Cooling | RET | 0 | 0 | 0
| PTHP_Com, E - Cool | E | Yes | Food Service | Cooling | REPL | 0 | 0 | 0
| PTHP_Com, E - Heat | E | Yes | Food Service | Space Heating | NC | 0 | 0 | 0
| PTHP_Com, E - Heat | E | Yes | Food Service | Space Heating | RET | 0 | 0 | 0
| PTHP_Com, E - Heat | E | Yes | Food Service | Space Heating | REPL | 0 | 0 | 0
| Minisplit Ductless HP_Com, E - Cool | E | Yes | Food Service | Cooling | RET | 847373.3794 | 145300.3828 | 5.8319
| Minisplit Ductless HP_Com, E - Cool | E | Yes | Food Service | Cooling | REPL | 78990.537 | 7199.4287 | 10.9718
| Minisplit Ductless HP_Com, E - Heat | E | Yes | Food Service | Space Heating | RET | 847373.3794 | 145300.3828 | 5.8319
| Minisplit Ductless HP_Com, E - Heat | E | Yes | Food Service | Space Heating | REPL | 78990.537 | 7199.4287 | 10.9718
| Programmable TStat_Com, E - Cool [Building w Elec Heat] | E | Yes | Food Service | Cooling | NC | 0 | 0 | 0
| Programmable TStat_Com, E - Heat [Building w Elec Heat] | E | Yes | Food Service | Space Heating | NC | 0 | 0 | 0
| Programmable TStat_Com, E - Cool [Building w Gas Heat] | E | Yes | Food Service | Cooling | NC | 0 | 0 | 0
| Programmable TStat_Com, E - Cool [Building w Gas Heat] | E | Yes | Food Service | Cooling | RET | 0 | 0 | 0
| Programmable TStat_Com, G - Heat [Building w Gas Heat] | G | Yes | Food Service | Space Heating | NC | 0 | 0 | 0
| Programmable TStat_Com, G - Heat [Building w Gas Heat] | G | Yes | Food Service | Space Heating | RET | 0 | 0 | 0
| Programmable TStat_Com, E - Cool [Building w Propane Heat] | E | Yes | Food Service | Cooling | NC | 0 | 0 | 0
| Programmable TStat_Com, E - Cool [Building w Propane Heat] | E | Yes | Food Service | Cooling | RET | 0 | 0 | 0
| Programmable TStat_Com, P - Heat [Building w Propane Heat] | Prp | Yes | Food Service | Space Heating | NC | 0 | 0 | 0
| Programmable TStat_Com, P - Heat [Building w Propane Heat] | Prp | Yes | Food Service | Space Heating | RET | 0 | 0 | 0
| Programmable TStat_Com, E - Cool [Building w Oil Heat] | E | Yes | Food Service | Cooling | NC | 0 | 0 | 0
| Programmable TStat_Com, E - Cool [Building w Oil Heat] | E | Yes | Food Service | Cooling | RET | 0 | 0 | 0
| Programmable TStat_Com, O - Heat [Building w Oil Heat] | O | Yes | Food Service | Space Heating | NC | 0 | 0 | 0
| Programmable TStat_Com, O - Heat [Building w Oil Heat] | O | Yes | Food Service | Space Heating | RET | 0 | 0 | 0
| Smart TStat_Com, E - Cool [Building w Elec Heat] | E | Yes | Food Service | Cooling | NC | 146484.4042 | 50590.0294 | 2.8955
| Smart TStat_Com, E - Cool [Building w Elec Heat] | E | Yes | Food Service | Cooling | RET | 689502.4647 | 315441.4879 | 2.1858
| Smart TStat_Com, E - Heat [Building w Elec Heat] | E | Yes | Food Service | Space Heating | NC | 146484.4042 | 50590.0294 | 2.8955
| Smart TStat_Com, E - Heat [Building w Elec Heat] | E | Yes | Food Service | Space Heating | RET | 689502.4647 | 315441.4879 | 2.1858
| Smart TStat_Com, E - Cool [Building w Gas Heat] | E | Yes | Food Service | Cooling | NC | 319810.6022 | 103306.2602 | 3.0958
| Smart TStat_Com, E - Cool [Building w Gas Heat] | E | Yes | Food Service | Cooling | RET | 1501099.952 | -21487.196 | -69.8602
| Smart TStat_Com, G - Heat [Building w Gas Heat] | G | Yes | Food Service | Space Heating | NC | 319810.6022 | 103306.2602 | 3.0958
| Smart TStat_Com, G - Heat [Building w Gas Heat] | G | Yes | Food Service | Space Heating | RET | 1501099.952 | -21487.196 | -69.8602
| Smart TStat_Com, E - Cool [Building w Propane Heat] | E | Yes | Food Service | Cooling | NC | 78098.1597 | 27795.1939 | 2.8098
| Smart TStat_Com, E - Cool [Building w Propane Heat] | E | Yes | Food Service | Cooling | RET | 367383.4209 | 173309.9866 | 2.1198
| Smart TStat_Com, P - Heat [Building w Propane Heat] | Prp | Yes | Food Service | Space Heating | NC | 78098.1597 | 27795.1939 | 2.8098
| Smart TStat_Com, P - Heat [Building w Propane Heat] | Prp | Yes | Food Service | Space Heating | RET | 367383.4209 | 173309.9866 | 2.1198
| Smart TStat_Com, E - Cool [Building w Oil Heat] | E | Yes | Food Service | Cooling | NC | 37372.145 | 8376.5577 | 4.4615
| Smart TStat_Com, E - Cool [Building w Oil Heat] | E | Yes | Food Service | Cooling | RET | 174244.2669 | 52229.9324 | 3.3361
| Smart TStat_Com, O - Heat [Building w Oil Heat] | O | Yes | Food Service | Space Heating | NC | 37372.145 | 8376.5577 | 4.4615
| Smart TStat_Com, O - Heat [Building w Oil Heat] | O | Yes | Food Service | Space Heating | RET | 174244.2669 | 52229.9324 | 3.3361
| Boiler Blowdown Controls_Com, G - Heat | G | No | Food Service | Space Heating | RET | 22779.6797 | 84909.9061 | 0.26828
| Boiler Blowdown Controls_Com, O - Heat | O | No | Food Service | Space Heating | RET | 9356.4453 | 34367.5813 | 0.27225
| Boiler Blowdown Controls_Com, P - Heat | Prp | No | Food Service | Space Heating | RET | 1241.479 | 5617.8433 | 0.22099
| Boiler Modifications_Com, G - Heat | G | Yes | Food Service | Space Heating | RET | 106389.7076 | 42187.9767 | 2.5218
| Boiler Modifications_Com, O - Heat | O | Yes | Food Service | Space Heating | RET | 48506.3116 | 8800.7931 | 5.5116
| Boiler Modifications_Com, P - Heat | Prp | Yes | Food Service | Space Heating | RET | 6202.959 | 1153.9764 | 5.3753
| Boilers_Com, G - Heat | G | Yes | Food Service | Space Heating | NC | 51618.6672 | 32280.9639 | 1.599
| Boilers_Com, G - Heat | G | No | Food Service | Space Heating | RET | 244142.311 | 618192.3737 | 0.39493
| Boilers_Com, G - Heat | G | Yes | Food Service | Space Heating | REPL | 3.6687e-11 | 2.2943e-11 | 1.599
| Boilers_Com, O - Heat | O | No | Food Service | Space Heating | NC | 7977.6472 | 45162.2088 | 0.17664
| Boilers_Com, O - Heat | O | No | Food Service | Space Heating | RET | 38576.0036 | 884216.1981 | 0.043627
| Boilers_Com, O - Heat | O | No | Food Service | Space Heating | REPL | 5.67e-12 | 3.2098e-11 | 0.17664
| Boilers_Com, P - Heat | Prp | Yes | Food Service | Space Heating | NC | 2339.1532 | 53.3538 | 43.8423
| Boilers_Com, P - Heat | Prp | Yes | Food Service | Space Heating | RET | 11197.8791 | 1034.1491 | 10.8281
| Boilers_Com, P - Heat | Prp | Yes | Food Service | Space Heating | REPL | 1.6625e-12 | 3.792e-14 | 43.8423
| Furnace_Com, G - Heat | G | Yes | Food Service | Space Heating | NC | 70727.3332 | 16213.9182 | 4.3621
| Furnace_Com, G - Heat | G | No | Food Service | Space Heating | RET | 312767.4686 | 306394.0382 | 1.0208
| Furnace_Com, G - Heat | G | Yes | Food Service | Space Heating | REPL | 5.4639e-11 | 1.2526e-11 | 4.3621
| Furnace_Com, O - Heat | O | Yes | Food Service | Space Heating | NC | 20973.0169 | 1575.2792 | 13.3138
| Furnace_Com, O - Heat | O | Yes | Food Service | Space Heating | RET | 103421.4769 | 33194.4455 | 3.1156
| Furnace_Com, O - Heat | O | Yes | Food Service | Space Heating | REPL | 1.6202e-11 | 1.217e-12 | 13.3138
| Furnace_Com, P - Heat | Prp | Yes | Food Service | Space Heating | NC | 1678.3557 | 99.9202 | 16.797
| Furnace_Com, P - Heat | Prp | Yes | Food Service | Space Heating | RET | 7999.6582 | 2035.1619 | 3.9307
| Furnace_Com, P - Heat | Prp | Yes | Food Service | Space Heating | REPL | 1.2966e-12 | 7.7192e-14 | 16.797
| Unit Heater_Com, G - Heat | G | Yes | Food Service | Space Heating | NC | 12962.7856 | 1821.1779 | 7.1178
| Unit Heater_Com, G - Heat | G | Yes | Food Service | Space Heating | RET | 72867.6655 | 38655.7924 | 1.885
| Unit Heater_Com, G - Heat | G | Yes | Food Service | Space Heating | REPL | 8001.1144 | 1124.0989 | 7.1178
| Unit Heater_Com, P - Heat | Prp | Yes | Food Service | Space Heating | NC | 2648.966 | 88.3887 | 29.9695
| Unit Heater_Com, P - Heat | Prp | Yes | Food Service | Space Heating | RET | 13139.7014 | 1655.5098 | 7.937
| Unit Heater_Com, P - Heat | Prp | Yes | Food Service | Space Heating | REPL | 2.7687e-12 | 9.2384e-14 | 29.9695
| Destratification Fans_Com, G - Heat | G | No | Food Service | Space Heating | NC | 30308.8808 | 103105.2418 | 0.29396
| Destratification Fans_Com, G - Heat | G | No | Food Service | Space Heating | RET | 175031.4121 | 595424.6934 | 0.29396
| Destratification Fans_Com, G - Heat | G | No | Food Service | Space Heating | REPL | 86235.0719 | 293355.8647 | 0.29396
| Destratification Fans_Com, O - Heat | O | No | Food Service | Space Heating | NC | 11994.238 | 11536.2698 | 1.0397
| Destratification Fans_Com, O - Heat | O | No | Food Service | Space Heating | RET | 69265.7825 | 66621.052 | 1.0397
| Destratification Fans_Com, O - Heat | O | No | Food Service | Space Heating | REPL | 34126.0994 | 32823.0847 | 1.0397
| Destratification Fans_Com, P - Heat | Prp | Yes | Food Service | Space Heating | NC | 1620.289 | 1235.6983 | 1.3112
| Destratification Fans_Com, P - Heat | Prp | Yes | Food Service | Space Heating | RET | 9357.0419 | 7136.0604 | 1.3112
| Destratification Fans_Com, P - Heat | Prp | Yes | Food Service | Space Heating | REPL | 4610.059 | 3515.8183 | 1.3112
| Forced Air Heating Maintenance_Com, G - Heat | G | No | Food Service | Space Heating | RET | 3707.8379 | 5310.2446 | 0.69824
| Forced Air Heating Maintenance_Com, O - Heat | O | Yes | Food Service | Space Heating | RET | 1544.2989 | 655.1563 | 2.3571
| Forced Air Heating Maintenance_Com, P - Heat | Prp | Yes | Food Service | Space Heating | RET | 218.7074 | 69.3003 | 3.1559
| Infrared Heater_Com, G - Heat | G | Yes | Food Service | Space Heating | NC | 524.1798 | 36.0163 | 14.5539
| Infrared Heater_Com, G - Heat | G | Z | Food Service | Space Heating | RET | 0 | 0 | 0
| Infrared Heater_Com, G - Heat | G | Yes | Food Service | Space Heating | REPL | 1414.4612 | 97.1875 | 14.5539
| Steam Trap Maintenance_Com, G - Heat | G | Yes | Food Service | Space Heating | RET | 32913.9413 | 7133.8404 | 4.6138
| Steam Trap Maintenance_Com, O - Heat | O | Yes | Food Service | Space Heating | RET | 10145.943 | 635.9686 | 15.9535
| Windows_Com, E - Cool [Building w Elec Heat] | E | No | Food Service | Cooling | NC | 123508.2543 | 209112.7892 | 0.59063
| Windows_Com, E - Heat [Building w Elec Heat] | E | No | Food Service | Space Heating | NC | 123508.2543 | 209112.7892 | 0.59063
| Windows_Com, E - Cool [Building w Gas Heat] | E | No | Food Service | Cooling | NC | 283254.2618 | 427014.1854 | 0.66334
| Windows_Com, G - Heat [Building w Gas Heat] | G | No | Food Service | Space Heating | NC | 283254.2618 | 427014.1854 | 0.66334
| Windows_Com, E - Cool [Building w Oil Heat] | E | No | Food Service | Cooling | NC | 83373.325 | 114890.8311 | 0.72567
| Windows_Com, O - Heat [Building w Oil Heat] | O | No | Food Service | Space Heating | NC | 83373.325 | 114890.8311 | 0.72567
| Windows_Com, E - Cool [Building w Propane Heat] | E | No | Food Service | Cooling | NC | 21471.0025 | 34624.3194 | 0.62011
| Windows_Com, P - Heat [Building w Propane Heat] | Prp | No | Food Service | Space Heating | NC | 21471.0025 | 34624.3194 | 0.62011
| Window Film_Com, E - Cool [Building w Elec Heat] | E | No | Food Service | Cooling | RET | 0 | 0 | 0
| Window Film_Com, E - Heat [Building w Elec Heat] | E | No | Food Service | Space Heating | RET | 0 | 0 | 0
| Window Film_Com, E - Cool [Building w Gas Heat] | E | No | Food Service | Cooling | RET | 0 | 0 | 0
| Window Film_Com, G - Heat [Building w Gas Heat] | G | No | Food Service | Space Heating | RET | 0 | 0 | 0
| Window Film_Com, E - Cool [Building w Oil Heat] | E | No | Food Service | Cooling | RET | 0 | 0 | 0
| Window Film_Com, O - Heat [Building w Oil Heat] | O | No | Food Service | Space Heating | RET | 0 | 0 | 0
| Window Film_Com, E - Cool [Building w Propane Heat] | E | No | Food Service | Cooling | RET | 0 | 0 | 0
| Window Film_Com, P - Heat [Building w Propane Heat] | Prp | No | Food Service | Space Heating | RET | 0 | 0 | 0
| Motors and Fans_Com, E - Vent | E | Yes | Food Service | Ventilation | NC | 33354.8753 | 13297.8694 | 2.5083
| Motors and Fans_Com, E - Vent | E | Yes | Food Service | Ventilation | RET | 108051.9091 | 72372.2336 | 1.493
| Motors and Fans_Com, E - Vent | E | Yes | Food Service | Ventilation | REPL | 1945.7983 | 775.7478 | 2.5083
| ECM Furnace Motors_Com, E - Vent | E | Yes | Food Service | Ventilation | RET | 220094.0442 | 78516.6555 | 2.8032
| VFD on HVAC System_Com, E - Vent | E | Yes | Food Service | Ventilation | RET | 3211918.6581 | 363446.3871 | 8.8374
| Kitchen DCV_Com, E - Vent [Building w Elec Heat] | E | Yes | Food Service | Ventilation | NC | 170275.389 | 16037.7632 | 10.6172
| Kitchen DCV_Com, E - Vent [Building w Elec Heat] | E | Yes | Food Service | Ventilation | RET | 951675.4511 | 89635.6519 | 10.6172
| Kitchen DCV_Com, E - Vent [Building w Elec Heat] | E | Yes | Food Service | Ventilation | REPL | 69532.5903 | 6549.0804 | 10.6172
| Kitchen DCV_Com, E - Heat [Building w Elec Heat] | E | Yes | Food Service | Space Heating | NC | 170275.389 | 16037.7632 | 10.6172
| Kitchen DCV_Com, E - Heat [Building w Elec Heat] | E | Yes | Food Service | Space Heating | RET | 951675.4511 | 89635.6519 | 10.6172
| Kitchen DCV_Com, E - Heat [Building w Elec Heat] | E | Yes | Food Service | Space Heating | REPL | 69532.5903 | 6549.0804 | 10.6172
| Kitchen DCV_Com, E - Vent [Building w Gas Heat] | E | Yes | Food Service | Ventilation | NC | 170275.389 | 16037.7632 | 10.6172
| Kitchen DCV_Com, E - Vent [Building w Gas Heat] | E | Yes | Food Service | Ventilation | RET | 951675.4511 | 89635.6519 | 10.6172
| Kitchen DCV_Com, E - Vent [Building w Gas Heat] | E | Yes | Food Service | Ventilation | REPL | 69532.5903 | 6549.0804 | 10.6172
| Kitchen DCV_Com, G - Heat [Building w Gas Heat] | G | Yes | Food Service | Space Heating | NC | 252682.1792 | 5793.1577 | 43.6173
| Kitchen DCV_Com, G - Heat [Building w Gas Heat] | G | Yes | Food Service | Space Heating | RET | 1384475.6346 | 32378.1727 | 42.7595
| Kitchen DCV_Com, G - Heat [Building w Gas Heat] | G | Yes | Food Service | Space Heating | REPL | 101154.4212 | 2365.6576 | 42.7595
| Kitchen DCV_Com, E - Vent [Building w Oil Heat] | E | Yes | Food Service | Ventilation | NC | 252682.1792 | 5793.1577 | 43.6173
| Kitchen DCV_Com, E - Vent [Building w Oil Heat] | E | Yes | Food Service | Ventilation | RET | 1384475.6346 | 32378.1727 | 42.7595
| Kitchen DCV_Com, E - Vent [Building w Oil Heat] | E | Yes | Food Service | Ventilation | REPL | 101154.4212 | 2365.6576 | 42.7595
| Kitchen DCV_Com, O - Heat [Building w Oil Heat] | O | Yes | Food Service | Space Heating | NC | 252682.1792 | 5793.1577 | 43.6173
| Kitchen DCV_Com, O - Heat [Building w Oil Heat] | O | Yes | Food Service | Space Heating | RET | 1384475.6346 | 32378.1727 | 42.7595
| Kitchen DCV_Com, O - Heat [Building w Oil Heat] | O | Yes | Food Service | Space Heating | REPL | 101154.4212 | 2365.6576 | 42.7595
| Kitchen DCV_Com, E - Vent [Building w Oil Heat] | E | Yes | Food Service | Ventilation | NC | 252682.1792 | 5793.1577 | 43.6173
| Kitchen DCV_Com, E - Vent [Building w Oil Heat] | E | Yes | Food Service | Ventilation | RET | 1384475.6346 | 32378.1727 | 42.7595
| Kitchen DCV_Com, E - Vent [Building w Oil Heat] | E | Yes | Food Service | Ventilation | REPL | 101154.4212 | 2365.6576 | 42.7595
| Kitchen DCV_Com, P - Heat [Building w Propane Heat] | Prp | Yes | Food Service | Space Heating | NC | 7753.4807 | 0 | 0
| Kitchen DCV_Com, P - Heat [Building w Propane Heat] | Prp | Yes | Food Service | Space Heating | RET | 42270.6774 | 0 | 0
| Kitchen DCV_Com, P - Heat [Building w Propane Heat] | Prp | Yes | Food Service | Space Heating | REPL | 3088.4371 | 0 | 0
| Duct Sealing Regulated_Com, E - Vent [Building w Elec Heat] | E | Yes | Food Service | Ventilation | RET | 1699783.9208 | 331661.2605 | 5.1251
| Duct Sealing Regulated_Com, E - Heat [Building w Elec Heat] | E | Yes | Food Service | Space Heating | RET | 1699783.9208 | 331661.2605 | 5.1251
| Duct Sealing Regulated_Com, E - Cool [Building w Elec Heat] | E | Yes | Food Service | Cooling | RET | 1699783.9208 | 331661.2605 | 5.1251
| Duct Sealing Regulated_Com, E - Vent [Building w Gas Heat] | E | Yes | Food Service | Ventilation | RET | 5635314.1075 | 0 | 0
| Duct Sealing Regulated_Com, G - Heat [Building w Gas Heat] | G | Yes | Food Service | Space Heating | RET | 5635314.1075 | 0 | 0
| Duct Sealing Regulated_Com, E - Cool [Building w Gas Heat] | E | Yes | Food Service | Cooling | RET | 5635314.1075 | 0 | 0
| Duct Sealing Non Regulated_Com, E - Vent [Building w Oil Heat] | E | Yes | Food Service | Ventilation | RET | 1004266.6717 | 182221.4605 | 5.5112
| Duct Sealing Non Regulated_Com, O - Heat [Building w Oil Heat] | O | Yes | Food Service | Space Heating | RET | 1004266.6717 | 182221.4605 | 5.5112
| Duct Sealing Non Regulated_Com, E - Cool [Building w Oil Heat] | E | Yes | Food Service | Cooling | RET | 1004266.6717 | 182221.4605 | 5.5112
| Duct Sealing Non Regulated_Com, E - Vent [Building w Propane Heat] | E | Yes | Food Service | Ventilation | RET | 449996.8711 | 0 | 0
| Duct Sealing Non Regulated_Com, P - Heat [Building w Propane Heat] | Prp | Yes | Food Service | Space Heating | RET | 449996.8711 | 0 | 0
| Duct Sealing Non Regulated_Com, E - Cool [Building w Propane Heat] | E | Yes | Food Service | Cooling | RET | 449996.8711 | 0 | 0
| Power Strip_Com, E - Plug [Tier 1] | E | Yes | Food Service | Plug Loads | NC | 0 | 0 | 0
| Power Strip_Com, E - Plug [Tier 1] | E | Yes | Food Service | Plug Loads | RET | 0 | 0 | 0
| Power Strip_Com, E - Plug [Tier 1] | E | Yes | Food Service | Plug Loads | REPL | 0 | 0 | 0
| Power Strip_Com, E - Plug [Tier 2] | E | Yes | Food Service | Plug Loads | NC | 14640.1331 | 12438.5004 | 1.177
| Power Strip_Com, E - Plug [Tier 2] | E | Yes | Food Service | Plug Loads | RET | 151628.748 | 135655.0329 | 1.1178
| Power Strip_Com, E - Plug [Tier 2] | E | Yes | Food Service | Plug Loads | REPL | 112531.1061 | 95608.2979 | 1.177
| Computer Power Management_Com, E - Plug | E | Yes | Food Service | Plug Loads | RET | 50799.9731 | 25124.4665 | 2.0219
| Vending Machine Controls_Com, E - Plug [Non-Refrigerated] | E | No | Food Service | Plug Loads | RET | 29121.9967 | 28847.2215 | 1.0095
| Vending Machine Controls_Com, E - Plug [Refrigerated] | E | Yes | Food Service | Plug Loads | RET | 87365.99 | 15495.9942 | 5.638
| Ovens_Com, E - Cook | E | Yes | Food Service | Cooking | NC | 247361.8032 | 2788.2234 | 88.7166
| Ovens_Com, E - Cook | E | Yes | Food Service | Cooking | REPL | 2705654.8908 | 30497.7167 | 88.7166
| Ovens_Com, G - Cook | G | Yes | Food Service | Cooking | NC | 196354.2151 | 1034.6533 | 189.7778
| Ovens_Com, G - Cook | G | Yes | Food Service | Cooking | REPL | 2095007.2311 | 11039.2648 | 189.7778
| Ovens_Com, P - Cook | Prp | Yes | Food Service | Cooking | NC | 14149.7761 | 17.5313 | 807.1129
| Ovens_Com, P - Cook | Prp | Yes | Food Service | Cooking | REPL | 150971.4544 | 187.0512 | 807.1129
| Fryers_Com, E - Cook | E | Yes | Food Service | Cooking | NC | 40587.5295 | 417.7 | 97.1691
| Fryers_Com, E - Cook | E | Yes | Food Service | Cooking | REPL | 443948.2829 | 4568.8223 | 97.1691
| Fryers_Com, G - Cook | G | Yes | Food Service | Cooking | NC | 44048.4956 | 6277.8234 | 7.0165
| Fryers_Com, G - Cook | G | Yes | Food Service | Cooking | REPL | 469976.7545 | 66981.4263 | 7.0165
| Fryers_Com, P - Cook | Prp | Yes | Food Service | Cooking | NC | 1377.6276 | 44.357 | 31.0577
| Fryers_Com, P - Cook | Prp | Yes | Food Service | Cooking | REPL | 14698.6387 | 473.2687 | 31.0577
| Griddles_Com, E - Cook | E | Yes | Food Service | Cooking | NC | 11320.3349 | 1915.7374 | 5.9091
| Griddles_Com, E - Cook | E | Yes | Food Service | Cooking | REPL | 123822.3485 | 20954.425 | 5.9091
| Griddles_Com, G - Cook | G | Yes | Food Service | Cooking | NC | 59784.2891 | 2277.2971 | 26.2523
| Griddles_Com, G - Cook | G | Yes | Food Service | Cooking | REPL | 637870.2787 | 24297.69 | 26.2523
| Griddles_Com, P - Cook | Prp | Yes | Food Service | Cooking | NC | 3613.1356 | 31.0935 | 116.2023
| Griddles_Com, P - Cook | Prp | Yes | Food Service | Cooking | REPL | 38550.4574 | 331.753 | 116.2023
| Hot Food Holding Cabinet_Com, E - Cook | E | Yes | Food Service | Cooking | NC | 49259.5338 | 1192.8208 | 41.2967
| Hot Food Holding Cabinet_Com, E - Cook | E | Yes | Food Service | Cooking | REPL | 538803.0682 | 13047.1292 | 41.2967
| Steamers_Com, E - Cook | E | Yes | Food Service | Cooking | NC | 38673.986 | 4189.3215 | 9.2316
| Steamers_Com, E - Cook | E | Yes | Food Service | Cooking | REPL | 423017.8553 | 45822.9929 | 9.2316
| Steamers_Com, G - Cook | G | Yes | Food Service | Cooking | NC | 98305.3655 | 800.8272 | 122.7548
| Steamers_Com, G - Cook | G | Yes | Food Service | Cooking | REPL | 1048872.0671 | 8544.4498 | 122.7548
| ES Refrigerator and Freezer_Com, E - Refr | E | Yes | Food Service | Refrigeration | NC | 18215.8361 | 5268.6922 | 3.4574
| ES Refrigerator and Freezer_Com, E - Refr | E | Yes | Food Service | Refrigeration | REPL | 199245.6615 | 57629.1998 | 3.4574
| Anti Sweat Heat Control_Com, E - Refr | E | Yes | Food Service | Refrigeration | NC | 126809.5996 | 50947.9836 | 2.489
| Anti Sweat Heat Control_Com, E - Refr | E | Z | Food Service | Refrigeration | RET | 0 | 0 | 0
| Case Night Covers_Com, E - Refr | E | Yes | Food Service | Refrigeration | RET | 63412.9201 | 59463.4414 | 1.0664
| Loading Dock Pit Seals_Com, E - Refr | E | No | Food Service | Refrigeration | NC | 67674.4367 | 104213.6166 | 0.64938
| Loading Dock Pit Seals_Com, E - Refr | E | No | Food Service | Refrigeration | RET | 888271.3185 | 1367871.9923 | 0.64938
| ECM Comp Cond Fan Motor_Com, E - Refr | E | Yes | Food Service | Refrigeration | NC | 175873.1881 | 32317.9987 | 5.442
| ECM Comp Cond Fan Motor_Com, E - Refr | E | Yes | Food Service | Refrigeration | RET | 602958.9849 | 22519.07 | 26.7755
| ECM Comp Cond Fan Motor_Com, E - Refr | E | Yes | Food Service | Refrigeration | REPL | 699608.8305 | 128558.2952 | 5.442
| Evap Fan Motor Replacement_Com, E - Refr | E | Yes | Food Service | Refrigeration | NC | 278588.0254 | 100878.8858 | 2.7616
| Evap Fan Motor Replacement_Com, E - Refr | E | Yes | Food Service | Refrigeration | RET | 2380247.4505 | 577883.23 | 4.1189
| Evap Fan Motor Replacement_Com, E - Refr | E | Yes | Food Service | Refrigeration | REPL | 95626.9743 | 34627.2695 | 2.7616
| Evap Fan Speed Controls_Com, E - Refr | E | Yes | Food Service | Refrigeration | NC | 457346.4344 | 102294.444 | 4.4709
| Evap Fan Speed Controls_Com, E - Refr | E | Yes | Food Service | Refrigeration | RET | 3157636.1377 | 514789.6517 | 6.1338
| LowHeat NoHeat Doors_Com, E - Refr | E | Yes | Food Service | Refrigeration | NC | 59469.0914 | 10055.9007 | 5.9139
| LowHeat NoHeat Doors_Com, E - Refr | E | Yes | Food Service | Refrigeration | RET | 702513.7067 | 118791.2568 | 5.9139
| Refrigerated Vending Machine_Com, E - Refr | E | Yes | Food Service | Refrigeration | NC | 20864.1445 | 7595.6173 | 2.7469
| Refrigerated Vending Machine_Com, E - Refr | E | Yes | Food Service | Refrigeration | REPL | 195611.1272 | 71212.4702 | 2.7469
| Walk In Refrigeration_Com, E - Refr | E | Yes | Food Service | Refrigeration | NC | 736776.5365 | 77123.9167 | 9.5532
| Refrigeration Tune Up_Com, E - Refr | E | Yes | Food Service | Refrigeration | RET | 2374460.2466 | 182681.8858 | 12.9978
| ES Ice Machine_Com, E - Refr | E | Yes | Food Service | Refrigeration | NC | 53222.4427 | 4073.4169 | 13.0658
| ES Ice Machine_Com, E - Refr | E | Yes | Food Service | Refrigeration | REPL | 582149.5501 | 44555.2232 | 13.0658
| Walk In Cooler Retroft_Com, E - Refr | E | Yes | Food Service | Refrigeration | RET | 1886131.5956 | 282778.3754 | 6.67
| HE Built Up Refrig_Com, E - Refr | E | Yes | Food Service | Refrigeration | NC | 295168.1811 | 153549.5658 | 1.9223
| HE Built Up Refrig_Com, E - Refr | E | No | Food Service | Refrigeration | RET | 2493218.1192 | 3084052.3258 | 0.80842
| Door Gasket Replacement_Com, E - Refr | E | Z | Food Service | Refrigeration | RET | 0 | 0 | 0
| EnergyStar Dehumidifier_Com, E - Appl | E | Yes | Food Service | Appliances | NC | 3186.3578 | 314.3555 | 10.1362
| EnergyStar Dehumidifier_Com, E - Appl | E | Yes | Food Service | Appliances | REPL | 34852.5296 | 3438.4352 | 10.1362
| Clothes Washer Elec WH_Com, E - Appl [unit w/ elec dry - Washer] | E | Yes | Food Service | Appliances | NC | 17323.9806 | 2225.031 | 7.786
| Clothes Washer Elec WH_Com, E - Appl [unit w/ elec dry - Washer] | E | Yes | Food Service | Appliances | REPL | 315192.7691 | 40482.2478 | 7.786
| Clothes Washer Elec WH_Com, E - Appl [unit w/ elec dry - Dryer] | E | Yes | Food Service | Appliances | NC | 17323.9806 | 2225.031 | 7.786
| Clothes Washer Elec WH_Com, E - Appl [unit w/ elec dry - Dryer] | E | Yes | Food Service | Appliances | REPL | 315192.7691 | 40482.2478 | 7.786
| Clothes Washer Elec WH_Com, E - HWat [unit w/ elec dry - Water Heater] | E | Yes | Food Service | Water Heating | NC | 17323.9806 | 2225.031 | 7.786
| Clothes Washer Elec WH_Com, E - HWat [unit w/ elec dry - Water Heater] | E | Yes | Food Service | Water Heating | REPL | 315192.7691 | 40482.2478 | 7.786
| Clothes Washer Elec WH_Com, E - Appl [unit w/ gas dry - Washer] | E | Yes | Food Service | Appliances | NC | 3885.0193 | 556.2577 | 6.9842
| Clothes Washer Elec WH_Com, E - Appl [unit w/ gas dry - Washer] | E | Yes | Food Service | Appliances | REPL | 70679.5805 | 10120.5619 | 6.9838
| Clothes Washer Elec WH_Com, G - Oth [unit w/ gas dry - Dryer] | G | Yes | Food Service | Other | NC | 3885.0193 | 556.2577 | 6.9842
| Clothes Washer Elec WH_Com, G - Oth [unit w/ gas dry - Dryer] | G | Yes | Food Service | Other | REPL | 70679.5805 | 10120.5619 | 6.9838
| Clothes Washer Elec WH_Com, E - HWat [unit w/ gas dry - Water Heater] | E | Yes | Food Service | Water Heating | NC | 3885.0193 | 556.2577 | 6.9842
| Clothes Washer Elec WH_Com, E - HWat [unit w/ gas dry - Water Heater] | E | Yes | Food Service | Water Heating | REPL | 70679.5805 | 10120.5619 | 6.9838
| Clothes Washer Elec WH_Com, E - Appl [unit w/ propane dry - Washer] | E | Yes | Food Service | Appliances | NC | 1551.2782 | 222.5031 | 6.9719
| Clothes Washer Elec WH_Com, E - Appl [unit w/ propane dry - Washer] | E | Yes | Food Service | Appliances | REPL | 28223.3906 | 4048.2248 | 6.9718
| Clothes Washer Elec WH_Com, P - Oth [unit w/ propane dry - Dryer] | Prp | Yes | Food Service | Other | NC | 1551.2782 | 222.5031 | 6.9719
| Clothes Washer Elec WH_Com, P - Oth [unit w/ propane dry - Dryer] | Prp | Yes | Food Service | Other | REPL | 28223.3906 | 4048.2248 | 6.9718
| Clothes Washer Elec WH_Com, E - HWat [unit w/ propane dry - Water Heater] | E | Yes | Food Service | Water Heating | NC | 1551.2782 | 222.5031 | 6.9719
| Clothes Washer Elec WH_Com, E - HWat [unit w/ propane dry - Water Heater] | E | Yes | Food Service | Water Heating | REPL | 28223.3906 | 4048.2248 | 6.9718
| Clothes Washer Gas WH_Com, E - Appl [unit w/ elec dry - Washer] | E | Yes | Food Service | Appliances | NC | 9400.789 | 1112.5155 | 8.45
| Clothes Washer Gas WH_Com, E - Appl [unit w/ elec dry - Washer] | E | Yes | Food Service | Appliances | REPL | 170362.5969 | 20241.1239 | 8.4167
| Clothes Washer Gas WH_Com, E - Appl [unit w/ elec dry - Dryer] | E | Yes | Food Service | Appliances | NC | 9400.789 | 1112.5155 | 8.45
| Clothes Washer Gas WH_Com, E - Appl [unit w/ elec dry - Dryer] | E | Yes | Food Service | Appliances | REPL | 170362.5969 | 20241.1239 | 8.4167
| Clothes Washer Gas WH_Com, G - HWat [unit w/ elec dry - Water Heater] | G | Yes | Food Service | Water Heating | NC | 9400.789 | 1112.5155 | 8.45
| Clothes Washer Gas WH_Com, G - HWat [unit w/ elec dry - Water Heater] | G | Yes | Food Service | Water Heating | REPL | 170362.5969 | 20241.1239 | 8.4167
| Clothes Washer Gas WH_Com, E - Appl [unit w/ gas dry - Washer] | E | Yes | Food Service | Appliances | NC | 33184.4655 | 4338.8104 | 7.6483
| Clothes Washer Gas WH_Com, E - Appl [unit w/ gas dry - Washer] | E | Yes | Food Service | Appliances | REPL | 601088.9559 | 78940.3832 | 7.6145
| Clothes Washer Gas WH_Com, G - Oth [unit w/ gas dry - Dryer] | G | Yes | Food Service | Other | NC | 33184.4655 | 4338.8104 | 7.6483
| Clothes Washer Gas WH_Com, G - Oth [unit w/ gas dry - Dryer] | G | Yes | Food Service | Other | REPL | 601088.9559 | 78940.3832 | 7.6145
| Clothes Washer Gas WH_Com, G - HWat [unit w/ gas dry - Water Heater] | G | Yes | Food Service | Water Heating | NC | 33184.4655 | 4338.8104 | 7.6483
| Clothes Washer Gas WH_Com, G - HWat [unit w/ gas dry - Water Heater] | G | Yes | Food Service | Water Heating | REPL | 601088.9559 | 78940.3832 | 7.6145
| Clothes Washer Gas WH_Com, E - Appl [unit w/ propane dry - Washer] | E | Yes | Food Service | Appliances | NC | 1699.038 | 222.5031 | 7.636
| Clothes Washer Gas WH_Com, E - Appl [unit w/ propane dry - Washer] | E | Yes | Food Service | Appliances | REPL | 30776.633 | 4048.2248 | 7.6025
| Clothes Washer Gas WH_Com, P - Oth [unit w/ propane dry - Dryer] | Prp | Yes | Food Service | Other | NC | 1699.038 | 222.5031 | 7.636
| Clothes Washer Gas WH_Com, P - Oth [unit w/ propane dry - Dryer] | Prp | Yes | Food Service | Other | REPL | 30776.633 | 4048.2248 | 7.6025
| Clothes Washer Gas WH_Com, G - HWat [unit w/ propane dry - Water Heater] | G | Yes | Food Service | Water Heating | NC | 1699.038 | 222.5031 | 7.636
| Clothes Washer Gas WH_Com, G - HWat [unit w/ propane dry - Water Heater] | G | Yes | Food Service | Water Heating | REPL | 30776.633 | 4048.2248 | 7.6025
| Clothes Washer Oil WH_Com, E - Appl [unit w/ elec dry - Washer] | E | Yes | Food Service | Appliances | NC | 9470.5092 | 1335.0186 | 7.0939
| Clothes Washer Oil WH_Com, E - Appl [unit w/ elec dry - Washer] | E | Yes | Food Service | Appliances | REPL | 172304.603 | 24289.3487 | 7.0938
| Clothes Washer Oil WH_Com, E - Appl [unit w/ elec dry - Dryer] | E | Yes | Food Service | Appliances | NC | 9470.5092 | 1335.0186 | 7.0939
| Clothes Washer Oil WH_Com, E - Appl [unit w/ elec dry - Dryer] | E | Yes | Food Service | Appliances | REPL | 172304.603 | 24289.3487 | 7.0938
| Clothes Washer Oil WH_Com, O - HWat [unit w/ elec dry - Water Heater] | O | Yes | Food Service | Water Heating | NC | 9470.5092 | 1335.0186 | 7.0939
| Clothes Washer Oil WH_Com, O - HWat [unit w/ elec dry - Water Heater] | O | Yes | Food Service | Water Heating | REPL | 172304.603 | 24289.3487 | 7.0938
| Clothes Washer Oil WH_Com, E - Appl [unit w/ gas dry - Washer] | E | Yes | Food Service | Appliances | NC | 1400.0279 | 222.5031 | 6.2922
| Clothes Washer Oil WH_Com, E - Appl [unit w/ gas dry - Washer] | E | Yes | Food Service | Appliances | REPL | 25469.9891 | 4048.2248 | 6.2916
| Clothes Washer Oil WH_Com, G - Oth [unit w/ gas dry - Dryer] | G | Yes | Food Service | Other | NC | 1400.0279 | 222.5031 | 6.2922
| Clothes Washer Oil WH_Com, G - Oth [unit w/ gas dry - Dryer] | G | Yes | Food Service | Other | REPL | 25469.9891 | 4048.2248 | 6.2916
| Clothes Washer Oil WH_Com, O - HWat [unit w/ gas dry - Water Heater] | O | Yes | Food Service | Water Heating | NC | 1400.0279 | 222.5031 | 6.2922
| Clothes Washer Oil WH_Com, O - HWat [unit w/ gas dry - Water Heater] | O | Yes | Food Service | Water Heating | REPL | 25469.9891 | 4048.2248 | 6.2916
| Clothes Washer Oil WH_Com, E - Appl [unit w/ propane dry - Washer] | E | Yes | Food Service | Appliances | NC | 2095.9475 | 333.7546 | 6.2799
| Clothes Washer Oil WH_Com, E - Appl [unit w/ propane dry - Washer] | E | Yes | Food Service | Appliances | REPL | 38132.3212 | 6072.3372 | 6.2797
| Clothes Washer Oil WH_Com, P - Oth [unit w/ propane dry - Dryer] | Prp | Yes | Food Service | Other | NC | 2095.9475 | 333.7546 | 6.2799
| Clothes Washer Oil WH_Com, P - Oth [unit w/ propane dry - Dryer] | Prp | Yes | Food Service | Other | REPL | 38132.3212 | 6072.3372 | 6.2797
| Clothes Washer Oil WH_Com, O - HWat [unit w/ propane dry - Water Heater] | O | Yes | Food Service | Water Heating | NC | 2095.9475 | 333.7546 | 6.2799
| Clothes Washer Oil WH_Com, O - HWat [unit w/ propane dry - Water Heater] | O | Yes | Food Service | Water Heating | REPL | 38132.3212 | 6072.3372 | 6.2797
| Clothes Washer Propane WH_Com, E - Appl [unit w/ elec dry - Washer] | E | Yes | Food Service | Appliances | NC | 1593.4978 | 245.1221 | 6.5008
| Clothes Washer Propane WH_Com, E - Appl [unit w/ elec dry - Washer] | E | Yes | Food Service | Appliances | REPL | 28985.0568 | 4457.1685 | 6.503
| Clothes Washer Propane WH_Com, E - Appl [unit w/ elec dry - Dryer] | E | Yes | Food Service | Appliances | NC | 1593.4978 | 245.1221 | 6.5008
| Clothes Washer Propane WH_Com, E - Appl [unit w/ elec dry - Dryer] | E | Yes | Food Service | Appliances | REPL | 28985.0568 | 4457.1685 | 6.503
| Clothes Washer Propane WH_Com, P - HWat [unit w/ elec dry - Water Heater] | Prp | Yes | Food Service | Water Heating | NC | 1593.4978 | 245.1221 | 6.5008
| Clothes Washer Propane WH_Com, P - HWat [unit w/ elec dry - Water Heater] | Prp | Yes | Food Service | Water Heating | REPL | 28985.0568 | 4457.1685 | 6.503
| Clothes Washer Propane WH_Com, E - Appl [unit w/ gas dry - Washer] | E | Yes | Food Service | Appliances | NC | 707.5537 | 122.3182 | 5.7845
| Clothes Washer Propane WH_Com, E - Appl [unit w/ gas dry - Washer] | E | Yes | Food Service | Appliances | REPL | 12868.806 | 2220.5165 | 5.7954
| Clothes Washer Propane WH_Com, G - Oth [unit w/ gas dry - Dryer] | G | Yes | Food Service | Other | NC | 707.5537 | 122.3182 | 5.7845
| Clothes Washer Propane WH_Com, G - Oth [unit w/ gas dry - Dryer] | G | Yes | Food Service | Other | REPL | 12868.806 | 2220.5165 | 5.7954
| Clothes Washer Propane WH_Com, P - HWat [unit w/ gas dry - Water Heater] | Prp | Yes | Food Service | Water Heating | NC | 707.5537 | 122.3182 | 5.7845
| Clothes Washer Propane WH_Com, P - HWat [unit w/ gas dry - Water Heater] | Prp | Yes | Food Service | Water Heating | REPL | 12868.806 | 2220.5165 | 5.7954
| Clothes Washer Propane WH_Com, E - Appl [unit w/ propane dry - Washer] | E | Yes | Food Service | Appliances | NC | 1413.3107 | 229.8562 | 6.1487
| Clothes Washer Propane WH_Com, E - Appl [unit w/ propane dry - Washer] | E | Yes | Food Service | Appliances | REPL | 25705.7242 | 4178.7227 | 6.1516
| Clothes Washer Propane WH_Com, P - Oth [unit w/ propane dry - Dryer] | Prp | Yes | Food Service | Other | NC | 1413.3107 | 229.8562 | 6.1487
| Clothes Washer Propane WH_Com, P - Oth [unit w/ propane dry - Dryer] | Prp | Yes | Food Service | Other | REPL | 25705.7242 | 4178.7227 | 6.1516
| Clothes Washer Propane WH_Com, P - HWat [unit w/ propane dry - Water Heater] | Prp | Yes | Food Service | Water Heating | NC | 1413.3107 | 229.8562 | 6.1487
| Clothes Washer Propane WH_Com, P - HWat [unit w/ propane dry - Water Heater] | Prp | Yes | Food Service | Water Heating | REPL | 25705.7242 | 4178.7227 | 6.1516
| Dishwasher_Com, E - Appl [Building w elec WH] | E | Yes | Food Service | Appliances | NC | 3614.8601 | 1360.4361 | 2.6571
| Dishwasher_Com, E - Appl [Building w elec WH] | E | Yes | Food Service | Appliances | REPL | 37507.8335 | 14115.9017 | 2.6571
| Dishwasher_Com, E - HWat [Building w elec WH] | E | Yes | Food Service | Water Heating | NC | 1352.8131 | 0 | 0
| Dishwasher_Com, E - HWat [Building w elec WH] | E | Yes | Food Service | Water Heating | REPL | 14036.8055 | 0 | 0
| Dishwasher_Com, E - Appl [Building w gas WH] | E | Yes | Food Service | Appliances | NC | 9037.1503 | 3401.0902 | 2.6571
| Dishwasher_Com, E - Appl [Building w gas WH] | E | Yes | Food Service | Appliances | REPL | 93769.5837 | 35289.7541 | 2.6571
| Dishwasher_Com, G - HWat [Building w gas WH] | G | Yes | Food Service | Water Heating | NC | 15201.337 | 0 | 0
| Dishwasher_Com, G - HWat [Building w gas WH] | G | Yes | Food Service | Water Heating | REPL | 153857.1927 | 0 | 0
| Dishwasher_Com, E - Appl [Building w oil WH] | E | Yes | Food Service | Appliances | NC | 903.715 | 340.109 | 2.6571
| Dishwasher_Com, E - Appl [Building w oil WH] | E | Yes | Food Service | Appliances | REPL | 9376.9584 | 3528.9754 | 2.6571
| Dishwasher_Com, O - HWat [Building w oil WH] | O | Yes | Food Service | Water Heating | NC | 3.8079 | 0 | 0
| Dishwasher_Com, O - HWat [Building w oil WH] | O | Yes | Food Service | Water Heating | REPL | 38.5409 | 0 | 0
| Dishwasher_Com, E - Appl [Building w propane WH] | E | Yes | Food Service | Appliances | NC | 903.715 | 340.109 | 2.6571
| Dishwasher_Com, E - Appl [Building w propane WH] | E | Yes | Food Service | Appliances | REPL | 9376.9584 | 3528.9754 | 2.6571
| Dishwasher_Com, P - HWat [Building w propane WH] | Prp | Yes | Food Service | Water Heating | NC | 244.4934 | 0 | 0
| Dishwasher_Com, P - HWat [Building w propane WH] | Prp | Yes | Food Service | Water Heating | REPL | 2474.5893 | 0 | 0
| Faucet Aerator_Com, E - HWat | E | Yes | Food Service | Water Heating | RET | 14624.4997 | 1052.1021 | 13.9003
| Faucet Aerator_Com, G - HWat | G | Yes | Food Service | Water Heating | RET | 65037.7783 | 9277.0127 | 7.0106
| Faucet Aerator_Com, O - HWat | O | Yes | Food Service | Water Heating | RET | 160.6482 | 6.5549 | 24.5082
| Faucet Aerator_Com, P - HWat | Prp | Yes | Food Service | Water Heating | RET | 3430.8046 | 111.1834 | 30.8572
| Pre Rinse Sprayers_Com, E - HWat | E | Yes | Food Service | Water Heating | RET | 53772.4364 | 1138.8805 | 47.2152
| Pre Rinse Sprayers_Com, G - HWat | G | Yes | Food Service | Water Heating | RET | 283338.3152 | 10823.2482 | 26.1787
| Pre Rinse Sprayers_Com, O - HWat | O | Yes | Food Service | Water Heating | RET | 625.7463 | 7.6474 | 81.8247
| Pre Rinse Sprayers_Com, P - HWat | Prp | Yes | Food Service | Water Heating | RET | 13050.3658 | 129.7147 | 100.6082
| Heat Pump Water Heater_Com, E - HWat | E | Yes | Food Service | Water Heating | NC | 87032.0417 | 45496.8773 | 1.9129
| Heat Pump Water Heater_Com, E - HWat | E | Yes | Food Service | Water Heating | RET | 487994.26 | 317228.951 | 1.5383
| Heat Pump Water Heater_Com, E - HWat | E | Yes | Food Service | Water Heating | REPL | 57117.6311 | 29858.8176 | 1.9129
| FF Storage Water Heater_Com, G - HWat | G | No | Food Service | Water Heating | NC | 57180.6118 | 147793.1218 | 0.3869
| FF Storage Water Heater_Com, G - HWat | G | No | Food Service | Water Heating | RET | 363152.8055 | 3315987.1735 | 0.10952
| FF Storage Water Heater_Com, G - HWat | G | No | Food Service | Water Heating | REPL | 103140.9512 | 266585.5202 | 0.3869
| FF Storage Water Heater_Com, O - HWat | O | Yes | Food Service | Water Heating | NC | 142.8969 | 104.4264 | 1.3684
| FF Storage Water Heater_Com, O - HWat | O | No | Food Service | Water Heating | RET | 907.5353 | 2342.9816 | 0.38734
| FF Storage Water Heater_Com, O - HWat | O | Yes | Food Service | Water Heating | REPL | 257.7539 | 188.3617 | 1.3684
| FF Storage Water Heater_Com, P - HWat | Prp | Yes | Food Service | Water Heating | NC | 3056.8307 | 1771.2747 | 1.7258
| FF Storage Water Heater_Com, P - HWat | Prp | No | Food Service | Water Heating | RET | 19413.864 | 39741.5245 | 0.4885
| FF Storage Water Heater_Com, P - HWat | Prp | Yes | Food Service | Water Heating | REPL | 5513.8344 | 3194.9808 | 1.7258
| FF Instantaneous Water Heater_Com, G - HWat | G | No | Food Service | Water Heating | NC | 111924.9154 | 438612.7846 | 0.25518
| FF Instantaneous Water Heater_Com, G - HWat | G | No | Food Service | Water Heating | RET | 517800.1351 | 5842441.4391 | 0.088627
| FF Instantaneous Water Heater_Com, G - HWat | G | No | Food Service | Water Heating | REPL | 9.9436e-11 | 3.8967e-10 | 0.25518
| FF Instantaneous Water Heater_Com, O - HWat | O | No | Food Service | Water Heating | NC | 281.5582 | 309.9112 | 0.90851
| FF Instantaneous Water Heater_Com, O - HWat | O | No | Food Service | Water Heating | RET | 1302.5776 | 4128.1019 | 0.31554
| FF Instantaneous Water Heater_Com, O - HWat | O | No | Food Service | Water Heating | REPL | 2.5014e-13 | 2.7533e-13 | 0.90851
| FF Instantaneous Water Heater_Com, P - HWat | Prp | Yes | Food Service | Water Heating | NC | 6051.3558 | 5256.6974 | 1.1512
| FF Instantaneous Water Heater_Com, P - HWat | Prp | No | Food Service | Water Heating | RET | 27995.4897 | 70020.6362 | 0.39982
| FF Instantaneous Water Heater_Com, P - HWat | Prp | Yes | Food Service | Water Heating | REPL | 5.3761e-12 | 4.6701e-12 | 1.1512
| Clothes Dryer_Com, E - Appl | E | Yes | Food Service | Appliances | NC | 8598.58 | 183.0288 | 46.9794
| Clothes Dryer_Com, E - Appl | E | Yes | Food Service | Appliances | RET | 47040.8398 | 3457.0605 | 13.6072
| Clothes Dryer_Com, E - Appl | E | Yes | Food Service | Appliances | REPL | 2790.1604 | 59.3912 | 46.9794
| Clothes Dryer_Com, G - Oth | G | Yes | Food Service | Other | NC | 195.4577 | 185.3954 | 1.0543
| Clothes Dryer_Com, G - Oth | G | No | Food Service | Other | RET | 1043.0538 | 4022.4085 | 0.25931
| Clothes Dryer_Com, G - Oth | G | Yes | Food Service | Other | REPL | 61.8673 | 58.6823 | 1.0543
| Clothes Dryer_Com, P - Oth | Prp | Yes | Food Service | Other | NC | 64.9108 | 13.8375 | 4.6909
| Clothes Dryer_Com, P - Oth | Prp | Yes | Food Service | Other | RET | 346.3941 | 300.2234 | 1.1538
| Clothes Dryer_Com, P - Oth | Prp | Yes | Food Service | Other | REPL | 20.5459 | 4.3799 | 4.6909
| Pnemautic to DDC_Com, E - TotE [Building w Elec Heat] | E | Yes | Food Service | Total Electric | RET | 333156.1069 | 255714.1496 | 1.3028
| Pnemautic to DDC_Com, E - TotE [Building w Gas Heat] | E | No | Food Service | Total Electric | RET | 821487.0222 | 985978.0426 | 0.83317
| Pnemautic to DDC_Com, G - TotF [Building w Gas Heat] | G | No | Food Service | Total FF | RET | 821487.0222 | 985978.0426 | 0.83317
| Pnemautic to DDC_Com, E - TotE [Building w Oil Heat] | E | No | Food Service | Total Electric | RET | 146191.7239 | 265283.5447 | 0.55108
| Pnemautic to DDC_Com, O - TotF [Building w Oil Heat] | O | No | Food Service | Total FF | RET | 146191.7239 | 265283.5447 | 0.55108
| Pnemautic to DDC_Com, E - TotE [Building w Propane Heat] | E | No | Food Service | Total Electric | RET | 53661.0939 | 79947.7391 | 0.6712
| Pnemautic to DDC_Com, P - TotF [Building w Propane Heat] | Prp | No | Food Service | Total FF | RET | 53661.0939 | 79947.7391 | 0.6712
| RCx_Com, E - TotE [Building w Elec Heat] | E | Yes | Food Service | Total Electric | RET | 715687.0787 | 136986.2993 | 5.2245
| RCx_Com, E - TotE [Building w Gas Heat] | E | Yes | Food Service | Total Electric | RET | 2100957.2574 | 435695.1971 | 4.8221
| RCx_Com, G - TotF [Building w Gas Heat] | G | Yes | Food Service | Total FF | RET | 2100957.2574 | 435695.1971 | 4.8221
| RCx_Com, E - TotE [Building w Oil Heat] | E | Yes | Food Service | Total Electric | RET | 461983.5201 | 117226.5115 | 3.9409
| RCx_Com, O - TotF [Building w Oil Heat] | O | Yes | Food Service | Total FF | RET | 461983.5201 | 117226.5115 | 3.9409
| RCx_Com, E - TotE [Building w Propane Heat] | E | Yes | Food Service | Total Electric | RET | 152047.5334 | 35328.2167 | 4.3039
| RCx_Com, P - TotF [Building w Propane Heat] | Prp | Yes | Food Service | Total FF | RET | 152047.5334 | 35328.2167 | 4.3039
| Commissioning_Com, E - TotE [Building w Elec Heat] | E | Yes | Food Service | Total Electric | NC | 0 | 0 | 0
| Commissioning_Com, E - TotE [Building w Gas Heat] | E | Yes | Food Service | Total Electric | NC | 0 | 0 | 0
| Commissioning_Com, G - TotF [Building w Gas Heat] | G | Yes | Food Service | Total FF | NC | 0 | 0 | 0
| Commissioning_Com, E - TotE [Building w Oil Heat] | E | Yes | Food Service | Total Electric | NC | 0 | 0 | 0
| Commissioning_Com, O - TotF [Building w Oil Heat] | O | Yes | Food Service | Total FF | NC | 0 | 0 | 0
| Commissioning_Com, E - TotE [Building w Propane Heat] | E | Yes | Food Service | Total Electric | NC | 0 | 0 | 0
| Commissioning_Com, P - TotF [Building w Propane Heat] | Prp | Yes | Food Service | Total FF | NC | 0 | 0 | 0
| Integrated Building Design_Com, E - TotE [Building w Elec Heat] | E | Yes | Food Service | Total Electric | NC | 72994.1478 | 3174.609 | 22.9931
| Integrated Building Design_Com, E - TotE [Building w Gas Heat] | E | Yes | Food Service | Total Electric | NC | 215941.8697 | 10097.0821 | 21.3866
| Integrated Building Design_Com, G - TotF [Building w Gas Heat] | G | Yes | Food Service | Total FF | NC | 215941.8697 | 10097.0821 | 21.3866
| Integrated Building Design_Com, E - TotE [Building w Oil Heat] | E | Yes | Food Service | Total Electric | NC | 47421.9815 | 2716.6829 | 17.4558
| Integrated Building Design_Com, O - TotF [Building w Oil Heat] | O | Yes | Food Service | Total FF | NC | 47421.9815 | 2716.6829 | 17.4558
| Integrated Building Design_Com, E - TotE [Building w Propane Heat] | E | Yes | Food Service | Total Electric | NC | 15661.8308 | 818.7189 | 19.1297
| Integrated Building Design_Com, P - TotF [Building w Propane Heat] | Prp | Yes | Food Service | Total FF | NC | 15661.8308 | 818.7189 | 19.1297
| Deep Energy Retrofit_Com, E - TotE [Building w Elec Heat] | E | Yes | Food Service | Total Electric | RET | 335662.9635 | 94219.4001 | 3.5626
| Deep Energy Retrofit_Com, E - TotE [Building w Gas Heat] | E | Yes | Food Service | Total Electric | RET | 985456.2643 | 299671.8674 | 3.2885
| Deep Energy Retrofit_Com, G - TotF [Building w Gas Heat] | G | Yes | Food Service | Total FF | RET | 985456.2643 | 299671.8674 | 3.2885
| Deep Energy Retrofit_Com, E - TotE [Building w Oil Heat] | E | Yes | Food Service | Total Electric | RET | 217243.52 | 80628.5858 | 2.6944
| Deep Energy Retrofit_Com, O - TotF [Building w Oil Heat] | O | Yes | Food Service | Total FF | RET | 217243.52 | 80628.5858 | 2.6944
| Deep Energy Retrofit_Com, E - TotE [Building w Propane Heat] | E | Yes | Food Service | Total Electric | RET | 71617.1472 | 24298.8051 | 2.9474
| Deep Energy Retrofit_Com, P - TotF [Building w Propane Heat] | Prp | Yes | Food Service | Total FF | RET | 71617.1472 | 24298.8051 | 2.9474
| EMS_Com, E - TotE [Building w Elec Heat] | E | Yes | Food Service | Total Electric | NC | 132771.9328 | 42701.6044 | 3.1093
| EMS_Com, E - TotE [Building w Elec Heat] | E | Yes | Food Service | Total Electric | RET | 2125120.8096 | 543671.9256 | 3.9088
| EMS_Com, E - TotE [Building w Gas Heat] | E | Yes | Food Service | Total Electric | NC | 401475.2535 | 135815.6549 | 2.956
| EMS_Com, E - TotE [Building w Gas Heat] | E | Yes | Food Service | Total Electric | RET | 6374714.1341 | 3458378.6561 | 1.8433
| EMS_Com, G - TotF [Building w Gas Heat] | G | Yes | Food Service | Total FF | NC | 401475.2535 | 135815.6549 | 2.956
| EMS_Com, G - TotF [Building w Gas Heat] | G | Yes | Food Service | Total FF | RET | 6374714.1341 | 3458378.6561 | 1.8433
| EMS_Com, E - TotE [Building w Oil Heat] | E | Yes | Food Service | Total Electric | NC | 87208.4329 | 36542.0494 | 2.3865
| EMS_Com, E - TotE [Building w Oil Heat] | E | Yes | Food Service | Total Electric | RET | 1390237.1886 | 930498.3573 | 1.4941
| EMS_Com, O - TotF [Building w Oil Heat] | O | Yes | Food Service | Total FF | NC | 87208.4329 | 36542.0494 | 2.3865
| EMS_Com, O - TotF [Building w Oil Heat] | O | Yes | Food Service | Total FF | RET | 1390237.1886 | 930498.3573 | 1.4941
| EMS_Com, E - TotE [Building w Propane Heat] | E | Yes | Food Service | Total Electric | NC | 28952.4863 | 11012.5724 | 2.629
| EMS_Com, E - TotE [Building w Propane Heat] | E | Yes | Food Service | Total Electric | RET | 460669.5829 | 280421.6145 | 1.6428
| EMS_Com, P - TotF [Building w Propane Heat] | Prp | Yes | Food Service | Total FF | NC | 28952.4863 | 11012.5724 | 2.629
| EMS_Com, P - TotF [Building w Propane Heat] | Prp | Yes | Food Service | Total FF | RET | 460669.5829 | 280421.6145 | 1.6428
| VFDs on HVAC Pumps_Com, E - Oth | E | Yes | Food Service | Other | RET | 255100.7727 | 62726.0843 | 4.0669
| ECM Circulators_Com, E - Oth | E | Yes | Food Service | Other | RET | 545880.1683 | 205868.9799 | 2.6516
| Motors_Com, E - Oth | E | Yes | Food Service | Other | NC | 8924.9145 | 3059.6634 | 2.917
| Motors_Com, E - Oth | E | Yes | Food Service | Other | RET | 86769.4252 | 49955.6733 | 1.7369
| Motors_Com, E - Oth | E | Yes | Food Service | Other | REPL | 520.646 | 178.4893 | 2.917
| Ext Area Ltg_Com, E - ExtL | E | Yes | Food Service | Exterior Lighting | NC | 26473.2739 | 4399.253 | 6.0177
| Ext Area Ltg_Com, E - ExtL | E | Yes | Food Service | Exterior Lighting | RET | 173739.5322 | 28871.5387 | 6.0177
| Ext Area Ltg_Com, E - ExtL | E | Yes | Food Service | Exterior Lighting | REPL | 230599.7486 | 38320.4068 | 6.0177
| Street Ltg_Com, E - ExtL | E | Yes | Food Service | Exterior Lighting | NC | 4927.7913 | 696.6633 | 7.0734
| Street Ltg_Com, E - ExtL | E | Yes | Food Service | Exterior Lighting | RET | 32340.2447 | 4572.0811 | 7.0734
| Street Ltg_Com, E - ExtL | E | Yes | Food Service | Exterior Lighting | REPL | 42924.3259 | 6068.3987 | 7.0734
| Ext Ltg Ctrls_Com, E - ExtL | E | Yes | Food Service | Exterior Lighting | RET | 161713.3513 | 25111.276 | 6.4399
| Ext Ltg Dsgn_Com, E - ExtL | E | Yes | Food Service | Exterior Lighting | NC | 3787.3157 | 517.6744 | 7.316
| Ext Ltg Dsgn_Com, E - ExtL | E | Yes | Food Service | Exterior Lighting | REPL | 33140.666 | 4529.8772 | 7.316
| Int Ltg Ctrls_Com, E - IntL [No Heat] | E | Yes | Food Service | Interior Lighting | RET | 297253.7373 | 46039.1507 | 6.4565
| Int Ltg Ctrls_Com, E - IntL [Electric Heat] | E | Yes | Food Service | Interior Lighting | RET | 260005.3922 | 53314.2967 | 4.8768
| Int Ltg Ctrls_Com, E/G - IntL | E | Yes | Food Service | Interior Lighting | RET | 1294231.1867 | 292911.1924 | 4.4185
| Int Ltg Ctrls_Com, E/O - IntL | E | Yes | Food Service | Interior Lighting | RET | 121889.0513 | 50905.708 | 2.3944
| Int Ltg Ctrls_Com, E/P - IntL | E | Yes | Food Service | Interior Lighting | RET | 37394.082 | 18218.1955 | 2.0526
| Exit Sign RetFit_Com, E - IntL [No Heat] | E | Yes | Food Service | Interior Lighting | RET | 12338.3891 | 2519.3156 | 4.8975
| Exit Sign RetFit_Com, E - IntL [Electric Heat] | E | Yes | Food Service | Interior Lighting | RET | 12409.691 | 2922.5772 | 4.2461
| Exit Sign RetFit_Com, E/G - IntL | E | Yes | Food Service | Interior Lighting | RET | 55322.044 | 16305.7378 | 3.3928
| Exit Sign RetFit_Com, E/O - IntL | E | Yes | Food Service | Interior Lighting | RET | 5162.9549 | 2862.2461 | 1.8038
| Exit Sign RetFit_Com, E/P - IntL | E | Yes | Food Service | Interior Lighting | RET | 1583.4872 | 1028.0042 | 1.5404
| LED HiLo Bay_Com, E - IntL [No Heat] | E | Yes | Food Service | Interior Lighting | NC | 0.45477 | 0.12363 | 3.6786
| LED HiLo Bay_Com, E - IntL [No Heat] | E | Yes | Food Service | Interior Lighting | RET | 3.5295 | 0.95946 | 3.6786
| LED HiLo Bay_Com, E - IntL [No Heat] | E | Yes | Food Service | Interior Lighting | REPL | 0.17801 | 0.04839 | 3.6786
| LED HiLo Bay_Com, E - IntL [Electric Heat] | E | Yes | Food Service | Interior Lighting | NC | 0.39849 | 0.14342 | 2.7786
| LED HiLo Bay_Com, E - IntL [Electric Heat] | E | Yes | Food Service | Interior Lighting | RET | 3.0926 | 1.113 | 2.7786
| LED HiLo Bay_Com, E - IntL [Electric Heat] | E | Yes | Food Service | Interior Lighting | REPL | 0.15598 | 0.056135 | 2.7786
| LED HiLo Bay_Com, E/G - IntL | E | Yes | Food Service | Interior Lighting | NC | 1.9987 | 0.70163 | 2.8486
| LED HiLo Bay_Com, E/G - IntL | E | Yes | Food Service | Interior Lighting | RET | 15.5116 | 5.4453 | 2.8486
| LED HiLo Bay_Com, E/G - IntL | E | Yes | Food Service | Interior Lighting | REPL | 0.78232 | 0.27463 | 2.8486
| LED HiLo Bay_Com, E/O - IntL | E | Yes | Food Service | Interior Lighting | NC | 0.18653 | 0.1082 | 1.724
| LED HiLo Bay_Com, E/O - IntL | E | Yes | Food Service | Interior Lighting | RET | 1.4476 | 0.83971 | 1.724
| LED HiLo Bay_Com, E/O - IntL | E | Yes | Food Service | Interior Lighting | REPL | 0.07301 | 0.04235 | 1.724
| LED HiLo Bay_Com, E/P - IntL | E | Yes | Food Service | Interior Lighting | NC | 0.057208 | 0.038037 | 1.504
| LED HiLo Bay_Com, E/P - IntL | E | Yes | Food Service | Interior Lighting | RET | 0.44399 | 0.2952 | 1.504
| LED HiLo Bay_Com, E/P - IntL | E | Yes | Food Service | Interior Lighting | REPL | 0.022392 | 0.014888 | 1.504
| Repl Scre_Com, E - IntL [No Heat] | E | Yes | Food Service | Interior Lighting | NC | 0 | 0 | 0
| Repl Scre_Com, E - IntL [No Heat] | E | Yes | Food Service | Interior Lighting | RET | 0 | 0 | 0
| Repl Scre_Com, E - IntL [No Heat] | E | Yes | Food Service | Interior Lighting | REPL | 0 | 0 | 0
| Repl Scre_Com, E - IntL [Electric Heat] | E | Yes | Food Service | Interior Lighting | NC | 0 | 0 | 0
| Repl Scre_Com, E - IntL [Electric Heat] | E | Yes | Food Service | Interior Lighting | RET | 0 | 0 | 0
| Repl Scre_Com, E - IntL [Electric Heat] | E | Yes | Food Service | Interior Lighting | REPL | 0 | 0 | 0
| Repl Scre_Com, E/G - IntL | E | Yes | Food Service | Interior Lighting | NC | 0 | 0 | 0
| Repl Scre_Com, E/G - IntL | E | Yes | Food Service | Interior Lighting | RET | 0 | 0 | 0
| Repl Scre_Com, E/G - IntL | E | Yes | Food Service | Interior Lighting | REPL | 0 | 0 | 0
| Repl Scre_Com, E/O - IntL | E | Yes | Food Service | Interior Lighting | NC | 0 | 0 | 0
| Repl Scre_Com, E/O - IntL | E | Yes | Food Service | Interior Lighting | RET | 0 | 0 | 0
| Repl Scre_Com, E/O - IntL | E | Yes | Food Service | Interior Lighting | REPL | 0 | 0 | 0
| Repl Scre_Com, E/P - IntL | E | Yes | Food Service | Interior Lighting | NC | 0 | 0 | 0
| Repl Scre_Com, E/P - IntL | E | Yes | Food Service | Interior Lighting | RET | 0 | 0 | 0
| Repl Scre_Com, E/P - IntL | E | Yes | Food Service | Interior Lighting | REPL | 0 | 0 | 0
| Lin LED Fixture_Com, E - IntL [No Heat] | E | Yes | Food Service | Interior Lighting | NC | 5549.5823 | 1857.0608 | 2.9884
| Lin LED Fixture_Com, E - IntL [No Heat] | E | Yes | Food Service | Interior Lighting | RET | 30464.9834 | 15446.242 | 1.9723
| Lin LED Fixture_Com, E - IntL [No Heat] | E | Yes | Food Service | Interior Lighting | REPL | 3758.6481 | 1257.7592 | 2.9884
| Lin LED Fixture_Com, E - IntL [Electric Heat] | E | Yes | Food Service | Interior Lighting | NC | 5581.6526 | 2154.3166 | 2.5909
| Lin LED Fixture_Com, E - IntL [Electric Heat] | E | Yes | Food Service | Interior Lighting | RET | 30641.0366 | 17918.6896 | 1.71
| Lin LED Fixture_Com, E - IntL [Electric Heat] | E | Yes | Food Service | Interior Lighting | REPL | 3780.3688 | 1459.086 | 2.5909
| Lin LED Fixture_Com, E/G - IntL | E | Yes | Food Service | Interior Lighting | NC | 24882.8461 | 9603.6294 | 2.591
| Lin LED Fixture_Com, E/G - IntL | E | Yes | Food Service | Interior Lighting | RET | 136596.856 | 74934.5322 | 1.8229
| Lin LED Fixture_Com, E/G - IntL | E | Yes | Food Service | Interior Lighting | REPL | 16852.7751 | 6504.3929 | 2.591
| Lin LED Fixture_Com, E/O - IntL | E | Yes | Food Service | Interior Lighting | NC | 2322.2029 | 1314.1563 | 1.7671
| Lin LED Fixture_Com, E/O - IntL | E | Yes | Food Service | Interior Lighting | RET | 12747.9636 | 9287.3655 | 1.3726
| Lin LED Fixture_Com, E/O - IntL | E | Yes | Food Service | Interior Lighting | REPL | 1572.7929 | 890.0582 | 1.7671
| Lin LED Fixture_Com, E/P - IntL | E | Yes | Food Service | Interior Lighting | NC | 712.2236 | 450.0977 | 1.5824
| Lin LED Fixture_Com, E/P - IntL | E | Yes | Food Service | Interior Lighting | RET | 3909.8224 | 3106.7018 | 1.2585
| Lin LED Fixture_Com, E/P - IntL | E | Yes | Food Service | Interior Lighting | REPL | 482.3783 | 304.8443 | 1.5824
| LED Tube Repl_Com, E - IntL [No Heat] | E | Yes | Food Service | Interior Lighting | RET | 204972.5487 | 11748.7674 | 17.4463
| LED Tube Repl_Com, E - IntL [No Heat] | E | Yes | Food Service | Interior Lighting | REPL | 105775.407 | 6062.9126 | 17.4463
| LED Tube Repl_Com, E - IntL [Electric Heat] | E | Yes | Food Service | Interior Lighting | RET | 206157.0585 | 13629.368 | 15.1259
| LED Tube Repl_Com, E - IntL [Electric Heat] | E | Yes | Food Service | Interior Lighting | REPL | 106386.6694 | 7033.3904 | 15.1259
| LED Tube Repl_Com, E/G - IntL | E | Yes | Food Service | Interior Lighting | RET | 919042.2116 | 114289.3105 | 8.0414
| LED Tube Repl_Com, E/G - IntL | E | Yes | Food Service | Interior Lighting | REPL | 474268.6991 | 58978.6214 | 8.0414
| LED Tube Repl_Com, E/O - IntL | E | Yes | Food Service | Interior Lighting | RET | 85770.0318 | 25864.663 | 3.3161
| LED Tube Repl_Com, E/O - IntL | E | Yes | Food Service | Interior Lighting | REPL | 44261.3418 | 13347.3739 | 3.3161
| LED Tube Repl_Com, E/P - IntL | E | Yes | Food Service | Interior Lighting | RET | 26305.8164 | 9628.9746 | 2.7319
| LED Tube Repl_Com, E/P - IntL | E | Yes | Food Service | Interior Lighting | REPL | 13575.0297 | 4969.0006 | 2.7319
| Repl pin CFL wLED_Com, E - IntL [No Heat] | E | Yes | Food Service | Interior Lighting | RET | 10535.396 | 3385.0967 | 3.1123
| Repl pin CFL wLED_Com, E - IntL [No Heat] | E | Yes | Food Service | Interior Lighting | REPL | 7147.6714 | 2296.597 | 3.1123
| Repl pin CFL wLED_Com, E - IntL [Electric Heat] | E | Yes | Food Service | Interior Lighting | RET | 10596.2787 | 3926.942 | 2.6984
| Repl pin CFL wLED_Com, E - IntL [Electric Heat] | E | Yes | Food Service | Interior Lighting | REPL | 7188.9769 | 2664.2085 | 2.6984
| Repl pin CFL wLED_Com, E/G - IntL | E | Yes | Food Service | Interior Lighting | RET | 47237.9045 | 17638.7528 | 2.6781
| Repl pin CFL wLED_Com, E/G - IntL | E | Yes | Food Service | Interior Lighting | REPL | 32048.2514 | 11966.898 | 2.6781
| Repl pin CFL wLED_Com, E/O - IntL | E | Yes | Food Service | Interior Lighting | RET | 4408.4989 | 2427.3364 | 1.8162
| Repl pin CFL wLED_Com, E/O - IntL | E | Yes | Food Service | Interior Lighting | REPL | 2990.9176 | 1646.8107 | 1.8162
| Repl pin CFL wLED_Com, E/P - IntL | E | Yes | Food Service | Interior Lighting | RET | 1352.0942 | 831.6533 | 1.6258
| Repl pin CFL wLED_Com, E/P - IntL | E | Yes | Food Service | Interior Lighting | REPL | 917.3196 | 564.2298 | 1.6258
| Refrig Case LED_Com, E - IntL | E | Yes | Food Service | Interior Lighting | NC | 19987.1601 | 3930.168 | 5.0856
| Refrig Case LED_Com, E - IntL | E | Yes | Food Service | Interior Lighting | RET | 109315.6259 | 21495.2388 | 5.0856
| Refrig Case LED_Com, E - IntL | E | Yes | Food Service | Interior Lighting | REPL | 34159.4492 | 6716.931 | 5.0856
| Refrig Case Ctrls_Com, E - IntL | E | Yes | Food Service | Interior Lighting | RET | 64393.1707 | 32237.6315 | 1.9975
| Stair Occ Sensor_Com, E - IntL [No Heat] | E | Yes | Food Service | Interior Lighting | NC | 2465.8758 | 841.1512 | 2.9315
| Stair Occ Sensor_Com, E - IntL [No Heat] | E | Yes | Food Service | Interior Lighting | RET | 24274.6761 | 8280.4955 | 2.9315
| Stair Occ Sensor_Com, E - IntL [Electric Heat] | E | Yes | Food Service | Interior Lighting | NC | 2480.1257 | 975.7925 | 2.5417
| Stair Occ Sensor_Com, E - IntL [Electric Heat] | E | Yes | Food Service | Interior Lighting | RET | 24414.9563 | 9605.9371 | 2.5417
| Stair Occ Sensor_Com, E/G - IntL | E | Yes | Food Service | Interior Lighting | NC | 11056.3289 | 4687.1435 | 2.3589
| Stair Occ Sensor_Com, E/G - IntL | E | Yes | Food Service | Interior Lighting | RET | 108841.17 | 46141.3717 | 2.3589
| Stair Occ Sensor_Com, E/O - IntL | E | Yes | Food Service | Interior Lighting | NC | 1031.8369 | 704.7549 | 1.4641
| Stair Occ Sensor_Com, E/O - IntL | E | Yes | Food Service | Interior Lighting | RET | 10157.6516 | 6937.777 | 1.4641
| Stair Occ Sensor_Com, E/P - IntL | E | Yes | Food Service | Interior Lighting | NC | 316.4662 | 246.0031 | 1.2864
| Stair Occ Sensor_Com, E/P - IntL | E | Yes | Food Service | Interior Lighting | RET | 3115.3692 | 2421.714 | 1.2864
| Int Delamping_Com, E - IntL [No Heat] | E | Yes | Food Service | Interior Lighting | RET | 3252.7534 | 161.2733 | 20.1692
| Int Delamping_Com, E - IntL [Electric Heat] | E | Yes | Food Service | Interior Lighting | RET | 3271.5506 | 162.2052 | 20.1692
| Int Delamping_Com, E/G - IntL | E | Yes | Food Service | Interior Lighting | RET | 14584.4782 | 1755.0461 | 8.31
| Int Delamping_Com, E/O - IntL | E | Yes | Food Service | Interior Lighting | RET | 1361.1031 | 408.1062 | 3.3352
| Int Delamping_Com, E/P - IntL | E | Yes | Food Service | Interior Lighting | RET | 417.4526 | 152.4509 | 2.7383
| Int Ltg Dsgn_Com, E - IntL [No Heat] | E | Yes | Food Service | Interior Lighting | NC | 8394.6692 | 971.1618 | 8.6439
| Int Ltg Dsgn_Com, E - IntL [Electric Heat] | E | Yes | Food Service | Interior Lighting | NC | 8443.1809 | 976.774 | 8.6439
| Int Ltg Dsgn_Com, E/G - IntL | E | Yes | Food Service | Interior Lighting | NC | 37639.4564 | 7017.649 | 5.3635
| Int Ltg Dsgn_Com, E/O - IntL | E | Yes | Food Service | Interior Lighting | NC | 3512.7194 | 1285.4524 | 2.7327
| Int Ltg Dsgn_Com, E/P - IntL | E | Yes | Food Service | Interior Lighting | NC | 1077.3571 | 464.6647 | 2.3186
| Room Air Conditioner_Com, E - Cool | E | Yes | Health Service | Cooling | NC | 0 | 0 | 0
| Room Air Conditioner_Com, E - Cool | E | Yes | Health Service | Cooling | RET | 0 | 0 | 0
| Room Air Conditioner_Com, E - Cool | E | Yes | Health Service | Cooling | REPL | 0 | 0 | 0
| Chiller Systems_Com, E - Cool | E | Yes | Health Service | Cooling | NC | 37058.0267 | 2260.5824 | 16.3931
| Chiller Systems_Com, E - Cool | E | Yes | Health Service | Cooling | RET | 110150.8404 | 13950.0491 | 7.8961
| Chiller Systems_Com, E - Cool | E | Yes | Health Service | Cooling | REPL | 3.3752e-11 | 2.0589e-12 | 16.3931
| Chiller Tuneup_Com, E - Cool | E | Yes | Health Service | Cooling | RET | 39080.8092 | 3827.0068 | 10.2118
| Computer Room Air Conditioner_Com, E - Cool | E | Yes | Health Service | Cooling | NC | 19324.2746 | 4911.9056 | 3.9342
| Computer Room Air Conditioner_Com, E - Cool | E | Yes | Health Service | Cooling | REPL | 126821.8877 | 32235.9912 | 3.9342
| Mini Split Ductless AC_Com, E - Cool | E | Yes | Health Service | Cooling | NC | 0 | 0 | 0
| Mini Split Ductless AC_Com, E - Cool | E | Yes | Health Service | Cooling | RET | 0 | 0 | 0
| Mini Split Ductless AC_Com, E - Cool | E | Yes | Health Service | Cooling | REPL | 0 | 0 | 0
| Eff Unitary AC_Com, E - Cool | E | Yes | Health Service | Cooling | NC | 40988.5409 | 19257.4346 | 2.1285
| Eff Unitary AC_Com, E - Cool | E | No | Health Service | Cooling | RET | 331304.3762 | 1140149.8964 | 0.29058
| Eff Unitary AC_Com, E - Cool | E | Yes | Health Service | Cooling | REPL | 197325.6935 | 92708.512 | 2.1285
| PTAC_Com, E - Cool | E | Yes | Health Service | Cooling | NC | 0 | 0 | 0
| PTAC_Com, E - Cool | E | Yes | Health Service | Cooling | RET | 0 | 0 | 0
| PTAC_Com, E - Cool | E | Yes | Health Service | Cooling | REPL | 0 | 0 | 0
| Unitary Equipment Economizer_Com, E - Cool | E | No | Health Service | Cooling | RET | 138591.0177 | 207926.1357 | 0.66654
| AC Tuneup_Com, E - Cool [ASHP] | E | Yes | Health Service | Cooling | RET | 138038.9587 | 7417.5553 | 18.6098
| AC Tuneup_Com, E - Heat [ASHP] | E | Yes | Health Service | Space Heating | RET | 138038.9587 | 7417.5553 | 18.6098
| AC Tuneup_Com, E - Cool [Unitary AC] | E | Yes | Health Service | Cooling | RET | 312582.4248 | 18292.1919 | 17.0883
| DCV_Com, E - Cool [Building w Elec Heat] | E | Yes | Health Service | Cooling | RET | 2463659.2968 | 142802.6298 | 17.2522
| DCV_Com, E - Heat [Building w Elec Heat] | E | Yes | Health Service | Space Heating | RET | 2463659.2968 | 142802.6298 | 17.2522
| DCV_Com, E - Vent [Building w Elec Heat] | E | Yes | Health Service | Ventilation | RET | 2463659.2968 | 142802.6298 | 17.2522
| DCV_Com, E - Cool [Building w Gas Heat] | E | Yes | Health Service | Cooling | RET | 6826773.9745 | 291606.9785 | 23.4109
| DCV_Com, G - Heat [Building w Gas Heat] | G | Yes | Health Service | Space Heating | RET | 6826773.9745 | 291606.9785 | 23.4109
| DCV_Com, E - Vent [Building w Gas Heat] | E | Yes | Health Service | Ventilation | RET | 6826773.9745 | 291606.9785 | 23.4109
| DCV_Com, E - Cool [Building w Oil Heat] | E | Yes | Health Service | Cooling | RET | 5367021.341 | 78458.6772 | 68.4057
| DCV_Com, O - Heat [Building w Oil Heat] | O | Yes | Health Service | Space Heating | RET | 5367021.341 | 78458.6772 | 68.4057
| DCV_Com, E - Vent [Building w Oil Heat] | E | Yes | Health Service | Ventilation | RET | 5367021.341 | 78458.6772 | 68.4057
| DCV_Com, E - Cool [Building w Propane Heat] | E | Yes | Health Service | Cooling | RET | 509912.7304 | 23644.866 | 21.5655
| DCV_Com, P - Heat [Building w Propane Heat] | Prp | Yes | Health Service | Space Heating | RET | 509912.7304 | 23644.866 | 21.5655
| DCV_Com, E - Vent [Building w Propane Heat] | E | Yes | Health Service | Ventilation | RET | 509912.7304 | 23644.866 | 21.5655
| Controls for Unitary AC_Com, E - Cool | E | No | Health Service | Cooling | RET | 321354.9015 | 323968.3355 | 0.99193
| Optimized Unitary AC Sys_Com, E - Cool [Building w Elec Heat] | E | No | Health Service | Cooling | NC | 89492.6398 | 94968.0211 | 0.94234
| Optimized Unitary AC Sys_Com, E - Heat [Building w Elec Heat] | E | No | Health Service | Space Heating | NC | 89492.6398 | 94968.0211 | 0.94234
| Optimized Unitary AC Sys_Com, E - Cool [Building w Gas Heat] | E | Yes | Health Service | Cooling | NC | 731079.334 | 70372.6227 | 10.3887
| Optimized Unitary AC Sys_Com, G - Heat [Building w Gas Heat] | G | Yes | Health Service | Space Heating | NC | 731079.334 | 70372.6227 | 10.3887
| Optimized Unitary AC Sys_Com, E - Cool [Building w Oil Heat] | E | Yes | Health Service | Cooling | NC | 1268542.5233 | 20441.6519 | 62.0568
| Optimized Unitary AC Sys_Com, O - Heat [Building w Oil Heat] | O | Yes | Health Service | Space Heating | NC | 1268542.5233 | 20441.6519 | 62.0568
| Optimized Unitary AC Sys_Com, E - Cool [Building w Propane Heat] | E | Yes | Health Service | Cooling | NC | 46031.242 | 5314.6811 | 8.6611
| Optimized Unitary AC Sys_Com, P - Heat [Building w Propane Heat] | Prp | Yes | Health Service | Space Heating | NC | 46031.242 | 5314.6811 | 8.6611
| Optimized Chiller Sys_Com, E - Cool | E | No | Health Service | Cooling | NC | 12502.8758 | 16037.2066 | 0.77962
| Cool Roof_Com, E - Cool [Building w Elec Heat] | E | No | Health Service | Cooling | NC | 32499.3876 | 37216.0508 | 0.87326
| Cool Roof_Com, E - Cool [Building w Elec Heat] | E | No | Health Service | Cooling | RET | 217553.6346 | 427263.4415 | 0.50918
| Cool Roof_Com, E - Heat [Building w Elec Heat] | E | No | Health Service | Space Heating | NC | 32499.3876 | 37216.0508 | 0.87326
| Cool Roof_Com, E - Heat [Building w Elec Heat] | E | No | Health Service | Space Heating | RET | 217553.6346 | 427263.4415 | 0.50918
| Cool Roof_Com, E - Cool [Building w Gas Heat] | E | No | Health Service | Cooling | NC | 73232.9927 | 113729.2933 | 0.64392
| Cool Roof_Com, E - Cool [Building w Gas Heat] | E | No | Health Service | Cooling | RET | 490227.8134 | 1118871.5606 | 0.43814
| Cool Roof_Com, G - Heat [Building w Gas Heat] | G | No | Health Service | Space Heating | NC | 73232.9927 | 113729.2933 | 0.64392
| Cool Roof_Com, G - Heat [Building w Gas Heat] | G | No | Health Service | Space Heating | RET | 490227.8134 | 1118871.5606 | 0.43814
| Cool Roof_Com, E - Cool [Building w Oil Heat] | E | No | Health Service | Cooling | NC | 19703.7936 | 84658.2462 | 0.23275
| Cool Roof_Com, E - Cool [Building w Oil Heat] | E | No | Health Service | Cooling | RET | 131898.8522 | 654029.0805 | 0.20167
| Cool Roof_Com, O - Heat [Building w Oil Heat] | O | No | Health Service | Space Heating | NC | 19703.7936 | 84658.2462 | 0.23275
| Cool Roof_Com, O - Heat [Building w Oil Heat] | O | No | Health Service | Space Heating | RET | 131898.8522 | 654029.0805 | 0.20167
| Cool Roof_Com, E - Cool [Building w Propane Heat] | E | No | Health Service | Cooling | NC | 5938.0756 | 8920.7022 | 0.66565
| Cool Roof_Com, E - Cool [Building w Propane Heat] | E | No | Health Service | Cooling | RET | 39749.9778 | 88757.8883 | 0.44785
| Cool Roof_Com, P - Heat [Building w Propane Heat] | Prp | No | Health Service | Space Heating | NC | 5938.0756 | 8920.7022 | 0.66565
| Cool Roof_Com, P - Heat [Building w Propane Heat] | Prp | No | Health Service | Space Heating | RET | 39749.9778 | 88757.8883 | 0.44785
| GSHP_Com, E - Cool | E | Yes | Health Service | Cooling | RET | 435522.211 | 137079.5481 | 3.1771
| GSHP_Com, E - Cool | E | Yes | Health Service | Cooling | REPL | 6.2404e-11 | 1.453e-11 | 4.2949
| GSHP_Com, E - Heat | E | Yes | Health Service | Space Heating | RET | 435522.211 | 137079.5481 | 3.1771
| GSHP_Com, E - Heat | E | Yes | Health Service | Space Heating | REPL | 6.2404e-11 | 1.453e-11 | 4.2949
| Unitary HP_Com, E - Cool | E | Yes | Health Service | Cooling | NC | 54440.8804 | 12997.6825 | 4.1885
| Unitary HP_Com, E - Cool | E | No | Health Service | Cooling | RET | 333954.3956 | 356108.4181 | 0.93779
| Unitary HP_Com, E - Cool | E | Yes | Health Service | Cooling | REPL | 164695.6813 | 39320.8587 | 4.1885
| Unitary HP_Com, E - Heat | E | Yes | Health Service | Space Heating | NC | 54440.8804 | 12997.6825 | 4.1885
| Unitary HP_Com, E - Heat | E | No | Health Service | Space Heating | RET | 333954.3956 | 356108.4181 | 0.93779
| Unitary HP_Com, E - Heat | E | Yes | Health Service | Space Heating | REPL | 164695.6813 | 39320.8587 | 4.1885
| PTHP_Com, E - Cool | E | Yes | Health Service | Cooling | NC | 0 | 0 | 0
| PTHP_Com, E - Cool | E | Yes | Health Service | Cooling | RET | 0 | 0 | 0
| PTHP_Com, E - Cool | E | Yes | Health Service | Cooling | REPL | 0 | 0 | 0
| PTHP_Com, E - Heat | E | Yes | Health Service | Space Heating | NC | 0 | 0 | 0
| PTHP_Com, E - Heat | E | Yes | Health Service | Space Heating | RET | 0 | 0 | 0
| PTHP_Com, E - Heat | E | Yes | Health Service | Space Heating | REPL | 0 | 0 | 0
| Minisplit Ductless HP_Com, E - Cool | E | Yes | Health Service | Cooling | RET | 455884.5576 | 65648.7294 | 6.9443
| Minisplit Ductless HP_Com, E - Cool | E | Yes | Health Service | Cooling | REPL | 42507.9543 | 3252.8018 | 13.0681
| Minisplit Ductless HP_Com, E - Heat | E | Yes | Health Service | Space Heating | RET | 455884.5576 | 65648.7294 | 6.9443
| Minisplit Ductless HP_Com, E - Heat | E | Yes | Health Service | Space Heating | REPL | 42507.9543 | 3252.8018 | 13.0681
| Programmable TStat_Com, E - Cool [Building w Elec Heat] | E | Yes | Health Service | Cooling | NC | 0 | 0 | 0
| Programmable TStat_Com, E - Heat [Building w Elec Heat] | E | Yes | Health Service | Space Heating | NC | 0 | 0 | 0
| Programmable TStat_Com, E - Cool [Building w Gas Heat] | E | Yes | Health Service | Cooling | NC | 0 | 0 | 0
| Programmable TStat_Com, E - Cool [Building w Gas Heat] | E | Yes | Health Service | Cooling | RET | 0 | 0 | 0
| Programmable TStat_Com, G - Heat [Building w Gas Heat] | G | Yes | Health Service | Space Heating | NC | 0 | 0 | 0
| Programmable TStat_Com, G - Heat [Building w Gas Heat] | G | Yes | Health Service | Space Heating | RET | 0 | 0 | 0
| Programmable TStat_Com, E - Cool [Building w Propane Heat] | E | Yes | Health Service | Cooling | NC | 0 | 0 | 0
| Programmable TStat_Com, E - Cool [Building w Propane Heat] | E | Yes | Health Service | Cooling | RET | 0 | 0 | 0
| Programmable TStat_Com, P - Heat [Building w Propane Heat] | Prp | Yes | Health Service | Space Heating | NC | 0 | 0 | 0
| Programmable TStat_Com, P - Heat [Building w Propane Heat] | Prp | Yes | Health Service | Space Heating | RET | 0 | 0 | 0
| Programmable TStat_Com, E - Cool [Building w Oil Heat] | E | Yes | Health Service | Cooling | NC | 0 | 0 | 0
| Programmable TStat_Com, E - Cool [Building w Oil Heat] | E | Yes | Health Service | Cooling | RET | 0 | 0 | 0
| Programmable TStat_Com, O - Heat [Building w Oil Heat] | O | Yes | Health Service | Space Heating | NC | 0 | 0 | 0
| Programmable TStat_Com, O - Heat [Building w Oil Heat] | O | Yes | Health Service | Space Heating | RET | 0 | 0 | 0
| Smart TStat_Com, E - Cool [Building w Elec Heat] | E | Yes | Health Service | Cooling | NC | 71627.135 | 20763.2457 | 3.4497
| Smart TStat_Com, E - Cool [Building w Elec Heat] | E | Yes | Health Service | Cooling | RET | 337149.1072 | 129464.0308 | 2.6042
| Smart TStat_Com, E - Heat [Building w Elec Heat] | E | Yes | Health Service | Space Heating | NC | 71627.135 | 20763.2457 | 3.4497
| Smart TStat_Com, E - Heat [Building w Elec Heat] | E | Yes | Health Service | Space Heating | RET | 337149.1072 | 129464.0308 | 2.6042
| Smart TStat_Com, E - Cool [Building w Gas Heat] | E | Yes | Health Service | Cooling | NC | 251901.457 | 42399.1306 | 5.9412
| Smart TStat_Com, E - Cool [Building w Gas Heat] | E | Yes | Health Service | Cooling | RET | 1170787.3975 | -8818.8114 | -132.7602
| Smart TStat_Com, G - Heat [Building w Gas Heat] | G | Yes | Health Service | Space Heating | NC | 251901.457 | 42399.1306 | 5.9412
| Smart TStat_Com, G - Heat [Building w Gas Heat] | G | Yes | Health Service | Space Heating | RET | 1170787.3975 | -8818.8114 | -132.7602
| Smart TStat_Com, E - Cool [Building w Propane Heat] | E | Yes | Health Service | Cooling | NC | 42388.2296 | 11407.7507 | 3.7157
| Smart TStat_Com, E - Cool [Building w Propane Heat] | E | Yes | Health Service | Cooling | RET | 198442.5097 | 71130.1788 | 2.7898
| Smart TStat_Com, P - Heat [Building w Propane Heat] | Prp | Yes | Health Service | Space Heating | NC | 42388.2296 | 11407.7507 | 3.7157
| Smart TStat_Com, P - Heat [Building w Propane Heat] | Prp | Yes | Health Service | Space Heating | RET | 198442.5097 | 71130.1788 | 2.7898
| Smart TStat_Com, E - Cool [Building w Oil Heat] | E | Yes | Health Service | Cooling | NC | 227616.088 | 3437.921 | 66.2075
| Smart TStat_Com, E - Cool [Building w Oil Heat] | E | Yes | Health Service | Cooling | RET | 1046239.0453 | 21436.2975 | 48.8069
| Smart TStat_Com, O - Heat [Building w Oil Heat] | O | Yes | Health Service | Space Heating | NC | 227616.088 | 3437.921 | 66.2075
| Smart TStat_Com, O - Heat [Building w Oil Heat] | O | Yes | Health Service | Space Heating | RET | 1046239.0453 | 21436.2975 | 48.8069
| Boiler Blowdown Controls_Com, G - Heat | G | No | Health Service | Space Heating | RET | 82409.2476 | 168446.3855 | 0.48923
| Boiler Blowdown Controls_Com, O - Heat | O | No | Health Service | Space Heating | RET | 109580.6082 | 220722.5941 | 0.49646
| Boiler Blowdown Controls_Com, P - Heat | Prp | No | Health Service | Space Heating | RET | 9696.2574 | 24060.7618 | 0.40299
| Boiler Modifications_Com, G - Heat | G | Yes | Health Service | Space Heating | RET | 384882.311 | 83693.5583 | 4.5987
| Boiler Modifications_Com, O - Heat | O | Yes | Health Service | Space Heating | RET | 568095.1418 | 56522.2749 | 10.0508
| Boiler Modifications_Com, P - Heat | Prp | Yes | Health Service | Space Heating | RET | 48446.6403 | 4942.3863 | 9.8023
| Boilers_Com, G - Heat | G | Yes | Health Service | Space Heating | NC | 186739.0404 | 64039.7799 | 2.916
| Boilers_Com, G - Heat | G | No | Health Service | Space Heating | RET | 883225.0689 | 1226385.4198 | 0.72019
| Boilers_Com, G - Heat | G | Yes | Health Service | Space Heating | REPL | 1.3272e-10 | 4.5515e-11 | 2.916
| Boilers_Com, O - Heat | O | No | Health Service | Space Heating | NC | 93432.4308 | 290050.0847 | 0.32213
| Boilers_Com, O - Heat | O | No | Health Service | Space Heating | RET | 451793.5816 | 5678796.2815 | 0.079558
| Boilers_Com, O - Heat | O | No | Health Service | Space Heating | REPL | 6.6406e-11 | 2.0615e-10 | 0.32213
| Boilers_Com, P - Heat | Prp | Yes | Health Service | Space Heating | NC | 18269.3637 | 228.5099 | 79.95
| Boilers_Com, P - Heat | Prp | Yes | Health Service | Space Heating | RET | 87458.1988 | 4429.1759 | 19.7459
| Boilers_Com, P - Heat | Prp | Yes | Health Service | Space Heating | REPL | 1.2985e-11 | 1.6241e-13 | 79.95
| Furnace_Com, G - Heat | G | Yes | Health Service | Space Heating | NC | 258608.4025 | 112379.763 | 2.3012
| Furnace_Com, G - Heat | G | No | Health Service | Space Heating | RET | 1143607.3115 | 2123637.7902 | 0.53851
| Furnace_Com, G - Heat | G | Yes | Health Service | Space Heating | REPL | 1.9978e-10 | 8.6817e-11 | 2.3012
| Furnace_Com, O - Heat | O | Yes | Health Service | Space Heating | NC | 356536.7955 | 50762.8252 | 7.0236
| Furnace_Com, O - Heat | O | Yes | Health Service | Space Heating | RET | 1758142.9554 | 1069679.4535 | 1.6436
| Furnace_Com, O - Heat | O | Yes | Health Service | Space Heating | REPL | 2.7544e-10 | 3.9216e-11 | 7.0236
| Furnace_Com, P - Heat | Prp | Yes | Health Service | Space Heating | NC | 7079.9729 | 798.9983 | 8.8611
| Furnace_Com, P - Heat | Prp | Yes | Health Service | Space Heating | RET | 33745.7459 | 16273.8889 | 2.0736
| Furnace_Com, P - Heat | Prp | Yes | Health Service | Space Heating | REPL | 5.4695e-12 | 6.1726e-13 | 8.8611
| Unit Heater_Com, G - Heat | G | Yes | Health Service | Space Heating | NC | 36171.1399 | 9632.9878 | 3.7549
| Unit Heater_Com, G - Heat | G | No | Health Service | Space Heating | RET | 203328.7141 | 204466.9998 | 0.99443
| Unit Heater_Com, G - Heat | G | Yes | Health Service | Space Heating | REPL | 22326.1757 | 5945.8391 | 3.7549
| Energy Recovery Ventilator_Com, G - Heat | G | Yes | Health Service | Space Heating | NC | 147551.4085 | 52046.3634 | 2.835
| Energy Recovery Ventilator_Com, G - Heat | G | Yes | Health Service | Space Heating | RET | 869219.2537 | 306602.9772 | 2.835
| Energy Recovery Ventilator_Com, G - Heat | G | Yes | Health Service | Space Heating | REPL | 125944.3331 | 44424.8184 | 2.835
| Energy Recovery Ventilator_Com, O - Heat | O | Yes | Health Service | Space Heating | NC | 251090.6511 | 25041.4498 | 10.027
| Energy Recovery Ventilator_Com, O - Heat | O | Yes | Health Service | Space Heating | RET | 1479164.5443 | 147518.1355 | 10.027
| Energy Recovery Ventilator_Com, O - Heat | O | Yes | Health Service | Space Heating | REPL | 214321.5392 | 21374.44 | 10.027
| Energy Recovery Ventilator_Com, P - Heat | Prp | Yes | Health Service | Space Heating | NC | 10787.1164 | 853.0245 | 12.6457
| Energy Recovery Ventilator_Com, P - Heat | Prp | Yes | Health Service | Space Heating | RET | 63546.4522 | 5025.1316 | 12.6457
| Energy Recovery Ventilator_Com, P - Heat | Prp | Yes | Health Service | Space Heating | REPL | 9207.4769 | 728.1096 | 12.6457
| Forced Air Heating Maintenance_Com, G - Heat | G | No | Health Service | Space Heating | RET | 13557.3898 | 36805.6643 | 0.36835
| Forced Air Heating Maintenance_Com, O - Heat | O | Yes | Health Service | Space Heating | RET | 26252.7502 | 21112.1852 | 1.2435
| Forced Air Heating Maintenance_Com, P - Heat | Prp | Yes | Health Service | Space Heating | RET | 922.5951 | 554.1498 | 1.6649
| Infrared Heater_Com, G - Heat | G | Yes | Health Service | Space Heating | NC | 2888.2034 | 149.4398 | 19.3269
| Infrared Heater_Com, G - Heat | G | Z | Health Service | Space Heating | RET | 0 | 0 | 0
| Infrared Heater_Com, G - Heat | G | Yes | Health Service | Space Heating | REPL | 7793.6083 | 403.2525 | 19.3269
| Infrared Heater_Com, P - Heat | Prp | Yes | Health Service | Space Heating | NC | 20809.2023 | 255.7175 | 81.3757
| Infrared Heater_Com, P - Heat | Prp | Z | Health Service | Space Heating | RET | 0 | 0 | 0
| Infrared Heater_Com, P - Heat | Prp | Yes | Health Service | Space Heating | REPL | 56152.1264 | 690.0352 | 81.3757
| Steam Trap Maintenance_Com, G - Heat | G | Yes | Health Service | Space Heating | RET | 119071.6102 | 14152.2902 | 8.4136
| Steam Trap Maintenance_Com, O - Heat | O | Yes | Health Service | Space Heating | RET | 118827.0292 | 4084.4489 | 29.0925
| Windows_Com, E - Cool [Building w Elec Heat] | E | No | Health Service | Cooling | NC | 103467.7049 | 161231.3832 | 0.64173
| Windows_Com, E - Heat [Building w Elec Heat] | E | No | Health Service | Space Heating | NC | 103467.7049 | 161231.3832 | 0.64173
| Windows_Com, E - Cool [Building w Gas Heat] | E | Yes | Health Service | Cooling | NC | 372029.3929 | 329239.0102 | 1.13
| Windows_Com, G - Heat [Building w Gas Heat] | G | Yes | Health Service | Space Heating | NC | 372029.3929 | 329239.0102 | 1.13
| Windows_Com, E - Cool [Building w Oil Heat] | E | Yes | Health Service | Cooling | NC | 383969.5473 | 88583.8101 | 4.3345
| Windows_Com, O - Heat [Building w Oil Heat] | O | Yes | Health Service | Space Heating | NC | 383969.5473 | 88583.8101 | 4.3345
| Windows_Com, E - Cool [Building w Propane Heat] | E | Yes | Health Service | Cooling | NC | 28760.7939 | 26696.2482 | 1.0773
| Windows_Com, P - Heat [Building w Propane Heat] | Prp | Yes | Health Service | Space Heating | NC | 28760.7939 | 26696.2482 | 1.0773
| Window Film_Com, E - Cool [Building w Elec Heat] | E | No | Health Service | Cooling | RET | 0 | 0 | 0
| Window Film_Com, E - Heat [Building w Elec Heat] | E | No | Health Service | Space Heating | RET | 0 | 0 | 0
| Window Film_Com, E - Cool [Building w Gas Heat] | E | No | Health Service | Cooling | RET | 0 | 0 | 0
| Window Film_Com, G - Heat [Building w Gas Heat] | G | No | Health Service | Space Heating | RET | 0 | 0 | 0
| Window Film_Com, E - Cool [Building w Oil Heat] | E | No | Health Service | Cooling | RET | 0 | 0 | 0
| Window Film_Com, O - Heat [Building w Oil Heat] | O | No | Health Service | Space Heating | RET | 0 | 0 | 0
| Window Film_Com, E - Cool [Building w Propane Heat] | E | No | Health Service | Cooling | RET | 0 | 0 | 0
| Window Film_Com, P - Heat [Building w Propane Heat] | Prp | No | Health Service | Space Heating | RET | 0 | 0 | 0
| Motors and Fans_Com, E - Vent | E | Yes | Health Service | Ventilation | NC | 96111.0658 | 36799.5782 | 2.6117
| Motors and Fans_Com, E - Vent | E | Yes | Health Service | Ventilation | RET | 311229.1286 | 200277.7724 | 1.554
| Motors and Fans_Com, E - Vent | E | Yes | Health Service | Ventilation | REPL | 5606.7589 | 2146.7493 | 2.6117
| ECM Furnace Motors_Com, E - Vent | E | Yes | Health Service | Ventilation | RET | 576831.6501 | 200811.1692 | 2.8725
| VFD on HVAC System_Com, E - Vent | E | Yes | Health Service | Ventilation | RET | 11403087.5684 | 1202181.9259 | 9.4853
| Kitchen DCV_Com, E - Vent [Building w Elec Heat] | E | Yes | Health Service | Ventilation | NC | 12153.2602 | 1303.8604 | 9.321
| Kitchen DCV_Com, E - Vent [Building w Elec Heat] | E | Yes | Health Service | Ventilation | RET | 67925.0209 | 7287.324 | 9.321
| Kitchen DCV_Com, E - Vent [Building w Elec Heat] | E | Yes | Health Service | Ventilation | REPL | 4962.8291 | 532.4363 | 9.321
| Kitchen DCV_Com, E - Heat [Building w Elec Heat] | E | Yes | Health Service | Space Heating | NC | 12153.2602 | 1303.8604 | 9.321
| Kitchen DCV_Com, E - Heat [Building w Elec Heat] | E | Yes | Health Service | Space Heating | RET | 67925.0209 | 7287.324 | 9.321
| Kitchen DCV_Com, E - Heat [Building w Elec Heat] | E | Yes | Health Service | Space Heating | REPL | 4962.8291 | 532.4363 | 9.321
| Kitchen DCV_Com, E - Vent [Building w Gas Heat] | E | Yes | Health Service | Ventilation | NC | 12153.2602 | 1303.8604 | 9.321
| Kitchen DCV_Com, E - Vent [Building w Gas Heat] | E | Yes | Health Service | Ventilation | RET | 67925.0209 | 7287.324 | 9.321
| Kitchen DCV_Com, E - Vent [Building w Gas Heat] | E | Yes | Health Service | Ventilation | REPL | 4962.8291 | 532.4363 | 9.321
| Kitchen DCV_Com, G - Heat [Building w Gas Heat] | G | Yes | Health Service | Space Heating | NC | 15672.549 | 470.9802 | 33.2764
| Kitchen DCV_Com, G - Heat [Building w Gas Heat] | G | Yes | Health Service | Space Heating | RET | 86027.7678 | 2632.3258 | 32.6813
| Kitchen DCV_Com, G - Heat [Building w Gas Heat] | G | Yes | Health Service | Space Heating | REPL | 6285.4765 | 192.3265 | 32.6813
| Kitchen DCV_Com, E - Vent [Building w Oil Heat] | E | Yes | Health Service | Ventilation | NC | 15672.549 | 470.9802 | 33.2764
| Kitchen DCV_Com, E - Vent [Building w Oil Heat] | E | Yes | Health Service | Ventilation | RET | 86027.7678 | 2632.3258 | 32.6813
| Kitchen DCV_Com, E - Vent [Building w Oil Heat] | E | Yes | Health Service | Ventilation | REPL | 6285.4765 | 192.3265 | 32.6813
| Kitchen DCV_Com, O - Heat [Building w Oil Heat] | O | Yes | Health Service | Space Heating | NC | 15672.549 | 470.9802 | 33.2764
| Kitchen DCV_Com, O - Heat [Building w Oil Heat] | O | Yes | Health Service | Space Heating | RET | 86027.7678 | 2632.3258 | 32.6813
| Kitchen DCV_Com, O - Heat [Building w Oil Heat] | O | Yes | Health Service | Space Heating | REPL | 6285.4765 | 192.3265 | 32.6813
| Kitchen DCV_Com, E - Vent [Building w Oil Heat] | E | Yes | Health Service | Ventilation | NC | 15672.549 | 470.9802 | 33.2764
| Kitchen DCV_Com, E - Vent [Building w Oil Heat] | E | Yes | Health Service | Ventilation | RET | 86027.7678 | 2632.3258 | 32.6813
| Kitchen DCV_Com, E - Vent [Building w Oil Heat] | E | Yes | Health Service | Ventilation | REPL | 6285.4765 | 192.3265 | 32.6813
| Kitchen DCV_Com, P - Heat [Building w Propane Heat] | Prp | Yes | Health Service | Space Heating | NC | 308.9844 | 0 | 0
| Kitchen DCV_Com, P - Heat [Building w Propane Heat] | Prp | Yes | Health Service | Space Heating | RET | 1684.531 | 0 | 0
| Kitchen DCV_Com, P - Heat [Building w Propane Heat] | Prp | Yes | Health Service | Space Heating | REPL | 123.0775 | 0 | 0
| Duct Sealing Regulated_Com, E - Vent [Building w Elec Heat] | E | Yes | Health Service | Ventilation | RET | 3521156.4791 | 1047636.477 | 3.361
| Duct Sealing Regulated_Com, E - Heat [Building w Elec Heat] | E | Yes | Health Service | Space Heating | RET | 3521156.4791 | 1047636.477 | 3.361
| Duct Sealing Regulated_Com, E - Cool [Building w Elec Heat] | E | Yes | Health Service | Cooling | RET | 3521156.4791 | 1047636.477 | 3.361
| Duct Sealing Regulated_Com, E - Vent [Building w Gas Heat] | E | Yes | Health Service | Ventilation | RET | 20494006.5664 | 0 | 0
| Duct Sealing Regulated_Com, G - Heat [Building w Gas Heat] | G | Yes | Health Service | Space Heating | RET | 20494006.5664 | 0 | 0
| Duct Sealing Regulated_Com, E - Cool [Building w Gas Heat] | E | Yes | Health Service | Cooling | RET | 20494006.5664 | 0 | 0
| Duct Sealing Non Regulated_Com, E - Vent [Building w Oil Heat] | E | Yes | Health Service | Ventilation | RET | 3434142.5399 | 575592.8461 | 5.9663
| Duct Sealing Non Regulated_Com, O - Heat [Building w Oil Heat] | O | Yes | Health Service | Space Heating | RET | 3434142.5399 | 575592.8461 | 5.9663
| Duct Sealing Non Regulated_Com, E - Cool [Building w Oil Heat] | E | Yes | Health Service | Cooling | RET | 3434142.5399 | 575592.8461 | 5.9663
| Duct Sealing Non Regulated_Com, E - Vent [Building w Propane Heat] | E | Yes | Health Service | Ventilation | RET | 1655001.9473 | 0 | 0
| Duct Sealing Non Regulated_Com, P - Heat [Building w Propane Heat] | Prp | Yes | Health Service | Space Heating | RET | 1655001.9473 | 0 | 0
| Duct Sealing Non Regulated_Com, E - Cool [Building w Propane Heat] | E | Yes | Health Service | Cooling | RET | 1655001.9473 | 0 | 0
| Power Strip_Com, E - Plug [Tier 1] | E | Yes | Health Service | Plug Loads | NC | 0 | 0 | 0
| Power Strip_Com, E - Plug [Tier 1] | E | Yes | Health Service | Plug Loads | RET | 0 | 0 | 0
| Power Strip_Com, E - Plug [Tier 1] | E | Yes | Health Service | Plug Loads | REPL | 0 | 0 | 0
| Power Strip_Com, E - Plug [Tier 2] | E | Yes | Health Service | Plug Loads | NC | 74774.1828 | 63429.7794 | 1.1788
| Power Strip_Com, E - Plug [Tier 2] | E | Yes | Health Service | Plug Loads | RET | 798244.4562 | 713031.637 | 1.1195
| Power Strip_Com, E - Plug [Tier 2] | E | Yes | Health Service | Plug Loads | REPL | 574750.342 | 487551.7999 | 1.1788
| Computer Power Management_Com, E - Plug | E | Yes | Health Service | Plug Loads | RET | 417204.3971 | 206020.1248 | 2.0251
| Vending Machine Controls_Com, E - Plug [Non-Refrigerated] | E | No | Health Service | Plug Loads | RET | 23766.5459 | 23505.869 | 1.0111
| Vending Machine Controls_Com, E - Plug [Refrigerated] | E | Yes | Health Service | Plug Loads | RET | 71299.6376 | 12626.7554 | 5.6467
| ES Refrigerator and Freezer_Com, E - Refr | E | Yes | Health Service | Refrigeration | NC | 21507.3409 | 6217.4941 | 3.4592
| ES Refrigerator and Freezer_Com, E - Refr | E | Yes | Health Service | Refrigeration | REPL | 235248.2938 | 68007.2396 | 3.4592
| Anti Sweat Heat Control_Com, E - Refr | E | Yes | Health Service | Refrigeration | NC | 14972.342 | 6012.285 | 2.4903
| Anti Sweat Heat Control_Com, E - Refr | E | Z | Health Service | Refrigeration | RET | 0 | 0 | 0
| Case Night Covers_Com, E - Refr | E | Yes | Health Service | Refrigeration | RET | 1883.0948 | 1765.4157 | 1.0667
| Loading Dock Pit Seals_Com, E - Refr | E | No | Health Service | Refrigeration | NC | 3995.1336 | 6149.0359 | 0.64972
| Loading Dock Pit Seals_Com, E - Refr | E | No | Health Service | Refrigeration | RET | 52438.7464 | 80710.125 | 0.64972
| ECM Comp Cond Fan Motor_Com, E - Refr | E | Yes | Health Service | Refrigeration | NC | 5464.1306 | 1003.6295 | 5.4444
| ECM Comp Cond Fan Motor_Com, E - Refr | E | Yes | Health Service | Refrigeration | RET | 161572.8216 | 6031.6831 | 26.7874
| ECM Comp Cond Fan Motor_Com, E - Refr | E | Yes | Health Service | Refrigeration | REPL | 21735.8544 | 3992.3542 | 5.4444
| Evap Fan Motor Replacement_Com, E - Refr | E | Yes | Health Service | Refrigeration | NC | 8656.0028 | 3132.7752 | 2.763
| Evap Fan Motor Replacement_Com, E - Refr | E | Z | Health Service | Refrigeration | RET | 0 | 0 | 0
| Evap Fan Motor Replacement_Com, E - Refr | E | Yes | Health Service | Refrigeration | REPL | 2971.2237 | 1075.3435 | 2.763
| Evap Fan Speed Controls_Com, E - Refr | E | Yes | Health Service | Refrigeration | NC | 14210.1482 | 3176.7351 | 4.4732
| Evap Fan Speed Controls_Com, E - Refr | E | Z | Health Service | Refrigeration | RET | 0 | 0 | 0
| LowHeat NoHeat Doors_Com, E - Refr | E | Yes | Health Service | Refrigeration | NC | 7021.484 | 1186.6798 | 5.9169
| LowHeat NoHeat Doors_Com, E - Refr | E | Yes | Health Service | Refrigeration | RET | 82945.4201 | 14018.3544 | 5.9169
| Refrigerated Vending Machine_Com, E - Refr | E | Yes | Health Service | Refrigeration | NC | 3695.1334 | 1344.5188 | 2.7483
| Refrigerated Vending Machine_Com, E - Refr | E | Yes | Health Service | Refrigeration | REPL | 34643.606 | 12605.4939 | 2.7483
| Walk In Refrigeration_Com, E - Refr | E | Yes | Health Service | Refrigeration | NC | 19331.3334 | 2022.5028 | 9.5581
| Refrigeration Tune Up_Com, E - Refr | E | Yes | Health Service | Refrigeration | RET | 82363.2545 | 6334.0454 | 13.0033
| ES Ice Machine_Com, E - Refr | E | Yes | Health Service | Refrigeration | NC | 2693.0649 | 206.013 | 13.0723
| ES Ice Machine_Com, E - Refr | E | Yes | Health Service | Refrigeration | REPL | 29456.8694 | 2253.3798 | 13.0723
| Walk In Cooler Retroft_Com, E - Refr | E | Yes | Health Service | Refrigeration | RET | 49487.8107 | 7415.599 | 6.6735
| HE Built Up Refrig_Com, E - Refr | E | Yes | Health Service | Refrigeration | NC | 8712.5685 | 4530.0309 | 1.9233
| HE Built Up Refrig_Com, E - Refr | E | No | Health Service | Refrigeration | RET | 73592.9143 | 90985.9439 | 0.80884
| Door Gasket Replacement_Com, E - Refr | E | Z | Health Service | Refrigeration | RET | 0 | 0 | 0
| EnergyStar Dehumidifier_Com, E - Appl | E | Yes | Health Service | Appliances | NC | 7574.5962 | 746.7851 | 10.1429
| EnergyStar Dehumidifier_Com, E - Appl | E | Yes | Health Service | Appliances | REPL | 82851.2847 | 8168.3703 | 10.1429
| Clothes Washer Elec WH_Com, E - Appl [unit w/ elec dry - Washer] | E | Yes | Health Service | Appliances | NC | 62473.813 | 8809.6647 | 7.0915
| Clothes Washer Elec WH_Com, E - Appl [unit w/ elec dry - Washer] | E | Yes | Health Service | Appliances | REPL | 1136649.5107 | 160283.1752 | 7.0915
| Clothes Washer Elec WH_Com, E - Appl [unit w/ elec dry - Dryer] | E | Yes | Health Service | Appliances | NC | 62473.813 | 8809.6647 | 7.0915
| Clothes Washer Elec WH_Com, E - Appl [unit w/ elec dry - Dryer] | E | Yes | Health Service | Appliances | REPL | 1136649.5107 | 160283.1752 | 7.0915
| Clothes Washer Elec WH_Com, E - Appl [unit w/ gas dry - Washer] | E | Yes | Health Service | Appliances | NC | 13812.3568 | 2202.4162 | 6.2715
| Clothes Washer Elec WH_Com, E - Appl [unit w/ gas dry - Washer] | E | Yes | Health Service | Appliances | REPL | 251302.2316 | 40070.7938 | 6.2715
| Clothes Washer Elec WH_Com, E - Appl [unit w/ propane dry - Washer] | E | Yes | Health Service | Appliances | NC | 5525.2756 | 880.9665 | 6.2718
| Clothes Washer Elec WH_Com, E - Appl [unit w/ propane dry - Washer] | E | Yes | Health Service | Appliances | REPL | 100526.8009 | 16028.3175 | 6.2718
| Clothes Washer Elec WH_Com, P - Oth [unit w/ propane dry - Dryer] | Prp | Yes | Health Service | Other | NC | 5525.2756 | 880.9665 | 6.2718
| Clothes Washer Elec WH_Com, P - Oth [unit w/ propane dry - Dryer] | Prp | Yes | Health Service | Other | REPL | 100526.8009 | 16028.3175 | 6.2718
| Clothes Washer Gas WH_Com, E - Appl [unit w/ elec dry - Washer] | E | Yes | Health Service | Appliances | NC | 31771.7055 | 4404.8324 | 7.2129
| Clothes Washer Gas WH_Com, E - Appl [unit w/ elec dry - Washer] | E | Yes | Health Service | Appliances | REPL | 577816.0331 | 80141.5876 | 7.2099
| Clothes Washer Gas WH_Com, E - Appl [unit w/ elec dry - Dryer] | E | Yes | Health Service | Appliances | NC | 31771.7055 | 4404.8324 | 7.2129
| Clothes Washer Gas WH_Com, E - Appl [unit w/ elec dry - Dryer] | E | Yes | Health Service | Appliances | REPL | 577816.0331 | 80141.5876 | 7.2099
| Clothes Washer Gas WH_Com, G - HWat [unit w/ elec dry - Water Heater] | G | Yes | Health Service | Water Heating | NC | 31771.7055 | 4404.8324 | 7.2129
| Clothes Washer Gas WH_Com, G - HWat [unit w/ elec dry - Water Heater] | G | Yes | Health Service | Water Heating | REPL | 577816.0331 | 80141.5876 | 7.2099
| Clothes Washer Gas WH_Com, E - Appl [unit w/ gas dry - Washer] | E | Yes | Health Service | Appliances | NC | 109822.0993 | 17178.8462 | 6.3929
| Clothes Washer Gas WH_Com, E - Appl [unit w/ gas dry - Washer] | E | Yes | Health Service | Appliances | REPL | 1997173.3901 | 312552.1917 | 6.3899
| Clothes Washer Gas WH_Com, G - HWat [unit w/ gas dry - Water Heater] | G | Yes | Health Service | Water Heating | NC | 109822.0993 | 17178.8462 | 6.3929
| Clothes Washer Gas WH_Com, G - HWat [unit w/ gas dry - Water Heater] | G | Yes | Health Service | Water Heating | REPL | 1997173.3901 | 312552.1917 | 6.3899
| Clothes Washer Gas WH_Com, E - Appl [unit w/ propane dry - Washer] | E | Yes | Health Service | Appliances | NC | 5632.2354 | 880.9665 | 6.3932
| Clothes Washer Gas WH_Com, E - Appl [unit w/ propane dry - Washer] | E | Yes | Health Service | Appliances | REPL | 102425.0564 | 16028.3175 | 6.3903
| Clothes Washer Gas WH_Com, P - Oth [unit w/ propane dry - Dryer] | Prp | Yes | Health Service | Other | NC | 5632.2354 | 880.9665 | 6.3932
| Clothes Washer Gas WH_Com, P - Oth [unit w/ propane dry - Dryer] | Prp | Yes | Health Service | Other | REPL | 102425.0564 | 16028.3175 | 6.3903
| Clothes Washer Gas WH_Com, G - HWat [unit w/ propane dry - Water Heater] | G | Yes | Health Service | Water Heating | NC | 5632.2354 | 880.9665 | 6.3932
| Clothes Washer Gas WH_Com, G - HWat [unit w/ propane dry - Water Heater] | G | Yes | Health Service | Water Heating | REPL | 102425.0564 | 16028.3175 | 6.3903
| Clothes Washer Oil WH_Com, E - Appl [unit w/ elec dry - Washer] | E | Yes | Health Service | Appliances | NC | 37597.468 | 5285.7988 | 7.1129
| Clothes Washer Oil WH_Com, E - Appl [unit w/ elec dry - Washer] | E | Yes | Health Service | Appliances | REPL | 683998.3575 | 96169.9051 | 7.1124
| Clothes Washer Oil WH_Com, E - Appl [unit w/ elec dry - Dryer] | E | Yes | Health Service | Appliances | NC | 37597.468 | 5285.7988 | 7.1129
| Clothes Washer Oil WH_Com, E - Appl [unit w/ elec dry - Dryer] | E | Yes | Health Service | Appliances | REPL | 683998.3575 | 96169.9051 | 7.1124
| Clothes Washer Oil WH_Com, O - HWat [unit w/ elec dry - Water Heater] | O | Yes | Health Service | Water Heating | NC | 37597.468 | 5285.7988 | 7.1129
| Clothes Washer Oil WH_Com, O - HWat [unit w/ elec dry - Water Heater] | O | Yes | Health Service | Water Heating | REPL | 683998.3575 | 96169.9051 | 7.1124
| Clothes Washer Oil WH_Com, E - Appl [unit w/ gas dry - Washer] | E | Yes | Health Service | Appliances | NC | 5543.8061 | 880.9665 | 6.2929
| Clothes Washer Oil WH_Com, E - Appl [unit w/ gas dry - Washer] | E | Yes | Health Service | Appliances | REPL | 100855.6678 | 16028.3175 | 6.2923
| Clothes Washer Oil WH_Com, O - HWat [unit w/ gas dry - Water Heater] | O | Yes | Health Service | Water Heating | NC | 5543.8061 | 880.9665 | 6.2929
| Clothes Washer Oil WH_Com, O - HWat [unit w/ gas dry - Water Heater] | O | Yes | Health Service | Water Heating | REPL | 100855.6678 | 16028.3175 | 6.2923
| Clothes Washer Oil WH_Com, E - Appl [unit w/ propane dry - Washer] | E | Yes | Health Service | Appliances | NC | 8316.2085 | 1321.4497 | 6.2932
| Clothes Washer Oil WH_Com, E - Appl [unit w/ propane dry - Washer] | E | Yes | Health Service | Appliances | REPL | 151292.3641 | 24042.4763 | 6.2927
| Clothes Washer Oil WH_Com, P - Oth [unit w/ propane dry - Dryer] | Prp | Yes | Health Service | Other | NC | 8316.2085 | 1321.4497 | 6.2932
| Clothes Washer Oil WH_Com, P - Oth [unit w/ propane dry - Dryer] | Prp | Yes | Health Service | Other | REPL | 151292.3641 | 24042.4763 | 6.2927
| Clothes Washer Oil WH_Com, O - HWat [unit w/ propane dry - Water Heater] | O | Yes | Health Service | Water Heating | NC | 8316.2085 | 1321.4497 | 6.2932
| Clothes Washer Oil WH_Com, O - HWat [unit w/ propane dry - Water Heater] | O | Yes | Health Service | Water Heating | REPL | 151292.3641 | 24042.4763 | 6.2927
| Clothes Washer Propane WH_Com, E - Appl [unit w/ elec dry - Washer] | E | Yes | Health Service | Appliances | NC | 6255.032 | 950.3915 | 6.5815
| Clothes Washer Propane WH_Com, E - Appl [unit w/ elec dry - Washer] | E | Yes | Health Service | Appliances | REPL | 113800.7304 | 17290.1864 | 6.5818
| Clothes Washer Propane WH_Com, E - Appl [unit w/ elec dry - Dryer] | E | Yes | Health Service | Appliances | NC | 6255.032 | 950.3915 | 6.5815
| Clothes Washer Propane WH_Com, E - Appl [unit w/ elec dry - Dryer] | E | Yes | Health Service | Appliances | REPL | 113800.7304 | 17290.1864 | 6.5818
| Clothes Washer Propane WH_Com, P - HWat [unit w/ elec dry - Water Heater] | Prp | Yes | Health Service | Water Heating | NC | 6255.032 | 950.3915 | 6.5815
| Clothes Washer Propane WH_Com, P - HWat [unit w/ elec dry - Water Heater] | Prp | Yes | Health Service | Water Heating | REPL | 113800.7304 | 17290.1864 | 6.5818
| Clothes Washer Propane WH_Com, E - Appl [unit w/ gas dry - Washer] | E | Yes | Health Service | Appliances | NC | 2766.2967 | 441.8836 | 6.2602
| Clothes Washer Propane WH_Com, E - Appl [unit w/ gas dry - Washer] | E | Yes | Health Service | Appliances | REPL | 50328.336 | 8039.0124 | 6.2605
| Clothes Washer Propane WH_Com, P - HWat [unit w/ gas dry - Water Heater] | Prp | Yes | Health Service | Water Heating | NC | 2766.2967 | 441.8836 | 6.2602
| Clothes Washer Propane WH_Com, P - HWat [unit w/ gas dry - Water Heater] | Prp | Yes | Health Service | Water Heating | REPL | 50328.336 | 8039.0124 | 6.2605
| Clothes Washer Propane WH_Com, E - Appl [unit w/ propane dry - Washer] | E | Yes | Health Service | Appliances | NC | 5556.6527 | 892.7612 | 6.2241
| Clothes Washer Propane WH_Com, E - Appl [unit w/ propane dry - Washer] | E | Yes | Health Service | Appliances | REPL | 101083.6614 | 16237.6425 | 6.2253
| Clothes Washer Propane WH_Com, P - Oth [unit w/ propane dry - Dryer] | Prp | Yes | Health Service | Other | NC | 5556.6527 | 892.7612 | 6.2241
| Clothes Washer Propane WH_Com, P - Oth [unit w/ propane dry - Dryer] | Prp | Yes | Health Service | Other | REPL | 101083.6614 | 16237.6425 | 6.2253
| Clothes Washer Propane WH_Com, P - HWat [unit w/ propane dry - Water Heater] | Prp | Yes | Health Service | Water Heating | NC | 5556.6527 | 892.7612 | 6.2241
| Clothes Washer Propane WH_Com, P - HWat [unit w/ propane dry - Water Heater] | Prp | Yes | Health Service | Water Heating | REPL | 101083.6614 | 16237.6425 | 6.2253
| Dishwasher_Com, E - Appl [Building w elec WH] | E | Yes | Health Service | Appliances | NC | 1076.6021 | 403.9827 | 2.665
| Dishwasher_Com, E - Appl [Building w elec WH] | E | Yes | Health Service | Appliances | REPL | 11170.8367 | 4191.7291 | 2.665
| Dishwasher_Com, E - Appl [Building w gas WH] | E | Yes | Health Service | Appliances | NC | 2691.5052 | 1009.9566 | 2.665
| Dishwasher_Com, E - Appl [Building w gas WH] | E | Yes | Health Service | Appliances | REPL | 27927.0917 | 10479.3227 | 2.665
| Dishwasher_Com, G - HWat [Building w gas WH] | G | Yes | Health Service | Water Heating | NC | 403.1487 | 0 | 0
| Dishwasher_Com, G - HWat [Building w gas WH] | G | Yes | Health Service | Water Heating | REPL | 4080.3865 | 0 | 0
| Dishwasher_Com, E - Appl [Building w oil WH] | E | Yes | Health Service | Appliances | NC | 269.1505 | 100.9957 | 2.665
| Dishwasher_Com, E - Appl [Building w oil WH] | E | Yes | Health Service | Appliances | REPL | 2792.7092 | 1047.9323 | 2.665
| Dishwasher_Com, O - HWat [Building w oil WH] | O | Yes | Health Service | Water Heating | NC | 7.2647 | 0 | 0
| Dishwasher_Com, O - HWat [Building w oil WH] | O | Yes | Health Service | Water Heating | REPL | 73.528 | 0 | 0
| Dishwasher_Com, E - Appl [Building w propane WH] | E | Yes | Health Service | Appliances | NC | 269.1505 | 100.9957 | 2.665
| Dishwasher_Com, E - Appl [Building w propane WH] | E | Yes | Health Service | Appliances | REPL | 2792.7092 | 1047.9323 | 2.665
| Dishwasher_Com, P - HWat [Building w propane WH] | Prp | Yes | Health Service | Water Heating | NC | 8.8673 | 0 | 0
| Dishwasher_Com, P - HWat [Building w propane WH] | Prp | Yes | Health Service | Water Heating | REPL | 89.7483 | 0 | 0
| Faucet Aerator_Com, G - HWat | G | Yes | Health Service | Water Heating | RET | 62094.2947 | 8857.1532 | 7.0106
| Faucet Aerator_Com, O - HWat | O | Yes | Health Service | Water Heating | RET | 11033.3969 | 450.1916 | 24.5082
| Faucet Aerator_Com, P - HWat | Prp | Yes | Health Service | Water Heating | RET | 4479.4159 | 145.1661 | 30.8572
| Pre Rinse Sprayers_Com, G - HWat | G | Yes | Health Service | Water Heating | RET | 6003.2001 | 229.3164 | 26.1787
| Pre Rinse Sprayers_Com, O - HWat | O | Yes | Health Service | Water Heating | RET | 953.7247 | 11.6557 | 81.8247
| Pre Rinse Sprayers_Com, P - HWat | Prp | Yes | Health Service | Water Heating | RET | 378.1287 | 3.7584 | 100.6082
| FF Storage Water Heater_Com, G - HWat | G | No | Health Service | Water Heating | NC | 12131.7174 | 31356.5093 | 0.3869
| FF Storage Water Heater_Com, G - HWat | G | No | Health Service | Water Heating | RET | 77048.2699 | 703536.0068 | 0.10952
| FF Storage Water Heater_Com, G - HWat | G | No | Health Service | Water Heating | REPL | 21882.8871 | 56560.0838 | 0.3869
| FF Storage Water Heater_Com, O - HWat | O | Yes | Health Service | Water Heating | NC | 2180.9398 | 1593.7896 | 1.3684
| FF Storage Water Heater_Com, O - HWat | O | No | Health Service | Water Heating | RET | 13851.1002 | 35759.3492 | 0.38734
| FF Storage Water Heater_Com, O - HWat | O | Yes | Health Service | Water Heating | REPL | 3933.9244 | 2874.8377 | 1.3684
| FF Storage Water Heater_Com, P - HWat | Prp | Yes | Health Service | Water Heating | NC | 886.9197 | 513.9239 | 1.7258
| FF Storage Water Heater_Com, P - HWat | Prp | No | Health Service | Water Heating | RET | 5632.8072 | 11530.7464 | 0.4885
| FF Storage Water Heater_Com, P - HWat | Prp | Yes | Health Service | Water Heating | REPL | 1599.8034 | 927.003 | 1.7258
| FF Instantaneous Water Heater_Com, G - HWat | G | No | Health Service | Water Heating | NC | 23746.5358 | 93058.227 | 0.25518
| FF Instantaneous Water Heater_Com, G - HWat | G | No | Health Service | Water Heating | RET | 109859.0013 | 1239560.8623 | 0.088627
| FF Instantaneous Water Heater_Com, G - HWat | G | No | Health Service | Water Heating | REPL | 2.1097e-11 | 8.2674e-11 | 0.25518
| FF Instantaneous Water Heater_Com, O - HWat | O | No | Health Service | Water Heating | NC | 4297.2336 | 4729.9665 | 0.90851
| FF Instantaneous Water Heater_Com, O - HWat | O | No | Health Service | Water Heating | RET | 19880.3645 | 63004.4373 | 0.31554
| FF Instantaneous Water Heater_Com, O - HWat | O | No | Health Service | Water Heating | REPL | 3.8177e-12 | 4.2022e-12 | 0.90851
| FF Instantaneous Water Heater_Com, P - HWat | Prp | Yes | Health Service | Water Heating | NC | 1755.7618 | 1525.1968 | 1.1512
| FF Instantaneous Water Heater_Com, P - HWat | Prp | No | Health Service | Water Heating | RET | 8122.7104 | 20316.035 | 0.39982
| FF Instantaneous Water Heater_Com, P - HWat | Prp | Yes | Health Service | Water Heating | REPL | 1.5598e-12 | 1.355e-12 | 1.1512
| Clothes Dryer_Com, E - Appl | E | Yes | Health Service | Appliances | NC | 34049.6753 | 724.674 | 46.9862
| Clothes Dryer_Com, E - Appl | E | Yes | Health Service | Appliances | RET | 186277.8887 | 13687.6943 | 13.6092
| Clothes Dryer_Com, E - Appl | E | Yes | Health Service | Appliances | REPL | 11048.8077 | 235.1501 | 46.9862
| Clothes Dryer_Com, P - Oth | Prp | Yes | Health Service | Other | NC | 16.3877 | 3.4935 | 4.6909
| Clothes Dryer_Com, P - Oth | Prp | Yes | Health Service | Other | RET | 87.4523 | 75.7958 | 1.1538
| Clothes Dryer_Com, P - Oth | Prp | Yes | Health Service | Other | REPL | 5.1871 | 1.1058 | 4.6909
| Pnemautic to DDC_Com, E - TotE [Building w Elec Heat] | E | Yes | Health Service | Total Electric | RET | 472452.3284 | 431336.0515 | 1.0953
| Pnemautic to DDC_Com, E - TotE [Building w Gas Heat] | E | No | Health Service | Total Electric | RET | 861153.9098 | 1663137.8294 | 0.51779
| Pnemautic to DDC_Com, G - TotF [Building w Gas Heat] | G | No | Health Service | Total FF | RET | 861153.9098 | 1663137.8294 | 0.51779
| Pnemautic to DDC_Com, E - TotE [Building w Oil Heat] | E | Yes | Health Service | Total Electric | RET | 917256.6263 | 447477.6108 | 2.0498
| Pnemautic to DDC_Com, O - TotF [Building w Oil Heat] | O | Yes | Health Service | Total FF | RET | 917256.6263 | 447477.6108 | 2.0498
| Pnemautic to DDC_Com, E - TotE [Building w Propane Heat] | E | No | Health Service | Total Electric | RET | 66947.3808 | 134855.041 | 0.49644
| Pnemautic to DDC_Com, P - TotF [Building w Propane Heat] | Prp | No | Health Service | Total FF | RET | 66947.3808 | 134855.041 | 0.49644
| Data Center_Com, E - TotE [Building w Elec Heat] | E | Yes | Health Service | Total Electric | NC | 90065.3265 | 29076.2648 | 3.0976
| Data Center_Com, E - TotE [Building w Elec Heat] | E | Yes | Health Service | Total Electric | RET | 1891466.2656 | 1323952.2692 | 1.4287
| Data Center_Com, E - TotE [Building w Gas Heat] | E | Yes | Health Service | Total Electric | NC | 183915.9248 | 59374.5489 | 3.0976
| Data Center_Com, E - TotE [Building w Gas Heat] | E | Yes | Health Service | Total Electric | RET | 3862427.2073 | 2703547.6967 | 1.4287
| Data Center_Com, G - TotF [Building w Gas Heat] | G | Yes | Health Service | Total FF | NC | 183915.9248 | 59374.5489 | 3.0976
| Data Center_Com, G - TotF [Building w Gas Heat] | G | Yes | Health Service | Total FF | RET | 3862427.2073 | 2703547.6967 | 1.4287
| Data Center_Com, E - TotE [Building w Oil Heat] | E | Yes | Health Service | Total Electric | NC | 49483.7272 | 15975.0929 | 3.0976
| Data Center_Com, E - TotE [Building w Oil Heat] | E | Yes | Health Service | Total Electric | RET | 1039210.1412 | 727406.3776 | 1.4287
| Data Center_Com, O - TotF [Building w Oil Heat] | O | Yes | Health Service | Total FF | NC | 49483.7272 | 15975.0929 | 3.0976
| Data Center_Com, O - TotF [Building w Oil Heat] | O | Yes | Health Service | Total FF | RET | 1039210.1412 | 727406.3776 | 1.4287
| Data Center_Com, E - TotE [Building w Propane Heat] | E | Yes | Health Service | Total Electric | NC | 14912.7686 | 4814.3678 | 3.0976
| Data Center_Com, E - TotE [Building w Propane Heat] | E | Yes | Health Service | Total Electric | RET | 313183.7723 | 219216.3686 | 1.4287
| Data Center_Com, P - TotF [Building w Propane Heat] | Prp | Yes | Health Service | Total FF | NC | 14912.7686 | 4814.3678 | 3.0976
| Data Center_Com, P - TotF [Building w Propane Heat] | Prp | Yes | Health Service | Total FF | RET | 313183.7723 | 219216.3686 | 1.4287
| RCx_Com, E - TotE [Building w Elec Heat] | E | Yes | Health Service | Total Electric | RET | 1121916.3736 | 255074.082 | 4.3984
| RCx_Com, E - TotE [Building w Gas Heat] | E | Yes | Health Service | Total Electric | RET | 2834539.4825 | 811282.2452 | 3.4939
| RCx_Com, G - TotF [Building w Gas Heat] | G | Yes | Health Service | Total FF | RET | 2834539.4825 | 811282.2452 | 3.4939
| RCx_Com, E - TotE [Building w Oil Heat] | E | Yes | Health Service | Total Electric | RET | 1775049.703 | 218280.5504 | 8.132
| RCx_Com, O - TotF [Building w Oil Heat] | O | Yes | Health Service | Total FF | RET | 1775049.703 | 218280.5504 | 8.132
| RCx_Com, E - TotE [Building w Propane Heat] | E | Yes | Health Service | Total Electric | RET | 224756.2776 | 65782.5819 | 3.4167
| RCx_Com, P - TotF [Building w Propane Heat] | Prp | Yes | Health Service | Total FF | RET | 224756.2776 | 65782.5819 | 3.4167
| Commissioning_Com, E - TotE [Building w Elec Heat] | E | Yes | Health Service | Total Electric | NC | 0 | 0 | 0
| Commissioning_Com, E - TotE [Building w Gas Heat] | E | Yes | Health Service | Total Electric | NC | 0 | 0 | 0
| Commissioning_Com, G - TotF [Building w Gas Heat] | G | Yes | Health Service | Total FF | NC | 0 | 0 | 0
| Commissioning_Com, E - TotE [Building w Oil Heat] | E | Yes | Health Service | Total Electric | NC | 0 | 0 | 0
| Commissioning_Com, O - TotF [Building w Oil Heat] | O | Yes | Health Service | Total FF | NC | 0 | 0 | 0
| Commissioning_Com, E - TotE [Building w Propane Heat] | E | Yes | Health Service | Total Electric | NC | 0 | 0 | 0
| Commissioning_Com, P - TotF [Building w Propane Heat] | Prp | Yes | Health Service | Total FF | NC | 0 | 0 | 0
| Integrated Building Design_Com, E - TotE [Building w Elec Heat] | E | Yes | Health Service | Total Electric | NC | 103513.8014 | 5354.8985 | 19.3307
| Integrated Building Design_Com, E - TotE [Building w Gas Heat] | E | Yes | Health Service | Total Electric | NC | 262877.8792 | 17031.6563 | 15.4347
| Integrated Building Design_Com, G - TotF [Building w Gas Heat] | G | Yes | Health Service | Total FF | NC | 262877.8792 | 17031.6563 | 15.4347
| Integrated Building Design_Com, E - TotE [Building w Oil Heat] | E | Yes | Health Service | Total Electric | NC | 168554.7871 | 4582.4734 | 36.7825
| Integrated Building Design_Com, O - TotF [Building w Oil Heat] | O | Yes | Health Service | Total FF | NC | 168554.7871 | 4582.4734 | 36.7825
| Integrated Building Design_Com, E - TotE [Building w Propane Heat] | E | Yes | Health Service | Total Electric | NC | 20904.5516 | 1381.0068 | 15.1372
| Integrated Building Design_Com, P - TotF [Building w Propane Heat] | Prp | Yes | Health Service | Total FF | NC | 20904.5516 | 1381.0068 | 15.1372
| Deep Energy Retrofit_Com, E - TotE [Building w Elec Heat] | E | Yes | Health Service | Total Electric | RET | 476007.3292 | 158928.3349 | 2.9951
| Deep Energy Retrofit_Com, E - TotE [Building w Gas Heat] | E | Yes | Health Service | Total Electric | RET | 1203027.988 | 505483.4869 | 2.38
| Deep Energy Retrofit_Com, G - TotF [Building w Gas Heat] | G | Yes | Health Service | Total FF | RET | 1203027.988 | 505483.4869 | 2.38
| Deep Energy Retrofit_Com, E - TotE [Building w Oil Heat] | E | Yes | Health Service | Total Electric | RET | 762490.2167 | 136003.4863 | 5.6064
| Deep Energy Retrofit_Com, O - TotF [Building w Oil Heat] | O | Yes | Health Service | Total FF | RET | 762490.2167 | 136003.4863 | 5.6064
| Deep Energy Retrofit_Com, E - TotE [Building w Propane Heat] | E | Yes | Health Service | Total Electric | RET | 95704.3774 | 40986.9796 | 2.335
| Deep Energy Retrofit_Com, P - TotF [Building w Propane Heat] | Prp | Yes | Health Service | Total FF | RET | 95704.3774 | 40986.9796 | 2.335
| EMS_Com, E - TotE [Building w Elec Heat] | E | Yes | Health Service | Total Electric | NC | 188285.3338 | 72028.6361 | 2.614
| EMS_Com, E - TotE [Building w Elec Heat] | E | Yes | Health Service | Total Electric | RET | 3013657.1228 | 917060.327 | 3.2862
| EMS_Com, E - TotE [Building w Gas Heat] | E | Yes | Health Service | Total Electric | NC | 484850.0015 | 229092.4785 | 2.1164
| EMS_Com, E - TotE [Building w Gas Heat] | E | Yes | Health Service | Total Electric | RET | 7720975.3952 | 5833558.2767 | 1.3235
| EMS_Com, G - TotF [Building w Gas Heat] | G | Yes | Health Service | Total FF | NC | 484850.0015 | 229092.4785 | 2.1164
| EMS_Com, G - TotF [Building w Gas Heat] | G | Yes | Health Service | Total FF | RET | 7720975.3952 | 5833558.2767 | 1.3235
| EMS_Com, E - TotE [Building w Oil Heat] | E | Yes | Health Service | Total Electric | NC | 321101.1681 | 61638.7608 | 5.2094
| EMS_Com, E - TotE [Building w Oil Heat] | E | Yes | Health Service | Total Electric | RET | 5053959.3877 | 1569555.2551 | 3.22
| EMS_Com, O - TotF [Building w Oil Heat] | O | Yes | Health Service | Total FF | NC | 321101.1681 | 61638.7608 | 5.2094
| EMS_Com, O - TotF [Building w Oil Heat] | O | Yes | Health Service | Total FF | RET | 5053959.3877 | 1569555.2551 | 3.22
| EMS_Com, E - TotE [Building w Propane Heat] | E | Yes | Health Service | Total Electric | NC | 38513.2804 | 18575.8961 | 2.0733
| EMS_Com, E - TotE [Building w Propane Heat] | E | Yes | Health Service | Total Electric | RET | 613552.7227 | 473012.3544 | 1.2971
| EMS_Com, P - TotF [Building w Propane Heat] | Prp | Yes | Health Service | Total FF | NC | 38513.2804 | 18575.8961 | 2.0733
| EMS_Com, P - TotF [Building w Propane Heat] | Prp | Yes | Health Service | Total FF | RET | 613552.7227 | 473012.3544 | 1.2971
| VFDs on HVAC Pumps_Com, E - Oth | E | Yes | Health Service | Other | RET | 638419.7326 | 156795.9398 | 4.0717
| ECM Circulators_Com, E - Oth | E | Yes | Health Service | Other | RET | 910897.1987 | 343072.8014 | 2.6551
| Motors_Com, E - Oth | E | Yes | Health Service | Other | NC | 21219.9749 | 7268.5573 | 2.9194
| Motors_Com, E - Oth | E | Yes | Health Service | Other | RET | 206300.3404 | 118675.0397 | 1.7384
| Motors_Com, E - Oth | E | Yes | Health Service | Other | REPL | 1237.8937 | 424.0204 | 2.9194
| Ext Area Ltg_Com, E - ExtL | E | Yes | Health Service | Exterior Lighting | NC | 74884.4649 | 12444.0863 | 6.0177
| Ext Area Ltg_Com, E - ExtL | E | Yes | Health Service | Exterior Lighting | RET | 491453.8311 | 81668.3924 | 6.0177
| Ext Area Ltg_Com, E - ExtL | E | Yes | Health Service | Exterior Lighting | REPL | 652293.2834 | 108396.2327 | 6.0177
| Street Ltg_Com, E - ExtL | E | Yes | Health Service | Exterior Lighting | NC | 13939.153 | 1970.6387 | 7.0734
| Street Ltg_Com, E - ExtL | E | Yes | Health Service | Exterior Lighting | RET | 91480.2577 | 12932.9619 | 7.0734
| Street Ltg_Com, E - ExtL | E | Yes | Health Service | Exterior Lighting | REPL | 121419.2543 | 17165.5681 | 7.0734
| Ext Ltg Ctrls_Com, E - ExtL | E | Yes | Health Service | Exterior Lighting | RET | 457435.5936 | 71031.8063 | 6.4399
| Ext Ltg Dsgn_Com, E - ExtL | E | Yes | Health Service | Exterior Lighting | NC | 10713.1105 | 1464.3362 | 7.316
| Ext Ltg Dsgn_Com, E - ExtL | E | Yes | Health Service | Exterior Lighting | REPL | 93744.3946 | 12813.5807 | 7.316
| Int Ltg Ctrls_Com, E - IntL [No Heat] | E | Yes | Health Service | Interior Lighting | RET | 251560.7204 | 28973.3281 | 8.6825
| Int Ltg Ctrls_Com, E - IntL [Electric Heat] | E | Yes | Health Service | Interior Lighting | RET | 641603.5131 | 97832.6092 | 6.5582
| Int Ltg Ctrls_Com, E/G - IntL | E | Yes | Health Service | Interior Lighting | RET | 2460686.9864 | 531895.1969 | 4.6263
| Int Ltg Ctrls_Com, E/O - IntL | E | Yes | Health Service | Interior Lighting | RET | 689810.1809 | 329006.2425 | 2.0966
| Int Ltg Ctrls_Com, E/P - IntL | E | Yes | Health Service | Interior Lighting | RET | 3651.0823 | 2087.5607 | 1.749
| Exit Sign RetFit_Com, E - IntL [No Heat] | E | Yes | Health Service | Interior Lighting | RET | 41743.7547 | 8494.8702 | 4.914
| Exit Sign RetFit_Com, E - IntL [Electric Heat] | E | Yes | Health Service | Interior Lighting | RET | 122890.7029 | 28844.6432 | 4.2604
| Exit Sign RetFit_Com, E/G - IntL | E | Yes | Health Service | Interior Lighting | RET | 424231.601 | 124619.6057 | 3.4042
| Exit Sign RetFit_Com, E/O - IntL | E | Yes | Health Service | Interior Lighting | RET | 117273.1593 | 64796.0284 | 1.8099
| Exit Sign RetFit_Com, E/P - IntL | E | Yes | Health Service | Interior Lighting | RET | 617.9802 | 399.849 | 1.5455
| Repl Scre_Com, E - IntL [No Heat] | E | Yes | Health Service | Interior Lighting | NC | 0 | 0 | 0
| Repl Scre_Com, E - IntL [No Heat] | E | Yes | Health Service | Interior Lighting | RET | 0 | 0 | 0
| Repl Scre_Com, E - IntL [No Heat] | E | Yes | Health Service | Interior Lighting | REPL | 0 | 0 | 0
| Repl Scre_Com, E - IntL [Electric Heat] | E | Yes | Health Service | Interior Lighting | NC | 0 | 0 | 0
| Repl Scre_Com, E - IntL [Electric Heat] | E | Yes | Health Service | Interior Lighting | RET | 0 | 0 | 0
| Repl Scre_Com, E - IntL [Electric Heat] | E | Yes | Health Service | Interior Lighting | REPL | 0 | 0 | 0
| Repl Scre_Com, E/G - IntL | E | Yes | Health Service | Interior Lighting | NC | 0 | 0 | 0
| Repl Scre_Com, E/G - IntL | E | Yes | Health Service | Interior Lighting | RET | 0 | 0 | 0
| Repl Scre_Com, E/G - IntL | E | Yes | Health Service | Interior Lighting | REPL | 0 | 0 | 0
| Repl Scre_Com, E/O - IntL | E | Yes | Health Service | Interior Lighting | NC | 0 | 0 | 0
| Repl Scre_Com, E/O - IntL | E | Yes | Health Service | Interior Lighting | RET | 0 | 0 | 0
| Repl Scre_Com, E/O - IntL | E | Yes | Health Service | Interior Lighting | REPL | 0 | 0 | 0
| Repl Scre_Com, E/P - IntL | E | Yes | Health Service | Interior Lighting | NC | 0 | 0 | 0
| Repl Scre_Com, E/P - IntL | E | Yes | Health Service | Interior Lighting | RET | 0 | 0 | 0
| Repl Scre_Com, E/P - IntL | E | Yes | Health Service | Interior Lighting | REPL | 0 | 0 | 0
| Lin LED Fixture_Com, E - IntL [No Heat] | E | Yes | Health Service | Interior Lighting | NC | 7019.5004 | 1742.5193 | 4.0284
| Lin LED Fixture_Com, E - IntL [No Heat] | E | Yes | Health Service | Interior Lighting | RET | 44585.8845 | 16769.6821 | 2.6587
| Lin LED Fixture_Com, E - IntL [No Heat] | E | Yes | Health Service | Interior Lighting | REPL | 4754.2014 | 1180.1819 | 4.0284
| Lin LED Fixture_Com, E - IntL [Electric Heat] | E | Yes | Health Service | Interior Lighting | NC | 20664.9198 | 5916.788 | 3.4926
| Lin LED Fixture_Com, E - IntL [Electric Heat] | E | Yes | Health Service | Interior Lighting | RET | 131257.7348 | 56942.0701 | 2.3051
| Lin LED Fixture_Com, E - IntL [Electric Heat] | E | Yes | Health Service | Interior Lighting | REPL | 13996.0375 | 4007.351 | 3.4926
| Lin LED Fixture_Com, E/G - IntL | E | Yes | Health Service | Interior Lighting | NC | 71337.4714 | 23522.6349 | 3.0327
| Lin LED Fixture_Com, E/G - IntL | E | Yes | Health Service | Interior Lighting | RET | 453115.4731 | 204074.1387 | 2.2203
| Lin LED Fixture_Com, E/G - IntL | E | Yes | Health Service | Interior Lighting | REPL | 48315.79 | 15931.5247 | 3.0327
| Lin LED Fixture_Com, E/O - IntL | E | Yes | Health Service | Interior Lighting | NC | 19720.2911 | 11328.3123 | 1.7408
| Lin LED Fixture_Com, E/O - IntL | E | Yes | Health Service | Interior Lighting | RET | 125257.7199 | 87065.6513 | 1.4387
| Lin LED Fixture_Com, E/O - IntL | E | Yes | Health Service | Interior Lighting | REPL | 13356.2547 | 7672.4945 | 1.7408
| Lin LED Fixture_Com, E/P - IntL | E | Yes | Health Service | Interior Lighting | NC | 103.9176 | 69.0294 | 1.5054
| Lin LED Fixture_Com, E/P - IntL | E | Yes | Health Service | Interior Lighting | RET | 660.0555 | 518.0858 | 1.274
| Lin LED Fixture_Com, E/P - IntL | E | Yes | Health Service | Interior Lighting | REPL | 70.3818 | 46.7525 | 1.5054
| LED Tube Repl_Com, E - IntL [No Heat] | E | Yes | Health Service | Interior Lighting | RET | 299671.7161 | 12755.4065 | 23.4937
| LED Tube Repl_Com, E - IntL [No Heat] | E | Yes | Health Service | Interior Lighting | REPL | 133654.6979 | 5688.9586 | 23.4937
| LED Tube Repl_Com, E - IntL [Electric Heat] | E | Yes | Health Service | Interior Lighting | RET | 882212.6348 | 43311.4501 | 20.369
| LED Tube Repl_Com, E - IntL [Electric Heat] | E | Yes | Health Service | Interior Lighting | REPL | 393470.1104 | 19317.0675 | 20.369
| LED Tube Repl_Com, E/G - IntL | E | Yes | Health Service | Interior Lighting | RET | 3045490.5834 | 413660.9062 | 7.3623
| LED Tube Repl_Com, E/G - IntL | E | Yes | Health Service | Interior Lighting | REPL | 1358300.1066 | 184494.2999 | 7.3623
| LED Tube Repl_Com, E/O - IntL | E | Yes | Health Service | Interior Lighting | RET | 841885.1905 | 317426.0511 | 2.6522
| LED Tube Repl_Com, E/O - IntL | E | Yes | Health Service | Interior Lighting | REPL | 375483.9205 | 141573.1972 | 2.6522
| LED Tube Repl_Com, E/P - IntL | E | Yes | Health Service | Interior Lighting | RET | 4436.3806 | 2062.1058 | 2.1514
| LED Tube Repl_Com, E/P - IntL | E | Yes | Health Service | Interior Lighting | REPL | 1978.6422 | 919.7068 | 2.1514
| Repl pin CFL wLED_Com, E - IntL [No Heat] | E | Yes | Health Service | Interior Lighting | RET | 16377.7792 | 3907.7535 | 4.1911
| Repl pin CFL wLED_Com, E - IntL [No Heat] | E | Yes | Health Service | Interior Lighting | REPL | 10315.9109 | 2461.386 | 4.1911
| Repl pin CFL wLED_Com, E - IntL [Electric Heat] | E | Yes | Health Service | Interior Lighting | RET | 48215.04 | 13268.9203 | 3.6337
| Repl pin CFL wLED_Com, E - IntL [Electric Heat] | E | Yes | Health Service | Interior Lighting | REPL | 30369.3223 | 8357.7265 | 3.6337
| Repl pin CFL wLED_Com, E/G - IntL | E | Yes | Health Service | Interior Lighting | RET | 166443.3772 | 53389.5914 | 3.1175
| Repl pin CFL wLED_Com, E/G - IntL | E | Yes | Health Service | Interior Lighting | REPL | 104838.087 | 33628.6293 | 3.1175
| Repl pin CFL wLED_Com, E/O - IntL | E | Yes | Health Service | Interior Lighting | RET | 46011.0483 | 25857.3771 | 1.7794
| Repl pin CFL wLED_Com, E/O - IntL | E | Yes | Health Service | Interior Lighting | REPL | 28981.0887 | 16286.8478 | 1.7794
| Repl pin CFL wLED_Com, E/P - IntL | E | Yes | Health Service | Interior Lighting | RET | 242.4589 | 157.5394 | 1.539
| Repl pin CFL wLED_Com, E/P - IntL | E | Yes | Health Service | Interior Lighting | REPL | 152.7181 | 99.2297 | 1.539
| Refrig Case LED_Com, E - IntL | E | Yes | Health Service | Interior Lighting | NC | 20786.4786 | 3032.3576 | 6.8549
| Refrig Case LED_Com, E - IntL | E | Yes | Health Service | Interior Lighting | RET | 113687.3326 | 16584.8508 | 6.8549
| Refrig Case LED_Com, E - IntL | E | Yes | Health Service | Interior Lighting | REPL | 35525.5402 | 5182.5104 | 6.8549
| Refrig Case Ctrls_Com, E - IntL | E | Yes | Health Service | Interior Lighting | RET | 66811.8552 | 24873.2435 | 2.6861
| Stair Occ Sensor_Com, E - IntL [No Heat] | E | Yes | Health Service | Interior Lighting | NC | 4130.0127 | 1404.0962 | 2.9414
| Stair Occ Sensor_Com, E - IntL [No Heat] | E | Yes | Health Service | Interior Lighting | RET | 40656.8421 | 13822.2616 | 2.9414
| Stair Occ Sensor_Com, E - IntL [Electric Heat] | E | Yes | Health Service | Interior Lighting | NC | 12158.4695 | 4767.66 | 2.5502
| Stair Occ Sensor_Com, E - IntL [Electric Heat] | E | Yes | Health Service | Interior Lighting | RET | 119690.9081 | 46933.9955 | 2.5502
| Stair Occ Sensor_Com, E/G - IntL | E | Yes | Health Service | Interior Lighting | NC | 41972.3124 | 17733.8396 | 2.3668
| Stair Occ Sensor_Com, E/G - IntL | E | Yes | Health Service | Interior Lighting | RET | 413185.5734 | 174576.1972 | 2.3668
| Stair Occ Sensor_Com, E/O - IntL | E | Yes | Health Service | Interior Lighting | NC | 11602.6851 | 7898.1997 | 1.469
| Stair Occ Sensor_Com, E/O - IntL | E | Yes | Health Service | Interior Lighting | RET | 114219.6325 | 77751.784 | 1.469
| Stair Occ Sensor_Com, E/P - IntL | E | Yes | Health Service | Interior Lighting | NC | 61.1413 | 47.3686 | 1.2908
| Stair Occ Sensor_Com, E/P - IntL | E | Yes | Health Service | Interior Lighting | RET | 601.8894 | 466.3077 | 1.2908
| Int Delamping_Com, E - IntL [No Heat] | E | Yes | Health Service | Interior Lighting | RET | 4113.3781 | 151.3261 | 27.1822
| Int Delamping_Com, E - IntL [Electric Heat] | E | Yes | Health Service | Interior Lighting | RET | 12109.4984 | 445.4935 | 27.1822
| Int Delamping_Com, E/G - IntL | E | Yes | Health Service | Interior Lighting | RET | 41803.2591 | 5561.0047 | 7.5172
| Int Delamping_Com, E/O - IntL | E | Yes | Health Service | Interior Lighting | RET | 11555.9526 | 4358.6016 | 2.6513
| Int Delamping_Com, E/P - IntL | E | Yes | Health Service | Interior Lighting | RET | 60.895 | 28.3814 | 2.1456
| Int Ltg Dsgn_Com, E - IntL [No Heat] | E | Yes | Health Service | Interior Lighting | NC | 7121.2009 | 611.2871 | 11.6495
| Int Ltg Dsgn_Com, E - IntL [Electric Heat] | E | Yes | Health Service | Interior Lighting | NC | 20964.3189 | 1799.5865 | 11.6495
| Int Ltg Dsgn_Com, E/G - IntL | E | Yes | Health Service | Interior Lighting | NC | 72371.0285 | 13177.2953 | 5.4921
| Int Ltg Dsgn_Com, E/O - IntL | E | Yes | Health Service | Interior Lighting | NC | 20006.0041 | 8527.0672 | 2.3462
| Int Ltg Dsgn_Com, E/P - IntL | E | Yes | Health Service | Interior Lighting | NC | 105.4232 | 54.3059 | 1.9413
| Room Air Conditioner_Com, E - Cool | E | Yes | Lodging | Cooling | NC | 0 | 0 | 0
| Room Air Conditioner_Com, E - Cool | E | Yes | Lodging | Cooling | RET | 0 | 0 | 0
| Room Air Conditioner_Com, E - Cool | E | Yes | Lodging | Cooling | REPL | 0 | 0 | 0
| Chiller Systems_Com, E - Cool | E | Yes | Lodging | Cooling | NC | 13253.3875 | 535.1022 | 24.768
| Chiller Systems_Com, E - Cool | E | Yes | Lodging | Cooling | RET | 39374.4921 | 3302.1148 | 11.924
| Chiller Systems_Com, E - Cool | E | Yes | Lodging | Cooling | REPL | 1.2071e-11 | 4.8736e-13 | 24.768
| Chiller Tuneup_Com, E - Cool | E | Yes | Lodging | Cooling | RET | 11099.1993 | 905.8904 | 12.2523
| Computer Room Air Conditioner_Com, E - Cool | E | Yes | Lodging | Cooling | NC | 1979.4425 | 511.8589 | 3.8672
| Computer Room Air Conditioner_Com, E - Cool | E | Yes | Lodging | Cooling | REPL | 12990.7405 | 3359.2419 | 3.8672
| Mini Split Ductless AC_Com, E - Cool | E | Yes | Lodging | Cooling | NC | 0 | 0 | 0
| Mini Split Ductless AC_Com, E - Cool | E | Yes | Lodging | Cooling | RET | 0 | 0 | 0
| Mini Split Ductless AC_Com, E - Cool | E | Yes | Lodging | Cooling | REPL | 0 | 0 | 0
| Eff Unitary AC_Com, E - Cool | E | Yes | Lodging | Cooling | NC | 10255.1647 | 3390.8487 | 3.0244
| Eff Unitary AC_Com, E - Cool | E | No | Lodging | Cooling | RET | 82890.9949 | 200757.5686 | 0.41289
| Eff Unitary AC_Com, E - Cool | E | Yes | Lodging | Cooling | REPL | 49370.0785 | 16324.1127 | 3.0244
| PTAC_Com, E - Cool | E | Yes | Lodging | Cooling | NC | 0 | 0 | 0
| PTAC_Com, E - Cool | E | Yes | Lodging | Cooling | RET | 0 | 0 | 0
| PTAC_Com, E - Cool | E | Yes | Lodging | Cooling | REPL | 0 | 0 | 0
| Unitary Equipment Economizer_Com, E - Cool | E | No | Lodging | Cooling | RET | 41306.2453 | 63671.2027 | 0.64874
| Guest Room EM_Com, E - Cool [Building w Elec Heat] | E | Yes | Lodging | Cooling | RET | 374373.3481 | 97866.7119 | 3.8253
| Guest Room EM_Com, E - Heat [Building w Elec Heat] | E | Yes | Lodging | Space Heating | RET | 374373.3481 | 97866.7119 | 3.8253
| Guest Room EM_Com, E - Cool [Building w Gas Heat] | E | Yes | Lodging | Cooling | RET | 905097.2576 | 199846.5727 | 4.529
| Guest Room EM_Com, G - Heat [Building w Gas Heat] | G | Yes | Lodging | Space Heating | RET | 905097.2576 | 199846.5727 | 4.529
| Guest Room EM_Com, E - Cool [Building w Oil Heat] | E | Yes | Lodging | Cooling | RET | 541532.7711 | 53769.9674 | 10.0713
| Guest Room EM_Com, O - Heat [Building w Oil Heat] | O | Yes | Lodging | Space Heating | RET | 541532.7711 | 53769.9674 | 10.0713
| Guest Room EM_Com, E - Cool [Building w Propane Heat] | E | Yes | Lodging | Cooling | RET | 48580.5387 | 12153.3754 | 3.9973
| Guest Room EM_Com, P - Heat [Building w Propane Heat] | Prp | Yes | Lodging | Space Heating | RET | 48580.5387 | 12153.3754 | 3.9973
| AC Tuneup_Com, E - Cool [ASHP] | E | Yes | Lodging | Cooling | RET | 39944.3738 | 2026.9006 | 19.7071
| AC Tuneup_Com, E - Heat [ASHP] | E | Yes | Lodging | Space Heating | RET | 39944.3738 | 2026.9006 | 19.7071
| AC Tuneup_Com, E - Cool [Unitary AC] | E | Yes | Lodging | Cooling | RET | 72693.585 | 4110.3398 | 17.6855
| DCV_Com, E - Cool [Building w Elec Heat] | E | Yes | Lodging | Cooling | RET | 475677.4813 | 27490.4429 | 17.3034
| DCV_Com, E - Heat [Building w Elec Heat] | E | Yes | Lodging | Space Heating | RET | 475677.4813 | 27490.4429 | 17.3034
| DCV_Com, E - Vent [Building w Elec Heat] | E | Yes | Lodging | Ventilation | RET | 475677.4813 | 27490.4429 | 17.3034
| DCV_Com, E - Cool [Building w Gas Heat] | E | Yes | Lodging | Cooling | RET | 1064989.4769 | 56136.2561 | 18.9715
| DCV_Com, G - Heat [Building w Gas Heat] | G | Yes | Lodging | Space Heating | RET | 1064989.4769 | 56136.2561 | 18.9715
| DCV_Com, E - Vent [Building w Gas Heat] | E | Yes | Lodging | Ventilation | RET | 1064989.4769 | 56136.2561 | 18.9715
| DCV_Com, E - Cool [Building w Oil Heat] | E | Yes | Lodging | Cooling | RET | 492370.8213 | 15103.81 | 32.5991
| DCV_Com, O - Heat [Building w Oil Heat] | O | Yes | Lodging | Space Heating | RET | 492370.8213 | 15103.81 | 32.5991
| DCV_Com, E - Vent [Building w Oil Heat] | E | Yes | Lodging | Ventilation | RET | 492370.8213 | 15103.81 | 32.5991
| DCV_Com, E - Cool [Building w Propane Heat] | E | Yes | Lodging | Cooling | RET | 73125.9757 | 4551.7918 | 16.0653
| DCV_Com, P - Heat [Building w Propane Heat] | Prp | Yes | Lodging | Space Heating | RET | 73125.9757 | 4551.7918 | 16.0653
| DCV_Com, E - Vent [Building w Propane Heat] | E | Yes | Lodging | Ventilation | RET | 73125.9757 | 4551.7918 | 16.0653
| Controls for Unitary AC_Com, E - Cool | E | No | Lodging | Cooling | RET | 90735.5968 | 93988.3982 | 0.96539
| Optimized Unitary AC Sys_Com, E - Cool [Building w Elec Heat] | E | No | Lodging | Cooling | NC | 27233.7283 | 75153.7313 | 0.36237
| Optimized Unitary AC Sys_Com, E - Heat [Building w Elec Heat] | E | No | Lodging | Space Heating | NC | 27233.7283 | 75153.7313 | 0.36237
| Optimized Unitary AC Sys_Com, E - Cool [Building w Gas Heat] | E | Yes | Lodging | Cooling | NC | 85058.7033 | 13380.4703 | 6.3569
| Optimized Unitary AC Sys_Com, G - Heat [Building w Gas Heat] | G | Yes | Lodging | Space Heating | NC | 85058.7033 | 13380.4703 | 6.3569
| Optimized Unitary AC Sys_Com, E - Cool [Building w Oil Heat] | E | Yes | Lodging | Cooling | NC | 85378.7809 | 3721.3136 | 22.9432
| Optimized Unitary AC Sys_Com, O - Heat [Building w Oil Heat] | O | Yes | Lodging | Space Heating | NC | 85378.7809 | 3721.3136 | 22.9432
| Optimized Unitary AC Sys_Com, E - Cool [Building w Propane Heat] | E | Yes | Lodging | Cooling | NC | 2880.5923 | 932.3567 | 3.0896
| Optimized Unitary AC Sys_Com, P - Heat [Building w Propane Heat] | Prp | Yes | Lodging | Space Heating | NC | 2880.5923 | 932.3567 | 3.0896
| Optimized Chiller Sys_Com, E - Cool | E | Yes | Lodging | Cooling | NC | 4470.8016 | 3796.1656 | 1.1777
| Cool Roof_Com, E - Cool [Building w Elec Heat] | E | No | Lodging | Cooling | NC | 12254.8835 | 12697.6612 | 0.96513
| Cool Roof_Com, E - Cool [Building w Elec Heat] | E | No | Lodging | Cooling | RET | 82035.2213 | 145777.0591 | 0.56274
| Cool Roof_Com, E - Heat [Building w Elec Heat] | E | No | Lodging | Space Heating | NC | 12254.8835 | 12697.6612 | 0.96513
| Cool Roof_Com, E - Heat [Building w Elec Heat] | E | No | Lodging | Space Heating | RET | 82035.2213 | 145777.0591 | 0.56274
| Cool Roof_Com, E - Cool [Building w Gas Heat] | E | No | Lodging | Cooling | NC | 27341.9048 | 29737.8177 | 0.91943
| Cool Roof_Com, E - Cool [Building w Gas Heat] | E | No | Lodging | Cooling | RET | 183029.0109 | 322551.6093 | 0.56744
| Cool Roof_Com, G - Heat [Building w Gas Heat] | G | No | Lodging | Space Heating | NC | 27341.9048 | 29737.8177 | 0.91943
| Cool Roof_Com, G - Heat [Building w Gas Heat] | G | No | Lodging | Space Heating | RET | 183029.0109 | 322551.6093 | 0.56744
| Cool Roof_Com, E - Cool [Building w Oil Heat] | E | No | Lodging | Cooling | NC | 7356.5101 | 11143.9696 | 0.66013
| Cool Roof_Com, E - Cool [Building w Oil Heat] | E | No | Lodging | Cooling | RET | 49245.0975 | 107306.385 | 0.45892
| Cool Roof_Com, O - Heat [Building w Oil Heat] | O | No | Lodging | Space Heating | NC | 7356.5101 | 11143.9696 | 0.66013
| Cool Roof_Com, O - Heat [Building w Oil Heat] | O | No | Lodging | Space Heating | RET | 49245.0975 | 107306.385 | 0.45892
| Cool Roof_Com, E - Cool [Building w Propane Heat] | E | No | Lodging | Cooling | NC | 2217.0103 | 2326.6848 | 0.95286
| Cool Roof_Com, E - Cool [Building w Propane Heat] | E | No | Lodging | Cooling | RET | 14840.8534 | 25601.6021 | 0.57968
| Cool Roof_Com, P - Heat [Building w Propane Heat] | Prp | No | Lodging | Space Heating | NC | 2217.0103 | 2326.6848 | 0.95286
| Cool Roof_Com, P - Heat [Building w Propane Heat] | Prp | No | Lodging | Space Heating | RET | 14840.8534 | 25601.6021 | 0.57968
| GSHP_Com, E - Cool | E | Yes | Lodging | Cooling | RET | 118370.7843 | 29352.3123 | 4.0328
| GSHP_Com, E - Cool | E | Yes | Lodging | Cooling | REPL | 1.6961e-11 | 3.1112e-12 | 5.4515
| GSHP_Com, E - Heat | E | Yes | Lodging | Space Heating | RET | 118370.7843 | 29352.3123 | 4.0328
| GSHP_Com, E - Heat | E | Yes | Lodging | Space Heating | REPL | 1.6961e-11 | 3.1112e-12 | 5.4515
| Unitary HP_Com, E - Cool | E | Yes | Lodging | Cooling | NC | 13991.7969 | 2783.1434 | 5.0273
| Unitary HP_Com, E - Cool | E | Yes | Lodging | Cooling | RET | 85829.2893 | 76252.1153 | 1.1256
| Unitary HP_Com, E - Cool | E | Yes | Lodging | Cooling | REPL | 42328.2744 | 8419.6231 | 5.0273
| Unitary HP_Com, E - Heat | E | Yes | Lodging | Space Heating | NC | 13991.7969 | 2783.1434 | 5.0273
| Unitary HP_Com, E - Heat | E | Yes | Lodging | Space Heating | RET | 85829.2893 | 76252.1153 | 1.1256
| Unitary HP_Com, E - Heat | E | Yes | Lodging | Space Heating | REPL | 42328.2744 | 8419.6231 | 5.0273
| PTHP_Com, E - Cool | E | Yes | Lodging | Cooling | NC | 0 | 0 | 0
| PTHP_Com, E - Cool | E | Yes | Lodging | Cooling | RET | 0 | 0 | 0
| PTHP_Com, E - Cool | E | Yes | Lodging | Cooling | REPL | 0 | 0 | 0
| PTHP_Com, E - Heat | E | Yes | Lodging | Space Heating | NC | 0 | 0 | 0
| PTHP_Com, E - Heat | E | Yes | Lodging | Space Heating | RET | 0 | 0 | 0
| PTHP_Com, E - Heat | E | Yes | Lodging | Space Heating | REPL | 0 | 0 | 0
| Minisplit Ductless HP_Com, E - Cool | E | Yes | Lodging | Cooling | RET | 1151177.4751 | 201085.6621 | 5.7248
| Minisplit Ductless HP_Com, E - Cool | E | Yes | Lodging | Cooling | REPL | 107287.9542 | 9963.5105 | 10.7681
| Minisplit Ductless HP_Com, E - Heat | E | Yes | Lodging | Space Heating | RET | 1151177.4751 | 201085.6621 | 5.7248
| Minisplit Ductless HP_Com, E - Heat | E | Yes | Lodging | Space Heating | REPL | 107287.9542 | 9963.5105 | 10.7681
| Programmable TStat_Com, E - Cool [Building w Elec Heat] | E | Yes | Lodging | Cooling | NC | 0 | 0 | 0
| Programmable TStat_Com, E - Heat [Building w Elec Heat] | E | Yes | Lodging | Space Heating | NC | 0 | 0 | 0
| Programmable TStat_Com, E - Cool [Building w Gas Heat] | E | Yes | Lodging | Cooling | NC | 0 | 0 | 0
| Programmable TStat_Com, E - Cool [Building w Gas Heat] | E | Yes | Lodging | Cooling | RET | 0 | 0 | 0
| Programmable TStat_Com, G - Heat [Building w Gas Heat] | G | Yes | Lodging | Space Heating | NC | 0 | 0 | 0
| Programmable TStat_Com, G - Heat [Building w Gas Heat] | G | Yes | Lodging | Space Heating | RET | 0 | 0 | 0
| Programmable TStat_Com, E - Cool [Building w Propane Heat] | E | Yes | Lodging | Cooling | NC | 0 | 0 | 0
| Programmable TStat_Com, E - Cool [Building w Propane Heat] | E | Yes | Lodging | Cooling | RET | 0 | 0 | 0
| Programmable TStat_Com, P - Heat [Building w Propane Heat] | Prp | Yes | Lodging | Space Heating | NC | 0 | 0 | 0
| Programmable TStat_Com, P - Heat [Building w Propane Heat] | Prp | Yes | Lodging | Space Heating | RET | 0 | 0 | 0
| Programmable TStat_Com, E - Cool [Building w Oil Heat] | E | Yes | Lodging | Cooling | NC | 0 | 0 | 0
| Programmable TStat_Com, E - Cool [Building w Oil Heat] | E | Yes | Lodging | Cooling | RET | 0 | 0 | 0
| Programmable TStat_Com, O - Heat [Building w Oil Heat] | O | Yes | Lodging | Space Heating | NC | 0 | 0 | 0
| Programmable TStat_Com, O - Heat [Building w Oil Heat] | O | Yes | Lodging | Space Heating | RET | 0 | 0 | 0
| Smart TStat_Com, E - Cool [Building w Elec Heat] | E | Yes | Lodging | Cooling | NC | 27946.423 | 8676.1037 | 3.2211
| Smart TStat_Com, E - Cool [Building w Elec Heat] | E | Yes | Lodging | Cooling | RET | 131543.8846 | 54097.677 | 2.4316
| Smart TStat_Com, E - Heat [Building w Elec Heat] | E | Yes | Lodging | Space Heating | NC | 27946.423 | 8676.1037 | 3.2211
| Smart TStat_Com, E - Heat [Building w Elec Heat] | E | Yes | Lodging | Space Heating | RET | 131543.8846 | 54097.677 | 2.4316
| Smart TStat_Com, E - Cool [Building w Gas Heat] | E | Yes | Lodging | Cooling | NC | 59602.1892 | 17716.8474 | 3.3642
| Smart TStat_Com, E - Cool [Building w Gas Heat] | E | Yes | Lodging | Cooling | RET | 279802.9748 | -3685.0175 | -75.9299
| Smart TStat_Com, G - Heat [Building w Gas Heat] | G | Yes | Lodging | Space Heating | NC | 59602.1892 | 17716.8474 | 3.3642
| Smart TStat_Com, G - Heat [Building w Gas Heat] | G | Yes | Lodging | Space Heating | RET | 279802.9748 | -3685.0175 | -75.9299
| Smart TStat_Com, E - Cool [Building w Propane Heat] | E | Yes | Lodging | Cooling | NC | 14677.8712 | 4766.8283 | 3.0792
| Smart TStat_Com, E - Cool [Building w Propane Heat] | E | Yes | Lodging | Cooling | RET | 69045.3886 | 29722.367 | 2.323
| Smart TStat_Com, P - Heat [Building w Propane Heat] | Prp | Yes | Lodging | Space Heating | NC | 14677.8712 | 4766.8283 | 3.0792
| Smart TStat_Com, P - Heat [Building w Propane Heat] | Prp | Yes | Lodging | Space Heating | RET | 69045.3886 | 29722.367 | 2.323
| Smart TStat_Com, E - Cool [Building w Oil Heat] | E | Yes | Lodging | Cooling | NC | 11298.5815 | 1436.5653 | 7.865
| Smart TStat_Com, E - Cool [Building w Oil Heat] | E | Yes | Lodging | Cooling | RET | 52374.9412 | 8957.3443 | 5.8472
| Smart TStat_Com, O - Heat [Building w Oil Heat] | O | Yes | Lodging | Space Heating | NC | 11298.5815 | 1436.5653 | 7.865
| Smart TStat_Com, O - Heat [Building w Oil Heat] | O | Yes | Lodging | Space Heating | RET | 52374.9412 | 8957.3443 | 5.8472
| Boiler Blowdown Controls_Com, G - Heat | G | No | Lodging | Space Heating | RET | 15347.835 | 104296.6669 | 0.14716
| Boiler Blowdown Controls_Com, O - Heat | O | No | Lodging | Space Heating | RET | 5738.2694 | 38426.5667 | 0.14933
| Boiler Blowdown Controls_Com, P - Heat | Prp | No | Lodging | Space Heating | RET | 331.8416 | 2737.623 | 0.12122
| Boiler Modifications_Com, G - Heat | G | Yes | Lodging | Space Heating | RET | 71680.1859 | 51820.4006 | 1.3832
| Boiler Modifications_Com, O - Heat | O | Yes | Lodging | Space Heating | RET | 29748.7215 | 9840.2113 | 3.0232
| Boiler Modifications_Com, P - Heat | Prp | Yes | Lodging | Space Heating | RET | 1658.0223 | 562.3426 | 2.9484
| Boilers_Com, G - Heat | G | No | Lodging | Space Heating | NC | 34778.1354 | 39651.4034 | 0.8771
| Boilers_Com, G - Heat | G | No | Lodging | Space Heating | RET | 164491.1583 | 759339.0099 | 0.21662
| Boilers_Com, G - Heat | G | No | Lodging | Space Heating | REPL | 2.4718e-11 | 2.8182e-11 | 0.8771
| Boilers_Com, O - Heat | O | No | Lodging | Space Heating | NC | 4892.6582 | 50496.0943 | 0.096892
| Boilers_Com, O - Heat | O | No | Lodging | Space Heating | RET | 23658.5044 | 988646.6088 | 0.02393
| Boilers_Com, O - Heat | O | No | Lodging | Space Heating | REPL | 3.4774e-12 | 3.5889e-11 | 0.096892
| Boilers_Com, P - Heat | Prp | Yes | Lodging | Space Heating | NC | 625.2449 | 25.9998 | 24.0481
| Boilers_Com, P - Heat | Prp | Yes | Lodging | Space Heating | RET | 2993.1415 | 503.9497 | 5.9394
| Boilers_Com, P - Heat | Prp | Yes | Lodging | Space Heating | REPL | 4.4438e-13 | 1.8479e-14 | 24.0481
| Furnace_Com, G - Heat | G | Yes | Lodging | Space Heating | NC | 12123.1179 | 3668.1445 | 3.305
| Furnace_Com, G - Heat | G | No | Lodging | Space Heating | RET | 53610.3473 | 69316.8412 | 0.77341
| Furnace_Com, G - Heat | G | Yes | Lodging | Space Heating | REPL | 9.3655e-12 | 2.8338e-12 | 3.305
| Furnace_Com, O - Heat | O | Yes | Lodging | Space Heating | NC | 24648.2446 | 2443.5096 | 10.0872
| Furnace_Com, O - Heat | O | Yes | Lodging | Space Heating | RET | 121544.6431 | 51489.884 | 2.3606
| Furnace_Com, O - Heat | O | Yes | Lodging | Space Heating | REPL | 1.9042e-11 | 1.8877e-12 | 10.0872
| Furnace_Com, P - Heat | Prp | Yes | Lodging | Space Heating | NC | 399.6013 | 31.3999 | 12.7262
| Furnace_Com, P - Heat | Prp | Yes | Lodging | Space Heating | RET | 1904.6463 | 639.5482 | 2.9781
| Furnace_Com, P - Heat | Prp | Yes | Lodging | Space Heating | REPL | 3.0871e-13 | 2.4258e-14 | 12.7262
| Unit Heater_Com, G - Heat | G | Yes | Lodging | Space Heating | NC | 2537.7196 | 470.5752 | 5.3928
| Unit Heater_Com, G - Heat | G | Yes | Lodging | Space Heating | RET | 14265.2753 | 9988.2934 | 1.4282
| Unit Heater_Com, G - Heat | G | Yes | Lodging | Space Heating | REPL | 1566.3751 | 290.4566 | 5.3928
| Unit Heater_Com, P - Heat | Prp | Yes | Lodging | Space Heating | NC | 1540.0135 | 67.8229 | 22.7064
| Unit Heater_Com, P - Heat | Prp | Yes | Lodging | Space Heating | RET | 7638.9498 | 1270.3147 | 6.0134
| Unit Heater_Com, P - Heat | Prp | Yes | Lodging | Space Heating | REPL | 1.6096e-12 | 7.0888e-14 | 22.7064
| Destratification Fans_Com, G - Heat | G | No | Lodging | Space Heating | NC | 5429.3325 | 29387.1652 | 0.18475
| Destratification Fans_Com, G - Heat | G | No | Lodging | Space Heating | RET | 31353.9696 | 169708.5766 | 0.18475
| Destratification Fans_Com, G - Heat | G | No | Lodging | Space Heating | REPL | 15447.5805 | 83612.5992 | 0.18475
| Destratification Fans_Com, O - Heat | O | No | Lodging | Space Heating | NC | 5940.7556 | 9091.4853 | 0.65344
| Destratification Fans_Com, O - Heat | O | No | Lodging | Space Heating | RET | 34307.397 | 52502.6135 | 0.65344
| Destratification Fans_Com, O - Heat | O | No | Lodging | Space Heating | REPL | 16902.6841 | 25867.1648 | 0.65344
| Destratification Fans_Com, P - Heat | Prp | No | Lodging | Space Heating | NC | 319.6459 | 387.873 | 0.8241
| Destratification Fans_Com, P - Heat | Prp | No | Lodging | Space Heating | RET | 1845.93 | 2239.9358 | 0.8241
| Destratification Fans_Com, P - Heat | Prp | No | Lodging | Space Heating | REPL | 909.459 | 1103.5792 | 0.8241
| Energy Recovery Ventilator_Com, G - Heat | G | Yes | Lodging | Space Heating | NC | 14894.0766 | 11100.4841 | 1.3418
| Energy Recovery Ventilator_Com, G - Heat | G | Yes | Lodging | Space Heating | RET | 87740.39 | 65392.4933 | 1.3418
| Energy Recovery Ventilator_Com, G - Heat | G | Yes | Lodging | Space Heating | REPL | 12713.0236 | 9474.9557 | 1.3418
| Energy Recovery Ventilator_Com, O - Heat | O | Yes | Lodging | Space Heating | NC | 16297.0438 | 3434.1484 | 4.7456
| Energy Recovery Ventilator_Com, O - Heat | O | Yes | Lodging | Space Heating | RET | 96005.2046 | 20230.4252 | 4.7456
| Energy Recovery Ventilator_Com, O - Heat | O | Yes | Lodging | Space Heating | REPL | 13910.5438 | 2931.26 | 4.7456
| Energy Recovery Ventilator_Com, P - Heat | Prp | Yes | Lodging | Space Heating | NC | 876.8722 | 146.5122 | 5.985
| Energy Recovery Ventilator_Com, P - Heat | Prp | Yes | Lodging | Space Heating | RET | 5165.6173 | 863.0971 | 5.985
| Energy Recovery Ventilator_Com, P - Heat | Prp | Yes | Lodging | Space Heating | REPL | 748.4651 | 125.0573 | 5.985
| Forced Air Heating Maintenance_Com, G - Heat | G | No | Lodging | Space Heating | RET | 635.5472 | 1201.3595 | 0.52902
| Forced Air Heating Maintenance_Com, O - Heat | O | Yes | Lodging | Space Heating | RET | 1814.9156 | 1016.2521 | 1.7859
| Forced Air Heating Maintenance_Com, P - Heat | Prp | Yes | Lodging | Space Heating | RET | 52.0723 | 21.7776 | 2.3911
| Infrared Heater_Com, P - Heat | Prp | Yes | Lodging | Space Heating | NC | 30.7436 | 0.79825 | 38.5136
| Infrared Heater_Com, P - Heat | Prp | Z | Lodging | Space Heating | RET | 0 | 0 | 0
| Infrared Heater_Com, P - Heat | Prp | Yes | Lodging | Space Heating | REPL | 82.9594 | 2.154 | 38.5136
| Steam Trap Maintenance_Com, G - Heat | G | Yes | Lodging | Space Heating | RET | 22175.8052 | 8762.6499 | 2.5307
| Steam Trap Maintenance_Com, O - Heat | O | Yes | Lodging | Space Heating | RET | 6222.4651 | 711.0797 | 8.7507
| Windows_Com, E - Cool [Building w Elec Heat] | E | No | Lodging | Cooling | NC | 38005.5948 | 55010.1754 | 0.69088
| Windows_Com, E - Heat [Building w Elec Heat] | E | No | Lodging | Space Heating | NC | 38005.5948 | 55010.1754 | 0.69088
| Windows_Com, E - Cool [Building w Gas Heat] | E | No | Lodging | Cooling | NC | 85359.1603 | 112332.3223 | 0.75988
| Windows_Com, G - Heat [Building w Gas Heat] | G | No | Lodging | Space Heating | NC | 85359.1603 | 112332.3223 | 0.75988
| Windows_Com, E - Cool [Building w Oil Heat] | E | Yes | Lodging | Cooling | NC | 39485.0009 | 30223.7123 | 1.3064
| Windows_Com, O - Heat [Building w Oil Heat] | O | Yes | Lodging | Space Heating | NC | 39485.0009 | 30223.7123 | 1.3064
| Windows_Com, E - Cool [Building w Propane Heat] | E | No | Lodging | Cooling | NC | 6493.8185 | 9108.4333 | 0.71295
| Windows_Com, P - Heat [Building w Propane Heat] | Prp | No | Lodging | Space Heating | NC | 6493.8185 | 9108.4333 | 0.71295
| Window Film_Com, E - Cool [Building w Elec Heat] | E | No | Lodging | Cooling | RET | 0 | 0 | 0
| Window Film_Com, E - Heat [Building w Elec Heat] | E | No | Lodging | Space Heating | RET | 0 | 0 | 0
| Window Film_Com, E - Cool [Building w Gas Heat] | E | No | Lodging | Cooling | RET | 0 | 0 | 0
| Window Film_Com, G - Heat [Building w Gas Heat] | G | No | Lodging | Space Heating | RET | 0 | 0 | 0
| Window Film_Com, E - Cool [Building w Oil Heat] | E | No | Lodging | Cooling | RET | 0 | 0 | 0
| Window Film_Com, O - Heat [Building w Oil Heat] | O | No | Lodging | Space Heating | RET | 0 | 0 | 0
| Window Film_Com, E - Cool [Building w Propane Heat] | E | No | Lodging | Cooling | RET | 0 | 0 | 0
| Window Film_Com, P - Heat [Building w Propane Heat] | Prp | No | Lodging | Space Heating | RET | 0 | 0 | 0
| Motors and Fans_Com, E - Vent | E | Yes | Lodging | Ventilation | NC | 15363.3656 | 5936.1725 | 2.5881
| Motors and Fans_Com, E - Vent | E | Yes | Lodging | Ventilation | RET | 49753.5849 | 32306.9844 | 1.54
| Motors and Fans_Com, E - Vent | E | Yes | Lodging | Ventilation | REPL | 896.2411 | 346.294 | 2.5881
| ECM Furnace Motors_Com, E - Vent | E | Yes | Lodging | Ventilation | RET | 95136.0647 | 33983.4677 | 2.7995
| VFD on HVAC System_Com, E - Vent | E | Yes | Lodging | Ventilation | RET | 973765.5799 | 108825.0583 | 8.948
| Kitchen DCV_Com, E - Vent [Building w Elec Heat] | E | Yes | Lodging | Ventilation | NC | 52418.1935 | 5486.2133 | 9.5545
| Kitchen DCV_Com, E - Vent [Building w Elec Heat] | E | Yes | Lodging | Ventilation | RET | 292967.2237 | 30662.649 | 9.5545
| Kitchen DCV_Com, E - Vent [Building w Elec Heat] | E | Yes | Lodging | Ventilation | REPL | 21405.1649 | 2240.3157 | 9.5545
| Kitchen DCV_Com, E - Heat [Building w Elec Heat] | E | Yes | Lodging | Space Heating | NC | 52418.1935 | 5486.2133 | 9.5545
| Kitchen DCV_Com, E - Heat [Building w Elec Heat] | E | Yes | Lodging | Space Heating | RET | 292967.2237 | 30662.649 | 9.5545
| Kitchen DCV_Com, E - Heat [Building w Elec Heat] | E | Yes | Lodging | Space Heating | REPL | 21405.1649 | 2240.3157 | 9.5545
| Kitchen DCV_Com, E - Vent [Building w Gas Heat] | E | Yes | Lodging | Ventilation | NC | 52418.1935 | 5486.2133 | 9.5545
| Kitchen DCV_Com, E - Vent [Building w Gas Heat] | E | Yes | Lodging | Ventilation | RET | 292967.2237 | 30662.649 | 9.5545
| Kitchen DCV_Com, E - Vent [Building w Gas Heat] | E | Yes | Lodging | Ventilation | REPL | 21405.1649 | 2240.3157 | 9.5545
| Kitchen DCV_Com, G - Heat [Building w Gas Heat] | G | Yes | Lodging | Space Heating | NC | 41041.483 | 1981.7289 | 20.7099
| Kitchen DCV_Com, G - Heat [Building w Gas Heat] | G | Yes | Lodging | Space Heating | RET | 226184.8827 | 11075.9561 | 20.4213
| Kitchen DCV_Com, G - Heat [Building w Gas Heat] | G | Yes | Lodging | Space Heating | REPL | 16525.824 | 809.2464 | 20.4213
| Kitchen DCV_Com, E - Vent [Building w Oil Heat] | E | Yes | Lodging | Ventilation | NC | 41041.483 | 1981.7289 | 20.7099
| Kitchen DCV_Com, E - Vent [Building w Oil Heat] | E | Yes | Lodging | Ventilation | RET | 226184.8827 | 11075.9561 | 20.4213
| Kitchen DCV_Com, E - Vent [Building w Oil Heat] | E | Yes | Lodging | Ventilation | REPL | 16525.824 | 809.2464 | 20.4213
| Kitchen DCV_Com, O - Heat [Building w Oil Heat] | O | Yes | Lodging | Space Heating | NC | 41041.483 | 1981.7289 | 20.7099
| Kitchen DCV_Com, O - Heat [Building w Oil Heat] | O | Yes | Lodging | Space Heating | RET | 226184.8827 | 11075.9561 | 20.4213
| Kitchen DCV_Com, O - Heat [Building w Oil Heat] | O | Yes | Lodging | Space Heating | REPL | 16525.824 | 809.2464 | 20.4213
| Kitchen DCV_Com, E - Vent [Building w Oil Heat] | E | Yes | Lodging | Ventilation | NC | 41041.483 | 1981.7289 | 20.7099
| Kitchen DCV_Com, E - Vent [Building w Oil Heat] | E | Yes | Lodging | Ventilation | RET | 226184.8827 | 11075.9561 | 20.4213
| Kitchen DCV_Com, E - Vent [Building w Oil Heat] | E | Yes | Lodging | Ventilation | REPL | 16525.824 | 809.2464 | 20.4213
| Kitchen DCV_Com, P - Heat [Building w Propane Heat] | Prp | Yes | Lodging | Space Heating | NC | 655.1569 | 0 | 0
| Kitchen DCV_Com, P - Heat [Building w Propane Heat] | Prp | Yes | Lodging | Space Heating | RET | 3571.8059 | 0 | 0
| Kitchen DCV_Com, P - Heat [Building w Propane Heat] | Prp | Yes | Lodging | Space Heating | REPL | 260.9681 | 0 | 0
| Duct Sealing Regulated_Com, E - Vent [Building w Elec Heat] | E | Yes | Lodging | Ventilation | RET | 519593.9085 | 126364.0068 | 4.1119
| Duct Sealing Regulated_Com, E - Heat [Building w Elec Heat] | E | Yes | Lodging | Space Heating | RET | 519593.9085 | 126364.0068 | 4.1119
| Duct Sealing Regulated_Com, E - Cool [Building w Elec Heat] | E | Yes | Lodging | Cooling | RET | 519593.9085 | 126364.0068 | 4.1119
| Duct Sealing Regulated_Com, E - Vent [Building w Gas Heat] | E | Yes | Lodging | Ventilation | RET | 2622985.8261 | 0 | 0
| Duct Sealing Regulated_Com, G - Heat [Building w Gas Heat] | G | Yes | Lodging | Space Heating | RET | 2622985.8261 | 0 | 0
| Duct Sealing Regulated_Com, E - Cool [Building w Gas Heat] | E | Yes | Lodging | Cooling | RET | 2622985.8261 | 0 | 0
| Duct Sealing Non Regulated_Com, E - Vent [Building w Oil Heat] | E | Yes | Lodging | Ventilation | RET | 370422.8536 | 69426.9624 | 5.3354
| Duct Sealing Non Regulated_Com, O - Heat [Building w Oil Heat] | O | Yes | Lodging | Space Heating | RET | 370422.8536 | 69426.9624 | 5.3354
| Duct Sealing Non Regulated_Com, E - Cool [Building w Oil Heat] | E | Yes | Lodging | Cooling | RET | 370422.8536 | 69426.9624 | 5.3354
| Duct Sealing Non Regulated_Com, E - Vent [Building w Propane Heat] | E | Yes | Lodging | Ventilation | RET | 210694.8907 | 0 | 0
| Duct Sealing Non Regulated_Com, P - Heat [Building w Propane Heat] | Prp | Yes | Lodging | Space Heating | RET | 210694.8907 | 0 | 0
| Duct Sealing Non Regulated_Com, E - Cool [Building w Propane Heat] | E | Yes | Lodging | Cooling | RET | 210694.8907 | 0 | 0
| Power Strip_Com, E - Plug [Tier 1] | E | Yes | Lodging | Plug Loads | NC | 0 | 0 | 0
| Power Strip_Com, E - Plug [Tier 1] | E | Yes | Lodging | Plug Loads | RET | 0 | 0 | 0
| Power Strip_Com, E - Plug [Tier 1] | E | Yes | Lodging | Plug Loads | REPL | 0 | 0 | 0
| Power Strip_Com, E - Plug [Tier 2] | E | Yes | Lodging | Plug Loads | NC | 9629.2816 | 8190.9432 | 1.1756
| Power Strip_Com, E - Plug [Tier 2] | E | Yes | Lodging | Plug Loads | RET | 102523.8035 | 91832.434 | 1.1164
| Power Strip_Com, E - Plug [Tier 2] | E | Yes | Lodging | Plug Loads | REPL | 74015.2913 | 62959.5297 | 1.1756
| Computer Power Management_Com, E - Plug | E | Yes | Lodging | Plug Loads | RET | 64335.766 | 31856.2931 | 2.0196
| Vending Machine Controls_Com, E - Plug [Non-Refrigerated] | E | No | Lodging | Plug Loads | RET | 21596.2953 | 21417.634 | 1.0083
| Vending Machine Controls_Com, E - Plug [Refrigerated] | E | Yes | Lodging | Plug Loads | RET | 64788.8858 | 11505.0087 | 5.6314
| Ovens_Com, E - Cook | E | Yes | Lodging | Cooking | NC | 15098.2392 | 133.6083 | 113.0038
| Ovens_Com, E - Cook | E | Yes | Lodging | Cooking | REPL | 165145.2416 | 1461.4136 | 113.0038
| Ovens_Com, G - Cook | G | Yes | Lodging | Cooking | NC | 68.3078 | 0.22025 | 310.1361
| Ovens_Com, G - Cook | G | Yes | Lodging | Cooking | REPL | 728.8125 | 2.35 | 310.1361
| Ovens_Com, P - Cook | Prp | Yes | Lodging | Cooking | NC | 5.421 | 0.00411 | 1318.989
| Ovens_Com, P - Cook | Prp | Yes | Lodging | Cooking | REPL | 57.8396 | 0.043851 | 1318.989
| Fryers_Com, E - Cook | E | Yes | Lodging | Cooking | NC | 2477.3438 | 20.0157 | 123.7702
| Fryers_Com, E - Cook | E | Yes | Lodging | Cooking | REPL | 27097.3015 | 218.9324 | 123.7702
| Fryers_Com, G - Cook | G | Yes | Lodging | Cooking | NC | 15.3236 | 1.3364 | 11.4664
| Fryers_Com, G - Cook | G | Yes | Lodging | Cooking | REPL | 163.4958 | 14.2586 | 11.4664
| Fryers_Com, P - Cook | Prp | Yes | Lodging | Cooking | NC | 0.52779 | 0.010399 | 50.7547
| Fryers_Com, P - Cook | Prp | Yes | Lodging | Cooking | REPL | 5.6313 | 0.11095 | 50.7547
| Griddles_Com, E - Cook | E | Yes | Lodging | Cooking | NC | 690.96 | 91.7998 | 7.5268
| Griddles_Com, E - Cook | E | Yes | Lodging | Cooking | REPL | 7557.7531 | 1004.1106 | 7.5268
| Griddles_Com, G - Cook | G | Yes | Lodging | Cooking | NC | 20.7978 | 0.48478 | 42.9017
| Griddles_Com, G - Cook | G | Yes | Lodging | Cooking | REPL | 221.9027 | 5.1724 | 42.9017
| Griddles_Com, P - Cook | Prp | Yes | Lodging | Cooking | NC | 1.3843 | 0.0072894 | 189.8985
| Griddles_Com, P - Cook | Prp | Yes | Lodging | Cooking | REPL | 14.7693 | 0.077775 | 189.8985
| Hot Food Holding Cabinet_Com, E - Cook | E | Yes | Lodging | Cooking | NC | 3006.6575 | 57.1585 | 52.6021
| Hot Food Holding Cabinet_Com, E - Cook | E | Yes | Lodging | Cooking | REPL | 32886.9595 | 625.2026 | 52.6021
| Steamers_Com, E - Cook | E | Yes | Lodging | Cooking | NC | 2360.5467 | 200.7472 | 11.7588
| Steamers_Com, E - Cook | E | Yes | Lodging | Cooking | REPL | 25819.7696 | 2195.7823 | 11.7588
| Steamers_Com, G - Cook | G | Yes | Lodging | Cooking | NC | 34.1985 | 0.17048 | 200.6066
| Steamers_Com, G - Cook | G | Yes | Lodging | Cooking | REPL | 364.8823 | 1.8189 | 200.6066
| ES Refrigerator and Freezer_Com, E - Refr | E | Yes | Lodging | Refrigeration | NC | 60327.959 | 17443.302 | 3.4585
| ES Refrigerator and Freezer_Com, E - Refr | E | Yes | Lodging | Refrigeration | REPL | 659870.0169 | 190795.6476 | 3.4585
| Anti Sweat Heat Control_Com, E - Refr | E | Yes | Lodging | Refrigeration | NC | 5090.5851 | 2044.5556 | 2.4898
| Anti Sweat Heat Control_Com, E - Refr | E | Z | Lodging | Refrigeration | RET | 0 | 0 | 0
| Loading Dock Pit Seals_Com, E - Refr | E | No | Lodging | Refrigeration | NC | 1131.9529 | 1742.5496 | 0.6496
| Loading Dock Pit Seals_Com, E - Refr | E | No | Lodging | Refrigeration | RET | 14857.624 | 22872.1053 | 0.6496
| ECM Comp Cond Fan Motor_Com, E - Refr | E | Yes | Lodging | Refrigeration | NC | 3715.7014 | 682.5945 | 5.4435
| ECM Comp Cond Fan Motor_Com, E - Refr | E | Z | Lodging | Refrigeration | RET | 0 | 0 | 0
| ECM Comp Cond Fan Motor_Com, E - Refr | E | Yes | Lodging | Refrigeration | REPL | 14780.7495 | 2715.3038 | 5.4435
| Evap Fan Motor Replacement_Com, E - Refr | E | Yes | Lodging | Refrigeration | NC | 5886.0644 | 2130.6818 | 2.7625
| Evap Fan Motor Replacement_Com, E - Refr | E | Yes | Lodging | Refrigeration | RET | 54201.8235 | 13154.9027 | 4.1203
| Evap Fan Motor Replacement_Com, E - Refr | E | Yes | Lodging | Refrigeration | REPL | 2020.4261 | 731.369 | 2.7625
| Evap Fan Speed Controls_Com, E - Refr | E | Yes | Lodging | Refrigeration | NC | 9662.8852 | 2160.5801 | 4.4724
| Evap Fan Speed Controls_Com, E - Refr | E | Yes | Lodging | Refrigeration | RET | 83821.4325 | 13660.9092 | 6.1359
| LowHeat NoHeat Doors_Com, E - Refr | E | Yes | Lodging | Refrigeration | NC | 2387.2993 | 403.5459 | 5.9158
| LowHeat NoHeat Doors_Com, E - Refr | E | Yes | Lodging | Refrigeration | RET | 28201.381 | 4767.1235 | 5.9158
| Refrigerated Vending Machine_Com, E - Refr | E | Yes | Lodging | Refrigeration | NC | 2093.9031 | 762.0352 | 2.7478
| Refrigerated Vending Machine_Com, E - Refr | E | Yes | Lodging | Refrigeration | REPL | 19631.3227 | 7144.4366 | 2.7478
| Walk In Refrigeration_Com, E - Refr | E | Yes | Lodging | Refrigeration | NC | 21361.06 | 2235.2796 | 9.5563
| Refrigeration Tune Up_Com, E - Refr | E | Yes | Lodging | Refrigeration | RET | 81065.4496 | 6235.1891 | 13.0013
| ES Ice Machine_Com, E - Refr | E | Yes | Lodging | Refrigeration | NC | 7630.3899 | 583.8116 | 13.07
| ES Ice Machine_Com, E - Refr | E | Yes | Lodging | Refrigeration | REPL | 83461.5586 | 6385.7589 | 13.07
| Walk In Cooler Retroft_Com, E - Refr | E | Yes | Lodging | Refrigeration | RET | 54683.858 | 8195.755 | 6.6722
| Door Gasket Replacement_Com, E - Refr | E | Z | Lodging | Refrigeration | RET | 0 | 0 | 0
| EnergyStar Dehumidifier_Com, E - Appl | E | Yes | Lodging | Appliances | NC | 3581.9817 | 353.3364 | 10.1376
| EnergyStar Dehumidifier_Com, E - Appl | E | Yes | Lodging | Appliances | REPL | 39179.8822 | 3864.8094 | 10.1376
| Clothes Washer Elec WH_Com, E - Appl [unit w/ elec dry - Washer] | E | Yes | Lodging | Appliances | NC | 121332.9206 | 16672.9344 | 7.2772
| Clothes Washer Elec WH_Com, E - Appl [unit w/ elec dry - Washer] | E | Yes | Lodging | Appliances | REPL | 2207533.0153 | 303347.6231 | 7.2772
| Clothes Washer Elec WH_Com, E - Appl [unit w/ elec dry - Dryer] | E | Yes | Lodging | Appliances | NC | 121332.9206 | 16672.9344 | 7.2772
| Clothes Washer Elec WH_Com, E - Appl [unit w/ elec dry - Dryer] | E | Yes | Lodging | Appliances | REPL | 2207533.0153 | 303347.6231 | 7.2772
| Clothes Washer Elec WH_Com, E - HWat [unit w/ elec dry - Water Heater] | E | Yes | Lodging | Water Heating | NC | 121332.9206 | 16672.9344 | 7.2772
| Clothes Washer Elec WH_Com, E - HWat [unit w/ elec dry - Water Heater] | E | Yes | Lodging | Water Heating | REPL | 2207533.0153 | 303347.6231 | 7.2772
| Clothes Washer Elec WH_Com, E - Appl [unit w/ gas dry - Washer] | E | Yes | Lodging | Appliances | NC | 26934.3531 | 4168.2336 | 6.4618
| Clothes Washer Elec WH_Com, E - Appl [unit w/ gas dry - Washer] | E | Yes | Lodging | Appliances | REPL | 490035.5849 | 75836.9058 | 6.4617
| Clothes Washer Elec WH_Com, G - Oth [unit w/ gas dry - Dryer] | G | Yes | Lodging | Other | NC | 26934.3531 | 4168.2336 | 6.4618
| Clothes Washer Elec WH_Com, G - Oth [unit w/ gas dry - Dryer] | G | Yes | Lodging | Other | REPL | 490035.5849 | 75836.9058 | 6.4617
| Clothes Washer Elec WH_Com, E - HWat [unit w/ gas dry - Water Heater] | E | Yes | Lodging | Water Heating | NC | 26934.3531 | 4168.2336 | 6.4618
| Clothes Washer Elec WH_Com, E - HWat [unit w/ gas dry - Water Heater] | E | Yes | Lodging | Water Heating | REPL | 490035.5849 | 75836.9058 | 6.4617
| Clothes Washer Elec WH_Com, E - Appl [unit w/ propane dry - Washer] | E | Yes | Lodging | Appliances | NC | 10766.2328 | 1667.2934 | 6.4573
| Clothes Washer Elec WH_Com, E - Appl [unit w/ propane dry - Washer] | E | Yes | Lodging | Appliances | REPL | 195880.9796 | 30334.7623 | 6.4573
| Clothes Washer Elec WH_Com, P - Oth [unit w/ propane dry - Dryer] | Prp | Yes | Lodging | Other | NC | 10766.2328 | 1667.2934 | 6.4573
| Clothes Washer Elec WH_Com, P - Oth [unit w/ propane dry - Dryer] | Prp | Yes | Lodging | Other | REPL | 195880.9796 | 30334.7623 | 6.4573
| Clothes Washer Elec WH_Com, E - HWat [unit w/ propane dry - Water Heater] | E | Yes | Lodging | Water Heating | NC | 10766.2328 | 1667.2934 | 6.4573
| Clothes Washer Elec WH_Com, E - HWat [unit w/ propane dry - Water Heater] | E | Yes | Lodging | Water Heating | REPL | 195880.9796 | 30334.7623 | 6.4573
| Clothes Washer Gas WH_Com, E - Appl [unit w/ elec dry - Washer] | E | Yes | Lodging | Appliances | NC | 67858.7024 | 8336.4672 | 8.14
| Clothes Washer Gas WH_Com, E - Appl [unit w/ elec dry - Washer] | E | Yes | Lodging | Appliances | REPL | 1230715.6548 | 151673.8116 | 8.1142
| Clothes Washer Gas WH_Com, E - Appl [unit w/ elec dry - Dryer] | E | Yes | Lodging | Appliances | NC | 67858.7024 | 8336.4672 | 8.14
| Clothes Washer Gas WH_Com, E - Appl [unit w/ elec dry - Dryer] | E | Yes | Lodging | Appliances | REPL | 1230715.6548 | 151673.8116 | 8.1142
| Clothes Washer Gas WH_Com, G - HWat [unit w/ elec dry - Water Heater] | G | Yes | Lodging | Water Heating | NC | 67858.7024 | 8336.4672 | 8.14
| Clothes Washer Gas WH_Com, G - HWat [unit w/ elec dry - Water Heater] | G | Yes | Lodging | Water Heating | REPL | 1230715.6548 | 151673.8116 | 8.1142
| Clothes Washer Gas WH_Com, E - Appl [unit w/ gas dry - Washer] | E | Yes | Lodging | Appliances | NC | 238137.6982 | 32512.222 | 7.3246
| Clothes Washer Gas WH_Com, E - Appl [unit w/ gas dry - Washer] | E | Yes | Lodging | Appliances | REPL | 4317379.2359 | 591527.8651 | 7.2987
| Clothes Washer Gas WH_Com, G - Oth [unit w/ gas dry - Dryer] | G | Yes | Lodging | Other | NC | 238137.6982 | 32512.222 | 7.3246
| Clothes Washer Gas WH_Com, G - Oth [unit w/ gas dry - Dryer] | G | Yes | Lodging | Other | REPL | 4317379.2359 | 591527.8651 | 7.2987
| Clothes Washer Gas WH_Com, G - HWat [unit w/ gas dry - Water Heater] | G | Yes | Lodging | Water Heating | NC | 238137.6982 | 32512.222 | 7.3246
| Clothes Washer Gas WH_Com, G - HWat [unit w/ gas dry - Water Heater] | G | Yes | Lodging | Water Heating | REPL | 4317379.2359 | 591527.8651 | 7.2987
| Clothes Washer Gas WH_Com, E - Appl [unit w/ propane dry - Washer] | E | Yes | Lodging | Appliances | NC | 12204.6813 | 1667.2934 | 7.3201
| Clothes Washer Gas WH_Com, E - Appl [unit w/ propane dry - Washer] | E | Yes | Lodging | Appliances | REPL | 221270.8091 | 30334.7623 | 7.2943
| Clothes Washer Gas WH_Com, P - Oth [unit w/ propane dry - Dryer] | Prp | Yes | Lodging | Other | NC | 12204.6813 | 1667.2934 | 7.3201
| Clothes Washer Gas WH_Com, P - Oth [unit w/ propane dry - Dryer] | Prp | Yes | Lodging | Other | REPL | 221270.8091 | 30334.7623 | 7.2943
| Clothes Washer Gas WH_Com, G - HWat [unit w/ propane dry - Water Heater] | G | Yes | Lodging | Water Heating | NC | 12204.6813 | 1667.2934 | 7.3201
| Clothes Washer Gas WH_Com, G - HWat [unit w/ propane dry - Water Heater] | G | Yes | Lodging | Water Heating | REPL | 221270.8091 | 30334.7623 | 7.2943
| Clothes Washer Oil WH_Com, E - Appl [unit w/ elec dry - Washer] | E | Yes | Lodging | Appliances | NC | 70967.5136 | 10003.7606 | 7.0941
| Clothes Washer Oil WH_Com, E - Appl [unit w/ elec dry - Washer] | E | Yes | Lodging | Appliances | REPL | 1291169.2642 | 182008.5739 | 7.094
| Clothes Washer Oil WH_Com, E - Appl [unit w/ elec dry - Dryer] | E | Yes | Lodging | Appliances | NC | 70967.5136 | 10003.7606 | 7.0941
| Clothes Washer Oil WH_Com, E - Appl [unit w/ elec dry - Dryer] | E | Yes | Lodging | Appliances | REPL | 1291169.2642 | 182008.5739 | 7.094
| Clothes Washer Oil WH_Com, O - HWat [unit w/ elec dry - Water Heater] | O | Yes | Lodging | Water Heating | NC | 70967.5136 | 10003.7606 | 7.0941
| Clothes Washer Oil WH_Com, O - HWat [unit w/ elec dry - Water Heater] | O | Yes | Lodging | Water Heating | REPL | 1291169.2642 | 182008.5739 | 7.094
| Clothes Washer Oil WH_Com, E - Appl [unit w/ gas dry - Washer] | E | Yes | Lodging | Appliances | NC | 10468.3681 | 1667.2934 | 6.2787
| Clothes Washer Oil WH_Com, E - Appl [unit w/ gas dry - Washer] | E | Yes | Lodging | Appliances | REPL | 190455.8098 | 30334.7623 | 6.2785
| Clothes Washer Oil WH_Com, G - Oth [unit w/ gas dry - Dryer] | G | Yes | Lodging | Other | NC | 10468.3681 | 1667.2934 | 6.2787
| Clothes Washer Oil WH_Com, G - Oth [unit w/ gas dry - Dryer] | G | Yes | Lodging | Other | REPL | 190455.8098 | 30334.7623 | 6.2785
| Clothes Washer Oil WH_Com, O - HWat [unit w/ gas dry - Water Heater] | O | Yes | Lodging | Water Heating | NC | 10468.3681 | 1667.2934 | 6.2787
| Clothes Washer Oil WH_Com, O - HWat [unit w/ gas dry - Water Heater] | O | Yes | Lodging | Water Heating | REPL | 190455.8098 | 30334.7623 | 6.2785
| Clothes Washer Oil WH_Com, E - Appl [unit w/ propane dry - Washer] | E | Yes | Lodging | Appliances | NC | 15691.2895 | 2500.9402 | 6.2742
| Clothes Washer Oil WH_Com, E - Appl [unit w/ propane dry - Washer] | E | Yes | Lodging | Appliances | REPL | 285483.8332 | 45502.1435 | 6.2741
| Clothes Washer Oil WH_Com, P - Oth [unit w/ propane dry - Dryer] | Prp | Yes | Lodging | Other | NC | 15691.2895 | 2500.9402 | 6.2742
| Clothes Washer Oil WH_Com, P - Oth [unit w/ propane dry - Dryer] | Prp | Yes | Lodging | Other | REPL | 285483.8332 | 45502.1435 | 6.2741
| Clothes Washer Oil WH_Com, O - HWat [unit w/ propane dry - Water Heater] | O | Yes | Lodging | Water Heating | NC | 15691.2895 | 2500.9402 | 6.2742
| Clothes Washer Oil WH_Com, O - HWat [unit w/ propane dry - Water Heater] | O | Yes | Lodging | Water Heating | REPL | 285483.8332 | 45502.1435 | 6.2741
| Clothes Washer Propane WH_Com, E - Appl [unit w/ elec dry - Washer] | E | Yes | Lodging | Appliances | NC | 11923.1749 | 1830.2736 | 6.5144
| Clothes Washer Propane WH_Com, E - Appl [unit w/ elec dry - Washer] | E | Yes | Lodging | Appliances | REPL | 216885.421 | 33283.5506 | 6.5163
| Clothes Washer Propane WH_Com, E - Appl [unit w/ elec dry - Dryer] | E | Yes | Lodging | Appliances | NC | 11923.1749 | 1830.2736 | 6.5144
| Clothes Washer Propane WH_Com, E - Appl [unit w/ elec dry - Dryer] | E | Yes | Lodging | Appliances | REPL | 216885.421 | 33283.5506 | 6.5163
| Clothes Washer Propane WH_Com, P - HWat [unit w/ elec dry - Water Heater] | Prp | Yes | Lodging | Water Heating | NC | 11923.1749 | 1830.2736 | 6.5144
| Clothes Washer Propane WH_Com, P - HWat [unit w/ elec dry - Water Heater] | Prp | Yes | Lodging | Water Heating | REPL | 216885.421 | 33283.5506 | 6.5163
| Clothes Washer Propane WH_Com, E - Appl [unit w/ gas dry - Washer] | E | Yes | Lodging | Appliances | NC | 5281.812 | 867.3608 | 6.0895
| Clothes Washer Propane WH_Com, E - Appl [unit w/ gas dry - Washer] | E | Yes | Lodging | Appliances | REPL | 96073.1767 | 15765.7176 | 6.0938
| Clothes Washer Propane WH_Com, G - Oth [unit w/ gas dry - Dryer] | G | Yes | Lodging | Other | NC | 5281.812 | 867.3608 | 6.0895
| Clothes Washer Propane WH_Com, G - Oth [unit w/ gas dry - Dryer] | G | Yes | Lodging | Other | REPL | 96073.1767 | 15765.7176 | 6.0938
| Clothes Washer Propane WH_Com, P - HWat [unit w/ gas dry - Water Heater] | Prp | Yes | Lodging | Water Heating | NC | 5281.812 | 867.3608 | 6.0895
| Clothes Washer Propane WH_Com, P - HWat [unit w/ gas dry - Water Heater] | Prp | Yes | Lodging | Water Heating | REPL | 96073.1767 | 15765.7176 | 6.0938
| Clothes Washer Propane WH_Com, E - Appl [unit w/ propane dry - Washer] | E | Yes | Lodging | Appliances | NC | 10563.0455 | 1706.772 | 6.1889
| Clothes Washer Propane WH_Com, E - Appl [unit w/ propane dry - Washer] | E | Yes | Lodging | Appliances | REPL | 192136.0853 | 31035.4028 | 6.1909
| Clothes Washer Propane WH_Com, P - Oth [unit w/ propane dry - Dryer] | Prp | Yes | Lodging | Other | NC | 10563.0455 | 1706.772 | 6.1889
| Clothes Washer Propane WH_Com, P - Oth [unit w/ propane dry - Dryer] | Prp | Yes | Lodging | Other | REPL | 192136.0853 | 31035.4028 | 6.1909
| Clothes Washer Propane WH_Com, P - HWat [unit w/ propane dry - Water Heater] | Prp | Yes | Lodging | Water Heating | NC | 10563.0455 | 1706.772 | 6.1889
| Clothes Washer Propane WH_Com, P - HWat [unit w/ propane dry - Water Heater] | Prp | Yes | Lodging | Water Heating | REPL | 192136.0853 | 31035.4028 | 6.1909
| Ozone Laundry_Com, E - HWat | E | Yes | Lodging | Water Heating | RET | 89751.9072 | 7543.0665 | 11.8986
| Ozone Laundry_Com, G - HWat | G | Yes | Lodging | Water Heating | RET | 493104.1457 | 179015.634 | 2.7545
| Ozone Laundry_Com, O - HWat | O | Yes | Lodging | Water Heating | RET | 1564.7162 | 162.4926 | 9.6295
| Ozone Laundry_Com, P - HWat | Prp | Yes | Lodging | Water Heating | RET | 28646.3337 | 2362.7771 | 12.124
| Dishwasher_Com, E - Appl [Building w elec WH] | E | Yes | Lodging | Appliances | NC | 1016.4131 | 382.2834 | 2.6588
| Dishwasher_Com, E - Appl [Building w elec WH] | E | Yes | Lodging | Appliances | REPL | 10546.3153 | 3966.5768 | 2.6588
| Dishwasher_Com, E - HWat [Building w elec WH] | E | Yes | Lodging | Water Heating | NC | 90.3309 | 0 | 0
| Dishwasher_Com, E - HWat [Building w elec WH] | E | Yes | Lodging | Water Heating | REPL | 937.275 | 0 | 0
| Dishwasher_Com, E - Appl [Building w gas WH] | E | Yes | Lodging | Appliances | NC | 2541.0328 | 955.7084 | 2.6588
| Dishwasher_Com, E - Appl [Building w gas WH] | E | Yes | Lodging | Appliances | REPL | 26365.7883 | 9916.442 | 2.6588
| Dishwasher_Com, G - HWat [Building w gas WH] | G | Yes | Lodging | Water Heating | NC | 2930.4492 | 0 | 0
| Dishwasher_Com, G - HWat [Building w gas WH] | G | Yes | Lodging | Water Heating | REPL | 29659.9361 | 0 | 0
| Dishwasher_Com, E - Appl [Building w oil WH] | E | Yes | Lodging | Appliances | NC | 254.1033 | 95.5708 | 2.6588
| Dishwasher_Com, E - Appl [Building w oil WH] | E | Yes | Lodging | Appliances | REPL | 2636.5788 | 991.6442 | 2.6588
| Dishwasher_Com, O - HWat [Building w oil WH] | O | Yes | Lodging | Water Heating | NC | 0.94303 | 0 | 0
| Dishwasher_Com, O - HWat [Building w oil WH] | O | Yes | Lodging | Water Heating | REPL | 9.5447 | 0 | 0
| Dishwasher_Com, E - Appl [Building w propane WH] | E | Yes | Lodging | Appliances | NC | 254.1033 | 95.5708 | 2.6588
| Dishwasher_Com, E - Appl [Building w propane WH] | E | Yes | Lodging | Appliances | REPL | 2636.5788 | 991.6442 | 2.6588
| Dishwasher_Com, P - HWat [Building w propane WH] | Prp | Yes | Lodging | Water Heating | NC | 51.9063 | 0 | 0
| Dishwasher_Com, P - HWat [Building w propane WH] | Prp | Yes | Lodging | Water Heating | REPL | 525.3584 | 0 | 0
| Faucet Aerator_Com, E - HWat | E | Yes | Lodging | Water Heating | RET | 3906.1431 | 282.4928 | 13.8274
| Faucet Aerator_Com, G - HWat | G | Yes | Lodging | Water Heating | RET | 50150.8267 | 7153.5325 | 7.0106
| Faucet Aerator_Com, O - HWat | O | Yes | Lodging | Water Heating | RET | 159.1384 | 6.4933 | 24.5082
| Faucet Aerator_Com, P - HWat | Prp | Yes | Lodging | Water Heating | RET | 2913.4562 | 94.4175 | 30.8572
| Pre Rinse Sprayers_Com, E - HWat | E | Yes | Lodging | Water Heating | RET | 235.3061 | 5.0092 | 46.9751
| Pre Rinse Sprayers_Com, G - HWat | G | Yes | Lodging | Water Heating | RET | 3578.9489 | 136.7124 | 26.1787
| Pre Rinse Sprayers_Com, O - HWat | O | Yes | Lodging | Water Heating | RET | 10.154 | 0.12409 | 81.8247
| Pre Rinse Sprayers_Com, P - HWat | Prp | Yes | Lodging | Water Heating | RET | 181.5403 | 1.8044 | 100.6082
| Heat Pump Water Heater_Com, E - HWat | E | Yes | Lodging | Water Heating | NC | 23315.8107 | 12216.0579 | 1.9086
| Heat Pump Water Heater_Com, E - HWat | E | Yes | Lodging | Water Heating | RET | 130733.2515 | 85176.9934 | 1.5348
| Heat Pump Water Heater_Com, E - HWat | E | Yes | Lodging | Water Heating | REPL | 15301.7653 | 8017.1885 | 1.9086
| FF Storage Water Heater_Com, G - HWat | G | No | Lodging | Water Heating | NC | 44092.142 | 113963.7212 | 0.3869
| FF Storage Water Heater_Com, G - HWat | G | No | Lodging | Water Heating | RET | 280028.2218 | 2556967.6942 | 0.10952
| FF Storage Water Heater_Com, G - HWat | G | No | Lodging | Water Heating | REPL | 79532.298 | 205564.8974 | 0.3869
| FF Storage Water Heater_Com, O - HWat | O | Yes | Lodging | Water Heating | NC | 141.5539 | 103.4449 | 1.3684
| FF Storage Water Heater_Com, O - HWat | O | No | Lodging | Water Heating | RET | 899.0059 | 2320.9613 | 0.38734
| FF Storage Water Heater_Com, O - HWat | O | Yes | Lodging | Water Heating | REPL | 255.3314 | 186.5914 | 1.3684
| FF Storage Water Heater_Com, P - HWat | Prp | Yes | Lodging | Water Heating | NC | 2595.8757 | 1504.1752 | 1.7258
| FF Storage Water Heater_Com, P - HWat | Prp | No | Lodging | Water Heating | RET | 16486.3492 | 33748.6988 | 0.4885
| FF Storage Water Heater_Com, P - HWat | Prp | Yes | Lodging | Water Heating | REPL | 4682.3754 | 2713.1934 | 1.7258
| FF Instantaneous Water Heater_Com, G - HWat | G | No | Lodging | Water Heating | NC | 86305.6393 | 338215.6389 | 0.25518
| FF Instantaneous Water Heater_Com, G - HWat | G | No | Lodging | Water Heating | RET | 399277.2433 | 4505124.1858 | 0.088627
| FF Instantaneous Water Heater_Com, G - HWat | G | No | Lodging | Water Heating | REPL | 7.6675e-11 | 3.0048e-10 | 0.25518
| FF Instantaneous Water Heater_Com, O - HWat | O | No | Lodging | Water Heating | NC | 278.912 | 306.9986 | 0.90851
| FF Instantaneous Water Heater_Com, O - HWat | O | No | Lodging | Water Heating | RET | 1290.3355 | 4089.3043 | 0.31554
| FF Instantaneous Water Heater_Com, O - HWat | O | No | Lodging | Water Heating | REPL | 2.4779e-13 | 2.7274e-13 | 0.90851
| FF Instantaneous Water Heater_Com, P - HWat | Prp | Yes | Lodging | Water Heating | NC | 5138.8413 | 4464.0134 | 1.1512
| FF Instantaneous Water Heater_Com, P - HWat | Prp | No | Lodging | Water Heating | RET | 23773.9081 | 59461.8701 | 0.39982
| FF Instantaneous Water Heater_Com, P - HWat | Prp | Yes | Lodging | Water Heating | REPL | 4.5654e-12 | 3.9659e-12 | 1.1512
| Clothes Dryer_Com, E - Appl | E | Yes | Lodging | Appliances | NC | 96651.2139 | 2057.2477 | 46.9808
| Clothes Dryer_Com, E - Appl | E | Yes | Lodging | Appliances | RET | 528756.4099 | 38857.4427 | 13.6076
| Clothes Dryer_Com, E - Appl | E | Yes | Lodging | Appliances | REPL | 31362.4335 | 667.558 | 46.9808
| Clothes Dryer_Com, G - Oth | G | Yes | Lodging | Other | NC | 547.9133 | 519.7064 | 1.0543
| Clothes Dryer_Com, G - Oth | G | No | Lodging | Other | RET | 2923.9214 | 11275.7424 | 0.25931
| Clothes Dryer_Com, G - Oth | G | Yes | Lodging | Other | REPL | 173.4282 | 164.5 | 1.0543
| Clothes Dryer_Com, P - Oth | Prp | Yes | Lodging | Other | NC | 4.1969 | 0.89468 | 4.6909
| Clothes Dryer_Com, P - Oth | Prp | Yes | Lodging | Other | RET | 22.3966 | 19.4114 | 1.1538
| Clothes Dryer_Com, P - Oth | Prp | Yes | Lodging | Other | REPL | 1.3284 | 0.28319 | 4.6909
| Pnemautic to DDC_Com, E - TotE [Building w Elec Heat] | E | Yes | Lodging | Total Electric | RET | 120620.1717 | 90357.4343 | 1.3349
| Pnemautic to DDC_Com, E - TotE [Building w Gas Heat] | E | No | Lodging | Total Electric | RET | 242079.7269 | 348398.5785 | 0.69484
| Pnemautic to DDC_Com, G - TotF [Building w Gas Heat] | G | No | Lodging | Total FF | RET | 242079.7269 | 348398.5785 | 0.69484
| Pnemautic to DDC_Com, E - TotE [Building w Oil Heat] | E | No | Lodging | Total Electric | RET | 85161.5418 | 93738.8115 | 0.9085
| Pnemautic to DDC_Com, O - TotF [Building w Oil Heat] | O | No | Lodging | Total FF | RET | 85161.5418 | 93738.8115 | 0.9085
| Pnemautic to DDC_Com, E - TotE [Building w Propane Heat] | E | No | Lodging | Total Electric | RET | 17088.855 | 28249.7961 | 0.60492
| Pnemautic to DDC_Com, P - TotF [Building w Propane Heat] | Prp | No | Lodging | Total FF | RET | 17088.855 | 28249.7961 | 0.60492
| RCx_Com, E - TotE [Building w Elec Heat] | E | Yes | Lodging | Total Electric | RET | 269183.1176 | 50290.4505 | 5.3526
| RCx_Com, E - TotE [Building w Gas Heat] | E | Yes | Lodging | Total Electric | RET | 711788.0831 | 159952.5489 | 4.45
| RCx_Com, G - TotF [Building w Gas Heat] | G | Yes | Lodging | Total FF | RET | 711788.0831 | 159952.5489 | 4.45
| RCx_Com, E - TotE [Building w Oil Heat] | E | Yes | Lodging | Total Electric | RET | 218672.9909 | 43036.2314 | 5.0811
| RCx_Com, O - TotF [Building w Oil Heat] | O | Yes | Lodging | Total FF | RET | 218672.9909 | 43036.2314 | 5.0811
| RCx_Com, E - TotE [Building w Propane Heat] | E | Yes | Lodging | Total Electric | RET | 53935.5184 | 12969.7053 | 4.1586
| RCx_Com, P - TotF [Building w Propane Heat] | Prp | Yes | Lodging | Total FF | RET | 53935.5184 | 12969.7053 | 4.1586
| Commissioning_Com, E - TotE [Building w Elec Heat] | E | Yes | Lodging | Total Electric | NC | 0 | 0 | 0
| Commissioning_Com, E - TotE [Building w Gas Heat] | E | Yes | Lodging | Total Electric | NC | 0 | 0 | 0
| Commissioning_Com, G - TotF [Building w Gas Heat] | G | Yes | Lodging | Total FF | NC | 0 | 0 | 0
| Commissioning_Com, E - TotE [Building w Oil Heat] | E | Yes | Lodging | Total Electric | NC | 0 | 0 | 0
| Commissioning_Com, O - TotF [Building w Oil Heat] | O | Yes | Lodging | Total FF | NC | 0 | 0 | 0
| Commissioning_Com, E - TotE [Building w Propane Heat] | E | Yes | Lodging | Total Electric | NC | 0 | 0 | 0
| Commissioning_Com, P - TotF [Building w Propane Heat] | Prp | Yes | Lodging | Total FF | NC | 0 | 0 | 0
| Integrated Building Design_Com, E - TotE [Building w Elec Heat] | E | Yes | Lodging | Total Electric | NC | 26427.751 | 1121.7585 | 23.5592
| Integrated Building Design_Com, E - TotE [Building w Gas Heat] | E | Yes | Lodging | Total Electric | NC | 70285.3455 | 3567.8371 | 19.6997
| Integrated Building Design_Com, G - TotF [Building w Gas Heat] | G | Yes | Lodging | Total FF | NC | 70285.3455 | 3567.8371 | 19.6997
| Integrated Building Design_Com, E - TotE [Building w Oil Heat] | E | Yes | Lodging | Total Electric | NC | 21768.6804 | 959.9488 | 22.6769
| Integrated Building Design_Com, O - TotF [Building w Oil Heat] | O | Yes | Lodging | Total FF | NC | 21768.6804 | 959.9488 | 22.6769
| Integrated Building Design_Com, E - TotE [Building w Propane Heat] | E | Yes | Lodging | Total Electric | NC | 5336.6052 | 289.297 | 18.4468
| Integrated Building Design_Com, P - TotF [Building w Propane Heat] | Prp | Yes | Lodging | Total FF | NC | 5336.6052 | 289.297 | 18.4468
| Deep Energy Retrofit_Com, E - TotE [Building w Elec Heat] | E | Yes | Lodging | Total Electric | RET | 121527.7867 | 33292.7344 | 3.6503
| Deep Energy Retrofit_Com, E - TotE [Building w Gas Heat] | E | Yes | Lodging | Total Electric | RET | 321364.3312 | 105890.0382 | 3.0349
| Deep Energy Retrofit_Com, G - TotF [Building w Gas Heat] | G | Yes | Lodging | Total FF | RET | 321364.3312 | 105890.0382 | 3.0349
| Deep Energy Retrofit_Com, E - TotE [Building w Oil Heat] | E | Yes | Lodging | Total Electric | RET | 99284.7985 | 28490.3755 | 3.4849
| Deep Energy Retrofit_Com, O - TotF [Building w Oil Heat] | O | Yes | Lodging | Total FF | RET | 99284.7985 | 28490.3755 | 3.4849
| Deep Energy Retrofit_Com, E - TotE [Building w Propane Heat] | E | Yes | Lodging | Total Electric | RET | 24431.874 | 8586.0626 | 2.8455
| Deep Energy Retrofit_Com, P - TotF [Building w Propane Heat] | Prp | Yes | Lodging | Total FF | RET | 24431.874 | 8586.0626 | 2.8455
| EMS_Com, E - TotE [Building w Elec Heat] | E | Yes | Lodging | Total Electric | NC | 48070.4781 | 15088.7521 | 3.1858
| EMS_Com, E - TotE [Building w Elec Heat] | E | Yes | Lodging | Total Electric | RET | 769406.3885 | 192108.2599 | 4.0051
| EMS_Com, E - TotE [Building w Gas Heat] | E | Yes | Lodging | Total Electric | NC | 129965.0348 | 47990.9076 | 2.7081
| EMS_Com, E - TotE [Building w Gas Heat] | E | Yes | Lodging | Total Electric | RET | 2067697.7581 | 1222029.4526 | 1.692
| EMS_Com, G - TotF [Building w Gas Heat] | G | Yes | Lodging | Total FF | NC | 129965.0348 | 47990.9076 | 2.7081
| EMS_Com, G - TotF [Building w Gas Heat] | G | Yes | Lodging | Total FF | RET | 2067697.7581 | 1222029.4526 | 1.692
| EMS_Com, E - TotE [Building w Oil Heat] | E | Yes | Lodging | Total Electric | NC | 40537.6971 | 12912.2531 | 3.1395
| EMS_Com, E - TotE [Building w Oil Heat] | E | Yes | Lodging | Total Electric | RET | 643287.457 | 328794.6495 | 1.9565
| EMS_Com, O - TotF [Building w Oil Heat] | O | Yes | Lodging | Total FF | NC | 40537.6971 | 12912.2531 | 3.1395
| EMS_Com, O - TotF [Building w Oil Heat] | O | Yes | Lodging | Total FF | RET | 643287.457 | 328794.6495 | 1.9565
| EMS_Com, E - TotE [Building w Propane Heat] | E | Yes | Lodging | Total Electric | NC | 9831.7889 | 3891.3286 | 2.5266
| EMS_Com, E - TotE [Building w Propane Heat] | E | Yes | Lodging | Total Electric | RET | 156629.917 | 99087.8982 | 1.5807
| EMS_Com, P - TotF [Building w Propane Heat] | Prp | Yes | Lodging | Total FF | NC | 9831.7889 | 3891.3286 | 2.5266
| EMS_Com, P - TotF [Building w Propane Heat] | Prp | Yes | Lodging | Total FF | RET | 156629.917 | 99087.8982 | 1.5807
| VFDs on HVAC Pumps_Com, E - Oth | E | Yes | Lodging | Other | RET | 135411.2424 | 33287.6232 | 4.0679
| ECM Circulators_Com, E - Oth | E | Yes | Lodging | Other | RET | 334350.6461 | 126058.8758 | 2.6523
| Motors_Com, E - Oth | E | Yes | Lodging | Other | NC | 10033.4196 | 3439.069 | 2.9175
| Motors_Com, E - Oth | E | Yes | Lodging | Other | RET | 97546.1709 | 56150.2964 | 1.7372
| Motors_Com, E - Oth | E | Yes | Lodging | Other | REPL | 585.312 | 200.6224 | 2.9175
| Ext Area Ltg_Com, E - ExtL | E | Yes | Lodging | Exterior Lighting | NC | 19399.8336 | 3223.8089 | 6.0177
| Ext Area Ltg_Com, E - ExtL | E | Yes | Lodging | Exterior Lighting | RET | 127317.7626 | 21157.3017 | 6.0177
| Ext Area Ltg_Com, E - ExtL | E | Yes | Lodging | Exterior Lighting | REPL | 168985.3983 | 28081.5103 | 6.0177
| Street Ltg_Com, E - ExtL | E | Yes | Lodging | Exterior Lighting | NC | 3611.1261 | 510.5206 | 7.0734
| Street Ltg_Com, E - ExtL | E | Yes | Lodging | Exterior Lighting | RET | 23699.1982 | 3350.4587 | 7.0734
| Street Ltg_Com, E - ExtL | E | Yes | Lodging | Exterior Lighting | REPL | 31455.3002 | 4446.9726 | 7.0734
| Ext Ltg Ctrls_Com, E - ExtL | E | Yes | Lodging | Exterior Lighting | RET | 118504.8781 | 18401.7502 | 6.4399
| Ext Ltg Dsgn_Com, E - ExtL | E | Yes | Lodging | Exterior Lighting | NC | 2775.3762 | 379.3561 | 7.316
| Ext Ltg Dsgn_Com, E - ExtL | E | Yes | Lodging | Exterior Lighting | REPL | 24285.7535 | 3319.5314 | 7.316
| Int Ltg Ctrls_Com, E - IntL [No Heat] | E | Yes | Lodging | Interior Lighting | RET | 458478.7382 | 79842.5968 | 5.7423
| Int Ltg Ctrls_Com, E - IntL [Electric Heat] | E | Yes | Lodging | Interior Lighting | RET | 238134.1452 | 54903.3032 | 4.3373
| Int Ltg Ctrls_Com, E/G - IntL | E | Yes | Lodging | Interior Lighting | RET | 745378.2867 | 172369.0707 | 4.3243
| Int Ltg Ctrls_Com, E/O - IntL | E | Yes | Lodging | Interior Lighting | RET | 309362.5876 | 120298.2899 | 2.5716
| Int Ltg Ctrls_Com, E/P - IntL | E | Yes | Lodging | Interior Lighting | RET | 22081.899 | 9852.0089 | 2.2414
| Exit Sign RetFit_Com, E - IntL [No Heat] | E | Yes | Lodging | Interior Lighting | RET | 19986.6132 | 4091.9757 | 4.8843
| Exit Sign RetFit_Com, E - IntL [Electric Heat] | E | Yes | Lodging | Interior Lighting | RET | 11925.4469 | 2816.1086 | 4.2347
| Exit Sign RetFit_Com, E/G - IntL | E | Yes | Lodging | Interior Lighting | RET | 33294.1613 | 9839.6586 | 3.3837
| Exit Sign RetFit_Com, E/O - IntL | E | Yes | Lodging | Interior Lighting | RET | 13771.5472 | 7655.2802 | 1.799
| Exit Sign RetFit_Com, E/P - IntL | E | Yes | Lodging | Interior Lighting | RET | 982.0931 | 639.2971 | 1.5362
| LED HiLo Bay_Com, E - IntL [No Heat] | E | Yes | Lodging | Interior Lighting | NC | 642.7438 | 196.718 | 3.2673
| LED HiLo Bay_Com, E - IntL [No Heat] | E | Yes | Lodging | Interior Lighting | RET | 4988.3042 | 1526.7186 | 3.2673
| LED HiLo Bay_Com, E - IntL [No Heat] | E | Yes | Lodging | Interior Lighting | REPL | 251.5812 | 76.9988 | 3.2673
| LED HiLo Bay_Com, E - IntL [Electric Heat] | E | Yes | Lodging | Interior Lighting | NC | 334.1127 | 135.3818 | 2.4679
| LED HiLo Bay_Com, E - IntL [Electric Heat] | E | Yes | Lodging | Interior Lighting | RET | 2593.0324 | 1050.6918 | 2.4679
| LED HiLo Bay_Com, E - IntL [Electric Heat] | E | Yes | Lodging | Interior Lighting | REPL | 130.7775 | 52.9908 | 2.4679
| LED HiLo Bay_Com, E/G - IntL | E | Yes | Lodging | Interior Lighting | NC | 1049.4856 | 386.5488 | 2.715
| LED HiLo Bay_Com, E/G - IntL | E | Yes | Lodging | Interior Lighting | RET | 8145.0073 | 2999.9864 | 2.715
| LED HiLo Bay_Com, E/G - IntL | E | Yes | Lodging | Interior Lighting | REPL | 410.787 | 151.3019 | 2.715
| LED HiLo Bay_Com, E/O - IntL | E | Yes | Lodging | Interior Lighting | NC | 434.1013 | 241.8924 | 1.7946
| LED HiLo Bay_Com, E/O - IntL | E | Yes | Lodging | Interior Lighting | RET | 3369.0398 | 1877.3154 | 1.7946
| LED HiLo Bay_Com, E/O - IntL | E | Yes | Lodging | Interior Lighting | REPL | 169.9149 | 94.6809 | 1.7946
| LED HiLo Bay_Com, E/P - IntL | E | Yes | Lodging | Interior Lighting | NC | 30.9572 | 19.4164 | 1.5944
| LED HiLo Bay_Com, E/P - IntL | E | Yes | Lodging | Interior Lighting | RET | 240.257 | 150.6897 | 1.5944
| LED HiLo Bay_Com, E/P - IntL | E | Yes | Lodging | Interior Lighting | REPL | 12.1172 | 7.5999 | 1.5944
| Repl Scre_Com, E - IntL [No Heat] | E | Yes | Lodging | Interior Lighting | NC | 0 | 0 | 0
| Repl Scre_Com, E - IntL [No Heat] | E | Yes | Lodging | Interior Lighting | RET | 0 | 0 | 0
| Repl Scre_Com, E - IntL [No Heat] | E | Yes | Lodging | Interior Lighting | REPL | 0 | 0 | 0
| Repl Scre_Com, E - IntL [Electric Heat] | E | Yes | Lodging | Interior Lighting | NC | 0 | 0 | 0
| Repl Scre_Com, E - IntL [Electric Heat] | E | Yes | Lodging | Interior Lighting | RET | 0 | 0 | 0
| Repl Scre_Com, E - IntL [Electric Heat] | E | Yes | Lodging | Interior Lighting | REPL | 0 | 0 | 0
| Repl Scre_Com, E/G - IntL | E | Yes | Lodging | Interior Lighting | NC | 0 | 0 | 0
| Repl Scre_Com, E/G - IntL | E | Yes | Lodging | Interior Lighting | RET | 0 | 0 | 0
| Repl Scre_Com, E/G - IntL | E | Yes | Lodging | Interior Lighting | REPL | 0 | 0 | 0
| Repl Scre_Com, E/O - IntL | E | Yes | Lodging | Interior Lighting | NC | 0 | 0 | 0
| Repl Scre_Com, E/O - IntL | E | Yes | Lodging | Interior Lighting | RET | 0 | 0 | 0
| Repl Scre_Com, E/O - IntL | E | Yes | Lodging | Interior Lighting | REPL | 0 | 0 | 0
| Repl Scre_Com, E/P - IntL | E | Yes | Lodging | Interior Lighting | NC | 0 | 0 | 0
| Repl Scre_Com, E/P - IntL | E | Yes | Lodging | Interior Lighting | RET | 0 | 0 | 0
| Repl Scre_Com, E/P - IntL | E | Yes | Lodging | Interior Lighting | REPL | 0 | 0 | 0
| Lin LED Fixture_Com, E - IntL [No Heat] | E | Yes | Lodging | Interior Lighting | NC | 6078.2052 | 2289.6387 | 2.6547
| Lin LED Fixture_Com, E - IntL [No Heat] | E | Yes | Lodging | Interior Lighting | RET | 40468.7914 | 23097.6549 | 1.7521
| Lin LED Fixture_Com, E - IntL [No Heat] | E | Yes | Lodging | Interior Lighting | REPL | 4116.6764 | 1550.7376 | 2.6547
| Lin LED Fixture_Com, E - IntL [Electric Heat] | E | Yes | Lodging | Interior Lighting | NC | 3626.6932 | 1575.7354 | 2.3016
| Lin LED Fixture_Com, E - IntL [Electric Heat] | E | Yes | Lodging | Interior Lighting | RET | 24146.5834 | 15895.868 | 1.519
| Lin LED Fixture_Com, E - IntL [Electric Heat] | E | Yes | Lodging | Interior Lighting | REPL | 2456.3044 | 1067.2218 | 2.3016
| Lin LED Fixture_Com, E/G - IntL | E | Yes | Lodging | Interior Lighting | NC | 10125.2144 | 4185.0119 | 2.4194
| Lin LED Fixture_Com, E/G - IntL | E | Yes | Lodging | Interior Lighting | RET | 67413.8462 | 40205.4318 | 1.6767
| Lin LED Fixture_Com, E/G - IntL | E | Yes | Lodging | Interior Lighting | REPL | 6857.6545 | 2834.4452 | 2.4194
| Lin LED Fixture_Com, E/O - IntL | E | Yes | Lodging | Interior Lighting | NC | 4188.1178 | 2352.662 | 1.7802
| Lin LED Fixture_Com, E/O - IntL | E | Yes | Lodging | Interior Lighting | RET | 27884.5578 | 20768.9299 | 1.3426
| Lin LED Fixture_Com, E/O - IntL | E | Yes | Lodging | Interior Lighting | REPL | 2836.5488 | 1593.4223 | 1.7802
| Lin LED Fixture_Com, E/P - IntL | E | Yes | Lodging | Interior Lighting | NC | 298.6681 | 184.0465 | 1.6228
| Lin LED Fixture_Com, E/P - IntL | E | Yes | Lodging | Interior Lighting | RET | 1988.537 | 1589.4288 | 1.2511
| Lin LED Fixture_Com, E/P - IntL | E | Yes | Lodging | Interior Lighting | REPL | 202.2834 | 124.6519 | 1.6228
| LED Tube Repl_Com, E - IntL [No Heat] | E | Yes | Lodging | Interior Lighting | RET | 272415.711 | 17568.6083 | 15.5058
| LED Tube Repl_Com, E - IntL [No Heat] | E | Yes | Lodging | Interior Lighting | REPL | 115908.9387 | 7475.1883 | 15.5058
| LED Tube Repl_Com, E - IntL [Electric Heat] | E | Yes | Lodging | Interior Lighting | RET | 162542.751 | 12090.7633 | 13.4435
| LED Tube Repl_Com, E - IntL [Electric Heat] | E | Yes | Lodging | Interior Lighting | REPL | 69159.5859 | 5144.4446 | 13.4435
| LED Tube Repl_Com, E/G - IntL | E | Yes | Lodging | Interior Lighting | RET | 453796.3748 | 53901.5648 | 8.419
| LED Tube Repl_Com, E/G - IntL | E | Yes | Lodging | Interior Lighting | REPL | 193083.7836 | 22934.335 | 8.419
| LED Tube Repl_Com, E/O - IntL | E | Yes | Lodging | Interior Lighting | RET | 187704.9295 | 49714.711 | 3.7756
| LED Tube Repl_Com, E/O - IntL | E | Yes | Lodging | Interior Lighting | REPL | 79865.7283 | 21152.8894 | 3.7756
| LED Tube Repl_Com, E/P - IntL | E | Yes | Lodging | Interior Lighting | RET | 13385.8385 | 4256.8461 | 3.1445
| LED Tube Repl_Com, E/P - IntL | E | Yes | Lodging | Interior Lighting | REPL | 5695.4804 | 1811.2264 | 3.1445
| Repl pin CFL wLED_Com, E - IntL [No Heat] | E | Yes | Lodging | Interior Lighting | RET | 16030.2631 | 5795.2138 | 2.7661
| Repl pin CFL wLED_Com, E - IntL [No Heat] | E | Yes | Lodging | Interior Lighting | REPL | 25005.5887 | 9039.9473 | 2.7661
| Repl pin CFL wLED_Com, E - IntL [Electric Heat] | E | Yes | Lodging | Interior Lighting | RET | 9564.8047 | 3988.2817 | 2.3982
| Repl pin CFL wLED_Com, E - IntL [Electric Heat] | E | Yes | Lodging | Interior Lighting | REPL | 14920.1277 | 6221.3159 | 2.3982
| Repl pin CFL wLED_Com, E/G - IntL | E | Yes | Lodging | Interior Lighting | RET | 26703.5821 | 10654.5053 | 2.5063
| Repl pin CFL wLED_Com, E/G - IntL | E | Yes | Lodging | Interior Lighting | REPL | 41654.8865 | 16619.9503 | 2.5063
| Repl pin CFL wLED_Com, E/O - IntL | E | Yes | Lodging | Interior Lighting | RET | 11045.4694 | 6020.5328 | 1.8346
| Repl pin CFL wLED_Com, E/O - IntL | E | Yes | Lodging | Interior Lighting | REPL | 17229.8149 | 9391.422 | 1.8346
| Repl pin CFL wLED_Com, E/P - IntL | E | Yes | Lodging | Interior Lighting | RET | 787.6877 | 471.2134 | 1.6716
| Repl pin CFL wLED_Com, E/P - IntL | E | Yes | Lodging | Interior Lighting | REPL | 1228.7132 | 735.0452 | 1.6716
| Refrig Case LED_Com, E - IntL | E | Yes | Lodging | Interior Lighting | NC | 8879.6829 | 1965.4715 | 4.5178
| Refrig Case LED_Com, E - IntL | E | Yes | Lodging | Interior Lighting | RET | 48565.5835 | 10749.7384 | 4.5178
| Refrig Case LED_Com, E - IntL | E | Yes | Lodging | Interior Lighting | REPL | 15175.9967 | 3359.1277 | 4.5178
| Refrig Case Ctrls_Com, E - IntL | E | Yes | Lodging | Interior Lighting | RET | 28640.458 | 16121.9938 | 1.7765
| Stair Occ Sensor_Com, E - IntL [No Heat] | E | Yes | Lodging | Interior Lighting | NC | 2192.2897 | 749.8413 | 2.9237
| Stair Occ Sensor_Com, E - IntL [No Heat] | E | Yes | Lodging | Interior Lighting | RET | 21581.4291 | 7381.6191 | 2.9237
| Stair Occ Sensor_Com, E - IntL [Electric Heat] | E | Yes | Lodging | Interior Lighting | NC | 1308.0773 | 516.0428 | 2.5348
| Stair Occ Sensor_Com, E - IntL [Electric Heat] | E | Yes | Lodging | Interior Lighting | RET | 12877.0285 | 5080.05 | 2.5348
| Stair Occ Sensor_Com, E/G - IntL | E | Yes | Lodging | Interior Lighting | NC | 3651.9668 | 1552.3608 | 2.3525
| Stair Occ Sensor_Com, E/G - IntL | E | Yes | Lodging | Interior Lighting | RET | 35950.8425 | 15281.8144 | 2.3525
| Stair Occ Sensor_Com, E/O - IntL | E | Yes | Lodging | Interior Lighting | NC | 1510.5722 | 1034.5156 | 1.4602
| Stair Occ Sensor_Com, E/O - IntL | E | Yes | Lodging | Interior Lighting | RET | 14870.4369 | 10184.0213 | 1.4602
| Stair Occ Sensor_Com, E/P - IntL | E | Yes | Lodging | Interior Lighting | NC | 107.7237 | 83.964 | 1.283
| Stair Occ Sensor_Com, E/P - IntL | E | Yes | Lodging | Interior Lighting | RET | 1060.4584 | 826.5621 | 1.283
| Int Delamping_Com, E - IntL [No Heat] | E | Yes | Lodging | Interior Lighting | RET | 3562.9859 | 198.8397 | 17.9189
| Int Delamping_Com, E - IntL [Electric Heat] | E | Yes | Lodging | Interior Lighting | RET | 2125.9329 | 118.642 | 17.9189
| Int Delamping_Com, E/G - IntL | E | Yes | Lodging | Interior Lighting | RET | 5935.3041 | 677.561 | 8.7598
| Int Delamping_Com, E/O - IntL | E | Yes | Lodging | Interior Lighting | RET | 2455.0347 | 643.6743 | 3.8141
| Int Delamping_Com, E/P - IntL | E | Yes | Lodging | Interior Lighting | RET | 175.0764 | 55.339 | 3.1637
| Int Ltg Dsgn_Com, E - IntL [No Heat] | E | Yes | Lodging | Interior Lighting | NC | 12944.7883 | 1685.6244 | 7.6795
| Int Ltg Dsgn_Com, E - IntL [Electric Heat] | E | Yes | Lodging | Interior Lighting | NC | 7723.7891 | 1005.7644 | 7.6795
| Int Ltg Dsgn_Com, E/G - IntL | E | Yes | Lodging | Interior Lighting | NC | 21563.727 | 4066.2106 | 5.3032
| Int Ltg Dsgn_Com, E/O - IntL | E | Yes | Lodging | Interior Lighting | NC | 8919.4583 | 3002.2436 | 2.9709
| Int Ltg Dsgn_Com, E/P - IntL | E | Yes | Lodging | Interior Lighting | NC | 636.0751 | 248.3836 | 2.5609
| Room Air Conditioner_Com, E - Cool | E | Yes | Small Retail | Cooling | NC | 0 | 0 | 0
| Room Air Conditioner_Com, E - Cool | E | Yes | Small Retail | Cooling | RET | 0 | 0 | 0
| Room Air Conditioner_Com, E - Cool | E | Yes | Small Retail | Cooling | REPL | 0 | 0 | 0
| Computer Room Air Conditioner_Com, E - Cool | E | Yes | Small Retail | Cooling | NC | 1484.3914 | 378.3186 | 3.9237
| Computer Room Air Conditioner_Com, E - Cool | E | Yes | Small Retail | Cooling | REPL | 9741.8052 | 2482.8397 | 3.9237
| Mini Split Ductless AC_Com, E - Cool | E | Yes | Small Retail | Cooling | NC | 0 | 0 | 0
| Mini Split Ductless AC_Com, E - Cool | E | Yes | Small Retail | Cooling | RET | 0 | 0 | 0
| Mini Split Ductless AC_Com, E - Cool | E | Yes | Small Retail | Cooling | REPL | 0 | 0 | 0
| Eff Unitary AC_Com, E - Cool | E | Yes | Small Retail | Cooling | NC | 41664.6675 | 21509.4564 | 1.937
| Eff Unitary AC_Com, E - Cool | E | No | Small Retail | Cooling | RET | 336769.4083 | 1273482.4238 | 0.26445
| Eff Unitary AC_Com, E - Cool | E | Yes | Small Retail | Cooling | REPL | 200580.6799 | 103550.1217 | 1.937
| PTAC_Com, E - Cool | E | Yes | Small Retail | Cooling | NC | 0 | 0 | 0
| PTAC_Com, E - Cool | E | Yes | Small Retail | Cooling | RET | 0 | 0 | 0
| PTAC_Com, E - Cool | E | Yes | Small Retail | Cooling | REPL | 0 | 0 | 0
| Unitary Equipment Economizer_Com, E - Cool | E | No | Small Retail | Cooling | RET | 118637.2419 | 178815.1687 | 0.66346
| AC Tuneup_Com, E - Cool [ASHP] | E | Yes | Small Retail | Cooling | RET | 71230.7158 | 4165.2364 | 17.1012
| AC Tuneup_Com, E - Heat [ASHP] | E | Yes | Small Retail | Space Heating | RET | 71230.7158 | 4165.2364 | 17.1012
| AC Tuneup_Com, E - Cool [Unitary AC] | E | Yes | Small Retail | Cooling | RET | 327319.0244 | 19370.7405 | 16.8976
| DCV_Com, E - Cool [Building w Elec Heat] | E | Yes | Small Retail | Cooling | RET | 901594.6497 | 121907.8938 | 7.3957
| DCV_Com, E - Heat [Building w Elec Heat] | E | Yes | Small Retail | Space Heating | RET | 901594.6497 | 121907.8938 | 7.3957
| DCV_Com, E - Vent [Building w Elec Heat] | E | Yes | Small Retail | Ventilation | RET | 901594.6497 | 121907.8938 | 7.3957
| DCV_Com, E - Cool [Building w Gas Heat] | E | Yes | Small Retail | Cooling | RET | 2247955.7127 | 248939.3411 | 9.0301
| DCV_Com, G - Heat [Building w Gas Heat] | G | Yes | Small Retail | Space Heating | RET | 2247955.7127 | 248939.3411 | 9.0301
| DCV_Com, E - Vent [Building w Gas Heat] | E | Yes | Small Retail | Ventilation | RET | 2247955.7127 | 248939.3411 | 9.0301
| DCV_Com, E - Cool [Building w Oil Heat] | E | Yes | Small Retail | Cooling | RET | 732639.0132 | 66978.6831 | 10.9384
| DCV_Com, O - Heat [Building w Oil Heat] | O | Yes | Small Retail | Space Heating | RET | 732639.0132 | 66978.6831 | 10.9384
| DCV_Com, E - Vent [Building w Oil Heat] | E | Yes | Small Retail | Ventilation | RET | 732639.0132 | 66978.6831 | 10.9384
| DCV_Com, E - Cool [Building w Propane Heat] | E | Yes | Small Retail | Cooling | RET | 164556.2075 | 20185.1731 | 8.1523
| DCV_Com, P - Heat [Building w Propane Heat] | Prp | Yes | Small Retail | Space Heating | RET | 164556.2075 | 20185.1731 | 8.1523
| DCV_Com, E - Vent [Building w Propane Heat] | E | Yes | Small Retail | Ventilation | RET | 164556.2075 | 20185.1731 | 8.1523
| Controls for Unitary AC_Com, E - Cool | E | No | Small Retail | Cooling | RET | 312927.441 | 316846.0173 | 0.98763
| Optimized Unitary AC Sys_Com, E - Cool [Building w Elec Heat] | E | No | Small Retail | Cooling | NC | 55628.7875 | 69402.9117 | 0.80153
| Optimized Unitary AC Sys_Com, E - Heat [Building w Elec Heat] | E | No | Small Retail | Space Heating | NC | 55628.7875 | 69402.9117 | 0.80153
| Optimized Unitary AC Sys_Com, E - Cool [Building w Gas Heat] | E | Yes | Small Retail | Cooling | NC | 238426.4568 | 74031.5221 | 3.2206
| Optimized Unitary AC Sys_Com, G - Heat [Building w Gas Heat] | G | Yes | Small Retail | Space Heating | NC | 238426.4568 | 74031.5221 | 3.2206
| Optimized Unitary AC Sys_Com, E - Cool [Building w Oil Heat] | E | Yes | Small Retail | Cooling | NC | 102956.2358 | 19667.247 | 5.2349
| Optimized Unitary AC Sys_Com, O - Heat [Building w Oil Heat] | O | Yes | Small Retail | Space Heating | NC | 102956.2358 | 19667.247 | 5.2349
| Optimized Unitary AC Sys_Com, E - Cool [Building w Propane Heat] | E | Yes | Small Retail | Cooling | NC | 13953.0575 | 5868.7453 | 2.3775
| Optimized Unitary AC Sys_Com, P - Heat [Building w Propane Heat] | Prp | Yes | Small Retail | Space Heating | NC | 13953.0575 | 5868.7453 | 2.3775
| Cool Roof_Com, E - Cool [Building w Elec Heat] | E | No | Small Retail | Cooling | NC | 28846.1194 | 32141.0344 | 0.89749
| Cool Roof_Com, E - Cool [Building w Elec Heat] | E | No | Small Retail | Cooling | RET | 193098.3502 | 368999.0928 | 0.5233
| Cool Roof_Com, E - Heat [Building w Elec Heat] | E | No | Small Retail | Space Heating | NC | 28846.1194 | 32141.0344 | 0.89749
| Cool Roof_Com, E - Heat [Building w Elec Heat] | E | No | Small Retail | Space Heating | RET | 193098.3502 | 368999.0928 | 0.5233
| Cool Roof_Com, E - Cool [Building w Gas Heat] | E | No | Small Retail | Cooling | NC | 61862.9754 | 77164.8439 | 0.8017
| Cool Roof_Com, E - Cool [Building w Gas Heat] | E | No | Small Retail | Cooling | RET | 414115.9617 | 828807.2784 | 0.49965
| Cool Roof_Com, G - Heat [Building w Gas Heat] | G | No | Small Retail | Space Heating | NC | 61862.9754 | 77164.8439 | 0.8017
| Cool Roof_Com, G - Heat [Building w Gas Heat] | G | No | Small Retail | Space Heating | RET | 414115.9617 | 828807.2784 | 0.49965
| Cool Roof_Com, E - Cool [Building w Oil Heat] | E | No | Small Retail | Cooling | NC | 16644.6196 | 22082.3759 | 0.75375
| Cool Roof_Com, E - Cool [Building w Oil Heat] | E | No | Small Retail | Cooling | RET | 111420.4835 | 231619.5678 | 0.48105
| Cool Roof_Com, O - Heat [Building w Oil Heat] | O | No | Small Retail | Space Heating | NC | 16644.6196 | 22082.3759 | 0.75375
| Cool Roof_Com, O - Heat [Building w Oil Heat] | O | No | Small Retail | Space Heating | RET | 111420.4835 | 231619.5678 | 0.48105
| Cool Roof_Com, E - Cool [Building w Propane Heat] | E | No | Small Retail | Cooling | NC | 5016.1411 | 6258.8118 | 0.80145
| Cool Roof_Com, E - Cool [Building w Propane Heat] | E | No | Small Retail | Cooling | RET | 33578.4708 | 67216.1515 | 0.49956
| Cool Roof_Com, P - Heat [Building w Propane Heat] | Prp | No | Small Retail | Space Heating | NC | 5016.1411 | 6258.8118 | 0.80145
| Cool Roof_Com, P - Heat [Building w Propane Heat] | Prp | No | Small Retail | Space Heating | RET | 33578.4708 | 67216.1515 | 0.49956
| GSHP_Com, E - Cool | E | Yes | Small Retail | Cooling | RET | 215959.8672 | 81189.9091 | 2.6599
| GSHP_Com, E - Cool | E | Yes | Small Retail | Cooling | REPL | 3.0944e-11 | 8.6058e-12 | 3.5957
| GSHP_Com, E - Heat | E | Yes | Small Retail | Space Heating | RET | 215959.8672 | 81189.9091 | 2.6599
| GSHP_Com, E - Heat | E | Yes | Small Retail | Space Heating | REPL | 3.0944e-11 | 8.6058e-12 | 3.5957
| Unitary HP_Com, E - Cool | E | Yes | Small Retail | Cooling | NC | 29364.5952 | 7698.3086 | 3.8144
| Unitary HP_Com, E - Cool | E | No | Small Retail | Cooling | RET | 180129.9974 | 210917.0223 | 0.85403
| Unitary HP_Com, E - Cool | E | Yes | Small Retail | Cooling | REPL | 88834.3829 | 23289.0828 | 3.8144
| Unitary HP_Com, E - Heat | E | Yes | Small Retail | Space Heating | NC | 29364.5952 | 7698.3086 | 3.8144
| Unitary HP_Com, E - Heat | E | No | Small Retail | Space Heating | RET | 180129.9974 | 210917.0223 | 0.85403
| Unitary HP_Com, E - Heat | E | Yes | Small Retail | Space Heating | REPL | 88834.3829 | 23289.0828 | 3.8144
| PTHP_Com, E - Cool | E | Yes | Small Retail | Cooling | NC | 0 | 0 | 0
| PTHP_Com, E - Cool | E | Yes | Small Retail | Cooling | RET | 0 | 0 | 0
| PTHP_Com, E - Cool | E | Yes | Small Retail | Cooling | REPL | 0 | 0 | 0
| PTHP_Com, E - Heat | E | Yes | Small Retail | Space Heating | NC | 0 | 0 | 0
| PTHP_Com, E - Heat | E | Yes | Small Retail | Space Heating | RET | 0 | 0 | 0
| PTHP_Com, E - Heat | E | Yes | Small Retail | Space Heating | REPL | 0 | 0 | 0
| Minisplit Ductless HP_Com, E - Cool | E | Yes | Small Retail | Cooling | RET | 506757.2651 | 81936.6858 | 6.1847
| Minisplit Ductless HP_Com, E - Cool | E | Yes | Small Retail | Cooling | REPL | 47241.3712 | 4059.847 | 11.6362
| Minisplit Ductless HP_Com, E - Heat | E | Yes | Small Retail | Space Heating | RET | 506757.2651 | 81936.6858 | 6.1847
| Minisplit Ductless HP_Com, E - Heat | E | Yes | Small Retail | Space Heating | REPL | 47241.3712 | 4059.847 | 11.6362
| Programmable TStat_Com, E - Cool [Building w Elec Heat] | E | Yes | Small Retail | Cooling | NC | 0 | 0 | 0
| Programmable TStat_Com, E - Heat [Building w Elec Heat] | E | Yes | Small Retail | Space Heating | NC | 0 | 0 | 0
| Programmable TStat_Com, E - Cool [Building w Gas Heat] | E | Yes | Small Retail | Cooling | NC | 0 | 0 | 0
| Programmable TStat_Com, E - Cool [Building w Gas Heat] | E | Yes | Small Retail | Cooling | RET | 0 | 0 | 0
| Programmable TStat_Com, G - Heat [Building w Gas Heat] | G | Yes | Small Retail | Space Heating | NC | 0 | 0 | 0
| Programmable TStat_Com, G - Heat [Building w Gas Heat] | G | Yes | Small Retail | Space Heating | RET | 0 | 0 | 0
| Programmable TStat_Com, E - Cool [Building w Propane Heat] | E | Yes | Small Retail | Cooling | NC | 0 | 0 | 0
| Programmable TStat_Com, E - Cool [Building w Propane Heat] | E | Yes | Small Retail | Cooling | RET | 0 | 0 | 0
| Programmable TStat_Com, P - Heat [Building w Propane Heat] | Prp | Yes | Small Retail | Space Heating | NC | 0 | 0 | 0
| Programmable TStat_Com, P - Heat [Building w Propane Heat] | Prp | Yes | Small Retail | Space Heating | RET | 0 | 0 | 0
| Programmable TStat_Com, E - Cool [Building w Oil Heat] | E | Yes | Small Retail | Cooling | NC | 0 | 0 | 0
| Programmable TStat_Com, E - Cool [Building w Oil Heat] | E | Yes | Small Retail | Cooling | RET | 0 | 0 | 0
| Programmable TStat_Com, O - Heat [Building w Oil Heat] | O | Yes | Small Retail | Space Heating | NC | 0 | 0 | 0
| Programmable TStat_Com, O - Heat [Building w Oil Heat] | O | Yes | Small Retail | Space Heating | RET | 0 | 0 | 0
| Smart TStat_Com, E - Cool [Building w Elec Heat] | E | Yes | Small Retail | Cooling | NC | 61781.6638 | 19754.9105 | 3.1274
| Smart TStat_Com, E - Cool [Building w Elec Heat] | E | Yes | Small Retail | Cooling | RET | 290806.4491 | 123176.8082 | 2.3609
| Smart TStat_Com, E - Heat [Building w Elec Heat] | E | Yes | Small Retail | Space Heating | NC | 61781.6638 | 19754.9105 | 3.1274
| Smart TStat_Com, E - Heat [Building w Elec Heat] | E | Yes | Small Retail | Space Heating | RET | 290806.4491 | 123176.8082 | 2.3609
| Smart TStat_Com, E - Cool [Building w Gas Heat] | E | Yes | Small Retail | Cooling | NC | 157020.3279 | 40340.0817 | 3.8924
| Smart TStat_Com, E - Cool [Building w Gas Heat] | E | Yes | Small Retail | Cooling | RET | 734303.1729 | -8390.5394 | -87.5156
| Smart TStat_Com, G - Heat [Building w Gas Heat] | G | Yes | Small Retail | Space Heating | NC | 157020.3279 | 40340.0817 | 3.8924
| Smart TStat_Com, G - Heat [Building w Gas Heat] | G | Yes | Small Retail | Space Heating | RET | 734303.1729 | -8390.5394 | -87.5156
| Smart TStat_Com, E - Cool [Building w Propane Heat] | E | Yes | Small Retail | Cooling | NC | 34424.1516 | 10853.7507 | 3.1716
| Smart TStat_Com, E - Cool [Building w Propane Heat] | E | Yes | Small Retail | Cooling | RET | 161649.2501 | 67675.8505 | 2.3886
| Smart TStat_Com, P - Heat [Building w Propane Heat] | Prp | Yes | Small Retail | Space Heating | NC | 34424.1516 | 10853.7507 | 3.1716
| Smart TStat_Com, P - Heat [Building w Propane Heat] | Prp | Yes | Small Retail | Space Heating | RET | 161649.2501 | 67675.8505 | 2.3886
| Smart TStat_Com, E - Cool [Building w Oil Heat] | E | Yes | Small Retail | Cooling | NC | 25133.5692 | 3270.9636 | 7.6838
| Smart TStat_Com, E - Cool [Building w Oil Heat] | E | Yes | Small Retail | Cooling | RET | 116482.1964 | 20395.2765 | 5.7112
| Smart TStat_Com, O - Heat [Building w Oil Heat] | O | Yes | Small Retail | Space Heating | NC | 25133.5692 | 3270.9636 | 7.6838
| Smart TStat_Com, O - Heat [Building w Oil Heat] | O | Yes | Small Retail | Space Heating | RET | 116482.1964 | 20395.2765 | 5.7112
| Boiler Blowdown Controls_Com, G - Heat | G | No | Small Retail | Space Heating | RET | 23022.7209 | 59122.7246 | 0.38941
| Boiler Blowdown Controls_Com, O - Heat | O | No | Small Retail | Space Heating | RET | 15867.0674 | 40153.3512 | 0.39516
| Boiler Blowdown Controls_Com, P - Heat | Prp | No | Small Retail | Space Heating | RET | 1554.2361 | 4845.4517 | 0.32076
| Boiler Modifications_Com, G - Heat | G | Yes | Small Retail | Space Heating | RET | 107524.8018 | 29375.4668 | 3.6604
| Boiler Modifications_Com, O - Heat | O | Yes | Small Retail | Space Heating | RET | 82259.1157 | 10282.4034 | 8
| Boiler Modifications_Com, P - Heat | Prp | Yes | Small Retail | Space Heating | RET | 7765.6268 | 995.3174 | 7.8022
| Boilers_Com, G - Heat | G | Yes | Small Retail | Space Heating | NC | 52169.3976 | 22477.2188 | 2.321
| Boilers_Com, G - Heat | G | No | Small Retail | Space Heating | RET | 246747.1167 | 430447.0365 | 0.57323
| Boilers_Com, G - Heat | G | Yes | Small Retail | Space Heating | REPL | 3.7079e-11 | 1.5975e-11 | 2.321
| Boilers_Com, O - Heat | O | No | Small Retail | Space Heating | NC | 13528.8415 | 52765.2502 | 0.2564
| Boilers_Com, O - Heat | O | No | Small Retail | Space Heating | RET | 65418.8669 | 1033073.6742 | 0.063324
| Boilers_Com, O - Heat | O | No | Small Retail | Space Heating | REPL | 9.6154e-12 | 3.7502e-11 | 0.2564
| Boilers_Com, P - Heat | Prp | Yes | Small Retail | Space Heating | NC | 2928.4396 | 46.0182 | 63.6365
| Boilers_Com, P - Heat | Prp | Yes | Small Retail | Space Heating | RET | 14018.882 | 891.965 | 15.7169
| Boilers_Com, P - Heat | Prp | Yes | Small Retail | Space Heating | REPL | 2.0813e-12 | 3.2707e-14 | 63.6365
| Furnace_Com, G - Heat | G | Yes | Small Retail | Space Heating | NC | 65155.4942 | 22391.196 | 2.9099
| Furnace_Com, G - Heat | G | No | Small Retail | Space Heating | RET | 288127.914 | 423125.9144 | 0.68095
| Furnace_Com, G - Heat | G | Yes | Small Retail | Space Heating | REPL | 5.0335e-11 | 1.7298e-11 | 2.9099
| Furnace_Com, O - Heat | O | Yes | Small Retail | Space Heating | NC | 15437.2553 | 1738.1701 | 8.8813
| Furnace_Com, O - Heat | O | Yes | Small Retail | Space Heating | RET | 76123.7045 | 36626.8991 | 2.0784
| Furnace_Com, O - Heat | O | Yes | Small Retail | Space Heating | REPL | 1.1926e-11 | 1.3428e-12 | 8.8813
| Furnace_Com, P - Heat | Prp | Yes | Small Retail | Space Heating | NC | 2691.7836 | 240.2344 | 11.2048
| Furnace_Com, P - Heat | Prp | Yes | Small Retail | Space Heating | RET | 12830.0271 | 4893.0613 | 2.6221
| Furnace_Com, P - Heat | Prp | Yes | Small Retail | Space Heating | REPL | 2.0795e-12 | 1.8559e-13 | 11.2048
| Unit Heater_Com, G - Heat | G | Yes | Small Retail | Space Heating | NC | 24358.3407 | 5130.1172 | 4.7481
| Unit Heater_Com, G - Heat | G | Yes | Small Retail | Space Heating | RET | 136925.4635 | 108890.3761 | 1.2575
| Unit Heater_Com, G - Heat | G | Yes | Small Retail | Space Heating | REPL | 15034.8758 | 3166.4995 | 4.7481
| Unit Heater_Com, P - Heat | Prp | Yes | Small Retail | Space Heating | NC | 5121.2656 | 256.1671 | 19.9919
| Unit Heater_Com, P - Heat | Prp | Yes | Small Retail | Space Heating | RET | 25403.0823 | 4797.9778 | 5.2945
| Unit Heater_Com, P - Heat | Prp | Yes | Small Retail | Space Heating | REPL | 5.3527e-12 | 2.6774e-13 | 19.9919
| Energy Recovery Ventilator_Com, G - Heat | G | Yes | Small Retail | Space Heating | NC | 45094.535 | 18343.5676 | 2.4583
| Energy Recovery Ventilator_Com, G - Heat | G | Yes | Small Retail | Space Heating | RET | 265650.0435 | 108061.1991 | 2.4583
| Energy Recovery Ventilator_Com, G - Heat | G | Yes | Small Retail | Space Heating | REPL | 38490.9992 | 15657.3794 | 2.4583
| Energy Recovery Ventilator_Com, O - Heat | O | Yes | Small Retail | Space Heating | NC | 17297.4046 | 1989.4028 | 8.6948
| Energy Recovery Ventilator_Com, O - Heat | O | Yes | Small Retail | Space Heating | RET | 101898.2885 | 11719.489 | 8.6948
| Energy Recovery Ventilator_Com, O - Heat | O | Yes | Small Retail | Space Heating | REPL | 14764.4142 | 1698.0795 | 8.6948
| Energy Recovery Ventilator_Com, P - Heat | Prp | Yes | Small Retail | Space Heating | NC | 3663.9974 | 334.1367 | 10.9656
| Energy Recovery Ventilator_Com, P - Heat | Prp | Yes | Small Retail | Space Heating | RET | 21584.4559 | 1968.3852 | 10.9656
| Energy Recovery Ventilator_Com, P - Heat | Prp | Yes | Small Retail | Space Heating | REPL | 3127.4504 | 285.2065 | 10.9656
| Forced Air Heating Maintenance_Com, G - Heat | G | No | Small Retail | Space Heating | RET | 3415.7375 | 7333.3741 | 0.46578
| Forced Air Heating Maintenance_Com, O - Heat | O | Yes | Small Retail | Space Heating | RET | 1136.6861 | 722.9024 | 1.5724
| Forced Air Heating Maintenance_Com, P - Heat | Prp | Yes | Small Retail | Space Heating | RET | 350.7678 | 166.6159 | 2.1052
| Infrared Heater_Com, G - Heat | G | Yes | Small Retail | Space Heating | NC | 8818.4667 | 526.1922 | 16.759
| Infrared Heater_Com, G - Heat | G | Z | Small Retail | Space Heating | RET | 0 | 0 | 0
| Infrared Heater_Com, G - Heat | G | Yes | Small Retail | Space Heating | REPL | 23795.9959 | 1419.8918 | 16.759
| Infrared Heater_Com, P - Heat | Prp | Yes | Small Retail | Space Heating | NC | 543.542 | 7.7028 | 70.5638
| Infrared Heater_Com, P - Heat | Prp | Z | Small Retail | Space Heating | RET | 0 | 0 | 0
| Infrared Heater_Com, P - Heat | Prp | Yes | Small Retail | Space Heating | REPL | 1466.7089 | 20.7856 | 70.5638
| Steam Trap Maintenance_Com, G - Heat | G | Yes | Small Retail | Space Heating | RET | 33265.1071 | 4967.2895 | 6.6968
| Steam Trap Maintenance_Com, O - Heat | O | Yes | Small Retail | Space Heating | RET | 17205.9319 | 743.0336 | 23.1563
| Windows_Com, E - Cool [Building w Elec Heat] | E | No | Small Retail | Cooling | NC | 80131.4716 | 139244.8507 | 0.57547
| Windows_Com, E - Heat [Building w Elec Heat] | E | No | Small Retail | Space Heating | NC | 80131.4716 | 139244.8507 | 0.57547
| Windows_Com, E - Cool [Building w Gas Heat] | E | No | Small Retail | Cooling | NC | 208273.1295 | 284341.8937 | 0.73247
| Windows_Com, G - Heat [Building w Gas Heat] | G | No | Small Retail | Space Heating | NC | 208273.1295 | 284341.8937 | 0.73247
| Windows_Com, E - Cool [Building w Oil Heat] | E | No | Small Retail | Cooling | NC | 63070.9289 | 76503.9608 | 0.82441
| Windows_Com, O - Heat [Building w Oil Heat] | O | No | Small Retail | Space Heating | NC | 63070.9289 | 76503.9608 | 0.82441
| Windows_Com, E - Cool [Building w Propane Heat] | E | No | Small Retail | Cooling | NC | 16953.2159 | 23055.7787 | 0.73531
| Windows_Com, P - Heat [Building w Propane Heat] | Prp | No | Small Retail | Space Heating | NC | 16953.2159 | 23055.7787 | 0.73531
| Window Film_Com, E - Cool [Building w Elec Heat] | E | No | Small Retail | Cooling | RET | 0 | 0 | 0
| Window Film_Com, E - Heat [Building w Elec Heat] | E | No | Small Retail | Space Heating | RET | 0 | 0 | 0
| Window Film_Com, E - Cool [Building w Gas Heat] | E | No | Small Retail | Cooling | RET | 0 | 0 | 0
| Window Film_Com, G - Heat [Building w Gas Heat] | G | No | Small Retail | Space Heating | RET | 0 | 0 | 0
| Window Film_Com, E - Cool [Building w Oil Heat] | E | No | Small Retail | Cooling | RET | 0 | 0 | 0
| Window Film_Com, O - Heat [Building w Oil Heat] | O | No | Small Retail | Space Heating | RET | 0 | 0 | 0
| Window Film_Com, E - Cool [Building w Propane Heat] | E | No | Small Retail | Cooling | RET | 0 | 0 | 0
| Window Film_Com, P - Heat [Building w Propane Heat] | Prp | No | Small Retail | Space Heating | RET | 0 | 0 | 0
| Motors and Fans_Com, E - Vent | E | Yes | Small Retail | Ventilation | NC | 21184.4732 | 8497.8004 | 2.4929
| Motors and Fans_Com, E - Vent | E | Yes | Small Retail | Ventilation | RET | 68630.3993 | 46248.3707 | 1.484
| Motors and Fans_Com, E - Vent | E | Yes | Small Retail | Ventilation | REPL | 1235.8227 | 495.7298 | 2.4929
| ECM Furnace Motors_Com, E - Vent | E | Yes | Small Retail | Ventilation | RET | 157194.21 | 55853.1058 | 2.8144
| VFD on HVAC System_Com, E - Vent | E | Yes | Small Retail | Ventilation | RET | 2137993.5035 | 244739.2183 | 8.7358
| Kitchen DCV_Com, E - Vent [Building w Elec Heat] | E | Yes | Small Retail | Ventilation | NC | 1360.1081 | 149.1835 | 9.117
| Kitchen DCV_Com, E - Vent [Building w Elec Heat] | E | Yes | Small Retail | Ventilation | RET | 7601.6944 | 833.7923 | 9.117
| Kitchen DCV_Com, E - Vent [Building w Elec Heat] | E | Yes | Small Retail | Ventilation | REPL | 555.4052 | 60.9197 | 9.117
| Kitchen DCV_Com, E - Heat [Building w Elec Heat] | E | Yes | Small Retail | Space Heating | NC | 1360.1081 | 149.1835 | 9.117
| Kitchen DCV_Com, E - Heat [Building w Elec Heat] | E | Yes | Small Retail | Space Heating | RET | 7601.6944 | 833.7923 | 9.117
| Kitchen DCV_Com, E - Heat [Building w Elec Heat] | E | Yes | Small Retail | Space Heating | REPL | 555.4052 | 60.9197 | 9.117
| Kitchen DCV_Com, E - Vent [Building w Gas Heat] | E | Yes | Small Retail | Ventilation | NC | 1360.1081 | 149.1835 | 9.117
| Kitchen DCV_Com, E - Vent [Building w Gas Heat] | E | Yes | Small Retail | Ventilation | RET | 7601.6944 | 833.7923 | 9.117
| Kitchen DCV_Com, E - Vent [Building w Gas Heat] | E | Yes | Small Retail | Ventilation | REPL | 555.4052 | 60.9197 | 9.117
| Kitchen DCV_Com, G - Heat [Building w Gas Heat] | G | Yes | Small Retail | Space Heating | NC | 1279.2329 | 53.888 | 23.7387
| Kitchen DCV_Com, G - Heat [Building w Gas Heat] | G | Yes | Small Retail | Space Heating | RET | 7037.906 | 301.1823 | 23.3676
| Kitchen DCV_Com, G - Heat [Building w Gas Heat] | G | Yes | Small Retail | Space Heating | REPL | 514.213 | 22.0054 | 23.3676
| Kitchen DCV_Com, E - Vent [Building w Oil Heat] | E | Yes | Small Retail | Ventilation | NC | 1279.2329 | 53.888 | 23.7387
| Kitchen DCV_Com, E - Vent [Building w Oil Heat] | E | Yes | Small Retail | Ventilation | RET | 7037.906 | 301.1823 | 23.3676
| Kitchen DCV_Com, E - Vent [Building w Oil Heat] | E | Yes | Small Retail | Ventilation | REPL | 514.213 | 22.0054 | 23.3676
| Kitchen DCV_Com, O - Heat [Building w Oil Heat] | O | Yes | Small Retail | Space Heating | NC | 1279.2329 | 53.888 | 23.7387
| Kitchen DCV_Com, O - Heat [Building w Oil Heat] | O | Yes | Small Retail | Space Heating | RET | 7037.906 | 301.1823 | 23.3676
| Kitchen DCV_Com, O - Heat [Building w Oil Heat] | O | Yes | Small Retail | Space Heating | REPL | 514.213 | 22.0054 | 23.3676
| Kitchen DCV_Com, E - Vent [Building w Oil Heat] | E | Yes | Small Retail | Ventilation | NC | 1279.2329 | 53.888 | 23.7387
| Kitchen DCV_Com, E - Vent [Building w Oil Heat] | E | Yes | Small Retail | Ventilation | RET | 7037.906 | 301.1823 | 23.3676
| Kitchen DCV_Com, E - Vent [Building w Oil Heat] | E | Yes | Small Retail | Ventilation | REPL | 514.213 | 22.0054 | 23.3676
| Kitchen DCV_Com, P - Heat [Building w Propane Heat] | Prp | Yes | Small Retail | Space Heating | NC | 47.841 | 0 | 0
| Kitchen DCV_Com, P - Heat [Building w Propane Heat] | Prp | Yes | Small Retail | Space Heating | RET | 260.8211 | 0 | 0
| Kitchen DCV_Com, P - Heat [Building w Propane Heat] | Prp | Yes | Small Retail | Space Heating | REPL | 19.0565 | 0 | 0
| Duct Sealing Regulated_Com, E - Vent [Building w Elec Heat] | E | Yes | Small Retail | Ventilation | RET | 1062569.1416 | 224615.016 | 4.7306
| Duct Sealing Regulated_Com, E - Heat [Building w Elec Heat] | E | Yes | Small Retail | Space Heating | RET | 1062569.1416 | 224615.016 | 4.7306
| Duct Sealing Regulated_Com, E - Cool [Building w Elec Heat] | E | Yes | Small Retail | Cooling | RET | 1062569.1416 | 224615.016 | 4.7306
| Duct Sealing Regulated_Com, E - Vent [Building w Gas Heat] | E | Yes | Small Retail | Ventilation | RET | 5107523.1323 | 0 | 0
| Duct Sealing Regulated_Com, G - Heat [Building w Gas Heat] | G | Yes | Small Retail | Space Heating | RET | 5107523.1323 | 0 | 0
| Duct Sealing Regulated_Com, E - Cool [Building w Gas Heat] | E | Yes | Small Retail | Cooling | RET | 5107523.1323 | 0 | 0
| Duct Sealing Non Regulated_Com, E - Vent [Building w Oil Heat] | E | Yes | Small Retail | Ventilation | RET | 670656.9398 | 123408.0706 | 5.4345
| Duct Sealing Non Regulated_Com, O - Heat [Building w Oil Heat] | O | Yes | Small Retail | Space Heating | RET | 670656.9398 | 123408.0706 | 5.4345
| Duct Sealing Non Regulated_Com, E - Cool [Building w Oil Heat] | E | Yes | Small Retail | Cooling | RET | 670656.9398 | 123408.0706 | 5.4345
| Duct Sealing Non Regulated_Com, E - Vent [Building w Propane Heat] | E | Yes | Small Retail | Ventilation | RET | 414345.299 | 0 | 0
| Duct Sealing Non Regulated_Com, P - Heat [Building w Propane Heat] | Prp | Yes | Small Retail | Space Heating | RET | 414345.299 | 0 | 0
| Duct Sealing Non Regulated_Com, E - Cool [Building w Propane Heat] | E | Yes | Small Retail | Cooling | RET | 414345.299 | 0 | 0
| Power Strip_Com, E - Plug [Tier 1] | E | Yes | Small Retail | Plug Loads | NC | 0 | 0 | 0
| Power Strip_Com, E - Plug [Tier 1] | E | Yes | Small Retail | Plug Loads | RET | 0 | 0 | 0
| Power Strip_Com, E - Plug [Tier 1] | E | Yes | Small Retail | Plug Loads | REPL | 0 | 0 | 0
| Power Strip_Com, E - Plug [Tier 2] | E | Yes | Small Retail | Plug Loads | NC | 12624.1526 | 10665.6066 | 1.1836
| Power Strip_Com, E - Plug [Tier 2] | E | Yes | Small Retail | Plug Loads | RET | 133763.0975 | 119001.1077 | 1.124
| Power Strip_Com, E - Plug [Tier 2] | E | Yes | Small Retail | Plug Loads | REPL | 97035.3104 | 81980.9833 | 1.1836
| Computer Power Management_Com, E - Plug | E | Yes | Small Retail | Plug Loads | RET | 54701.3805 | 26904.436 | 2.0332
| Vending Machine Controls_Com, E - Plug [Non-Refrigerated] | E | No | Small Retail | Plug Loads | RET | 15893.2215 | 15656.2236 | 1.0151
| Vending Machine Controls_Com, E - Plug [Refrigerated] | E | Yes | Small Retail | Plug Loads | RET | 47679.6645 | 8410.1254 | 5.6693
| Ovens_Com, E - Cook | E | Yes | Small Retail | Cooking | NC | 11275.2529 | 148.1693 | 76.0971
| Ovens_Com, E - Cook | E | Yes | Small Retail | Cooking | REPL | 123329.2394 | 1620.6827 | 76.0971
| Ovens_Com, G - Cook | G | Yes | Small Retail | Cooking | NC | 4214.7747 | 33.9171 | 124.2669
| Ovens_Com, G - Cook | G | Yes | Small Retail | Cooking | REPL | 44969.666 | 361.8798 | 124.2669
| Ovens_Com, P - Cook | Prp | Yes | Small Retail | Cooking | NC | 461.6282 | 0.87347 | 528.499
| Ovens_Com, P - Cook | Prp | Yes | Small Retail | Cooking | REPL | 4925.356 | 9.3195 | 528.499
| Fryers_Com, E - Cook | E | Yes | Small Retail | Cooking | NC | 1850.0619 | 22.197 | 83.3472
| Fryers_Com, E - Cook | E | Yes | Small Retail | Cooking | REPL | 20236.0635 | 242.7923 | 83.3472
| Fryers_Com, G - Cook | G | Yes | Small Retail | Cooking | NC | 945.508 | 205.7943 | 4.5944
| Fryers_Com, G - Cook | G | Yes | Small Retail | Cooking | REPL | 10088.1264 | 2195.7284 | 4.5944
| Fryers_Com, P - Cook | Prp | Yes | Small Retail | Cooking | NC | 44.9443 | 2.21 | 20.3366
| Fryers_Com, P - Cook | Prp | Yes | Small Retail | Cooking | REPL | 479.5346 | 23.5798 | 20.3366
| Griddles_Com, E - Cook | E | Yes | Small Retail | Cooking | NC | 516.0038 | 101.8044 | 5.0686
| Griddles_Com, E - Cook | E | Yes | Small Retail | Cooking | REPL | 5644.0739 | 1113.5415 | 5.0686
| Griddles_Com, G - Cook | G | Yes | Small Retail | Cooking | NC | 1283.2793 | 74.6524 | 17.1901
| Griddles_Com, G - Cook | G | Yes | Small Retail | Cooking | REPL | 13691.9878 | 796.5063 | 17.1901
| Griddles_Com, P - Cook | Prp | Yes | Small Retail | Cooking | NC | 117.8765 | 1.5492 | 76.0895
| Griddles_Com, P - Cook | Prp | Yes | Small Retail | Cooking | REPL | 1257.6863 | 16.529 | 76.0895
| Hot Food Holding Cabinet_Com, E - Cook | E | Yes | Small Retail | Cooking | NC | 2245.3495 | 63.3878 | 35.4224
| Hot Food Holding Cabinet_Com, E - Cook | E | Yes | Small Retail | Cooking | REPL | 24559.737 | 693.339 | 35.4224
| Steamers_Com, E - Cook | E | Yes | Small Retail | Cooking | NC | 1762.8387 | 222.6252 | 7.9184
| Steamers_Com, E - Cook | E | Yes | Small Retail | Cooking | REPL | 19282.0121 | 2435.0849 | 7.9184
| Steamers_Com, G - Cook | G | Yes | Small Retail | Cooking | NC | 2110.1404 | 26.252 | 80.3801
| Steamers_Com, G - Cook | G | Yes | Small Retail | Cooking | REPL | 22514.2071 | 280.0969 | 80.3801
| ES Refrigerator and Freezer_Com, E - Refr | E | Yes | Small Retail | Refrigeration | NC | 111760.4749 | 32308.5081 | 3.4592
| ES Refrigerator and Freezer_Com, E - Refr | E | Yes | Small Retail | Refrigeration | REPL | 1222441.2648 | 353391.9617 | 3.4592
| Anti Sweat Heat Control_Com, E - Refr | E | Yes | Small Retail | Refrigeration | NC | 25934.0297 | 10414.0539 | 2.4903
| Anti Sweat Heat Control_Com, E - Refr | E | Z | Small Retail | Refrigeration | RET | 0 | 0 | 0
| Case Night Covers_Com, E - Refr | E | Yes | Small Retail | Refrigeration | RET | 18895.7324 | 17714.8925 | 1.0667
| Loading Dock Pit Seals_Com, E - Refr | E | No | Small Retail | Refrigeration | NC | 4613.3916 | 7100.6161 | 0.64972
| Loading Dock Pit Seals_Com, E - Refr | E | No | Small Retail | Refrigeration | RET | 60553.7866 | 93200.2389 | 0.64972
| ECM Comp Cond Fan Motor_Com, E - Refr | E | Yes | Small Retail | Refrigeration | NC | 3785.8319 | 695.3664 | 5.4444
| ECM Comp Cond Fan Motor_Com, E - Refr | E | Yes | Small Retail | Refrigeration | RET | 15992.2852 | 597.0088 | 26.7874
| ECM Comp Cond Fan Motor_Com, E - Refr | E | Yes | Small Retail | Refrigeration | REPL | 15059.7226 | 2766.1092 | 5.4444
| Evap Fan Motor Replacement_Com, E - Refr | E | Yes | Small Retail | Refrigeration | NC | 5997.3258 | 2170.5485 | 2.763
| Evap Fan Motor Replacement_Com, E - Refr | E | Yes | Small Retail | Refrigeration | RET | 55226.3741 | 13401.0409 | 4.1211
| Evap Fan Motor Replacement_Com, E - Refr | E | Yes | Small Retail | Refrigeration | REPL | 2058.6173 | 745.0535 | 2.763
| Evap Fan Speed Controls_Com, E - Refr | E | Yes | Small Retail | Refrigeration | NC | 9845.5246 | 2201.0062 | 4.4732
| Evap Fan Speed Controls_Com, E - Refr | E | Z | Small Retail | Refrigeration | RET | 0 | 0 | 0
| LowHeat NoHeat Doors_Com, E - Refr | E | Yes | Small Retail | Refrigeration | NC | 12162.117 | 2055.4826 | 5.9169
| LowHeat NoHeat Doors_Com, E - Refr | E | Yes | Small Retail | Refrigeration | RET | 143672.178 | 24281.6 | 5.9169
| Refrigerated Vending Machine_Com, E - Refr | E | Yes | Small Retail | Refrigeration | NC | 64004.4812 | 23288.8026 | 2.7483
| Refrigerated Vending Machine_Com, E - Refr | E | Yes | Small Retail | Refrigeration | REPL | 600071.9892 | 218343.4321 | 2.7483
| Walk In Refrigeration_Com, E - Refr | E | Yes | Small Retail | Refrigeration | NC | 16742.1828 | 1751.618 | 9.5581
| Refrigeration Tune Up_Com, E - Refr | E | Yes | Small Retail | Refrigeration | RET | 125143.6773 | 9624.0215 | 13.0033
| ES Ice Machine_Com, E - Refr | E | Yes | Small Retail | Refrigeration | NC | 4664.7362 | 356.8411 | 13.0723
| ES Ice Machine_Com, E - Refr | E | Yes | Small Retail | Refrigeration | REPL | 51023.1015 | 3903.1448 | 13.0723
| Walk In Cooler Retroft_Com, E - Refr | E | Yes | Small Retail | Refrigeration | RET | 42859.6391 | 6422.3875 | 6.6735
| HE Built Up Refrig_Com, E - Refr | E | Yes | Small Retail | Refrigeration | NC | 18109.5524 | 9415.9181 | 1.9233
| HE Built Up Refrig_Com, E - Refr | E | No | Small Retail | Refrigeration | RET | 152966.9163 | 189119.2842 | 0.80884
| Door Gasket Replacement_Com, E - Refr | E | Z | Small Retail | Refrigeration | RET | 0 | 0 | 0
| EnergyStar Dehumidifier_Com, E - Appl | E | Yes | Small Retail | Appliances | NC | 2915.5943 | 287.0071 | 10.1586
| EnergyStar Dehumidifier_Com, E - Appl | E | Yes | Small Retail | Appliances | REPL | 31890.9061 | 3139.2969 | 10.1586
| Clothes Washer Elec WH_Com, E - Appl [unit w/ elec dry - Washer] | E | Yes | Small Retail | Appliances | NC | 1923.1592 | 270.8609 | 7.1002
| Clothes Washer Elec WH_Com, E - Appl [unit w/ elec dry - Washer] | E | Yes | Small Retail | Appliances | REPL | 34989.9882 | 4928.0477 | 7.1002
| Clothes Washer Elec WH_Com, E - Appl [unit w/ elec dry - Dryer] | E | Yes | Small Retail | Appliances | NC | 1923.1592 | 270.8609 | 7.1002
| Clothes Washer Elec WH_Com, E - Appl [unit w/ elec dry - Dryer] | E | Yes | Small Retail | Appliances | REPL | 34989.9882 | 4928.0477 | 7.1002
| Clothes Washer Elec WH_Com, E - HWat [unit w/ elec dry - Water Heater] | E | Yes | Small Retail | Water Heating | NC | 1923.1592 | 270.8609 | 7.1002
| Clothes Washer Elec WH_Com, E - HWat [unit w/ elec dry - Water Heater] | E | Yes | Small Retail | Water Heating | REPL | 34989.9882 | 4928.0477 | 7.1002
| Clothes Washer Elec WH_Com, E - Appl [unit w/ gas dry - Washer] | E | Yes | Small Retail | Appliances | NC | 425.2417 | 67.7152 | 6.2799
| Clothes Washer Elec WH_Com, E - Appl [unit w/ gas dry - Washer] | E | Yes | Small Retail | Appliances | REPL | 7736.8538 | 1232.0119 | 6.2799
| Clothes Washer Elec WH_Com, E - HWat [unit w/ gas dry - Water Heater] | E | Yes | Small Retail | Water Heating | NC | 425.2417 | 67.7152 | 6.2799
| Clothes Washer Elec WH_Com, E - HWat [unit w/ gas dry - Water Heater] | E | Yes | Small Retail | Water Heating | REPL | 7736.8538 | 1232.0119 | 6.2799
| Clothes Washer Elec WH_Com, E - Appl [unit w/ propane dry - Washer] | E | Yes | Small Retail | Appliances | NC | 170.1328 | 27.0861 | 6.2812
| Clothes Washer Elec WH_Com, E - Appl [unit w/ propane dry - Washer] | E | Yes | Small Retail | Appliances | REPL | 3095.382 | 492.8048 | 6.2812
| Clothes Washer Elec WH_Com, P - Oth [unit w/ propane dry - Dryer] | Prp | Yes | Small Retail | Other | NC | 170.1328 | 27.0861 | 6.2812
| Clothes Washer Elec WH_Com, P - Oth [unit w/ propane dry - Dryer] | Prp | Yes | Small Retail | Other | REPL | 3095.382 | 492.8048 | 6.2812
| Clothes Washer Elec WH_Com, E - HWat [unit w/ propane dry - Water Heater] | E | Yes | Small Retail | Water Heating | NC | 170.1328 | 27.0861 | 6.2812
| Clothes Washer Elec WH_Com, E - HWat [unit w/ propane dry - Water Heater] | E | Yes | Small Retail | Water Heating | REPL | 3095.382 | 492.8048 | 6.2812
| Clothes Washer Gas WH_Com, E - Appl [unit w/ elec dry - Washer] | E | Yes | Small Retail | Appliances | NC | 969.7249 | 135.4305 | 7.1603
| Clothes Washer Gas WH_Com, E - Appl [unit w/ elec dry - Washer] | E | Yes | Small Retail | Appliances | REPL | 17639.1573 | 2464.0238 | 7.1587
| Clothes Washer Gas WH_Com, E - Appl [unit w/ elec dry - Dryer] | E | Yes | Small Retail | Appliances | NC | 969.7249 | 135.4305 | 7.1603
| Clothes Washer Gas WH_Com, E - Appl [unit w/ elec dry - Dryer] | E | Yes | Small Retail | Appliances | REPL | 17639.1573 | 2464.0238 | 7.1587
| Clothes Washer Gas WH_Com, G - HWat [unit w/ elec dry - Water Heater] | G | Yes | Small Retail | Water Heating | NC | 969.7249 | 135.4305 | 7.1603
| Clothes Washer Gas WH_Com, G - HWat [unit w/ elec dry - Water Heater] | G | Yes | Small Retail | Water Heating | REPL | 17639.1573 | 2464.0238 | 7.1587
| Clothes Washer Gas WH_Com, E - Appl [unit w/ gas dry - Washer] | E | Yes | Small Retail | Appliances | NC | 3348.6519 | 528.1788 | 6.34
| Clothes Washer Gas WH_Com, E - Appl [unit w/ gas dry - Washer] | E | Yes | Small Retail | Appliances | REPL | 60909.6965 | 9609.693 | 6.3384
| Clothes Washer Gas WH_Com, G - HWat [unit w/ gas dry - Water Heater] | G | Yes | Small Retail | Water Heating | NC | 3348.6519 | 528.1788 | 6.34
| Clothes Washer Gas WH_Com, G - HWat [unit w/ gas dry - Water Heater] | G | Yes | Small Retail | Water Heating | REPL | 60909.6965 | 9609.693 | 6.3384
| Clothes Washer Gas WH_Com, E - Appl [unit w/ propane dry - Washer] | E | Yes | Small Retail | Appliances | NC | 171.7618 | 27.0861 | 6.3413
| Clothes Washer Gas WH_Com, E - Appl [unit w/ propane dry - Washer] | E | Yes | Small Retail | Appliances | REPL | 3124.2147 | 492.8048 | 6.3397
| Clothes Washer Gas WH_Com, P - Oth [unit w/ propane dry - Dryer] | Prp | Yes | Small Retail | Other | NC | 171.7618 | 27.0861 | 6.3413
| Clothes Washer Gas WH_Com, P - Oth [unit w/ propane dry - Dryer] | Prp | Yes | Small Retail | Other | REPL | 3124.2147 | 492.8048 | 6.3397
| Clothes Washer Gas WH_Com, G - HWat [unit w/ propane dry - Water Heater] | G | Yes | Small Retail | Water Heating | NC | 171.7618 | 27.0861 | 6.3413
| Clothes Washer Gas WH_Com, G - HWat [unit w/ propane dry - Water Heater] | G | Yes | Small Retail | Water Heating | REPL | 3124.2147 | 492.8048 | 6.3397
| Clothes Washer Oil WH_Com, E - Appl [unit w/ elec dry - Washer] | E | Yes | Small Retail | Appliances | NC | 1153.4592 | 162.5166 | 7.0975
| Clothes Washer Oil WH_Com, E - Appl [unit w/ elec dry - Washer] | E | Yes | Small Retail | Appliances | REPL | 20985.7752 | 2956.8286 | 7.0974
| Clothes Washer Oil WH_Com, E - Appl [unit w/ elec dry - Dryer] | E | Yes | Small Retail | Appliances | NC | 1153.4592 | 162.5166 | 7.0975
| Clothes Washer Oil WH_Com, E - Appl [unit w/ elec dry - Dryer] | E | Yes | Small Retail | Appliances | REPL | 20985.7752 | 2956.8286 | 7.0974
| Clothes Washer Oil WH_Com, O - HWat [unit w/ elec dry - Water Heater] | O | Yes | Small Retail | Water Heating | NC | 1153.4592 | 162.5166 | 7.0975
| Clothes Washer Oil WH_Com, O - HWat [unit w/ elec dry - Water Heater] | O | Yes | Small Retail | Water Heating | REPL | 20985.7752 | 2956.8286 | 7.0974
| Clothes Washer Oil WH_Com, E - Appl [unit w/ gas dry - Washer] | E | Yes | Small Retail | Appliances | NC | 170.0239 | 27.0861 | 6.2772
| Clothes Washer Oil WH_Com, E - Appl [unit w/ gas dry - Washer] | E | Yes | Small Retail | Appliances | REPL | 3093.3719 | 492.8048 | 6.2771
| Clothes Washer Oil WH_Com, O - HWat [unit w/ gas dry - Water Heater] | O | Yes | Small Retail | Water Heating | NC | 170.0239 | 27.0861 | 6.2772
| Clothes Washer Oil WH_Com, O - HWat [unit w/ gas dry - Water Heater] | O | Yes | Small Retail | Water Heating | REPL | 3093.3719 | 492.8048 | 6.2771
| Clothes Washer Oil WH_Com, E - Appl [unit w/ propane dry - Washer] | E | Yes | Small Retail | Appliances | NC | 255.0901 | 40.6291 | 6.2785
| Clothes Washer Oil WH_Com, E - Appl [unit w/ propane dry - Washer] | E | Yes | Small Retail | Appliances | REPL | 4641.0186 | 739.2072 | 6.2784
| Clothes Washer Oil WH_Com, P - Oth [unit w/ propane dry - Dryer] | Prp | Yes | Small Retail | Other | NC | 255.0901 | 40.6291 | 6.2785
| Clothes Washer Oil WH_Com, P - Oth [unit w/ propane dry - Dryer] | Prp | Yes | Small Retail | Other | REPL | 4641.0186 | 739.2072 | 6.2784
| Clothes Washer Oil WH_Com, O - HWat [unit w/ propane dry - Water Heater] | O | Yes | Small Retail | Water Heating | NC | 255.0901 | 40.6291 | 6.2785
| Clothes Washer Oil WH_Com, O - HWat [unit w/ propane dry - Water Heater] | O | Yes | Small Retail | Water Heating | REPL | 4641.0186 | 739.2072 | 6.2784
| Clothes Washer Propane WH_Com, E - Appl [unit w/ elec dry - Washer] | E | Yes | Small Retail | Appliances | NC | 192.2828 | 29.1871 | 6.5879
| Clothes Washer Propane WH_Com, E - Appl [unit w/ elec dry - Washer] | E | Yes | Small Retail | Appliances | REPL | 3498.3319 | 531.0064 | 6.5881
| Clothes Washer Propane WH_Com, E - Appl [unit w/ elec dry - Dryer] | E | Yes | Small Retail | Appliances | NC | 192.2828 | 29.1871 | 6.5879
| Clothes Washer Propane WH_Com, E - Appl [unit w/ elec dry - Dryer] | E | Yes | Small Retail | Appliances | REPL | 3498.3319 | 531.0064 | 6.5881
| Clothes Washer Propane WH_Com, P - HWat [unit w/ elec dry - Water Heater] | Prp | Yes | Small Retail | Water Heating | NC | 192.2828 | 29.1871 | 6.5879
| Clothes Washer Propane WH_Com, P - HWat [unit w/ elec dry - Water Heater] | Prp | Yes | Small Retail | Water Heating | REPL | 3498.3319 | 531.0064 | 6.5881
| Clothes Washer Propane WH_Com, E - Appl [unit w/ gas dry - Washer] | E | Yes | Small Retail | Appliances | NC | 85.0318 | 13.5693 | 6.2665
| Clothes Washer Propane WH_Com, E - Appl [unit w/ gas dry - Washer] | E | Yes | Small Retail | Appliances | REPL | 1547.0373 | 246.8687 | 6.2666
| Clothes Washer Propane WH_Com, P - HWat [unit w/ gas dry - Water Heater] | Prp | Yes | Small Retail | Water Heating | NC | 85.0318 | 13.5693 | 6.2665
| Clothes Washer Propane WH_Com, P - HWat [unit w/ gas dry - Water Heater] | Prp | Yes | Small Retail | Water Heating | REPL | 1547.0373 | 246.8687 | 6.2666
| Clothes Washer Propane WH_Com, E - Appl [unit w/ propane dry - Washer] | E | Yes | Small Retail | Appliances | NC | 170.2304 | 27.2199 | 6.2539
| Clothes Washer Propane WH_Com, E - Appl [unit w/ propane dry - Washer] | E | Yes | Small Retail | Appliances | REPL | 3097.0357 | 495.1794 | 6.2544
| Clothes Washer Propane WH_Com, P - Oth [unit w/ propane dry - Dryer] | Prp | Yes | Small Retail | Other | NC | 170.2304 | 27.2199 | 6.2539
| Clothes Washer Propane WH_Com, P - Oth [unit w/ propane dry - Dryer] | Prp | Yes | Small Retail | Other | REPL | 3097.0357 | 495.1794 | 6.2544
| Clothes Washer Propane WH_Com, P - HWat [unit w/ propane dry - Water Heater] | Prp | Yes | Small Retail | Water Heating | NC | 170.2304 | 27.2199 | 6.2539
| Clothes Washer Propane WH_Com, P - HWat [unit w/ propane dry - Water Heater] | Prp | Yes | Small Retail | Water Heating | REPL | 3097.0357 | 495.1794 | 6.2544
| Dishwasher_Com, E - Appl [Building w elec WH] | E | Yes | Small Retail | Appliances | NC | 33.3262 | 12.4208 | 2.6831
| Dishwasher_Com, E - Appl [Building w elec WH] | E | Yes | Small Retail | Appliances | REPL | 345.7927 | 128.8784 | 2.6831
| Dishwasher_Com, E - HWat [Building w elec WH] | E | Yes | Small Retail | Water Heating | NC | 0.023199 | 0 | 0
| Dishwasher_Com, E - HWat [Building w elec WH] | E | Yes | Small Retail | Water Heating | REPL | 0.24071 | 0 | 0
| Dishwasher_Com, E - Appl [Building w gas WH] | E | Yes | Small Retail | Appliances | NC | 83.3154 | 31.052 | 2.6831
| Dishwasher_Com, E - Appl [Building w gas WH] | E | Yes | Small Retail | Appliances | REPL | 864.4817 | 322.196 | 2.6831
| Dishwasher_Com, G - HWat [Building w gas WH] | G | Yes | Small Retail | Water Heating | NC | 1.3612 | 0 | 0
| Dishwasher_Com, G - HWat [Building w gas WH] | G | Yes | Small Retail | Water Heating | REPL | 13.7774 | 0 | 0
| Dishwasher_Com, E - Appl [Building w oil WH] | E | Yes | Small Retail | Appliances | NC | 8.3315 | 3.1052 | 2.6831
| Dishwasher_Com, E - Appl [Building w oil WH] | E | Yes | Small Retail | Appliances | REPL | 86.4482 | 32.2196 | 2.6831
| Dishwasher_Com, O - HWat [Building w oil WH] | O | Yes | Small Retail | Water Heating | NC | 0.0080073 | 0 | 0
| Dishwasher_Com, O - HWat [Building w oil WH] | O | Yes | Small Retail | Water Heating | REPL | 0.081044 | 0 | 0
| Dishwasher_Com, E - Appl [Building w propane WH] | E | Yes | Small Retail | Appliances | NC | 8.3315 | 3.1052 | 2.6831
| Dishwasher_Com, E - Appl [Building w propane WH] | E | Yes | Small Retail | Appliances | REPL | 86.4482 | 32.2196 | 2.6831
| Dishwasher_Com, P - HWat [Building w propane WH] | Prp | Yes | Small Retail | Water Heating | NC | 0.033276 | 0 | 0
| Dishwasher_Com, P - HWat [Building w propane WH] | Prp | Yes | Small Retail | Water Heating | REPL | 0.33679 | 0 | 0
| Faucet Aerator_Com, E - HWat | E | Yes | Small Retail | Water Heating | RET | 752.3576 | 54.0215 | 13.927
| Faucet Aerator_Com, G - HWat | G | Yes | Small Retail | Water Heating | RET | 17471.7603 | 2492.1784 | 7.0106
| Faucet Aerator_Com, O - HWat | O | Yes | Small Retail | Water Heating | RET | 1013.4408 | 41.3511 | 24.5082
| Faucet Aerator_Com, P - HWat | Prp | Yes | Small Retail | Water Heating | RET | 1400.7983 | 45.3962 | 30.8572
| Pre Rinse Sprayers_Com, E - HWat | E | Yes | Small Retail | Water Heating | RET | 190.9429 | 4.0365 | 47.3035
| Pre Rinse Sprayers_Com, G - HWat | G | Yes | Small Retail | Water Heating | RET | 5254.1141 | 200.702 | 26.1787
| Pre Rinse Sprayers_Com, O - HWat | O | Yes | Small Retail | Water Heating | RET | 272.4858 | 3.3301 | 81.8247
| Pre Rinse Sprayers_Com, P - HWat | Prp | Yes | Small Retail | Water Heating | RET | 367.8117 | 3.6559 | 100.6082
| Heat Pump Water Heater_Com, E - HWat | E | Yes | Small Retail | Water Heating | NC | 745.4096 | 389.3489 | 1.9145
| Heat Pump Water Heater_Com, E - HWat | E | Yes | Small Retail | Water Heating | RET | 4179.5595 | 2714.752 | 1.5396
| Heat Pump Water Heater_Com, E - HWat | E | Yes | Small Retail | Water Heating | REPL | 489.1995 | 255.523 | 1.9145
| FF Storage Water Heater_Com, G - HWat | G | No | Small Retail | Water Heating | NC | 2560.1683 | 6617.1951 | 0.3869
| FF Storage Water Heater_Com, G - HWat | G | No | Small Retail | Water Heating | RET | 16259.5724 | 148467.8973 | 0.10952
| FF Storage Water Heater_Com, G - HWat | G | No | Small Retail | Water Heating | REPL | 4617.9672 | 11935.9303 | 0.3869
| FF Storage Water Heater_Com, O - HWat | O | Yes | Small Retail | Water Heating | NC | 150.2429 | 109.7947 | 1.3684
| FF Storage Water Heater_Com, O - HWat | O | No | Small Retail | Water Heating | RET | 954.1896 | 2463.4288 | 0.38734
| FF Storage Water Heater_Com, O - HWat | O | Yes | Small Retail | Water Heating | REPL | 271.0044 | 198.0449 | 1.3684
| FF Storage Water Heater_Com, P - HWat | Prp | Yes | Small Retail | Water Heating | NC | 208.0174 | 120.5353 | 1.7258
| FF Storage Water Heater_Com, P - HWat | Prp | No | Small Retail | Water Heating | RET | 1321.1142 | 2704.4122 | 0.4885
| FF Storage Water Heater_Com, P - HWat | Prp | Yes | Small Retail | Water Heating | REPL | 375.2166 | 217.4186 | 1.7258
| FF Instantaneous Water Heater_Com, G - HWat | G | No | Small Retail | Water Heating | NC | 5011.2549 | 19638.1694 | 0.25518
| FF Instantaneous Water Heater_Com, G - HWat | G | No | Small Retail | Water Heating | RET | 23183.6534 | 261585.7512 | 0.088627
| FF Instantaneous Water Heater_Com, G - HWat | G | No | Small Retail | Water Heating | REPL | 4.4521e-12 | 1.7447e-11 | 0.25518
| FF Instantaneous Water Heater_Com, O - HWat | O | No | Small Retail | Water Heating | NC | 296.0325 | 325.8431 | 0.90851
| FF Instantaneous Water Heater_Com, O - HWat | O | No | Small Retail | Water Heating | RET | 1369.5401 | 4340.3179 | 0.31554
| FF Instantaneous Water Heater_Com, O - HWat | O | No | Small Retail | Water Heating | REPL | 2.63e-13 | 2.8948e-13 | 0.90851
| FF Instantaneous Water Heater_Com, P - HWat | Prp | Yes | Small Retail | Water Heating | NC | 411.795 | 357.7185 | 1.1512
| FF Instantaneous Water Heater_Com, P - HWat | Prp | No | Small Retail | Water Heating | RET | 1905.0941 | 4764.9069 | 0.39982
| FF Instantaneous Water Heater_Com, P - HWat | Prp | Yes | Small Retail | Water Heating | REPL | 3.6585e-13 | 3.178e-13 | 1.1512
| Clothes Dryer_Com, E - Appl | E | Yes | Small Retail | Appliances | NC | 13090.4748 | 278.5093 | 47.0019
| Clothes Dryer_Com, E - Appl | E | Yes | Small Retail | Appliances | RET | 71614.9561 | 5260.503 | 13.6137
| Clothes Dryer_Com, E - Appl | E | Yes | Small Retail | Appliances | REPL | 4247.7391 | 90.3737 | 47.0019
| Clothes Dryer_Com, P - Oth | Prp | Yes | Small Retail | Other | NC | 22.2067 | 4.734 | 4.6909
| Clothes Dryer_Com, P - Oth | Prp | Yes | Small Retail | Other | RET | 118.5055 | 102.71 | 1.1538
| Clothes Dryer_Com, P - Oth | Prp | Yes | Small Retail | Other | REPL | 7.029 | 1.4984 | 4.6909
| Pnemautic to DDC_Com, E - TotE [Building w Elec Heat] | E | Yes | Small Retail | Total Electric | RET | 201984.7468 | 184160.9049 | 1.0968
| Pnemautic to DDC_Com, E - TotE [Building w Gas Heat] | E | No | Small Retail | Total Electric | RET | 327750.0789 | 710084.3221 | 0.46157
| Pnemautic to DDC_Com, G - TotF [Building w Gas Heat] | G | No | Small Retail | Total FF | RET | 327750.0789 | 710084.3221 | 0.46157
| Pnemautic to DDC_Com, E - TotE [Building w Oil Heat] | E | No | Small Retail | Total Electric | RET | 111459.2353 | 191052.6177 | 0.5834
| Pnemautic to DDC_Com, O - TotF [Building w Oil Heat] | O | No | Small Retail | Total FF | RET | 111459.2353 | 191052.6177 | 0.5834
| Pnemautic to DDC_Com, E - TotE [Building w Propane Heat] | E | No | Small Retail | Total Electric | RET | 26594.5102 | 57576.9781 | 0.46189
| Pnemautic to DDC_Com, P - TotF [Building w Propane Heat] | Prp | No | Small Retail | Total FF | RET | 26594.5102 | 57576.9781 | 0.46189
| RCx_Com, E - TotE [Building w Elec Heat] | E | Yes | Small Retail | Total Electric | RET | 451420.1248 | 102498.8695 | 4.4041
| RCx_Com, E - TotE [Building w Gas Heat] | E | Yes | Small Retail | Total Electric | RET | 1083239.5699 | 326005.3407 | 3.3228
| RCx_Com, G - TotF [Building w Gas Heat] | G | Yes | Small Retail | Total FF | RET | 1083239.5699 | 326005.3407 | 3.3228
| RCx_Com, E - TotE [Building w Oil Heat] | E | Yes | Small Retail | Total Electric | RET | 323142.3007 | 87713.7711 | 3.6841
| RCx_Com, O - TotF [Building w Oil Heat] | O | Yes | Small Retail | Total FF | RET | 323142.3007 | 87713.7711 | 3.6841
| RCx_Com, E - TotE [Building w Propane Heat] | E | Yes | Small Retail | Total Electric | RET | 87615.024 | 26434.047 | 3.3145
| RCx_Com, P - TotF [Building w Propane Heat] | Prp | Yes | Small Retail | Total FF | RET | 87615.024 | 26434.047 | 3.3145
| Commissioning_Com, E - TotE [Building w Elec Heat] | E | Yes | Small Retail | Total Electric | NC | 0 | 0 | 0
| Commissioning_Com, E - TotE [Building w Gas Heat] | E | Yes | Small Retail | Total Electric | NC | 0 | 0 | 0
| Commissioning_Com, G - TotF [Building w Gas Heat] | G | Yes | Small Retail | Total FF | NC | 0 | 0 | 0
| Commissioning_Com, E - TotE [Building w Oil Heat] | E | Yes | Small Retail | Total Electric | NC | 0 | 0 | 0
| Commissioning_Com, O - TotF [Building w Oil Heat] | O | Yes | Small Retail | Total FF | NC | 0 | 0 | 0
| Commissioning_Com, E - TotE [Building w Propane Heat] | E | Yes | Small Retail | Total Electric | NC | 0 | 0 | 0
| Commissioning_Com, P - TotF [Building w Propane Heat] | Prp | Yes | Small Retail | Total FF | NC | 0 | 0 | 0
| Integrated Building Design_Com, E - TotE [Building w Elec Heat] | E | Yes | Small Retail | Total Electric | NC | 44254.6427 | 2286.2985 | 19.3565
| Integrated Building Design_Com, E - TotE [Building w Gas Heat] | E | Yes | Small Retail | Total Electric | NC | 106619.7437 | 7271.7438 | 14.6622
| Integrated Building Design_Com, G - TotF [Building w Gas Heat] | G | Yes | Small Retail | Total FF | NC | 106619.7437 | 7271.7438 | 14.6622
| Integrated Building Design_Com, E - TotE [Building w Oil Heat] | E | Yes | Small Retail | Total Electric | NC | 32008.0871 | 1956.508 | 16.3598
| Integrated Building Design_Com, O - TotF [Building w Oil Heat] | O | Yes | Small Retail | Total FF | NC | 32008.0871 | 1956.508 | 16.3598
| Integrated Building Design_Com, E - TotE [Building w Propane Heat] | E | Yes | Small Retail | Total Electric | NC | 8647.9406 | 589.6272 | 14.6668
| Integrated Building Design_Com, P - TotF [Building w Propane Heat] | Prp | Yes | Small Retail | Total FF | NC | 8647.9406 | 589.6272 | 14.6668
| Deep Energy Retrofit_Com, E - TotE [Building w Elec Heat] | E | Yes | Small Retail | Total Electric | RET | 203504.5952 | 67855.1813 | 2.9991
| Deep Energy Retrofit_Com, E - TotE [Building w Gas Heat] | E | Yes | Small Retail | Total Electric | RET | 488455.4956 | 215818.4925 | 2.2633
| Deep Energy Retrofit_Com, G - TotF [Building w Gas Heat] | G | Yes | Small Retail | Total FF | RET | 488455.4956 | 215818.4925 | 2.2633
| Deep Energy Retrofit_Com, E - TotE [Building w Oil Heat] | E | Yes | Small Retail | Total Electric | RET | 146320.3932 | 58067.3121 | 2.5198
| Deep Energy Retrofit_Com, O - TotF [Building w Oil Heat] | O | Yes | Small Retail | Total FF | RET | 146320.3932 | 58067.3121 | 2.5198
| Deep Energy Retrofit_Com, E - TotE [Building w Propane Heat] | E | Yes | Small Retail | Total Electric | RET | 39618.4264 | 17499.5789 | 2.264
| Deep Energy Retrofit_Com, P - TotF [Building w Propane Heat] | Prp | Yes | Small Retail | Total FF | RET | 39618.4264 | 17499.5789 | 2.264
| EMS_Com, E - TotE [Building w Elec Heat] | E | Yes | Small Retail | Total Electric | NC | 80496.514 | 30752.9565 | 2.6175
| EMS_Com, E - TotE [Building w Elec Heat] | E | Yes | Small Retail | Total Electric | RET | 1288410.9872 | 391543.1115 | 3.2906
| EMS_Com, E - TotE [Building w Gas Heat] | E | Yes | Small Retail | Total Electric | NC | 196046.1891 | 97812.0841 | 2.0043
| EMS_Com, E - TotE [Building w Gas Heat] | E | Yes | Small Retail | Total Electric | RET | 3125431.9442 | 2490664.4544 | 1.2549
| EMS_Com, G - TotF [Building w Gas Heat] | G | Yes | Small Retail | Total FF | NC | 196046.1891 | 97812.0841 | 2.0043
| EMS_Com, G - TotF [Building w Gas Heat] | G | Yes | Small Retail | Total FF | RET | 3125431.9442 | 2490664.4544 | 1.2549
| EMS_Com, E - TotE [Building w Oil Heat] | E | Yes | Small Retail | Total Electric | NC | 59220.3672 | 26316.9516 | 2.2503
| EMS_Com, E - TotE [Building w Oil Heat] | E | Yes | Small Retail | Total Electric | RET | 941977.7881 | 670128.8129 | 1.4057
| EMS_Com, O - TotF [Building w Oil Heat] | O | Yes | Small Retail | Total FF | NC | 59220.3672 | 26316.9516 | 2.2503
| EMS_Com, O - TotF [Building w Oil Heat] | O | Yes | Small Retail | Total FF | RET | 941977.7881 | 670128.8129 | 1.4057
| EMS_Com, E - TotE [Building w Propane Heat] | E | Yes | Small Retail | Total Electric | NC | 15901.6292 | 7931.064 | 2.005
| EMS_Com, E - TotE [Building w Propane Heat] | E | Yes | Small Retail | Total Electric | RET | 253507.1865 | 201954.7936 | 1.2553
| EMS_Com, P - TotF [Building w Propane Heat] | Prp | Yes | Small Retail | Total FF | NC | 15901.6292 | 7931.064 | 2.005
| EMS_Com, P - TotF [Building w Propane Heat] | Prp | Yes | Small Retail | Total FF | RET | 253507.1865 | 201954.7936 | 1.2553
| VFDs on HVAC Pumps_Com, E - Oth | E | Yes | Small Retail | Other | RET | 106691.7759 | 26132.8842 | 4.0827
| ECM Circulators_Com, E - Oth | E | Yes | Small Retail | Other | RET | 373786.2738 | 140349.1865 | 2.6633
| Motors_Com, E - Oth | E | Yes | Small Retail | Other | NC | 7517.5312 | 2569.9994 | 2.9251
| Motors_Com, E - Oth | E | Yes | Small Retail | Other | RET | 73082.4134 | 41960.8417 | 1.7417
| Motors_Com, E - Oth | E | Yes | Small Retail | Other | REPL | 438.5446 | 149.9241 | 2.9251
| Ext Area Ltg_Com, E - ExtL | E | Yes | Small Retail | Exterior Lighting | NC | 46329.2119 | 7698.856 | 6.0177
| Ext Area Ltg_Com, E - ExtL | E | Yes | Small Retail | Exterior Lighting | RET | 304050.6291 | 50526.2642 | 6.0177
| Ext Area Ltg_Com, E - ExtL | E | Yes | Small Retail | Exterior Lighting | REPL | 403558.118 | 67062.1341 | 6.0177
| Street Ltg_Com, E - ExtL | E | Yes | Small Retail | Exterior Lighting | NC | 8623.8177 | 1219.1866 | 7.0734
| Street Ltg_Com, E - ExtL | E | Yes | Small Retail | Exterior Lighting | RET | 56596.6285 | 8001.3115 | 7.0734
| Street Ltg_Com, E - ExtL | E | Yes | Small Retail | Exterior Lighting | REPL | 75119.1634 | 10619.9229 | 7.0734
| Ext Ltg Ctrls_Com, E - ExtL | E | Yes | Small Retail | Exterior Lighting | RET | 283004.3662 | 43945.6649 | 6.4399
| Ext Ltg Dsgn_Com, E - ExtL | E | Yes | Small Retail | Exterior Lighting | NC | 6627.943 | 905.9495 | 7.316
| Ext Ltg Dsgn_Com, E - ExtL | E | Yes | Small Retail | Exterior Lighting | REPL | 57997.3954 | 7927.4533 | 7.316
| Int Ltg Ctrls_Com, E - IntL [No Heat] | E | Yes | Small Retail | Interior Lighting | RET | 507920.1676 | 84137.1641 | 6.0368
| Int Ltg Ctrls_Com, E - IntL [Electric Heat] | E | Yes | Small Retail | Interior Lighting | RET | 467306.8116 | 102483.9541 | 4.5598
| Int Ltg Ctrls_Com, E/G - IntL | E | Yes | Small Retail | Interior Lighting | RET | 2416117.1939 | 550514.9152 | 4.3888
| Int Ltg Ctrls_Com, E/O - IntL | E | Yes | Small Retail | Interior Lighting | RET | 540105.9813 | 214579.9805 | 2.517
| Int Ltg Ctrls_Com, E/P - IntL | E | Yes | Small Retail | Interior Lighting | RET | 22864.9579 | 10492.5803 | 2.1792
| Exit Sign RetFit_Com, E - IntL [No Heat] | E | Yes | Small Retail | Interior Lighting | RET | 19073.8333 | 3858.4633 | 4.9434
| Exit Sign RetFit_Com, E - IntL [Electric Heat] | E | Yes | Small Retail | Interior Lighting | RET | 20162.4925 | 4704.3705 | 4.2859
| Exit Sign RetFit_Com, E/G - IntL | E | Yes | Small Retail | Interior Lighting | RET | 93104.6538 | 27187.2888 | 3.4246
| Exit Sign RetFit_Com, E/O - IntL | E | Yes | Small Retail | Interior Lighting | RET | 20710.7876 | 11375.1604 | 1.8207
| Exit Sign RetFit_Com, E/P - IntL | E | Yes | Small Retail | Interior Lighting | RET | 875.7733 | 563.28 | 1.5548
| LED HiLo Bay_Com, E - IntL [No Heat] | E | Yes | Small Retail | Interior Lighting | NC | 7203.7334 | 2095.8351 | 3.4372
| LED HiLo Bay_Com, E - IntL [No Heat] | E | Yes | Small Retail | Interior Lighting | RET | 42303.8149 | 12307.76 | 3.4372
| LED HiLo Bay_Com, E - IntL [No Heat] | E | Yes | Small Retail | Interior Lighting | REPL | 2819.6671 | 820.3465 | 3.4372
| LED HiLo Bay_Com, E - IntL [Electric Heat] | E | Yes | Small Retail | Interior Lighting | NC | 6634.1214 | 2555.3139 | 2.5962
| LED HiLo Bay_Com, E - IntL [Electric Heat] | E | Yes | Small Retail | Interior Lighting | RET | 38958.7777 | 15006.042 | 2.5962
| LED HiLo Bay_Com, E - IntL [Electric Heat] | E | Yes | Small Retail | Interior Lighting | REPL | 2596.7111 | 1000.1945 | 2.5962
| LED HiLo Bay_Com, E/G - IntL | E | Yes | Small Retail | Interior Lighting | NC | 34466.7805 | 12382.2908 | 2.7836
| LED HiLo Bay_Com, E/G - IntL | E | Yes | Small Retail | Interior Lighting | RET | 202405.6458 | 72714.8153 | 2.7836
| LED HiLo Bay_Com, E/G - IntL | E | Yes | Small Retail | Interior Lighting | REPL | 13490.9002 | 4846.645 | 2.7836
| LED HiLo Bay_Com, E/O - IntL | E | Yes | Small Retail | Interior Lighting | NC | 7667.0085 | 4310.4438 | 1.7787
| LED HiLo Bay_Com, E/O - IntL | E | Yes | Small Retail | Interior Lighting | RET | 45024.3911 | 25313.0158 | 1.7787
| LED HiLo Bay_Com, E/O - IntL | E | Yes | Small Retail | Interior Lighting | REPL | 3001.0011 | 1687.183 | 1.7787
| LED HiLo Bay_Com, E/P - IntL | E | Yes | Small Retail | Interior Lighting | NC | 324.206 | 206.645 | 1.5689
| LED HiLo Bay_Com, E/P - IntL | E | Yes | Small Retail | Interior Lighting | RET | 1903.8948 | 1213.5196 | 1.5689
| LED HiLo Bay_Com, E/P - IntL | E | Yes | Small Retail | Interior Lighting | REPL | 126.8999 | 80.8845 | 1.5689
| Repl Scre_Com, E - IntL [No Heat] | E | Yes | Small Retail | Interior Lighting | NC | 0 | 0 | 0
| Repl Scre_Com, E - IntL [No Heat] | E | Yes | Small Retail | Interior Lighting | RET | 0 | 0 | 0
| Repl Scre_Com, E - IntL [No Heat] | E | Yes | Small Retail | Interior Lighting | REPL | 0 | 0 | 0
| Repl Scre_Com, E - IntL [Electric Heat] | E | Yes | Small Retail | Interior Lighting | NC | 0 | 0 | 0
| Repl Scre_Com, E - IntL [Electric Heat] | E | Yes | Small Retail | Interior Lighting | RET | 0 | 0 | 0
| Repl Scre_Com, E - IntL [Electric Heat] | E | Yes | Small Retail | Interior Lighting | REPL | 0 | 0 | 0
| Repl Scre_Com, E/G - IntL | E | Yes | Small Retail | Interior Lighting | NC | 0 | 0 | 0
| Repl Scre_Com, E/G - IntL | E | Yes | Small Retail | Interior Lighting | RET | 0 | 0 | 0
| Repl Scre_Com, E/G - IntL | E | Yes | Small Retail | Interior Lighting | REPL | 0 | 0 | 0
| Repl Scre_Com, E/O - IntL | E | Yes | Small Retail | Interior Lighting | NC | 0 | 0 | 0
| Repl Scre_Com, E/O - IntL | E | Yes | Small Retail | Interior Lighting | RET | 0 | 0 | 0
| Repl Scre_Com, E/O - IntL | E | Yes | Small Retail | Interior Lighting | REPL | 0 | 0 | 0
| Repl Scre_Com, E/P - IntL | E | Yes | Small Retail | Interior Lighting | NC | 0 | 0 | 0
| Repl Scre_Com, E/P - IntL | E | Yes | Small Retail | Interior Lighting | RET | 0 | 0 | 0
| Repl Scre_Com, E/P - IntL | E | Yes | Small Retail | Interior Lighting | REPL | 0 | 0 | 0
| Lin LED Fixture_Com, E - IntL [No Heat] | E | Yes | Small Retail | Interior Lighting | NC | 11364.6091 | 4069.7665 | 2.7924
| Lin LED Fixture_Com, E - IntL [No Heat] | E | Yes | Small Retail | Interior Lighting | RET | 49726.0386 | 26980.8062 | 1.843
| Lin LED Fixture_Com, E - IntL [No Heat] | E | Yes | Small Retail | Interior Lighting | REPL | 7697.0778 | 2756.3913 | 2.7924
| Lin LED Fixture_Com, E - IntL [Electric Heat] | E | Yes | Small Retail | Interior Lighting | NC | 12013.2562 | 4961.9986 | 2.4211
| Lin LED Fixture_Com, E - IntL [Electric Heat] | E | Yes | Small Retail | Interior Lighting | RET | 52564.2048 | 32895.9218 | 1.5979
| Lin LED Fixture_Com, E - IntL [Electric Heat] | E | Yes | Small Retail | Interior Lighting | REPL | 8136.3966 | 3360.6865 | 2.4211
| Lin LED Fixture_Com, E/G - IntL | E | Yes | Small Retail | Interior Lighting | NC | 55473.799 | 22195.3345 | 2.4993
| Lin LED Fixture_Com, E/G - IntL | E | Yes | Small Retail | Interior Lighting | RET | 242726.5424 | 139359.7045 | 1.7417
| Lin LED Fixture_Com, E/G - IntL | E | Yes | Small Retail | Interior Lighting | REPL | 37571.5647 | 15032.5642 | 2.4993
| Lin LED Fixture_Com, E/O - IntL | E | Yes | Small Retail | Interior Lighting | NC | 12339.9424 | 6905.1382 | 1.7871
| Lin LED Fixture_Com, E/O - IntL | E | Yes | Small Retail | Interior Lighting | RET | 53993.6261 | 39610.4917 | 1.3631
| Lin LED Fixture_Com, E/O - IntL | E | Yes | Small Retail | Interior Lighting | REPL | 8357.6563 | 4676.7456 | 1.7871
| Lin LED Fixture_Com, E/P - IntL | E | Yes | Small Retail | Interior Lighting | NC | 521.805 | 322.5326 | 1.6178
| Lin LED Fixture_Com, E/P - IntL | E | Yes | Small Retail | Interior Lighting | RET | 2283.1665 | 1808.6045 | 1.2624
| Lin LED Fixture_Com, E/P - IntL | E | Yes | Small Retail | Interior Lighting | REPL | 353.4106 | 218.4464 | 1.6178
| LED Tube Repl_Com, E - IntL [No Heat] | E | Yes | Small Retail | Interior Lighting | RET | 334647.6648 | 20522.2226 | 16.3066
| LED Tube Repl_Com, E - IntL [No Heat] | E | Yes | Small Retail | Interior Lighting | REPL | 216664.6667 | 13286.9313 | 16.3066
| LED Tube Repl_Com, E - IntL [Electric Heat] | E | Yes | Small Retail | Interior Lighting | RET | 353748.0336 | 25021.3958 | 14.1378
| LED Tube Repl_Com, E - IntL [Electric Heat] | E | Yes | Small Retail | Interior Lighting | REPL | 229031.0313 | 16199.8811 | 14.1378
| LED Tube Repl_Com, E/G - IntL | E | Yes | Small Retail | Interior Lighting | RET | 1633507.7734 | 196217.7572 | 8.325
| LED Tube Repl_Com, E/G - IntL | E | Yes | Small Retail | Interior Lighting | REPL | 1057600.1402 | 127039.449 | 8.325
| LED Tube Repl_Com, E/O - IntL | E | Yes | Small Retail | Interior Lighting | RET | 363367.7929 | 100693.4701 | 3.6087
| LED Tube Repl_Com, E/O - IntL | E | Yes | Small Retail | Interior Lighting | REPL | 235259.2592 | 65193.0954 | 3.6087
| LED Tube Repl_Com, E/P - IntL | E | Yes | Small Retail | Interior Lighting | RET | 15365.317 | 5135.6878 | 2.9919
| LED Tube Repl_Com, E/P - IntL | E | Yes | Small Retail | Interior Lighting | REPL | 9948.1384 | 3325.0556 | 2.9919
| Repl pin CFL wLED_Com, E - IntL [No Heat] | E | Yes | Small Retail | Interior Lighting | RET | 13612.1584 | 4679.3679 | 2.909
| Repl pin CFL wLED_Com, E - IntL [No Heat] | E | Yes | Small Retail | Interior Lighting | REPL | 14508.3368 | 4987.4416 | 2.909
| Repl pin CFL wLED_Com, E - IntL [Electric Heat] | E | Yes | Small Retail | Interior Lighting | RET | 14389.0867 | 5705.2454 | 2.5221
| Repl pin CFL wLED_Com, E - IntL [Electric Heat] | E | Yes | Small Retail | Interior Lighting | REPL | 15336.4154 | 6080.8595 | 2.5221
| Repl pin CFL wLED_Com, E/G - IntL | E | Yes | Small Retail | Interior Lighting | RET | 66444.7083 | 25685.6878 | 2.5868
| Repl pin CFL wLED_Com, E/G - IntL | E | Yes | Small Retail | Interior Lighting | REPL | 70819.203 | 27376.7465 | 2.5868
| Repl pin CFL wLED_Com, E/O - IntL | E | Yes | Small Retail | Interior Lighting | RET | 14780.3809 | 8034.0767 | 1.8397
| Repl pin CFL wLED_Com, E/O - IntL | E | Yes | Small Retail | Interior Lighting | REPL | 15753.4711 | 8563.0131 | 1.8397
| Repl pin CFL wLED_Com, E/P - IntL | E | Yes | Small Retail | Interior Lighting | RET | 625.001 | 375.4324 | 1.6647
| Repl pin CFL wLED_Com, E/P - IntL | E | Yes | Small Retail | Interior Lighting | REPL | 666.149 | 400.1496 | 1.6647
| Refrig Case LED_Com, E - IntL | E | Yes | Small Retail | Interior Lighting | NC | 197359.9472 | 41529.8077 | 4.7522
| Refrig Case LED_Com, E - IntL | E | Yes | Small Retail | Interior Lighting | RET | 1079419.289 | 227138.668 | 4.7522
| Refrig Case LED_Com, E - IntL | E | Yes | Small Retail | Interior Lighting | REPL | 337301.9008 | 70977.335 | 4.7522
| Refrig Case Ctrls_Com, E - IntL | E | Yes | Small Retail | Interior Lighting | RET | 636203.6814 | 340652.7713 | 1.8676
| Stair Occ Sensor_Com, E - IntL [No Heat] | E | Yes | Small Retail | Interior Lighting | NC | 5152.3856 | 1741.2757 | 2.959
| Stair Occ Sensor_Com, E - IntL [No Heat] | E | Yes | Small Retail | Interior Lighting | RET | 50721.3276 | 17141.5382 | 2.959
| Stair Occ Sensor_Com, E - IntL [Electric Heat] | E | Yes | Small Retail | Interior Lighting | NC | 5446.4635 | 2123.0229 | 2.5654
| Stair Occ Sensor_Com, E - IntL [Electric Heat] | E | Yes | Small Retail | Interior Lighting | RET | 53616.301 | 20899.5498 | 2.5654
| Stair Occ Sensor_Com, E/G - IntL | E | Yes | Small Retail | Interior Lighting | NC | 25150.2187 | 10563.1966 | 2.3809
| Stair Occ Sensor_Com, E/G - IntL | E | Yes | Small Retail | Interior Lighting | RET | 247584.8234 | 103986.6566 | 2.3809
| Stair Occ Sensor_Com, E/O - IntL | E | Yes | Small Retail | Interior Lighting | NC | 5594.5736 | 3785.7359 | 1.4778
| Stair Occ Sensor_Com, E/O - IntL | E | Yes | Small Retail | Interior Lighting | RET | 55074.3328 | 37267.6978 | 1.4778
| Stair Occ Sensor_Com, E/P - IntL | E | Yes | Small Retail | Interior Lighting | NC | 236.5713 | 182.193 | 1.2985
| Stair Occ Sensor_Com, E/P - IntL | E | Yes | Small Retail | Interior Lighting | RET | 2328.8651 | 1793.552 | 1.2985
| Int Delamping_Com, E - IntL [No Heat] | E | Yes | Small Retail | Interior Lighting | RET | 6661.46 | 353.4319 | 18.8479
| Int Delamping_Com, E - IntL [Electric Heat] | E | Yes | Small Retail | Interior Lighting | RET | 7041.6699 | 373.6044 | 18.8479
| Int Delamping_Com, E/G - IntL | E | Yes | Small Retail | Interior Lighting | RET | 32516.4282 | 3763.9296 | 8.639
| Int Delamping_Com, E/O - IntL | E | Yes | Small Retail | Interior Lighting | RET | 7233.1598 | 1987.7599 | 3.6388
| Int Delamping_Com, E/P - IntL | E | Yes | Small Retail | Interior Lighting | RET | 305.8603 | 101.7682 | 3.0055
| Int Ltg Dsgn_Com, E - IntL [No Heat] | E | Yes | Small Retail | Interior Lighting | NC | 14331.8243 | 1774.2489 | 8.0777
| Int Ltg Dsgn_Com, E - IntL [Electric Heat] | E | Yes | Small Retail | Interior Lighting | NC | 15149.8283 | 1875.5161 | 8.0777
| Int Ltg Dsgn_Com, E/G - IntL | E | Yes | Small Retail | Interior Lighting | NC | 69957.5967 | 13046.835 | 5.362
| Int Ltg Dsgn_Com, E/O - IntL | E | Yes | Small Retail | Interior Lighting | NC | 15561.8099 | 5377.4415 | 2.8939
| Int Ltg Dsgn_Com, E/P - IntL | E | Yes | Small Retail | Interior Lighting | NC | 658.0444 | 265.5006 | 2.4785
| Room Air Conditioner_Com, E - Cool | E | Yes | Large Retail | Cooling | NC | 0 | 0 | 0
| Room Air Conditioner_Com, E - Cool | E | Yes | Large Retail | Cooling | RET | 0 | 0 | 0
| Room Air Conditioner_Com, E - Cool | E | Yes | Large Retail | Cooling | REPL | 0 | 0 | 0
| Chiller Systems_Com, E - Cool | E | Yes | Large Retail | Cooling | NC | 30385.2794 | 2100.9702 | 14.4625
| Chiller Systems_Com, E - Cool | E | Yes | Large Retail | Cooling | RET | 90343.9749 | 12965.0826 | 6.9683
| Chiller Systems_Com, E - Cool | E | Yes | Large Retail | Cooling | REPL | 2.7674e-11 | 1.9135e-12 | 14.4625
| Chiller Tuneup_Com, E - Cool | E | Yes | Large Retail | Cooling | RET | 34653.9728 | 3556.7946 | 9.743
| Computer Room Air Conditioner_Com, E - Cool | E | Yes | Large Retail | Cooling | NC | 6690.5198 | 1717.2961 | 3.896
| Computer Room Air Conditioner_Com, E - Cool | E | Yes | Large Retail | Cooling | REPL | 43908.7295 | 11270.3186 | 3.896
| Mini Split Ductless AC_Com, E - Cool | E | Yes | Large Retail | Cooling | NC | 0 | 0 | 0
| Mini Split Ductless AC_Com, E - Cool | E | Yes | Large Retail | Cooling | RET | 0 | 0 | 0
| Mini Split Ductless AC_Com, E - Cool | E | Yes | Large Retail | Cooling | REPL | 0 | 0 | 0
| Eff Unitary AC_Com, E - Cool | E | Yes | Large Retail | Cooling | NC | 60455.1987 | 31454.801 | 1.922
| Eff Unitary AC_Com, E - Cool | E | No | Large Retail | Cooling | RET | 488650.5213 | 1862303.5128 | 0.26239
| Eff Unitary AC_Com, E - Cool | E | Yes | Large Retail | Cooling | REPL | 291041.4409 | 151428.6745 | 1.922
| PTAC_Com, E - Cool | E | Yes | Large Retail | Cooling | NC | 0 | 0 | 0
| PTAC_Com, E - Cool | E | Yes | Large Retail | Cooling | RET | 0 | 0 | 0
| PTAC_Com, E - Cool | E | Yes | Large Retail | Cooling | REPL | 0 | 0 | 0
| Unitary Equipment Economizer_Com, E - Cool | E | No | Large Retail | Cooling | RET | 174050.7556 | 265150.4161 | 0.65642
| AC Tuneup_Com, E - Cool [ASHP] | E | Yes | Large Retail | Cooling | RET | 74465.956 | 4579.5505 | 16.2605
| AC Tuneup_Com, E - Heat [ASHP] | E | Yes | Large Retail | Space Heating | RET | 74465.956 | 4579.5505 | 16.2605
| AC Tuneup_Com, E - Cool [Unitary AC] | E | Yes | Large Retail | Cooling | RET | 348362.4802 | 19534.4762 | 17.8332
| DCV_Com, E - Cool [Building w Elec Heat] | E | Yes | Large Retail | Cooling | RET | 1482879.5032 | 198128.2596 | 7.4844
| DCV_Com, E - Heat [Building w Elec Heat] | E | Yes | Large Retail | Space Heating | RET | 1482879.5032 | 198128.2596 | 7.4844
| DCV_Com, E - Vent [Building w Elec Heat] | E | Yes | Large Retail | Ventilation | RET | 1482879.5032 | 198128.2596 | 7.4844
| DCV_Com, E - Cool [Building w Gas Heat] | E | Yes | Large Retail | Cooling | RET | 3166537.715 | 404583.4674 | 7.8267
| DCV_Com, G - Heat [Building w Gas Heat] | G | Yes | Large Retail | Space Heating | RET | 3166537.715 | 404583.4674 | 7.8267
| DCV_Com, E - Vent [Building w Gas Heat] | E | Yes | Large Retail | Ventilation | RET | 3166537.715 | 404583.4674 | 7.8267
| DCV_Com, E - Cool [Building w Oil Heat] | E | Yes | Large Retail | Cooling | RET | 1070231.8925 | 108855.7065 | 9.8317
| DCV_Com, O - Heat [Building w Oil Heat] | O | Yes | Large Retail | Space Heating | RET | 1070231.8925 | 108855.7065 | 9.8317
| DCV_Com, E - Vent [Building w Oil Heat] | E | Yes | Large Retail | Ventilation | RET | 1070231.8925 | 108855.7065 | 9.8317
| DCV_Com, E - Cool [Building w Propane Heat] | E | Yes | Large Retail | Cooling | RET | 296701.1755 | 32805.5313 | 9.0442
| DCV_Com, P - Heat [Building w Propane Heat] | Prp | Yes | Large Retail | Space Heating | RET | 296701.1755 | 32805.5313 | 9.0442
| DCV_Com, E - Vent [Building w Propane Heat] | E | Yes | Large Retail | Ventilation | RET | 296701.1755 | 32805.5313 | 9.0442
| Controls for Unitary AC_Com, E - Cool | E | No | Large Retail | Cooling | RET | 452602.8156 | 463346.3643 | 0.97681
| Optimized Unitary AC Sys_Com, E - Cool [Building w Elec Heat] | E | No | Large Retail | Cooling | NC | 54720.8577 | 65617.4816 | 0.83394
| Optimized Unitary AC Sys_Com, E - Heat [Building w Elec Heat] | E | No | Large Retail | Space Heating | NC | 54720.8577 | 65617.4816 | 0.83394
| Optimized Unitary AC Sys_Com, E - Cool [Building w Gas Heat] | E | Yes | Large Retail | Cooling | NC | 154324.9467 | 106150.8065 | 1.4538
| Optimized Unitary AC Sys_Com, G - Heat [Building w Gas Heat] | G | Yes | Large Retail | Space Heating | NC | 154324.9467 | 106150.8065 | 1.4538
| Optimized Unitary AC Sys_Com, E - Cool [Building w Oil Heat] | E | Yes | Large Retail | Cooling | NC | 107788.1692 | 28629.5717 | 3.7649
| Optimized Unitary AC Sys_Com, O - Heat [Building w Oil Heat] | O | Yes | Large Retail | Space Heating | NC | 107788.1692 | 28629.5717 | 3.7649
| Optimized Unitary AC Sys_Com, E - Cool [Building w Propane Heat] | E | Yes | Large Retail | Cooling | NC | 24640.9062 | 8592.7743 | 2.8676
| Optimized Unitary AC Sys_Com, P - Heat [Building w Propane Heat] | Prp | Yes | Large Retail | Space Heating | NC | 24640.9062 | 8592.7743 | 2.8676
| Optimized Chiller Sys_Com, E - Cool | E | No | Large Retail | Cooling | NC | 10252.5622 | 14904.8728 | 0.68787
| Cool Roof_Com, E - Cool [Building w Elec Heat] | E | No | Large Retail | Cooling | NC | 38753.2095 | 42013.3996 | 0.9224
| Cool Roof_Com, E - Cool [Building w Elec Heat] | E | No | Large Retail | Cooling | RET | 259417.2442 | 482339.9935 | 0.53783
| Cool Roof_Com, E - Heat [Building w Elec Heat] | E | No | Large Retail | Space Heating | NC | 38753.2095 | 42013.3996 | 0.9224
| Cool Roof_Com, E - Heat [Building w Elec Heat] | E | No | Large Retail | Space Heating | RET | 259417.2442 | 482339.9935 | 0.53783
| Cool Roof_Com, E - Cool [Building w Gas Heat] | E | No | Large Retail | Cooling | NC | 82925.5402 | 89582.1359 | 0.92569
| Cool Roof_Com, E - Cool [Building w Gas Heat] | E | No | Large Retail | Cooling | RET | 555110.5418 | 1009696.9198 | 0.54978
| Cool Roof_Com, G - Heat [Building w Gas Heat] | G | No | Large Retail | Space Heating | NC | 82925.5402 | 89582.1359 | 0.92569
| Cool Roof_Com, G - Heat [Building w Gas Heat] | G | No | Large Retail | Space Heating | RET | 555110.5418 | 1009696.9198 | 0.54978
| Cool Roof_Com, E - Cool [Building w Oil Heat] | E | No | Large Retail | Cooling | NC | 22311.634 | 27368.0277 | 0.81524
| Cool Roof_Com, E - Cool [Building w Oil Heat] | E | No | Large Retail | Cooling | RET | 149355.9551 | 292987.4762 | 0.50977
| Cool Roof_Com, O - Heat [Building w Oil Heat] | O | No | Large Retail | Space Heating | NC | 22311.634 | 27368.0277 | 0.81524
| Cool Roof_Com, O - Heat [Building w Oil Heat] | O | No | Large Retail | Space Heating | RET | 149355.9551 | 292987.4762 | 0.50977
| Cool Roof_Com, E - Cool [Building w Propane Heat] | E | No | Large Retail | Cooling | NC | 6723.993 | 7921.9143 | 0.84878
| Cool Roof_Com, E - Cool [Building w Propane Heat] | E | No | Large Retail | Cooling | RET | 45010.9748 | 86168.6848 | 0.52236
| Cool Roof_Com, P - Heat [Building w Propane Heat] | Prp | No | Large Retail | Space Heating | NC | 6723.993 | 7921.9143 | 0.84878
| Cool Roof_Com, P - Heat [Building w Propane Heat] | Prp | No | Large Retail | Space Heating | RET | 45010.9748 | 86168.6848 | 0.52236
| GSHP_Com, E - Cool | E | Yes | Large Retail | Cooling | RET | 269634.7129 | 129445.5749 | 2.083
| GSHP_Com, E - Cool | E | Yes | Large Retail | Cooling | REPL | 3.8635e-11 | 1.3721e-11 | 2.8158
| GSHP_Com, E - Heat | E | Yes | Large Retail | Space Heating | RET | 269634.7129 | 129445.5749 | 2.083
| GSHP_Com, E - Heat | E | Yes | Large Retail | Space Heating | REPL | 3.8635e-11 | 1.3721e-11 | 2.8158
| Unitary HP_Com, E - Cool | E | Yes | Large Retail | Cooling | NC | 42620.9741 | 12273.8403 | 3.4725
| Unitary HP_Com, E - Cool | E | No | Large Retail | Cooling | RET | 261448.0428 | 336276.7061 | 0.77748
| Unitary HP_Com, E - Cool | E | Yes | Large Retail | Cooling | REPL | 128937.8553 | 37131.0763 | 3.4725
| Unitary HP_Com, E - Heat | E | Yes | Large Retail | Space Heating | NC | 42620.9741 | 12273.8403 | 3.4725
| Unitary HP_Com, E - Heat | E | No | Large Retail | Space Heating | RET | 261448.0428 | 336276.7061 | 0.77748
| Unitary HP_Com, E - Heat | E | Yes | Large Retail | Space Heating | REPL | 128937.8553 | 37131.0763 | 3.4725
| PTHP_Com, E - Cool | E | Yes | Large Retail | Cooling | NC | 0 | 0 | 0
| PTHP_Com, E - Cool | E | Yes | Large Retail | Cooling | RET | 0 | 0 | 0
| PTHP_Com, E - Cool | E | Yes | Large Retail | Cooling | REPL | 0 | 0 | 0
| PTHP_Com, E - Heat | E | Yes | Large Retail | Space Heating | NC | 0 | 0 | 0
| PTHP_Com, E - Heat | E | Yes | Large Retail | Space Heating | RET | 0 | 0 | 0
| PTHP_Com, E - Heat | E | Yes | Large Retail | Space Heating | REPL | 0 | 0 | 0
| Minisplit Ductless HP_Com, E - Cool | E | Yes | Large Retail | Cooling | RET | 369794.0113 | 16290.4416 | 22.7001
| Minisplit Ductless HP_Com, E - Cool | E | Yes | Large Retail | Cooling | REPL | 34525.786 | 807.1684 | 42.774
| Minisplit Ductless HP_Com, E - Heat | E | Yes | Large Retail | Space Heating | RET | 369794.0113 | 16290.4416 | 22.7001
| Minisplit Ductless HP_Com, E - Heat | E | Yes | Large Retail | Space Heating | REPL | 34525.786 | 807.1684 | 42.774
| Programmable TStat_Com, E - Cool [Building w Elec Heat] | E | Yes | Large Retail | Cooling | NC | 0 | 0 | 0
| Programmable TStat_Com, E - Heat [Building w Elec Heat] | E | Yes | Large Retail | Space Heating | NC | 0 | 0 | 0
| Programmable TStat_Com, E - Cool [Building w Gas Heat] | E | Yes | Large Retail | Cooling | NC | 0 | 0 | 0
| Programmable TStat_Com, E - Cool [Building w Gas Heat] | E | Yes | Large Retail | Cooling | RET | 0 | 0 | 0
| Programmable TStat_Com, G - Heat [Building w Gas Heat] | G | Yes | Large Retail | Space Heating | NC | 0 | 0 | 0
| Programmable TStat_Com, G - Heat [Building w Gas Heat] | G | Yes | Large Retail | Space Heating | RET | 0 | 0 | 0
| Programmable TStat_Com, E - Cool [Building w Propane Heat] | E | Yes | Large Retail | Cooling | NC | 0 | 0 | 0
| Programmable TStat_Com, E - Cool [Building w Propane Heat] | E | Yes | Large Retail | Cooling | RET | 0 | 0 | 0
| Programmable TStat_Com, P - Heat [Building w Propane Heat] | Prp | Yes | Large Retail | Space Heating | NC | 0 | 0 | 0
| Programmable TStat_Com, P - Heat [Building w Propane Heat] | Prp | Yes | Large Retail | Space Heating | RET | 0 | 0 | 0
| Programmable TStat_Com, E - Cool [Building w Oil Heat] | E | Yes | Large Retail | Cooling | NC | 0 | 0 | 0
| Programmable TStat_Com, E - Cool [Building w Oil Heat] | E | Yes | Large Retail | Cooling | RET | 0 | 0 | 0
| Programmable TStat_Com, O - Heat [Building w Oil Heat] | O | Yes | Large Retail | Space Heating | NC | 0 | 0 | 0
| Programmable TStat_Com, O - Heat [Building w Oil Heat] | O | Yes | Large Retail | Space Heating | RET | 0 | 0 | 0
| Smart TStat_Com, E - Cool [Building w Elec Heat] | E | Yes | Large Retail | Cooling | NC | 61125.8692 | 18835.5719 | 3.2452
| Smart TStat_Com, E - Cool [Building w Elec Heat] | E | Yes | Large Retail | Cooling | RET | 287719.6225 | 117444.5024 | 2.4498
| Smart TStat_Com, E - Heat [Building w Elec Heat] | E | Yes | Large Retail | Space Heating | NC | 61125.8692 | 18835.5719 | 3.2452
| Smart TStat_Com, E - Heat [Building w Elec Heat] | E | Yes | Large Retail | Space Heating | RET | 287719.6225 | 117444.5024 | 2.4498
| Smart TStat_Com, E - Cool [Building w Gas Heat] | E | Yes | Large Retail | Cooling | NC | 124843.1655 | 38462.7666 | 3.2458
| Smart TStat_Com, E - Cool [Building w Gas Heat] | E | Yes | Large Retail | Cooling | RET | 586660.1035 | -8000.067 | -73.3319
| Smart TStat_Com, G - Heat [Building w Gas Heat] | G | Yes | Large Retail | Space Heating | NC | 124843.1655 | 38462.7666 | 3.2458
| Smart TStat_Com, G - Heat [Building w Gas Heat] | G | Yes | Large Retail | Space Heating | RET | 586660.1035 | -8000.067 | -73.3319
| Smart TStat_Com, E - Cool [Building w Propane Heat] | E | Yes | Large Retail | Cooling | NC | 33446.6858 | 10348.6473 | 3.232
| Smart TStat_Com, E - Cool [Building w Propane Heat] | E | Yes | Large Retail | Cooling | RET | 157187.3091 | 64526.4048 | 2.436
| Smart TStat_Com, P - Heat [Building w Propane Heat] | Prp | Yes | Large Retail | Space Heating | NC | 33446.6858 | 10348.6473 | 3.232
| Smart TStat_Com, P - Heat [Building w Propane Heat] | Prp | Yes | Large Retail | Space Heating | RET | 157187.3091 | 64526.4048 | 2.436
| Smart TStat_Com, E - Cool [Building w Oil Heat] | E | Yes | Large Retail | Cooling | NC | 18911.8218 | 3118.7421 | 6.0639
| Smart TStat_Com, E - Cool [Building w Oil Heat] | E | Yes | Large Retail | Cooling | RET | 87923.197 | 19446.1371 | 4.5214
| Smart TStat_Com, O - Heat [Building w Oil Heat] | O | Yes | Large Retail | Space Heating | NC | 18911.8218 | 3118.7421 | 6.0639
| Smart TStat_Com, O - Heat [Building w Oil Heat] | O | Yes | Large Retail | Space Heating | RET | 87923.197 | 19446.1371 | 4.5214
| Boiler Blowdown Controls_Com, G - Heat | G | No | Large Retail | Space Heating | RET | 13088.8275 | 33612.3236 | 0.38941
| Boiler Blowdown Controls_Com, O - Heat | O | No | Large Retail | Space Heating | RET | 4829.091 | 12220.5436 | 0.39516
| Boiler Blowdown Controls_Com, P - Heat | Prp | No | Large Retail | Space Heating | RET | 4932.3197 | 15376.8899 | 0.32076
| Boiler Modifications_Com, G - Heat | G | Yes | Large Retail | Space Heating | RET | 61129.7679 | 16700.4769 | 3.6604
| Boiler Modifications_Com, O - Heat | O | Yes | Large Retail | Space Heating | RET | 25035.2979 | 3129.4165 | 8
| Boiler Modifications_Com, P - Heat | Prp | Yes | Large Retail | Space Heating | RET | 24643.9745 | 3158.6086 | 7.8022
| Boilers_Com, G - Heat | G | Yes | Large Retail | Space Heating | NC | 29659.2332 | 12778.6999 | 2.321
| Boilers_Com, G - Heat | G | No | Large Retail | Space Heating | RET | 140280.1374 | 244716.8187 | 0.57323
| Boilers_Com, G - Heat | G | Yes | Large Retail | Space Heating | REPL | 2.108e-11 | 9.0822e-12 | 2.321
| Boilers_Com, O - Heat | O | No | Large Retail | Space Heating | NC | 4117.4595 | 16058.9346 | 0.2564
| Boilers_Com, O - Heat | O | No | Large Retail | Space Heating | RET | 19910.0222 | 314412.6572 | 0.063324
| Boilers_Com, O - Heat | O | No | Large Retail | Space Heating | REPL | 2.9264e-12 | 1.1414e-11 | 0.2564
| Boilers_Com, P - Heat | Prp | Yes | Large Retail | Space Heating | NC | 9293.3118 | 146.0374 | 63.6365
| Boilers_Com, P - Heat | Prp | Yes | Large Retail | Space Heating | RET | 44488.4848 | 2830.6232 | 15.7169
| Boilers_Com, P - Heat | Prp | Yes | Large Retail | Space Heating | REPL | 6.6051e-12 | 1.0379e-13 | 63.6365
| Furnace_Com, G - Heat | G | No | Large Retail | Space Heating | NC | 13455.4829 | 13194.3704 | 1.0198
| Furnace_Com, G - Heat | G | No | Large Retail | Space Heating | RET | 59502.2763 | 249333.7133 | 0.23865
| Furnace_Com, G - Heat | G | No | Large Retail | Space Heating | REPL | 1.0395e-11 | 1.0193e-11 | 1.0198
| Furnace_Com, O - Heat | O | Yes | Large Retail | Space Heating | NC | 26517.1199 | 8519.4524 | 3.1125
| Furnace_Com, O - Heat | O | No | Large Retail | Space Heating | RET | 130760.3818 | 179522.7746 | 0.72838
| Furnace_Com, O - Heat | O | Yes | Large Retail | Space Heating | REPL | 2.0485e-11 | 6.5816e-12 | 3.1125
| Furnace_Com, P - Heat | Prp | Yes | Large Retail | Space Heating | NC | 1229.5408 | 313.113 | 3.9268
| Furnace_Com, P - Heat | Prp | No | Large Retail | Space Heating | RET | 5860.442 | 6377.443 | 0.91893
| Furnace_Com, P - Heat | Prp | Yes | Large Retail | Space Heating | REPL | 9.4986e-13 | 2.4189e-13 | 3.9268
| Unit Heater_Com, G - Heat | G | Yes | Large Retail | Space Heating | NC | 4988.7972 | 2998.0479 | 1.664
| Unit Heater_Com, G - Heat | G | No | Large Retail | Space Heating | RET | 28043.5101 | 63635.6941 | 0.44069
| Unit Heater_Com, G - Heat | G | Yes | Large Retail | Space Heating | REPL | 3079.2716 | 1850.5069 | 1.664
| Unit Heater_Com, P - Heat | Prp | Yes | Large Retail | Space Heating | NC | 844.7655 | 120.5717 | 7.0063
| Unit Heater_Com, P - Heat | Prp | Yes | Large Retail | Space Heating | RET | 4190.3014 | 2258.2926 | 1.8555
| Unit Heater_Com, P - Heat | Prp | Yes | Large Retail | Space Heating | REPL | 8.8295e-13 | 1.2602e-13 | 7.0063
| Destratification Fans_Com, G - Heat | G | No | Large Retail | Space Heating | NC | 10803.8062 | 37281.5631 | 0.28979
| Destratification Fans_Com, G - Heat | G | No | Large Retail | Space Heating | RET | 62391.1345 | 215298.1061 | 0.28979
| Destratification Fans_Com, G - Heat | G | No | Large Retail | Space Heating | REPL | 30739.0765 | 106073.8038 | 0.28979
| Destratification Fans_Com, O - Heat | O | No | Large Retail | Space Heating | NC | 12216.1902 | 11918.868 | 1.0249
| Destratification Fans_Com, O - Heat | O | No | Large Retail | Space Heating | RET | 70547.5389 | 68830.5264 | 1.0249
| Destratification Fans_Com, O - Heat | O | No | Large Retail | Space Heating | REPL | 34757.5995 | 33911.656 | 1.0249
| Destratification Fans_Com, P - Heat | Prp | Yes | Large Retail | Space Heating | NC | 2752.4182 | 2129.3196 | 1.2926
| Destratification Fans_Com, P - Heat | Prp | Yes | Large Retail | Space Heating | RET | 15894.999 | 12296.6534 | 1.2926
| Destratification Fans_Com, P - Heat | Prp | Yes | Large Retail | Space Heating | REPL | 7831.2017 | 6058.3567 | 1.2926
| Energy Recovery Ventilator_Com, G - Heat | G | Yes | Large Retail | Space Heating | NC | 14818.8307 | 7041.2269 | 2.1046
| Energy Recovery Ventilator_Com, G - Heat | G | Yes | Large Retail | Space Heating | RET | 87297.1196 | 41479.577 | 2.1046
| Energy Recovery Ventilator_Com, G - Heat | G | Yes | Large Retail | Space Heating | REPL | 12648.7966 | 6010.1265 | 2.1046
| Energy Recovery Ventilator_Com, O - Heat | O | Yes | Large Retail | Space Heating | NC | 16756.0997 | 2251.0712 | 7.4436
| Energy Recovery Ventilator_Com, O - Heat | O | Yes | Large Retail | Space Heating | RET | 98709.4839 | 13260.9667 | 7.4436
| Energy Recovery Ventilator_Com, O - Heat | O | Yes | Large Retail | Space Heating | REPL | 14302.3767 | 1921.4298 | 7.4436
| Energy Recovery Ventilator_Com, P - Heat | Prp | Yes | Large Retail | Space Heating | NC | 3775.3009 | 402.1565 | 9.3876
| Energy Recovery Ventilator_Com, P - Heat | Prp | Yes | Large Retail | Space Heating | RET | 22240.1401 | 2369.0871 | 9.3876
| Energy Recovery Ventilator_Com, P - Heat | Prp | Yes | Large Retail | Space Heating | REPL | 3222.4549 | 343.2657 | 9.3876
| Forced Air Heating Maintenance_Com, G - Heat | G | No | Large Retail | Space Heating | RET | 705.3956 | 4321.308 | 0.16324
| Forced Air Heating Maintenance_Com, O - Heat | O | No | Large Retail | Space Heating | RET | 1952.5259 | 3543.2279 | 0.55106
| Forced Air Heating Maintenance_Com, P - Heat | Prp | No | Large Retail | Space Heating | RET | 160.2221 | 217.1613 | 0.7378
| Infrared Heater_Com, G - Heat | G | Yes | Large Retail | Space Heating | NC | 1307.0845 | 91.1023 | 14.3474
| Infrared Heater_Com, G - Heat | G | Z | Large Retail | Space Heating | RET | 0 | 0 | 0
| Infrared Heater_Com, G - Heat | G | Yes | Large Retail | Space Heating | REPL | 3527.0733 | 245.8331 | 14.3474
| Steam Trap Maintenance_Com, G - Heat | G | Yes | Large Retail | Space Heating | RET | 18911.8068 | 2823.9927 | 6.6968
| Steam Trap Maintenance_Com, O - Heat | O | Yes | Large Retail | Space Heating | RET | 5236.5702 | 226.1399 | 23.1563
| Windows_Com, E - Cool [Building w Elec Heat] | E | No | Large Retail | Cooling | NC | 106970.9103 | 182014.9743 | 0.5877
| Windows_Com, E - Heat [Building w Elec Heat] | E | No | Large Retail | Space Heating | NC | 106970.9103 | 182014.9743 | 0.5877
| Windows_Com, E - Cool [Building w Gas Heat] | E | No | Large Retail | Cooling | NC | 218396.4414 | 371679.6865 | 0.58759
| Windows_Com, G - Heat [Building w Gas Heat] | G | No | Large Retail | Space Heating | NC | 218396.4414 | 371679.6865 | 0.58759
| Windows_Com, E - Cool [Building w Oil Heat] | E | No | Large Retail | Cooling | NC | 75922.1824 | 100002.7389 | 0.7592
| Windows_Com, O - Heat [Building w Oil Heat] | O | No | Large Retail | Space Heating | NC | 75922.1824 | 100002.7389 | 0.7592
| Windows_Com, E - Cool [Building w Propane Heat] | E | No | Large Retail | Cooling | NC | 21194.941 | 30137.5379 | 0.70327
| Windows_Com, P - Heat [Building w Propane Heat] | Prp | No | Large Retail | Space Heating | NC | 21194.941 | 30137.5379 | 0.70327
| Window Film_Com, E - Cool [Building w Elec Heat] | E | No | Large Retail | Cooling | RET | 0 | 0 | 0
| Window Film_Com, E - Heat [Building w Elec Heat] | E | No | Large Retail | Space Heating | RET | 0 | 0 | 0
| Window Film_Com, E - Cool [Building w Gas Heat] | E | No | Large Retail | Cooling | RET | 0 | 0 | 0
| Window Film_Com, G - Heat [Building w Gas Heat] | G | No | Large Retail | Space Heating | RET | 0 | 0 | 0
| Window Film_Com, E - Cool [Building w Oil Heat] | E | No | Large Retail | Cooling | RET | 0 | 0 | 0
| Window Film_Com, O - Heat [Building w Oil Heat] | O | No | Large Retail | Space Heating | RET | 0 | 0 | 0
| Window Film_Com, E - Cool [Building w Propane Heat] | E | No | Large Retail | Cooling | RET | 0 | 0 | 0
| Window Film_Com, P - Heat [Building w Propane Heat] | Prp | No | Large Retail | Space Heating | RET | 0 | 0 | 0
| Motors and Fans_Com, E - Vent | E | Yes | Large Retail | Ventilation | NC | 39973.6313 | 15945.6794 | 2.5069
| Motors and Fans_Com, E - Vent | E | Yes | Large Retail | Ventilation | RET | 129492.6749 | 86782.6565 | 1.4921
| Motors and Fans_Com, E - Vent | E | Yes | Large Retail | Ventilation | REPL | 2331.9116 | 930.2111 | 2.5069
| ECM Furnace Motors_Com, E - Vent | E | Yes | Large Retail | Ventilation | RET | 309930.3019 | 109066.2781 | 2.8417
| VFD on HVAC System_Com, E - Vent | E | Yes | Large Retail | Ventilation | RET | 4770201.2628 | 543969.8739 | 8.7692
| Kitchen DCV_Com, E - Vent [Building w Elec Heat] | E | Yes | Large Retail | Ventilation | NC | 5942.2456 | 659.6709 | 9.0079
| Kitchen DCV_Com, E - Vent [Building w Elec Heat] | E | Yes | Large Retail | Ventilation | RET | 33211.4307 | 3686.9249 | 9.0079
| Kitchen DCV_Com, E - Vent [Building w Elec Heat] | E | Yes | Large Retail | Ventilation | REPL | 2426.5382 | 269.3791 | 9.0079
| Kitchen DCV_Com, E - Heat [Building w Elec Heat] | E | Yes | Large Retail | Space Heating | NC | 5942.2456 | 659.6709 | 9.0079
| Kitchen DCV_Com, E - Heat [Building w Elec Heat] | E | Yes | Large Retail | Space Heating | RET | 33211.4307 | 3686.9249 | 9.0079
| Kitchen DCV_Com, E - Heat [Building w Elec Heat] | E | Yes | Large Retail | Space Heating | REPL | 2426.5382 | 269.3791 | 9.0079
| Kitchen DCV_Com, E - Vent [Building w Gas Heat] | E | Yes | Large Retail | Ventilation | NC | 5942.2456 | 659.6709 | 9.0079
| Kitchen DCV_Com, E - Vent [Building w Gas Heat] | E | Yes | Large Retail | Ventilation | RET | 33211.4307 | 3686.9249 | 9.0079
| Kitchen DCV_Com, E - Vent [Building w Gas Heat] | E | Yes | Large Retail | Ventilation | REPL | 2426.5382 | 269.3791 | 9.0079
| Kitchen DCV_Com, G - Heat [Building w Gas Heat] | G | Yes | Large Retail | Space Heating | NC | 3037.3159 | 238.2862 | 12.7465
| Kitchen DCV_Com, G - Heat [Building w Gas Heat] | G | Yes | Large Retail | Space Heating | RET | 16842.3725 | 1331.7903 | 12.6464
| Kitchen DCV_Com, G - Heat [Building w Gas Heat] | G | Yes | Large Retail | Space Heating | REPL | 1230.5601 | 97.3051 | 12.6464
| Kitchen DCV_Com, E - Vent [Building w Oil Heat] | E | Yes | Large Retail | Ventilation | NC | 3037.3159 | 238.2862 | 12.7465
| Kitchen DCV_Com, E - Vent [Building w Oil Heat] | E | Yes | Large Retail | Ventilation | RET | 16842.3725 | 1331.7903 | 12.6464
| Kitchen DCV_Com, E - Vent [Building w Oil Heat] | E | Yes | Large Retail | Ventilation | REPL | 1230.5601 | 97.3051 | 12.6464
| Kitchen DCV_Com, O - Heat [Building w Oil Heat] | O | Yes | Large Retail | Space Heating | NC | 3037.3159 | 238.2862 | 12.7465
| Kitchen DCV_Com, O - Heat [Building w Oil Heat] | O | Yes | Large Retail | Space Heating | RET | 16842.3725 | 1331.7903 | 12.6464
| Kitchen DCV_Com, O - Heat [Building w Oil Heat] | O | Yes | Large Retail | Space Heating | REPL | 1230.5601 | 97.3051 | 12.6464
| Kitchen DCV_Com, E - Vent [Building w Oil Heat] | E | Yes | Large Retail | Ventilation | NC | 3037.3159 | 238.2862 | 12.7465
| Kitchen DCV_Com, E - Vent [Building w Oil Heat] | E | Yes | Large Retail | Ventilation | RET | 16842.3725 | 1331.7903 | 12.6464
| Kitchen DCV_Com, E - Vent [Building w Oil Heat] | E | Yes | Large Retail | Ventilation | REPL | 1230.5601 | 97.3051 | 12.6464
| Kitchen DCV_Com, P - Heat [Building w Propane Heat] | Prp | Yes | Large Retail | Space Heating | NC | 116.1627 | 0 | 0
| Kitchen DCV_Com, P - Heat [Building w Propane Heat] | Prp | Yes | Large Retail | Space Heating | RET | 633.2994 | 0 | 0
| Kitchen DCV_Com, P - Heat [Building w Propane Heat] | Prp | Yes | Large Retail | Space Heating | REPL | 46.271 | 0 | 0
| Duct Sealing Regulated_Com, E - Vent [Building w Elec Heat] | E | Yes | Large Retail | Ventilation | RET | 1789329.4035 | 412682.2437 | 4.3359
| Duct Sealing Regulated_Com, E - Heat [Building w Elec Heat] | E | Yes | Large Retail | Space Heating | RET | 1789329.4035 | 412682.2437 | 4.3359
| Duct Sealing Regulated_Com, E - Cool [Building w Elec Heat] | E | Yes | Large Retail | Cooling | RET | 1789329.4035 | 412682.2437 | 4.3359
| Duct Sealing Regulated_Com, E - Vent [Building w Gas Heat] | E | Yes | Large Retail | Ventilation | RET | 22740989.7152 | 0 | 0
| Duct Sealing Regulated_Com, G - Heat [Building w Gas Heat] | G | Yes | Large Retail | Space Heating | RET | 22740989.7152 | 0 | 0
| Duct Sealing Regulated_Com, E - Cool [Building w Gas Heat] | E | Yes | Large Retail | Cooling | RET | 22740989.7152 | 0 | 0
| Duct Sealing Non Regulated_Com, E - Vent [Building w Oil Heat] | E | Yes | Large Retail | Ventilation | RET | 1061116.9997 | 226736.041 | 4.68
| Duct Sealing Non Regulated_Com, O - Heat [Building w Oil Heat] | O | Yes | Large Retail | Space Heating | RET | 1061116.9997 | 226736.041 | 4.68
| Duct Sealing Non Regulated_Com, E - Cool [Building w Oil Heat] | E | Yes | Large Retail | Cooling | RET | 1061116.9997 | 226736.041 | 4.68
| Duct Sealing Non Regulated_Com, E - Vent [Building w Propane Heat] | E | Yes | Large Retail | Ventilation | RET | 1859876.8239 | 0 | 0
| Duct Sealing Non Regulated_Com, P - Heat [Building w Propane Heat] | Prp | Yes | Large Retail | Space Heating | RET | 1859876.8239 | 0 | 0
| Duct Sealing Non Regulated_Com, E - Cool [Building w Propane Heat] | E | Yes | Large Retail | Cooling | RET | 1859876.8239 | 0 | 0
| Power Strip_Com, E - Plug [Tier 1] | E | Yes | Large Retail | Plug Loads | NC | 0 | 0 | 0
| Power Strip_Com, E - Plug [Tier 1] | E | Yes | Large Retail | Plug Loads | RET | 0 | 0 | 0
| Power Strip_Com, E - Plug [Tier 1] | E | Yes | Large Retail | Plug Loads | REPL | 0 | 0 | 0
| Power Strip_Com, E - Plug [Tier 2] | E | Yes | Large Retail | Plug Loads | NC | 21420.041 | 18180.577 | 1.1782
| Power Strip_Com, E - Plug [Tier 2] | E | Yes | Large Retail | Plug Loads | RET | 225008.4626 | 201102.5517 | 1.1189
| Power Strip_Com, E - Plug [Tier 2] | E | Yes | Large Retail | Plug Loads | REPL | 164644.7397 | 139744.6614 | 1.1782
| Computer Power Management_Com, E - Plug | E | Yes | Large Retail | Plug Loads | RET | 92820.2729 | 45861.2613 | 2.0239
| Vending Machine Controls_Com, E - Plug [Non-Refrigerated] | E | No | Large Retail | Plug Loads | RET | 26968.4813 | 26687.5753 | 1.0105
| Vending Machine Controls_Com, E - Plug [Refrigerated] | E | Yes | Large Retail | Plug Loads | RET | 80905.4438 | 14335.8872 | 5.6436
| Ovens_Com, E - Cook | E | Yes | Large Retail | Cooking | NC | 8976.1386 | 79.2112 | 113.3191
| Ovens_Com, E - Cook | E | Yes | Large Retail | Cooking | REPL | 98181.4207 | 866.4158 | 113.3191
| Ovens_Com, G - Cook | G | Yes | Large Retail | Cooking | NC | 11720.2994 | 37.7908 | 310.1361
| Ovens_Com, G - Cook | G | Yes | Large Retail | Cooking | REPL | 125050.0886 | 403.2104 | 310.1361
| Ovens_Com, P - Cook | Prp | Yes | Large Retail | Cooking | NC | 4024.9741 | 3.0516 | 1318.989
| Ovens_Com, P - Cook | Prp | Yes | Large Retail | Cooking | REPL | 42944.5802 | 32.5587 | 1318.989
| Fryers_Com, E - Cook | E | Yes | Large Retail | Cooking | NC | 1472.8195 | 11.8665 | 124.1155
| Fryers_Com, E - Cook | E | Yes | Large Retail | Cooking | REPL | 16109.7682 | 129.7966 | 124.1155
| Fryers_Com, G - Cook | G | Yes | Large Retail | Cooking | NC | 2629.2359 | 229.2982 | 11.4664
| Fryers_Com, G - Cook | G | Yes | Large Retail | Cooking | REPL | 28052.7121 | 2446.5042 | 11.4664
| Fryers_Com, P - Cook | Prp | Yes | Large Retail | Cooking | NC | 391.873 | 7.7209 | 50.7547
| Fryers_Com, P - Cook | Prp | Yes | Large Retail | Cooking | REPL | 4181.1008 | 82.3786 | 50.7547
| Griddles_Com, E - Cook | E | Yes | Large Retail | Cooking | NC | 410.7865 | 54.4246 | 7.5478
| Griddles_Com, E - Cook | E | Yes | Large Retail | Cooking | REPL | 4493.202 | 595.2985 | 7.5478
| Griddles_Com, G - Cook | G | Yes | Large Retail | Cooking | NC | 3568.4987 | 83.1785 | 42.9017
| Griddles_Com, G - Cook | G | Yes | Large Retail | Cooking | REPL | 38074.205 | 887.4759 | 42.9017
| Griddles_Com, P - Cook | Prp | Yes | Large Retail | Cooking | NC | 1027.7744 | 5.4122 | 189.8985
| Griddles_Com, P - Cook | Prp | Yes | Large Retail | Cooking | REPL | 10965.8691 | 57.7459 | 189.8985
| Hot Food Holding Cabinet_Com, E - Cook | E | Yes | Large Retail | Cooking | NC | 1787.5048 | 33.8871 | 52.7488
| Hot Food Holding Cabinet_Com, E - Cook | E | Yes | Large Retail | Cooking | REPL | 19551.8101 | 370.6585 | 52.7488
| Steamers_Com, E - Cook | E | Yes | Large Retail | Cooking | NC | 1403.3818 | 119.0153 | 11.7916
| Steamers_Com, E - Cook | E | Yes | Large Retail | Cooking | REPL | 15350.2556 | 1301.7947 | 11.7916
| Steamers_Com, G - Cook | G | Yes | Large Retail | Cooking | NC | 5867.8054 | 29.2503 | 200.6066
| Steamers_Com, G - Cook | G | Yes | Large Retail | Cooking | REPL | 62606.7266 | 312.087 | 200.6066
| ES Refrigerator and Freezer_Com, E - Refr | E | Yes | Large Retail | Refrigeration | NC | 256979.3627 | 74306.6268 | 3.4584
| ES Refrigerator and Freezer_Com, E - Refr | E | Yes | Large Retail | Refrigeration | REPL | 2810852.2035 | 812769.3345 | 3.4584
| Anti Sweat Heat Control_Com, E - Refr | E | Yes | Large Retail | Refrigeration | NC | 170377.3933 | 68432.5024 | 2.4897
| Anti Sweat Heat Control_Com, E - Refr | E | Z | Large Retail | Refrigeration | RET | 0 | 0 | 0
| Case Night Covers_Com, E - Refr | E | Yes | Large Retail | Refrigeration | RET | 83408.8727 | 78204.2948 | 1.0666
| Loading Dock Pit Seals_Com, E - Refr | E | No | Large Retail | Refrigeration | NC | 15154.1896 | 23329.6723 | 0.64957
| Loading Dock Pit Seals_Com, E - Refr | E | No | Large Retail | Refrigeration | RET | 198908.6663 | 306217.2331 | 0.64957
| ECM Comp Cond Fan Motor_Com, E - Refr | E | Yes | Large Retail | Refrigeration | NC | 31090.5114 | 5711.7118 | 5.4433
| ECM Comp Cond Fan Motor_Com, E - Refr | E | Yes | Large Retail | Refrigeration | RET | 287293.0543 | 10727.0772 | 26.782
| ECM Comp Cond Fan Motor_Com, E - Refr | E | Yes | Large Retail | Refrigeration | REPL | 123675.4538 | 22720.7118 | 5.4433
| Evap Fan Motor Replacement_Com, E - Refr | E | Yes | Large Retail | Refrigeration | NC | 49250.3363 | 17828.7997 | 2.7624
| Evap Fan Motor Replacement_Com, E - Refr | E | Yes | Large Retail | Refrigeration | RET | 431925.4451 | 104833.925 | 4.1201
| Evap Fan Motor Replacement_Com, E - Refr | E | Yes | Large Retail | Refrigeration | REPL | 16905.4669 | 6119.8401 | 2.7624
| Evap Fan Speed Controls_Com, E - Refr | E | Yes | Large Retail | Refrigeration | NC | 80852.0711 | 18078.9779 | 4.4722
| Evap Fan Speed Controls_Com, E - Refr | E | Yes | Large Retail | Refrigeration | RET | 300581.7601 | 48989.8743 | 6.1356
| LowHeat NoHeat Doors_Com, E - Refr | E | Yes | Large Retail | Refrigeration | NC | 79900.8025 | 13506.9222 | 5.9155
| LowHeat NoHeat Doors_Com, E - Refr | E | Yes | Large Retail | Refrigeration | RET | 943875.3412 | 159558.4829 | 5.9155
| Refrigerated Vending Machine_Com, E - Refr | E | Yes | Large Retail | Refrigeration | NC | 252291.8931 | 91820.7864 | 2.7477
| Refrigerated Vending Machine_Com, E - Refr | E | Yes | Large Retail | Refrigeration | REPL | 2365354.665 | 860862.8795 | 2.7477
| Walk In Refrigeration_Com, E - Refr | E | Yes | Large Retail | Refrigeration | NC | 164985.1605 | 17265.265 | 9.5559
| Refrigeration Tune Up_Com, E - Refr | E | Yes | Large Retail | Refrigeration | RET | 657748.2752 | 50592.8528 | 13.0008
| ES Ice Machine_Com, E - Refr | E | Yes | Large Retail | Refrigeration | NC | 5107.6572 | 390.8105 | 13.0694
| ES Ice Machine_Com, E - Refr | E | Yes | Large Retail | Refrigeration | REPL | 55867.7914 | 4274.7036 | 13.0694
| Walk In Cooler Retroft_Com, E - Refr | E | Yes | Large Retail | Refrigeration | RET | 422358.4735 | 63303.8853 | 6.6719
| HE Built Up Refrig_Com, E - Refr | E | Yes | Large Retail | Refrigeration | NC | 99144.5542 | 51561.3195 | 1.9228
| HE Built Up Refrig_Com, E - Refr | E | No | Large Retail | Refrigeration | RET | 837450.4018 | 1035612.2233 | 0.80865
| Door Gasket Replacement_Com, E - Refr | E | Z | Large Retail | Refrigeration | RET | 0 | 0 | 0
| EnergyStar Dehumidifier_Com, E - Appl | E | Yes | Large Retail | Appliances | NC | 4057.4626 | 400.0141 | 10.1433
| EnergyStar Dehumidifier_Com, E - Appl | E | Yes | Large Retail | Appliances | REPL | 44380.7145 | 4375.3731 | 10.1433
| Clothes Washer Elec WH_Com, E - Appl [unit w/ elec dry - Washer] | E | Yes | Large Retail | Appliances | NC | 2844.655 | 377.5105 | 7.5353
| Clothes Washer Elec WH_Com, E - Appl [unit w/ elec dry - Washer] | E | Yes | Large Retail | Appliances | REPL | 51755.696 | 6868.4319 | 7.5353
| Clothes Washer Elec WH_Com, E - Appl [unit w/ elec dry - Dryer] | E | Yes | Large Retail | Appliances | NC | 2844.655 | 377.5105 | 7.5353
| Clothes Washer Elec WH_Com, E - Appl [unit w/ elec dry - Dryer] | E | Yes | Large Retail | Appliances | REPL | 51755.696 | 6868.4319 | 7.5353
| Clothes Washer Elec WH_Com, E - HWat [unit w/ elec dry - Water Heater] | E | Yes | Large Retail | Water Heating | NC | 2844.655 | 377.5105 | 7.5353
| Clothes Washer Elec WH_Com, E - HWat [unit w/ elec dry - Water Heater] | E | Yes | Large Retail | Water Heating | REPL | 51755.696 | 6868.4319 | 7.5353
| Clothes Washer Elec WH_Com, E - Appl [unit w/ gas dry - Washer] | E | Yes | Large Retail | Appliances | NC | 633.99 | 94.3776 | 6.7176
| Clothes Washer Elec WH_Com, E - Appl [unit w/ gas dry - Washer] | E | Yes | Large Retail | Appliances | REPL | 11534.7251 | 1717.108 | 6.7175
| Clothes Washer Elec WH_Com, G - Oth [unit w/ gas dry - Dryer] | G | Yes | Large Retail | Other | NC | 633.99 | 94.3776 | 6.7176
| Clothes Washer Elec WH_Com, G - Oth [unit w/ gas dry - Dryer] | G | Yes | Large Retail | Other | REPL | 11534.7251 | 1717.108 | 6.7175
| Clothes Washer Elec WH_Com, E - HWat [unit w/ gas dry - Water Heater] | E | Yes | Large Retail | Water Heating | NC | 633.99 | 94.3776 | 6.7176
| Clothes Washer Elec WH_Com, E - HWat [unit w/ gas dry - Water Heater] | E | Yes | Large Retail | Water Heating | REPL | 11534.7251 | 1717.108 | 6.7175
| Clothes Washer Elec WH_Com, E - Appl [unit w/ propane dry - Washer] | E | Yes | Large Retail | Appliances | NC | 253.5099 | 37.7511 | 6.7153
| Clothes Washer Elec WH_Com, E - Appl [unit w/ propane dry - Washer] | E | Yes | Large Retail | Appliances | REPL | 4612.3624 | 686.8432 | 6.7153
| Clothes Washer Elec WH_Com, P - Oth [unit w/ propane dry - Dryer] | Prp | Yes | Large Retail | Other | NC | 253.5099 | 37.7511 | 6.7153
| Clothes Washer Elec WH_Com, P - Oth [unit w/ propane dry - Dryer] | Prp | Yes | Large Retail | Other | REPL | 4612.3624 | 686.8432 | 6.7153
| Clothes Washer Elec WH_Com, E - HWat [unit w/ propane dry - Water Heater] | E | Yes | Large Retail | Water Heating | NC | 253.5099 | 37.7511 | 6.7153
| Clothes Washer Elec WH_Com, E - HWat [unit w/ propane dry - Water Heater] | E | Yes | Large Retail | Water Heating | REPL | 4612.3624 | 686.8432 | 6.7153
| Clothes Washer Gas WH_Com, E - Appl [unit w/ elec dry - Washer] | E | Yes | Large Retail | Appliances | NC | 1374.3752 | 188.7553 | 7.2813
| Clothes Washer Gas WH_Com, E - Appl [unit w/ elec dry - Washer] | E | Yes | Large Retail | Appliances | REPL | 24989.4114 | 3434.216 | 7.2766
| Clothes Washer Gas WH_Com, E - Appl [unit w/ elec dry - Dryer] | E | Yes | Large Retail | Appliances | NC | 1374.3752 | 188.7553 | 7.2813
| Clothes Washer Gas WH_Com, E - Appl [unit w/ elec dry - Dryer] | E | Yes | Large Retail | Appliances | REPL | 24989.4114 | 3434.216 | 7.2766
| Clothes Washer Gas WH_Com, G - HWat [unit w/ elec dry - Water Heater] | G | Yes | Large Retail | Water Heating | NC | 1374.3752 | 188.7553 | 7.2813
| Clothes Washer Gas WH_Com, G - HWat [unit w/ elec dry - Water Heater] | G | Yes | Large Retail | Water Heating | REPL | 24989.4114 | 3434.216 | 7.2766
| Clothes Washer Gas WH_Com, E - Appl [unit w/ gas dry - Washer] | E | Yes | Large Retail | Appliances | NC | 4758.1084 | 736.1455 | 6.4635
| Clothes Washer Gas WH_Com, E - Appl [unit w/ gas dry - Washer] | E | Yes | Large Retail | Appliances | REPL | 86505.9535 | 13393.4422 | 6.4588
| Clothes Washer Gas WH_Com, G - Oth [unit w/ gas dry - Dryer] | G | Yes | Large Retail | Other | NC | 4758.1084 | 736.1455 | 6.4635
| Clothes Washer Gas WH_Com, G - Oth [unit w/ gas dry - Dryer] | G | Yes | Large Retail | Other | REPL | 86505.9535 | 13393.4422 | 6.4588
| Clothes Washer Gas WH_Com, G - HWat [unit w/ gas dry - Water Heater] | G | Yes | Large Retail | Water Heating | NC | 4758.1084 | 736.1455 | 6.4635
| Clothes Washer Gas WH_Com, G - HWat [unit w/ gas dry - Water Heater] | G | Yes | Large Retail | Water Heating | REPL | 86505.9535 | 13393.4422 | 6.4588
| Clothes Washer Gas WH_Com, E - Appl [unit w/ propane dry - Washer] | E | Yes | Large Retail | Appliances | NC | 243.9195 | 37.7511 | 6.4613
| Clothes Washer Gas WH_Com, E - Appl [unit w/ propane dry - Washer] | E | Yes | Large Retail | Appliances | REPL | 4434.6751 | 686.8432 | 6.4566
| Clothes Washer Gas WH_Com, P - Oth [unit w/ propane dry - Dryer] | Prp | Yes | Large Retail | Other | NC | 243.9195 | 37.7511 | 6.4613
| Clothes Washer Gas WH_Com, P - Oth [unit w/ propane dry - Dryer] | Prp | Yes | Large Retail | Other | REPL | 4434.6751 | 686.8432 | 6.4566
| Clothes Washer Gas WH_Com, G - HWat [unit w/ propane dry - Water Heater] | G | Yes | Large Retail | Water Heating | NC | 243.9195 | 37.7511 | 6.4613
| Clothes Washer Gas WH_Com, G - HWat [unit w/ propane dry - Water Heater] | G | Yes | Large Retail | Water Heating | REPL | 4434.6751 | 686.8432 | 6.4566
| Clothes Washer Oil WH_Com, E - Appl [unit w/ elec dry - Washer] | E | Yes | Large Retail | Appliances | NC | 1606.8868 | 226.5063 | 7.0942
| Clothes Washer Oil WH_Com, E - Appl [unit w/ elec dry - Washer] | E | Yes | Large Retail | Appliances | REPL | 29235.4523 | 4121.0591 | 7.0942
| Clothes Washer Oil WH_Com, E - Appl [unit w/ elec dry - Dryer] | E | Yes | Large Retail | Appliances | NC | 1606.8868 | 226.5063 | 7.0942
| Clothes Washer Oil WH_Com, E - Appl [unit w/ elec dry - Dryer] | E | Yes | Large Retail | Appliances | REPL | 29235.4523 | 4121.0591 | 7.0942
| Clothes Washer Oil WH_Com, O - HWat [unit w/ elec dry - Water Heater] | O | Yes | Large Retail | Water Heating | NC | 1606.8868 | 226.5063 | 7.0942
| Clothes Washer Oil WH_Com, O - HWat [unit w/ elec dry - Water Heater] | O | Yes | Large Retail | Water Heating | REPL | 29235.4523 | 4121.0591 | 7.0942
| Clothes Washer Oil WH_Com, E - Appl [unit w/ gas dry - Washer] | E | Yes | Large Retail | Appliances | NC | 236.945 | 37.7511 | 6.2765
| Clothes Washer Oil WH_Com, E - Appl [unit w/ gas dry - Washer] | E | Yes | Large Retail | Appliances | REPL | 4310.8958 | 686.8432 | 6.2764
| Clothes Washer Oil WH_Com, G - Oth [unit w/ gas dry - Dryer] | G | Yes | Large Retail | Other | NC | 236.945 | 37.7511 | 6.2765
| Clothes Washer Oil WH_Com, G - Oth [unit w/ gas dry - Dryer] | G | Yes | Large Retail | Other | REPL | 4310.8958 | 686.8432 | 6.2764
| Clothes Washer Oil WH_Com, O - HWat [unit w/ gas dry - Water Heater] | O | Yes | Large Retail | Water Heating | NC | 236.945 | 37.7511 | 6.2765
| Clothes Washer Oil WH_Com, O - HWat [unit w/ gas dry - Water Heater] | O | Yes | Large Retail | Water Heating | REPL | 4310.8958 | 686.8432 | 6.2764
| Clothes Washer Oil WH_Com, E - Appl [unit w/ propane dry - Washer] | E | Yes | Large Retail | Appliances | NC | 355.2883 | 56.6266 | 6.2742
| Clothes Washer Oil WH_Com, E - Appl [unit w/ propane dry - Washer] | E | Yes | Large Retail | Appliances | REPL | 6464.0524 | 1030.2648 | 6.2742
| Clothes Washer Oil WH_Com, P - Oth [unit w/ propane dry - Dryer] | Prp | Yes | Large Retail | Other | NC | 355.2883 | 56.6266 | 6.2742
| Clothes Washer Oil WH_Com, P - Oth [unit w/ propane dry - Dryer] | Prp | Yes | Large Retail | Other | REPL | 6464.0524 | 1030.2648 | 6.2742
| Clothes Washer Oil WH_Com, O - HWat [unit w/ propane dry - Water Heater] | O | Yes | Large Retail | Water Heating | NC | 355.2883 | 56.6266 | 6.2742
| Clothes Washer Oil WH_Com, O - HWat [unit w/ propane dry - Water Heater] | O | Yes | Large Retail | Water Heating | REPL | 6464.0524 | 1030.2648 | 6.2742
| Clothes Washer Propane WH_Com, E - Appl [unit w/ elec dry - Washer] | E | Yes | Large Retail | Appliances | NC | 269.4988 | 41.2595 | 6.5318
| Clothes Washer Propane WH_Com, E - Appl [unit w/ elec dry - Washer] | E | Yes | Large Retail | Appliances | REPL | 4902.4678 | 750.3841 | 6.5333
| Clothes Washer Propane WH_Com, E - Appl [unit w/ elec dry - Dryer] | E | Yes | Large Retail | Appliances | NC | 269.4988 | 41.2595 | 6.5318
| Clothes Washer Propane WH_Com, E - Appl [unit w/ elec dry - Dryer] | E | Yes | Large Retail | Appliances | REPL | 4902.4678 | 750.3841 | 6.5333
| Clothes Washer Propane WH_Com, P - HWat [unit w/ elec dry - Water Heater] | Prp | Yes | Large Retail | Water Heating | NC | 269.4988 | 41.2595 | 6.5318
| Clothes Washer Propane WH_Com, P - HWat [unit w/ elec dry - Water Heater] | Prp | Yes | Large Retail | Water Heating | REPL | 4902.4678 | 750.3841 | 6.5333
| Clothes Washer Propane WH_Com, E - Appl [unit w/ gas dry - Washer] | E | Yes | Large Retail | Appliances | NC | 119.3146 | 19.381 | 6.1563
| Clothes Washer Propane WH_Com, E - Appl [unit w/ gas dry - Washer] | E | Yes | Large Retail | Appliances | REPL | 2170.3941 | 352.3933 | 6.159
| Clothes Washer Propane WH_Com, G - Oth [unit w/ gas dry - Dryer] | G | Yes | Large Retail | Other | NC | 119.3146 | 19.381 | 6.1563
| Clothes Washer Propane WH_Com, G - Oth [unit w/ gas dry - Dryer] | G | Yes | Large Retail | Other | REPL | 2170.3941 | 352.3933 | 6.159
| Clothes Washer Propane WH_Com, P - HWat [unit w/ gas dry - Water Heater] | Prp | Yes | Large Retail | Water Heating | NC | 119.3146 | 19.381 | 6.1563
| Clothes Washer Propane WH_Com, P - HWat [unit w/ gas dry - Water Heater] | Prp | Yes | Large Retail | Water Heating | REPL | 2170.3941 | 352.3933 | 6.159
| Clothes Washer Propane WH_Com, E - Appl [unit w/ propane dry - Washer] | E | Yes | Large Retail | Appliances | NC | 238.6699 | 38.4532 | 6.2068
| Clothes Washer Propane WH_Com, E - Appl [unit w/ propane dry - Washer] | E | Yes | Large Retail | Appliances | REPL | 4341.5086 | 699.3048 | 6.2083
| Clothes Washer Propane WH_Com, P - Oth [unit w/ propane dry - Dryer] | Prp | Yes | Large Retail | Other | NC | 238.6699 | 38.4532 | 6.2068
| Clothes Washer Propane WH_Com, P - Oth [unit w/ propane dry - Dryer] | Prp | Yes | Large Retail | Other | REPL | 4341.5086 | 699.3048 | 6.2083
| Clothes Washer Propane WH_Com, P - HWat [unit w/ propane dry - Water Heater] | Prp | Yes | Large Retail | Water Heating | NC | 238.6699 | 38.4532 | 6.2068
| Clothes Washer Propane WH_Com, P - HWat [unit w/ propane dry - Water Heater] | Prp | Yes | Large Retail | Water Heating | REPL | 4341.5086 | 699.3048 | 6.2083
| Dishwasher_Com, E - Appl [Building w elec WH] | E | Yes | Large Retail | Appliances | NC | 46.1416 | 17.3114 | 2.6654
| Dishwasher_Com, E - Appl [Building w elec WH] | E | Yes | Large Retail | Appliances | REPL | 478.7656 | 179.6234 | 2.6654
| Dishwasher_Com, E - HWat [Building w elec WH] | E | Yes | Large Retail | Water Heating | NC | 2.2045 | 0 | 0
| Dishwasher_Com, E - HWat [Building w elec WH] | E | Yes | Large Retail | Water Heating | REPL | 22.8735 | 0 | 0
| Dishwasher_Com, E - Appl [Building w gas WH] | E | Yes | Large Retail | Appliances | NC | 115.354 | 43.2785 | 2.6654
| Dishwasher_Com, E - Appl [Building w gas WH] | E | Yes | Large Retail | Appliances | REPL | 1196.9141 | 449.0585 | 2.6654
| Dishwasher_Com, G - HWat [Building w gas WH] | G | Yes | Large Retail | Water Heating | NC | 5.3984 | 0 | 0
| Dishwasher_Com, G - HWat [Building w gas WH] | G | Yes | Large Retail | Water Heating | REPL | 54.6389 | 0 | 0
| Dishwasher_Com, E - Appl [Building w oil WH] | E | Yes | Large Retail | Appliances | NC | 11.5354 | 4.3279 | 2.6654
| Dishwasher_Com, E - Appl [Building w oil WH] | E | Yes | Large Retail | Appliances | REPL | 119.6914 | 44.9058 | 2.6654
| Dishwasher_Com, O - HWat [Building w oil WH] | O | Yes | Large Retail | Water Heating | NC | 0.0077567 | 0 | 0
| Dishwasher_Com, O - HWat [Building w oil WH] | O | Yes | Large Retail | Water Heating | REPL | 0.078508 | 0 | 0
| Dishwasher_Com, E - Appl [Building w propane WH] | E | Yes | Large Retail | Appliances | NC | 11.5354 | 4.3279 | 2.6654
| Dishwasher_Com, E - Appl [Building w propane WH] | E | Yes | Large Retail | Appliances | REPL | 119.6914 | 44.9058 | 2.6654
| Dishwasher_Com, P - HWat [Building w propane WH] | Prp | Yes | Large Retail | Water Heating | NC | 0.41378 | 0 | 0
| Dishwasher_Com, P - HWat [Building w propane WH] | Prp | Yes | Large Retail | Water Heating | REPL | 4.188 | 0 | 0
| Faucet Aerator_Com, E - HWat | E | Yes | Large Retail | Water Heating | RET | 71491.872 | 5113.3977 | 13.9813
| Faucet Aerator_Com, G - HWat | G | Yes | Large Retail | Water Heating | RET | 69290.1234 | 9883.5688 | 7.0106
| Faucet Aerator_Com, O - HWat | O | Yes | Large Retail | Water Heating | RET | 981.7262 | 40.057 | 24.5082
| Faucet Aerator_Com, P - HWat | Prp | Yes | Large Retail | Water Heating | RET | 17418.7369 | 564.4955 | 30.8572
| Pre Rinse Sprayers_Com, E - HWat | E | Yes | Large Retail | Water Heating | RET | 584.1011 | 12.3013 | 47.4827
| Pre Rinse Sprayers_Com, G - HWat | G | Yes | Large Retail | Water Heating | RET | 670.8625 | 25.6263 | 26.1787
| Pre Rinse Sprayers_Com, O - HWat | O | Yes | Large Retail | Water Heating | RET | 8.4984 | 0.10386 | 81.8247
| Pre Rinse Sprayers_Com, P - HWat | Prp | Yes | Large Retail | Water Heating | RET | 147.2536 | 1.4636 | 100.6082
| Heat Pump Water Heater_Com, E - HWat | E | Yes | Large Retail | Water Heating | NC | 70674.8189 | 36853.7773 | 1.9177
| Heat Pump Water Heater_Com, E - HWat | E | Yes | Large Retail | Water Heating | RET | 396278.2589 | 256964.5611 | 1.5422
| Heat Pump Water Heater_Com, E - HWat | E | Yes | Large Retail | Water Heating | REPL | 46382.6673 | 24186.4998 | 1.9177
| FF Storage Water Heater_Com, G - HWat | G | No | Large Retail | Water Heating | NC | 10153.2057 | 26242.7057 | 0.3869
| FF Storage Water Heater_Com, G - HWat | G | No | Large Retail | Water Heating | RET | 64482.7857 | 588799.2241 | 0.10952
| FF Storage Water Heater_Com, G - HWat | G | No | Large Retail | Water Heating | REPL | 18314.0974 | 47335.9332 | 0.3869
| FF Storage Water Heater_Com, O - HWat | O | Yes | Large Retail | Water Heating | NC | 145.5412 | 106.3588 | 1.3684
| FF Storage Water Heater_Com, O - HWat | O | No | Large Retail | Water Heating | RET | 924.3292 | 2386.3382 | 0.38734
| FF Storage Water Heater_Com, O - HWat | O | Yes | Large Retail | Water Heating | REPL | 262.5236 | 191.8473 | 1.3684
| FF Storage Water Heater_Com, P - HWat | Prp | Yes | Large Retail | Water Heating | NC | 2586.6688 | 1498.8402 | 1.7258
| FF Storage Water Heater_Com, P - HWat | Prp | No | Large Retail | Water Heating | RET | 16427.876 | 33629.0001 | 0.4885
| FF Storage Water Heater_Com, P - HWat | Prp | Yes | Large Retail | Water Heating | REPL | 4665.7681 | 2703.5704 | 1.7258
| FF Instantaneous Water Heater_Com, G - HWat | G | No | Large Retail | Water Heating | NC | 19873.8113 | 77881.7449 | 0.25518
| FF Instantaneous Water Heater_Com, G - HWat | G | No | Large Retail | Water Heating | RET | 91942.5504 | 1037405.999 | 0.088627
| FF Instantaneous Water Heater_Com, G - HWat | G | No | Large Retail | Water Heating | REPL | 1.7656e-11 | 6.9191e-11 | 0.25518
| FF Instantaneous Water Heater_Com, O - HWat | O | No | Large Retail | Water Heating | NC | 286.7684 | 315.6461 | 0.90851
| FF Instantaneous Water Heater_Com, O - HWat | O | No | Large Retail | Water Heating | RET | 1326.6817 | 4204.492 | 0.31554
| FF Instantaneous Water Heater_Com, O - HWat | O | No | Large Retail | Water Heating | REPL | 2.5477e-13 | 2.8043e-13 | 0.90851
| FF Instantaneous Water Heater_Com, P - HWat | Prp | Yes | Large Retail | Water Heating | NC | 5120.615 | 4448.1806 | 1.1512
| FF Instantaneous Water Heater_Com, P - HWat | Prp | No | Large Retail | Water Heating | RET | 23689.5876 | 59250.9728 | 0.39982
| FF Instantaneous Water Heater_Com, P - HWat | Prp | Yes | Large Retail | Water Heating | REPL | 4.5492e-12 | 3.9518e-12 | 1.1512
| Clothes Dryer_Com, E - Appl | E | Yes | Large Retail | Appliances | NC | 18238.7881 | 388.1703 | 46.9866
| Clothes Dryer_Com, E - Appl | E | Yes | Large Retail | Appliances | RET | 99780.1862 | 7331.7892 | 13.6093
| Clothes Dryer_Com, E - Appl | E | Yes | Large Retail | Appliances | REPL | 5918.3197 | 125.9577 | 46.9866
| Clothes Dryer_Com, G - Oth | G | Yes | Large Retail | Other | NC | 53.4596 | 50.7075 | 1.0543
| Clothes Dryer_Com, G - Oth | G | No | Large Retail | Other | RET | 285.2856 | 1100.1688 | 0.25931
| Clothes Dryer_Com, G - Oth | G | Yes | Large Retail | Other | REPL | 16.9213 | 16.0502 | 1.0543
| Clothes Dryer_Com, P - Oth | Prp | Yes | Large Retail | Other | NC | 1.539 | 0.32808 | 4.6909
| Clothes Dryer_Com, P - Oth | Prp | Yes | Large Retail | Other | RET | 8.2129 | 7.1182 | 1.1538
| Clothes Dryer_Com, P - Oth | Prp | Yes | Large Retail | Other | REPL | 0.48714 | 0.10385 | 4.6909
| Pnemautic to DDC_Com, E - TotE [Building w Elec Heat] | E | Yes | Large Retail | Total Electric | RET | 299621.0103 | 237901.5145 | 1.2594
| Pnemautic to DDC_Com, E - TotE [Building w Gas Heat] | E | No | Large Retail | Total Electric | RET | 387020.5154 | 917296.4029 | 0.42191
| Pnemautic to DDC_Com, G - TotF [Building w Gas Heat] | G | No | Large Retail | Total FF | RET | 387020.5154 | 917296.4029 | 0.42191
| Pnemautic to DDC_Com, E - TotE [Building w Oil Heat] | E | No | Large Retail | Total Electric | RET | 137587.0334 | 246804.321 | 0.55747
| Pnemautic to DDC_Com, O - TotF [Building w Oil Heat] | O | No | Large Retail | Total FF | RET | 137587.0334 | 246804.321 | 0.55747
| Pnemautic to DDC_Com, E - TotE [Building w Propane Heat] | E | No | Large Retail | Total Electric | RET | 43499.55 | 74378.7086 | 0.58484
| Pnemautic to DDC_Com, P - TotF [Building w Propane Heat] | Prp | No | Large Retail | Total FF | RET | 43499.55 | 74378.7086 | 0.58484
| Data Center_Com, E - TotE [Building w Elec Heat] | E | Yes | Large Retail | Total Electric | NC | 34729.6778 | 11225.8208 | 3.0937
| Data Center_Com, E - TotE [Building w Elec Heat] | E | Yes | Large Retail | Total Electric | RET | 729359.6382 | 511154.0625 | 1.4269
| Data Center_Com, E - TotE [Building w Gas Heat] | E | Yes | Large Retail | Total Electric | NC | 70918.9769 | 22923.4411 | 3.0937
| Data Center_Com, E - TotE [Building w Gas Heat] | E | Yes | Large Retail | Total Electric | RET | 1489372.8542 | 1043790.9435 | 1.4269
| Data Center_Com, G - TotF [Building w Gas Heat] | G | Yes | Large Retail | Total FF | NC | 70918.9769 | 22923.4411 | 3.0937
| Data Center_Com, G - TotF [Building w Gas Heat] | G | Yes | Large Retail | Total FF | RET | 1489372.8542 | 1043790.9435 | 1.4269
| Data Center_Com, E - TotE [Building w Oil Heat] | E | Yes | Large Retail | Total Electric | NC | 19081.1933 | 6167.6949 | 3.0937
| Data Center_Com, E - TotE [Building w Oil Heat] | E | Yes | Large Retail | Total Electric | RET | 400725.0599 | 280838.4665 | 1.4269
| Data Center_Com, O - TotF [Building w Oil Heat] | O | Yes | Large Retail | Total FF | NC | 19081.1933 | 6167.6949 | 3.0937
| Data Center_Com, O - TotF [Building w Oil Heat] | O | Yes | Large Retail | Total FF | RET | 400725.0599 | 280838.4665 | 1.4269
| Data Center_Com, E - TotE [Building w Propane Heat] | E | Yes | Large Retail | Total Electric | NC | 5750.4444 | 1858.7405 | 3.0937
| Data Center_Com, E - TotE [Building w Propane Heat] | E | Yes | Large Retail | Total Electric | RET | 120765.3591 | 84635.4812 | 1.4269
| Data Center_Com, P - TotF [Building w Propane Heat] | Prp | Yes | Large Retail | Total FF | NC | 5750.4444 | 1858.7405 | 3.0937
| Data Center_Com, P - TotF [Building w Propane Heat] | Prp | Yes | Large Retail | Total FF | RET | 120765.3591 | 84635.4812 | 1.4269
| RCx_Com, E - TotE [Building w Elec Heat] | E | Yes | Large Retail | Total Electric | RET | 836172.1541 | 165511.7593 | 5.052
| RCx_Com, E - TotE [Building w Gas Heat] | E | Yes | Large Retail | Total Electric | RET | 1831114.71 | 526422.5618 | 3.4784
| RCx_Com, G - TotF [Building w Gas Heat] | G | Yes | Large Retail | Total FF | RET | 1831114.71 | 526422.5618 | 3.4784
| RCx_Com, E - TotE [Building w Oil Heat] | E | Yes | Large Retail | Total Electric | RET | 550375.0131 | 141637.2751 | 3.8858
| RCx_Com, O - TotF [Building w Oil Heat] | O | Yes | Large Retail | Total FF | RET | 550375.0131 | 141637.2751 | 3.8858
| RCx_Com, E - TotE [Building w Propane Heat] | E | Yes | Large Retail | Total Electric | RET | 169356.0788 | 42684.8183 | 3.9676
| RCx_Com, P - TotF [Building w Propane Heat] | Prp | Yes | Large Retail | Total FF | RET | 169356.0788 | 42684.8183 | 3.9676
| Commissioning_Com, E - TotE [Building w Elec Heat] | E | Yes | Large Retail | Total Electric | NC | 0 | 0 | 0
| Commissioning_Com, E - TotE [Building w Gas Heat] | E | Yes | Large Retail | Total Electric | NC | 0 | 0 | 0
| Commissioning_Com, G - TotF [Building w Gas Heat] | G | Yes | Large Retail | Total FF | NC | 0 | 0 | 0
| Commissioning_Com, E - TotE [Building w Oil Heat] | E | Yes | Large Retail | Total Electric | NC | 0 | 0 | 0
| Commissioning_Com, O - TotF [Building w Oil Heat] | O | Yes | Large Retail | Total FF | NC | 0 | 0 | 0
| Commissioning_Com, E - TotE [Building w Propane Heat] | E | Yes | Large Retail | Total Electric | NC | 0 | 0 | 0
| Commissioning_Com, P - TotF [Building w Propane Heat] | Prp | Yes | Large Retail | Total FF | NC | 0 | 0 | 0
| Integrated Building Design_Com, E - TotE [Building w Elec Heat] | E | Yes | Large Retail | Total Electric | NC | 65646.6439 | 2953.4709 | 22.2269
| Integrated Building Design_Com, E - TotE [Building w Gas Heat] | E | Yes | Large Retail | Total Electric | NC | 144008.5646 | 9393.7356 | 15.3303
| Integrated Building Design_Com, G - TotF [Building w Gas Heat] | G | Yes | Large Retail | Total FF | NC | 144008.5646 | 9393.7356 | 15.3303
| Integrated Building Design_Com, E - TotE [Building w Oil Heat] | E | Yes | Large Retail | Total Electric | NC | 43520.5227 | 2527.4432 | 17.2192
| Integrated Building Design_Com, O - TotF [Building w Oil Heat] | O | Yes | Large Retail | Total FF | NC | 43520.5227 | 2527.4432 | 17.2192
| Integrated Building Design_Com, E - TotE [Building w Propane Heat] | E | Yes | Large Retail | Total Electric | NC | 13406.0884 | 761.6883 | 17.6005
| Integrated Building Design_Com, P - TotF [Building w Propane Heat] | Prp | Yes | Large Retail | Total FF | NC | 13406.0884 | 761.6883 | 17.6005
| Deep Energy Retrofit_Com, E - TotE [Building w Elec Heat] | E | Yes | Large Retail | Total Electric | RET | 301875.5297 | 87656.2287 | 3.4439
| Deep Energy Retrofit_Com, E - TotE [Building w Gas Heat] | E | Yes | Large Retail | Total Electric | RET | 661098.2105 | 278797.2086 | 2.3713
| Deep Energy Retrofit_Com, G - TotF [Building w Gas Heat] | G | Yes | Large Retail | Total FF | RET | 661098.2105 | 278797.2086 | 2.3713
| Deep Energy Retrofit_Com, E - TotE [Building w Oil Heat] | E | Yes | Large Retail | Total Electric | RET | 199287.4094 | 75012.1286 | 2.6567
| Deep Energy Retrofit_Com, O - TotF [Building w Oil Heat] | O | Yes | Large Retail | Total FF | RET | 199287.4094 | 75012.1286 | 2.6567
| Deep Energy Retrofit_Com, E - TotE [Building w Propane Heat] | E | Yes | Large Retail | Total Electric | RET | 61361.4436 | 22606.1895 | 2.7144
| Deep Energy Retrofit_Com, P - TotF [Building w Propane Heat] | Prp | Yes | Large Retail | Total FF | RET | 61361.4436 | 22606.1895 | 2.7144
| EMS_Com, E - TotE [Building w Elec Heat] | E | Yes | Large Retail | Total Electric | NC | 119407.2683 | 39727.0795 | 3.0057
| EMS_Com, E - TotE [Building w Elec Heat] | E | Yes | Large Retail | Total Electric | RET | 1911208.6822 | 505800.6164 | 3.7786
| EMS_Com, E - TotE [Building w Gas Heat] | E | Yes | Large Retail | Total Electric | NC | 263236.4149 | 126354.9555 | 2.0833
| EMS_Com, E - TotE [Building w Gas Heat] | E | Yes | Large Retail | Total Electric | RET | 4205684.9927 | 3217473.5784 | 1.3071
| EMS_Com, G - TotF [Building w Gas Heat] | G | Yes | Large Retail | Total FF | NC | 263236.4149 | 126354.9555 | 2.0833
| EMS_Com, G - TotF [Building w Gas Heat] | G | Yes | Large Retail | Total FF | RET | 4205684.9927 | 3217473.5784 | 1.3071
| EMS_Com, E - TotE [Building w Oil Heat] | E | Yes | Large Retail | Total Electric | NC | 80129.5088 | 33996.5892 | 2.357
| EMS_Com, E - TotE [Building w Oil Heat] | E | Yes | Large Retail | Total Electric | RET | 1276829.6653 | 865681.3429 | 1.4749
| EMS_Com, O - TotF [Building w Oil Heat] | O | Yes | Large Retail | Total FF | NC | 80129.5088 | 33996.5892 | 2.357
| EMS_Com, O - TotF [Building w Oil Heat] | O | Yes | Large Retail | Total FF | RET | 1276829.6653 | 865681.3429 | 1.4749
| EMS_Com, E - TotE [Building w Propane Heat] | E | Yes | Large Retail | Total Electric | NC | 24714.4151 | 10245.4543 | 2.4122
| EMS_Com, E - TotE [Building w Propane Heat] | E | Yes | Large Retail | Total Electric | RET | 393631.6132 | 260887.8973 | 1.5088
| EMS_Com, P - TotF [Building w Propane Heat] | Prp | Yes | Large Retail | Total FF | NC | 24714.4151 | 10245.4543 | 2.4122
| EMS_Com, P - TotF [Building w Propane Heat] | Prp | Yes | Large Retail | Total FF | RET | 393631.6132 | 260887.8973 | 1.5088
| VFDs on HVAC Pumps_Com, E - Oth | E | Yes | Large Retail | Other | RET | 483463.0624 | 118731.1854 | 4.0719
| ECM Circulators_Com, E - Oth | E | Yes | Large Retail | Other | RET | 873461.445 | 328950.212 | 2.6553
| Motors_Com, E - Oth | E | Yes | Large Retail | Other | NC | 10457.593 | 3581.9187 | 2.9196
| Motors_Com, E - Oth | E | Yes | Large Retail | Other | RET | 101668.511 | 58482.6288 | 1.7384
| Motors_Com, E - Oth | E | Yes | Large Retail | Other | REPL | 610.0567 | 208.9557 | 2.9196
| Ext Area Ltg_Com, E - ExtL | E | Yes | Large Retail | Exterior Lighting | NC | 53222.021 | 8844.2833 | 6.0177
| Ext Area Ltg_Com, E - ExtL | E | Yes | Large Retail | Exterior Lighting | RET | 349286.947 | 58043.5061 | 6.0177
| Ext Area Ltg_Com, E - ExtL | E | Yes | Large Retail | Exterior Lighting | REPL | 463599.0505 | 77039.5646 | 6.0177
| Street Ltg_Com, E - ExtL | E | Yes | Large Retail | Exterior Lighting | NC | 9906.8598 | 1400.5759 | 7.0734
| Street Ltg_Com, E - ExtL | E | Yes | Large Retail | Exterior Lighting | RET | 65017.0126 | 9191.7379 | 7.0734
| Street Ltg_Com, E - ExtL | E | Yes | Large Retail | Exterior Lighting | REPL | 86295.3098 | 12199.9433 | 7.0734
| Ext Ltg Ctrls_Com, E - ExtL | E | Yes | Large Retail | Exterior Lighting | RET | 325109.4443 | 50483.8525 | 6.4399
| Ext Ltg Dsgn_Com, E - ExtL | E | Yes | Large Retail | Exterior Lighting | NC | 7614.0411 | 1040.7356 | 7.316
| Ext Ltg Dsgn_Com, E - ExtL | E | Yes | Large Retail | Exterior Lighting | REPL | 66626.184 | 9106.891 | 7.316
| Int Ltg Ctrls_Com, E - IntL [No Heat] | E | Yes | Large Retail | Interior Lighting | RET | 643783.1261 | 107076.3723 | 6.0124
| Int Ltg Ctrls_Com, E - IntL [Electric Heat] | E | Yes | Large Retail | Interior Lighting | RET | 534659.0398 | 117731.4039 | 4.5413
| Int Ltg Ctrls_Com, E/G - IntL | E | Yes | Large Retail | Interior Lighting | RET | 2764348.5329 | 632419.9181 | 4.3711
| Int Ltg Ctrls_Com, E/O - IntL | E | Yes | Large Retail | Interior Lighting | RET | 552849.8258 | 220535.7692 | 2.5068
| Int Ltg Ctrls_Com, E/P - IntL | E | Yes | Large Retail | Interior Lighting | RET | 46413.3147 | 21385.3385 | 2.1703
| Exit Sign RetFit_Com, E - IntL [No Heat] | E | Yes | Large Retail | Interior Lighting | RET | 24114.6044 | 4910.8608 | 4.9105
| Exit Sign RetFit_Com, E - IntL [Electric Heat] | E | Yes | Large Retail | Interior Lighting | RET | 23008.0379 | 5404.2815 | 4.2574
| Exit Sign RetFit_Com, E/G - IntL | E | Yes | Large Retail | Interior Lighting | RET | 106244.5729 | 31232.1836 | 3.4018
| Exit Sign RetFit_Com, E/O - IntL | E | Yes | Large Retail | Interior Lighting | RET | 21143.9132 | 11690.8845 | 1.8086
| Exit Sign RetFit_Com, E/P - IntL | E | Yes | Large Retail | Interior Lighting | RET | 1773.0642 | 1148.043 | 1.5444
| LED HiLo Bay_Com, E - IntL [No Heat] | E | Yes | Large Retail | Interior Lighting | NC | 9130.6074 | 2667.475 | 3.4229
| LED HiLo Bay_Com, E - IntL [No Heat] | E | Yes | Large Retail | Interior Lighting | RET | 53619.3537 | 15664.7065 | 3.4229
| LED HiLo Bay_Com, E - IntL [No Heat] | E | Yes | Large Retail | Interior Lighting | REPL | 3573.8793 | 1044.0963 | 3.4229
| LED HiLo Bay_Com, E - IntL [Electric Heat] | E | Yes | Large Retail | Interior Lighting | NC | 7589.5961 | 2935.4907 | 2.5855
| LED HiLo Bay_Com, E - IntL [Electric Heat] | E | Yes | Large Retail | Interior Lighting | RET | 44569.7882 | 17238.6244 | 2.5855
| LED HiLo Bay_Com, E - IntL [Electric Heat] | E | Yes | Large Retail | Interior Lighting | REPL | 2970.7005 | 1149.0023 | 2.5855
| LED HiLo Bay_Com, E/G - IntL | E | Yes | Large Retail | Interior Lighting | NC | 39430.8342 | 14224.5144 | 2.772
| LED HiLo Bay_Com, E/G - IntL | E | Yes | Large Retail | Interior Lighting | RET | 231556.9764 | 83533.2454 | 2.772
| LED HiLo Bay_Com, E/G - IntL | E | Yes | Large Retail | Interior Lighting | REPL | 15433.9176 | 5567.7235 | 2.772
| LED HiLo Bay_Com, E/O - IntL | E | Yes | Large Retail | Interior Lighting | NC | 7847.1974 | 4430.0826 | 1.7713
| LED HiLo Bay_Com, E/O - IntL | E | Yes | Large Retail | Interior Lighting | RET | 46082.5479 | 26015.5928 | 1.7713
| LED HiLo Bay_Com, E/O - IntL | E | Yes | Large Retail | Interior Lighting | REPL | 3071.5302 | 1734.0117 | 1.7713
| LED HiLo Bay_Com, E/P - IntL | E | Yes | Large Retail | Interior Lighting | NC | 658.0421 | 421.1713 | 1.5624
| LED HiLo Bay_Com, E/P - IntL | E | Yes | Large Retail | Interior Lighting | RET | 3864.3421 | 2473.3219 | 1.5624
| LED HiLo Bay_Com, E/P - IntL | E | Yes | Large Retail | Interior Lighting | REPL | 257.5692 | 164.8538 | 1.5624
| Repl Scre_Com, E - IntL [No Heat] | E | Yes | Large Retail | Interior Lighting | NC | 0 | 0 | 0
| Repl Scre_Com, E - IntL [No Heat] | E | Yes | Large Retail | Interior Lighting | RET | 0 | 0 | 0
| Repl Scre_Com, E - IntL [No Heat] | E | Yes | Large Retail | Interior Lighting | REPL | 0 | 0 | 0
| Repl Scre_Com, E - IntL [Electric Heat] | E | Yes | Large Retail | Interior Lighting | NC | 0 | 0 | 0
| Repl Scre_Com, E - IntL [Electric Heat] | E | Yes | Large Retail | Interior Lighting | RET | 0 | 0 | 0
| Repl Scre_Com, E - IntL [Electric Heat] | E | Yes | Large Retail | Interior Lighting | REPL | 0 | 0 | 0
| Repl Scre_Com, E/G - IntL | E | Yes | Large Retail | Interior Lighting | NC | 0 | 0 | 0
| Repl Scre_Com, E/G - IntL | E | Yes | Large Retail | Interior Lighting | RET | 0 | 0 | 0
| Repl Scre_Com, E/G - IntL | E | Yes | Large Retail | Interior Lighting | REPL | 0 | 0 | 0
| Repl Scre_Com, E/O - IntL | E | Yes | Large Retail | Interior Lighting | NC | 0 | 0 | 0
| Repl Scre_Com, E/O - IntL | E | Yes | Large Retail | Interior Lighting | RET | 0 | 0 | 0
| Repl Scre_Com, E/O - IntL | E | Yes | Large Retail | Interior Lighting | REPL | 0 | 0 | 0
| Repl Scre_Com, E/P - IntL | E | Yes | Large Retail | Interior Lighting | NC | 0 | 0 | 0
| Repl Scre_Com, E/P - IntL | E | Yes | Large Retail | Interior Lighting | RET | 0 | 0 | 0
| Repl Scre_Com, E/P - IntL | E | Yes | Large Retail | Interior Lighting | REPL | 0 | 0 | 0
| Lin LED Fixture_Com, E - IntL [No Heat] | E | Yes | Large Retail | Interior Lighting | NC | 14404.5844 | 5179.797 | 2.7809
| Lin LED Fixture_Com, E - IntL [No Heat] | E | Yes | Large Retail | Interior Lighting | RET | 63027.502 | 34339.832 | 1.8354
| Lin LED Fixture_Com, E - IntL [No Heat] | E | Yes | Large Retail | Interior Lighting | REPL | 9756.0071 | 3508.1981 | 2.7809
| Lin LED Fixture_Com, E - IntL [Electric Heat] | E | Yes | Large Retail | Interior Lighting | NC | 13743.5895 | 5700.2393 | 2.4111
| Lin LED Fixture_Com, E - IntL [Electric Heat] | E | Yes | Large Retail | Interior Lighting | RET | 60135.3075 | 37790.1408 | 1.5913
| Lin LED Fixture_Com, E - IntL [Electric Heat] | E | Yes | Large Retail | Interior Lighting | REPL | 9308.3252 | 3860.6858 | 2.4111
| Lin LED Fixture_Com, E/G - IntL | E | Yes | Large Retail | Interior Lighting | NC | 63463.9861 | 25497.5319 | 2.489
| Lin LED Fixture_Com, E/G - IntL | E | Yes | Large Retail | Interior Lighting | RET | 277687.7408 | 160093.4879 | 1.7345
| Lin LED Fixture_Com, E/G - IntL | E | Yes | Large Retail | Interior Lighting | REPL | 42983.1975 | 17269.0925 | 2.489
| Lin LED Fixture_Com, E/O - IntL | E | Yes | Large Retail | Interior Lighting | NC | 12630.0759 | 7096.7942 | 1.7797
| Lin LED Fixture_Com, E/O - IntL | E | Yes | Large Retail | Interior Lighting | RET | 55263.1098 | 40709.9033 | 1.3575
| Lin LED Fixture_Com, E/O - IntL | E | Yes | Large Retail | Interior Lighting | REPL | 8554.1593 | 4806.5513 | 1.7797
| Lin LED Fixture_Com, E/P - IntL | E | Yes | Large Retail | Interior Lighting | NC | 1059.1197 | 657.3663 | 1.6112
| Lin LED Fixture_Com, E/P - IntL | E | Yes | Large Retail | Interior Lighting | RET | 4634.1961 | 3686.1876 | 1.2572
| Lin LED Fixture_Com, E/P - IntL | E | Yes | Large Retail | Interior Lighting | REPL | 717.3257 | 445.2242 | 1.6112
| LED Tube Repl_Com, E - IntL [No Heat] | E | Yes | Large Retail | Interior Lighting | RET | 424178.9545 | 26119.6671 | 16.2398
| LED Tube Repl_Com, E - IntL [No Heat] | E | Yes | Large Retail | Interior Lighting | REPL | 274630.9072 | 16910.9471 | 16.2398
| LED Tube Repl_Com, E - IntL [Electric Heat] | E | Yes | Large Retail | Interior Lighting | RET | 404714.3084 | 28744.0515 | 14.0799
| LED Tube Repl_Com, E - IntL [Electric Heat] | E | Yes | Large Retail | Interior Lighting | REPL | 262028.6945 | 18610.0815 | 14.0799
| LED Tube Repl_Com, E/G - IntL | E | Yes | Large Retail | Interior Lighting | RET | 1868855.5294 | 225410.819 | 8.2909
| LED Tube Repl_Com, E/G - IntL | E | Yes | Large Retail | Interior Lighting | REPL | 1209973.9605 | 145940.2384 | 8.2909
| LED Tube Repl_Com, E/O - IntL | E | Yes | Large Retail | Interior Lighting | RET | 371924.119 | 103488.2743 | 3.5939
| LED Tube Repl_Com, E/O - IntL | E | Yes | Large Retail | Interior Lighting | REPL | 240798.9768 | 67002.5666 | 3.5939
| LED Tube Repl_Com, E/P - IntL | E | Yes | Large Retail | Interior Lighting | RET | 31188.4237 | 10467.2463 | 2.9796
| LED Tube Repl_Com, E/P - IntL | E | Yes | Large Retail | Interior Lighting | REPL | 20192.6687 | 6776.9259 | 2.9796
| Repl pin CFL wLED_Com, E - IntL [No Heat] | E | Yes | Large Retail | Interior Lighting | RET | 17253.9411 | 5955.6674 | 2.8971
| Repl pin CFL wLED_Com, E - IntL [No Heat] | E | Yes | Large Retail | Interior Lighting | REPL | 18389.8822 | 6347.7684 | 2.8971
| Repl pin CFL wLED_Com, E - IntL [Electric Heat] | E | Yes | Large Retail | Interior Lighting | RET | 16462.1954 | 6554.0655 | 2.5118
| Repl pin CFL wLED_Com, E - IntL [Electric Heat] | E | Yes | Large Retail | Interior Lighting | REPL | 17546.0106 | 6985.563 | 2.5118
| Repl pin CFL wLED_Com, E/G - IntL | E | Yes | Large Retail | Interior Lighting | RET | 76017.7347 | 29507.1762 | 2.5762
| Repl pin CFL wLED_Com, E/G - IntL | E | Yes | Large Retail | Interior Lighting | REPL | 81022.485 | 31449.8287 | 2.5762
| Repl pin CFL wLED_Com, E/O - IntL | E | Yes | Large Retail | Interior Lighting | RET | 15128.4187 | 8257.0671 | 1.8322
| Repl pin CFL wLED_Com, E/O - IntL | E | Yes | Large Retail | Interior Lighting | REPL | 16124.4226 | 8800.6844 | 1.8322
| Repl pin CFL wLED_Com, E/P - IntL | E | Yes | Large Retail | Interior Lighting | RET | 1268.6231 | 765.1834 | 1.6579
| Repl pin CFL wLED_Com, E/P - IntL | E | Yes | Large Retail | Interior Lighting | REPL | 1352.145 | 815.5605 | 1.6579
| Refrig Case LED_Com, E - IntL | E | Yes | Large Retail | Interior Lighting | NC | 225787.3491 | 47708.5668 | 4.7326
| Refrig Case LED_Com, E - IntL | E | Yes | Large Retail | Interior Lighting | RET | 1234897.0669 | 260932.1089 | 4.7326
| Refrig Case LED_Com, E - IntL | E | Yes | Large Retail | Interior Lighting | REPL | 385886.3114 | 81537.2647 | 4.7326
| Refrig Case Ctrls_Com, E - IntL | E | Yes | Large Retail | Interior Lighting | RET | 727898.7616 | 391334.7156 | 1.86
| Stair Occ Sensor_Com, E - IntL [No Heat] | E | Yes | Large Retail | Interior Lighting | NC | 6514.0847 | 2216.2093 | 2.9393
| Stair Occ Sensor_Com, E - IntL [No Heat] | E | Yes | Large Retail | Interior Lighting | RET | 64126.222 | 21816.8997 | 2.9393
| Stair Occ Sensor_Com, E - IntL [Electric Heat] | E | Yes | Large Retail | Interior Lighting | NC | 6215.1676 | 2438.8839 | 2.5484
| Stair Occ Sensor_Com, E - IntL [Electric Heat] | E | Yes | Large Retail | Interior Lighting | RET | 61183.6097 | 24008.9618 | 2.5484
| Stair Occ Sensor_Com, E/G - IntL | E | Yes | Large Retail | Interior Lighting | NC | 28699.8756 | 12134.7773 | 2.3651
| Stair Occ Sensor_Com, E/G - IntL | E | Yes | Large Retail | Interior Lighting | RET | 282528.5019 | 119457.6769 | 2.3651
| Stair Occ Sensor_Com, E/O - IntL | E | Yes | Large Retail | Interior Lighting | NC | 5711.6111 | 3890.8111 | 1.468
| Stair Occ Sensor_Com, E/O - IntL | E | Yes | Large Retail | Interior Lighting | RET | 56226.4779 | 38302.0838 | 1.468
| Stair Occ Sensor_Com, E/P - IntL | E | Yes | Large Retail | Interior Lighting | NC | 478.9583 | 371.3347 | 1.2898
| Stair Occ Sensor_Com, E/P - IntL | E | Yes | Large Retail | Interior Lighting | RET | 4714.9812 | 3655.5084 | 1.2898
| Int Delamping_Com, E - IntL [No Heat] | E | Yes | Large Retail | Interior Lighting | RET | 8443.4316 | 449.8306 | 18.7702
| Int Delamping_Com, E - IntL [Electric Heat] | E | Yes | Large Retail | Interior Lighting | RET | 8055.9809 | 429.1888 | 18.7702
| Int Delamping_Com, E/G - IntL | E | Yes | Large Retail | Interior Lighting | RET | 37200.2278 | 4323.9228 | 8.6034
| Int Delamping_Com, E/O - IntL | E | Yes | Large Retail | Interior Lighting | RET | 7403.2806 | 2042.9313 | 3.6239
| Int Delamping_Com, E/P - IntL | E | Yes | Large Retail | Interior Lighting | RET | 620.8166 | 207.4177 | 2.9931
| Int Ltg Dsgn_Com, E - IntL [No Heat] | E | Yes | Large Retail | Interior Lighting | NC | 18165.6539 | 2258.1761 | 8.0444
| Int Ltg Dsgn_Com, E - IntL [Electric Heat] | E | Yes | Large Retail | Interior Lighting | NC | 17332.0717 | 2154.5533 | 8.0444
| Int Ltg Dsgn_Com, E/G - IntL | E | Yes | Large Retail | Interior Lighting | NC | 80034.5757 | 14987.9288 | 5.3399
| Int Ltg Dsgn_Com, E/O - IntL | E | Yes | Large Retail | Interior Lighting | NC | 15927.8171 | 5526.6954 | 2.882
| Int Ltg Dsgn_Com, E/P - IntL | E | Yes | Large Retail | Interior Lighting | NC | 1335.6582 | 541.1272 | 2.4683
| Room Air Conditioner_Com, E - Cool | E | Yes | Warehouse | Cooling | NC | 0 | 0 | 0
| Room Air Conditioner_Com, E - Cool | E | Yes | Warehouse | Cooling | RET | 0 | 0 | 0
| Room Air Conditioner_Com, E - Cool | E | Yes | Warehouse | Cooling | REPL | 0 | 0 | 0
| Fast Acting Doors_Com, E - Cool | E | Yes | Warehouse | Cooling | NC | 0 | 0 | 0
| Fast Acting Doors_Com, E - Cool | E | Yes | Warehouse | Cooling | RET | 0 | 0 | 0
| Fast Acting Doors_Com, E - Cool | E | Yes | Warehouse | Cooling | REPL | 0 | 0 | 0
| Mini Split Ductless AC_Com, E - Cool | E | Yes | Warehouse | Cooling | NC | 0 | 0 | 0
| Mini Split Ductless AC_Com, E - Cool | E | Yes | Warehouse | Cooling | RET | 0 | 0 | 0
| Mini Split Ductless AC_Com, E - Cool | E | Yes | Warehouse | Cooling | REPL | 0 | 0 | 0
| Eff Unitary AC_Com, E - Cool | E | Yes | Warehouse | Cooling | NC | 38820.9587 | 25881.2581 | 1.5
| Eff Unitary AC_Com, E - Cool | E | No | Warehouse | Cooling | RET | 313784.1267 | 1532318.004 | 0.20478
| Eff Unitary AC_Com, E - Cool | E | Yes | Warehouse | Cooling | REPL | 186890.5902 | 124596.7066 | 1.5
| PTAC_Com, E - Cool | E | Yes | Warehouse | Cooling | NC | 0 | 0 | 0
| PTAC_Com, E - Cool | E | Yes | Warehouse | Cooling | RET | 0 | 0 | 0
| PTAC_Com, E - Cool | E | Yes | Warehouse | Cooling | REPL | 0 | 0 | 0
| Unitary Equipment Economizer_Com, E - Cool | E | No | Warehouse | Cooling | RET | 108701.4122 | 166743.2679 | 0.65191
| AC Tuneup_Com, E - Cool [ASHP] | E | Yes | Warehouse | Cooling | RET | 202030.5999 | 14502.5724 | 13.9307
| AC Tuneup_Com, E - Heat [ASHP] | E | Yes | Warehouse | Space Heating | RET | 202030.5999 | 14502.5724 | 13.9307
| AC Tuneup_Com, E - Cool [Unitary AC] | E | Yes | Warehouse | Cooling | RET | 546010.0241 | 34766.1691 | 15.7052
| DCV_Com, E - Cool [Building w Elec Heat] | E | Yes | Warehouse | Cooling | RET | 710996.552 | 168046.5917 | 4.2309
| DCV_Com, E - Heat [Building w Elec Heat] | E | Yes | Warehouse | Space Heating | RET | 710996.552 | 168046.5917 | 4.2309
| DCV_Com, E - Vent [Building w Elec Heat] | E | Yes | Warehouse | Ventilation | RET | 710996.552 | 168046.5917 | 4.2309
| DCV_Com, E - Cool [Building w Gas Heat] | E | Yes | Warehouse | Cooling | RET | 2461578.0384 | 343155.8574 | 7.1734
| DCV_Com, G - Heat [Building w Gas Heat] | G | Yes | Warehouse | Space Heating | RET | 2461578.0384 | 343155.8574 | 7.1734
| DCV_Com, E - Vent [Building w Gas Heat] | E | Yes | Warehouse | Ventilation | RET | 2461578.0384 | 343155.8574 | 7.1734
| DCV_Com, E - Cool [Building w Oil Heat] | E | Yes | Warehouse | Cooling | RET | 1012095.2863 | 92328.2247 | 10.9619
| DCV_Com, O - Heat [Building w Oil Heat] | O | Yes | Warehouse | Space Heating | RET | 1012095.2863 | 92328.2247 | 10.9619
| DCV_Com, E - Vent [Building w Oil Heat] | E | Yes | Warehouse | Ventilation | RET | 1012095.2863 | 92328.2247 | 10.9619
| DCV_Com, E - Cool [Building w Propane Heat] | E | Yes | Warehouse | Cooling | RET | 434217.5297 | 27824.6916 | 15.6055
| DCV_Com, P - Heat [Building w Propane Heat] | Prp | Yes | Warehouse | Space Heating | RET | 434217.5297 | 27824.6916 | 15.6055
| DCV_Com, E - Vent [Building w Propane Heat] | E | Yes | Warehouse | Ventilation | RET | 434217.5297 | 27824.6916 | 15.6055
| Controls for Unitary AC_Com, E - Cool | E | No | Warehouse | Cooling | RET | 250140.4508 | 257899.3651 | 0.96991
| Optimized Unitary AC Sys_Com, E - Cool [Building w Elec Heat] | E | No | Warehouse | Cooling | NC | 43185.1211 | 76218.2835 | 0.5666
| Optimized Unitary AC Sys_Com, E - Heat [Building w Elec Heat] | E | No | Warehouse | Space Heating | NC | 43185.1211 | 76218.2835 | 0.5666
| Optimized Unitary AC Sys_Com, E - Cool [Building w Gas Heat] | E | Yes | Warehouse | Cooling | NC | 395512.6586 | 92965.2334 | 4.2544
| Optimized Unitary AC Sys_Com, G - Heat [Building w Gas Heat] | G | Yes | Warehouse | Space Heating | NC | 395512.6586 | 92965.2334 | 4.2544
| Optimized Unitary AC Sys_Com, E - Cool [Building w Oil Heat] | E | Yes | Warehouse | Cooling | NC | 212618.2207 | 24367.6988 | 8.7254
| Optimized Unitary AC Sys_Com, O - Heat [Building w Oil Heat] | O | Yes | Warehouse | Space Heating | NC | 212618.2207 | 24367.6988 | 8.7254
| Optimized Unitary AC Sys_Com, E - Cool [Building w Propane Heat] | E | Yes | Warehouse | Cooling | NC | 103305.1222 | 7441.2533 | 13.8828
| Optimized Unitary AC Sys_Com, P - Heat [Building w Propane Heat] | Prp | Yes | Warehouse | Space Heating | NC | 103305.1222 | 7441.2533 | 13.8828
| Cool Roof_Com, E - Cool [Building w Elec Heat] | E | No | Warehouse | Cooling | NC | 40684.8061 | 47470.9056 | 0.85705
| Cool Roof_Com, E - Cool [Building w Elec Heat] | E | No | Warehouse | Cooling | RET | 272347.5143 | 544995.5608 | 0.49972
| Cool Roof_Com, E - Heat [Building w Elec Heat] | E | No | Warehouse | Space Heating | NC | 40684.8061 | 47470.9056 | 0.85705
| Cool Roof_Com, E - Heat [Building w Elec Heat] | E | No | Warehouse | Space Heating | RET | 272347.5143 | 544995.5608 | 0.49972
| Cool Roof_Com, E - Cool [Building w Gas Heat] | E | No | Warehouse | Cooling | NC | 84697.087 | 123130.3812 | 0.68787
| Cool Roof_Com, E - Cool [Building w Gas Heat] | E | No | Warehouse | Cooling | RET | 566969.4256 | 1283933.036 | 0.44159
| Cool Roof_Com, G - Heat [Building w Gas Heat] | G | No | Warehouse | Space Heating | NC | 84697.087 | 123130.3812 | 0.68787
| Cool Roof_Com, G - Heat [Building w Gas Heat] | G | No | Warehouse | Space Heating | RET | 566969.4256 | 1283933.036 | 0.44159
| Cool Roof_Com, E - Cool [Building w Oil Heat] | E | No | Warehouse | Cooling | NC | 22788.2798 | 36187.0606 | 0.62974
| Cool Roof_Com, E - Cool [Building w Oil Heat] | E | No | Warehouse | Cooling | RET | 152546.6618 | 365418.5868 | 0.41746
| Cool Roof_Com, O - Heat [Building w Oil Heat] | O | No | Warehouse | Space Heating | NC | 22788.2798 | 36187.0606 | 0.62974
| Cool Roof_Com, O - Heat [Building w Oil Heat] | O | No | Warehouse | Space Heating | RET | 152546.6618 | 365418.5868 | 0.41746
| Cool Roof_Com, E - Cool [Building w Propane Heat] | E | No | Warehouse | Cooling | NC | 6867.6384 | 14791.952 | 0.46428
| Cool Roof_Com, E - Cool [Building w Propane Heat] | E | No | Warehouse | Cooling | RET | 45972.5489 | 135502.1261 | 0.33928
| Cool Roof_Com, P - Heat [Building w Propane Heat] | Prp | No | Warehouse | Space Heating | NC | 6867.6384 | 14791.952 | 0.46428
| Cool Roof_Com, P - Heat [Building w Propane Heat] | Prp | No | Warehouse | Space Heating | RET | 45972.5489 | 135502.1261 | 0.33928
| GSHP_Com, E - Cool | E | Yes | Warehouse | Cooling | RET | 373767.0157 | 189519.0104 | 1.9722
| GSHP_Com, E - Cool | E | Yes | Warehouse | Cooling | REPL | 5.3556e-11 | 2.0088e-11 | 2.666
| GSHP_Com, E - Heat | E | Yes | Warehouse | Space Heating | RET | 373767.0157 | 189519.0104 | 1.9722
| GSHP_Com, E - Heat | E | Yes | Warehouse | Space Heating | REPL | 5.3556e-11 | 2.0088e-11 | 2.666
| Unitary HP_Com, E - Cool | E | Yes | Warehouse | Cooling | NC | 58361.7578 | 17969.9156 | 3.2477
| Unitary HP_Com, E - Cool | E | No | Warehouse | Cooling | RET | 358006.0685 | 492336.8652 | 0.72716
| Unitary HP_Com, E - Cool | E | Yes | Warehouse | Cooling | REPL | 176557.201 | 54362.9617 | 3.2477
| Unitary HP_Com, E - Heat | E | Yes | Warehouse | Space Heating | NC | 58361.7578 | 17969.9156 | 3.2477
| Unitary HP_Com, E - Heat | E | No | Warehouse | Space Heating | RET | 358006.0685 | 492336.8652 | 0.72716
| Unitary HP_Com, E - Heat | E | Yes | Warehouse | Space Heating | REPL | 176557.201 | 54362.9617 | 3.2477
| PTHP_Com, E - Cool | E | Yes | Warehouse | Cooling | NC | 0 | 0 | 0
| PTHP_Com, E - Cool | E | Yes | Warehouse | Cooling | RET | 0 | 0 | 0
| PTHP_Com, E - Cool | E | Yes | Warehouse | Cooling | REPL | 0 | 0 | 0
| PTHP_Com, E - Heat | E | Yes | Warehouse | Space Heating | NC | 0 | 0 | 0
| PTHP_Com, E - Heat | E | Yes | Warehouse | Space Heating | RET | 0 | 0 | 0
| PTHP_Com, E - Heat | E | Yes | Warehouse | Space Heating | REPL | 0 | 0 | 0
| Minisplit Ductless HP_Com, E - Cool | E | Yes | Warehouse | Cooling | RET | 319620.3759 | 63712.0172 | 5.0166
| Minisplit Ductless HP_Com, E - Cool | E | Yes | Warehouse | Cooling | REPL | 29785.5826 | 3156.8405 | 9.4353
| Minisplit Ductless HP_Com, E - Heat | E | Yes | Warehouse | Space Heating | RET | 319620.3759 | 63712.0172 | 5.0166
| Minisplit Ductless HP_Com, E - Heat | E | Yes | Warehouse | Space Heating | REPL | 29785.5826 | 3156.8405 | 9.4353
| Programmable TStat_Com, E - Cool [Building w Elec Heat] | E | Yes | Warehouse | Cooling | NC | 0 | 0 | 0
| Programmable TStat_Com, E - Heat [Building w Elec Heat] | E | Yes | Warehouse | Space Heating | NC | 0 | 0 | 0
| Programmable TStat_Com, E - Cool [Building w Gas Heat] | E | Yes | Warehouse | Cooling | NC | 0 | 0 | 0
| Programmable TStat_Com, E - Cool [Building w Gas Heat] | E | Yes | Warehouse | Cooling | RET | 0 | 0 | 0
| Programmable TStat_Com, G - Heat [Building w Gas Heat] | G | Yes | Warehouse | Space Heating | NC | 0 | 0 | 0
| Programmable TStat_Com, G - Heat [Building w Gas Heat] | G | Yes | Warehouse | Space Heating | RET | 0 | 0 | 0
| Programmable TStat_Com, E - Cool [Building w Propane Heat] | E | Yes | Warehouse | Cooling | NC | 0 | 0 | 0
| Programmable TStat_Com, E - Cool [Building w Propane Heat] | E | Yes | Warehouse | Cooling | RET | 0 | 0 | 0
| Programmable TStat_Com, P - Heat [Building w Propane Heat] | Prp | Yes | Warehouse | Space Heating | NC | 0 | 0 | 0
| Programmable TStat_Com, P - Heat [Building w Propane Heat] | Prp | Yes | Warehouse | Space Heating | RET | 0 | 0 | 0
| Programmable TStat_Com, E - Cool [Building w Oil Heat] | E | Yes | Warehouse | Cooling | NC | 0 | 0 | 0
| Programmable TStat_Com, E - Cool [Building w Oil Heat] | E | Yes | Warehouse | Cooling | RET | 0 | 0 | 0
| Programmable TStat_Com, O - Heat [Building w Oil Heat] | O | Yes | Warehouse | Space Heating | NC | 0 | 0 | 0
| Programmable TStat_Com, O - Heat [Building w Oil Heat] | O | Yes | Warehouse | Space Heating | RET | 0 | 0 | 0
| Smart TStat_Com, E - Cool [Building w Elec Heat] | E | Yes | Warehouse | Cooling | NC | 106248.9329 | 38500.3498 | 2.7597
| Smart TStat_Com, E - Cool [Building w Elec Heat] | E | Yes | Warehouse | Cooling | RET | 500113.9985 | 240059.3111 | 2.0833
| Smart TStat_Com, E - Heat [Building w Elec Heat] | E | Yes | Warehouse | Space Heating | NC | 106248.9329 | 38500.3498 | 2.7597
| Smart TStat_Com, E - Heat [Building w Elec Heat] | E | Yes | Warehouse | Space Heating | RET | 500113.9985 | 240059.3111 | 2.0833
| Smart TStat_Com, E - Cool [Building w Gas Heat] | E | Yes | Warehouse | Cooling | NC | 339224.7033 | 78618.7949 | 4.3148
| Smart TStat_Com, E - Cool [Building w Gas Heat] | E | Yes | Warehouse | Cooling | RET | 1581677.0227 | -16352.3242 | -96.7249
| Smart TStat_Com, G - Heat [Building w Gas Heat] | G | Yes | Warehouse | Space Heating | NC | 339224.7033 | 78618.7949 | 4.3148
| Smart TStat_Com, G - Heat [Building w Gas Heat] | G | Yes | Warehouse | Space Heating | RET | 1581677.0227 | -16352.3242 | -96.7249
| Smart TStat_Com, E - Cool [Building w Propane Heat] | E | Yes | Warehouse | Cooling | NC | 90338.2337 | 21152.8773 | 4.2707
| Smart TStat_Com, E - Cool [Building w Propane Heat] | E | Yes | Warehouse | Cooling | RET | 421279.5033 | 131893.4813 | 3.1941
| Smart TStat_Com, P - Heat [Building w Propane Heat] | Prp | Yes | Warehouse | Space Heating | NC | 90338.2337 | 21152.8773 | 4.2707
| Smart TStat_Com, P - Heat [Building w Propane Heat] | Prp | Yes | Warehouse | Space Heating | RET | 421279.5033 | 131893.4813 | 3.1941
| Smart TStat_Com, E - Cool [Building w Oil Heat] | E | Yes | Warehouse | Cooling | NC | 66754.7289 | 6374.7818 | 10.4717
| Smart TStat_Com, E - Cool [Building w Oil Heat] | E | Yes | Warehouse | Cooling | RET | 308458.7263 | 39748.3592 | 7.7603
| Smart TStat_Com, O - Heat [Building w Oil Heat] | O | Yes | Warehouse | Space Heating | NC | 66754.7289 | 6374.7818 | 10.4717
| Smart TStat_Com, O - Heat [Building w Oil Heat] | O | Yes | Warehouse | Space Heating | RET | 308458.7263 | 39748.3592 | 7.7603
| Boiler Blowdown Controls_Com, G - Heat | G | No | Warehouse | Space Heating | RET | 13757.7695 | 59508.4788 | 0.23119
| Boiler Blowdown Controls_Com, O - Heat | O | No | Warehouse | Space Heating | RET | 26127.737 | 111367.8802 | 0.23461
| Boiler Blowdown Controls_Com, P - Heat | Prp | No | Warehouse | Space Heating | RET | 19085.7877 | 100221.3844 | 0.19044
| Boiler Modifications_Com, G - Heat | G | Yes | Warehouse | Space Heating | RET | 64253.9797 | 29567.131 | 2.1732
| Boiler Modifications_Com, O - Heat | O | Yes | Warehouse | Space Heating | RET | 135453.1672 | 28518.9016 | 4.7496
| Boiler Modifications_Com, P - Heat | Prp | Yes | Warehouse | Space Heating | RET | 95360.7409 | 20586.7462 | 4.6321
| Boilers_Com, G - Heat | G | Yes | Warehouse | Space Heating | NC | 31175.0532 | 22623.8745 | 1.378
| Boilers_Com, G - Heat | G | No | Warehouse | Space Heating | RET | 147449.5554 | 433255.5466 | 0.34033
| Boilers_Com, G - Heat | G | Yes | Warehouse | Space Heating | REPL | 2.2157e-11 | 1.608e-11 | 1.378
| Boilers_Com, O - Heat | O | No | Warehouse | Space Heating | NC | 22277.4633 | 146347.7865 | 0.15222
| Boilers_Com, O - Heat | O | No | Warehouse | Space Heating | RET | 107722.9271 | 2865295.7187 | 0.037596
| Boilers_Com, O - Heat | O | No | Warehouse | Space Heating | REPL | 1.5833e-11 | 1.0401e-10 | 0.15222
| Boilers_Com, P - Heat | Prp | Yes | Warehouse | Space Heating | NC | 35960.8023 | 951.8225 | 37.781
| Boilers_Com, P - Heat | Prp | Yes | Warehouse | Space Heating | RET | 172149.7834 | 18449.0477 | 9.3311
| Boilers_Com, P - Heat | Prp | Yes | Warehouse | Space Heating | REPL | 2.5559e-11 | 6.7649e-13 | 37.781
| Furnace_Com, G - Heat | G | Yes | Warehouse | Space Heating | NC | 191145.3506 | 79204.1713 | 2.4133
| Furnace_Com, G - Heat | G | No | Warehouse | Space Heating | RET | 845275.0119 | 1496719.3991 | 0.56475
| Furnace_Com, G - Heat | G | Yes | Warehouse | Space Heating | REPL | 1.4767e-10 | 6.1188e-11 | 2.4133
| Furnace_Com, O - Heat | O | Yes | Warehouse | Space Heating | NC | 46369.491 | 6295.2444 | 7.3658
| Furnace_Com, O - Heat | O | Yes | Warehouse | Space Heating | RET | 228655.7658 | 132654.034 | 1.7237
| Furnace_Com, O - Heat | O | Yes | Warehouse | Space Heating | REPL | 3.5822e-11 | 4.8633e-12 | 7.3658
| Furnace_Com, P - Heat | Prp | Yes | Warehouse | Space Heating | NC | 25771.4649 | 2773.2704 | 9.2928
| Furnace_Com, P - Heat | Prp | Yes | Warehouse | Space Heating | RET | 122836.2474 | 56485.5926 | 2.1746
| Furnace_Com, P - Heat | Prp | Yes | Warehouse | Space Heating | REPL | 1.9909e-11 | 2.1425e-12 | 9.2928
| Unit Heater_Com, G - Heat | G | Yes | Warehouse | Space Heating | NC | 85809.3296 | 21790.7492 | 3.9379
| Unit Heater_Com, G - Heat | G | Yes | Warehouse | Space Heating | RET | 482359.7128 | 462524.1073 | 1.0429
| Unit Heater_Com, G - Heat | G | Yes | Warehouse | Space Heating | REPL | 52964.7166 | 13450.0626 | 3.9379
| Unit Heater_Com, P - Heat | Prp | Yes | Warehouse | Space Heating | NC | 20757.6243 | 1251.9352 | 16.5804
| Unit Heater_Com, P - Heat | Prp | Yes | Warehouse | Space Heating | RET | 102964.3218 | 23448.5856 | 4.3911
| Unit Heater_Com, P - Heat | Prp | Yes | Warehouse | Space Heating | REPL | 2.1696e-11 | 1.3085e-12 | 16.5804
| Destratification Fans_Com, G - Heat | G | No | Warehouse | Space Heating | NC | 149350.5731 | 683092.7417 | 0.21864
| Destratification Fans_Com, G - Heat | G | No | Warehouse | Space Heating | RET | 862487.8584 | 3944807.0648 | 0.21864
| Destratification Fans_Com, G - Heat | G | No | Warehouse | Space Heating | REPL | 424933.4539 | 1943540.9726 | 0.21864
| Destratification Fans_Com, O - Heat | O | No | Warehouse | Space Heating | NC | 57620.2506 | 74512.6169 | 0.7733
| Destratification Fans_Com, O - Heat | O | No | Warehouse | Space Heating | RET | 332752.421 | 430304.5097 | 0.7733
| Destratification Fans_Com, O - Heat | O | No | Warehouse | Space Heating | REPL | 163941.5857 | 212003.8779 | 0.7733
| Destratification Fans_Com, P - Heat | Prp | No | Warehouse | Space Heating | NC | 39524.2104 | 40527.0582 | 0.97525
| Destratification Fans_Com, P - Heat | Prp | No | Warehouse | Space Heating | RET | 228249.2106 | 234040.5778 | 0.97525
| Destratification Fans_Com, P - Heat | Prp | No | Warehouse | Space Heating | REPL | 112454.5913 | 115307.9017 | 0.97525
| Energy Recovery Ventilator_Com, G - Heat | G | Yes | Warehouse | Space Heating | NC | 102426.9044 | 64506.5631 | 1.5879
| Energy Recovery Ventilator_Com, G - Heat | G | Yes | Warehouse | Space Heating | RET | 603392.6637 | 380005.4992 | 1.5879
| Energy Recovery Ventilator_Com, G - Heat | G | Yes | Warehouse | Space Heating | REPL | 87427.7535 | 55060.3763 | 1.5879
| Energy Recovery Ventilator_Com, O - Heat | O | Yes | Warehouse | Space Heating | NC | 39516.848 | 7036.4572 | 5.616
| Energy Recovery Ventilator_Com, O - Heat | O | Yes | Warehouse | Space Heating | RET | 232792.102 | 41451.4755 | 5.616
| Energy Recovery Ventilator_Com, O - Heat | O | Yes | Warehouse | Space Heating | REPL | 33730.0957 | 6006.0553 | 5.616
| Energy Recovery Ventilator_Com, P - Heat | Prp | Yes | Warehouse | Space Heating | NC | 27106.3072 | 3827.0956 | 7.0827
| Energy Recovery Ventilator_Com, P - Heat | Prp | Yes | Warehouse | Space Heating | RET | 159682.1244 | 22545.2605 | 7.0827
| Energy Recovery Ventilator_Com, P - Heat | Prp | Yes | Warehouse | Space Heating | REPL | 23136.9247 | 3266.6649 | 7.0827
| Forced Air Heating Maintenance_Com, G - Heat | G | No | Warehouse | Space Heating | RET | 10020.6799 | 25940.2766 | 0.3863
| Forced Air Heating Maintenance_Com, O - Heat | O | Yes | Warehouse | Space Heating | RET | 3414.3087 | 2618.183 | 1.3041
| Forced Air Heating Maintenance_Com, P - Heat | Prp | Yes | Warehouse | Space Heating | RET | 3358.2934 | 1923.4175 | 1.746
| Infrared Heater_Com, G - Heat | G | Yes | Warehouse | Space Heating | NC | 34634.0208 | 3199.5156 | 10.8248
| Infrared Heater_Com, G - Heat | G | Yes | Warehouse | Space Heating | RET | 421262.7416 | 71325.6205 | 5.9062
| Infrared Heater_Com, G - Heat | G | Yes | Warehouse | Space Heating | REPL | 93457.4054 | 8633.662 | 10.8248
| Steam Trap Maintenance_Com, G - Heat | G | Yes | Warehouse | Space Heating | RET | 19878.3488 | 4999.6992 | 3.9759
| Steam Trap Maintenance_Com, O - Heat | O | Yes | Warehouse | Space Heating | RET | 28332.3976 | 2060.8512 | 13.7479
| Windows_Com, E - Cool [Building w Elec Heat] | E | No | Warehouse | Cooling | NC | 103463.8036 | 205658.5693 | 0.50309
| Windows_Com, E - Heat [Building w Elec Heat] | E | No | Warehouse | Space Heating | NC | 103463.8036 | 205658.5693 | 0.50309
| Windows_Com, E - Cool [Building w Gas Heat] | E | No | Warehouse | Cooling | NC | 339305.74 | 419960.5713 | 0.80795
| Windows_Com, G - Heat [Building w Gas Heat] | G | No | Warehouse | Space Heating | NC | 339305.74 | 419960.5713 | 0.80795
| Windows_Com, E - Cool [Building w Oil Heat] | E | No | Warehouse | Cooling | NC | 107574.2263 | 112993.0122 | 0.95204
| Windows_Com, O - Heat [Building w Oil Heat] | O | No | Warehouse | Space Heating | NC | 107574.2263 | 112993.0122 | 0.95204
| Windows_Com, E - Cool [Building w Propane Heat] | E | Yes | Warehouse | Cooling | NC | 52973.0338 | 34052.3792 | 1.5556
| Windows_Com, P - Heat [Building w Propane Heat] | Prp | Yes | Warehouse | Space Heating | NC | 52973.0338 | 34052.3792 | 1.5556
| Window Film_Com, E - Cool [Building w Elec Heat] | E | No | Warehouse | Cooling | RET | 0 | 0 | 0
| Window Film_Com, E - Heat [Building w Elec Heat] | E | No | Warehouse | Space Heating | RET | 0 | 0 | 0
| Window Film_Com, E - Cool [Building w Gas Heat] | E | No | Warehouse | Cooling | RET | 0 | 0 | 0
| Window Film_Com, G - Heat [Building w Gas Heat] | G | No | Warehouse | Space Heating | RET | 0 | 0 | 0
| Window Film_Com, E - Cool [Building w Oil Heat] | E | No | Warehouse | Cooling | RET | 0 | 0 | 0
| Window Film_Com, O - Heat [Building w Oil Heat] | O | No | Warehouse | Space Heating | RET | 0 | 0 | 0
| Window Film_Com, E - Cool [Building w Propane Heat] | E | No | Warehouse | Cooling | RET | 0 | 0 | 0
| Window Film_Com, P - Heat [Building w Propane Heat] | Prp | No | Warehouse | Space Heating | RET | 0 | 0 | 0
| Motors and Fans_Com, E - Vent | E | Yes | Warehouse | Ventilation | NC | 10019.4223 | 4527.3765 | 2.2131
| Motors and Fans_Com, E - Vent | E | Yes | Warehouse | Ventilation | RET | 32500.1501 | 24639.7629 | 1.319
| Motors and Fans_Com, E - Vent | E | Yes | Warehouse | Ventilation | REPL | 584.4955 | 264.1102 | 2.2131
| ECM Furnace Motors_Com, E - Vent | E | Yes | Warehouse | Ventilation | RET | 86263.9837 | 30806.9343 | 2.8001
| VFD on HVAC System_Com, E - Vent | E | Yes | Warehouse | Ventilation | RET | 1062300.9194 | 141170.4706 | 7.525
| Kitchen DCV_Com, E - Vent [Building w Elec Heat] | E | Yes | Warehouse | Ventilation | NC | 607.0062 | 73.9668 | 8.2065
| Kitchen DCV_Com, E - Vent [Building w Elec Heat] | E | Yes | Warehouse | Ventilation | RET | 3392.5802 | 413.4033 | 8.2065
| Kitchen DCV_Com, E - Vent [Building w Elec Heat] | E | Yes | Warehouse | Ventilation | REPL | 247.8733 | 30.2046 | 8.2065
| Kitchen DCV_Com, E - Heat [Building w Elec Heat] | E | Yes | Warehouse | Space Heating | NC | 607.0062 | 73.9668 | 8.2065
| Kitchen DCV_Com, E - Heat [Building w Elec Heat] | E | Yes | Warehouse | Space Heating | RET | 3392.5802 | 413.4033 | 8.2065
| Kitchen DCV_Com, E - Heat [Building w Elec Heat] | E | Yes | Warehouse | Space Heating | REPL | 247.8733 | 30.2046 | 8.2065
| Kitchen DCV_Com, E - Vent [Building w Gas Heat] | E | Yes | Warehouse | Ventilation | NC | 607.0062 | 73.9668 | 8.2065
| Kitchen DCV_Com, E - Vent [Building w Gas Heat] | E | Yes | Warehouse | Ventilation | RET | 3392.5802 | 413.4033 | 8.2065
| Kitchen DCV_Com, E - Vent [Building w Gas Heat] | E | Yes | Warehouse | Ventilation | REPL | 247.8733 | 30.2046 | 8.2065
| Kitchen DCV_Com, G - Heat [Building w Gas Heat] | G | Yes | Warehouse | Space Heating | NC | 2079.2607 | 26.7183 | 77.8217
| Kitchen DCV_Com, G - Heat [Building w Gas Heat] | G | Yes | Warehouse | Space Heating | RET | 11363.8373 | 149.3295 | 76.0991
| Kitchen DCV_Com, G - Heat [Building w Gas Heat] | G | Yes | Warehouse | Space Heating | REPL | 830.28 | 10.9105 | 76.0991
| Kitchen DCV_Com, E - Vent [Building w Oil Heat] | E | Yes | Warehouse | Ventilation | NC | 2079.2607 | 26.7183 | 77.8217
| Kitchen DCV_Com, E - Vent [Building w Oil Heat] | E | Yes | Warehouse | Ventilation | RET | 11363.8373 | 149.3295 | 76.0991
| Kitchen DCV_Com, E - Vent [Building w Oil Heat] | E | Yes | Warehouse | Ventilation | REPL | 830.28 | 10.9105 | 76.0991
| Kitchen DCV_Com, O - Heat [Building w Oil Heat] | O | Yes | Warehouse | Space Heating | NC | 2079.2607 | 26.7183 | 77.8217
| Kitchen DCV_Com, O - Heat [Building w Oil Heat] | O | Yes | Warehouse | Space Heating | RET | 11363.8373 | 149.3295 | 76.0991
| Kitchen DCV_Com, O - Heat [Building w Oil Heat] | O | Yes | Warehouse | Space Heating | REPL | 830.28 | 10.9105 | 76.0991
| Kitchen DCV_Com, E - Vent [Building w Oil Heat] | E | Yes | Warehouse | Ventilation | NC | 2079.2607 | 26.7183 | 77.8217
| Kitchen DCV_Com, E - Vent [Building w Oil Heat] | E | Yes | Warehouse | Ventilation | RET | 11363.8373 | 149.3295 | 76.0991
| Kitchen DCV_Com, E - Vent [Building w Oil Heat] | E | Yes | Warehouse | Ventilation | REPL | 830.28 | 10.9105 | 76.0991
| Kitchen DCV_Com, P - Heat [Building w Propane Heat] | Prp | Yes | Warehouse | Space Heating | NC | 358.0169 | 0 | 0
| Kitchen DCV_Com, P - Heat [Building w Propane Heat] | Prp | Yes | Warehouse | Space Heating | RET | 1951.8483 | 0 | 0
| Kitchen DCV_Com, P - Heat [Building w Propane Heat] | Prp | Yes | Warehouse | Space Heating | REPL | 142.6086 | 0 | 0
| Duct Sealing Regulated_Com, E - Vent [Building w Elec Heat] | E | Yes | Warehouse | Ventilation | RET | 876724.218 | 114672.6946 | 7.6454
| Duct Sealing Regulated_Com, E - Heat [Building w Elec Heat] | E | Yes | Warehouse | Space Heating | RET | 876724.218 | 114672.6946 | 7.6454
| Duct Sealing Regulated_Com, E - Cool [Building w Elec Heat] | E | Yes | Warehouse | Cooling | RET | 876724.218 | 114672.6946 | 7.6454
| Duct Sealing Regulated_Com, E - Vent [Building w Gas Heat] | E | Yes | Warehouse | Ventilation | RET | 3733796.1703 | 0 | 0
| Duct Sealing Regulated_Com, G - Heat [Building w Gas Heat] | G | Yes | Warehouse | Space Heating | RET | 3733796.1703 | 0 | 0
| Duct Sealing Regulated_Com, E - Cool [Building w Gas Heat] | E | Yes | Warehouse | Cooling | RET | 3733796.1703 | 0 | 0
| Duct Sealing Non Regulated_Com, E - Vent [Building w Oil Heat] | E | Yes | Warehouse | Ventilation | RET | 714139.5323 | 63003.5171 | 11.3349
| Duct Sealing Non Regulated_Com, O - Heat [Building w Oil Heat] | O | Yes | Warehouse | Space Heating | RET | 714139.5323 | 63003.5171 | 11.3349
| Duct Sealing Non Regulated_Com, E - Cool [Building w Oil Heat] | E | Yes | Warehouse | Cooling | RET | 714139.5323 | 63003.5171 | 11.3349
| Duct Sealing Non Regulated_Com, E - Vent [Building w Propane Heat] | E | Yes | Warehouse | Ventilation | RET | 419105.0156 | 0 | 0
| Duct Sealing Non Regulated_Com, P - Heat [Building w Propane Heat] | Prp | Yes | Warehouse | Space Heating | RET | 419105.0156 | 0 | 0
| Duct Sealing Non Regulated_Com, E - Cool [Building w Propane Heat] | E | Yes | Warehouse | Cooling | RET | 419105.0156 | 0 | 0
| Power Strip_Com, E - Plug [Tier 1] | E | Yes | Warehouse | Plug Loads | NC | 0 | 0 | 0
| Power Strip_Com, E - Plug [Tier 1] | E | Yes | Warehouse | Plug Loads | RET | 0 | 0 | 0
| Power Strip_Com, E - Plug [Tier 1] | E | Yes | Warehouse | Plug Loads | REPL | 0 | 0 | 0
| Power Strip_Com, E - Plug [Tier 2] | E | Yes | Warehouse | Plug Loads | NC | 20005.0424 | 16938.0995 | 1.1811
| Power Strip_Com, E - Plug [Tier 2] | E | Yes | Warehouse | Plug Loads | RET | 182032.9999 | 162295.5795 | 1.1216
| Power Strip_Com, E - Plug [Tier 2] | E | Yes | Warehouse | Plug Loads | REPL | 153768.3803 | 130194.3812 | 1.1811
| Computer Power Management_Com, E - Plug | E | Yes | Warehouse | Plug Loads | RET | 107386.743 | 52930.4125 | 2.0288
| Vending Machine Controls_Com, E - Plug [Non-Refrigerated] | E | No | Warehouse | Plug Loads | RET | 20057.592 | 19800.8063 | 1.013
| Vending Machine Controls_Com, E - Plug [Refrigerated] | E | Yes | Warehouse | Plug Loads | RET | 60172.776 | 10636.4899 | 5.6572
| Ovens_Com, E - Cook | E | Yes | Warehouse | Cooking | NC | 763.2452 | 10.0425 | 76.0018
| Ovens_Com, E - Cook | E | Yes | Warehouse | Cooking | REPL | 8348.4118 | 109.8449 | 76.0018
| Fryers_Com, E - Cook | E | Yes | Warehouse | Cooking | NC | 125.2345 | 1.5044 | 83.2429
| Fryers_Com, E - Cook | E | Yes | Warehouse | Cooking | REPL | 1369.8211 | 16.4557 | 83.2429
| Griddles_Com, E - Cook | E | Yes | Warehouse | Cooking | NC | 34.9294 | 6.9 | 5.0622
| Griddles_Com, E - Cook | E | Yes | Warehouse | Cooking | REPL | 382.0591 | 75.4724 | 5.0622
| Hot Food Holding Cabinet_Com, E - Cook | E | Yes | Warehouse | Cooking | NC | 151.9924 | 4.2962 | 35.3781
| Hot Food Holding Cabinet_Com, E - Cook | E | Yes | Warehouse | Cooking | REPL | 1662.4995 | 46.9924 | 35.3781
| Steamers_Com, E - Cook | E | Yes | Warehouse | Cooking | NC | 119.3302 | 15.0889 | 7.9085
| Steamers_Com, E - Cook | E | Yes | Warehouse | Cooking | REPL | 1305.2394 | 165.0426 | 7.9085
| ES Refrigerator and Freezer_Com, E - Refr | E | Yes | Warehouse | Refrigeration | NC | 3683.5428 | 1063.9972 | 3.462
| ES Refrigerator and Freezer_Com, E - Refr | E | Yes | Warehouse | Refrigeration | REPL | 40290.762 | 11638.0513 | 3.462
| Loading Dock Pit Seals_Com, E - Refr | E | No | Warehouse | Refrigeration | NC | 22808.0196 | 35076.0672 | 0.65024
| Loading Dock Pit Seals_Com, E - Refr | E | No | Warehouse | Refrigeration | RET | 299370.1993 | 460396.3618 | 0.65024
| ECM Comp Cond Fan Motor_Com, E - Refr | E | Yes | Warehouse | Refrigeration | NC | 69243.7494 | 12709.5525 | 5.4482
| ECM Comp Cond Fan Motor_Com, E - Refr | E | Z | Warehouse | Refrigeration | RET | 0 | 0 | 0
| ECM Comp Cond Fan Motor_Com, E - Refr | E | Yes | Warehouse | Refrigeration | REPL | 275445.843 | 50557.5365 | 5.4482
| Evap Fan Motor Replacement_Com, E - Refr | E | Yes | Warehouse | Refrigeration | NC | 103775.7466 | 37527.7387 | 2.7653
| Evap Fan Motor Replacement_Com, E - Refr | E | Yes | Warehouse | Refrigeration | RET | 955618.9538 | 231697.547 | 4.1244
| Evap Fan Motor Replacement_Com, E - Refr | E | Yes | Warehouse | Refrigeration | REPL | 35621.6339 | 12881.6165 | 2.7653
| Evap Fan Speed Controls_Com, E - Refr | E | Yes | Warehouse | Refrigeration | NC | 170362.7018 | 38054.3375 | 4.4768
| Evap Fan Speed Controls_Com, E - Refr | E | Yes | Warehouse | Refrigeration | RET | 2216736.3205 | 360914.7736 | 6.142
| Refrigerated Vending Machine_Com, E - Refr | E | Yes | Warehouse | Refrigeration | NC | 4219.091 | 1533.9131 | 2.7505
| Refrigerated Vending Machine_Com, E - Refr | E | Yes | Warehouse | Refrigeration | REPL | 39555.9541 | 14381.1537 | 2.7505
| Walk In Refrigeration_Com, E - Refr | E | Yes | Warehouse | Refrigeration | NC | 49663.064 | 5191.6511 | 9.5659
| Refrigeration Tune Up_Com, E - Refr | E | Yes | Warehouse | Refrigeration | RET | 480035.3283 | 36892.0817 | 13.0119
| Walk In Cooler Retroft_Com, E - Refr | E | Yes | Warehouse | Refrigeration | RET | 127136.5121 | 19035.4267 | 6.6789
| Door Gasket Replacement_Com, E - Refr | E | Z | Warehouse | Refrigeration | RET | 0 | 0 | 0
| EnergyStar Dehumidifier_Com, E - Appl | E | Yes | Warehouse | Appliances | NC | 5453.3641 | 536.4536 | 10.1656
| EnergyStar Dehumidifier_Com, E - Appl | E | Yes | Warehouse | Appliances | REPL | 59649.1495 | 5867.7543 | 10.1656
| Clothes Washer Elec WH_Com, E - Appl [unit w/ elec dry - Washer] | E | Yes | Warehouse | Appliances | NC | 3594.9319 | 506.2743 | 7.1008
| Clothes Washer Elec WH_Com, E - Appl [unit w/ elec dry - Washer] | E | Yes | Warehouse | Appliances | REPL | 65406.2461 | 9211.1621 | 7.1008
| Clothes Washer Elec WH_Com, E - Appl [unit w/ elec dry - Dryer] | E | Yes | Warehouse | Appliances | NC | 3594.9319 | 506.2743 | 7.1008
| Clothes Washer Elec WH_Com, E - Appl [unit w/ elec dry - Dryer] | E | Yes | Warehouse | Appliances | REPL | 65406.2461 | 9211.1621 | 7.1008
| Clothes Washer Elec WH_Com, E - HWat [unit w/ elec dry - Water Heater] | E | Yes | Warehouse | Water Heating | NC | 3594.9319 | 506.2743 | 7.1008
| Clothes Washer Elec WH_Com, E - HWat [unit w/ elec dry - Water Heater] | E | Yes | Warehouse | Water Heating | REPL | 65406.2461 | 9211.1621 | 7.1008
| Clothes Washer Elec WH_Com, E - Appl [unit w/ gas dry - Washer] | E | Yes | Warehouse | Appliances | NC | 795.7202 | 126.5686 | 6.2869
| Clothes Washer Elec WH_Com, E - Appl [unit w/ gas dry - Washer] | E | Yes | Warehouse | Appliances | REPL | 14476.9746 | 2302.7905 | 6.2867
| Clothes Washer Elec WH_Com, G - Oth [unit w/ gas dry - Dryer] | G | Yes | Warehouse | Other | NC | 795.7202 | 126.5686 | 6.2869
| Clothes Washer Elec WH_Com, G - Oth [unit w/ gas dry - Dryer] | G | Yes | Warehouse | Other | REPL | 14476.9746 | 2302.7905 | 6.2867
| Clothes Washer Elec WH_Com, E - HWat [unit w/ gas dry - Water Heater] | E | Yes | Warehouse | Water Heating | NC | 795.7202 | 126.5686 | 6.2869
| Clothes Washer Elec WH_Com, E - HWat [unit w/ gas dry - Water Heater] | E | Yes | Warehouse | Water Heating | REPL | 14476.9746 | 2302.7905 | 6.2867
| Clothes Washer Elec WH_Com, E - Appl [unit w/ propane dry - Washer] | E | Yes | Warehouse | Appliances | NC | 318.0021 | 50.6274 | 6.2812
| Clothes Washer Elec WH_Com, E - Appl [unit w/ propane dry - Washer] | E | Yes | Warehouse | Appliances | REPL | 5785.7143 | 921.1162 | 6.2812
| Clothes Washer Elec WH_Com, P - Oth [unit w/ propane dry - Dryer] | Prp | Yes | Warehouse | Other | NC | 318.0021 | 50.6274 | 6.2812
| Clothes Washer Elec WH_Com, P - Oth [unit w/ propane dry - Dryer] | Prp | Yes | Warehouse | Other | REPL | 5785.7143 | 921.1162 | 6.2812
| Clothes Washer Elec WH_Com, E - HWat [unit w/ propane dry - Water Heater] | E | Yes | Warehouse | Water Heating | NC | 318.0021 | 50.6274 | 6.2812
| Clothes Washer Elec WH_Com, E - HWat [unit w/ propane dry - Water Heater] | E | Yes | Warehouse | Water Heating | REPL | 5785.7143 | 921.1162 | 6.2812
| Clothes Washer Gas WH_Com, E - Appl [unit w/ elec dry - Washer] | E | Yes | Warehouse | Appliances | NC | 1823.8788 | 253.1371 | 7.2051
| Clothes Washer Gas WH_Com, E - Appl [unit w/ elec dry - Washer] | E | Yes | Warehouse | Appliances | REPL | 33171.1857 | 4605.5811 | 7.2024
| Clothes Washer Gas WH_Com, E - Appl [unit w/ elec dry - Dryer] | E | Yes | Warehouse | Appliances | NC | 1823.8788 | 253.1371 | 7.2051
| Clothes Washer Gas WH_Com, E - Appl [unit w/ elec dry - Dryer] | E | Yes | Warehouse | Appliances | REPL | 33171.1857 | 4605.5811 | 7.2024
| Clothes Washer Gas WH_Com, G - HWat [unit w/ elec dry - Water Heater] | G | Yes | Warehouse | Water Heating | NC | 1823.8788 | 253.1371 | 7.2051
| Clothes Washer Gas WH_Com, G - HWat [unit w/ elec dry - Water Heater] | G | Yes | Warehouse | Water Heating | REPL | 33171.1857 | 4605.5811 | 7.2024
| Clothes Washer Gas WH_Com, E - Appl [unit w/ gas dry - Washer] | E | Yes | Warehouse | Appliances | NC | 6309.6274 | 987.2349 | 6.3912
| Clothes Washer Gas WH_Com, E - Appl [unit w/ gas dry - Washer] | E | Yes | Warehouse | Appliances | REPL | 114745.8459 | 17961.7661 | 6.3883
| Clothes Washer Gas WH_Com, G - Oth [unit w/ gas dry - Dryer] | G | Yes | Warehouse | Other | NC | 6309.6274 | 987.2349 | 6.3912
| Clothes Washer Gas WH_Com, G - Oth [unit w/ gas dry - Dryer] | G | Yes | Warehouse | Other | REPL | 114745.8459 | 17961.7661 | 6.3883
| Clothes Washer Gas WH_Com, G - HWat [unit w/ gas dry - Water Heater] | G | Yes | Warehouse | Water Heating | NC | 6309.6274 | 987.2349 | 6.3912
| Clothes Washer Gas WH_Com, G - HWat [unit w/ gas dry - Water Heater] | G | Yes | Warehouse | Water Heating | REPL | 114745.8459 | 17961.7661 | 6.3883
| Clothes Washer Gas WH_Com, E - Appl [unit w/ propane dry - Washer] | E | Yes | Warehouse | Appliances | NC | 323.2846 | 50.6274 | 6.3856
| Clothes Washer Gas WH_Com, E - Appl [unit w/ propane dry - Washer] | E | Yes | Warehouse | Appliances | REPL | 5879.3268 | 921.1162 | 6.3828
| Clothes Washer Gas WH_Com, P - Oth [unit w/ propane dry - Dryer] | Prp | Yes | Warehouse | Other | NC | 323.2846 | 50.6274 | 6.3856
| Clothes Washer Gas WH_Com, P - Oth [unit w/ propane dry - Dryer] | Prp | Yes | Warehouse | Other | REPL | 5879.3268 | 921.1162 | 6.3828
| Clothes Washer Gas WH_Com, G - HWat [unit w/ propane dry - Water Heater] | G | Yes | Warehouse | Water Heating | NC | 323.2846 | 50.6274 | 6.3856
| Clothes Washer Gas WH_Com, G - HWat [unit w/ propane dry - Water Heater] | G | Yes | Warehouse | Water Heating | REPL | 5879.3268 | 921.1162 | 6.3828
| Clothes Washer Oil WH_Com, E - Appl [unit w/ elec dry - Washer] | E | Yes | Warehouse | Appliances | NC | 2156.5136 | 303.7646 | 7.0993
| Clothes Washer Oil WH_Com, E - Appl [unit w/ elec dry - Washer] | E | Yes | Warehouse | Appliances | REPL | 39235.0042 | 5526.6973 | 7.0992
| Clothes Washer Oil WH_Com, E - Appl [unit w/ elec dry - Dryer] | E | Yes | Warehouse | Appliances | NC | 2156.5136 | 303.7646 | 7.0993
| Clothes Washer Oil WH_Com, E - Appl [unit w/ elec dry - Dryer] | E | Yes | Warehouse | Appliances | REPL | 39235.0042 | 5526.6973 | 7.0992
| Clothes Washer Oil WH_Com, O - HWat [unit w/ elec dry - Water Heater] | O | Yes | Warehouse | Water Heating | NC | 2156.5136 | 303.7646 | 7.0993
| Clothes Washer Oil WH_Com, O - HWat [unit w/ elec dry - Water Heater] | O | Yes | Warehouse | Water Heating | REPL | 39235.0042 | 5526.6973 | 7.0992
| Clothes Washer Oil WH_Com, E - Appl [unit w/ gas dry - Washer] | E | Yes | Warehouse | Appliances | NC | 318.2138 | 50.6274 | 6.2854
| Clothes Washer Oil WH_Com, E - Appl [unit w/ gas dry - Washer] | E | Yes | Warehouse | Appliances | REPL | 5789.3326 | 921.1162 | 6.2851
| Clothes Washer Oil WH_Com, G - Oth [unit w/ gas dry - Dryer] | G | Yes | Warehouse | Other | NC | 318.2138 | 50.6274 | 6.2854
| Clothes Washer Oil WH_Com, G - Oth [unit w/ gas dry - Dryer] | G | Yes | Warehouse | Other | REPL | 5789.3326 | 921.1162 | 6.2851
| Clothes Washer Oil WH_Com, O - HWat [unit w/ gas dry - Water Heater] | O | Yes | Warehouse | Water Heating | NC | 318.2138 | 50.6274 | 6.2854
| Clothes Washer Oil WH_Com, O - HWat [unit w/ gas dry - Water Heater] | O | Yes | Warehouse | Water Heating | REPL | 5789.3326 | 921.1162 | 6.2851
| Clothes Washer Oil WH_Com, E - Appl [unit w/ propane dry - Washer] | E | Yes | Warehouse | Appliances | NC | 476.8917 | 75.9411 | 6.2798
| Clothes Washer Oil WH_Com, E - Appl [unit w/ propane dry - Washer] | E | Yes | Warehouse | Appliances | REPL | 8676.3856 | 1381.6743 | 6.2796
| Clothes Washer Oil WH_Com, P - Oth [unit w/ propane dry - Dryer] | Prp | Yes | Warehouse | Other | NC | 476.8917 | 75.9411 | 6.2798
| Clothes Washer Oil WH_Com, P - Oth [unit w/ propane dry - Dryer] | Prp | Yes | Warehouse | Other | REPL | 8676.3856 | 1381.6743 | 6.2796
| Clothes Washer Oil WH_Com, O - HWat [unit w/ propane dry - Water Heater] | O | Yes | Warehouse | Water Heating | NC | 476.8917 | 75.9411 | 6.2798
| Clothes Washer Oil WH_Com, O - HWat [unit w/ propane dry - Water Heater] | O | Yes | Warehouse | Water Heating | REPL | 8676.3856 | 1381.6743 | 6.2796
| Clothes Washer Propane WH_Com, E - Appl [unit w/ elec dry - Washer] | E | Yes | Warehouse | Appliances | NC | 360.6299 | 54.9865 | 6.5585
| Clothes Washer Propane WH_Com, E - Appl [unit w/ elec dry - Washer] | E | Yes | Warehouse | Appliances | REPL | 6560.6596 | 1000.1879 | 6.5594
| Clothes Washer Propane WH_Com, E - Appl [unit w/ elec dry - Dryer] | E | Yes | Warehouse | Appliances | NC | 360.6299 | 54.9865 | 6.5585
| Clothes Washer Propane WH_Com, E - Appl [unit w/ elec dry - Dryer] | E | Yes | Warehouse | Appliances | REPL | 6560.6596 | 1000.1879 | 6.5594
| Clothes Washer Propane WH_Com, P - HWat [unit w/ elec dry - Water Heater] | Prp | Yes | Warehouse | Water Heating | NC | 360.6299 | 54.9865 | 6.5585
| Clothes Washer Propane WH_Com, P - HWat [unit w/ elec dry - Water Heater] | Prp | Yes | Warehouse | Water Heating | REPL | 6560.6596 | 1000.1879 | 6.5594
| Clothes Washer Propane WH_Com, E - Appl [unit w/ gas dry - Washer] | E | Yes | Warehouse | Appliances | NC | 159.7124 | 26.248 | 6.0847
| Clothes Washer Propane WH_Com, E - Appl [unit w/ gas dry - Washer] | E | Yes | Warehouse | Appliances | REPL | 2905.4124 | 477.14 | 6.0892
| Clothes Washer Propane WH_Com, G - Oth [unit w/ gas dry - Dryer] | G | Yes | Warehouse | Other | NC | 159.7124 | 26.248 | 6.0847
| Clothes Washer Propane WH_Com, G - Oth [unit w/ gas dry - Dryer] | G | Yes | Warehouse | Other | REPL | 2905.4124 | 477.14 | 6.0892
| Clothes Washer Propane WH_Com, P - HWat [unit w/ gas dry - Water Heater] | Prp | Yes | Warehouse | Water Heating | NC | 159.7124 | 26.248 | 6.0847
| Clothes Washer Propane WH_Com, P - HWat [unit w/ gas dry - Water Heater] | Prp | Yes | Warehouse | Water Heating | REPL | 2905.4124 | 477.14 | 6.0892
| Clothes Washer Propane WH_Com, E - Appl [unit w/ propane dry - Washer] | E | Yes | Warehouse | Appliances | NC | 319.4376 | 51.3092 | 6.2257
| Clothes Washer Propane WH_Com, E - Appl [unit w/ propane dry - Washer] | E | Yes | Warehouse | Appliances | REPL | 5811.0509 | 933.2161 | 6.2269
| Clothes Washer Propane WH_Com, P - Oth [unit w/ propane dry - Dryer] | Prp | Yes | Warehouse | Other | NC | 319.4376 | 51.3092 | 6.2257
| Clothes Washer Propane WH_Com, P - Oth [unit w/ propane dry - Dryer] | Prp | Yes | Warehouse | Other | REPL | 5811.0509 | 933.2161 | 6.2269
| Clothes Washer Propane WH_Com, P - HWat [unit w/ propane dry - Water Heater] | Prp | Yes | Warehouse | Water Heating | NC | 319.4376 | 51.3092 | 6.2257
| Clothes Washer Propane WH_Com, P - HWat [unit w/ propane dry - Water Heater] | Prp | Yes | Warehouse | Water Heating | REPL | 5811.0509 | 933.2161 | 6.2269
| Dishwasher_Com, E - Appl [Building w elec WH] | E | Yes | Warehouse | Appliances | NC | 31.239 | 11.608 | 2.6912
| Dishwasher_Com, E - Appl [Building w elec WH] | E | Yes | Warehouse | Appliances | REPL | 324.1363 | 120.4453 | 2.6912
| Dishwasher_Com, E - HWat [Building w elec WH] | E | Yes | Warehouse | Water Heating | NC | 0.020526 | 0 | 0
| Dishwasher_Com, E - HWat [Building w elec WH] | E | Yes | Warehouse | Water Heating | REPL | 0.21298 | 0 | 0
| Dishwasher_Com, E - Appl [Building w gas WH] | E | Yes | Warehouse | Appliances | NC | 78.0975 | 29.0201 | 2.6912
| Dishwasher_Com, E - Appl [Building w gas WH] | E | Yes | Warehouse | Appliances | REPL | 810.3407 | 301.1131 | 2.6912
| Dishwasher_Com, G - HWat [Building w gas WH] | G | Yes | Warehouse | Water Heating | NC | 2.1086 | 0 | 0
| Dishwasher_Com, G - HWat [Building w gas WH] | G | Yes | Warehouse | Water Heating | REPL | 21.3417 | 0 | 0
| Dishwasher_Com, E - Appl [Building w oil WH] | E | Yes | Warehouse | Appliances | NC | 7.8098 | 2.902 | 2.6912
| Dishwasher_Com, E - Appl [Building w oil WH] | E | Yes | Warehouse | Appliances | REPL | 81.0341 | 30.1113 | 2.6912
| Dishwasher_Com, O - HWat [Building w oil WH] | O | Yes | Warehouse | Water Heating | NC | 0.0091466 | 0 | 0
| Dishwasher_Com, O - HWat [Building w oil WH] | O | Yes | Warehouse | Water Heating | REPL | 0.092575 | 0 | 0
| Dishwasher_Com, E - Appl [Building w propane WH] | E | Yes | Warehouse | Appliances | NC | 7.8098 | 2.902 | 2.6912
| Dishwasher_Com, E - Appl [Building w propane WH] | E | Yes | Warehouse | Appliances | REPL | 81.0341 | 30.1113 | 2.6912
| Dishwasher_Com, P - HWat [Building w propane WH] | Prp | Yes | Warehouse | Water Heating | NC | 0.16789 | 0 | 0
| Dishwasher_Com, P - HWat [Building w propane WH] | Prp | Yes | Warehouse | Water Heating | REPL | 1.6992 | 0 | 0
| Faucet Aerator_Com, E - HWat | E | Yes | Warehouse | Water Heating | RET | 1331.3543 | 95.1201 | 13.9966
| Faucet Aerator_Com, G - HWat | G | Yes | Warehouse | Water Heating | RET | 54128.7894 | 7720.9505 | 7.0106
| Faucet Aerator_Com, O - HWat | O | Yes | Warehouse | Water Heating | RET | 2315.2598 | 94.4687 | 24.5082
| Faucet Aerator_Com, P - HWat | Prp | Yes | Warehouse | Water Heating | RET | 14134.886 | 458.0745 | 30.8572
| Pre Rinse Sprayers_Com, E - HWat | E | Yes | Warehouse | Water Heating | RET | 51.2619 | 1.0784 | 47.5337
| Pre Rinse Sprayers_Com, G - HWat | G | Yes | Warehouse | Water Heating | RET | 2469.8396 | 94.3455 | 26.1787
| Pre Rinse Sprayers_Com, O - HWat | O | Yes | Warehouse | Water Heating | RET | 94.4545 | 1.1544 | 81.8247
| Pre Rinse Sprayers_Com, P - HWat | Prp | Yes | Warehouse | Water Heating | RET | 563.1445 | 5.5974 | 100.6082
| Heat Pump Water Heater_Com, E - HWat | E | Yes | Warehouse | Water Heating | NC | 1315.3208 | 685.5587 | 1.9186
| Heat Pump Water Heater_Com, E - HWat | E | Yes | Warehouse | Water Heating | RET | 7375.0883 | 4780.0878 | 1.5429
| Heat Pump Water Heater_Com, E - HWat | E | Yes | Warehouse | Water Heating | REPL | 863.2224 | 449.9204 | 1.9186
| FF Storage Water Heater_Com, G - HWat | G | No | Warehouse | Water Heating | NC | 7931.5883 | 20500.5536 | 0.3869
| FF Storage Water Heater_Com, G - HWat | G | No | Warehouse | Water Heating | RET | 50373.3426 | 459964.3878 | 0.10952
| FF Storage Water Heater_Com, G - HWat | G | No | Warehouse | Water Heating | REPL | 14306.7997 | 36978.3836 | 0.3869
| FF Storage Water Heater_Com, O - HWat | O | Yes | Warehouse | Water Heating | NC | 343.2381 | 250.8319 | 1.3684
| FF Storage Water Heater_Com, O - HWat | O | No | Warehouse | Water Heating | RET | 2179.8973 | 5627.8351 | 0.38734
| FF Storage Water Heater_Com, O - HWat | O | Yes | Warehouse | Water Heating | REPL | 619.1242 | 452.4443 | 1.3684
| FF Storage Water Heater_Com, P - HWat | Prp | Yes | Warehouse | Water Heating | NC | 2099.0195 | 1216.2728 | 1.7258
| FF Storage Water Heater_Com, P - HWat | Prp | No | Warehouse | Water Heating | RET | 13330.8262 | 27289.1247 | 0.4885
| FF Storage Water Heater_Com, P - HWat | Prp | Yes | Warehouse | Water Heating | REPL | 3786.1586 | 2193.8823 | 1.7258
| FF Instantaneous Water Heater_Com, G - HWat | G | No | Warehouse | Water Heating | NC | 15525.2335 | 60840.4829 | 0.25518
| FF Instantaneous Water Heater_Com, G - HWat | G | No | Warehouse | Water Heating | RET | 71824.6512 | 810411.7595 | 0.088627
| FF Instantaneous Water Heater_Com, G - HWat | G | No | Warehouse | Water Heating | REPL | 1.3793e-11 | 5.4052e-11 | 0.25518
| FF Instantaneous Water Heater_Com, O - HWat | O | No | Warehouse | Water Heating | NC | 676.3021 | 744.4059 | 0.90851
| FF Instantaneous Water Heater_Com, O - HWat | O | No | Warehouse | Water Heating | RET | 3128.7877 | 9915.6889 | 0.31554
| FF Instantaneous Water Heater_Com, O - HWat | O | No | Warehouse | Water Heating | REPL | 6.0084e-13 | 6.6134e-13 | 0.90851
| FF Instantaneous Water Heater_Com, P - HWat | Prp | Yes | Warehouse | Water Heating | NC | 4155.2559 | 3609.5916 | 1.1512
| FF Instantaneous Water Heater_Com, P - HWat | Prp | No | Warehouse | Water Heating | RET | 19223.5305 | 48080.7392 | 0.39982
| FF Instantaneous Water Heater_Com, P - HWat | Prp | Yes | Warehouse | Water Heating | REPL | 3.6916e-12 | 3.2068e-12 | 1.1512
| Clothes Dryer_Com, E - Appl | E | Yes | Warehouse | Appliances | NC | 14682.8657 | 312.342 | 47.0089
| Clothes Dryer_Com, E - Appl | E | Yes | Warehouse | Appliances | RET | 80326.5583 | 5899.5386 | 13.6157
| Clothes Dryer_Com, E - Appl | E | Yes | Warehouse | Appliances | REPL | 4764.4554 | 101.3521 | 47.0089
| Clothes Dryer_Com, G - Oth | G | Yes | Warehouse | Other | NC | 120.0614 | 113.8805 | 1.0543
| Clothes Dryer_Com, G - Oth | G | No | Warehouse | Other | RET | 640.7035 | 2470.7942 | 0.25931
| Clothes Dryer_Com, G - Oth | G | Yes | Warehouse | Other | REPL | 38.0024 | 36.046 | 1.0543
| Clothes Dryer_Com, P - Oth | Prp | Yes | Warehouse | Other | NC | 16.8199 | 3.5856 | 4.6909
| Clothes Dryer_Com, P - Oth | Prp | Yes | Warehouse | Other | RET | 89.7591 | 77.7951 | 1.1538
| Clothes Dryer_Com, P - Oth | Prp | Yes | Warehouse | Other | REPL | 5.3239 | 1.1349 | 4.6909
| Pnemautic to DDC_Com, E - TotE [Building w Elec Heat] | E | No | Warehouse | Total Electric | RET | 282561.6882 | 295397.931 | 0.95655
| Pnemautic to DDC_Com, E - TotE [Building w Gas Heat] | E | No | Warehouse | Total Electric | RET | 560078.8212 | 1138990.0569 | 0.49173
| Pnemautic to DDC_Com, G - TotF [Building w Gas Heat] | G | No | Warehouse | Total FF | RET | 560078.8212 | 1138990.0569 | 0.49173
| Pnemautic to DDC_Com, E - TotE [Building w Oil Heat] | E | No | Warehouse | Total Electric | RET | 203673.4935 | 306452.382 | 0.66462
| Pnemautic to DDC_Com, O - TotF [Building w Oil Heat] | O | No | Warehouse | Total FF | RET | 203673.4935 | 306452.382 | 0.66462
| Pnemautic to DDC_Com, E - TotE [Building w Propane Heat] | E | Yes | Warehouse | Total Electric | RET | 93302.4665 | 92354.6732 | 1.0103
| Pnemautic to DDC_Com, P - TotF [Building w Propane Heat] | Prp | Yes | Warehouse | Total FF | RET | 93302.4665 | 92354.6732 | 1.0103
| RCx_Com, E - TotE [Building w Elec Heat] | E | Yes | Warehouse | Total Electric | RET | 750885.3745 | 195237.2594 | 3.846
| RCx_Com, E - TotE [Building w Gas Heat] | E | Yes | Warehouse | Total Electric | RET | 1972482.6628 | 620966.7438 | 3.1765
| RCx_Com, G - TotF [Building w Gas Heat] | G | Yes | Warehouse | Total FF | RET | 1972482.6628 | 620966.7438 | 3.1765
| RCx_Com, E - TotE [Building w Oil Heat] | E | Yes | Warehouse | Total Electric | RET | 616353.1498 | 167074.9772 | 3.6891
| RCx_Com, O - TotF [Building w Oil Heat] | O | Yes | Warehouse | Total FF | RET | 616353.1498 | 167074.9772 | 3.6891
| RCx_Com, E - TotE [Building w Propane Heat] | E | Yes | Warehouse | Total Electric | RET | 238367.1376 | 50350.9055 | 4.7341
| RCx_Com, P - TotF [Building w Propane Heat] | Prp | Yes | Warehouse | Total FF | RET | 238367.1376 | 50350.9055 | 4.7341
| Commissioning_Com, E - TotE [Building w Elec Heat] | E | Yes | Warehouse | Total Electric | NC | 0 | 0 | 0
| Commissioning_Com, E - TotE [Building w Gas Heat] | E | Yes | Warehouse | Total Electric | NC | 0 | 0 | 0
| Commissioning_Com, G - TotF [Building w Gas Heat] | G | Yes | Warehouse | Total FF | NC | 0 | 0 | 0
| Commissioning_Com, E - TotE [Building w Oil Heat] | E | Yes | Warehouse | Total Electric | NC | 0 | 0 | 0
| Commissioning_Com, O - TotF [Building w Oil Heat] | O | Yes | Warehouse | Total FF | NC | 0 | 0 | 0
| Commissioning_Com, E - TotE [Building w Propane Heat] | E | Yes | Warehouse | Total Electric | NC | 0 | 0 | 0
| Commissioning_Com, P - TotF [Building w Propane Heat] | Prp | Yes | Warehouse | Total FF | NC | 0 | 0 | 0
| Integrated Building Design_Com, E - TotE [Building w Elec Heat] | E | Yes | Warehouse | Total Electric | NC | 61908.9646 | 3667.2704 | 16.8815
| Integrated Building Design_Com, E - TotE [Building w Gas Heat] | E | Yes | Warehouse | Total Electric | NC | 163648.2104 | 11664.0286 | 14.0302
| Integrated Building Design_Com, G - TotF [Building w Gas Heat] | G | Yes | Warehouse | Total FF | NC | 163648.2104 | 11664.0286 | 14.0302
| Integrated Building Design_Com, E - TotE [Building w Oil Heat] | E | Yes | Warehouse | Total Electric | NC | 51590.6809 | 3138.2797 | 16.4392
| Integrated Building Design_Com, O - TotF [Building w Oil Heat] | O | Yes | Warehouse | Total FF | NC | 51590.6809 | 3138.2797 | 16.4392
| Integrated Building Design_Com, E - TotE [Building w Propane Heat] | E | Yes | Warehouse | Total Electric | NC | 20102.8494 | 945.7743 | 21.2554
| Integrated Building Design_Com, P - TotF [Building w Propane Heat] | Prp | Yes | Warehouse | Total FF | NC | 20102.8494 | 945.7743 | 21.2554
| Deep Energy Retrofit_Com, E - TotE [Building w Elec Heat] | E | Yes | Warehouse | Total Electric | RET | 284687.8435 | 108841.1255 | 2.6156
| Deep Energy Retrofit_Com, E - TotE [Building w Gas Heat] | E | Yes | Warehouse | Total Electric | RET | 748332.2729 | 346177.3615 | 2.1617
| Deep Energy Retrofit_Com, G - TotF [Building w Gas Heat] | G | Yes | Warehouse | Total FF | RET | 748332.2729 | 346177.3615 | 2.1617
| Deep Energy Retrofit_Com, E - TotE [Building w Oil Heat] | E | Yes | Warehouse | Total Electric | RET | 235255.1214 | 93141.1792 | 2.5258
| Deep Energy Retrofit_Com, O - TotF [Building w Oil Heat] | O | Yes | Warehouse | Total FF | RET | 235255.1214 | 93141.1792 | 2.5258
| Deep Energy Retrofit_Com, E - TotE [Building w Propane Heat] | E | Yes | Warehouse | Total Electric | RET | 91330.5977 | 28069.6894 | 3.2537
| Deep Energy Retrofit_Com, P - TotF [Building w Propane Heat] | Prp | Yes | Warehouse | Total FF | RET | 91330.5977 | 28069.6894 | 3.2537
| EMS_Com, E - TotE [Building w Elec Heat] | E | Yes | Warehouse | Total Electric | NC | 112608.6561 | 49328.3833 | 2.2828
| EMS_Com, E - TotE [Building w Elec Heat] | E | Yes | Warehouse | Total Electric | RET | 1802391.4649 | 628043.314 | 2.8699
| EMS_Com, E - TotE [Building w Gas Heat] | E | Yes | Warehouse | Total Electric | NC | 302503.0433 | 156892.6222 | 1.9281
| EMS_Com, E - TotE [Building w Gas Heat] | E | Yes | Warehouse | Total Electric | RET | 4813295.0845 | 3995077.7116 | 1.2048
| EMS_Com, G - TotF [Building w Gas Heat] | G | Yes | Warehouse | Total FF | NC | 302503.0433 | 156892.6222 | 1.9281
| EMS_Com, G - TotF [Building w Gas Heat] | G | Yes | Warehouse | Total FF | RET | 4813295.0845 | 3995077.7116 | 1.2048
| EMS_Com, E - TotE [Building w Oil Heat] | E | Yes | Warehouse | Total Electric | NC | 96123.9535 | 42212.939 | 2.2771
| EMS_Com, E - TotE [Building w Oil Heat] | E | Yes | Warehouse | Total Electric | RET | 1525081.2362 | 1074900.5871 | 1.4188
| EMS_Com, O - TotF [Building w Oil Heat] | O | Yes | Warehouse | Total FF | NC | 96123.9535 | 42212.939 | 2.2771
| EMS_Com, O - TotF [Building w Oil Heat] | O | Yes | Warehouse | Total FF | RET | 1525081.2362 | 1074900.5871 | 1.4188
| EMS_Com, E - TotE [Building w Propane Heat] | E | Yes | Warehouse | Total Electric | NC | 37845.896 | 12721.5921 | 2.9749
| EMS_Com, E - TotE [Building w Propane Heat] | E | Yes | Warehouse | Total Electric | RET | 598209.4641 | 323939.6993 | 1.8467
| EMS_Com, P - TotF [Building w Propane Heat] | Prp | Yes | Warehouse | Total FF | NC | 37845.896 | 12721.5921 | 2.9749
| EMS_Com, P - TotF [Building w Propane Heat] | Prp | Yes | Warehouse | Total FF | RET | 598209.4641 | 323939.6993 | 1.8467
| VFDs on HVAC Pumps_Com, E - Oth | E | Yes | Warehouse | Other | RET | 448098.0992 | 109624.7535 | 4.0876
| ECM Circulators_Com, E - Oth | E | Yes | Warehouse | Other | RET | 1215394.8189 | 455736.3892 | 2.6669
| Motors_Com, E - Oth | E | Yes | Warehouse | Other | NC | 15286.3001 | 5221.373 | 2.9276
| Motors_Com, E - Oth | E | Yes | Warehouse | Other | RET | 148604.694 | 85250.2944 | 1.7432
| Motors_Com, E - Oth | E | Yes | Warehouse | Other | REPL | 891.7454 | 304.5953 | 2.9276
| Ext Area Ltg_Com, E - ExtL | E | Yes | Warehouse | Exterior Lighting | NC | 58310.1641 | 9689.8163 | 6.0177
| Ext Area Ltg_Com, E - ExtL | E | Yes | Warehouse | Exterior Lighting | RET | 382679.5525 | 63592.5938 | 6.0177
| Ext Area Ltg_Com, E - ExtL | E | Yes | Warehouse | Exterior Lighting | REPL | 507920.1462 | 84404.7176 | 6.0177
| Street Ltg_Com, E - ExtL | E | Yes | Warehouse | Exterior Lighting | NC | 10853.9775 | 1534.474 | 7.0734
| Street Ltg_Com, E - ExtL | E | Yes | Warehouse | Exterior Lighting | RET | 71232.783 | 10070.4883 | 7.0734
| Street Ltg_Com, E - ExtL | E | Yes | Warehouse | Exterior Lighting | REPL | 94545.3325 | 13366.2849 | 7.0734
| Ext Ltg Ctrls_Com, E - ExtL | E | Yes | Warehouse | Exterior Lighting | RET | 356190.627 | 55310.2206 | 6.4399
| Ext Ltg Dsgn_Com, E - ExtL | E | Yes | Warehouse | Exterior Lighting | NC | 8341.9603 | 1140.2322 | 7.316
| Ext Ltg Dsgn_Com, E - ExtL | E | Yes | Warehouse | Exterior Lighting | REPL | 72995.7947 | 9977.53 | 7.316
| Int Ltg Ctrls_Com, E - IntL [No Heat] | E | Yes | Warehouse | Interior Lighting | RET | 1155454.4802 | 210886.3419 | 5.479
| Int Ltg Ctrls_Com, E - IntL [Electric Heat] | E | Yes | Warehouse | Interior Lighting | RET | 474983.6192 | 114771.906 | 4.1385
| Int Ltg Ctrls_Com, E/G - IntL | E | Yes | Warehouse | Interior Lighting | RET | 3582910.4945 | 832324.635 | 4.3047
| Int Ltg Ctrls_Com, E/O - IntL | E | Yes | Warehouse | Interior Lighting | RET | 821199.4216 | 305960.8941 | 2.684
| Int Ltg Ctrls_Com, E/P - IntL | E | Yes | Warehouse | Interior Lighting | RET | 107111.9451 | 45369.9752 | 2.3609
| Exit Sign RetFit_Com, E - IntL [No Heat] | E | Yes | Warehouse | Interior Lighting | RET | 70362.0617 | 14264.1312 | 4.9328
| Exit Sign RetFit_Com, E - IntL [Electric Heat] | E | Yes | Warehouse | Interior Lighting | RET | 33199.8609 | 7762.899 | 4.2767
| Exit Sign RetFit_Com, E/G - IntL | E | Yes | Warehouse | Interior Lighting | RET | 224499.608 | 65696.2338 | 3.4172
| Exit Sign RetFit_Com, E/O - IntL | E | Yes | Warehouse | Interior Lighting | RET | 51095.6842 | 28123.8978 | 1.8168
| Exit Sign RetFit_Com, E/P - IntL | E | Yes | Warehouse | Interior Lighting | RET | 6648.5057 | 4285.3575 | 1.5514
| LED HiLo Bay_Com, E - IntL [No Heat] | E | Yes | Warehouse | Interior Lighting | NC | 150271.7 | 48226.2306 | 3.116
| LED HiLo Bay_Com, E - IntL [No Heat] | E | Yes | Warehouse | Interior Lighting | RET | 1120837.0133 | 359706.7463 | 3.116
| LED HiLo Bay_Com, E - IntL [No Heat] | E | Yes | Warehouse | Interior Lighting | REPL | 58818.9693 | 18876.5894 | 3.116
| LED HiLo Bay_Com, E - IntL [Electric Heat] | E | Yes | Warehouse | Interior Lighting | NC | 61772.398 | 26245.9277 | 2.3536
| LED HiLo Bay_Com, E - IntL [Electric Heat] | E | Yes | Warehouse | Interior Lighting | RET | 460744.0392 | 195761.4591 | 2.3536
| LED HiLo Bay_Com, E - IntL [Electric Heat] | E | Yes | Warehouse | Interior Lighting | REPL | 24178.796 | 10273.1148 | 2.3536
| LED HiLo Bay_Com, E/G - IntL | E | Yes | Warehouse | Interior Lighting | NC | 469963.2649 | 176026.2848 | 2.6698
| LED HiLo Bay_Com, E/G - IntL | E | Yes | Warehouse | Interior Lighting | RET | 3505332.1566 | 1312933.6753 | 2.6698
| LED HiLo Bay_Com, E/G - IntL | E | Yes | Warehouse | Interior Lighting | REPL | 183951.8344 | 68899.7639 | 2.6698
| LED HiLo Bay_Com, E/O - IntL | E | Yes | Warehouse | Interior Lighting | NC | 106962.746 | 58055.7364 | 1.8424
| LED HiLo Bay_Com, E/O - IntL | E | Yes | Warehouse | Interior Lighting | RET | 797806.9379 | 433022.4403 | 1.8424
| LED HiLo Bay_Com, E/O - IntL | E | Yes | Warehouse | Interior Lighting | REPL | 41867.088 | 22724.0298 | 1.8424
| LED HiLo Bay_Com, E/P - IntL | E | Yes | Warehouse | Interior Lighting | NC | 13917.8571 | 8421.387 | 1.6527
| LED HiLo Bay_Com, E/P - IntL | E | Yes | Warehouse | Interior Lighting | RET | 103809.6289 | 62812.9067 | 1.6527
| LED HiLo Bay_Com, E/P - IntL | E | Yes | Warehouse | Interior Lighting | REPL | 5447.6925 | 3296.278 | 1.6527
| Repl Scre_Com, E - IntL [No Heat] | E | Yes | Warehouse | Interior Lighting | NC | 0 | 0 | 0
| Repl Scre_Com, E - IntL [No Heat] | E | Yes | Warehouse | Interior Lighting | RET | 0 | 0 | 0
| Repl Scre_Com, E - IntL [No Heat] | E | Yes | Warehouse | Interior Lighting | REPL | 0 | 0 | 0
| Repl Scre_Com, E - IntL [Electric Heat] | E | Yes | Warehouse | Interior Lighting | NC | 0 | 0 | 0
| Repl Scre_Com, E - IntL [Electric Heat] | E | Yes | Warehouse | Interior Lighting | RET | 0 | 0 | 0
| Repl Scre_Com, E - IntL [Electric Heat] | E | Yes | Warehouse | Interior Lighting | REPL | 0 | 0 | 0
| Repl Scre_Com, E/G - IntL | E | Yes | Warehouse | Interior Lighting | NC | 0 | 0 | 0
| Repl Scre_Com, E/G - IntL | E | Yes | Warehouse | Interior Lighting | RET | 0 | 0 | 0
| Repl Scre_Com, E/G - IntL | E | Yes | Warehouse | Interior Lighting | REPL | 0 | 0 | 0
| Repl Scre_Com, E/O - IntL | E | Yes | Warehouse | Interior Lighting | NC | 0 | 0 | 0
| Repl Scre_Com, E/O - IntL | E | Yes | Warehouse | Interior Lighting | RET | 0 | 0 | 0
| Repl Scre_Com, E/O - IntL | E | Yes | Warehouse | Interior Lighting | REPL | 0 | 0 | 0
| Repl Scre_Com, E/P - IntL | E | Yes | Warehouse | Interior Lighting | NC | 0 | 0 | 0
| Repl Scre_Com, E/P - IntL | E | Yes | Warehouse | Interior Lighting | RET | 0 | 0 | 0
| Repl Scre_Com, E/P - IntL | E | Yes | Warehouse | Interior Lighting | REPL | 0 | 0 | 0
| Lin LED Fixture_Com, E - IntL [No Heat] | E | Yes | Warehouse | Interior Lighting | NC | 18054.2818 | 7130.97 | 2.5318
| Lin LED Fixture_Com, E - IntL [No Heat] | E | Yes | Warehouse | Interior Lighting | RET | 108291.7024 | 64806.6592 | 1.671
| Lin LED Fixture_Com, E - IntL [No Heat] | E | Yes | Warehouse | Interior Lighting | REPL | 12227.8919 | 4829.698 | 2.5318
| Lin LED Fixture_Com, E - IntL [Electric Heat] | E | Yes | Warehouse | Interior Lighting | NC | 8518.7903 | 3880.8532 | 2.1951
| Lin LED Fixture_Com, E - IntL [Electric Heat] | E | Yes | Warehouse | Interior Lighting | RET | 51096.7042 | 35269.4141 | 1.4488
| Lin LED Fixture_Com, E - IntL [Electric Heat] | E | Yes | Warehouse | Interior Lighting | REPL | 5769.6477 | 2628.4432 | 2.1951
| Lin LED Fixture_Com, E/G - IntL | E | Yes | Warehouse | Interior Lighting | NC | 57604.611 | 24436.9288 | 2.3573
| Lin LED Fixture_Com, E/G - IntL | E | Yes | Warehouse | Interior Lighting | RET | 345519.2207 | 212899.4164 | 1.6229
| Lin LED Fixture_Com, E/G - IntL | E | Yes | Warehouse | Interior Lighting | REPL | 39014.7314 | 16550.7621 | 2.3573
| Lin LED Fixture_Com, E/O - IntL | E | Yes | Warehouse | Interior Lighting | NC | 13110.7 | 7294.4725 | 1.7973
| Lin LED Fixture_Com, E/O - IntL | E | Yes | Warehouse | Interior Lighting | RET | 78639.5181 | 58848.2842 | 1.3363
| Lin LED Fixture_Com, E/O - IntL | E | Yes | Warehouse | Interior Lighting | REPL | 8879.6787 | 4940.4358 | 1.7973
| Lin LED Fixture_Com, E/P - IntL | E | Yes | Warehouse | Interior Lighting | NC | 1705.9477 | 1031.8991 | 1.6532
| Lin LED Fixture_Com, E/P - IntL | E | Yes | Warehouse | Interior Lighting | RET | 10232.4745 | 8153.618 | 1.255
| Lin LED Fixture_Com, E/P - IntL | E | Yes | Warehouse | Interior Lighting | REPL | 1155.4126 | 698.8897 | 1.6532
| LED Tube Repl_Com, E - IntL [No Heat] | E | Yes | Warehouse | Interior Lighting | RET | 729106.1587 | 49293.4377 | 14.7911
| LED Tube Repl_Com, E - IntL [No Heat] | E | Yes | Warehouse | Interior Lighting | REPL | 344354.2587 | 23281.1162 | 14.7911
| LED Tube Repl_Com, E - IntL [Electric Heat] | E | Yes | Warehouse | Interior Lighting | RET | 344023.7888 | 26826.7287 | 12.8239
| LED Tube Repl_Com, E - IntL [Electric Heat] | E | Yes | Warehouse | Interior Lighting | REPL | 162481.2181 | 12670.169 | 12.8239
| LED Tube Repl_Com, E/G - IntL | E | Yes | Warehouse | Interior Lighting | RET | 2326311.1226 | 268363.7817 | 8.6685
| LED Tube Repl_Com, E/G - IntL | E | Yes | Warehouse | Interior Lighting | REPL | 1098708.5113 | 126747.2645 | 8.6685
| LED Tube Repl_Com, E/O - IntL | E | Yes | Warehouse | Interior Lighting | RET | 529463.991 | 129932.9529 | 4.0749
| LED Tube Repl_Com, E/O - IntL | E | Yes | Warehouse | Interior Lighting | REPL | 250063.9694 | 61366.8739 | 4.0749
| LED Tube Repl_Com, E/P - IntL | E | Yes | Warehouse | Interior Lighting | RET | 68893.1843 | 20166.8514 | 3.4162
| LED Tube Repl_Com, E/P - IntL | E | Yes | Warehouse | Interior Lighting | REPL | 32538.0072 | 9524.7325 | 3.4162
| Repl pin CFL wLED_Com, E - IntL [No Heat] | E | Yes | Warehouse | Interior Lighting | RET | 10866.7848 | 4118.3477 | 2.6386
| Repl pin CFL wLED_Com, E - IntL [No Heat] | E | Yes | Warehouse | Interior Lighting | REPL | 10601.1149 | 4017.6628 | 2.6386
| Repl pin CFL wLED_Com, E - IntL [Electric Heat] | E | Yes | Warehouse | Interior Lighting | RET | 5127.4186 | 2241.3084 | 2.2877
| Repl pin CFL wLED_Com, E - IntL [Electric Heat] | E | Yes | Warehouse | Interior Lighting | REPL | 5002.0641 | 2186.5132 | 2.2877
| Repl pin CFL wLED_Com, E/G - IntL | E | Yes | Warehouse | Interior Lighting | RET | 34671.9364 | 14184.7058 | 2.4443
| Repl pin CFL wLED_Com, E/G - IntL | E | Yes | Warehouse | Interior Lighting | REPL | 33824.281 | 13837.9197 | 2.4443
| Repl pin CFL wLED_Com, E/O - IntL | E | Yes | Warehouse | Interior Lighting | RET | 7891.2668 | 4254.6277 | 1.8547
| Repl pin CFL wLED_Com, E/O - IntL | E | Yes | Warehouse | Interior Lighting | REPL | 7698.3421 | 4150.6111 | 1.8547
| Repl pin CFL wLED_Com, E/P - IntL | E | Yes | Warehouse | Interior Lighting | RET | 1026.8017 | 602.1967 | 1.7051
| Repl pin CFL wLED_Com, E/P - IntL | E | Yes | Warehouse | Interior Lighting | REPL | 1001.6985 | 587.4743 | 1.7051
| Refrig Case LED_Com, E - IntL | E | Yes | Warehouse | Interior Lighting | NC | 29974.6933 | 6956.559 | 4.3088
| Refrig Case LED_Com, E - IntL | E | Yes | Warehouse | Interior Lighting | RET | 163940.3667 | 38047.4561 | 4.3088
| Refrig Case LED_Com, E - IntL | E | Yes | Warehouse | Interior Lighting | REPL | 51228.8393 | 11889.244 | 4.3088
| Refrig Case Ctrls_Com, E - IntL | E | Yes | Warehouse | Interior Lighting | RET | 96722.5033 | 57061.9326 | 1.695
| Stair Occ Sensor_Com, E - IntL [No Heat] | E | Yes | Warehouse | Interior Lighting | NC | 5827.5387 | 1973.6666 | 2.9526
| Stair Occ Sensor_Com, E - IntL [No Heat] | E | Yes | Warehouse | Interior Lighting | RET | 57367.6974 | 19429.2503 | 2.9526
| Stair Occ Sensor_Com, E - IntL [Electric Heat] | E | Yes | Warehouse | Interior Lighting | NC | 2749.6846 | 1074.119 | 2.5599
| Stair Occ Sensor_Com, E - IntL [Electric Heat] | E | Yes | Warehouse | Interior Lighting | RET | 27068.5584 | 10573.8867 | 2.5599
| Stair Occ Sensor_Com, E/G - IntL | E | Yes | Warehouse | Interior Lighting | NC | 18593.5449 | 7826.0972 | 2.3758
| Stair Occ Sensor_Com, E/G - IntL | E | Yes | Warehouse | Interior Lighting | RET | 183039.3434 | 77041.9894 | 2.3758
| Stair Occ Sensor_Com, E/O - IntL | E | Yes | Warehouse | Interior Lighting | NC | 4231.8555 | 2869.7469 | 1.4746
| Stair Occ Sensor_Com, E/O - IntL | E | Yes | Warehouse | Interior Lighting | RET | 41659.4067 | 28250.4809 | 1.4746
| Stair Occ Sensor_Com, E/P - IntL | E | Yes | Warehouse | Interior Lighting | NC | 550.6437 | 424.9812 | 1.2957
| Stair Occ Sensor_Com, E/P - IntL | E | Yes | Warehouse | Interior Lighting | RET | 5420.6693 | 4183.6176 | 1.2957
| Int Delamping_Com, E - IntL [No Heat] | E | Yes | Warehouse | Interior Lighting | RET | 10583.6977 | 619.2768 | 17.0904
| Int Delamping_Com, E - IntL [Electric Heat] | E | Yes | Warehouse | Interior Lighting | RET | 4993.8459 | 292.2016 | 17.0904
| Int Delamping_Com, E/G - IntL | E | Yes | Warehouse | Interior Lighting | RET | 33768.709 | 3730.3215 | 9.0525
| Int Delamping_Com, E/O - IntL | E | Yes | Warehouse | Interior Lighting | RET | 7685.694 | 1861.9988 | 4.1277
| Int Delamping_Com, E/P - IntL | E | Yes | Warehouse | Interior Lighting | RET | 1000.0528 | 290.2745 | 3.4452
| Int Ltg Dsgn_Com, E - IntL [No Heat] | E | Yes | Warehouse | Interior Lighting | NC | 32609.1442 | 4452.0865 | 7.3245
| Int Ltg Dsgn_Com, E - IntL [Electric Heat] | E | Yes | Warehouse | Interior Lighting | NC | 15386.4032 | 2100.6868 | 7.3245
| Int Ltg Dsgn_Com, E/G - IntL | E | Yes | Warehouse | Interior Lighting | NC | 104043.8542 | 19610.5238 | 5.3055
| Int Ltg Dsgn_Com, E/O - IntL | E | Yes | Warehouse | Interior Lighting | NC | 23680.1835 | 7584.3976 | 3.1222
| Int Ltg Dsgn_Com, E/P - IntL | E | Yes | Warehouse | Interior Lighting | NC | 3081.2355 | 1134.744 | 2.7154
Note on H4: Note that the costs and benefits for linked measures (i.e. measures that impact both heating and cooling are listed once for each end use). These represent the total costs and benefits for all parts of the linked measure.

## Table D14
Table D14. Cost Effectiveness - Long Island/Hudson Valley
Return to List of Tables
| Measure Name | Primary Fuel - Electric (E), Gas (G), Oil (O), or Propane (P) | Cost Effective? | Building Type | End Use | New Construction (NC), Replacement (REPL), or Retrofit (RET) | Total Resource Benefits (2020$) | Total Resource Costs (2020$) | Benefit-Cost Ratio
| Room Air Conditioner_Com, E - Cool | E | Yes | Small Office | Cooling | NC | 0 | 0 | 0
| Room Air Conditioner_Com, E - Cool | E | Yes | Small Office | Cooling | RET | 0 | 0 | 0
| Room Air Conditioner_Com, E - Cool | E | Yes | Small Office | Cooling | REPL | 0 | 0 | 0
| Computer Room Air Conditioner_Com, E - Cool | E | Yes | Small Office | Cooling | NC | 6219.3288 | 2116.1645 | 2.939
| Computer Room Air Conditioner_Com, E - Cool | E | Yes | Small Office | Cooling | REPL | 42135.6229 | 14336.9019 | 2.939
| Mini Split Ductless AC_Com, E - Cool | E | No | Small Office | Cooling | NC | 0 | 0 | 0
| Mini Split Ductless AC_Com, E - Cool | E | No | Small Office | Cooling | RET | 0 | 0 | 0
| Mini Split Ductless AC_Com, E - Cool | E | No | Small Office | Cooling | REPL | 0 | 0 | 0
| Eff Unitary AC_Com, E - Cool | E | Yes | Small Office | Cooling | NC | 14871.0834 | 7962.8538 | 1.8676
| Eff Unitary AC_Com, E - Cool | E | No | Small Office | Cooling | RET | 124085.8376 | 484154.6329 | 0.25629
| Eff Unitary AC_Com, E - Cool | E | Yes | Small Office | Cooling | REPL | 73905.8246 | 39573.5308 | 1.8676
| PTAC_Com, E - Cool | E | Yes | Small Office | Cooling | NC | 0 | 0 | 0
| PTAC_Com, E - Cool | E | No | Small Office | Cooling | RET | 0 | 0 | 0
| PTAC_Com, E - Cool | E | Yes | Small Office | Cooling | REPL | 0 | 0 | 0
| Unitary Equipment Economizer_Com, E - Cool | E | No | Small Office | Cooling | RET | 110546.5251 | 170050.1383 | 0.65008
| AC Tuneup_Com, E - Cool [ASHP] | E | Yes | Small Office | Cooling | RET | 21104.1285 | 2717.6417 | 7.7656
| AC Tuneup_Com, E - Heat [ASHP] | E | Yes | Small Office | Space Heating | RET | 21104.1285 | 2717.6417 | 7.7656
| AC Tuneup_Com, E - Cool [Unitary AC] | E | Yes | Small Office | Cooling | RET | 60046.723 | 8484.0802 | 7.0776
| DCV_Com, E - Cool [Building w Elec Heat] | E | Yes | Small Office | Cooling | RET | 359690.3783 | 50123.7165 | 7.1761
| DCV_Com, E - Heat [Building w Elec Heat] | E | Yes | Small Office | Space Heating | RET | 359690.3783 | 50123.7165 | 7.1761
| DCV_Com, E - Vent [Building w Elec Heat] | E | Yes | Small Office | Ventilation | RET | 359690.3783 | 50123.7165 | 7.1761
| DCV_Com, E - Cool [Building w Gas Heat] | E | Yes | Small Office | Cooling | RET | 2226542.1363 | 102354.036 | 21.7533
| DCV_Com, G - Heat [Building w Gas Heat] | G | Yes | Small Office | Space Heating | RET | 2226542.1363 | 102354.036 | 21.7533
| DCV_Com, E - Vent [Building w Gas Heat] | E | Yes | Small Office | Ventilation | RET | 2226542.1363 | 102354.036 | 21.7533
| DCV_Com, E - Cool [Building w Oil Heat] | E | Yes | Small Office | Cooling | RET | 607241.1939 | 27538.9921 | 22.0502
| DCV_Com, O - Heat [Building w Oil Heat] | O | Yes | Small Office | Space Heating | RET | 607241.1939 | 27538.9921 | 22.0502
| DCV_Com, E - Vent [Building w Oil Heat] | E | Yes | Small Office | Ventilation | RET | 607241.1939 | 27538.9921 | 22.0502
| DCV_Com, E - Cool [Building w Propane Heat] | E | Yes | Small Office | Cooling | RET | 471015.4292 | 8299.3469 | 56.7533
| DCV_Com, P - Heat [Building w Propane Heat] | Prp | Yes | Small Office | Space Heating | RET | 471015.4292 | 8299.3469 | 56.7533
| DCV_Com, E - Vent [Building w Propane Heat] | E | Yes | Small Office | Ventilation | RET | 471015.4292 | 8299.3469 | 56.7533
| Controls for Unitary AC_Com, E - Cool | E | No | Small Office | Cooling | RET | 146186.612 | 150259.375 | 0.9729
| Optimized Unitary AC Sys_Com, E - Cool [Building w Elec Heat] | E | No | Small Office | Cooling | NC | 20912.6979 | 26009.8808 | 0.80403
| Optimized Unitary AC Sys_Com, E - Heat [Building w Elec Heat] | E | No | Small Office | Space Heating | NC | 20912.6979 | 26009.8808 | 0.80403
| Optimized Unitary AC Sys_Com, E - Cool [Building w Gas Heat] | E | Yes | Small Office | Cooling | NC | 496913.1792 | 31681.109 | 15.6848
| Optimized Unitary AC Sys_Com, G - Heat [Building w Gas Heat] | G | Yes | Small Office | Space Heating | NC | 496913.1792 | 31681.109 | 15.6848
| Optimized Unitary AC Sys_Com, E - Cool [Building w Oil Heat] | E | Yes | Small Office | Cooling | NC | 136180.0163 | 7577.375 | 17.9719
| Optimized Unitary AC Sys_Com, O - Heat [Building w Oil Heat] | O | Yes | Small Office | Space Heating | NC | 136180.0163 | 7577.375 | 17.9719
| Optimized Unitary AC Sys_Com, E - Cool [Building w Propane Heat] | E | Yes | Small Office | Cooling | NC | 128485.925 | 2494.109 | 51.5158
| Optimized Unitary AC Sys_Com, P - Heat [Building w Propane Heat] | Prp | Yes | Small Office | Space Heating | NC | 128485.925 | 2494.109 | 51.5158
| Cool Roof_Com, E - Cool [Building w Elec Heat] | E | No | Small Office | Cooling | NC | 6312.9577 | 15392.2548 | 0.41014
| Cool Roof_Com, E - Cool [Building w Elec Heat] | E | No | Small Office | Cooling | RET | 43625.3526 | 179147.0737 | 0.24352
| Cool Roof_Com, E - Heat [Building w Elec Heat] | E | No | Small Office | Space Heating | NC | 6312.9577 | 15392.2548 | 0.41014
| Cool Roof_Com, E - Heat [Building w Elec Heat] | E | No | Small Office | Space Heating | RET | 43625.3526 | 179147.0737 | 0.24352
| Cool Roof_Com, E - Cool [Building w Gas Heat] | E | No | Small Office | Cooling | NC | 14487.0855 | 57397.1609 | 0.2524
| Cool Roof_Com, E - Cool [Building w Gas Heat] | E | No | Small Office | Cooling | RET | 100112.2201 | 535373.2325 | 0.187
| Cool Roof_Com, G - Heat [Building w Gas Heat] | G | No | Small Office | Space Heating | NC | 14487.0855 | 57397.1609 | 0.2524
| Cool Roof_Com, G - Heat [Building w Gas Heat] | G | No | Small Office | Space Heating | RET | 100112.2201 | 535373.2325 | 0.187
| Cool Roof_Com, E - Cool [Building w Oil Heat] | E | No | Small Office | Cooling | NC | 3897.8407 | 15134.7507 | 0.25754
| Cool Roof_Com, E - Cool [Building w Oil Heat] | E | No | Small Office | Cooling | RET | 26935.8175 | 142032.2957 | 0.18965
| Cool Roof_Com, O - Heat [Building w Oil Heat] | O | No | Small Office | Space Heating | NC | 3897.8407 | 15134.7507 | 0.25754
| Cool Roof_Com, O - Heat [Building w Oil Heat] | O | No | Small Office | Space Heating | RET | 26935.8175 | 142032.2957 | 0.18965
| Cool Roof_Com, E - Cool [Building w Propane Heat] | E | No | Small Office | Cooling | NC | 1174.6811 | 13324.298 | 0.088161
| Cool Roof_Com, E - Cool [Building w Propane Heat] | E | No | Small Office | Cooling | RET | 8117.5699 | 100025.2673 | 0.081155
| Cool Roof_Com, P - Heat [Building w Propane Heat] | Prp | No | Small Office | Space Heating | NC | 1174.6811 | 13324.298 | 0.088161
| Cool Roof_Com, P - Heat [Building w Propane Heat] | Prp | No | Small Office | Space Heating | RET | 8117.5699 | 100025.2673 | 0.081155
| GSHP_Com, E - Cool | E | Yes | Small Office | Cooling | RET | 74942.3604 | 47933.8871 | 1.5635
| GSHP_Com, E - Cool | E | Yes | Small Office | Cooling | REPL | 1.0738e-11 | 5.0965e-12 | 2.107
| GSHP_Com, E - Heat | E | Yes | Small Office | Space Heating | RET | 74942.3604 | 47933.8871 | 1.5635
| GSHP_Com, E - Heat | E | Yes | Small Office | Space Heating | REPL | 1.0738e-11 | 5.0965e-12 | 2.107
| Unitary HP_Com, E - Cool | E | Yes | Small Office | Cooling | NC | 9185.2506 | 4416.2741 | 2.0799
| Unitary HP_Com, E - Cool | E | No | Small Office | Cooling | RET | 58165.8294 | 124242.0782 | 0.46817
| Unitary HP_Com, E - Cool | E | Yes | Small Office | Cooling | REPL | 28685.5359 | 13792.0232 | 2.0799
| Unitary HP_Com, E - Heat | E | Yes | Small Office | Space Heating | NC | 9185.2506 | 4416.2741 | 2.0799
| Unitary HP_Com, E - Heat | E | No | Small Office | Space Heating | RET | 58165.8294 | 124242.0782 | 0.46817
| Unitary HP_Com, E - Heat | E | Yes | Small Office | Space Heating | REPL | 28685.5359 | 13792.0232 | 2.0799
| PTHP_Com, E - Cool | E | Yes | Small Office | Cooling | NC | 0 | 0 | 0
| PTHP_Com, E - Cool | E | Yes | Small Office | Cooling | RET | 0 | 0 | 0
| PTHP_Com, E - Cool | E | Yes | Small Office | Cooling | REPL | 0 | 0 | 0
| PTHP_Com, E - Heat | E | Yes | Small Office | Space Heating | NC | 0 | 0 | 0
| PTHP_Com, E - Heat | E | Yes | Small Office | Space Heating | RET | 0 | 0 | 0
| PTHP_Com, E - Heat | E | Yes | Small Office | Space Heating | REPL | 0 | 0 | 0
| Minisplit Ductless HP_Com, E - Cool | E | Yes | Small Office | Cooling | RET | 303089.9879 | 104355.7608 | 2.9044
| Minisplit Ductless HP_Com, E - Cool | E | Yes | Small Office | Cooling | REPL | 28288.8962 | 5207.3789 | 5.4325
| Minisplit Ductless HP_Com, E - Heat | E | Yes | Small Office | Space Heating | RET | 303089.9879 | 104355.7608 | 2.9044
| Minisplit Ductless HP_Com, E - Heat | E | Yes | Small Office | Space Heating | REPL | 28288.8962 | 5207.3789 | 5.4325
| Programmable TStat_Com, E - Cool [Building w Elec Heat] | E | Yes | Small Office | Cooling | NC | 0 | 0 | 0
| Programmable TStat_Com, E - Heat [Building w Elec Heat] | E | Yes | Small Office | Space Heating | NC | 0 | 0 | 0
| Programmable TStat_Com, E - Cool [Building w Gas Heat] | E | Yes | Small Office | Cooling | NC | 0 | 0 | 0
| Programmable TStat_Com, E - Cool [Building w Gas Heat] | E | Yes | Small Office | Cooling | RET | 0 | 0 | 0
| Programmable TStat_Com, G - Heat [Building w Gas Heat] | G | Yes | Small Office | Space Heating | NC | 0 | 0 | 0
| Programmable TStat_Com, G - Heat [Building w Gas Heat] | G | Yes | Small Office | Space Heating | RET | 0 | 0 | 0
| Programmable TStat_Com, E - Cool [Building w Propane Heat] | E | Yes | Small Office | Cooling | NC | 0 | 0 | 0
| Programmable TStat_Com, E - Cool [Building w Propane Heat] | E | Yes | Small Office | Cooling | RET | 0 | 0 | 0
| Programmable TStat_Com, P - Heat [Building w Propane Heat] | Prp | Yes | Small Office | Space Heating | NC | 0 | 0 | 0
| Programmable TStat_Com, P - Heat [Building w Propane Heat] | Prp | Yes | Small Office | Space Heating | RET | 0 | 0 | 0
| Programmable TStat_Com, E - Cool [Building w Oil Heat] | E | Yes | Small Office | Cooling | NC | 0 | 0 | 0
| Programmable TStat_Com, E - Cool [Building w Oil Heat] | E | Yes | Small Office | Cooling | RET | 0 | 0 | 0
| Programmable TStat_Com, O - Heat [Building w Oil Heat] | O | Yes | Small Office | Space Heating | NC | 0 | 0 | 0
| Programmable TStat_Com, O - Heat [Building w Oil Heat] | O | Yes | Small Office | Space Heating | RET | 0 | 0 | 0
| Smart TStat_Com, E - Cool [Building w Elec Heat] | E | Yes | Small Office | Cooling | NC | 15293.7417 | 10805.1019 | 1.4154
| Smart TStat_Com, E - Cool [Building w Elec Heat] | E | No | Small Office | Cooling | RET | 74314.4195 | 69550.0831 | 1.0685
| Smart TStat_Com, E - Heat [Building w Elec Heat] | E | Yes | Small Office | Space Heating | NC | 15293.7417 | 10805.1019 | 1.4154
| Smart TStat_Com, E - Heat [Building w Elec Heat] | E | No | Small Office | Space Heating | RET | 74314.4195 | 69550.0831 | 1.0685
| Smart TStat_Com, E - Cool [Building w Gas Heat] | E | Yes | Small Office | Cooling | NC | 84396.9706 | 22064.3215 | 3.825
| Smart TStat_Com, E - Cool [Building w Gas Heat] | E | Yes | Small Office | Cooling | RET | 394935.235 | -5334.3166 | -74.0367
| Smart TStat_Com, G - Heat [Building w Gas Heat] | G | Yes | Small Office | Space Heating | NC | 84396.9706 | 22064.3215 | 3.825
| Smart TStat_Com, G - Heat [Building w Gas Heat] | G | Yes | Small Office | Space Heating | RET | 394935.235 | -5334.3166 | -74.0367
| Smart TStat_Com, E - Cool [Building w Propane Heat] | E | Yes | Small Office | Cooling | NC | 30730.3104 | 5936.5434 | 5.1765
| Smart TStat_Com, E - Cool [Building w Propane Heat] | E | Yes | Small Office | Cooling | RET | 143095.9817 | 38212.2341 | 3.7448
| Smart TStat_Com, P - Heat [Building w Propane Heat] | Prp | Yes | Small Office | Space Heating | NC | 30730.3104 | 5936.5434 | 5.1765
| Smart TStat_Com, P - Heat [Building w Propane Heat] | Prp | Yes | Small Office | Space Heating | RET | 143095.9817 | 38212.2341 | 3.7448
| Smart TStat_Com, E - Cool [Building w Oil Heat] | E | Yes | Small Office | Cooling | NC | 16685.2984 | 1789.079 | 9.3262
| Smart TStat_Com, E - Cool [Building w Oil Heat] | E | Yes | Small Office | Cooling | RET | 77212.2434 | 11515.9111 | 6.7048
| Smart TStat_Com, O - Heat [Building w Oil Heat] | O | Yes | Small Office | Space Heating | NC | 16685.2984 | 1789.079 | 9.3262
| Smart TStat_Com, O - Heat [Building w Oil Heat] | O | Yes | Small Office | Space Heating | RET | 77212.2434 | 11515.9111 | 6.7048
| Boiler Blowdown Controls_Com, G - Heat | G | No | Small Office | Space Heating | RET | 93513.8966 | 229322.6502 | 0.40778
| Boiler Blowdown Controls_Com, O - Heat | O | No | Small Office | Space Heating | RET | 15634.9277 | 38593.4185 | 0.40512
| Boiler Blowdown Controls_Com, P - Heat | Prp | No | Small Office | Space Heating | RET | 13514.6414 | 44444.1411 | 0.30408
| Boiler Modifications_Com, G - Heat | G | Yes | Small Office | Space Heating | RET | 438062.3874 | 113940.2816 | 3.8447
| Boiler Modifications_Com, O - Heat | O | Yes | Small Office | Space Heating | RET | 81287.3007 | 9882.9384 | 8.225
| Boiler Modifications_Com, P - Heat | Prp | Yes | Small Office | Space Heating | RET | 67696.6355 | 9129.3915 | 7.4152
| Boilers_Com, G - Heat | G | Yes | Small Office | Space Heating | NC | 214841.6666 | 87183.6578 | 2.4642
| Boilers_Com, G - Heat | G | No | Small Office | Space Heating | RET | 1016142.8773 | 1654771.9477 | 0.61407
| Boilers_Com, G - Heat | G | Yes | Small Office | Space Heating | REPL | 1.527e-10 | 6.1964e-11 | 2.4642
| Boilers_Com, O - Heat | O | No | Small Office | Space Heating | NC | 13519.3169 | 50715.3531 | 0.26657
| Boilers_Com, O - Heat | O | No | Small Office | Space Heating | RET | 65372.8104 | 984121.369 | 0.066428
| Boilers_Com, O - Heat | O | No | Small Office | Space Heating | REPL | 9.6086e-12 | 3.6045e-11 | 0.26657
| Boilers_Com, P - Heat | Prp | Yes | Small Office | Space Heating | NC | 25817.1531 | 422.0949 | 61.1643
| Boilers_Com, P - Heat | Prp | Yes | Small Office | Space Heating | RET | 123590.6051 | 8108.7514 | 15.2416
| Boilers_Com, P - Heat | Prp | Yes | Small Office | Space Heating | REPL | 1.8349e-11 | 3e-13 | 61.1643
| Furnace_Com, G - Heat | G | Yes | Small Office | Space Heating | NC | 105239.1955 | 36994.7615 | 2.8447
| Furnace_Com, G - Heat | G | No | Small Office | Space Heating | RET | 465384.3892 | 694284.9549 | 0.67031
| Furnace_Com, G - Heat | G | Yes | Small Office | Space Heating | REPL | 8.1301e-11 | 2.858e-11 | 2.8447
| Furnace_Com, O - Heat | O | Yes | Small Office | Space Heating | NC | 32453.1688 | 3817.1005 | 8.502
| Furnace_Com, O - Heat | O | Yes | Small Office | Space Heating | RET | 160032.0384 | 79881.5809 | 2.0034
| Furnace_Com, O - Heat | O | Yes | Small Office | Space Heating | REPL | 2.5071e-11 | 2.9488e-12 | 8.502
| Furnace_Com, P - Heat | Prp | Yes | Small Office | Space Heating | NC | 56210.4272 | 5668.7075 | 9.9159
| Furnace_Com, P - Heat | Prp | Yes | Small Office | Space Heating | RET | 267919.4983 | 114666.0134 | 2.3365
| Furnace_Com, P - Heat | Prp | Yes | Small Office | Space Heating | REPL | 4.3425e-11 | 4.3793e-12 | 9.9159
| Unit Heater_Com, G - Heat | G | Yes | Small Office | Space Heating | NC | 16241.7865 | 3511.3938 | 4.6255
| Unit Heater_Com, G - Heat | G | Yes | Small Office | Space Heating | RET | 91299.9031 | 74037.4637 | 1.2332
| Unit Heater_Com, G - Heat | G | Yes | Small Office | Space Heating | REPL | 10025.036 | 2167.3632 | 4.6255
| Unit Heater_Com, P - Heat | Prp | Yes | Small Office | Space Heating | NC | 37780.9187 | 2143.218 | 17.6281
| Unit Heater_Com, P - Heat | Prp | Yes | Small Office | Space Heating | RET | 187405.1968 | 39875.9407 | 4.6997
| Unit Heater_Com, P - Heat | Prp | Yes | Small Office | Space Heating | REPL | 3.9488e-11 | 2.2401e-12 | 17.6281
| Energy Recovery Ventilator_Com, G - Heat | G | Yes | Small Office | Space Heating | NC | 101536.447 | 37075.6105 | 2.7386
| Energy Recovery Ventilator_Com, G - Heat | G | Yes | Small Office | Space Heating | RET | 598147.016 | 218410.8904 | 2.7386
| Energy Recovery Ventilator_Com, G - Heat | G | Yes | Small Office | Space Heating | REPL | 86667.6926 | 31646.3468 | 2.7386
| Energy Recovery Ventilator_Com, O - Heat | O | Yes | Small Office | Space Heating | NC | 26113.3854 | 2753.4636 | 9.4838
| Energy Recovery Ventilator_Com, O - Heat | O | Yes | Small Office | Space Heating | RET | 153832.8631 | 16220.5393 | 9.4838
| Energy Recovery Ventilator_Com, O - Heat | O | Yes | Small Office | Space Heating | REPL | 22289.4039 | 2350.253 | 9.4838
| Energy Recovery Ventilator_Com, P - Heat | Prp | Yes | Small Office | Space Heating | NC | 42137.2614 | 3810.9193 | 11.057
| Energy Recovery Ventilator_Com, P - Heat | Prp | Yes | Small Office | Space Heating | RET | 248228.8478 | 22449.9664 | 11.057
| Energy Recovery Ventilator_Com, P - Heat | Prp | Yes | Small Office | Space Heating | REPL | 35966.782 | 3252.8574 | 11.057
| Forced Air Heating Maintenance_Com, G - Heat | G | No | Small Office | Space Heating | RET | 5447.228 | 12116.2097 | 0.44958
| Forced Air Heating Maintenance_Com, O - Heat | O | Yes | Small Office | Space Heating | RET | 2358.7979 | 1587.5265 | 1.4858
| Forced Air Heating Maintenance_Com, P - Heat | Prp | Yes | Small Office | Space Heating | RET | 7232.3087 | 3931.5644 | 1.8395
| Infrared Heater_Com, G - Heat | G | Yes | Small Office | Space Heating | NC | 3627.0638 | 240.5223 | 15.08
| Infrared Heater_Com, G - Heat | G | Z | Small Office | Space Heating | RET | 0 | 0 | 0
| Infrared Heater_Com, G - Heat | G | Yes | Small Office | Space Heating | REPL | 9787.3699 | 649.032 | 15.08
| Infrared Heater_Com, P - Heat | Prp | Yes | Small Office | Space Heating | NC | 21566.3248 | 375.2531 | 57.4714
| Infrared Heater_Com, P - Heat | Prp | Z | Small Office | Space Heating | RET | 0 | 0 | 0
| Infrared Heater_Com, P - Heat | Prp | Yes | Small Office | Space Heating | REPL | 58195.1666 | 1012.5934 | 57.4714
| Steam Trap Maintenance_Com, G - Heat | G | Yes | Small Office | Space Heating | RET | 135234.3543 | 19266.9061 | 7.019
| Steam Trap Maintenance_Com, O - Heat | O | Yes | Small Office | Space Heating | RET | 16969.271 | 714.1672 | 23.7609
| Windows_Com, E - Cool [Building w Elec Heat] | E | No | Small Office | Cooling | NC | 21264.1016 | 65697.5346 | 0.32367
| Windows_Com, E - Heat [Building w Elec Heat] | E | No | Small Office | Space Heating | NC | 21264.1016 | 65697.5346 | 0.32367
| Windows_Com, E - Cool [Building w Gas Heat] | E | Yes | Small Office | Cooling | NC | 170782.5126 | 134156.2097 | 1.273
| Windows_Com, G - Heat [Building w Gas Heat] | G | Yes | Small Office | Space Heating | NC | 170782.5126 | 134156.2097 | 1.273
| Windows_Com, E - Cool [Building w Oil Heat] | E | Yes | Small Office | Cooling | NC | 44572.4957 | 36095.5653 | 1.2348
| Windows_Com, O - Heat [Building w Oil Heat] | O | Yes | Small Office | Space Heating | NC | 44572.4957 | 36095.5653 | 1.2348
| Windows_Com, E - Cool [Building w Propane Heat] | E | Yes | Small Office | Cooling | NC | 59807.9712 | 10878.0167 | 5.4981
| Windows_Com, P - Heat [Building w Propane Heat] | Prp | Yes | Small Office | Space Heating | NC | 59807.9712 | 10878.0167 | 5.4981
| Window Film_Com, E - Cool [Building w Elec Heat] | E | No | Small Office | Cooling | RET | 0 | 0 | 0
| Window Film_Com, E - Heat [Building w Elec Heat] | E | No | Small Office | Space Heating | RET | 0 | 0 | 0
| Window Film_Com, E - Cool [Building w Gas Heat] | E | No | Small Office | Cooling | RET | 0 | 0 | 0
| Window Film_Com, G - Heat [Building w Gas Heat] | G | No | Small Office | Space Heating | RET | 0 | 0 | 0
| Window Film_Com, E - Cool [Building w Oil Heat] | E | No | Small Office | Cooling | RET | 0 | 0 | 0
| Window Film_Com, O - Heat [Building w Oil Heat] | O | No | Small Office | Space Heating | RET | 0 | 0 | 0
| Window Film_Com, E - Cool [Building w Propane Heat] | E | No | Small Office | Cooling | RET | 0 | 0 | 0
| Window Film_Com, P - Heat [Building w Propane Heat] | Prp | No | Small Office | Space Heating | RET | 0 | 0 | 0
| Motors and Fans_Com, E - Vent | E | Yes | Small Office | Ventilation | NC | 10047.5593 | 7229.7838 | 1.3897
| Motors and Fans_Com, E - Vent | E | No | Small Office | Ventilation | RET | 32860.6281 | 40402.4006 | 0.81333
| Motors and Fans_Com, E - Vent | E | Yes | Small Office | Ventilation | REPL | 605.0816 | 435.3902 | 1.3897
| ECM Furnace Motors_Com, E - Vent | E | Yes | Small Office | Ventilation | RET | 132021.4552 | 47283.3223 | 2.7921
| VFD on HVAC System_Com, E - Vent | E | Yes | Small Office | Ventilation | RET | 1041918.9948 | 189919.9511 | 5.4861
| Kitchen DCV_Com, E - Vent [Building w Elec Heat] | E | Yes | Small Office | Ventilation | NC | 2324.8595 | 467.0984 | 4.9772
| Kitchen DCV_Com, E - Vent [Building w Elec Heat] | E | Yes | Small Office | Ventilation | RET | 13413.6988 | 2695.0088 | 4.9772
| Kitchen DCV_Com, E - Vent [Building w Elec Heat] | E | Yes | Small Office | Ventilation | REPL | 980.0497 | 196.9064 | 4.9772
| Kitchen DCV_Com, E - Heat [Building w Elec Heat] | E | Yes | Small Office | Space Heating | NC | 2324.8595 | 467.0984 | 4.9772
| Kitchen DCV_Com, E - Heat [Building w Elec Heat] | E | Yes | Small Office | Space Heating | RET | 13413.6988 | 2695.0088 | 4.9772
| Kitchen DCV_Com, E - Heat [Building w Elec Heat] | E | Yes | Small Office | Space Heating | REPL | 980.0497 | 196.9064 | 4.9772
| Kitchen DCV_Com, E - Vent [Building w Gas Heat] | E | Yes | Small Office | Ventilation | NC | 2324.8595 | 467.0984 | 4.9772
| Kitchen DCV_Com, E - Vent [Building w Gas Heat] | E | Yes | Small Office | Ventilation | RET | 13413.6988 | 2695.0088 | 4.9772
| Kitchen DCV_Com, E - Vent [Building w Gas Heat] | E | Yes | Small Office | Ventilation | REPL | 980.0497 | 196.9064 | 4.9772
| Kitchen DCV_Com, G - Heat [Building w Gas Heat] | G | Yes | Small Office | Space Heating | NC | 6690.1797 | 168.7252 | 39.6513
| Kitchen DCV_Com, G - Heat [Building w Gas Heat] | G | Yes | Small Office | Space Heating | RET | 36724.4429 | 973.4906 | 37.7245
| Kitchen DCV_Com, G - Heat [Building w Gas Heat] | G | Yes | Small Office | Space Heating | REPL | 2683.2107 | 71.1265 | 37.7245
| Kitchen DCV_Com, E - Vent [Building w Oil Heat] | E | Yes | Small Office | Ventilation | NC | 6690.1797 | 168.7252 | 39.6513
| Kitchen DCV_Com, E - Vent [Building w Oil Heat] | E | Yes | Small Office | Ventilation | RET | 36724.4429 | 973.4906 | 37.7245
| Kitchen DCV_Com, E - Vent [Building w Oil Heat] | E | Yes | Small Office | Ventilation | REPL | 2683.2107 | 71.1265 | 37.7245
| Kitchen DCV_Com, O - Heat [Building w Oil Heat] | O | Yes | Small Office | Space Heating | NC | 6690.1797 | 168.7252 | 39.6513
| Kitchen DCV_Com, O - Heat [Building w Oil Heat] | O | Yes | Small Office | Space Heating | RET | 36724.4429 | 973.4906 | 37.7245
| Kitchen DCV_Com, O - Heat [Building w Oil Heat] | O | Yes | Small Office | Space Heating | REPL | 2683.2107 | 71.1265 | 37.7245
| Kitchen DCV_Com, E - Vent [Building w Oil Heat] | E | Yes | Small Office | Ventilation | NC | 6690.1797 | 168.7252 | 39.6513
| Kitchen DCV_Com, E - Vent [Building w Oil Heat] | E | Yes | Small Office | Ventilation | RET | 36724.4429 | 973.4906 | 37.7245
| Kitchen DCV_Com, E - Vent [Building w Oil Heat] | E | Yes | Small Office | Ventilation | REPL | 2683.2107 | 71.1265 | 37.7245
| Kitchen DCV_Com, P - Heat [Building w Propane Heat] | Prp | Yes | Small Office | Space Heating | NC | 1948.0639 | 0 | 0
| Kitchen DCV_Com, P - Heat [Building w Propane Heat] | Prp | Yes | Small Office | Space Heating | RET | 10620.5179 | 0 | 0
| Kitchen DCV_Com, P - Heat [Building w Propane Heat] | Prp | Yes | Small Office | Space Heating | REPL | 775.9706 | 0 | 0
| Duct Sealing Regulated_Com, E - Vent [Building w Elec Heat] | E | Yes | Small Office | Ventilation | RET | 397932.2331 | 219789.8725 | 1.8105
| Duct Sealing Regulated_Com, E - Heat [Building w Elec Heat] | E | Yes | Small Office | Space Heating | RET | 397932.2331 | 219789.8725 | 1.8105
| Duct Sealing Regulated_Com, E - Cool [Building w Elec Heat] | E | Yes | Small Office | Cooling | RET | 397932.2331 | 219789.8725 | 1.8105
| Duct Sealing Regulated_Com, E - Vent [Building w Gas Heat] | E | Yes | Small Office | Ventilation | RET | 2177559.8576 | 0 | 0
| Duct Sealing Regulated_Com, G - Heat [Building w Gas Heat] | G | Yes | Small Office | Space Heating | RET | 2177559.8576 | 0 | 0
| Duct Sealing Regulated_Com, E - Cool [Building w Gas Heat] | E | Yes | Small Office | Cooling | RET | 2177559.8576 | 0 | 0
| Duct Sealing Non Regulated_Com, E - Vent [Building w Oil Heat] | E | Yes | Small Office | Ventilation | RET | 368712.6267 | 120757.0384 | 3.0533
| Duct Sealing Non Regulated_Com, O - Heat [Building w Oil Heat] | O | Yes | Small Office | Space Heating | RET | 368712.6267 | 120757.0384 | 3.0533
| Duct Sealing Non Regulated_Com, E - Cool [Building w Oil Heat] | E | Yes | Small Office | Cooling | RET | 368712.6267 | 120757.0384 | 3.0533
| Duct Sealing Non Regulated_Com, E - Vent [Building w Propane Heat] | E | Yes | Small Office | Ventilation | RET | 386513.4404 | 0 | 0
| Duct Sealing Non Regulated_Com, P - Heat [Building w Propane Heat] | Prp | Yes | Small Office | Space Heating | RET | 386513.4404 | 0 | 0
| Duct Sealing Non Regulated_Com, E - Cool [Building w Propane Heat] | E | Yes | Small Office | Cooling | RET | 386513.4404 | 0 | 0
| Power Strip_Com, E - Plug [Tier 1] | E | Yes | Small Office | Plug Loads | NC | 0 | 0 | 0
| Power Strip_Com, E - Plug [Tier 1] | E | Yes | Small Office | Plug Loads | RET | 0 | 0 | 0
| Power Strip_Com, E - Plug [Tier 1] | E | Yes | Small Office | Plug Loads | REPL | 0 | 0 | 0
| Power Strip_Com, E - Plug [Tier 2] | E | Yes | Small Office | Plug Loads | NC | 37925.1595 | 31115.8999 | 1.2188
| Power Strip_Com, E - Plug [Tier 2] | E | Yes | Small Office | Plug Loads | RET | 413448.8947 | 357135.7314 | 1.1577
| Power Strip_Com, E - Plug [Tier 2] | E | Yes | Small Office | Plug Loads | REPL | 300933.0285 | 246902.1125 | 1.2188
| Computer Power Management_Com, E - Plug | E | Yes | Small Office | Plug Loads | RET | 261478.4838 | 125297.6164 | 2.0869
| Vending Machine Controls_Com, E - Plug [Non-Refrigerated] | E | No | Small Office | Plug Loads | RET | 11617.5594 | 11149.9065 | 1.0419
| Vending Machine Controls_Com, E - Plug [Refrigerated] | E | Yes | Small Office | Plug Loads | RET | 34852.6782 | 5989.4464 | 5.819
| ES Refrigerator and Freezer_Com, E - Refr | E | Yes | Small Office | Refrigeration | NC | 9309.9858 | 3888.427 | 2.3943
| ES Refrigerator and Freezer_Com, E - Refr | E | Yes | Small Office | Refrigeration | REPL | 105124.433 | 43906.4778 | 2.3943
| Anti Sweat Heat Control_Com, E - Refr | E | Yes | Small Office | Refrigeration | NC | 361.4589 | 189.9539 | 1.9029
| Anti Sweat Heat Control_Com, E - Refr | E | Z | Small Office | Refrigeration | RET | 0 | 0 | 0
| ECM Comp Cond Fan Motor_Com, E - Refr | E | Yes | Small Office | Refrigeration | NC | 242.4874 | 64.8483 | 3.7393
| ECM Comp Cond Fan Motor_Com, E - Refr | E | Z | Small Office | Refrigeration | RET | 0 | 0 | 0
| ECM Comp Cond Fan Motor_Com, E - Refr | E | Yes | Small Office | Refrigeration | REPL | 995.7716 | 266.2988 | 3.7393
| Evap Fan Motor Replacement_Com, E - Refr | E | Yes | Small Office | Refrigeration | NC | 209.5719 | 101.2102 | 2.0707
| Evap Fan Motor Replacement_Com, E - Refr | E | Z | Small Office | Refrigeration | RET | 0 | 0 | 0
| Evap Fan Motor Replacement_Com, E - Refr | E | Yes | Small Office | Refrigeration | REPL | 74.2619 | 35.8639 | 2.0707
| Evap Fan Speed Controls_Com, E - Refr | E | Yes | Small Office | Refrigeration | NC | 342.947 | 102.6304 | 3.3416
| Evap Fan Speed Controls_Com, E - Refr | E | Z | Small Office | Refrigeration | RET | 0 | 0 | 0
| LowHeat NoHeat Doors_Com, E - Refr | E | Yes | Small Office | Refrigeration | NC | 170.0957 | 38.6601 | 4.3998
| LowHeat NoHeat Doors_Com, E - Refr | E | Yes | Small Office | Refrigeration | RET | 2074.3004 | 471.4563 | 4.3998
| Refrigerated Vending Machine_Com, E - Refr | E | Yes | Small Office | Refrigeration | NC | 3572.8976 | 1737.4891 | 2.0564
| Refrigerated Vending Machine_Com, E - Refr | E | Yes | Small Office | Refrigeration | REPL | 34580.2741 | 16816.281 | 2.0564
| Walk In Refrigeration_Com, E - Refr | E | Yes | Small Office | Refrigeration | NC | 702.0511 | 98.0112 | 7.163
| Refrigeration Tune Up_Com, E - Refr | E | Yes | Small Office | Refrigeration | RET | 4773.2042 | 555.9141 | 8.5862
| ES Ice Machine_Com, E - Refr | E | Yes | Small Office | Refrigeration | NC | 510.3281 | 69.0227 | 7.3936
| ES Ice Machine_Com, E - Refr | E | Yes | Small Office | Refrigeration | REPL | 5762.4092 | 779.3748 | 7.3936
| Walk In Cooler Retroft_Com, E - Refr | E | Yes | Small Office | Refrigeration | RET | 1857.9946 | 370.9775 | 5.0084
| Door Gasket Replacement_Com, E - Refr | E | Z | Small Office | Refrigeration | RET | 0 | 0 | 0
| EnergyStar Dehumidifier_Com, E - Appl | E | Yes | Small Office | Appliances | NC | 838.9773 | 173.582 | 4.8333
| EnergyStar Dehumidifier_Com, E - Appl | E | Yes | Small Office | Appliances | REPL | 9473.3774 | 1960.0148 | 4.8333
| Clothes Washer Elec WH_Com, E - Appl [unit w/ elec dry - Washer] | E | Yes | Small Office | Appliances | NC | 2013.4345 | 819.084 | 2.4582
| Clothes Washer Elec WH_Com, E - Appl [unit w/ elec dry - Washer] | E | Yes | Small Office | Appliances | REPL | 37816.4659 | 15384.0917 | 2.4582
| Clothes Washer Elec WH_Com, E - Appl [unit w/ elec dry - Dryer] | E | Yes | Small Office | Appliances | NC | 2013.4345 | 819.084 | 2.4582
| Clothes Washer Elec WH_Com, E - Appl [unit w/ elec dry - Dryer] | E | Yes | Small Office | Appliances | REPL | 37816.4659 | 15384.0917 | 2.4582
| Clothes Washer Elec WH_Com, E - HWat [unit w/ elec dry - Water Heater] | E | Yes | Small Office | Water Heating | NC | 2013.4345 | 819.084 | 2.4582
| Clothes Washer Elec WH_Com, E - HWat [unit w/ elec dry - Water Heater] | E | Yes | Small Office | Water Heating | REPL | 37816.4659 | 15384.0917 | 2.4582
| Clothes Washer Elec WH_Com, E - Appl [unit w/ gas dry - Washer] | E | Yes | Small Office | Appliances | NC | 449.4593 | 204.771 | 2.1949
| Clothes Washer Elec WH_Com, E - Appl [unit w/ gas dry - Washer] | E | Yes | Small Office | Appliances | REPL | 8437.9988 | 3846.0229 | 2.194
| Clothes Washer Elec WH_Com, G - Oth [unit w/ gas dry - Dryer] | G | Yes | Small Office | Other | NC | 449.4593 | 204.771 | 2.1949
| Clothes Washer Elec WH_Com, G - Oth [unit w/ gas dry - Dryer] | G | Yes | Small Office | Other | REPL | 8437.9988 | 3846.0229 | 2.194
| Clothes Washer Elec WH_Com, E - HWat [unit w/ gas dry - Water Heater] | E | Yes | Small Office | Water Heating | NC | 449.4593 | 204.771 | 2.1949
| Clothes Washer Elec WH_Com, E - HWat [unit w/ gas dry - Water Heater] | E | Yes | Small Office | Water Heating | REPL | 8437.9988 | 3846.0229 | 2.194
| Clothes Washer Elec WH_Com, E - Appl [unit w/ propane dry - Washer] | E | Yes | Small Office | Appliances | NC | 178.9167 | 81.9084 | 2.1844
| Clothes Washer Elec WH_Com, E - Appl [unit w/ propane dry - Washer] | E | Yes | Small Office | Appliances | REPL | 3359.8119 | 1538.4092 | 2.184
| Clothes Washer Elec WH_Com, P - Oth [unit w/ propane dry - Dryer] | Prp | Yes | Small Office | Other | NC | 178.9167 | 81.9084 | 2.1844
| Clothes Washer Elec WH_Com, P - Oth [unit w/ propane dry - Dryer] | Prp | Yes | Small Office | Other | REPL | 3359.8119 | 1538.4092 | 2.184
| Clothes Washer Elec WH_Com, E - HWat [unit w/ propane dry - Water Heater] | E | Yes | Small Office | Water Heating | NC | 178.9167 | 81.9084 | 2.1844
| Clothes Washer Elec WH_Com, E - HWat [unit w/ propane dry - Water Heater] | E | Yes | Small Office | Water Heating | REPL | 3359.8119 | 1538.4092 | 2.184
| Clothes Washer Gas WH_Com, E - Appl [unit w/ elec dry - Washer] | E | Yes | Small Office | Appliances | NC | 1330.5569 | 409.542 | 3.2489
| Clothes Washer Gas WH_Com, E - Appl [unit w/ elec dry - Washer] | E | Yes | Small Office | Appliances | REPL | 24636.4941 | 7692.0458 | 3.2029
| Clothes Washer Gas WH_Com, E - Appl [unit w/ elec dry - Dryer] | E | Yes | Small Office | Appliances | NC | 1330.5569 | 409.542 | 3.2489
| Clothes Washer Gas WH_Com, E - Appl [unit w/ elec dry - Dryer] | E | Yes | Small Office | Appliances | REPL | 24636.4941 | 7692.0458 | 3.2029
| Clothes Washer Gas WH_Com, G - HWat [unit w/ elec dry - Water Heater] | G | Yes | Small Office | Water Heating | NC | 1330.5569 | 409.542 | 3.2489
| Clothes Washer Gas WH_Com, G - HWat [unit w/ elec dry - Water Heater] | G | Yes | Small Office | Water Heating | REPL | 24636.4941 | 7692.0458 | 3.2029
| Clothes Washer Gas WH_Com, E - Appl [unit w/ gas dry - Washer] | E | Yes | Small Office | Appliances | NC | 4768.7571 | 1597.2137 | 2.9857
| Clothes Washer Gas WH_Com, E - Appl [unit w/ gas dry - Washer] | E | Yes | Small Office | Appliances | REPL | 88156.6092 | 29998.9788 | 2.9387
| Clothes Washer Gas WH_Com, G - Oth [unit w/ gas dry - Dryer] | G | Yes | Small Office | Other | NC | 4768.7571 | 1597.2137 | 2.9857
| Clothes Washer Gas WH_Com, G - Oth [unit w/ gas dry - Dryer] | G | Yes | Small Office | Other | REPL | 88156.6092 | 29998.9788 | 2.9387
| Clothes Washer Gas WH_Com, G - HWat [unit w/ gas dry - Water Heater] | G | Yes | Small Office | Water Heating | NC | 4768.7571 | 1597.2137 | 2.9857
| Clothes Washer Gas WH_Com, G - HWat [unit w/ gas dry - Water Heater] | G | Yes | Small Office | Water Heating | REPL | 88156.6092 | 29998.9788 | 2.9387
| Clothes Washer Gas WH_Com, E - Appl [unit w/ propane dry - Washer] | E | Yes | Small Office | Appliances | NC | 243.6846 | 81.9084 | 2.9751
| Clothes Washer Gas WH_Com, E - Appl [unit w/ propane dry - Washer] | E | Yes | Small Office | Appliances | REPL | 4505.4641 | 1538.4092 | 2.9287
| Clothes Washer Gas WH_Com, P - Oth [unit w/ propane dry - Dryer] | Prp | Yes | Small Office | Other | NC | 243.6846 | 81.9084 | 2.9751
| Clothes Washer Gas WH_Com, P - Oth [unit w/ propane dry - Dryer] | Prp | Yes | Small Office | Other | REPL | 4505.4641 | 1538.4092 | 2.9287
| Clothes Washer Gas WH_Com, G - HWat [unit w/ propane dry - Water Heater] | G | Yes | Small Office | Water Heating | NC | 243.6846 | 81.9084 | 2.9751
| Clothes Washer Gas WH_Com, G - HWat [unit w/ propane dry - Water Heater] | G | Yes | Small Office | Water Heating | REPL | 4505.4641 | 1538.4092 | 2.9287
| Clothes Washer Oil WH_Com, E - Appl [unit w/ elec dry - Washer] | E | Yes | Small Office | Appliances | NC | 1192.9941 | 491.4504 | 2.4275
| Clothes Washer Oil WH_Com, E - Appl [unit w/ elec dry - Washer] | E | Yes | Small Office | Appliances | REPL | 22399.6359 | 9230.455 | 2.4267
| Clothes Washer Oil WH_Com, E - Appl [unit w/ elec dry - Dryer] | E | Yes | Small Office | Appliances | NC | 1192.9941 | 491.4504 | 2.4275
| Clothes Washer Oil WH_Com, E - Appl [unit w/ elec dry - Dryer] | E | Yes | Small Office | Appliances | REPL | 22399.6359 | 9230.455 | 2.4267
| Clothes Washer Oil WH_Com, O - HWat [unit w/ elec dry - Water Heater] | O | Yes | Small Office | Water Heating | NC | 1192.9941 | 491.4504 | 2.4275
| Clothes Washer Oil WH_Com, O - HWat [unit w/ elec dry - Water Heater] | O | Yes | Small Office | Water Heating | REPL | 22399.6359 | 9230.455 | 2.4267
| Clothes Washer Oil WH_Com, E - Appl [unit w/ gas dry - Washer] | E | Yes | Small Office | Appliances | NC | 177.2726 | 81.9084 | 2.1643
| Clothes Washer Oil WH_Com, E - Appl [unit w/ gas dry - Washer] | E | Yes | Small Office | Appliances | REPL | 3326.8256 | 1538.4092 | 2.1625
| Clothes Washer Oil WH_Com, G - Oth [unit w/ gas dry - Dryer] | G | Yes | Small Office | Other | NC | 177.2726 | 81.9084 | 2.1643
| Clothes Washer Oil WH_Com, G - Oth [unit w/ gas dry - Dryer] | G | Yes | Small Office | Other | REPL | 3326.8256 | 1538.4092 | 2.1625
| Clothes Washer Oil WH_Com, O - HWat [unit w/ gas dry - Water Heater] | O | Yes | Small Office | Water Heating | NC | 177.2726 | 81.9084 | 2.1643
| Clothes Washer Oil WH_Com, O - HWat [unit w/ gas dry - Water Heater] | O | Yes | Small Office | Water Heating | REPL | 3326.8256 | 1538.4092 | 2.1625
| Clothes Washer Oil WH_Com, E - Appl [unit w/ propane dry - Washer] | E | Yes | Small Office | Appliances | NC | 264.6084 | 122.8626 | 2.1537
| Clothes Washer Oil WH_Com, E - Appl [unit w/ propane dry - Washer] | E | Yes | Small Office | Appliances | REPL | 4967.1569 | 2307.6138 | 2.1525
| Clothes Washer Oil WH_Com, P - Oth [unit w/ propane dry - Dryer] | Prp | Yes | Small Office | Other | NC | 264.6084 | 122.8626 | 2.1537
| Clothes Washer Oil WH_Com, P - Oth [unit w/ propane dry - Dryer] | Prp | Yes | Small Office | Other | REPL | 4967.1569 | 2307.6138 | 2.1525
| Clothes Washer Oil WH_Com, O - HWat [unit w/ propane dry - Water Heater] | O | Yes | Small Office | Water Heating | NC | 264.6084 | 122.8626 | 2.1537
| Clothes Washer Oil WH_Com, O - HWat [unit w/ propane dry - Water Heater] | O | Yes | Small Office | Water Heating | REPL | 4967.1569 | 2307.6138 | 2.1525
| Clothes Washer Propane WH_Com, E - Appl [unit w/ elec dry - Washer] | E | Yes | Small Office | Appliances | NC | 225.4584 | 98.9821 | 2.2778
| Clothes Washer Propane WH_Com, E - Appl [unit w/ elec dry - Washer] | E | Yes | Small Office | Appliances | REPL | 4205.8159 | 1847.8312 | 2.2761
| Clothes Washer Propane WH_Com, E - Appl [unit w/ elec dry - Dryer] | E | Yes | Small Office | Appliances | NC | 225.4584 | 98.9821 | 2.2778
| Clothes Washer Propane WH_Com, E - Appl [unit w/ elec dry - Dryer] | E | Yes | Small Office | Appliances | REPL | 4205.8159 | 1847.8312 | 2.2761
| Clothes Washer Propane WH_Com, P - HWat [unit w/ elec dry - Water Heater] | Prp | Yes | Small Office | Water Heating | NC | 225.4584 | 98.9821 | 2.2778
| Clothes Washer Propane WH_Com, P - HWat [unit w/ elec dry - Water Heater] | Prp | Yes | Small Office | Water Heating | REPL | 4205.8159 | 1847.8312 | 2.2761
| Clothes Washer Propane WH_Com, E - Appl [unit w/ gas dry - Washer] | E | Yes | Small Office | Appliances | NC | 101.9494 | 49.2456 | 2.0702
| Clothes Washer Propane WH_Com, E - Appl [unit w/ gas dry - Washer] | E | Yes | Small Office | Appliances | REPL | 1899.6844 | 916.3548 | 2.0731
| Clothes Washer Propane WH_Com, G - Oth [unit w/ gas dry - Dryer] | G | Yes | Small Office | Other | NC | 101.9494 | 49.2456 | 2.0702
| Clothes Washer Propane WH_Com, G - Oth [unit w/ gas dry - Dryer] | G | Yes | Small Office | Other | REPL | 1899.6844 | 916.3548 | 2.0731
| Clothes Washer Propane WH_Com, P - HWat [unit w/ gas dry - Water Heater] | Prp | Yes | Small Office | Water Heating | NC | 101.9494 | 49.2456 | 2.0702
| Clothes Washer Propane WH_Com, P - HWat [unit w/ gas dry - Water Heater] | Prp | Yes | Small Office | Water Heating | REPL | 1899.6844 | 916.3548 | 2.0731
| Clothes Washer Propane WH_Com, E - Appl [unit w/ propane dry - Washer] | E | Yes | Small Office | Appliances | NC | 204.3921 | 93.9063 | 2.1766
| Clothes Washer Propane WH_Com, E - Appl [unit w/ propane dry - Washer] | E | Yes | Small Office | Appliances | REPL | 3808.1247 | 1751.3412 | 2.1744
| Clothes Washer Propane WH_Com, P - Oth [unit w/ propane dry - Dryer] | Prp | Yes | Small Office | Other | NC | 204.3921 | 93.9063 | 2.1766
| Clothes Washer Propane WH_Com, P - Oth [unit w/ propane dry - Dryer] | Prp | Yes | Small Office | Other | REPL | 3808.1247 | 1751.3412 | 2.1744
| Clothes Washer Propane WH_Com, P - HWat [unit w/ propane dry - Water Heater] | Prp | Yes | Small Office | Water Heating | NC | 204.3921 | 93.9063 | 2.1766
| Clothes Washer Propane WH_Com, P - HWat [unit w/ propane dry - Water Heater] | Prp | Yes | Small Office | Water Heating | REPL | 3808.1247 | 1751.3412 | 2.1744
| Dishwasher_Com, E - Appl [Building w elec WH] | E | Yes | Small Office | Appliances | NC | 250.0701 | 93.9013 | 2.6631
| Dishwasher_Com, E - Appl [Building w elec WH] | E | Yes | Small Office | Appliances | REPL | 2678.5956 | 1005.8128 | 2.6631
| Dishwasher_Com, E - HWat [Building w elec WH] | E | Yes | Small Office | Water Heating | NC | 6.671 | 0 | 0
| Dishwasher_Com, E - HWat [Building w elec WH] | E | Yes | Small Office | Water Heating | REPL | 71.4559 | 0 | 0
| Dishwasher_Com, E - Appl [Building w gas WH] | E | Yes | Small Office | Appliances | NC | 625.1753 | 234.7533 | 2.6631
| Dishwasher_Com, E - Appl [Building w gas WH] | E | Yes | Small Office | Appliances | REPL | 6696.4889 | 2514.5319 | 2.6631
| Dishwasher_Com, G - HWat [Building w gas WH] | G | Yes | Small Office | Water Heating | NC | 432.0024 | 0 | 0
| Dishwasher_Com, G - HWat [Building w gas WH] | G | Yes | Small Office | Water Heating | REPL | 4372.4227 | 0 | 0
| Dishwasher_Com, E - Appl [Building w oil WH] | E | Yes | Small Office | Appliances | NC | 62.5175 | 23.4753 | 2.6631
| Dishwasher_Com, E - Appl [Building w oil WH] | E | Yes | Small Office | Appliances | REPL | 669.6489 | 251.4532 | 2.6631
| Dishwasher_Com, O - HWat [Building w oil WH] | O | Yes | Small Office | Water Heating | NC | 0.75421 | 0 | 0
| Dishwasher_Com, O - HWat [Building w oil WH] | O | Yes | Small Office | Water Heating | REPL | 7.6336 | 0 | 0
| Dishwasher_Com, E - Appl [Building w propane WH] | E | Yes | Small Office | Appliances | NC | 62.5175 | 23.4753 | 2.6631
| Dishwasher_Com, E - Appl [Building w propane WH] | E | Yes | Small Office | Appliances | REPL | 669.6489 | 251.4532 | 2.6631
| Dishwasher_Com, P - HWat [Building w propane WH] | Prp | Yes | Small Office | Water Heating | NC | 53.9145 | 0 | 0
| Dishwasher_Com, P - HWat [Building w propane WH] | Prp | Yes | Small Office | Water Heating | REPL | 545.6848 | 0 | 0
| Faucet Aerator_Com, E - HWat | E | Yes | Small Office | Water Heating | RET | 3563.5762 | 259.5623 | 13.7292
| Faucet Aerator_Com, G - HWat | G | Yes | Small Office | Water Heating | RET | 88524.9996 | 12190.5837 | 7.2618
| Faucet Aerator_Com, O - HWat | O | Yes | Small Office | Water Heating | RET | 1524.2074 | 61.3272 | 24.8537
| Faucet Aerator_Com, P - HWat | Prp | Yes | Small Office | Water Heating | RET | 36251.9231 | 1253.0428 | 28.9311
| Pre Rinse Sprayers_Com, E - HWat | E | Yes | Small Office | Water Heating | RET | 87.1979 | 1.8842 | 46.2791
| Pre Rinse Sprayers_Com, G - HWat | G | Yes | Small Office | Water Heating | RET | 2568.0327 | 95.3747 | 26.9257
| Pre Rinse Sprayers_Com, O - HWat | O | Yes | Small Office | Water Heating | RET | 39.6536 | 0.4798 | 82.6459
| Pre Rinse Sprayers_Com, P - HWat | Prp | Yes | Small Office | Water Heating | RET | 924.5398 | 9.8034 | 94.3085
| Heat Pump Water Heater_Com, E - HWat | E | Yes | Small Office | Water Heating | NC | 2099.9659 | 1812.171 | 1.1588
| Heat Pump Water Heater_Com, E - HWat | E | No | Small Office | Water Heating | RET | 12155.2158 | 13039.4916 | 0.93218
| Heat Pump Water Heater_Com, E - HWat | E | Yes | Small Office | Water Heating | REPL | 1422.7158 | 1227.7363 | 1.1588
| FF Storage Water Heater_Com, G - HWat | G | No | Small Office | Water Heating | NC | 13019.6054 | 32368.2575 | 0.40223
| FF Storage Water Heater_Com, G - HWat | G | No | Small Office | Water Heating | RET | 82687.2268 | 723102.3474 | 0.11435
| FF Storage Water Heater_Com, G - HWat | G | No | Small Office | Water Heating | REPL | 23484.4371 | 58385.0498 | 0.40223
| FF Storage Water Heater_Com, O - HWat | O | Yes | Small Office | Water Heating | NC | 226.8174 | 162.835 | 1.3929
| FF Storage Water Heater_Com, O - HWat | O | No | Small Office | Water Heating | RET | 1440.5121 | 3637.71 | 0.39599
| FF Storage Water Heater_Com, O - HWat | O | Yes | Small Office | Water Heating | REPL | 409.1275 | 293.7176 | 1.3929
| FF Storage Water Heater_Com, P - HWat | Prp | Yes | Small Office | Water Heating | NC | 5403.0895 | 3327.061 | 1.624
| FF Storage Water Heater_Com, P - HWat | Prp | No | Small Office | Water Heating | RET | 34314.9016 | 74326.0748 | 0.46168
| FF Storage Water Heater_Com, P - HWat | Prp | Yes | Small Office | Water Heating | REPL | 9745.9571 | 6001.269 | 1.624
| FF Instantaneous Water Heater_Com, G - HWat | G | No | Small Office | Water Heating | NC | 25565.4239 | 96060.841 | 0.26614
| FF Instantaneous Water Heater_Com, G - HWat | G | No | Small Office | Water Heating | RET | 118273.7542 | 1265283.8756 | 0.093476
| FF Instantaneous Water Heater_Com, G - HWat | G | No | Small Office | Water Heating | REPL | 2.2713e-11 | 8.5342e-11 | 0.26614
| FF Instantaneous Water Heater_Com, O - HWat | O | No | Small Office | Water Heating | NC | 448.3651 | 483.2532 | 0.92781
| FF Instantaneous Water Heater_Com, O - HWat | O | No | Small Office | Water Heating | RET | 2074.2789 | 6365.2619 | 0.32587
| FF Instantaneous Water Heater_Com, O - HWat | O | No | Small Office | Water Heating | REPL | 3.9834e-13 | 4.2933e-13 | 0.92781
| FF Instantaneous Water Heater_Com, P - HWat | Prp | Yes | Small Office | Water Heating | NC | 10730.6459 | 9873.8795 | 1.0868
| FF Instantaneous Water Heater_Com, P - HWat | Prp | No | Small Office | Water Heating | RET | 49643.3684 | 130055.7041 | 0.38171
| FF Instantaneous Water Heater_Com, P - HWat | Prp | Yes | Small Office | Water Heating | REPL | 9.5333e-12 | 8.7721e-12 | 1.0868
| Clothes Dryer_Com, E - Appl | E | Yes | Small Office | Appliances | NC | 2842.147 | 168.4425 | 16.8731
| Clothes Dryer_Com, E - Appl | E | Yes | Small Office | Appliances | RET | 16051.2823 | 3271.9314 | 4.9058
| Clothes Dryer_Com, E - Appl | E | Yes | Small Office | Appliances | REPL | 952.059 | 56.4247 | 16.8731
| Clothes Dryer_Com, G - Oth | G | Yes | Small Office | Other | NC | 177.1861 | 161.7683 | 1.0953
| Clothes Dryer_Com, G - Oth | G | No | Small Office | Other | RET | 945.5481 | 3495.6568 | 0.27049
| Clothes Dryer_Com, G - Oth | G | Yes | Small Office | Other | REPL | 56.0838 | 51.2037 | 1.0953
| Clothes Dryer_Com, P - Oth | Prp | Yes | Small Office | Other | NC | 73.3479 | 16.6278 | 4.4112
| Clothes Dryer_Com, P - Oth | Prp | Yes | Small Office | Other | RET | 391.4185 | 359.3108 | 1.0894
| Clothes Dryer_Com, P - Oth | Prp | Yes | Small Office | Other | REPL | 23.2164 | 5.2631 | 4.4112
| Pnemautic to DDC_Com, E - TotE [Building w Elec Heat] | E | No | Small Office | Total Electric | RET | 81847.4515 | 132783.2621 | 0.6164
| Pnemautic to DDC_Com, E - TotE [Building w Gas Heat] | E | No | Small Office | Total Electric | RET | 352861.2117 | 511983.3261 | 0.6892
| Pnemautic to DDC_Com, G - TotF [Building w Gas Heat] | G | No | Small Office | Total FF | RET | 352861.2117 | 511983.3261 | 0.6892
| Pnemautic to DDC_Com, E - TotE [Building w Oil Heat] | E | No | Small Office | Total Electric | RET | 104713.8204 | 137752.3086 | 0.76016
| Pnemautic to DDC_Com, O - TotF [Building w Oil Heat] | O | No | Small Office | Total FF | RET | 104713.8204 | 137752.3086 | 0.76016
| Pnemautic to DDC_Com, E - TotE [Building w Propane Heat] | E | Yes | Small Office | Total Electric | RET | 117498.5134 | 41514.0172 | 2.8303
| Pnemautic to DDC_Com, P - TotF [Building w Propane Heat] | Prp | Yes | Small Office | Total FF | RET | 117498.5134 | 41514.0172 | 2.8303
| Data Center_Com, E - TotE [Building w Elec Heat] | E | Yes | Small Office | Total Electric | NC | 18280.0031 | 7948.0891 | 2.2999
| Data Center_Com, E - TotE [Building w Elec Heat] | E | No | Small Office | Total Electric | RET | 396307.3636 | 373603.8498 | 1.0608
| Data Center_Com, E - TotE [Building w Gas Heat] | E | Yes | Small Office | Total Electric | NC | 37328.2795 | 16230.221 | 2.2999
| Data Center_Com, E - TotE [Building w Gas Heat] | E | No | Small Office | Total Electric | RET | 809270.7607 | 762909.5483 | 1.0608
| Data Center_Com, G - TotF [Building w Gas Heat] | G | Yes | Small Office | Total FF | NC | 37328.2795 | 16230.221 | 2.2999
| Data Center_Com, G - TotF [Building w Gas Heat] | G | No | Small Office | Total FF | RET | 809270.7607 | 762909.5483 | 1.0608
| Data Center_Com, E - TotE [Building w Oil Heat] | E | Yes | Small Office | Total Electric | NC | 10043.4065 | 4366.8422 | 2.2999
| Data Center_Com, E - TotE [Building w Oil Heat] | E | No | Small Office | Total Electric | RET | 217739.3479 | 205265.5744 | 1.0608
| Data Center_Com, O - TotF [Building w Oil Heat] | O | Yes | Small Office | Total FF | NC | 10043.4065 | 4366.8422 | 2.2999
| Data Center_Com, O - TotF [Building w Oil Heat] | O | No | Small Office | Total FF | RET | 217739.3479 | 205265.5744 | 1.0608
| Data Center_Com, E - TotE [Building w Propane Heat] | E | Yes | Small Office | Total Electric | NC | 3026.7525 | 1316.0227 | 2.2999
| Data Center_Com, E - TotE [Building w Propane Heat] | E | No | Small Office | Total Electric | RET | 65619.4812 | 61860.296 | 1.0608
| Data Center_Com, P - TotF [Building w Propane Heat] | Prp | Yes | Small Office | Total FF | NC | 3026.7525 | 1316.0227 | 2.2999
| Data Center_Com, P - TotF [Building w Propane Heat] | Prp | No | Small Office | Total FF | RET | 65619.4812 | 61860.296 | 1.0608
| RCx_Com, E - TotE [Building w Elec Heat] | E | Yes | Small Office | Total Electric | RET | 167432.0607 | 69284.5252 | 2.4166
| RCx_Com, E - TotE [Building w Gas Heat] | E | Yes | Small Office | Total Electric | RET | 693773.3709 | 220364.628 | 3.1483
| RCx_Com, G - TotF [Building w Gas Heat] | G | Yes | Small Office | Total FF | RET | 693773.3709 | 220364.628 | 3.1483
| RCx_Com, E - TotE [Building w Oil Heat] | E | Yes | Small Office | Total Electric | RET | 197738.9902 | 59290.4782 | 3.3351
| RCx_Com, O - TotF [Building w Oil Heat] | O | Yes | Small Office | Total FF | RET | 197738.9902 | 59290.4782 | 3.3351
| RCx_Com, E - TotE [Building w Propane Heat] | E | Yes | Small Office | Total Electric | RET | 171021.192 | 17868.2009 | 9.5713
| RCx_Com, P - TotF [Building w Propane Heat] | Prp | Yes | Small Office | Total FF | RET | 171021.192 | 17868.2009 | 9.5713
| Commissioning_Com, E - TotE [Building w Elec Heat] | E | Yes | Small Office | Total Electric | NC | 0 | 0 | 0
| Commissioning_Com, E - TotE [Building w Gas Heat] | E | Yes | Small Office | Total Electric | NC | 0 | 0 | 0
| Commissioning_Com, G - TotF [Building w Gas Heat] | G | Yes | Small Office | Total FF | NC | 0 | 0 | 0
| Commissioning_Com, E - TotE [Building w Oil Heat] | E | Yes | Small Office | Total Electric | NC | 0 | 0 | 0
| Commissioning_Com, O - TotF [Building w Oil Heat] | O | Yes | Small Office | Total FF | NC | 0 | 0 | 0
| Commissioning_Com, E - TotE [Building w Propane Heat] | E | Yes | Small Office | Total Electric | NC | 0 | 0 | 0
| Commissioning_Com, P - TotF [Building w Propane Heat] | Prp | Yes | Small Office | Total FF | NC | 0 | 0 | 0
| Integrated Building Design_Com, E - TotE [Building w Elec Heat] | E | Yes | Small Office | Total Electric | NC | 17371.2284 | 1596.8493 | 10.8784
| Integrated Building Design_Com, E - TotE [Building w Gas Heat] | E | Yes | Small Office | Total Electric | NC | 73457.8325 | 5078.8989 | 14.4633
| Integrated Building Design_Com, G - TotF [Building w Gas Heat] | G | Yes | Small Office | Total FF | NC | 73457.8325 | 5078.8989 | 14.4633
| Integrated Building Design_Com, E - TotE [Building w Oil Heat] | E | Yes | Small Office | Total Electric | NC | 21159.0364 | 1366.5094 | 15.484
| Integrated Building Design_Com, O - TotF [Building w Oil Heat] | O | Yes | Small Office | Total FF | NC | 21159.0364 | 1366.5094 | 15.484
| Integrated Building Design_Com, E - TotE [Building w Propane Heat] | E | Yes | Small Office | Total Electric | NC | 18640.042 | 411.821 | 45.2625
| Integrated Building Design_Com, P - TotF [Building w Propane Heat] | Prp | Yes | Small Office | Total FF | NC | 18640.042 | 411.821 | 45.2625
| Deep Energy Retrofit_Com, E - TotE [Building w Elec Heat] | E | Yes | Small Office | Total Electric | RET | 82463.3108 | 48924.7786 | 1.6855
| Deep Energy Retrofit_Com, E - TotE [Building w Gas Heat] | E | Yes | Small Office | Total Electric | RET | 338779.3878 | 155608.927 | 2.1771
| Deep Energy Retrofit_Com, G - TotF [Building w Gas Heat] | G | Yes | Small Office | Total FF | RET | 338779.3878 | 155608.927 | 2.1771
| Deep Energy Retrofit_Com, E - TotE [Building w Oil Heat] | E | Yes | Small Office | Total Electric | RET | 97406.9968 | 41867.5528 | 2.3266
| Deep Energy Retrofit_Com, O - TotF [Building w Oil Heat] | O | Yes | Small Office | Total FF | RET | 97406.9968 | 41867.5528 | 2.3266
| Deep Energy Retrofit_Com, E - TotE [Building w Propane Heat] | E | Yes | Small Office | Total Electric | RET | 84364.0394 | 12617.504 | 6.6863
| Deep Energy Retrofit_Com, P - TotF [Building w Propane Heat] | Prp | Yes | Small Office | Total FF | RET | 84364.0394 | 12617.504 | 6.6863
| EMS_Com, E - TotE [Building w Elec Heat] | E | Yes | Small Office | Total Electric | NC | 31597.2125 | 21479.1889 | 1.4711
| EMS_Com, E - TotE [Building w Elec Heat] | E | Yes | Small Office | Total Electric | RET | 522084.7213 | 282309.4777 | 1.8493
| EMS_Com, E - TotE [Building w Gas Heat] | E | Yes | Small Office | Total Electric | NC | 138550.5542 | 68316.1709 | 2.0281
| EMS_Com, E - TotE [Building w Gas Heat] | E | Yes | Small Office | Total Electric | RET | 2221904.1543 | 1795812.9269 | 1.2373
| EMS_Com, G - TotF [Building w Gas Heat] | G | Yes | Small Office | Total FF | NC | 138550.5542 | 68316.1709 | 2.0281
| EMS_Com, G - TotF [Building w Gas Heat] | G | Yes | Small Office | Total FF | RET | 2221904.1543 | 1795812.9269 | 1.2373
| EMS_Com, E - TotE [Building w Oil Heat] | E | Yes | Small Office | Total Electric | NC | 39996.0663 | 18380.8921 | 2.176
| EMS_Com, E - TotE [Building w Oil Heat] | E | Yes | Small Office | Total Electric | RET | 640255.6693 | 483174.6736 | 1.3251
| EMS_Com, O - TotF [Building w Oil Heat] | O | Yes | Small Office | Total FF | NC | 39996.0663 | 18380.8921 | 2.176
| EMS_Com, O - TotF [Building w Oil Heat] | O | Yes | Small Office | Total FF | RET | 640255.6693 | 483174.6736 | 1.3251
| EMS_Com, E - TotE [Building w Propane Heat] | E | Yes | Small Office | Total Electric | NC | 35953.2016 | 5539.3966 | 6.4905
| EMS_Com, E - TotE [Building w Propane Heat] | E | Yes | Small Office | Total Electric | RET | 566095.0626 | 145612.9622 | 3.8877
| EMS_Com, P - TotF [Building w Propane Heat] | Prp | Yes | Small Office | Total FF | NC | 35953.2016 | 5539.3966 | 6.4905
| EMS_Com, P - TotF [Building w Propane Heat] | Prp | Yes | Small Office | Total FF | RET | 566095.0626 | 145612.9622 | 3.8877
| VFDs on HVAC Pumps_Com, E - Oth | E | Yes | Small Office | Other | RET | 34716.1246 | 14872.9745 | 2.3342
| ECM Circulators_Com, E - Oth | E | Yes | Small Office | Other | RET | 117262.4429 | 70015.4234 | 1.6748
| Motors_Com, E - Oth | E | Yes | Small Office | Other | NC | 2334.174 | 1537.4417 | 1.5182
| Motors_Com, E - Oth | E | No | Small Office | Other | RET | 22881.0136 | 25775.1839 | 0.88771
| Motors_Com, E - Oth | E | Yes | Small Office | Other | REPL | 140.568 | 92.5874 | 1.5182
| Ext Area Ltg_Com, E - ExtL | E | Yes | Small Office | Exterior Lighting | NC | 11932.2626 | 3204.238 | 3.7239
| Ext Area Ltg_Com, E - ExtL | E | Yes | Small Office | Exterior Lighting | RET | 80840.446 | 21708.5425 | 3.7239
| Ext Area Ltg_Com, E - ExtL | E | Yes | Small Office | Exterior Lighting | REPL | 107297.3199 | 28813.1566 | 3.7239
| Street Ltg_Com, E - ExtL | E | Yes | Small Office | Exterior Lighting | NC | 2221.0967 | 507.4214 | 4.3772
| Street Ltg_Com, E - ExtL | E | Yes | Small Office | Exterior Lighting | RET | 15047.812 | 3437.7529 | 4.3772
| Street Ltg_Com, E - ExtL | E | Yes | Small Office | Exterior Lighting | REPL | 19972.5505 | 4562.8357 | 4.3772
| Ext Ltg Ctrls_Com, E - ExtL | E | Yes | Small Office | Exterior Lighting | RET | 74253.6172 | 18881.1967 | 3.9327
| Ext Ltg Dsgn_Com, E - ExtL | E | Yes | Small Office | Exterior Lighting | NC | 1721.6022 | 377.0531 | 4.5659
| Ext Ltg Dsgn_Com, E - ExtL | E | Yes | Small Office | Exterior Lighting | REPL | 15551.6837 | 3406.0198 | 4.5659
| Int Ltg Ctrls_Com, E - IntL [No Heat] | E | Yes | Small Office | Interior Lighting | RET | 197110.1415 | 61781.7455 | 3.1904
| Int Ltg Ctrls_Com, E - IntL [Electric Heat] | E | Yes | Small Office | Interior Lighting | RET | 98489.8162 | 42885.5099 | 2.2966
| Int Ltg Ctrls_Com, E/G - IntL | E | Yes | Small Office | Interior Lighting | RET | 623975.4587 | 269482.0557 | 2.3155
| Int Ltg Ctrls_Com, E/O - IntL | E | Yes | Small Office | Interior Lighting | RET | 80955.8451 | 60015.585 | 1.3489
| Int Ltg Ctrls_Com, E/P - IntL | E | Yes | Small Office | Interior Lighting | RET | 20464.6014 | 16642.4421 | 1.2297
| Exit Sign RetFit_Com, E - IntL [No Heat] | E | Yes | Small Office | Interior Lighting | RET | 9907.4506 | 2653.8812 | 3.7332
| Exit Sign RetFit_Com, E - IntL [Electric Heat] | E | Yes | Small Office | Interior Lighting | RET | 5289.6479 | 1842.553 | 2.8708
| Exit Sign RetFit_Com, E/G - IntL | E | Yes | Small Office | Interior Lighting | RET | 32133.7522 | 13977.1749 | 2.299
| Exit Sign RetFit_Com, E/O - IntL | E | Yes | Small Office | Interior Lighting | RET | 4144.5885 | 3649.2025 | 1.1358
| Exit Sign RetFit_Com, E/P - IntL | E | No | Small Office | Interior Lighting | RET | 1045.8343 | 1029.9885 | 1.0154
| LED HiLo Bay_Com, E - IntL [No Heat] | E | Yes | Small Office | Interior Lighting | NC | 2277.1044 | 1214.3586 | 1.8751
| LED HiLo Bay_Com, E - IntL [No Heat] | E | Yes | Small Office | Interior Lighting | RET | 17408.9764 | 9284.0451 | 1.8751
| LED HiLo Bay_Com, E - IntL [No Heat] | E | Yes | Small Office | Interior Lighting | REPL | 920.1064 | 490.6842 | 1.8751
| LED HiLo Bay_Com, E - IntL [Electric Heat] | E | Yes | Small Office | Interior Lighting | NC | 1138.0292 | 843.1124 | 1.3498
| LED HiLo Bay_Com, E - IntL [Electric Heat] | E | Yes | Small Office | Interior Lighting | RET | 8700.4898 | 6445.784 | 1.3498
| LED HiLo Bay_Com, E - IntL [Electric Heat] | E | Yes | Small Office | Interior Lighting | REPL | 459.8419 | 340.6752 | 1.3498
| LED HiLo Bay_Com, E/G - IntL | E | Yes | Small Office | Interior Lighting | NC | 7255.7265 | 4798.6676 | 1.512
| LED HiLo Bay_Com, E/G - IntL | E | Yes | Small Office | Interior Lighting | RET | 55471.6644 | 36686.8953 | 1.512
| LED HiLo Bay_Com, E/G - IntL | E | Yes | Small Office | Interior Lighting | REPL | 2931.8113 | 1938.9909 | 1.512
| LED HiLo Bay_Com, E/O - IntL | E | No | Small Office | Interior Lighting | NC | 935.8384 | 957.8394 | 0.97703
| LED HiLo Bay_Com, E/O - IntL | E | No | Small Office | Interior Lighting | RET | 7154.6958 | 7322.8979 | 0.97703
| LED HiLo Bay_Com, E/O - IntL | E | No | Small Office | Interior Lighting | REPL | 378.1429 | 387.0328 | 0.97703
| LED HiLo Bay_Com, E/P - IntL | E | No | Small Office | Interior Lighting | NC | 236.147 | 262.1624 | 0.90077
| LED HiLo Bay_Com, E/P - IntL | E | No | Small Office | Interior Lighting | RET | 1805.3967 | 2004.291 | 0.90077
| LED HiLo Bay_Com, E/P - IntL | E | No | Small Office | Interior Lighting | REPL | 95.4196 | 105.9316 | 0.90077
| Repl Scre_Com, E - IntL [No Heat] | E | Yes | Small Office | Interior Lighting | NC | 0 | 0 | 0
| Repl Scre_Com, E - IntL [No Heat] | E | Yes | Small Office | Interior Lighting | RET | 0 | 0 | 0
| Repl Scre_Com, E - IntL [No Heat] | E | Yes | Small Office | Interior Lighting | REPL | 0 | 0 | 0
| Repl Scre_Com, E - IntL [Electric Heat] | E | Yes | Small Office | Interior Lighting | NC | 0 | 0 | 0
| Repl Scre_Com, E - IntL [Electric Heat] | E | Yes | Small Office | Interior Lighting | RET | 0 | 0 | 0
| Repl Scre_Com, E - IntL [Electric Heat] | E | Yes | Small Office | Interior Lighting | REPL | 0 | 0 | 0
| Repl Scre_Com, E/G - IntL | E | Yes | Small Office | Interior Lighting | NC | 0 | 0 | 0
| Repl Scre_Com, E/G - IntL | E | Yes | Small Office | Interior Lighting | RET | 0 | 0 | 0
| Repl Scre_Com, E/G - IntL | E | Yes | Small Office | Interior Lighting | REPL | 0 | 0 | 0
| Repl Scre_Com, E/O - IntL | E | Yes | Small Office | Interior Lighting | NC | 0 | 0 | 0
| Repl Scre_Com, E/O - IntL | E | Yes | Small Office | Interior Lighting | RET | 0 | 0 | 0
| Repl Scre_Com, E/O - IntL | E | Yes | Small Office | Interior Lighting | REPL | 0 | 0 | 0
| Repl Scre_Com, E/P - IntL | E | No | Small Office | Interior Lighting | NC | 0 | 0 | 0
| Repl Scre_Com, E/P - IntL | E | No | Small Office | Interior Lighting | RET | 0 | 0 | 0
| Repl Scre_Com, E/P - IntL | E | No | Small Office | Interior Lighting | REPL | 0 | 0 | 0
| Lin LED Fixture_Com, E - IntL [No Heat] | E | Yes | Small Office | Interior Lighting | NC | 6741.8279 | 4444.0449 | 1.517
| Lin LED Fixture_Com, E - IntL [No Heat] | E | No | Small Office | Interior Lighting | RET | 37184.2338 | 37137.7579 | 1.0013
| Lin LED Fixture_Com, E - IntL [No Heat] | E | Yes | Small Office | Interior Lighting | REPL | 4713.7215 | 3107.1678 | 1.517
| Lin LED Fixture_Com, E - IntL [Electric Heat] | E | Yes | Small Office | Interior Lighting | NC | 3599.5028 | 3085.4389 | 1.1666
| Lin LED Fixture_Com, E - IntL [Electric Heat] | E | No | Small Office | Interior Lighting | RET | 19852.8877 | 25784.2313 | 0.76996
| Lin LED Fixture_Com, E - IntL [Electric Heat] | E | Yes | Small Office | Interior Lighting | REPL | 2516.6845 | 2157.2636 | 1.1666
| Lin LED Fixture_Com, E/G - IntL | E | Yes | Small Office | Interior Lighting | NC | 21866.3949 | 16633.5482 | 1.3146
| Lin LED Fixture_Com, E/G - IntL | E | No | Small Office | Interior Lighting | RET | 120603.0695 | 130652.5166 | 0.92308
| Lin LED Fixture_Com, E/G - IntL | E | Yes | Small Office | Interior Lighting | REPL | 15288.4496 | 11629.7709 | 1.3146
| Lin LED Fixture_Com, E/O - IntL | E | No | Small Office | Interior Lighting | NC | 2820.3121 | 3087.8602 | 0.91335
| Lin LED Fixture_Com, E/O - IntL | E | No | Small Office | Interior Lighting | RET | 15555.2982 | 22049.6563 | 0.70547
| Lin LED Fixture_Com, E/O - IntL | E | No | Small Office | Interior Lighting | REPL | 1971.8934 | 2158.9565 | 0.91335
| Lin LED Fixture_Com, E/P - IntL | E | No | Small Office | Interior Lighting | NC | 711.67 | 835.3024 | 0.85199
| Lin LED Fixture_Com, E/P - IntL | E | No | Small Office | Interior Lighting | RET | 3925.1821 | 5873.4786 | 0.66829
| Lin LED Fixture_Com, E/P - IntL | E | No | Small Office | Interior Lighting | REPL | 497.5823 | 584.0231 | 0.85199
| LED Tube Repl_Com, E - IntL [No Heat] | E | Yes | Small Office | Interior Lighting | RET | 247020.37 | 28247.8325 | 8.7448
| LED Tube Repl_Com, E - IntL [No Heat] | E | Yes | Small Office | Interior Lighting | REPL | 130977.3402 | 14977.8173 | 8.7448
| LED Tube Repl_Com, E - IntL [Electric Heat] | E | Yes | Small Office | Interior Lighting | RET | 131885.6719 | 19612.0792 | 6.7247
| LED Tube Repl_Com, E - IntL [Electric Heat] | E | Yes | Small Office | Interior Lighting | REPL | 69929.5954 | 10398.8913 | 6.7247
| LED Tube Repl_Com, E/G - IntL | E | Yes | Small Office | Interior Lighting | RET | 801184.0464 | 195727.0694 | 4.0934
| LED Tube Repl_Com, E/G - IntL | E | Yes | Small Office | Interior Lighting | REPL | 424810.9393 | 103780.1496 | 4.0934
| LED Tube Repl_Com, E/O - IntL | E | Yes | Small Office | Interior Lighting | RET | 103336.1488 | 59546.6867 | 1.7354
| LED Tube Repl_Com, E/O - IntL | E | Yes | Small Office | Interior Lighting | REPL | 54791.813 | 31573.3744 | 1.7354
| LED Tube Repl_Com, E/P - IntL | E | Yes | Small Office | Interior Lighting | RET | 26075.5655 | 17040.625 | 1.5302
| LED Tube Repl_Com, E/P - IntL | E | Yes | Small Office | Interior Lighting | REPL | 13826.0185 | 9035.4319 | 1.5302
| Repl pin CFL wLED_Com, E - IntL [No Heat] | E | Yes | Small Office | Interior Lighting | RET | 3833.7915 | 2457.5618 | 1.56
| Repl pin CFL wLED_Com, E - IntL [No Heat] | E | Yes | Small Office | Interior Lighting | REPL | 2427.5849 | 1556.1462 | 1.56
| Repl pin CFL wLED_Com, E - IntL [Electric Heat] | E | Yes | Small Office | Interior Lighting | RET | 2046.8845 | 1706.2512 | 1.1996
| Repl pin CFL wLED_Com, E - IntL [Electric Heat] | E | Yes | Small Office | Interior Lighting | REPL | 1296.1023 | 1080.4108 | 1.1996
| Repl pin CFL wLED_Com, E/G - IntL | E | Yes | Small Office | Interior Lighting | RET | 12434.4911 | 9259.9458 | 1.3428
| Repl pin CFL wLED_Com, E/G - IntL | E | Yes | Small Office | Interior Lighting | REPL | 7873.6111 | 5863.4657 | 1.3428
| Repl pin CFL wLED_Com, E/O - IntL | E | No | Small Office | Interior Lighting | RET | 1603.7918 | 1726.7124 | 0.92881
| Repl pin CFL wLED_Com, E/O - IntL | E | No | Small Office | Interior Lighting | REPL | 1015.5328 | 1093.367 | 0.92881
| Repl pin CFL wLED_Com, E/P - IntL | E | No | Small Office | Interior Lighting | RET | 404.6965 | 466.9835 | 0.86662
| Repl pin CFL wLED_Com, E/P - IntL | E | No | Small Office | Interior Lighting | REPL | 256.2568 | 295.6974 | 0.86662
| Refrig Case LED_Com, E - IntL | E | Yes | Small Office | Interior Lighting | NC | 5123.3035 | 1986.6065 | 2.5789
| Refrig Case LED_Com, E - IntL | E | Yes | Small Office | Interior Lighting | RET | 28926.5154 | 11216.5137 | 2.5789
| Refrig Case LED_Com, E - IntL | E | Yes | Small Office | Interior Lighting | REPL | 9039.091 | 3504.9879 | 2.5789
| Refrig Case Ctrls_Com, E - IntL | E | No | Small Office | Interior Lighting | RET | 16603.675 | 16822.044 | 0.98702
| Stair Occ Sensor_Com, E - IntL [No Heat] | E | Yes | Small Office | Interior Lighting | NC | 3131.3818 | 1403.3334 | 2.2314
| Stair Occ Sensor_Com, E - IntL [No Heat] | E | Yes | Small Office | Interior Lighting | RET | 31822.4184 | 14261.2644 | 2.2314
| Stair Occ Sensor_Com, E - IntL [Electric Heat] | E | Yes | Small Office | Interior Lighting | NC | 1671.8637 | 974.315 | 1.7159
| Stair Occ Sensor_Com, E - IntL [Electric Heat] | E | Yes | Small Office | Interior Lighting | RET | 16990.182 | 9901.3985 | 1.7159
| Stair Occ Sensor_Com, E/G - IntL | E | Yes | Small Office | Interior Lighting | NC | 10156.3007 | 6158.9552 | 1.649
| Stair Occ Sensor_Com, E/G - IntL | E | Yes | Small Office | Interior Lighting | RET | 103212.5973 | 62589.8924 | 1.649
| Stair Occ Sensor_Com, E/O - IntL | E | No | Small Office | Interior Lighting | NC | 1309.9524 | 1377.1281 | 0.95122
| Stair Occ Sensor_Com, E/O - IntL | E | No | Small Office | Interior Lighting | RET | 13312.2874 | 13994.9549 | 0.95122
| Stair Occ Sensor_Com, E/P - IntL | E | No | Small Office | Interior Lighting | NC | 330.5499 | 381.7965 | 0.86578
| Stair Occ Sensor_Com, E/P - IntL | E | No | Small Office | Interior Lighting | RET | 3359.1868 | 3879.9762 | 0.86578
| Int Delamping_Com, E - IntL [No Heat] | E | Yes | Small Office | Interior Lighting | RET | 4066.8828 | 398.4094 | 10.2078
| Int Delamping_Com, E - IntL [Electric Heat] | E | Yes | Small Office | Interior Lighting | RET | 2171.3334 | 212.7132 | 10.2078
| Int Delamping_Com, E/G - IntL | E | Yes | Small Office | Interior Lighting | RET | 13190.4977 | 3080.779 | 4.2815
| Int Delamping_Com, E/O - IntL | E | Yes | Small Office | Interior Lighting | RET | 1701.301 | 965.5417 | 1.762
| Int Delamping_Com, E/P - IntL | E | Yes | Small Office | Interior Lighting | RET | 429.3017 | 277.0807 | 1.5494
| Int Ltg Dsgn_Com, E - IntL [No Heat] | E | Yes | Small Office | Interior Lighting | NC | 5525.8737 | 1263.1229 | 4.3748
| Int Ltg Dsgn_Com, E - IntL [Electric Heat] | E | Yes | Small Office | Interior Lighting | NC | 2950.2975 | 674.389 | 4.3748
| Int Ltg Dsgn_Com, E/G - IntL | E | Yes | Small Office | Interior Lighting | NC | 17922.5781 | 6527.0367 | 2.7459
| Int Ltg Dsgn_Com, E/O - IntL | E | Yes | Small Office | Interior Lighting | NC | 2311.6414 | 1613.8734 | 1.4324
| Int Ltg Dsgn_Com, E/P - IntL | E | Yes | Small Office | Interior Lighting | NC | 583.3134 | 452.675 | 1.2886
| Room Air Conditioner_Com, E - Cool | E | Yes | Large Office | Cooling | NC | 0 | 0 | 0
| Room Air Conditioner_Com, E - Cool | E | Yes | Large Office | Cooling | RET | 0 | 0 | 0
| Room Air Conditioner_Com, E - Cool | E | Yes | Large Office | Cooling | REPL | 0 | 0 | 0
| Chiller Systems_Com, E - Cool | E | Yes | Large Office | Cooling | NC | 330008.5548 | 19919.1497 | 16.5674
| Chiller Systems_Com, E - Cool | E | Yes | Large Office | Cooling | RET | 1002476.2417 | 126013.7834 | 7.9553
| Chiller Systems_Com, E - Cool | E | Yes | Large Office | Cooling | REPL | 3.1028e-10 | 1.8728e-11 | 16.5674
| Chiller Tuneup_Com, E - Cool | E | Yes | Large Office | Cooling | RET | 205831.7764 | 34811.6485 | 5.9127
| Computer Room Air Conditioner_Com, E - Cool | E | Yes | Large Office | Cooling | NC | 31750.0161 | 10671.9198 | 2.9751
| Computer Room Air Conditioner_Com, E - Cool | E | Yes | Large Office | Cooling | REPL | 215104.6742 | 72301.6906 | 2.9751
| Mini Split Ductless AC_Com, E - Cool | E | Yes | Large Office | Cooling | NC | 0 | 0 | 0
| Mini Split Ductless AC_Com, E - Cool | E | Yes | Large Office | Cooling | RET | 0 | 0 | 0
| Mini Split Ductless AC_Com, E - Cool | E | Yes | Large Office | Cooling | REPL | 0 | 0 | 0
| Eff Unitary AC_Com, E - Cool | E | Yes | Large Office | Cooling | NC | 10935.4008 | 5779.0943 | 1.8922
| Eff Unitary AC_Com, E - Cool | E | No | Large Office | Cooling | RET | 91246.0999 | 351378.4548 | 0.25968
| Eff Unitary AC_Com, E - Cool | E | Yes | Large Office | Cooling | REPL | 54346.3975 | 28720.754 | 1.8922
| PTAC_Com, E - Cool | E | Yes | Large Office | Cooling | NC | 0 | 0 | 0
| PTAC_Com, E - Cool | E | No | Large Office | Cooling | RET | 0 | 0 | 0
| PTAC_Com, E - Cool | E | Yes | Large Office | Cooling | REPL | 0 | 0 | 0
| Unitary Equipment Economizer_Com, E - Cool | E | No | Large Office | Cooling | RET | 77390.1314 | 117322.6672 | 0.65963
| AC Tuneup_Com, E - Cool [ASHP] | E | Yes | Large Office | Cooling | RET | 13945.9466 | 700.9902 | 19.8946
| AC Tuneup_Com, E - Heat [ASHP] | E | Yes | Large Office | Space Heating | RET | 13945.9466 | 700.9902 | 19.8946
| AC Tuneup_Com, E - Cool [Unitary AC] | E | Yes | Large Office | Cooling | RET | 28158.6081 | 2842.5221 | 9.9062
| DCV_Com, E - Cool [Building w Elec Heat] | E | Yes | Large Office | Cooling | RET | 1240456.6434 | 204500.2575 | 6.0658
| DCV_Com, E - Heat [Building w Elec Heat] | E | Yes | Large Office | Space Heating | RET | 1240456.6434 | 204500.2575 | 6.0658
| DCV_Com, E - Vent [Building w Elec Heat] | E | Yes | Large Office | Ventilation | RET | 1240456.6434 | 204500.2575 | 6.0658
| DCV_Com, E - Cool [Building w Gas Heat] | E | Yes | Large Office | Cooling | RET | 4575882.0083 | 417595.266 | 10.9577
| DCV_Com, G - Heat [Building w Gas Heat] | G | Yes | Large Office | Space Heating | RET | 4575882.0083 | 417595.266 | 10.9577
| DCV_Com, E - Vent [Building w Gas Heat] | E | Yes | Large Office | Ventilation | RET | 4575882.0083 | 417595.266 | 10.9577
| DCV_Com, E - Cool [Building w Oil Heat] | E | Yes | Large Office | Cooling | RET | 805724.4028 | 112356.6121 | 7.1711
| DCV_Com, O - Heat [Building w Oil Heat] | O | Yes | Large Office | Space Heating | RET | 805724.4028 | 112356.6121 | 7.1711
| DCV_Com, E - Vent [Building w Oil Heat] | E | Yes | Large Office | Ventilation | RET | 805724.4028 | 112356.6121 | 7.1711
| DCV_Com, E - Cool [Building w Propane Heat] | E | Yes | Large Office | Cooling | RET | 205055.9319 | 33860.5891 | 6.0559
| DCV_Com, P - Heat [Building w Propane Heat] | Prp | Yes | Large Office | Space Heating | RET | 205055.9319 | 33860.5891 | 6.0559
| DCV_Com, E - Vent [Building w Propane Heat] | E | Yes | Large Office | Ventilation | RET | 205055.9319 | 33860.5891 | 6.0559
| Controls for Unitary AC_Com, E - Cool | E | No | Large Office | Cooling | RET | 107652.9841 | 109051.7438 | 0.98717
| Optimized Unitary AC Sys_Com, E - Cool [Building w Elec Heat] | E | No | Large Office | Cooling | NC | 29019.4381 | 35801.3039 | 0.81057
| Optimized Unitary AC Sys_Com, E - Heat [Building w Elec Heat] | E | No | Large Office | Space Heating | NC | 29019.4381 | 35801.3039 | 0.81057
| Optimized Unitary AC Sys_Com, E - Cool [Building w Gas Heat] | E | Yes | Large Office | Cooling | NC | 682003.8989 | 26365.6671 | 25.8671
| Optimized Unitary AC Sys_Com, G - Heat [Building w Gas Heat] | G | Yes | Large Office | Space Heating | NC | 682003.8989 | 26365.6671 | 25.8671
| Optimized Unitary AC Sys_Com, E - Cool [Building w Oil Heat] | E | Yes | Large Office | Cooling | NC | 54324.8196 | 5364.1723 | 10.1273
| Optimized Unitary AC Sys_Com, O - Heat [Building w Oil Heat] | O | Yes | Large Office | Space Heating | NC | 54324.8196 | 5364.1723 | 10.1273
| Optimized Unitary AC Sys_Com, E - Cool [Building w Propane Heat] | E | Yes | Large Office | Cooling | NC | 4906.2343 | 1580.266 | 3.1047
| Optimized Unitary AC Sys_Com, P - Heat [Building w Propane Heat] | Prp | Yes | Large Office | Space Heating | NC | 4906.2343 | 1580.266 | 3.1047
| Optimized Chiller Sys_Com, E - Cool | E | No | Large Office | Cooling | NC | 110825.7126 | 141312.0422 | 0.78426
| Cool Roof_Com, E - Cool [Building w Elec Heat] | E | No | Large Office | Cooling | NC | 17660.8423 | 37819.5197 | 0.46698
| Cool Roof_Com, E - Cool [Building w Elec Heat] | E | No | Large Office | Cooling | RET | 122044.2949 | 440173.0845 | 0.27726
| Cool Roof_Com, E - Heat [Building w Elec Heat] | E | No | Large Office | Space Heating | NC | 17660.8423 | 37819.5197 | 0.46698
| Cool Roof_Com, E - Heat [Building w Elec Heat] | E | No | Large Office | Space Heating | RET | 122044.2949 | 440173.0845 | 0.27726
| Cool Roof_Com, E - Cool [Building w Gas Heat] | E | No | Large Office | Cooling | NC | 41579.0663 | 112413.473 | 0.36988
| Cool Roof_Com, E - Cool [Building w Gas Heat] | E | No | Large Office | Cooling | RET | 287329.8874 | 1128594.8158 | 0.25459
| Cool Roof_Com, G - Heat [Building w Gas Heat] | G | No | Large Office | Space Heating | NC | 41579.0663 | 112413.473 | 0.36988
| Cool Roof_Com, G - Heat [Building w Gas Heat] | G | No | Large Office | Space Heating | RET | 287329.8874 | 1128594.8158 | 0.25459
| Cool Roof_Com, E - Cool [Building w Oil Heat] | E | No | Large Office | Cooling | NC | 11187.1072 | 23339.9386 | 0.47931
| Cool Roof_Com, E - Cool [Building w Oil Heat] | E | No | Large Office | Cooling | RET | 77307.8991 | 258563.5688 | 0.29899
| Cool Roof_Com, O - Heat [Building w Oil Heat] | O | No | Large Office | Space Heating | NC | 11187.1072 | 23339.9386 | 0.47931
| Cool Roof_Com, O - Heat [Building w Oil Heat] | O | No | Large Office | Space Heating | RET | 77307.8991 | 258563.5688 | 0.29899
| Cool Roof_Com, E - Cool [Building w Propane Heat] | E | No | Large Office | Cooling | NC | 3371.4263 | 7958.1888 | 0.42364
| Cool Roof_Com, E - Cool [Building w Propane Heat] | E | No | Large Office | Cooling | RET | 23298.0593 | 83957.9998 | 0.2775
| Cool Roof_Com, P - Heat [Building w Propane Heat] | Prp | No | Large Office | Space Heating | NC | 3371.4263 | 7958.1888 | 0.42364
| Cool Roof_Com, P - Heat [Building w Propane Heat] | Prp | No | Large Office | Space Heating | RET | 23298.0593 | 83957.9998 | 0.2775
| GSHP_Com, E - Cool | E | Yes | Large Office | Cooling | RET | 73111.6925 | 26782.6998 | 2.7298
| GSHP_Com, E - Cool | E | Yes | Large Office | Cooling | REPL | 1.0476e-11 | 2.8476e-12 | 3.6788
| GSHP_Com, E - Heat | E | Yes | Large Office | Space Heating | RET | 73111.6925 | 26782.6998 | 2.7298
| GSHP_Com, E - Heat | E | Yes | Large Office | Space Heating | REPL | 1.0476e-11 | 2.8476e-12 | 3.6788
| Unitary HP_Com, E - Cool | E | Yes | Large Office | Cooling | NC | 6816.9487 | 2467.56 | 2.7626
| Unitary HP_Com, E - Cool | E | No | Large Office | Cooling | RET | 43168.4986 | 69419.329 | 0.62185
| Unitary HP_Com, E - Cool | E | Yes | Large Office | Cooling | REPL | 21289.3296 | 7706.1895 | 2.7626
| Unitary HP_Com, E - Heat | E | Yes | Large Office | Space Heating | NC | 6816.9487 | 2467.56 | 2.7626
| Unitary HP_Com, E - Heat | E | No | Large Office | Space Heating | RET | 43168.4986 | 69419.329 | 0.62185
| Unitary HP_Com, E - Heat | E | Yes | Large Office | Space Heating | REPL | 21289.3296 | 7706.1895 | 2.7626
| PTHP_Com, E - Cool | E | Yes | Large Office | Cooling | NC | 0 | 0 | 0
| PTHP_Com, E - Cool | E | Yes | Large Office | Cooling | RET | 0 | 0 | 0
| PTHP_Com, E - Cool | E | Yes | Large Office | Cooling | REPL | 0 | 0 | 0
| PTHP_Com, E - Heat | E | Yes | Large Office | Space Heating | NC | 0 | 0 | 0
| PTHP_Com, E - Heat | E | Yes | Large Office | Space Heating | RET | 0 | 0 | 0
| PTHP_Com, E - Heat | E | Yes | Large Office | Space Heating | REPL | 0 | 0 | 0
| Minisplit Ductless HP_Com, E - Cool | E | Yes | Large Office | Cooling | RET | 451262.713 | 15039.828 | 30.0045
| Minisplit Ductless HP_Com, E - Cool | E | Yes | Large Office | Cooling | REPL | 42151.7511 | 750.4912 | 56.1655
| Minisplit Ductless HP_Com, E - Heat | E | Yes | Large Office | Space Heating | RET | 451262.713 | 15039.828 | 30.0045
| Minisplit Ductless HP_Com, E - Heat | E | Yes | Large Office | Space Heating | REPL | 42151.7511 | 750.4912 | 56.1655
| Programmable TStat_Com, E - Cool [Building w Elec Heat] | E | Yes | Large Office | Cooling | NC | 0 | 0 | 0
| Programmable TStat_Com, E - Heat [Building w Elec Heat] | E | Yes | Large Office | Space Heating | NC | 0 | 0 | 0
| Programmable TStat_Com, E - Cool [Building w Gas Heat] | E | Yes | Large Office | Cooling | NC | 0 | 0 | 0
| Programmable TStat_Com, E - Cool [Building w Gas Heat] | E | Yes | Large Office | Cooling | RET | 0 | 0 | 0
| Programmable TStat_Com, G - Heat [Building w Gas Heat] | G | Yes | Large Office | Space Heating | NC | 0 | 0 | 0
| Programmable TStat_Com, G - Heat [Building w Gas Heat] | G | Yes | Large Office | Space Heating | RET | 0 | 0 | 0
| Programmable TStat_Com, E - Cool [Building w Propane Heat] | E | Yes | Large Office | Cooling | NC | 0 | 0 | 0
| Programmable TStat_Com, E - Cool [Building w Propane Heat] | E | Yes | Large Office | Cooling | RET | 0 | 0 | 0
| Programmable TStat_Com, P - Heat [Building w Propane Heat] | Prp | Yes | Large Office | Space Heating | NC | 0 | 0 | 0
| Programmable TStat_Com, P - Heat [Building w Propane Heat] | Prp | Yes | Large Office | Space Heating | RET | 0 | 0 | 0
| Programmable TStat_Com, E - Cool [Building w Oil Heat] | E | Yes | Large Office | Cooling | NC | 0 | 0 | 0
| Programmable TStat_Com, E - Cool [Building w Oil Heat] | E | Yes | Large Office | Cooling | RET | 0 | 0 | 0
| Programmable TStat_Com, O - Heat [Building w Oil Heat] | O | Yes | Large Office | Space Heating | NC | 0 | 0 | 0
| Programmable TStat_Com, O - Heat [Building w Oil Heat] | O | Yes | Large Office | Space Heating | RET | 0 | 0 | 0
| Smart TStat_Com, E - Cool [Building w Elec Heat] | E | Yes | Large Office | Cooling | NC | 6974.5755 | 3082.4469 | 2.2627
| Smart TStat_Com, E - Cool [Building w Elec Heat] | E | Yes | Large Office | Cooling | RET | 33890.4331 | 19841.0377 | 1.7081
| Smart TStat_Com, E - Heat [Building w Elec Heat] | E | Yes | Large Office | Space Heating | NC | 6974.5755 | 3082.4469 | 2.2627
| Smart TStat_Com, E - Heat [Building w Elec Heat] | E | Yes | Large Office | Space Heating | RET | 33890.4331 | 19841.0377 | 1.7081
| Smart TStat_Com, E - Cool [Building w Gas Heat] | E | Yes | Large Office | Cooling | NC | 31613.2621 | 6294.443 | 5.0224
| Smart TStat_Com, E - Cool [Building w Gas Heat] | E | Yes | Large Office | Cooling | RET | 148101.6049 | -1521.7577 | -97.3227
| Smart TStat_Com, G - Heat [Building w Gas Heat] | G | Yes | Large Office | Space Heating | NC | 31613.2621 | 6294.443 | 5.0224
| Smart TStat_Com, G - Heat [Building w Gas Heat] | G | Yes | Large Office | Space Heating | RET | 148101.6049 | -1521.7577 | -97.3227
| Smart TStat_Com, E - Cool [Building w Propane Heat] | E | Yes | Large Office | Cooling | NC | 3948.2319 | 1693.5592 | 2.3313
| Smart TStat_Com, E - Cool [Building w Propane Heat] | E | Yes | Large Office | Cooling | RET | 18922.0597 | 10901.0708 | 1.7358
| Smart TStat_Com, P - Heat [Building w Propane Heat] | Prp | Yes | Large Office | Space Heating | NC | 3948.2319 | 1693.5592 | 2.3313
| Smart TStat_Com, P - Heat [Building w Propane Heat] | Prp | Yes | Large Office | Space Heating | RET | 18922.0597 | 10901.0708 | 1.7358
| Smart TStat_Com, E - Cool [Building w Oil Heat] | E | Yes | Large Office | Cooling | NC | 2379.003 | 510.3831 | 4.6612
| Smart TStat_Com, E - Cool [Building w Oil Heat] | E | Yes | Large Office | Cooling | RET | 11162.3452 | 3285.2243 | 3.3977
| Smart TStat_Com, O - Heat [Building w Oil Heat] | O | Yes | Large Office | Space Heating | NC | 2379.003 | 510.3831 | 4.6612
| Smart TStat_Com, O - Heat [Building w Oil Heat] | O | Yes | Large Office | Space Heating | RET | 11162.3452 | 3285.2243 | 3.3977
| Boiler Blowdown Controls_Com, G - Heat | G | No | Large Office | Space Heating | RET | 183069.7525 | 448939.0598 | 0.40778
| Boiler Blowdown Controls_Com, O - Heat | O | No | Large Office | Space Heating | RET | 378.7398 | 934.8853 | 0.40512
| Boiler Blowdown Controls_Com, P - Heat | Prp | No | Large Office | Space Heating | RET | 979.1956 | 3220.1749 | 0.30408
| Boiler Modifications_Com, G - Heat | G | Yes | Large Office | Space Heating | RET | 857583.4798 | 223057.9616 | 3.8447
| Boiler Modifications_Com, O - Heat | O | Yes | Large Office | Space Heating | RET | 1969.1 | 239.4039 | 8.225
| Boiler Modifications_Com, P - Heat | Prp | Yes | Large Office | Space Heating | RET | 4904.9211 | 661.4648 | 7.4152
| Boilers_Com, G - Heat | G | Yes | Large Office | Space Heating | NC | 420590.0104 | 170677.2068 | 2.4642
| Boilers_Com, G - Heat | G | No | Large Office | Space Heating | RET | 1989276.8013 | 3239504.5229 | 0.61407
| Boilers_Com, G - Heat | G | Yes | Large Office | Space Heating | REPL | 2.9893e-10 | 1.2131e-10 | 2.4642
| Boilers_Com, O - Heat | O | No | Large Office | Space Heating | NC | 327.4913 | 1228.5265 | 0.26657
| Boilers_Com, O - Heat | O | No | Large Office | Space Heating | RET | 1583.5881 | 23839.3125 | 0.066428
| Boilers_Com, O - Heat | O | No | Large Office | Space Heating | REPL | 2.3276e-13 | 8.7315e-13 | 0.26657
| Boilers_Com, P - Heat | Prp | Yes | Large Office | Space Heating | NC | 1870.5671 | 30.5826 | 61.1643
| Boilers_Com, P - Heat | Prp | Yes | Large Office | Space Heating | RET | 8954.6867 | 587.515 | 15.2416
| Boilers_Com, P - Heat | Prp | Yes | Large Office | Space Heating | REPL | 1.3295e-12 | 2.1736e-14 | 61.1643
| Furnace_Com, G - Heat | G | Yes | Large Office | Space Heating | NC | 32387.5448 | 2986.4316 | 10.8449
| Furnace_Com, G - Heat | G | Yes | Large Office | Space Heating | RET | 143222.8525 | 56046.707 | 2.5554
| Furnace_Com, G - Heat | G | Yes | Large Office | Space Heating | REPL | 2.5021e-11 | 2.3071e-12 | 10.8449
| Furnace_Com, O - Heat | O | Yes | Large Office | Space Heating | NC | 18688.9007 | 576.5966 | 32.4124
| Furnace_Com, O - Heat | O | Yes | Large Office | Space Heating | RET | 92158.1152 | 12066.6061 | 7.6375
| Furnace_Com, O - Heat | O | Yes | Large Office | Space Heating | REPL | 1.4438e-11 | 4.4544e-13 | 32.4124
| Furnace_Com, P - Heat | Prp | Yes | Large Office | Space Heating | NC | 325.2292 | 8.6034 | 37.8025
| Furnace_Com, P - Heat | Prp | Yes | Large Office | Space Heating | RET | 1550.1614 | 174.028 | 8.9075
| Furnace_Com, P - Heat | Prp | Yes | Large Office | Space Heating | REPL | 2.5125e-13 | 6.6464e-15 | 37.8025
| Unit Heater_Com, G - Heat | G | Yes | Large Office | Space Heating | NC | 10274.3865 | 582.6577 | 17.6337
| Unit Heater_Com, G - Heat | G | Yes | Large Office | Space Heating | RET | 57755.3766 | 12285.2918 | 4.7012
| Unit Heater_Com, G - Heat | G | Yes | Large Office | Space Heating | REPL | 6341.7343 | 359.638 | 17.6337
| Unit Heater_Com, P - Heat | Prp | Yes | Large Office | Space Heating | NC | 7137.2936 | 106.2036 | 67.2039
| Unit Heater_Com, P - Heat | Prp | Yes | Large Office | Space Heating | RET | 35403.2128 | 1975.9858 | 17.9167
| Unit Heater_Com, P - Heat | Prp | Yes | Large Office | Space Heating | REPL | 7.4599e-12 | 1.11e-13 | 67.2039
| Energy Recovery Ventilator_Com, G - Heat | G | Yes | Large Office | Space Heating | NC | 137587.2367 | 31708.8067 | 4.3391
| Energy Recovery Ventilator_Com, G - Heat | G | Yes | Large Office | Space Heating | RET | 810520.7291 | 186795.2709 | 4.3391
| Energy Recovery Ventilator_Com, G - Heat | G | Yes | Large Office | Space Heating | REPL | 117439.2908 | 27065.4449 | 4.3391
| Energy Recovery Ventilator_Com, O - Heat | O | Yes | Large Office | Space Heating | NC | 10015.0161 | 666.5047 | 15.0262
| Energy Recovery Ventilator_Com, O - Heat | O | Yes | Large Office | Space Heating | RET | 58998.0421 | 3926.3514 | 15.0262
| Energy Recovery Ventilator_Com, O - Heat | O | Yes | Large Office | Space Heating | REPL | 8548.4412 | 568.9034 | 15.0262
| Energy Recovery Ventilator_Com, P - Heat | Prp | Yes | Large Office | Space Heating | NC | 6632.5738 | 378.6003 | 17.5187
| Energy Recovery Ventilator_Com, P - Heat | Prp | Yes | Large Office | Space Heating | RET | 39072.2155 | 2230.3185 | 17.5187
| Energy Recovery Ventilator_Com, P - Heat | Prp | Yes | Large Office | Space Heating | REPL | 5661.3156 | 323.159 | 17.5187
| Forced Air Heating Maintenance_Com, G - Heat | G | Yes | Large Office | Space Heating | RET | 1676.3939 | 978.0907 | 1.7139
| Forced Air Heating Maintenance_Com, O - Heat | O | Yes | Large Office | Space Heating | RET | 1358.3678 | 239.8057 | 5.6645
| Forced Air Heating Maintenance_Com, P - Heat | Prp | Yes | Large Office | Space Heating | RET | 41.8456 | 5.9669 | 7.0129
| Infrared Heater_Com, G - Heat | G | Yes | Large Office | Space Heating | NC | 2825.9484 | 118.2768 | 23.8927
| Infrared Heater_Com, G - Heat | G | Z | Large Office | Space Heating | RET | 0 | 0 | 0
| Infrared Heater_Com, G - Heat | G | Yes | Large Office | Space Heating | REPL | 7625.6178 | 319.1615 | 23.8927
| Infrared Heater_Com, P - Heat | Prp | Yes | Large Office | Space Heating | NC | 21497.0185 | 236.0814 | 91.0576
| Infrared Heater_Com, P - Heat | Prp | Z | Large Office | Space Heating | RET | 0 | 0 | 0
| Infrared Heater_Com, P - Heat | Prp | Yes | Large Office | Space Heating | REPL | 58008.1487 | 637.0486 | 91.0576
| Steam Trap Maintenance_Com, G - Heat | G | Yes | Large Office | Space Heating | RET | 264744.8206 | 37718.3271 | 7.019
| Steam Trap Maintenance_Com, O - Heat | O | Yes | Large Office | Space Heating | RET | 411.0629 | 17.3 | 23.7609
| Windows_Com, E - Cool [Building w Elec Heat] | E | No | Large Office | Cooling | NC | 63399.9131 | 161422.0419 | 0.39276
| Windows_Com, E - Heat [Building w Elec Heat] | E | No | Large Office | Space Heating | NC | 63399.9131 | 161422.0419 | 0.39276
| Windows_Com, E - Cool [Building w Gas Heat] | E | No | Large Office | Cooling | NC | 284490.8939 | 329628.3406 | 0.86307
| Windows_Com, G - Heat [Building w Gas Heat] | G | No | Large Office | Space Heating | NC | 284490.8939 | 329628.3406 | 0.86307
| Windows_Com, E - Cool [Building w Oil Heat] | E | No | Large Office | Cooling | NC | 40539.8538 | 88688.5619 | 0.4571
| Windows_Com, O - Heat [Building w Oil Heat] | O | No | Large Office | Space Heating | NC | 40539.8538 | 88688.5619 | 0.4571
| Windows_Com, E - Cool [Building w Propane Heat] | E | No | Large Office | Cooling | NC | 17122.6058 | 26727.8169 | 0.64063
| Windows_Com, P - Heat [Building w Propane Heat] | Prp | No | Large Office | Space Heating | NC | 17122.6058 | 26727.8169 | 0.64063
| Window Film_Com, E - Cool [Building w Elec Heat] | E | No | Large Office | Cooling | RET | 0 | 0 | 0
| Window Film_Com, E - Heat [Building w Elec Heat] | E | No | Large Office | Space Heating | RET | 0 | 0 | 0
| Window Film_Com, E - Cool [Building w Gas Heat] | E | No | Large Office | Cooling | RET | 0 | 0 | 0
| Window Film_Com, G - Heat [Building w Gas Heat] | G | No | Large Office | Space Heating | RET | 0 | 0 | 0
| Window Film_Com, E - Cool [Building w Oil Heat] | E | No | Large Office | Cooling | RET | 0 | 0 | 0
| Window Film_Com, O - Heat [Building w Oil Heat] | O | No | Large Office | Space Heating | RET | 0 | 0 | 0
| Window Film_Com, E - Cool [Building w Propane Heat] | E | No | Large Office | Cooling | RET | 0 | 0 | 0
| Window Film_Com, P - Heat [Building w Propane Heat] | Prp | No | Large Office | Space Heating | RET | 0 | 0 | 0
| Motors and Fans_Com, E - Vent | E | Yes | Large Office | Ventilation | NC | 30764.8022 | 17101.3969 | 1.799
| Motors and Fans_Com, E - Vent | E | No | Large Office | Ventilation | RET | 100802.3058 | 95568.2086 | 1.0548
| Motors and Fans_Com, E - Vent | E | Yes | Large Office | Ventilation | REPL | 1852.7101 | 1029.876 | 1.799
| ECM Furnace Motors_Com, E - Vent | E | Yes | Large Office | Ventilation | RET | 527524.9109 | 184516.4938 | 2.859
| VFD on HVAC System_Com, E - Vent | E | Yes | Large Office | Ventilation | RET | 5400941.9946 | 968570.4102 | 5.5762
| Kitchen DCV_Com, E - Vent [Building w Elec Heat] | E | Yes | Large Office | Ventilation | NC | 14148.5316 | 2174.0999 | 6.5078
| Kitchen DCV_Com, E - Vent [Building w Elec Heat] | E | Yes | Large Office | Ventilation | RET | 81632.5226 | 12543.864 | 6.5078
| Kitchen DCV_Com, E - Vent [Building w Elec Heat] | E | Yes | Large Office | Ventilation | REPL | 5964.3453 | 916.4967 | 6.5078
| Kitchen DCV_Com, E - Heat [Building w Elec Heat] | E | Yes | Large Office | Space Heating | NC | 14148.5316 | 2174.0999 | 6.5078
| Kitchen DCV_Com, E - Heat [Building w Elec Heat] | E | Yes | Large Office | Space Heating | RET | 81632.5226 | 12543.864 | 6.5078
| Kitchen DCV_Com, E - Heat [Building w Elec Heat] | E | Yes | Large Office | Space Heating | REPL | 5964.3453 | 916.4967 | 6.5078
| Kitchen DCV_Com, E - Vent [Building w Gas Heat] | E | Yes | Large Office | Ventilation | NC | 14148.5316 | 2174.0999 | 6.5078
| Kitchen DCV_Com, E - Vent [Building w Gas Heat] | E | Yes | Large Office | Ventilation | RET | 81632.5226 | 12543.864 | 6.5078
| Kitchen DCV_Com, E - Vent [Building w Gas Heat] | E | Yes | Large Office | Ventilation | REPL | 5964.3453 | 916.4967 | 6.5078
| Kitchen DCV_Com, G - Heat [Building w Gas Heat] | G | Yes | Large Office | Space Heating | NC | 18622.3933 | 785.3279 | 23.7129
| Kitchen DCV_Com, G - Heat [Building w Gas Heat] | G | Yes | Large Office | Space Heating | RET | 103036.6652 | 4531.0921 | 22.7399
| Kitchen DCV_Com, G - Heat [Building w Gas Heat] | G | Yes | Large Office | Space Heating | REPL | 7528.2035 | 331.0568 | 22.7399
| Kitchen DCV_Com, E - Vent [Building w Oil Heat] | E | Yes | Large Office | Ventilation | NC | 18622.3933 | 785.3279 | 23.7129
| Kitchen DCV_Com, E - Vent [Building w Oil Heat] | E | Yes | Large Office | Ventilation | RET | 103036.6652 | 4531.0921 | 22.7399
| Kitchen DCV_Com, E - Vent [Building w Oil Heat] | E | Yes | Large Office | Ventilation | REPL | 7528.2035 | 331.0568 | 22.7399
| Kitchen DCV_Com, O - Heat [Building w Oil Heat] | O | Yes | Large Office | Space Heating | NC | 18622.3933 | 785.3279 | 23.7129
| Kitchen DCV_Com, O - Heat [Building w Oil Heat] | O | Yes | Large Office | Space Heating | RET | 103036.6652 | 4531.0921 | 22.7399
| Kitchen DCV_Com, O - Heat [Building w Oil Heat] | O | Yes | Large Office | Space Heating | REPL | 7528.2035 | 331.0568 | 22.7399
| Kitchen DCV_Com, E - Vent [Building w Oil Heat] | E | Yes | Large Office | Ventilation | NC | 18622.3933 | 785.3279 | 23.7129
| Kitchen DCV_Com, E - Vent [Building w Oil Heat] | E | Yes | Large Office | Ventilation | RET | 103036.6652 | 4531.0921 | 22.7399
| Kitchen DCV_Com, E - Vent [Building w Oil Heat] | E | Yes | Large Office | Ventilation | REPL | 7528.2035 | 331.0568 | 22.7399
| Kitchen DCV_Com, P - Heat [Building w Propane Heat] | Prp | Yes | Large Office | Space Heating | NC | 623.2615 | 0 | 0
| Kitchen DCV_Com, P - Heat [Building w Propane Heat] | Prp | Yes | Large Office | Space Heating | RET | 3397.9174 | 0 | 0
| Kitchen DCV_Com, P - Heat [Building w Propane Heat] | Prp | Yes | Large Office | Space Heating | REPL | 248.2632 | 0 | 0
| Duct Sealing Regulated_Com, E - Vent [Building w Elec Heat] | E | Yes | Large Office | Ventilation | RET | 727888.4202 | 267660.6515 | 2.7194
| Duct Sealing Regulated_Com, E - Heat [Building w Elec Heat] | E | Yes | Large Office | Space Heating | RET | 727888.4202 | 267660.6515 | 2.7194
| Duct Sealing Regulated_Com, E - Cool [Building w Elec Heat] | E | Yes | Large Office | Cooling | RET | 727888.4202 | 267660.6515 | 2.7194
| Duct Sealing Regulated_Com, E - Vent [Building w Gas Heat] | E | Yes | Large Office | Ventilation | RET | 2626535.1428 | 0 | 0
| Duct Sealing Regulated_Com, G - Heat [Building w Gas Heat] | G | Yes | Large Office | Space Heating | RET | 2626535.1428 | 0 | 0
| Duct Sealing Regulated_Com, E - Cool [Building w Gas Heat] | E | Yes | Large Office | Cooling | RET | 2626535.1428 | 0 | 0
| Duct Sealing Non Regulated_Com, E - Vent [Building w Oil Heat] | E | Yes | Large Office | Ventilation | RET | 423922.8226 | 147058.2206 | 2.8827
| Duct Sealing Non Regulated_Com, O - Heat [Building w Oil Heat] | O | Yes | Large Office | Space Heating | RET | 423922.8226 | 147058.2206 | 2.8827
| Duct Sealing Non Regulated_Com, E - Cool [Building w Oil Heat] | E | Yes | Large Office | Cooling | RET | 423922.8226 | 147058.2206 | 2.8827
| Duct Sealing Non Regulated_Com, E - Vent [Building w Propane Heat] | E | Yes | Large Office | Ventilation | RET | 185488.7 | 0 | 0
| Duct Sealing Non Regulated_Com, P - Heat [Building w Propane Heat] | Prp | Yes | Large Office | Space Heating | RET | 185488.7 | 0 | 0
| Duct Sealing Non Regulated_Com, E - Cool [Building w Propane Heat] | E | Yes | Large Office | Cooling | RET | 185488.7 | 0 | 0
| Power Strip_Com, E - Plug [Tier 1] | E | Yes | Large Office | Plug Loads | NC | 0 | 0 | 0
| Power Strip_Com, E - Plug [Tier 1] | E | Yes | Large Office | Plug Loads | RET | 0 | 0 | 0
| Power Strip_Com, E - Plug [Tier 1] | E | Yes | Large Office | Plug Loads | REPL | 0 | 0 | 0
| Power Strip_Com, E - Plug [Tier 2] | E | Yes | Large Office | Plug Loads | NC | 127391.3167 | 104612.6602 | 1.2177
| Power Strip_Com, E - Plug [Tier 2] | E | Yes | Large Office | Plug Loads | RET | 1364273.0417 | 1179511.6513 | 1.1566
| Power Strip_Com, E - Plug [Tier 2] | E | Yes | Large Office | Plug Loads | REPL | 1010839.6439 | 830092.874 | 1.2177
| Computer Power Management_Com, E - Plug | E | Yes | Large Office | Plug Loads | RET | 878316.8489 | 421254.6319 | 2.085
| Vending Machine Controls_Com, E - Plug [Non-Refrigerated] | E | No | Large Office | Plug Loads | RET | 39023.8539 | 37486.3458 | 1.041
| Vending Machine Controls_Com, E - Plug [Refrigerated] | E | Yes | Large Office | Plug Loads | RET | 117071.5618 | 20136.7123 | 5.8138
| ES Refrigerator and Freezer_Com, E - Refr | E | Yes | Large Office | Refrigeration | NC | 30013.6667 | 12535.7699 | 2.3942
| ES Refrigerator and Freezer_Com, E - Refr | E | Yes | Large Office | Refrigeration | REPL | 338901.6657 | 141548.6262 | 2.3942
| Anti Sweat Heat Control_Com, E - Refr | E | Yes | Large Office | Refrigeration | NC | 2430.4337 | 1277.2626 | 1.9028
| Anti Sweat Heat Control_Com, E - Refr | E | Z | Large Office | Refrigeration | RET | 0 | 0 | 0
| Case Night Covers_Com, E - Refr | E | No | Large Office | Refrigeration | RET | 1039.7045 | 1979.5158 | 0.52523
| Loading Dock Pit Seals_Com, E - Refr | E | No | Large Office | Refrigeration | NC | 1188.7559 | 2202.0607 | 0.53984
| Loading Dock Pit Seals_Com, E - Refr | E | No | Large Office | Refrigeration | RET | 16107.5164 | 29837.6884 | 0.53984
| ECM Comp Cond Fan Motor_Com, E - Refr | E | Yes | Large Office | Refrigeration | NC | 2038.0956 | 545.0552 | 3.7392
| ECM Comp Cond Fan Motor_Com, E - Refr | E | Yes | Large Office | Refrigeration | RET | 62213.7945 | 3381.5866 | 18.3978
| ECM Comp Cond Fan Motor_Com, E - Refr | E | Yes | Large Office | Refrigeration | REPL | 8369.4145 | 2238.2626 | 3.7392
| Evap Fan Motor Replacement_Com, E - Refr | E | Yes | Large Office | Refrigeration | NC | 1409.152 | 680.5442 | 2.0706
| Evap Fan Motor Replacement_Com, E - Refr | E | Yes | Large Office | Refrigeration | RET | 13395.5826 | 4337.5075 | 3.0883
| Evap Fan Motor Replacement_Com, E - Refr | E | Yes | Large Office | Refrigeration | REPL | 499.3335 | 241.1511 | 2.0706
| Evap Fan Speed Controls_Com, E - Refr | E | Yes | Large Office | Refrigeration | NC | 2305.9607 | 690.0938 | 3.3415
| Evap Fan Speed Controls_Com, E - Refr | E | Z | Large Office | Refrigeration | RET | 0 | 0 | 0
| LowHeat NoHeat Doors_Com, E - Refr | E | Yes | Large Office | Refrigeration | NC | 1143.7158 | 259.953 | 4.3997
| LowHeat NoHeat Doors_Com, E - Refr | E | Yes | Large Office | Refrigeration | RET | 13947.5044 | 3170.1026 | 4.3997
| Refrigerated Vending Machine_Com, E - Refr | E | Yes | Large Office | Refrigeration | NC | 15015.0035 | 7301.8682 | 2.0563
| Refrigerated Vending Machine_Com, E - Refr | E | Yes | Large Office | Refrigeration | REPL | 145322.6458 | 70671.0996 | 2.0563
| Walk In Refrigeration_Com, E - Refr | E | Yes | Large Office | Refrigeration | NC | 1573.5201 | 219.6778 | 7.1629
| Refrigeration Tune Up_Com, E - Refr | E | Yes | Large Office | Refrigeration | RET | 16047.4295 | 1869.0012 | 8.5861
| ES Ice Machine_Com, E - Refr | E | Yes | Large Office | Refrigeration | NC | 343.1424 | 46.4113 | 7.3935
| ES Ice Machine_Com, E - Refr | E | Yes | Large Office | Refrigeration | REPL | 3874.6196 | 524.0566 | 7.3935
| Walk In Cooler Retroft_Com, E - Refr | E | Yes | Large Office | Refrigeration | RET | 4164.3577 | 831.4923 | 5.0083
| Door Gasket Replacement_Com, E - Refr | E | Z | Large Office | Refrigeration | RET | 0 | 0 | 0
| EnergyStar Dehumidifier_Com, E - Appl | E | Yes | Large Office | Appliances | NC | 2819.1258 | 583.5883 | 4.8307
| EnergyStar Dehumidifier_Com, E - Appl | E | Yes | Large Office | Appliances | REPL | 31832.3795 | 6589.633 | 4.8307
| Clothes Washer Elec WH_Com, E - Appl [unit w/ elec dry - Washer] | E | Yes | Large Office | Appliances | NC | 6788.3374 | 2753.7868 | 2.4651
| Clothes Washer Elec WH_Com, E - Appl [unit w/ elec dry - Washer] | E | Yes | Large Office | Appliances | REPL | 127499.0214 | 51721.813 | 2.4651
| Clothes Washer Elec WH_Com, E - Appl [unit w/ elec dry - Dryer] | E | Yes | Large Office | Appliances | NC | 6788.3374 | 2753.7868 | 2.4651
| Clothes Washer Elec WH_Com, E - Appl [unit w/ elec dry - Dryer] | E | Yes | Large Office | Appliances | REPL | 127499.0214 | 51721.813 | 2.4651
| Clothes Washer Elec WH_Com, E - HWat [unit w/ elec dry - Water Heater] | E | Yes | Large Office | Water Heating | NC | 6788.3374 | 2753.7868 | 2.4651
| Clothes Washer Elec WH_Com, E - HWat [unit w/ elec dry - Water Heater] | E | Yes | Large Office | Water Heating | REPL | 127499.0214 | 51721.813 | 2.4651
| Clothes Washer Elec WH_Com, E - Appl [unit w/ gas dry - Washer] | E | Yes | Large Office | Appliances | NC | 1508.579 | 688.4467 | 2.1913
| Clothes Washer Elec WH_Com, E - Appl [unit w/ gas dry - Washer] | E | Yes | Large Office | Appliances | REPL | 28329.1185 | 12930.4532 | 2.1909
| Clothes Washer Elec WH_Com, G - Oth [unit w/ gas dry - Dryer] | G | Yes | Large Office | Other | NC | 1508.579 | 688.4467 | 2.1913
| Clothes Washer Elec WH_Com, G - Oth [unit w/ gas dry - Dryer] | G | Yes | Large Office | Other | REPL | 28329.1185 | 12930.4532 | 2.1909
| Clothes Washer Elec WH_Com, E - HWat [unit w/ gas dry - Water Heater] | E | Yes | Large Office | Water Heating | NC | 1508.579 | 688.4467 | 2.1913
| Clothes Washer Elec WH_Com, E - HWat [unit w/ gas dry - Water Heater] | E | Yes | Large Office | Water Heating | REPL | 28329.1185 | 12930.4532 | 2.1909
| Clothes Washer Elec WH_Com, E - Appl [unit w/ propane dry - Washer] | E | Yes | Large Office | Appliances | NC | 601.5467 | 275.3787 | 2.1844
| Clothes Washer Elec WH_Com, E - Appl [unit w/ propane dry - Washer] | E | Yes | Large Office | Appliances | REPL | 11298.1958 | 5172.1813 | 2.1844
| Clothes Washer Elec WH_Com, P - Oth [unit w/ propane dry - Dryer] | Prp | Yes | Large Office | Other | NC | 601.5467 | 275.3787 | 2.1844
| Clothes Washer Elec WH_Com, P - Oth [unit w/ propane dry - Dryer] | Prp | Yes | Large Office | Other | REPL | 11298.1958 | 5172.1813 | 2.1844
| Clothes Washer Elec WH_Com, E - HWat [unit w/ propane dry - Water Heater] | E | Yes | Large Office | Water Heating | NC | 601.5467 | 275.3787 | 2.1844
| Clothes Washer Elec WH_Com, E - HWat [unit w/ propane dry - Water Heater] | E | Yes | Large Office | Water Heating | REPL | 11298.1958 | 5172.1813 | 2.1844
| Clothes Washer Gas WH_Com, E - Appl [unit w/ elec dry - Washer] | E | Yes | Large Office | Appliances | NC | 3786.0049 | 1376.8934 | 2.7497
| Clothes Washer Gas WH_Com, E - Appl [unit w/ elec dry - Washer] | E | Yes | Large Office | Appliances | REPL | 70629.1564 | 25860.9065 | 2.7311
| Clothes Washer Gas WH_Com, E - Appl [unit w/ elec dry - Dryer] | E | Yes | Large Office | Appliances | NC | 3786.0049 | 1376.8934 | 2.7497
| Clothes Washer Gas WH_Com, E - Appl [unit w/ elec dry - Dryer] | E | Yes | Large Office | Appliances | REPL | 70629.1564 | 25860.9065 | 2.7311
| Clothes Washer Gas WH_Com, G - HWat [unit w/ elec dry - Water Heater] | G | Yes | Large Office | Water Heating | NC | 3786.0049 | 1376.8934 | 2.7497
| Clothes Washer Gas WH_Com, G - HWat [unit w/ elec dry - Water Heater] | G | Yes | Large Office | Water Heating | REPL | 70629.1564 | 25860.9065 | 2.7311
| Clothes Washer Gas WH_Com, E - Appl [unit w/ gas dry - Washer] | E | Yes | Large Office | Appliances | NC | 13295.0776 | 5369.8842 | 2.4759
| Clothes Washer Gas WH_Com, E - Appl [unit w/ gas dry - Washer] | E | Yes | Large Office | Appliances | REPL | 247797.7421 | 100857.5353 | 2.4569
| Clothes Washer Gas WH_Com, G - Oth [unit w/ gas dry - Dryer] | G | Yes | Large Office | Other | NC | 13295.0776 | 5369.8842 | 2.4759
| Clothes Washer Gas WH_Com, G - Oth [unit w/ gas dry - Dryer] | G | Yes | Large Office | Other | REPL | 247797.7421 | 100857.5353 | 2.4569
| Clothes Washer Gas WH_Com, G - HWat [unit w/ gas dry - Water Heater] | G | Yes | Large Office | Water Heating | NC | 13295.0776 | 5369.8842 | 2.4759
| Clothes Washer Gas WH_Com, G - HWat [unit w/ gas dry - Water Heater] | G | Yes | Large Office | Water Heating | REPL | 247797.7421 | 100857.5353 | 2.4569
| Clothes Washer Gas WH_Com, E - Appl [unit w/ propane dry - Washer] | E | Yes | Large Office | Appliances | NC | 679.914 | 275.3787 | 2.469
| Clothes Washer Gas WH_Com, E - Appl [unit w/ propane dry - Washer] | E | Yes | Large Office | Appliances | REPL | 12674.1249 | 5172.1813 | 2.4504
| Clothes Washer Gas WH_Com, P - Oth [unit w/ propane dry - Dryer] | Prp | Yes | Large Office | Other | NC | 679.914 | 275.3787 | 2.469
| Clothes Washer Gas WH_Com, P - Oth [unit w/ propane dry - Dryer] | Prp | Yes | Large Office | Other | REPL | 12674.1249 | 5172.1813 | 2.4504
| Clothes Washer Gas WH_Com, G - HWat [unit w/ propane dry - Water Heater] | G | Yes | Large Office | Water Heating | NC | 679.914 | 275.3787 | 2.469
| Clothes Washer Gas WH_Com, G - HWat [unit w/ propane dry - Water Heater] | G | Yes | Large Office | Water Heating | REPL | 12674.1249 | 5172.1813 | 2.4504
| Clothes Washer Oil WH_Com, E - Appl [unit w/ elec dry - Washer] | E | Yes | Large Office | Appliances | NC | 3989.3875 | 1652.2721 | 2.4145
| Clothes Washer Oil WH_Com, E - Appl [unit w/ elec dry - Washer] | E | Yes | Large Office | Appliances | REPL | 74926.1658 | 31033.0878 | 2.4144
| Clothes Washer Oil WH_Com, E - Appl [unit w/ elec dry - Dryer] | E | Yes | Large Office | Appliances | NC | 3989.3875 | 1652.2721 | 2.4145
| Clothes Washer Oil WH_Com, E - Appl [unit w/ elec dry - Dryer] | E | Yes | Large Office | Appliances | REPL | 74926.1658 | 31033.0878 | 2.4144
| Clothes Washer Oil WH_Com, O - HWat [unit w/ elec dry - Water Heater] | O | Yes | Large Office | Water Heating | NC | 3989.3875 | 1652.2721 | 2.4145
| Clothes Washer Oil WH_Com, O - HWat [unit w/ elec dry - Water Heater] | O | Yes | Large Office | Water Heating | REPL | 74926.1658 | 31033.0878 | 2.4144
| Clothes Washer Oil WH_Com, E - Appl [unit w/ gas dry - Washer] | E | Yes | Large Office | Appliances | NC | 589.4958 | 275.3787 | 2.1407
| Clothes Washer Oil WH_Com, E - Appl [unit w/ gas dry - Washer] | E | Yes | Large Office | Appliances | REPL | 11069.4395 | 5172.1813 | 2.1402
| Clothes Washer Oil WH_Com, G - Oth [unit w/ gas dry - Dryer] | G | Yes | Large Office | Other | NC | 589.4958 | 275.3787 | 2.1407
| Clothes Washer Oil WH_Com, G - Oth [unit w/ gas dry - Dryer] | G | Yes | Large Office | Other | REPL | 11069.4395 | 5172.1813 | 2.1402
| Clothes Washer Oil WH_Com, O - HWat [unit w/ gas dry - Water Heater] | O | Yes | Large Office | Water Heating | NC | 589.4958 | 275.3787 | 2.1407
| Clothes Washer Oil WH_Com, O - HWat [unit w/ gas dry - Water Heater] | O | Yes | Large Office | Water Heating | REPL | 11069.4395 | 5172.1813 | 2.1402
| Clothes Washer Oil WH_Com, E - Appl [unit w/ propane dry - Washer] | E | Yes | Large Office | Appliances | NC | 881.4164 | 413.068 | 2.1338
| Clothes Washer Oil WH_Com, E - Appl [unit w/ propane dry - Washer] | E | Yes | Large Office | Appliances | REPL | 16553.982 | 7758.2719 | 2.1337
| Clothes Washer Oil WH_Com, P - Oth [unit w/ propane dry - Dryer] | Prp | Yes | Large Office | Other | NC | 881.4164 | 413.068 | 2.1338
| Clothes Washer Oil WH_Com, P - Oth [unit w/ propane dry - Dryer] | Prp | Yes | Large Office | Other | REPL | 16553.982 | 7758.2719 | 2.1337
| Clothes Washer Oil WH_Com, O - HWat [unit w/ propane dry - Water Heater] | O | Yes | Large Office | Water Heating | NC | 881.4164 | 413.068 | 2.1338
| Clothes Washer Oil WH_Com, O - HWat [unit w/ propane dry - Water Heater] | O | Yes | Large Office | Water Heating | REPL | 16553.982 | 7758.2719 | 2.1337
| Clothes Washer Propane WH_Com, E - Appl [unit w/ elec dry - Washer] | E | Yes | Large Office | Appliances | NC | 668.8245 | 297.917 | 2.245
| Clothes Washer Propane WH_Com, E - Appl [unit w/ elec dry - Washer] | E | Yes | Large Office | Appliances | REPL | 12557.3804 | 5593.7253 | 2.2449
| Clothes Washer Propane WH_Com, E - Appl [unit w/ elec dry - Dryer] | E | Yes | Large Office | Appliances | NC | 668.8245 | 297.917 | 2.245
| Clothes Washer Propane WH_Com, E - Appl [unit w/ elec dry - Dryer] | E | Yes | Large Office | Appliances | REPL | 12557.3804 | 5593.7253 | 2.2449
| Clothes Washer Propane WH_Com, P - HWat [unit w/ elec dry - Water Heater] | Prp | Yes | Large Office | Water Heating | NC | 668.8245 | 297.917 | 2.245
| Clothes Washer Propane WH_Com, P - HWat [unit w/ elec dry - Water Heater] | Prp | Yes | Large Office | Water Heating | REPL | 12557.3804 | 5593.7253 | 2.2449
| Clothes Washer Propane WH_Com, E - Appl [unit w/ gas dry - Washer] | E | Yes | Large Office | Appliances | NC | 296.7112 | 142.4098 | 2.0835
| Clothes Washer Propane WH_Com, E - Appl [unit w/ gas dry - Washer] | E | Yes | Large Office | Appliances | REPL | 5569.5628 | 2669.8672 | 2.0861
| Clothes Washer Propane WH_Com, G - Oth [unit w/ gas dry - Dryer] | G | Yes | Large Office | Other | NC | 296.7112 | 142.4098 | 2.0835
| Clothes Washer Propane WH_Com, G - Oth [unit w/ gas dry - Dryer] | G | Yes | Large Office | Other | REPL | 5569.5628 | 2669.8672 | 2.0861
| Clothes Washer Propane WH_Com, P - HWat [unit w/ gas dry - Water Heater] | Prp | Yes | Large Office | Water Heating | NC | 296.7112 | 142.4098 | 2.0835
| Clothes Washer Propane WH_Com, P - HWat [unit w/ gas dry - Water Heater] | Prp | Yes | Large Office | Water Heating | REPL | 5569.5628 | 2669.8672 | 2.0861
| Clothes Washer Propane WH_Com, E - Appl [unit w/ propane dry - Washer] | E | Yes | Large Office | Appliances | NC | 592.0592 | 277.3876 | 2.1344
| Clothes Washer Propane WH_Com, E - Appl [unit w/ propane dry - Washer] | E | Yes | Large Office | Appliances | REPL | 11114.9336 | 5207.8344 | 2.1343
| Clothes Washer Propane WH_Com, P - Oth [unit w/ propane dry - Dryer] | Prp | Yes | Large Office | Other | NC | 592.0592 | 277.3876 | 2.1344
| Clothes Washer Propane WH_Com, P - Oth [unit w/ propane dry - Dryer] | Prp | Yes | Large Office | Other | REPL | 11114.9336 | 5207.8344 | 2.1343
| Clothes Washer Propane WH_Com, P - HWat [unit w/ propane dry - Water Heater] | Prp | Yes | Large Office | Water Heating | NC | 592.0592 | 277.3876 | 2.1344
| Clothes Washer Propane WH_Com, P - HWat [unit w/ propane dry - Water Heater] | Prp | Yes | Large Office | Water Heating | REPL | 11114.9336 | 5207.8344 | 2.1343
| Dishwasher_Com, E - Appl [Building w elec WH] | E | Yes | Large Office | Appliances | NC | 839.7783 | 315.6993 | 2.6601
| Dishwasher_Com, E - Appl [Building w elec WH] | E | Yes | Large Office | Appliances | REPL | 8995.183 | 3381.5749 | 2.6601
| Dishwasher_Com, E - HWat [Building w elec WH] | E | Yes | Large Office | Water Heating | NC | 26.0612 | 0 | 0
| Dishwasher_Com, E - HWat [Building w elec WH] | E | Yes | Large Office | Water Heating | REPL | 279.1509 | 0 | 0
| Dishwasher_Com, E - Appl [Building w gas WH] | E | Yes | Large Office | Appliances | NC | 2099.4457 | 789.2483 | 2.6601
| Dishwasher_Com, E - Appl [Building w gas WH] | E | Yes | Large Office | Appliances | REPL | 22487.9575 | 8453.9374 | 2.6601
| Dishwasher_Com, G - HWat [Building w gas WH] | G | Yes | Large Office | Water Heating | NC | 585.386 | 0 | 0
| Dishwasher_Com, G - HWat [Building w gas WH] | G | Yes | Large Office | Water Heating | REPL | 5924.8631 | 0 | 0
| Dishwasher_Com, E - Appl [Building w oil WH] | E | Yes | Large Office | Appliances | NC | 209.9446 | 78.9248 | 2.6601
| Dishwasher_Com, E - Appl [Building w oil WH] | E | Yes | Large Office | Appliances | REPL | 2248.7957 | 845.3937 | 2.6601
| Dishwasher_Com, O - HWat [Building w oil WH] | O | Yes | Large Office | Water Heating | NC | 0.28926 | 0 | 0
| Dishwasher_Com, O - HWat [Building w oil WH] | O | Yes | Large Office | Water Heating | REPL | 2.9276 | 0 | 0
| Dishwasher_Com, E - Appl [Building w propane WH] | E | Yes | Large Office | Appliances | NC | 209.9446 | 78.9248 | 2.6601
| Dishwasher_Com, E - Appl [Building w propane WH] | E | Yes | Large Office | Appliances | REPL | 2248.7957 | 845.3937 | 2.6601
| Dishwasher_Com, P - HWat [Building w propane WH] | Prp | Yes | Large Office | Water Heating | NC | 8.4864 | 0 | 0
| Dishwasher_Com, P - HWat [Building w propane WH] | Prp | Yes | Large Office | Water Heating | REPL | 85.893 | 0 | 0
| Faucet Aerator_Com, E - HWat | E | Yes | Large Office | Water Heating | RET | 13921.5766 | 1015.1377 | 13.714
| Faucet Aerator_Com, G - HWat | G | Yes | Large Office | Water Heating | RET | 119956.0397 | 16518.8834 | 7.2618
| Faucet Aerator_Com, O - HWat | O | Yes | Large Office | Water Heating | RET | 584.5646 | 23.5202 | 24.8537
| Faucet Aerator_Com, P - HWat | Prp | Yes | Large Office | Water Heating | RET | 5706.198 | 197.234 | 28.9311
| Pre Rinse Sprayers_Com, E - HWat | E | Yes | Large Office | Water Heating | RET | 656.096 | 14.1922 | 46.2293
| Pre Rinse Sprayers_Com, G - HWat | G | Yes | Large Office | Water Heating | RET | 6701.9745 | 248.9061 | 26.9257
| Pre Rinse Sprayers_Com, O - HWat | O | Yes | Large Office | Water Heating | RET | 29.2899 | 0.3544 | 82.6459
| Pre Rinse Sprayers_Com, P - HWat | Prp | Yes | Large Office | Water Heating | RET | 280.277 | 2.9719 | 94.3085
| Heat Pump Water Heater_Com, E - HWat | E | Yes | Large Office | Water Heating | NC | 8206.5203 | 7087.3272 | 1.1579
| Heat Pump Water Heater_Com, E - HWat | E | No | Large Office | Water Heating | RET | 47501.7352 | 50996.9213 | 0.93146
| Heat Pump Water Heater_Com, E - HWat | E | Yes | Large Office | Water Heating | REPL | 5559.874 | 4801.6266 | 1.1579
| FF Storage Water Heater_Com, G - HWat | G | No | Large Office | Water Heating | NC | 17642.2514 | 43860.6947 | 0.40223
| FF Storage Water Heater_Com, G - HWat | G | No | Large Office | Water Heating | RET | 112045.5499 | 979841.7882 | 0.11435
| FF Storage Water Heater_Com, G - HWat | G | No | Large Office | Water Heating | REPL | 31822.6499 | 79114.8193 | 0.40223
| FF Storage Water Heater_Com, O - HWat | O | Yes | Large Office | Water Heating | NC | 86.9891 | 62.4505 | 1.3929
| FF Storage Water Heater_Com, O - HWat | O | No | Large Office | Water Heating | RET | 552.4658 | 1395.136 | 0.39599
| FF Storage Water Heater_Com, O - HWat | O | Yes | Large Office | Water Heating | REPL | 156.9087 | 112.6467 | 1.3929
| FF Storage Water Heater_Com, P - HWat | Prp | Yes | Large Office | Water Heating | NC | 850.4679 | 523.6927 | 1.624
| FF Storage Water Heater_Com, P - HWat | Prp | No | Large Office | Water Heating | RET | 5401.303 | 11699.2221 | 0.46168
| FF Storage Water Heater_Com, P - HWat | Prp | Yes | Large Office | Water Heating | REPL | 1534.0527 | 944.6238 | 1.624
| FF Instantaneous Water Heater_Com, G - HWat | G | No | Large Office | Water Heating | NC | 34642.4966 | 130167.5019 | 0.26614
| FF Instantaneous Water Heater_Com, G - HWat | G | No | Large Office | Water Heating | RET | 160267.17 | 1714526.3319 | 0.093476
| FF Instantaneous Water Heater_Com, G - HWat | G | No | Large Office | Water Heating | REPL | 3.0777e-11 | 1.1564e-10 | 0.26614
| FF Instantaneous Water Heater_Com, O - HWat | O | No | Large Office | Water Heating | NC | 171.9572 | 185.3374 | 0.92781
| FF Instantaneous Water Heater_Com, O - HWat | O | No | Large Office | Water Heating | RET | 795.5283 | 2441.2078 | 0.32587
| FF Instantaneous Water Heater_Com, O - HWat | O | No | Large Office | Water Heating | REPL | 1.5277e-13 | 1.6466e-13 | 0.92781
| FF Instantaneous Water Heater_Com, P - HWat | Prp | Yes | Large Office | Water Heating | NC | 1689.0467 | 1554.1882 | 1.0868
| FF Instantaneous Water Heater_Com, P - HWat | Prp | No | Large Office | Water Heating | RET | 7814.0651 | 20471.2891 | 0.38171
| FF Instantaneous Water Heater_Com, P - HWat | Prp | Yes | Large Office | Water Heating | REPL | 1.5006e-12 | 1.3808e-12 | 1.0868
| Clothes Dryer_Com, E - Appl | E | Yes | Large Office | Appliances | NC | 9553.8838 | 566.3092 | 16.8704
| Clothes Dryer_Com, E - Appl | E | Yes | Large Office | Appliances | RET | 53956.4242 | 11000.3392 | 4.905
| Clothes Dryer_Com, E - Appl | E | Yes | Large Office | Appliances | REPL | 3200.3485 | 189.7016 | 16.8704
| Clothes Dryer_Com, G - Oth | G | Yes | Large Office | Other | NC | 240.0966 | 219.2045 | 1.0953
| Clothes Dryer_Com, G - Oth | G | No | Large Office | Other | RET | 1281.2675 | 4736.7991 | 0.27049
| Clothes Dryer_Com, G - Oth | G | Yes | Large Office | Other | REPL | 75.9966 | 69.3837 | 1.0953
| Clothes Dryer_Com, P - Oth | Prp | Yes | Large Office | Other | NC | 11.5452 | 2.6173 | 4.4112
| Clothes Dryer_Com, P - Oth | Prp | Yes | Large Office | Other | RET | 61.6108 | 56.557 | 1.0894
| Clothes Dryer_Com, P - Oth | Prp | Yes | Large Office | Other | REPL | 3.6544 | 0.82844 | 4.4112
| Pnemautic to DDC_Com, E - TotE [Building w Elec Heat] | E | No | Large Office | Total Electric | RET | 246119.7759 | 313735.19 | 0.78448
| Pnemautic to DDC_Com, E - TotE [Building w Gas Heat] | E | No | Large Office | Total Electric | RET | 621312.1499 | 1209694.532 | 0.51361
| Pnemautic to DDC_Com, G - TotF [Building w Gas Heat] | G | No | Large Office | Total FF | RET | 621312.1499 | 1209694.532 | 0.51361
| Pnemautic to DDC_Com, E - TotE [Building w Oil Heat] | E | No | Large Office | Total Electric | RET | 101333.0559 | 325475.8622 | 0.31134
| Pnemautic to DDC_Com, O - TotF [Building w Oil Heat] | O | No | Large Office | Total FF | RET | 101333.0559 | 325475.8622 | 0.31134
| Pnemautic to DDC_Com, E - TotE [Building w Propane Heat] | E | No | Large Office | Total Electric | RET | 38519.2394 | 98087.7248 | 0.3927
| Pnemautic to DDC_Com, P - TotF [Building w Propane Heat] | Prp | No | Large Office | Total FF | RET | 38519.2394 | 98087.7248 | 0.3927
| Data Center_Com, E - TotE [Building w Elec Heat] | E | Yes | Large Office | Total Electric | NC | 102693.4472 | 44536.2202 | 2.3058
| Data Center_Com, E - TotE [Building w Elec Heat] | E | No | Large Office | Total Electric | RET | 2226376.4978 | 2093447.0091 | 1.0635
| Data Center_Com, E - TotE [Building w Gas Heat] | E | Yes | Large Office | Total Electric | NC | 209702.9017 | 90944.2117 | 2.3058
| Data Center_Com, E - TotE [Building w Gas Heat] | E | No | Large Office | Total Electric | RET | 4546323.3023 | 4274877.5551 | 1.0635
| Data Center_Com, G - TotF [Building w Gas Heat] | G | Yes | Large Office | Total FF | NC | 209702.9017 | 90944.2117 | 2.3058
| Data Center_Com, G - TotF [Building w Gas Heat] | G | No | Large Office | Total FF | RET | 4546323.3023 | 4274877.5551 | 1.0635
| Data Center_Com, E - TotE [Building w Oil Heat] | E | Yes | Large Office | Total Electric | NC | 56421.8742 | 24469.1076 | 2.3058
| Data Center_Com, E - TotE [Building w Oil Heat] | E | No | Large Office | Total Electric | RET | 1223216.653 | 1150182.4809 | 1.0635
| Data Center_Com, O - TotF [Building w Oil Heat] | O | Yes | Large Office | Total FF | NC | 56421.8742 | 24469.1076 | 2.3058
| Data Center_Com, O - TotF [Building w Oil Heat] | O | No | Large Office | Total FF | RET | 1223216.653 | 1150182.4809 | 1.0635
| Data Center_Com, E - TotE [Building w Propane Heat] | E | Yes | Large Office | Total Electric | NC | 17003.698 | 7374.1846 | 2.3058
| Data Center_Com, E - TotE [Building w Propane Heat] | E | No | Large Office | Total Electric | RET | 368637.2857 | 346627.1872 | 1.0635
| Data Center_Com, P - TotF [Building w Propane Heat] | Prp | Yes | Large Office | Total FF | NC | 17003.698 | 7374.1846 | 2.3058
| Data Center_Com, P - TotF [Building w Propane Heat] | Prp | No | Large Office | Total FF | RET | 368637.2857 | 346627.1872 | 1.0635
| RCx_Com, E - TotE [Building w Elec Heat] | E | Yes | Large Office | Total Electric | RET | 672569.2445 | 218270.419 | 3.0814
| RCx_Com, E - TotE [Building w Gas Heat] | E | Yes | Large Office | Total Electric | RET | 2009146.1427 | 694225.4352 | 2.8941
| RCx_Com, G - TotF [Building w Gas Heat] | G | Yes | Large Office | Total FF | RET | 2009146.1427 | 694225.4352 | 2.8941
| RCx_Com, E - TotE [Building w Oil Heat] | E | Yes | Large Office | Total Electric | RET | 423598.8192 | 186785.6852 | 2.2678
| RCx_Com, O - TotF [Building w Oil Heat] | O | Yes | Large Office | Total FF | RET | 423598.8192 | 186785.6852 | 2.2678
| RCx_Com, E - TotE [Building w Propane Heat] | E | Yes | Large Office | Total Electric | RET | 141436.4546 | 56291.0649 | 2.5126
| RCx_Com, P - TotF [Building w Propane Heat] | Prp | Yes | Large Office | Total FF | RET | 141436.4546 | 56291.0649 | 2.5126
| Commissioning_Com, E - TotE [Building w Elec Heat] | E | Yes | Large Office | Total Electric | NC | 0 | 0 | 0
| Commissioning_Com, E - TotE [Building w Gas Heat] | E | Yes | Large Office | Total Electric | NC | 0 | 0 | 0
| Commissioning_Com, G - TotF [Building w Gas Heat] | G | Yes | Large Office | Total FF | NC | 0 | 0 | 0
| Commissioning_Com, E - TotE [Building w Oil Heat] | E | Yes | Large Office | Total Electric | NC | 0 | 0 | 0
| Commissioning_Com, O - TotF [Building w Oil Heat] | O | Yes | Large Office | Total FF | NC | 0 | 0 | 0
| Commissioning_Com, E - TotE [Building w Propane Heat] | E | Yes | Large Office | Total Electric | NC | 0 | 0 | 0
| Commissioning_Com, P - TotF [Building w Propane Heat] | Prp | Yes | Large Office | Total FF | NC | 0 | 0 | 0
| Integrated Building Design_Com, E - TotE [Building w Elec Heat] | E | Yes | Large Office | Total Electric | NC | 52236.2365 | 3772.9741 | 13.8448
| Integrated Building Design_Com, E - TotE [Building w Gas Heat] | E | Yes | Large Office | Total Electric | NC | 158139.9399 | 12000.2271 | 13.1781
| Integrated Building Design_Com, G - TotF [Building w Gas Heat] | G | Yes | Large Office | Total FF | NC | 158139.9399 | 12000.2271 | 13.1781
| Integrated Building Design_Com, E - TotE [Building w Oil Heat] | E | Yes | Large Office | Total Electric | NC | 33154.216 | 3228.736 | 10.2685
| Integrated Building Design_Com, O - TotF [Building w Oil Heat] | O | Yes | Large Office | Total FF | NC | 33154.216 | 3228.736 | 10.2685
| Integrated Building Design_Com, E - TotE [Building w Propane Heat] | E | Yes | Large Office | Total Electric | NC | 11130.4114 | 973.0349 | 11.4389
| Integrated Building Design_Com, P - TotF [Building w Propane Heat] | Prp | Yes | Large Office | Total FF | NC | 11130.4114 | 973.0349 | 11.4389
| Deep Energy Retrofit_Com, E - TotE [Building w Elec Heat] | E | Yes | Large Office | Total Electric | RET | 247971.6987 | 115597.5871 | 2.1451
| Deep Energy Retrofit_Com, E - TotE [Building w Gas Heat] | E | Yes | Large Office | Total Electric | RET | 737248.5234 | 367666.7942 | 2.0052
| Deep Energy Retrofit_Com, G - TotF [Building w Gas Heat] | G | Yes | Large Office | Total FF | RET | 737248.5234 | 367666.7942 | 2.0052
| Deep Energy Retrofit_Com, E - TotE [Building w Oil Heat] | E | Yes | Large Office | Total Electric | RET | 156222.1109 | 98923.0452 | 1.5792
| Deep Energy Retrofit_Com, O - TotF [Building w Oil Heat] | O | Yes | Large Office | Total FF | RET | 156222.1109 | 98923.0452 | 1.5792
| Deep Energy Retrofit_Com, E - TotE [Building w Propane Heat] | E | Yes | Large Office | Total Electric | RET | 52188.5067 | 29812.1537 | 1.7506
| Deep Energy Retrofit_Com, P - TotF [Building w Propane Heat] | Prp | Yes | Large Office | Total FF | RET | 52188.5067 | 29812.1537 | 1.7506
| EMS_Com, E - TotE [Building w Elec Heat] | E | Yes | Large Office | Total Electric | NC | 95014.551 | 50750.2023 | 1.8722
| EMS_Com, E - TotE [Building w Elec Heat] | E | Yes | Large Office | Total Electric | RET | 1569937.3935 | 667029.9872 | 2.3536
| EMS_Com, E - TotE [Building w Gas Heat] | E | Yes | Large Office | Total Electric | NC | 294334.4374 | 161414.8239 | 1.8235
| EMS_Com, E - TotE [Building w Gas Heat] | E | Yes | Large Office | Total Electric | RET | 4772015.9711 | 4243077.7869 | 1.1247
| EMS_Com, G - TotF [Building w Gas Heat] | G | Yes | Large Office | Total FF | NC | 294334.4374 | 161414.8239 | 1.8235
| EMS_Com, G - TotF [Building w Gas Heat] | G | Yes | Large Office | Total FF | RET | 4772015.9711 | 4243077.7869 | 1.1247
| EMS_Com, E - TotE [Building w Oil Heat] | E | Yes | Large Office | Total Electric | NC | 60884.2667 | 43429.6656 | 1.4019
| EMS_Com, E - TotE [Building w Oil Heat] | E | No | Large Office | Total Electric | RET | 998096.2109 | 1141626.5549 | 0.87428
| EMS_Com, O - TotF [Building w Oil Heat] | O | Yes | Large Office | Total FF | NC | 60884.2667 | 43429.6656 | 1.4019
| EMS_Com, O - TotF [Building w Oil Heat] | O | No | Large Office | Total FF | RET | 998096.2109 | 1141626.5549 | 0.87428
| EMS_Com, E - TotE [Building w Propane Heat] | E | Yes | Large Office | Total Electric | NC | 20567.9225 | 13088.2734 | 1.5715
| EMS_Com, E - TotE [Building w Propane Heat] | E | No | Large Office | Total Electric | RET | 335444.6948 | 344048.7124 | 0.97499
| EMS_Com, P - TotF [Building w Propane Heat] | Prp | Yes | Large Office | Total FF | NC | 20567.9225 | 13088.2734 | 1.5715
| EMS_Com, P - TotF [Building w Propane Heat] | Prp | No | Large Office | Total FF | RET | 335444.6948 | 344048.7124 | 0.97499
| VFDs on HVAC Pumps_Com, E - Oth | E | Yes | Large Office | Other | RET | 595962.0534 | 255518.8809 | 2.3324
| ECM Circulators_Com, E - Oth | E | Yes | Large Office | Other | RET | 1144848.834 | 684132.6094 | 1.6734
| Motors_Com, E - Oth | E | Yes | Large Office | Other | NC | 8101.1419 | 5339.3329 | 1.5173
| Motors_Com, E - Oth | E | No | Large Office | Other | RET | 79412.5169 | 89513.8248 | 0.88715
| Motors_Com, E - Oth | E | Yes | Large Office | Other | REPL | 487.8649 | 321.544 | 1.5173
| Ext Area Ltg_Com, E - ExtL | E | Yes | Large Office | Exterior Lighting | NC | 40010.7008 | 10744.2999 | 3.7239
| Ext Area Ltg_Com, E - ExtL | E | Yes | Large Office | Exterior Lighting | RET | 271070.3748 | 72792.0619 | 3.7239
| Ext Area Ltg_Com, E - ExtL | E | Yes | Large Office | Exterior Lighting | REPL | 359784.3182 | 96614.9192 | 3.7239
| Street Ltg_Com, E - ExtL | E | Yes | Large Office | Exterior Lighting | NC | 7447.6766 | 1701.4615 | 4.3772
| Street Ltg_Com, E - ExtL | E | Yes | Large Office | Exterior Lighting | RET | 50457.6141 | 11527.3111 | 4.3772
| Street Ltg_Com, E - ExtL | E | Yes | Large Office | Exterior Lighting | REPL | 66971.0155 | 15299.8857 | 4.3772
| Ext Ltg Ctrls_Com, E - ExtL | E | Yes | Large Office | Exterior Lighting | RET | 248983.7308 | 63311.5393 | 3.9327
| Ext Ltg Dsgn_Com, E - ExtL | E | Yes | Large Office | Exterior Lighting | NC | 5772.7952 | 1264.3168 | 4.5659
| Ext Ltg Dsgn_Com, E - ExtL | E | Yes | Large Office | Exterior Lighting | REPL | 52147.1731 | 11420.9051 | 4.5659
| Int Ltg Ctrls_Com, E - IntL [No Heat] | E | Yes | Large Office | Interior Lighting | RET | 562638.8778 | 177245.3241 | 3.1744
| Int Ltg Ctrls_Com, E - IntL [Electric Heat] | E | Yes | Large Office | Interior Lighting | RET | 328587.3491 | 143801.6714 | 2.285
| Int Ltg Ctrls_Com, E/G - IntL | E | Yes | Large Office | Interior Lighting | RET | 2081742.5578 | 903614.5333 | 2.3038
| Int Ltg Ctrls_Com, E/O - IntL | E | Yes | Large Office | Interior Lighting | RET | 395529.3132 | 294705.5752 | 1.3421
| Int Ltg Ctrls_Com, E/P - IntL | E | Yes | Large Office | Interior Lighting | RET | 41035.6261 | 33540.4335 | 1.2235
| Exit Sign RetFit_Com, E - IntL [No Heat] | E | Yes | Large Office | Interior Lighting | RET | 28226.9584 | 7612.2458 | 3.7081
| Exit Sign RetFit_Com, E - IntL [Electric Heat] | E | Yes | Large Office | Interior Lighting | RET | 17617.7707 | 6178.3618 | 2.8515
| Exit Sign RetFit_Com, E/G - IntL | E | Yes | Large Office | Interior Lighting | RET | 107025.0971 | 46867.6042 | 2.2836
| Exit Sign RetFit_Com, E/O - IntL | E | Yes | Large Office | Interior Lighting | RET | 20215.1311 | 17919.351 | 1.1281
| Exit Sign RetFit_Com, E/P - IntL | E | No | Large Office | Interior Lighting | RET | 2093.5596 | 2075.7928 | 1.0086
| LED HiLo Bay_Com, E - IntL [No Heat] | E | Yes | Large Office | Interior Lighting | NC | 6498.5685 | 3483.199 | 1.8657
| LED HiLo Bay_Com, E - IntL [No Heat] | E | Yes | Large Office | Interior Lighting | RET | 49683.0206 | 26629.841 | 1.8657
| LED HiLo Bay_Com, E - IntL [No Heat] | E | Yes | Large Office | Interior Lighting | REPL | 2625.8675 | 1407.4513 | 1.8657
| LED HiLo Bay_Com, E - IntL [Electric Heat] | E | Yes | Large Office | Interior Lighting | NC | 3796.7341 | 2827.0846 | 1.343
| LED HiLo Bay_Com, E - IntL [Electric Heat] | E | Yes | Large Office | Interior Lighting | RET | 29026.888 | 21613.6992 | 1.343
| LED HiLo Bay_Com, E - IntL [Electric Heat] | E | Yes | Large Office | Interior Lighting | REPL | 1534.1411 | 1142.3361 | 1.343
| LED HiLo Bay_Com, E/G - IntL | E | Yes | Large Office | Interior Lighting | NC | 24206.8167 | 16090.6661 | 1.5044
| LED HiLo Bay_Com, E/G - IntL | E | Yes | Large Office | Interior Lighting | RET | 185066.569 | 123016.7689 | 1.5044
| LED HiLo Bay_Com, E/G - IntL | E | Yes | Large Office | Interior Lighting | REPL | 9781.2146 | 6501.733 | 1.5044
| LED HiLo Bay_Com, E/O - IntL | E | No | Large Office | Interior Lighting | NC | 4572.2357 | 4703.455 | 0.9721
| LED HiLo Bay_Com, E/O - IntL | E | No | Large Office | Interior Lighting | RET | 34955.7726 | 35958.9737 | 0.9721
| LED HiLo Bay_Com, E/O - IntL | E | No | Large Office | Interior Lighting | REPL | 1847.4969 | 1900.5185 | 0.9721
| LED HiLo Bay_Com, E/P - IntL | E | No | Large Office | Interior Lighting | NC | 473.519 | 528.3505 | 0.89622
| LED HiLo Bay_Com, E/P - IntL | E | No | Large Office | Interior Lighting | RET | 3620.1593 | 4039.3584 | 0.89622
| LED HiLo Bay_Com, E/P - IntL | E | No | Large Office | Interior Lighting | REPL | 191.3342 | 213.4898 | 0.89622
| Repl Scre_Com, E - IntL [No Heat] | E | Yes | Large Office | Interior Lighting | NC | 0 | 0 | 0
| Repl Scre_Com, E - IntL [No Heat] | E | Yes | Large Office | Interior Lighting | RET | 0 | 0 | 0
| Repl Scre_Com, E - IntL [No Heat] | E | Yes | Large Office | Interior Lighting | REPL | 0 | 0 | 0
| Repl Scre_Com, E - IntL [Electric Heat] | E | Yes | Large Office | Interior Lighting | NC | 0 | 0 | 0
| Repl Scre_Com, E - IntL [Electric Heat] | E | Yes | Large Office | Interior Lighting | RET | 0 | 0 | 0
| Repl Scre_Com, E - IntL [Electric Heat] | E | Yes | Large Office | Interior Lighting | REPL | 0 | 0 | 0
| Repl Scre_Com, E/G - IntL | E | Yes | Large Office | Interior Lighting | NC | 0 | 0 | 0
| Repl Scre_Com, E/G - IntL | E | Yes | Large Office | Interior Lighting | RET | 0 | 0 | 0
| Repl Scre_Com, E/G - IntL | E | Yes | Large Office | Interior Lighting | REPL | 0 | 0 | 0
| Repl Scre_Com, E/O - IntL | E | Yes | Large Office | Interior Lighting | NC | 0 | 0 | 0
| Repl Scre_Com, E/O - IntL | E | Yes | Large Office | Interior Lighting | RET | 0 | 0 | 0
| Repl Scre_Com, E/O - IntL | E | Yes | Large Office | Interior Lighting | REPL | 0 | 0 | 0
| Repl Scre_Com, E/P - IntL | E | No | Large Office | Interior Lighting | NC | 0 | 0 | 0
| Repl Scre_Com, E/P - IntL | E | No | Large Office | Interior Lighting | RET | 0 | 0 | 0
| Repl Scre_Com, E/P - IntL | E | No | Large Office | Interior Lighting | REPL | 0 | 0 | 0
| Lin LED Fixture_Com, E - IntL [No Heat] | E | Yes | Large Office | Interior Lighting | NC | 19240.3325 | 12747.0525 | 1.5094
| Lin LED Fixture_Com, E - IntL [No Heat] | E | No | Large Office | Interior Lighting | RET | 106119.146 | 106523.8891 | 0.9962
| Lin LED Fixture_Com, E - IntL [No Heat] | E | Yes | Large Office | Interior Lighting | REPL | 13452.3709 | 8912.428 | 1.5094
| Lin LED Fixture_Com, E - IntL [Electric Heat] | E | Yes | Large Office | Interior Lighting | NC | 12008.7953 | 10345.9484 | 1.1607
| Lin LED Fixture_Com, E - IntL [Electric Heat] | E | No | Large Office | Interior Lighting | RET | 66233.9441 | 86458.4698 | 0.76608
| Lin LED Fixture_Com, E - IntL [Electric Heat] | E | Yes | Large Office | Interior Lighting | REPL | 8396.2566 | 7233.6346 | 1.1607
| Lin LED Fixture_Com, E/G - IntL | E | Yes | Large Office | Interior Lighting | NC | 72951.4821 | 55774.8301 | 1.308
| Lin LED Fixture_Com, E/G - IntL | E | No | Large Office | Interior Lighting | RET | 402360.4578 | 438097.8636 | 0.91843
| Lin LED Fixture_Com, E/G - IntL | E | Yes | Large Office | Interior Lighting | REPL | 51005.8958 | 38996.3999 | 1.308
| Lin LED Fixture_Com, E/O - IntL | E | No | Large Office | Interior Lighting | NC | 13779.2332 | 15162.8886 | 0.90875
| Lin LED Fixture_Com, E/O - IntL | E | No | Large Office | Interior Lighting | RET | 75998.7108 | 108274.4863 | 0.70191
| Lin LED Fixture_Com, E/O - IntL | E | No | Large Office | Interior Lighting | REPL | 9634.1036 | 10601.5216 | 0.90875
| Lin LED Fixture_Com, E/P - IntL | E | No | Large Office | Interior Lighting | NC | 1427.0324 | 1683.4312 | 0.84769
| Lin LED Fixture_Com, E/P - IntL | E | No | Large Office | Interior Lighting | RET | 7870.7297 | 11837.1462 | 0.66492
| Lin LED Fixture_Com, E/P - IntL | E | No | Large Office | Interior Lighting | REPL | 997.7462 | 1177.014 | 0.84769
| LED Tube Repl_Com, E - IntL [No Heat] | E | Yes | Large Office | Interior Lighting | RET | 704966.1142 | 81024.5193 | 8.7007
| LED Tube Repl_Com, E - IntL [No Heat] | E | Yes | Large Office | Interior Lighting | REPL | 373793.4105 | 42961.5421 | 8.7007
| LED Tube Repl_Com, E - IntL [Electric Heat] | E | Yes | Large Office | Interior Lighting | RET | 440002.4686 | 65762.3 | 6.6908
| LED Tube Repl_Com, E - IntL [Electric Heat] | E | Yes | Large Office | Interior Lighting | REPL | 233302.027 | 34869.0723 | 6.6908
| LED Tube Repl_Com, E/G - IntL | E | Yes | Large Office | Interior Lighting | RET | 2672943.5654 | 656302.7882 | 4.0727
| LED Tube Repl_Com, E/G - IntL | E | Yes | Large Office | Interior Lighting | REPL | 1417271.9388 | 347990.7085 | 4.0727
| LED Tube Repl_Com, E/O - IntL | E | Yes | Large Office | Interior Lighting | RET | 504871.3439 | 292403.0576 | 1.7266
| LED Tube Repl_Com, E/O - IntL | E | Yes | Large Office | Interior Lighting | REPL | 267697.3797 | 155040.553 | 1.7266
| LED Tube Repl_Com, E/P - IntL | E | Yes | Large Office | Interior Lighting | RET | 52286.4909 | 34342.9136 | 1.5225
| LED Tube Repl_Com, E/P - IntL | E | Yes | Large Office | Interior Lighting | REPL | 27723.8088 | 18209.6055 | 1.5225
| Repl pin CFL wLED_Com, E - IntL [No Heat] | E | Yes | Large Office | Interior Lighting | RET | 10941.175 | 7049.1344 | 1.5521
| Repl pin CFL wLED_Com, E - IntL [No Heat] | E | Yes | Large Office | Interior Lighting | REPL | 6928.0324 | 4463.5637 | 1.5521
| Repl pin CFL wLED_Com, E - IntL [Electric Heat] | E | Yes | Large Office | Interior Lighting | RET | 6828.9013 | 5721.3211 | 1.1936
| Repl pin CFL wLED_Com, E - IntL [Electric Heat] | E | Yes | Large Office | Interior Lighting | REPL | 4324.1105 | 3622.7825 | 1.1936
| Repl pin CFL wLED_Com, E/G - IntL | E | Yes | Large Office | Interior Lighting | RET | 41484.4666 | 31050.0139 | 1.3361
| Repl pin CFL wLED_Com, E/G - IntL | E | Yes | Large Office | Interior Lighting | REPL | 26268.269 | 19661.0968 | 1.3361
| Repl pin CFL wLED_Com, E/O - IntL | E | No | Large Office | Interior Lighting | RET | 7835.6755 | 8478.9936 | 0.92413
| Repl pin CFL wLED_Com, E/O - IntL | E | No | Large Office | Interior Lighting | REPL | 4961.6073 | 5368.961 | 0.92413
| Repl pin CFL wLED_Com, E/P - IntL | E | No | Large Office | Interior Lighting | RET | 811.4938 | 941.1377 | 0.86225
| Repl pin CFL wLED_Com, E/P - IntL | E | No | Large Office | Interior Lighting | REPL | 513.8438 | 595.9353 | 0.86225
| Refrig Case LED_Com, E - IntL | E | Yes | Large Office | Interior Lighting | NC | 17092.5579 | 6661.3953 | 2.5659
| Refrig Case LED_Com, E - IntL | E | Yes | Large Office | Interior Lighting | RET | 96505.7288 | 37610.6852 | 2.5659
| Refrig Case LED_Com, E - IntL | E | Yes | Large Office | Interior Lighting | REPL | 30156.5553 | 11752.7604 | 2.5659
| Refrig Case Ctrls_Com, E - IntL | E | No | Large Office | Interior Lighting | RET | 55394.1285 | 56406.8853 | 0.98205
| Stair Occ Sensor_Com, E - IntL [No Heat] | E | Yes | Large Office | Interior Lighting | NC | 8921.5297 | 4025.244 | 2.2164
| Stair Occ Sensor_Com, E - IntL [No Heat] | E | Yes | Large Office | Interior Lighting | RET | 90664.3359 | 40906.2214 | 2.2164
| Stair Occ Sensor_Com, E - IntL [Electric Heat] | E | Yes | Large Office | Interior Lighting | NC | 5568.3458 | 3267.0271 | 1.7044
| Stair Occ Sensor_Com, E - IntL [Electric Heat] | E | Yes | Large Office | Interior Lighting | RET | 56587.8711 | 33200.903 | 1.7044
| Stair Occ Sensor_Com, E/G - IntL | E | Yes | Large Office | Interior Lighting | NC | 33826.7968 | 20651.9185 | 1.6379
| Stair Occ Sensor_Com, E/G - IntL | E | Yes | Large Office | Interior Lighting | RET | 343762.1305 | 209873.4785 | 1.6379
| Stair Occ Sensor_Com, E/O - IntL | E | No | Large Office | Interior Lighting | NC | 6389.2783 | 6762.3657 | 0.94483
| Stair Occ Sensor_Com, E/O - IntL | E | No | Large Office | Interior Lighting | RET | 64930.5324 | 68722.0036 | 0.94483
| Stair Occ Sensor_Com, E/P - IntL | E | No | Large Office | Interior Lighting | NC | 661.6992 | 769.4555 | 0.85996
| Stair Occ Sensor_Com, E/P - IntL | E | No | Large Office | Interior Lighting | RET | 6724.465 | 7819.5305 | 0.85996
| Int Delamping_Com, E - IntL [No Heat] | E | Yes | Large Office | Interior Lighting | RET | 11606.3775 | 1142.7754 | 10.1563
| Int Delamping_Com, E - IntL [Electric Heat] | E | Yes | Large Office | Interior Lighting | RET | 7244.0854 | 713.2598 | 10.1563
| Int Delamping_Com, E/G - IntL | E | Yes | Large Office | Interior Lighting | RET | 44006.6428 | 10330.323 | 4.2599
| Int Delamping_Com, E/O - IntL | E | Yes | Large Office | Interior Lighting | RET | 8312.0696 | 4741.2771 | 1.7531
| Int Delamping_Com, E/P - IntL | E | Yes | Large Office | Interior Lighting | RET | 860.8311 | 558.416 | 1.5416
| Int Ltg Dsgn_Com, E - IntL [No Heat] | E | Yes | Large Office | Interior Lighting | NC | 15770.156 | 3623.0719 | 4.3527
| Int Ltg Dsgn_Com, E - IntL [Electric Heat] | E | Yes | Large Office | Interior Lighting | NC | 9842.8952 | 2261.3294 | 4.3527
| Int Ltg Dsgn_Com, E/G - IntL | E | Yes | Large Office | Interior Lighting | NC | 59793.9905 | 21886.1518 | 2.732
| Int Ltg Dsgn_Com, E/O - IntL | E | Yes | Large Office | Interior Lighting | NC | 11294.0178 | 7924.8999 | 1.4251
| Int Ltg Dsgn_Com, E/P - IntL | E | Yes | Large Office | Interior Lighting | NC | 1169.6536 | 912.3009 | 1.2821
| Room Air Conditioner_Com, E - Cool | E | Yes | Education | Cooling | NC | 0 | 0 | 0
| Room Air Conditioner_Com, E - Cool | E | No | Education | Cooling | RET | 0 | 0 | 0
| Room Air Conditioner_Com, E - Cool | E | Yes | Education | Cooling | REPL | 0 | 0 | 0
| Chiller Systems_Com, E - Cool | E | Yes | Education | Cooling | NC | 77987.6316 | 8655.5569 | 9.0101
| Chiller Systems_Com, E - Cool | E | Yes | Education | Cooling | RET | 236697.8977 | 54757.3307 | 4.3227
| Chiller Systems_Com, E - Cool | E | Yes | Education | Cooling | REPL | 7.3325e-11 | 8.1381e-12 | 9.0101
| Chiller Tuneup_Com, E - Cool | E | Yes | Education | Cooling | RET | 62026.6571 | 15126.8607 | 4.1004
| Computer Room Air Conditioner_Com, E - Cool | E | Yes | Education | Cooling | NC | 10251.662 | 3494.581 | 2.9336
| Computer Room Air Conditioner_Com, E - Cool | E | Yes | Education | Cooling | REPL | 69454.4663 | 23675.6009 | 2.9336
| Mini Split Ductless AC_Com, E - Cool | E | No | Education | Cooling | NC | 0 | 0 | 0
| Mini Split Ductless AC_Com, E - Cool | E | No | Education | Cooling | RET | 0 | 0 | 0
| Mini Split Ductless AC_Com, E - Cool | E | No | Education | Cooling | REPL | 0 | 0 | 0
| Eff Unitary AC_Com, E - Cool | E | No | Education | Cooling | NC | 35910.147 | 33040.3722 | 1.0869
| Eff Unitary AC_Com, E - Cool | E | No | Education | Cooling | RET | 299637.93 | 2008909.0664 | 0.14915
| Eff Unitary AC_Com, E - Cool | E | No | Education | Cooling | REPL | 178465.0749 | 164202.962 | 1.0869
| PTAC_Com, E - Cool | E | Yes | Education | Cooling | NC | 0 | 0 | 0
| PTAC_Com, E - Cool | E | No | Education | Cooling | RET | 0 | 0 | 0
| PTAC_Com, E - Cool | E | Yes | Education | Cooling | REPL | 0 | 0 | 0
| Unitary Equipment Economizer_Com, E - Cool | E | No | Education | Cooling | RET | 165746.3033 | 255524.7378 | 0.64865
| AC Tuneup_Com, E - Cool [ASHP] | E | Yes | Education | Cooling | RET | 172941.6654 | 33334.6466 | 5.188
| AC Tuneup_Com, E - Heat [ASHP] | E | Yes | Education | Space Heating | RET | 172941.6654 | 33334.6466 | 5.188
| AC Tuneup_Com, E - Cool [Unitary AC] | E | Yes | Education | Cooling | RET | 257643.3469 | 45327.7449 | 5.684
| DCV_Com, E - Cool [Building w Elec Heat] | E | Yes | Education | Cooling | RET | 926551.8025 | 339628.0491 | 2.7281
| DCV_Com, E - Heat [Building w Elec Heat] | E | Yes | Education | Space Heating | RET | 926551.8025 | 339628.0491 | 2.7281
| DCV_Com, E - Vent [Building w Elec Heat] | E | Yes | Education | Ventilation | RET | 926551.8025 | 339628.0491 | 2.7281
| DCV_Com, E - Cool [Building w Gas Heat] | E | Yes | Education | Cooling | RET | 5501329.0365 | 693530.0096 | 7.9324
| DCV_Com, G - Heat [Building w Gas Heat] | G | Yes | Education | Space Heating | RET | 5501329.0365 | 693530.0096 | 7.9324
| DCV_Com, E - Vent [Building w Gas Heat] | E | Yes | Education | Ventilation | RET | 5501329.0365 | 693530.0096 | 7.9324
| DCV_Com, E - Cool [Building w Oil Heat] | E | Yes | Education | Cooling | RET | 3121071.743 | 186598.5766 | 16.7261
| DCV_Com, O - Heat [Building w Oil Heat] | O | Yes | Education | Space Heating | RET | 3121071.743 | 186598.5766 | 16.7261
| DCV_Com, E - Vent [Building w Oil Heat] | E | Yes | Education | Ventilation | RET | 3121071.743 | 186598.5766 | 16.7261
| DCV_Com, E - Cool [Building w Propane Heat] | E | Yes | Education | Cooling | RET | 2544521.1302 | 56234.6765 | 45.2483
| DCV_Com, P - Heat [Building w Propane Heat] | Prp | Yes | Education | Space Heating | RET | 2544521.1302 | 56234.6765 | 45.2483
| DCV_Com, E - Vent [Building w Propane Heat] | E | Yes | Education | Ventilation | RET | 2544521.1302 | 56234.6765 | 45.2483
| Controls for Unitary AC_Com, E - Cool | E | No | Education | Cooling | RET | 319676.632 | 329303.3245 | 0.97077
| Optimized Unitary AC Sys_Com, E - Cool [Building w Elec Heat] | E | No | Education | Cooling | NC | 52397.036 | 111081.0812 | 0.4717
| Optimized Unitary AC Sys_Com, E - Heat [Building w Elec Heat] | E | No | Education | Space Heating | NC | 52397.036 | 111081.0812 | 0.4717
| Optimized Unitary AC Sys_Com, E - Cool [Building w Gas Heat] | E | Yes | Education | Cooling | NC | 1205957.1631 | 131529.4109 | 9.1687
| Optimized Unitary AC Sys_Com, G - Heat [Building w Gas Heat] | G | Yes | Education | Space Heating | NC | 1205957.1631 | 131529.4109 | 9.1687
| Optimized Unitary AC Sys_Com, E - Cool [Building w Oil Heat] | E | Yes | Education | Cooling | NC | 822677.6794 | 34007.4611 | 24.1911
| Optimized Unitary AC Sys_Com, O - Heat [Building w Oil Heat] | O | Yes | Education | Space Heating | NC | 822677.6794 | 34007.4611 | 24.1911
| Optimized Unitary AC Sys_Com, E - Cool [Building w Propane Heat] | E | Yes | Education | Cooling | NC | 734909.9885 | 12241.5521 | 60.0341
| Optimized Unitary AC Sys_Com, P - Heat [Building w Propane Heat] | Prp | Yes | Education | Space Heating | NC | 734909.9885 | 12241.5521 | 60.0341
| Optimized Chiller Sys_Com, E - Cool | E | No | Education | Cooling | NC | 26182.6455 | 61404.9513 | 0.42639
| Cool Roof_Com, E - Cool [Building w Elec Heat] | E | No | Education | Cooling | NC | 35247.2272 | 103555.3151 | 0.34037
| Cool Roof_Com, E - Cool [Building w Elec Heat] | E | No | Education | Cooling | RET | 243574.0558 | 1205257.5702 | 0.20209
| Cool Roof_Com, E - Heat [Building w Elec Heat] | E | No | Education | Space Heating | NC | 35247.2272 | 103555.3151 | 0.34037
| Cool Roof_Com, E - Heat [Building w Elec Heat] | E | No | Education | Space Heating | RET | 243574.0558 | 1205257.5702 | 0.20209
| Cool Roof_Com, E - Cool [Building w Gas Heat] | E | No | Education | Cooling | NC | 75965.5552 | 271496.0197 | 0.2798
| Cool Roof_Com, E - Cool [Building w Gas Heat] | E | No | Education | Cooling | RET | 524955.8578 | 2853171.4505 | 0.18399
| Cool Roof_Com, G - Heat [Building w Gas Heat] | G | No | Education | Space Heating | NC | 75965.5552 | 271496.0197 | 0.2798
| Cool Roof_Com, G - Heat [Building w Gas Heat] | G | No | Education | Space Heating | RET | 524955.8578 | 2853171.4505 | 0.18399
| Cool Roof_Com, E - Cool [Building w Oil Heat] | E | No | Education | Cooling | NC | 20439.0066 | 98345.9079 | 0.20783
| Cool Roof_Com, E - Cool [Building w Oil Heat] | E | No | Education | Cooling | RET | 141242.6492 | 932854.612 | 0.15141
| Cool Roof_Com, O - Heat [Building w Oil Heat] | O | No | Education | Space Heating | NC | 20439.0066 | 98345.9079 | 0.20783
| Cool Roof_Com, O - Heat [Building w Oil Heat] | O | No | Education | Space Heating | RET | 141242.6492 | 932854.612 | 0.15141
| Cool Roof_Com, E - Cool [Building w Propane Heat] | E | No | Education | Cooling | NC | 6159.6447 | 58310.296 | 0.10564
| Cool Roof_Com, E - Cool [Building w Propane Heat] | E | No | Education | Cooling | RET | 42565.8911 | 468353.2342 | 0.090884
| Cool Roof_Com, P - Heat [Building w Propane Heat] | Prp | No | Education | Space Heating | NC | 6159.6447 | 58310.296 | 0.10564
| Cool Roof_Com, P - Heat [Building w Propane Heat] | Prp | No | Education | Space Heating | RET | 42565.8911 | 468353.2342 | 0.090884
| GSHP_Com, E - Cool | E | No | Education | Cooling | RET | 412101.575 | 456628.6327 | 0.90249
| GSHP_Com, E - Cool | E | Yes | Education | Cooling | REPL | 5.9048e-11 | 4.855e-11 | 1.2162
| GSHP_Com, E - Heat | E | No | Education | Space Heating | RET | 412101.575 | 456628.6327 | 0.90249
| GSHP_Com, E - Heat | E | Yes | Education | Space Heating | REPL | 5.9048e-11 | 4.855e-11 | 1.2162
| Unitary HP_Com, E - Cool | E | Yes | Education | Cooling | NC | 59458.2087 | 42070.3876 | 1.4133
| Unitary HP_Com, E - Cool | E | No | Education | Cooling | RET | 376520.5952 | 1183557.0564 | 0.31813
| Unitary HP_Com, E - Cool | E | Yes | Education | Cooling | REPL | 185687.9745 | 131385.8123 | 1.4133
| Unitary HP_Com, E - Heat | E | Yes | Education | Space Heating | NC | 59458.2087 | 42070.3876 | 1.4133
| Unitary HP_Com, E - Heat | E | No | Education | Space Heating | RET | 376520.5952 | 1183557.0564 | 0.31813
| Unitary HP_Com, E - Heat | E | Yes | Education | Space Heating | REPL | 185687.9745 | 131385.8123 | 1.4133
| PTHP_Com, E - Cool | E | Yes | Education | Cooling | NC | 0 | 0 | 0
| PTHP_Com, E - Cool | E | No | Education | Cooling | RET | 0 | 0 | 0
| PTHP_Com, E - Cool | E | Yes | Education | Cooling | REPL | 0 | 0 | 0
| PTHP_Com, E - Heat | E | Yes | Education | Space Heating | NC | 0 | 0 | 0
| PTHP_Com, E - Heat | E | No | Education | Space Heating | RET | 0 | 0 | 0
| PTHP_Com, E - Heat | E | Yes | Education | Space Heating | REPL | 0 | 0 | 0
| Minisplit Ductless HP_Com, E - Cool | E | Yes | Education | Cooling | RET | 1156247.6566 | 541859.982 | 2.1338
| Minisplit Ductless HP_Com, E - Cool | E | Yes | Education | Cooling | REPL | 107920.0454 | 27038.9503 | 3.9913
| Minisplit Ductless HP_Com, E - Heat | E | Yes | Education | Space Heating | RET | 1156247.6566 | 541859.982 | 2.1338
| Minisplit Ductless HP_Com, E - Heat | E | Yes | Education | Space Heating | REPL | 107920.0454 | 27038.9503 | 3.9913
| Programmable TStat_Com, E - Cool [Building w Elec Heat] | E | Yes | Education | Cooling | NC | 0 | 0 | 0
| Programmable TStat_Com, E - Heat [Building w Elec Heat] | E | Yes | Education | Space Heating | NC | 0 | 0 | 0
| Programmable TStat_Com, E - Cool [Building w Gas Heat] | E | Yes | Education | Cooling | NC | 0 | 0 | 0
| Programmable TStat_Com, E - Cool [Building w Gas Heat] | E | Yes | Education | Cooling | RET | 0 | 0 | 0
| Programmable TStat_Com, G - Heat [Building w Gas Heat] | G | Yes | Education | Space Heating | NC | 0 | 0 | 0
| Programmable TStat_Com, G - Heat [Building w Gas Heat] | G | Yes | Education | Space Heating | RET | 0 | 0 | 0
| Programmable TStat_Com, E - Cool [Building w Propane Heat] | E | Yes | Education | Cooling | NC | 0 | 0 | 0
| Programmable TStat_Com, E - Cool [Building w Propane Heat] | E | Yes | Education | Cooling | RET | 0 | 0 | 0
| Programmable TStat_Com, P - Heat [Building w Propane Heat] | Prp | Yes | Education | Space Heating | NC | 0 | 0 | 0
| Programmable TStat_Com, P - Heat [Building w Propane Heat] | Prp | Yes | Education | Space Heating | RET | 0 | 0 | 0
| Programmable TStat_Com, E - Cool [Building w Oil Heat] | E | Yes | Education | Cooling | NC | 0 | 0 | 0
| Programmable TStat_Com, E - Cool [Building w Oil Heat] | E | Yes | Education | Cooling | RET | 0 | 0 | 0
| Programmable TStat_Com, O - Heat [Building w Oil Heat] | O | Yes | Education | Space Heating | NC | 0 | 0 | 0
| Programmable TStat_Com, O - Heat [Building w Oil Heat] | O | Yes | Education | Space Heating | RET | 0 | 0 | 0
| Smart TStat_Com, E - Cool [Building w Elec Heat] | E | No | Education | Cooling | NC | 72500.2383 | 70408.5638 | 1.0297
| Smart TStat_Com, E - Cool [Building w Elec Heat] | E | No | Education | Cooling | RET | 352288.7481 | 453204.5596 | 0.77733
| Smart TStat_Com, E - Heat [Building w Elec Heat] | E | No | Education | Space Heating | NC | 72500.2383 | 70408.5638 | 1.0297
| Smart TStat_Com, E - Heat [Building w Elec Heat] | E | No | Education | Space Heating | RET | 352288.7481 | 453204.5596 | 0.77733
| Smart TStat_Com, E - Cool [Building w Gas Heat] | E | Yes | Education | Cooling | NC | 177849.8674 | 143776.2637 | 1.237
| Smart TStat_Com, E - Cool [Building w Gas Heat] | E | Yes | Education | Cooling | RET | 855653.2326 | -34759.651 | -24.6163
| Smart TStat_Com, G - Heat [Building w Gas Heat] | G | Yes | Education | Space Heating | NC | 177849.8674 | 143776.2637 | 1.237
| Smart TStat_Com, G - Heat [Building w Gas Heat] | G | Yes | Education | Space Heating | RET | 855653.2326 | -34759.651 | -24.6163
| Smart TStat_Com, E - Cool [Building w Propane Heat] | E | Yes | Education | Cooling | NC | 60923.257 | 38683.9009 | 1.5749
| Smart TStat_Com, E - Cool [Building w Propane Heat] | E | Yes | Education | Cooling | RET | 290236.6359 | 248999.8278 | 1.1656
| Smart TStat_Com, P - Heat [Building w Propane Heat] | Prp | Yes | Education | Space Heating | NC | 60923.257 | 38683.9009 | 1.5749
| Smart TStat_Com, P - Heat [Building w Propane Heat] | Prp | Yes | Education | Space Heating | RET | 290236.6359 | 248999.8278 | 1.1656
| Smart TStat_Com, E - Cool [Building w Oil Heat] | E | Yes | Education | Cooling | NC | 33671.3369 | 11658.056 | 2.8882
| Smart TStat_Com, E - Cool [Building w Oil Heat] | E | Yes | Education | Cooling | RET | 157767.8086 | 75040.3622 | 2.1024
| Smart TStat_Com, O - Heat [Building w Oil Heat] | O | Yes | Education | Space Heating | NC | 33671.3369 | 11658.056 | 2.8882
| Smart TStat_Com, O - Heat [Building w Oil Heat] | O | Yes | Education | Space Heating | RET | 157767.8086 | 75040.3622 | 2.1024
| Boiler Blowdown Controls_Com, G - Heat | G | No | Education | Space Heating | RET | 315580.6559 | 1327600.3159 | 0.23771
| Boiler Blowdown Controls_Com, O - Heat | O | No | Education | Space Heating | RET | 23183.412 | 98170.4767 | 0.23615
| Boiler Blowdown Controls_Com, P - Heat | Prp | No | Education | Space Heating | RET | 141365.0656 | 797513.9082 | 0.17726
| Boiler Modifications_Com, G - Heat | G | Yes | Education | Space Heating | RET | 1478325.9027 | 659625.8752 | 2.2412
| Boiler Modifications_Com, O - Heat | O | Yes | Education | Space Heating | RET | 120532.504 | 25139.3324 | 4.7946
| Boiler Modifications_Com, P - Heat | Prp | Yes | Education | Space Heating | RET | 708116.4095 | 163819.4931 | 4.3225
| Boilers_Com, G - Heat | G | Yes | Education | Space Heating | NC | 725024.5853 | 504725.7721 | 1.4365
| Boilers_Com, G - Heat | G | No | Education | Space Heating | RET | 3429169.8618 | 9579846.382 | 0.35796
| Boilers_Com, G - Heat | G | Yes | Education | Space Heating | REPL | 5.153e-10 | 3.5873e-10 | 1.4365
| Boilers_Com, O - Heat | O | No | Education | Space Heating | NC | 20046.3922 | 129005.1668 | 0.15539
| Boilers_Com, O - Heat | O | No | Education | Space Heating | RET | 96934.5576 | 2503319.6763 | 0.038722
| Boilers_Com, O - Heat | O | No | Education | Space Heating | REPL | 1.4248e-11 | 9.1688e-11 | 0.15539
| Boilers_Com, P - Heat | Prp | Yes | Education | Space Heating | NC | 270051.0839 | 7574.1487 | 35.6543
| Boilers_Com, P - Heat | Prp | Yes | Education | Space Heating | RET | 1292775.2606 | 145504.9395 | 8.8848
| Boilers_Com, P - Heat | Prp | Yes | Education | Space Heating | REPL | 1.9193e-10 | 5.3832e-12 | 35.6543
| Furnace_Com, G - Heat | G | Yes | Education | Space Heating | NC | 59048.6479 | 11085.0964 | 5.3269
| Furnace_Com, G - Heat | G | Yes | Education | Space Heating | RET | 261122.4725 | 208035.2824 | 1.2552
| Furnace_Com, G - Heat | G | Yes | Education | Space Heating | REPL | 4.5617e-11 | 8.5636e-12 | 5.3269
| Furnace_Com, O - Heat | O | Yes | Education | Space Heating | NC | 283519.8928 | 17808.4788 | 15.9205
| Furnace_Com, O - Heat | O | Yes | Education | Space Heating | RET | 1398084.3169 | 372683.2571 | 3.7514
| Furnace_Com, O - Heat | O | Yes | Education | Space Heating | REPL | 2.1903e-10 | 1.3758e-11 | 15.9205
| Furnace_Com, P - Heat | Prp | Yes | Education | Space Heating | NC | 189618.7895 | 10212.1065 | 18.568
| Furnace_Com, P - Heat | Prp | Yes | Education | Space Heating | RET | 903792.6498 | 206569.4066 | 4.3752
| Furnace_Com, P - Heat | Prp | Yes | Education | Space Heating | REPL | 1.4649e-10 | 7.8892e-12 | 18.568
| Unit Heater_Com, G - Heat | G | Yes | Education | Space Heating | NC | 8058.249 | 930.3647 | 8.6614
| Unit Heater_Com, G - Heat | G | Yes | Education | Space Heating | RET | 45297.8096 | 19616.6671 | 2.3091
| Unit Heater_Com, G - Heat | G | Yes | Education | Space Heating | REPL | 4973.8516 | 574.2558 | 8.6614
| Unit Heater_Com, P - Heat | Prp | Yes | Education | Space Heating | NC | 41009.9353 | 1242.3665 | 33.0095
| Unit Heater_Com, P - Heat | Prp | Yes | Education | Space Heating | RET | 203422.1312 | 23115.0222 | 8.8004
| Unit Heater_Com, P - Heat | Prp | Yes | Education | Space Heating | REPL | 4.2863e-11 | 1.2985e-12 | 33.0095
| Destratification Fans_Com, G - Heat | G | No | Education | Space Heating | NC | 68459.737 | 242338.0516 | 0.2825
| Destratification Fans_Com, G - Heat | G | No | Education | Space Heating | RET | 395349.6175 | 1399483.2614 | 0.2825
| Destratification Fans_Com, G - Heat | G | No | Education | Space Heating | REPL | 194782.1953 | 689502.177 | 0.2825
| Destratification Fans_Com, O - Heat | O | No | Education | Space Heating | NC | 47268.7221 | 48318.1241 | 0.97828
| Destratification Fans_Com, O - Heat | O | No | Education | Space Heating | RET | 272973.157 | 279033.3716 | 0.97828
| Destratification Fans_Com, O - Heat | O | No | Education | Space Heating | REPL | 134489.3362 | 137475.1031 | 0.97828
| Destratification Fans_Com, P - Heat | Prp | Yes | Education | Space Heating | NC | 46941.8778 | 41157.0217 | 1.1406
| Destratification Fans_Com, P - Heat | Prp | Yes | Education | Space Heating | RET | 271085.6571 | 237678.5673 | 1.1406
| Destratification Fans_Com, P - Heat | Prp | Yes | Education | Space Heating | REPL | 133559.3963 | 117100.2786 | 1.1406
| Energy Recovery Ventilator_Com, G - Heat | G | Yes | Education | Space Heating | NC | 234753.6668 | 100738.3372 | 2.3303
| Energy Recovery Ventilator_Com, G - Heat | G | Yes | Education | Space Heating | RET | 1382924.1563 | 593445.3842 | 2.3303
| Energy Recovery Ventilator_Com, G - Heat | G | Yes | Education | Space Heating | REPL | 200376.9014 | 85986.4561 | 2.3303
| Energy Recovery Ventilator_Com, O - Heat | O | Yes | Education | Space Heating | NC | 162088.0581 | 20085.527 | 8.0699
| Energy Recovery Ventilator_Com, O - Heat | O | Yes | Education | Space Heating | RET | 954853.9844 | 118323.0012 | 8.0699
| Energy Recovery Ventilator_Com, O - Heat | O | Yes | Education | Space Heating | REPL | 138352.2722 | 17144.2507 | 8.0699
| Energy Recovery Ventilator_Com, P - Heat | Prp | Yes | Education | Space Heating | NC | 160967.2842 | 17108.7037 | 9.4085
| Energy Recovery Ventilator_Com, P - Heat | Prp | Yes | Education | Space Heating | RET | 948251.5519 | 100786.6595 | 9.4085
| Energy Recovery Ventilator_Com, P - Heat | Prp | Yes | Education | Space Heating | REPL | 137395.6217 | 14603.3462 | 9.4085
| Forced Air Heating Maintenance_Com, G - Heat | G | No | Education | Space Heating | RET | 3056.3845 | 3630.4965 | 0.84186
| Forced Air Heating Maintenance_Com, O - Heat | O | Yes | Education | Space Heating | RET | 20607.1133 | 7406.5205 | 2.7823
| Forced Air Heating Maintenance_Com, P - Heat | Prp | Yes | Education | Space Heating | RET | 24397.2817 | 7082.6646 | 3.4446
| Infrared Heater_Com, G - Heat | G | Yes | Education | Space Heating | NC | 4981.7094 | 388.2349 | 12.8317
| Infrared Heater_Com, G - Heat | G | Z | Education | Space Heating | RET | 0 | 0 | 0
| Infrared Heater_Com, G - Heat | G | Yes | Education | Space Heating | REPL | 13442.7832 | 1047.6237 | 12.8317
| Steam Trap Maintenance_Com, G - Heat | G | Yes | Education | Space Heating | RET | 456374.3765 | 111540.4459 | 4.0916
| Steam Trap Maintenance_Com, O - Heat | O | Yes | Education | Space Heating | RET | 25161.9713 | 1816.6346 | 13.8509
| Windows_Com, E - Cool [Building w Elec Heat] | E | No | Education | Cooling | NC | 100370.4232 | 441996.8981 | 0.22708
| Windows_Com, E - Heat [Building w Elec Heat] | E | No | Education | Space Heating | NC | 100370.4232 | 441996.8981 | 0.22708
| Windows_Com, E - Cool [Building w Gas Heat] | E | No | Education | Cooling | NC | 497847.4709 | 902570.0727 | 0.55159
| Windows_Com, G - Heat [Building w Gas Heat] | G | No | Education | Space Heating | NC | 497847.4709 | 902570.0727 | 0.55159
| Windows_Com, E - Cool [Building w Oil Heat] | E | Yes | Education | Cooling | NC | 267628.0805 | 242842.11 | 1.1021
| Windows_Com, O - Heat [Building w Oil Heat] | O | Yes | Education | Space Heating | NC | 267628.0805 | 242842.11 | 1.1021
| Windows_Com, E - Cool [Building w Propane Heat] | E | Yes | Education | Cooling | NC | 232534.1423 | 73184.6285 | 3.1774
| Windows_Com, P - Heat [Building w Propane Heat] | Prp | Yes | Education | Space Heating | NC | 232534.1423 | 73184.6285 | 3.1774
| Window Film_Com, E - Cool [Building w Elec Heat] | E | No | Education | Cooling | RET | 0 | 0 | 0
| Window Film_Com, E - Heat [Building w Elec Heat] | E | No | Education | Space Heating | RET | 0 | 0 | 0
| Window Film_Com, E - Cool [Building w Gas Heat] | E | No | Education | Cooling | RET | 0 | 0 | 0
| Window Film_Com, G - Heat [Building w Gas Heat] | G | No | Education | Space Heating | RET | 0 | 0 | 0
| Window Film_Com, E - Cool [Building w Oil Heat] | E | No | Education | Cooling | RET | 0 | 0 | 0
| Window Film_Com, O - Heat [Building w Oil Heat] | O | No | Education | Space Heating | RET | 0 | 0 | 0
| Window Film_Com, E - Cool [Building w Propane Heat] | E | No | Education | Cooling | RET | 0 | 0 | 0
| Window Film_Com, P - Heat [Building w Propane Heat] | Prp | No | Education | Space Heating | RET | 0 | 0 | 0
| Motors and Fans_Com, E - Vent | E | No | Education | Ventilation | NC | 17943.3723 | 16024.3762 | 1.1198
| Motors and Fans_Com, E - Vent | E | No | Education | Ventilation | RET | 58577.2834 | 89549.4644 | 0.65413
| Motors and Fans_Com, E - Vent | E | No | Education | Ventilation | REPL | 1080.5812 | 965.0159 | 1.1198
| ECM Furnace Motors_Com, E - Vent | E | Yes | Education | Ventilation | RET | 241148.1094 | 85073.4171 | 2.8346
| VFD on HVAC System_Com, E - Vent | E | Yes | Education | Ventilation | RET | 2003590.8346 | 517010.0603 | 3.8753
| Kitchen DCV_Com, E - Vent [Building w Elec Heat] | E | Yes | Education | Ventilation | NC | 7765.7774 | 1875.1114 | 4.1415
| Kitchen DCV_Com, E - Vent [Building w Elec Heat] | E | Yes | Education | Ventilation | RET | 44806.0628 | 10818.796 | 4.1415
| Kitchen DCV_Com, E - Vent [Building w Elec Heat] | E | Yes | Education | Ventilation | REPL | 3273.6809 | 790.4574 | 4.1415
| Kitchen DCV_Com, E - Heat [Building w Elec Heat] | E | Yes | Education | Space Heating | NC | 7765.7774 | 1875.1114 | 4.1415
| Kitchen DCV_Com, E - Heat [Building w Elec Heat] | E | Yes | Education | Space Heating | RET | 44806.0628 | 10818.796 | 4.1415
| Kitchen DCV_Com, E - Heat [Building w Elec Heat] | E | Yes | Education | Space Heating | REPL | 3273.6809 | 790.4574 | 4.1415
| Kitchen DCV_Com, E - Vent [Building w Gas Heat] | E | Yes | Education | Ventilation | NC | 7765.7774 | 1875.1114 | 4.1415
| Kitchen DCV_Com, E - Vent [Building w Gas Heat] | E | Yes | Education | Ventilation | RET | 44806.0628 | 10818.796 | 4.1415
| Kitchen DCV_Com, E - Vent [Building w Gas Heat] | E | Yes | Education | Ventilation | REPL | 3273.6809 | 790.4574 | 4.1415
| Kitchen DCV_Com, G - Heat [Building w Gas Heat] | G | Yes | Education | Space Heating | NC | 39066.5853 | 677.3274 | 57.6776
| Kitchen DCV_Com, G - Heat [Building w Gas Heat] | G | Yes | Education | Space Heating | RET | 213795.38 | 3907.9634 | 54.7076
| Kitchen DCV_Com, G - Heat [Building w Gas Heat] | G | Yes | Education | Space Heating | REPL | 15620.6057 | 285.5289 | 54.7076
| Kitchen DCV_Com, E - Vent [Building w Oil Heat] | E | Yes | Education | Ventilation | NC | 39066.5853 | 677.3274 | 57.6776
| Kitchen DCV_Com, E - Vent [Building w Oil Heat] | E | Yes | Education | Ventilation | RET | 213795.38 | 3907.9634 | 54.7076
| Kitchen DCV_Com, E - Vent [Building w Oil Heat] | E | Yes | Education | Ventilation | REPL | 15620.6057 | 285.5289 | 54.7076
| Kitchen DCV_Com, O - Heat [Building w Oil Heat] | O | Yes | Education | Space Heating | NC | 39066.5853 | 677.3274 | 57.6776
| Kitchen DCV_Com, O - Heat [Building w Oil Heat] | O | Yes | Education | Space Heating | RET | 213795.38 | 3907.9634 | 54.7076
| Kitchen DCV_Com, O - Heat [Building w Oil Heat] | O | Yes | Education | Space Heating | REPL | 15620.6057 | 285.5289 | 54.7076
| Kitchen DCV_Com, E - Vent [Building w Oil Heat] | E | Yes | Education | Ventilation | NC | 39066.5853 | 677.3274 | 57.6776
| Kitchen DCV_Com, E - Vent [Building w Oil Heat] | E | Yes | Education | Ventilation | RET | 213795.38 | 3907.9634 | 54.7076
| Kitchen DCV_Com, E - Vent [Building w Oil Heat] | E | Yes | Education | Ventilation | REPL | 15620.6057 | 285.5289 | 54.7076
| Kitchen DCV_Com, P - Heat [Building w Propane Heat] | Prp | Yes | Education | Space Heating | NC | 14811.3975 | 0 | 0
| Kitchen DCV_Com, P - Heat [Building w Propane Heat] | Prp | Yes | Education | Space Heating | RET | 80749.2574 | 0 | 0
| Kitchen DCV_Com, P - Heat [Building w Propane Heat] | Prp | Yes | Education | Space Heating | REPL | 5899.8109 | 0 | 0
| Duct Sealing Regulated_Com, E - Vent [Building w Elec Heat] | E | Yes | Education | Ventilation | RET | 714192.4565 | 310518.0308 | 2.3
| Duct Sealing Regulated_Com, E - Heat [Building w Elec Heat] | E | Yes | Education | Space Heating | RET | 714192.4565 | 310518.0308 | 2.3
| Duct Sealing Regulated_Com, E - Cool [Building w Elec Heat] | E | Yes | Education | Cooling | RET | 714192.4565 | 310518.0308 | 2.3
| Duct Sealing Regulated_Com, E - Vent [Building w Gas Heat] | E | Yes | Education | Ventilation | RET | 3106136.3837 | 0 | 0
| Duct Sealing Regulated_Com, G - Heat [Building w Gas Heat] | G | Yes | Education | Space Heating | RET | 3106136.3837 | 0 | 0
| Duct Sealing Regulated_Com, E - Cool [Building w Gas Heat] | E | Yes | Education | Cooling | RET | 3106136.3837 | 0 | 0
| Duct Sealing Non Regulated_Com, E - Vent [Building w Oil Heat] | E | Yes | Education | Ventilation | RET | 1364439.0918 | 170604.9389 | 7.9977
| Duct Sealing Non Regulated_Com, O - Heat [Building w Oil Heat] | O | Yes | Education | Space Heating | RET | 1364439.0918 | 170604.9389 | 7.9977
| Duct Sealing Non Regulated_Com, E - Cool [Building w Oil Heat] | E | Yes | Education | Cooling | RET | 1364439.0918 | 170604.9389 | 7.9977
| Duct Sealing Non Regulated_Com, E - Vent [Building w Propane Heat] | E | Yes | Education | Ventilation | RET | 1130088.6659 | 0 | 0
| Duct Sealing Non Regulated_Com, P - Heat [Building w Propane Heat] | Prp | Yes | Education | Space Heating | RET | 1130088.6659 | 0 | 0
| Duct Sealing Non Regulated_Com, E - Cool [Building w Propane Heat] | E | Yes | Education | Cooling | RET | 1130088.6659 | 0 | 0
| Power Strip_Com, E - Plug [Tier 1] | E | Yes | Education | Plug Loads | NC | 0 | 0 | 0
| Power Strip_Com, E - Plug [Tier 1] | E | Yes | Education | Plug Loads | RET | 0 | 0 | 0
| Power Strip_Com, E - Plug [Tier 1] | E | Yes | Education | Plug Loads | REPL | 0 | 0 | 0
| Power Strip_Com, E - Plug [Tier 2] | E | Yes | Education | Plug Loads | NC | 92781.958 | 76425.7504 | 1.214
| Power Strip_Com, E - Plug [Tier 2] | E | Yes | Education | Plug Loads | RET | 1015854.0721 | 880975.8877 | 1.1531
| Power Strip_Com, E - Plug [Tier 2] | E | Yes | Education | Plug Loads | REPL | 736217.2232 | 606432.0574 | 1.214
| Computer Power Management_Com, E - Plug | E | Yes | Education | Plug Loads | RET | 820290.9423 | 394579.6455 | 2.0789
| Vending Machine Controls_Com, E - Plug [Non-Refrigerated] | E | No | Education | Plug Loads | RET | 49695.6709 | 47877.8671 | 1.038
| Vending Machine Controls_Com, E - Plug [Refrigerated] | E | Yes | Education | Plug Loads | RET | 149087.0126 | 25718.7734 | 5.7968
| Ovens_Com, E - Cook | E | Yes | Education | Cooking | NC | 5742.6247 | 162.5317 | 35.3323
| Ovens_Com, E - Cook | E | Yes | Education | Cooking | REPL | 64843.2962 | 1835.2392 | 35.3323
| Ovens_Com, G - Cook | G | Yes | Education | Cooking | NC | 7637.9184 | 80.9236 | 94.3843
| Ovens_Com, G - Cook | G | Yes | Education | Cooking | REPL | 81493.0012 | 863.4165 | 94.3843
| Ovens_Com, P - Cook | Prp | Yes | Education | Cooking | NC | 7059.7424 | 19.4306 | 363.3312
| Ovens_Com, P - Cook | Prp | Yes | Education | Cooking | REPL | 75324.1296 | 207.3153 | 363.3312
| Fryers_Com, E - Cook | E | Yes | Education | Cooking | NC | 942.2593 | 24.3487 | 38.6986
| Fryers_Com, E - Cook | E | Yes | Education | Cooking | REPL | 10639.5942 | 274.9347 | 38.6986
| Fryers_Com, G - Cook | G | Yes | Education | Cooking | NC | 1713.428 | 491.0088 | 3.4896
| Fryers_Com, G - Cook | G | Yes | Education | Cooking | REPL | 18281.4721 | 5238.8334 | 3.4896
| Fryers_Com, P - Cook | Prp | Yes | Education | Cooking | NC | 687.3392 | 49.1624 | 13.981
| Fryers_Com, P - Cook | Prp | Yes | Education | Cooking | REPL | 7333.5862 | 524.54 | 13.981
| Griddles_Com, E - Cook | E | Yes | Education | Cooking | NC | 262.8071 | 111.6726 | 2.3534
| Griddles_Com, E - Cook | E | Yes | Education | Cooking | REPL | 2967.5068 | 1260.9594 | 2.3534
| Griddles_Com, G - Cook | G | Yes | Education | Cooking | NC | 2325.5295 | 178.1147 | 13.0564
| Griddles_Com, G - Cook | G | Yes | Education | Cooking | REPL | 24812.3074 | 1900.4007 | 13.0564
| Griddles_Com, P - Cook | Prp | Yes | Education | Cooking | NC | 1802.7004 | 34.462 | 52.3098
| Griddles_Com, P - Cook | Prp | Yes | Education | Cooking | REPL | 19233.9649 | 367.6932 | 52.3098
| Hot Food Holding Cabinet_Com, E - Cook | E | Yes | Education | Cooking | NC | 1143.5841 | 69.5322 | 16.4468
| Hot Food Holding Cabinet_Com, E - Cook | E | Yes | Education | Cooking | REPL | 12912.8689 | 785.1277 | 16.4468
| Steamers_Com, E - Cook | E | Yes | Education | Cooking | NC | 897.8354 | 244.2048 | 3.6766
| Steamers_Com, E - Cook | E | Yes | Education | Cooking | REPL | 10137.9789 | 2757.4573 | 3.6766
| Steamers_Com, G - Cook | G | Yes | Education | Cooking | NC | 3823.9483 | 62.6353 | 61.051
| Steamers_Com, G - Cook | G | Yes | Education | Cooking | REPL | 40799.7316 | 668.289 | 61.051
| ES Refrigerator and Freezer_Com, E - Refr | E | Yes | Education | Refrigeration | NC | 9346.5327 | 3899.0609 | 2.3971
| ES Refrigerator and Freezer_Com, E - Refr | E | Yes | Education | Refrigeration | REPL | 105537.1048 | 44026.551 | 2.3971
| Anti Sweat Heat Control_Com, E - Refr | E | Yes | Education | Refrigeration | NC | 26490.0811 | 13904.5596 | 1.9051
| Anti Sweat Heat Control_Com, E - Refr | E | Z | Education | Refrigeration | RET | 0 | 0 | 0
| Case Night Covers_Com, E - Refr | E | No | Education | Refrigeration | RET | 9061.8537 | 17239.5532 | 0.52564
| Loading Dock Pit Seals_Com, E - Refr | E | No | Education | Refrigeration | NC | 1295.6614 | 2397.2114 | 0.54049
| Loading Dock Pit Seals_Com, E - Refr | E | No | Education | Refrigeration | RET | 17556.0739 | 32481.9598 | 0.54049
| ECM Comp Cond Fan Motor_Com, E - Refr | E | Yes | Education | Refrigeration | NC | 8884.8032 | 2373.4362 | 3.7434
| ECM Comp Cond Fan Motor_Com, E - Refr | E | Z | Education | Refrigeration | RET | 0 | 0 | 0
| ECM Comp Cond Fan Motor_Com, E - Refr | E | Yes | Education | Refrigeration | REPL | 36485.3351 | 9746.4865 | 3.7434
| Evap Fan Motor Replacement_Com, E - Refr | E | Yes | Education | Refrigeration | NC | 15358.8268 | 7408.5527 | 2.0731
| Evap Fan Motor Replacement_Com, E - Refr | E | Yes | Education | Refrigeration | RET | 116802.406 | 37775.2435 | 3.092
| Evap Fan Motor Replacement_Com, E - Refr | E | Yes | Education | Refrigeration | REPL | 5442.4053 | 2625.2231 | 2.0731
| Evap Fan Speed Controls_Com, E - Refr | E | Yes | Education | Refrigeration | NC | 25133.3491 | 7512.5114 | 3.3455
| Evap Fan Speed Controls_Com, E - Refr | E | Yes | Education | Refrigeration | RET | 337601.8259 | 73553.0258 | 4.5899
| LowHeat NoHeat Doors_Com, E - Refr | E | Yes | Education | Refrigeration | NC | 12465.7273 | 2829.9057 | 4.405
| LowHeat NoHeat Doors_Com, E - Refr | E | Yes | Education | Refrigeration | RET | 152018.3532 | 34510.4297 | 4.405
| Refrigerated Vending Machine_Com, E - Refr | E | Yes | Education | Refrigeration | NC | 26184.5687 | 12718.3574 | 2.0588
| Refrigerated Vending Machine_Com, E - Refr | E | Yes | Education | Refrigeration | REPL | 253427.2332 | 123094.5661 | 2.0588
| Walk In Refrigeration_Com, E - Refr | E | Yes | Education | Refrigeration | NC | 65171.2549 | 9087.5513 | 7.1715
| Refrigeration Tune Up_Com, E - Refr | E | Yes | Education | Refrigeration | RET | 181883.3072 | 21160.2093 | 8.5955
| ES Ice Machine_Com, E - Refr | E | Yes | Education | Refrigeration | NC | 4487.9307 | 606.292 | 7.4023
| ES Ice Machine_Com, E - Refr | E | Yes | Education | Refrigeration | REPL | 50675.8208 | 6845.9939 | 7.4023
| Walk In Cooler Retroft_Com, E - Refr | E | Yes | Education | Refrigeration | RET | 172477.3157 | 34396.8648 | 5.0143
| Door Gasket Replacement_Com, E - Refr | E | Z | Education | Refrigeration | RET | 0 | 0 | 0
| EnergyStar Dehumidifier_Com, E - Appl | E | Yes | Education | Appliances | NC | 1725.349 | 358.153 | 4.8174
| EnergyStar Dehumidifier_Com, E - Appl | E | Yes | Education | Appliances | REPL | 19481.9132 | 4044.1128 | 4.8174
| Clothes Washer Elec WH_Com, E - Appl [unit w/ elec dry - Washer] | E | Yes | Education | Appliances | NC | 2163.7226 | 845.011 | 2.5606
| Clothes Washer Elec WH_Com, E - Appl [unit w/ elec dry - Washer] | E | Yes | Education | Appliances | REPL | 40639.1869 | 15871.0544 | 2.5606
| Clothes Washer Elec WH_Com, E - Appl [unit w/ elec dry - Dryer] | E | Yes | Education | Appliances | NC | 2163.7226 | 845.011 | 2.5606
| Clothes Washer Elec WH_Com, E - Appl [unit w/ elec dry - Dryer] | E | Yes | Education | Appliances | REPL | 40639.1869 | 15871.0544 | 2.5606
| Clothes Washer Elec WH_Com, E - HWat [unit w/ elec dry - Water Heater] | E | Yes | Education | Water Heating | NC | 2163.7226 | 845.011 | 2.5606
| Clothes Washer Elec WH_Com, E - HWat [unit w/ elec dry - Water Heater] | E | Yes | Education | Water Heating | REPL | 40639.1869 | 15871.0544 | 2.5606
| Clothes Washer Elec WH_Com, E - Appl [unit w/ gas dry - Washer] | E | Yes | Education | Appliances | NC | 487.5808 | 211.2527 | 2.308
| Clothes Washer Elec WH_Com, E - Appl [unit w/ gas dry - Washer] | E | Yes | Education | Appliances | REPL | 9151.6062 | 3967.7636 | 2.3065
| Clothes Washer Elec WH_Com, G - Oth [unit w/ gas dry - Dryer] | G | Yes | Education | Other | NC | 487.5808 | 211.2527 | 2.308
| Clothes Washer Elec WH_Com, G - Oth [unit w/ gas dry - Dryer] | G | Yes | Education | Other | REPL | 9151.6062 | 3967.7636 | 2.3065
| Clothes Washer Elec WH_Com, E - HWat [unit w/ gas dry - Water Heater] | E | Yes | Education | Water Heating | NC | 487.5808 | 211.2527 | 2.308
| Clothes Washer Elec WH_Com, E - HWat [unit w/ gas dry - Water Heater] | E | Yes | Education | Water Heating | REPL | 9151.6062 | 3967.7636 | 2.3065
| Clothes Washer Elec WH_Com, E - Appl [unit w/ propane dry - Washer] | E | Yes | Education | Appliances | NC | 194.2476 | 84.5011 | 2.2988
| Clothes Washer Elec WH_Com, E - Appl [unit w/ propane dry - Washer] | E | Yes | Education | Appliances | REPL | 3646.7152 | 1587.1054 | 2.2977
| Clothes Washer Elec WH_Com, P - Oth [unit w/ propane dry - Dryer] | Prp | Yes | Education | Other | NC | 194.2476 | 84.5011 | 2.2988
| Clothes Washer Elec WH_Com, P - Oth [unit w/ propane dry - Dryer] | Prp | Yes | Education | Other | REPL | 3646.7152 | 1587.1054 | 2.2977
| Clothes Washer Elec WH_Com, E - HWat [unit w/ propane dry - Water Heater] | E | Yes | Education | Water Heating | NC | 194.2476 | 84.5011 | 2.2988
| Clothes Washer Elec WH_Com, E - HWat [unit w/ propane dry - Water Heater] | E | Yes | Education | Water Heating | REPL | 3646.7152 | 1587.1054 | 2.2977
| Clothes Washer Gas WH_Com, E - Appl [unit w/ elec dry - Washer] | E | Yes | Education | Appliances | NC | 1916.9803 | 422.5055 | 4.5372
| Clothes Washer Gas WH_Com, E - Appl [unit w/ elec dry - Washer] | E | Yes | Education | Appliances | REPL | 35075.371 | 7935.5272 | 4.42
| Clothes Washer Gas WH_Com, E - Appl [unit w/ elec dry - Dryer] | E | Yes | Education | Appliances | NC | 1916.9803 | 422.5055 | 4.5372
| Clothes Washer Gas WH_Com, E - Appl [unit w/ elec dry - Dryer] | E | Yes | Education | Appliances | REPL | 35075.371 | 7935.5272 | 4.42
| Clothes Washer Gas WH_Com, G - HWat [unit w/ elec dry - Water Heater] | G | Yes | Education | Water Heating | NC | 1916.9803 | 422.5055 | 4.5372
| Clothes Washer Gas WH_Com, G - HWat [unit w/ elec dry - Water Heater] | G | Yes | Education | Water Heating | REPL | 35075.371 | 7935.5272 | 4.42
| Clothes Washer Gas WH_Com, E - Appl [unit w/ gas dry - Washer] | E | Yes | Education | Appliances | NC | 7060.0942 | 1647.7714 | 4.2846
| Clothes Washer Gas WH_Com, E - Appl [unit w/ gas dry - Washer] | E | Yes | Education | Appliances | REPL | 128930.0611 | 30948.5562 | 4.1659
| Clothes Washer Gas WH_Com, G - Oth [unit w/ gas dry - Dryer] | G | Yes | Education | Other | NC | 7060.0942 | 1647.7714 | 4.2846
| Clothes Washer Gas WH_Com, G - Oth [unit w/ gas dry - Dryer] | G | Yes | Education | Other | REPL | 128930.0611 | 30948.5562 | 4.1659
| Clothes Washer Gas WH_Com, G - HWat [unit w/ gas dry - Water Heater] | G | Yes | Education | Water Heating | NC | 7060.0942 | 1647.7714 | 4.2846
| Clothes Washer Gas WH_Com, G - HWat [unit w/ gas dry - Water Heater] | G | Yes | Education | Water Heating | REPL | 128930.0611 | 30948.5562 | 4.1659
| Clothes Washer Gas WH_Com, E - Appl [unit w/ propane dry - Washer] | E | Yes | Education | Appliances | NC | 361.2714 | 84.5011 | 4.2753
| Clothes Washer Gas WH_Com, E - Appl [unit w/ propane dry - Washer] | E | Yes | Education | Appliances | REPL | 6597.8707 | 1587.1054 | 4.1572
| Clothes Washer Gas WH_Com, P - Oth [unit w/ propane dry - Dryer] | Prp | Yes | Education | Other | NC | 361.2714 | 84.5011 | 4.2753
| Clothes Washer Gas WH_Com, P - Oth [unit w/ propane dry - Dryer] | Prp | Yes | Education | Other | REPL | 6597.8707 | 1587.1054 | 4.1572
| Clothes Washer Gas WH_Com, G - HWat [unit w/ propane dry - Water Heater] | G | Yes | Education | Water Heating | NC | 361.2714 | 84.5011 | 4.2753
| Clothes Washer Gas WH_Com, G - HWat [unit w/ propane dry - Water Heater] | G | Yes | Education | Water Heating | REPL | 6597.8707 | 1587.1054 | 4.1572
| Clothes Washer Oil WH_Com, E - Appl [unit w/ elec dry - Washer] | E | Yes | Education | Appliances | NC | 1244.1754 | 507.0066 | 2.454
| Clothes Washer Oil WH_Com, E - Appl [unit w/ elec dry - Washer] | E | Yes | Education | Appliances | REPL | 23345.6503 | 9522.6327 | 2.4516
| Clothes Washer Oil WH_Com, E - Appl [unit w/ elec dry - Dryer] | E | Yes | Education | Appliances | NC | 1244.1754 | 507.0066 | 2.454
| Clothes Washer Oil WH_Com, E - Appl [unit w/ elec dry - Dryer] | E | Yes | Education | Appliances | REPL | 23345.6503 | 9522.6327 | 2.4516
| Clothes Washer Oil WH_Com, O - HWat [unit w/ elec dry - Water Heater] | O | Yes | Education | Water Heating | NC | 1244.1754 | 507.0066 | 2.454
| Clothes Washer Oil WH_Com, O - HWat [unit w/ elec dry - Water Heater] | O | Yes | Education | Water Heating | REPL | 23345.6503 | 9522.6327 | 2.4516
| Clothes Washer Oil WH_Com, E - Appl [unit w/ gas dry - Washer] | E | Yes | Education | Appliances | NC | 186.0226 | 84.5011 | 2.2014
| Clothes Washer Oil WH_Com, E - Appl [unit w/ gas dry - Washer] | E | Yes | Education | Appliances | REPL | 3487.6655 | 1587.1054 | 2.1975
| Clothes Washer Oil WH_Com, G - Oth [unit w/ gas dry - Dryer] | G | Yes | Education | Other | NC | 186.0226 | 84.5011 | 2.2014
| Clothes Washer Oil WH_Com, G - Oth [unit w/ gas dry - Dryer] | G | Yes | Education | Other | REPL | 3487.6655 | 1587.1054 | 2.1975
| Clothes Washer Oil WH_Com, O - HWat [unit w/ gas dry - Water Heater] | O | Yes | Education | Water Heating | NC | 186.0226 | 84.5011 | 2.2014
| Clothes Washer Oil WH_Com, O - HWat [unit w/ gas dry - Water Heater] | O | Yes | Education | Water Heating | REPL | 3487.6655 | 1587.1054 | 2.1975
| Clothes Washer Oil WH_Com, E - Appl [unit w/ propane dry - Washer] | E | Yes | Education | Appliances | NC | 277.8568 | 126.7516 | 2.1921
| Clothes Washer Oil WH_Com, E - Appl [unit w/ propane dry - Washer] | E | Yes | Education | Appliances | REPL | 5210.6073 | 2380.6582 | 2.1887
| Clothes Washer Oil WH_Com, P - Oth [unit w/ propane dry - Dryer] | Prp | Yes | Education | Other | NC | 277.8568 | 126.7516 | 2.1921
| Clothes Washer Oil WH_Com, P - Oth [unit w/ propane dry - Dryer] | Prp | Yes | Education | Other | REPL | 5210.6073 | 2380.6582 | 2.1887
| Clothes Washer Oil WH_Com, O - HWat [unit w/ propane dry - Water Heater] | O | Yes | Education | Water Heating | NC | 277.8568 | 126.7516 | 2.1921
| Clothes Washer Oil WH_Com, O - HWat [unit w/ propane dry - Water Heater] | O | Yes | Education | Water Heating | REPL | 5210.6073 | 2380.6582 | 2.1887
| Clothes Washer Propane WH_Com, E - Appl [unit w/ elec dry - Washer] | E | Yes | Education | Appliances | NC | 324.279 | 138.0734 | 2.3486
| Clothes Washer Propane WH_Com, E - Appl [unit w/ elec dry - Washer] | E | Yes | Education | Appliances | REPL | 5965.9011 | 2544.4851 | 2.3446
| Clothes Washer Propane WH_Com, E - Appl [unit w/ elec dry - Dryer] | E | Yes | Education | Appliances | NC | 324.279 | 138.0734 | 2.3486
| Clothes Washer Propane WH_Com, E - Appl [unit w/ elec dry - Dryer] | E | Yes | Education | Appliances | REPL | 5965.9011 | 2544.4851 | 2.3446
| Clothes Washer Propane WH_Com, P - HWat [unit w/ elec dry - Water Heater] | Prp | Yes | Education | Water Heating | NC | 324.279 | 138.0734 | 2.3486
| Clothes Washer Propane WH_Com, P - HWat [unit w/ elec dry - Water Heater] | Prp | Yes | Education | Water Heating | REPL | 5965.9011 | 2544.4851 | 2.3446
| Clothes Washer Propane WH_Com, E - Appl [unit w/ gas dry - Washer] | E | Yes | Education | Appliances | NC | 151.4695 | 70.5003 | 2.1485
| Clothes Washer Propane WH_Com, E - Appl [unit w/ gas dry - Washer] | E | Yes | Education | Appliances | REPL | 2781.3125 | 1294.9123 | 2.1479
| Clothes Washer Propane WH_Com, G - Oth [unit w/ gas dry - Dryer] | G | Yes | Education | Other | NC | 151.4695 | 70.5003 | 2.1485
| Clothes Washer Propane WH_Com, G - Oth [unit w/ gas dry - Dryer] | G | Yes | Education | Other | REPL | 2781.3125 | 1294.9123 | 2.1479
| Clothes Washer Propane WH_Com, P - HWat [unit w/ gas dry - Water Heater] | Prp | Yes | Education | Water Heating | NC | 151.4695 | 70.5003 | 2.1485
| Clothes Washer Propane WH_Com, P - HWat [unit w/ gas dry - Water Heater] | Prp | Yes | Education | Water Heating | REPL | 2781.3125 | 1294.9123 | 2.1479
| Clothes Washer Propane WH_Com, E - Appl [unit w/ propane dry - Washer] | E | Yes | Education | Appliances | NC | 306.3763 | 134.9179 | 2.2708
| Clothes Washer Propane WH_Com, E - Appl [unit w/ propane dry - Washer] | E | Yes | Education | Appliances | REPL | 5623.628 | 2481.8706 | 2.2659
| Clothes Washer Propane WH_Com, P - Oth [unit w/ propane dry - Dryer] | Prp | Yes | Education | Other | NC | 306.3763 | 134.9179 | 2.2708
| Clothes Washer Propane WH_Com, P - Oth [unit w/ propane dry - Dryer] | Prp | Yes | Education | Other | REPL | 5623.628 | 2481.8706 | 2.2659
| Clothes Washer Propane WH_Com, P - HWat [unit w/ propane dry - Water Heater] | Prp | Yes | Education | Water Heating | NC | 306.3763 | 134.9179 | 2.2708
| Clothes Washer Propane WH_Com, P - HWat [unit w/ propane dry - Water Heater] | Prp | Yes | Education | Water Heating | REPL | 5623.628 | 2481.8706 | 2.2659
| Ozone Laundry_Com, E - HWat | E | Yes | Education | Water Heating | RET | 29904.7094 | 4087.3227 | 7.3165
| Ozone Laundry_Com, G - HWat | G | Yes | Education | Water Heating | RET | 397332.0999 | 139258.6151 | 2.8532
| Ozone Laundry_Com, O - HWat | O | Yes | Education | Water Heating | RET | 8088.9959 | 828.3487 | 9.7652
| Ozone Laundry_Com, P - HWat | Prp | Yes | Education | Water Heating | RET | 268843.5723 | 23650.7206 | 11.3672
| Dishwasher_Com, E - Appl [Building w elec WH] | E | Yes | Education | Appliances | NC | 1024.7957 | 387.4946 | 2.6447
| Dishwasher_Com, E - Appl [Building w elec WH] | E | Yes | Education | Appliances | REPL | 10976.9742 | 4150.6016 | 2.6447
| Dishwasher_Com, E - HWat [Building w elec WH] | E | Yes | Education | Water Heating | NC | 92.1446 | 0 | 0
| Dishwasher_Com, E - HWat [Building w elec WH] | E | Yes | Education | Water Heating | REPL | 986.9952 | 0 | 0
| Dishwasher_Com, E - Appl [Building w gas WH] | E | Yes | Education | Appliances | NC | 2561.9891 | 968.7366 | 2.6447
| Dishwasher_Com, E - Appl [Building w gas WH] | E | Yes | Education | Appliances | REPL | 27442.4355 | 10376.504 | 2.6447
| Dishwasher_Com, G - HWat [Building w gas WH] | G | Yes | Education | Water Heating | NC | 4535.6665 | 0 | 0
| Dishwasher_Com, G - HWat [Building w gas WH] | G | Yes | Education | Water Heating | REPL | 45906.812 | 0 | 0
| Dishwasher_Com, E - Appl [Building w oil WH] | E | Yes | Education | Appliances | NC | 256.1989 | 96.8737 | 2.6447
| Dishwasher_Com, E - Appl [Building w oil WH] | E | Yes | Education | Appliances | REPL | 2744.2435 | 1037.6504 | 2.6447
| Dishwasher_Com, O - HWat [Building w oil WH] | O | Yes | Education | Water Heating | NC | 9.3629 | 0 | 0
| Dishwasher_Com, O - HWat [Building w oil WH] | O | Yes | Education | Water Heating | REPL | 94.765 | 0 | 0
| Dishwasher_Com, E - Appl [Building w propane WH] | E | Yes | Education | Appliances | NC | 256.1989 | 96.8737 | 2.6447
| Dishwasher_Com, E - Appl [Building w propane WH] | E | Yes | Education | Appliances | REPL | 2744.2435 | 1037.6504 | 2.6447
| Dishwasher_Com, P - HWat [Building w propane WH] | Prp | Yes | Education | Water Heating | NC | 935.2802 | 0 | 0
| Dishwasher_Com, P - HWat [Building w propane WH] | Prp | Yes | Education | Water Heating | REPL | 9466.2443 | 0 | 0
| Faucet Aerator_Com, E - HWat | E | Yes | Education | Water Heating | RET | 24609.0505 | 1760.3386 | 13.9797
| Faucet Aerator_Com, G - HWat | G | Yes | Education | Water Heating | RET | 464719.542 | 63995.5099 | 7.2618
| Faucet Aerator_Com, O - HWat | O | Yes | Education | Water Heating | RET | 9460.8879 | 380.663 | 24.8537
| Faucet Aerator_Com, P - HWat | Prp | Yes | Education | Water Heating | RET | 314439.3867 | 10868.5551 | 28.9311
| Pre Rinse Sprayers_Com, E - HWat | E | Yes | Education | Water Heating | RET | 239.3004 | 5.0814 | 47.0933
| Pre Rinse Sprayers_Com, G - HWat | G | Yes | Education | Water Heating | RET | 5360.8552 | 199.098 | 26.9257
| Pre Rinse Sprayers_Com, O - HWat | O | Yes | Education | Water Heating | RET | 97.8767 | 1.1843 | 82.6459
| Pre Rinse Sprayers_Com, P - HWat | Prp | Yes | Education | Water Heating | RET | 3188.8935 | 33.8134 | 94.3085
| Heat Pump Water Heater_Com, E - HWat | E | Yes | Education | Water Heating | NC | 14423.7475 | 12290.0531 | 1.1736
| Heat Pump Water Heater_Com, E - HWat | E | No | Education | Water Heating | RET | 83488.8613 | 88433.1782 | 0.94409
| Heat Pump Water Heater_Com, E - HWat | E | Yes | Education | Water Heating | REPL | 9772.0124 | 8326.4457 | 1.1736
| FF Storage Water Heater_Com, G - HWat | G | No | Education | Water Heating | NC | 68347.5298 | 169919.9309 | 0.40223
| FF Storage Water Heater_Com, G - HWat | G | No | Education | Water Heating | RET | 434073.6552 | 3795987.4983 | 0.11435
| FF Storage Water Heater_Com, G - HWat | G | No | Education | Water Heating | REPL | 123283.5572 | 306497.3027 | 0.40223
| FF Storage Water Heater_Com, O - HWat | O | Yes | Education | Water Heating | NC | 1407.8752 | 1010.7307 | 1.3929
| FF Storage Water Heater_Com, O - HWat | O | No | Education | Water Heating | RET | 8941.384 | 22579.5827 | 0.39599
| FF Storage Water Heater_Com, O - HWat | O | Yes | Education | Water Heating | REPL | 2539.4899 | 1823.1307 | 1.3929
| FF Storage Water Heater_Com, P - HWat | Prp | Yes | Education | Water Heating | NC | 46864.9389 | 28858.028 | 1.624
| FF Storage Water Heater_Com, P - HWat | Prp | No | Education | Water Heating | RET | 297638.1857 | 644684.2925 | 0.46168
| FF Storage Water Heater_Com, P - HWat | Prp | Yes | Education | Water Heating | REPL | 84533.7989 | 52053.3856 | 1.624
| FF Instantaneous Water Heater_Com, G - HWat | G | No | Education | Water Heating | NC | 134207.8749 | 504279.5846 | 0.26614
| FF Instantaneous Water Heater_Com, G - HWat | G | No | Education | Water Heating | RET | 620888.1689 | 6642215.7123 | 0.093476
| FF Instantaneous Water Heater_Com, G - HWat | G | No | Education | Water Heating | REPL | 1.1923e-10 | 4.4801e-10 | 0.26614
| FF Instantaneous Water Heater_Com, O - HWat | O | No | Education | Water Heating | NC | 2783.041 | 2999.5944 | 0.92781
| FF Instantaneous Water Heater_Com, O - HWat | O | No | Education | Water Heating | RET | 12875.2298 | 39509.7352 | 0.32587
| FF Instantaneous Water Heater_Com, O - HWat | O | No | Education | Water Heating | REPL | 2.4725e-12 | 2.6649e-12 | 0.92781
| FF Instantaneous Water Heater_Com, P - HWat | Prp | Yes | Education | Water Heating | NC | 93074.7236 | 85643.3632 | 1.0868
| FF Instantaneous Water Heater_Com, P - HWat | Prp | No | Education | Water Heating | RET | 430593.1651 | 1128068.0406 | 0.38171
| FF Instantaneous Water Heater_Com, P - HWat | Prp | Yes | Education | Water Heating | REPL | 8.2689e-11 | 7.6087e-11 | 1.0868
| Clothes Dryer_Com, E - Appl | E | Yes | Education | Appliances | NC | 11717.3259 | 695.0973 | 16.8571
| Clothes Dryer_Com, E - Appl | E | Yes | Education | Appliances | RET | 66174.6592 | 13502.0001 | 4.9011
| Clothes Dryer_Com, E - Appl | E | Yes | Education | Appliances | REPL | 3925.0557 | 232.8429 | 16.8571
| Clothes Dryer_Com, G - Oth | G | Yes | Education | Other | NC | 1157.8697 | 1057.1175 | 1.0953
| Clothes Dryer_Com, G - Oth | G | No | Education | Other | RET | 6178.9337 | 22843.2929 | 0.27049
| Clothes Dryer_Com, G - Oth | G | Yes | Education | Other | REPL | 366.4947 | 334.6041 | 1.0953
| Clothes Dryer_Com, P - Oth | Prp | Yes | Education | Other | NC | 791.9511 | 179.5335 | 4.4112
| Clothes Dryer_Com, P - Oth | Prp | Yes | Education | Other | RET | 4226.2209 | 3879.5472 | 1.0894
| Clothes Dryer_Com, P - Oth | Prp | Yes | Education | Other | REPL | 250.6723 | 56.8268 | 4.4112
| Pnemautic to DDC_Com, E - TotE [Building w Elec Heat] | E | No | Education | Total Electric | RET | 190738.8462 | 350659.5622 | 0.54394
| Pnemautic to DDC_Com, E - TotE [Building w Gas Heat] | E | No | Education | Total Electric | RET | 901825.5126 | 1352066.8654 | 0.667
| Pnemautic to DDC_Com, G - TotF [Building w Gas Heat] | G | No | Education | Total FF | RET | 901825.5126 | 1352066.8654 | 0.667
| Pnemautic to DDC_Com, E - TotE [Building w Oil Heat] | E | Yes | Education | Total Electric | RET | 559575.2132 | 363782.0269 | 1.5382
| Pnemautic to DDC_Com, O - TotF [Building w Oil Heat] | O | Yes | Education | Total FF | RET | 559575.2132 | 363782.0269 | 1.5382
| Pnemautic to DDC_Com, E - TotE [Building w Propane Heat] | E | Yes | Education | Total Electric | RET | 496263.8373 | 109631.9435 | 4.5266
| Pnemautic to DDC_Com, P - TotF [Building w Propane Heat] | Prp | Yes | Education | Total FF | RET | 496263.8373 | 109631.9435 | 4.5266
| Data Center_Com, E - TotE [Building w Elec Heat] | E | Yes | Education | Total Electric | NC | 15760.7281 | 6869.3381 | 2.2944
| Data Center_Com, E - TotE [Building w Elec Heat] | E | No | Education | Total Electric | RET | 341689.908 | 322896.6288 | 1.0582
| Data Center_Com, E - TotE [Building w Gas Heat] | E | Yes | Education | Total Electric | NC | 32183.8491 | 14027.3813 | 2.2944
| Data Center_Com, E - TotE [Building w Gas Heat] | E | No | Education | Total Electric | RET | 697740.3833 | 659363.9797 | 1.0582
| Data Center_Com, G - TotF [Building w Gas Heat] | G | Yes | Education | Total FF | NC | 32183.8491 | 14027.3813 | 2.2944
| Data Center_Com, G - TotF [Building w Gas Heat] | G | No | Education | Total FF | RET | 697740.3833 | 659363.9797 | 1.0582
| Data Center_Com, E - TotE [Building w Oil Heat] | E | Yes | Education | Total Electric | NC | 8659.2654 | 3774.1545 | 2.2944
| Data Center_Com, E - TotE [Building w Oil Heat] | E | No | Education | Total Electric | RET | 187731.4039 | 177405.9931 | 1.0582
| Data Center_Com, O - TotF [Building w Oil Heat] | O | Yes | Education | Total FF | NC | 8659.2654 | 3774.1545 | 2.2944
| Data Center_Com, O - TotF [Building w Oil Heat] | O | No | Education | Total FF | RET | 187731.4039 | 177405.9931 | 1.0582
| Data Center_Com, E - TotE [Building w Propane Heat] | E | Yes | Education | Total Electric | NC | 2609.6179 | 1137.4061 | 2.2944
| Data Center_Com, E - TotE [Building w Propane Heat] | E | No | Education | Total Electric | RET | 56576.0734 | 53464.3341 | 1.0582
| Data Center_Com, P - TotF [Building w Propane Heat] | Prp | Yes | Education | Total FF | NC | 2609.6179 | 1137.4061 | 2.2944
| Data Center_Com, P - TotF [Building w Propane Heat] | Prp | No | Education | Total FF | RET | 56576.0734 | 53464.3341 | 1.0582
| RCx_Com, E - TotE [Building w Elec Heat] | E | Yes | Education | Total Electric | RET | 415720.9123 | 195167.4202 | 2.1301
| RCx_Com, E - TotE [Building w Gas Heat] | E | Yes | Education | Total Electric | RET | 1835698.9504 | 620744.615 | 2.9573
| RCx_Com, G - TotF [Building w Gas Heat] | G | Yes | Education | Total FF | RET | 1835698.9504 | 620744.615 | 2.9573
| RCx_Com, E - TotE [Building w Oil Heat] | E | Yes | Education | Total Electric | RET | 928554.3914 | 167015.212 | 5.5597
| RCx_Com, O - TotF [Building w Oil Heat] | O | Yes | Education | Total FF | RET | 928554.3914 | 167015.212 | 5.5597
| RCx_Com, E - TotE [Building w Propane Heat] | E | Yes | Education | Total Electric | RET | 732820.3388 | 50332.8942 | 14.5595
| RCx_Com, P - TotF [Building w Propane Heat] | Prp | Yes | Education | Total FF | RET | 732820.3388 | 50332.8942 | 14.5595
| Commissioning_Com, E - TotE [Building w Elec Heat] | E | Yes | Education | Total Electric | NC | 0 | 0 | 0
| Commissioning_Com, E - TotE [Building w Gas Heat] | E | Yes | Education | Total Electric | NC | 0 | 0 | 0
| Commissioning_Com, G - TotF [Building w Gas Heat] | G | Yes | Education | Total FF | NC | 0 | 0 | 0
| Commissioning_Com, E - TotE [Building w Oil Heat] | E | Yes | Education | Total Electric | NC | 0 | 0 | 0
| Commissioning_Com, O - TotF [Building w Oil Heat] | O | Yes | Education | Total FF | NC | 0 | 0 | 0
| Commissioning_Com, E - TotE [Building w Propane Heat] | E | Yes | Education | Total Electric | NC | 0 | 0 | 0
| Commissioning_Com, P - TotF [Building w Propane Heat] | Prp | Yes | Education | Total FF | NC | 0 | 0 | 0
| Integrated Building Design_Com, E - TotE [Building w Elec Heat] | E | Yes | Education | Total Electric | NC | 40482.2386 | 4217.026 | 9.5997
| Integrated Building Design_Com, E - TotE [Building w Gas Heat] | E | Yes | Education | Total Electric | NC | 182533.3745 | 13412.5674 | 13.6091
| Integrated Building Design_Com, G - TotF [Building w Gas Heat] | G | Yes | Education | Total FF | NC | 182533.3745 | 13412.5674 | 13.6091
| Integrated Building Design_Com, E - TotE [Building w Oil Heat] | E | Yes | Education | Total Electric | NC | 94336.6455 | 3608.735 | 26.1412
| Integrated Building Design_Com, O - TotF [Building w Oil Heat] | O | Yes | Education | Total FF | NC | 94336.6455 | 3608.735 | 26.1412
| Integrated Building Design_Com, E - TotE [Building w Propane Heat] | E | Yes | Education | Total Electric | NC | 75180.6811 | 1087.5541 | 69.1282
| Integrated Building Design_Com, P - TotF [Building w Propane Heat] | Prp | Yes | Education | Total FF | NC | 75180.6811 | 1087.5541 | 69.1282
| Deep Energy Retrofit_Com, E - TotE [Building w Elec Heat] | E | Yes | Education | Total Electric | RET | 192174.0564 | 129202.5905 | 1.4874
| Deep Energy Retrofit_Com, E - TotE [Building w Gas Heat] | E | Yes | Education | Total Electric | RET | 840390.891 | 410938.5277 | 2.0451
| Deep Energy Retrofit_Com, G - TotF [Building w Gas Heat] | G | Yes | Education | Total FF | RET | 840390.891 | 410938.5277 | 2.0451
| Deep Energy Retrofit_Com, E - TotE [Building w Oil Heat] | E | Yes | Education | Total Electric | RET | 428973.4117 | 110565.5751 | 3.8798
| Deep Energy Retrofit_Com, O - TotF [Building w Oil Heat] | O | Yes | Education | Total FF | RET | 428973.4117 | 110565.5751 | 3.8798
| Deep Energy Retrofit_Com, E - TotE [Building w Propane Heat] | E | Yes | Education | Total Electric | RET | 338983.6839 | 33320.8295 | 10.1733
| Deep Energy Retrofit_Com, P - TotF [Building w Propane Heat] | Prp | Yes | Education | Total FF | RET | 338983.6839 | 33320.8295 | 10.1733
| EMS_Com, E - TotE [Building w Elec Heat] | E | Yes | Education | Total Electric | NC | 73634.7405 | 56723.1355 | 1.2981
| EMS_Com, E - TotE [Building w Elec Heat] | E | Yes | Education | Total Electric | RET | 1216676.0916 | 745534.6124 | 1.632
| EMS_Com, E - TotE [Building w Gas Heat] | E | Yes | Education | Total Electric | NC | 344992.3497 | 180412.1861 | 1.9122
| EMS_Com, E - TotE [Building w Gas Heat] | E | Yes | Education | Total Electric | RET | 5523191.8572 | 4742457.4812 | 1.1646
| EMS_Com, G - TotF [Building w Gas Heat] | G | Yes | Education | Total FF | NC | 344992.3497 | 180412.1861 | 1.9122
| EMS_Com, G - TotF [Building w Gas Heat] | G | Yes | Education | Total FF | RET | 5523191.8572 | 4742457.4812 | 1.1646
| EMS_Com, E - TotE [Building w Oil Heat] | E | Yes | Education | Total Electric | NC | 180959.5144 | 48541.0244 | 3.728
| EMS_Com, E - TotE [Building w Oil Heat] | E | Yes | Education | Total Electric | RET | 2862123.7224 | 1275987.7777 | 2.2431
| EMS_Com, O - TotF [Building w Oil Heat] | O | Yes | Education | Total FF | NC | 180959.5144 | 48541.0244 | 3.728
| EMS_Com, O - TotF [Building w Oil Heat] | O | Yes | Education | Total FF | RET | 2862123.7224 | 1275987.7777 | 2.2431
| EMS_Com, E - TotE [Building w Propane Heat] | E | Yes | Education | Total Electric | NC | 145646.0217 | 14628.669 | 9.9562
| EMS_Com, E - TotE [Building w Propane Heat] | E | Yes | Education | Total Electric | RET | 2285051.0719 | 384540.7678 | 5.9423
| EMS_Com, P - TotF [Building w Propane Heat] | Prp | Yes | Education | Total FF | NC | 145646.0217 | 14628.669 | 9.9562
| EMS_Com, P - TotF [Building w Propane Heat] | Prp | Yes | Education | Total FF | RET | 2285051.0719 | 384540.7678 | 5.9423
| VFDs on HVAC Pumps_Com, E - Oth | E | Yes | Education | Other | RET | 80969.8463 | 34853.4037 | 2.3232
| ECM Circulators_Com, E - Oth | E | Yes | Education | Other | RET | 324705.1943 | 194838.4655 | 1.6665
| Motors_Com, E - Oth | E | Yes | Education | Other | NC | 5272.2934 | 3485.9502 | 1.5124
| Motors_Com, E - Oth | E | No | Education | Other | RET | 51681.7447 | 58441.8961 | 0.88433
| Motors_Com, E - Oth | E | Yes | Education | Other | REPL | 317.5067 | 209.93 | 1.5124
| Ext Area Ltg_Com, E - ExtL | E | Yes | Education | Exterior Lighting | NC | 26844.182 | 7208.6201 | 3.7239
| Ext Area Ltg_Com, E - ExtL | E | Yes | Education | Exterior Lighting | RET | 181867.9089 | 48838.0189 | 3.7239
| Ext Area Ltg_Com, E - ExtL | E | Yes | Education | Exterior Lighting | REPL | 241388.3172 | 64821.371 | 3.7239
| Street Ltg_Com, E - ExtL | E | Yes | Education | Exterior Lighting | NC | 4996.8329 | 1141.5531 | 4.3772
| Street Ltg_Com, E - ExtL | E | Yes | Education | Exterior Lighting | RET | 33853.278 | 7733.9619 | 4.3772
| Street Ltg_Com, E - ExtL | E | Yes | Education | Exterior Lighting | REPL | 44932.533 | 10265.0768 | 4.3772
| Ext Ltg Ctrls_Com, E - ExtL | E | Yes | Education | Exterior Lighting | RET | 167049.4259 | 42477.2986 | 3.9327
| Ext Ltg Dsgn_Com, E - ExtL | E | Yes | Education | Exterior Lighting | NC | 3873.113 | 848.2618 | 4.5659
| Ext Ltg Dsgn_Com, E - ExtL | E | Yes | Education | Exterior Lighting | REPL | 34986.8455 | 7662.5715 | 4.5659
| Int Ltg Ctrls_Com, E - IntL [No Heat] | E | Yes | Education | Interior Lighting | RET | 431331.0295 | 164420.6228 | 2.6233
| Int Ltg Ctrls_Com, E - IntL [Electric Heat] | E | Yes | Education | Interior Lighting | RET | 211191.1832 | 111838.0064 | 1.8884
| Int Ltg Ctrls_Com, E/G - IntL | E | Yes | Education | Interior Lighting | RET | 1575098.1854 | 759690.5747 | 2.0733
| Int Ltg Ctrls_Com, E/O - IntL | E | Yes | Education | Interior Lighting | RET | 339681.9397 | 256626.7105 | 1.3236
| Int Ltg Ctrls_Com, E/P - IntL | E | Yes | Education | Interior Lighting | RET | 66255.2468 | 54260.1339 | 1.2211
| Exit Sign RetFit_Com, E - IntL [No Heat] | E | Yes | Education | Interior Lighting | RET | 14569.2289 | 3947.2005 | 3.691
| Exit Sign RetFit_Com, E - IntL [Electric Heat] | E | Yes | Education | Interior Lighting | RET | 7616.5489 | 2683.3944 | 2.8384
| Exit Sign RetFit_Com, E/G - IntL | E | Yes | Education | Interior Lighting | RET | 54432.3563 | 23946.8367 | 2.273
| Exit Sign RetFit_Com, E/O - IntL | E | Yes | Education | Interior Lighting | RET | 11688.6335 | 10409.104 | 1.1229
| Exit Sign RetFit_Com, E/P - IntL | E | No | Education | Interior Lighting | RET | 2275.1574 | 2266.2823 | 1.0039
| LED HiLo Bay_Com, E - IntL [No Heat] | E | Yes | Education | Interior Lighting | NC | 3622.503 | 2343.7471 | 1.5456
| LED HiLo Bay_Com, E - IntL [No Heat] | E | Yes | Education | Interior Lighting | RET | 27590.6937 | 17851.0852 | 1.5456
| LED HiLo Bay_Com, E - IntL [No Heat] | E | Yes | Education | Interior Lighting | REPL | 1463.7397 | 947.0346 | 1.5456
| LED HiLo Bay_Com, E - IntL [Electric Heat] | E | No | Education | Interior Lighting | NC | 1772.7032 | 1593.3313 | 1.1126
| LED HiLo Bay_Com, E - IntL [Electric Heat] | E | No | Education | Interior Lighting | RET | 13501.7451 | 12135.5636 | 1.1126
| LED HiLo Bay_Com, E - IntL [Electric Heat] | E | No | Education | Interior Lighting | REPL | 716.2937 | 643.8151 | 1.1126
| LED HiLo Bay_Com, E/G - IntL | E | Yes | Education | Interior Lighting | NC | 13296.2066 | 10024.634 | 1.3264
| LED HiLo Bay_Com, E/G - IntL | E | Yes | Education | Interior Lighting | RET | 101270.1896 | 76352.3471 | 1.3264
| LED HiLo Bay_Com, E/G - IntL | E | Yes | Education | Interior Lighting | REPL | 5372.5796 | 4050.6399 | 1.3264
| LED HiLo Bay_Com, E/O - IntL | E | No | Education | Interior Lighting | NC | 2855.1857 | 3063.2138 | 0.93209
| LED HiLo Bay_Com, E/O - IntL | E | No | Education | Interior Lighting | RET | 21746.4429 | 23330.8829 | 0.93209
| LED HiLo Bay_Com, E/O - IntL | E | No | Education | Interior Lighting | REPL | 1153.6909 | 1237.7485 | 0.93209
| LED HiLo Bay_Com, E/P - IntL | E | No | Education | Interior Lighting | NC | 555.7533 | 638.6559 | 0.87019
| LED HiLo Bay_Com, E/P - IntL | E | No | Education | Interior Lighting | RET | 4232.8797 | 4864.3053 | 0.87019
| LED HiLo Bay_Com, E/P - IntL | E | No | Education | Interior Lighting | REPL | 224.5625 | 258.0608 | 0.87019
| Repl Scre_Com, E - IntL [No Heat] | E | Yes | Education | Interior Lighting | NC | 0 | 0 | 0
| Repl Scre_Com, E - IntL [No Heat] | E | Yes | Education | Interior Lighting | RET | 0 | 0 | 0
| Repl Scre_Com, E - IntL [No Heat] | E | Yes | Education | Interior Lighting | REPL | 0 | 0 | 0
| Repl Scre_Com, E - IntL [Electric Heat] | E | Yes | Education | Interior Lighting | NC | 0 | 0 | 0
| Repl Scre_Com, E - IntL [Electric Heat] | E | Yes | Education | Interior Lighting | RET | 0 | 0 | 0
| Repl Scre_Com, E - IntL [Electric Heat] | E | Yes | Education | Interior Lighting | REPL | 0 | 0 | 0
| Repl Scre_Com, E/G - IntL | E | Yes | Education | Interior Lighting | NC | 0 | 0 | 0
| Repl Scre_Com, E/G - IntL | E | Yes | Education | Interior Lighting | RET | 0 | 0 | 0
| Repl Scre_Com, E/G - IntL | E | Yes | Education | Interior Lighting | REPL | 0 | 0 | 0
| Repl Scre_Com, E/O - IntL | E | Yes | Education | Interior Lighting | NC | 0 | 0 | 0
| Repl Scre_Com, E/O - IntL | E | Yes | Education | Interior Lighting | RET | 0 | 0 | 0
| Repl Scre_Com, E/O - IntL | E | Yes | Education | Interior Lighting | REPL | 0 | 0 | 0
| Repl Scre_Com, E/P - IntL | E | No | Education | Interior Lighting | NC | 0 | 0 | 0
| Repl Scre_Com, E/P - IntL | E | No | Education | Interior Lighting | RET | 0 | 0 | 0
| Repl Scre_Com, E/P - IntL | E | No | Education | Interior Lighting | REPL | 0 | 0 | 0
| Lin LED Fixture_Com, E - IntL [No Heat] | E | Yes | Education | Interior Lighting | NC | 13683.9444 | 10946.2553 | 1.2501
| Lin LED Fixture_Com, E - IntL [No Heat] | E | No | Education | Interior Lighting | RET | 95067.9328 | 115224.3825 | 0.82507
| Lin LED Fixture_Com, E - IntL [No Heat] | E | Yes | Education | Interior Lighting | REPL | 9567.4799 | 7653.3546 | 1.2501
| Lin LED Fixture_Com, E - IntL [Electric Heat] | E | No | Education | Interior Lighting | NC | 7153.737 | 7441.5072 | 0.96133
| Lin LED Fixture_Com, E - IntL [Electric Heat] | E | No | Education | Interior Lighting | RET | 49699.9236 | 78332.091 | 0.63448
| Lin LED Fixture_Com, E - IntL [Electric Heat] | E | No | Education | Interior Lighting | REPL | 5001.7183 | 5202.9202 | 0.96133
| Lin LED Fixture_Com, E/G - IntL | E | Yes | Education | Interior Lighting | NC | 51124.8291 | 44908.8179 | 1.1384
| Lin LED Fixture_Com, E/G - IntL | E | No | Education | Interior Lighting | RET | 355185.0023 | 451066.1 | 0.78743
| Lin LED Fixture_Com, E/G - IntL | E | Yes | Education | Interior Lighting | REPL | 35745.2327 | 31399.1494 | 1.1384
| Lin LED Fixture_Com, E/O - IntL | E | No | Education | Interior Lighting | NC | 10978.3855 | 12875.161 | 0.85268
| Lin LED Fixture_Com, E/O - IntL | E | No | Education | Interior Lighting | RET | 76271.3134 | 119311.6377 | 0.63926
| Lin LED Fixture_Com, E/O - IntL | E | No | Education | Interior Lighting | REPL | 7675.8192 | 9001.9983 | 0.85268
| Lin LED Fixture_Com, E/P - IntL | E | No | Education | Interior Lighting | NC | 2136.9097 | 2654.5439 | 0.805
| Lin LED Fixture_Com, E/P - IntL | E | No | Education | Interior Lighting | RET | 14845.9819 | 24254.8729 | 0.61208
| Lin LED Fixture_Com, E/P - IntL | E | No | Education | Interior Lighting | REPL | 1494.0751 | 1855.9923 | 0.805
| LED Tube Repl_Com, E - IntL [No Heat] | E | Yes | Education | Interior Lighting | RET | 630939.9405 | 87642.3146 | 7.199
| LED Tube Repl_Com, E - IntL [No Heat] | E | Yes | Education | Interior Lighting | REPL | 265588.8531 | 36892.2941 | 7.199
| LED Tube Repl_Com, E - IntL [Electric Heat] | E | Yes | Education | Interior Lighting | RET | 329844.837 | 59581.1895 | 5.5361
| LED Tube Repl_Com, E - IntL [Electric Heat] | E | Yes | Education | Interior Lighting | REPL | 138845.4056 | 25080.1998 | 5.5361
| LED Tube Repl_Com, E/G - IntL | E | Yes | Education | Interior Lighting | RET | 2357265.9844 | 593039.4661 | 3.9749
| LED Tube Repl_Com, E/G - IntL | E | Yes | Education | Interior Lighting | REPL | 992271.259 | 249634.9676 | 3.9749
| LED Tube Repl_Com, E/O - IntL | E | Yes | Education | Interior Lighting | RET | 506191.9041 | 275498.5143 | 1.8374
| LED Tube Repl_Com, E/O - IntL | E | Yes | Education | Interior Lighting | REPL | 213077.218 | 115968.7789 | 1.8374
| LED Tube Repl_Com, E/P - IntL | E | Yes | Education | Interior Lighting | RET | 98528.7325 | 60337.371 | 1.633
| LED Tube Repl_Com, E/P - IntL | E | Yes | Education | Interior Lighting | REPL | 41474.8399 | 25398.508 | 1.633
| Repl pin CFL wLED_Com, E - IntL [No Heat] | E | Yes | Education | Interior Lighting | RET | 23269.8086 | 18119.3341 | 1.2843
| Repl pin CFL wLED_Com, E - IntL [No Heat] | E | Yes | Education | Interior Lighting | REPL | 14633.0875 | 11394.2408 | 1.2843
| Repl pin CFL wLED_Com, E - IntL [Electric Heat] | E | No | Education | Interior Lighting | RET | 12165.0663 | 12317.9252 | 0.98759
| Repl pin CFL wLED_Com, E - IntL [Electric Heat] | E | No | Education | Interior Lighting | REPL | 7649.9332 | 7746.0576 | 0.98759
| Repl pin CFL wLED_Com, E/G - IntL | E | Yes | Education | Interior Lighting | RET | 86938.7475 | 74717.1444 | 1.1636
| Repl pin CFL wLED_Com, E/G - IntL | E | Yes | Education | Interior Lighting | REPL | 54670.9397 | 46985.4537 | 1.1636
| Repl pin CFL wLED_Com, E/O - IntL | E | No | Education | Interior Lighting | RET | 18668.954 | 21508.5116 | 0.86798
| Repl pin CFL wLED_Com, E/O - IntL | E | No | Education | Interior Lighting | REPL | 11739.8661 | 13525.5059 | 0.86798
| Repl pin CFL wLED_Com, E/P - IntL | E | No | Education | Interior Lighting | RET | 3633.8558 | 4434.1288 | 0.81952
| Repl pin CFL wLED_Com, E/P - IntL | E | No | Education | Interior Lighting | REPL | 2285.1297 | 2788.3769 | 0.81952
| Refrig Case LED_Com, E - IntL | E | Yes | Education | Interior Lighting | NC | 26168.1249 | 12314.579 | 2.125
| Refrig Case LED_Com, E - IntL | E | Yes | Education | Interior Lighting | RET | 147746.9895 | 69528.9397 | 2.125
| Refrig Case LED_Com, E - IntL | E | Yes | Education | Interior Lighting | REPL | 46168.6609 | 21726.7238 | 2.125
| Refrig Case Ctrls_Com, E - IntL | E | No | Education | Interior Lighting | RET | 84628.6782 | 104276.5084 | 0.81158
| Stair Occ Sensor_Com, E - IntL [No Heat] | E | Yes | Education | Interior Lighting | NC | 5615.4501 | 2545.3339 | 2.2062
| Stair Occ Sensor_Com, E - IntL [No Heat] | E | Yes | Education | Interior Lighting | RET | 57066.5645 | 25866.7534 | 2.2062
| Stair Occ Sensor_Com, E - IntL [Electric Heat] | E | Yes | Education | Interior Lighting | NC | 2935.6633 | 1730.3745 | 1.6965
| Stair Occ Sensor_Com, E - IntL [Electric Heat] | E | Yes | Education | Interior Lighting | RET | 29833.4444 | 17584.7927 | 1.6965
| Stair Occ Sensor_Com, E/G - IntL | E | Yes | Education | Interior Lighting | NC | 20979.9834 | 12868.0276 | 1.6304
| Stair Occ Sensor_Com, E/G - IntL | E | Yes | Education | Interior Lighting | RET | 213207.4111 | 130770.3062 | 1.6304
| Stair Occ Sensor_Com, E/O - IntL | E | No | Education | Interior Lighting | NC | 4505.1758 | 4790.3353 | 0.94047
| Stair Occ Sensor_Com, E/O - IntL | E | No | Education | Interior Lighting | RET | 45783.4908 | 48681.4008 | 0.94047
| Stair Occ Sensor_Com, E/P - IntL | E | No | Education | Interior Lighting | NC | 876.9189 | 1024.4475 | 0.85599
| Stair Occ Sensor_Com, E/P - IntL | E | No | Education | Interior Lighting | RET | 8911.6188 | 10410.8661 | 0.85599
| Int Delamping_Com, E - IntL [No Heat] | E | Yes | Education | Interior Lighting | RET | 8252.8362 | 981.3336 | 8.4098
| Int Delamping_Com, E - IntL [Electric Heat] | E | Yes | Education | Interior Lighting | RET | 4314.4446 | 513.0248 | 8.4098
| Int Delamping_Com, E/G - IntL | E | Yes | Education | Interior Lighting | RET | 30833.5686 | 7349.927 | 4.1951
| Int Delamping_Com, E/O - IntL | E | Yes | Education | Interior Lighting | RET | 6621.1038 | 3526.5033 | 1.8775
| Int Delamping_Com, E/P - IntL | E | Yes | Education | Interior Lighting | RET | 1288.778 | 774.865 | 1.6632
| Int Ltg Dsgn_Com, E - IntL [No Heat] | E | Yes | Education | Interior Lighting | NC | 12118.8435 | 3362.4157 | 3.6042
| Int Ltg Dsgn_Com, E - IntL [Electric Heat] | E | Yes | Education | Interior Lighting | NC | 6335.5285 | 1757.8147 | 3.6042
| Int Ltg Dsgn_Com, E/G - IntL | E | Yes | Education | Interior Lighting | NC | 45277.4278 | 17971.4739 | 2.5194
| Int Ltg Dsgn_Com, E/O - IntL | E | Yes | Education | Interior Lighting | NC | 9722.7328 | 6719.9687 | 1.4468
| Int Ltg Dsgn_Com, E/P - IntL | E | Yes | Education | Interior Lighting | NC | 1892.5007 | 1437.8935 | 1.3162
| Room Air Conditioner_Com, E - Cool | E | Yes | Grocery | Cooling | NC | 0 | 0 | 0
| Room Air Conditioner_Com, E - Cool | E | Yes | Grocery | Cooling | RET | 0 | 0 | 0
| Room Air Conditioner_Com, E - Cool | E | Yes | Grocery | Cooling | REPL | 0 | 0 | 0
| Chiller Systems_Com, E - Cool | E | Yes | Grocery | Cooling | NC | 2237.258 | 137.9748 | 16.215
| Chiller Systems_Com, E - Cool | E | Yes | Grocery | Cooling | RET | 6797.0694 | 872.8646 | 7.7871
| Chiller Systems_Com, E - Cool | E | Yes | Grocery | Cooling | REPL | 2.1035e-12 | 1.2973e-13 | 16.215
| Chiller Tuneup_Com, E - Cool | E | Yes | Grocery | Cooling | RET | 1405.7115 | 241.1312 | 5.8297
| Mini Split Ductless AC_Com, E - Cool | E | Yes | Grocery | Cooling | NC | 0 | 0 | 0
| Mini Split Ductless AC_Com, E - Cool | E | No | Grocery | Cooling | RET | 0 | 0 | 0
| Mini Split Ductless AC_Com, E - Cool | E | Yes | Grocery | Cooling | REPL | 0 | 0 | 0
| Eff Unitary AC_Com, E - Cool | E | Yes | Grocery | Cooling | NC | 7643.483 | 4121.005 | 1.8548
| Eff Unitary AC_Com, E - Cool | E | No | Grocery | Cooling | RET | 63778.0024 | 250563.8966 | 0.25454
| Eff Unitary AC_Com, E - Cool | E | Yes | Grocery | Cooling | REPL | 37986.3323 | 20480.4362 | 1.8548
| PTAC_Com, E - Cool | E | Yes | Grocery | Cooling | NC | 0 | 0 | 0
| PTAC_Com, E - Cool | E | No | Grocery | Cooling | RET | 0 | 0 | 0
| PTAC_Com, E - Cool | E | Yes | Grocery | Cooling | REPL | 0 | 0 | 0
| Unitary Equipment Economizer_Com, E - Cool | E | No | Grocery | Cooling | RET | 26041.1549 | 40931.8575 | 0.63621
| AC Tuneup_Com, E - Cool [ASHP] | E | Yes | Grocery | Cooling | RET | 9000.1666 | 359.9812 | 25.0018
| AC Tuneup_Com, E - Heat [ASHP] | E | Yes | Grocery | Space Heating | RET | 9000.1666 | 359.9812 | 25.0018
| AC Tuneup_Com, E - Cool [Unitary AC] | E | Yes | Grocery | Cooling | RET | 26746.349 | 3488.996 | 7.6659
| DCV_Com, E - Cool [Building w Elec Heat] | E | Yes | Grocery | Cooling | RET | 152433.5058 | 22168.2345 | 6.8762
| DCV_Com, E - Heat [Building w Elec Heat] | E | Yes | Grocery | Space Heating | RET | 152433.5058 | 22168.2345 | 6.8762
| DCV_Com, E - Vent [Building w Elec Heat] | E | Yes | Grocery | Ventilation | RET | 152433.5058 | 22168.2345 | 6.8762
| DCV_Com, E - Cool [Building w Gas Heat] | E | Yes | Grocery | Cooling | RET | 494706.3162 | 45268.1571 | 10.9284
| DCV_Com, G - Heat [Building w Gas Heat] | G | Yes | Grocery | Space Heating | RET | 494706.3162 | 45268.1571 | 10.9284
| DCV_Com, E - Vent [Building w Gas Heat] | E | Yes | Grocery | Ventilation | RET | 494706.3162 | 45268.1571 | 10.9284
| DCV_Com, E - Cool [Building w Oil Heat] | E | Yes | Grocery | Cooling | RET | 148285.4184 | 12179.6801 | 12.1748
| DCV_Com, O - Heat [Building w Oil Heat] | O | Yes | Grocery | Space Heating | RET | 148285.4184 | 12179.6801 | 12.1748
| DCV_Com, E - Vent [Building w Oil Heat] | E | Yes | Grocery | Ventilation | RET | 148285.4184 | 12179.6801 | 12.1748
| DCV_Com, E - Cool [Building w Propane Heat] | E | Yes | Grocery | Cooling | RET | 84130.0088 | 3670.5552 | 22.9202
| DCV_Com, P - Heat [Building w Propane Heat] | Prp | Yes | Grocery | Space Heating | RET | 84130.0088 | 3670.5552 | 22.9202
| DCV_Com, E - Vent [Building w Propane Heat] | E | Yes | Grocery | Ventilation | RET | 84130.0088 | 3670.5552 | 22.9202
| Controls for Unitary AC_Com, E - Cool | E | No | Grocery | Cooling | RET | 75100.1349 | 78885.0467 | 0.95202
| Optimized Unitary AC Sys_Com, E - Cool [Building w Elec Heat] | E | No | Grocery | Cooling | NC | 19455.9708 | 28600.4177 | 0.68027
| Optimized Unitary AC Sys_Com, E - Heat [Building w Elec Heat] | E | No | Grocery | Space Heating | NC | 19455.9708 | 28600.4177 | 0.68027
| Optimized Unitary AC Sys_Com, E - Cool [Building w Gas Heat] | E | Yes | Grocery | Cooling | NC | 97075.5076 | 14921.4366 | 6.5058
| Optimized Unitary AC Sys_Com, G - Heat [Building w Gas Heat] | G | Yes | Grocery | Space Heating | NC | 97075.5076 | 14921.4366 | 6.5058
| Optimized Unitary AC Sys_Com, E - Cool [Building w Oil Heat] | E | Yes | Grocery | Cooling | NC | 30728.1702 | 3820.2358 | 8.0435
| Optimized Unitary AC Sys_Com, O - Heat [Building w Oil Heat] | O | Yes | Grocery | Space Heating | NC | 30728.1702 | 3820.2358 | 8.0435
| Optimized Unitary AC Sys_Com, E - Cool [Building w Propane Heat] | E | Yes | Grocery | Cooling | NC | 21235.6366 | 1185.1562 | 17.918
| Optimized Unitary AC Sys_Com, P - Heat [Building w Propane Heat] | Prp | Yes | Grocery | Space Heating | NC | 21235.6366 | 1185.1562 | 17.918
| Optimized Chiller Sys_Com, E - Cool | E | No | Grocery | Cooling | NC | 751.3624 | 978.8316 | 0.76761
| Cool Roof_Com, E - Cool [Building w Elec Heat] | E | No | Grocery | Cooling | NC | 1554.315 | 5409.7576 | 0.28732
| Cool Roof_Com, E - Cool [Building w Elec Heat] | E | No | Grocery | Cooling | RET | 10741.0096 | 62962.9801 | 0.17059
| Cool Roof_Com, E - Heat [Building w Elec Heat] | E | No | Grocery | Space Heating | NC | 1554.315 | 5409.7576 | 0.28732
| Cool Roof_Com, E - Heat [Building w Elec Heat] | E | No | Grocery | Space Heating | RET | 10741.0096 | 62962.9801 | 0.17059
| Cool Roof_Com, E - Cool [Building w Gas Heat] | E | No | Grocery | Cooling | NC | 5252.8791 | 16606.5565 | 0.31631
| Cool Roof_Com, E - Cool [Building w Gas Heat] | E | No | Grocery | Cooling | RET | 36299.7368 | 164875.504 | 0.22016
| Cool Roof_Com, G - Heat [Building w Gas Heat] | G | No | Grocery | Space Heating | NC | 5252.8791 | 16606.5565 | 0.31631
| Cool Roof_Com, G - Heat [Building w Gas Heat] | G | No | Grocery | Space Heating | RET | 36299.7368 | 164875.504 | 0.22016
| Cool Roof_Com, E - Cool [Building w Oil Heat] | E | No | Grocery | Cooling | NC | 1413.3199 | 4390.9314 | 0.32187
| Cool Roof_Com, E - Cool [Building w Oil Heat] | E | No | Grocery | Cooling | RET | 9766.6707 | 43856.9066 | 0.22269
| Cool Roof_Com, O - Heat [Building w Oil Heat] | O | No | Grocery | Space Heating | NC | 1413.3199 | 4390.9314 | 0.32187
| Cool Roof_Com, O - Heat [Building w Oil Heat] | O | No | Grocery | Space Heating | RET | 9766.6707 | 43856.9066 | 0.22269
| Cool Roof_Com, E - Cool [Building w Propane Heat] | E | No | Grocery | Cooling | NC | 425.9282 | 2379.7095 | 0.17898
| Cool Roof_Com, E - Cool [Building w Propane Heat] | E | No | Grocery | Cooling | RET | 2943.3535 | 20115.2369 | 0.14632
| Cool Roof_Com, P - Heat [Building w Propane Heat] | Prp | No | Grocery | Space Heating | NC | 425.9282 | 2379.7095 | 0.17898
| Cool Roof_Com, P - Heat [Building w Propane Heat] | Prp | No | Grocery | Space Heating | RET | 2943.3535 | 20115.2369 | 0.14632
| GSHP_Com, E - Cool | E | Yes | Grocery | Cooling | RET | 46177.434 | 7990.4089 | 5.7791
| GSHP_Com, E - Cool | E | Yes | Grocery | Cooling | REPL | 6.6166e-12 | 8.4956e-13 | 7.7882
| GSHP_Com, E - Heat | E | Yes | Grocery | Space Heating | RET | 46177.434 | 7990.4089 | 5.7791
| GSHP_Com, E - Heat | E | Yes | Grocery | Space Heating | REPL | 6.6166e-12 | 8.4956e-13 | 7.7882
| Unitary HP_Com, E - Cool | E | Yes | Grocery | Cooling | NC | 3320.4788 | 736.1772 | 4.5104
| Unitary HP_Com, E - Cool | E | No | Grocery | Cooling | RET | 21027.0148 | 20710.7135 | 1.0153
| Unitary HP_Com, E - Cool | E | Yes | Grocery | Cooling | REPL | 10369.8545 | 2299.0813 | 4.5104
| Unitary HP_Com, E - Heat | E | Yes | Grocery | Space Heating | NC | 3320.4788 | 736.1772 | 4.5104
| Unitary HP_Com, E - Heat | E | No | Grocery | Space Heating | RET | 21027.0148 | 20710.7135 | 1.0153
| Unitary HP_Com, E - Heat | E | Yes | Grocery | Space Heating | REPL | 10369.8545 | 2299.0813 | 4.5104
| PTHP_Com, E - Cool | E | Yes | Grocery | Cooling | NC | 0 | 0 | 0
| PTHP_Com, E - Cool | E | Yes | Grocery | Cooling | RET | 0 | 0 | 0
| PTHP_Com, E - Cool | E | Yes | Grocery | Cooling | REPL | 0 | 0 | 0
| PTHP_Com, E - Heat | E | Yes | Grocery | Space Heating | NC | 0 | 0 | 0
| PTHP_Com, E - Heat | E | Yes | Grocery | Space Heating | RET | 0 | 0 | 0
| PTHP_Com, E - Heat | E | Yes | Grocery | Space Heating | REPL | 0 | 0 | 0
| Minisplit Ductless HP_Com, E - Cool | E | Yes | Grocery | Cooling | RET | 107206.1382 | 9638.6814 | 11.1225
| Minisplit Ductless HP_Com, E - Cool | E | Yes | Grocery | Cooling | REPL | 10012.6514 | 480.9726 | 20.8175
| Minisplit Ductless HP_Com, E - Heat | E | Yes | Grocery | Space Heating | RET | 107206.1382 | 9638.6814 | 11.1225
| Minisplit Ductless HP_Com, E - Heat | E | Yes | Grocery | Space Heating | REPL | 10012.6514 | 480.9726 | 20.8175
| Programmable TStat_Com, E - Cool [Building w Elec Heat] | E | Yes | Grocery | Cooling | NC | 0 | 0 | 0
| Programmable TStat_Com, E - Heat [Building w Elec Heat] | E | Yes | Grocery | Space Heating | NC | 0 | 0 | 0
| Programmable TStat_Com, E - Cool [Building w Gas Heat] | E | Yes | Grocery | Cooling | NC | 0 | 0 | 0
| Programmable TStat_Com, E - Cool [Building w Gas Heat] | E | Yes | Grocery | Cooling | RET | 0 | 0 | 0
| Programmable TStat_Com, G - Heat [Building w Gas Heat] | G | Yes | Grocery | Space Heating | NC | 0 | 0 | 0
| Programmable TStat_Com, G - Heat [Building w Gas Heat] | G | Yes | Grocery | Space Heating | RET | 0 | 0 | 0
| Programmable TStat_Com, E - Cool [Building w Propane Heat] | E | Yes | Grocery | Cooling | NC | 0 | 0 | 0
| Programmable TStat_Com, E - Cool [Building w Propane Heat] | E | Yes | Grocery | Cooling | RET | 0 | 0 | 0
| Programmable TStat_Com, P - Heat [Building w Propane Heat] | Prp | Yes | Grocery | Space Heating | NC | 0 | 0 | 0
| Programmable TStat_Com, P - Heat [Building w Propane Heat] | Prp | Yes | Grocery | Space Heating | RET | 0 | 0 | 0
| Programmable TStat_Com, E - Cool [Building w Oil Heat] | E | Yes | Grocery | Cooling | NC | 0 | 0 | 0
| Programmable TStat_Com, E - Cool [Building w Oil Heat] | E | Yes | Grocery | Cooling | RET | 0 | 0 | 0
| Programmable TStat_Com, O - Heat [Building w Oil Heat] | O | Yes | Grocery | Space Heating | NC | 0 | 0 | 0
| Programmable TStat_Com, O - Heat [Building w Oil Heat] | O | Yes | Grocery | Space Heating | RET | 0 | 0 | 0
| Smart TStat_Com, E - Cool [Building w Elec Heat] | E | Yes | Grocery | Cooling | NC | 9522.607 | 3263.9607 | 2.9175
| Smart TStat_Com, E - Cool [Building w Elec Heat] | E | Yes | Grocery | Cooling | RET | 46271.6725 | 21009.4027 | 2.2024
| Smart TStat_Com, E - Heat [Building w Elec Heat] | E | Yes | Grocery | Space Heating | NC | 9522.607 | 3263.9607 | 2.9175
| Smart TStat_Com, E - Heat [Building w Elec Heat] | E | Yes | Grocery | Space Heating | RET | 46271.6725 | 21009.4027 | 2.2024
| Smart TStat_Com, E - Cool [Building w Gas Heat] | E | Yes | Grocery | Cooling | NC | 36894.778 | 6665.0994 | 5.5355
| Smart TStat_Com, E - Cool [Building w Gas Heat] | E | Yes | Grocery | Cooling | RET | 171827.8767 | -1611.3684 | -106.6348
| Smart TStat_Com, G - Heat [Building w Gas Heat] | G | Yes | Grocery | Space Heating | NC | 36894.778 | 6665.0994 | 5.5355
| Smart TStat_Com, G - Heat [Building w Gas Heat] | G | Yes | Grocery | Space Heating | RET | 171827.8767 | -1611.3684 | -106.6348
| Smart TStat_Com, E - Cool [Building w Propane Heat] | E | Yes | Grocery | Cooling | NC | 9790.4634 | 1793.2866 | 5.4595
| Smart TStat_Com, E - Cool [Building w Propane Heat] | E | Yes | Grocery | Cooling | RET | 45605.5147 | 11542.9943 | 3.9509
| Smart TStat_Com, P - Heat [Building w Propane Heat] | Prp | Yes | Grocery | Space Heating | NC | 9790.4634 | 1793.2866 | 5.4595
| Smart TStat_Com, P - Heat [Building w Propane Heat] | Prp | Yes | Grocery | Space Heating | RET | 45605.5147 | 11542.9943 | 3.9509
| Smart TStat_Com, E - Cool [Building w Oil Heat] | E | Yes | Grocery | Cooling | NC | 7771.7906 | 540.4376 | 14.3806
| Smart TStat_Com, E - Cool [Building w Oil Heat] | E | Yes | Grocery | Cooling | RET | 35880.613 | 3478.679 | 10.3144
| Smart TStat_Com, O - Heat [Building w Oil Heat] | O | Yes | Grocery | Space Heating | NC | 7771.7906 | 540.4376 | 14.3806
| Smart TStat_Com, O - Heat [Building w Oil Heat] | O | Yes | Grocery | Space Heating | RET | 35880.613 | 3478.679 | 10.3144
| Boiler Blowdown Controls_Com, G - Heat | G | No | Grocery | Space Heating | RET | 4268.2353 | 12863.7327 | 0.3318
| Boiler Blowdown Controls_Com, O - Heat | O | No | Grocery | Space Heating | RET | 4562.5062 | 13841.0391 | 0.32964
| Boiler Blowdown Controls_Com, P - Heat | Prp | No | Grocery | Space Heating | RET | 1985.4668 | 8024.5461 | 0.24742
| Boiler Modifications_Com, G - Heat | G | Yes | Grocery | Space Heating | RET | 19994.3902 | 6391.4198 | 3.1283
| Boiler Modifications_Com, O - Heat | O | Yes | Grocery | Space Heating | RET | 23720.8524 | 3544.3903 | 6.6925
| Boiler Modifications_Com, P - Heat | Prp | Yes | Grocery | Space Heating | RET | 9945.4671 | 1648.3438 | 6.0336
| Boilers_Com, G - Heat | G | Yes | Grocery | Space Heating | NC | 9805.9734 | 4890.5212 | 2.0051
| Boilers_Com, G - Heat | G | No | Grocery | Space Heating | RET | 46379.5975 | 92823.5569 | 0.49965
| Boilers_Com, G - Heat | G | Yes | Grocery | Space Heating | REPL | 6.9694e-12 | 3.4759e-12 | 2.0051
| Boilers_Com, O - Heat | O | No | Grocery | Space Heating | NC | 3945.1392 | 18188.4169 | 0.2169
| Boilers_Com, O - Heat | O | No | Grocery | Space Heating | RET | 19076.7656 | 352942.6225 | 0.054051
| Boilers_Com, O - Heat | O | No | Grocery | Space Heating | REPL | 2.8039e-12 | 1.2927e-11 | 0.2169
| Boilers_Com, P - Heat | Prp | Yes | Grocery | Space Heating | NC | 3792.8569 | 76.2107 | 49.768
| Boilers_Com, P - Heat | Prp | Yes | Grocery | Space Heating | RET | 18156.9777 | 1464.0636 | 12.4018
| Boilers_Com, P - Heat | Prp | Yes | Grocery | Space Heating | REPL | 2.6957e-12 | 5.4166e-14 | 49.768
| Furnace_Com, G - Heat | G | Yes | Grocery | Space Heating | NC | 46956.1825 | 29852.2151 | 1.573
| Furnace_Com, G - Heat | G | No | Grocery | Space Heating | RET | 207647.6753 | 560239.9622 | 0.37064
| Furnace_Com, G - Heat | G | Yes | Grocery | Space Heating | REPL | 3.6275e-11 | 2.3062e-11 | 1.573
| Furnace_Com, O - Heat | O | Yes | Grocery | Space Heating | NC | 5515.5849 | 1173.2461 | 4.7011
| Furnace_Com, O - Heat | O | Yes | Grocery | Space Heating | RET | 27198.2778 | 24552.8656 | 1.1077
| Furnace_Com, O - Heat | O | Yes | Grocery | Space Heating | REPL | 4.261e-12 | 9.0638e-13 | 4.7011
| Furnace_Com, P - Heat | Prp | Yes | Grocery | Space Heating | NC | 9396.9579 | 1713.8607 | 5.4829
| Furnace_Com, P - Heat | Prp | Yes | Grocery | Space Heating | RET | 44789.3455 | 34667.7915 | 1.292
| Furnace_Com, P - Heat | Prp | Yes | Grocery | Space Heating | REPL | 7.2595e-12 | 1.324e-12 | 5.4829
| Unit Heater_Com, G - Heat | G | Yes | Grocery | Space Heating | NC | 12018.0521 | 4698.9507 | 2.5576
| Unit Heater_Com, G - Heat | G | No | Grocery | Space Heating | RET | 67557.038 | 99077.0082 | 0.68186
| Unit Heater_Com, G - Heat | G | Yes | Grocery | Space Heating | REPL | 7417.9897 | 2900.3675 | 2.5576
| Unit Heater_Com, P - Heat | Prp | Yes | Grocery | Space Heating | NC | 4904.3277 | 503.1464 | 9.7473
| Unit Heater_Com, P - Heat | Prp | Yes | Grocery | Space Heating | RET | 24327.0025 | 9361.3607 | 2.5987
| Unit Heater_Com, P - Heat | Prp | Yes | Grocery | Space Heating | REPL | 5.126e-12 | 5.2589e-13 | 9.7473
| Destratification Fans_Com, G - Heat | G | No | Grocery | Space Heating | NC | 7925.0828 | 31430.3041 | 0.25215
| Destratification Fans_Com, G - Heat | G | No | Grocery | Space Heating | RET | 45766.7325 | 181507.5437 | 0.25215
| Destratification Fans_Com, G - Heat | G | No | Grocery | Space Heating | REPL | 22548.5096 | 89425.7545 | 0.25215
| Destratification Fans_Com, O - Heat | O | No | Grocery | Space Heating | NC | 2022.2959 | 2316.004 | 0.87318
| Destratification Fans_Com, O - Heat | O | No | Grocery | Space Heating | RET | 11678.6001 | 13374.7409 | 0.87318
| Destratification Fans_Com, O - Heat | O | No | Grocery | Space Heating | REPL | 5753.8521 | 6589.5125 | 0.87318
| Destratification Fans_Com, P - Heat | Prp | No | Grocery | Space Heating | NC | 2115.3447 | 2077.8922 | 1.018
| Destratification Fans_Com, P - Heat | Prp | No | Grocery | Space Heating | RET | 12215.9492 | 11999.664 | 1.018
| Destratification Fans_Com, P - Heat | Prp | No | Grocery | Space Heating | REPL | 6018.5951 | 5912.035 | 1.018
| Energy Recovery Ventilator_Com, G - Heat | G | Yes | Grocery | Space Heating | NC | 21740.5715 | 10452.2969 | 2.08
| Energy Recovery Ventilator_Com, G - Heat | G | Yes | Grocery | Space Heating | RET | 128072.8087 | 61574.0492 | 2.08
| Energy Recovery Ventilator_Com, G - Heat | G | Yes | Grocery | Space Heating | REPL | 18556.9342 | 8921.6875 | 2.08
| Energy Recovery Ventilator_Com, O - Heat | O | Yes | Grocery | Space Heating | NC | 5547.6857 | 770.1981 | 7.2029
| Energy Recovery Ventilator_Com, O - Heat | O | Yes | Grocery | Space Heating | RET | 32681.185 | 4537.2049 | 7.2029
| Energy Recovery Ventilator_Com, O - Heat | O | Yes | Grocery | Space Heating | REPL | 4735.2959 | 657.4121 | 7.2029
| Energy Recovery Ventilator_Com, P - Heat | Prp | Yes | Grocery | Space Heating | NC | 5802.9427 | 691.0129 | 8.3977
| Energy Recovery Ventilator_Com, P - Heat | Prp | Yes | Grocery | Space Heating | RET | 34184.8932 | 4070.7282 | 8.3977
| Energy Recovery Ventilator_Com, P - Heat | Prp | Yes | Grocery | Space Heating | REPL | 4953.1737 | 589.8226 | 8.3977
| Forced Air Heating Maintenance_Com, G - Heat | G | No | Grocery | Space Heating | RET | 2430.4731 | 9776.9436 | 0.24859
| Forced Air Heating Maintenance_Com, O - Heat | O | No | Grocery | Space Heating | RET | 400.89 | 487.9514 | 0.82158
| Forced Air Heating Maintenance_Com, P - Heat | Prp | No | Grocery | Space Heating | RET | 1209.0586 | 1188.6578 | 1.0172
| Infrared Heater_Com, G - Heat | G | Yes | Grocery | Space Heating | NC | 1879.2877 | 164.0846 | 11.4532
| Infrared Heater_Com, G - Heat | G | Z | Grocery | Space Heating | RET | 0 | 0 | 0
| Infrared Heater_Com, G - Heat | G | Yes | Grocery | Space Heating | REPL | 5071.1222 | 442.7704 | 11.4532
| Steam Trap Maintenance_Com, G - Heat | G | Yes | Grocery | Space Heating | RET | 6172.4734 | 1080.7669 | 5.7112
| Steam Trap Maintenance_Com, O - Heat | O | Yes | Grocery | Space Heating | RET | 4951.8876 | 256.127 | 19.3337
| Windows_Com, E - Cool [Building w Elec Heat] | E | No | Grocery | Cooling | NC | 11556.0235 | 23090.037 | 0.50048
| Windows_Com, E - Heat [Building w Elec Heat] | E | No | Grocery | Space Heating | NC | 11556.0235 | 23090.037 | 0.50048
| Windows_Com, E - Cool [Building w Gas Heat] | E | No | Grocery | Cooling | NC | 41771.8819 | 47150.5037 | 0.88593
| Windows_Com, G - Heat [Building w Gas Heat] | G | No | Grocery | Space Heating | NC | 41771.8819 | 47150.5037 | 0.88593
| Windows_Com, E - Cool [Building w Oil Heat] | E | No | Grocery | Cooling | NC | 10885.3424 | 12686.1372 | 0.85805
| Windows_Com, O - Heat [Building w Oil Heat] | O | No | Grocery | Space Heating | NC | 10885.3424 | 12686.1372 | 0.85805
| Windows_Com, E - Cool [Building w Propane Heat] | E | Yes | Grocery | Cooling | NC | 8875.7156 | 3823.1847 | 2.3216
| Windows_Com, P - Heat [Building w Propane Heat] | Prp | Yes | Grocery | Space Heating | NC | 8875.7156 | 3823.1847 | 2.3216
| Window Film_Com, E - Cool [Building w Elec Heat] | E | No | Grocery | Cooling | RET | 0 | 0 | 0
| Window Film_Com, E - Heat [Building w Elec Heat] | E | No | Grocery | Space Heating | RET | 0 | 0 | 0
| Window Film_Com, E - Cool [Building w Gas Heat] | E | No | Grocery | Cooling | RET | 0 | 0 | 0
| Window Film_Com, G - Heat [Building w Gas Heat] | G | No | Grocery | Space Heating | RET | 0 | 0 | 0
| Window Film_Com, E - Cool [Building w Oil Heat] | E | No | Grocery | Cooling | RET | 0 | 0 | 0
| Window Film_Com, O - Heat [Building w Oil Heat] | O | No | Grocery | Space Heating | RET | 0 | 0 | 0
| Window Film_Com, E - Cool [Building w Propane Heat] | E | No | Grocery | Cooling | RET | 0 | 0 | 0
| Window Film_Com, P - Heat [Building w Propane Heat] | Prp | No | Grocery | Space Heating | RET | 0 | 0 | 0
| Motors and Fans_Com, E - Vent | E | Yes | Grocery | Ventilation | NC | 3067.906 | 2286.9829 | 1.3415
| Motors and Fans_Com, E - Vent | E | No | Grocery | Ventilation | RET | 10030.6901 | 12780.4095 | 0.78485
| Motors and Fans_Com, E - Vent | E | Yes | Grocery | Ventilation | REPL | 184.7547 | 137.7261 | 1.3415
| ECM Furnace Motors_Com, E - Vent | E | Yes | Grocery | Ventilation | RET | 45956.7347 | 16469.6068 | 2.7904
| VFD on HVAC System_Com, E - Vent | E | Yes | Grocery | Ventilation | RET | 342756.0832 | 66332.1868 | 5.1673
| Kitchen DCV_Com, E - Vent [Building w Elec Heat] | E | Yes | Grocery | Ventilation | NC | 5764.3308 | 980.1304 | 5.8812
| Kitchen DCV_Com, E - Vent [Building w Elec Heat] | E | Yes | Grocery | Ventilation | RET | 33258.3536 | 5655.0404 | 5.8812
| Kitchen DCV_Com, E - Vent [Building w Elec Heat] | E | Yes | Grocery | Ventilation | REPL | 2429.9666 | 413.1762 | 5.8812
| Kitchen DCV_Com, E - Heat [Building w Elec Heat] | E | Yes | Grocery | Space Heating | NC | 5764.3308 | 980.1304 | 5.8812
| Kitchen DCV_Com, E - Heat [Building w Elec Heat] | E | Yes | Grocery | Space Heating | RET | 33258.3536 | 5655.0404 | 5.8812
| Kitchen DCV_Com, E - Heat [Building w Elec Heat] | E | Yes | Grocery | Space Heating | REPL | 2429.9666 | 413.1762 | 5.8812
| Kitchen DCV_Com, E - Vent [Building w Gas Heat] | E | Yes | Grocery | Ventilation | NC | 5764.3308 | 980.1304 | 5.8812
| Kitchen DCV_Com, E - Vent [Building w Gas Heat] | E | Yes | Grocery | Ventilation | RET | 33258.3536 | 5655.0404 | 5.8812
| Kitchen DCV_Com, E - Vent [Building w Gas Heat] | E | Yes | Grocery | Ventilation | REPL | 2429.9666 | 413.1762 | 5.8812
| Kitchen DCV_Com, G - Heat [Building w Gas Heat] | G | Yes | Grocery | Space Heating | NC | 10793.7858 | 354.0425 | 30.4873
| Kitchen DCV_Com, G - Heat [Building w Gas Heat] | G | Yes | Grocery | Space Heating | RET | 59353.6981 | 2042.7126 | 29.0563
| Kitchen DCV_Com, G - Heat [Building w Gas Heat] | G | Yes | Grocery | Space Heating | REPL | 4336.5798 | 149.2474 | 29.0563
| Kitchen DCV_Com, E - Vent [Building w Oil Heat] | E | Yes | Grocery | Ventilation | NC | 10793.7858 | 354.0425 | 30.4873
| Kitchen DCV_Com, E - Vent [Building w Oil Heat] | E | Yes | Grocery | Ventilation | RET | 59353.6981 | 2042.7126 | 29.0563
| Kitchen DCV_Com, E - Vent [Building w Oil Heat] | E | Yes | Grocery | Ventilation | REPL | 4336.5798 | 149.2474 | 29.0563
| Kitchen DCV_Com, O - Heat [Building w Oil Heat] | O | Yes | Grocery | Space Heating | NC | 10793.7858 | 354.0425 | 30.4873
| Kitchen DCV_Com, O - Heat [Building w Oil Heat] | O | Yes | Grocery | Space Heating | RET | 59353.6981 | 2042.7126 | 29.0563
| Kitchen DCV_Com, O - Heat [Building w Oil Heat] | O | Yes | Grocery | Space Heating | REPL | 4336.5798 | 149.2474 | 29.0563
| Kitchen DCV_Com, E - Vent [Building w Oil Heat] | E | Yes | Grocery | Ventilation | NC | 10793.7858 | 354.0425 | 30.4873
| Kitchen DCV_Com, E - Vent [Building w Oil Heat] | E | Yes | Grocery | Ventilation | RET | 59353.6981 | 2042.7126 | 29.0563
| Kitchen DCV_Com, E - Vent [Building w Oil Heat] | E | Yes | Grocery | Ventilation | REPL | 4336.5798 | 149.2474 | 29.0563
| Kitchen DCV_Com, P - Heat [Building w Propane Heat] | Prp | Yes | Grocery | Space Heating | NC | 1955.6076 | 0 | 0
| Kitchen DCV_Com, P - Heat [Building w Propane Heat] | Prp | Yes | Grocery | Space Heating | RET | 10661.6447 | 0 | 0
| Kitchen DCV_Com, P - Heat [Building w Propane Heat] | Prp | Yes | Grocery | Space Heating | REPL | 778.9754 | 0 | 0
| Duct Sealing Regulated_Com, E - Vent [Building w Elec Heat] | E | Yes | Grocery | Ventilation | RET | 143393.9345 | 58651.0045 | 2.4449
| Duct Sealing Regulated_Com, E - Heat [Building w Elec Heat] | E | Yes | Grocery | Space Heating | RET | 143393.9345 | 58651.0045 | 2.4449
| Duct Sealing Regulated_Com, E - Cool [Building w Elec Heat] | E | Yes | Grocery | Cooling | RET | 143393.9345 | 58651.0045 | 2.4449
| Duct Sealing Regulated_Com, E - Vent [Building w Gas Heat] | E | Yes | Grocery | Ventilation | RET | 932849.1338 | 0 | 0
| Duct Sealing Regulated_Com, G - Heat [Building w Gas Heat] | G | Yes | Grocery | Space Heating | RET | 932849.1338 | 0 | 0
| Duct Sealing Regulated_Com, E - Cool [Building w Gas Heat] | E | Yes | Grocery | Cooling | RET | 932849.1338 | 0 | 0
| Duct Sealing Non Regulated_Com, E - Vent [Building w Oil Heat] | E | Yes | Grocery | Ventilation | RET | 98761.196 | 32224.058 | 3.0648
| Duct Sealing Non Regulated_Com, O - Heat [Building w Oil Heat] | O | Yes | Grocery | Space Heating | RET | 98761.196 | 32224.058 | 3.0648
| Duct Sealing Non Regulated_Com, E - Cool [Building w Oil Heat] | E | Yes | Grocery | Cooling | RET | 98761.196 | 32224.058 | 3.0648
| Duct Sealing Non Regulated_Com, E - Vent [Building w Propane Heat] | E | Yes | Grocery | Ventilation | RET | 100691.3298 | 0 | 0
| Duct Sealing Non Regulated_Com, P - Heat [Building w Propane Heat] | Prp | Yes | Grocery | Space Heating | RET | 100691.3298 | 0 | 0
| Duct Sealing Non Regulated_Com, E - Cool [Building w Propane Heat] | E | Yes | Grocery | Cooling | RET | 100691.3298 | 0 | 0
| Power Strip_Com, E - Plug [Tier 1] | E | Yes | Grocery | Plug Loads | NC | 0 | 0 | 0
| Power Strip_Com, E - Plug [Tier 1] | E | Yes | Grocery | Plug Loads | RET | 0 | 0 | 0
| Power Strip_Com, E - Plug [Tier 1] | E | Yes | Grocery | Plug Loads | REPL | 0 | 0 | 0
| Power Strip_Com, E - Plug [Tier 2] | E | Yes | Grocery | Plug Loads | NC | 6917.8894 | 5685.4047 | 1.2168
| Power Strip_Com, E - Plug [Tier 2] | E | Yes | Grocery | Plug Loads | RET | 74641.9551 | 64584.3511 | 1.1557
| Power Strip_Com, E - Plug [Tier 2] | E | Yes | Grocery | Plug Loads | REPL | 54892.8843 | 45113.2201 | 1.2168
| Computer Power Management_Com, E - Plug | E | Yes | Grocery | Plug Loads | RET | 30845.1809 | 14805.2121 | 2.0834
| Vending Machine Controls_Com, E - Plug [Non-Refrigerated] | E | No | Grocery | Plug Loads | RET | 8961.9181 | 8615.4458 | 1.0402
| Vending Machine Controls_Com, E - Plug [Refrigerated] | E | Yes | Grocery | Plug Loads | RET | 26885.7543 | 4627.9985 | 5.8094
| Ovens_Com, E - Cook | E | Yes | Grocery | Cooking | NC | 18822.0499 | 344.0464 | 54.7079
| Ovens_Com, E - Cook | E | Yes | Grocery | Cooking | REPL | 212530.6486 | 3884.8269 | 54.7079
| Ovens_Com, G - Cook | G | Yes | Grocery | Cooking | NC | 18132.7912 | 93.9309 | 193.0439
| Ovens_Com, G - Cook | G | Yes | Grocery | Cooking | REPL | 193468.364 | 1002.199 | 193.0439
| Ovens_Com, P - Cook | Prp | Yes | Grocery | Cooking | NC | 6524.25 | 8.7795 | 743.1197
| Ovens_Com, P - Cook | Prp | Yes | Grocery | Cooking | REPL | 69610.6778 | 93.6736 | 743.1197
| Fryers_Com, E - Cook | E | Yes | Grocery | Cooking | NC | 3088.3527 | 51.5411 | 59.9202
| Fryers_Com, E - Cook | E | Yes | Grocery | Cooking | REPL | 34872.3767 | 581.9807 | 59.9202
| Fryers_Com, G - Cook | G | Yes | Grocery | Cooking | NC | 4067.7618 | 569.9318 | 7.1373
| Fryers_Com, G - Cook | G | Yes | Grocery | Cooking | REPL | 43401.1074 | 6080.9047 | 7.1373
| Fryers_Com, P - Cook | Prp | Yes | Grocery | Cooking | NC | 635.2035 | 22.2136 | 28.5952
| Fryers_Com, P - Cook | Prp | Yes | Grocery | Cooking | REPL | 6777.3223 | 237.0087 | 28.5952
| Griddles_Com, E - Cook | E | Yes | Grocery | Cooking | NC | 861.3776 | 236.388 | 3.6439
| Griddles_Com, E - Cook | E | Yes | Grocery | Cooking | REPL | 9726.3121 | 2669.1937 | 3.6439
| Griddles_Com, G - Cook | G | Yes | Grocery | Cooking | NC | 5520.9206 | 206.7443 | 26.7041
| Griddles_Com, G - Cook | G | Yes | Grocery | Cooking | REPL | 58905.6293 | 2205.8643 | 26.7041
| Griddles_Com, P - Cook | Prp | Yes | Grocery | Cooking | NC | 1665.9628 | 15.5713 | 106.989
| Griddles_Com, P - Cook | Prp | Yes | Grocery | Cooking | REPL | 17775.0389 | 166.1389 | 106.989
| Hot Food Holding Cabinet_Com, E - Cook | E | Yes | Grocery | Cooking | NC | 3748.2157 | 147.1854 | 25.466
| Hot Food Holding Cabinet_Com, E - Cook | E | Yes | Grocery | Cooking | REPL | 42323.2711 | 1661.9552 | 25.466
| Steamers_Com, E - Cook | E | Yes | Grocery | Cooking | NC | 2942.749 | 516.9317 | 5.6927
| Steamers_Com, E - Cook | E | Yes | Grocery | Cooking | REPL | 33228.2803 | 5836.9746 | 5.6927
| Steamers_Com, G - Cook | G | Yes | Grocery | Cooking | NC | 9078.2399 | 72.703 | 124.8674
| Steamers_Com, G - Cook | G | Yes | Grocery | Cooking | REPL | 96860.5549 | 775.7074 | 124.8674
| ES Refrigerator and Freezer_Com, E - Refr | E | Yes | Grocery | Refrigeration | NC | 8457.805 | 3534.6185 | 2.3928
| ES Refrigerator and Freezer_Com, E - Refr | E | Yes | Grocery | Refrigeration | REPL | 95501.9667 | 39911.4214 | 2.3928
| Anti Sweat Heat Control_Com, E - Refr | E | Yes | Grocery | Refrigeration | NC | 179784.2696 | 94536.8289 | 1.9017
| Anti Sweat Heat Control_Com, E - Refr | E | Z | Grocery | Refrigeration | RET | 0 | 0 | 0
| Case Night Covers_Com, E - Refr | E | No | Grocery | Refrigeration | RET | 198611.8459 | 378301.2975 | 0.52501
| Loading Dock Pit Seals_Com, E - Refr | E | No | Grocery | Refrigeration | NC | 5862.2955 | 10865.7289 | 0.53952
| Loading Dock Pit Seals_Com, E - Refr | E | No | Grocery | Refrigeration | RET | 79433.4825 | 147229.4735 | 0.53952
| ECM Comp Cond Fan Motor_Com, E - Refr | E | Yes | Grocery | Refrigeration | NC | 80410.0885 | 21515.9283 | 3.7372
| ECM Comp Cond Fan Motor_Com, E - Refr | E | Yes | Grocery | Refrigeration | RET | 1496679.5842 | 81394.7212 | 18.3879
| ECM Comp Cond Fan Motor_Com, E - Refr | E | Yes | Grocery | Refrigeration | REPL | 330203.0418 | 88354.8956 | 3.7372
| Evap Fan Motor Replacement_Com, E - Refr | E | Yes | Grocery | Refrigeration | NC | 138984.413 | 67160.8071 | 2.0694
| Evap Fan Motor Replacement_Com, E - Refr | E | Yes | Grocery | Refrigeration | RET | 1121776.9173 | 363443.1265 | 3.0865
| Evap Fan Motor Replacement_Com, E - Refr | E | Yes | Grocery | Refrigeration | REPL | 49249.1723 | 23798.454 | 2.0694
| Evap Fan Speed Controls_Com, E - Refr | E | Yes | Grocery | Refrigeration | NC | 227437.1659 | 68103.2246 | 3.3396
| Evap Fan Speed Controls_Com, E - Refr | E | Yes | Grocery | Refrigeration | RET | 1963949.5667 | 428644.7885 | 4.5818
| LowHeat NoHeat Doors_Com, E - Refr | E | Yes | Grocery | Refrigeration | NC | 84603.0506 | 19240.4736 | 4.3971
| LowHeat NoHeat Doors_Com, E - Refr | E | Yes | Grocery | Refrigeration | RET | 1031726.1216 | 234635.7374 | 4.3971
| Refrigerated Vending Machine_Com, E - Refr | E | Yes | Grocery | Refrigeration | NC | 9872.8373 | 4803.9924 | 2.0551
| Refrigerated Vending Machine_Com, E - Refr | E | Yes | Grocery | Refrigeration | REPL | 95554.2122 | 46495.4195 | 2.0551
| Walk In Refrigeration_Com, E - Refr | E | Yes | Grocery | Refrigeration | NC | 155196.0061 | 21679.3276 | 7.1587
| Refrigeration Tune Up_Com, E - Refr | E | Yes | Grocery | Refrigeration | RET | 1023547.5198 | 119275.0549 | 8.5814
| ES Ice Machine_Com, E - Refr | E | Yes | Grocery | Refrigeration | NC | 6768.8588 | 916.0373 | 7.3893
| ES Ice Machine_Com, E - Refr | E | Yes | Grocery | Refrigeration | REPL | 76431.0984 | 10343.5064 | 7.3893
| Walk In Cooler Retroft_Com, E - Refr | E | Yes | Grocery | Refrigeration | RET | 410730.2258 | 82057.4078 | 5.0054
| HE Built Up Refrig_Com, E - Refr | E | Yes | Grocery | Refrigeration | NC | 166194.6313 | 116538.41 | 1.4261
| HE Built Up Refrig_Com, E - Refr | E | No | Grocery | Refrigeration | RET | 1444333.0354 | 2403501.6223 | 0.60093
| Door Gasket Replacement_Com, E - Refr | E | Z | Grocery | Refrigeration | RET | 0 | 0 | 0
| EnergyStar Dehumidifier_Com, E - Appl | E | Yes | Grocery | Appliances | NC | 375.5161 | 77.9573 | 4.8169
| EnergyStar Dehumidifier_Com, E - Appl | E | Yes | Grocery | Appliances | REPL | 4240.1697 | 880.2608 | 4.8169
| Clothes Washer Elec WH_Com, E - Appl [unit w/ elec dry - Washer] | E | Yes | Grocery | Appliances | NC | 482.683 | 183.9291 | 2.6243
| Clothes Washer Elec WH_Com, E - Appl [unit w/ elec dry - Washer] | E | Yes | Grocery | Appliances | REPL | 9065.7853 | 3454.5692 | 2.6243
| Clothes Washer Elec WH_Com, E - Appl [unit w/ elec dry - Dryer] | E | Yes | Grocery | Appliances | NC | 482.683 | 183.9291 | 2.6243
| Clothes Washer Elec WH_Com, E - Appl [unit w/ elec dry - Dryer] | E | Yes | Grocery | Appliances | REPL | 9065.7853 | 3454.5692 | 2.6243
| Clothes Washer Elec WH_Com, E - HWat [unit w/ elec dry - Water Heater] | E | Yes | Grocery | Water Heating | NC | 482.683 | 183.9291 | 2.6243
| Clothes Washer Elec WH_Com, E - HWat [unit w/ elec dry - Water Heater] | E | Yes | Grocery | Water Heating | REPL | 9065.7853 | 3454.5692 | 2.6243
| Clothes Washer Elec WH_Com, E - Appl [unit w/ gas dry - Washer] | E | Yes | Grocery | Appliances | NC | 107.9407 | 45.9823 | 2.3474
| Clothes Washer Elec WH_Com, E - Appl [unit w/ gas dry - Washer] | E | Yes | Grocery | Appliances | REPL | 2027.1633 | 863.6423 | 2.3472
| Clothes Washer Elec WH_Com, G - Oth [unit w/ gas dry - Dryer] | G | Yes | Grocery | Other | NC | 107.9407 | 45.9823 | 2.3474
| Clothes Washer Elec WH_Com, G - Oth [unit w/ gas dry - Dryer] | G | Yes | Grocery | Other | REPL | 2027.1633 | 863.6423 | 2.3472
| Clothes Washer Elec WH_Com, E - HWat [unit w/ gas dry - Water Heater] | E | Yes | Grocery | Water Heating | NC | 107.9407 | 45.9823 | 2.3474
| Clothes Washer Elec WH_Com, E - HWat [unit w/ gas dry - Water Heater] | E | Yes | Grocery | Water Heating | REPL | 2027.1633 | 863.6423 | 2.3472
| Clothes Washer Elec WH_Com, E - Appl [unit w/ propane dry - Washer] | E | Yes | Grocery | Appliances | NC | 43.1231 | 18.3929 | 2.3445
| Clothes Washer Elec WH_Com, E - Appl [unit w/ propane dry - Washer] | E | Yes | Grocery | Appliances | REPL | 809.9206 | 345.4569 | 2.3445
| Clothes Washer Elec WH_Com, P - Oth [unit w/ propane dry - Dryer] | Prp | Yes | Grocery | Other | NC | 43.1231 | 18.3929 | 2.3445
| Clothes Washer Elec WH_Com, P - Oth [unit w/ propane dry - Dryer] | Prp | Yes | Grocery | Other | REPL | 809.9206 | 345.4569 | 2.3445
| Clothes Washer Elec WH_Com, E - HWat [unit w/ propane dry - Water Heater] | E | Yes | Grocery | Water Heating | NC | 43.1231 | 18.3929 | 2.3445
| Clothes Washer Elec WH_Com, E - HWat [unit w/ propane dry - Water Heater] | E | Yes | Grocery | Water Heating | REPL | 809.9206 | 345.4569 | 2.3445
| Clothes Washer Gas WH_Com, E - Appl [unit w/ elec dry - Washer] | E | Yes | Grocery | Appliances | NC | 264.2851 | 91.9646 | 2.8738
| Clothes Washer Gas WH_Com, E - Appl [unit w/ elec dry - Washer] | E | Yes | Grocery | Appliances | REPL | 4919.7848 | 1727.2846 | 2.8483
| Clothes Washer Gas WH_Com, E - Appl [unit w/ elec dry - Dryer] | E | Yes | Grocery | Appliances | NC | 264.2851 | 91.9646 | 2.8738
| Clothes Washer Gas WH_Com, E - Appl [unit w/ elec dry - Dryer] | E | Yes | Grocery | Appliances | REPL | 4919.7848 | 1727.2846 | 2.8483
| Clothes Washer Gas WH_Com, G - HWat [unit w/ elec dry - Water Heater] | G | Yes | Grocery | Water Heating | NC | 264.2851 | 91.9646 | 2.8738
| Clothes Washer Gas WH_Com, G - HWat [unit w/ elec dry - Water Heater] | G | Yes | Grocery | Water Heating | REPL | 4919.7848 | 1727.2846 | 2.8483
| Clothes Washer Gas WH_Com, E - Appl [unit w/ gas dry - Washer] | E | Yes | Grocery | Appliances | NC | 931.4173 | 358.6618 | 2.5969
| Clothes Washer Gas WH_Com, E - Appl [unit w/ gas dry - Washer] | E | Yes | Grocery | Appliances | REPL | 17320.753 | 6736.4099 | 2.5712
| Clothes Washer Gas WH_Com, G - Oth [unit w/ gas dry - Dryer] | G | Yes | Grocery | Other | NC | 931.4173 | 358.6618 | 2.5969
| Clothes Washer Gas WH_Com, G - Oth [unit w/ gas dry - Dryer] | G | Yes | Grocery | Other | REPL | 17320.753 | 6736.4099 | 2.5712
| Clothes Washer Gas WH_Com, G - HWat [unit w/ gas dry - Water Heater] | G | Yes | Grocery | Water Heating | NC | 931.4173 | 358.6618 | 2.5969
| Clothes Washer Gas WH_Com, G - HWat [unit w/ gas dry - Water Heater] | G | Yes | Grocery | Water Heating | REPL | 17320.753 | 6736.4099 | 2.5712
| Clothes Washer Gas WH_Com, E - Appl [unit w/ propane dry - Washer] | E | Yes | Grocery | Appliances | NC | 47.7118 | 18.3929 | 2.594
| Clothes Washer Gas WH_Com, E - Appl [unit w/ propane dry - Washer] | E | Yes | Grocery | Appliances | REPL | 887.2991 | 345.4569 | 2.5685
| Clothes Washer Gas WH_Com, P - Oth [unit w/ propane dry - Dryer] | Prp | Yes | Grocery | Other | NC | 47.7118 | 18.3929 | 2.594
| Clothes Washer Gas WH_Com, P - Oth [unit w/ propane dry - Dryer] | Prp | Yes | Grocery | Other | REPL | 887.2991 | 345.4569 | 2.5685
| Clothes Washer Gas WH_Com, G - HWat [unit w/ propane dry - Water Heater] | G | Yes | Grocery | Water Heating | NC | 47.7118 | 18.3929 | 2.594
| Clothes Washer Gas WH_Com, G - HWat [unit w/ propane dry - Water Heater] | G | Yes | Grocery | Water Heating | REPL | 887.2991 | 345.4569 | 2.5685
| Clothes Washer Oil WH_Com, E - Appl [unit w/ elec dry - Washer] | E | Yes | Grocery | Appliances | NC | 266.8169 | 110.3575 | 2.4178
| Clothes Washer Oil WH_Com, E - Appl [unit w/ elec dry - Washer] | E | Yes | Grocery | Appliances | REPL | 5010.6025 | 2072.7415 | 2.4174
| Clothes Washer Oil WH_Com, E - Appl [unit w/ elec dry - Dryer] | E | Yes | Grocery | Appliances | NC | 266.8169 | 110.3575 | 2.4178
| Clothes Washer Oil WH_Com, E - Appl [unit w/ elec dry - Dryer] | E | Yes | Grocery | Appliances | REPL | 5010.6025 | 2072.7415 | 2.4174
| Clothes Washer Oil WH_Com, O - HWat [unit w/ elec dry - Water Heater] | O | Yes | Grocery | Water Heating | NC | 266.8169 | 110.3575 | 2.4178
| Clothes Washer Oil WH_Com, O - HWat [unit w/ elec dry - Water Heater] | O | Yes | Grocery | Water Heating | REPL | 5010.6025 | 2072.7415 | 2.4174
| Clothes Washer Oil WH_Com, E - Appl [unit w/ gas dry - Washer] | E | Yes | Grocery | Appliances | NC | 39.3775 | 18.3929 | 2.1409
| Clothes Washer Oil WH_Com, E - Appl [unit w/ gas dry - Washer] | E | Yes | Grocery | Appliances | REPL | 739.3872 | 345.4569 | 2.1403
| Clothes Washer Oil WH_Com, G - Oth [unit w/ gas dry - Dryer] | G | Yes | Grocery | Other | NC | 39.3775 | 18.3929 | 2.1409
| Clothes Washer Oil WH_Com, G - Oth [unit w/ gas dry - Dryer] | G | Yes | Grocery | Other | REPL | 739.3872 | 345.4569 | 2.1403
| Clothes Washer Oil WH_Com, O - HWat [unit w/ gas dry - Water Heater] | O | Yes | Grocery | Water Heating | NC | 39.3775 | 18.3929 | 2.1409
| Clothes Washer Oil WH_Com, O - HWat [unit w/ gas dry - Water Heater] | O | Yes | Grocery | Water Heating | REPL | 739.3872 | 345.4569 | 2.1403
| Clothes Washer Oil WH_Com, E - Appl [unit w/ propane dry - Washer] | E | Yes | Grocery | Appliances | NC | 58.9864 | 27.5894 | 2.138
| Clothes Washer Oil WH_Com, E - Appl [unit w/ propane dry - Washer] | E | Yes | Grocery | Appliances | REPL | 1107.6638 | 518.1854 | 2.1376
| Clothes Washer Oil WH_Com, P - Oth [unit w/ propane dry - Dryer] | Prp | Yes | Grocery | Other | NC | 58.9864 | 27.5894 | 2.138
| Clothes Washer Oil WH_Com, P - Oth [unit w/ propane dry - Dryer] | Prp | Yes | Grocery | Other | REPL | 1107.6638 | 518.1854 | 2.1376
| Clothes Washer Oil WH_Com, O - HWat [unit w/ propane dry - Water Heater] | O | Yes | Grocery | Water Heating | NC | 58.9864 | 27.5894 | 2.138
| Clothes Washer Oil WH_Com, O - HWat [unit w/ propane dry - Water Heater] | O | Yes | Grocery | Water Heating | REPL | 1107.6638 | 518.1854 | 2.1376
| Clothes Washer Propane WH_Com, E - Appl [unit w/ elec dry - Washer] | E | Yes | Grocery | Appliances | NC | 46.5684 | 20.654 | 2.2547
| Clothes Washer Propane WH_Com, E - Appl [unit w/ elec dry - Washer] | E | Yes | Grocery | Appliances | REPL | 872.3502 | 387.0251 | 2.254
| Clothes Washer Propane WH_Com, E - Appl [unit w/ elec dry - Dryer] | E | Yes | Grocery | Appliances | NC | 46.5684 | 20.654 | 2.2547
| Clothes Washer Propane WH_Com, E - Appl [unit w/ elec dry - Dryer] | E | Yes | Grocery | Appliances | REPL | 872.3502 | 387.0251 | 2.254
| Clothes Washer Propane WH_Com, P - HWat [unit w/ elec dry - Water Heater] | Prp | Yes | Grocery | Water Heating | NC | 46.5684 | 20.654 | 2.2547
| Clothes Washer Propane WH_Com, P - HWat [unit w/ elec dry - Water Heater] | Prp | Yes | Grocery | Water Heating | REPL | 872.3502 | 387.0251 | 2.254
| Clothes Washer Propane WH_Com, E - Appl [unit w/ gas dry - Washer] | E | Yes | Grocery | Appliances | NC | 20.7382 | 9.7723 | 2.1221
| Clothes Washer Propane WH_Com, E - Appl [unit w/ gas dry - Washer] | E | Yes | Grocery | Appliances | REPL | 388.3185 | 182.9474 | 2.1226
| Clothes Washer Propane WH_Com, G - Oth [unit w/ gas dry - Dryer] | G | Yes | Grocery | Other | NC | 20.7382 | 9.7723 | 2.1221
| Clothes Washer Propane WH_Com, G - Oth [unit w/ gas dry - Dryer] | G | Yes | Grocery | Other | REPL | 388.3185 | 182.9474 | 2.1226
| Clothes Washer Propane WH_Com, P - HWat [unit w/ gas dry - Water Heater] | Prp | Yes | Grocery | Water Heating | NC | 20.7382 | 9.7723 | 2.1221
| Clothes Washer Propane WH_Com, P - HWat [unit w/ gas dry - Water Heater] | Prp | Yes | Grocery | Water Heating | REPL | 388.3185 | 182.9474 | 2.1226
| Clothes Washer Propane WH_Com, E - Appl [unit w/ propane dry - Washer] | E | Yes | Grocery | Appliances | NC | 41.5676 | 19.3382 | 2.1495
| Clothes Washer Propane WH_Com, E - Appl [unit w/ propane dry - Washer] | E | Yes | Grocery | Appliances | REPL | 778.2569 | 362.2335 | 2.1485
| Clothes Washer Propane WH_Com, P - Oth [unit w/ propane dry - Dryer] | Prp | Yes | Grocery | Other | NC | 41.5676 | 19.3382 | 2.1495
| Clothes Washer Propane WH_Com, P - Oth [unit w/ propane dry - Dryer] | Prp | Yes | Grocery | Other | REPL | 778.2569 | 362.2335 | 2.1485
| Clothes Washer Propane WH_Com, P - HWat [unit w/ propane dry - Water Heater] | Prp | Yes | Grocery | Water Heating | NC | 41.5676 | 19.3382 | 2.1495
| Clothes Washer Propane WH_Com, P - HWat [unit w/ propane dry - Water Heater] | Prp | Yes | Grocery | Water Heating | REPL | 778.2569 | 362.2335 | 2.1485
| Dishwasher_Com, E - Appl [Building w elec WH] | E | Yes | Grocery | Appliances | NC | 111.51 | 42.172 | 2.6442
| Dishwasher_Com, E - Appl [Building w elec WH] | E | Yes | Grocery | Appliances | REPL | 1194.4258 | 451.7198 | 2.6442
| Dishwasher_Com, E - HWat [Building w elec WH] | E | Yes | Grocery | Water Heating | NC | 14.2612 | 0 | 0
| Dishwasher_Com, E - HWat [Building w elec WH] | E | Yes | Grocery | Water Heating | REPL | 152.7568 | 0 | 0
| Dishwasher_Com, E - Appl [Building w gas WH] | E | Yes | Grocery | Appliances | NC | 278.775 | 105.4299 | 2.6442
| Dishwasher_Com, E - Appl [Building w gas WH] | E | Yes | Grocery | Appliances | REPL | 2986.0645 | 1129.2996 | 2.6442
| Dishwasher_Com, G - HWat [Building w gas WH] | G | Yes | Grocery | Water Heating | NC | 107.4412 | 0 | 0
| Dishwasher_Com, G - HWat [Building w gas WH] | G | Yes | Grocery | Water Heating | REPL | 1087.4437 | 0 | 0
| Dishwasher_Com, E - Appl [Building w oil WH] | E | Yes | Grocery | Appliances | NC | 27.8775 | 10.543 | 2.6442
| Dishwasher_Com, E - Appl [Building w oil WH] | E | Yes | Grocery | Appliances | REPL | 298.6065 | 112.93 | 2.6442
| Dishwasher_Com, O - HWat [Building w oil WH] | O | Yes | Grocery | Water Heating | NC | 0.16023 | 0 | 0
| Dishwasher_Com, O - HWat [Building w oil WH] | O | Yes | Grocery | Water Heating | REPL | 1.6217 | 0 | 0
| Dishwasher_Com, E - Appl [Building w propane WH] | E | Yes | Grocery | Appliances | NC | 27.8775 | 10.543 | 2.6442
| Dishwasher_Com, E - Appl [Building w propane WH] | E | Yes | Grocery | Appliances | REPL | 298.6065 | 112.93 | 2.6442
| Dishwasher_Com, P - HWat [Building w propane WH] | Prp | Yes | Grocery | Water Heating | NC | 8.6243 | 0 | 0
| Dishwasher_Com, P - HWat [Building w propane WH] | Prp | Yes | Grocery | Water Heating | REPL | 87.289 | 0 | 0
| Faucet Aerator_Com, E - HWat | E | Yes | Grocery | Water Heating | RET | 3808.9478 | 274.8195 | 13.8598
| Faucet Aerator_Com, G - HWat | G | Yes | Grocery | Water Heating | RET | 11008.3085 | 1515.93 | 7.2618
| Faucet Aerator_Com, O - HWat | O | Yes | Grocery | Water Heating | RET | 161.9059 | 6.5144 | 24.8537
| Faucet Aerator_Com, P - HWat | Prp | Yes | Grocery | Water Heating | RET | 2899.4705 | 100.2198 | 28.9311
| Pre Rinse Sprayers_Com, E - HWat | E | Yes | Grocery | Water Heating | RET | 1795.3389 | 38.4381 | 46.7073
| Pre Rinse Sprayers_Com, G - HWat | G | Yes | Grocery | Water Heating | RET | 6153.0418 | 228.5191 | 26.9257
| Pre Rinse Sprayers_Com, O - HWat | O | Yes | Grocery | Water Heating | RET | 81.1589 | 0.98201 | 82.6459
| Pre Rinse Sprayers_Com, P - HWat | Prp | Yes | Grocery | Water Heating | RET | 1424.7803 | 15.1077 | 94.3085
| Heat Pump Water Heater_Com, E - HWat | E | Yes | Grocery | Water Heating | NC | 4476.4174 | 3837.3827 | 1.1665
| Heat Pump Water Heater_Com, E - HWat | E | No | Grocery | Water Heating | RET | 25910.8105 | 27611.9187 | 0.93839
| Heat Pump Water Heater_Com, E - HWat | E | Yes | Grocery | Water Heating | REPL | 3032.749 | 2599.8064 | 1.1665
| FF Storage Water Heater_Com, G - HWat | G | No | Grocery | Water Heating | NC | 3238.042 | 8050.1501 | 0.40223
| FF Storage Water Heater_Com, G - HWat | G | No | Grocery | Water Heating | RET | 20564.7333 | 179839.2266 | 0.11435
| FF Storage Water Heater_Com, G - HWat | G | No | Grocery | Water Heating | REPL | 5840.6988 | 14520.6584 | 0.40223
| FF Storage Water Heater_Com, O - HWat | O | Yes | Grocery | Water Heating | NC | 48.1865 | 34.5936 | 1.3929
| FF Storage Water Heater_Com, O - HWat | O | No | Grocery | Water Heating | RET | 306.0311 | 772.8171 | 0.39599
| FF Storage Water Heater_Com, O - HWat | O | Yes | Grocery | Water Heating | REPL | 86.9175 | 62.3991 | 1.3929
| FF Storage Water Heater_Com, P - HWat | Prp | Yes | Grocery | Water Heating | NC | 864.2906 | 532.2043 | 1.624
| FF Storage Water Heater_Com, P - HWat | Prp | No | Grocery | Water Heating | RET | 5489.0905 | 11889.3698 | 0.46168
| FF Storage Water Heater_Com, P - HWat | Prp | Yes | Grocery | Water Heating | REPL | 1558.9857 | 959.9768 | 1.624
| FF Instantaneous Water Heater_Com, G - HWat | G | No | Grocery | Water Heating | NC | 6358.2508 | 23890.8191 | 0.26614
| FF Instantaneous Water Heater_Com, G - HWat | G | No | Grocery | Water Heating | RET | 29415.2834 | 314682.5265 | 0.093476
| FF Instantaneous Water Heater_Com, G - HWat | G | No | Grocery | Water Heating | REPL | 5.6488e-12 | 2.1225e-11 | 0.26614
| FF Instantaneous Water Heater_Com, O - HWat | O | No | Grocery | Water Heating | NC | 95.2534 | 102.6652 | 0.92781
| FF Instantaneous Water Heater_Com, O - HWat | O | No | Grocery | Water Heating | RET | 440.6724 | 1352.2748 | 0.32587
| FF Instantaneous Water Heater_Com, O - HWat | O | No | Grocery | Water Heating | REPL | 8.4625e-14 | 9.121e-14 | 0.92781
| FF Instantaneous Water Heater_Com, P - HWat | Prp | Yes | Grocery | Water Heating | NC | 1716.4988 | 1579.4485 | 1.0868
| FF Instantaneous Water Heater_Com, P - HWat | Prp | No | Grocery | Water Heating | RET | 7941.0673 | 20804.0094 | 0.38171
| FF Instantaneous Water Heater_Com, P - HWat | Prp | Yes | Grocery | Water Heating | REPL | 1.525e-12 | 1.4032e-12 | 1.0868
| Clothes Dryer_Com, E - Appl | E | Yes | Grocery | Appliances | NC | 255.0377 | 15.1298 | 16.8566
| Clothes Dryer_Com, E - Appl | E | Yes | Grocery | Appliances | RET | 1440.3484 | 293.891 | 4.901
| Clothes Dryer_Com, E - Appl | E | Yes | Grocery | Appliances | REPL | 85.4322 | 5.0682 | 16.8566
| Clothes Dryer_Com, G - Oth | G | Yes | Grocery | Other | NC | 3.4977 | 3.1933 | 1.0953
| Clothes Dryer_Com, G - Oth | G | No | Grocery | Other | RET | 18.6653 | 69.005 | 0.27049
| Clothes Dryer_Com, G - Oth | G | Yes | Grocery | Other | REPL | 1.1071 | 1.0108 | 1.0953
| Clothes Dryer_Com, P - Oth | Prp | Yes | Grocery | Other | NC | 0.93126 | 0.21112 | 4.4112
| Clothes Dryer_Com, P - Oth | Prp | Yes | Grocery | Other | RET | 4.9697 | 4.562 | 1.0894
| Clothes Dryer_Com, P - Oth | Prp | Yes | Grocery | Other | REPL | 0.29477 | 0.066823 | 4.4112
| Pnemautic to DDC_Com, E - TotE [Building w Elec Heat] | E | No | Grocery | Total Electric | RET | 80881.7251 | 72621.2561 | 1.1137
| Pnemautic to DDC_Com, E - TotE [Building w Gas Heat] | E | No | Grocery | Total Electric | RET | 166097.0337 | 280011.7399 | 0.59318
| Pnemautic to DDC_Com, G - TotF [Building w Gas Heat] | G | No | Grocery | Total FF | RET | 166097.0337 | 280011.7399 | 0.59318
| Pnemautic to DDC_Com, E - TotE [Building w Oil Heat] | E | No | Grocery | Total Electric | RET | 40334.3777 | 75338.9059 | 0.53537
| Pnemautic to DDC_Com, O - TotF [Building w Oil Heat] | O | No | Grocery | Total FF | RET | 40334.3777 | 75338.9059 | 0.53537
| Pnemautic to DDC_Com, E - TotE [Building w Propane Heat] | E | Yes | Grocery | Total Electric | RET | 28419.5072 | 22704.6694 | 1.2517
| Pnemautic to DDC_Com, P - TotF [Building w Propane Heat] | Prp | Yes | Grocery | Total FF | RET | 28419.5072 | 22704.6694 | 1.2517
| Data Center_Com, E - TotE [Building w Elec Heat] | E | Yes | Grocery | Total Electric | NC | 1890.7784 | 829.8694 | 2.2784
| Data Center_Com, E - TotE [Building w Elec Heat] | E | No | Grocery | Total Electric | RET | 40991.7538 | 39008.4214 | 1.0508
| Data Center_Com, E - TotE [Building w Gas Heat] | E | Yes | Grocery | Total Electric | NC | 3861.0225 | 1694.6166 | 2.2784
| Data Center_Com, E - TotE [Building w Gas Heat] | E | No | Grocery | Total Electric | RET | 83706.3118 | 79656.2914 | 1.0508
| Data Center_Com, G - TotF [Building w Gas Heat] | G | Yes | Grocery | Total FF | NC | 3861.0225 | 1694.6166 | 2.2784
| Data Center_Com, G - TotF [Building w Gas Heat] | G | No | Grocery | Total FF | RET | 83706.3118 | 79656.2914 | 1.0508
| Data Center_Com, E - TotE [Building w Oil Heat] | E | Yes | Grocery | Total Electric | NC | 1038.8322 | 455.9472 | 2.2784
| Data Center_Com, E - TotE [Building w Oil Heat] | E | No | Grocery | Total Electric | RET | 22521.7055 | 21432.0222 | 1.0508
| Data Center_Com, O - TotF [Building w Oil Heat] | O | Yes | Grocery | Total FF | NC | 1038.8322 | 455.9472 | 2.2784
| Data Center_Com, O - TotF [Building w Oil Heat] | O | No | Grocery | Total FF | RET | 22521.7055 | 21432.0222 | 1.0508
| Data Center_Com, E - TotE [Building w Propane Heat] | E | Yes | Grocery | Total Electric | NC | 313.0699 | 137.4075 | 2.2784
| Data Center_Com, E - TotE [Building w Propane Heat] | E | No | Grocery | Total Electric | RET | 6787.3016 | 6458.9069 | 1.0508
| Data Center_Com, P - TotF [Building w Propane Heat] | Prp | Yes | Grocery | Total FF | NC | 313.0699 | 137.4075 | 2.2784
| Data Center_Com, P - TotF [Building w Propane Heat] | Prp | No | Grocery | Total FF | RET | 6787.3016 | 6458.9069 | 1.0508
| RCx_Com, E - TotE [Building w Elec Heat] | E | Yes | Grocery | Total Electric | RET | 199334.0011 | 45471.3569 | 4.3837
| RCx_Com, E - TotE [Building w Gas Heat] | E | Yes | Grocery | Total Electric | RET | 534667.4029 | 144625.0605 | 3.6969
| RCx_Com, G - TotF [Building w Gas Heat] | G | Yes | Grocery | Total FF | RET | 534667.4029 | 144625.0605 | 3.6969
| RCx_Com, E - TotE [Building w Oil Heat] | E | Yes | Grocery | Total Electric | RET | 136477.1624 | 38912.275 | 3.5073
| RCx_Com, O - TotF [Building w Oil Heat] | O | Yes | Grocery | Total FF | RET | 136477.1624 | 38912.275 | 3.5073
| RCx_Com, E - TotE [Building w Propane Heat] | E | Yes | Grocery | Total Electric | RET | 66433.4106 | 11726.8804 | 5.6651
| RCx_Com, P - TotF [Building w Propane Heat] | Prp | Yes | Grocery | Total FF | RET | 66433.4106 | 11726.8804 | 5.6651
| Commissioning_Com, E - TotE [Building w Elec Heat] | E | Yes | Grocery | Total Electric | NC | 0 | 0 | 0
| Commissioning_Com, E - TotE [Building w Gas Heat] | E | Yes | Grocery | Total Electric | NC | 0 | 0 | 0
| Commissioning_Com, G - TotF [Building w Gas Heat] | G | Yes | Grocery | Total FF | NC | 0 | 0 | 0
| Commissioning_Com, E - TotE [Building w Oil Heat] | E | Yes | Grocery | Total Electric | NC | 0 | 0 | 0
| Commissioning_Com, O - TotF [Building w Oil Heat] | O | Yes | Grocery | Total FF | NC | 0 | 0 | 0
| Commissioning_Com, E - TotE [Building w Propane Heat] | E | Yes | Grocery | Total Electric | NC | 0 | 0 | 0
| Commissioning_Com, P - TotF [Building w Propane Heat] | Prp | Yes | Grocery | Total FF | NC | 0 | 0 | 0
| Integrated Building Design_Com, E - TotE [Building w Elec Heat] | E | Yes | Grocery | Total Electric | NC | 17166.2635 | 873.342 | 19.6558
| Integrated Building Design_Com, E - TotE [Building w Gas Heat] | E | Yes | Grocery | Total Electric | NC | 46534.837 | 2777.7297 | 16.7528
| Integrated Building Design_Com, G - TotF [Building w Gas Heat] | G | Yes | Grocery | Total FF | NC | 46534.837 | 2777.7297 | 16.7528
| Integrated Building Design_Com, E - TotE [Building w Oil Heat] | E | Yes | Grocery | Total Electric | NC | 11899.0412 | 747.3655 | 15.9213
| Integrated Building Design_Com, O - TotF [Building w Oil Heat] | O | Yes | Grocery | Total FF | NC | 11899.0412 | 747.3655 | 15.9213
| Integrated Building Design_Com, E - TotE [Building w Propane Heat] | E | Yes | Grocery | Total Electric | NC | 5906.783 | 225.2314 | 26.2254
| Integrated Building Design_Com, P - TotF [Building w Propane Heat] | Prp | Yes | Grocery | Total FF | NC | 5906.783 | 225.2314 | 26.2254
| Deep Energy Retrofit_Com, E - TotE [Building w Elec Heat] | E | Yes | Grocery | Total Electric | RET | 81490.3178 | 26757.7315 | 3.0455
| Deep Energy Retrofit_Com, E - TotE [Building w Gas Heat] | E | Yes | Grocery | Total Electric | RET | 217904.0393 | 85104.9716 | 2.5604
| Deep Energy Retrofit_Com, G - TotF [Building w Gas Heat] | G | Yes | Grocery | Total FF | RET | 217904.0393 | 85104.9716 | 2.5604
| Deep Energy Retrofit_Com, E - TotE [Building w Oil Heat] | E | Yes | Grocery | Total Electric | RET | 55840.8761 | 22898.0236 | 2.4387
| Deep Energy Retrofit_Com, O - TotF [Building w Oil Heat] | O | Yes | Grocery | Total FF | RET | 55840.8761 | 22898.0236 | 2.4387
| Deep Energy Retrofit_Com, E - TotE [Building w Propane Heat] | E | Yes | Grocery | Total Electric | RET | 27238.8082 | 6900.7115 | 3.9472
| Deep Energy Retrofit_Com, P - TotF [Building w Propane Heat] | Prp | Yes | Grocery | Total FF | RET | 27238.8082 | 6900.7115 | 3.9472
| EMS_Com, E - TotE [Building w Elec Heat] | E | Yes | Grocery | Total Electric | NC | 31224.3937 | 11747.3065 | 2.658
| EMS_Com, E - TotE [Building w Elec Heat] | E | Yes | Grocery | Total Electric | RET | 515924.5905 | 154399.497 | 3.3415
| EMS_Com, E - TotE [Building w Gas Heat] | E | Yes | Grocery | Total Electric | NC | 86135.6888 | 37363.1892 | 2.3054
| EMS_Com, E - TotE [Building w Gas Heat] | E | Yes | Grocery | Total Electric | RET | 1402864.3645 | 982158.3569 | 1.4283
| EMS_Com, G - TotF [Building w Gas Heat] | G | Yes | Grocery | Total FF | NC | 86135.6888 | 37363.1892 | 2.3054
| EMS_Com, G - TotF [Building w Gas Heat] | G | Yes | Grocery | Total FF | RET | 1402864.3645 | 982158.3569 | 1.4283
| EMS_Com, E - TotE [Building w Oil Heat] | E | Yes | Grocery | Total Electric | NC | 21964.2292 | 10052.7992 | 2.1849
| EMS_Com, E - TotE [Building w Oil Heat] | E | Yes | Grocery | Total Electric | RET | 358540.4085 | 264255.8345 | 1.3568
| EMS_Com, O - TotF [Building w Oil Heat] | O | Yes | Grocery | Total FF | NC | 21964.2292 | 10052.7992 | 2.1849
| EMS_Com, O - TotF [Building w Oil Heat] | O | Yes | Grocery | Total FF | RET | 358540.4085 | 264255.8345 | 1.3568
| EMS_Com, E - TotE [Building w Propane Heat] | E | Yes | Grocery | Total Electric | NC | 11142.2256 | 3029.5832 | 3.6778
| EMS_Com, E - TotE [Building w Propane Heat] | E | Yes | Grocery | Total Electric | RET | 178668.2151 | 79638.021 | 2.2435
| EMS_Com, P - TotF [Building w Propane Heat] | Prp | Yes | Grocery | Total FF | NC | 11142.2256 | 3029.5832 | 3.6778
| EMS_Com, P - TotF [Building w Propane Heat] | Prp | Yes | Grocery | Total FF | RET | 178668.2151 | 79638.021 | 2.2435
| VFDs on HVAC Pumps_Com, E - Oth | E | Yes | Grocery | Other | RET | 29145.1349 | 12546.5238 | 2.323
| ECM Circulators_Com, E - Oth | E | Yes | Grocery | Other | RET | 90587.4792 | 54365.2823 | 1.6663
| Motors_Com, E - Oth | E | Yes | Grocery | Other | NC | 1147.4542 | 758.7685 | 1.5123
| Motors_Com, E - Oth | E | No | Grocery | Other | RET | 11248.2251 | 12720.741 | 0.88424
| Motors_Com, E - Oth | E | Yes | Grocery | Other | REPL | 69.1017 | 45.6944 | 1.5123
| Ext Area Ltg_Com, E - ExtL | E | Yes | Grocery | Exterior Lighting | NC | 7728.5922 | 2075.4026 | 3.7239
| Ext Area Ltg_Com, E - ExtL | E | Yes | Grocery | Exterior Lighting | RET | 52360.8023 | 14060.7426 | 3.7239
| Ext Area Ltg_Com, E - ExtL | E | Yes | Grocery | Exterior Lighting | REPL | 69497.0653 | 18662.4403 | 3.7239
| Street Ltg_Com, E - ExtL | E | Yes | Grocery | Exterior Lighting | NC | 1438.6165 | 328.6596 | 4.3772
| Street Ltg_Com, E - ExtL | E | Yes | Grocery | Exterior Lighting | RET | 9746.5507 | 2226.6515 | 4.3772
| Street Ltg_Com, E - ExtL | E | Yes | Grocery | Exterior Lighting | REPL | 12936.331 | 2955.3738 | 4.3772
| Ext Ltg Ctrls_Com, E - ExtL | E | Yes | Grocery | Exterior Lighting | RET | 48094.477 | 12229.4551 | 3.9327
| Ext Ltg Dsgn_Com, E - ExtL | E | Yes | Grocery | Exterior Lighting | NC | 1115.0912 | 244.2194 | 4.5659
| Ext Ltg Dsgn_Com, E - ExtL | E | Yes | Grocery | Exterior Lighting | REPL | 10072.9112 | 2206.0978 | 4.5659
| Int Ltg Ctrls_Com, E - IntL [No Heat] | E | Yes | Grocery | Interior Lighting | RET | 86086.2289 | 22405.1308 | 3.8423
| Int Ltg Ctrls_Com, E - IntL [Electric Heat] | E | Yes | Grocery | Interior Lighting | RET | 112461.9786 | 40661.8904 | 2.7658
| Int Ltg Ctrls_Com, E/G - IntL | E | Yes | Grocery | Interior Lighting | RET | 321771.8549 | 127287.7976 | 2.5279
| Int Ltg Ctrls_Com, E/O - IntL | E | Yes | Grocery | Interior Lighting | RET | 38322.2994 | 28412.4876 | 1.3488
| Int Ltg Ctrls_Com, E/P - IntL | E | Yes | Grocery | Interior Lighting | RET | 12275.2202 | 10087.1733 | 1.2169
| Exit Sign RetFit_Com, E - IntL [No Heat] | E | Yes | Grocery | Interior Lighting | RET | 1626.6294 | 440.9977 | 3.6885
| Exit Sign RetFit_Com, E - IntL [Electric Heat] | E | Yes | Grocery | Interior Lighting | RET | 2272.0118 | 800.9989 | 2.8365
| Exit Sign RetFit_Com, E/G - IntL | E | Yes | Grocery | Interior Lighting | RET | 6201.4585 | 2730.1087 | 2.2715
| Exit Sign RetFit_Com, E/O - IntL | E | Yes | Grocery | Interior Lighting | RET | 737.2077 | 656.9534 | 1.1222
| Exit Sign RetFit_Com, E/P - IntL | E | No | Grocery | Interior Lighting | RET | 236.0391 | 235.2782 | 1.0032
| LED HiLo Bay_Com, E - IntL [No Heat] | E | Yes | Grocery | Interior Lighting | NC | 2386.0251 | 1058.7233 | 2.2537
| LED HiLo Bay_Com, E - IntL [No Heat] | E | Yes | Grocery | Interior Lighting | RET | 1405.3122 | 623.5629 | 2.2537
| LED HiLo Bay_Com, E - IntL [No Heat] | E | Yes | Grocery | Interior Lighting | REPL | 964.1178 | 427.7968 | 2.2537
| LED HiLo Bay_Com, E - IntL [Electric Heat] | E | Yes | Grocery | Interior Lighting | NC | 3119.6264 | 1922.9946 | 1.6223
| LED HiLo Bay_Com, E - IntL [Electric Heat] | E | Yes | Grocery | Interior Lighting | RET | 1837.386 | 1132.5982 | 1.6223
| LED HiLo Bay_Com, E - IntL [Electric Heat] | E | Yes | Grocery | Interior Lighting | REPL | 1260.5431 | 777.0217 | 1.6223
| LED HiLo Bay_Com, E/G - IntL | E | Yes | Grocery | Interior Lighting | NC | 8936.7307 | 5292.1322 | 1.6887
| LED HiLo Bay_Com, E/G - IntL | E | Yes | Grocery | Interior Lighting | RET | 5263.5224 | 3116.9403 | 1.6887
| LED HiLo Bay_Com, E/G - IntL | E | Yes | Grocery | Interior Lighting | REPL | 3611.0523 | 2138.3845 | 1.6887
| LED HiLo Bay_Com, E/O - IntL | E | No | Grocery | Interior Lighting | NC | 1062.3673 | 1059.9285 | 1.0023
| LED HiLo Bay_Com, E/O - IntL | E | No | Grocery | Interior Lighting | RET | 625.7091 | 624.2727 | 1.0023
| LED HiLo Bay_Com, E/O - IntL | E | No | Grocery | Interior Lighting | REPL | 429.2693 | 428.2838 | 1.0023
| LED HiLo Bay_Com, E/P - IntL | E | No | Grocery | Interior Lighting | NC | 340.1487 | 372.3751 | 0.91346
| LED HiLo Bay_Com, E/P - IntL | E | No | Grocery | Interior Lighting | RET | 200.3395 | 219.3201 | 0.91346
| LED HiLo Bay_Com, E/P - IntL | E | No | Grocery | Interior Lighting | REPL | 137.4434 | 150.4651 | 0.91346
| Repl Scre_Com, E - IntL [No Heat] | E | Yes | Grocery | Interior Lighting | NC | 0 | 0 | 0
| Repl Scre_Com, E - IntL [No Heat] | E | Yes | Grocery | Interior Lighting | RET | 0 | 0 | 0
| Repl Scre_Com, E - IntL [No Heat] | E | Yes | Grocery | Interior Lighting | REPL | 0 | 0 | 0
| Repl Scre_Com, E - IntL [Electric Heat] | E | Yes | Grocery | Interior Lighting | NC | 0 | 0 | 0
| Repl Scre_Com, E - IntL [Electric Heat] | E | Yes | Grocery | Interior Lighting | RET | 0 | 0 | 0
| Repl Scre_Com, E - IntL [Electric Heat] | E | Yes | Grocery | Interior Lighting | REPL | 0 | 0 | 0
| Repl Scre_Com, E/G - IntL | E | Yes | Grocery | Interior Lighting | NC | 0 | 0 | 0
| Repl Scre_Com, E/G - IntL | E | Yes | Grocery | Interior Lighting | RET | 0 | 0 | 0
| Repl Scre_Com, E/G - IntL | E | Yes | Grocery | Interior Lighting | REPL | 0 | 0 | 0
| Repl Scre_Com, E/O - IntL | E | Yes | Grocery | Interior Lighting | NC | 0 | 0 | 0
| Repl Scre_Com, E/O - IntL | E | Yes | Grocery | Interior Lighting | RET | 0 | 0 | 0
| Repl Scre_Com, E/O - IntL | E | Yes | Grocery | Interior Lighting | REPL | 0 | 0 | 0
| Repl Scre_Com, E/P - IntL | E | No | Grocery | Interior Lighting | NC | 0 | 0 | 0
| Repl Scre_Com, E/P - IntL | E | No | Grocery | Interior Lighting | RET | 0 | 0 | 0
| Repl Scre_Com, E/P - IntL | E | No | Grocery | Interior Lighting | REPL | 0 | 0 | 0
| Lin LED Fixture_Com, E - IntL [No Heat] | E | Yes | Grocery | Interior Lighting | NC | 2484.8311 | 1362.5262 | 1.8237
| Lin LED Fixture_Com, E - IntL [No Heat] | E | Yes | Grocery | Interior Lighting | RET | 14064.9207 | 11685.3395 | 1.2036
| Lin LED Fixture_Com, E - IntL [No Heat] | E | Yes | Grocery | Interior Lighting | REPL | 1737.3333 | 952.6451 | 1.8237
| Lin LED Fixture_Com, E - IntL [Electric Heat] | E | Yes | Grocery | Interior Lighting | NC | 3470.714 | 2474.8021 | 1.4024
| Lin LED Fixture_Com, E - IntL [Electric Heat] | E | No | Grocery | Interior Lighting | RET | 19645.3262 | 21224.4747 | 0.9256
| Lin LED Fixture_Com, E - IntL [Electric Heat] | E | Yes | Grocery | Interior Lighting | REPL | 2426.6385 | 1730.3212 | 1.4024
| Lin LED Fixture_Com, E/G - IntL | E | Yes | Grocery | Interior Lighting | NC | 9473.3176 | 6360.8267 | 1.4893
| Lin LED Fixture_Com, E/G - IntL | E | No | Grocery | Interior Lighting | RET | 53621.9384 | 50395.6777 | 1.064
| Lin LED Fixture_Com, E/G - IntL | E | Yes | Grocery | Interior Lighting | REPL | 6623.5125 | 4447.3348 | 1.4893
| Lin LED Fixture_Com, E/O - IntL | E | No | Grocery | Interior Lighting | NC | 1126.1549 | 1177.4714 | 0.95642
| Lin LED Fixture_Com, E/O - IntL | E | No | Grocery | Interior Lighting | RET | 6374.3885 | 8375.657 | 0.76106
| Lin LED Fixture_Com, E/O - IntL | E | No | Grocery | Interior Lighting | REPL | 787.38 | 823.2593 | 0.95642
| Lin LED Fixture_Com, E/P - IntL | E | No | Grocery | Interior Lighting | NC | 360.5722 | 408.8353 | 0.88195
| Lin LED Fixture_Com, E/P - IntL | E | No | Grocery | Interior Lighting | RET | 2040.9516 | 2861.8997 | 0.71315
| Lin LED Fixture_Com, E/P - IntL | E | No | Grocery | Interior Lighting | REPL | 252.1033 | 285.8477 | 0.88195
| LED Tube Repl_Com, E - IntL [No Heat] | E | Yes | Grocery | Interior Lighting | RET | 93510.5785 | 8888.1379 | 10.5208
| LED Tube Repl_Com, E - IntL [No Heat] | E | Yes | Grocery | Interior Lighting | REPL | 48313.1 | 4592.1381 | 10.5208
| LED Tube Repl_Com, E - IntL [Electric Heat] | E | Yes | Grocery | Interior Lighting | RET | 130611.8861 | 16143.8235 | 8.0905
| LED Tube Repl_Com, E - IntL [Electric Heat] | E | Yes | Grocery | Interior Lighting | REPL | 67481.8316 | 8340.8548 | 8.0905
| LED Tube Repl_Com, E/G - IntL | E | Yes | Grocery | Interior Lighting | RET | 356505.2798 | 86291.5089 | 4.1314
| LED Tube Repl_Com, E/G - IntL | E | Yes | Grocery | Interior Lighting | REPL | 184191.7301 | 44583.3013 | 4.1314
| LED Tube Repl_Com, E/O - IntL | E | Yes | Grocery | Interior Lighting | RET | 42380.1008 | 25994.8865 | 1.6303
| LED Tube Repl_Com, E/O - IntL | E | Yes | Grocery | Interior Lighting | REPL | 21896.0687 | 13430.4971 | 1.6303
| LED Tube Repl_Com, E/P - IntL | E | Yes | Grocery | Interior Lighting | RET | 13569.2597 | 9495.8808 | 1.429
| LED Tube Repl_Com, E/P - IntL | E | Yes | Grocery | Interior Lighting | REPL | 7010.6828 | 4906.1341 | 1.429
| Repl pin CFL wLED_Com, E - IntL [No Heat] | E | Yes | Grocery | Interior Lighting | RET | 83.6394 | 44.5641 | 1.8768
| Repl pin CFL wLED_Com, E - IntL [No Heat] | E | Yes | Grocery | Interior Lighting | REPL | 64.2394 | 34.2275 | 1.8768
| Repl pin CFL wLED_Com, E - IntL [Electric Heat] | E | Yes | Grocery | Interior Lighting | RET | 116.8243 | 80.9432 | 1.4433
| Repl pin CFL wLED_Com, E - IntL [Electric Heat] | E | Yes | Grocery | Interior Lighting | REPL | 89.7271 | 62.1686 | 1.4433
| Repl pin CFL wLED_Com, E/G - IntL | E | Yes | Grocery | Interior Lighting | RET | 318.8719 | 209.8095 | 1.5198
| Repl pin CFL wLED_Com, E/G - IntL | E | Yes | Grocery | Interior Lighting | REPL | 244.9102 | 161.1446 | 1.5198
| Repl pin CFL wLED_Com, E/O - IntL | E | No | Grocery | Interior Lighting | RET | 37.9064 | 39.0171 | 0.97153
| Repl pin CFL wLED_Com, E/O - IntL | E | No | Grocery | Interior Lighting | REPL | 29.1141 | 29.9671 | 0.97153
| Repl pin CFL wLED_Com, E/P - IntL | E | No | Grocery | Interior Lighting | RET | 12.1369 | 13.5415 | 0.89627
| Repl pin CFL wLED_Com, E/P - IntL | E | No | Grocery | Interior Lighting | REPL | 9.3217 | 10.4006 | 0.89627
| Refrig Case LED_Com, E - IntL | E | Yes | Grocery | Interior Lighting | NC | 29642.5221 | 9560.8767 | 3.1004
| Refrig Case LED_Com, E - IntL | E | Yes | Grocery | Interior Lighting | RET | 167363.6695 | 53981.3516 | 3.1004
| Refrig Case LED_Com, E - IntL | E | Yes | Grocery | Interior Lighting | REPL | 52298.5715 | 16868.3418 | 3.1004
| Refrig Case Ctrls_Com, E - IntL | E | Yes | Grocery | Interior Lighting | RET | 96233.7684 | 80958.9055 | 1.1887
| Stair Occ Sensor_Com, E - IntL [No Heat] | E | Yes | Grocery | Interior Lighting | NC | 1448.8522 | 657.1656 | 2.2047
| Stair Occ Sensor_Com, E - IntL [No Heat] | E | Yes | Grocery | Interior Lighting | RET | 14723.8451 | 6678.3929 | 2.2047
| Stair Occ Sensor_Com, E - IntL [Electric Heat] | E | Yes | Grocery | Interior Lighting | NC | 2023.6996 | 1193.6319 | 1.6954
| Stair Occ Sensor_Com, E - IntL [Electric Heat] | E | Yes | Grocery | Interior Lighting | RET | 20565.6859 | 12130.1894 | 1.6954
| Stair Occ Sensor_Com, E/G - IntL | E | Yes | Grocery | Interior Lighting | NC | 5523.6901 | 3390.2106 | 1.6293
| Stair Occ Sensor_Com, E/G - IntL | E | Yes | Grocery | Interior Lighting | RET | 56134.0612 | 34452.7454 | 1.6293
| Stair Occ Sensor_Com, E/O - IntL | E | No | Grocery | Interior Lighting | NC | 656.637 | 698.6667 | 0.93984
| Stair Occ Sensor_Com, E/O - IntL | E | No | Grocery | Interior Lighting | RET | 6673.0209 | 7100.1443 | 0.93984
| Stair Occ Sensor_Com, E/P - IntL | E | No | Grocery | Interior Lighting | NC | 210.242 | 245.7765 | 0.85542
| Stair Occ Sensor_Com, E/P - IntL | E | No | Grocery | Interior Lighting | RET | 2136.5677 | 2497.6837 | 0.85542
| Int Delamping_Com, E - IntL [No Heat] | E | Yes | Grocery | Interior Lighting | RET | 1499.193 | 122.1507 | 12.2733
| Int Delamping_Com, E - IntL [Electric Heat] | E | Yes | Grocery | Interior Lighting | RET | 2094.0137 | 170.6153 | 12.2733
| Int Delamping_Com, E/G - IntL | E | Yes | Grocery | Interior Lighting | RET | 5715.6125 | 1333.2005 | 4.2871
| Int Delamping_Com, E/O - IntL | E | Yes | Grocery | Interior Lighting | RET | 679.452 | 412.4838 | 1.6472
| Int Delamping_Com, E/P - IntL | E | Yes | Grocery | Interior Lighting | RET | 217.5469 | 151.0361 | 1.4404
| Int Ltg Dsgn_Com, E - IntL [No Heat] | E | Yes | Grocery | Interior Lighting | NC | 2406.5206 | 457.5144 | 5.26
| Int Ltg Dsgn_Com, E - IntL [Electric Heat] | E | Yes | Grocery | Interior Lighting | NC | 3361.3331 | 639.0381 | 5.26
| Int Ltg Dsgn_Com, E/G - IntL | E | Yes | Grocery | Interior Lighting | NC | 9174.7622 | 3136.7849 | 2.9249
| Int Ltg Dsgn_Com, E/O - IntL | E | Yes | Grocery | Interior Lighting | NC | 1090.6636 | 780.6097 | 1.3972
| Int Ltg Dsgn_Com, E/P - IntL | E | Yes | Grocery | Interior Lighting | NC | 349.2087 | 280.3816 | 1.2455
| Room Air Conditioner_Com, E - Cool | E | Yes | Hospital | Cooling | NC | 0 | 0 | 0
| Room Air Conditioner_Com, E - Cool | E | Yes | Hospital | Cooling | RET | 0 | 0 | 0
| Room Air Conditioner_Com, E - Cool | E | Yes | Hospital | Cooling | REPL | 0 | 0 | 0
| Chiller Systems_Com, E - Cool | E | Yes | Hospital | Cooling | NC | 161213.3149 | 9921.8899 | 16.2482
| Chiller Systems_Com, E - Cool | E | Yes | Hospital | Cooling | RET | 489860.5231 | 62768.4869 | 7.8042
| Chiller Systems_Com, E - Cool | E | Yes | Hospital | Cooling | REPL | 1.5157e-10 | 9.3287e-12 | 16.2482
| Chiller Tuneup_Com, E - Cool | E | Yes | Hospital | Cooling | RET | 101260.1812 | 17339.9643 | 5.8397
| Computer Room Air Conditioner_Com, E - Cool | E | Yes | Hospital | Cooling | NC | 4493.0409 | 1554.9872 | 2.8894
| Computer Room Air Conditioner_Com, E - Cool | E | Yes | Hospital | Cooling | REPL | 30440.1136 | 10534.9561 | 2.8894
| Mini Split Ductless AC_Com, E - Cool | E | Yes | Hospital | Cooling | NC | 0 | 0 | 0
| Mini Split Ductless AC_Com, E - Cool | E | Yes | Hospital | Cooling | RET | 0 | 0 | 0
| Mini Split Ductless AC_Com, E - Cool | E | Yes | Hospital | Cooling | REPL | 0 | 0 | 0
| Eff Unitary AC_Com, E - Cool | E | Yes | Hospital | Cooling | NC | 869.6405 | 467.9537 | 1.8584
| Eff Unitary AC_Com, E - Cool | E | No | Hospital | Cooling | RET | 7256.3694 | 28452.3563 | 0.25504
| Eff Unitary AC_Com, E - Cool | E | Yes | Hospital | Cooling | REPL | 4321.9111 | 2325.621 | 1.8584
| PTAC_Com, E - Cool | E | Yes | Hospital | Cooling | NC | 0 | 0 | 0
| PTAC_Com, E - Cool | E | No | Hospital | Cooling | RET | 0 | 0 | 0
| PTAC_Com, E - Cool | E | Yes | Hospital | Cooling | REPL | 0 | 0 | 0
| Unitary Equipment Economizer_Com, E - Cool | E | No | Hospital | Cooling | RET | 3296.971 | 5173.9671 | 0.63722
| AC Tuneup_Com, E - Cool [ASHP] | E | Yes | Hospital | Cooling | RET | 846.8708 | 56.7617 | 14.9198
| AC Tuneup_Com, E - Heat [ASHP] | E | Yes | Hospital | Space Heating | RET | 846.8708 | 56.7617 | 14.9198
| AC Tuneup_Com, E - Cool [Unitary AC] | E | Yes | Hospital | Cooling | RET | 2256.964 | 230.1691 | 9.8057
| DCV_Com, E - Cool [Building w Elec Heat] | E | Yes | Hospital | Cooling | RET | 281104.8862 | 87437.9514 | 3.2149
| DCV_Com, E - Heat [Building w Elec Heat] | E | Yes | Hospital | Space Heating | RET | 281104.8862 | 87437.9514 | 3.2149
| DCV_Com, E - Vent [Building w Elec Heat] | E | Yes | Hospital | Ventilation | RET | 281104.8862 | 87437.9514 | 3.2149
| DCV_Com, E - Cool [Building w Gas Heat] | E | Yes | Hospital | Cooling | RET | 3709089.2182 | 178550.7511 | 20.7733
| DCV_Com, G - Heat [Building w Gas Heat] | G | Yes | Hospital | Space Heating | RET | 3709089.2182 | 178550.7511 | 20.7733
| DCV_Com, E - Vent [Building w Gas Heat] | E | Yes | Hospital | Ventilation | RET | 3709089.2182 | 178550.7511 | 20.7733
| DCV_Com, E - Cool [Building w Oil Heat] | E | Yes | Hospital | Cooling | RET | 4171816.8538 | 48040.1937 | 86.8401
| DCV_Com, O - Heat [Building w Oil Heat] | O | Yes | Hospital | Space Heating | RET | 4171816.8538 | 48040.1937 | 86.8401
| DCV_Com, E - Vent [Building w Oil Heat] | E | Yes | Hospital | Ventilation | RET | 4171816.8538 | 48040.1937 | 86.8401
| DCV_Com, E - Cool [Building w Propane Heat] | E | Yes | Hospital | Cooling | RET | 59322.9686 | 14477.7351 | 4.0975
| DCV_Com, P - Heat [Building w Propane Heat] | Prp | Yes | Hospital | Space Heating | RET | 59322.9686 | 14477.7351 | 4.0975
| DCV_Com, E - Vent [Building w Propane Heat] | E | Yes | Hospital | Ventilation | RET | 59322.9686 | 14477.7351 | 4.0975
| Controls for Unitary AC_Com, E - Cool | E | No | Hospital | Cooling | RET | 8546.5169 | 8963.8883 | 0.95344
| Optimized Unitary AC Sys_Com, E - Cool [Building w Elec Heat] | E | No | Hospital | Cooling | NC | 1300.9142 | 1403.4807 | 0.92692
| Optimized Unitary AC Sys_Com, E - Heat [Building w Elec Heat] | E | No | Hospital | Space Heating | NC | 1300.9142 | 1403.4807 | 0.92692
| Optimized Unitary AC Sys_Com, E - Cool [Building w Gas Heat] | E | Yes | Hospital | Cooling | NC | 954596.3357 | 8984.0964 | 106.254
| Optimized Unitary AC Sys_Com, G - Heat [Building w Gas Heat] | G | Yes | Hospital | Space Heating | NC | 954596.3357 | 8984.0964 | 106.254
| Optimized Unitary AC Sys_Com, E - Cool [Building w Oil Heat] | E | Yes | Hospital | Cooling | NC | 1220480.4237 | 3162.7566 | 385.8914
| Optimized Unitary AC Sys_Com, O - Heat [Building w Oil Heat] | O | Yes | Hospital | Space Heating | NC | 1220480.4237 | 3162.7566 | 385.8914
| Optimized Unitary AC Sys_Com, E - Cool [Building w Propane Heat] | E | Yes | Hospital | Cooling | NC | 4101.5801 | 134.9043 | 30.4036
| Optimized Unitary AC Sys_Com, P - Heat [Building w Propane Heat] | Prp | Yes | Hospital | Space Heating | NC | 4101.5801 | 134.9043 | 30.4036
| Optimized Chiller Sys_Com, E - Cool | E | No | Hospital | Cooling | NC | 54144.6333 | 70388.6736 | 0.76922
| Cool Roof_Com, E - Cool [Building w Elec Heat] | E | No | Hospital | Cooling | NC | 8601.0615 | 16285.49 | 0.52814
| Cool Roof_Com, E - Cool [Building w Elec Heat] | E | No | Hospital | Cooling | RET | 59437.1702 | 189543.2417 | 0.31358
| Cool Roof_Com, E - Heat [Building w Elec Heat] | E | No | Hospital | Space Heating | NC | 8601.0615 | 16285.49 | 0.52814
| Cool Roof_Com, E - Heat [Building w Elec Heat] | E | No | Hospital | Space Heating | RET | 59437.1702 | 189543.2417 | 0.31358
| Cool Roof_Com, E - Cool [Building w Gas Heat] | E | No | Hospital | Cooling | NC | 17718.4417 | 82142.6519 | 0.2157
| Cool Roof_Com, E - Cool [Building w Gas Heat] | E | No | Hospital | Cooling | RET | 122442.3322 | 706274.0846 | 0.17336
| Cool Roof_Com, G - Heat [Building w Gas Heat] | G | No | Hospital | Space Heating | NC | 17718.4417 | 82142.6519 | 0.2157
| Cool Roof_Com, G - Heat [Building w Gas Heat] | G | No | Hospital | Space Heating | RET | 122442.3322 | 706274.0846 | 0.17336
| Cool Roof_Com, E - Cool [Building w Oil Heat] | E | No | Hospital | Cooling | NC | 4767.2573 | 71518.4455 | 0.066658
| Cool Roof_Com, E - Cool [Building w Oil Heat] | E | No | Hospital | Cooling | RET | 32943.8735 | 512711.1535 | 0.064254
| Cool Roof_Com, O - Heat [Building w Oil Heat] | O | No | Hospital | Space Heating | NC | 4767.2573 | 71518.4455 | 0.066658
| Cool Roof_Com, O - Heat [Building w Oil Heat] | O | No | Hospital | Space Heating | RET | 32943.8735 | 512711.1535 | 0.064254
| Cool Roof_Com, E - Cool [Building w Propane Heat] | E | No | Hospital | Cooling | NC | 1436.6946 | 2901.4572 | 0.49516
| Cool Roof_Com, E - Cool [Building w Propane Heat] | E | No | Hospital | Cooling | RET | 9928.2004 | 32722.3246 | 0.30341
| Cool Roof_Com, P - Heat [Building w Propane Heat] | Prp | No | Hospital | Space Heating | NC | 1436.6946 | 2901.4572 | 0.49516
| Cool Roof_Com, P - Heat [Building w Propane Heat] | Prp | No | Hospital | Space Heating | RET | 9928.2004 | 32722.3246 | 0.30341
| GSHP_Com, E - Cool | E | Yes | Hospital | Cooling | RET | 4302.0414 | 2168.6899 | 1.9837
| GSHP_Com, E - Cool | E | Yes | Hospital | Cooling | REPL | 6.1642e-13 | 2.3058e-13 | 2.6733
| GSHP_Com, E - Heat | E | Yes | Hospital | Space Heating | RET | 4302.0414 | 2168.6899 | 1.9837
| GSHP_Com, E - Heat | E | Yes | Hospital | Space Heating | REPL | 6.1642e-13 | 2.3058e-13 | 2.6733
| Unitary HP_Com, E - Cool | E | Yes | Hospital | Cooling | NC | 463.4147 | 199.8071 | 2.3193
| Unitary HP_Com, E - Cool | E | No | Hospital | Cooling | RET | 2934.5852 | 5621.1286 | 0.52206
| Unitary HP_Com, E - Cool | E | Yes | Hospital | Cooling | REPL | 1447.244 | 623.9974 | 2.3193
| Unitary HP_Com, E - Heat | E | Yes | Hospital | Space Heating | NC | 463.4147 | 199.8071 | 2.3193
| Unitary HP_Com, E - Heat | E | No | Hospital | Space Heating | RET | 2934.5852 | 5621.1286 | 0.52206
| Unitary HP_Com, E - Heat | E | Yes | Hospital | Space Heating | REPL | 1447.244 | 623.9974 | 2.3193
| PTHP_Com, E - Cool | E | Yes | Hospital | Cooling | NC | 0 | 0 | 0
| PTHP_Com, E - Cool | E | Yes | Hospital | Cooling | RET | 0 | 0 | 0
| PTHP_Com, E - Cool | E | Yes | Hospital | Cooling | REPL | 0 | 0 | 0
| PTHP_Com, E - Heat | E | Yes | Hospital | Space Heating | NC | 0 | 0 | 0
| PTHP_Com, E - Heat | E | Yes | Hospital | Space Heating | RET | 0 | 0 | 0
| PTHP_Com, E - Heat | E | Yes | Hospital | Space Heating | REPL | 0 | 0 | 0
| Minisplit Ductless HP_Com, E - Cool | E | Yes | Hospital | Cooling | RET | 33962.843 | 9016.3028 | 3.7668
| Minisplit Ductless HP_Com, E - Cool | E | Yes | Hospital | Cooling | REPL | 3169.34 | 449.9158 | 7.0443
| Minisplit Ductless HP_Com, E - Heat | E | Yes | Hospital | Space Heating | RET | 33962.843 | 9016.3028 | 3.7668
| Minisplit Ductless HP_Com, E - Heat | E | Yes | Hospital | Space Heating | REPL | 3169.34 | 449.9158 | 7.0443
| Programmable TStat_Com, E - Cool [Building w Elec Heat] | E | Yes | Hospital | Cooling | NC | 0 | 0 | 0
| Programmable TStat_Com, E - Heat [Building w Elec Heat] | E | Yes | Hospital | Space Heating | NC | 0 | 0 | 0
| Programmable TStat_Com, E - Cool [Building w Gas Heat] | E | Yes | Hospital | Cooling | NC | 0 | 0 | 0
| Programmable TStat_Com, E - Cool [Building w Gas Heat] | E | Yes | Hospital | Cooling | RET | 0 | 0 | 0
| Programmable TStat_Com, G - Heat [Building w Gas Heat] | G | Yes | Hospital | Space Heating | NC | 0 | 0 | 0
| Programmable TStat_Com, G - Heat [Building w Gas Heat] | G | Yes | Hospital | Space Heating | RET | 0 | 0 | 0
| Programmable TStat_Com, E - Cool [Building w Propane Heat] | E | Yes | Hospital | Cooling | NC | 0 | 0 | 0
| Programmable TStat_Com, E - Cool [Building w Propane Heat] | E | Yes | Hospital | Cooling | RET | 0 | 0 | 0
| Programmable TStat_Com, P - Heat [Building w Propane Heat] | Prp | Yes | Hospital | Space Heating | NC | 0 | 0 | 0
| Programmable TStat_Com, P - Heat [Building w Propane Heat] | Prp | Yes | Hospital | Space Heating | RET | 0 | 0 | 0
| Programmable TStat_Com, E - Cool [Building w Oil Heat] | E | Yes | Hospital | Cooling | NC | 0 | 0 | 0
| Programmable TStat_Com, E - Cool [Building w Oil Heat] | E | Yes | Hospital | Cooling | RET | 0 | 0 | 0
| Programmable TStat_Com, O - Heat [Building w Oil Heat] | O | Yes | Hospital | Space Heating | NC | 0 | 0 | 0
| Programmable TStat_Com, O - Heat [Building w Oil Heat] | O | Yes | Hospital | Space Heating | RET | 0 | 0 | 0
| Smart TStat_Com, E - Cool [Building w Elec Heat] | E | Yes | Hospital | Cooling | NC | 805.1755 | 403.4454 | 1.9957
| Smart TStat_Com, E - Cool [Building w Elec Heat] | E | Yes | Hospital | Cooling | RET | 3912.4598 | 2596.8898 | 1.5066
| Smart TStat_Com, E - Heat [Building w Elec Heat] | E | Yes | Hospital | Space Heating | NC | 805.1755 | 403.4454 | 1.9957
| Smart TStat_Com, E - Heat [Building w Elec Heat] | E | Yes | Hospital | Space Heating | RET | 3912.4598 | 2596.8898 | 1.5066
| Smart TStat_Com, E - Cool [Building w Gas Heat] | E | Yes | Hospital | Cooling | NC | 69917.9467 | 823.8468 | 84.8677
| Smart TStat_Com, E - Cool [Building w Gas Heat] | E | Yes | Hospital | Cooling | RET | 321407.0633 | -199.1749 | -1613.6924
| Smart TStat_Com, G - Heat [Building w Gas Heat] | G | Yes | Hospital | Space Heating | NC | 69917.9467 | 823.8468 | 84.8677
| Smart TStat_Com, G - Heat [Building w Gas Heat] | G | Yes | Hospital | Space Heating | RET | 321407.0633 | -199.1749 | -1613.6924
| Smart TStat_Com, E - Cool [Building w Propane Heat] | E | Yes | Hospital | Cooling | NC | 668.3384 | 221.6611 | 3.0151
| Smart TStat_Com, E - Cool [Building w Propane Heat] | E | Yes | Hospital | Cooling | RET | 3171.4823 | 1426.7842 | 2.2228
| Smart TStat_Com, P - Heat [Building w Propane Heat] | Prp | Yes | Hospital | Space Heating | NC | 668.3384 | 221.6611 | 3.0151
| Smart TStat_Com, P - Heat [Building w Propane Heat] | Prp | Yes | Hospital | Space Heating | RET | 3171.4823 | 1426.7842 | 2.2228
| Smart TStat_Com, E - Cool [Building w Oil Heat] | E | Yes | Hospital | Cooling | NC | 86982.7392 | 66.8014 | 1302.1101
| Smart TStat_Com, E - Cool [Building w Oil Heat] | E | Yes | Hospital | Cooling | RET | 399407.9772 | 429.9859 | 928.8863
| Smart TStat_Com, O - Heat [Building w Oil Heat] | O | Yes | Hospital | Space Heating | NC | 86982.7392 | 66.8014 | 1302.1101
| Smart TStat_Com, O - Heat [Building w Oil Heat] | O | Yes | Hospital | Space Heating | RET | 399407.9772 | 429.9859 | 928.8863
| Boiler Blowdown Controls_Com, G - Heat | G | No | Hospital | Space Heating | RET | 214342.9545 | 389304.6615 | 0.55058
| Boiler Blowdown Controls_Com, O - Heat | O | No | Hospital | Space Heating | RET | 9110.9229 | 16656.7142 | 0.54698
| Boiler Modifications_Com, G - Heat | G | Yes | Hospital | Space Heating | RET | 1004081.6375 | 193428.2668 | 5.191
| Boiler Modifications_Com, O - Heat | O | Yes | Hospital | Space Heating | RET | 47368.4523 | 4265.4237 | 11.1052
| Boilers_Com, G - Heat | G | Yes | Hospital | Space Heating | NC | 492438.0149 | 148005.4603 | 3.3272
| Boilers_Com, G - Heat | G | No | Hospital | Space Heating | RET | 2329098.3969 | 2809187.9826 | 0.8291
| Boilers_Com, G - Heat | G | Yes | Hospital | Space Heating | REPL | 3.4999e-10 | 1.0519e-10 | 3.3272
| Boilers_Com, O - Heat | O | No | Hospital | Space Heating | NC | 7878.0955 | 21888.4767 | 0.35992
| Boilers_Com, O - Heat | O | No | Hospital | Space Heating | RET | 38094.6202 | 424741.5501 | 0.089689
| Boilers_Com, O - Heat | O | No | Hospital | Space Heating | REPL | 5.5992e-12 | 1.5557e-11 | 0.35992
| Furnace_Com, G - Heat | G | Yes | Hospital | Space Heating | NC | 152398.5617 | 10407.9456 | 14.6425
| Furnace_Com, G - Heat | G | Yes | Hospital | Space Heating | RET | 673930.5752 | 195327.1145 | 3.4503
| Furnace_Com, G - Heat | G | Yes | Hospital | Space Heating | REPL | 1.1773e-10 | 8.0405e-12 | 14.6425
| Furnace_Com, O - Heat | O | Yes | Hospital | Space Heating | NC | 456746.8848 | 10436.9477 | 43.7625
| Furnace_Com, O - Heat | O | Yes | Hospital | Space Heating | RET | 2252295.7745 | 218417.0652 | 10.3119
| Furnace_Com, O - Heat | O | Yes | Hospital | Space Heating | REPL | 3.5285e-10 | 8.0629e-12 | 43.7625
| Furnace_Com, P - Heat | Prp | Yes | Hospital | Space Heating | NC | 2677.3792 | 52.4564 | 51.0401
| Furnace_Com, P - Heat | Prp | Yes | Hospital | Space Heating | RET | 12761.3705 | 1061.0825 | 12.0267
| Furnace_Com, P - Heat | Prp | Yes | Hospital | Space Heating | REPL | 2.0684e-12 | 4.0524e-14 | 51.0401
| Energy Recovery Ventilator_Com, G - Heat | G | Yes | Hospital | Space Heating | NC | 191168.6015 | 32630.8139 | 5.8585
| Energy Recovery Ventilator_Com, G - Heat | G | Yes | Hospital | Space Heating | RET | 1126166.3367 | 192226.7772 | 5.8585
| Energy Recovery Ventilator_Com, G - Heat | G | Yes | Hospital | Space Heating | REPL | 163174.3288 | 27852.4356 | 5.8585
| Energy Recovery Ventilator_Com, O - Heat | O | Yes | Hospital | Space Heating | NC | 244677.1112 | 12060.1999 | 20.288
| Energy Recovery Ventilator_Com, O - Heat | O | Yes | Hospital | Space Heating | RET | 1441382.6488 | 71046.1342 | 20.288
| Energy Recovery Ventilator_Com, O - Heat | O | Yes | Hospital | Space Heating | REPL | 208847.1827 | 10294.1332 | 20.288
| Energy Recovery Ventilator_Com, P - Heat | Prp | Yes | Hospital | Space Heating | NC | 801.4391 | 33.8828 | 23.6533
| Energy Recovery Ventilator_Com, P - Heat | Prp | Yes | Hospital | Space Heating | RET | 4721.244 | 199.602 | 23.6533
| Energy Recovery Ventilator_Com, P - Heat | Prp | Yes | Hospital | Space Heating | REPL | 684.0782 | 28.9211 | 23.6533
| Forced Air Heating Maintenance_Com, G - Heat | G | Yes | Hospital | Space Heating | RET | 7888.218 | 3408.7218 | 2.3141
| Forced Air Heating Maintenance_Com, O - Heat | O | Yes | Hospital | Space Heating | RET | 33197.7933 | 4340.7114 | 7.648
| Forced Air Heating Maintenance_Com, P - Heat | Prp | Yes | Hospital | Space Heating | RET | 344.4847 | 36.3814 | 9.4687
| Steam Trap Maintenance_Com, G - Heat | G | Yes | Hospital | Space Heating | RET | 309970.3052 | 32708.0485 | 9.4769
| Steam Trap Maintenance_Com, O - Heat | O | Yes | Hospital | Space Heating | RET | 9888.4832 | 308.2308 | 32.0814
| Windows_Com, E - Cool [Building w Elec Heat] | E | No | Hospital | Cooling | NC | 21387.7139 | 69510.0591 | 0.30769
| Windows_Com, E - Heat [Building w Elec Heat] | E | No | Hospital | Space Heating | NC | 21387.7139 | 69510.0591 | 0.30769
| Windows_Com, E - Cool [Building w Gas Heat] | E | Yes | Hospital | Cooling | NC | 298384.946 | 141941.4918 | 2.1022
| Windows_Com, G - Heat [Building w Gas Heat] | G | Yes | Hospital | Space Heating | NC | 298384.946 | 141941.4918 | 2.1022
| Windows_Com, E - Cool [Building w Oil Heat] | E | Yes | Hospital | Cooling | NC | 340766.3909 | 38190.2441 | 8.9229
| Windows_Com, O - Heat [Building w Oil Heat] | O | Yes | Hospital | Space Heating | NC | 340766.3909 | 38190.2441 | 8.9229
| Windows_Com, E - Cool [Building w Propane Heat] | E | No | Hospital | Cooling | NC | 4559.0344 | 11509.284 | 0.39612
| Windows_Com, P - Heat [Building w Propane Heat] | Prp | No | Hospital | Space Heating | NC | 4559.0344 | 11509.284 | 0.39612
| Window Film_Com, E - Cool [Building w Elec Heat] | E | No | Hospital | Cooling | RET | 0 | 0 | 0
| Window Film_Com, E - Heat [Building w Elec Heat] | E | No | Hospital | Space Heating | RET | 0 | 0 | 0
| Window Film_Com, E - Cool [Building w Gas Heat] | E | No | Hospital | Cooling | RET | 0 | 0 | 0
| Window Film_Com, G - Heat [Building w Gas Heat] | G | No | Hospital | Space Heating | RET | 0 | 0 | 0
| Window Film_Com, E - Cool [Building w Oil Heat] | E | No | Hospital | Cooling | RET | 0 | 0 | 0
| Window Film_Com, O - Heat [Building w Oil Heat] | O | No | Hospital | Space Heating | RET | 0 | 0 | 0
| Window Film_Com, E - Cool [Building w Propane Heat] | E | No | Hospital | Cooling | RET | 0 | 0 | 0
| Window Film_Com, P - Heat [Building w Propane Heat] | Prp | No | Hospital | Space Heating | RET | 0 | 0 | 0
| Motors and Fans_Com, E - Vent | E | Yes | Hospital | Ventilation | NC | 5310.604 | 2674.8799 | 1.9854
| Motors and Fans_Com, E - Vent | E | Yes | Hospital | Ventilation | RET | 17408.7971 | 14948.1051 | 1.1646
| Motors and Fans_Com, E - Vent | E | Yes | Hospital | Ventilation | REPL | 319.8139 | 161.0859 | 1.9854
| ECM Furnace Motors_Com, E - Vent | E | Yes | Hospital | Ventilation | RET | 68801.0214 | 24671.6236 | 2.7887
| VFD on HVAC System_Com, E - Vent | E | Yes | Hospital | Ventilation | RET | 870178.7122 | 141401.1824 | 6.154
| Kitchen DCV_Com, E - Vent [Building w Elec Heat] | E | Yes | Hospital | Ventilation | NC | 13069.8103 | 1931.8488 | 6.7654
| Kitchen DCV_Com, E - Vent [Building w Elec Heat] | E | Yes | Hospital | Ventilation | RET | 75408.6441 | 11146.1527 | 6.7654
| Kitchen DCV_Com, E - Vent [Building w Elec Heat] | E | Yes | Hospital | Ventilation | REPL | 5509.6079 | 814.3752 | 6.7654
| Kitchen DCV_Com, E - Heat [Building w Elec Heat] | E | Yes | Hospital | Space Heating | NC | 13069.8103 | 1931.8488 | 6.7654
| Kitchen DCV_Com, E - Heat [Building w Elec Heat] | E | Yes | Hospital | Space Heating | RET | 75408.6441 | 11146.1527 | 6.7654
| Kitchen DCV_Com, E - Heat [Building w Elec Heat] | E | Yes | Hospital | Space Heating | REPL | 5509.6079 | 814.3752 | 6.7654
| Kitchen DCV_Com, E - Vent [Building w Gas Heat] | E | Yes | Hospital | Ventilation | NC | 13069.8103 | 1931.8488 | 6.7654
| Kitchen DCV_Com, E - Vent [Building w Gas Heat] | E | Yes | Hospital | Ventilation | RET | 75408.6441 | 11146.1527 | 6.7654
| Kitchen DCV_Com, E - Vent [Building w Gas Heat] | E | Yes | Hospital | Ventilation | REPL | 5509.6079 | 814.3752 | 6.7654
| Kitchen DCV_Com, G - Heat [Building w Gas Heat] | G | Yes | Hospital | Space Heating | NC | 252182.4225 | 697.8221 | 361.385
| Kitchen DCV_Com, G - Heat [Building w Gas Heat] | G | Yes | Hospital | Space Heating | RET | 1376337.5798 | 4026.2111 | 341.8444
| Kitchen DCV_Com, G - Heat [Building w Gas Heat] | G | Yes | Hospital | Space Heating | REPL | 100559.8281 | 294.1685 | 341.8444
| Kitchen DCV_Com, E - Vent [Building w Oil Heat] | E | Yes | Hospital | Ventilation | NC | 252182.4225 | 697.8221 | 361.385
| Kitchen DCV_Com, E - Vent [Building w Oil Heat] | E | Yes | Hospital | Ventilation | RET | 1376337.5798 | 4026.2111 | 341.8444
| Kitchen DCV_Com, E - Vent [Building w Oil Heat] | E | Yes | Hospital | Ventilation | REPL | 100559.8281 | 294.1685 | 341.8444
| Kitchen DCV_Com, O - Heat [Building w Oil Heat] | O | Yes | Hospital | Space Heating | NC | 252182.4225 | 697.8221 | 361.385
| Kitchen DCV_Com, O - Heat [Building w Oil Heat] | O | Yes | Hospital | Space Heating | RET | 1376337.5798 | 4026.2111 | 341.8444
| Kitchen DCV_Com, O - Heat [Building w Oil Heat] | O | Yes | Hospital | Space Heating | REPL | 100559.8281 | 294.1685 | 341.8444
| Kitchen DCV_Com, E - Vent [Building w Oil Heat] | E | Yes | Hospital | Ventilation | NC | 252182.4225 | 697.8221 | 361.385
| Kitchen DCV_Com, E - Vent [Building w Oil Heat] | E | Yes | Hospital | Ventilation | RET | 1376337.5798 | 4026.2111 | 341.8444
| Kitchen DCV_Com, E - Vent [Building w Oil Heat] | E | Yes | Hospital | Ventilation | REPL | 100559.8281 | 294.1685 | 341.8444
| Kitchen DCV_Com, P - Heat [Building w Propane Heat] | Prp | Yes | Hospital | Space Heating | NC | 455.1472 | 0 | 0
| Kitchen DCV_Com, P - Heat [Building w Propane Heat] | Prp | Yes | Hospital | Space Heating | RET | 2481.386 | 0 | 0
| Kitchen DCV_Com, P - Heat [Building w Propane Heat] | Prp | Yes | Hospital | Space Heating | REPL | 181.2984 | 0 | 0
| Duct Sealing Regulated_Com, E - Vent [Building w Elec Heat] | E | Yes | Hospital | Ventilation | RET | 105335.7577 | 39353.6556 | 2.6766
| Duct Sealing Regulated_Com, E - Heat [Building w Elec Heat] | E | Yes | Hospital | Space Heating | RET | 105335.7577 | 39353.6556 | 2.6766
| Duct Sealing Regulated_Com, E - Cool [Building w Elec Heat] | E | Yes | Hospital | Cooling | RET | 105335.7577 | 39353.6556 | 2.6766
| Duct Sealing Regulated_Com, E - Vent [Building w Gas Heat] | E | Yes | Hospital | Ventilation | RET | 1431280.7954 | 0 | 0
| Duct Sealing Regulated_Com, G - Heat [Building w Gas Heat] | G | Yes | Hospital | Space Heating | RET | 1431280.7954 | 0 | 0
| Duct Sealing Regulated_Com, E - Cool [Building w Gas Heat] | E | Yes | Hospital | Cooling | RET | 1431280.7954 | 0 | 0
| Duct Sealing Non Regulated_Com, E - Vent [Building w Oil Heat] | E | Yes | Hospital | Ventilation | RET | 1565365.1099 | 21621.701 | 72.3979
| Duct Sealing Non Regulated_Com, O - Heat [Building w Oil Heat] | O | Yes | Hospital | Space Heating | RET | 1565365.1099 | 21621.701 | 72.3979
| Duct Sealing Non Regulated_Com, E - Cool [Building w Oil Heat] | E | Yes | Hospital | Cooling | RET | 1565365.1099 | 21621.701 | 72.3979
| Duct Sealing Non Regulated_Com, E - Vent [Building w Propane Heat] | E | Yes | Hospital | Ventilation | RET | 25854.1225 | 0 | 0
| Duct Sealing Non Regulated_Com, P - Heat [Building w Propane Heat] | Prp | Yes | Hospital | Space Heating | RET | 25854.1225 | 0 | 0
| Duct Sealing Non Regulated_Com, E - Cool [Building w Propane Heat] | E | Yes | Hospital | Cooling | RET | 25854.1225 | 0 | 0
| Power Strip_Com, E - Plug [Tier 1] | E | Yes | Hospital | Plug Loads | NC | 0 | 0 | 0
| Power Strip_Com, E - Plug [Tier 1] | E | Yes | Hospital | Plug Loads | RET | 0 | 0 | 0
| Power Strip_Com, E - Plug [Tier 1] | E | Yes | Hospital | Plug Loads | REPL | 0 | 0 | 0
| Power Strip_Com, E - Plug [Tier 2] | E | Yes | Hospital | Plug Loads | NC | 18635.8384 | 15322.4392 | 1.2162
| Power Strip_Com, E - Plug [Tier 2] | E | Yes | Hospital | Plug Loads | RET | 208342.0195 | 180348.4271 | 1.1552
| Power Strip_Com, E - Plug [Tier 2] | E | Yes | Hospital | Plug Loads | REPL | 147873.8482 | 121582.2976 | 1.2162
| Computer Power Management_Com, E - Plug | E | Yes | Hospital | Plug Loads | RET | 117773.0854 | 56553.6324 | 2.0825
| Vending Machine Controls_Com, E - Plug [Non-Refrigerated] | E | No | Hospital | Plug Loads | RET | 8161.6326 | 7849.4814 | 1.0398
| Vending Machine Controls_Com, E - Plug [Refrigerated] | E | Yes | Hospital | Plug Loads | RET | 24484.8977 | 4216.5419 | 5.8069
| Ovens_Com, E - Cook | E | Yes | Hospital | Cooking | NC | 6927.2434 | 133.9673 | 51.7085
| Ovens_Com, E - Cook | E | Yes | Hospital | Cooking | REPL | 78219.5111 | 1512.7022 | 51.7085
| Ovens_Com, G - Cook | G | Yes | Hospital | Cooking | NC | 58312.1505 | 329.5275 | 176.9569
| Ovens_Com, G - Cook | G | Yes | Hospital | Cooking | REPL | 622163.2512 | 3515.9032 | 176.9569
| Ovens_Com, P - Cook | Prp | Yes | Hospital | Cooking | NC | 329.535 | 0.48376 | 681.193
| Ovens_Com, P - Cook | Prp | Yes | Hospital | Cooking | REPL | 3515.9838 | 5.1615 | 681.193
| Fryers_Com, E - Cook | E | Yes | Hospital | Cooking | NC | 1136.6334 | 20.0695 | 56.635
| Fryers_Com, E - Cook | E | Yes | Hospital | Cooking | REPL | 12834.3854 | 226.6159 | 56.635
| Fryers_Com, G - Cook | G | Yes | Hospital | Cooking | NC | 13081.27 | 1999.4284 | 6.5425
| Fryers_Com, G - Cook | G | Yes | Hospital | Cooking | REPL | 139571.0054 | 21332.9618 | 6.5425
| Fryers_Com, P - Cook | Prp | Yes | Hospital | Cooking | NC | 32.0837 | 1.224 | 26.2123
| Fryers_Com, P - Cook | Prp | Yes | Hospital | Cooking | REPL | 342.3175 | 13.0594 | 26.2123
| Griddles_Com, E - Cook | E | Yes | Hospital | Cooking | NC | 317.0203 | 92.0465 | 3.4441
| Griddles_Com, E - Cook | E | Yes | Hospital | Cooking | REPL | 3579.6596 | 1039.3501 | 3.4441
| Griddles_Com, G - Cook | G | Yes | Hospital | Cooking | NC | 17754.3958 | 725.298 | 24.4788
| Griddles_Com, G - Cook | G | Yes | Hospital | Cooking | REPL | 189431.0628 | 7738.5885 | 24.4788
| Griddles_Com, P - Cook | Prp | Yes | Hospital | Cooking | NC | 84.1465 | 0.858 | 98.0733
| Griddles_Com, P - Cook | Prp | Yes | Hospital | Cooking | REPL | 897.8041 | 9.1544 | 98.0733
| Hot Food Holding Cabinet_Com, E - Cook | E | Yes | Hospital | Cooking | NC | 1379.4886 | 57.3121 | 24.0698
| Hot Food Holding Cabinet_Com, E - Cook | E | Yes | Hospital | Cooking | REPL | 15576.6032 | 647.1442 | 24.0698
| Steamers_Com, E - Cook | E | Yes | Hospital | Cooking | NC | 1083.0456 | 201.2866 | 5.3806
| Steamers_Com, E - Cook | E | Yes | Hospital | Cooking | REPL | 12229.2943 | 2272.8437 | 5.3806
| Steamers_Com, G - Cook | G | Yes | Hospital | Cooking | NC | 29194.1645 | 255.056 | 114.4618
| Steamers_Com, G - Cook | G | Yes | Hospital | Cooking | REPL | 311488.0205 | 2721.3279 | 114.4618
| ES Refrigerator and Freezer_Com, E - Refr | E | Yes | Hospital | Refrigeration | NC | 8798.6662 | 3673.5715 | 2.3951
| ES Refrigerator and Freezer_Com, E - Refr | E | Yes | Hospital | Refrigeration | REPL | 99350.8277 | 41480.4205 | 2.3951
| Anti Sweat Heat Control_Com, E - Refr | E | Yes | Hospital | Refrigeration | NC | 6234.3275 | 3275.1088 | 1.9035
| Anti Sweat Heat Control_Com, E - Refr | E | Z | Hospital | Refrigeration | RET | 0 | 0 | 0
| Case Night Covers_Com, E - Refr | E | Z | Hospital | Refrigeration | RET | 0 | 0 | 0
| Loading Dock Pit Seals_Com, E - Refr | E | No | Hospital | Refrigeration | NC | 2439.4304 | 4517.1531 | 0.54004
| Loading Dock Pit Seals_Com, E - Refr | E | No | Hospital | Refrigeration | RET | 33054.0236 | 61206.9453 | 0.54004
| ECM Comp Cond Fan Motor_Com, E - Refr | E | Yes | Hospital | Refrigeration | NC | 2091.1208 | 559.0441 | 3.7405
| ECM Comp Cond Fan Motor_Com, E - Refr | E | Z | Hospital | Refrigeration | RET | 0 | 0 | 0
| ECM Comp Cond Fan Motor_Com, E - Refr | E | Yes | Hospital | Refrigeration | REPL | 8587.162 | 2295.7077 | 3.7405
| Evap Fan Motor Replacement_Com, E - Refr | E | Yes | Hospital | Refrigeration | NC | 3614.6293 | 1745.0259 | 2.0714
| Evap Fan Motor Replacement_Com, E - Refr | E | Z | Hospital | Refrigeration | RET | 0 | 0 | 0
| Evap Fan Motor Replacement_Com, E - Refr | E | Yes | Hospital | Refrigeration | REPL | 1280.8451 | 618.3505 | 2.0714
| Evap Fan Speed Controls_Com, E - Refr | E | Yes | Hospital | Refrigeration | NC | 5915.034 | 1769.5125 | 3.3427
| Evap Fan Speed Controls_Com, E - Refr | E | Z | Hospital | Refrigeration | RET | 0 | 0 | 0
| LowHeat NoHeat Doors_Com, E - Refr | E | Yes | Hospital | Refrigeration | NC | 2933.7557 | 666.5619 | 4.4013
| LowHeat NoHeat Doors_Com, E - Refr | E | Yes | Hospital | Refrigeration | RET | 35776.8702 | 8128.6582 | 4.4013
| Refrigerated Vending Machine_Com, E - Refr | E | Yes | Hospital | Refrigeration | NC | 1540.6051 | 748.9271 | 2.0571
| Refrigerated Vending Machine_Com, E - Refr | E | Yes | Hospital | Refrigeration | REPL | 14910.7394 | 7248.4873 | 2.0571
| Walk In Refrigeration_Com, E - Refr | E | Yes | Hospital | Refrigeration | NC | 8072.5027 | 1126.5793 | 7.1655
| Refrigeration Tune Up_Com, E - Refr | E | Yes | Hospital | Refrigeration | RET | 31283.2175 | 3642.2412 | 8.589
| ES Ice Machine_Com, E - Refr | E | Yes | Hospital | Refrigeration | NC | 1056.2306 | 142.8073 | 7.3962
| ES Ice Machine_Com, E - Refr | E | Yes | Hospital | Refrigeration | REPL | 11926.5101 | 1612.5196 | 7.3962
| Walk In Cooler Retroft_Com, E - Refr | E | Yes | Hospital | Refrigeration | RET | 21364.0681 | 4264.1626 | 5.0101
| HE Built Up Refrig_Com, E - Refr | E | Yes | Hospital | Refrigeration | NC | 3601.9401 | 2523.3286 | 1.4275
| HE Built Up Refrig_Com, E - Refr | E | No | Hospital | Refrigeration | RET | 31303.2866 | 52041.4199 | 0.60151
| Door Gasket Replacement_Com, E - Refr | E | Z | Hospital | Refrigeration | RET | 0 | 0 | 0
| EnergyStar Dehumidifier_Com, E - Appl | E | Yes | Hospital | Appliances | NC | 923.877 | 191.7744 | 4.8175
| EnergyStar Dehumidifier_Com, E - Appl | E | Yes | Hospital | Appliances | REPL | 10432.0292 | 2165.4355 | 4.8175
| Clothes Washer Elec WH_Com, E - Appl [unit w/ elec dry - Washer] | E | Yes | Hospital | Appliances | NC | 11029.2244 | 4524.6431 | 2.4376
| Clothes Washer Elec WH_Com, E - Appl [unit w/ elec dry - Washer] | E | Yes | Hospital | Appliances | REPL | 207151.6525 | 84982.1595 | 2.4376
| Clothes Washer Elec WH_Com, E - Appl [unit w/ elec dry - Dryer] | E | Yes | Hospital | Appliances | NC | 11029.2244 | 4524.6431 | 2.4376
| Clothes Washer Elec WH_Com, E - Appl [unit w/ elec dry - Dryer] | E | Yes | Hospital | Appliances | REPL | 207151.6525 | 84982.1595 | 2.4376
| Clothes Washer Elec WH_Com, E - HWat [unit w/ elec dry - Water Heater] | E | Yes | Hospital | Water Heating | NC | 11029.2244 | 4524.6431 | 2.4376
| Clothes Washer Elec WH_Com, E - HWat [unit w/ elec dry - Water Heater] | E | Yes | Hospital | Water Heating | REPL | 207151.6525 | 84982.1595 | 2.4376
| Clothes Washer Elec WH_Com, E - Appl [unit w/ gas dry - Washer] | E | Yes | Hospital | Appliances | NC | 2513.1275 | 1131.1608 | 2.2217
| Clothes Washer Elec WH_Com, E - Appl [unit w/ gas dry - Washer] | E | Yes | Hospital | Appliances | REPL | 47125.766 | 21245.5399 | 2.2181
| Clothes Washer Elec WH_Com, G - Oth [unit w/ gas dry - Dryer] | G | Yes | Hospital | Other | NC | 2513.1275 | 1131.1608 | 2.2217
| Clothes Washer Elec WH_Com, G - Oth [unit w/ gas dry - Dryer] | G | Yes | Hospital | Other | REPL | 47125.766 | 21245.5399 | 2.2181
| Clothes Washer Elec WH_Com, E - HWat [unit w/ gas dry - Water Heater] | E | Yes | Hospital | Water Heating | NC | 2513.1275 | 1131.1608 | 2.2217
| Clothes Washer Elec WH_Com, E - HWat [unit w/ gas dry - Water Heater] | E | Yes | Hospital | Water Heating | REPL | 47125.766 | 21245.5399 | 2.2181
| Clothes Washer Elec WH_Com, E - Appl [unit w/ propane dry - Washer] | E | Yes | Hospital | Appliances | NC | 976.0028 | 452.4643 | 2.1571
| Clothes Washer Elec WH_Com, E - Appl [unit w/ propane dry - Washer] | E | Yes | Hospital | Appliances | REPL | 18331.2279 | 8498.216 | 2.1571
| Clothes Washer Elec WH_Com, P - Oth [unit w/ propane dry - Dryer] | Prp | Yes | Hospital | Other | NC | 976.0028 | 452.4643 | 2.1571
| Clothes Washer Elec WH_Com, P - Oth [unit w/ propane dry - Dryer] | Prp | Yes | Hospital | Other | REPL | 18331.2279 | 8498.216 | 2.1571
| Clothes Washer Elec WH_Com, E - HWat [unit w/ propane dry - Water Heater] | E | Yes | Hospital | Water Heating | NC | 976.0028 | 452.4643 | 2.1571
| Clothes Washer Elec WH_Com, E - HWat [unit w/ propane dry - Water Heater] | E | Yes | Hospital | Water Heating | REPL | 18331.2279 | 8498.216 | 2.1571
| Clothes Washer Gas WH_Com, E - Appl [unit w/ elec dry - Washer] | E | Yes | Hospital | Appliances | NC | 17525.4857 | 2262.3216 | 7.7467
| Clothes Washer Gas WH_Com, E - Appl [unit w/ elec dry - Washer] | E | Yes | Hospital | Appliances | REPL | 316675.2259 | 42491.0798 | 7.4527
| Clothes Washer Gas WH_Com, E - Appl [unit w/ elec dry - Dryer] | E | Yes | Hospital | Appliances | NC | 17525.4857 | 2262.3216 | 7.7467
| Clothes Washer Gas WH_Com, E - Appl [unit w/ elec dry - Dryer] | E | Yes | Hospital | Appliances | REPL | 316675.2259 | 42491.0798 | 7.4527
| Clothes Washer Gas WH_Com, G - HWat [unit w/ elec dry - Water Heater] | G | Yes | Hospital | Water Heating | NC | 17525.4857 | 2262.3216 | 7.7467
| Clothes Washer Gas WH_Com, G - HWat [unit w/ elec dry - Water Heater] | G | Yes | Hospital | Water Heating | REPL | 316675.2259 | 42491.0798 | 7.4527
| Clothes Washer Gas WH_Com, E - Appl [unit w/ gas dry - Washer] | E | Yes | Hospital | Appliances | NC | 66444.8018 | 8823.0541 | 7.5308
| Clothes Washer Gas WH_Com, E - Appl [unit w/ gas dry - Washer] | E | Yes | Hospital | Appliances | REPL | 1198668.633 | 165715.2111 | 7.2333
| Clothes Washer Gas WH_Com, G - Oth [unit w/ gas dry - Dryer] | G | Yes | Hospital | Other | NC | 66444.8018 | 8823.0541 | 7.5308
| Clothes Washer Gas WH_Com, G - Oth [unit w/ gas dry - Dryer] | G | Yes | Hospital | Other | REPL | 1198668.633 | 165715.2111 | 7.2333
| Clothes Washer Gas WH_Com, G - HWat [unit w/ gas dry - Water Heater] | G | Yes | Hospital | Water Heating | NC | 66444.8018 | 8823.0541 | 7.5308
| Clothes Washer Gas WH_Com, G - HWat [unit w/ gas dry - Water Heater] | G | Yes | Hospital | Water Heating | REPL | 1198668.633 | 165715.2111 | 7.2333
| Clothes Washer Gas WH_Com, E - Appl [unit w/ propane dry - Washer] | E | Yes | Hospital | Appliances | NC | 3378.1776 | 452.4643 | 7.4662
| Clothes Washer Gas WH_Com, E - Appl [unit w/ propane dry - Washer] | E | Yes | Hospital | Appliances | REPL | 60951.1079 | 8498.216 | 7.1722
| Clothes Washer Gas WH_Com, P - Oth [unit w/ propane dry - Dryer] | Prp | Yes | Hospital | Other | NC | 3378.1776 | 452.4643 | 7.4662
| Clothes Washer Gas WH_Com, P - Oth [unit w/ propane dry - Dryer] | Prp | Yes | Hospital | Other | REPL | 60951.1079 | 8498.216 | 7.1722
| Clothes Washer Gas WH_Com, G - HWat [unit w/ propane dry - Water Heater] | G | Yes | Hospital | Water Heating | NC | 3378.1776 | 452.4643 | 7.4662
| Clothes Washer Gas WH_Com, G - HWat [unit w/ propane dry - Water Heater] | G | Yes | Hospital | Water Heating | REPL | 60951.1079 | 8498.216 | 7.1722
| Clothes Washer Oil WH_Com, E - Appl [unit w/ elec dry - Washer] | E | Yes | Hospital | Appliances | NC | 6819.5536 | 2714.7859 | 2.512
| Clothes Washer Oil WH_Com, E - Appl [unit w/ elec dry - Washer] | E | Yes | Hospital | Appliances | REPL | 127801.8177 | 50989.2957 | 2.5064
| Clothes Washer Oil WH_Com, E - Appl [unit w/ elec dry - Dryer] | E | Yes | Hospital | Appliances | NC | 6819.5536 | 2714.7859 | 2.512
| Clothes Washer Oil WH_Com, E - Appl [unit w/ elec dry - Dryer] | E | Yes | Hospital | Appliances | REPL | 127801.8177 | 50989.2957 | 2.5064
| Clothes Washer Oil WH_Com, O - HWat [unit w/ elec dry - Water Heater] | O | Yes | Hospital | Water Heating | NC | 6819.5536 | 2714.7859 | 2.512
| Clothes Washer Oil WH_Com, O - HWat [unit w/ elec dry - Water Heater] | O | Yes | Hospital | Water Heating | REPL | 127801.8177 | 50989.2957 | 2.5064
| Clothes Washer Oil WH_Com, E - Appl [unit w/ gas dry - Washer] | E | Yes | Hospital | Appliances | NC | 1038.9209 | 452.4643 | 2.2961
| Clothes Washer Oil WH_Com, E - Appl [unit w/ gas dry - Washer] | E | Yes | Hospital | Appliances | REPL | 19435.4441 | 8498.216 | 2.287
| Clothes Washer Oil WH_Com, G - Oth [unit w/ gas dry - Dryer] | G | Yes | Hospital | Other | NC | 1038.9209 | 452.4643 | 2.2961
| Clothes Washer Oil WH_Com, G - Oth [unit w/ gas dry - Dryer] | G | Yes | Hospital | Other | REPL | 19435.4441 | 8498.216 | 2.287
| Clothes Washer Oil WH_Com, O - HWat [unit w/ gas dry - Water Heater] | O | Yes | Hospital | Water Heating | NC | 1038.9209 | 452.4643 | 2.2961
| Clothes Washer Oil WH_Com, O - HWat [unit w/ gas dry - Water Heater] | O | Yes | Hospital | Water Heating | REPL | 19435.4441 | 8498.216 | 2.287
| Clothes Washer Oil WH_Com, E - Appl [unit w/ propane dry - Washer] | E | Yes | Hospital | Appliances | NC | 1514.509 | 678.6965 | 2.2315
| Clothes Washer Oil WH_Com, E - Appl [unit w/ propane dry - Washer] | E | Yes | Hospital | Appliances | REPL | 28374.5484 | 12747.3239 | 2.2259
| Clothes Washer Oil WH_Com, P - Oth [unit w/ propane dry - Dryer] | Prp | Yes | Hospital | Other | NC | 1514.509 | 678.6965 | 2.2315
| Clothes Washer Oil WH_Com, P - Oth [unit w/ propane dry - Dryer] | Prp | Yes | Hospital | Other | REPL | 28374.5484 | 12747.3239 | 2.2259
| Clothes Washer Oil WH_Com, O - HWat [unit w/ propane dry - Water Heater] | O | Yes | Hospital | Water Heating | NC | 1514.509 | 678.6965 | 2.2315
| Clothes Washer Oil WH_Com, O - HWat [unit w/ propane dry - Water Heater] | O | Yes | Hospital | Water Heating | REPL | 28374.5484 | 12747.3239 | 2.2259
| Clothes Washer Propane WH_Com, E - Appl [unit w/ elec dry - Washer] | E | Yes | Hospital | Appliances | NC | 1100.8288 | 490.5587 | 2.244
| Clothes Washer Propane WH_Com, E - Appl [unit w/ elec dry - Washer] | E | Yes | Hospital | Appliances | REPL | 20665.5947 | 9209.6973 | 2.2439
| Clothes Washer Propane WH_Com, E - Appl [unit w/ elec dry - Dryer] | E | Yes | Hospital | Appliances | NC | 1100.8288 | 490.5587 | 2.244
| Clothes Washer Propane WH_Com, E - Appl [unit w/ elec dry - Dryer] | E | Yes | Hospital | Appliances | REPL | 20665.5947 | 9209.6973 | 2.2439
| Clothes Washer Propane WH_Com, P - HWat [unit w/ elec dry - Water Heater] | Prp | Yes | Hospital | Water Heating | NC | 1100.8288 | 490.5587 | 2.244
| Clothes Washer Propane WH_Com, P - HWat [unit w/ elec dry - Water Heater] | Prp | Yes | Hospital | Water Heating | REPL | 20665.5947 | 9209.6973 | 2.2439
| Clothes Washer Propane WH_Com, E - Appl [unit w/ gas dry - Washer] | E | Yes | Hospital | Appliances | NC | 501.5787 | 285.5404 | 1.7566
| Clothes Washer Propane WH_Com, E - Appl [unit w/ gas dry - Washer] | E | Yes | Hospital | Appliances | REPL | 9400.3679 | 5301.6744 | 1.7731
| Clothes Washer Propane WH_Com, G - Oth [unit w/ gas dry - Dryer] | G | Yes | Hospital | Other | NC | 501.5787 | 285.5404 | 1.7566
| Clothes Washer Propane WH_Com, G - Oth [unit w/ gas dry - Dryer] | G | Yes | Hospital | Other | REPL | 9400.3679 | 5301.6744 | 1.7731
| Clothes Washer Propane WH_Com, P - HWat [unit w/ gas dry - Water Heater] | Prp | Yes | Hospital | Water Heating | NC | 501.5787 | 285.5404 | 1.7566
| Clothes Washer Propane WH_Com, P - HWat [unit w/ gas dry - Water Heater] | Prp | Yes | Hospital | Water Heating | REPL | 9400.3679 | 5301.6744 | 1.7731
| Clothes Washer Propane WH_Com, E - Appl [unit w/ propane dry - Washer] | E | Yes | Hospital | Appliances | NC | 1027.0203 | 477.2473 | 2.152
| Clothes Washer Propane WH_Com, E - Appl [unit w/ propane dry - Washer] | E | Yes | Hospital | Appliances | REPL | 19224.2399 | 8938.0488 | 2.1508
| Clothes Washer Propane WH_Com, P - Oth [unit w/ propane dry - Dryer] | Prp | Yes | Hospital | Other | NC | 1027.0203 | 477.2473 | 2.152
| Clothes Washer Propane WH_Com, P - Oth [unit w/ propane dry - Dryer] | Prp | Yes | Hospital | Other | REPL | 19224.2399 | 8938.0488 | 2.1508
| Clothes Washer Propane WH_Com, P - HWat [unit w/ propane dry - Water Heater] | Prp | Yes | Hospital | Water Heating | NC | 1027.0203 | 477.2473 | 2.152
| Clothes Washer Propane WH_Com, P - HWat [unit w/ propane dry - Water Heater] | Prp | Yes | Hospital | Water Heating | REPL | 19224.2399 | 8938.0488 | 2.1508
| Ozone Laundry_Com, E - HWat | E | Yes | Hospital | Water Heating | RET | 6527.8505 | 900.9264 | 7.2457
| Ozone Laundry_Com, G - HWat | G | Yes | Hospital | Water Heating | RET | 1227973.801 | 430385.3905 | 2.8532
| Ozone Laundry_Com, O - HWat | O | Yes | Hospital | Water Heating | RET | 23403.6465 | 2396.6362 | 9.7652
| Ozone Laundry_Com, P - HWat | Prp | Yes | Hospital | Water Heating | RET | 5080.0012 | 446.8981 | 11.3672
| Dishwasher_Com, E - Appl [Building w elec WH] | E | Yes | Hospital | Appliances | NC | 658.5182 | 248.9825 | 2.6448
| Dishwasher_Com, E - Appl [Building w elec WH] | E | Yes | Hospital | Appliances | REPL | 7053.6377 | 2666.9463 | 2.6448
| Dishwasher_Com, E - HWat [Building w elec WH] | E | Yes | Hospital | Water Heating | NC | 12.5404 | 0 | 0
| Dishwasher_Com, E - HWat [Building w elec WH] | E | Yes | Hospital | Water Heating | REPL | 134.3252 | 0 | 0
| Dishwasher_Com, E - Appl [Building w gas WH] | E | Yes | Hospital | Appliances | NC | 1646.2955 | 622.4564 | 2.6448
| Dishwasher_Com, E - Appl [Building w gas WH] | E | Yes | Hospital | Appliances | REPL | 17634.0942 | 6667.3659 | 2.6448
| Dishwasher_Com, G - HWat [Building w gas WH] | G | Yes | Hospital | Water Heating | NC | 8776.2952 | 0 | 0
| Dishwasher_Com, G - HWat [Building w gas WH] | G | Yes | Hospital | Water Heating | REPL | 88827.4591 | 0 | 0
| Dishwasher_Com, E - Appl [Building w oil WH] | E | Yes | Hospital | Appliances | NC | 164.6295 | 62.2456 | 2.6448
| Dishwasher_Com, E - Appl [Building w oil WH] | E | Yes | Hospital | Appliances | REPL | 1763.4094 | 666.7366 | 2.6448
| Dishwasher_Com, O - HWat [Building w oil WH] | O | Yes | Hospital | Water Heating | NC | 16.9604 | 0 | 0
| Dishwasher_Com, O - HWat [Building w oil WH] | O | Yes | Hospital | Water Heating | REPL | 171.6609 | 0 | 0
| Dishwasher_Com, E - Appl [Building w propane WH] | E | Yes | Hospital | Appliances | NC | 164.6295 | 62.2456 | 2.6448
| Dishwasher_Com, E - Appl [Building w propane WH] | E | Yes | Hospital | Appliances | REPL | 1763.4094 | 666.7366 | 2.6448
| Dishwasher_Com, P - HWat [Building w propane WH] | Prp | Yes | Hospital | Water Heating | NC | 11.0647 | 0 | 0
| Dishwasher_Com, P - HWat [Building w propane WH] | Prp | Yes | Hospital | Water Heating | REPL | 111.9893 | 0 | 0
| Faucet Aerator_Com, E - HWat | E | Yes | Hospital | Water Heating | RET | 465.1977 | 33.7403 | 13.7876
| Faucet Aerator_Com, G - HWat | G | Yes | Hospital | Water Heating | RET | 124890.2525 | 17198.363 | 7.2618
| Faucet Aerator_Com, O - HWat | O | Yes | Hospital | Water Heating | RET | 2380.2522 | 95.7705 | 24.8537
| Faucet Aerator_Com, P - HWat | Prp | Yes | Hospital | Water Heating | RET | 516.6581 | 17.8582 | 28.9311
| Heat Pump Water Heater_Com, E - HWat | E | Yes | Hospital | Water Heating | NC | 1642.7147 | 1413.3756 | 1.1623
| Heat Pump Water Heater_Com, E - HWat | E | No | Hospital | Water Heating | RET | 9508.512 | 10169.9555 | 0.93496
| Heat Pump Water Heater_Com, E - HWat | E | Yes | Hospital | Water Heating | REPL | 1112.9305 | 957.5544 | 1.1623
| FF Storage Water Heater_Com, G - HWat | G | No | Hospital | Water Heating | NC | 110207.6347 | 273989.0342 | 0.40223
| FF Storage Water Heater_Com, G - HWat | G | No | Hospital | Water Heating | RET | 699926.259 | 6120876.7152 | 0.11435
| FF Storage Water Heater_Com, G - HWat | G | No | Hospital | Water Heating | REPL | 198789.7629 | 494214.5368 | 0.40223
| FF Storage Water Heater_Com, O - HWat | O | Yes | Hospital | Water Heating | NC | 2125.2327 | 1525.7304 | 1.3929
| FF Storage Water Heater_Com, O - HWat | O | No | Hospital | Water Heating | RET | 13497.3054 | 34084.6028 | 0.39599
| FF Storage Water Heater_Com, O - HWat | O | Yes | Hospital | Water Heating | REPL | 3833.4412 | 2752.0741 | 1.3929
| FF Storage Water Heater_Com, P - HWat | Prp | Yes | Hospital | Water Heating | NC | 462.0252 | 284.5013 | 1.624
| FF Storage Water Heater_Com, P - HWat | Prp | No | Hospital | Water Heating | RET | 2934.3115 | 6355.7185 | 0.46168
| FF Storage Water Heater_Com, P - HWat | Prp | Yes | Hospital | Water Heating | REPL | 833.3894 | 513.1762 | 1.624
| FF Instantaneous Water Heater_Com, G - HWat | G | No | Hospital | Water Heating | NC | 216404.7845 | 813130.4881 | 0.26614
| FF Instantaneous Water Heater_Com, G - HWat | G | No | Hospital | Water Heating | RET | 1001157.1265 | 10710304.8965 | 0.093476
| FF Instantaneous Water Heater_Com, G - HWat | G | No | Hospital | Water Heating | REPL | 1.9226e-10 | 7.224e-10 | 0.26614
| FF Instantaneous Water Heater_Com, O - HWat | O | No | Hospital | Water Heating | NC | 4201.0895 | 4527.9838 | 0.92781
| FF Instantaneous Water Heater_Com, O - HWat | O | No | Hospital | Water Heating | RET | 19435.5714 | 59641.2097 | 0.32587
| FF Instantaneous Water Heater_Com, O - HWat | O | No | Hospital | Water Heating | REPL | 3.7323e-12 | 4.0227e-12 | 0.92781
| FF Instantaneous Water Heater_Com, P - HWat | Prp | Yes | Hospital | Water Heating | NC | 917.5914 | 844.3282 | 1.0868
| FF Instantaneous Water Heater_Com, P - HWat | Prp | No | Hospital | Water Heating | RET | 4245.0684 | 11121.2309 | 0.38171
| FF Instantaneous Water Heater_Com, P - HWat | Prp | Yes | Hospital | Water Heating | REPL | 8.152e-13 | 7.5012e-13 | 1.0868
| Clothes Dryer_Com, E - Appl | E | Yes | Hospital | Appliances | NC | 7528.948 | 446.631 | 16.8572
| Clothes Dryer_Com, E - Appl | E | Yes | Hospital | Appliances | RET | 42520.4155 | 8675.6363 | 4.9011
| Clothes Dryer_Com, E - Appl | E | Yes | Hospital | Appliances | REPL | 2522.0379 | 149.6119 | 16.8572
| Clothes Dryer_Com, G - Oth | G | Yes | Hospital | Other | NC | 1710.9763 | 1562.0955 | 1.0953
| Clothes Dryer_Com, G - Oth | G | No | Hospital | Other | RET | 9130.569 | 33755.3811 | 0.27049
| Clothes Dryer_Com, G - Oth | G | Yes | Hospital | Other | REPL | 541.5667 | 494.4422 | 1.0953
| Clothes Dryer_Com, P - Oth | Prp | Yes | Hospital | Other | NC | 7.155 | 1.622 | 4.4112
| Clothes Dryer_Com, P - Oth | Prp | Yes | Hospital | Other | RET | 38.1826 | 35.0505 | 1.0894
| Clothes Dryer_Com, P - Oth | Prp | Yes | Hospital | Other | REPL | 2.2647 | 0.51341 | 4.4112
| Pnemautic to DDC_Com, E - TotE [Building w Elec Heat] | E | Yes | Hospital | Total Electric | RET | 49403.3555 | 39331.4075 | 1.2561
| Pnemautic to DDC_Com, E - TotE [Building w Gas Heat] | E | Yes | Hospital | Total Electric | RET | 796796.4975 | 151653.3372 | 5.2541
| Pnemautic to DDC_Com, G - TotF [Building w Gas Heat] | G | Yes | Hospital | Total FF | RET | 796796.4975 | 151653.3372 | 5.2541
| Pnemautic to DDC_Com, E - TotE [Building w Oil Heat] | E | Yes | Hospital | Total Electric | RET | 776745.1414 | 40803.2767 | 19.0363
| Pnemautic to DDC_Com, O - TotF [Building w Oil Heat] | O | Yes | Hospital | Total FF | RET | 776745.1414 | 40803.2767 | 19.0363
| Pnemautic to DDC_Com, E - TotE [Building w Propane Heat] | E | No | Hospital | Total Electric | RET | 7362.6417 | 12296.7662 | 0.59875
| Pnemautic to DDC_Com, P - TotF [Building w Propane Heat] | Prp | No | Hospital | Total FF | RET | 7362.6417 | 12296.7662 | 0.59875
| Data Center_Com, E - TotE [Building w Elec Heat] | E | Yes | Hospital | Total Electric | NC | 1425.1431 | 625.3276 | 2.279
| Data Center_Com, E - TotE [Building w Elec Heat] | E | No | Hospital | Total Electric | RET | 30896.8605 | 29393.8348 | 1.0511
| Data Center_Com, E - TotE [Building w Gas Heat] | E | Yes | Hospital | Total Electric | NC | 2910.1822 | 1276.9366 | 2.279
| Data Center_Com, E - TotE [Building w Gas Heat] | E | No | Hospital | Total Electric | RET | 63092.2564 | 60023.0357 | 1.0511
| Data Center_Com, G - TotF [Building w Gas Heat] | G | Yes | Hospital | Total FF | NC | 2910.1822 | 1276.9366 | 2.279
| Data Center_Com, G - TotF [Building w Gas Heat] | G | No | Hospital | Total FF | RET | 63092.2564 | 60023.0357 | 1.0511
| Data Center_Com, E - TotE [Building w Oil Heat] | E | Yes | Hospital | Total Electric | NC | 783.0027 | 343.5678 | 2.279
| Data Center_Com, E - TotE [Building w Oil Heat] | E | No | Hospital | Total Electric | RET | 16975.3653 | 16149.5723 | 1.0511
| Data Center_Com, O - TotF [Building w Oil Heat] | O | Yes | Hospital | Total FF | NC | 783.0027 | 343.5678 | 2.279
| Data Center_Com, O - TotF [Building w Oil Heat] | O | No | Hospital | Total FF | RET | 16975.3653 | 16149.5723 | 1.0511
| Data Center_Com, E - TotE [Building w Propane Heat] | E | Yes | Hospital | Total Electric | NC | 235.9713 | 103.54 | 2.279
| Data Center_Com, E - TotE [Building w Propane Heat] | E | No | Hospital | Total Electric | RET | 5115.817 | 4866.9502 | 1.0511
| Data Center_Com, P - TotF [Building w Propane Heat] | Prp | Yes | Hospital | Total FF | NC | 235.9713 | 103.54 | 2.279
| Data Center_Com, P - TotF [Building w Propane Heat] | Prp | No | Hospital | Total FF | RET | 5115.817 | 4866.9502 | 1.0511
| RCx_Com, E - TotE [Building w Elec Heat] | E | Yes | Hospital | Total Electric | RET | 135360.6871 | 27363.4679 | 4.9468
| RCx_Com, E - TotE [Building w Gas Heat] | E | Yes | Hospital | Total Electric | RET | 1588534.5582 | 87031.5615 | 18.2524
| RCx_Com, G - TotF [Building w Gas Heat] | G | Yes | Hospital | Total FF | RET | 1588534.5582 | 87031.5615 | 18.2524
| RCx_Com, E - TotE [Building w Oil Heat] | E | Yes | Hospital | Total Electric | RET | 1395491.2816 | 23416.3847 | 59.5947
| RCx_Com, O - TotF [Building w Oil Heat] | O | Yes | Hospital | Total FF | RET | 1395491.2816 | 23416.3847 | 59.5947
| RCx_Com, E - TotE [Building w Propane Heat] | E | Yes | Hospital | Total Electric | RET | 27810.741 | 7056.9285 | 3.9409
| RCx_Com, P - TotF [Building w Propane Heat] | Prp | Yes | Hospital | Total FF | RET | 27810.741 | 7056.9285 | 3.9409
| Commissioning_Com, E - TotE [Building w Elec Heat] | E | Yes | Hospital | Total Electric | NC | 0 | 0 | 0
| Commissioning_Com, E - TotE [Building w Gas Heat] | E | Yes | Hospital | Total Electric | NC | 0 | 0 | 0
| Commissioning_Com, G - TotF [Building w Gas Heat] | G | Yes | Hospital | Total FF | NC | 0 | 0 | 0
| Commissioning_Com, E - TotE [Building w Oil Heat] | E | Yes | Hospital | Total Electric | NC | 0 | 0 | 0
| Commissioning_Com, O - TotF [Building w Oil Heat] | O | Yes | Hospital | Total FF | NC | 0 | 0 | 0
| Commissioning_Com, E - TotE [Building w Propane Heat] | E | Yes | Hospital | Total Electric | NC | 0 | 0 | 0
| Commissioning_Com, P - TotF [Building w Propane Heat] | Prp | Yes | Hospital | Total FF | NC | 0 | 0 | 0
| Integrated Building Design_Com, E - TotE [Building w Elec Heat] | E | Yes | Hospital | Total Electric | NC | 10485.3231 | 472.9988 | 22.1678
| Integrated Building Design_Com, E - TotE [Building w Gas Heat] | E | Yes | Hospital | Total Electric | NC | 127646.0582 | 1504.4083 | 84.848
| Integrated Building Design_Com, G - TotF [Building w Gas Heat] | G | Yes | Hospital | Total FF | NC | 127646.0582 | 1504.4083 | 84.848
| Integrated Building Design_Com, E - TotE [Building w Oil Heat] | E | Yes | Hospital | Total Electric | NC | 114590.3761 | 404.7704 | 283.0997
| Integrated Building Design_Com, O - TotF [Building w Oil Heat] | O | Yes | Hospital | Total FF | NC | 114590.3761 | 404.7704 | 283.0997
| Integrated Building Design_Com, E - TotE [Building w Propane Heat] | E | Yes | Hospital | Total Electric | NC | 2181.5004 | 121.9845 | 17.8834
| Integrated Building Design_Com, P - TotF [Building w Propane Heat] | Prp | Yes | Hospital | Total FF | NC | 2181.5004 | 121.9845 | 17.8834
| Deep Energy Retrofit_Com, E - TotE [Building w Elec Heat] | E | Yes | Hospital | Total Electric | RET | 49775.09 | 14491.8898 | 3.4347
| Deep Energy Retrofit_Com, E - TotE [Building w Gas Heat] | E | Yes | Hospital | Total Electric | RET | 578169.0628 | 46092.5423 | 12.5437
| Deep Energy Retrofit_Com, G - TotF [Building w Gas Heat] | G | Yes | Hospital | Total FF | RET | 578169.0628 | 46092.5423 | 12.5437
| Deep Energy Retrofit_Com, E - TotE [Building w Oil Heat] | E | Yes | Hospital | Total Electric | RET | 515513.5943 | 12401.4861 | 41.5687
| Deep Energy Retrofit_Com, O - TotF [Building w Oil Heat] | O | Yes | Hospital | Total FF | RET | 515513.5943 | 12401.4861 | 41.5687
| Deep Energy Retrofit_Com, E - TotE [Building w Propane Heat] | E | Yes | Hospital | Total Electric | RET | 10239.3734 | 3737.4002 | 2.7397
| Deep Energy Retrofit_Com, P - TotF [Building w Propane Heat] | Prp | Yes | Hospital | Total FF | RET | 10239.3734 | 3737.4002 | 2.7397
| EMS_Com, E - TotE [Building w Elec Heat] | E | Yes | Hospital | Total Electric | NC | 19072.1677 | 6362.2984 | 2.9977
| EMS_Com, E - TotE [Building w Elec Heat] | E | Yes | Hospital | Total Electric | RET | 315131.8293 | 83622.2046 | 3.7685
| EMS_Com, E - TotE [Building w Gas Heat] | E | Yes | Hospital | Total Electric | NC | 245982.9013 | 20235.767 | 12.1558
| EMS_Com, E - TotE [Building w Gas Heat] | E | Yes | Hospital | Total Electric | RET | 3875951.1128 | 531933.3845 | 7.2865
| EMS_Com, G - TotF [Building w Gas Heat] | G | Yes | Hospital | Total FF | NC | 245982.9013 | 20235.767 | 12.1558
| EMS_Com, G - TotF [Building w Gas Heat] | G | Yes | Hospital | Total FF | RET | 3875951.1128 | 531933.3845 | 7.2865
| EMS_Com, E - TotE [Building w Oil Heat] | E | Yes | Hospital | Total Electric | NC | 222572.5433 | 5444.5594 | 40.8798
| EMS_Com, E - TotE [Building w Oil Heat] | E | Yes | Hospital | Total Electric | RET | 3484535.3992 | 143119.9963 | 24.347
| EMS_Com, O - TotF [Building w Oil Heat] | O | Yes | Hospital | Total FF | NC | 222572.5433 | 5444.5594 | 40.8798
| EMS_Com, O - TotF [Building w Oil Heat] | O | Yes | Hospital | Total FF | RET | 3484535.3992 | 143119.9963 | 24.347
| EMS_Com, E - TotE [Building w Propane Heat] | E | Yes | Hospital | Total Electric | NC | 4025.8814 | 1640.8112 | 2.4536
| EMS_Com, E - TotE [Building w Propane Heat] | E | Yes | Hospital | Total Electric | RET | 65730.0796 | 43131.6618 | 1.5239
| EMS_Com, P - TotF [Building w Propane Heat] | Prp | Yes | Hospital | Total FF | NC | 4025.8814 | 1640.8112 | 2.4536
| EMS_Com, P - TotF [Building w Propane Heat] | Prp | Yes | Hospital | Total FF | RET | 65730.0796 | 43131.6618 | 1.5239
| VFDs on HVAC Pumps_Com, E - Oth | E | Yes | Hospital | Other | RET | 93250.1361 | 40135.7826 | 2.3234
| ECM Circulators_Com, E - Oth | E | Yes | Hospital | Other | RET | 144322.2457 | 86598.2398 | 1.6666
| Motors_Com, E - Oth | E | Yes | Hospital | Other | NC | 2823.1178 | 1866.5652 | 1.5125
| Motors_Com, E - Oth | E | No | Hospital | Other | RET | 27674.3954 | 31292.9337 | 0.88437
| Motors_Com, E - Oth | E | Yes | Hospital | Other | REPL | 170.0131 | 112.4078 | 1.5125
| Ext Area Ltg_Com, E - ExtL | E | Yes | Hospital | Exterior Lighting | NC | 9519.6874 | 2556.3755 | 3.7239
| Ext Area Ltg_Com, E - ExtL | E | Yes | Hospital | Exterior Lighting | RET | 64495.3772 | 17319.3087 | 3.7239
| Ext Area Ltg_Com, E - ExtL | E | Yes | Hospital | Exterior Lighting | REPL | 85602.9558 | 22987.4462 | 3.7239
| Street Ltg_Com, E - ExtL | E | Yes | Hospital | Exterior Lighting | NC | 1772.0148 | 404.8262 | 4.3772
| Street Ltg_Com, E - ExtL | E | Yes | Hospital | Exterior Lighting | RET | 12005.3062 | 2742.6762 | 4.3772
| Street Ltg_Com, E - ExtL | E | Yes | Hospital | Exterior Lighting | REPL | 15934.3156 | 3640.2794 | 4.3772
| Ext Ltg Ctrls_Com, E - ExtL | E | Yes | Hospital | Exterior Lighting | RET | 59240.3343 | 15063.6218 | 3.9327
| Ext Ltg Dsgn_Com, E - ExtL | E | Yes | Hospital | Exterior Lighting | NC | 1373.5127 | 300.817 | 4.5659
| Ext Ltg Dsgn_Com, E - ExtL | E | Yes | Hospital | Exterior Lighting | REPL | 12407.3005 | 2717.3592 | 4.5659
| Int Ltg Ctrls_Com, E - IntL [No Heat] | E | Yes | Hospital | Interior Lighting | RET | 32351.7337 | 5227.6987 | 6.1885
| Int Ltg Ctrls_Com, E - IntL [Electric Heat] | E | Yes | Hospital | Interior Lighting | RET | 27783.7059 | 6236.9349 | 4.4547
| Int Ltg Ctrls_Com, E/G - IntL | E | Yes | Hospital | Interior Lighting | RET | 323210.8441 | 105150.1544 | 3.0738
| Int Ltg Ctrls_Com, E/O - IntL | E | Yes | Hospital | Interior Lighting | RET | 255725.013 | 187105.4854 | 1.3667
| Int Ltg Ctrls_Com, E/P - IntL | E | Yes | Hospital | Interior Lighting | RET | 114.2684 | 94.3934 | 1.2106
| Exit Sign RetFit_Com, E - IntL [No Heat] | E | Z | Hospital | Interior Lighting | RET | 0 | 0 | 0
| Exit Sign RetFit_Com, E - IntL [Electric Heat] | E | Z | Hospital | Interior Lighting | RET | 0 | 0 | 0
| Exit Sign RetFit_Com, E/G - IntL | E | Z | Hospital | Interior Lighting | RET | 0 | 0 | 0
| Exit Sign RetFit_Com, E/O - IntL | E | Z | Hospital | Interior Lighting | RET | 0 | 0 | 0
| Exit Sign RetFit_Com, E/P - IntL | E | Z | Hospital | Interior Lighting | RET | 0 | 0 | 0
| Repl Scre_Com, E - IntL [No Heat] | E | Yes | Hospital | Interior Lighting | NC | 0 | 0 | 0
| Repl Scre_Com, E - IntL [No Heat] | E | Yes | Hospital | Interior Lighting | RET | 0 | 0 | 0
| Repl Scre_Com, E - IntL [No Heat] | E | Yes | Hospital | Interior Lighting | REPL | 0 | 0 | 0
| Repl Scre_Com, E - IntL [Electric Heat] | E | Yes | Hospital | Interior Lighting | NC | 0 | 0 | 0
| Repl Scre_Com, E - IntL [Electric Heat] | E | Yes | Hospital | Interior Lighting | RET | 0 | 0 | 0
| Repl Scre_Com, E - IntL [Electric Heat] | E | Yes | Hospital | Interior Lighting | REPL | 0 | 0 | 0
| Repl Scre_Com, E/G - IntL | E | Yes | Hospital | Interior Lighting | NC | 0 | 0 | 0
| Repl Scre_Com, E/G - IntL | E | Yes | Hospital | Interior Lighting | RET | 0 | 0 | 0
| Repl Scre_Com, E/G - IntL | E | Yes | Hospital | Interior Lighting | REPL | 0 | 0 | 0
| Repl Scre_Com, E/O - IntL | E | Yes | Hospital | Interior Lighting | NC | 0 | 0 | 0
| Repl Scre_Com, E/O - IntL | E | Yes | Hospital | Interior Lighting | RET | 0 | 0 | 0
| Repl Scre_Com, E/O - IntL | E | Yes | Hospital | Interior Lighting | REPL | 0 | 0 | 0
| Repl Scre_Com, E/P - IntL | E | Yes | Hospital | Interior Lighting | NC | 0 | 0 | 0
| Repl Scre_Com, E/P - IntL | E | Yes | Hospital | Interior Lighting | RET | 0 | 0 | 0
| Repl Scre_Com, E/P - IntL | E | Yes | Hospital | Interior Lighting | REPL | 0 | 0 | 0
| Lin LED Fixture_Com, E - IntL [No Heat] | E | Yes | Hospital | Interior Lighting | NC | 1133.7768 | 387.2232 | 2.928
| Lin LED Fixture_Com, E - IntL [No Heat] | E | Yes | Hospital | Interior Lighting | RET | 8648.9574 | 4475.6239 | 1.9325
| Lin LED Fixture_Com, E - IntL [No Heat] | E | Yes | Hospital | Interior Lighting | REPL | 792.7091 | 270.737 | 2.928
| Lin LED Fixture_Com, E - IntL [Electric Heat] | E | Yes | Hospital | Interior Lighting | NC | 1040.207 | 461.9843 | 2.2516
| Lin LED Fixture_Com, E - IntL [Electric Heat] | E | Yes | Hospital | Interior Lighting | RET | 7935.1646 | 5339.7316 | 1.4861
| Lin LED Fixture_Com, E - IntL [Electric Heat] | E | Yes | Hospital | Interior Lighting | REPL | 727.2873 | 323.0081 | 2.2516
| Lin LED Fixture_Com, E/G - IntL | E | Yes | Hospital | Interior Lighting | NC | 11562.3401 | 5802.5759 | 1.9926
| Lin LED Fixture_Com, E/G - IntL | E | Yes | Hospital | Interior Lighting | RET | 88202.7096 | 59009.0975 | 1.4947
| Lin LED Fixture_Com, E/G - IntL | E | Yes | Hospital | Interior Lighting | REPL | 8084.106 | 4057.0194 | 1.9926
| Lin LED Fixture_Com, E/O - IntL | E | Yes | Hospital | Interior Lighting | NC | 9142.0717 | 8619.5278 | 1.0606
| Lin LED Fixture_Com, E/O - IntL | E | No | Hospital | Interior Lighting | RET | 69739.818 | 77411.7103 | 0.90089
| Lin LED Fixture_Com, E/O - IntL | E | Yes | Hospital | Interior Lighting | REPL | 6391.9134 | 6026.5635 | 1.0606
| Lin LED Fixture_Com, E/P - IntL | E | No | Hospital | Interior Lighting | NC | 4.076 | 4.2672 | 0.9552
| Lin LED Fixture_Com, E/P - IntL | E | No | Hospital | Interior Lighting | RET | 31.0934 | 37.7496 | 0.82368
| Lin LED Fixture_Com, E/P - IntL | E | No | Hospital | Interior Lighting | REPL | 2.8498 | 2.9835 | 0.9552
| LED Tube Repl_Com, E - IntL [No Heat] | E | Yes | Hospital | Interior Lighting | RET | 48947.0283 | 2893.6231 | 16.9155
| LED Tube Repl_Com, E - IntL [No Heat] | E | Yes | Hospital | Interior Lighting | REPL | 18764.4015 | 1109.3034 | 16.9155
| LED Tube Repl_Com, E - IntL [Electric Heat] | E | Yes | Hospital | Interior Lighting | RET | 44907.4622 | 3452.2942 | 13.008
| LED Tube Repl_Com, E - IntL [Electric Heat] | E | Yes | Hospital | Interior Lighting | REPL | 17215.7878 | 1323.4764 | 13.008
| LED Tube Repl_Com, E/G - IntL | E | Yes | Hospital | Interior Lighting | RET | 499165.428 | 117191.4608 | 4.2594
| LED Tube Repl_Com, E/G - IntL | E | Yes | Hospital | Interior Lighting | REPL | 191360.7596 | 44926.683 | 4.2594
| LED Tube Repl_Com, E/O - IntL | E | Yes | Hospital | Interior Lighting | RET | 394678.4203 | 265163.2174 | 1.4884
| LED Tube Repl_Com, E/O - IntL | E | Yes | Hospital | Interior Lighting | REPL | 151304.4735 | 101653.3435 | 1.4884
| LED Tube Repl_Com, E/P - IntL | E | Yes | Hospital | Interior Lighting | RET | 175.9668 | 136.1249 | 1.2927
| LED Tube Repl_Com, E/P - IntL | E | Yes | Hospital | Interior Lighting | REPL | 67.4589 | 52.185 | 1.2927
| Repl pin CFL wLED_Com, E - IntL [No Heat] | E | Yes | Hospital | Interior Lighting | RET | 2132.128 | 706.5656 | 3.0176
| Repl pin CFL wLED_Com, E - IntL [No Heat] | E | Yes | Hospital | Interior Lighting | REPL | 1135.7353 | 376.3712 | 3.0176
| Repl pin CFL wLED_Com, E - IntL [Electric Heat] | E | Yes | Hospital | Interior Lighting | RET | 1956.1649 | 842.9821 | 2.3205
| Repl pin CFL wLED_Com, E - IntL [Electric Heat] | E | Yes | Hospital | Interior Lighting | REPL | 1042.0038 | 449.0371 | 2.3205
| Repl pin CFL wLED_Com, E/G - IntL | E | Yes | Hospital | Interior Lighting | RET | 21743.5999 | 10729.726 | 2.0265
| Repl pin CFL wLED_Com, E/G - IntL | E | Yes | Hospital | Interior Lighting | REPL | 11582.3132 | 5715.4771 | 2.0265
| Repl pin CFL wLED_Com, E/O - IntL | E | Yes | Hospital | Interior Lighting | RET | 17192.1555 | 15997.9436 | 1.0746
| Repl pin CFL wLED_Com, E/O - IntL | E | Yes | Hospital | Interior Lighting | REPL | 9157.864 | 8521.7349 | 1.0746
| Repl pin CFL wLED_Com, E/P - IntL | E | No | Hospital | Interior Lighting | RET | 7.6651 | 7.9125 | 0.96873
| Repl pin CFL wLED_Com, E/P - IntL | E | No | Hospital | Interior Lighting | REPL | 4.083 | 4.2148 | 0.96873
| Refrig Case LED_Com, E - IntL | E | Yes | Hospital | Interior Lighting | NC | 6195.8035 | 1244.5693 | 4.9783
| Refrig Case LED_Com, E - IntL | E | Yes | Hospital | Interior Lighting | RET | 34981.9222 | 7026.9216 | 4.9783
| Refrig Case LED_Com, E - IntL | E | Yes | Hospital | Interior Lighting | REPL | 10931.3124 | 2195.8049 | 4.9783
| Refrig Case Ctrls_Com, E - IntL | E | Yes | Hospital | Interior Lighting | RET | 20176.6775 | 10538.6743 | 1.9145
| Stair Occ Sensor_Com, E - IntL [No Heat] | E | Yes | Hospital | Interior Lighting | NC | 692.7131 | 315.0853 | 2.1985
| Stair Occ Sensor_Com, E - IntL [No Heat] | E | Yes | Hospital | Interior Lighting | RET | 7039.6418 | 3202.0293 | 2.1985
| Stair Occ Sensor_Com, E - IntL [Electric Heat] | E | Yes | Hospital | Interior Lighting | NC | 635.5439 | 375.9187 | 1.6906
| Stair Occ Sensor_Com, E - IntL [Electric Heat] | E | Yes | Hospital | Interior Lighting | RET | 6458.6648 | 3820.2443 | 1.6906
| Stair Occ Sensor_Com, E/G - IntL | E | Yes | Hospital | Interior Lighting | NC | 7064.3397 | 4348.0343 | 1.6247
| Stair Occ Sensor_Com, E/G - IntL | E | Yes | Hospital | Interior Lighting | RET | 71790.7896 | 44186.552 | 1.6247
| Stair Occ Sensor_Com, E/O - IntL | E | No | Hospital | Interior Lighting | NC | 5585.608 | 5959.9026 | 0.9372
| Stair Occ Sensor_Com, E/O - IntL | E | No | Hospital | Interior Lighting | RET | 56763.2969 | 60567.0355 | 0.9372
| Stair Occ Sensor_Com, E/P - IntL | E | No | Hospital | Interior Lighting | NC | 2.4903 | 2.9195 | 0.85301
| Stair Occ Sensor_Com, E/P - IntL | E | No | Hospital | Interior Lighting | RET | 25.3078 | 29.6688 | 0.85301
| Int Delamping_Com, E - IntL [No Heat] | E | Yes | Hospital | Interior Lighting | RET | 684.2652 | 34.7146 | 19.7112
| Int Delamping_Com, E - IntL [Electric Heat] | E | Yes | Hospital | Interior Lighting | RET | 627.7932 | 31.8496 | 19.7112
| Int Delamping_Com, E/G - IntL | E | Yes | Hospital | Interior Lighting | RET | 6978.1869 | 1602.0747 | 4.3557
| Int Delamping_Com, E/O - IntL | E | Yes | Hospital | Interior Lighting | RET | 5517.4891 | 3697.2075 | 1.4923
| Int Delamping_Com, E/P - IntL | E | Yes | Hospital | Interior Lighting | RET | 2.46 | 1.9011 | 1.294
| Int Ltg Dsgn_Com, E - IntL [No Heat] | E | Yes | Hospital | Interior Lighting | NC | 901.7553 | 106.7465 | 8.4476
| Int Ltg Dsgn_Com, E - IntL [Electric Heat] | E | Yes | Hospital | Interior Lighting | NC | 827.3341 | 97.9368 | 8.4476
| Int Ltg Dsgn_Com, E/G - IntL | E | Yes | Hospital | Interior Lighting | NC | 9196.168 | 2733.3478 | 3.3644
| Int Ltg Dsgn_Com, E/O - IntL | E | Yes | Hospital | Interior Lighting | NC | 7271.1948 | 5364.1958 | 1.3555
| Int Ltg Dsgn_Com, E/P - IntL | E | Yes | Hospital | Interior Lighting | NC | 3.2419 | 2.7247 | 1.1898
| Room Air Conditioner_Com, E - Cool | E | Yes | Food Service | Cooling | NC | 0 | 0 | 0
| Room Air Conditioner_Com, E - Cool | E | Yes | Food Service | Cooling | RET | 0 | 0 | 0
| Room Air Conditioner_Com, E - Cool | E | Yes | Food Service | Cooling | REPL | 0 | 0 | 0
| Chiller Systems_Com, E - Cool | E | Yes | Food Service | Cooling | NC | 9066.2594 | 473.0852 | 19.1641
| Chiller Systems_Com, E - Cool | E | Yes | Food Service | Cooling | RET | 27546.9903 | 2992.8613 | 9.2042
| Chiller Systems_Com, E - Cool | E | Yes | Food Service | Cooling | REPL | 8.5242e-12 | 4.448e-13 | 19.1641
| Chiller Tuneup_Com, E - Cool | E | Yes | Food Service | Cooling | RET | 5404.3787 | 826.786 | 6.5366
| Mini Split Ductless AC_Com, E - Cool | E | No | Food Service | Cooling | NC | 0 | 0 | 0
| Mini Split Ductless AC_Com, E - Cool | E | No | Food Service | Cooling | RET | 0 | 0 | 0
| Mini Split Ductless AC_Com, E - Cool | E | No | Food Service | Cooling | REPL | 0 | 0 | 0
| Eff Unitary AC_Com, E - Cool | E | Yes | Food Service | Cooling | NC | 28182.8767 | 12993.371 | 2.169
| Eff Unitary AC_Com, E - Cool | E | No | Food Service | Cooling | RET | 235160.7984 | 790018.3648 | 0.29766
| Eff Unitary AC_Com, E - Cool | E | Yes | Food Service | Cooling | REPL | 140062.3396 | 64574.0306 | 2.169
| PTAC_Com, E - Cool | E | Yes | Food Service | Cooling | NC | 0 | 0 | 0
| PTAC_Com, E - Cool | E | No | Food Service | Cooling | RET | 0 | 0 | 0
| PTAC_Com, E - Cool | E | Yes | Food Service | Cooling | REPL | 0 | 0 | 0
| Unitary Equipment Economizer_Com, E - Cool | E | No | Food Service | Cooling | RET | 106444.9616 | 167892.4269 | 0.63401
| AC Tuneup_Com, E - Cool [ASHP] | E | Yes | Food Service | Cooling | RET | 39424.0004 | 5657.0526 | 6.969
| AC Tuneup_Com, E - Heat [ASHP] | E | Yes | Food Service | Space Heating | RET | 39424.0004 | 5657.0526 | 6.969
| AC Tuneup_Com, E - Cool [Unitary AC] | E | Yes | Food Service | Cooling | RET | 162754.6058 | 26303.1992 | 6.1876
| DCV_Com, E - Cool [Building w Elec Heat] | E | Yes | Food Service | Cooling | RET | 138229.2695 | 76024.3655 | 1.8182
| DCV_Com, E - Cool [Building w Gas Heat] | E | Yes | Food Service | Cooling | RET | 282268.0484 | 155243.8884 | 1.8182
| DCV_Com, E - Cool [Building w Oil Heat] | E | Yes | Food Service | Cooling | RET | 75945.9797 | 41769.3369 | 1.8182
| DCV_Com, E - Cool [Building w Propane Heat] | E | Yes | Food Service | Cooling | RET | 22887.6216 | 12587.905 | 1.8182
| Controls for Unitary AC_Com, E - Cool | E | No | Food Service | Cooling | RET | 282242.7278 | 297482.4401 | 0.94877
| Optimized Unitary AC Sys_Com, E - Cool [Building w Elec Heat] | E | No | Food Service | Cooling | NC | 40732.2524 | 59653.601 | 0.68281
| Optimized Unitary AC Sys_Com, E - Heat [Building w Elec Heat] | E | No | Food Service | Space Heating | NC | 40732.2524 | 59653.601 | 0.68281
| Optimized Unitary AC Sys_Com, E - Cool [Building w Gas Heat] | E | Yes | Food Service | Cooling | NC | 162015.0834 | 45439.4482 | 3.5655
| Optimized Unitary AC Sys_Com, G - Heat [Building w Gas Heat] | G | Yes | Food Service | Space Heating | NC | 162015.0834 | 45439.4482 | 3.5655
| Optimized Unitary AC Sys_Com, E - Cool [Building w Oil Heat] | E | Yes | Food Service | Cooling | NC | 55142.1942 | 11918.2541 | 4.6267
| Optimized Unitary AC Sys_Com, O - Heat [Building w Oil Heat] | O | Yes | Food Service | Space Heating | NC | 55142.1942 | 11918.2541 | 4.6267
| Optimized Unitary AC Sys_Com, E - Cool [Building w Propane Heat] | E | Yes | Food Service | Cooling | NC | 41489.3838 | 3679.7502 | 11.2751
| Optimized Unitary AC Sys_Com, P - Heat [Building w Propane Heat] | Prp | Yes | Food Service | Space Heating | NC | 41489.3838 | 3679.7502 | 11.2751
| Optimized Chiller Sys_Com, E - Cool | E | No | Food Service | Cooling | NC | 3044.9175 | 3356.1991 | 0.90725
| Cool Roof_Com, E - Cool [Building w Elec Heat] | E | No | Food Service | Cooling | NC | 9703.1583 | 23592.6663 | 0.41128
| Cool Roof_Com, E - Cool [Building w Elec Heat] | E | No | Food Service | Cooling | RET | 67053.1504 | 274589.8616 | 0.24419
| Cool Roof_Com, E - Heat [Building w Elec Heat] | E | No | Food Service | Space Heating | NC | 9703.1583 | 23592.6663 | 0.41128
| Cool Roof_Com, E - Heat [Building w Elec Heat] | E | No | Food Service | Space Heating | RET | 67053.1504 | 274589.8616 | 0.24419
| Cool Roof_Com, E - Cool [Building w Gas Heat] | E | No | Food Service | Cooling | NC | 22260.1218 | 55110.249 | 0.40392
| Cool Roof_Com, E - Cool [Building w Gas Heat] | E | No | Food Service | Cooling | RET | 153827.3669 | 605993.3429 | 0.25384
| Cool Roof_Com, G - Heat [Building w Gas Heat] | G | No | Food Service | Space Heating | NC | 22260.1218 | 55110.249 | 0.40392
| Cool Roof_Com, G - Heat [Building w Gas Heat] | G | No | Food Service | Space Heating | RET | 153827.3669 | 605993.3429 | 0.25384
| Cool Roof_Com, E - Cool [Building w Oil Heat] | E | No | Food Service | Cooling | NC | 5989.2247 | 15210.8292 | 0.39375
| Cool Roof_Com, E - Cool [Building w Oil Heat] | E | No | Food Service | Cooling | RET | 41388.2129 | 165547.6601 | 0.25001
| Cool Roof_Com, O - Heat [Building w Oil Heat] | O | No | Food Service | Space Heating | NC | 5989.2247 | 15210.8292 | 0.39375
| Cool Roof_Com, O - Heat [Building w Oil Heat] | O | No | Food Service | Space Heating | RET | 41388.2129 | 165547.6601 | 0.25001
| Cool Roof_Com, E - Cool [Building w Propane Heat] | E | No | Food Service | Cooling | NC | 1804.9554 | 7279.1735 | 0.24796
| Cool Roof_Com, E - Cool [Building w Propane Heat] | E | No | Food Service | Cooling | RET | 12473.0467 | 67489.1507 | 0.18482
| Cool Roof_Com, P - Heat [Building w Propane Heat] | Prp | No | Food Service | Space Heating | NC | 1804.9554 | 7279.1735 | 0.24796
| Cool Roof_Com, P - Heat [Building w Propane Heat] | Prp | No | Food Service | Space Heating | RET | 12473.0467 | 67489.1507 | 0.18482
| GSHP_Com, E - Cool | E | Yes | Food Service | Cooling | RET | 112401.1473 | 52515.7957 | 2.1403
| GSHP_Com, E - Cool | E | Yes | Food Service | Cooling | REPL | 1.6106e-11 | 5.5836e-12 | 2.8844
| GSHP_Com, E - Heat | E | Yes | Food Service | Space Heating | RET | 112401.1473 | 52515.7957 | 2.1403
| GSHP_Com, E - Heat | E | Yes | Food Service | Space Heating | REPL | 1.6106e-11 | 5.5836e-12 | 2.8844
| Unitary HP_Com, E - Cool | E | Yes | Food Service | Cooling | NC | 12207.8763 | 4838.4173 | 2.5231
| Unitary HP_Com, E - Cool | E | No | Food Service | Cooling | RET | 77306.6823 | 136118.1409 | 0.56794
| Unitary HP_Com, E - Cool | E | Yes | Food Service | Cooling | REPL | 38125.1954 | 15110.3763 | 2.5231
| Unitary HP_Com, E - Heat | E | Yes | Food Service | Space Heating | NC | 12207.8763 | 4838.4173 | 2.5231
| Unitary HP_Com, E - Heat | E | No | Food Service | Space Heating | RET | 77306.6823 | 136118.1409 | 0.56794
| Unitary HP_Com, E - Heat | E | Yes | Food Service | Space Heating | REPL | 38125.1954 | 15110.3763 | 2.5231
| PTHP_Com, E - Cool | E | Yes | Food Service | Cooling | NC | 0 | 0 | 0
| PTHP_Com, E - Cool | E | Yes | Food Service | Cooling | RET | 0 | 0 | 0
| PTHP_Com, E - Cool | E | Yes | Food Service | Cooling | REPL | 0 | 0 | 0
| PTHP_Com, E - Heat | E | Yes | Food Service | Space Heating | NC | 0 | 0 | 0
| PTHP_Com, E - Heat | E | Yes | Food Service | Space Heating | RET | 0 | 0 | 0
| PTHP_Com, E - Heat | E | Yes | Food Service | Space Heating | REPL | 0 | 0 | 0
| Minisplit Ductless HP_Com, E - Cool | E | Yes | Food Service | Cooling | RET | 218728.7146 | 78780.6015 | 2.7764
| Minisplit Ductless HP_Com, E - Cool | E | Yes | Food Service | Cooling | REPL | 20417.6612 | 3931.172 | 5.1938
| Minisplit Ductless HP_Com, E - Heat | E | Yes | Food Service | Space Heating | RET | 218728.7146 | 78780.6015 | 2.7764
| Minisplit Ductless HP_Com, E - Heat | E | Yes | Food Service | Space Heating | REPL | 20417.6612 | 3931.172 | 5.1938
| Programmable TStat_Com, E - Cool [Building w Elec Heat] | E | Yes | Food Service | Cooling | NC | 0 | 0 | 0
| Programmable TStat_Com, E - Heat [Building w Elec Heat] | E | Yes | Food Service | Space Heating | NC | 0 | 0 | 0
| Programmable TStat_Com, E - Cool [Building w Gas Heat] | E | Yes | Food Service | Cooling | NC | 0 | 0 | 0
| Programmable TStat_Com, E - Cool [Building w Gas Heat] | E | Yes | Food Service | Cooling | RET | 0 | 0 | 0
| Programmable TStat_Com, G - Heat [Building w Gas Heat] | G | Yes | Food Service | Space Heating | NC | 0 | 0 | 0
| Programmable TStat_Com, G - Heat [Building w Gas Heat] | G | Yes | Food Service | Space Heating | RET | 0 | 0 | 0
| Programmable TStat_Com, E - Cool [Building w Propane Heat] | E | Yes | Food Service | Cooling | NC | 0 | 0 | 0
| Programmable TStat_Com, E - Cool [Building w Propane Heat] | E | Yes | Food Service | Cooling | RET | 0 | 0 | 0
| Programmable TStat_Com, P - Heat [Building w Propane Heat] | Prp | Yes | Food Service | Space Heating | NC | 0 | 0 | 0
| Programmable TStat_Com, P - Heat [Building w Propane Heat] | Prp | Yes | Food Service | Space Heating | RET | 0 | 0 | 0
| Programmable TStat_Com, E - Cool [Building w Oil Heat] | E | Yes | Food Service | Cooling | NC | 0 | 0 | 0
| Programmable TStat_Com, E - Cool [Building w Oil Heat] | E | Yes | Food Service | Cooling | RET | 0 | 0 | 0
| Programmable TStat_Com, O - Heat [Building w Oil Heat] | O | Yes | Food Service | Space Heating | NC | 0 | 0 | 0
| Programmable TStat_Com, O - Heat [Building w Oil Heat] | O | Yes | Food Service | Space Heating | RET | 0 | 0 | 0
| Smart TStat_Com, E - Cool [Building w Elec Heat] | E | Yes | Food Service | Cooling | NC | 33870.8936 | 26759.2568 | 1.2658
| Smart TStat_Com, E - Cool [Building w Elec Heat] | E | No | Food Service | Cooling | RET | 164583.3857 | 172243.4961 | 0.95553
| Smart TStat_Com, E - Heat [Building w Elec Heat] | E | Yes | Food Service | Space Heating | NC | 33870.8936 | 26759.2568 | 1.2658
| Smart TStat_Com, E - Heat [Building w Elec Heat] | E | No | Food Service | Space Heating | RET | 164583.3857 | 172243.4961 | 0.95553
| Smart TStat_Com, E - Cool [Building w Gas Heat] | E | Yes | Food Service | Cooling | NC | 85575.4095 | 54643.1535 | 1.5661
| Smart TStat_Com, E - Cool [Building w Gas Heat] | E | Yes | Food Service | Cooling | RET | 409045.2788 | -13210.6434 | -30.9633
| Smart TStat_Com, G - Heat [Building w Gas Heat] | G | Yes | Food Service | Space Heating | NC | 85575.4095 | 54643.1535 | 1.5661
| Smart TStat_Com, G - Heat [Building w Gas Heat] | G | Yes | Food Service | Space Heating | RET | 409045.2788 | -13210.6434 | -30.9633
| Smart TStat_Com, E - Cool [Building w Propane Heat] | E | Yes | Food Service | Cooling | NC | 28401.5209 | 14702.0814 | 1.9318
| Smart TStat_Com, E - Cool [Building w Propane Heat] | E | Yes | Food Service | Cooling | RET | 134744.0616 | 94634.0895 | 1.4238
| Smart TStat_Com, P - Heat [Building w Propane Heat] | Prp | Yes | Food Service | Space Heating | NC | 28401.5209 | 14702.0814 | 1.9318
| Smart TStat_Com, P - Heat [Building w Propane Heat] | Prp | Yes | Food Service | Space Heating | RET | 134744.0616 | 94634.0895 | 1.4238
| Smart TStat_Com, E - Cool [Building w Oil Heat] | E | Yes | Food Service | Cooling | NC | 13022.6179 | 4430.724 | 2.9392
| Smart TStat_Com, E - Cool [Building w Oil Heat] | E | Yes | Food Service | Cooling | RET | 61100.6063 | 28519.6035 | 2.1424
| Smart TStat_Com, O - Heat [Building w Oil Heat] | O | Yes | Food Service | Space Heating | NC | 13022.6179 | 4430.724 | 2.9392
| Smart TStat_Com, O - Heat [Building w Oil Heat] | O | Yes | Food Service | Space Heating | RET | 61100.6063 | 28519.6035 | 2.1424
| Boiler Blowdown Controls_Com, G - Heat | G | No | Food Service | Space Heating | RET | 14739.2762 | 53902.946 | 0.27344
| Boiler Blowdown Controls_Com, O - Heat | O | No | Food Service | Space Heating | RET | 4960.6837 | 18260.9957 | 0.27165
| Boiler Blowdown Controls_Com, P - Heat | Prp | No | Food Service | Space Heating | RET | 7310.6468 | 35853.4819 | 0.2039
| Boiler Modifications_Com, G - Heat | G | Yes | Food Service | Space Heating | RET | 69045.594 | 26781.9897 | 2.5781
| Boiler Modifications_Com, O - Heat | O | Yes | Food Service | Space Heating | RET | 25791.0107 | 4676.2454 | 5.5153
| Boiler Modifications_Com, P - Heat | Prp | Yes | Food Service | Space Heating | RET | 36620.0018 | 7364.7609 | 4.9723
| Boilers_Com, G - Heat | G | Yes | Food Service | Space Heating | NC | 33862.461 | 20492.7686 | 1.6524
| Boilers_Com, G - Heat | G | No | Food Service | Space Heating | RET | 160160.2662 | 388958.8878 | 0.41177
| Boilers_Com, G - Heat | G | Yes | Food Service | Space Heating | REPL | 2.4067e-11 | 1.4565e-11 | 1.6524
| Boilers_Com, O - Heat | O | No | Food Service | Space Heating | NC | 4289.4381 | 23996.6523 | 0.17875
| Boilers_Com, O - Heat | O | No | Food Service | Space Heating | RET | 20741.6268 | 465650.2788 | 0.044543
| Boilers_Com, O - Heat | O | No | Food Service | Space Heating | REPL | 3.0486e-12 | 1.7055e-11 | 0.17875
| Boilers_Com, P - Heat | Prp | Yes | Food Service | Space Heating | NC | 13965.6009 | 340.5077 | 41.0141
| Boilers_Com, P - Heat | Prp | Yes | Food Service | Space Heating | RET | 66855.4375 | 6541.4016 | 10.2204
| Boilers_Com, P - Heat | Prp | Yes | Food Service | Space Heating | REPL | 9.9258e-12 | 2.4201e-13 | 41.0141
| Furnace_Com, G - Heat | G | Yes | Food Service | Space Heating | NC | 46350.1606 | 8487.9232 | 5.4607
| Furnace_Com, G - Heat | G | Yes | Food Service | Space Heating | RET | 204967.7508 | 159293.833 | 1.2867
| Furnace_Com, G - Heat | G | Yes | Food Service | Space Heating | REPL | 3.5807e-11 | 6.5572e-12 | 5.4607
| Furnace_Com, O - Heat | O | Yes | Food Service | Space Heating | NC | 11264.9272 | 690.2277 | 16.3206
| Furnace_Com, O - Heat | O | Yes | Food Service | Space Heating | RET | 55549.2521 | 14444.5965 | 3.8457
| Furnace_Com, O - Heat | O | Yes | Food Service | Space Heating | REPL | 8.7026e-12 | 5.3323e-13 | 16.3206
| Furnace_Com, P - Heat | Prp | Yes | Food Service | Space Heating | NC | 10009.6728 | 525.8653 | 19.0347
| Furnace_Com, P - Heat | Prp | Yes | Food Service | Space Heating | RET | 47709.7693 | 10637.1478 | 4.4852
| Furnace_Com, P - Heat | Prp | Yes | Food Service | Space Heating | REPL | 7.7328e-12 | 4.0625e-13 | 19.0347
| Unit Heater_Com, G - Heat | G | Yes | Food Service | Space Heating | NC | 8465.1099 | 953.3795 | 8.8791
| Unit Heater_Com, G - Heat | G | Yes | Food Service | Space Heating | RET | 47584.8957 | 20101.9331 | 2.3672
| Unit Heater_Com, G - Heat | G | Yes | Food Service | Space Heating | REPL | 5224.9814 | 588.4614 | 8.8791
| Unit Heater_Com, P - Heat | Prp | Yes | Food Service | Space Heating | NC | 15741.1579 | 465.1767 | 33.8391
| Unit Heater_Com, P - Heat | Prp | Yes | Food Service | Space Heating | RET | 78081.0761 | 8654.9106 | 9.0216
| Unit Heater_Com, P - Heat | Prp | Yes | Food Service | Space Heating | REPL | 1.6453e-11 | 4.862e-13 | 33.8391
| Destratification Fans_Com, G - Heat | G | No | Food Service | Space Heating | NC | 19766.4156 | 64012.4605 | 0.30879
| Destratification Fans_Com, G - Heat | G | No | Food Service | Space Heating | RET | 114149.5016 | 369666.9441 | 0.30879
| Destratification Fans_Com, G - Heat | G | No | Food Service | Space Heating | REPL | 56239.565 | 182128.7683 | 0.30879
| Destratification Fans_Com, O - Heat | O | No | Food Service | Space Heating | NC | 6410.3849 | 5994.7424 | 1.0693
| Destratification Fans_Com, O - Heat | O | No | Food Service | Space Heating | RET | 37019.4694 | 34619.1664 | 1.0693
| Destratification Fans_Com, O - Heat | O | No | Food Service | Space Heating | REPL | 18238.8771 | 17056.2877 | 1.0693
| Destratification Fans_Com, P - Heat | Prp | Yes | Food Service | Space Heating | NC | 9615.4608 | 7712.653 | 1.2467
| Destratification Fans_Com, P - Heat | Prp | Yes | Food Service | Space Heating | RET | 55528.5306 | 44539.9653 | 1.2467
| Destratification Fans_Com, P - Heat | Prp | Yes | Food Service | Space Heating | REPL | 27357.9839 | 21944.1004 | 1.2467
| Forced Air Heating Maintenance_Com, G - Heat | G | No | Food Service | Space Heating | RET | 2399.1051 | 2779.8924 | 0.86302
| Forced Air Heating Maintenance_Com, O - Heat | O | Yes | Food Service | Space Heating | RET | 818.7702 | 287.0647 | 2.8522
| Forced Air Heating Maintenance_Com, P - Heat | Prp | Yes | Food Service | Space Heating | RET | 1287.8935 | 364.7169 | 3.5312
| Infrared Heater_Com, G - Heat | G | Yes | Food Service | Space Heating | NC | 265.0478 | 18.8969 | 14.026
| Infrared Heater_Com, G - Heat | G | Z | Food Service | Space Heating | RET | 0 | 0 | 0
| Infrared Heater_Com, G - Heat | G | Yes | Food Service | Space Heating | REPL | 715.2123 | 50.9919 | 14.026
| Steam Trap Maintenance_Com, G - Heat | G | Yes | Food Service | Space Heating | RET | 21315.0834 | 4528.7415 | 4.7066
| Steam Trap Maintenance_Com, O - Heat | O | Yes | Food Service | Space Heating | RET | 5384.0471 | 337.9178 | 15.933
| Windows_Com, E - Cool [Building w Elec Heat] | E | No | Food Service | Cooling | NC | 32656.7223 | 100698.6972 | 0.3243
| Windows_Com, E - Heat [Building w Elec Heat] | E | No | Food Service | Space Heating | NC | 32656.7223 | 100698.6972 | 0.3243
| Windows_Com, E - Cool [Building w Gas Heat] | E | No | Food Service | Cooling | NC | 90118.2967 | 205629.5663 | 0.43826
| Windows_Com, G - Heat [Building w Gas Heat] | G | No | Food Service | Space Heating | NC | 90118.2967 | 205629.5663 | 0.43826
| Windows_Com, E - Cool [Building w Oil Heat] | E | No | Food Service | Cooling | NC | 26327.8641 | 55325.9179 | 0.47587
| Windows_Com, O - Heat [Building w Oil Heat] | O | No | Food Service | Space Heating | NC | 26327.8641 | 55325.9179 | 0.47587
| Windows_Com, E - Cool [Building w Propane Heat] | E | Yes | Food Service | Cooling | NC | 22198.5871 | 16673.4128 | 1.3314
| Windows_Com, P - Heat [Building w Propane Heat] | Prp | Yes | Food Service | Space Heating | NC | 22198.5871 | 16673.4128 | 1.3314
| Window Film_Com, E - Cool [Building w Elec Heat] | E | No | Food Service | Cooling | RET | 0 | 0 | 0
| Window Film_Com, E - Heat [Building w Elec Heat] | E | No | Food Service | Space Heating | RET | 0 | 0 | 0
| Window Film_Com, E - Cool [Building w Gas Heat] | E | No | Food Service | Cooling | RET | 0 | 0 | 0
| Window Film_Com, G - Heat [Building w Gas Heat] | G | No | Food Service | Space Heating | RET | 0 | 0 | 0
| Window Film_Com, E - Cool [Building w Oil Heat] | E | No | Food Service | Cooling | RET | 0 | 0 | 0
| Window Film_Com, O - Heat [Building w Oil Heat] | O | No | Food Service | Space Heating | RET | 0 | 0 | 0
| Window Film_Com, E - Cool [Building w Propane Heat] | E | No | Food Service | Cooling | RET | 0 | 0 | 0
| Window Film_Com, P - Heat [Building w Propane Heat] | Prp | No | Food Service | Space Heating | RET | 0 | 0 | 0
| Motors and Fans_Com, E - Vent | E | Yes | Food Service | Ventilation | NC | 8910.6888 | 6465.6105 | 1.3782
| Motors and Fans_Com, E - Vent | E | No | Food Service | Ventilation | RET | 29140.9724 | 36131.9499 | 0.80652
| Motors and Fans_Com, E - Vent | E | Yes | Food Service | Ventilation | REPL | 536.6172 | 389.3704 | 1.3782
| ECM Furnace Motors_Com, E - Vent | E | Yes | Food Service | Ventilation | RET | 113471.7617 | 40601.2698 | 2.7948
| VFD on HVAC System_Com, E - Vent | E | Yes | Food Service | Ventilation | RET | 991617.7097 | 187901.1295 | 5.2773
| Kitchen DCV_Com, E - Vent [Building w Elec Heat] | E | Yes | Food Service | Ventilation | NC | 53505.6687 | 8016.8117 | 6.6742
| Kitchen DCV_Com, E - Vent [Building w Elec Heat] | E | Yes | Food Service | Ventilation | RET | 308710.6719 | 46254.4511 | 6.6742
| Kitchen DCV_Com, E - Vent [Building w Elec Heat] | E | Yes | Food Service | Ventilation | REPL | 22555.4349 | 3379.505 | 6.6742
| Kitchen DCV_Com, E - Heat [Building w Elec Heat] | E | Yes | Food Service | Space Heating | NC | 53505.6687 | 8016.8117 | 6.6742
| Kitchen DCV_Com, E - Heat [Building w Elec Heat] | E | Yes | Food Service | Space Heating | RET | 308710.6719 | 46254.4511 | 6.6742
| Kitchen DCV_Com, E - Heat [Building w Elec Heat] | E | Yes | Food Service | Space Heating | REPL | 22555.4349 | 3379.505 | 6.6742
| Kitchen DCV_Com, E - Vent [Building w Gas Heat] | E | Yes | Food Service | Ventilation | NC | 53505.6687 | 8016.8117 | 6.6742
| Kitchen DCV_Com, E - Vent [Building w Gas Heat] | E | Yes | Food Service | Ventilation | RET | 308710.6719 | 46254.4511 | 6.6742
| Kitchen DCV_Com, E - Vent [Building w Gas Heat] | E | Yes | Food Service | Ventilation | REPL | 22555.4349 | 3379.505 | 6.6742
| Kitchen DCV_Com, G - Heat [Building w Gas Heat] | G | Yes | Food Service | Space Heating | NC | 138686.9696 | 2895.8312 | 47.8919
| Kitchen DCV_Com, G - Heat [Building w Gas Heat] | G | Yes | Food Service | Space Heating | RET | 760365.1132 | 16708.0238 | 45.509
| Kitchen DCV_Com, G - Heat [Building w Gas Heat] | G | Yes | Food Service | Space Heating | REPL | 55554.8192 | 1220.7441 | 45.509
| Kitchen DCV_Com, E - Vent [Building w Oil Heat] | E | Yes | Food Service | Ventilation | NC | 138686.9696 | 2895.8312 | 47.8919
| Kitchen DCV_Com, E - Vent [Building w Oil Heat] | E | Yes | Food Service | Ventilation | RET | 760365.1132 | 16708.0238 | 45.509
| Kitchen DCV_Com, E - Vent [Building w Oil Heat] | E | Yes | Food Service | Ventilation | REPL | 55554.8192 | 1220.7441 | 45.509
| Kitchen DCV_Com, O - Heat [Building w Oil Heat] | O | Yes | Food Service | Space Heating | NC | 138686.9696 | 2895.8312 | 47.8919
| Kitchen DCV_Com, O - Heat [Building w Oil Heat] | O | Yes | Food Service | Space Heating | RET | 760365.1132 | 16708.0238 | 45.509
| Kitchen DCV_Com, O - Heat [Building w Oil Heat] | O | Yes | Food Service | Space Heating | REPL | 55554.8192 | 1220.7441 | 45.509
| Kitchen DCV_Com, E - Vent [Building w Oil Heat] | E | Yes | Food Service | Ventilation | NC | 138686.9696 | 2895.8312 | 47.8919
| Kitchen DCV_Com, E - Vent [Building w Oil Heat] | E | Yes | Food Service | Ventilation | RET | 760365.1132 | 16708.0238 | 45.509
| Kitchen DCV_Com, E - Vent [Building w Oil Heat] | E | Yes | Food Service | Ventilation | REPL | 55554.8192 | 1220.7441 | 45.509
| Kitchen DCV_Com, P - Heat [Building w Propane Heat] | Prp | Yes | Food Service | Space Heating | NC | 46012.3395 | 0 | 0
| Kitchen DCV_Com, P - Heat [Building w Propane Heat] | Prp | Yes | Food Service | Space Heating | RET | 250851.5652 | 0 | 0
| Kitchen DCV_Com, P - Heat [Building w Propane Heat] | Prp | Yes | Food Service | Space Heating | REPL | 18328.0545 | 0 | 0
| Duct Sealing Regulated_Com, E - Vent [Building w Elec Heat] | E | Yes | Food Service | Ventilation | RET | 407175.1712 | 159948.58 | 2.5457
| Duct Sealing Regulated_Com, E - Heat [Building w Elec Heat] | E | Yes | Food Service | Space Heating | RET | 407175.1712 | 159948.58 | 2.5457
| Duct Sealing Regulated_Com, E - Cool [Building w Elec Heat] | E | Yes | Food Service | Cooling | RET | 407175.1712 | 159948.58 | 2.5457
| Duct Sealing Regulated_Com, E - Vent [Building w Gas Heat] | E | Yes | Food Service | Ventilation | RET | 1185235.5178 | 0 | 0
| Duct Sealing Regulated_Com, G - Heat [Building w Gas Heat] | G | Yes | Food Service | Space Heating | RET | 1185235.5178 | 0 | 0
| Duct Sealing Regulated_Com, E - Cool [Building w Gas Heat] | E | Yes | Food Service | Cooling | RET | 1185235.5178 | 0 | 0
| Duct Sealing Non Regulated_Com, E - Vent [Building w Oil Heat] | E | Yes | Food Service | Ventilation | RET | 261183.1695 | 87879.0119 | 2.9721
| Duct Sealing Non Regulated_Com, O - Heat [Building w Oil Heat] | O | Yes | Food Service | Space Heating | RET | 261183.1695 | 87879.0119 | 2.9721
| Duct Sealing Non Regulated_Com, E - Cool [Building w Oil Heat] | E | Yes | Food Service | Cooling | RET | 261183.1695 | 87879.0119 | 2.9721
| Duct Sealing Non Regulated_Com, E - Vent [Building w Propane Heat] | E | Yes | Food Service | Ventilation | RET | 164141.0002 | 0 | 0
| Duct Sealing Non Regulated_Com, P - Heat [Building w Propane Heat] | Prp | Yes | Food Service | Space Heating | RET | 164141.0002 | 0 | 0
| Duct Sealing Non Regulated_Com, E - Cool [Building w Propane Heat] | E | Yes | Food Service | Cooling | RET | 164141.0002 | 0 | 0
| Power Strip_Com, E - Plug [Tier 1] | E | Yes | Food Service | Plug Loads | NC | 0 | 0 | 0
| Power Strip_Com, E - Plug [Tier 1] | E | Yes | Food Service | Plug Loads | RET | 0 | 0 | 0
| Power Strip_Com, E - Plug [Tier 1] | E | Yes | Food Service | Plug Loads | REPL | 0 | 0 | 0
| Power Strip_Com, E - Plug [Tier 2] | E | Yes | Food Service | Plug Loads | NC | 7560.937 | 6217.6447 | 1.216
| Power Strip_Com, E - Plug [Tier 2] | E | Yes | Food Service | Plug Loads | RET | 80840.1377 | 69989.6539 | 1.155
| Power Strip_Com, E - Plug [Tier 2] | E | Yes | Food Service | Plug Loads | REPL | 59995.4148 | 49336.5007 | 1.216
| Computer Power Management_Com, E - Plug | E | Yes | Food Service | Plug Loads | RET | 26994.9933 | 12964.914 | 2.0822
| Vending Machine Controls_Com, E - Plug [Non-Refrigerated] | E | No | Food Service | Plug Loads | RET | 15475.3646 | 14885.9577 | 1.0396
| Vending Machine Controls_Com, E - Plug [Refrigerated] | E | Yes | Food Service | Plug Loads | RET | 46426.0937 | 7996.3582 | 5.8059
| Ovens_Com, E - Cook | E | Yes | Food Service | Cooking | NC | 77814.8987 | 1393.7518 | 55.8312
| Ovens_Com, E - Cook | E | Yes | Food Service | Cooking | REPL | 878653.0161 | 15737.6579 | 55.8312
| Ovens_Com, G - Cook | G | Yes | Food Service | Cooking | NC | 127781.1506 | 649.0362 | 196.8783
| Ovens_Com, G - Cook | G | Yes | Food Service | Cooking | REPL | 1363364.8475 | 6924.9118 | 196.8783
| Ovens_Com, P - Cook | Prp | Yes | Food Service | Cooking | NC | 83791.0391 | 110.5597 | 757.8803
| Ovens_Com, P - Cook | Prp | Yes | Food Service | Cooking | REPL | 894010.9675 | 1179.6203 | 757.8803
| Fryers_Com, E - Cook | E | Yes | Food Service | Cooking | NC | 12767.9959 | 208.7961 | 61.1505
| Fryers_Com, E - Cook | E | Yes | Food Service | Cooking | REPL | 144170.825 | 2357.6376 | 61.1505
| Fryers_Com, G - Cook | G | Yes | Food Service | Cooking | NC | 28665.3762 | 3938.0678 | 7.279
| Fryers_Com, G - Cook | G | Yes | Food Service | Cooking | REPL | 305846.0977 | 42017.3337 | 7.279
| Fryers_Com, P - Cook | Prp | Yes | Food Service | Cooking | NC | 8157.9277 | 279.7333 | 29.1632
| Fryers_Com, P - Cook | Prp | Yes | Food Service | Cooking | REPL | 87041.2508 | 2984.6229 | 29.1632
| Griddles_Com, E - Cook | E | Yes | Food Service | Cooking | NC | 3561.1428 | 957.6215 | 3.7187
| Griddles_Com, E - Cook | E | Yes | Food Service | Cooking | REPL | 40210.9228 | 10813.0577 | 3.7187
| Griddles_Com, G - Cook | G | Yes | Food Service | Cooking | NC | 38905.736 | 1428.5445 | 27.2345
| Griddles_Com, G - Cook | G | Yes | Food Service | Cooking | REPL | 415105.9253 | 15241.8992 | 27.2345
| Griddles_Com, P - Cook | Prp | Yes | Food Service | Cooking | NC | 21395.9844 | 196.0881 | 109.1141
| Griddles_Com, P - Cook | Prp | Yes | Food Service | Cooking | REPL | 228285.0879 | 2092.1677 | 109.1141
| Hot Food Holding Cabinet_Com, E - Cook | E | Yes | Food Service | Cooking | NC | 15496.0288 | 596.2564 | 25.9889
| Hot Food Holding Cabinet_Com, E - Cook | E | Yes | Food Service | Cooking | REPL | 174974.6217 | 6732.6763 | 25.9889
| Steamers_Com, E - Cook | E | Yes | Food Service | Cooking | NC | 12166.0348 | 2094.1201 | 5.8096
| Steamers_Com, E - Cook | E | Yes | Food Service | Cooking | REPL | 137373.7337 | 23645.9205 | 5.8096
| Steamers_Com, G - Cook | G | Yes | Food Service | Cooking | NC | 63974.0415 | 502.3575 | 127.3476
| Steamers_Com, G - Cook | G | Yes | Food Service | Cooking | REPL | 682572.969 | 5359.9187 | 127.3476
| ES Refrigerator and Freezer_Com, E - Refr | E | Yes | Food Service | Refrigeration | NC | 6690.859 | 2793.5806 | 2.3951
| ES Refrigerator and Freezer_Com, E - Refr | E | Yes | Food Service | Refrigeration | REPL | 75550.3576 | 31543.9335 | 2.3951
| Anti Sweat Heat Control_Com, E - Refr | E | Yes | Food Service | Refrigeration | NC | 47408.3286 | 24905.6815 | 1.9035
| Anti Sweat Heat Control_Com, E - Refr | E | Z | Food Service | Refrigeration | RET | 0 | 0 | 0
| Case Night Covers_Com, E - Refr | E | No | Food Service | Refrigeration | RET | 16120.3042 | 30684.7672 | 0.52535
| Loading Dock Pit Seals_Com, E - Refr | E | No | Food Service | Refrigeration | NC | 27825.6074 | 51526.2776 | 0.54003
| Loading Dock Pit Seals_Com, E - Refr | E | No | Food Service | Refrigeration | RET | 377034.0274 | 698175.5936 | 0.54003
| ECM Comp Cond Fan Motor_Com, E - Refr | E | Yes | Food Service | Refrigeration | NC | 60426.6297 | 16154.8283 | 3.7405
| ECM Comp Cond Fan Motor_Com, E - Refr | E | Yes | Food Service | Refrigeration | RET | 213860.9102 | 11620.4579 | 18.4038
| ECM Comp Cond Fan Motor_Com, E - Refr | E | Yes | Food Service | Refrigeration | REPL | 248141.2134 | 66339.6043 | 3.7405
| Evap Fan Motor Replacement_Com, E - Refr | E | Yes | Food Service | Refrigeration | NC | 104450.9682 | 50426.4233 | 2.0714
| Evap Fan Motor Replacement_Com, E - Refr | E | Yes | Food Service | Refrigeration | RET | 921270.1569 | 298203.5777 | 3.0894
| Evap Fan Motor Replacement_Com, E - Refr | E | Yes | Food Service | Refrigeration | REPL | 37012.2348 | 17868.6196 | 2.0714
| Evap Fan Speed Controls_Com, E - Refr | E | Yes | Food Service | Refrigeration | NC | 170925.1614 | 51134.0197 | 3.3427
| Evap Fan Speed Controls_Com, E - Refr | E | Yes | Food Service | Refrigeration | RET | 1218253.5597 | 265645.5841 | 4.586
| LowHeat NoHeat Doors_Com, E - Refr | E | Yes | Food Service | Refrigeration | NC | 22309.4558 | 5068.8934 | 4.4012
| LowHeat NoHeat Doors_Com, E - Refr | E | Yes | Food Service | Refrigeration | RET | 272061.6832 | 61814.6706 | 4.4012
| Refrigerated Vending Machine_Com, E - Refr | E | Yes | Food Service | Refrigeration | NC | 7810.2539 | 3796.8284 | 2.057
| Refrigerated Vending Machine_Com, E - Refr | E | Yes | Food Service | Refrigeration | REPL | 75591.5081 | 36747.5868 | 2.057
| Walk In Refrigeration_Com, E - Refr | E | Yes | Food Service | Refrigeration | NC | 276239.5299 | 38552.0059 | 7.1654
| Refrigeration Tune Up_Com, E - Refr | E | Yes | Food Service | Refrigeration | RET | 809661.8748 | 94268.8651 | 8.5889
| ES Ice Machine_Com, E - Refr | E | Yes | Food Service | Refrigeration | NC | 18741.3419 | 2533.9605 | 7.3961
| ES Ice Machine_Com, E - Refr | E | Yes | Food Service | Refrigeration | REPL | 211619.3286 | 28612.4131 | 7.3961
| Walk In Cooler Retroft_Com, E - Refr | E | Yes | Food Service | Refrigeration | RET | 731074.4368 | 145921.3924 | 5.0101
| HE Built Up Refrig_Com, E - Refr | E | Yes | Food Service | Refrigeration | NC | 109562.375 | 76754.9682 | 1.4274
| HE Built Up Refrig_Com, E - Refr | E | No | Food Service | Refrigeration | RET | 952170.6579 | 1583003.3252 | 0.6015
| Door Gasket Replacement_Com, E - Refr | E | Z | Food Service | Refrigeration | RET | 0 | 0 | 0
| EnergyStar Dehumidifier_Com, E - Appl | E | Yes | Food Service | Appliances | NC | 757.969 | 157.1372 | 4.8236
| EnergyStar Dehumidifier_Com, E - Appl | E | Yes | Food Service | Appliances | REPL | 8558.6664 | 1774.3268 | 4.8236
| Clothes Washer Elec WH_Com, E - Appl [unit w/ elec dry - Washer] | E | Yes | Food Service | Appliances | NC | 3147.7696 | 1112.2284 | 2.8301
| Clothes Washer Elec WH_Com, E - Appl [unit w/ elec dry - Washer] | E | Yes | Food Service | Appliances | REPL | 59121.6255 | 20889.9496 | 2.8301
| Clothes Washer Elec WH_Com, E - Appl [unit w/ elec dry - Dryer] | E | Yes | Food Service | Appliances | NC | 3147.7696 | 1112.2284 | 2.8301
| Clothes Washer Elec WH_Com, E - Appl [unit w/ elec dry - Dryer] | E | Yes | Food Service | Appliances | REPL | 59121.6255 | 20889.9496 | 2.8301
| Clothes Washer Elec WH_Com, E - HWat [unit w/ elec dry - Water Heater] | E | Yes | Food Service | Water Heating | NC | 3147.7696 | 1112.2284 | 2.8301
| Clothes Washer Elec WH_Com, E - HWat [unit w/ elec dry - Water Heater] | E | Yes | Food Service | Water Heating | REPL | 59121.6255 | 20889.9496 | 2.8301
| Clothes Washer Elec WH_Com, E - Appl [unit w/ gas dry - Washer] | E | Yes | Food Service | Appliances | NC | 715.4021 | 278.0571 | 2.5729
| Clothes Washer Elec WH_Com, E - Appl [unit w/ gas dry - Washer] | E | Yes | Food Service | Appliances | REPL | 13429.9449 | 5222.4874 | 2.5716
| Clothes Washer Elec WH_Com, G - Oth [unit w/ gas dry - Dryer] | G | Yes | Food Service | Other | NC | 715.4021 | 278.0571 | 2.5729
| Clothes Washer Elec WH_Com, G - Oth [unit w/ gas dry - Dryer] | G | Yes | Food Service | Other | REPL | 13429.9449 | 5222.4874 | 2.5716
| Clothes Washer Elec WH_Com, E - HWat [unit w/ gas dry - Water Heater] | E | Yes | Food Service | Water Heating | NC | 715.4021 | 278.0571 | 2.5729
| Clothes Washer Elec WH_Com, E - HWat [unit w/ gas dry - Water Heater] | E | Yes | Food Service | Water Heating | REPL | 13429.9449 | 5222.4874 | 2.5716
| Clothes Washer Elec WH_Com, E - Appl [unit w/ propane dry - Washer] | E | Yes | Food Service | Appliances | NC | 284.786 | 111.2228 | 2.5605
| Clothes Washer Elec WH_Com, E - Appl [unit w/ propane dry - Washer] | E | Yes | Food Service | Appliances | REPL | 5347.5779 | 2088.995 | 2.5599
| Clothes Washer Elec WH_Com, P - Oth [unit w/ propane dry - Dryer] | Prp | Yes | Food Service | Other | NC | 284.786 | 111.2228 | 2.5605
| Clothes Washer Elec WH_Com, P - Oth [unit w/ propane dry - Dryer] | Prp | Yes | Food Service | Other | REPL | 5347.5779 | 2088.995 | 2.5599
| Clothes Washer Elec WH_Com, E - HWat [unit w/ propane dry - Water Heater] | E | Yes | Food Service | Water Heating | NC | 284.786 | 111.2228 | 2.5605
| Clothes Washer Elec WH_Com, E - HWat [unit w/ propane dry - Water Heater] | E | Yes | Food Service | Water Heating | REPL | 5347.5779 | 2088.995 | 2.5599
| Clothes Washer Gas WH_Com, E - Appl [unit w/ elec dry - Washer] | E | Yes | Food Service | Appliances | NC | 2321.5597 | 556.1142 | 4.1746
| Clothes Washer Gas WH_Com, E - Appl [unit w/ elec dry - Washer] | E | Yes | Food Service | Appliances | REPL | 42589.4166 | 10444.9748 | 4.0775
| Clothes Washer Gas WH_Com, E - Appl [unit w/ elec dry - Dryer] | E | Yes | Food Service | Appliances | NC | 2321.5597 | 556.1142 | 4.1746
| Clothes Washer Gas WH_Com, E - Appl [unit w/ elec dry - Dryer] | E | Yes | Food Service | Appliances | REPL | 42589.4166 | 10444.9748 | 4.0775
| Clothes Washer Gas WH_Com, G - HWat [unit w/ elec dry - Water Heater] | G | Yes | Food Service | Water Heating | NC | 2321.5597 | 556.1142 | 4.1746
| Clothes Washer Gas WH_Com, G - HWat [unit w/ elec dry - Water Heater] | G | Yes | Food Service | Water Heating | REPL | 42589.4166 | 10444.9748 | 4.0775
| Clothes Washer Gas WH_Com, E - Appl [unit w/ gas dry - Washer] | E | Yes | Food Service | Appliances | NC | 8496.0687 | 2168.8453 | 3.9173
| Clothes Washer Gas WH_Com, E - Appl [unit w/ gas dry - Washer] | E | Yes | Food Service | Appliances | REPL | 155565.1255 | 40735.4017 | 3.8189
| Clothes Washer Gas WH_Com, G - Oth [unit w/ gas dry - Dryer] | G | Yes | Food Service | Other | NC | 8496.0687 | 2168.8453 | 3.9173
| Clothes Washer Gas WH_Com, G - Oth [unit w/ gas dry - Dryer] | G | Yes | Food Service | Other | REPL | 155565.1255 | 40735.4017 | 3.8189
| Clothes Washer Gas WH_Com, G - HWat [unit w/ gas dry - Water Heater] | G | Yes | Food Service | Water Heating | NC | 8496.0687 | 2168.8453 | 3.9173
| Clothes Washer Gas WH_Com, G - HWat [unit w/ gas dry - Water Heater] | G | Yes | Food Service | Water Heating | REPL | 155565.1255 | 40735.4017 | 3.8189
| Clothes Washer Gas WH_Com, E - Appl [unit w/ propane dry - Washer] | E | Yes | Food Service | Appliances | NC | 434.321 | 111.2228 | 3.905
| Clothes Washer Gas WH_Com, E - Appl [unit w/ propane dry - Washer] | E | Yes | Food Service | Appliances | REPL | 7953.2986 | 2088.995 | 3.8072
| Clothes Washer Gas WH_Com, P - Oth [unit w/ propane dry - Dryer] | Prp | Yes | Food Service | Other | NC | 434.321 | 111.2228 | 3.905
| Clothes Washer Gas WH_Com, P - Oth [unit w/ propane dry - Dryer] | Prp | Yes | Food Service | Other | REPL | 7953.2986 | 2088.995 | 3.8072
| Clothes Washer Gas WH_Com, G - HWat [unit w/ propane dry - Water Heater] | G | Yes | Food Service | Water Heating | NC | 434.321 | 111.2228 | 3.905
| Clothes Washer Gas WH_Com, G - HWat [unit w/ propane dry - Water Heater] | G | Yes | Food Service | Water Heating | REPL | 7953.2986 | 2088.995 | 3.8072
| Clothes Washer Oil WH_Com, E - Appl [unit w/ elec dry - Washer] | E | Yes | Food Service | Appliances | NC | 1611.9138 | 667.337 | 2.4154
| Clothes Washer Oil WH_Com, E - Appl [unit w/ elec dry - Washer] | E | Yes | Food Service | Appliances | REPL | 30272.6318 | 12533.9698 | 2.4152
| Clothes Washer Oil WH_Com, E - Appl [unit w/ elec dry - Dryer] | E | Yes | Food Service | Appliances | NC | 1611.9138 | 667.337 | 2.4154
| Clothes Washer Oil WH_Com, E - Appl [unit w/ elec dry - Dryer] | E | Yes | Food Service | Appliances | REPL | 30272.6318 | 12533.9698 | 2.4152
| Clothes Washer Oil WH_Com, O - HWat [unit w/ elec dry - Water Heater] | O | Yes | Food Service | Water Heating | NC | 1611.9138 | 667.337 | 2.4154
| Clothes Washer Oil WH_Com, O - HWat [unit w/ elec dry - Water Heater] | O | Yes | Food Service | Water Heating | REPL | 30272.6318 | 12533.9698 | 2.4152
| Clothes Washer Oil WH_Com, E - Appl [unit w/ gas dry - Washer] | E | Yes | Food Service | Appliances | NC | 240.0362 | 111.2228 | 2.1582
| Clothes Washer Oil WH_Com, E - Appl [unit w/ gas dry - Washer] | E | Yes | Food Service | Appliances | REPL | 4505.2541 | 2088.995 | 2.1567
| Clothes Washer Oil WH_Com, G - Oth [unit w/ gas dry - Dryer] | G | Yes | Food Service | Other | NC | 240.0362 | 111.2228 | 2.1582
| Clothes Washer Oil WH_Com, G - Oth [unit w/ gas dry - Dryer] | G | Yes | Food Service | Other | REPL | 4505.2541 | 2088.995 | 2.1567
| Clothes Washer Oil WH_Com, O - HWat [unit w/ gas dry - Water Heater] | O | Yes | Food Service | Water Heating | NC | 240.0362 | 111.2228 | 2.1582
| Clothes Washer Oil WH_Com, O - HWat [unit w/ gas dry - Water Heater] | O | Yes | Food Service | Water Heating | REPL | 4505.2541 | 2088.995 | 2.1567
| Clothes Washer Oil WH_Com, E - Appl [unit w/ propane dry - Washer] | E | Yes | Food Service | Appliances | NC | 357.992 | 166.8343 | 2.1458
| Clothes Washer Oil WH_Com, E - Appl [unit w/ propane dry - Washer] | E | Yes | Food Service | Appliances | REPL | 6721.2809 | 3133.4924 | 2.145
| Clothes Washer Oil WH_Com, P - Oth [unit w/ propane dry - Dryer] | Prp | Yes | Food Service | Other | NC | 357.992 | 166.8343 | 2.1458
| Clothes Washer Oil WH_Com, P - Oth [unit w/ propane dry - Dryer] | Prp | Yes | Food Service | Other | REPL | 6721.2809 | 3133.4924 | 2.145
| Clothes Washer Oil WH_Com, O - HWat [unit w/ propane dry - Water Heater] | O | Yes | Food Service | Water Heating | NC | 357.992 | 166.8343 | 2.1458
| Clothes Washer Oil WH_Com, O - HWat [unit w/ propane dry - Water Heater] | O | Yes | Food Service | Water Heating | REPL | 6721.2809 | 3133.4924 | 2.145
| Clothes Washer Propane WH_Com, E - Appl [unit w/ elec dry - Washer] | E | Yes | Food Service | Appliances | NC | 361.5809 | 156.1605 | 2.3154
| Clothes Washer Propane WH_Com, E - Appl [unit w/ elec dry - Washer] | E | Yes | Food Service | Appliances | REPL | 6694.6778 | 2895.2232 | 2.3123
| Clothes Washer Propane WH_Com, E - Appl [unit w/ elec dry - Dryer] | E | Yes | Food Service | Appliances | NC | 361.5809 | 156.1605 | 2.3154
| Clothes Washer Propane WH_Com, E - Appl [unit w/ elec dry - Dryer] | E | Yes | Food Service | Appliances | REPL | 6694.6778 | 2895.2232 | 2.3123
| Clothes Washer Propane WH_Com, P - HWat [unit w/ elec dry - Water Heater] | Prp | Yes | Food Service | Water Heating | NC | 361.5809 | 156.1605 | 2.3154
| Clothes Washer Propane WH_Com, P - HWat [unit w/ elec dry - Water Heater] | Prp | Yes | Food Service | Water Heating | REPL | 6694.6778 | 2895.2232 | 2.3123
| Clothes Washer Propane WH_Com, E - Appl [unit w/ gas dry - Washer] | E | Yes | Food Service | Appliances | NC | 166.4824 | 79 | 2.1074
| Clothes Washer Propane WH_Com, E - Appl [unit w/ gas dry - Washer] | E | Yes | Food Service | Appliances | REPL | 3077.2466 | 1459.5836 | 2.1083
| Clothes Washer Propane WH_Com, G - Oth [unit w/ gas dry - Dryer] | G | Yes | Food Service | Other | NC | 166.4824 | 79 | 2.1074
| Clothes Washer Propane WH_Com, G - Oth [unit w/ gas dry - Dryer] | G | Yes | Food Service | Other | REPL | 3077.2466 | 1459.5836 | 2.1083
| Clothes Washer Propane WH_Com, P - HWat [unit w/ gas dry - Water Heater] | Prp | Yes | Food Service | Water Heating | NC | 166.4824 | 79 | 2.1074
| Clothes Washer Propane WH_Com, P - HWat [unit w/ gas dry - Water Heater] | Prp | Yes | Food Service | Water Heating | REPL | 3077.2466 | 1459.5836 | 2.1083
| Clothes Washer Propane WH_Com, E - Appl [unit w/ propane dry - Washer] | E | Yes | Food Service | Appliances | NC | 332.048 | 149.1635 | 2.2261
| Clothes Washer Propane WH_Com, E - Appl [unit w/ propane dry - Washer] | E | Yes | Food Service | Appliances | REPL | 6138.2225 | 2762.3419 | 2.2221
| Clothes Washer Propane WH_Com, P - Oth [unit w/ propane dry - Dryer] | Prp | Yes | Food Service | Other | NC | 332.048 | 149.1635 | 2.2261
| Clothes Washer Propane WH_Com, P - Oth [unit w/ propane dry - Dryer] | Prp | Yes | Food Service | Other | REPL | 6138.2225 | 2762.3419 | 2.2221
| Clothes Washer Propane WH_Com, P - HWat [unit w/ propane dry - Water Heater] | Prp | Yes | Food Service | Water Heating | NC | 332.048 | 149.1635 | 2.2261
| Clothes Washer Propane WH_Com, P - HWat [unit w/ propane dry - Water Heater] | Prp | Yes | Food Service | Water Heating | REPL | 6138.2225 | 2762.3419 | 2.2221
| Dishwasher_Com, E - Appl [Building w elec WH] | E | Yes | Food Service | Appliances | NC | 1803.3949 | 680.0425 | 2.6519
| Dishwasher_Com, E - Appl [Building w elec WH] | E | Yes | Food Service | Appliances | REPL | 19316.8456 | 7284.1922 | 2.6519
| Dishwasher_Com, E - HWat [Building w elec WH] | E | Yes | Food Service | Water Heating | NC | 676.5315 | 0 | 0
| Dishwasher_Com, E - HWat [Building w elec WH] | E | Yes | Food Service | Water Heating | REPL | 7246.5845 | 0 | 0
| Dishwasher_Com, E - Appl [Building w gas WH] | E | Yes | Food Service | Appliances | NC | 4508.4873 | 1700.1061 | 2.6519
| Dishwasher_Com, E - Appl [Building w gas WH] | E | Yes | Food Service | Appliances | REPL | 48292.1139 | 18210.4805 | 2.6519
| Dishwasher_Com, G - HWat [Building w gas WH] | G | Yes | Food Service | Water Heating | NC | 9898.8583 | 0 | 0
| Dishwasher_Com, G - HWat [Building w gas WH] | G | Yes | Food Service | Water Heating | REPL | 100189.2496 | 0 | 0
| Dishwasher_Com, E - Appl [Building w oil WH] | E | Yes | Food Service | Appliances | NC | 450.8487 | 170.0106 | 2.6519
| Dishwasher_Com, E - Appl [Building w oil WH] | E | Yes | Food Service | Appliances | REPL | 4829.2114 | 1821.0481 | 2.6519
| Dishwasher_Com, O - HWat [Building w oil WH] | O | Yes | Food Service | Water Heating | NC | 2.0316 | 0 | 0
| Dishwasher_Com, O - HWat [Building w oil WH] | O | Yes | Food Service | Water Heating | REPL | 20.5626 | 0 | 0
| Dishwasher_Com, E - Appl [Building w propane WH] | E | Yes | Food Service | Appliances | NC | 450.8487 | 170.0106 | 2.6519
| Dishwasher_Com, E - Appl [Building w propane WH] | E | Yes | Food Service | Appliances | REPL | 4829.2114 | 1821.0481 | 2.6519
| Dishwasher_Com, P - HWat [Building w propane WH] | Prp | Yes | Food Service | Water Heating | NC | 1448.1137 | 0 | 0
| Dishwasher_Com, P - HWat [Building w propane WH] | Prp | Yes | Food Service | Water Heating | REPL | 14656.7825 | 0 | 0
| Faucet Aerator_Com, E - HWat | E | Yes | Food Service | Water Heating | RET | 7528.798 | 542.9136 | 13.8674
| Faucet Aerator_Com, G - HWat | G | Yes | Food Service | Water Heating | RET | 42259.4347 | 5819.4542 | 7.2618
| Faucet Aerator_Com, O - HWat | O | Yes | Food Service | Water Heating | RET | 85.5364 | 3.4416 | 24.8537
| Faucet Aerator_Com, P - HWat | Prp | Yes | Food Service | Water Heating | RET | 20285.5428 | 701.1671 | 28.9311
| Pre Rinse Sprayers_Com, E - HWat | E | Yes | Food Service | Water Heating | RET | 27414.7857 | 586.6375 | 46.7321
| Pre Rinse Sprayers_Com, G - HWat | G | Yes | Food Service | Water Heating | RET | 182481.0986 | 6777.2047 | 26.9257
| Pre Rinse Sprayers_Com, O - HWat | O | Yes | Food Service | Water Heating | RET | 331.245 | 4.008 | 82.6459
| Pre Rinse Sprayers_Com, P - HWat | Prp | Yes | Food Service | Water Heating | RET | 77008.874 | 816.5633 | 94.3085
| Heat Pump Water Heater_Com, E - HWat | E | Yes | Food Service | Water Heating | NC | 26540.044 | 22742.567 | 1.167
| Heat Pump Water Heater_Com, E - HWat | E | No | Food Service | Water Heating | RET | 153621.5223 | 163644.3278 | 0.93875
| Heat Pump Water Heater_Com, E - HWat | E | Yes | Food Service | Water Heating | REPL | 17980.739 | 15407.9684 | 1.167
| FF Storage Water Heater_Com, G - HWat | G | No | Food Service | Water Heating | NC | 37291.2397 | 92710.3714 | 0.40223
| FF Storage Water Heater_Com, G - HWat | G | No | Food Service | Water Heating | RET | 236835.8414 | 2071136.7354 | 0.11435
| FF Storage Water Heater_Com, G - HWat | G | No | Food Service | Water Heating | REPL | 67265.0013 | 167228.639 | 0.40223
| FF Storage Water Heater_Com, O - HWat | O | Yes | Food Service | Water Heating | NC | 76.372 | 54.8284 | 1.3929
| FF Storage Water Heater_Com, O - HWat | O | No | Food Service | Water Heating | RET | 485.0371 | 1224.8591 | 0.39599
| FF Storage Water Heater_Com, O - HWat | O | Yes | Food Service | Water Heating | REPL | 137.758 | 98.8981 | 1.3929
| FF Storage Water Heater_Com, P - HWat | Prp | Yes | Food Service | Water Heating | NC | 18140.4893 | 11170.3709 | 1.624
| FF Storage Water Heater_Com, P - HWat | Prp | No | Food Service | Water Heating | RET | 115209.8448 | 249544.5169 | 0.46168
| FF Storage Water Heater_Com, P - HWat | Prp | Yes | Food Service | Water Heating | REPL | 32721.3588 | 20148.8343 | 1.624
| FF Instantaneous Water Heater_Com, G - HWat | G | No | Food Service | Water Heating | NC | 73225.4414 | 275141.0464 | 0.26614
| FF Instantaneous Water Heater_Com, G - HWat | G | No | Food Service | Water Heating | RET | 338764.1018 | 3624073.3068 | 0.093476
| FF Instantaneous Water Heater_Com, G - HWat | G | No | Food Service | Water Heating | REPL | 6.5055e-11 | 2.4444e-10 | 0.26614
| FF Instantaneous Water Heater_Com, O - HWat | O | No | Food Service | Water Heating | NC | 150.9697 | 162.7169 | 0.92781
| FF Instantaneous Water Heater_Com, O - HWat | O | No | Food Service | Water Heating | RET | 698.4338 | 2143.2575 | 0.32587
| FF Instantaneous Water Heater_Com, O - HWat | O | No | Food Service | Water Heating | REPL | 1.3412e-13 | 1.4456e-13 | 0.92781
| FF Instantaneous Water Heater_Com, P - HWat | Prp | Yes | Food Service | Water Heating | NC | 36027.3815 | 33150.8491 | 1.0868
| FF Instantaneous Water Heater_Com, P - HWat | Prp | No | Food Service | Water Heating | RET | 166674.0832 | 436652.7889 | 0.38171
| FF Instantaneous Water Heater_Com, P - HWat | Prp | Yes | Food Service | Water Heating | REPL | 3.2007e-11 | 2.9452e-11 | 1.0868
| Clothes Dryer_Com, E - Appl | E | Yes | Food Service | Appliances | NC | 1542.8389 | 91.4908 | 16.8633
| Clothes Dryer_Com, E - Appl | E | Yes | Food Service | Appliances | RET | 8713.3225 | 1777.1731 | 4.9029
| Clothes Dryer_Com, E - Appl | E | Yes | Food Service | Appliances | REPL | 516.8183 | 30.6475 | 16.8633
| Clothes Dryer_Com, G - Oth | G | Yes | Food Service | Other | NC | 127.3824 | 116.2982 | 1.0953
| Clothes Dryer_Com, G - Oth | G | No | Food Service | Other | RET | 679.7722 | 2513.0932 | 0.27049
| Clothes Dryer_Com, G - Oth | G | Yes | Food Service | Other | REPL | 40.3197 | 36.8113 | 1.0953
| Clothes Dryer_Com, P - Oth | Prp | Yes | Food Service | Other | NC | 61.8109 | 14.0124 | 4.4112
| Clothes Dryer_Com, P - Oth | Prp | Yes | Food Service | Other | RET | 329.8519 | 302.7944 | 1.0894
| Clothes Dryer_Com, P - Oth | Prp | Yes | Food Service | Other | REPL | 19.5647 | 4.4353 | 4.4112
| Pnemautic to DDC_Com, E - TotE [Building w Elec Heat] | E | No | Food Service | Total Electric | RET | 114588.7963 | 131955.517 | 0.86839
| Pnemautic to DDC_Com, E - TotE [Building w Gas Heat] | E | No | Food Service | Total Electric | RET | 427020.6722 | 508791.7213 | 0.83928
| Pnemautic to DDC_Com, G - TotF [Building w Gas Heat] | G | No | Food Service | Total FF | RET | 427020.6722 | 508791.7213 | 0.83928
| Pnemautic to DDC_Com, E - TotE [Building w Oil Heat] | E | No | Food Service | Total Electric | RET | 60051.8149 | 136893.5874 | 0.43868
| Pnemautic to DDC_Com, O - TotF [Building w Oil Heat] | O | No | Food Service | Total FF | RET | 60051.8149 | 136893.5874 | 0.43868
| Pnemautic to DDC_Com, E - TotE [Building w Propane Heat] | E | Yes | Food Service | Total Electric | RET | 158542.5935 | 41255.2268 | 3.843
| Pnemautic to DDC_Com, P - TotF [Building w Propane Heat] | Prp | Yes | Food Service | Total FF | RET | 158542.5935 | 41255.2268 | 3.843
| RCx_Com, E - TotE [Building w Elec Heat] | E | Yes | Food Service | Total Electric | RET | 241283.334 | 70688.6888 | 3.4133
| RCx_Com, E - TotE [Building w Gas Heat] | E | Yes | Food Service | Total Electric | RET | 907557.1617 | 224830.6755 | 4.0366
| RCx_Com, G - TotF [Building w Gas Heat] | G | Yes | Food Service | Total FF | RET | 907557.1617 | 224830.6755 | 4.0366
| RCx_Com, E - TotE [Building w Oil Heat] | E | Yes | Food Service | Total Electric | RET | 169122.2104 | 60492.0961 | 2.7958
| RCx_Com, O - TotF [Building w Oil Heat] | O | Yes | Food Service | Total FF | RET | 169122.2104 | 60492.0961 | 2.7958
| RCx_Com, E - TotE [Building w Propane Heat] | E | Yes | Food Service | Total Electric | RET | 237987.1584 | 18230.3291 | 13.0545
| RCx_Com, P - TotF [Building w Propane Heat] | Prp | Yes | Food Service | Total FF | RET | 237987.1584 | 18230.3291 | 13.0545
| Commissioning_Com, E - TotE [Building w Elec Heat] | E | Yes | Food Service | Total Electric | NC | 0 | 0 | 0
| Commissioning_Com, E - TotE [Building w Gas Heat] | E | Yes | Food Service | Total Electric | NC | 0 | 0 | 0
| Commissioning_Com, G - TotF [Building w Gas Heat] | G | Yes | Food Service | Total FF | NC | 0 | 0 | 0
| Commissioning_Com, E - TotE [Building w Oil Heat] | E | Yes | Food Service | Total Electric | NC | 0 | 0 | 0
| Commissioning_Com, O - TotF [Building w Oil Heat] | O | Yes | Food Service | Total FF | NC | 0 | 0 | 0
| Commissioning_Com, E - TotE [Building w Propane Heat] | E | Yes | Food Service | Total Electric | NC | 0 | 0 | 0
| Commissioning_Com, P - TotF [Building w Propane Heat] | Prp | Yes | Food Service | Total FF | NC | 0 | 0 | 0
| Integrated Building Design_Com, E - TotE [Building w Elec Heat] | E | Yes | Food Service | Total Electric | NC | 24320.2215 | 1586.8948 | 15.3257
| Integrated Building Design_Com, E - TotE [Building w Gas Heat] | E | Yes | Food Service | Total Electric | NC | 93283.1875 | 5047.238 | 18.482
| Integrated Building Design_Com, G - TotF [Building w Gas Heat] | G | Yes | Food Service | Total FF | NC | 93283.1875 | 5047.238 | 18.482
| Integrated Building Design_Com, E - TotE [Building w Oil Heat] | E | Yes | Food Service | Total Electric | NC | 17272.9071 | 1357.9909 | 12.7195
| Integrated Building Design_Com, O - TotF [Building w Oil Heat] | O | Yes | Food Service | Total FF | NC | 17272.9071 | 1357.9909 | 12.7195
| Integrated Building Design_Com, E - TotE [Building w Propane Heat] | E | Yes | Food Service | Total Electric | NC | 25246.3162 | 409.2538 | 61.6887
| Integrated Building Design_Com, P - TotF [Building w Propane Heat] | Prp | Yes | Food Service | Total FF | NC | 25246.3162 | 409.2538 | 61.6887
| Deep Energy Retrofit_Com, E - TotE [Building w Elec Heat] | E | Yes | Food Service | Total Electric | RET | 115451.0172 | 48619.791 | 2.3746
| Deep Energy Retrofit_Com, E - TotE [Building w Gas Heat] | E | Yes | Food Service | Total Electric | RET | 431419.005 | 154638.8912 | 2.7898
| Deep Energy Retrofit_Com, G - TotF [Building w Gas Heat] | G | Yes | Food Service | Total FF | RET | 431419.005 | 154638.8912 | 2.7898
| Deep Energy Retrofit_Com, E - TotE [Building w Oil Heat] | E | Yes | Food Service | Total Electric | RET | 80973.8084 | 41606.5586 | 1.9462
| Deep Energy Retrofit_Com, O - TotF [Building w Oil Heat] | O | Yes | Food Service | Total FF | RET | 80973.8084 | 41606.5586 | 1.9462
| Deep Energy Retrofit_Com, E - TotE [Building w Propane Heat] | E | Yes | Food Service | Total Electric | RET | 114298.0681 | 12538.8489 | 9.1155
| Deep Energy Retrofit_Com, P - TotF [Building w Propane Heat] | Prp | Yes | Food Service | Total FF | RET | 114298.0681 | 12538.8489 | 9.1155
| EMS_Com, E - TotE [Building w Elec Heat] | E | Yes | Food Service | Total Electric | NC | 44237.0102 | 21345.2918 | 2.0724
| EMS_Com, E - TotE [Building w Elec Heat] | E | Yes | Food Service | Total Electric | RET | 730933.6907 | 280549.6152 | 2.6054
| EMS_Com, E - TotE [Building w Gas Heat] | E | Yes | Food Service | Total Electric | NC | 175343.8376 | 67890.3012 | 2.5828
| EMS_Com, E - TotE [Building w Gas Heat] | E | Yes | Food Service | Total Electric | RET | 2819847.4297 | 1784618.1775 | 1.5801
| EMS_Com, G - TotF [Building w Gas Heat] | G | Yes | Food Service | Total FF | NC | 175343.8376 | 67890.3012 | 2.5828
| EMS_Com, G - TotF [Building w Gas Heat] | G | Yes | Food Service | Total FF | RET | 2819847.4297 | 1784618.1775 | 1.5801
| EMS_Com, E - TotE [Building w Oil Heat] | E | Yes | Food Service | Total Electric | NC | 31926.4902 | 18266.3092 | 1.7478
| EMS_Com, E - TotE [Building w Oil Heat] | E | No | Food Service | Total Electric | RET | 520587.6877 | 480162.6565 | 1.0842
| EMS_Com, O - TotF [Building w Oil Heat] | O | Yes | Food Service | Total FF | NC | 31926.4902 | 18266.3092 | 1.7478
| EMS_Com, O - TotF [Building w Oil Heat] | O | No | Food Service | Total FF | RET | 520587.6877 | 480162.6565 | 1.0842
| EMS_Com, E - TotE [Building w Propane Heat] | E | Yes | Food Service | Total Electric | NC | 48678.439 | 5504.8651 | 8.8428
| EMS_Com, E - TotE [Building w Propane Heat] | E | Yes | Food Service | Total Electric | RET | 766677.6291 | 144705.2392 | 5.2982
| EMS_Com, P - TotF [Building w Propane Heat] | Prp | Yes | Food Service | Total FF | NC | 48678.439 | 5504.8651 | 8.8428
| EMS_Com, P - TotF [Building w Propane Heat] | Prp | Yes | Food Service | Total FF | RET | 766677.6291 | 144705.2392 | 5.2982
| VFDs on HVAC Pumps_Com, E - Oth | E | Yes | Food Service | Other | RET | 76399.6852 | 32824.2731 | 2.3275
| ECM Circulators_Com, E - Oth | E | Yes | Food Service | Other | RET | 177384.1125 | 106234.0419 | 1.6697
| Motors_Com, E - Oth | E | Yes | Food Service | Other | NC | 2316.6149 | 1529.4368 | 1.5147
| Motors_Com, E - Oth | E | No | Food Service | Other | RET | 22709.1244 | 25640.982 | 0.88566
| Motors_Com, E - Oth | E | Yes | Food Service | Other | REPL | 139.5106 | 92.1054 | 1.5147
| Ext Area Ltg_Com, E - ExtL | E | Yes | Food Service | Exterior Lighting | NC | 8189.0752 | 2199.0587 | 3.7239
| Ext Area Ltg_Com, E - ExtL | E | Yes | Food Service | Exterior Lighting | RET | 55480.55 | 14898.5061 | 3.7239
| Ext Area Ltg_Com, E - ExtL | E | Yes | Food Service | Exterior Lighting | REPL | 73637.8214 | 19774.3809 | 3.7239
| Street Ltg_Com, E - ExtL | E | Yes | Food Service | Exterior Lighting | NC | 1524.3318 | 348.2417 | 4.3772
| Street Ltg_Com, E - ExtL | E | Yes | Food Service | Exterior Lighting | RET | 10327.2672 | 2359.3193 | 4.3772
| Street Ltg_Com, E - ExtL | E | Yes | Food Service | Exterior Lighting | REPL | 13707.1001 | 3131.4601 | 4.3772
| Ext Ltg Ctrls_Com, E - ExtL | E | Yes | Food Service | Exterior Lighting | RET | 50960.0296 | 12958.1074 | 3.9327
| Ext Ltg Dsgn_Com, E - ExtL | E | Yes | Food Service | Exterior Lighting | NC | 1181.5303 | 258.7704 | 4.5659
| Ext Ltg Dsgn_Com, E - ExtL | E | Yes | Food Service | Exterior Lighting | REPL | 10673.0728 | 2337.5409 | 4.5659
| Int Ltg Ctrls_Com, E - IntL [No Heat] | E | Yes | Food Service | Interior Lighting | RET | 87699.007 | 22354.0145 | 3.9232
| Int Ltg Ctrls_Com, E - IntL [Electric Heat] | E | Yes | Food Service | Interior Lighting | RET | 77694.0175 | 27511.6398 | 2.824
| Int Ltg Ctrls_Com, E/G - IntL | E | Yes | Food Service | Interior Lighting | RET | 403858.0774 | 158246.3528 | 2.5521
| Int Ltg Ctrls_Com, E/O - IntL | E | Yes | Food Service | Interior Lighting | RET | 9333.8488 | 6917.6391 | 1.3493
| Int Ltg Ctrls_Com, E/P - IntL | E | Yes | Food Service | Interior Lighting | RET | 34394.197 | 28281.7908 | 1.2161
| Exit Sign RetFit_Com, E - IntL [No Heat] | E | Yes | Food Service | Interior Lighting | RET | 4509.6001 | 1223.348 | 3.6863
| Exit Sign RetFit_Com, E - IntL [Electric Heat] | E | Yes | Food Service | Interior Lighting | RET | 4275.1674 | 1508.13 | 2.8347
| Exit Sign RetFit_Com, E/G - IntL | E | Yes | Food Service | Interior Lighting | RET | 21335.3304 | 9398.3101 | 2.2701
| Exit Sign RetFit_Com, E/O - IntL | E | Yes | Food Service | Interior Lighting | RET | 488.6283 | 435.7001 | 1.1215
| Exit Sign RetFit_Com, E/P - IntL | E | No | Food Service | Interior Lighting | RET | 1800.0356 | 1795.3248 | 1.0026
| LED HiLo Bay_Com, E - IntL [No Heat] | E | Yes | Food Service | Interior Lighting | NC | 0.13379 | 0.058152 | 2.3007
| LED HiLo Bay_Com, E - IntL [No Heat] | E | Yes | Food Service | Interior Lighting | RET | 1.0719 | 0.4659 | 2.3007
| LED HiLo Bay_Com, E - IntL [No Heat] | E | Yes | Food Service | Interior Lighting | REPL | 0.054061 | 0.023497 | 2.3007
| LED HiLo Bay_Com, E - IntL [Electric Heat] | E | Yes | Food Service | Interior Lighting | NC | 0.11873 | 0.071689 | 1.6561
| LED HiLo Bay_Com, E - IntL [Electric Heat] | E | Yes | Food Service | Interior Lighting | RET | 0.95121 | 0.57436 | 1.6561
| LED HiLo Bay_Com, E - IntL [Electric Heat] | E | Yes | Food Service | Interior Lighting | REPL | 0.047973 | 0.028967 | 1.6561
| LED HiLo Bay_Com, E/G - IntL | E | Yes | Food Service | Interior Lighting | NC | 0.62185 | 0.36383 | 1.7092
| LED HiLo Bay_Com, E/G - IntL | E | Yes | Food Service | Interior Lighting | RET | 4.9821 | 2.9149 | 1.7092
| LED HiLo Bay_Com, E/G - IntL | E | Yes | Food Service | Interior Lighting | REPL | 0.25127 | 0.14701 | 1.7092
| LED HiLo Bay_Com, E/O - IntL | E | No | Food Service | Interior Lighting | NC | 0.014242 | 0.014167 | 1.0053
| LED HiLo Bay_Com, E/O - IntL | E | No | Food Service | Interior Lighting | RET | 0.1141 | 0.1135 | 1.0053
| LED HiLo Bay_Com, E/O - IntL | E | No | Food Service | Interior Lighting | REPL | 0.0057547 | 0.0057245 | 1.0053
| LED HiLo Bay_Com, E/P - IntL | E | No | Food Service | Interior Lighting | NC | 0.052465 | 0.057333 | 0.91509
| LED HiLo Bay_Com, E/P - IntL | E | No | Food Service | Interior Lighting | RET | 0.42034 | 0.45934 | 0.91509
| LED HiLo Bay_Com, E/P - IntL | E | No | Food Service | Interior Lighting | REPL | 0.021199 | 0.023166 | 0.91509
| Repl Scre_Com, E - IntL [No Heat] | E | Yes | Food Service | Interior Lighting | NC | 0 | 0 | 0
| Repl Scre_Com, E - IntL [No Heat] | E | Yes | Food Service | Interior Lighting | RET | 0 | 0 | 0
| Repl Scre_Com, E - IntL [No Heat] | E | Yes | Food Service | Interior Lighting | REPL | 0 | 0 | 0
| Repl Scre_Com, E - IntL [Electric Heat] | E | Yes | Food Service | Interior Lighting | NC | 0 | 0 | 0
| Repl Scre_Com, E - IntL [Electric Heat] | E | Yes | Food Service | Interior Lighting | RET | 0 | 0 | 0
| Repl Scre_Com, E - IntL [Electric Heat] | E | Yes | Food Service | Interior Lighting | REPL | 0 | 0 | 0
| Repl Scre_Com, E/G - IntL | E | Yes | Food Service | Interior Lighting | NC | 0 | 0 | 0
| Repl Scre_Com, E/G - IntL | E | Yes | Food Service | Interior Lighting | RET | 0 | 0 | 0
| Repl Scre_Com, E/G - IntL | E | Yes | Food Service | Interior Lighting | REPL | 0 | 0 | 0
| Repl Scre_Com, E/O - IntL | E | Yes | Food Service | Interior Lighting | NC | 0 | 0 | 0
| Repl Scre_Com, E/O - IntL | E | Yes | Food Service | Interior Lighting | RET | 0 | 0 | 0
| Repl Scre_Com, E/O - IntL | E | Yes | Food Service | Interior Lighting | REPL | 0 | 0 | 0
| Repl Scre_Com, E/P - IntL | E | No | Food Service | Interior Lighting | NC | 0 | 0 | 0
| Repl Scre_Com, E/P - IntL | E | No | Food Service | Interior Lighting | RET | 0 | 0 | 0
| Repl Scre_Com, E/P - IntL | E | No | Food Service | Interior Lighting | REPL | 0 | 0 | 0
| Lin LED Fixture_Com, E - IntL [No Heat] | E | Yes | Food Service | Interior Lighting | NC | 1626.3231 | 873.5317 | 1.8618
| Lin LED Fixture_Com, E - IntL [No Heat] | E | Yes | Food Service | Interior Lighting | RET | 9216.4225 | 7500.5007 | 1.2288
| Lin LED Fixture_Com, E - IntL [No Heat] | E | Yes | Food Service | Interior Lighting | REPL | 1137.0854 | 610.752 | 1.8618
| Lin LED Fixture_Com, E - IntL [Electric Heat] | E | Yes | Food Service | Interior Lighting | NC | 1541.7783 | 1076.8803 | 1.4317
| Lin LED Fixture_Com, E - IntL [Electric Heat] | E | No | Food Service | Interior Lighting | RET | 8737.3045 | 9246.5349 | 0.94493
| Lin LED Fixture_Com, E - IntL [Electric Heat] | E | Yes | Food Service | Interior Lighting | REPL | 1077.9738 | 752.9284 | 1.4317
| Lin LED Fixture_Com, E/G - IntL | E | Yes | Food Service | Interior Lighting | NC | 7694.2835 | 5096.1335 | 1.5098
| Lin LED Fixture_Com, E/G - IntL | E | No | Food Service | Interior Lighting | RET | 43603.7378 | 40343.2101 | 1.0808
| Lin LED Fixture_Com, E/G - IntL | E | Yes | Food Service | Interior Lighting | REPL | 5379.6552 | 3563.0921 | 1.5098
| Lin LED Fixture_Com, E/O - IntL | E | No | Food Service | Interior Lighting | NC | 176.2169 | 183.3136 | 0.96129
| Lin LED Fixture_Com, E/O - IntL | E | No | Food Service | Interior Lighting | RET | 998.6263 | 1301.3793 | 0.76736
| Lin LED Fixture_Com, E/O - IntL | E | No | Food Service | Interior Lighting | REPL | 123.2065 | 128.1684 | 0.96129
| Lin LED Fixture_Com, E/P - IntL | E | No | Food Service | Interior Lighting | NC | 649.1572 | 733.1964 | 0.88538
| Lin LED Fixture_Com, E/P - IntL | E | No | Food Service | Interior Lighting | RET | 3678.7937 | 5122.1878 | 0.71821
| Lin LED Fixture_Com, E/P - IntL | E | No | Food Service | Interior Lighting | REPL | 453.8749 | 512.633 | 0.88538
| LED Tube Repl_Com, E - IntL [No Heat] | E | Yes | Food Service | Interior Lighting | RET | 61280.191 | 5705.0533 | 10.7414
| LED Tube Repl_Com, E - IntL [No Heat] | E | Yes | Food Service | Interior Lighting | REPL | 31623.4426 | 2944.0741 | 10.7414
| LED Tube Repl_Com, E - IntL [Electric Heat] | E | Yes | Food Service | Interior Lighting | RET | 58094.5255 | 7033.1271 | 8.2601
| LED Tube Repl_Com, E - IntL [Electric Heat] | E | Yes | Food Service | Interior Lighting | REPL | 29979.4904 | 3629.4223 | 8.2601
| LED Tube Repl_Com, E/G - IntL | E | Yes | Food Service | Interior Lighting | RET | 289922.1897 | 70083.7699 | 4.1368
| LED Tube Repl_Com, E/G - IntL | E | Yes | Food Service | Interior Lighting | REPL | 149613.4001 | 36166.5008 | 4.1368
| LED Tube Repl_Com, E/O - IntL | E | Yes | Food Service | Interior Lighting | RET | 6639.8875 | 4095.6536 | 1.6212
| LED Tube Repl_Com, E/O - IntL | E | Yes | Food Service | Interior Lighting | REPL | 3426.4923 | 2113.5487 | 1.6212
| LED Tube Repl_Com, E/P - IntL | E | Yes | Food Service | Interior Lighting | RET | 24460.3782 | 17223.4311 | 1.4202
| LED Tube Repl_Com, E/P - IntL | E | Yes | Food Service | Interior Lighting | REPL | 12622.6984 | 8888.0954 | 1.4202
| Repl pin CFL wLED_Com, E - IntL [No Heat] | E | Yes | Food Service | Interior Lighting | RET | 3149.7445 | 1643.7604 | 1.9162
| Repl pin CFL wLED_Com, E - IntL [No Heat] | E | Yes | Food Service | Interior Lighting | REPL | 2136.9236 | 1115.1985 | 1.9162
| Repl pin CFL wLED_Com, E - IntL [Electric Heat] | E | Yes | Food Service | Interior Lighting | RET | 2986.0042 | 2026.4098 | 1.4735
| Repl pin CFL wLED_Com, E - IntL [Electric Heat] | E | Yes | Food Service | Interior Lighting | REPL | 2025.8351 | 1374.8045 | 1.4735
| Repl pin CFL wLED_Com, E/G - IntL | E | Yes | Food Service | Interior Lighting | RET | 14901.7292 | 9672.9881 | 1.5406
| Repl pin CFL wLED_Com, E/G - IntL | E | Yes | Food Service | Interior Lighting | REPL | 10109.981 | 6562.5757 | 1.5406
| Repl pin CFL wLED_Com, E/O - IntL | E | No | Food Service | Interior Lighting | RET | 341.284 | 349.5469 | 0.97636
| Repl pin CFL wLED_Com, E/O - IntL | E | No | Food Service | Interior Lighting | REPL | 231.5419 | 237.1478 | 0.97636
| Repl pin CFL wLED_Com, E/P - IntL | E | No | Food Service | Interior Lighting | RET | 1257.2405 | 1397.4498 | 0.89967
| Repl pin CFL wLED_Com, E/P - IntL | E | No | Food Service | Interior Lighting | REPL | 852.9667 | 948.0907 | 0.89967
| Refrig Case LED_Com, E - IntL | E | Yes | Food Service | Interior Lighting | NC | 6218.2073 | 1964.5768 | 3.1652
| Refrig Case LED_Com, E - IntL | E | Yes | Food Service | Interior Lighting | RET | 35108.416 | 11092.1324 | 3.1652
| Refrig Case LED_Com, E - IntL | E | Yes | Food Service | Interior Lighting | REPL | 10970.8398 | 3466.1207 | 3.1652
| Refrig Case Ctrls_Com, E - IntL | E | Yes | Food Service | Interior Lighting | RET | 20190.7165 | 16635.5023 | 1.2137
| Stair Occ Sensor_Com, E - IntL [No Heat] | E | Yes | Food Service | Interior Lighting | NC | 871.7896 | 395.6641 | 2.2034
| Stair Occ Sensor_Com, E - IntL [No Heat] | E | Yes | Food Service | Interior Lighting | RET | 8859.4923 | 4020.9046 | 2.2034
| Stair Occ Sensor_Com, E - IntL [Electric Heat] | E | Yes | Food Service | Interior Lighting | NC | 826.4694 | 487.7703 | 1.6944
| Stair Occ Sensor_Com, E - IntL [Electric Heat] | E | Yes | Food Service | Interior Lighting | RET | 8398.9295 | 4956.9271 | 1.6944
| Stair Occ Sensor_Com, E/G - IntL | E | Yes | Food Service | Interior Lighting | NC | 4124.5163 | 2532.9966 | 1.6283
| Stair Occ Sensor_Com, E/G - IntL | E | Yes | Food Service | Interior Lighting | RET | 41915.0686 | 25741.3765 | 1.6283
| Stair Occ Sensor_Com, E/O - IntL | E | No | Food Service | Interior Lighting | NC | 94.4609 | 100.5683 | 0.93927
| Stair Occ Sensor_Com, E/O - IntL | E | No | Food Service | Interior Lighting | RET | 959.9518 | 1022.0175 | 0.93927
| Stair Occ Sensor_Com, E/P - IntL | E | No | Food Service | Interior Lighting | NC | 347.9804 | 407.0425 | 0.8549
| Stair Occ Sensor_Com, E/P - IntL | E | No | Food Service | Interior Lighting | RET | 3536.3227 | 4136.5368 | 0.8549
| Int Delamping_Com, E - IntL [No Heat] | E | Yes | Food Service | Interior Lighting | RET | 981.2395 | 78.3123 | 12.5298
| Int Delamping_Com, E - IntL [Electric Heat] | E | Yes | Food Service | Interior Lighting | RET | 930.2296 | 74.2412 | 12.5298
| Int Delamping_Com, E/G - IntL | E | Yes | Food Service | Interior Lighting | RET | 4642.334 | 1082.2985 | 4.2893
| Int Delamping_Com, E/O - IntL | E | Yes | Food Service | Interior Lighting | RET | 106.3202 | 64.9381 | 1.6373
| Int Delamping_Com, E/P - IntL | E | Yes | Food Service | Interior Lighting | RET | 391.668 | 273.7189 | 1.4309
| Int Ltg Dsgn_Com, E - IntL [No Heat] | E | Yes | Food Service | Interior Lighting | NC | 2453.0852 | 456.819 | 5.3699
| Int Ltg Dsgn_Com, E - IntL [Electric Heat] | E | Yes | Food Service | Interior Lighting | NC | 2325.561 | 433.0711 | 5.3699
| Int Ltg Dsgn_Com, E/G - IntL | E | Yes | Food Service | Interior Lighting | NC | 11605.7704 | 3940.7324 | 2.9451
| Int Ltg Dsgn_Com, E/O - IntL | E | Yes | Food Service | Interior Lighting | NC | 265.7989 | 190.6287 | 1.3943
| Int Ltg Dsgn_Com, E/P - IntL | E | Yes | Food Service | Interior Lighting | NC | 979.1646 | 788.4889 | 1.2418
| Room Air Conditioner_Com, E - Cool | E | Yes | Health Service | Cooling | NC | 0 | 0 | 0
| Room Air Conditioner_Com, E - Cool | E | Yes | Health Service | Cooling | RET | 0 | 0 | 0
| Room Air Conditioner_Com, E - Cool | E | Yes | Health Service | Cooling | REPL | 0 | 0 | 0
| Chiller Systems_Com, E - Cool | E | Yes | Health Service | Cooling | NC | 6192.3582 | 403.5981 | 15.3429
| Chiller Systems_Com, E - Cool | E | Yes | Health Service | Cooling | RET | 18814.164 | 2553.2679 | 7.3687
| Chiller Systems_Com, E - Cool | E | Yes | Health Service | Cooling | REPL | 5.8221e-12 | 3.7947e-13 | 15.3429
| Chiller Tuneup_Com, E - Cool | E | Yes | Health Service | Cooling | RET | 3963.797 | 705.3472 | 5.6196
| Computer Room Air Conditioner_Com, E - Cool | E | Yes | Health Service | Cooling | NC | 2610.6871 | 872.1961 | 2.9932
| Computer Room Air Conditioner_Com, E - Cool | E | Yes | Health Service | Cooling | REPL | 17687.2669 | 5909.0824 | 2.9932
| Mini Split Ductless AC_Com, E - Cool | E | No | Health Service | Cooling | NC | 0 | 0 | 0
| Mini Split Ductless AC_Com, E - Cool | E | No | Health Service | Cooling | RET | 0 | 0 | 0
| Mini Split Ductless AC_Com, E - Cool | E | No | Health Service | Cooling | REPL | 0 | 0 | 0
| Eff Unitary AC_Com, E - Cool | E | Yes | Health Service | Cooling | NC | 6057.6329 | 3438.1689 | 1.7619
| Eff Unitary AC_Com, E - Cool | E | No | Health Service | Cooling | RET | 50545.5066 | 209046.3354 | 0.24179
| Eff Unitary AC_Com, E - Cool | E | Yes | Health Service | Cooling | REPL | 30105.0258 | 17086.8996 | 1.7619
| PTAC_Com, E - Cool | E | Yes | Health Service | Cooling | NC | 0 | 0 | 0
| PTAC_Com, E - Cool | E | No | Health Service | Cooling | RET | 0 | 0 | 0
| PTAC_Com, E - Cool | E | Yes | Health Service | Cooling | REPL | 0 | 0 | 0
| Unitary Equipment Economizer_Com, E - Cool | E | No | Health Service | Cooling | RET | 25330.9451 | 38114.3153 | 0.6646
| AC Tuneup_Com, E - Cool [ASHP] | E | Yes | Health Service | Cooling | RET | 13989.8242 | 1359.6898 | 10.289
| AC Tuneup_Com, E - Heat [ASHP] | E | Yes | Health Service | Space Heating | RET | 13989.8242 | 1359.6898 | 10.289
| AC Tuneup_Com, E - Cool [Unitary AC] | E | Yes | Health Service | Cooling | RET | 23912.2233 | 3353.0867 | 7.1314
| DCV_Com, E - Cool [Building w Elec Heat] | E | Yes | Health Service | Cooling | RET | 294039.4864 | 26319.6366 | 11.1719
| DCV_Com, E - Heat [Building w Elec Heat] | E | Yes | Health Service | Space Heating | RET | 294039.4864 | 26319.6366 | 11.1719
| DCV_Com, E - Vent [Building w Elec Heat] | E | Yes | Health Service | Ventilation | RET | 294039.4864 | 26319.6366 | 11.1719
| DCV_Com, E - Cool [Building w Gas Heat] | E | Yes | Health Service | Cooling | RET | 953028.7024 | 53745.4368 | 17.7323
| DCV_Com, G - Heat [Building w Gas Heat] | G | Yes | Health Service | Space Heating | RET | 953028.7024 | 53745.4368 | 17.7323
| DCV_Com, E - Vent [Building w Gas Heat] | E | Yes | Health Service | Ventilation | RET | 953028.7024 | 53745.4368 | 17.7323
| DCV_Com, E - Cool [Building w Oil Heat] | E | Yes | Health Service | Cooling | RET | 329295.3826 | 14460.5451 | 22.772
| DCV_Com, O - Heat [Building w Oil Heat] | O | Yes | Health Service | Space Heating | RET | 329295.3826 | 14460.5451 | 22.772
| DCV_Com, E - Vent [Building w Oil Heat] | E | Yes | Health Service | Ventilation | RET | 329295.3826 | 14460.5451 | 22.772
| DCV_Com, E - Cool [Building w Propane Heat] | E | Yes | Health Service | Cooling | RET | 138489.3351 | 4357.9329 | 31.7787
| DCV_Com, P - Heat [Building w Propane Heat] | Prp | Yes | Health Service | Space Heating | RET | 138489.3351 | 4357.9329 | 31.7787
| DCV_Com, E - Vent [Building w Propane Heat] | E | Yes | Health Service | Ventilation | RET | 138489.3351 | 4357.9329 | 31.7787
| Controls for Unitary AC_Com, E - Cool | E | No | Health Service | Cooling | RET | 59054.474 | 59385.6623 | 0.99442
| Optimized Unitary AC Sys_Com, E - Cool [Building w Elec Heat] | E | No | Health Service | Cooling | NC | 15529.8715 | 17917.7006 | 0.86673
| Optimized Unitary AC Sys_Com, E - Heat [Building w Elec Heat] | E | No | Health Service | Space Heating | NC | 15529.8715 | 17917.7006 | 0.86673
| Optimized Unitary AC Sys_Com, E - Cool [Building w Gas Heat] | E | Yes | Health Service | Cooling | NC | 140088.2415 | 12719.5804 | 11.0136
| Optimized Unitary AC Sys_Com, G - Heat [Building w Gas Heat] | G | Yes | Health Service | Space Heating | NC | 140088.2415 | 12719.5804 | 11.0136
| Optimized Unitary AC Sys_Com, E - Cool [Building w Oil Heat] | E | Yes | Health Service | Cooling | NC | 59818.3664 | 3252.1008 | 18.3938
| Optimized Unitary AC Sys_Com, O - Heat [Building w Oil Heat] | O | Yes | Health Service | Space Heating | NC | 59818.3664 | 3252.1008 | 18.3938
| Optimized Unitary AC Sys_Com, E - Cool [Building w Propane Heat] | E | Yes | Health Service | Cooling | NC | 29944.4362 | 1000.4812 | 29.93
| Optimized Unitary AC Sys_Com, P - Heat [Building w Propane Heat] | Prp | Yes | Health Service | Space Heating | NC | 29944.4362 | 1000.4812 | 29.93
| Optimized Chiller Sys_Com, E - Cool | E | No | Health Service | Cooling | NC | 2079.6799 | 2863.2383 | 0.72634
| Cool Roof_Com, E - Cool [Building w Elec Heat] | E | No | Health Service | Cooling | NC | 2427.4717 | 6734.1109 | 0.36047
| Cool Roof_Com, E - Cool [Building w Elec Heat] | E | No | Health Service | Cooling | RET | 16774.9117 | 78376.8377 | 0.21403
| Cool Roof_Com, E - Heat [Building w Elec Heat] | E | No | Health Service | Space Heating | NC | 2427.4717 | 6734.1109 | 0.36047
| Cool Roof_Com, E - Heat [Building w Elec Heat] | E | No | Health Service | Space Heating | RET | 16774.9117 | 78376.8377 | 0.21403
| Cool Roof_Com, E - Cool [Building w Gas Heat] | E | No | Health Service | Cooling | NC | 6237.5644 | 21132.3077 | 0.29517
| Cool Roof_Com, E - Cool [Building w Gas Heat] | E | No | Health Service | Cooling | RET | 43104.3511 | 208244.2239 | 0.20699
| Cool Roof_Com, G - Heat [Building w Gas Heat] | G | No | Health Service | Space Heating | NC | 6237.5644 | 21132.3077 | 0.29517
| Cool Roof_Com, G - Heat [Building w Gas Heat] | G | No | Health Service | Space Heating | RET | 43104.3511 | 208244.2239 | 0.20699
| Cool Roof_Com, E - Cool [Building w Oil Heat] | E | No | Health Service | Cooling | NC | 1678.2556 | 6642.9585 | 0.25264
| Cool Roof_Com, E - Cool [Building w Oil Heat] | E | No | Health Service | Cooling | RET | 11597.4946 | 62279.5503 | 0.18622
| Cool Roof_Com, O - Heat [Building w Oil Heat] | O | No | Health Service | Space Heating | NC | 1678.2556 | 6642.9585 | 0.25264
| Cool Roof_Com, O - Heat [Building w Oil Heat] | O | No | Health Service | Space Heating | RET | 11597.4946 | 62279.5503 | 0.18622
| Cool Roof_Com, E - Cool [Building w Propane Heat] | E | No | Health Service | Cooling | NC | 505.7711 | 3076.6715 | 0.16439
| Cool Roof_Com, E - Cool [Building w Propane Heat] | E | No | Health Service | Cooling | RET | 3495.1036 | 25786.5476 | 0.13554
| Cool Roof_Com, P - Heat [Building w Propane Heat] | Prp | No | Health Service | Space Heating | NC | 505.7711 | 3076.6715 | 0.16439
| Cool Roof_Com, P - Heat [Building w Propane Heat] | Prp | No | Health Service | Space Heating | RET | 3495.1036 | 25786.5476 | 0.13554
| GSHP_Com, E - Cool | E | Yes | Health Service | Cooling | RET | 58247.4512 | 26200.4482 | 2.2231
| GSHP_Com, E - Cool | E | Yes | Health Service | Cooling | REPL | 8.346e-12 | 2.7857e-12 | 2.996
| GSHP_Com, E - Heat | E | Yes | Health Service | Space Heating | RET | 58247.4512 | 26200.4482 | 2.2231
| GSHP_Com, E - Heat | E | Yes | Health Service | Space Heating | REPL | 8.346e-12 | 2.7857e-12 | 2.996
| Unitary HP_Com, E - Cool | E | Yes | Health Service | Cooling | NC | 5847.4078 | 2413.9157 | 2.4224
| Unitary HP_Com, E - Cool | E | No | Health Service | Cooling | RET | 37028.8565 | 67910.164 | 0.54526
| Unitary HP_Com, E - Cool | E | Yes | Health Service | Cooling | REPL | 18261.4535 | 7538.6582 | 2.4224
| Unitary HP_Com, E - Heat | E | Yes | Health Service | Space Heating | NC | 5847.4078 | 2413.9157 | 2.4224
| Unitary HP_Com, E - Heat | E | No | Health Service | Space Heating | RET | 37028.8565 | 67910.164 | 0.54526
| Unitary HP_Com, E - Heat | E | Yes | Health Service | Space Heating | REPL | 18261.4535 | 7538.6582 | 2.4224
| PTHP_Com, E - Cool | E | Yes | Health Service | Cooling | NC | 0 | 0 | 0
| PTHP_Com, E - Cool | E | Yes | Health Service | Cooling | RET | 0 | 0 | 0
| PTHP_Com, E - Cool | E | Yes | Health Service | Cooling | REPL | 0 | 0 | 0
| PTHP_Com, E - Heat | E | Yes | Health Service | Space Heating | NC | 0 | 0 | 0
| PTHP_Com, E - Heat | E | Yes | Health Service | Space Heating | RET | 0 | 0 | 0
| PTHP_Com, E - Heat | E | Yes | Health Service | Space Heating | REPL | 0 | 0 | 0
| Minisplit Ductless HP_Com, E - Cool | E | Yes | Health Service | Cooling | RET | 49183.7968 | 12651.1707 | 3.8877
| Minisplit Ductless HP_Com, E - Cool | E | Yes | Health Service | Cooling | REPL | 4591.6011 | 631.2966 | 7.2733
| Minisplit Ductless HP_Com, E - Heat | E | Yes | Health Service | Space Heating | RET | 49183.7968 | 12651.1707 | 3.8877
| Minisplit Ductless HP_Com, E - Heat | E | Yes | Health Service | Space Heating | REPL | 4591.6011 | 631.2966 | 7.2733
| Programmable TStat_Com, E - Cool [Building w Elec Heat] | E | Yes | Health Service | Cooling | NC | 0 | 0 | 0
| Programmable TStat_Com, E - Heat [Building w Elec Heat] | E | Yes | Health Service | Space Heating | NC | 0 | 0 | 0
| Programmable TStat_Com, E - Cool [Building w Gas Heat] | E | Yes | Health Service | Cooling | NC | 0 | 0 | 0
| Programmable TStat_Com, E - Cool [Building w Gas Heat] | E | Yes | Health Service | Cooling | RET | 0 | 0 | 0
| Programmable TStat_Com, G - Heat [Building w Gas Heat] | G | Yes | Health Service | Space Heating | NC | 0 | 0 | 0
| Programmable TStat_Com, G - Heat [Building w Gas Heat] | G | Yes | Health Service | Space Heating | RET | 0 | 0 | 0
| Programmable TStat_Com, E - Cool [Building w Propane Heat] | E | Yes | Health Service | Cooling | NC | 0 | 0 | 0
| Programmable TStat_Com, E - Cool [Building w Propane Heat] | E | Yes | Health Service | Cooling | RET | 0 | 0 | 0
| Programmable TStat_Com, P - Heat [Building w Propane Heat] | Prp | Yes | Health Service | Space Heating | NC | 0 | 0 | 0
| Programmable TStat_Com, P - Heat [Building w Propane Heat] | Prp | Yes | Health Service | Space Heating | RET | 0 | 0 | 0
| Programmable TStat_Com, E - Cool [Building w Oil Heat] | E | Yes | Health Service | Cooling | NC | 0 | 0 | 0
| Programmable TStat_Com, E - Cool [Building w Oil Heat] | E | Yes | Health Service | Cooling | RET | 0 | 0 | 0
| Programmable TStat_Com, O - Heat [Building w Oil Heat] | O | Yes | Health Service | Space Heating | NC | 0 | 0 | 0
| Programmable TStat_Com, O - Heat [Building w Oil Heat] | O | Yes | Health Service | Space Heating | RET | 0 | 0 | 0
| Smart TStat_Com, E - Cool [Building w Elec Heat] | E | Yes | Health Service | Cooling | NC | 7205.6272 | 3903.5182 | 1.8459
| Smart TStat_Com, E - Cool [Building w Elec Heat] | E | Yes | Health Service | Cooling | RET | 35013.1456 | 25126.0951 | 1.3935
| Smart TStat_Com, E - Heat [Building w Elec Heat] | E | Yes | Health Service | Space Heating | NC | 7205.6272 | 3903.5182 | 1.8459
| Smart TStat_Com, E - Heat [Building w Elec Heat] | E | Yes | Health Service | Space Heating | RET | 35013.1456 | 25126.0951 | 1.3935
| Smart TStat_Com, E - Cool [Building w Gas Heat] | E | Yes | Health Service | Cooling | NC | 36755.0099 | 7971.0938 | 4.611
| Smart TStat_Com, E - Cool [Building w Gas Heat] | E | Yes | Health Service | Cooling | RET | 171463.2087 | -1927.1084 | -88.9743
| Smart TStat_Com, G - Heat [Building w Gas Heat] | G | Yes | Health Service | Space Heating | NC | 36755.0099 | 7971.0938 | 4.611
| Smart TStat_Com, G - Heat [Building w Gas Heat] | G | Yes | Health Service | Space Heating | RET | 171463.2087 | -1927.1084 | -88.9743
| Smart TStat_Com, E - Cool [Building w Propane Heat] | E | Yes | Health Service | Cooling | NC | 9728.3069 | 2144.6725 | 4.536
| Smart TStat_Com, E - Cool [Building w Propane Heat] | E | Yes | Health Service | Cooling | RET | 45394.6734 | 13804.789 | 3.2883
| Smart TStat_Com, P - Heat [Building w Propane Heat] | Prp | Yes | Health Service | Space Heating | NC | 9728.3069 | 2144.6725 | 4.536
| Smart TStat_Com, P - Heat [Building w Propane Heat] | Prp | Yes | Health Service | Space Heating | RET | 45394.6734 | 13804.789 | 3.2883
| Smart TStat_Com, E - Cool [Building w Oil Heat] | E | Yes | Health Service | Cooling | NC | 11350.2082 | 646.3338 | 17.5609
| Smart TStat_Com, E - Cool [Building w Oil Heat] | E | Yes | Health Service | Cooling | RET | 52333.2084 | 4160.3096 | 12.5792
| Smart TStat_Com, O - Heat [Building w Oil Heat] | O | Yes | Health Service | Space Heating | NC | 11350.2082 | 646.3338 | 17.5609
| Smart TStat_Com, O - Heat [Building w Oil Heat] | O | Yes | Health Service | Space Heating | RET | 52333.2084 | 4160.3096 | 12.5792
| Boiler Blowdown Controls_Com, G - Heat | G | No | Health Service | Space Heating | RET | 15993.4914 | 34001.738 | 0.47037
| Boiler Blowdown Controls_Com, O - Heat | O | No | Health Service | Space Heating | RET | 4982.5156 | 10662.3535 | 0.4673
| Boiler Blowdown Controls_Com, P - Heat | Prp | No | Health Service | Space Heating | RET | 6841.977 | 19506.4679 | 0.35075
| Boiler Modifications_Com, G - Heat | G | Yes | Health Service | Space Heating | RET | 74920.9187 | 16893.9597 | 4.4348
| Boiler Modifications_Com, O - Heat | O | Yes | Health Service | Space Heating | RET | 25904.5167 | 2730.3978 | 9.4875
| Boiler Modifications_Com, P - Heat | Prp | Yes | Health Service | Space Heating | RET | 34272.3723 | 4006.8764 | 8.5534
| Boilers_Com, G - Heat | G | Yes | Health Service | Space Heating | NC | 36743.933 | 12926.747 | 2.8425
| Boilers_Com, G - Heat | G | No | Health Service | Space Heating | RET | 173788.8484 | 245353.532 | 0.70832
| Boilers_Com, G - Heat | G | Yes | Health Service | Space Heating | REPL | 2.6115e-11 | 9.1875e-12 | 2.8425
| Boilers_Com, O - Heat | O | No | Health Service | Space Heating | NC | 4308.3159 | 14011.3274 | 0.30749
| Boilers_Com, O - Heat | O | No | Health Service | Space Heating | RET | 20832.9105 | 271887.03 | 0.076623
| Boilers_Com, O - Heat | O | No | Health Service | Space Heating | REPL | 3.0621e-12 | 9.9583e-12 | 0.30749
| Boilers_Com, P - Heat | Prp | Yes | Health Service | Space Heating | NC | 13070.2963 | 185.2568 | 70.5523
| Boilers_Com, P - Heat | Prp | Yes | Health Service | Space Heating | RET | 62569.4794 | 3558.919 | 17.581
| Boilers_Com, P - Heat | Prp | Yes | Health Service | Space Heating | REPL | 9.2895e-12 | 1.3167e-13 | 70.5523
| Furnace_Com, G - Heat | G | Yes | Health Service | Space Heating | NC | 50832.9576 | 17869.3227 | 2.8447
| Furnace_Com, G - Heat | G | No | Health Service | Space Heating | RET | 224791.3891 | 335355.6394 | 0.67031
| Furnace_Com, G - Heat | G | Yes | Health Service | Space Heating | REPL | 3.927e-11 | 1.3805e-11 | 2.8447
| Furnace_Com, O - Heat | O | Yes | Health Service | Space Heating | NC | 16423.1382 | 1931.6686 | 8.502
| Furnace_Com, O - Heat | O | Yes | Health Service | Space Heating | RET | 80985.2588 | 40424.596 | 2.0034
| Furnace_Com, O - Heat | O | Yes | Health Service | Space Heating | REPL | 1.2687e-11 | 1.4923e-12 | 8.502
| Furnace_Com, P - Heat | Prp | Yes | Health Service | Space Heating | NC | 5059.7438 | 510.2649 | 9.9159
| Furnace_Com, P - Heat | Prp | Yes | Health Service | Space Heating | RET | 24116.5936 | 10321.5842 | 2.3365
| Furnace_Com, P - Heat | Prp | Yes | Health Service | Space Heating | REPL | 3.9088e-12 | 3.942e-13 | 9.9159
| Unit Heater_Com, G - Heat | G | Yes | Health Service | Space Heating | NC | 7084.9248 | 1531.7257 | 4.6255
| Unit Heater_Com, G - Heat | G | Yes | Health Service | Space Heating | RET | 39826.4656 | 32296.3158 | 1.2332
| Unit Heater_Com, G - Heat | G | Yes | Health Service | Space Heating | REPL | 4373.0797 | 945.4382 | 4.6255
| Energy Recovery Ventilator_Com, G - Heat | G | Yes | Health Service | Space Heating | NC | 28862.9136 | 9396.6116 | 3.0716
| Energy Recovery Ventilator_Com, G - Heat | G | Yes | Health Service | Space Heating | RET | 170030.2323 | 55355.0507 | 3.0716
| Energy Recovery Ventilator_Com, G - Heat | G | Yes | Health Service | Space Heating | REPL | 24636.2976 | 8020.5942 | 3.0716
| Energy Recovery Ventilator_Com, O - Heat | O | Yes | Health Service | Space Heating | NC | 11508.7007 | 1081.9501 | 10.637
| Energy Recovery Ventilator_Com, O - Heat | O | Yes | Health Service | Space Heating | RET | 67797.2756 | 6373.7227 | 10.637
| Energy Recovery Ventilator_Com, O - Heat | O | Yes | Health Service | Space Heating | REPL | 9823.3942 | 923.5119 | 10.637
| Energy Recovery Ventilator_Com, P - Heat | Prp | Yes | Health Service | Space Heating | NC | 7670.8594 | 618.5463 | 12.4014
| Energy Recovery Ventilator_Com, P - Heat | Prp | Yes | Health Service | Space Heating | RET | 45188.7125 | 3643.8305 | 12.4014
| Energy Recovery Ventilator_Com, P - Heat | Prp | Yes | Health Service | Space Heating | REPL | 6547.5572 | 527.9679 | 12.4014
| Forced Air Heating Maintenance_Com, G - Heat | G | No | Health Service | Space Heating | RET | 2631.1367 | 5852.4086 | 0.44958
| Forced Air Heating Maintenance_Com, O - Heat | O | Yes | Health Service | Space Heating | RET | 1193.6851 | 803.3782 | 1.4858
| Forced Air Heating Maintenance_Com, P - Heat | Prp | Yes | Health Service | Space Heating | RET | 651.0114 | 353.8971 | 1.8395
| Infrared Heater_Com, G - Heat | G | Yes | Health Service | Space Heating | NC | 438.0367 | 25.8985 | 16.9136
| Infrared Heater_Com, G - Heat | G | Z | Health Service | Space Heating | RET | 0 | 0 | 0
| Infrared Heater_Com, G - Heat | G | Yes | Health Service | Space Heating | REPL | 1182.0104 | 69.8853 | 16.9136
| Infrared Heater_Com, P - Heat | Prp | Yes | Health Service | Space Heating | NC | 11473.2492 | 177.9915 | 64.4595
| Infrared Heater_Com, P - Heat | Prp | Z | Health Service | Space Heating | RET | 0 | 0 | 0
| Infrared Heater_Com, P - Heat | Prp | Yes | Health Service | Space Heating | REPL | 30959.7327 | 480.2973 | 64.4595
| Steam Trap Maintenance_Com, G - Heat | G | Yes | Health Service | Space Heating | RET | 23128.8564 | 2856.7099 | 8.0963
| Steam Trap Maintenance_Com, O - Heat | O | Yes | Health Service | Space Heating | RET | 5407.7422 | 197.3058 | 27.4079
| Windows_Com, E - Cool [Building w Elec Heat] | E | No | Health Service | Cooling | NC | 10677.5169 | 28742.6688 | 0.37149
| Windows_Com, E - Heat [Building w Elec Heat] | E | No | Health Service | Space Heating | NC | 10677.5169 | 28742.6688 | 0.37149
| Windows_Com, E - Cool [Building w Gas Heat] | E | No | Health Service | Cooling | NC | 53677.3195 | 58693.3365 | 0.91454
| Windows_Com, G - Heat [Building w Gas Heat] | G | No | Health Service | Space Heating | NC | 53677.3195 | 58693.3365 | 0.91454
| Windows_Com, E - Cool [Building w Oil Heat] | E | Yes | Health Service | Cooling | NC | 19548.2279 | 15791.8084 | 1.2379
| Windows_Com, O - Heat [Building w Oil Heat] | O | Yes | Health Service | Space Heating | NC | 19548.2279 | 15791.8084 | 1.2379
| Windows_Com, E - Cool [Building w Propane Heat] | E | Yes | Health Service | Cooling | NC | 11594.3493 | 4759.1319 | 2.4362
| Windows_Com, P - Heat [Building w Propane Heat] | Prp | Yes | Health Service | Space Heating | NC | 11594.3493 | 4759.1319 | 2.4362
| Window Film_Com, E - Cool [Building w Elec Heat] | E | No | Health Service | Cooling | RET | 0 | 0 | 0
| Window Film_Com, E - Heat [Building w Elec Heat] | E | No | Health Service | Space Heating | RET | 0 | 0 | 0
| Window Film_Com, E - Cool [Building w Gas Heat] | E | No | Health Service | Cooling | RET | 0 | 0 | 0
| Window Film_Com, G - Heat [Building w Gas Heat] | G | No | Health Service | Space Heating | RET | 0 | 0 | 0
| Window Film_Com, E - Cool [Building w Oil Heat] | E | No | Health Service | Cooling | RET | 0 | 0 | 0
| Window Film_Com, O - Heat [Building w Oil Heat] | O | No | Health Service | Space Heating | RET | 0 | 0 | 0
| Window Film_Com, E - Cool [Building w Propane Heat] | E | No | Health Service | Cooling | RET | 0 | 0 | 0
| Window Film_Com, P - Heat [Building w Propane Heat] | Prp | No | Health Service | Space Heating | RET | 0 | 0 | 0
| Motors and Fans_Com, E - Vent | E | Yes | Health Service | Ventilation | NC | 9725.9496 | 6772.0808 | 1.4362
| Motors and Fans_Com, E - Vent | E | No | Health Service | Ventilation | RET | 31820.8169 | 37844.6062 | 0.84083
| Motors and Fans_Com, E - Vent | E | Yes | Health Service | Ventilation | REPL | 585.7137 | 407.8265 | 1.4362
| ECM Furnace Motors_Com, E - Vent | E | Yes | Health Service | Ventilation | RET | 106163.1571 | 36886.8811 | 2.8781
| VFD on HVAC System_Com, E - Vent | E | Yes | Health Service | Ventilation | RET | 1340762.6227 | 233908.1147 | 5.732
| Kitchen DCV_Com, E - Vent [Building w Elec Heat] | E | Yes | Health Service | Ventilation | NC | 1261.9669 | 246.6839 | 5.1157
| Kitchen DCV_Com, E - Vent [Building w Elec Heat] | E | Yes | Health Service | Ventilation | RET | 7281.1471 | 1423.2875 | 5.1157
| Kitchen DCV_Com, E - Vent [Building w Elec Heat] | E | Yes | Health Service | Ventilation | REPL | 531.985 | 103.9902 | 5.1157
| Kitchen DCV_Com, E - Heat [Building w Elec Heat] | E | Yes | Health Service | Space Heating | NC | 1261.9669 | 246.6839 | 5.1157
| Kitchen DCV_Com, E - Heat [Building w Elec Heat] | E | Yes | Health Service | Space Heating | RET | 7281.1471 | 1423.2875 | 5.1157
| Kitchen DCV_Com, E - Heat [Building w Elec Heat] | E | Yes | Health Service | Space Heating | REPL | 531.985 | 103.9902 | 5.1157
| Kitchen DCV_Com, E - Vent [Building w Gas Heat] | E | Yes | Health Service | Ventilation | NC | 1261.9669 | 246.6839 | 5.1157
| Kitchen DCV_Com, E - Vent [Building w Gas Heat] | E | Yes | Health Service | Ventilation | RET | 7281.1471 | 1423.2875 | 5.1157
| Kitchen DCV_Com, E - Vent [Building w Gas Heat] | E | Yes | Health Service | Ventilation | REPL | 531.985 | 103.9902 | 5.1157
| Kitchen DCV_Com, G - Heat [Building w Gas Heat] | G | Yes | Health Service | Space Heating | NC | 1586.872 | 89.1071 | 17.8086
| Kitchen DCV_Com, G - Heat [Building w Gas Heat] | G | Yes | Health Service | Space Heating | RET | 8788.1863 | 514.1196 | 17.0937
| Kitchen DCV_Com, G - Heat [Building w Gas Heat] | G | Yes | Health Service | Space Heating | REPL | 642.0943 | 37.5633 | 17.0937
| Kitchen DCV_Com, E - Vent [Building w Oil Heat] | E | Yes | Health Service | Ventilation | NC | 1586.872 | 89.1071 | 17.8086
| Kitchen DCV_Com, E - Vent [Building w Oil Heat] | E | Yes | Health Service | Ventilation | RET | 8788.1863 | 514.1196 | 17.0937
| Kitchen DCV_Com, E - Vent [Building w Oil Heat] | E | Yes | Health Service | Ventilation | REPL | 642.0943 | 37.5633 | 17.0937
| Kitchen DCV_Com, O - Heat [Building w Oil Heat] | O | Yes | Health Service | Space Heating | NC | 1586.872 | 89.1071 | 17.8086
| Kitchen DCV_Com, O - Heat [Building w Oil Heat] | O | Yes | Health Service | Space Heating | RET | 8788.1863 | 514.1196 | 17.0937
| Kitchen DCV_Com, O - Heat [Building w Oil Heat] | O | Yes | Health Service | Space Heating | REPL | 642.0943 | 37.5633 | 17.0937
| Kitchen DCV_Com, E - Vent [Building w Oil Heat] | E | Yes | Health Service | Ventilation | NC | 1586.872 | 89.1071 | 17.8086
| Kitchen DCV_Com, E - Vent [Building w Oil Heat] | E | Yes | Health Service | Ventilation | RET | 8788.1863 | 514.1196 | 17.0937
| Kitchen DCV_Com, E - Vent [Building w Oil Heat] | E | Yes | Health Service | Ventilation | REPL | 642.0943 | 37.5633 | 17.0937
| Kitchen DCV_Com, P - Heat [Building w Propane Heat] | Prp | Yes | Health Service | Space Heating | NC | 219.7228 | 0 | 0
| Kitchen DCV_Com, P - Heat [Building w Propane Heat] | Prp | Yes | Health Service | Space Heating | RET | 1197.892 | 0 | 0
| Kitchen DCV_Com, P - Heat [Building w Propane Heat] | Prp | Yes | Health Service | Space Heating | REPL | 87.522 | 0 | 0
| Duct Sealing Regulated_Com, E - Vent [Building w Elec Heat] | E | Yes | Health Service | Ventilation | RET | 307611.5561 | 192039.0954 | 1.6018
| Duct Sealing Regulated_Com, E - Heat [Building w Elec Heat] | E | Yes | Health Service | Space Heating | RET | 307611.5561 | 192039.0954 | 1.6018
| Duct Sealing Regulated_Com, E - Cool [Building w Elec Heat] | E | Yes | Health Service | Cooling | RET | 307611.5561 | 192039.0954 | 1.6018
| Duct Sealing Regulated_Com, E - Vent [Building w Gas Heat] | E | Yes | Health Service | Ventilation | RET | 1368812.9973 | 0 | 0
| Duct Sealing Regulated_Com, G - Heat [Building w Gas Heat] | G | Yes | Health Service | Space Heating | RET | 1368812.9973 | 0 | 0
| Duct Sealing Regulated_Com, E - Cool [Building w Gas Heat] | E | Yes | Health Service | Cooling | RET | 1368812.9973 | 0 | 0
| Duct Sealing Non Regulated_Com, E - Vent [Building w Oil Heat] | E | Yes | Health Service | Ventilation | RET | 231200.9058 | 105510.1955 | 2.1913
| Duct Sealing Non Regulated_Com, O - Heat [Building w Oil Heat] | O | Yes | Health Service | Space Heating | RET | 231200.9058 | 105510.1955 | 2.1913
| Duct Sealing Non Regulated_Com, E - Cool [Building w Oil Heat] | E | Yes | Health Service | Cooling | RET | 231200.9058 | 105510.1955 | 2.1913
| Duct Sealing Non Regulated_Com, E - Vent [Building w Propane Heat] | E | Yes | Health Service | Ventilation | RET | 144043.3594 | 0 | 0
| Duct Sealing Non Regulated_Com, P - Heat [Building w Propane Heat] | Prp | Yes | Health Service | Space Heating | RET | 144043.3594 | 0 | 0
| Duct Sealing Non Regulated_Com, E - Cool [Building w Propane Heat] | E | Yes | Health Service | Cooling | RET | 144043.3594 | 0 | 0
| Power Strip_Com, E - Plug [Tier 1] | E | Yes | Health Service | Plug Loads | NC | 0 | 0 | 0
| Power Strip_Com, E - Plug [Tier 1] | E | Yes | Health Service | Plug Loads | RET | 0 | 0 | 0
| Power Strip_Com, E - Plug [Tier 1] | E | Yes | Health Service | Plug Loads | REPL | 0 | 0 | 0
| Power Strip_Com, E - Plug [Tier 2] | E | Yes | Health Service | Plug Loads | NC | 13721.8305 | 11263.0841 | 1.2183
| Power Strip_Com, E - Plug [Tier 2] | E | Yes | Health Service | Plug Loads | RET | 151220.68 | 130681.1603 | 1.1572
| Power Strip_Com, E - Plug [Tier 2] | E | Yes | Health Service | Plug Loads | REPL | 108881.5992 | 89371.6483 | 1.2183
| Computer Power Management_Com, E - Plug | E | Yes | Health Service | Plug Loads | RET | 78776.4082 | 37764.9302 | 2.086
| Vending Machine Controls_Com, E - Plug [Non-Refrigerated] | E | No | Health Service | Plug Loads | RET | 4487.592 | 4308.7902 | 1.0415
| Vending Machine Controls_Com, E - Plug [Refrigerated] | E | Yes | Health Service | Plug Loads | RET | 13462.776 | 2314.5726 | 5.8165
| ES Refrigerator and Freezer_Com, E - Refr | E | Yes | Health Service | Refrigeration | NC | 2807.1817 | 1171.0623 | 2.3971
| ES Refrigerator and Freezer_Com, E - Refr | E | Yes | Health Service | Refrigeration | REPL | 31697.5113 | 13223.1418 | 2.3971
| Anti Sweat Heat Control_Com, E - Refr | E | Yes | Health Service | Refrigeration | NC | 1989.0389 | 1044.0402 | 1.9051
| Anti Sweat Heat Control_Com, E - Refr | E | Z | Health Service | Refrigeration | RET | 0 | 0 | 0
| Case Night Covers_Com, E - Refr | E | No | Health Service | Refrigeration | RET | 170.105 | 323.613 | 0.52564
| Loading Dock Pit Seals_Com, E - Refr | E | No | Health Service | Refrigeration | NC | 583.7176 | 1079.9846 | 0.54049
| Loading Dock Pit Seals_Com, E - Refr | E | No | Health Service | Refrigeration | RET | 7909.311 | 14633.6773 | 0.54049
| ECM Comp Cond Fan Motor_Com, E - Refr | E | Yes | Health Service | Refrigeration | NC | 667.1259 | 178.2123 | 3.7434
| ECM Comp Cond Fan Motor_Com, E - Refr | E | Yes | Health Service | Refrigeration | RET | 20364.3218 | 1105.6497 | 18.4184
| ECM Comp Cond Fan Motor_Com, E - Refr | E | Yes | Health Service | Refrigeration | REPL | 2739.5444 | 731.8264 | 3.7434
| Evap Fan Motor Replacement_Com, E - Refr | E | Yes | Health Service | Refrigeration | NC | 1153.2356 | 556.2799 | 2.0731
| Evap Fan Motor Replacement_Com, E - Refr | E | Z | Health Service | Refrigeration | RET | 0 | 0 | 0
| Evap Fan Motor Replacement_Com, E - Refr | E | Yes | Health Service | Refrigeration | REPL | 408.6494 | 197.118 | 2.0731
| Evap Fan Speed Controls_Com, E - Refr | E | Yes | Health Service | Refrigeration | NC | 1887.1671 | 564.0858 | 3.3455
| Evap Fan Speed Controls_Com, E - Refr | E | Z | Health Service | Refrigeration | RET | 0 | 0 | 0
| LowHeat NoHeat Doors_Com, E - Refr | E | Yes | Health Service | Refrigeration | NC | 936.0038 | 212.4868 | 4.405
| LowHeat NoHeat Doors_Com, E - Refr | E | Yes | Health Service | Refrigeration | RET | 11414.4771 | 2591.2563 | 4.405
| Refrigerated Vending Machine_Com, E - Refr | E | Yes | Health Service | Refrigeration | NC | 491.5248 | 238.7432 | 2.0588
| Refrigerated Vending Machine_Com, E - Refr | E | Yes | Health Service | Refrigeration | REPL | 4757.2206 | 2310.6751 | 2.0588
| Walk In Refrigeration_Com, E - Refr | E | Yes | Health Service | Refrigeration | NC | 2575.5055 | 359.1313 | 7.1715
| Refrigeration Tune Up_Com, E - Refr | E | Yes | Health Service | Refrigeration | RET | 9980.0587 | 1161.0748 | 8.5955
| ES Ice Machine_Com, E - Refr | E | Yes | Health Service | Refrigeration | NC | 336.9816 | 45.5242 | 7.4023
| ES Ice Machine_Com, E - Refr | E | Yes | Health Service | Refrigeration | REPL | 3805.0537 | 514.0395 | 7.4023
| Walk In Cooler Retroft_Com, E - Refr | E | Yes | Health Service | Refrigeration | RET | 6816.1381 | 1359.3311 | 5.0143
| HE Built Up Refrig_Com, E - Refr | E | Yes | Health Service | Refrigeration | NC | 1149.1839 | 804.3875 | 1.4286
| HE Built Up Refrig_Com, E - Refr | E | No | Health Service | Refrigeration | RET | 9987.1613 | 16589.7806 | 0.60201
| Door Gasket Replacement_Com, E - Refr | E | Z | Health Service | Refrigeration | RET | 0 | 0 | 0
| EnergyStar Dehumidifier_Com, E - Appl | E | Yes | Health Service | Appliances | NC | 640.7372 | 132.605 | 4.8319
| EnergyStar Dehumidifier_Com, E - Appl | E | Yes | Health Service | Appliances | REPL | 7234.9341 | 1497.3194 | 4.8319
| Clothes Washer Elec WH_Com, E - Appl [unit w/ elec dry - Washer] | E | Yes | Health Service | Appliances | NC | 3774.7318 | 1564.3125 | 2.413
| Clothes Washer Elec WH_Com, E - Appl [unit w/ elec dry - Washer] | E | Yes | Health Service | Appliances | REPL | 70897.273 | 29381.026 | 2.413
| Clothes Washer Elec WH_Com, E - Appl [unit w/ elec dry - Dryer] | E | Yes | Health Service | Appliances | NC | 3774.7318 | 1564.3125 | 2.413
| Clothes Washer Elec WH_Com, E - Appl [unit w/ elec dry - Dryer] | E | Yes | Health Service | Appliances | REPL | 70897.273 | 29381.026 | 2.413
| Clothes Washer Elec WH_Com, E - Appl [unit w/ gas dry - Washer] | E | Yes | Health Service | Appliances | NC | 833.7831 | 391.0781 | 2.132
| Clothes Washer Elec WH_Com, E - Appl [unit w/ gas dry - Washer] | E | Yes | Health Service | Appliances | REPL | 15660.1724 | 7345.2565 | 2.132
| Clothes Washer Elec WH_Com, E - Appl [unit w/ propane dry - Washer] | E | Yes | Health Service | Appliances | NC | 333.5133 | 156.4313 | 2.132
| Clothes Washer Elec WH_Com, E - Appl [unit w/ propane dry - Washer] | E | Yes | Health Service | Appliances | REPL | 6264.0689 | 2938.1026 | 2.132
| Clothes Washer Gas WH_Com, E - Appl [unit w/ elec dry - Washer] | E | Yes | Health Service | Appliances | NC | 1991.3353 | 782.1563 | 2.546
| Clothes Washer Gas WH_Com, E - Appl [unit w/ elec dry - Washer] | E | Yes | Health Service | Appliances | REPL | 37293.8206 | 14690.513 | 2.5386
| Clothes Washer Gas WH_Com, E - Appl [unit w/ elec dry - Dryer] | E | Yes | Health Service | Appliances | NC | 1991.3353 | 782.1563 | 2.546
| Clothes Washer Gas WH_Com, E - Appl [unit w/ elec dry - Dryer] | E | Yes | Health Service | Appliances | REPL | 37293.8206 | 14690.513 | 2.5386
| Clothes Washer Gas WH_Com, G - HWat [unit w/ elec dry - Water Heater] | G | Yes | Health Service | Water Heating | NC | 1991.3353 | 782.1563 | 2.546
| Clothes Washer Gas WH_Com, G - HWat [unit w/ elec dry - Water Heater] | G | Yes | Health Service | Water Heating | REPL | 37293.8206 | 14690.513 | 2.5386
| Clothes Washer Gas WH_Com, E - Appl [unit w/ gas dry - Washer] | E | Yes | Health Service | Appliances | NC | 6908.9892 | 3050.4095 | 2.2649
| Clothes Washer Gas WH_Com, E - Appl [unit w/ gas dry - Washer] | E | Yes | Health Service | Appliances | REPL | 129345.5627 | 57293.0008 | 2.2576
| Clothes Washer Gas WH_Com, G - HWat [unit w/ gas dry - Water Heater] | G | Yes | Health Service | Water Heating | NC | 6908.9892 | 3050.4095 | 2.2649
| Clothes Washer Gas WH_Com, G - HWat [unit w/ gas dry - Water Heater] | G | Yes | Health Service | Water Heating | REPL | 129345.5627 | 57293.0008 | 2.2576
| Clothes Washer Gas WH_Com, E - Appl [unit w/ propane dry - Washer] | E | Yes | Health Service | Appliances | NC | 354.3071 | 156.4313 | 2.2649
| Clothes Washer Gas WH_Com, E - Appl [unit w/ propane dry - Washer] | E | Yes | Health Service | Appliances | REPL | 6633.1058 | 2938.1026 | 2.2576
| Clothes Washer Gas WH_Com, G - HWat [unit w/ propane dry - Water Heater] | G | Yes | Health Service | Water Heating | NC | 354.3071 | 156.4313 | 2.2649
| Clothes Washer Gas WH_Com, G - HWat [unit w/ propane dry - Water Heater] | G | Yes | Health Service | Water Heating | REPL | 6633.1058 | 2938.1026 | 2.2576
| Clothes Washer Oil WH_Com, E - Appl [unit w/ elec dry - Washer] | E | Yes | Health Service | Appliances | NC | 2269.9943 | 938.5875 | 2.4185
| Clothes Washer Oil WH_Com, E - Appl [unit w/ elec dry - Washer] | E | Yes | Health Service | Appliances | REPL | 42629.8554 | 17628.6156 | 2.4182
| Clothes Washer Oil WH_Com, E - Appl [unit w/ elec dry - Dryer] | E | Yes | Health Service | Appliances | NC | 2269.9943 | 938.5875 | 2.4185
| Clothes Washer Oil WH_Com, E - Appl [unit w/ elec dry - Dryer] | E | Yes | Health Service | Appliances | REPL | 42629.8554 | 17628.6156 | 2.4182
| Clothes Washer Oil WH_Com, O - HWat [unit w/ elec dry - Water Heater] | O | Yes | Health Service | Water Heating | NC | 2269.9943 | 938.5875 | 2.4185
| Clothes Washer Oil WH_Com, O - HWat [unit w/ elec dry - Water Heater] | O | Yes | Health Service | Water Heating | REPL | 42629.8554 | 17628.6156 | 2.4182
| Clothes Washer Oil WH_Com, E - Appl [unit w/ gas dry - Washer] | E | Yes | Health Service | Appliances | NC | 334.3725 | 156.4313 | 2.1375
| Clothes Washer Oil WH_Com, E - Appl [unit w/ gas dry - Washer] | E | Yes | Health Service | Appliances | REPL | 6279.3176 | 2938.1026 | 2.1372
| Clothes Washer Oil WH_Com, O - HWat [unit w/ gas dry - Water Heater] | O | Yes | Health Service | Water Heating | NC | 334.3725 | 156.4313 | 2.1375
| Clothes Washer Oil WH_Com, O - HWat [unit w/ gas dry - Water Heater] | O | Yes | Health Service | Water Heating | REPL | 6279.3176 | 2938.1026 | 2.1372
| Clothes Washer Oil WH_Com, E - Appl [unit w/ propane dry - Washer] | E | Yes | Health Service | Appliances | NC | 501.5587 | 234.6469 | 2.1375
| Clothes Washer Oil WH_Com, E - Appl [unit w/ propane dry - Washer] | E | Yes | Health Service | Appliances | REPL | 9418.9763 | 4407.1539 | 2.1372
| Clothes Washer Oil WH_Com, O - HWat [unit w/ propane dry - Water Heater] | O | Yes | Health Service | Water Heating | NC | 501.5587 | 234.6469 | 2.1375
| Clothes Washer Oil WH_Com, O - HWat [unit w/ propane dry - Water Heater] | O | Yes | Health Service | Water Heating | REPL | 9418.9763 | 4407.1539 | 2.1372
| Clothes Washer Propane WH_Com, E - Appl [unit w/ elec dry - Washer] | E | Yes | Health Service | Appliances | NC | 382.8808 | 170.3781 | 2.2472
| Clothes Washer Propane WH_Com, E - Appl [unit w/ elec dry - Washer] | E | Yes | Health Service | Appliances | REPL | 7185.699 | 3197.8635 | 2.247
| Clothes Washer Propane WH_Com, E - Appl [unit w/ elec dry - Dryer] | E | Yes | Health Service | Appliances | NC | 382.8808 | 170.3781 | 2.2472
| Clothes Washer Propane WH_Com, E - Appl [unit w/ elec dry - Dryer] | E | Yes | Health Service | Appliances | REPL | 7185.699 | 3197.8635 | 2.247
| Clothes Washer Propane WH_Com, P - HWat [unit w/ elec dry - Water Heater] | Prp | Yes | Health Service | Water Heating | NC | 382.8808 | 170.3781 | 2.2472
| Clothes Washer Propane WH_Com, P - HWat [unit w/ elec dry - Water Heater] | Prp | Yes | Health Service | Water Heating | REPL | 7185.699 | 3197.8635 | 2.247
| Clothes Washer Propane WH_Com, E - Appl [unit w/ gas dry - Washer] | E | Yes | Health Service | Appliances | NC | 169.4605 | 79.2739 | 2.1377
| Clothes Washer Propane WH_Com, E - Appl [unit w/ gas dry - Washer] | E | Yes | Health Service | Appliances | REPL | 3180.0203 | 1487.8329 | 2.1374
| Clothes Washer Propane WH_Com, P - HWat [unit w/ gas dry - Water Heater] | Prp | Yes | Health Service | Water Heating | NC | 169.4605 | 79.2739 | 2.1377
| Clothes Washer Propane WH_Com, P - HWat [unit w/ gas dry - Water Heater] | Prp | Yes | Health Service | Water Heating | REPL | 3180.0203 | 1487.8329 | 2.1374
| Clothes Washer Propane WH_Com, E - Appl [unit w/ propane dry - Washer] | E | Yes | Health Service | Appliances | NC | 339.9202 | 158.9389 | 2.1387
| Clothes Washer Propane WH_Com, E - Appl [unit w/ propane dry - Washer] | E | Yes | Health Service | Appliances | REPL | 6377.7749 | 2982.6069 | 2.1383
| Clothes Washer Propane WH_Com, P - HWat [unit w/ propane dry - Water Heater] | Prp | Yes | Health Service | Water Heating | NC | 339.9202 | 158.9389 | 2.1387
| Clothes Washer Propane WH_Com, P - HWat [unit w/ propane dry - Water Heater] | Prp | Yes | Health Service | Water Heating | REPL | 6377.7749 | 2982.6069 | 2.1383
| Dishwasher_Com, E - Appl [Building w elec WH] | E | Yes | Health Service | Appliances | NC | 190.9209 | 71.7343 | 2.6615
| Dishwasher_Com, E - Appl [Building w elec WH] | E | Yes | Health Service | Appliances | REPL | 2045.0256 | 768.3732 | 2.6615
| Dishwasher_Com, E - Appl [Building w gas WH] | E | Yes | Health Service | Appliances | NC | 477.3022 | 179.3357 | 2.6615
| Dishwasher_Com, E - Appl [Building w gas WH] | E | Yes | Health Service | Appliances | REPL | 5112.5641 | 1920.9331 | 2.6615
| Dishwasher_Com, G - HWat [Building w gas WH] | G | Yes | Health Service | Water Heating | NC | 78.7422 | 0 | 0
| Dishwasher_Com, G - HWat [Building w gas WH] | G | Yes | Health Service | Water Heating | REPL | 796.9726 | 0 | 0
| Dishwasher_Com, E - Appl [Building w oil WH] | E | Yes | Health Service | Appliances | NC | 47.7302 | 17.9336 | 2.6615
| Dishwasher_Com, E - Appl [Building w oil WH] | E | Yes | Health Service | Appliances | REPL | 511.2564 | 192.0933 | 2.6615
| Dishwasher_Com, O - HWat [Building w oil WH] | O | Yes | Health Service | Water Heating | NC | 0.3324 | 0 | 0
| Dishwasher_Com, O - HWat [Building w oil WH] | O | Yes | Health Service | Water Heating | REPL | 3.3643 | 0 | 0
| Dishwasher_Com, E - Appl [Building w propane WH] | E | Yes | Health Service | Appliances | NC | 47.7302 | 17.9336 | 2.6615
| Dishwasher_Com, E - Appl [Building w propane WH] | E | Yes | Health Service | Appliances | REPL | 511.2564 | 192.0933 | 2.6615
| Dishwasher_Com, P - HWat [Building w propane WH] | Prp | Yes | Health Service | Water Heating | NC | 6.2934 | 0 | 0
| Dishwasher_Com, P - HWat [Building w propane WH] | Prp | Yes | Health Service | Water Heating | REPL | 63.6975 | 0 | 0
| Faucet Aerator_Com, G - HWat | G | Yes | Health Service | Water Heating | RET | 12101.7582 | 1666.5066 | 7.2618
| Faucet Aerator_Com, O - HWat | O | Yes | Health Service | Water Heating | RET | 503.8119 | 20.2711 | 24.8537
| Faucet Aerator_Com, P - HWat | Prp | Yes | Health Service | Water Heating | RET | 3173.7528 | 109.7003 | 28.9311
| Pre Rinse Sprayers_Com, G - HWat | G | Yes | Health Service | Water Heating | RET | 1159.6694 | 43.0692 | 26.9257
| Pre Rinse Sprayers_Com, O - HWat | O | Yes | Health Service | Water Heating | RET | 43.2971 | 0.52389 | 82.6459
| Pre Rinse Sprayers_Com, P - HWat | Prp | Yes | Health Service | Water Heating | RET | 267.3737 | 2.8351 | 94.3085
| FF Storage Water Heater_Com, G - HWat | G | No | Health Service | Water Heating | NC | 2373.1167 | 5899.8449 | 0.40223
| FF Storage Water Heater_Com, G - HWat | G | No | Health Service | Water Heating | RET | 15071.6119 | 131801.7105 | 0.11435
| FF Storage Water Heater_Com, G - HWat | G | No | Health Service | Water Heating | REPL | 4280.5683 | 10641.992 | 0.40223
| FF Storage Water Heater_Com, O - HWat | O | Yes | Health Service | Water Heating | NC | 99.963 | 71.7647 | 1.3929
| FF Storage Water Heater_Com, O - HWat | O | No | Health Service | Water Heating | RET | 634.863 | 1603.2129 | 0.39599
| FF Storage Water Heater_Com, O - HWat | O | Yes | Health Service | Water Heating | REPL | 180.3108 | 129.4473 | 1.3929
| FF Storage Water Heater_Com, P - HWat | Prp | Yes | Health Service | Water Heating | NC | 630.7002 | 388.3663 | 1.624
| FF Storage Water Heater_Com, P - HWat | Prp | No | Health Service | Water Heating | RET | 4005.5628 | 8676.0487 | 0.46168
| FF Storage Water Heater_Com, P - HWat | Prp | Yes | Health Service | Water Heating | REPL | 1137.6411 | 700.5254 | 1.624
| FF Instantaneous Water Heater_Com, G - HWat | G | No | Health Service | Water Heating | NC | 4659.8751 | 17509.2547 | 0.26614
| FF Instantaneous Water Heater_Com, G - HWat | G | No | Health Service | Water Heating | RET | 21558.0591 | 230626.5215 | 0.093476
| FF Instantaneous Water Heater_Com, G - HWat | G | No | Health Service | Water Heating | REPL | 4.1399e-12 | 1.5556e-11 | 0.26614
| FF Instantaneous Water Heater_Com, O - HWat | O | No | Health Service | Water Heating | NC | 197.6036 | 212.9795 | 0.92781
| FF Instantaneous Water Heater_Com, O - HWat | O | No | Health Service | Water Heating | RET | 914.1769 | 2805.3005 | 0.32587
| FF Instantaneous Water Heater_Com, O - HWat | O | No | Health Service | Water Heating | REPL | 1.7555e-13 | 1.8921e-13 | 0.92781
| FF Instantaneous Water Heater_Com, P - HWat | Prp | Yes | Health Service | Water Heating | NC | 1252.5834 | 1152.5734 | 1.0868
| FF Instantaneous Water Heater_Com, P - HWat | Prp | No | Health Service | Water Heating | RET | 5794.8477 | 15181.3429 | 0.38171
| FF Instantaneous Water Heater_Com, P - HWat | Prp | Yes | Health Service | Water Heating | REPL | 1.1128e-12 | 1.024e-12 | 1.0868
| Clothes Dryer_Com, E - Appl | E | Yes | Health Service | Appliances | NC | 2171.0279 | 128.6787 | 16.8717
| Clothes Dryer_Com, E - Appl | E | Yes | Health Service | Appliances | RET | 12261.0766 | 2499.5354 | 4.9053
| Clothes Dryer_Com, E - Appl | E | Yes | Health Service | Appliances | REPL | 727.2483 | 43.1046 | 16.8717
| Pnemautic to DDC_Com, E - TotE [Building w Elec Heat] | E | No | Health Service | Total Electric | RET | 51679.0354 | 79066.9158 | 0.65361
| Pnemautic to DDC_Com, E - TotE [Building w Gas Heat] | E | No | Health Service | Total Electric | RET | 125317.3342 | 304864.7993 | 0.41106
| Pnemautic to DDC_Com, G - TotF [Building w Gas Heat] | G | No | Health Service | Total FF | RET | 125317.3342 | 304864.7993 | 0.41106
| Pnemautic to DDC_Com, E - TotE [Building w Oil Heat] | E | No | Health Service | Total Electric | RET | 50595.7639 | 82025.7766 | 0.61683
| Pnemautic to DDC_Com, O - TotF [Building w Oil Heat] | O | No | Health Service | Total FF | RET | 50595.7639 | 82025.7766 | 0.61683
| Pnemautic to DDC_Com, E - TotE [Building w Propane Heat] | E | No | Health Service | Total Electric | RET | 23199.6497 | 24719.8724 | 0.9385
| Pnemautic to DDC_Com, P - TotF [Building w Propane Heat] | Prp | No | Health Service | Total FF | RET | 23199.6497 | 24719.8724 | 0.9385
| Data Center_Com, E - TotE [Building w Elec Heat] | E | Yes | Health Service | Total Electric | NC | 11907.5624 | 5163.0074 | 2.3063
| Data Center_Com, E - TotE [Building w Elec Heat] | E | No | Health Service | Total Electric | RET | 258153.9313 | 242689.7132 | 1.0637
| Data Center_Com, E - TotE [Building w Gas Heat] | E | Yes | Health Service | Total Electric | NC | 24315.5767 | 10543.0061 | 2.3063
| Data Center_Com, E - TotE [Building w Gas Heat] | E | No | Health Service | Total Electric | RET | 527157.5739 | 495579.2065 | 1.0637
| Data Center_Com, G - TotF [Building w Gas Heat] | G | Yes | Health Service | Total FF | NC | 24315.5767 | 10543.0061 | 2.3063
| Data Center_Com, G - TotF [Building w Gas Heat] | G | No | Health Service | Total FF | RET | 527157.5739 | 495579.2065 | 1.0637
| Data Center_Com, E - TotE [Building w Oil Heat] | E | Yes | Health Service | Total Electric | NC | 6542.2576 | 2836.6616 | 2.3063
| Data Center_Com, E - TotE [Building w Oil Heat] | E | No | Health Service | Total Electric | RET | 141835.0347 | 133338.6779 | 1.0637
| Data Center_Com, O - TotF [Building w Oil Heat] | O | Yes | Health Service | Total FF | NC | 6542.2576 | 2836.6616 | 2.3063
| Data Center_Com, O - TotF [Building w Oil Heat] | O | No | Health Service | Total FF | RET | 141835.0347 | 133338.6779 | 1.0637
| Data Center_Com, E - TotE [Building w Propane Heat] | E | Yes | Health Service | Total Electric | NC | 1971.6214 | 854.8765 | 2.3063
| Data Center_Com, E - TotE [Building w Propane Heat] | E | No | Health Service | Total Electric | RET | 42744.4166 | 40183.894 | 1.0637
| Data Center_Com, P - TotF [Building w Propane Heat] | Prp | Yes | Health Service | Total FF | NC | 1971.6214 | 854.8765 | 2.3063
| Data Center_Com, P - TotF [Building w Propane Heat] | Prp | No | Health Service | Total FF | RET | 42744.4166 | 40183.894 | 1.0637
| RCx_Com, E - TotE [Building w Elec Heat] | E | Yes | Health Service | Total Electric | RET | 119881.7365 | 46756.8637 | 2.5639
| RCx_Com, E - TotE [Building w Gas Heat] | E | Yes | Health Service | Total Electric | RET | 350563.8636 | 148713.7112 | 2.3573
| RCx_Com, G - TotF [Building w Gas Heat] | G | Yes | Health Service | Total FF | RET | 350563.8636 | 148713.7112 | 2.3573
| RCx_Com, E - TotE [Building w Oil Heat] | E | Yes | Health Service | Total Electric | RET | 118685.0082 | 40012.352 | 2.9662
| RCx_Com, O - TotF [Building w Oil Heat] | O | Yes | Health Service | Total FF | RET | 118685.0082 | 40012.352 | 2.9662
| RCx_Com, E - TotE [Building w Propane Heat] | E | Yes | Health Service | Total Electric | RET | 47432.8986 | 12058.4075 | 3.9336
| RCx_Com, P - TotF [Building w Propane Heat] | Prp | Yes | Health Service | Total FF | RET | 47432.8986 | 12058.4075 | 3.9336
| Commissioning_Com, E - TotE [Building w Elec Heat] | E | Yes | Health Service | Total Electric | NC | 0 | 0 | 0
| Commissioning_Com, E - TotE [Building w Gas Heat] | E | Yes | Health Service | Total Electric | NC | 0 | 0 | 0
| Commissioning_Com, G - TotF [Building w Gas Heat] | G | Yes | Health Service | Total FF | NC | 0 | 0 | 0
| Commissioning_Com, E - TotE [Building w Oil Heat] | E | Yes | Health Service | Total Electric | NC | 0 | 0 | 0
| Commissioning_Com, O - TotF [Building w Oil Heat] | O | Yes | Health Service | Total FF | NC | 0 | 0 | 0
| Commissioning_Com, E - TotE [Building w Propane Heat] | E | Yes | Health Service | Total Electric | NC | 0 | 0 | 0
| Commissioning_Com, P - TotF [Building w Propane Heat] | Prp | Yes | Health Service | Total FF | NC | 0 | 0 | 0
| Integrated Building Design_Com, E - TotE [Building w Elec Heat] | E | Yes | Health Service | Total Electric | NC | 10968.3113 | 950.8574 | 11.5352
| Integrated Building Design_Com, E - TotE [Building w Gas Heat] | E | Yes | Health Service | Total Electric | NC | 32471.6072 | 3024.2733 | 10.737
| Integrated Building Design_Com, G - TotF [Building w Gas Heat] | G | Yes | Health Service | Total FF | NC | 32471.6072 | 3024.2733 | 10.737
| Integrated Building Design_Com, E - TotE [Building w Oil Heat] | E | Yes | Health Service | Total Electric | NC | 11145.1498 | 813.6996 | 13.6969
| Integrated Building Design_Com, O - TotF [Building w Oil Heat] | O | Yes | Health Service | Total FF | NC | 11145.1498 | 813.6996 | 13.6969
| Integrated Building Design_Com, E - TotE [Building w Propane Heat] | E | Yes | Health Service | Total Electric | NC | 4493.4588 | 245.2223 | 18.324
| Integrated Building Design_Com, P - TotF [Building w Propane Heat] | Prp | Yes | Health Service | Total FF | NC | 4493.4588 | 245.2223 | 18.324
| Deep Energy Retrofit_Com, E - TotE [Building w Elec Heat] | E | Yes | Health Service | Total Electric | RET | 52067.8932 | 29132.673 | 1.7873
| Deep Energy Retrofit_Com, E - TotE [Building w Gas Heat] | E | Yes | Health Service | Total Electric | RET | 151512.107 | 92658.651 | 1.6352
| Deep Energy Retrofit_Com, G - TotF [Building w Gas Heat] | G | Yes | Health Service | Total FF | RET | 151512.107 | 92658.651 | 1.6352
| Deep Energy Retrofit_Com, E - TotE [Building w Oil Heat] | E | Yes | Health Service | Total Electric | RET | 51568.6811 | 24930.3882 | 2.0685
| Deep Energy Retrofit_Com, O - TotF [Building w Oil Heat] | O | Yes | Health Service | Total FF | RET | 51568.6811 | 24930.3882 | 2.0685
| Deep Energy Retrofit_Com, E - TotE [Building w Propane Heat] | E | Yes | Health Service | Total Electric | RET | 20630.817 | 7513.1994 | 2.7459
| Deep Energy Retrofit_Com, P - TotF [Building w Propane Heat] | Prp | Yes | Health Service | Total FF | RET | 20630.817 | 7513.1994 | 2.7459
| EMS_Com, E - TotE [Building w Elec Heat] | E | Yes | Health Service | Total Electric | NC | 19950.6941 | 12789.9646 | 1.5599
| EMS_Com, E - TotE [Building w Elec Heat] | E | Yes | Health Service | Total Electric | RET | 329647.8306 | 168103.5648 | 1.961
| EMS_Com, E - TotE [Building w Gas Heat] | E | Yes | Health Service | Total Electric | NC | 60372.7435 | 40679.4415 | 1.4841
| EMS_Com, E - TotE [Building w Gas Heat] | E | No | Health Service | Total Electric | RET | 979675.6355 | 1069331.9872 | 0.91616
| EMS_Com, G - TotF [Building w Gas Heat] | G | Yes | Health Service | Total FF | NC | 60372.7435 | 40679.4415 | 1.4841
| EMS_Com, G - TotF [Building w Gas Heat] | G | No | Health Service | Total FF | RET | 979675.6355 | 1069331.9872 | 0.91616
| EMS_Com, E - TotE [Building w Oil Heat] | E | Yes | Health Service | Total Electric | NC | 20937.4262 | 10945.0576 | 1.913
| EMS_Com, E - TotE [Building w Oil Heat] | E | Yes | Health Service | Total Electric | RET | 336870.9638 | 287710.4436 | 1.1709
| EMS_Com, O - TotF [Building w Oil Heat] | O | Yes | Health Service | Total FF | NC | 20937.4262 | 10945.0576 | 1.913
| EMS_Com, O - TotF [Building w Oil Heat] | O | Yes | Health Service | Total FF | RET | 336870.9638 | 287710.4436 | 1.1709
| EMS_Com, E - TotE [Building w Propane Heat] | E | Yes | Health Service | Total Electric | NC | 8521.1828 | 3298.4805 | 2.5834
| EMS_Com, E - TotE [Building w Propane Heat] | E | Yes | Health Service | Total Electric | RET | 136047.0652 | 86706.4692 | 1.5691
| EMS_Com, P - TotF [Building w Propane Heat] | Prp | Yes | Health Service | Total FF | NC | 8521.1828 | 3298.4805 | 2.5834
| EMS_Com, P - TotF [Building w Propane Heat] | Prp | Yes | Health Service | Total FF | RET | 136047.0652 | 86706.4692 | 1.5691
| VFDs on HVAC Pumps_Com, E - Oth | E | Yes | Health Service | Other | RET | 68006.0499 | 29146.6067 | 2.3332
| ECM Circulators_Com, E - Oth | E | Yes | Health Service | Other | RET | 105278.888 | 62887.6446 | 1.6741
| Motors_Com, E - Oth | E | Yes | Health Service | Other | NC | 1958.8497 | 1290.6615 | 1.5177
| Motors_Com, E - Oth | E | No | Health Service | Other | RET | 19201.9536 | 21637.918 | 0.88742
| Motors_Com, E - Oth | E | Yes | Health Service | Other | REPL | 117.9653 | 77.7259 | 1.5177
| Ext Area Ltg_Com, E - ExtL | E | Yes | Health Service | Exterior Lighting | NC | 8228.5855 | 2209.6686 | 3.7239
| Ext Area Ltg_Com, E - ExtL | E | Yes | Health Service | Exterior Lighting | RET | 55748.2299 | 14970.3877 | 3.7239
| Ext Area Ltg_Com, E - ExtL | E | Yes | Health Service | Exterior Lighting | REPL | 73993.1056 | 19869.7874 | 3.7239
| Street Ltg_Com, E - ExtL | E | Yes | Health Service | Exterior Lighting | NC | 1531.6863 | 349.9219 | 4.3772
| Street Ltg_Com, E - ExtL | E | Yes | Health Service | Exterior Lighting | RET | 10377.0937 | 2370.7024 | 4.3772
| Street Ltg_Com, E - ExtL | E | Yes | Health Service | Exterior Lighting | REPL | 13773.2335 | 3146.5687 | 4.3772
| Ext Ltg Ctrls_Com, E - ExtL | E | Yes | Health Service | Exterior Lighting | RET | 51205.8991 | 13020.627 | 3.9327
| Ext Ltg Dsgn_Com, E - ExtL | E | Yes | Health Service | Exterior Lighting | NC | 1187.2309 | 260.0189 | 4.5659
| Ext Ltg Dsgn_Com, E - ExtL | E | Yes | Health Service | Exterior Lighting | REPL | 10724.5677 | 2348.819 | 4.5659
| Int Ltg Ctrls_Com, E - IntL [No Heat] | E | Yes | Health Service | Interior Lighting | RET | 53018.3653 | 8510.6788 | 6.2296
| Int Ltg Ctrls_Com, E - IntL [Electric Heat] | E | Yes | Health Service | Interior Lighting | RET | 80418.6469 | 17933.4017 | 4.4843
| Int Ltg Ctrls_Com, E/G - IntL | E | Yes | Health Service | Interior Lighting | RET | 322075.7963 | 104033.1214 | 3.0959
| Int Ltg Ctrls_Com, E/O - IntL | E | Yes | Health Service | Interior Lighting | RET | 63993.361 | 46474.7345 | 1.3769
| Int Ltg Ctrls_Com, E/P - IntL | E | Yes | Health Service | Interior Lighting | RET | 5684.4692 | 4660.8258 | 1.2196
| Exit Sign RetFit_Com, E - IntL [No Heat] | E | Yes | Health Service | Interior Lighting | RET | 9267.868 | 2500.4041 | 3.7065
| Exit Sign RetFit_Com, E - IntL [Electric Heat] | E | Yes | Health Service | Interior Lighting | RET | 15070.9346 | 5287.4249 | 2.8503
| Exit Sign RetFit_Com, E/G - IntL | E | Yes | Health Service | Interior Lighting | RET | 58241.5828 | 25515.3738 | 2.2826
| Exit Sign RetFit_Com, E/O - IntL | E | Yes | Health Service | Interior Lighting | RET | 11411.228 | 10119.5159 | 1.1276
| Exit Sign RetFit_Com, E/P - IntL | E | No | Health Service | Interior Lighting | RET | 1009.1862 | 1001.0404 | 1.0081
| Repl Scre_Com, E - IntL [No Heat] | E | Yes | Health Service | Interior Lighting | NC | 0 | 0 | 0
| Repl Scre_Com, E - IntL [No Heat] | E | Yes | Health Service | Interior Lighting | RET | 0 | 0 | 0
| Repl Scre_Com, E - IntL [No Heat] | E | Yes | Health Service | Interior Lighting | REPL | 0 | 0 | 0
| Repl Scre_Com, E - IntL [Electric Heat] | E | Yes | Health Service | Interior Lighting | NC | 0 | 0 | 0
| Repl Scre_Com, E - IntL [Electric Heat] | E | Yes | Health Service | Interior Lighting | RET | 0 | 0 | 0
| Repl Scre_Com, E - IntL [Electric Heat] | E | Yes | Health Service | Interior Lighting | REPL | 0 | 0 | 0
| Repl Scre_Com, E/G - IntL | E | Yes | Health Service | Interior Lighting | NC | 0 | 0 | 0
| Repl Scre_Com, E/G - IntL | E | Yes | Health Service | Interior Lighting | RET | 0 | 0 | 0
| Repl Scre_Com, E/G - IntL | E | Yes | Health Service | Interior Lighting | REPL | 0 | 0 | 0
| Repl Scre_Com, E/O - IntL | E | Yes | Health Service | Interior Lighting | NC | 0 | 0 | 0
| Repl Scre_Com, E/O - IntL | E | Yes | Health Service | Interior Lighting | RET | 0 | 0 | 0
| Repl Scre_Com, E/O - IntL | E | Yes | Health Service | Interior Lighting | REPL | 0 | 0 | 0
| Repl Scre_Com, E/P - IntL | E | Yes | Health Service | Interior Lighting | NC | 0 | 0 | 0
| Repl Scre_Com, E/P - IntL | E | Yes | Health Service | Interior Lighting | RET | 0 | 0 | 0
| Repl Scre_Com, E/P - IntL | E | Yes | Health Service | Interior Lighting | REPL | 0 | 0 | 0
| Lin LED Fixture_Com, E - IntL [No Heat] | E | Yes | Health Service | Interior Lighting | NC | 1464.4658 | 496.8395 | 2.9476
| Lin LED Fixture_Com, E - IntL [No Heat] | E | Yes | Health Service | Interior Lighting | RET | 9602.5217 | 4936.0354 | 1.9454
| Lin LED Fixture_Com, E - IntL [No Heat] | E | Yes | Health Service | Interior Lighting | REPL | 1023.9187 | 347.3781 | 2.9476
| Lin LED Fixture_Com, E - IntL [Electric Heat] | E | Yes | Health Service | Interior Lighting | NC | 2381.4396 | 1050.6308 | 2.2667
| Lin LED Fixture_Com, E - IntL [Electric Heat] | E | Yes | Health Service | Interior Lighting | RET | 15615.1313 | 10437.8792 | 1.496
| Lin LED Fixture_Com, E - IntL [Electric Heat] | E | Yes | Health Service | Interior Lighting | REPL | 1665.0445 | 734.5754 | 2.2667
| Lin LED Fixture_Com, E/G - IntL | E | Yes | Health Service | Interior Lighting | NC | 9203.0664 | 4586.1765 | 2.0067
| Lin LED Fixture_Com, E/G - IntL | E | Yes | Health Service | Interior Lighting | RET | 60344.6293 | 40092.0973 | 1.5052
| Lin LED Fixture_Com, E/G - IntL | E | Yes | Health Service | Interior Lighting | REPL | 6434.5594 | 3206.5426 | 2.0067
| Lin LED Fixture_Com, E/O - IntL | E | Yes | Health Service | Interior Lighting | NC | 1803.1496 | 1687.6281 | 1.0685
| Lin LED Fixture_Com, E/O - IntL | E | No | Health Service | Interior Lighting | RET | 11823.2762 | 13029.1041 | 0.90745
| Lin LED Fixture_Com, E/O - IntL | E | Yes | Health Service | Interior Lighting | REPL | 1260.7182 | 1179.9484 | 1.0685
| Lin LED Fixture_Com, E/P - IntL | E | No | Health Service | Interior Lighting | NC | 159.4669 | 165.7175 | 0.96228
| Lin LED Fixture_Com, E/P - IntL | E | No | Health Service | Interior Lighting | RET | 1045.6269 | 1260.2427 | 0.8297
| Lin LED Fixture_Com, E/P - IntL | E | No | Health Service | Interior Lighting | REPL | 111.4954 | 115.8656 | 0.96228
| LED Tube Repl_Com, E - IntL [No Heat] | E | Yes | Health Service | Interior Lighting | RET | 63932.2636 | 3754.462 | 17.0283
| LED Tube Repl_Com, E - IntL [No Heat] | E | Yes | Health Service | Interior Lighting | REPL | 28514.0291 | 1674.5041 | 17.0283
| LED Tube Repl_Com, E - IntL [Electric Heat] | E | Yes | Health Service | Interior Lighting | RET | 103963.3881 | 7939.2909 | 13.0948
| LED Tube Repl_Com, E - IntL [Electric Heat] | E | Yes | Health Service | Interior Lighting | REPL | 46368.0605 | 3540.9535 | 13.0948
| LED Tube Repl_Com, E/G - IntL | E | Yes | Health Service | Interior Lighting | RET | 401766.2107 | 93625.1053 | 4.2912
| LED Tube Repl_Com, E/G - IntL | E | Yes | Health Service | Interior Lighting | REPL | 179189.235 | 41757.1477 | 4.2912
| LED Tube Repl_Com, E/O - IntL | E | Yes | Health Service | Interior Lighting | RET | 78717.7408 | 52485.5115 | 1.4998
| LED Tube Repl_Com, E/O - IntL | E | Yes | Health Service | Interior Lighting | REPL | 35108.4073 | 23408.7347 | 1.4998
| LED Tube Repl_Com, E/P - IntL | E | Yes | Health Service | Interior Lighting | RET | 6961.6395 | 5344.5418 | 1.3026
| LED Tube Repl_Com, E/P - IntL | E | Yes | Health Service | Interior Lighting | REPL | 3104.9173 | 2383.6857 | 1.3026
| Repl pin CFL wLED_Com, E - IntL [No Heat] | E | Yes | Health Service | Interior Lighting | RET | 3494.0522 | 1150.2192 | 3.0377
| Repl pin CFL wLED_Com, E - IntL [No Heat] | E | Yes | Health Service | Interior Lighting | REPL | 2200.8068 | 724.4913 | 3.0377
| Repl pin CFL wLED_Com, E - IntL [Electric Heat] | E | Yes | Health Service | Interior Lighting | RET | 5681.8495 | 2432.2859 | 2.336
| Repl pin CFL wLED_Com, E - IntL [Electric Heat] | E | Yes | Health Service | Interior Lighting | REPL | 3578.8398 | 1532.0296 | 2.336
| Repl pin CFL wLED_Com, E/G - IntL | E | Yes | Health Service | Interior Lighting | RET | 21957.491 | 10759.3988 | 2.0408
| Repl pin CFL wLED_Com, E/G - IntL | E | Yes | Health Service | Interior Lighting | REPL | 13830.4159 | 6777.0475 | 2.0408
| Repl pin CFL wLED_Com, E/O - IntL | E | Yes | Health Service | Interior Lighting | RET | 4302.1141 | 3974.0022 | 1.0826
| Repl pin CFL wLED_Com, E/O - IntL | E | Yes | Health Service | Interior Lighting | REPL | 2709.7826 | 2503.114 | 1.0826
| Repl pin CFL wLED_Com, E/P - IntL | E | No | Health Service | Interior Lighting | RET | 380.4704 | 389.8641 | 0.97591
| Repl pin CFL wLED_Com, E/P - IntL | E | No | Health Service | Interior Lighting | REPL | 239.6478 | 245.5646 | 0.97591
| Refrig Case LED_Com, E - IntL | E | Yes | Health Service | Interior Lighting | NC | 2698.4806 | 538.449 | 5.0116
| Refrig Case LED_Com, E - IntL | E | Yes | Health Service | Interior Lighting | RET | 15235.8025 | 3040.119 | 5.0116
| Refrig Case LED_Com, E - IntL | E | Yes | Health Service | Interior Lighting | REPL | 4760.9538 | 949.9904 | 5.0116
| Refrig Case Ctrls_Com, E - IntL | E | Yes | Health Service | Interior Lighting | RET | 8787.1949 | 4559.4395 | 1.9273
| Stair Occ Sensor_Com, E - IntL [No Heat] | E | Yes | Health Service | Interior Lighting | NC | 886.9543 | 400.3459 | 2.2155
| Stair Occ Sensor_Com, E - IntL [No Heat] | E | Yes | Health Service | Interior Lighting | RET | 9013.6025 | 4068.4836 | 2.2155
| Stair Occ Sensor_Com, E - IntL [Electric Heat] | E | Yes | Health Service | Interior Lighting | NC | 1442.3199 | 846.5827 | 1.7037
| Stair Occ Sensor_Com, E - IntL [Electric Heat] | E | Yes | Health Service | Interior Lighting | RET | 14657.4609 | 8603.3297 | 1.7037
| Stair Occ Sensor_Com, E/G - IntL | E | Yes | Health Service | Interior Lighting | NC | 5573.8409 | 3404.3593 | 1.6373
| Stair Occ Sensor_Com, E/G - IntL | E | Yes | Health Service | Interior Lighting | RET | 56643.7148 | 34596.53 | 1.6373
| Stair Occ Sensor_Com, E/O - IntL | E | No | Health Service | Interior Lighting | NC | 1092.0783 | 1156.3303 | 0.94443
| Stair Occ Sensor_Com, E/O - IntL | E | No | Health Service | Interior Lighting | RET | 11098.1589 | 11751.1149 | 0.94443
| Stair Occ Sensor_Com, E/P - IntL | E | No | Health Service | Interior Lighting | NC | 96.5812 | 112.3562 | 0.8596
| Stair Occ Sensor_Com, E/P - IntL | E | No | Health Service | Interior Lighting | RET | 981.499 | 1141.8106 | 0.8596
| Int Delamping_Com, E - IntL [No Heat] | E | Yes | Health Service | Interior Lighting | RET | 883.841 | 44.5417 | 19.843
| Int Delamping_Com, E - IntL [Electric Heat] | E | Yes | Health Service | Interior Lighting | RET | 1437.2572 | 72.4315 | 19.843
| Int Delamping_Com, E/G - IntL | E | Yes | Health Service | Interior Lighting | RET | 5554.2762 | 1265.6682 | 4.3884
| Int Delamping_Com, E/O - IntL | E | Yes | Health Service | Interior Lighting | RET | 1088.245 | 723.6781 | 1.5038
| Int Delamping_Com, E/P - IntL | E | Yes | Health Service | Interior Lighting | RET | 96.2422 | 73.8123 | 1.3039
| Int Ltg Dsgn_Com, E - IntL [No Heat] | E | Yes | Health Service | Interior Lighting | NC | 1482.2242 | 174.2945 | 8.5041
| Int Ltg Dsgn_Com, E - IntL [Electric Heat] | E | Yes | Health Service | Interior Lighting | NC | 2410.3174 | 283.4289 | 8.5041
| Int Ltg Dsgn_Com, E/G - IntL | E | Yes | Health Service | Interior Lighting | NC | 9314.6645 | 2748.4497 | 3.3891
| Int Ltg Dsgn_Com, E/O - IntL | E | Yes | Health Service | Interior Lighting | NC | 1825.015 | 1336.2573 | 1.3658
| Int Ltg Dsgn_Com, E/P - IntL | E | Yes | Health Service | Interior Lighting | NC | 161.4007 | 134.6304 | 1.1988
| Room Air Conditioner_Com, E - Cool | E | Yes | Lodging | Cooling | NC | 0 | 0 | 0
| Room Air Conditioner_Com, E - Cool | E | Yes | Lodging | Cooling | RET | 0 | 0 | 0
| Room Air Conditioner_Com, E - Cool | E | Yes | Lodging | Cooling | REPL | 0 | 0 | 0
| Chiller Systems_Com, E - Cool | E | Yes | Lodging | Cooling | NC | 5193.476 | 203.3086 | 25.5448
| Chiller Systems_Com, E - Cool | E | Yes | Lodging | Cooling | RET | 15788.4776 | 1286.1837 | 12.2754
| Chiller Systems_Com, E - Cool | E | Yes | Lodging | Cooling | REPL | 4.883e-12 | 1.9115e-13 | 25.5448
| Chiller Tuneup_Com, E - Cool | E | Yes | Lodging | Cooling | RET | 2867.286 | 355.3117 | 8.0698
| Computer Room Air Conditioner_Com, E - Cool | E | Yes | Lodging | Cooling | NC | 602.1366 | 206.6181 | 2.9142
| Computer Room Air Conditioner_Com, E - Cool | E | Yes | Lodging | Cooling | REPL | 4079.4433 | 1399.8269 | 2.9142
| Mini Split Ductless AC_Com, E - Cool | E | Yes | Lodging | Cooling | NC | 0 | 0 | 0
| Mini Split Ductless AC_Com, E - Cool | E | No | Lodging | Cooling | RET | 0 | 0 | 0
| Mini Split Ductless AC_Com, E - Cool | E | Yes | Lodging | Cooling | REPL | 0 | 0 | 0
| Eff Unitary AC_Com, E - Cool | E | Yes | Lodging | Cooling | NC | 3670.8446 | 1288.3308 | 2.8493
| Eff Unitary AC_Com, E - Cool | E | No | Lodging | Cooling | RET | 30629.9015 | 78332.6363 | 0.39102
| Eff Unitary AC_Com, E - Cool | E | Yes | Lodging | Cooling | REPL | 18243.2434 | 6402.7044 | 2.8493
| PTAC_Com, E - Cool | E | Yes | Lodging | Cooling | NC | 0 | 0 | 0
| PTAC_Com, E - Cool | E | No | Lodging | Cooling | RET | 0 | 0 | 0
| PTAC_Com, E - Cool | E | Yes | Lodging | Cooling | REPL | 0 | 0 | 0
| Unitary Equipment Economizer_Com, E - Cool | E | No | Lodging | Cooling | RET | 17082.7411 | 26532.3759 | 0.64385
| Guest Room EM_Com, E - Cool [Building w Elec Heat] | E | Yes | Lodging | Cooling | RET | 108875.6367 | 40781.9592 | 2.6697
| Guest Room EM_Com, E - Heat [Building w Elec Heat] | E | Yes | Lodging | Space Heating | RET | 108875.6367 | 40781.9592 | 2.6697
| Guest Room EM_Com, E - Cool [Building w Gas Heat] | E | Yes | Lodging | Cooling | RET | 620981.5958 | 83277.9054 | 7.4567
| Guest Room EM_Com, G - Heat [Building w Gas Heat] | G | Yes | Lodging | Space Heating | RET | 620981.5958 | 83277.9054 | 7.4567
| Guest Room EM_Com, E - Cool [Building w Oil Heat] | E | Yes | Lodging | Cooling | RET | 1129817.5443 | 22406.4401 | 50.4238
| Guest Room EM_Com, O - Heat [Building w Oil Heat] | O | Yes | Lodging | Space Heating | RET | 1129817.5443 | 22406.4401 | 50.4238
| Guest Room EM_Com, E - Cool [Building w Propane Heat] | E | Yes | Lodging | Cooling | RET | 1796663.6597 | 5064.4233 | 354.7617
| Guest Room EM_Com, P - Heat [Building w Propane Heat] | Prp | Yes | Lodging | Space Heating | RET | 1796663.6597 | 5064.4233 | 354.7617
| AC Tuneup_Com, E - Cool [ASHP] | E | Yes | Lodging | Cooling | RET | 9575.668 | 827.9714 | 11.5652
| AC Tuneup_Com, E - Heat [ASHP] | E | Yes | Lodging | Space Heating | RET | 9575.668 | 827.9714 | 11.5652
| AC Tuneup_Com, E - Cool [Unitary AC] | E | Yes | Lodging | Cooling | RET | 13091.4868 | 1679.0384 | 7.797
| DCV_Com, E - Cool [Building w Elec Heat] | E | Yes | Lodging | Cooling | RET | 129766.4565 | 10782.4047 | 12.035
| DCV_Com, E - Heat [Building w Elec Heat] | E | Yes | Lodging | Space Heating | RET | 129766.4565 | 10782.4047 | 12.035
| DCV_Com, E - Vent [Building w Elec Heat] | E | Yes | Lodging | Ventilation | RET | 129766.4565 | 10782.4047 | 12.035
| DCV_Com, E - Cool [Building w Gas Heat] | E | Yes | Lodging | Cooling | RET | 516987.9368 | 22017.9731 | 23.4803
| DCV_Com, G - Heat [Building w Gas Heat] | G | Yes | Lodging | Space Heating | RET | 516987.9368 | 22017.9731 | 23.4803
| DCV_Com, E - Vent [Building w Gas Heat] | E | Yes | Lodging | Ventilation | RET | 516987.9368 | 22017.9731 | 23.4803
| DCV_Com, E - Cool [Building w Oil Heat] | E | Yes | Lodging | Cooling | RET | 797966.7972 | 5924.0731 | 134.699
| DCV_Com, O - Heat [Building w Oil Heat] | O | Yes | Lodging | Space Heating | RET | 797966.7972 | 5924.0731 | 134.699
| DCV_Com, E - Vent [Building w Oil Heat] | E | Yes | Lodging | Ventilation | RET | 797966.7972 | 5924.0731 | 134.699
| DCV_Com, E - Cool [Building w Propane Heat] | E | Yes | Lodging | Cooling | RET | 624164.4252 | 1785.3209 | 349.6091
| DCV_Com, P - Heat [Building w Propane Heat] | Prp | Yes | Lodging | Space Heating | RET | 624164.4252 | 1785.3209 | 349.6091
| DCV_Com, E - Vent [Building w Propane Heat] | E | Yes | Lodging | Ventilation | RET | 624164.4252 | 1785.3209 | 349.6091
| Controls for Unitary AC_Com, E - Cool | E | No | Lodging | Cooling | RET | 37727.3399 | 39165.8302 | 0.96327
| Optimized Unitary AC Sys_Com, E - Cool [Building w Elec Heat] | E | No | Lodging | Cooling | NC | 11047.3701 | 29782.3688 | 0.37094
| Optimized Unitary AC Sys_Com, E - Heat [Building w Elec Heat] | E | No | Lodging | Space Heating | NC | 11047.3701 | 29782.3688 | 0.37094
| Optimized Unitary AC Sys_Com, E - Cool [Building w Gas Heat] | E | Yes | Lodging | Cooling | NC | 100067.4125 | 6904.2493 | 14.4936
| Optimized Unitary AC Sys_Com, G - Heat [Building w Gas Heat] | G | Yes | Lodging | Space Heating | NC | 100067.4125 | 6904.2493 | 14.4936
| Optimized Unitary AC Sys_Com, E - Cool [Building w Oil Heat] | E | Yes | Lodging | Cooling | NC | 226967.5838 | 2941.5604 | 77.1589
| Optimized Unitary AC Sys_Com, O - Heat [Building w Oil Heat] | O | Yes | Lodging | Space Heating | NC | 226967.5838 | 2941.5604 | 77.1589
| Optimized Unitary AC Sys_Com, E - Cool [Building w Propane Heat] | E | Yes | Lodging | Cooling | NC | 184893.5688 | 1598.6937 | 115.6529
| Optimized Unitary AC Sys_Com, P - Heat [Building w Propane Heat] | Prp | Yes | Lodging | Space Heating | NC | 184893.5688 | 1598.6937 | 115.6529
| Optimized Chiller Sys_Com, E - Cool | E | Yes | Lodging | Cooling | NC | 1744.547 | 1442.3283 | 1.2095
| Cool Roof_Com, E - Cool [Building w Elec Heat] | E | No | Lodging | Cooling | NC | 2296.5479 | 4949.525 | 0.46399
| Cool Roof_Com, E - Cool [Building w Elec Heat] | E | No | Lodging | Cooling | RET | 15870.1697 | 57606.4342 | 0.27549
| Cool Roof_Com, E - Heat [Building w Elec Heat] | E | No | Lodging | Space Heating | NC | 2296.5479 | 4949.525 | 0.46399
| Cool Roof_Com, E - Heat [Building w Elec Heat] | E | No | Lodging | Space Heating | RET | 15870.1697 | 57606.4342 | 0.27549
| Cool Roof_Com, E - Cool [Building w Gas Heat] | E | No | Lodging | Cooling | NC | 5671.4028 | 15270.4689 | 0.3714
| Cool Roof_Com, E - Cool [Building w Gas Heat] | E | No | Lodging | Cooling | RET | 39191.9221 | 151349.6782 | 0.25895
| Cool Roof_Com, G - Heat [Building w Gas Heat] | G | No | Lodging | Space Heating | NC | 5671.4028 | 15270.4689 | 0.3714
| Cool Roof_Com, G - Heat [Building w Gas Heat] | G | No | Lodging | Space Heating | RET | 39191.9221 | 151349.6782 | 0.25895
| Cool Roof_Com, E - Cool [Building w Oil Heat] | E | No | Lodging | Cooling | NC | 1525.9263 | 14283.2831 | 0.10683
| Cool Roof_Com, E - Cool [Building w Oil Heat] | E | No | Lodging | Cooling | RET | 10544.8312 | 107159.6345 | 0.098403
| Cool Roof_Com, O - Heat [Building w Oil Heat] | O | No | Lodging | Space Heating | NC | 1525.9263 | 14283.2831 | 0.10683
| Cool Roof_Com, O - Heat [Building w Oil Heat] | O | No | Lodging | Space Heating | RET | 10544.8312 | 107159.6345 | 0.098403
| Cool Roof_Com, E - Cool [Building w Propane Heat] | E | No | Lodging | Cooling | NC | 459.864 | 26010.8078 | 0.01768
| Cool Roof_Com, E - Cool [Building w Propane Heat] | E | No | Lodging | Cooling | RET | 3177.8655 | 174031.1189 | 0.01826
| Cool Roof_Com, P - Heat [Building w Propane Heat] | Prp | No | Lodging | Space Heating | NC | 459.864 | 26010.8078 | 0.01768
| Cool Roof_Com, P - Heat [Building w Propane Heat] | Prp | No | Lodging | Space Heating | RET | 3177.8655 | 174031.1189 | 0.01826
| GSHP_Com, E - Cool | E | Yes | Lodging | Cooling | RET | 38935.643 | 11939.0174 | 3.2612
| GSHP_Com, E - Cool | E | Yes | Lodging | Cooling | REPL | 5.5789e-12 | 1.2694e-12 | 4.395
| GSHP_Com, E - Heat | E | Yes | Lodging | Space Heating | RET | 38935.643 | 11939.0174 | 3.2612
| GSHP_Com, E - Heat | E | Yes | Lodging | Space Heating | REPL | 5.5789e-12 | 1.2694e-12 | 4.395
| Unitary HP_Com, E - Cool | E | Yes | Lodging | Cooling | NC | 3760.6203 | 1099.9728 | 3.4188
| Unitary HP_Com, E - Cool | E | No | Lodging | Cooling | RET | 23814.2224 | 30945.2962 | 0.76956
| Unitary HP_Com, E - Cool | E | Yes | Lodging | Cooling | REPL | 11744.4166 | 3435.2149 | 3.4188
| Unitary HP_Com, E - Heat | E | Yes | Lodging | Space Heating | NC | 3760.6203 | 1099.9728 | 3.4188
| Unitary HP_Com, E - Heat | E | No | Lodging | Space Heating | RET | 23814.2224 | 30945.2962 | 0.76956
| Unitary HP_Com, E - Heat | E | Yes | Lodging | Space Heating | REPL | 11744.4166 | 3435.2149 | 3.4188
| PTHP_Com, E - Cool | E | Yes | Lodging | Cooling | NC | 0 | 0 | 0
| PTHP_Com, E - Cool | E | Yes | Lodging | Cooling | RET | 0 | 0 | 0
| PTHP_Com, E - Cool | E | Yes | Lodging | Cooling | REPL | 0 | 0 | 0
| PTHP_Com, E - Heat | E | Yes | Lodging | Space Heating | NC | 0 | 0 | 0
| PTHP_Com, E - Heat | E | Yes | Lodging | Space Heating | RET | 0 | 0 | 0
| PTHP_Com, E - Heat | E | Yes | Lodging | Space Heating | REPL | 0 | 0 | 0
| Minisplit Ductless HP_Com, E - Cool | E | Yes | Lodging | Cooling | RET | 232144.7033 | 86355.3691 | 2.6882
| Minisplit Ductless HP_Com, E - Cool | E | Yes | Lodging | Cooling | REPL | 21662.3494 | 4309.1548 | 5.0271
| Minisplit Ductless HP_Com, E - Heat | E | Yes | Lodging | Space Heating | RET | 232144.7033 | 86355.3691 | 2.6882
| Minisplit Ductless HP_Com, E - Heat | E | Yes | Lodging | Space Heating | REPL | 21662.3494 | 4309.1548 | 5.0271
| Programmable TStat_Com, E - Cool [Building w Elec Heat] | E | Yes | Lodging | Cooling | NC | 0 | 0 | 0
| Programmable TStat_Com, E - Heat [Building w Elec Heat] | E | Yes | Lodging | Space Heating | NC | 0 | 0 | 0
| Programmable TStat_Com, E - Cool [Building w Gas Heat] | E | Yes | Lodging | Cooling | NC | 0 | 0 | 0
| Programmable TStat_Com, E - Cool [Building w Gas Heat] | E | Yes | Lodging | Cooling | RET | 0 | 0 | 0
| Programmable TStat_Com, G - Heat [Building w Gas Heat] | G | Yes | Lodging | Space Heating | NC | 0 | 0 | 0
| Programmable TStat_Com, G - Heat [Building w Gas Heat] | G | Yes | Lodging | Space Heating | RET | 0 | 0 | 0
| Programmable TStat_Com, E - Cool [Building w Propane Heat] | E | Yes | Lodging | Cooling | NC | 0 | 0 | 0
| Programmable TStat_Com, E - Cool [Building w Propane Heat] | E | Yes | Lodging | Cooling | RET | 0 | 0 | 0
| Programmable TStat_Com, P - Heat [Building w Propane Heat] | Prp | Yes | Lodging | Space Heating | NC | 0 | 0 | 0
| Programmable TStat_Com, P - Heat [Building w Propane Heat] | Prp | Yes | Lodging | Space Heating | RET | 0 | 0 | 0
| Programmable TStat_Com, E - Cool [Building w Oil Heat] | E | Yes | Lodging | Cooling | NC | 0 | 0 | 0
| Programmable TStat_Com, E - Cool [Building w Oil Heat] | E | Yes | Lodging | Cooling | RET | 0 | 0 | 0
| Programmable TStat_Com, O - Heat [Building w Oil Heat] | O | Yes | Lodging | Space Heating | NC | 0 | 0 | 0
| Programmable TStat_Com, O - Heat [Building w Oil Heat] | O | Yes | Lodging | Space Heating | RET | 0 | 0 | 0
| Smart TStat_Com, E - Cool [Building w Elec Heat] | E | Yes | Lodging | Cooling | NC | 5884.371 | 3634.8756 | 1.6189
| Smart TStat_Com, E - Cool [Building w Elec Heat] | E | Yes | Lodging | Cooling | RET | 28592.9774 | 23396.9012 | 1.2221
| Smart TStat_Com, E - Heat [Building w Elec Heat] | E | Yes | Lodging | Space Heating | NC | 5884.371 | 3634.8756 | 1.6189
| Smart TStat_Com, E - Heat [Building w Elec Heat] | E | Yes | Lodging | Space Heating | RET | 28592.9774 | 23396.9012 | 1.2221
| Smart TStat_Com, E - Cool [Building w Gas Heat] | E | Yes | Lodging | Cooling | NC | 19490.0116 | 7422.5181 | 2.6258
| Smart TStat_Com, E - Cool [Building w Gas Heat] | E | Yes | Lodging | Cooling | RET | 92235.7747 | -1794.4835 | -51.3996
| Smart TStat_Com, G - Heat [Building w Gas Heat] | G | Yes | Lodging | Space Heating | NC | 19490.0116 | 7422.5181 | 2.6258
| Smart TStat_Com, G - Heat [Building w Gas Heat] | G | Yes | Lodging | Space Heating | RET | 92235.7747 | -1794.4835 | -51.3996
| Smart TStat_Com, E - Cool [Building w Propane Heat] | E | Yes | Lodging | Cooling | NC | 47294.7895 | 1997.0748 | 23.682
| Smart TStat_Com, E - Cool [Building w Propane Heat] | E | Yes | Lodging | Cooling | RET | 217891.1664 | 12854.7347 | 16.9503
| Smart TStat_Com, P - Heat [Building w Propane Heat] | Prp | Yes | Lodging | Space Heating | NC | 47294.7895 | 1997.0748 | 23.682
| Smart TStat_Com, P - Heat [Building w Propane Heat] | Prp | Yes | Lodging | Space Heating | RET | 217891.1664 | 12854.7347 | 16.9503
| Smart TStat_Com, E - Cool [Building w Oil Heat] | E | Yes | Lodging | Cooling | NC | 21301.3976 | 601.8527 | 35.393
| Smart TStat_Com, E - Cool [Building w Oil Heat] | E | Yes | Lodging | Cooling | RET | 98027.1716 | 3873.9944 | 25.3039
| Smart TStat_Com, O - Heat [Building w Oil Heat] | O | Yes | Lodging | Space Heating | NC | 21301.3976 | 601.8527 | 35.393
| Smart TStat_Com, O - Heat [Building w Oil Heat] | O | Yes | Lodging | Space Heating | RET | 98027.1716 | 3873.9944 | 25.3039
| Boiler Blowdown Controls_Com, G - Heat | G | No | Lodging | Space Heating | RET | 20642.439 | 131719.2248 | 0.15672
| Boiler Blowdown Controls_Com, O - Heat | O | No | Lodging | Space Heating | RET | 15794.9159 | 101449.9993 | 0.15569
| Boiler Blowdown Controls_Com, P - Heat | Prp | No | Lodging | Space Heating | RET | 36991.7416 | 316542.5736 | 0.11686
| Boiler Modifications_Com, G - Heat | G | Yes | Lodging | Space Heating | RET | 96698.7416 | 65445.4566 | 1.4775
| Boiler Modifications_Com, O - Heat | O | Yes | Lodging | Space Heating | RET | 82119.0931 | 25979.1471 | 3.161
| Boiler Modifications_Com, P - Heat | Prp | Yes | Lodging | Space Heating | RET | 185296.5523 | 65021.8679 | 2.8498
| Boilers_Com, G - Heat | G | No | Lodging | Space Heating | NC | 47424.5665 | 50076.8843 | 0.94704
| Boilers_Com, G - Heat | G | No | Lodging | Space Heating | RET | 224305.3509 | 950474.2683 | 0.23599
| Boilers_Com, G - Heat | G | No | Lodging | Space Heating | REPL | 3.3706e-11 | 3.5591e-11 | 0.94704
| Boilers_Com, O - Heat | O | No | Lodging | Space Heating | NC | 13657.6566 | 133314.7655 | 0.10245
| Boilers_Com, O - Heat | O | No | Lodging | Space Heating | RET | 66041.7538 | 2586946.5847 | 0.025529
| Boilers_Com, O - Heat | O | No | Lodging | Space Heating | REPL | 9.707e-12 | 9.4751e-11 | 0.10245
| Boilers_Com, P - Heat | Prp | Yes | Lodging | Space Heating | NC | 70665.6902 | 3006.268 | 23.5061
| Boilers_Com, P - Heat | Prp | Yes | Lodging | Space Heating | RET | 338287.3148 | 57752.6079 | 5.8575
| Boilers_Com, P - Heat | Prp | Yes | Lodging | Space Heating | REPL | 5.0224e-11 | 2.1367e-12 | 23.5061
| Furnace_Com, G - Heat | G | Yes | Lodging | Space Heating | NC | 16514.4317 | 4845.6865 | 3.4081
| Furnace_Com, G - Heat | G | No | Lodging | Space Heating | RET | 73029.4324 | 90939.557 | 0.80305
| Furnace_Com, G - Heat | G | Yes | Lodging | Space Heating | REPL | 1.2758e-11 | 3.7435e-12 | 3.4081
| Furnace_Com, O - Heat | O | Yes | Lodging | Space Heating | NC | 68732.0353 | 6747.8381 | 10.1858
| Furnace_Com, O - Heat | O | Yes | Lodging | Space Heating | RET | 338929.2357 | 141213.986 | 2.4001
| Furnace_Com, O - Heat | O | Yes | Lodging | Space Heating | REPL | 5.3098e-11 | 5.213e-12 | 10.1858
| Furnace_Com, P - Heat | Prp | Yes | Lodging | Space Heating | NC | 45114.9304 | 3797.663 | 11.8797
| Furnace_Com, P - Heat | Prp | Yes | Lodging | Space Heating | RET | 215034.2939 | 76818.7234 | 2.7992
| Furnace_Com, P - Heat | Prp | Yes | Lodging | Space Heating | REPL | 3.4853e-11 | 2.9338e-12 | 11.8797
| Unit Heater_Com, G - Heat | G | Yes | Lodging | Space Heating | NC | 3444.7939 | 621.6386 | 5.5415
| Unit Heater_Com, G - Heat | G | Yes | Lodging | Space Heating | RET | 19364.2093 | 13107.2007 | 1.4774
| Unit Heater_Com, G - Heat | G | Yes | Lodging | Space Heating | REPL | 2126.2552 | 383.6985 | 5.5415
| Unit Heater_Com, P - Heat | Prp | Yes | Lodging | Space Heating | NC | 173237.6734 | 8202.8571 | 21.1192
| Unit Heater_Com, P - Heat | Prp | Yes | Lodging | Space Heating | RET | 859313.1511 | 152619.3977 | 5.6304
| Unit Heater_Com, P - Heat | Prp | Yes | Lodging | Space Heating | REPL | 1.8107e-10 | 8.5736e-12 | 21.1192
| Destratification Fans_Com, G - Heat | G | No | Lodging | Space Heating | NC | 7360.2032 | 40060.6406 | 0.18373
| Destratification Fans_Com, G - Heat | G | No | Lodging | Space Heating | RET | 42504.5968 | 231347.0605 | 0.18373
| Destratification Fans_Com, G - Heat | G | No | Lodging | Space Heating | REPL | 20941.3094 | 113980.8573 | 0.18373
| Destratification Fans_Com, O - Heat | O | No | Lodging | Space Heating | NC | 16483.8578 | 25908.1715 | 0.63624
| Destratification Fans_Com, O - Heat | O | No | Lodging | Space Heating | RET | 95192.9842 | 149617.6556 | 0.63624
| Destratification Fans_Com, O - Heat | O | No | Lodging | Space Heating | REPL | 46900.0007 | 73714.1314 | 0.63624
| Destratification Fans_Com, P - Heat | Prp | No | Lodging | Space Heating | NC | 35909.0783 | 48409.3708 | 0.74178
| Destratification Fans_Com, P - Heat | Prp | No | Lodging | Space Heating | RET | 207372.1065 | 279560.3139 | 0.74178
| Destratification Fans_Com, P - Heat | Prp | No | Lodging | Space Heating | REPL | 102168.7892 | 137734.7188 | 0.74178
| Energy Recovery Ventilator_Com, G - Heat | G | Yes | Lodging | Space Heating | NC | 20190.9591 | 13322.3562 | 1.5156
| Energy Recovery Ventilator_Com, G - Heat | G | Yes | Lodging | Space Heating | RET | 118944.1064 | 78481.4504 | 1.5156
| Energy Recovery Ventilator_Com, G - Heat | G | Yes | Lodging | Space Heating | REPL | 17234.2434 | 11371.4623 | 1.5156
| Energy Recovery Ventilator_Com, O - Heat | O | Yes | Lodging | Space Heating | NC | 45219.526 | 8615.8855 | 5.2484
| Energy Recovery Ventilator_Com, O - Heat | O | Yes | Lodging | Space Heating | RET | 266386.3399 | 50755.8216 | 5.2484
| Energy Recovery Ventilator_Com, O - Heat | O | Yes | Lodging | Space Heating | REPL | 38597.6872 | 7354.1959 | 5.2484
| Energy Recovery Ventilator_Com, P - Heat | Prp | Yes | Lodging | Space Heating | NC | 98507.9776 | 16098.7661 | 6.119
| Energy Recovery Ventilator_Com, P - Heat | Prp | Yes | Lodging | Space Heating | RET | 580306.3841 | 94837.1592 | 6.119
| Energy Recovery Ventilator_Com, P - Heat | Prp | Yes | Lodging | Space Heating | REPL | 84082.706 | 13741.3015 | 6.119
| Forced Air Heating Maintenance_Com, G - Heat | G | No | Lodging | Space Heating | RET | 854.7944 | 1587.018 | 0.53862
| Forced Air Heating Maintenance_Com, O - Heat | O | Yes | Lodging | Space Heating | RET | 4995.6595 | 2806.4161 | 1.7801
| Forced Air Heating Maintenance_Com, P - Heat | Prp | Yes | Lodging | Space Heating | RET | 5804.7078 | 2633.8908 | 2.2039
| Infrared Heater_Com, P - Heat | Prp | Yes | Lodging | Space Heating | NC | 2677.8253 | 84.1954 | 31.8049
| Infrared Heater_Com, P - Heat | Prp | Z | Lodging | Space Heating | RET | 0 | 0 | 0
| Infrared Heater_Com, P - Heat | Prp | Yes | Lodging | Space Heating | REPL | 7225.9178 | 227.1951 | 31.8049
| Steam Trap Maintenance_Com, G - Heat | G | Yes | Lodging | Space Heating | RET | 29851.8938 | 11066.5996 | 2.6975
| Steam Trap Maintenance_Com, O - Heat | O | Yes | Lodging | Space Heating | RET | 17142.9133 | 1877.3218 | 9.1316
| Windows_Com, E - Cool [Building w Elec Heat] | E | No | Lodging | Cooling | NC | 9234.8548 | 21125.663 | 0.43714
| Windows_Com, E - Heat [Building w Elec Heat] | E | No | Lodging | Space Heating | NC | 9234.8548 | 21125.663 | 0.43714
| Windows_Com, E - Cool [Building w Gas Heat] | E | No | Lodging | Cooling | NC | 40705.2555 | 43139.1968 | 0.94358
| Windows_Com, G - Heat [Building w Gas Heat] | G | No | Lodging | Space Heating | NC | 40705.2555 | 43139.1968 | 0.94358
| Windows_Com, E - Cool [Building w Oil Heat] | E | Yes | Lodging | Cooling | NC | 64537.4482 | 11606.8701 | 5.5603
| Windows_Com, O - Heat [Building w Oil Heat] | O | Yes | Lodging | Space Heating | NC | 64537.4482 | 11606.8701 | 5.5603
| Windows_Com, E - Cool [Building w Propane Heat] | E | Yes | Lodging | Cooling | NC | 134283.547 | 3497.9291 | 38.3894
| Windows_Com, P - Heat [Building w Propane Heat] | Prp | Yes | Lodging | Space Heating | NC | 134283.547 | 3497.9291 | 38.3894
| Window Film_Com, E - Cool [Building w Elec Heat] | E | No | Lodging | Cooling | RET | 0 | 0 | 0
| Window Film_Com, E - Heat [Building w Elec Heat] | E | No | Lodging | Space Heating | RET | 0 | 0 | 0
| Window Film_Com, E - Cool [Building w Gas Heat] | E | No | Lodging | Cooling | RET | 0 | 0 | 0
| Window Film_Com, G - Heat [Building w Gas Heat] | G | No | Lodging | Space Heating | RET | 0 | 0 | 0
| Window Film_Com, E - Cool [Building w Oil Heat] | E | No | Lodging | Cooling | RET | 0 | 0 | 0
| Window Film_Com, O - Heat [Building w Oil Heat] | O | No | Lodging | Space Heating | RET | 0 | 0 | 0
| Window Film_Com, E - Cool [Building w Propane Heat] | E | No | Lodging | Cooling | RET | 0 | 0 | 0
| Window Film_Com, P - Heat [Building w Propane Heat] | Prp | No | Lodging | Space Heating | RET | 0 | 0 | 0
| Motors and Fans_Com, E - Vent | E | Yes | Lodging | Ventilation | NC | 3434.2392 | 2371.9251 | 1.4479
| Motors and Fans_Com, E - Vent | E | No | Lodging | Ventilation | RET | 11235.1245 | 13255.0946 | 0.84761
| Motors and Fans_Com, E - Vent | E | Yes | Lodging | Ventilation | REPL | 206.8159 | 142.8415 | 1.4479
| ECM Furnace Motors_Com, E - Vent | E | Yes | Lodging | Ventilation | RET | 39597.2467 | 14190.7651 | 2.7904
| VFD on HVAC System_Com, E - Vent | E | Yes | Lodging | Ventilation | RET | 242972.3546 | 44332.4067 | 5.4807
| Kitchen DCV_Com, E - Vent [Building w Elec Heat] | E | Yes | Lodging | Ventilation | NC | 12380.9091 | 2253.7076 | 5.4936
| Kitchen DCV_Com, E - Vent [Building w Elec Heat] | E | Yes | Lodging | Ventilation | RET | 71433.9033 | 13003.1751 | 5.4936
| Kitchen DCV_Com, E - Vent [Building w Elec Heat] | E | Yes | Lodging | Ventilation | REPL | 5219.2 | 950.0555 | 5.4936
| Kitchen DCV_Com, E - Heat [Building w Elec Heat] | E | Yes | Lodging | Space Heating | NC | 12380.9091 | 2253.7076 | 5.4936
| Kitchen DCV_Com, E - Heat [Building w Elec Heat] | E | Yes | Lodging | Space Heating | RET | 71433.9033 | 13003.1751 | 5.4936
| Kitchen DCV_Com, E - Heat [Building w Elec Heat] | E | Yes | Lodging | Space Heating | REPL | 5219.2 | 950.0555 | 5.4936
| Kitchen DCV_Com, E - Vent [Building w Gas Heat] | E | Yes | Lodging | Ventilation | NC | 12380.9091 | 2253.7076 | 5.4936
| Kitchen DCV_Com, E - Vent [Building w Gas Heat] | E | Yes | Lodging | Ventilation | RET | 71433.9033 | 13003.1751 | 5.4936
| Kitchen DCV_Com, E - Vent [Building w Gas Heat] | E | Yes | Lodging | Ventilation | REPL | 5219.2 | 950.0555 | 5.4936
| Kitchen DCV_Com, G - Heat [Building w Gas Heat] | G | Yes | Lodging | Space Heating | NC | 52836.4069 | 814.0838 | 64.9029
| Kitchen DCV_Com, G - Heat [Building w Gas Heat] | G | Yes | Lodging | Space Heating | RET | 289315.4539 | 4697.0044 | 61.5957
| Kitchen DCV_Com, G - Heat [Building w Gas Heat] | G | Yes | Lodging | Space Heating | REPL | 21138.355 | 343.1789 | 61.5957
| Kitchen DCV_Com, E - Vent [Building w Oil Heat] | E | Yes | Lodging | Ventilation | NC | 52836.4069 | 814.0838 | 64.9029
| Kitchen DCV_Com, E - Vent [Building w Oil Heat] | E | Yes | Lodging | Ventilation | RET | 289315.4539 | 4697.0044 | 61.5957
| Kitchen DCV_Com, E - Vent [Building w Oil Heat] | E | Yes | Lodging | Ventilation | REPL | 21138.355 | 343.1789 | 61.5957
| Kitchen DCV_Com, O - Heat [Building w Oil Heat] | O | Yes | Lodging | Space Heating | NC | 52836.4069 | 814.0838 | 64.9029
| Kitchen DCV_Com, O - Heat [Building w Oil Heat] | O | Yes | Lodging | Space Heating | RET | 289315.4539 | 4697.0044 | 61.5957
| Kitchen DCV_Com, O - Heat [Building w Oil Heat] | O | Yes | Lodging | Space Heating | REPL | 21138.355 | 343.1789 | 61.5957
| Kitchen DCV_Com, E - Vent [Building w Oil Heat] | E | Yes | Lodging | Ventilation | NC | 52836.4069 | 814.0838 | 64.9029
| Kitchen DCV_Com, E - Vent [Building w Oil Heat] | E | Yes | Lodging | Ventilation | RET | 289315.4539 | 4697.0044 | 61.5957
| Kitchen DCV_Com, E - Vent [Building w Oil Heat] | E | Yes | Lodging | Ventilation | REPL | 21138.355 | 343.1789 | 61.5957
| Kitchen DCV_Com, P - Heat [Building w Propane Heat] | Prp | Yes | Lodging | Space Heating | NC | 73600.449 | 0 | 0
| Kitchen DCV_Com, P - Heat [Building w Propane Heat] | Prp | Yes | Lodging | Space Heating | RET | 401257.3154 | 0 | 0
| Kitchen DCV_Com, P - Heat [Building w Propane Heat] | Prp | Yes | Lodging | Space Heating | REPL | 29317.2017 | 0 | 0
| Duct Sealing Regulated_Com, E - Vent [Building w Elec Heat] | E | Yes | Lodging | Ventilation | RET | 115807.237 | 55225.2592 | 2.097
| Duct Sealing Regulated_Com, E - Heat [Building w Elec Heat] | E | Yes | Lodging | Space Heating | RET | 115807.237 | 55225.2592 | 2.097
| Duct Sealing Regulated_Com, E - Cool [Building w Elec Heat] | E | Yes | Lodging | Cooling | RET | 115807.237 | 55225.2592 | 2.097
| Duct Sealing Regulated_Com, E - Vent [Building w Gas Heat] | E | Yes | Lodging | Ventilation | RET | 546689.6737 | 0 | 0
| Duct Sealing Regulated_Com, G - Heat [Building w Gas Heat] | G | Yes | Lodging | Space Heating | RET | 546689.6737 | 0 | 0
| Duct Sealing Regulated_Com, E - Cool [Building w Gas Heat] | E | Yes | Lodging | Cooling | RET | 546689.6737 | 0 | 0
| Duct Sealing Non Regulated_Com, E - Vent [Building w Oil Heat] | E | Yes | Lodging | Ventilation | RET | 335708.3196 | 30341.8837 | 11.0642
| Duct Sealing Non Regulated_Com, O - Heat [Building w Oil Heat] | O | Yes | Lodging | Space Heating | RET | 335708.3196 | 30341.8837 | 11.0642
| Duct Sealing Non Regulated_Com, E - Cool [Building w Oil Heat] | E | Yes | Lodging | Cooling | RET | 335708.3196 | 30341.8837 | 11.0642
| Duct Sealing Non Regulated_Com, E - Vent [Building w Propane Heat] | E | Yes | Lodging | Ventilation | RET | 643241.304 | 0 | 0
| Duct Sealing Non Regulated_Com, P - Heat [Building w Propane Heat] | Prp | Yes | Lodging | Space Heating | RET | 643241.304 | 0 | 0
| Duct Sealing Non Regulated_Com, E - Cool [Building w Propane Heat] | E | Yes | Lodging | Cooling | RET | 643241.304 | 0 | 0
| Power Strip_Com, E - Plug [Tier 1] | E | Yes | Lodging | Plug Loads | NC | 0 | 0 | 0
| Power Strip_Com, E - Plug [Tier 1] | E | Yes | Lodging | Plug Loads | RET | 0 | 0 | 0
| Power Strip_Com, E - Plug [Tier 1] | E | Yes | Lodging | Plug Loads | REPL | 0 | 0 | 0
| Power Strip_Com, E - Plug [Tier 2] | E | Yes | Lodging | Plug Loads | NC | 4015.0627 | 3306.3748 | 1.2143
| Power Strip_Com, E - Plug [Tier 2] | E | Yes | Lodging | Plug Loads | RET | 44130.419 | 38260.8246 | 1.1534
| Power Strip_Com, E - Plug [Tier 2] | E | Yes | Lodging | Plug Loads | REPL | 31859.193 | 26235.8131 | 1.2143
| Computer Power Management_Com, E - Plug | E | Yes | Lodging | Plug Loads | RET | 27602.0993 | 13274.8104 | 2.0793
| Vending Machine Controls_Com, E - Plug [Non-Refrigerated] | E | No | Lodging | Plug Loads | RET | 9265.5007 | 8924.9251 | 1.0382
| Vending Machine Controls_Com, E - Plug [Refrigerated] | E | Yes | Lodging | Plug Loads | RET | 27796.5022 | 4794.243 | 5.7979
| Ovens_Com, E - Cook | E | Yes | Lodging | Cooking | NC | 4373.5584 | 53.9326 | 81.093
| Ovens_Com, E - Cook | E | Yes | Lodging | Cooking | REPL | 49384.3769 | 608.9845 | 81.093
| Ovens_Com, G - Cook | G | Yes | Lodging | Cooking | NC | 92.4022 | 0.2872 | 321.7398
| Ovens_Com, G - Cook | G | Yes | Lodging | Cooking | REPL | 985.8884 | 3.0642 | 321.7398
| Ovens_Com, P - Cook | Prp | Yes | Lodging | Cooking | NC | 607.6948 | 0.49066 | 1238.5328
| Ovens_Com, P - Cook | Prp | Yes | Lodging | Cooking | REPL | 6483.8173 | 5.2351 | 1238.5328
| Fryers_Com, E - Cook | E | Yes | Lodging | Cooking | NC | 717.6206 | 8.0796 | 88.8191
| Fryers_Com, E - Cook | E | Yes | Lodging | Cooking | REPL | 8103.0694 | 91.2312 | 88.8191
| Fryers_Com, G - Cook | G | Yes | Lodging | Cooking | NC | 20.7288 | 1.7426 | 11.8955
| Fryers_Com, G - Cook | G | Yes | Lodging | Cooking | REPL | 221.1661 | 18.5925 | 11.8955
| Fryers_Com, P - Cook | Prp | Yes | Lodging | Cooking | NC | 59.1654 | 1.2414 | 47.6587
| Fryers_Com, P - Cook | Prp | Yes | Lodging | Cooking | REPL | 631.2669 | 13.2456 | 47.6587
| Griddles_Com, E - Cook | E | Yes | Lodging | Cooking | NC | 200.1528 | 37.0561 | 5.4013
| Griddles_Com, E - Cook | E | Yes | Lodging | Cooking | REPL | 2260.0405 | 418.4221 | 5.4013
| Griddles_Com, G - Cook | G | Yes | Lodging | Cooking | NC | 28.1339 | 0.63212 | 44.5068
| Griddles_Com, G - Cook | G | Yes | Lodging | Cooking | REPL | 300.175 | 6.7445 | 44.5068
| Griddles_Com, P - Cook | Prp | Yes | Lodging | Cooking | NC | 155.1744 | 0.87023 | 178.315
| Griddles_Com, P - Cook | Prp | Yes | Lodging | Cooking | REPL | 1655.6383 | 9.2849 | 178.315
| Hot Food Holding Cabinet_Com, E - Cook | E | Yes | Lodging | Cooking | NC | 870.9487 | 23.0727 | 37.748
| Hot Food Holding Cabinet_Com, E - Cook | E | Yes | Lodging | Cooking | REPL | 9834.3857 | 260.5277 | 37.748
| Steamers_Com, E - Cook | E | Yes | Lodging | Cooking | NC | 683.7876 | 81.0341 | 8.4383
| Steamers_Com, E - Cook | E | Yes | Lodging | Cooking | REPL | 7721.0413 | 915.0026 | 8.4383
| Steamers_Com, G - Cook | G | Yes | Lodging | Cooking | NC | 46.2615 | 0.22229 | 208.1123
| Steamers_Com, G - Cook | G | Yes | Lodging | Cooking | REPL | 493.5882 | 2.3717 | 208.1123
| ES Refrigerator and Freezer_Com, E - Refr | E | Yes | Lodging | Refrigeration | NC | 17897.9973 | 7468.7405 | 2.3964
| ES Refrigerator and Freezer_Com, E - Refr | E | Yes | Lodging | Refrigeration | REPL | 202096.637 | 84333.8678 | 2.3964
| Anti Sweat Heat Control_Com, E - Refr | E | Yes | Lodging | Refrigeration | NC | 1537.1748 | 807.1061 | 1.9046
| Anti Sweat Heat Control_Com, E - Refr | E | Z | Lodging | Refrigeration | RET | 0 | 0 | 0
| Loading Dock Pit Seals_Com, E - Refr | E | No | Lodging | Refrigeration | NC | 375.9255 | 695.7444 | 0.54032
| Loading Dock Pit Seals_Com, E - Refr | E | No | Lodging | Refrigeration | RET | 5093.7501 | 9427.2634 | 0.54032
| ECM Comp Cond Fan Motor_Com, E - Refr | E | Yes | Lodging | Refrigeration | NC | 1031.1621 | 275.5377 | 3.7424
| ECM Comp Cond Fan Motor_Com, E - Refr | E | Z | Lodging | Refrigeration | RET | 0 | 0 | 0
| ECM Comp Cond Fan Motor_Com, E - Refr | E | Yes | Lodging | Refrigeration | REPL | 4234.4546 | 1131.492 | 3.7424
| Evap Fan Motor Replacement_Com, E - Refr | E | Yes | Lodging | Refrigeration | NC | 1782.4927 | 860.0759 | 2.0725
| Evap Fan Motor Replacement_Com, E - Refr | E | Yes | Lodging | Refrigeration | RET | 16944.6076 | 5481.7686 | 3.0911
| Evap Fan Motor Replacement_Com, E - Refr | E | Yes | Lodging | Refrigeration | REPL | 631.6269 | 304.7682 | 2.0725
| Evap Fan Speed Controls_Com, E - Refr | E | Yes | Lodging | Refrigeration | NC | 2916.893 | 872.1447 | 3.3445
| Evap Fan Speed Controls_Com, E - Refr | E | Yes | Lodging | Refrigeration | RET | 26120.6309 | 5692.6266 | 4.5885
| LowHeat NoHeat Doors_Com, E - Refr | E | Yes | Lodging | Refrigeration | NC | 723.3652 | 164.2651 | 4.4036
| LowHeat NoHeat Doors_Com, E - Refr | E | Yes | Lodging | Refrigeration | RET | 8821.3691 | 2003.1976 | 4.4036
| Refrigerated Vending Machine_Com, E - Refr | E | Yes | Lodging | Refrigeration | NC | 633.1024 | 307.6049 | 2.0582
| Refrigerated Vending Machine_Com, E - Refr | E | Yes | Lodging | Refrigeration | REPL | 6127.479 | 2977.1523 | 2.0582
| Walk In Refrigeration_Com, E - Refr | E | Yes | Lodging | Refrigeration | NC | 6468.8274 | 902.2981 | 7.1693
| Refrigeration Tune Up_Com, E - Refr | E | Yes | Lodging | Refrigeration | RET | 22327.1888 | 2598.2606 | 8.5931
| ES Ice Machine_Com, E - Refr | E | Yes | Lodging | Refrigeration | NC | 2170.2371 | 293.2743 | 7.4
| ES Ice Machine_Com, E - Refr | E | Yes | Lodging | Refrigeration | REPL | 24505.4016 | 3311.5299 | 7.4
| Walk In Cooler Retroft_Com, E - Refr | E | Yes | Lodging | Refrigeration | RET | 17119.907 | 3415.2463 | 5.0128
| Door Gasket Replacement_Com, E - Refr | E | Z | Lodging | Refrigeration | RET | 0 | 0 | 0
| EnergyStar Dehumidifier_Com, E - Appl | E | Yes | Lodging | Appliances | NC | 688.2376 | 142.6286 | 4.8254
| EnergyStar Dehumidifier_Com, E - Appl | E | Yes | Lodging | Appliances | REPL | 7771.2889 | 1610.5016 | 4.8254
| Clothes Washer Elec WH_Com, E - Appl [unit w/ elec dry - Washer] | E | Yes | Lodging | Appliances | NC | 16987.342 | 6730.2351 | 2.524
| Clothes Washer Elec WH_Com, E - Appl [unit w/ elec dry - Washer] | E | Yes | Lodging | Appliances | REPL | 319057.4282 | 126407.7397 | 2.524
| Clothes Washer Elec WH_Com, E - Appl [unit w/ elec dry - Dryer] | E | Yes | Lodging | Appliances | NC | 16987.342 | 6730.2351 | 2.524
| Clothes Washer Elec WH_Com, E - Appl [unit w/ elec dry - Dryer] | E | Yes | Lodging | Appliances | REPL | 319057.4282 | 126407.7397 | 2.524
| Clothes Washer Elec WH_Com, E - HWat [unit w/ elec dry - Water Heater] | E | Yes | Lodging | Water Heating | NC | 16987.342 | 6730.2351 | 2.524
| Clothes Washer Elec WH_Com, E - HWat [unit w/ elec dry - Water Heater] | E | Yes | Lodging | Water Heating | REPL | 319057.4282 | 126407.7397 | 2.524
| Clothes Washer Elec WH_Com, E - Appl [unit w/ gas dry - Washer] | E | Yes | Lodging | Appliances | NC | 3799.6746 | 1682.5588 | 2.2583
| Clothes Washer Elec WH_Com, E - Appl [unit w/ gas dry - Washer] | E | Yes | Lodging | Appliances | REPL | 71339.385 | 31601.9349 | 2.2574
| Clothes Washer Elec WH_Com, G - Oth [unit w/ gas dry - Dryer] | G | Yes | Lodging | Other | NC | 3799.6746 | 1682.5588 | 2.2583
| Clothes Washer Elec WH_Com, G - Oth [unit w/ gas dry - Dryer] | G | Yes | Lodging | Other | REPL | 71339.385 | 31601.9349 | 2.2574
| Clothes Washer Elec WH_Com, E - HWat [unit w/ gas dry - Water Heater] | E | Yes | Lodging | Water Heating | NC | 3799.6746 | 1682.5588 | 2.2583
| Clothes Washer Elec WH_Com, E - HWat [unit w/ gas dry - Water Heater] | E | Yes | Lodging | Water Heating | REPL | 71339.385 | 31601.9349 | 2.2574
| Clothes Washer Elec WH_Com, E - Appl [unit w/ propane dry - Washer] | E | Yes | Lodging | Appliances | NC | 1558.3368 | 673.0235 | 2.3154
| Clothes Washer Elec WH_Com, E - Appl [unit w/ propane dry - Washer] | E | Yes | Lodging | Appliances | REPL | 29218.4416 | 12640.774 | 2.3114
| Clothes Washer Elec WH_Com, P - Oth [unit w/ propane dry - Dryer] | Prp | Yes | Lodging | Other | NC | 1558.3368 | 673.0235 | 2.3154
| Clothes Washer Elec WH_Com, P - Oth [unit w/ propane dry - Dryer] | Prp | Yes | Lodging | Other | REPL | 29218.4416 | 12640.774 | 2.3114
| Clothes Washer Elec WH_Com, E - HWat [unit w/ propane dry - Water Heater] | E | Yes | Lodging | Water Heating | NC | 1558.3368 | 673.0235 | 2.3154
| Clothes Washer Elec WH_Com, E - HWat [unit w/ propane dry - Water Heater] | E | Yes | Lodging | Water Heating | REPL | 29218.4416 | 12640.774 | 2.3114
| Clothes Washer Gas WH_Com, E - Appl [unit w/ elec dry - Washer] | E | Yes | Lodging | Appliances | NC | 19901.4364 | 3365.1175 | 5.914
| Clothes Washer Gas WH_Com, E - Appl [unit w/ elec dry - Washer] | E | Yes | Lodging | Appliances | REPL | 361597.0033 | 63203.8699 | 5.7211
| Clothes Washer Gas WH_Com, E - Appl [unit w/ elec dry - Dryer] | E | Yes | Lodging | Appliances | NC | 19901.4364 | 3365.1175 | 5.914
| Clothes Washer Gas WH_Com, E - Appl [unit w/ elec dry - Dryer] | E | Yes | Lodging | Appliances | REPL | 361597.0033 | 63203.8699 | 5.7211
| Clothes Washer Gas WH_Com, G - HWat [unit w/ elec dry - Water Heater] | G | Yes | Lodging | Water Heating | NC | 19901.4364 | 3365.1175 | 5.914
| Clothes Washer Gas WH_Com, G - HWat [unit w/ elec dry - Water Heater] | G | Yes | Lodging | Water Heating | REPL | 361597.0033 | 63203.8699 | 5.7211
| Clothes Washer Gas WH_Com, E - Appl [unit w/ gas dry - Washer] | E | Yes | Lodging | Appliances | NC | 74127.7473 | 13123.9584 | 5.6483
| Clothes Washer Gas WH_Com, E - Appl [unit w/ gas dry - Washer] | E | Yes | Lodging | Appliances | REPL | 1344513.5309 | 246495.0925 | 5.4545
| Clothes Washer Gas WH_Com, G - Oth [unit w/ gas dry - Dryer] | G | Yes | Lodging | Other | NC | 74127.7473 | 13123.9584 | 5.6483
| Clothes Washer Gas WH_Com, G - Oth [unit w/ gas dry - Dryer] | G | Yes | Lodging | Other | REPL | 1344513.5309 | 246495.0925 | 5.4545
| Clothes Washer Gas WH_Com, G - HWat [unit w/ gas dry - Water Heater] | G | Yes | Lodging | Water Heating | NC | 74127.7473 | 13123.9584 | 5.6483
| Clothes Washer Gas WH_Com, G - HWat [unit w/ gas dry - Water Heater] | G | Yes | Lodging | Water Heating | REPL | 1344513.5309 | 246495.0925 | 5.4545
| Clothes Washer Gas WH_Com, E - Appl [unit w/ propane dry - Washer] | E | Yes | Lodging | Appliances | NC | 3839.8899 | 673.0235 | 5.7054
| Clothes Washer Gas WH_Com, E - Appl [unit w/ propane dry - Washer] | E | Yes | Lodging | Appliances | REPL | 69632.0995 | 12640.774 | 5.5085
| Clothes Washer Gas WH_Com, P - Oth [unit w/ propane dry - Dryer] | Prp | Yes | Lodging | Other | NC | 3839.8899 | 673.0235 | 5.7054
| Clothes Washer Gas WH_Com, P - Oth [unit w/ propane dry - Dryer] | Prp | Yes | Lodging | Other | REPL | 69632.0995 | 12640.774 | 5.5085
| Clothes Washer Gas WH_Com, G - HWat [unit w/ propane dry - Water Heater] | G | Yes | Lodging | Water Heating | NC | 3839.8899 | 673.0235 | 5.7054
| Clothes Washer Gas WH_Com, G - HWat [unit w/ propane dry - Water Heater] | G | Yes | Lodging | Water Heating | REPL | 69632.0995 | 12640.774 | 5.5085
| Clothes Washer Oil WH_Com, E - Appl [unit w/ elec dry - Washer] | E | Yes | Lodging | Appliances | NC | 9831.7208 | 4038.1411 | 2.4347
| Clothes Washer Oil WH_Com, E - Appl [unit w/ elec dry - Washer] | E | Yes | Lodging | Appliances | REPL | 184565.7451 | 75844.6438 | 2.4335
| Clothes Washer Oil WH_Com, E - Appl [unit w/ elec dry - Dryer] | E | Yes | Lodging | Appliances | NC | 9831.7208 | 4038.1411 | 2.4347
| Clothes Washer Oil WH_Com, E - Appl [unit w/ elec dry - Dryer] | E | Yes | Lodging | Appliances | REPL | 184565.7451 | 75844.6438 | 2.4335
| Clothes Washer Oil WH_Com, O - HWat [unit w/ elec dry - Water Heater] | O | Yes | Lodging | Water Heating | NC | 9831.7208 | 4038.1411 | 2.4347
| Clothes Washer Oil WH_Com, O - HWat [unit w/ elec dry - Water Heater] | O | Yes | Lodging | Water Heating | REPL | 184565.7451 | 75844.6438 | 2.4335
| Clothes Washer Oil WH_Com, E - Appl [unit w/ gas dry - Washer] | E | Yes | Lodging | Appliances | NC | 1459.7558 | 673.0235 | 2.169
| Clothes Washer Oil WH_Com, E - Appl [unit w/ gas dry - Washer] | E | Yes | Lodging | Appliances | REPL | 27390.9687 | 12640.774 | 2.1669
| Clothes Washer Oil WH_Com, G - Oth [unit w/ gas dry - Dryer] | G | Yes | Lodging | Other | NC | 1459.7558 | 673.0235 | 2.169
| Clothes Washer Oil WH_Com, G - Oth [unit w/ gas dry - Dryer] | G | Yes | Lodging | Other | REPL | 27390.9687 | 12640.774 | 2.1669
| Clothes Washer Oil WH_Com, O - HWat [unit w/ gas dry - Water Heater] | O | Yes | Lodging | Water Heating | NC | 1459.7558 | 673.0235 | 2.169
| Clothes Washer Oil WH_Com, O - HWat [unit w/ gas dry - Water Heater] | O | Yes | Lodging | Water Heating | REPL | 27390.9687 | 12640.774 | 2.1669
| Clothes Washer Oil WH_Com, E - Appl [unit w/ propane dry - Washer] | E | Yes | Lodging | Appliances | NC | 2247.3341 | 1009.5353 | 2.2261
| Clothes Washer Oil WH_Com, E - Appl [unit w/ propane dry - Washer] | E | Yes | Lodging | Appliances | REPL | 42110.4845 | 18961.161 | 2.2209
| Clothes Washer Oil WH_Com, P - Oth [unit w/ propane dry - Dryer] | Prp | Yes | Lodging | Other | NC | 2247.3341 | 1009.5353 | 2.2261
| Clothes Washer Oil WH_Com, P - Oth [unit w/ propane dry - Dryer] | Prp | Yes | Lodging | Other | REPL | 42110.4845 | 18961.161 | 2.2209
| Clothes Washer Oil WH_Com, O - HWat [unit w/ propane dry - Water Heater] | O | Yes | Lodging | Water Heating | NC | 2247.3341 | 1009.5353 | 2.2261
| Clothes Washer Oil WH_Com, O - HWat [unit w/ propane dry - Water Heater] | O | Yes | Lodging | Water Heating | REPL | 42110.4845 | 18961.161 | 2.2209
| Clothes Washer Propane WH_Com, E - Appl [unit w/ elec dry - Washer] | E | Yes | Lodging | Appliances | NC | 12875.1146 | 5127.8132 | 2.5108
| Clothes Washer Propane WH_Com, E - Appl [unit w/ elec dry - Washer] | E | Yes | Lodging | Appliances | REPL | 230179.2203 | 91754.2548 | 2.5086
| Clothes Washer Propane WH_Com, E - Appl [unit w/ elec dry - Dryer] | E | Yes | Lodging | Appliances | NC | 12875.1146 | 5127.8132 | 2.5108
| Clothes Washer Propane WH_Com, E - Appl [unit w/ elec dry - Dryer] | E | Yes | Lodging | Appliances | REPL | 230179.2203 | 91754.2548 | 2.5086
| Clothes Washer Propane WH_Com, P - HWat [unit w/ elec dry - Water Heater] | Prp | Yes | Lodging | Water Heating | NC | 12875.1146 | 5127.8132 | 2.5108
| Clothes Washer Propane WH_Com, P - HWat [unit w/ elec dry - Water Heater] | Prp | Yes | Lodging | Water Heating | REPL | 230179.2203 | 91754.2548 | 2.5086
| Clothes Washer Propane WH_Com, E - Appl [unit w/ gas dry - Washer] | E | Yes | Lodging | Appliances | NC | 6348.1251 | 2558.3682 | 2.4813
| Clothes Washer Propane WH_Com, E - Appl [unit w/ gas dry - Washer] | E | Yes | Lodging | Appliances | REPL | 113404.6157 | 45752.5024 | 2.4787
| Clothes Washer Propane WH_Com, G - Oth [unit w/ gas dry - Dryer] | G | Yes | Lodging | Other | NC | 6348.1251 | 2558.3682 | 2.4813
| Clothes Washer Propane WH_Com, G - Oth [unit w/ gas dry - Dryer] | G | Yes | Lodging | Other | REPL | 113404.6157 | 45752.5024 | 2.4787
| Clothes Washer Propane WH_Com, P - HWat [unit w/ gas dry - Water Heater] | Prp | Yes | Lodging | Water Heating | NC | 6348.1251 | 2558.3682 | 2.4813
| Clothes Washer Propane WH_Com, P - HWat [unit w/ gas dry - Water Heater] | Prp | Yes | Lodging | Water Heating | REPL | 113404.6157 | 45752.5024 | 2.4787
| Clothes Washer Propane WH_Com, E - Appl [unit w/ propane dry - Washer] | E | Yes | Lodging | Appliances | NC | 12752.3854 | 5131.9505 | 2.4849
| Clothes Washer Propane WH_Com, E - Appl [unit w/ propane dry - Washer] | E | Yes | Lodging | Appliances | REPL | 227805.4819 | 91775.0158 | 2.4822
| Clothes Washer Propane WH_Com, P - Oth [unit w/ propane dry - Dryer] | Prp | Yes | Lodging | Other | NC | 12752.3854 | 5131.9505 | 2.4849
| Clothes Washer Propane WH_Com, P - Oth [unit w/ propane dry - Dryer] | Prp | Yes | Lodging | Other | REPL | 227805.4819 | 91775.0158 | 2.4822
| Clothes Washer Propane WH_Com, P - HWat [unit w/ propane dry - Water Heater] | Prp | Yes | Lodging | Water Heating | NC | 12752.3854 | 5131.9505 | 2.4849
| Clothes Washer Propane WH_Com, P - HWat [unit w/ propane dry - Water Heater] | Prp | Yes | Lodging | Water Heating | REPL | 227805.4819 | 91775.0158 | 2.4822
| Ozone Laundry_Com, E - HWat | E | Yes | Lodging | Water Heating | RET | 22763.7937 | 3143.2652 | 7.2421
| Ozone Laundry_Com, G - HWat | G | Yes | Lodging | Water Heating | RET | 666011.8926 | 233426.6319 | 2.8532
| Ozone Laundry_Com, O - HWat | O | Yes | Lodging | Water Heating | RET | 4325.2996 | 442.9297 | 9.7652
| Ozone Laundry_Com, P - HWat | Prp | Yes | Lodging | Water Heating | RET | 3206396.3866 | 282073.2687 | 11.3672
| Dishwasher_Com, E - Appl [Building w elec WH] | E | Yes | Lodging | Appliances | NC | 409.5375 | 154.3134 | 2.6539
| Dishwasher_Com, E - Appl [Building w elec WH] | E | Yes | Lodging | Appliances | REPL | 4386.7113 | 1652.909 | 2.6539
| Dishwasher_Com, E - HWat [Building w elec WH] | E | Yes | Lodging | Water Heating | NC | 36.4344 | 0 | 0
| Dishwasher_Com, E - HWat [Building w elec WH] | E | Yes | Lodging | Water Heating | REPL | 390.2627 | 0 | 0
| Dishwasher_Com, E - Appl [Building w gas WH] | E | Yes | Lodging | Appliances | NC | 1023.8438 | 385.7834 | 2.6539
| Dishwasher_Com, E - Appl [Building w gas WH] | E | Yes | Lodging | Appliances | REPL | 10966.7782 | 4132.2724 | 2.6539
| Dishwasher_Com, G - HWat [Building w gas WH] | G | Yes | Lodging | Water Heating | NC | 3966.6406 | 0 | 0
| Dishwasher_Com, G - HWat [Building w gas WH] | G | Yes | Lodging | Water Heating | REPL | 40147.5341 | 0 | 0
| Dishwasher_Com, E - Appl [Building w oil WH] | E | Yes | Lodging | Appliances | NC | 102.3844 | 38.5783 | 2.6539
| Dishwasher_Com, E - Appl [Building w oil WH] | E | Yes | Lodging | Appliances | REPL | 1096.6778 | 413.2272 | 2.6539
| Dishwasher_Com, O - HWat [Building w oil WH] | O | Yes | Lodging | Water Heating | NC | 2.6121 | 0 | 0
| Dishwasher_Com, O - HWat [Building w oil WH] | O | Yes | Lodging | Water Heating | REPL | 26.4376 | 0 | 0
| Dishwasher_Com, E - Appl [Building w propane WH] | E | Yes | Lodging | Appliances | NC | 102.3844 | 38.5783 | 2.6539
| Dishwasher_Com, E - Appl [Building w propane WH] | E | Yes | Lodging | Appliances | REPL | 1096.6778 | 413.2272 | 2.6539
| Dishwasher_Com, P - HWat [Building w propane WH] | Prp | Yes | Lodging | Water Heating | NC | 5819.8619 | 0 | 0
| Dishwasher_Com, P - HWat [Building w propane WH] | Prp | Yes | Lodging | Water Heating | REPL | 58904.527 | 0 | 0
| Faucet Aerator_Com, E - HWat | E | Yes | Lodging | Water Heating | RET | 1621.8816 | 117.7174 | 13.7778
| Faucet Aerator_Com, G - HWat | G | Yes | Lodging | Water Heating | RET | 67736.2932 | 9327.8165 | 7.2618
| Faucet Aerator_Com, O - HWat | O | Yes | Lodging | Water Heating | RET | 439.9017 | 17.6996 | 24.8537
| Faucet Aerator_Com, P - HWat | Prp | Yes | Lodging | Water Heating | RET | 326104.3959 | 11271.7545 | 28.9311
| Pre Rinse Sprayers_Com, E - HWat | E | Yes | Lodging | Water Heating | RET | 96.7604 | 2.0836 | 46.4387
| Pre Rinse Sprayers_Com, G - HWat | G | Yes | Lodging | Water Heating | RET | 4791.3006 | 177.9451 | 26.9257
| Pre Rinse Sprayers_Com, O - HWat | O | Yes | Lodging | Water Heating | RET | 27.9056 | 0.33765 | 82.6459
| Pre Rinse Sprayers_Com, P - HWat | Prp | Yes | Lodging | Water Heating | RET | 20279.0956 | 215.0293 | 94.3085
| Heat Pump Water Heater_Com, E - HWat | E | Yes | Lodging | Water Heating | NC | 5728.4427 | 4931.162 | 1.1617
| Heat Pump Water Heater_Com, E - HWat | E | No | Lodging | Water Heating | RET | 33157.8989 | 35482.2167 | 0.93449
| Heat Pump Water Heater_Com, E - HWat | E | Yes | Lodging | Water Heating | REPL | 3880.9896 | 3340.8361 | 1.1617
| FF Storage Water Heater_Com, G - HWat | G | No | Lodging | Water Heating | NC | 59772.9327 | 148602.4824 | 0.40223
| FF Storage Water Heater_Com, G - HWat | G | No | Lodging | Water Heating | RET | 379616.5782 | 3319758.6807 | 0.11435
| FF Storage Water Heater_Com, G - HWat | G | No | Lodging | Water Heating | REPL | 107816.9144 | 268045.4247 | 0.40223
| FF Storage Water Heater_Com, O - HWat | O | Yes | Lodging | Water Heating | NC | 392.7708 | 281.9749 | 1.3929
| FF Storage Water Heater_Com, O - HWat | O | No | Lodging | Water Heating | RET | 2494.4783 | 6299.2798 | 0.39599
| FF Storage Water Heater_Com, O - HWat | O | Yes | Lodging | Water Heating | REPL | 708.47 | 508.6192 | 1.3929
| FF Storage Water Heater_Com, P - HWat | Prp | Yes | Lodging | Water Heating | NC | 291621.1498 | 179571.5838 | 1.624
| FF Storage Water Heater_Com, P - HWat | Prp | No | Lodging | Water Heating | RET | 1852079.4438 | 4011603.9646 | 0.46168
| FF Storage Water Heater_Com, P - HWat | Prp | Yes | Lodging | Water Heating | REPL | 526018.9009 | 323906.7099 | 1.624
| FF Instantaneous Water Heater_Com, G - HWat | G | No | Lodging | Water Heating | NC | 117370.7126 | 441014.7634 | 0.26614
| FF Instantaneous Water Heater_Com, G - HWat | G | No | Lodging | Water Heating | RET | 542994.1193 | 5808910.9302 | 0.093476
| FF Instantaneous Water Heater_Com, G - HWat | G | No | Lodging | Water Heating | REPL | 1.0427e-10 | 3.918e-10 | 0.26614
| FF Instantaneous Water Heater_Com, O - HWat | O | No | Lodging | Water Heating | NC | 776.4162 | 836.8305 | 0.92781
| FF Instantaneous Water Heater_Com, O - HWat | O | No | Lodging | Water Heating | RET | 3591.9475 | 11022.4745 | 0.32587
| FF Instantaneous Water Heater_Com, O - HWat | O | No | Lodging | Water Heating | REPL | 6.8978e-13 | 7.4345e-13 | 0.92781
| FF Instantaneous Water Heater_Com, P - HWat | Prp | Yes | Lodging | Water Heating | NC | 579165.5456 | 532923.2611 | 1.0868
| FF Instantaneous Water Heater_Com, P - HWat | Prp | No | Lodging | Water Heating | RET | 2679403.3427 | 7019501.2916 | 0.38171
| FF Instantaneous Water Heater_Com, P - HWat | Prp | Yes | Lodging | Water Heating | REPL | 5.1454e-10 | 4.7346e-10 | 1.0868
| Clothes Dryer_Com, E - Appl | E | Yes | Lodging | Appliances | NC | 14005.3498 | 830.4333 | 16.8651
| Clothes Dryer_Com, E - Appl | E | Yes | Lodging | Appliances | RET | 79096.4811 | 16130.85 | 4.9034
| Clothes Dryer_Com, E - Appl | E | Yes | Lodging | Appliances | REPL | 4691.4952 | 278.1776 | 16.8651
| Clothes Dryer_Com, G - Oth | G | Yes | Lodging | Other | NC | 742.2563 | 677.6688 | 1.0953
| Clothes Dryer_Com, G - Oth | G | No | Lodging | Other | RET | 3961.0264 | 14643.7702 | 0.27049
| Clothes Dryer_Com, G - Oth | G | Yes | Lodging | Other | REPL | 234.9427 | 214.4991 | 1.0953
| Clothes Dryer_Com, P - Oth | Prp | Yes | Lodging | Other | NC | 3612.283 | 818.8965 | 4.4112
| Clothes Dryer_Com, P - Oth | Prp | Yes | Lodging | Other | RET | 19276.83 | 17695.5662 | 1.0894
| Clothes Dryer_Com, P - Oth | Prp | Yes | Lodging | Other | REPL | 1143.3777 | 259.2012 | 4.4112
| Pnemautic to DDC_Com, E - TotE [Building w Elec Heat] | E | No | Lodging | Total Electric | RET | 33954.4477 | 37652.7742 | 0.90178
| Pnemautic to DDC_Com, E - TotE [Building w Gas Heat] | E | Yes | Lodging | Total Electric | RET | 190987.405 | 145180.8929 | 1.3155
| Pnemautic to DDC_Com, G - TotF [Building w Gas Heat] | G | Yes | Lodging | Total FF | RET | 190987.405 | 145180.8929 | 1.3155
| Pnemautic to DDC_Com, E - TotE [Building w Oil Heat] | E | Yes | Lodging | Total Electric | RET | 150624.6417 | 39061.8251 | 3.8561
| Pnemautic to DDC_Com, O - TotF [Building w Oil Heat] | O | Yes | Lodging | Total FF | RET | 150624.6417 | 39061.8251 | 3.8561
| Pnemautic to DDC_Com, E - TotE [Building w Propane Heat] | E | Yes | Lodging | Total Electric | RET | 759304.5206 | 11771.9499 | 64.5012
| Pnemautic to DDC_Com, P - TotF [Building w Propane Heat] | Prp | Yes | Lodging | Total FF | RET | 759304.5206 | 11771.9499 | 64.5012
| RCx_Com, E - TotE [Building w Elec Heat] | E | Yes | Lodging | Total Electric | RET | 74304.2911 | 20956.4934 | 3.5456
| RCx_Com, E - TotE [Building w Gas Heat] | E | Yes | Lodging | Total Electric | RET | 370325.8019 | 66653.6987 | 5.556
| RCx_Com, G - TotF [Building w Gas Heat] | G | Yes | Lodging | Total FF | RET | 370325.8019 | 66653.6987 | 5.556
| RCx_Com, E - TotE [Building w Oil Heat] | E | Yes | Lodging | Total Electric | RET | 236152.6792 | 17933.5935 | 13.1682
| RCx_Com, O - TotF [Building w Oil Heat] | O | Yes | Lodging | Total FF | RET | 236152.6792 | 17933.5935 | 13.1682
| RCx_Com, E - TotE [Building w Propane Heat] | E | Yes | Lodging | Total Electric | RET | 1058864.56 | 5404.5955 | 195.9193
| RCx_Com, P - TotF [Building w Propane Heat] | Prp | Yes | Lodging | Total FF | RET | 1058864.56 | 5404.5955 | 195.9193
| Commissioning_Com, E - TotE [Building w Elec Heat] | E | Yes | Lodging | Total Electric | NC | 0 | 0 | 0
| Commissioning_Com, E - TotE [Building w Gas Heat] | E | Yes | Lodging | Total Electric | NC | 0 | 0 | 0
| Commissioning_Com, G - TotF [Building w Gas Heat] | G | Yes | Lodging | Total FF | NC | 0 | 0 | 0
| Commissioning_Com, E - TotE [Building w Oil Heat] | E | Yes | Lodging | Total Electric | NC | 0 | 0 | 0
| Commissioning_Com, O - TotF [Building w Oil Heat] | O | Yes | Lodging | Total FF | NC | 0 | 0 | 0
| Commissioning_Com, E - TotE [Building w Propane Heat] | E | Yes | Lodging | Total Electric | NC | 0 | 0 | 0
| Commissioning_Com, P - TotF [Building w Propane Heat] | Prp | Yes | Lodging | Total FF | NC | 0 | 0 | 0
| Integrated Building Design_Com, E - TotE [Building w Elec Heat] | E | Yes | Lodging | Total Electric | NC | 7206.461 | 452.8116 | 15.9149
| Integrated Building Design_Com, E - TotE [Building w Gas Heat] | E | Yes | Lodging | Total Electric | NC | 36838.6179 | 1440.2013 | 25.5788
| Integrated Building Design_Com, G - TotF [Building w Gas Heat] | G | Yes | Lodging | Total FF | NC | 36838.6179 | 1440.2013 | 25.5788
| Integrated Building Design_Com, E - TotE [Building w Oil Heat] | E | Yes | Lodging | Total Electric | NC | 24072.4945 | 387.4952 | 62.1233
| Integrated Building Design_Com, O - TotF [Building w Oil Heat] | O | Yes | Lodging | Total FF | NC | 24072.4945 | 387.4952 | 62.1233
| Integrated Building Design_Com, E - TotE [Building w Propane Heat] | E | Yes | Lodging | Total Electric | NC | 109126.4089 | 116.7783 | 934.475
| Integrated Building Design_Com, P - TotF [Building w Propane Heat] | Prp | Yes | Lodging | Total FF | NC | 109126.4089 | 116.7783 | 934.475
| Deep Energy Retrofit_Com, E - TotE [Building w Elec Heat] | E | Yes | Lodging | Total Electric | RET | 34209.9372 | 13873.3874 | 2.4659
| Deep Energy Retrofit_Com, E - TotE [Building w Gas Heat] | E | Yes | Lodging | Total Electric | RET | 169091.8687 | 44125.3491 | 3.8321
| Deep Energy Retrofit_Com, G - TotF [Building w Gas Heat] | G | Yes | Lodging | Total FF | RET | 169091.8687 | 44125.3491 | 3.8321
| Deep Energy Retrofit_Com, E - TotE [Building w Oil Heat] | E | Yes | Lodging | Total Electric | RET | 109015.1168 | 11872.2005 | 9.1824
| Deep Energy Retrofit_Com, O - TotF [Building w Oil Heat] | O | Yes | Lodging | Total FF | RET | 109015.1168 | 11872.2005 | 9.1824
| Deep Energy Retrofit_Com, E - TotE [Building w Propane Heat] | E | Yes | Lodging | Total Electric | RET | 489809.8929 | 3577.8909 | 136.8991
| Deep Energy Retrofit_Com, P - TotF [Building w Propane Heat] | Prp | Yes | Lodging | Total FF | RET | 489809.8929 | 3577.8909 | 136.8991
| EMS_Com, E - TotE [Building w Elec Heat] | E | Yes | Lodging | Total Electric | NC | 13108.1161 | 6090.7605 | 2.1521
| EMS_Com, E - TotE [Building w Elec Heat] | E | Yes | Lodging | Total Electric | RET | 216587.0534 | 80053.2751 | 2.7055
| EMS_Com, E - TotE [Building w Gas Heat] | E | Yes | Lodging | Total Electric | NC | 69881.5027 | 19372.1205 | 3.6073
| EMS_Com, E - TotE [Building w Gas Heat] | E | Yes | Lodging | Total Electric | RET | 1115416.0402 | 509230.8889 | 2.1904
| EMS_Com, G - TotF [Building w Gas Heat] | G | Yes | Lodging | Total FF | NC | 69881.5027 | 19372.1205 | 3.6073
| EMS_Com, G - TotF [Building w Gas Heat] | G | Yes | Lodging | Total FF | RET | 1115416.0402 | 509230.8889 | 2.1904
| EMS_Com, E - TotE [Building w Oil Heat] | E | Yes | Lodging | Total Electric | NC | 46399.5903 | 5212.1899 | 8.9021
| EMS_Com, E - TotE [Building w Oil Heat] | E | Yes | Lodging | Total Electric | RET | 730986.4924 | 137011.7482 | 5.3352
| EMS_Com, O - TotF [Building w Oil Heat] | O | Yes | Lodging | Total FF | NC | 46399.5903 | 5212.1899 | 8.9021
| EMS_Com, O - TotF [Building w Oil Heat] | O | Yes | Lodging | Total FF | RET | 730986.4924 | 137011.7482 | 5.3352
| EMS_Com, E - TotE [Building w Propane Heat] | E | Yes | Lodging | Total Electric | NC | 212517.4612 | 1570.7827 | 135.294
| EMS_Com, E - TotE [Building w Propane Heat] | E | Yes | Lodging | Total Electric | RET | 3319984.0828 | 41290.8366 | 80.4049
| EMS_Com, P - TotF [Building w Propane Heat] | Prp | Yes | Lodging | Total FF | NC | 212517.4612 | 1570.7827 | 135.294
| EMS_Com, P - TotF [Building w Propane Heat] | Prp | Yes | Lodging | Total FF | RET | 3319984.0828 | 41290.8366 | 80.4049
| VFDs on HVAC Pumps_Com, E - Oth | E | Yes | Lodging | Other | RET | 32757.8418 | 14066.6287 | 2.3288
| ECM Circulators_Com, E - Oth | E | Yes | Lodging | Other | RET | 87760.1287 | 52529.8933 | 1.6707
| Motors_Com, E - Oth | E | Yes | Lodging | Other | NC | 2103.6136 | 1388.2225 | 1.5153
| Motors_Com, E - Oth | E | No | Lodging | Other | RET | 20621.151 | 23273.5261 | 0.88603
| Motors_Com, E - Oth | E | Yes | Lodging | Other | REPL | 126.6833 | 83.6012 | 1.5153
| Ext Area Ltg_Com, E - ExtL | E | Yes | Lodging | Exterior Lighting | NC | 4846.0234 | 1301.3301 | 3.7239
| Ext Area Ltg_Com, E - ExtL | E | Yes | Lodging | Exterior Lighting | RET | 32831.5513 | 8816.4423 | 3.7239
| Ext Area Ltg_Com, E - ExtL | E | Yes | Lodging | Exterior Lighting | REPL | 43576.423 | 11701.8235 | 3.7239
| Street Ltg_Com, E - ExtL | E | Yes | Lodging | Exterior Lighting | NC | 902.0491 | 206.0779 | 4.3772
| Street Ltg_Com, E - ExtL | E | Yes | Lodging | Exterior Lighting | RET | 6111.3345 | 1396.167 | 4.3772
| Street Ltg_Com, E - ExtL | E | Yes | Lodging | Exterior Lighting | REPL | 8111.4077 | 1853.0944 | 4.3772
| Ext Ltg Ctrls_Com, E - ExtL | E | Yes | Lodging | Exterior Lighting | RET | 30156.4571 | 7668.1786 | 3.9327
| Ext Ltg Dsgn_Com, E - ExtL | E | Yes | Lodging | Exterior Lighting | NC | 699.1905 | 153.1318 | 4.5659
| Ext Ltg Dsgn_Com, E - ExtL | E | Yes | Lodging | Exterior Lighting | REPL | 6315.9709 | 1383.2793 | 4.5659
| Int Ltg Ctrls_Com, E - IntL [No Heat] | E | Yes | Lodging | Interior Lighting | RET | 118710.1427 | 37293.6548 | 3.1831
| Int Ltg Ctrls_Com, E - IntL [Electric Heat] | E | Yes | Lodging | Interior Lighting | RET | 52422.3394 | 22878.7116 | 2.2913
| Int Ltg Ctrls_Com, E/G - IntL | E | Yes | Lodging | Interior Lighting | RET | 171349.6224 | 74546.5173 | 2.2986
| Int Ltg Ctrls_Com, E/O - IntL | E | Yes | Lodging | Interior Lighting | RET | 14027.1145 | 10526.9795 | 1.3325
| Int Ltg Ctrls_Com, E/P - IntL | E | Yes | Lodging | Interior Lighting | RET | 43850.5439 | 36121.9653 | 1.214
| Exit Sign RetFit_Com, E - IntL [No Heat] | E | Yes | Lodging | Interior Lighting | RET | 7017.7046 | 1912.139 | 3.6701
| Exit Sign RetFit_Com, E - IntL [Electric Heat] | E | Yes | Lodging | Interior Lighting | RET | 3311.9551 | 1173.4984 | 2.8223
| Exit Sign RetFit_Com, E/G - IntL | E | Yes | Lodging | Interior Lighting | RET | 10351.1085 | 4579.833 | 2.2601
| Exit Sign RetFit_Com, E/O - IntL | E | Yes | Lodging | Interior Lighting | RET | 844.4922 | 756.3399 | 1.1166
| Exit Sign RetFit_Com, E/P - IntL | E | No | Lodging | Interior Lighting | RET | 2637.5674 | 2642.2743 | 0.99822
| LED HiLo Bay_Com, E - IntL [No Heat] | E | Yes | Lodging | Interior Lighting | NC | 166.5689 | 89.0462 | 1.8706
| LED HiLo Bay_Com, E - IntL [No Heat] | E | Yes | Lodging | Interior Lighting | RET | 1334.5162 | 713.4202 | 1.8706
| LED HiLo Bay_Com, E - IntL [No Heat] | E | Yes | Lodging | Interior Lighting | REPL | 67.3053 | 35.9808 | 1.8706
| LED HiLo Bay_Com, E - IntL [Electric Heat] | E | Yes | Lodging | Interior Lighting | NC | 73.5849 | 54.6485 | 1.3465
| LED HiLo Bay_Com, E - IntL [Electric Heat] | E | Yes | Lodging | Interior Lighting | RET | 589.5475 | 437.8329 | 1.3465
| LED HiLo Bay_Com, E - IntL [Electric Heat] | E | Yes | Lodging | Interior Lighting | REPL | 29.7334 | 22.0818 | 1.3465
| LED HiLo Bay_Com, E/G - IntL | E | Yes | Lodging | Interior Lighting | NC | 241.3705 | 160.619 | 1.5028
| LED HiLo Bay_Com, E/G - IntL | E | Yes | Lodging | Interior Lighting | RET | 1933.8112 | 1286.8467 | 1.5028
| LED HiLo Bay_Com, E/G - IntL | E | Yes | Lodging | Interior Lighting | REPL | 97.5302 | 64.9011 | 1.5028
| LED HiLo Bay_Com, E/O - IntL | E | No | Lodging | Interior Lighting | NC | 19.6921 | 20.3739 | 0.96654
| LED HiLo Bay_Com, E/O - IntL | E | No | Lodging | Interior Lighting | RET | 157.7694 | 163.2314 | 0.96654
| LED HiLo Bay_Com, E/O - IntL | E | No | Lodging | Interior Lighting | REPL | 7.957 | 8.2324 | 0.96654
| LED HiLo Bay_Com, E/P - IntL | E | No | Lodging | Interior Lighting | NC | 61.5037 | 69.0661 | 0.8905
| LED HiLo Bay_Com, E/P - IntL | E | No | Lodging | Interior Lighting | RET | 492.7547 | 553.3434 | 0.8905
| LED HiLo Bay_Com, E/P - IntL | E | No | Lodging | Interior Lighting | REPL | 24.8517 | 27.9074 | 0.8905
| Repl Scre_Com, E - IntL [No Heat] | E | Yes | Lodging | Interior Lighting | NC | 0 | 0 | 0
| Repl Scre_Com, E - IntL [No Heat] | E | Yes | Lodging | Interior Lighting | RET | 0 | 0 | 0
| Repl Scre_Com, E - IntL [No Heat] | E | Yes | Lodging | Interior Lighting | REPL | 0 | 0 | 0
| Repl Scre_Com, E - IntL [Electric Heat] | E | Yes | Lodging | Interior Lighting | NC | 0 | 0 | 0
| Repl Scre_Com, E - IntL [Electric Heat] | E | Yes | Lodging | Interior Lighting | RET | 0 | 0 | 0
| Repl Scre_Com, E - IntL [Electric Heat] | E | Yes | Lodging | Interior Lighting | REPL | 0 | 0 | 0
| Repl Scre_Com, E/G - IntL | E | Yes | Lodging | Interior Lighting | NC | 0 | 0 | 0
| Repl Scre_Com, E/G - IntL | E | Yes | Lodging | Interior Lighting | RET | 0 | 0 | 0
| Repl Scre_Com, E/G - IntL | E | Yes | Lodging | Interior Lighting | REPL | 0 | 0 | 0
| Repl Scre_Com, E/O - IntL | E | Yes | Lodging | Interior Lighting | NC | 0 | 0 | 0
| Repl Scre_Com, E/O - IntL | E | Yes | Lodging | Interior Lighting | RET | 0 | 0 | 0
| Repl Scre_Com, E/O - IntL | E | Yes | Lodging | Interior Lighting | REPL | 0 | 0 | 0
| Repl Scre_Com, E/P - IntL | E | No | Lodging | Interior Lighting | NC | 0 | 0 | 0
| Repl Scre_Com, E/P - IntL | E | No | Lodging | Interior Lighting | RET | 0 | 0 | 0
| Repl Scre_Com, E/P - IntL | E | No | Lodging | Interior Lighting | REPL | 0 | 0 | 0
| Lin LED Fixture_Com, E - IntL [No Heat] | E | Yes | Lodging | Interior Lighting | NC | 1568.5072 | 1036.4264 | 1.5134
| Lin LED Fixture_Com, E - IntL [No Heat] | E | No | Lodging | Interior Lighting | RET | 10780.683 | 10793.301 | 0.99883
| Lin LED Fixture_Com, E - IntL [No Heat] | E | Yes | Lodging | Interior Lighting | REPL | 1096.6619 | 724.644 | 1.5134
| Lin LED Fixture_Com, E - IntL [Electric Heat] | E | Yes | Lodging | Interior Lighting | NC | 740.2457 | 636.065 | 1.1638
| Lin LED Fixture_Com, E - IntL [Electric Heat] | E | No | Lodging | Interior Lighting | RET | 5087.8657 | 6623.954 | 0.7681
| Lin LED Fixture_Com, E - IntL [Electric Heat] | E | Yes | Lodging | Interior Lighting | REPL | 517.5617 | 444.7211 | 1.1638
| Lin LED Fixture_Com, E/G - IntL | E | Yes | Lodging | Interior Lighting | NC | 2313.5468 | 1769.4325 | 1.3075
| Lin LED Fixture_Com, E/G - IntL | E | No | Lodging | Interior Lighting | RET | 15901.4985 | 17304.5238 | 0.91892
| Lin LED Fixture_Com, E/G - IntL | E | Yes | Lodging | Interior Lighting | REPL | 1617.5755 | 1237.144 | 1.3075
| Lin LED Fixture_Com, E/O - IntL | E | No | Lodging | Interior Lighting | NC | 188.7501 | 208.6572 | 0.90459
| Lin LED Fixture_Com, E/O - IntL | E | No | Lodging | Interior Lighting | RET | 1297.3192 | 1853.7225 | 0.69985
| Lin LED Fixture_Com, E/O - IntL | E | No | Lodging | Interior Lighting | REPL | 131.9694 | 145.888 | 0.90459
| Lin LED Fixture_Com, E/P - IntL | E | No | Lodging | Interior Lighting | NC | 589.5152 | 699.0793 | 0.84327
| Lin LED Fixture_Com, E/P - IntL | E | No | Lodging | Interior Lighting | RET | 4051.8631 | 6115.3676 | 0.66257
| Lin LED Fixture_Com, E/P - IntL | E | No | Lodging | Interior Lighting | REPL | 412.1746 | 488.7792 | 0.84327
| LED Tube Repl_Com, E - IntL [No Heat] | E | Yes | Lodging | Interior Lighting | RET | 71621.4865 | 8209.6329 | 8.7241
| LED Tube Repl_Com, E - IntL [No Heat] | E | Yes | Lodging | Interior Lighting | REPL | 30473.9073 | 3493.0801 | 8.7241
| LED Tube Repl_Com, E - IntL [Electric Heat] | E | Yes | Lodging | Interior Lighting | RET | 33801.2446 | 5038.3318 | 6.7088
| LED Tube Repl_Com, E - IntL [Electric Heat] | E | Yes | Lodging | Interior Lighting | REPL | 14381.941 | 2143.7373 | 6.7088
| LED Tube Repl_Com, E/G - IntL | E | Yes | Lodging | Interior Lighting | RET | 105641.633 | 26112.2593 | 4.0457
| LED Tube Repl_Com, E/G - IntL | E | Yes | Lodging | Interior Lighting | REPL | 44948.9878 | 11110.3889 | 4.0457
| LED Tube Repl_Com, E/O - IntL | E | Yes | Lodging | Interior Lighting | RET | 8618.7423 | 5046.6336 | 1.7078
| LED Tube Repl_Com, E/O - IntL | E | Yes | Lodging | Interior Lighting | REPL | 3667.1503 | 2147.2697 | 1.7078
| LED Tube Repl_Com, E/P - IntL | E | Yes | Lodging | Interior Lighting | RET | 26918.5597 | 17882.0694 | 1.5053
| LED Tube Repl_Com, E/P - IntL | E | Yes | Lodging | Interior Lighting | REPL | 11453.458 | 7608.5621 | 1.5053
| Repl pin CFL wLED_Com, E - IntL [No Heat] | E | Yes | Lodging | Interior Lighting | RET | 4214.5565 | 2708.0451 | 1.5563
| Repl pin CFL wLED_Com, E - IntL [No Heat] | E | Yes | Lodging | Interior Lighting | REPL | 6574.2811 | 4224.276 | 1.5563
| Repl pin CFL wLED_Com, E - IntL [Electric Heat] | E | Yes | Lodging | Interior Lighting | RET | 1989.0296 | 1661.9537 | 1.1968
| Repl pin CFL wLED_Com, E - IntL [Electric Heat] | E | Yes | Lodging | Interior Lighting | REPL | 3102.6846 | 2592.4793 | 1.1968
| Repl pin CFL wLED_Com, E/G - IntL | E | Yes | Lodging | Interior Lighting | RET | 6216.4673 | 4654.672 | 1.3355
| Repl pin CFL wLED_Com, E/G - IntL | E | Yes | Lodging | Interior Lighting | REPL | 9697.0591 | 7260.8167 | 1.3355
| Repl pin CFL wLED_Com, E/O - IntL | E | No | Lodging | Interior Lighting | RET | 507.1687 | 551.3577 | 0.91985
| Repl pin CFL wLED_Com, E/O - IntL | E | No | Lodging | Interior Lighting | REPL | 791.1318 | 860.0622 | 0.91985
| Repl pin CFL wLED_Com, E/P - IntL | E | No | Lodging | Interior Lighting | RET | 1584.0189 | 1846.7913 | 0.85771
| Repl pin CFL wLED_Com, E/P - IntL | E | No | Lodging | Interior Lighting | REPL | 2470.909 | 2880.8074 | 0.85771
| Refrig Case LED_Com, E - IntL | E | Yes | Lodging | Interior Lighting | NC | 2041.1444 | 793.3867 | 2.5727
| Refrig Case LED_Com, E - IntL | E | Yes | Lodging | Interior Lighting | RET | 11524.4384 | 4479.5147 | 2.5727
| Refrig Case LED_Com, E - IntL | E | Yes | Lodging | Interior Lighting | REPL | 3601.2097 | 1399.7794 | 2.5727
| Refrig Case Ctrls_Com, E - IntL | E | No | Lodging | Interior Lighting | RET | 6615.785 | 6718.1831 | 0.98476
| Stair Occ Sensor_Com, E - IntL [No Heat] | E | Yes | Lodging | Interior Lighting | NC | 744.5851 | 339.4227 | 2.1937
| Stair Occ Sensor_Com, E - IntL [No Heat] | E | Yes | Lodging | Interior Lighting | RET | 7566.7868 | 3449.3563 | 2.1937
| Stair Occ Sensor_Com, E - IntL [Electric Heat] | E | Yes | Lodging | Interior Lighting | NC | 351.4016 | 208.307 | 1.6869
| Stair Occ Sensor_Com, E - IntL [Electric Heat] | E | Yes | Lodging | Interior Lighting | RET | 3571.0905 | 2116.9036 | 1.6869
| Stair Occ Sensor_Com, E/G - IntL | E | Yes | Lodging | Interior Lighting | NC | 1098.2624 | 677.4532 | 1.6212
| Stair Occ Sensor_Com, E/G - IntL | E | Yes | Lodging | Interior Lighting | RET | 11161.0042 | 6884.5646 | 1.6212
| Stair Occ Sensor_Com, E/O - IntL | E | No | Lodging | Interior Lighting | NC | 89.6014 | 95.8154 | 0.93515
| Stair Occ Sensor_Com, E/O - IntL | E | No | Lodging | Interior Lighting | RET | 910.5673 | 973.7166 | 0.93515
| Stair Occ Sensor_Com, E/P - IntL | E | No | Lodging | Interior Lighting | NC | 279.8484 | 328.7906 | 0.85114
| Stair Occ Sensor_Com, E/P - IntL | E | No | Lodging | Interior Lighting | RET | 2843.9371 | 3341.3087 | 0.85114
| Int Delamping_Com, E - IntL [No Heat] | E | Yes | Lodging | Interior Lighting | RET | 946.184 | 92.9158 | 10.1832
| Int Delamping_Com, E - IntL [Electric Heat] | E | Yes | Lodging | Interior Lighting | RET | 446.5447 | 43.8509 | 10.1832
| Int Delamping_Com, E/G - IntL | E | Yes | Lodging | Interior Lighting | RET | 1395.6206 | 329.9588 | 4.2297
| Int Delamping_Com, E/O - IntL | E | Yes | Lodging | Interior Lighting | RET | 113.8613 | 65.6829 | 1.7335
| Int Delamping_Com, E/P - IntL | E | Yes | Lodging | Interior Lighting | RET | 355.6183 | 233.3806 | 1.5238
| Int Ltg Dsgn_Com, E - IntL [No Heat] | E | Yes | Lodging | Interior Lighting | NC | 3329.9796 | 763.0137 | 4.3642
| Int Ltg Dsgn_Com, E - IntL [Electric Heat] | E | Yes | Lodging | Interior Lighting | NC | 1571.5599 | 360.0988 | 4.3642
| Int Ltg Dsgn_Com, E/G - IntL | E | Yes | Lodging | Interior Lighting | NC | 4911.7171 | 1804.3613 | 2.7221
| Int Ltg Dsgn_Com, E/O - IntL | E | Yes | Lodging | Interior Lighting | NC | 400.721 | 283.6309 | 1.4128
| Int Ltg Dsgn_Com, E/P - IntL | E | Yes | Lodging | Interior Lighting | NC | 1251.5553 | 985.226 | 1.2703
| Room Air Conditioner_Com, E - Cool | E | Yes | Small Retail | Cooling | NC | 0 | 0 | 0
| Room Air Conditioner_Com, E - Cool | E | Yes | Small Retail | Cooling | RET | 0 | 0 | 0
| Room Air Conditioner_Com, E - Cool | E | Yes | Small Retail | Cooling | REPL | 0 | 0 | 0
| Computer Room Air Conditioner_Com, E - Cool | E | Yes | Small Retail | Cooling | NC | 526.4772 | 176.5893 | 2.9814
| Computer Room Air Conditioner_Com, E - Cool | E | Yes | Small Retail | Cooling | REPL | 3566.8548 | 1196.3833 | 2.9814
| Mini Split Ductless AC_Com, E - Cool | E | No | Small Retail | Cooling | NC | 0 | 0 | 0
| Mini Split Ductless AC_Com, E - Cool | E | No | Small Retail | Cooling | RET | 0 | 0 | 0
| Mini Split Ductless AC_Com, E - Cool | E | No | Small Retail | Cooling | REPL | 0 | 0 | 0
| Eff Unitary AC_Com, E - Cool | E | Yes | Small Retail | Cooling | NC | 15740.729 | 9920.8137 | 1.5866
| Eff Unitary AC_Com, E - Cool | E | No | Small Retail | Cooling | RET | 131342.2489 | 603201.8201 | 0.21774
| Eff Unitary AC_Com, E - Cool | E | Yes | Small Retail | Cooling | REPL | 78227.7607 | 49304.1359 | 1.5866
| PTAC_Com, E - Cool | E | Yes | Small Retail | Cooling | NC | 0 | 0 | 0
| PTAC_Com, E - Cool | E | No | Small Retail | Cooling | RET | 0 | 0 | 0
| PTAC_Com, E - Cool | E | Yes | Small Retail | Cooling | REPL | 0 | 0 | 0
| Unitary Equipment Economizer_Com, E - Cool | E | No | Small Retail | Cooling | RET | 56967.551 | 86164.0359 | 0.66115
| AC Tuneup_Com, E - Cool [ASHP] | E | Yes | Small Retail | Cooling | RET | 17590.0533 | 2034.0483 | 8.6478
| AC Tuneup_Com, E - Heat [ASHP] | E | Yes | Small Retail | Space Heating | RET | 17590.0533 | 2034.0483 | 8.6478
| AC Tuneup_Com, E - Cool [Unitary AC] | E | Yes | Small Retail | Cooling | RET | 65316.324 | 9459.4924 | 6.9048
| DCV_Com, E - Cool [Building w Elec Heat] | E | Yes | Small Retail | Cooling | RET | 259062.5598 | 58044.9703 | 4.4631
| DCV_Com, E - Heat [Building w Elec Heat] | E | Yes | Small Retail | Space Heating | RET | 259062.5598 | 58044.9703 | 4.4631
| DCV_Com, E - Vent [Building w Elec Heat] | E | Yes | Small Retail | Ventilation | RET | 259062.5598 | 58044.9703 | 4.4631
| DCV_Com, E - Cool [Building w Gas Heat] | E | Yes | Small Retail | Cooling | RET | 3931840.0735 | 118529.4586 | 33.1718
| DCV_Com, G - Heat [Building w Gas Heat] | G | Yes | Small Retail | Space Heating | RET | 3931840.0735 | 118529.4586 | 33.1718
| DCV_Com, E - Vent [Building w Gas Heat] | E | Yes | Small Retail | Ventilation | RET | 3931840.0735 | 118529.4586 | 33.1718
| DCV_Com, E - Cool [Building w Oil Heat] | E | Yes | Small Retail | Cooling | RET | 699929.979 | 31891.0904 | 21.9475
| DCV_Com, O - Heat [Building w Oil Heat] | O | Yes | Small Retail | Space Heating | RET | 699929.979 | 31891.0904 | 21.9475
| DCV_Com, E - Vent [Building w Oil Heat] | E | Yes | Small Retail | Ventilation | RET | 699929.979 | 31891.0904 | 21.9475
| DCV_Com, E - Cool [Building w Propane Heat] | E | Yes | Small Retail | Cooling | RET | 406401.0671 | 9610.9262 | 42.2853
| DCV_Com, P - Heat [Building w Propane Heat] | Prp | Yes | Small Retail | Space Heating | RET | 406401.0671 | 9610.9262 | 42.2853
| DCV_Com, E - Vent [Building w Propane Heat] | E | Yes | Small Retail | Ventilation | RET | 406401.0671 | 9610.9262 | 42.2853
| Controls for Unitary AC_Com, E - Cool | E | No | Small Retail | Cooling | RET | 151085.2261 | 152675.7031 | 0.98958
| Optimized Unitary AC Sys_Com, E - Cool [Building w Elec Heat] | E | No | Small Retail | Cooling | NC | 23811.2599 | 32946.1312 | 0.72273
| Optimized Unitary AC Sys_Com, E - Heat [Building w Elec Heat] | E | No | Small Retail | Space Heating | NC | 23811.2599 | 32946.1312 | 0.72273
| Optimized Unitary AC Sys_Com, E - Cool [Building w Gas Heat] | E | Yes | Small Retail | Cooling | NC | 1083248.6675 | 44891.9442 | 24.1301
| Optimized Unitary AC Sys_Com, G - Heat [Building w Gas Heat] | G | Yes | Small Retail | Space Heating | NC | 1083248.6675 | 44891.9442 | 24.1301
| Optimized Unitary AC Sys_Com, E - Cool [Building w Oil Heat] | E | Yes | Small Retail | Cooling | NC | 182773.096 | 9507.8565 | 19.2234
| Optimized Unitary AC Sys_Com, O - Heat [Building w Oil Heat] | O | Yes | Small Retail | Space Heating | NC | 182773.096 | 9507.8565 | 19.2234
| Optimized Unitary AC Sys_Com, E - Cool [Building w Propane Heat] | E | Yes | Small Retail | Cooling | NC | 114428.4451 | 3002.7198 | 38.1083
| Optimized Unitary AC Sys_Com, P - Heat [Building w Propane Heat] | Prp | Yes | Small Retail | Space Heating | NC | 114428.4451 | 3002.7198 | 38.1083
| Cool Roof_Com, E - Cool [Building w Elec Heat] | E | No | Small Retail | Cooling | NC | 5869.7861 | 15186.3386 | 0.38652
| Cool Roof_Com, E - Cool [Building w Elec Heat] | E | No | Small Retail | Cooling | RET | 40562.839 | 176750.4602 | 0.22949
| Cool Roof_Com, E - Heat [Building w Elec Heat] | E | No | Small Retail | Space Heating | NC | 5869.7861 | 15186.3386 | 0.38652
| Cool Roof_Com, E - Heat [Building w Elec Heat] | E | No | Small Retail | Space Heating | RET | 40562.839 | 176750.4602 | 0.22949
| Cool Roof_Com, E - Cool [Building w Gas Heat] | E | No | Small Retail | Cooling | NC | 13431.6027 | 100309.6927 | 0.1339
| Cool Roof_Com, E - Cool [Building w Gas Heat] | E | No | Small Retail | Cooling | RET | 92818.3633 | 813433.1579 | 0.11411
| Cool Roof_Com, G - Heat [Building w Gas Heat] | G | No | Small Retail | Space Heating | NC | 13431.6027 | 100309.6927 | 0.1339
| Cool Roof_Com, G - Heat [Building w Gas Heat] | G | No | Small Retail | Space Heating | RET | 92818.3633 | 813433.1579 | 0.11411
| Cool Roof_Com, E - Cool [Building w Oil Heat] | E | No | Small Retail | Cooling | NC | 3613.8565 | 17393.1303 | 0.20777
| Cool Roof_Com, E - Cool [Building w Oil Heat] | E | No | Small Retail | Cooling | RET | 24973.3598 | 156200.9463 | 0.15988
| Cool Roof_Com, O - Heat [Building w Oil Heat] | O | No | Small Retail | Space Heating | NC | 3613.8565 | 17393.1303 | 0.20777
| Cool Roof_Com, O - Heat [Building w Oil Heat] | O | No | Small Retail | Space Heating | RET | 24973.3598 | 156200.9463 | 0.15988
| Cool Roof_Com, E - Cool [Building w Propane Heat] | E | No | Small Retail | Cooling | NC | 1089.0975 | 14334.1492 | 0.075979
| Cool Roof_Com, E - Cool [Building w Propane Heat] | E | No | Small Retail | Cooling | RET | 7526.1496 | 106445.1529 | 0.070704
| Cool Roof_Com, P - Heat [Building w Propane Heat] | Prp | No | Small Retail | Space Heating | NC | 1089.0975 | 14334.1492 | 0.075979
| Cool Roof_Com, P - Heat [Building w Propane Heat] | Prp | No | Small Retail | Space Heating | RET | 7526.1496 | 106445.1529 | 0.070704
| GSHP_Com, E - Cool | E | Yes | Small Retail | Cooling | RET | 68879.218 | 40089.1819 | 1.7181
| GSHP_Com, E - Cool | E | Yes | Small Retail | Cooling | REPL | 9.8694e-12 | 4.2624e-12 | 2.3155
| GSHP_Com, E - Heat | E | Yes | Small Retail | Space Heating | RET | 68879.218 | 40089.1819 | 1.7181
| GSHP_Com, E - Heat | E | Yes | Small Retail | Space Heating | REPL | 9.8694e-12 | 4.2624e-12 | 2.3155
| Unitary HP_Com, E - Cool | E | Yes | Small Retail | Cooling | NC | 7633.561 | 3693.5209 | 2.0667
| Unitary HP_Com, E - Cool | E | No | Small Retail | Cooling | RET | 48339.7162 | 103909.0207 | 0.46521
| Unitary HP_Com, E - Cool | E | Yes | Small Retail | Cooling | REPL | 23839.6096 | 11534.8652 | 2.0667
| Unitary HP_Com, E - Heat | E | Yes | Small Retail | Space Heating | NC | 7633.561 | 3693.5209 | 2.0667
| Unitary HP_Com, E - Heat | E | No | Small Retail | Space Heating | RET | 48339.7162 | 103909.0207 | 0.46521
| Unitary HP_Com, E - Heat | E | Yes | Small Retail | Space Heating | REPL | 23839.6096 | 11534.8652 | 2.0667
| PTHP_Com, E - Cool | E | Yes | Small Retail | Cooling | NC | 0 | 0 | 0
| PTHP_Com, E - Cool | E | Yes | Small Retail | Cooling | RET | 0 | 0 | 0
| PTHP_Com, E - Cool | E | Yes | Small Retail | Cooling | REPL | 0 | 0 | 0
| PTHP_Com, E - Heat | E | Yes | Small Retail | Space Heating | NC | 0 | 0 | 0
| PTHP_Com, E - Heat | E | Yes | Small Retail | Space Heating | RET | 0 | 0 | 0
| PTHP_Com, E - Heat | E | Yes | Small Retail | Space Heating | REPL | 0 | 0 | 0
| Minisplit Ductless HP_Com, E - Cool | E | Yes | Small Retail | Cooling | RET | 130594.4431 | 42065.4319 | 3.1046
| Minisplit Ductless HP_Com, E - Cool | E | Yes | Small Retail | Cooling | REPL | 12190.1429 | 2099.0757 | 5.8074
| Minisplit Ductless HP_Com, E - Heat | E | Yes | Small Retail | Space Heating | RET | 130594.4431 | 42065.4319 | 3.1046
| Minisplit Ductless HP_Com, E - Heat | E | Yes | Small Retail | Space Heating | REPL | 12190.1429 | 2099.0757 | 5.8074
| Programmable TStat_Com, E - Cool [Building w Elec Heat] | E | Yes | Small Retail | Cooling | NC | 0 | 0 | 0
| Programmable TStat_Com, E - Heat [Building w Elec Heat] | E | Yes | Small Retail | Space Heating | NC | 0 | 0 | 0
| Programmable TStat_Com, E - Cool [Building w Gas Heat] | E | Yes | Small Retail | Cooling | NC | 0 | 0 | 0
| Programmable TStat_Com, E - Cool [Building w Gas Heat] | E | Yes | Small Retail | Cooling | RET | 0 | 0 | 0
| Programmable TStat_Com, G - Heat [Building w Gas Heat] | G | Yes | Small Retail | Space Heating | NC | 0 | 0 | 0
| Programmable TStat_Com, G - Heat [Building w Gas Heat] | G | Yes | Small Retail | Space Heating | RET | 0 | 0 | 0
| Programmable TStat_Com, E - Cool [Building w Propane Heat] | E | Yes | Small Retail | Cooling | NC | 0 | 0 | 0
| Programmable TStat_Com, E - Cool [Building w Propane Heat] | E | Yes | Small Retail | Cooling | RET | 0 | 0 | 0
| Programmable TStat_Com, P - Heat [Building w Propane Heat] | Prp | Yes | Small Retail | Space Heating | NC | 0 | 0 | 0
| Programmable TStat_Com, P - Heat [Building w Propane Heat] | Prp | Yes | Small Retail | Space Heating | RET | 0 | 0 | 0
| Programmable TStat_Com, E - Cool [Building w Oil Heat] | E | Yes | Small Retail | Cooling | NC | 0 | 0 | 0
| Programmable TStat_Com, E - Cool [Building w Oil Heat] | E | Yes | Small Retail | Cooling | RET | 0 | 0 | 0
| Programmable TStat_Com, O - Heat [Building w Oil Heat] | O | Yes | Small Retail | Space Heating | NC | 0 | 0 | 0
| Programmable TStat_Com, O - Heat [Building w Oil Heat] | O | Yes | Small Retail | Space Heating | RET | 0 | 0 | 0
| Smart TStat_Com, E - Cool [Building w Elec Heat] | E | Yes | Small Retail | Cooling | NC | 14830.8689 | 9894.1526 | 1.499
| Smart TStat_Com, E - Cool [Building w Elec Heat] | E | No | Small Retail | Cooling | RET | 72065.2559 | 63686.5012 | 1.1316
| Smart TStat_Com, E - Heat [Building w Elec Heat] | E | Yes | Small Retail | Space Heating | NC | 14830.8689 | 9894.1526 | 1.499
| Smart TStat_Com, E - Heat [Building w Elec Heat] | E | No | Small Retail | Space Heating | RET | 72065.2559 | 63686.5012 | 1.1316
| Smart TStat_Com, E - Cool [Building w Gas Heat] | E | Yes | Small Retail | Cooling | NC | 287895.6066 | 20204.1374 | 14.2493
| Smart TStat_Com, E - Cool [Building w Gas Heat] | E | Yes | Small Retail | Cooling | RET | 1328500.6946 | -4884.5946 | -271.9777
| Smart TStat_Com, G - Heat [Building w Gas Heat] | G | Yes | Small Retail | Space Heating | NC | 287895.6066 | 20204.1374 | 14.2493
| Smart TStat_Com, G - Heat [Building w Gas Heat] | G | Yes | Small Retail | Space Heating | RET | 1328500.6946 | -4884.5946 | -271.9777
| Smart TStat_Com, E - Cool [Building w Propane Heat] | E | Yes | Small Retail | Cooling | NC | 51083.6378 | 5436.0492 | 9.3972
| Smart TStat_Com, E - Cool [Building w Propane Heat] | E | Yes | Small Retail | Cooling | RET | 236335.1087 | 34990.6626 | 6.7542
| Smart TStat_Com, P - Heat [Building w Propane Heat] | Prp | Yes | Small Retail | Space Heating | NC | 51083.6378 | 5436.0492 | 9.3972
| Smart TStat_Com, P - Heat [Building w Propane Heat] | Prp | Yes | Small Retail | Space Heating | RET | 236335.1087 | 34990.6626 | 6.7542
| Smart TStat_Com, E - Cool [Building w Oil Heat] | E | Yes | Small Retail | Cooling | NC | 36055.8297 | 1638.2465 | 22.0088
| Smart TStat_Com, E - Cool [Building w Oil Heat] | E | Yes | Small Retail | Cooling | RET | 166087.1454 | 10545.0354 | 15.7503
| Smart TStat_Com, O - Heat [Building w Oil Heat] | O | Yes | Small Retail | Space Heating | NC | 36055.8297 | 1638.2465 | 22.0088
| Smart TStat_Com, O - Heat [Building w Oil Heat] | O | Yes | Small Retail | Space Heating | RET | 166087.1454 | 10545.0354 | 15.7503
| Boiler Blowdown Controls_Com, G - Heat | G | No | Small Retail | Space Heating | RET | 137261.874 | 351803.2689 | 0.39017
| Boiler Blowdown Controls_Com, O - Heat | O | No | Small Retail | Space Heating | RET | 32201.6492 | 83075.8197 | 0.38762
| Boiler Blowdown Controls_Com, P - Heat | Prp | No | Small Retail | Space Heating | RET | 19454.764 | 66867.5033 | 0.29094
| Boiler Modifications_Com, G - Heat | G | Yes | Small Retail | Space Heating | RET | 642998.1686 | 174795.4835 | 3.6786
| Boiler Modifications_Com, O - Heat | O | Yes | Small Retail | Space Heating | RET | 167419.0759 | 21273.9178 | 7.8697
| Boiler Modifications_Com, P - Heat | Prp | Yes | Small Retail | Space Heating | RET | 97451.4997 | 13735.4351 | 7.0949
| Boilers_Com, G - Heat | G | Yes | Small Retail | Space Heating | NC | 315349.599 | 133748.218 | 2.3578
| Boilers_Com, G - Heat | G | No | Small Retail | Space Heating | RET | 1491518.1672 | 2538581.2525 | 0.58754
| Boilers_Com, G - Heat | G | Yes | Small Retail | Space Heating | REPL | 2.2413e-10 | 9.5059e-11 | 2.3578
| Boilers_Com, O - Heat | O | No | Small Retail | Space Heating | NC | 27844.3437 | 109169.3791 | 0.25506
| Boilers_Com, O - Heat | O | No | Small Retail | Space Heating | RET | 134641.6404 | 2118410.1502 | 0.063558
| Boilers_Com, O - Heat | O | No | Small Retail | Space Heating | REPL | 1.979e-11 | 7.759e-11 | 0.25506
| Boilers_Com, P - Heat | Prp | Yes | Small Retail | Space Heating | NC | 37164.6282 | 635.054 | 58.522
| Boilers_Com, P - Heat | Prp | Yes | Small Retail | Space Heating | RET | 177912.6796 | 12199.8525 | 14.5832
| Boilers_Com, P - Heat | Prp | Yes | Small Retail | Space Heating | REPL | 2.6414e-11 | 4.5135e-13 | 58.522
| Furnace_Com, G - Heat | G | Yes | Small Retail | Space Heating | NC | 393441.1073 | 107688.9946 | 3.6535
| Furnace_Com, G - Heat | G | No | Small Retail | Space Heating | RET | 1739858.8857 | 2021011.7782 | 0.86089
| Furnace_Com, G - Heat | G | Yes | Small Retail | Space Heating | REPL | 3.0395e-10 | 8.3194e-11 | 3.6535
| Furnace_Com, O - Heat | O | Yes | Small Retail | Space Heating | NC | 31738.6435 | 2906.6566 | 10.9193
| Furnace_Com, O - Heat | O | Yes | Small Retail | Space Heating | RET | 156508.5938 | 60828.4541 | 2.573
| Furnace_Com, O - Heat | O | Yes | Small Retail | Space Heating | REPL | 2.4519e-11 | 2.2455e-12 | 10.9193
| Furnace_Com, P - Heat | Prp | Yes | Small Retail | Space Heating | NC | 34124.6794 | 2679.567 | 12.7351
| Furnace_Com, P - Heat | Prp | Yes | Small Retail | Space Heating | RET | 162650.7292 | 54201.9964 | 3.0008
| Furnace_Com, P - Heat | Prp | Yes | Small Retail | Space Heating | REPL | 2.6363e-11 | 2.0701e-12 | 12.7351
| Unit Heater_Com, G - Heat | G | Yes | Small Retail | Space Heating | NC | 146570.5429 | 24672.9635 | 5.9405
| Unit Heater_Com, G - Heat | G | Yes | Small Retail | Space Heating | RET | 823916.529 | 520227.5026 | 1.5838
| Unit Heater_Com, G - Heat | G | Yes | Small Retail | Space Heating | REPL | 90468.8022 | 15229.0727 | 5.9405
| Unit Heater_Com, P - Heat | Prp | Yes | Small Retail | Space Heating | NC | 64688.9572 | 2857.2804 | 22.64
| Unit Heater_Com, P - Heat | Prp | Yes | Small Retail | Space Heating | RET | 320877.5005 | 53161.5278 | 6.0359
| Unit Heater_Com, P - Heat | Prp | Yes | Small Retail | Space Heating | REPL | 6.7613e-11 | 2.9864e-12 | 22.64
| Energy Recovery Ventilator_Com, G - Heat | G | Yes | Small Retail | Space Heating | NC | 270985.8827 | 96549.4419 | 2.8067
| Energy Recovery Ventilator_Com, G - Heat | G | Yes | Small Retail | Space Heating | RET | 1596366.6441 | 568768.7748 | 2.8067
| Energy Recovery Ventilator_Com, G - Heat | G | Yes | Small Retail | Space Heating | REPL | 231303.3583 | 82410.9725 | 2.8067
| Energy Recovery Ventilator_Com, O - Heat | O | Yes | Small Retail | Space Heating | NC | 35386.9541 | 3640.794 | 9.7196
| Energy Recovery Ventilator_Com, O - Heat | O | Yes | Small Retail | Space Heating | RET | 208463.0696 | 21447.7653 | 9.7196
| Energy Recovery Ventilator_Com, O - Heat | O | Yes | Small Retail | Space Heating | REPL | 30204.9736 | 3107.6448 | 9.7196
| Energy Recovery Ventilator_Com, P - Heat | Prp | Yes | Small Retail | Space Heating | NC | 46219.5089 | 4078.7353 | 11.3318
| Energy Recovery Ventilator_Com, P - Heat | Prp | Yes | Small Retail | Space Heating | RET | 272277.1977 | 24027.6595 | 11.3318
| Energy Recovery Ventilator_Com, P - Heat | Prp | Yes | Small Retail | Space Heating | REPL | 39451.235 | 3481.4551 | 11.3318
| Forced Air Heating Maintenance_Com, G - Heat | G | No | Small Retail | Space Heating | RET | 20364.6884 | 35269.3837 | 0.5774
| Forced Air Heating Maintenance_Com, O - Heat | O | Yes | Small Retail | Space Heating | RET | 2306.864 | 1208.8742 | 1.9083
| Forced Air Heating Maintenance_Com, P - Heat | Prp | Yes | Small Retail | Space Heating | RET | 4390.6483 | 1858.4289 | 2.3626
| Infrared Heater_Com, G - Heat | G | Yes | Small Retail | Space Heating | NC | 41086.744 | 2658.5116 | 15.4548
| Infrared Heater_Com, G - Heat | G | Z | Small Retail | Space Heating | RET | 0 | 0 | 0
| Infrared Heater_Com, G - Heat | G | Yes | Small Retail | Space Heating | REPL | 110869.6131 | 7173.8017 | 15.4548
| Infrared Heater_Com, P - Heat | Prp | Yes | Small Retail | Space Heating | NC | 5316.1307 | 90.2569 | 58.9
| Infrared Heater_Com, P - Heat | Prp | Z | Small Retail | Space Heating | RET | 0 | 0 | 0
| Infrared Heater_Com, P - Heat | Prp | Yes | Small Retail | Space Heating | REPL | 14345.1939 | 243.5518 | 58.9
| Steam Trap Maintenance_Com, G - Heat | G | Yes | Small Retail | Space Heating | RET | 198500.133 | 29557.3095 | 6.7158
| Steam Trap Maintenance_Com, O - Heat | O | Yes | Small Retail | Space Heating | RET | 34949.8588 | 1537.3095 | 22.7344
| Windows_Com, E - Cool [Building w Elec Heat] | E | No | Small Retail | Cooling | NC | 19631.1726 | 64818.6388 | 0.30286
| Windows_Com, E - Heat [Building w Elec Heat] | E | No | Small Retail | Space Heating | NC | 19631.1726 | 64818.6388 | 0.30286
| Windows_Com, E - Cool [Building w Gas Heat] | E | Yes | Small Retail | Cooling | NC | 394727.152 | 132361.48 | 2.9822
| Windows_Com, G - Heat [Building w Gas Heat] | G | Yes | Small Retail | Space Heating | NC | 394727.152 | 132361.48 | 2.9822
| Windows_Com, E - Cool [Building w Oil Heat] | E | Yes | Small Retail | Cooling | NC | 56365.778 | 35612.6821 | 1.5827
| Windows_Com, O - Heat [Building w Oil Heat] | O | Yes | Small Retail | Space Heating | NC | 56365.778 | 35612.6821 | 1.5827
| Windows_Com, E - Cool [Building w Propane Heat] | E | Yes | Small Retail | Cooling | NC | 65120.2304 | 10732.4916 | 6.0676
| Windows_Com, P - Heat [Building w Propane Heat] | Prp | Yes | Small Retail | Space Heating | NC | 65120.2304 | 10732.4916 | 6.0676
| Window Film_Com, E - Cool [Building w Elec Heat] | E | No | Small Retail | Cooling | RET | 0 | 0 | 0
| Window Film_Com, E - Heat [Building w Elec Heat] | E | No | Small Retail | Space Heating | RET | 0 | 0 | 0
| Window Film_Com, E - Cool [Building w Gas Heat] | E | No | Small Retail | Cooling | RET | 0 | 0 | 0
| Window Film_Com, G - Heat [Building w Gas Heat] | G | No | Small Retail | Space Heating | RET | 0 | 0 | 0
| Window Film_Com, E - Cool [Building w Oil Heat] | E | No | Small Retail | Cooling | RET | 0 | 0 | 0
| Window Film_Com, O - Heat [Building w Oil Heat] | O | No | Small Retail | Space Heating | RET | 0 | 0 | 0
| Window Film_Com, E - Cool [Building w Propane Heat] | E | No | Small Retail | Cooling | RET | 0 | 0 | 0
| Window Film_Com, P - Heat [Building w Propane Heat] | Prp | No | Small Retail | Space Heating | RET | 0 | 0 | 0
| Motors and Fans_Com, E - Vent | E | Yes | Small Retail | Ventilation | NC | 5332.6492 | 3990.9675 | 1.3362
| Motors and Fans_Com, E - Vent | E | No | Small Retail | Ventilation | RET | 17435.389 | 22302.8342 | 0.78176
| Motors and Fans_Com, E - Vent | E | Yes | Small Retail | Ventilation | REPL | 321.1415 | 240.343 | 1.3362
| ECM Furnace Motors_Com, E - Vent | E | Yes | Small Retail | Ventilation | RET | 75738.4633 | 26969.5708 | 2.8083
| VFD on HVAC System_Com, E - Vent | E | Yes | Small Retail | Ventilation | RET | 617124.4738 | 121381.9837 | 5.0842
| Kitchen DCV_Com, E - Vent [Building w Elec Heat] | E | Yes | Small Retail | Ventilation | NC | 359.8909 | 72.0316 | 4.9963
| Kitchen DCV_Com, E - Vent [Building w Elec Heat] | E | Yes | Small Retail | Ventilation | RET | 2076.456 | 415.5993 | 4.9963
| Kitchen DCV_Com, E - Vent [Building w Elec Heat] | E | Yes | Small Retail | Ventilation | REPL | 151.7128 | 30.3651 | 4.9963
| Kitchen DCV_Com, E - Heat [Building w Elec Heat] | E | Yes | Small Retail | Space Heating | NC | 359.8909 | 72.0316 | 4.9963
| Kitchen DCV_Com, E - Heat [Building w Elec Heat] | E | Yes | Small Retail | Space Heating | RET | 2076.456 | 415.5993 | 4.9963
| Kitchen DCV_Com, E - Heat [Building w Elec Heat] | E | Yes | Small Retail | Space Heating | REPL | 151.7128 | 30.3651 | 4.9963
| Kitchen DCV_Com, E - Vent [Building w Gas Heat] | E | Yes | Small Retail | Ventilation | NC | 359.8909 | 72.0316 | 4.9963
| Kitchen DCV_Com, E - Vent [Building w Gas Heat] | E | Yes | Small Retail | Ventilation | RET | 2076.456 | 415.5993 | 4.9963
| Kitchen DCV_Com, E - Vent [Building w Gas Heat] | E | Yes | Small Retail | Ventilation | REPL | 151.7128 | 30.3651 | 4.9963
| Kitchen DCV_Com, G - Heat [Building w Gas Heat] | G | Yes | Small Retail | Space Heating | NC | 4117.2711 | 26.0192 | 158.2395
| Kitchen DCV_Com, G - Heat [Building w Gas Heat] | G | Yes | Small Retail | Space Heating | RET | 22483.8436 | 150.1227 | 149.7698
| Kitchen DCV_Com, G - Heat [Building w Gas Heat] | G | Yes | Small Retail | Space Heating | REPL | 1642.7448 | 10.9685 | 149.7698
| Kitchen DCV_Com, E - Vent [Building w Oil Heat] | E | Yes | Small Retail | Ventilation | NC | 4117.2711 | 26.0192 | 158.2395
| Kitchen DCV_Com, E - Vent [Building w Oil Heat] | E | Yes | Small Retail | Ventilation | RET | 22483.8436 | 150.1227 | 149.7698
| Kitchen DCV_Com, E - Vent [Building w Oil Heat] | E | Yes | Small Retail | Ventilation | REPL | 1642.7448 | 10.9685 | 149.7698
| Kitchen DCV_Com, O - Heat [Building w Oil Heat] | O | Yes | Small Retail | Space Heating | NC | 4117.2711 | 26.0192 | 158.2395
| Kitchen DCV_Com, O - Heat [Building w Oil Heat] | O | Yes | Small Retail | Space Heating | RET | 22483.8436 | 150.1227 | 149.7698
| Kitchen DCV_Com, O - Heat [Building w Oil Heat] | O | Yes | Small Retail | Space Heating | REPL | 1642.7448 | 10.9685 | 149.7698
| Kitchen DCV_Com, E - Vent [Building w Oil Heat] | E | Yes | Small Retail | Ventilation | NC | 4117.2711 | 26.0192 | 158.2395
| Kitchen DCV_Com, E - Vent [Building w Oil Heat] | E | Yes | Small Retail | Ventilation | RET | 22483.8436 | 150.1227 | 149.7698
| Kitchen DCV_Com, E - Vent [Building w Oil Heat] | E | Yes | Small Retail | Ventilation | REPL | 1642.7448 | 10.9685 | 149.7698
| Kitchen DCV_Com, P - Heat [Building w Propane Heat] | Prp | Yes | Small Retail | Space Heating | NC | 603.4904 | 0 | 0
| Kitchen DCV_Com, P - Heat [Building w Propane Heat] | Prp | Yes | Small Retail | Space Heating | RET | 3290.1287 | 0 | 0
| Kitchen DCV_Com, P - Heat [Building w Propane Heat] | Prp | Yes | Small Retail | Space Heating | REPL | 240.3878 | 0 | 0
| Duct Sealing Regulated_Com, E - Vent [Building w Elec Heat] | E | Yes | Small Retail | Ventilation | RET | 245487.7084 | 106530.8536 | 2.3044
| Duct Sealing Regulated_Com, E - Heat [Building w Elec Heat] | E | Yes | Small Retail | Space Heating | RET | 245487.7084 | 106530.8536 | 2.3044
| Duct Sealing Regulated_Com, E - Cool [Building w Elec Heat] | E | Yes | Small Retail | Cooling | RET | 245487.7084 | 106530.8536 | 2.3044
| Duct Sealing Regulated_Com, E - Vent [Building w Gas Heat] | E | Yes | Small Retail | Ventilation | RET | 2453972.3352 | 0 | 0
| Duct Sealing Regulated_Com, G - Heat [Building w Gas Heat] | G | Yes | Small Retail | Space Heating | RET | 2453972.3352 | 0 | 0
| Duct Sealing Regulated_Com, E - Cool [Building w Gas Heat] | E | Yes | Small Retail | Cooling | RET | 2453972.3352 | 0 | 0
| Duct Sealing Non Regulated_Com, E - Vent [Building w Oil Heat] | E | Yes | Small Retail | Ventilation | RET | 343162.6114 | 58530.2236 | 5.863
| Duct Sealing Non Regulated_Com, O - Heat [Building w Oil Heat] | O | Yes | Small Retail | Space Heating | RET | 343162.6114 | 58530.2236 | 5.863
| Duct Sealing Non Regulated_Com, E - Cool [Building w Oil Heat] | E | Yes | Small Retail | Cooling | RET | 343162.6114 | 58530.2236 | 5.863
| Duct Sealing Non Regulated_Com, E - Vent [Building w Propane Heat] | E | Yes | Small Retail | Ventilation | RET | 349817.7674 | 0 | 0
| Duct Sealing Non Regulated_Com, P - Heat [Building w Propane Heat] | Prp | Yes | Small Retail | Space Heating | RET | 349817.7674 | 0 | 0
| Duct Sealing Non Regulated_Com, E - Cool [Building w Propane Heat] | E | Yes | Small Retail | Cooling | RET | 349817.7674 | 0 | 0
| Power Strip_Com, E - Plug [Tier 1] | E | Yes | Small Retail | Plug Loads | NC | 0 | 0 | 0
| Power Strip_Com, E - Plug [Tier 1] | E | Yes | Small Retail | Plug Loads | RET | 0 | 0 | 0
| Power Strip_Com, E - Plug [Tier 1] | E | Yes | Small Retail | Plug Loads | REPL | 0 | 0 | 0
| Power Strip_Com, E - Plug [Tier 2] | E | Yes | Small Retail | Plug Loads | NC | 6094.2776 | 4978.4291 | 1.2241
| Power Strip_Com, E - Plug [Tier 2] | E | Yes | Small Retail | Plug Loads | RET | 66660.9058 | 57332.0963 | 1.1627
| Power Strip_Com, E - Plug [Tier 2] | E | Yes | Small Retail | Plug Loads | REPL | 48357.5924 | 39503.4261 | 1.2241
| Computer Power Management_Com, E - Plug | E | Yes | Small Retail | Plug Loads | RET | 27170.6084 | 12964.1954 | 2.0958
| Vending Machine Controls_Com, E - Plug [Non-Refrigerated] | E | No | Small Retail | Plug Loads | RET | 7894.2888 | 7544.1218 | 1.0464
| Vending Machine Controls_Com, E - Plug [Refrigerated] | E | Yes | Small Retail | Plug Loads | RET | 23682.8665 | 4052.5105 | 5.844
| Ovens_Com, E - Cook | E | Yes | Small Retail | Cooking | NC | 2961.2865 | 69.1616 | 42.8169
| Ovens_Com, E - Cook | E | Yes | Small Retail | Cooking | REPL | 33437.5979 | 780.9435 | 42.8169
| Ovens_Com, G - Cook | G | Yes | Small Retail | Cooking | NC | 25273.5158 | 196.046 | 128.9163
| Ovens_Com, G - Cook | G | Yes | Small Retail | Cooking | REPL | 269656.5405 | 2091.7183 | 128.9163
| Ovens_Com, P - Cook | Prp | Yes | Small Retail | Cooking | NC | 5810.7598 | 11.7091 | 496.2614
| Ovens_Com, P - Cook | Prp | Yes | Small Retail | Cooking | REPL | 61998.0738 | 124.9303 | 496.2614
| Fryers_Com, E - Cook | E | Yes | Small Retail | Cooking | NC | 485.8927 | 10.361 | 46.8963
| Fryers_Com, E - Cook | E | Yes | Small Retail | Cooking | REPL | 5486.4958 | 116.9921 | 46.8963
| Fryers_Com, G - Cook | G | Yes | Small Retail | Cooking | NC | 5669.6534 | 1189.5211 | 4.7663
| Fryers_Com, G - Cook | G | Yes | Small Retail | Cooking | REPL | 60492.5386 | 12691.631 | 4.7663
| Fryers_Com, P - Cook | Prp | Yes | Small Retail | Cooking | NC | 565.7378 | 29.6258 | 19.0961
| Fryers_Com, P - Cook | Prp | Yes | Small Retail | Cooking | REPL | 6036.1562 | 316.093 | 19.0961
| Griddles_Com, E - Cook | E | Yes | Small Retail | Cooking | NC | 135.5211 | 47.5197 | 2.8519
| Griddles_Com, E - Cook | E | Yes | Small Retail | Cooking | REPL | 1530.2476 | 536.5721 | 2.8519
| Griddles_Com, G - Cook | G | Yes | Small Retail | Cooking | NC | 7695.0687 | 431.5019 | 17.8332
| Griddles_Com, G - Cook | G | Yes | Small Retail | Cooking | REPL | 82102.768 | 4603.9228 | 17.8332
| Griddles_Com, P - Cook | Prp | Yes | Small Retail | Cooking | NC | 1483.7735 | 20.7671 | 71.4481
| Griddles_Com, P - Cook | Prp | Yes | Small Retail | Cooking | REPL | 15831.1657 | 221.5756 | 71.4481
| Hot Food Holding Cabinet_Com, E - Cook | E | Yes | Small Retail | Cooking | NC | 589.7094 | 29.5878 | 19.9308
| Hot Food Holding Cabinet_Com, E - Cook | E | Yes | Small Retail | Cooking | REPL | 6658.7503 | 334.0929 | 19.9308
| Steamers_Com, E - Cook | E | Yes | Small Retail | Cooking | NC | 462.9848 | 103.9157 | 4.4554
| Steamers_Com, E - Cook | E | Yes | Small Retail | Cooking | REPL | 5227.8289 | 1173.3721 | 4.4554
| Steamers_Com, G - Cook | G | Yes | Small Retail | Cooking | NC | 12653.2665 | 151.7406 | 83.3875
| Steamers_Com, G - Cook | G | Yes | Small Retail | Cooking | REPL | 135004.409 | 1619.0011 | 83.3875
| ES Refrigerator and Freezer_Com, E - Refr | E | Yes | Small Retail | Refrigeration | NC | 38345.5237 | 15996.4702 | 2.3971
| ES Refrigerator and Freezer_Com, E - Refr | E | Yes | Small Retail | Refrigeration | REPL | 432981.4805 | 180625.3949 | 2.3971
| Anti Sweat Heat Control_Com, E - Refr | E | Yes | Small Retail | Refrigeration | NC | 9056.6208 | 4753.7916 | 1.9051
| Anti Sweat Heat Control_Com, E - Refr | E | Z | Small Retail | Refrigeration | RET | 0 | 0 | 0
| Case Night Covers_Com, E - Refr | E | No | Small Retail | Refrigeration | RET | 4486.9501 | 8536.1138 | 0.52564
| Loading Dock Pit Seals_Com, E - Refr | E | No | Small Retail | Refrigeration | NC | 1771.8804 | 3278.304 | 0.54049
| Loading Dock Pit Seals_Com, E - Refr | E | No | Small Retail | Refrigeration | RET | 24008.791 | 44420.671 | 0.54049
| ECM Comp Cond Fan Motor_Com, E - Refr | E | Yes | Small Retail | Refrigeration | NC | 1215.0403 | 324.579 | 3.7434
| ECM Comp Cond Fan Motor_Com, E - Refr | E | Yes | Small Retail | Refrigeration | RET | 5298.5227 | 287.6752 | 18.4184
| ECM Comp Cond Fan Motor_Com, E - Refr | E | Yes | Small Retail | Refrigeration | REPL | 4989.5483 | 1332.8798 | 3.7434
| Evap Fan Motor Replacement_Com, E - Refr | E | Yes | Small Retail | Refrigeration | NC | 2100.3948 | 1013.1559 | 2.0731
| Evap Fan Motor Replacement_Com, E - Refr | E | Yes | Small Retail | Refrigeration | RET | 19966.6264 | 6457.437 | 3.092
| Evap Fan Motor Replacement_Com, E - Refr | E | Yes | Small Retail | Refrigeration | REPL | 744.2756 | 359.0121 | 2.0731
| Evap Fan Speed Controls_Com, E - Refr | E | Yes | Small Retail | Refrigeration | NC | 3437.1086 | 1027.3727 | 3.3455
| Evap Fan Speed Controls_Com, E - Refr | E | Z | Small Retail | Refrigeration | RET | 0 | 0 | 0
| LowHeat NoHeat Doors_Com, E - Refr | E | Yes | Small Retail | Refrigeration | NC | 4261.8732 | 967.5087 | 4.405
| LowHeat NoHeat Doors_Com, E - Refr | E | Yes | Small Retail | Refrigeration | RET | 51973.136 | 11798.6757 | 4.405
| Refrigerated Vending Machine_Com, E - Refr | E | Yes | Small Retail | Refrigeration | NC | 22380.4251 | 10870.6104 | 2.0588
| Refrigerated Vending Machine_Com, E - Refr | E | Yes | Small Retail | Refrigeration | REPL | 216608.8466 | 105211.1553 | 2.0588
| Walk In Refrigeration_Com, E - Refr | E | Yes | Small Retail | Refrigeration | NC | 5863.4792 | 817.61 | 7.1715
| Refrigeration Tune Up_Com, E - Refr | E | Yes | Small Retail | Refrigeration | RET | 39861.2711 | 4637.4395 | 8.5955
| ES Ice Machine_Com, E - Refr | E | Yes | Small Retail | Refrigeration | NC | 1534.3663 | 207.2835 | 7.4023
| ES Ice Machine_Com, E - Refr | E | Yes | Small Retail | Refrigeration | REPL | 17325.4168 | 2340.558 | 7.4023
| Walk In Cooler Retroft_Com, E - Refr | E | Yes | Small Retail | Refrigeration | RET | 15517.8406 | 3094.6972 | 5.0143
| HE Built Up Refrig_Com, E - Refr | E | Yes | Small Retail | Refrigeration | NC | 6279.0464 | 4395.107 | 1.4286
| HE Built Up Refrig_Com, E - Refr | E | No | Small Retail | Refrigeration | RET | 54569.0273 | 90645.1951 | 0.60201
| Door Gasket Replacement_Com, E - Refr | E | Z | Small Retail | Refrigeration | RET | 0 | 0 | 0
| EnergyStar Dehumidifier_Com, E - Appl | E | Yes | Small Retail | Appliances | NC | 649.8947 | 133.9675 | 4.8511
| EnergyStar Dehumidifier_Com, E - Appl | E | Yes | Small Retail | Appliances | REPL | 7338.3365 | 1512.7043 | 4.8511
| Clothes Washer Elec WH_Com, E - Appl [unit w/ elec dry - Washer] | E | Yes | Small Retail | Appliances | NC | 305.9076 | 126.4309 | 2.4196
| Clothes Washer Elec WH_Com, E - Appl [unit w/ elec dry - Washer] | E | Yes | Small Retail | Appliances | REPL | 5745.5783 | 2374.6333 | 2.4196
| Clothes Washer Elec WH_Com, E - Appl [unit w/ elec dry - Dryer] | E | Yes | Small Retail | Appliances | NC | 305.9076 | 126.4309 | 2.4196
| Clothes Washer Elec WH_Com, E - Appl [unit w/ elec dry - Dryer] | E | Yes | Small Retail | Appliances | REPL | 5745.5783 | 2374.6333 | 2.4196
| Clothes Washer Elec WH_Com, E - HWat [unit w/ elec dry - Water Heater] | E | Yes | Small Retail | Water Heating | NC | 305.9076 | 126.4309 | 2.4196
| Clothes Washer Elec WH_Com, E - HWat [unit w/ elec dry - Water Heater] | E | Yes | Small Retail | Water Heating | REPL | 5745.5783 | 2374.6333 | 2.4196
| Clothes Washer Elec WH_Com, E - Appl [unit w/ gas dry - Washer] | E | Yes | Small Retail | Appliances | NC | 67.5843 | 31.6077 | 2.1382
| Clothes Washer Elec WH_Com, E - Appl [unit w/ gas dry - Washer] | E | Yes | Small Retail | Appliances | REPL | 1269.373 | 593.6583 | 2.1382
| Clothes Washer Elec WH_Com, E - HWat [unit w/ gas dry - Water Heater] | E | Yes | Small Retail | Water Heating | NC | 67.5843 | 31.6077 | 2.1382
| Clothes Washer Elec WH_Com, E - HWat [unit w/ gas dry - Water Heater] | E | Yes | Small Retail | Water Heating | REPL | 1269.373 | 593.6583 | 2.1382
| Clothes Washer Elec WH_Com, E - Appl [unit w/ propane dry - Washer] | E | Yes | Small Retail | Appliances | NC | 27.0337 | 12.6431 | 2.1382
| Clothes Washer Elec WH_Com, E - Appl [unit w/ propane dry - Washer] | E | Yes | Small Retail | Appliances | REPL | 507.7492 | 237.4633 | 2.1382
| Clothes Washer Elec WH_Com, E - HWat [unit w/ propane dry - Water Heater] | E | Yes | Small Retail | Water Heating | NC | 27.0337 | 12.6431 | 2.1382
| Clothes Washer Elec WH_Com, E - HWat [unit w/ propane dry - Water Heater] | E | Yes | Small Retail | Water Heating | REPL | 507.7492 | 237.4633 | 2.1382
| Clothes Washer Gas WH_Com, E - Appl [unit w/ elec dry - Washer] | E | Yes | Small Retail | Appliances | NC | 206.6278 | 63.2154 | 3.2686
| Clothes Washer Gas WH_Com, E - Appl [unit w/ elec dry - Washer] | E | Yes | Small Retail | Appliances | REPL | 3825.1046 | 1187.3167 | 3.2216
| Clothes Washer Gas WH_Com, E - Appl [unit w/ elec dry - Dryer] | E | Yes | Small Retail | Appliances | NC | 206.6278 | 63.2154 | 3.2686
| Clothes Washer Gas WH_Com, E - Appl [unit w/ elec dry - Dryer] | E | Yes | Small Retail | Appliances | REPL | 3825.1046 | 1187.3167 | 3.2216
| Clothes Washer Gas WH_Com, G - HWat [unit w/ elec dry - Water Heater] | G | Yes | Small Retail | Water Heating | NC | 206.6278 | 63.2154 | 3.2686
| Clothes Washer Gas WH_Com, G - HWat [unit w/ elec dry - Water Heater] | G | Yes | Small Retail | Water Heating | REPL | 3825.1046 | 1187.3167 | 3.2216
| Clothes Washer Gas WH_Com, E - Appl [unit w/ gas dry - Washer] | E | Yes | Small Retail | Appliances | NC | 736.4861 | 246.5402 | 2.9873
| Clothes Washer Gas WH_Com, E - Appl [unit w/ gas dry - Washer] | E | Yes | Small Retail | Appliances | REPL | 13615.1397 | 4630.535 | 2.9403
| Clothes Washer Gas WH_Com, G - HWat [unit w/ gas dry - Water Heater] | G | Yes | Small Retail | Water Heating | NC | 736.4861 | 246.5402 | 2.9873
| Clothes Washer Gas WH_Com, G - HWat [unit w/ gas dry - Water Heater] | G | Yes | Small Retail | Water Heating | REPL | 13615.1397 | 4630.535 | 2.9403
| Clothes Washer Gas WH_Com, E - Appl [unit w/ propane dry - Washer] | E | Yes | Small Retail | Appliances | NC | 37.7685 | 12.6431 | 2.9873
| Clothes Washer Gas WH_Com, E - Appl [unit w/ propane dry - Washer] | E | Yes | Small Retail | Appliances | REPL | 698.2123 | 237.4633 | 2.9403
| Clothes Washer Gas WH_Com, G - HWat [unit w/ propane dry - Water Heater] | G | Yes | Small Retail | Water Heating | NC | 37.7685 | 12.6431 | 2.9873
| Clothes Washer Gas WH_Com, G - HWat [unit w/ propane dry - Water Heater] | G | Yes | Small Retail | Water Heating | REPL | 698.2123 | 237.4633 | 2.9403
| Clothes Washer Oil WH_Com, E - Appl [unit w/ elec dry - Washer] | E | Yes | Small Retail | Appliances | NC | 184.5148 | 75.8585 | 2.4324
| Clothes Washer Oil WH_Com, E - Appl [unit w/ elec dry - Washer] | E | Yes | Small Retail | Appliances | REPL | 3464.2576 | 1424.78 | 2.4314
| Clothes Washer Oil WH_Com, E - Appl [unit w/ elec dry - Dryer] | E | Yes | Small Retail | Appliances | NC | 184.5148 | 75.8585 | 2.4324
| Clothes Washer Oil WH_Com, E - Appl [unit w/ elec dry - Dryer] | E | Yes | Small Retail | Appliances | REPL | 3464.2576 | 1424.78 | 2.4314
| Clothes Washer Oil WH_Com, O - HWat [unit w/ elec dry - Water Heater] | O | Yes | Small Retail | Water Heating | NC | 184.5148 | 75.8585 | 2.4324
| Clothes Washer Oil WH_Com, O - HWat [unit w/ elec dry - Water Heater] | O | Yes | Small Retail | Water Heating | REPL | 3464.2576 | 1424.78 | 2.4314
| Clothes Washer Oil WH_Com, E - Appl [unit w/ gas dry - Washer] | E | Yes | Small Retail | Appliances | NC | 27.1954 | 12.6431 | 2.151
| Clothes Washer Oil WH_Com, E - Appl [unit w/ gas dry - Washer] | E | Yes | Small Retail | Appliances | REPL | 510.5676 | 237.4633 | 2.1501
| Clothes Washer Oil WH_Com, O - HWat [unit w/ gas dry - Water Heater] | O | Yes | Small Retail | Water Heating | NC | 27.1954 | 12.6431 | 2.151
| Clothes Washer Oil WH_Com, O - HWat [unit w/ gas dry - Water Heater] | O | Yes | Small Retail | Water Heating | REPL | 510.5676 | 237.4633 | 2.1501
| Clothes Washer Oil WH_Com, E - Appl [unit w/ propane dry - Washer] | E | Yes | Small Retail | Appliances | NC | 40.7931 | 18.9646 | 2.151
| Clothes Washer Oil WH_Com, E - Appl [unit w/ propane dry - Washer] | E | Yes | Small Retail | Appliances | REPL | 765.8515 | 356.195 | 2.1501
| Clothes Washer Oil WH_Com, O - HWat [unit w/ propane dry - Water Heater] | O | Yes | Small Retail | Water Heating | NC | 40.7931 | 18.9646 | 2.151
| Clothes Washer Oil WH_Com, O - HWat [unit w/ propane dry - Water Heater] | O | Yes | Small Retail | Water Heating | REPL | 765.8515 | 356.195 | 2.1501
| Clothes Washer Propane WH_Com, E - Appl [unit w/ elec dry - Washer] | E | Yes | Small Retail | Appliances | NC | 32.341 | 14.3037 | 2.261
| Clothes Washer Propane WH_Com, E - Appl [unit w/ elec dry - Washer] | E | Yes | Small Retail | Appliances | REPL | 605.5687 | 267.9244 | 2.2602
| Clothes Washer Propane WH_Com, E - Appl [unit w/ elec dry - Dryer] | E | Yes | Small Retail | Appliances | NC | 32.341 | 14.3037 | 2.261
| Clothes Washer Propane WH_Com, E - Appl [unit w/ elec dry - Dryer] | E | Yes | Small Retail | Appliances | REPL | 605.5687 | 267.9244 | 2.2602
| Clothes Washer Propane WH_Com, P - HWat [unit w/ elec dry - Water Heater] | Prp | Yes | Small Retail | Water Heating | NC | 32.341 | 14.3037 | 2.261
| Clothes Washer Propane WH_Com, P - HWat [unit w/ elec dry - Water Heater] | Prp | Yes | Small Retail | Water Heating | REPL | 605.5687 | 267.9244 | 2.2602
| Clothes Washer Propane WH_Com, E - Appl [unit w/ gas dry - Washer] | E | Yes | Small Retail | Appliances | NC | 14.392 | 6.6738 | 2.1565
| Clothes Washer Propane WH_Com, E - Appl [unit w/ gas dry - Washer] | E | Yes | Small Retail | Appliances | REPL | 269.38 | 124.9829 | 2.1553
| Clothes Washer Propane WH_Com, P - HWat [unit w/ gas dry - Water Heater] | Prp | Yes | Small Retail | Water Heating | NC | 14.392 | 6.6738 | 2.1565
| Clothes Washer Propane WH_Com, P - HWat [unit w/ gas dry - Water Heater] | Prp | Yes | Small Retail | Water Heating | REPL | 269.38 | 124.9829 | 2.1553
| Clothes Washer Propane WH_Com, E - Appl [unit w/ propane dry - Washer] | E | Yes | Small Retail | Appliances | NC | 29.0298 | 13.4438 | 2.1593
| Clothes Washer Propane WH_Com, E - Appl [unit w/ propane dry - Washer] | E | Yes | Small Retail | Appliances | REPL | 543.1224 | 251.6733 | 2.158
| Clothes Washer Propane WH_Com, P - HWat [unit w/ propane dry - Water Heater] | Prp | Yes | Small Retail | Water Heating | NC | 29.0298 | 13.4438 | 2.1593
| Clothes Washer Propane WH_Com, P - HWat [unit w/ propane dry - Water Heater] | Prp | Yes | Small Retail | Water Heating | REPL | 543.1224 | 251.6733 | 2.158
| Dishwasher_Com, E - Appl [Building w elec WH] | E | Yes | Small Retail | Appliances | NC | 15.5595 | 5.7977 | 2.6837
| Dishwasher_Com, E - Appl [Building w elec WH] | E | Yes | Small Retail | Appliances | REPL | 166.6633 | 62.1015 | 2.6837
| Dishwasher_Com, E - HWat [Building w elec WH] | E | Yes | Small Retail | Water Heating | NC | 0.010838 | 0 | 0
| Dishwasher_Com, E - HWat [Building w elec WH] | E | Yes | Small Retail | Water Heating | REPL | 0.11609 | 0 | 0
| Dishwasher_Com, E - Appl [Building w gas WH] | E | Yes | Small Retail | Appliances | NC | 38.8987 | 14.4943 | 2.6837
| Dishwasher_Com, E - Appl [Building w gas WH] | E | Yes | Small Retail | Appliances | REPL | 416.6583 | 155.2537 | 2.6837
| Dishwasher_Com, G - HWat [Building w gas WH] | G | Yes | Small Retail | Water Heating | NC | 8.1677 | 0 | 0
| Dishwasher_Com, G - HWat [Building w gas WH] | G | Yes | Small Retail | Water Heating | REPL | 82.6676 | 0 | 0
| Dishwasher_Com, E - Appl [Building w oil WH] | E | Yes | Small Retail | Appliances | NC | 3.8899 | 1.4494 | 2.6837
| Dishwasher_Com, E - Appl [Building w oil WH] | E | Yes | Small Retail | Appliances | REPL | 41.6658 | 15.5254 | 2.6837
| Dishwasher_Com, O - HWat [Building w oil WH] | O | Yes | Small Retail | Water Heating | NC | 0.016353 | 0 | 0
| Dishwasher_Com, O - HWat [Building w oil WH] | O | Yes | Small Retail | Water Heating | REPL | 0.16551 | 0 | 0
| Dishwasher_Com, E - Appl [Building w propane WH] | E | Yes | Small Retail | Appliances | NC | 3.8899 | 1.4494 | 2.6837
| Dishwasher_Com, E - Appl [Building w propane WH] | E | Yes | Small Retail | Appliances | REPL | 41.6658 | 15.5254 | 2.6837
| Dishwasher_Com, P - HWat [Building w propane WH] | Prp | Yes | Small Retail | Water Heating | NC | 0.41894 | 0 | 0
| Dishwasher_Com, P - HWat [Building w propane WH] | Prp | Yes | Small Retail | Water Heating | REPL | 4.2402 | 0 | 0
| Faucet Aerator_Com, E - HWat | E | Yes | Small Retail | Water Heating | RET | 361.8379 | 26.0308 | 13.9004
| Faucet Aerator_Com, G - HWat | G | Yes | Small Retail | Water Heating | RET | 104606.6707 | 14405.1554 | 7.2618
| Faucet Aerator_Com, O - HWat | O | Yes | Small Retail | Water Heating | RET | 2065.4946 | 83.1061 | 24.8537
| Faucet Aerator_Com, P - HWat | Prp | Yes | Small Retail | Water Heating | RET | 17605.9236 | 608.5464 | 28.9311
| Pre Rinse Sprayers_Com, E - HWat | E | Yes | Small Retail | Water Heating | RET | 90.9431 | 1.9416 | 46.8403
| Pre Rinse Sprayers_Com, G - HWat | G | Yes | Small Retail | Water Heating | RET | 31180.0501 | 1158.0026 | 26.9257
| Pre Rinse Sprayers_Com, O - HWat | O | Yes | Small Retail | Water Heating | RET | 552.1355 | 6.6807 | 82.6459
| Pre Rinse Sprayers_Com, P - HWat | Prp | Yes | Small Retail | Water Heating | RET | 4613.5601 | 48.9199 | 94.3085
| Heat Pump Water Heater_Com, E - HWat | E | Yes | Small Retail | Water Heating | NC | 212.4378 | 181.738 | 1.1689
| Heat Pump Water Heater_Com, E - HWat | E | No | Small Retail | Water Heating | RET | 1229.6519 | 1307.6972 | 0.94032
| Heat Pump Water Heater_Com, E - HWat | E | Yes | Small Retail | Water Heating | REPL | 143.9255 | 123.1265 | 1.1689
| FF Storage Water Heater_Com, G - HWat | G | No | Small Retail | Water Heating | NC | 15384.7792 | 38248.3555 | 0.40223
| FF Storage Water Heater_Com, G - HWat | G | No | Small Retail | Water Heating | RET | 97708.3935 | 854462.914 | 0.11435
| FF Storage Water Heater_Com, G - HWat | G | No | Small Retail | Water Heating | REPL | 27750.6782 | 68991.4228 | 0.40223
| FF Storage Water Heater_Com, O - HWat | O | Yes | Small Retail | Water Heating | NC | 307.3663 | 220.662 | 1.3929
| FF Storage Water Heater_Com, O - HWat | O | No | Small Retail | Water Heating | RET | 1952.0769 | 4929.5591 | 0.39599
| FF Storage Water Heater_Com, O - HWat | O | Yes | Small Retail | Water Heating | REPL | 554.4197 | 398.0246 | 1.3929
| FF Storage Water Heater_Com, P - HWat | Prp | Yes | Small Retail | Water Heating | NC | 2624.0368 | 1615.8034 | 1.624
| FF Storage Water Heater_Com, P - HWat | Prp | No | Small Retail | Water Heating | RET | 16665.1997 | 36096.8215 | 0.46168
| FF Storage Water Heater_Com, P - HWat | Prp | Yes | Small Retail | Water Heating | REPL | 4733.1717 | 2914.5456 | 1.624
| FF Instantaneous Water Heater_Com, G - HWat | G | No | Small Retail | Water Heating | NC | 30209.7022 | 113511.4917 | 0.26614
| FF Instantaneous Water Heater_Com, G - HWat | G | No | Small Retail | Water Heating | RET | 139759.6579 | 1495138.4839 | 0.093476
| FF Instantaneous Water Heater_Com, G - HWat | G | No | Small Retail | Water Heating | REPL | 2.6839e-11 | 1.0085e-10 | 0.26614
| FF Instantaneous Water Heater_Com, O - HWat | O | No | Small Retail | Water Heating | NC | 607.5916 | 654.8694 | 0.92781
| FF Instantaneous Water Heater_Com, O - HWat | O | No | Small Retail | Water Heating | RET | 2810.9114 | 8625.7384 | 0.32587
| FF Instantaneous Water Heater_Com, O - HWat | O | No | Small Retail | Water Heating | REPL | 5.3979e-13 | 5.818e-13 | 0.92781
| FF Instantaneous Water Heater_Com, P - HWat | Prp | Yes | Small Retail | Water Heating | NC | 5211.3906 | 4795.2978 | 1.0868
| FF Instantaneous Water Heater_Com, P - HWat | Prp | No | Small Retail | Water Heating | RET | 24109.5445 | 63162.1883 | 0.38171
| FF Instantaneous Water Heater_Com, P - HWat | Prp | Yes | Small Retail | Water Heating | REPL | 4.6299e-12 | 4.2602e-12 | 1.0868
| Clothes Dryer_Com, E - Appl | E | Yes | Small Retail | Appliances | NC | 2195.8476 | 130.0009 | 16.891
| Clothes Dryer_Com, E - Appl | E | Yes | Small Retail | Appliances | RET | 12401.2481 | 2525.2181 | 4.911
| Clothes Dryer_Com, E - Appl | E | Yes | Small Retail | Appliances | REPL | 735.5624 | 43.5476 | 16.891
| Pnemautic to DDC_Com, E - TotE [Building w Elec Heat] | E | No | Small Retail | Total Electric | RET | 58156.261 | 88739.9371 | 0.65536
| Pnemautic to DDC_Com, E - TotE [Building w Gas Heat] | E | Yes | Small Retail | Total Electric | RET | 745931.0629 | 342161.8616 | 2.1801
| Pnemautic to DDC_Com, G - TotF [Building w Gas Heat] | G | Yes | Small Retail | Total FF | RET | 745931.0629 | 342161.8616 | 2.1801
| Pnemautic to DDC_Com, E - TotE [Building w Oil Heat] | E | Yes | Small Retail | Total Electric | RET | 126870.745 | 92060.7839 | 1.3781
| Pnemautic to DDC_Com, O - TotF [Building w Oil Heat] | O | Yes | Small Retail | Total FF | RET | 126870.745 | 92060.7839 | 1.3781
| Pnemautic to DDC_Com, E - TotE [Building w Propane Heat] | E | Yes | Small Retail | Total Electric | RET | 121716.7222 | 27744.0937 | 4.3871
| Pnemautic to DDC_Com, P - TotF [Building w Propane Heat] | Prp | Yes | Small Retail | Total FF | RET | 121716.7222 | 27744.0937 | 4.3871
| RCx_Com, E - TotE [Building w Elec Heat] | E | Yes | Small Retail | Total Electric | RET | 126958.5267 | 49390.1962 | 2.5705
| RCx_Com, E - TotE [Building w Gas Heat] | E | Yes | Small Retail | Total Electric | RET | 1224166.5338 | 157089.2228 | 7.7928
| RCx_Com, G - TotF [Building w Gas Heat] | G | Yes | Small Retail | Total FF | RET | 1224166.5338 | 157089.2228 | 7.7928
| RCx_Com, E - TotE [Building w Oil Heat] | E | Yes | Small Retail | Total Electric | RET | 222609.6211 | 42265.8356 | 5.2669
| RCx_Com, O - TotF [Building w Oil Heat] | O | Yes | Small Retail | Total FF | RET | 222609.6211 | 42265.8356 | 5.2669
| RCx_Com, E - TotE [Building w Propane Heat] | E | Yes | Small Retail | Total Electric | RET | 182523.649 | 12737.5334 | 14.3296
| RCx_Com, P - TotF [Building w Propane Heat] | Prp | Yes | Small Retail | Total FF | RET | 182523.649 | 12737.5334 | 14.3296
| Commissioning_Com, E - TotE [Building w Elec Heat] | E | Yes | Small Retail | Total Electric | NC | 0 | 0 | 0
| Commissioning_Com, E - TotE [Building w Gas Heat] | E | Yes | Small Retail | Total Electric | NC | 0 | 0 | 0
| Commissioning_Com, G - TotF [Building w Gas Heat] | G | Yes | Small Retail | Total FF | NC | 0 | 0 | 0
| Commissioning_Com, E - TotE [Building w Oil Heat] | E | Yes | Small Retail | Total Electric | NC | 0 | 0 | 0
| Commissioning_Com, O - TotF [Building w Oil Heat] | O | Yes | Small Retail | Total FF | NC | 0 | 0 | 0
| Commissioning_Com, E - TotE [Building w Propane Heat] | E | Yes | Small Retail | Total Electric | NC | 0 | 0 | 0
| Commissioning_Com, P - TotF [Building w Propane Heat] | Prp | Yes | Small Retail | Total FF | NC | 0 | 0 | 0
| Integrated Building Design_Com, E - TotE [Building w Elec Heat] | E | Yes | Small Retail | Total Electric | NC | 12343.0317 | 1067.185 | 11.566
| Integrated Building Design_Com, E - TotE [Building w Gas Heat] | E | Yes | Small Retail | Total Electric | NC | 122858.8191 | 3394.2619 | 36.196
| Integrated Building Design_Com, G - TotF [Building w Gas Heat] | G | Yes | Small Retail | Total FF | NC | 122858.8191 | 3394.2619 | 36.196
| Integrated Building Design_Com, E - TotE [Building w Oil Heat] | E | Yes | Small Retail | Total Electric | NC | 22521.2179 | 913.2473 | 24.6606
| Integrated Building Design_Com, O - TotF [Building w Oil Heat] | O | Yes | Small Retail | Total FF | NC | 22521.2179 | 913.2473 | 24.6606
| Integrated Building Design_Com, E - TotE [Building w Propane Heat] | E | Yes | Small Retail | Total Electric | NC | 18699.6482 | 275.2227 | 67.9437
| Integrated Building Design_Com, P - TotF [Building w Propane Heat] | Prp | Yes | Small Retail | Total FF | NC | 18699.6482 | 275.2227 | 67.9437
| Deep Energy Retrofit_Com, E - TotE [Building w Elec Heat] | E | Yes | Small Retail | Total Electric | RET | 58593.8565 | 32696.7549 | 1.792
| Deep Energy Retrofit_Com, E - TotE [Building w Gas Heat] | E | Yes | Small Retail | Total Electric | RET | 557687.4656 | 103994.4808 | 5.3627
| Deep Energy Retrofit_Com, G - TotF [Building w Gas Heat] | G | Yes | Small Retail | Total FF | RET | 557687.4656 | 103994.4808 | 5.3627
| Deep Energy Retrofit_Com, E - TotE [Building w Oil Heat] | E | Yes | Small Retail | Total Electric | RET | 102794.7397 | 27980.364 | 3.6738
| Deep Energy Retrofit_Com, O - TotF [Building w Oil Heat] | O | Yes | Small Retail | Total FF | RET | 102794.7397 | 27980.364 | 3.6738
| Deep Energy Retrofit_Com, E - TotE [Building w Propane Heat] | E | Yes | Small Retail | Total Electric | RET | 84413.6826 | 8432.3618 | 10.0107
| Deep Energy Retrofit_Com, P - TotF [Building w Propane Heat] | Prp | Yes | Small Retail | Total FF | RET | 84413.6826 | 8432.3618 | 10.0107
| EMS_Com, E - TotE [Building w Elec Heat] | E | Yes | Small Retail | Total Electric | NC | 22451.2273 | 14354.6848 | 1.564
| EMS_Com, E - TotE [Building w Elec Heat] | E | Yes | Small Retail | Total Electric | RET | 370964.4561 | 188669.3013 | 1.9662
| EMS_Com, E - TotE [Building w Gas Heat] | E | Yes | Small Retail | Total Electric | NC | 236160.3594 | 45656.1513 | 5.1726
| EMS_Com, E - TotE [Building w Gas Heat] | E | Yes | Small Retail | Total Electric | RET | 3728873.8259 | 1200153.7214 | 3.107
| EMS_Com, G - TotF [Building w Gas Heat] | G | Yes | Small Retail | Total FF | NC | 236160.3594 | 45656.1513 | 5.1726
| EMS_Com, G - TotF [Building w Gas Heat] | G | Yes | Small Retail | Total FF | RET | 3728873.8259 | 1200153.7214 | 3.107
| EMS_Com, E - TotE [Building w Oil Heat] | E | Yes | Small Retail | Total Electric | NC | 43009.6999 | 12284.0724 | 3.5013
| EMS_Com, E - TotE [Building w Oil Heat] | E | Yes | Small Retail | Total Electric | RET | 682733.1494 | 322908.8476 | 2.1143
| EMS_Com, O - TotF [Building w Oil Heat] | O | Yes | Small Retail | Total FF | NC | 43009.6999 | 12284.0724 | 3.5013
| EMS_Com, O - TotF [Building w Oil Heat] | O | Yes | Small Retail | Total FF | RET | 682733.1494 | 322908.8476 | 2.1143
| EMS_Com, E - TotE [Building w Propane Heat] | E | Yes | Small Retail | Total Electric | NC | 36177.5351 | 3702.0156 | 9.7724
| EMS_Com, E - TotE [Building w Propane Heat] | E | Yes | Small Retail | Total Electric | RET | 568219.098 | 97314.111 | 5.839
| EMS_Com, P - TotF [Building w Propane Heat] | Prp | Yes | Small Retail | Total FF | NC | 36177.5351 | 3702.0156 | 9.7724
| EMS_Com, P - TotF [Building w Propane Heat] | Prp | Yes | Small Retail | Total FF | RET | 568219.098 | 97314.111 | 5.839
| VFDs on HVAC Pumps_Com, E - Oth | E | Yes | Small Retail | Other | RET | 29963.3405 | 12769.7727 | 2.3464
| ECM Circulators_Com, E - Oth | E | Yes | Small Retail | Other | RET | 113892.9634 | 67628.7836 | 1.6841
| Motors_Com, E - Oth | E | Yes | Small Retail | Other | NC | 1829.0469 | 1199.6092 | 1.5247
| Motors_Com, E - Oth | E | No | Small Retail | Other | RET | 17929.3278 | 20111.4282 | 0.8915
| Motors_Com, E - Oth | E | Yes | Small Retail | Other | REPL | 110.1484 | 72.2426 | 1.5247
| Ext Area Ltg_Com, E - ExtL | E | Yes | Small Retail | Exterior Lighting | NC | 13382.3074 | 3593.6267 | 3.7239
| Ext Area Ltg_Com, E - ExtL | E | Yes | Small Retail | Exterior Lighting | RET | 90664.4225 | 24346.6305 | 3.7239
| Ext Area Ltg_Com, E - ExtL | E | Yes | Small Retail | Exterior Lighting | REPL | 120336.4161 | 32314.6189 | 3.7239
| Street Ltg_Com, E - ExtL | E | Yes | Small Retail | Exterior Lighting | NC | 2491.0111 | 569.0848 | 4.3772
| Street Ltg_Com, E - ExtL | E | Yes | Small Retail | Exterior Lighting | RET | 16876.4678 | 3855.5191 | 4.3772
| Street Ltg_Com, E - ExtL | E | Yes | Small Retail | Exterior Lighting | REPL | 22399.6755 | 5117.3254 | 4.3772
| Ext Ltg Ctrls_Com, E - ExtL | E | Yes | Small Retail | Exterior Lighting | RET | 83277.1422 | 21175.6971 | 3.9327
| Ext Ltg Dsgn_Com, E - ExtL | E | Yes | Small Retail | Exterior Lighting | NC | 1930.8165 | 422.8738 | 4.5659
| Ext Ltg Dsgn_Com, E - ExtL | E | Yes | Small Retail | Exterior Lighting | REPL | 17441.5715 | 3819.9297 | 4.5659
| Int Ltg Ctrls_Com, E - IntL [No Heat] | E | Yes | Small Retail | Interior Lighting | RET | 175992.8239 | 50347.2545 | 3.4956
| Int Ltg Ctrls_Com, E - IntL [Electric Heat] | E | Yes | Small Retail | Interior Lighting | RET | 124259.2333 | 49383.009 | 2.5162
| Int Ltg Ctrls_Com, E/G - IntL | E | Yes | Small Retail | Interior Lighting | RET | 670897.6066 | 276227.2559 | 2.4288
| Int Ltg Ctrls_Com, E/O - IntL | E | Yes | Small Retail | Interior Lighting | RET | 89315.4583 | 65767.88 | 1.358
| Int Ltg Ctrls_Com, E/P - IntL | E | Yes | Small Retail | Interior Lighting | RET | 25220.0562 | 20472.9472 | 1.2319
| Exit Sign RetFit_Com, E - IntL [No Heat] | E | Yes | Small Retail | Interior Lighting | RET | 8644.2882 | 2309.6494 | 3.7427
| Exit Sign RetFit_Com, E - IntL [Electric Heat] | E | Yes | Small Retail | Interior Lighting | RET | 6524.2819 | 2266.8521 | 2.8781
| Exit Sign RetFit_Com, E/G - IntL | E | Yes | Small Retail | Interior Lighting | RET | 33726.3144 | 14632.6875 | 2.3049
| Exit Sign RetFit_Com, E/O - IntL | E | Yes | Small Retail | Interior Lighting | RET | 4467.9006 | 3923.8944 | 1.1386
| Exit Sign RetFit_Com, E/P - IntL | E | No | Small Retail | Interior Lighting | RET | 1260.1626 | 1237.9222 | 1.018
| LED HiLo Bay_Com, E - IntL [No Heat] | E | Yes | Small Retail | Interior Lighting | NC | 2494.3734 | 1215.2731 | 2.0525
| LED HiLo Bay_Com, E - IntL [No Heat] | E | Yes | Small Retail | Interior Lighting | RET | 15121.6172 | 7367.339 | 2.0525
| LED HiLo Bay_Com, E - IntL [No Heat] | E | Yes | Small Retail | Interior Lighting | REPL | 1007.898 | 491.0537 | 2.0525
| LED HiLo Bay_Com, E - IntL [Electric Heat] | E | Yes | Small Retail | Interior Lighting | NC | 1762.2623 | 1192.7544 | 1.4775
| LED HiLo Bay_Com, E - IntL [Electric Heat] | E | Yes | Small Retail | Interior Lighting | RET | 10683.347 | 7230.8241 | 1.4775
| LED HiLo Bay_Com, E - IntL [Electric Heat] | E | Yes | Small Retail | Interior Lighting | REPL | 712.0749 | 481.9546 | 1.4775
| LED HiLo Bay_Com, E/G - IntL | E | Yes | Small Retail | Interior Lighting | NC | 9560.917 | 5966.7582 | 1.6024
| LED HiLo Bay_Com, E/G - IntL | E | Yes | Small Retail | Interior Lighting | RET | 57961.0603 | 36172.2236 | 1.6024
| LED HiLo Bay_Com, E/G - IntL | E | Yes | Small Retail | Interior Lighting | REPL | 3863.2664 | 2410.9796 | 1.6024
| LED HiLo Bay_Com, E/O - IntL | E | No | Small Retail | Interior Lighting | NC | 1266.5845 | 1272.085 | 0.99568
| LED HiLo Bay_Com, E/O - IntL | E | No | Small Retail | Interior Lighting | RET | 7678.4037 | 7711.7494 | 0.99568
| LED HiLo Bay_Com, E/O - IntL | E | No | Small Retail | Interior Lighting | REPL | 511.787 | 514.0096 | 0.99568
| LED HiLo Bay_Com, E/P - IntL | E | No | Small Retail | Interior Lighting | NC | 357.2377 | 391.2951 | 0.91296
| LED HiLo Bay_Com, E/P - IntL | E | No | Small Retail | Interior Lighting | RET | 2165.6788 | 2372.1448 | 0.91296
| LED HiLo Bay_Com, E/P - IntL | E | No | Small Retail | Interior Lighting | REPL | 144.3485 | 158.1101 | 0.91296
| Repl Scre_Com, E - IntL [No Heat] | E | Yes | Small Retail | Interior Lighting | NC | 0 | 0 | 0
| Repl Scre_Com, E - IntL [No Heat] | E | Yes | Small Retail | Interior Lighting | RET | 0 | 0 | 0
| Repl Scre_Com, E - IntL [No Heat] | E | Yes | Small Retail | Interior Lighting | REPL | 0 | 0 | 0
| Repl Scre_Com, E - IntL [Electric Heat] | E | Yes | Small Retail | Interior Lighting | NC | 0 | 0 | 0
| Repl Scre_Com, E - IntL [Electric Heat] | E | Yes | Small Retail | Interior Lighting | RET | 0 | 0 | 0
| Repl Scre_Com, E - IntL [Electric Heat] | E | Yes | Small Retail | Interior Lighting | REPL | 0 | 0 | 0
| Repl Scre_Com, E/G - IntL | E | Yes | Small Retail | Interior Lighting | NC | 0 | 0 | 0
| Repl Scre_Com, E/G - IntL | E | Yes | Small Retail | Interior Lighting | RET | 0 | 0 | 0
| Repl Scre_Com, E/G - IntL | E | Yes | Small Retail | Interior Lighting | REPL | 0 | 0 | 0
| Repl Scre_Com, E/O - IntL | E | Yes | Small Retail | Interior Lighting | NC | 0 | 0 | 0
| Repl Scre_Com, E/O - IntL | E | Yes | Small Retail | Interior Lighting | RET | 0 | 0 | 0
| Repl Scre_Com, E/O - IntL | E | Yes | Small Retail | Interior Lighting | REPL | 0 | 0 | 0
| Repl Scre_Com, E/P - IntL | E | Yes | Small Retail | Interior Lighting | NC | 0 | 0 | 0
| Repl Scre_Com, E/P - IntL | E | Yes | Small Retail | Interior Lighting | RET | 0 | 0 | 0
| Repl Scre_Com, E/P - IntL | E | Yes | Small Retail | Interior Lighting | REPL | 0 | 0 | 0
| Lin LED Fixture_Com, E - IntL [No Heat] | E | Yes | Small Retail | Interior Lighting | NC | 3919.0695 | 2359.8601 | 1.6607
| Lin LED Fixture_Com, E - IntL [No Heat] | E | No | Small Retail | Interior Lighting | RET | 17702.1988 | 16150.5223 | 1.0961
| Lin LED Fixture_Com, E - IntL [No Heat] | E | Yes | Small Retail | Interior Lighting | REPL | 2740.1178 | 1649.9566 | 1.6607
| Lin LED Fixture_Com, E - IntL [Electric Heat] | E | Yes | Small Retail | Interior Lighting | NC | 2957.9202 | 2316.1325 | 1.2771
| Lin LED Fixture_Com, E - IntL [Electric Heat] | E | No | Small Retail | Interior Lighting | RET | 13360.7456 | 15851.2572 | 0.84288
| Lin LED Fixture_Com, E - IntL [Electric Heat] | E | Yes | Small Retail | Interior Lighting | REPL | 2068.1056 | 1619.3833 | 1.2771
| Lin LED Fixture_Com, E/G - IntL | E | Yes | Small Retail | Interior Lighting | NC | 15290.5327 | 10905.4599 | 1.4021
| Lin LED Fixture_Com, E/G - IntL | E | No | Small Retail | Interior Lighting | RET | 69066.4068 | 69614.8586 | 0.99212
| Lin LED Fixture_Com, E/G - IntL | E | Yes | Small Retail | Interior Lighting | REPL | 10690.7673 | 7624.8314 | 1.4021
| Lin LED Fixture_Com, E/O - IntL | E | No | Small Retail | Interior Lighting | NC | 2025.6166 | 2155.4038 | 0.93979
| Lin LED Fixture_Com, E/O - IntL | E | No | Small Retail | Interior Lighting | RET | 9149.5869 | 12432.4348 | 0.73594
| Lin LED Fixture_Com, E/O - IntL | E | No | Small Retail | Interior Lighting | REPL | 1416.2617 | 1507.0057 | 0.93979
| Lin LED Fixture_Com, E/P - IntL | E | No | Small Retail | Interior Lighting | NC | 571.3212 | 655.229 | 0.87194
| Lin LED Fixture_Com, E/P - IntL | E | No | Small Retail | Interior Lighting | RET | 2580.6231 | 3720.2025 | 0.69368
| Lin LED Fixture_Com, E/P - IntL | E | No | Small Retail | Interior Lighting | REPL | 399.4538 | 458.1202 | 0.87194
| LED Tube Repl_Com, E - IntL [No Heat] | E | Yes | Small Retail | Interior Lighting | RET | 117643.491 | 12284.4586 | 9.5766
| LED Tube Repl_Com, E - IntL [No Heat] | E | Yes | Small Retail | Interior Lighting | REPL | 76167.2421 | 7953.4645 | 9.5766
| LED Tube Repl_Com, E - IntL [Electric Heat] | E | Yes | Small Retail | Interior Lighting | RET | 88791.498 | 12056.8307 | 7.3644
| LED Tube Repl_Com, E - IntL [Electric Heat] | E | Yes | Small Retail | Interior Lighting | REPL | 57487.2733 | 7806.0888 | 7.3644
| LED Tube Repl_Com, E/G - IntL | E | Yes | Small Retail | Interior Lighting | RET | 458994.5736 | 110882.1945 | 4.1395
| LED Tube Repl_Com, E/G - IntL | E | Yes | Small Retail | Interior Lighting | REPL | 297171.9938 | 71789.7002 | 4.1395
| LED Tube Repl_Com, E/O - IntL | E | Yes | Small Retail | Interior Lighting | RET | 60805.4034 | 35872.6466 | 1.695
| LED Tube Repl_Com, E/O - IntL | E | Yes | Small Retail | Interior Lighting | REPL | 39367.9229 | 23225.4291 | 1.695
| LED Tube Repl_Com, E/P - IntL | E | Yes | Small Retail | Interior Lighting | RET | 17150.0452 | 11508.5535 | 1.4902
| LED Tube Repl_Com, E/P - IntL | E | Yes | Small Retail | Interior Lighting | REPL | 11103.6457 | 7451.1116 | 1.4902
| Repl pin CFL wLED_Com, E - IntL [No Heat] | E | Yes | Small Retail | Interior Lighting | RET | 4785.2777 | 2801.0371 | 1.7084
| Repl pin CFL wLED_Com, E - IntL [No Heat] | E | Yes | Small Retail | Interior Lighting | REPL | 5100.3237 | 2985.4476 | 1.7084
| Repl pin CFL wLED_Com, E - IntL [Electric Heat] | E | Yes | Small Retail | Interior Lighting | RET | 3611.6913 | 2749.1346 | 1.3138
| Repl pin CFL wLED_Com, E - IntL [Electric Heat] | E | Yes | Small Retail | Interior Lighting | REPL | 3849.4725 | 2930.128 | 1.3138
| Repl pin CFL wLED_Com, E/G - IntL | E | Yes | Small Retail | Interior Lighting | RET | 18670.1064 | 13041.2723 | 1.4316
| Repl pin CFL wLED_Com, E/G - IntL | E | Yes | Small Retail | Interior Lighting | REPL | 19899.281 | 13899.8642 | 1.4316
| Repl pin CFL wLED_Com, E/O - IntL | E | No | Small Retail | Interior Lighting | RET | 2473.3263 | 2589.3075 | 0.95521
| Repl pin CFL wLED_Com, E/O - IntL | E | No | Small Retail | Interior Lighting | REPL | 2636.1615 | 2759.7785 | 0.95521
| Repl pin CFL wLED_Com, E/P - IntL | E | No | Small Retail | Interior Lighting | RET | 697.5968 | 786.8791 | 0.88654
| Repl pin CFL wLED_Com, E/P - IntL | E | No | Small Retail | Interior Lighting | REPL | 743.5242 | 838.6845 | 0.88654
| Refrig Case LED_Com, E - IntL | E | Yes | Small Retail | Interior Lighting | NC | 54728.684 | 19385.0396 | 2.8232
| Refrig Case LED_Com, E - IntL | E | Yes | Small Retail | Interior Lighting | RET | 309001.8228 | 109449.2345 | 2.8232
| Refrig Case LED_Com, E - IntL | E | Yes | Small Retail | Interior Lighting | REPL | 96558.3151 | 34201.2017 | 2.8232
| Refrig Case Ctrls_Com, E - IntL | E | No | Small Retail | Interior Lighting | RET | 177512.7014 | 164147.2467 | 1.0814
| Stair Occ Sensor_Com, E - IntL [No Heat] | E | Yes | Small Retail | Interior Lighting | NC | 2258.719 | 1009.6813 | 2.2371
| Stair Occ Sensor_Com, E - IntL [No Heat] | E | Yes | Small Retail | Interior Lighting | RET | 22954.0523 | 10260.8058 | 2.2371
| Stair Occ Sensor_Com, E - IntL [Electric Heat] | E | Yes | Small Retail | Interior Lighting | NC | 1704.7696 | 990.9721 | 1.7203
| Stair Occ Sensor_Com, E - IntL [Electric Heat] | E | Yes | Small Retail | Interior Lighting | RET | 17324.5852 | 10070.6756 | 1.7203
| Stair Occ Sensor_Com, E/G - IntL | E | Yes | Small Retail | Interior Lighting | NC | 8812.5553 | 5330.5326 | 1.6532
| Stair Occ Sensor_Com, E/G - IntL | E | Yes | Small Retail | Interior Lighting | RET | 89556.8921 | 54171.1135 | 1.6532
| Stair Occ Sensor_Com, E/O - IntL | E | No | Small Retail | Interior Lighting | NC | 1167.4451 | 1224.2005 | 0.95364
| Stair Occ Sensor_Com, E/O - IntL | E | No | Small Retail | Interior Lighting | RET | 11864.0683 | 12440.8401 | 0.95364
| Stair Occ Sensor_Com, E/P - IntL | E | No | Small Retail | Interior Lighting | NC | 329.2756 | 379.3602 | 0.86798
| Stair Occ Sensor_Com, E/P - IntL | E | No | Small Retail | Interior Lighting | RET | 3346.2373 | 3855.2176 | 0.86798
| Int Delamping_Com, E - IntL [No Heat] | E | Yes | Small Retail | Interior Lighting | RET | 2364.3052 | 211.5619 | 11.1755
| Int Delamping_Com, E - IntL [Electric Heat] | E | Yes | Small Retail | Interior Lighting | RET | 1784.4608 | 159.6764 | 11.1755
| Int Delamping_Com, E/G - IntL | E | Yes | Small Retail | Interior Lighting | RET | 9224.5075 | 2138.5605 | 4.3134
| Int Delamping_Com, E/O - IntL | E | Yes | Small Retail | Interior Lighting | RET | 1222.0186 | 711.7617 | 1.7169
| Int Delamping_Com, E/P - IntL | E | Yes | Small Retail | Interior Lighting | RET | 344.668 | 228.9351 | 1.5055
| Int Ltg Dsgn_Com, E - IntL [No Heat] | E | Yes | Small Retail | Interior Lighting | NC | 4927.4331 | 1028.8009 | 4.7895
| Int Ltg Dsgn_Com, E - IntL [Electric Heat] | E | Yes | Small Retail | Interior Lighting | NC | 3718.9832 | 776.4881 | 4.7895
| Int Ltg Dsgn_Com, E/G - IntL | E | Yes | Small Retail | Interior Lighting | NC | 19224.7358 | 6750.6405 | 2.8478
| Int Ltg Dsgn_Com, E/O - IntL | E | Yes | Small Retail | Interior Lighting | NC | 2546.801 | 1787.2338 | 1.425
| Int Ltg Dsgn_Com, E/P - IntL | E | Yes | Small Retail | Interior Lighting | NC | 718.3202 | 562.8241 | 1.2763
| Room Air Conditioner_Com, E - Cool | E | Yes | Large Retail | Cooling | NC | 0 | 0 | 0
| Room Air Conditioner_Com, E - Cool | E | Yes | Large Retail | Cooling | RET | 0 | 0 | 0
| Room Air Conditioner_Com, E - Cool | E | Yes | Large Retail | Cooling | REPL | 0 | 0 | 0
| Chiller Systems_Com, E - Cool | E | Yes | Large Retail | Cooling | NC | 18726.9493 | 1384.4088 | 13.527
| Chiller Systems_Com, E - Cool | E | Yes | Large Retail | Cooling | RET | 56897.3699 | 8758.1345 | 6.4965
| Chiller Systems_Com, E - Cool | E | Yes | Large Retail | Cooling | REPL | 1.7607e-11 | 1.3016e-12 | 13.527
| Chiller Tuneup_Com, E - Cool | E | Yes | Large Retail | Cooling | RET | 12546.7828 | 2419.4583 | 5.1858
| Computer Room Air Conditioner_Com, E - Cool | E | Yes | Large Retail | Cooling | NC | 3376.1764 | 1145.1926 | 2.9481
| Computer Room Air Conditioner_Com, E - Cool | E | Yes | Large Retail | Cooling | REPL | 22873.4156 | 7758.6193 | 2.9481
| Mini Split Ductless AC_Com, E - Cool | E | Yes | Large Retail | Cooling | NC | 0 | 0 | 0
| Mini Split Ductless AC_Com, E - Cool | E | No | Large Retail | Cooling | RET | 0 | 0 | 0
| Mini Split Ductless AC_Com, E - Cool | E | Yes | Large Retail | Cooling | REPL | 0 | 0 | 0
| Eff Unitary AC_Com, E - Cool | E | Yes | Large Retail | Cooling | NC | 32508.112 | 20726.759 | 1.5684
| Eff Unitary AC_Com, E - Cool | E | No | Large Retail | Cooling | RET | 271251.0033 | 1260221.0956 | 0.21524
| Eff Unitary AC_Com, E - Cool | E | Yes | Large Retail | Cooling | REPL | 161557.7528 | 103007.1695 | 1.5684
| PTAC_Com, E - Cool | E | Yes | Large Retail | Cooling | NC | 0 | 0 | 0
| PTAC_Com, E - Cool | E | No | Large Retail | Cooling | RET | 0 | 0 | 0
| PTAC_Com, E - Cool | E | Yes | Large Retail | Cooling | REPL | 0 | 0 | 0
| Unitary Equipment Economizer_Com, E - Cool | E | No | Large Retail | Cooling | RET | 119155.4294 | 182532.6605 | 0.65279
| AC Tuneup_Com, E - Cool [ASHP] | E | Yes | Large Retail | Cooling | RET | 25318.1021 | 3307.3556 | 7.6551
| AC Tuneup_Com, E - Heat [ASHP] | E | Yes | Large Retail | Space Heating | RET | 25318.1021 | 3307.3556 | 7.6551
| AC Tuneup_Com, E - Cool [Unitary AC] | E | Yes | Large Retail | Cooling | RET | 109253.2732 | 14107.8168 | 7.7442
| DCV_Com, E - Cool [Building w Elec Heat] | E | Yes | Large Retail | Cooling | RET | 578003.5851 | 134773.8964 | 4.2887
| DCV_Com, E - Heat [Building w Elec Heat] | E | Yes | Large Retail | Space Heating | RET | 578003.5851 | 134773.8964 | 4.2887
| DCV_Com, E - Vent [Building w Elec Heat] | E | Yes | Large Retail | Ventilation | RET | 578003.5851 | 134773.8964 | 4.2887
| DCV_Com, E - Cool [Building w Gas Heat] | E | Yes | Large Retail | Cooling | RET | 1840653.3659 | 275212.0795 | 6.6881
| DCV_Com, G - Heat [Building w Gas Heat] | G | Yes | Large Retail | Space Heating | RET | 1840653.3659 | 275212.0795 | 6.6881
| DCV_Com, E - Vent [Building w Gas Heat] | E | Yes | Large Retail | Ventilation | RET | 1840653.3659 | 275212.0795 | 6.6881
| DCV_Com, E - Cool [Building w Oil Heat] | E | Yes | Large Retail | Cooling | RET | 574493.93 | 74047.5273 | 7.7584
| DCV_Com, O - Heat [Building w Oil Heat] | O | Yes | Large Retail | Space Heating | RET | 574493.93 | 74047.5273 | 7.7584
| DCV_Com, E - Vent [Building w Oil Heat] | E | Yes | Large Retail | Ventilation | RET | 574493.93 | 74047.5273 | 7.7584
| DCV_Com, E - Cool [Building w Propane Heat] | E | Yes | Large Retail | Cooling | RET | 112557.9464 | 22315.4904 | 5.0439
| DCV_Com, P - Heat [Building w Propane Heat] | Prp | Yes | Large Retail | Space Heating | RET | 112557.9464 | 22315.4904 | 5.0439
| DCV_Com, E - Vent [Building w Propane Heat] | E | Yes | Large Retail | Ventilation | RET | 112557.9464 | 22315.4904 | 5.0439
| Controls for Unitary AC_Com, E - Cool | E | No | Large Retail | Cooling | RET | 311526.1082 | 318973.079 | 0.97665
| Optimized Unitary AC Sys_Com, E - Cool [Building w Elec Heat] | E | No | Large Retail | Cooling | NC | 31175.2741 | 43785.7699 | 0.712
| Optimized Unitary AC Sys_Com, E - Heat [Building w Elec Heat] | E | No | Large Retail | Space Heating | NC | 31175.2741 | 43785.7699 | 0.712
| Optimized Unitary AC Sys_Com, E - Cool [Building w Gas Heat] | E | Yes | Large Retail | Cooling | NC | 265043.9447 | 71862.9041 | 3.6882
| Optimized Unitary AC Sys_Com, G - Heat [Building w Gas Heat] | G | Yes | Large Retail | Space Heating | NC | 265043.9447 | 71862.9041 | 3.6882
| Optimized Unitary AC Sys_Com, E - Cool [Building w Oil Heat] | E | Yes | Large Retail | Cooling | NC | 95374.8278 | 18956.4291 | 5.0313
| Optimized Unitary AC Sys_Com, O - Heat [Building w Oil Heat] | O | Yes | Large Retail | Space Heating | NC | 95374.8278 | 18956.4291 | 5.0313
| Optimized Unitary AC Sys_Com, E - Cool [Building w Propane Heat] | E | Yes | Large Retail | Cooling | NC | 10351.0162 | 5651.6506 | 1.8315
| Optimized Unitary AC Sys_Com, P - Heat [Building w Propane Heat] | Prp | Yes | Large Retail | Space Heating | NC | 10351.0162 | 5651.6506 | 1.8315
| Optimized Chiller Sys_Com, E - Cool | E | No | Large Retail | Cooling | NC | 6289.343 | 9821.3849 | 0.64037
| Cool Roof_Com, E - Cool [Building w Elec Heat] | E | No | Large Retail | Cooling | NC | 11808.6766 | 28887.5248 | 0.40878
| Cool Roof_Com, E - Cool [Building w Elec Heat] | E | No | Large Retail | Cooling | RET | 81603.2204 | 336215.5572 | 0.24271
| Cool Roof_Com, E - Heat [Building w Elec Heat] | E | No | Large Retail | Space Heating | NC | 11808.6766 | 28887.5248 | 0.40878
| Cool Roof_Com, E - Heat [Building w Elec Heat] | E | No | Large Retail | Space Heating | RET | 81603.2204 | 336215.5572 | 0.24271
| Cool Roof_Com, E - Cool [Building w Gas Heat] | E | No | Large Retail | Cooling | NC | 26776.7185 | 71762.2099 | 0.37313
| Cool Roof_Com, E - Cool [Building w Gas Heat] | E | No | Large Retail | Cooling | RET | 185039.0642 | 769966.6101 | 0.24032
| Cool Roof_Com, G - Heat [Building w Gas Heat] | G | No | Large Retail | Space Heating | NC | 26776.7185 | 71762.2099 | 0.37313
| Cool Roof_Com, G - Heat [Building w Gas Heat] | G | No | Large Retail | Space Heating | RET | 185039.0642 | 769966.6101 | 0.24032
| Cool Roof_Com, E - Cool [Building w Oil Heat] | E | No | Large Retail | Cooling | NC | 7204.4432 | 20094.244 | 0.35853
| Cool Roof_Com, E - Cool [Building w Oil Heat] | E | No | Large Retail | Cooling | RET | 49785.9148 | 212297.839 | 0.23451
| Cool Roof_Com, O - Heat [Building w Oil Heat] | O | No | Large Retail | Space Heating | NC | 7204.4432 | 20094.244 | 0.35853
| Cool Roof_Com, O - Heat [Building w Oil Heat] | O | No | Large Retail | Space Heating | RET | 49785.9148 | 212297.839 | 0.23451
| Cool Roof_Com, E - Cool [Building w Propane Heat] | E | No | Large Retail | Cooling | NC | 2171.1823 | 5140.8419 | 0.42234
| Cool Roof_Com, E - Cool [Building w Propane Heat] | E | No | Large Retail | Cooling | RET | 15003.838 | 58005.5022 | 0.25866
| Cool Roof_Com, P - Heat [Building w Propane Heat] | Prp | No | Large Retail | Space Heating | NC | 2171.1823 | 5140.8419 | 0.42234
| Cool Roof_Com, P - Heat [Building w Propane Heat] | Prp | No | Large Retail | Space Heating | RET | 15003.838 | 58005.5022 | 0.25866
| GSHP_Com, E - Cool | E | Yes | Large Retail | Cooling | RET | 102830.8354 | 91314.331 | 1.1261
| GSHP_Com, E - Cool | E | Yes | Large Retail | Cooling | REPL | 1.4734e-11 | 9.7088e-12 | 1.5176
| GSHP_Com, E - Heat | E | Yes | Large Retail | Space Heating | RET | 102830.8354 | 91314.331 | 1.1261
| GSHP_Com, E - Heat | E | Yes | Large Retail | Space Heating | REPL | 1.4734e-11 | 9.7088e-12 | 1.5176
| Unitary HP_Com, E - Cool | E | Yes | Large Retail | Cooling | NC | 14455.1032 | 8413.0276 | 1.7182
| Unitary HP_Com, E - Cool | E | No | Large Retail | Cooling | RET | 91537.3029 | 236681.8745 | 0.38675
| Unitary HP_Com, E - Cool | E | Yes | Large Retail | Cooling | REPL | 45143.2845 | 26273.8836 | 1.7182
| Unitary HP_Com, E - Heat | E | Yes | Large Retail | Space Heating | NC | 14455.1032 | 8413.0276 | 1.7182
| Unitary HP_Com, E - Heat | E | No | Large Retail | Space Heating | RET | 91537.3029 | 236681.8745 | 0.38675
| Unitary HP_Com, E - Heat | E | Yes | Large Retail | Space Heating | REPL | 45143.2845 | 26273.8836 | 1.7182
| PTHP_Com, E - Cool | E | Yes | Large Retail | Cooling | NC | 0 | 0 | 0
| PTHP_Com, E - Cool | E | Yes | Large Retail | Cooling | RET | 0 | 0 | 0
| PTHP_Com, E - Cool | E | Yes | Large Retail | Cooling | REPL | 0 | 0 | 0
| PTHP_Com, E - Heat | E | Yes | Large Retail | Space Heating | NC | 0 | 0 | 0
| PTHP_Com, E - Heat | E | Yes | Large Retail | Space Heating | RET | 0 | 0 | 0
| PTHP_Com, E - Heat | E | Yes | Large Retail | Space Heating | REPL | 0 | 0 | 0
| Minisplit Ductless HP_Com, E - Cool | E | Yes | Large Retail | Cooling | RET | 232869.6633 | 12368.4776 | 18.8277
| Minisplit Ductless HP_Com, E - Cool | E | Yes | Large Retail | Cooling | REPL | 21751.5075 | 617.1902 | 35.2428
| Minisplit Ductless HP_Com, E - Heat | E | Yes | Large Retail | Space Heating | RET | 232869.6633 | 12368.4776 | 18.8277
| Minisplit Ductless HP_Com, E - Heat | E | Yes | Large Retail | Space Heating | REPL | 21751.5075 | 617.1902 | 35.2428
| Programmable TStat_Com, E - Cool [Building w Elec Heat] | E | Yes | Large Retail | Cooling | NC | 0 | 0 | 0
| Programmable TStat_Com, E - Heat [Building w Elec Heat] | E | Yes | Large Retail | Space Heating | NC | 0 | 0 | 0
| Programmable TStat_Com, E - Cool [Building w Gas Heat] | E | Yes | Large Retail | Cooling | NC | 0 | 0 | 0
| Programmable TStat_Com, E - Cool [Building w Gas Heat] | E | Yes | Large Retail | Cooling | RET | 0 | 0 | 0
| Programmable TStat_Com, G - Heat [Building w Gas Heat] | G | Yes | Large Retail | Space Heating | NC | 0 | 0 | 0
| Programmable TStat_Com, G - Heat [Building w Gas Heat] | G | Yes | Large Retail | Space Heating | RET | 0 | 0 | 0
| Programmable TStat_Com, E - Cool [Building w Propane Heat] | E | Yes | Large Retail | Cooling | NC | 0 | 0 | 0
| Programmable TStat_Com, E - Cool [Building w Propane Heat] | E | Yes | Large Retail | Cooling | RET | 0 | 0 | 0
| Programmable TStat_Com, P - Heat [Building w Propane Heat] | Prp | Yes | Large Retail | Space Heating | NC | 0 | 0 | 0
| Programmable TStat_Com, P - Heat [Building w Propane Heat] | Prp | Yes | Large Retail | Space Heating | RET | 0 | 0 | 0
| Programmable TStat_Com, E - Cool [Building w Oil Heat] | E | Yes | Large Retail | Cooling | NC | 0 | 0 | 0
| Programmable TStat_Com, E - Cool [Building w Oil Heat] | E | Yes | Large Retail | Cooling | RET | 0 | 0 | 0
| Programmable TStat_Com, O - Heat [Building w Oil Heat] | O | Yes | Large Retail | Space Heating | NC | 0 | 0 | 0
| Programmable TStat_Com, O - Heat [Building w Oil Heat] | O | Yes | Large Retail | Space Heating | RET | 0 | 0 | 0
| Smart TStat_Com, E - Cool [Building w Elec Heat] | E | Yes | Large Retail | Cooling | NC | 22233.8112 | 13951.4318 | 1.5937
| Smart TStat_Com, E - Cool [Building w Elec Heat] | E | Yes | Large Retail | Cooling | RET | 108037.1827 | 89802.3218 | 1.2031
| Smart TStat_Com, E - Heat [Building w Elec Heat] | E | Yes | Large Retail | Space Heating | NC | 22233.8112 | 13951.4318 | 1.5937
| Smart TStat_Com, E - Heat [Building w Elec Heat] | E | Yes | Large Retail | Space Heating | RET | 108037.1827 | 89802.3218 | 1.2031
| Smart TStat_Com, E - Cool [Building w Gas Heat] | E | Yes | Large Retail | Cooling | NC | 69232.1508 | 28489.2154 | 2.4301
| Smart TStat_Com, E - Cool [Building w Gas Heat] | E | Yes | Large Retail | Cooling | RET | 328355.1509 | -6887.6124 | -47.6733
| Smart TStat_Com, G - Heat [Building w Gas Heat] | G | Yes | Large Retail | Space Heating | NC | 69232.1508 | 28489.2154 | 2.4301
| Smart TStat_Com, G - Heat [Building w Gas Heat] | G | Yes | Large Retail | Space Heating | RET | 328355.1509 | -6887.6124 | -47.6733
| Smart TStat_Com, E - Cool [Building w Propane Heat] | E | Yes | Large Retail | Cooling | NC | 11366.538 | 7665.2012 | 1.4829
| Smart TStat_Com, E - Cool [Building w Propane Heat] | E | No | Large Retail | Cooling | RET | 55008.3738 | 49339.227 | 1.1149
| Smart TStat_Com, P - Heat [Building w Propane Heat] | Prp | Yes | Large Retail | Space Heating | NC | 11366.538 | 7665.2012 | 1.4829
| Smart TStat_Com, P - Heat [Building w Propane Heat] | Prp | No | Large Retail | Space Heating | RET | 55008.3738 | 49339.227 | 1.1149
| Smart TStat_Com, E - Cool [Building w Oil Heat] | E | Yes | Large Retail | Cooling | NC | 13030.5569 | 2310.0396 | 5.6408
| Smart TStat_Com, E - Cool [Building w Oil Heat] | E | Yes | Large Retail | Cooling | RET | 60678.8597 | 14869.221 | 4.0808
| Smart TStat_Com, O - Heat [Building w Oil Heat] | O | Yes | Large Retail | Space Heating | NC | 13030.5569 | 2310.0396 | 5.6408
| Smart TStat_Com, O - Heat [Building w Oil Heat] | O | Yes | Large Retail | Space Heating | RET | 60678.8597 | 14869.221 | 4.0808
| Boiler Blowdown Controls_Com, G - Heat | G | No | Large Retail | Space Heating | RET | 43769.7353 | 112182.1778 | 0.39017
| Boiler Blowdown Controls_Com, O - Heat | O | No | Large Retail | Space Heating | RET | 4721.0476 | 12179.6526 | 0.38762
| Boiler Blowdown Controls_Com, P - Heat | Prp | No | Large Retail | Space Heating | RET | 1813.4649 | 6233.0167 | 0.29094
| Boiler Modifications_Com, G - Heat | G | Yes | Large Retail | Space Heating | RET | 205037.705 | 55738.3622 | 3.6786
| Boiler Modifications_Com, O - Heat | O | Yes | Large Retail | Space Heating | RET | 24545.1225 | 3118.9452 | 7.8697
| Boiler Modifications_Com, P - Heat | Prp | Yes | Large Retail | Space Heating | RET | 9083.8867 | 1280.3408 | 7.0949
| Boilers_Com, G - Heat | G | Yes | Large Retail | Space Heating | NC | 100557.9194 | 42649.3092 | 2.3578
| Boilers_Com, G - Heat | G | No | Large Retail | Space Heating | RET | 475611.7154 | 809496.6664 | 0.58754
| Boilers_Com, G - Heat | G | Yes | Large Retail | Space Heating | REPL | 7.147e-11 | 3.0312e-11 | 2.3578
| Boilers_Com, O - Heat | O | No | Large Retail | Space Heating | NC | 4082.2279 | 16005.2 | 0.25506
| Boilers_Com, O - Heat | O | No | Large Retail | Space Heating | RET | 19739.6596 | 310577.7309 | 0.063558
| Boilers_Com, O - Heat | O | No | Large Retail | Space Heating | REPL | 2.9014e-12 | 1.1375e-11 | 0.25506
| Boilers_Com, P - Heat | Prp | Yes | Large Retail | Space Heating | NC | 3464.2799 | 59.1962 | 58.522
| Boilers_Com, P - Heat | Prp | Yes | Large Retail | Space Heating | RET | 16584.0303 | 1137.2024 | 14.5832
| Boilers_Com, P - Heat | Prp | Yes | Large Retail | Space Heating | REPL | 2.4622e-12 | 4.2073e-14 | 58.522
| Furnace_Com, G - Heat | G | Yes | Large Retail | Space Heating | NC | 45573.0274 | 28972.8795 | 1.573
| Furnace_Com, G - Heat | G | No | Large Retail | Space Heating | RET | 201531.1444 | 543737.3693 | 0.37064
| Furnace_Com, G - Heat | G | Yes | Large Retail | Space Heating | REPL | 3.5207e-11 | 2.2383e-11 | 1.573
| Furnace_Com, O - Heat | O | Yes | Large Retail | Space Heating | NC | 26262.506 | 5586.4217 | 4.7011
| Furnace_Com, O - Heat | O | Yes | Large Retail | Space Heating | RET | 129504.8378 | 116908.6845 | 1.1077
| Furnace_Com, O - Heat | O | Yes | Large Retail | Space Heating | REPL | 2.0289e-11 | 4.3157e-12 | 4.7011
| Furnace_Com, P - Heat | Prp | Yes | Large Retail | Space Heating | NC | 457.8469 | 83.5042 | 5.4829
| Furnace_Com, P - Heat | Prp | Yes | Large Retail | Space Heating | RET | 2182.2664 | 1689.115 | 1.292
| Furnace_Com, P - Heat | Prp | Yes | Large Retail | Space Heating | REPL | 3.537e-13 | 6.451e-14 | 5.4829
| Unit Heater_Com, G - Heat | G | Yes | Large Retail | Space Heating | NC | 16837.3891 | 6583.2684 | 2.5576
| Unit Heater_Com, G - Heat | G | No | Large Retail | Space Heating | RET | 94647.9622 | 138807.6981 | 0.68186
| Unit Heater_Com, G - Heat | G | Yes | Large Retail | Space Heating | REPL | 10392.6642 | 4063.4386 | 2.5576
| Unit Heater_Com, P - Heat | Prp | Yes | Large Retail | Space Heating | NC | 313.4281 | 32.1553 | 9.7473
| Unit Heater_Com, P - Heat | Prp | Yes | Large Retail | Space Heating | RET | 1554.7016 | 598.2703 | 2.5987
| Unit Heater_Com, P - Heat | Prp | Yes | Large Retail | Space Heating | REPL | 3.2759e-13 | 3.3609e-14 | 9.7473
| Destratification Fans_Com, G - Heat | G | No | Large Retail | Space Heating | NC | 36414.9267 | 125659.8465 | 0.28979
| Destratification Fans_Com, G - Heat | G | No | Large Retail | Space Heating | RET | 210293.3485 | 725675.7682 | 0.28979
| Destratification Fans_Com, G - Heat | G | No | Large Retail | Space Heating | REPL | 103608.0428 | 357528.4076 | 0.28979
| Destratification Fans_Com, O - Heat | O | No | Large Retail | Space Heating | NC | 12038.9764 | 11996.5527 | 1.0035
| Destratification Fans_Com, O - Heat | O | No | Large Retail | Space Heating | RET | 69524.143 | 69279.1496 | 1.0035
| Destratification Fans_Com, O - Heat | O | No | Large Retail | Space Heating | REPL | 34253.3894 | 34132.6852 | 1.0035
| Destratification Fans_Com, P - Heat | Prp | Yes | Large Retail | Space Heating | NC | 1019.8435 | 871.6612 | 1.17
| Destratification Fans_Com, P - Heat | Prp | Yes | Large Retail | Space Heating | RET | 5889.5162 | 5033.775 | 1.17
| Destratification Fans_Com, P - Heat | Prp | Yes | Large Retail | Space Heating | REPL | 2901.6667 | 2480.0573 | 1.17
| Energy Recovery Ventilator_Com, G - Heat | G | Yes | Large Retail | Space Heating | NC | 49947.8259 | 20894.3893 | 2.3905
| Energy Recovery Ventilator_Com, G - Heat | G | Yes | Large Retail | Space Heating | RET | 294240.5796 | 123087.9845 | 2.3905
| Energy Recovery Ventilator_Com, G - Heat | G | Yes | Large Retail | Space Heating | REPL | 42633.5857 | 17834.6649 | 2.3905
| Energy Recovery Ventilator_Com, O - Heat | O | Yes | Large Retail | Space Heating | NC | 16513.0278 | 1994.7553 | 8.2782
| Energy Recovery Ventilator_Com, O - Heat | O | Yes | Large Retail | Space Heating | RET | 97277.5575 | 11751.0201 | 8.2782
| Energy Recovery Ventilator_Com, O - Heat | O | Yes | Large Retail | Space Heating | REPL | 14094.8997 | 1702.6481 | 8.2782
| Energy Recovery Ventilator_Com, P - Heat | Prp | Yes | Large Retail | Space Heating | NC | 1398.8485 | 144.9375 | 9.6514
| Energy Recovery Ventilator_Com, P - Heat | Prp | Yes | Large Retail | Space Heating | RET | 8240.5582 | 853.821 | 9.6514
| Energy Recovery Ventilator_Com, P - Heat | Prp | Yes | Large Retail | Space Heating | REPL | 1194.0045 | 123.7132 | 9.6514
| Forced Air Heating Maintenance_Com, G - Heat | G | No | Large Retail | Space Heating | RET | 2358.8804 | 9488.9511 | 0.24859
| Forced Air Heating Maintenance_Com, O - Heat | O | No | Large Retail | Space Heating | RET | 1908.8411 | 2323.3847 | 0.82158
| Forced Air Heating Maintenance_Com, P - Heat | Prp | No | Large Retail | Space Heating | RET | 58.9088 | 57.9148 | 1.0172
| Infrared Heater_Com, G - Heat | G | Yes | Large Retail | Space Heating | NC | 3415.7983 | 259.501 | 13.1629
| Infrared Heater_Com, G - Heat | G | Z | Large Retail | Space Heating | RET | 0 | 0 | 0
| Infrared Heater_Com, G - Heat | G | Yes | Large Retail | Space Heating | REPL | 9217.2853 | 700.2447 | 13.1629
| Steam Trap Maintenance_Com, G - Heat | G | Yes | Large Retail | Space Heating | RET | 63297.2436 | 9425.1636 | 6.7158
| Steam Trap Maintenance_Com, O - Heat | O | Yes | Large Retail | Space Heating | RET | 5123.9595 | 225.3832 | 22.7344
| Windows_Com, E - Cool [Building w Elec Heat] | E | No | Large Retail | Cooling | NC | 38568.0917 | 123298.3198 | 0.3128
| Windows_Com, E - Heat [Building w Elec Heat] | E | No | Large Retail | Space Heating | NC | 38568.0917 | 123298.3198 | 0.3128
| Windows_Com, E - Cool [Building w Gas Heat] | E | No | Large Retail | Cooling | NC | 131574.582 | 251778.6301 | 0.52258
| Windows_Com, G - Heat [Building w Gas Heat] | G | No | Large Retail | Space Heating | NC | 131574.582 | 251778.6301 | 0.52258
| Windows_Com, E - Cool [Building w Oil Heat] | E | No | Large Retail | Cooling | NC | 39657.9881 | 67742.6115 | 0.58542
| Windows_Com, O - Heat [Building w Oil Heat] | O | No | Large Retail | Space Heating | NC | 39657.9881 | 67742.6115 | 0.58542
| Windows_Com, E - Cool [Building w Propane Heat] | E | No | Large Retail | Cooling | NC | 7146.4153 | 20415.396 | 0.35005
| Windows_Com, P - Heat [Building w Propane Heat] | Prp | No | Large Retail | Space Heating | NC | 7146.4153 | 20415.396 | 0.35005
| Window Film_Com, E - Cool [Building w Elec Heat] | E | No | Large Retail | Cooling | RET | 0 | 0 | 0
| Window Film_Com, E - Heat [Building w Elec Heat] | E | No | Large Retail | Space Heating | RET | 0 | 0 | 0
| Window Film_Com, E - Cool [Building w Gas Heat] | E | No | Large Retail | Cooling | RET | 0 | 0 | 0
| Window Film_Com, G - Heat [Building w Gas Heat] | G | No | Large Retail | Space Heating | RET | 0 | 0 | 0
| Window Film_Com, E - Cool [Building w Oil Heat] | E | No | Large Retail | Cooling | RET | 0 | 0 | 0
| Window Film_Com, O - Heat [Building w Oil Heat] | O | No | Large Retail | Space Heating | RET | 0 | 0 | 0
| Window Film_Com, E - Cool [Building w Propane Heat] | E | No | Large Retail | Cooling | RET | 0 | 0 | 0
| Window Film_Com, P - Heat [Building w Propane Heat] | Prp | No | Large Retail | Space Heating | RET | 0 | 0 | 0
| Motors and Fans_Com, E - Vent | E | Yes | Large Retail | Ventilation | NC | 14571.3157 | 10887.3845 | 1.3384
| Motors and Fans_Com, E - Vent | E | No | Large Retail | Ventilation | RET | 47642.3323 | 60842.2717 | 0.78305
| Motors and Fans_Com, E - Vent | E | Yes | Large Retail | Ventilation | REPL | 877.5101 | 655.6573 | 1.3384
| ECM Furnace Motors_Com, E - Vent | E | Yes | Large Retail | Ventilation | RET | 213743.0529 | 75239.1352 | 2.8408
| VFD on HVAC System_Com, E - Vent | E | Yes | Large Retail | Ventilation | RET | 1974605.9163 | 385435.8489 | 5.123
| Kitchen DCV_Com, E - Vent [Building w Elec Heat] | E | Yes | Large Retail | Ventilation | NC | 2241.5874 | 463.0611 | 4.8408
| Kitchen DCV_Com, E - Vent [Building w Elec Heat] | E | Yes | Large Retail | Ventilation | RET | 12933.2454 | 2671.7148 | 4.8408
| Kitchen DCV_Com, E - Vent [Building w Elec Heat] | E | Yes | Large Retail | Ventilation | REPL | 944.9462 | 195.2044 | 4.8408
| Kitchen DCV_Com, E - Heat [Building w Elec Heat] | E | Yes | Large Retail | Space Heating | NC | 2241.5874 | 463.0611 | 4.8408
| Kitchen DCV_Com, E - Heat [Building w Elec Heat] | E | Yes | Large Retail | Space Heating | RET | 12933.2454 | 2671.7148 | 4.8408
| Kitchen DCV_Com, E - Heat [Building w Elec Heat] | E | Yes | Large Retail | Space Heating | REPL | 944.9462 | 195.2044 | 4.8408
| Kitchen DCV_Com, E - Vent [Building w Gas Heat] | E | Yes | Large Retail | Ventilation | NC | 2241.5874 | 463.0611 | 4.8408
| Kitchen DCV_Com, E - Vent [Building w Gas Heat] | E | Yes | Large Retail | Ventilation | RET | 12933.2454 | 2671.7148 | 4.8408
| Kitchen DCV_Com, E - Vent [Building w Gas Heat] | E | Yes | Large Retail | Ventilation | REPL | 944.9462 | 195.2044 | 4.8408
| Kitchen DCV_Com, G - Heat [Building w Gas Heat] | G | Yes | Large Retail | Space Heating | NC | 2797.9675 | 167.2668 | 16.7276
| Kitchen DCV_Com, G - Heat [Building w Gas Heat] | G | Yes | Large Retail | Space Heating | RET | 15493.3988 | 965.0763 | 16.0541
| Kitchen DCV_Com, G - Heat [Building w Gas Heat] | G | Yes | Large Retail | Space Heating | REPL | 1131.9996 | 70.5117 | 16.0541
| Kitchen DCV_Com, E - Vent [Building w Oil Heat] | E | Yes | Large Retail | Ventilation | NC | 2797.9675 | 167.2668 | 16.7276
| Kitchen DCV_Com, E - Vent [Building w Oil Heat] | E | Yes | Large Retail | Ventilation | RET | 15493.3988 | 965.0763 | 16.0541
| Kitchen DCV_Com, E - Vent [Building w Oil Heat] | E | Yes | Large Retail | Ventilation | REPL | 1131.9996 | 70.5117 | 16.0541
| Kitchen DCV_Com, O - Heat [Building w Oil Heat] | O | Yes | Large Retail | Space Heating | NC | 2797.9675 | 167.2668 | 16.7276
| Kitchen DCV_Com, O - Heat [Building w Oil Heat] | O | Yes | Large Retail | Space Heating | RET | 15493.3988 | 965.0763 | 16.0541
| Kitchen DCV_Com, O - Heat [Building w Oil Heat] | O | Yes | Large Retail | Space Heating | REPL | 1131.9996 | 70.5117 | 16.0541
| Kitchen DCV_Com, E - Vent [Building w Oil Heat] | E | Yes | Large Retail | Ventilation | NC | 2797.9675 | 167.2668 | 16.7276
| Kitchen DCV_Com, E - Vent [Building w Oil Heat] | E | Yes | Large Retail | Ventilation | RET | 15493.3988 | 965.0763 | 16.0541
| Kitchen DCV_Com, E - Vent [Building w Oil Heat] | E | Yes | Large Retail | Ventilation | REPL | 1131.9996 | 70.5117 | 16.0541
| Kitchen DCV_Com, P - Heat [Building w Propane Heat] | Prp | Yes | Large Retail | Space Heating | NC | 43.0413 | 0 | 0
| Kitchen DCV_Com, P - Heat [Building w Propane Heat] | Prp | Yes | Large Retail | Space Heating | RET | 234.6541 | 0 | 0
| Kitchen DCV_Com, P - Heat [Building w Propane Heat] | Prp | Yes | Large Retail | Space Heating | REPL | 17.1446 | 0 | 0
| Duct Sealing Regulated_Com, E - Vent [Building w Elec Heat] | E | Yes | Large Retail | Ventilation | RET | 608282.5057 | 296794.028 | 2.0495
| Duct Sealing Regulated_Com, E - Heat [Building w Elec Heat] | E | Yes | Large Retail | Space Heating | RET | 608282.5057 | 296794.028 | 2.0495
| Duct Sealing Regulated_Com, E - Cool [Building w Elec Heat] | E | Yes | Large Retail | Cooling | RET | 608282.5057 | 296794.028 | 2.0495
| Duct Sealing Regulated_Com, E - Vent [Building w Gas Heat] | E | Yes | Large Retail | Ventilation | RET | 4194454.9616 | 0 | 0
| Duct Sealing Regulated_Com, G - Heat [Building w Gas Heat] | G | Yes | Large Retail | Space Heating | RET | 4194454.9616 | 0 | 0
| Duct Sealing Regulated_Com, E - Cool [Building w Gas Heat] | E | Yes | Large Retail | Cooling | RET | 4194454.9616 | 0 | 0
| Duct Sealing Non Regulated_Com, E - Vent [Building w Oil Heat] | E | Yes | Large Retail | Ventilation | RET | 417788.8746 | 163064.6919 | 2.5621
| Duct Sealing Non Regulated_Com, O - Heat [Building w Oil Heat] | O | Yes | Large Retail | Space Heating | RET | 417788.8746 | 163064.6919 | 2.5621
| Duct Sealing Non Regulated_Com, E - Cool [Building w Oil Heat] | E | Yes | Large Retail | Cooling | RET | 417788.8746 | 163064.6919 | 2.5621
| Duct Sealing Non Regulated_Com, E - Vent [Building w Propane Heat] | E | Yes | Large Retail | Ventilation | RET | 323891.8296 | 0 | 0
| Duct Sealing Non Regulated_Com, P - Heat [Building w Propane Heat] | Prp | Yes | Large Retail | Space Heating | RET | 323891.8296 | 0 | 0
| Duct Sealing Non Regulated_Com, E - Cool [Building w Propane Heat] | E | Yes | Large Retail | Cooling | RET | 323891.8296 | 0 | 0
| Power Strip_Com, E - Plug [Tier 1] | E | Yes | Large Retail | Plug Loads | NC | 0 | 0 | 0
| Power Strip_Com, E - Plug [Tier 1] | E | Yes | Large Retail | Plug Loads | RET | 0 | 0 | 0
| Power Strip_Com, E - Plug [Tier 1] | E | Yes | Large Retail | Plug Loads | REPL | 0 | 0 | 0
| Power Strip_Com, E - Plug [Tier 2] | E | Yes | Large Retail | Plug Loads | NC | 14760.6474 | 12123.863 | 1.2175
| Power Strip_Com, E - Plug [Tier 2] | E | Yes | Large Retail | Plug Loads | RET | 160065.9151 | 138417.4978 | 1.1564
| Power Strip_Com, E - Plug [Tier 2] | E | Yes | Large Retail | Plug Loads | REPL | 117124.526 | 96201.8581 | 1.2175
| Computer Power Management_Com, E - Plug | E | Yes | Large Retail | Plug Loads | RET | 65813.6148 | 31571.4309 | 2.0846
| Vending Machine Controls_Com, E - Plug [Non-Refrigerated] | E | No | Large Retail | Plug Loads | RET | 19121.8274 | 18372.0403 | 1.0408
| Vending Machine Controls_Com, E - Plug [Refrigerated] | E | Yes | Large Retail | Plug Loads | RET | 57365.4822 | 9868.9931 | 5.8127
| Ovens_Com, E - Cook | E | Yes | Large Retail | Cooking | NC | 4303.9297 | 52.8226 | 81.4789
| Ovens_Com, E - Cook | E | Yes | Large Retail | Cooking | REPL | 48598.1592 | 596.4508 | 81.4789
| Ovens_Com, G - Cook | G | Yes | Large Retail | Cooking | NC | 39419.3903 | 122.5195 | 321.7398
| Ovens_Com, G - Cook | G | Yes | Large Retail | Cooking | REPL | 420586.3753 | 1307.2253 | 321.7398
| Ovens_Com, P - Cook | Prp | Yes | Large Retail | Cooking | NC | 1488.1702 | 1.2016 | 1238.5328
| Ovens_Com, P - Cook | Prp | Yes | Large Retail | Cooking | REPL | 15878.0759 | 12.8201 | 1238.5328
| Fryers_Com, E - Cook | E | Yes | Large Retail | Cooking | NC | 706.1958 | 7.9133 | 89.2418
| Fryers_Com, E - Cook | E | Yes | Large Retail | Cooking | REPL | 7974.0655 | 89.3535 | 89.2418
| Fryers_Com, G - Cook | G | Yes | Large Retail | Cooking | NC | 8843.023 | 743.3946 | 11.8955
| Fryers_Com, G - Cook | G | Yes | Large Retail | Cooking | REPL | 94350.9009 | 7931.671 | 11.8955
| Fryers_Com, P - Cook | Prp | Yes | Large Retail | Cooking | NC | 144.8888 | 3.0401 | 47.6587
| Fryers_Com, P - Cook | Prp | Yes | Large Retail | Cooking | REPL | 1545.8956 | 32.4368 | 47.6587
| Griddles_Com, E - Cook | E | Yes | Large Retail | Cooking | NC | 196.9662 | 36.2935 | 5.427
| Griddles_Com, E - Cook | E | Yes | Large Retail | Cooking | REPL | 2224.0598 | 409.8105 | 5.427
| Griddles_Com, G - Cook | G | Yes | Large Retail | Cooking | NC | 12002.0862 | 269.6684 | 44.5068
| Griddles_Com, G - Cook | G | Yes | Large Retail | Cooking | REPL | 128056.6217 | 2877.2347 | 44.5068
| Griddles_Com, P - Cook | Prp | Yes | Large Retail | Cooking | NC | 380.0032 | 2.1311 | 178.315
| Griddles_Com, P - Cook | Prp | Yes | Large Retail | Cooking | REPL | 4054.4558 | 22.7376 | 178.315
| Hot Food Holding Cabinet_Com, E - Cook | E | Yes | Large Retail | Cooking | NC | 857.0829 | 22.5979 | 37.9276
| Hot Food Holding Cabinet_Com, E - Cook | E | Yes | Large Retail | Cooking | REPL | 9677.8186 | 255.1657 | 37.9276
| Steamers_Com, E - Cook | E | Yes | Large Retail | Cooking | NC | 672.9015 | 79.3663 | 8.4784
| Steamers_Com, E - Cook | E | Yes | Large Retail | Cooking | REPL | 7598.1195 | 896.1707 | 8.4784
| Steamers_Com, G - Cook | G | Yes | Large Retail | Cooking | NC | 19735.4437 | 94.8307 | 208.1123
| Steamers_Com, G - Cook | G | Yes | Large Retail | Cooking | REPL | 210567.9133 | 1011.7994 | 208.1123
| ES Refrigerator and Freezer_Com, E - Refr | E | Yes | Large Retail | Refrigeration | NC | 125946.6123 | 52560.7313 | 2.3962
| ES Refrigerator and Freezer_Com, E - Refr | E | Yes | Large Retail | Refrigeration | REPL | 1422136.0257 | 593493.6097 | 2.3962
| Anti Sweat Heat Control_Com, E - Refr | E | Yes | Large Retail | Refrigeration | NC | 84990.4168 | 44628.1957 | 1.9044
| Anti Sweat Heat Control_Com, E - Refr | E | Z | Large Retail | Refrigeration | RET | 0 | 0 | 0
| Case Night Covers_Com, E - Refr | E | No | Large Retail | Refrigeration | RET | 28291.919 | 53836.755 | 0.52551
| Loading Dock Pit Seals_Com, E - Refr | E | No | Large Retail | Refrigeration | NC | 8313.9698 | 15388.2211 | 0.54028
| Loading Dock Pit Seals_Com, E - Refr | E | No | Large Retail | Refrigeration | RET | 112653.4083 | 208508.7631 | 0.54028
| ECM Comp Cond Fan Motor_Com, E - Refr | E | Yes | Large Retail | Refrigeration | NC | 14253.3161 | 3808.9007 | 3.7421
| ECM Comp Cond Fan Motor_Com, E - Refr | E | Yes | Large Retail | Refrigeration | RET | 135965.2984 | 7384.6459 | 18.4119
| ECM Comp Cond Fan Motor_Com, E - Refr | E | Yes | Large Retail | Refrigeration | REPL | 58531.0676 | 15641.2041 | 3.7421
| Evap Fan Motor Replacement_Com, E - Refr | E | Yes | Large Retail | Refrigeration | NC | 24638.5111 | 11889.2777 | 2.0723
| Evap Fan Motor Replacement_Com, E - Refr | E | Yes | Large Retail | Refrigeration | RET | 223063.709 | 72168.8994 | 3.0909
| Evap Fan Motor Replacement_Com, E - Refr | E | Yes | Large Retail | Refrigeration | REPL | 8730.6645 | 4212.9695 | 2.0723
| Evap Fan Speed Controls_Com, E - Refr | E | Yes | Large Retail | Refrigeration | NC | 40318.7738 | 12056.1111 | 3.3443
| Evap Fan Speed Controls_Com, E - Refr | E | Yes | Large Retail | Refrigeration | RET | 154736.8293 | 33725.2048 | 4.5882
| LowHeat NoHeat Doors_Com, E - Refr | E | Yes | Large Retail | Refrigeration | NC | 39994.8702 | 9082.89 | 4.4033
| LowHeat NoHeat Doors_Com, E - Refr | E | Yes | Large Retail | Refrigeration | RET | 487733.6227 | 110764.9762 | 4.4033
| Refrigerated Vending Machine_Com, E - Refr | E | Yes | Large Retail | Refrigeration | NC | 126015.2683 | 61231.4262 | 2.058
| Refrigerated Vending Machine_Com, E - Refr | E | Yes | Large Retail | Refrigeration | REPL | 1219638.2232 | 592628.0903 | 2.058
| Walk In Refrigeration_Com, E - Refr | E | Yes | Large Retail | Refrigeration | NC | 82537.2811 | 11513.4805 | 7.1688
| Refrigeration Tune Up_Com, E - Refr | E | Yes | Large Retail | Refrigeration | RET | 299267.4324 | 34828.714 | 8.5925
| ES Ice Machine_Com, E - Refr | E | Yes | Large Retail | Refrigeration | NC | 2399.8518 | 324.3267 | 7.3995
| ES Ice Machine_Com, E - Refr | E | Yes | Large Retail | Refrigeration | REPL | 27098.1146 | 3662.1603 | 7.3995
| Walk In Cooler Retroft_Com, E - Refr | E | Yes | Large Retail | Refrigeration | RET | 218436.8956 | 43579.1358 | 5.0124
| HE Built Up Refrig_Com, E - Refr | E | Yes | Large Retail | Refrigeration | NC | 49103.9564 | 34384.0796 | 1.4281
| HE Built Up Refrig_Com, E - Refr | E | No | Large Retail | Refrigeration | RET | 426745.9486 | 709141.2281 | 0.60178
| Door Gasket Replacement_Com, E - Refr | E | Z | Large Retail | Refrigeration | RET | 0 | 0 | 0
| EnergyStar Dehumidifier_Com, E - Appl | E | Yes | Large Retail | Appliances | NC | 1289.0453 | 266.7526 | 4.8324
| EnergyStar Dehumidifier_Com, E - Appl | E | Yes | Large Retail | Appliances | REPL | 14555.356 | 3012.0581 | 4.8324
| Clothes Washer Elec WH_Com, E - Appl [unit w/ elec dry - Washer] | E | Yes | Large Retail | Appliances | NC | 674.8482 | 251.7459 | 2.6807
| Clothes Washer Elec WH_Com, E - Appl [unit w/ elec dry - Washer] | E | Yes | Large Retail | Appliances | REPL | 12675.0459 | 4728.309 | 2.6807
| Clothes Washer Elec WH_Com, E - Appl [unit w/ elec dry - Dryer] | E | Yes | Large Retail | Appliances | NC | 674.8482 | 251.7459 | 2.6807
| Clothes Washer Elec WH_Com, E - Appl [unit w/ elec dry - Dryer] | E | Yes | Large Retail | Appliances | REPL | 12675.0459 | 4728.309 | 2.6807
| Clothes Washer Elec WH_Com, E - HWat [unit w/ elec dry - Water Heater] | E | Yes | Large Retail | Water Heating | NC | 674.8482 | 251.7459 | 2.6807
| Clothes Washer Elec WH_Com, E - HWat [unit w/ elec dry - Water Heater] | E | Yes | Large Retail | Water Heating | REPL | 12675.0459 | 4728.309 | 2.6807
| Clothes Washer Elec WH_Com, E - Appl [unit w/ gas dry - Washer] | E | Yes | Large Retail | Appliances | NC | 151.7671 | 62.9365 | 2.4114
| Clothes Washer Elec WH_Com, E - Appl [unit w/ gas dry - Washer] | E | Yes | Large Retail | Appliances | REPL | 2849.733 | 1182.0772 | 2.4108
| Clothes Washer Elec WH_Com, G - Oth [unit w/ gas dry - Dryer] | G | Yes | Large Retail | Other | NC | 151.7671 | 62.9365 | 2.4114
| Clothes Washer Elec WH_Com, G - Oth [unit w/ gas dry - Dryer] | G | Yes | Large Retail | Other | REPL | 2849.733 | 1182.0772 | 2.4108
| Clothes Washer Elec WH_Com, E - HWat [unit w/ gas dry - Water Heater] | E | Yes | Large Retail | Water Heating | NC | 151.7671 | 62.9365 | 2.4114
| Clothes Washer Elec WH_Com, E - HWat [unit w/ gas dry - Water Heater] | E | Yes | Large Retail | Water Heating | REPL | 2849.733 | 1182.0772 | 2.4108
| Clothes Washer Elec WH_Com, E - Appl [unit w/ propane dry - Washer] | E | Yes | Large Retail | Appliances | NC | 60.4183 | 25.1746 | 2.4
| Clothes Washer Elec WH_Com, E - Appl [unit w/ propane dry - Washer] | E | Yes | Large Retail | Appliances | REPL | 1134.7716 | 472.8309 | 2.4
| Clothes Washer Elec WH_Com, P - Oth [unit w/ propane dry - Dryer] | Prp | Yes | Large Retail | Other | NC | 60.4183 | 25.1746 | 2.4
| Clothes Washer Elec WH_Com, P - Oth [unit w/ propane dry - Dryer] | Prp | Yes | Large Retail | Other | REPL | 1134.7716 | 472.8309 | 2.4
| Clothes Washer Elec WH_Com, E - HWat [unit w/ propane dry - Water Heater] | E | Yes | Large Retail | Water Heating | NC | 60.4183 | 25.1746 | 2.4
| Clothes Washer Elec WH_Com, E - HWat [unit w/ propane dry - Water Heater] | E | Yes | Large Retail | Water Heating | REPL | 1134.7716 | 472.8309 | 2.4
| Clothes Washer Gas WH_Com, E - Appl [unit w/ elec dry - Washer] | E | Yes | Large Retail | Appliances | NC | 423.6877 | 125.873 | 3.366
| Clothes Washer Gas WH_Com, E - Appl [unit w/ elec dry - Washer] | E | Yes | Large Retail | Appliances | REPL | 7833.6244 | 2364.1545 | 3.3135
| Clothes Washer Gas WH_Com, E - Appl [unit w/ elec dry - Dryer] | E | Yes | Large Retail | Appliances | NC | 423.6877 | 125.873 | 3.366
| Clothes Washer Gas WH_Com, E - Appl [unit w/ elec dry - Dryer] | E | Yes | Large Retail | Appliances | REPL | 7833.6244 | 2364.1545 | 3.3135
| Clothes Washer Gas WH_Com, G - HWat [unit w/ elec dry - Water Heater] | G | Yes | Large Retail | Water Heating | NC | 423.6877 | 125.873 | 3.366
| Clothes Washer Gas WH_Com, G - HWat [unit w/ elec dry - Water Heater] | G | Yes | Large Retail | Water Heating | REPL | 7833.6244 | 2364.1545 | 3.3135
| Clothes Washer Gas WH_Com, E - Appl [unit w/ gas dry - Washer] | E | Yes | Large Retail | Appliances | NC | 1520.2114 | 490.9045 | 3.0968
| Clothes Washer Gas WH_Com, E - Appl [unit w/ gas dry - Washer] | E | Yes | Large Retail | Appliances | REPL | 28062.7131 | 9220.2025 | 3.0436
| Clothes Washer Gas WH_Com, G - Oth [unit w/ gas dry - Dryer] | G | Yes | Large Retail | Other | NC | 1520.2114 | 490.9045 | 3.0968
| Clothes Washer Gas WH_Com, G - Oth [unit w/ gas dry - Dryer] | G | Yes | Large Retail | Other | REPL | 28062.7131 | 9220.2025 | 3.0436
| Clothes Washer Gas WH_Com, G - HWat [unit w/ gas dry - Water Heater] | G | Yes | Large Retail | Water Heating | NC | 1520.2114 | 490.9045 | 3.0968
| Clothes Washer Gas WH_Com, G - HWat [unit w/ gas dry - Water Heater] | G | Yes | Large Retail | Water Heating | REPL | 28062.7131 | 9220.2025 | 3.0436
| Clothes Washer Gas WH_Com, E - Appl [unit w/ propane dry - Washer] | E | Yes | Large Retail | Appliances | NC | 77.671 | 25.1746 | 3.0853
| Clothes Washer Gas WH_Com, E - Appl [unit w/ propane dry - Washer] | E | Yes | Large Retail | Appliances | REPL | 1433.9919 | 472.8309 | 3.0328
| Clothes Washer Gas WH_Com, P - Oth [unit w/ propane dry - Dryer] | Prp | Yes | Large Retail | Other | NC | 77.671 | 25.1746 | 3.0853
| Clothes Washer Gas WH_Com, P - Oth [unit w/ propane dry - Dryer] | Prp | Yes | Large Retail | Other | REPL | 1433.9919 | 472.8309 | 3.0328
| Clothes Washer Gas WH_Com, G - HWat [unit w/ propane dry - Water Heater] | G | Yes | Large Retail | Water Heating | NC | 77.671 | 25.1746 | 3.0853
| Clothes Washer Gas WH_Com, G - HWat [unit w/ propane dry - Water Heater] | G | Yes | Large Retail | Water Heating | REPL | 1433.9919 | 472.8309 | 3.0328
| Clothes Washer Oil WH_Com, E - Appl [unit w/ elec dry - Washer] | E | Yes | Large Retail | Appliances | NC | 365.0829 | 151.0475 | 2.417
| Clothes Washer Oil WH_Com, E - Appl [unit w/ elec dry - Washer] | E | Yes | Large Retail | Appliances | REPL | 6856.3996 | 2836.9854 | 2.4168
| Clothes Washer Oil WH_Com, E - Appl [unit w/ elec dry - Dryer] | E | Yes | Large Retail | Appliances | NC | 365.0829 | 151.0475 | 2.417
| Clothes Washer Oil WH_Com, E - Appl [unit w/ elec dry - Dryer] | E | Yes | Large Retail | Appliances | REPL | 6856.3996 | 2836.9854 | 2.4168
| Clothes Washer Oil WH_Com, O - HWat [unit w/ elec dry - Water Heater] | O | Yes | Large Retail | Water Heating | NC | 365.0829 | 151.0475 | 2.417
| Clothes Washer Oil WH_Com, O - HWat [unit w/ elec dry - Water Heater] | O | Yes | Large Retail | Water Heating | REPL | 6856.3996 | 2836.9854 | 2.4168
| Clothes Washer Oil WH_Com, E - Appl [unit w/ gas dry - Washer] | E | Yes | Large Retail | Appliances | NC | 54.0692 | 25.1746 | 2.1478
| Clothes Washer Oil WH_Com, E - Appl [unit w/ gas dry - Washer] | E | Yes | Large Retail | Appliances | REPL | 1015.1219 | 472.8309 | 2.1469
| Clothes Washer Oil WH_Com, G - Oth [unit w/ gas dry - Dryer] | G | Yes | Large Retail | Other | NC | 54.0692 | 25.1746 | 2.1478
| Clothes Washer Oil WH_Com, G - Oth [unit w/ gas dry - Dryer] | G | Yes | Large Retail | Other | REPL | 1015.1219 | 472.8309 | 2.1469
| Clothes Washer Oil WH_Com, O - HWat [unit w/ gas dry - Water Heater] | O | Yes | Large Retail | Water Heating | NC | 54.0692 | 25.1746 | 2.1478
| Clothes Washer Oil WH_Com, O - HWat [unit w/ gas dry - Water Heater] | O | Yes | Large Retail | Water Heating | REPL | 1015.1219 | 472.8309 | 2.1469
| Clothes Washer Oil WH_Com, E - Appl [unit w/ propane dry - Washer] | E | Yes | Large Retail | Appliances | NC | 80.6709 | 37.7619 | 2.1363
| Clothes Washer Oil WH_Com, E - Appl [unit w/ propane dry - Washer] | E | Yes | Large Retail | Appliances | REPL | 1515.0004 | 709.2463 | 2.1361
| Clothes Washer Oil WH_Com, P - Oth [unit w/ propane dry - Dryer] | Prp | Yes | Large Retail | Other | NC | 80.6709 | 37.7619 | 2.1363
| Clothes Washer Oil WH_Com, P - Oth [unit w/ propane dry - Dryer] | Prp | Yes | Large Retail | Other | REPL | 1515.0004 | 709.2463 | 2.1361
| Clothes Washer Oil WH_Com, O - HWat [unit w/ propane dry - Water Heater] | O | Yes | Large Retail | Water Heating | NC | 80.6709 | 37.7619 | 2.1363
| Clothes Washer Oil WH_Com, O - HWat [unit w/ propane dry - Water Heater] | O | Yes | Large Retail | Water Heating | REPL | 1515.0004 | 709.2463 | 2.1361
| Clothes Washer Propane WH_Com, E - Appl [unit w/ elec dry - Washer] | E | Yes | Large Retail | Appliances | NC | 61.4059 | 27.3358 | 2.2464
| Clothes Washer Propane WH_Com, E - Appl [unit w/ elec dry - Washer] | E | Yes | Large Retail | Appliances | REPL | 1152.6502 | 513.1559 | 2.2462
| Clothes Washer Propane WH_Com, E - Appl [unit w/ elec dry - Dryer] | E | Yes | Large Retail | Appliances | NC | 61.4059 | 27.3358 | 2.2464
| Clothes Washer Propane WH_Com, E - Appl [unit w/ elec dry - Dryer] | E | Yes | Large Retail | Appliances | REPL | 1152.6502 | 513.1559 | 2.2462
| Clothes Washer Propane WH_Com, P - HWat [unit w/ elec dry - Water Heater] | Prp | Yes | Large Retail | Water Heating | NC | 61.4059 | 27.3358 | 2.2464
| Clothes Washer Propane WH_Com, P - HWat [unit w/ elec dry - Water Heater] | Prp | Yes | Large Retail | Water Heating | REPL | 1152.6502 | 513.1559 | 2.2462
| Clothes Washer Propane WH_Com, E - Appl [unit w/ gas dry - Washer] | E | Yes | Large Retail | Appliances | NC | 27.314 | 13.2956 | 2.0544
| Clothes Washer Propane WH_Com, E - Appl [unit w/ gas dry - Washer] | E | Yes | Large Retail | Appliances | REPL | 512.5194 | 248.9854 | 2.0584
| Clothes Washer Propane WH_Com, G - Oth [unit w/ gas dry - Dryer] | G | Yes | Large Retail | Other | NC | 27.314 | 13.2956 | 2.0544
| Clothes Washer Propane WH_Com, G - Oth [unit w/ gas dry - Dryer] | G | Yes | Large Retail | Other | REPL | 512.5194 | 248.9854 | 2.0584
| Clothes Washer Propane WH_Com, P - HWat [unit w/ gas dry - Water Heater] | Prp | Yes | Large Retail | Water Heating | NC | 27.314 | 13.2956 | 2.0544
| Clothes Washer Propane WH_Com, P - HWat [unit w/ gas dry - Water Heater] | Prp | Yes | Large Retail | Water Heating | REPL | 512.5194 | 248.9854 | 2.0584
| Clothes Washer Propane WH_Com, E - Appl [unit w/ propane dry - Washer] | E | Yes | Large Retail | Appliances | NC | 54.4541 | 25.4848 | 2.1367
| Clothes Washer Propane WH_Com, E - Appl [unit w/ propane dry - Washer] | E | Yes | Large Retail | Appliances | REPL | 1021.9529 | 478.3369 | 2.1365
| Clothes Washer Propane WH_Com, P - Oth [unit w/ propane dry - Dryer] | Prp | Yes | Large Retail | Other | NC | 54.4541 | 25.4848 | 2.1367
| Clothes Washer Propane WH_Com, P - Oth [unit w/ propane dry - Dryer] | Prp | Yes | Large Retail | Other | REPL | 1021.9529 | 478.3369 | 2.1365
| Clothes Washer Propane WH_Com, P - HWat [unit w/ propane dry - Water Heater] | Prp | Yes | Large Retail | Water Heating | NC | 54.4541 | 25.4848 | 2.1367
| Clothes Washer Propane WH_Com, P - HWat [unit w/ propane dry - Water Heater] | Prp | Yes | Large Retail | Water Heating | REPL | 1021.9529 | 478.3369 | 2.1365
| Dishwasher_Com, E - Appl [Building w elec WH] | E | Yes | Large Retail | Appliances | NC | 30.7309 | 11.5443 | 2.662
| Dishwasher_Com, E - Appl [Building w elec WH] | E | Yes | Large Retail | Appliances | REPL | 329.17 | 123.6548 | 2.662
| Dishwasher_Com, E - HWat [Building w elec WH] | E | Yes | Large Retail | Water Heating | NC | 1.4727 | 0 | 0
| Dishwasher_Com, E - HWat [Building w elec WH] | E | Yes | Large Retail | Water Heating | REPL | 15.7747 | 0 | 0
| Dishwasher_Com, E - Appl [Building w gas WH] | E | Yes | Large Retail | Appliances | NC | 76.8272 | 28.8606 | 2.662
| Dishwasher_Com, E - Appl [Building w gas WH] | E | Yes | Large Retail | Appliances | REPL | 822.925 | 309.1371 | 2.662
| Dishwasher_Com, G - HWat [Building w gas WH] | G | Yes | Large Retail | Water Heating | NC | 18.1683 | 0 | 0
| Dishwasher_Com, G - HWat [Building w gas WH] | G | Yes | Large Retail | Water Heating | REPL | 183.8866 | 0 | 0
| Dishwasher_Com, E - Appl [Building w oil WH] | E | Yes | Large Retail | Appliances | NC | 7.6827 | 2.8861 | 2.662
| Dishwasher_Com, E - Appl [Building w oil WH] | E | Yes | Large Retail | Appliances | REPL | 82.2925 | 30.9137 | 2.662
| Dishwasher_Com, O - HWat [Building w oil WH] | O | Yes | Large Retail | Water Heating | NC | 0.0076309 | 0 | 0
| Dishwasher_Com, O - HWat [Building w oil WH] | O | Yes | Large Retail | Water Heating | REPL | 0.077235 | 0 | 0
| Dishwasher_Com, E - Appl [Building w propane WH] | E | Yes | Large Retail | Appliances | NC | 7.6827 | 2.8861 | 2.662
| Dishwasher_Com, E - Appl [Building w propane WH] | E | Yes | Large Retail | Appliances | REPL | 82.2925 | 30.9137 | 2.662
| Dishwasher_Com, P - HWat [Building w propane WH] | Prp | Yes | Large Retail | Water Heating | NC | 0.15302 | 0 | 0
| Dishwasher_Com, P - HWat [Building w propane WH] | Prp | Yes | Large Retail | Water Heating | REPL | 1.5487 | 0 | 0
| Faucet Aerator_Com, E - HWat | E | Yes | Large Retail | Water Heating | RET | 49166.0412 | 3520.123 | 13.9671
| Faucet Aerator_Com, G - HWat | G | Yes | Large Retail | Water Heating | RET | 232687.9809 | 32042.952 | 7.2618
| Faucet Aerator_Com, O - HWat | O | Yes | Large Retail | Water Heating | RET | 963.8459 | 38.7808 | 24.8537
| Faucet Aerator_Com, P - HWat | Prp | Yes | Large Retail | Water Heating | RET | 6430.5604 | 222.2715 | 28.9311
| Pre Rinse Sprayers_Com, E - HWat | E | Yes | Large Retail | Water Heating | RET | 397.7997 | 8.4532 | 47.0592
| Pre Rinse Sprayers_Com, G - HWat | G | Yes | Large Retail | Water Heating | RET | 2233.0104 | 82.9323 | 26.9257
| Pre Rinse Sprayers_Com, O - HWat | O | Yes | Large Retail | Water Heating | RET | 8.2952 | 0.10037 | 82.6459
| Pre Rinse Sprayers_Com, P - HWat | Prp | Yes | Large Retail | Water Heating | RET | 54.2532 | 0.57527 | 94.3085
| Heat Pump Water Heater_Com, E - HWat | E | Yes | Large Retail | Water Heating | NC | 28824.6803 | 24576.2365 | 1.1729
| Heat Pump Water Heater_Com, E - HWat | E | No | Large Retail | Water Heating | RET | 166845.6641 | 176838.512 | 0.94349
| Heat Pump Water Heater_Com, E - HWat | E | Yes | Large Retail | Water Heating | REPL | 19528.5679 | 16650.2698 | 1.1729
| FF Storage Water Heater_Com, G - HWat | G | No | Large Retail | Water Heating | NC | 34222.0356 | 85079.972 | 0.40223
| FF Storage Water Heater_Com, G - HWat | G | No | Large Retail | Water Heating | RET | 217343.3937 | 1900674.6792 | 0.11435
| FF Storage Water Heater_Com, G - HWat | G | No | Large Retail | Water Heating | REPL | 61728.8481 | 153465.1162 | 0.40223
| FF Storage Water Heater_Com, O - HWat | O | Yes | Large Retail | Water Heating | NC | 143.43 | 102.9701 | 1.3929
| FF Storage Water Heater_Com, O - HWat | O | No | Large Retail | Water Heating | RET | 910.9204 | 2300.3377 | 0.39599
| FF Storage Water Heater_Com, O - HWat | O | Yes | Large Retail | Water Heating | REPL | 258.7153 | 185.7349 | 1.3929
| FF Storage Water Heater_Com, P - HWat | Prp | Yes | Large Retail | Water Heating | NC | 958.429 | 590.1719 | 1.624
| FF Storage Water Heater_Com, P - HWat | Prp | No | Large Retail | Water Heating | RET | 6086.9611 | 13184.3575 | 0.46168
| FF Storage Water Heater_Com, P - HWat | Prp | Yes | Large Retail | Water Heating | REPL | 1728.7901 | 1064.5372 | 1.624
| FF Instantaneous Water Heater_Com, G - HWat | G | No | Large Retail | Water Heating | NC | 67198.7223 | 252495.9416 | 0.26614
| FF Instantaneous Water Heater_Com, G - HWat | G | No | Large Retail | Water Heating | RET | 310882.589 | 3325798.9452 | 0.093476
| FF Instantaneous Water Heater_Com, G - HWat | G | No | Large Retail | Water Heating | REPL | 5.97e-11 | 2.2432e-10 | 0.26614
| FF Instantaneous Water Heater_Com, O - HWat | O | No | Large Retail | Water Heating | NC | 283.5276 | 305.5894 | 0.92781
| FF Instantaneous Water Heater_Com, O - HWat | O | No | Large Retail | Water Heating | RET | 1311.6884 | 4025.1291 | 0.32587
| FF Instantaneous Water Heater_Com, O - HWat | O | No | Large Retail | Water Heating | REPL | 2.5189e-13 | 2.7149e-13 | 0.92781
| FF Instantaneous Water Heater_Com, P - HWat | Prp | Yes | Large Retail | Water Heating | NC | 1903.4595 | 1751.4817 | 1.0868
| FF Instantaneous Water Heater_Com, P - HWat | Prp | No | Large Retail | Water Heating | RET | 8806.0067 | 23069.9778 | 0.38171
| FF Instantaneous Water Heater_Com, P - HWat | Prp | Yes | Large Retail | Water Heating | REPL | 1.6911e-12 | 1.556e-12 | 1.0868
| Clothes Dryer_Com, E - Appl | E | Yes | Large Retail | Appliances | NC | 4367.4268 | 258.8545 | 16.8721
| Clothes Dryer_Com, E - Appl | E | Yes | Large Retail | Appliances | RET | 24665.4384 | 5028.1496 | 4.9055
| Clothes Dryer_Com, E - Appl | E | Yes | Large Retail | Appliances | REPL | 1462.9954 | 86.7108 | 16.8721
| Clothes Dryer_Com, G - Oth | G | Yes | Large Retail | Other | NC | 180.0642 | 164.3959 | 1.0953
| Clothes Dryer_Com, G - Oth | G | No | Large Retail | Other | RET | 960.9066 | 3552.4368 | 0.27049
| Clothes Dryer_Com, G - Oth | G | Yes | Large Retail | Other | REPL | 56.9948 | 52.0354 | 1.0953
| Clothes Dryer_Com, P - Oth | Prp | Yes | Large Retail | Other | NC | 5.0303 | 1.1404 | 4.4112
| Clothes Dryer_Com, P - Oth | Prp | Yes | Large Retail | Other | RET | 26.8441 | 24.6421 | 1.0894
| Clothes Dryer_Com, P - Oth | Prp | Yes | Large Retail | Other | REPL | 1.5922 | 0.36095 | 4.4112
| Pnemautic to DDC_Com, E - TotE [Building w Elec Heat] | E | No | Large Retail | Total Electric | RET | 134977.4108 | 163774.1966 | 0.82417
| Pnemautic to DDC_Com, E - TotE [Building w Gas Heat] | E | No | Large Retail | Total Electric | RET | 378092.4156 | 631477.617 | 0.59874
| Pnemautic to DDC_Com, G - TotF [Building w Gas Heat] | G | No | Large Retail | Total FF | RET | 378092.4156 | 631477.617 | 0.59874
| Pnemautic to DDC_Com, E - TotE [Building w Oil Heat] | E | No | Large Retail | Total Electric | RET | 89924.932 | 169902.9932 | 0.52927
| Pnemautic to DDC_Com, O - TotF [Building w Oil Heat] | O | No | Large Retail | Total FF | RET | 89924.932 | 169902.9932 | 0.52927
| Pnemautic to DDC_Com, E - TotE [Building w Propane Heat] | E | No | Large Retail | Total Electric | RET | 18174.8065 | 51203.1765 | 0.35495
| Pnemautic to DDC_Com, P - TotF [Building w Propane Heat] | Prp | No | Large Retail | Total FF | RET | 18174.8065 | 51203.1765 | 0.35495
| Data Center_Com, E - TotE [Building w Elec Heat] | E | Yes | Large Retail | Total Electric | NC | 17226.9307 | 7486.0284 | 2.3012
| Data Center_Com, E - TotE [Building w Elec Heat] | E | No | Large Retail | Total Electric | RET | 373476.9314 | 351884.4599 | 1.0614
| Data Center_Com, E - TotE [Building w Gas Heat] | E | Yes | Large Retail | Total Electric | NC | 35177.8759 | 15286.6801 | 2.3012
| Data Center_Com, E - TotE [Building w Gas Heat] | E | No | Large Retail | Total Electric | RET | 762650.3774 | 718557.9444 | 1.0614
| Data Center_Com, G - TotF [Building w Gas Heat] | G | Yes | Large Retail | Total FF | NC | 35177.8759 | 15286.6801 | 2.3012
| Data Center_Com, G - TotF [Building w Gas Heat] | G | No | Large Retail | Total FF | RET | 762650.3774 | 718557.9444 | 1.0614
| Data Center_Com, E - TotE [Building w Oil Heat] | E | Yes | Large Retail | Total Electric | NC | 9464.827 | 4112.9767 | 2.3012
| Data Center_Com, E - TotE [Building w Oil Heat] | E | No | Large Retail | Total Electric | RET | 205195.8429 | 193332.4986 | 1.0614
| Data Center_Com, O - TotF [Building w Oil Heat] | O | Yes | Large Retail | Total FF | NC | 9464.827 | 4112.9767 | 2.3012
| Data Center_Com, O - TotF [Building w Oil Heat] | O | No | Large Retail | Total FF | RET | 205195.8429 | 193332.4986 | 1.0614
| Data Center_Com, E - TotE [Building w Propane Heat] | E | Yes | Large Retail | Total Electric | NC | 2852.3877 | 1239.516 | 2.3012
| Data Center_Com, E - TotE [Building w Propane Heat] | E | No | Large Retail | Total Electric | RET | 61839.2812 | 58264.0592 | 1.0614
| Data Center_Com, P - TotF [Building w Propane Heat] | Prp | Yes | Large Retail | Total FF | NC | 2852.3877 | 1239.516 | 2.3012
| Data Center_Com, P - TotF [Building w Propane Heat] | Prp | No | Large Retail | Total FF | RET | 61839.2812 | 58264.0592 | 1.0614
| RCx_Com, E - TotE [Building w Elec Heat] | E | Yes | Large Retail | Total Electric | RET | 369007.9405 | 113940.239 | 3.2386
| RCx_Com, E - TotE [Building w Gas Heat] | E | Yes | Large Retail | Total Electric | RET | 1168008.7512 | 362395.4741 | 3.223
| RCx_Com, G - TotF [Building w Gas Heat] | G | Yes | Large Retail | Total FF | RET | 1168008.7512 | 362395.4741 | 3.223
| RCx_Com, E - TotE [Building w Oil Heat] | E | Yes | Large Retail | Total Electric | RET | 291901.7245 | 97504.7636 | 2.9937
| RCx_Com, O - TotF [Building w Oil Heat] | O | Yes | Large Retail | Total FF | RET | 291901.7245 | 97504.7636 | 2.9937
| RCx_Com, E - TotE [Building w Propane Heat] | E | Yes | Large Retail | Total Electric | RET | 72490.6209 | 29384.7303 | 2.4669
| RCx_Com, P - TotF [Building w Propane Heat] | Prp | Yes | Large Retail | Total FF | RET | 72490.6209 | 29384.7303 | 2.4669
| Commissioning_Com, E - TotE [Building w Elec Heat] | E | Yes | Large Retail | Total Electric | NC | 0 | 0 | 0
| Commissioning_Com, E - TotE [Building w Gas Heat] | E | Yes | Large Retail | Total Electric | NC | 0 | 0 | 0
| Commissioning_Com, G - TotF [Building w Gas Heat] | G | Yes | Large Retail | Total FF | NC | 0 | 0 | 0
| Commissioning_Com, E - TotE [Building w Oil Heat] | E | Yes | Large Retail | Total Electric | NC | 0 | 0 | 0
| Commissioning_Com, O - TotF [Building w Oil Heat] | O | Yes | Large Retail | Total FF | NC | 0 | 0 | 0
| Commissioning_Com, E - TotE [Building w Propane Heat] | E | Yes | Large Retail | Total Electric | NC | 0 | 0 | 0
| Commissioning_Com, P - TotF [Building w Propane Heat] | Prp | Yes | Large Retail | Total FF | NC | 0 | 0 | 0
| Integrated Building Design_Com, E - TotE [Building w Elec Heat] | E | Yes | Large Retail | Total Electric | NC | 28647.4824 | 1969.5457 | 14.5452
| Integrated Building Design_Com, E - TotE [Building w Gas Heat] | E | Yes | Large Retail | Total Electric | NC | 92057.2311 | 6264.2879 | 14.6956
| Integrated Building Design_Com, G - TotF [Building w Gas Heat] | G | Yes | Large Retail | Total FF | NC | 92057.2311 | 6264.2879 | 14.6956
| Integrated Building Design_Com, E - TotE [Building w Oil Heat] | E | Yes | Large Retail | Total Electric | NC | 23084.3133 | 1685.4457 | 13.6963
| Integrated Building Design_Com, O - TotF [Building w Oil Heat] | O | Yes | Large Retail | Total FF | NC | 23084.3133 | 1685.4457 | 13.6963
| Integrated Building Design_Com, E - TotE [Building w Propane Heat] | E | Yes | Large Retail | Total Electric | NC | 5683.2106 | 507.9379 | 11.1888
| Integrated Building Design_Com, P - TotF [Building w Propane Heat] | Prp | Yes | Large Retail | Total FF | NC | 5683.2106 | 507.9379 | 11.1888
| Deep Energy Retrofit_Com, E - TotE [Building w Elec Heat] | E | Yes | Large Retail | Total Electric | RET | 135993.0453 | 60343.5718 | 2.2536
| Deep Energy Retrofit_Com, E - TotE [Building w Gas Heat] | E | Yes | Large Retail | Total Electric | RET | 428230.7111 | 191927.2551 | 2.2312
| Deep Energy Retrofit_Com, G - TotF [Building w Gas Heat] | G | Yes | Large Retail | Total FF | RET | 428230.7111 | 191927.2551 | 2.2312
| Deep Energy Retrofit_Com, E - TotE [Building w Oil Heat] | E | Yes | Large Retail | Total Electric | RET | 107663.2259 | 51639.2256 | 2.0849
| Deep Energy Retrofit_Com, O - TotF [Building w Oil Heat] | O | Yes | Large Retail | Total FF | RET | 107663.2259 | 51639.2256 | 2.0849
| Deep Energy Retrofit_Com, E - TotE [Building w Propane Heat] | E | Yes | Large Retail | Total Electric | RET | 26733.1009 | 15562.3649 | 1.7178
| Deep Energy Retrofit_Com, P - TotF [Building w Propane Heat] | Prp | Yes | Large Retail | Total FF | RET | 26733.1009 | 15562.3649 | 1.7178
| EMS_Com, E - TotE [Building w Elec Heat] | E | Yes | Large Retail | Total Electric | NC | 52108.0357 | 26492.3218 | 1.9669
| EMS_Com, E - TotE [Building w Elec Heat] | E | Yes | Large Retail | Total Electric | RET | 860987.6378 | 348199.0665 | 2.4727
| EMS_Com, E - TotE [Building w Gas Heat] | E | Yes | Large Retail | Total Electric | NC | 171806.5561 | 84260.816 | 2.039
| EMS_Com, E - TotE [Building w Gas Heat] | E | Yes | Large Retail | Total Electric | RET | 2779250.6011 | 2214946.4833 | 1.2548
| EMS_Com, G - TotF [Building w Gas Heat] | G | Yes | Large Retail | Total FF | NC | 171806.5561 | 84260.816 | 2.039
| EMS_Com, G - TotF [Building w Gas Heat] | G | Yes | Large Retail | Total FF | RET | 2779250.6011 | 2214946.4833 | 1.2548
| EMS_Com, E - TotE [Building w Oil Heat] | E | Yes | Large Retail | Total Electric | NC | 42943.2355 | 22670.8983 | 1.8942
| EMS_Com, E - TotE [Building w Oil Heat] | E | Yes | Large Retail | Total Electric | RET | 696527.1342 | 595945.1723 | 1.1688
| EMS_Com, O - TotF [Building w Oil Heat] | O | Yes | Large Retail | Total FF | NC | 42943.2355 | 22670.8983 | 1.8942
| EMS_Com, O - TotF [Building w Oil Heat] | O | Yes | Large Retail | Total FF | RET | 696527.1342 | 595945.1723 | 1.1688
| EMS_Com, E - TotE [Building w Propane Heat] | E | Yes | Large Retail | Total Electric | NC | 10459.5237 | 6832.2634 | 1.5309
| EMS_Com, E - TotE [Building w Propane Heat] | E | No | Large Retail | Total Electric | RET | 171156.7948 | 179598.2831 | 0.953
| EMS_Com, P - TotF [Building w Propane Heat] | Prp | Yes | Large Retail | Total FF | NC | 10459.5237 | 6832.2634 | 1.5309
| EMS_Com, P - TotF [Building w Propane Heat] | Prp | No | Large Retail | Total FF | RET | 171156.7948 | 179598.2831 | 0.953
| VFDs on HVAC Pumps_Com, E - Oth | E | Yes | Large Retail | Other | RET | 193420.7022 | 82887.1529 | 2.3335
| ECM Circulators_Com, E - Oth | E | Yes | Large Retail | Other | RET | 379152.1573 | 226453.1893 | 1.6743
| Motors_Com, E - Oth | E | Yes | Large Retail | Other | NC | 3625.6293 | 2388.6311 | 1.5179
| Motors_Com, E - Oth | E | No | Large Retail | Other | RET | 35540.8411 | 40045.36 | 0.88751
| Motors_Com, E - Oth | E | Yes | Large Retail | Other | REPL | 218.3417 | 143.8475 | 1.5179
| Ext Area Ltg_Com, E - ExtL | E | Yes | Large Retail | Exterior Lighting | NC | 21963.1206 | 5897.8811 | 3.7239
| Ext Area Ltg_Com, E - ExtL | E | Yes | Large Retail | Exterior Lighting | RET | 148798.9765 | 39957.8313 | 3.7239
| Ext Area Ltg_Com, E - ExtL | E | Yes | Large Retail | Exterior Lighting | REPL | 197496.8248 | 53034.9401 | 3.7239
| Street Ltg_Com, E - ExtL | E | Yes | Large Retail | Exterior Lighting | NC | 4088.2618 | 933.9852 | 4.3772
| Street Ltg_Com, E - ExtL | E | Yes | Large Retail | Exterior Lighting | RET | 27697.7569 | 6327.7003 | 4.3772
| Street Ltg_Com, E - ExtL | E | Yes | Large Retail | Exterior Lighting | REPL | 36762.4776 | 8398.5841 | 4.3772
| Ext Ltg Ctrls_Com, E - ExtL | E | Yes | Large Retail | Exterior Lighting | RET | 136674.9293 | 34753.677 | 3.9327
| Ext Ltg Dsgn_Com, E - ExtL | E | Yes | Large Retail | Exterior Lighting | NC | 3168.8672 | 694.0229 | 4.5659
| Ext Ltg Dsgn_Com, E - ExtL | E | Yes | Large Retail | Exterior Lighting | REPL | 28625.2085 | 6269.2908 | 4.5659
| Int Ltg Ctrls_Com, E - IntL [No Heat] | E | Yes | Large Retail | Interior Lighting | RET | 216757.706 | 62542.6667 | 3.4658
| Int Ltg Ctrls_Com, E - IntL [Electric Heat] | E | Yes | Large Retail | Interior Lighting | RET | 202195.1336 | 81047.6811 | 2.4948
| Int Ltg Ctrls_Com, E/G - IntL | E | Yes | Large Retail | Interior Lighting | RET | 1091687.3343 | 453345.7761 | 2.4081
| Int Ltg Ctrls_Com, E/O - IntL | E | Yes | Large Retail | Interior Lighting | RET | 249827.9745 | 185545.0165 | 1.3465
| Int Ltg Ctrls_Com, E/P - IntL | E | Yes | Large Retail | Interior Lighting | RET | 8530.2525 | 6984.2088 | 1.2214
| Exit Sign RetFit_Com, E - IntL [No Heat] | E | Yes | Large Retail | Interior Lighting | RET | 10618.3536 | 2868.1192 | 3.7022
| Exit Sign RetFit_Com, E - IntL [Electric Heat] | E | Yes | Large Retail | Interior Lighting | RET | 10591.8679 | 3720.3709 | 2.847
| Exit Sign RetFit_Com, E/G - IntL | E | Yes | Large Retail | Interior Lighting | RET | 54753.1013 | 24015.2517 | 2.2799
| Exit Sign RetFit_Com, E/O - IntL | E | Yes | Large Retail | Interior Lighting | RET | 12468.5443 | 11070.1311 | 1.1263
| Exit Sign RetFit_Com, E/P - IntL | E | No | Large Retail | Interior Lighting | RET | 425.246 | 422.3089 | 1.007
| LED HiLo Bay_Com, E - IntL [No Heat] | E | Yes | Large Retail | Interior Lighting | NC | 3071.0397 | 1509.1244 | 2.035
| LED HiLo Bay_Com, E - IntL [No Heat] | E | Yes | Large Retail | Interior Lighting | RET | 18617.5362 | 9148.751 | 2.035
| LED HiLo Bay_Com, E - IntL [No Heat] | E | Yes | Large Retail | Interior Lighting | REPL | 1240.9107 | 609.7898 | 2.035
| LED HiLo Bay_Com, E - IntL [Electric Heat] | E | Yes | Large Retail | Interior Lighting | NC | 2867.5198 | 1957.5554 | 1.4648
| LED HiLo Bay_Com, E - IntL [Electric Heat] | E | Yes | Large Retail | Interior Lighting | RET | 17383.739 | 11867.2704 | 1.4648
| LED HiLo Bay_Com, E - IntL [Electric Heat] | E | Yes | Large Retail | Interior Lighting | REPL | 1158.6747 | 790.9867 | 1.4648
| LED HiLo Bay_Com, E/G - IntL | E | Yes | Large Retail | Interior Lighting | NC | 15557.3424 | 9792.6781 | 1.5887
| LED HiLo Bay_Com, E/G - IntL | E | Yes | Large Retail | Interior Lighting | RET | 94313.1352 | 59366.0634 | 1.5887
| LED HiLo Bay_Com, E/G - IntL | E | Yes | Large Retail | Interior Lighting | REPL | 6286.2336 | 3956.9138 | 1.5887
| LED HiLo Bay_Com, E/O - IntL | E | No | Large Retail | Interior Lighting | NC | 3542.7658 | 3588.8193 | 0.98717
| LED HiLo Bay_Com, E/O - IntL | E | No | Large Retail | Interior Lighting | RET | 21477.2767 | 21756.4665 | 0.98717
| LED HiLo Bay_Com, E/O - IntL | E | No | Large Retail | Interior Lighting | REPL | 1431.5204 | 1450.1292 | 0.98717
| LED HiLo Bay_Com, E/P - IntL | E | No | Large Retail | Interior Lighting | NC | 120.8278 | 133.4877 | 0.90516
| LED HiLo Bay_Com, E/P - IntL | E | No | Large Retail | Interior Lighting | RET | 732.4934 | 809.2413 | 0.90516
| LED HiLo Bay_Com, E/P - IntL | E | No | Large Retail | Interior Lighting | REPL | 48.8227 | 53.9382 | 0.90516
| Repl Scre_Com, E - IntL [No Heat] | E | Yes | Large Retail | Interior Lighting | NC | 0 | 0 | 0
| Repl Scre_Com, E - IntL [No Heat] | E | Yes | Large Retail | Interior Lighting | RET | 0 | 0 | 0
| Repl Scre_Com, E - IntL [No Heat] | E | Yes | Large Retail | Interior Lighting | REPL | 0 | 0 | 0
| Repl Scre_Com, E - IntL [Electric Heat] | E | Yes | Large Retail | Interior Lighting | NC | 0 | 0 | 0
| Repl Scre_Com, E - IntL [Electric Heat] | E | Yes | Large Retail | Interior Lighting | RET | 0 | 0 | 0
| Repl Scre_Com, E - IntL [Electric Heat] | E | Yes | Large Retail | Interior Lighting | REPL | 0 | 0 | 0
| Repl Scre_Com, E/G - IntL | E | Yes | Large Retail | Interior Lighting | NC | 0 | 0 | 0
| Repl Scre_Com, E/G - IntL | E | Yes | Large Retail | Interior Lighting | RET | 0 | 0 | 0
| Repl Scre_Com, E/G - IntL | E | Yes | Large Retail | Interior Lighting | REPL | 0 | 0 | 0
| Repl Scre_Com, E/O - IntL | E | Yes | Large Retail | Interior Lighting | NC | 0 | 0 | 0
| Repl Scre_Com, E/O - IntL | E | Yes | Large Retail | Interior Lighting | RET | 0 | 0 | 0
| Repl Scre_Com, E/O - IntL | E | Yes | Large Retail | Interior Lighting | REPL | 0 | 0 | 0
| Repl Scre_Com, E/P - IntL | E | No | Large Retail | Interior Lighting | NC | 0 | 0 | 0
| Repl Scre_Com, E/P - IntL | E | No | Large Retail | Interior Lighting | RET | 0 | 0 | 0
| Repl Scre_Com, E/P - IntL | E | No | Large Retail | Interior Lighting | REPL | 0 | 0 | 0
| Lin LED Fixture_Com, E - IntL [No Heat] | E | Yes | Large Retail | Interior Lighting | NC | 4825.1118 | 2930.4709 | 1.6465
| Lin LED Fixture_Com, E - IntL [No Heat] | E | No | Large Retail | Interior Lighting | RET | 21794.7366 | 20055.6954 | 1.0867
| Lin LED Fixture_Com, E - IntL [No Heat] | E | Yes | Large Retail | Interior Lighting | REPL | 3373.6004 | 2048.9137 | 1.6465
| Lin LED Fixture_Com, E - IntL [Electric Heat] | E | Yes | Large Retail | Interior Lighting | NC | 4813.0763 | 3801.2501 | 1.2662
| Lin LED Fixture_Com, E - IntL [Electric Heat] | E | No | Large Retail | Interior Lighting | RET | 21740.3733 | 26015.1753 | 0.83568
| Lin LED Fixture_Com, E - IntL [Electric Heat] | E | Yes | Large Retail | Interior Lighting | REPL | 3365.1855 | 2657.7413 | 1.2662
| Lin LED Fixture_Com, E/G - IntL | E | Yes | Large Retail | Interior Lighting | NC | 24880.4894 | 17898.1042 | 1.3901
| Lin LED Fixture_Com, E/G - IntL | E | No | Large Retail | Interior Lighting | RET | 112383.6582 | 114252.3101 | 0.98364
| Lin LED Fixture_Com, E/G - IntL | E | Yes | Large Retail | Interior Lighting | REPL | 17395.8309 | 12513.9176 | 1.3901
| Lin LED Fixture_Com, E/O - IntL | E | No | Large Retail | Interior Lighting | NC | 5665.8614 | 6080.8472 | 0.93176
| Lin LED Fixture_Com, E/O - IntL | E | No | Large Retail | Interior Lighting | RET | 25592.3517 | 35074.5124 | 0.72966
| Lin LED Fixture_Com, E/O - IntL | E | No | Large Retail | Interior Lighting | REPL | 3961.432 | 4251.5799 | 0.93176
| Lin LED Fixture_Com, E/P - IntL | E | No | Large Retail | Interior Lighting | NC | 193.2371 | 223.527 | 0.86449
| Lin LED Fixture_Com, E/P - IntL | E | No | Large Retail | Interior Lighting | RET | 872.8401 | 1269.1222 | 0.68775
| Lin LED Fixture_Com, E/P - IntL | E | No | Large Retail | Interior Lighting | REPL | 135.1066 | 156.2846 | 0.86449
| LED Tube Repl_Com, E - IntL [No Heat] | E | Yes | Large Retail | Interior Lighting | RET | 144841.8022 | 15254.823 | 9.4948
| LED Tube Repl_Com, E - IntL [No Heat] | E | Yes | Large Retail | Interior Lighting | REPL | 93776.549 | 9876.6008 | 9.4948
| LED Tube Repl_Com, E - IntL [Electric Heat] | E | Yes | Large Retail | Interior Lighting | RET | 144480.5187 | 19787.7405 | 7.3015
| LED Tube Repl_Com, E - IntL [Electric Heat] | E | Yes | Large Retail | Interior Lighting | REPL | 93542.6392 | 12811.3983 | 7.3015
| LED Tube Repl_Com, E/G - IntL | E | Yes | Large Retail | Interior Lighting | RET | 746870.7649 | 181980.5014 | 4.1041
| LED Tube Repl_Com, E/G - IntL | E | Yes | Large Retail | Interior Lighting | REPL | 483554.8983 | 117821.6727 | 4.1041
| LED Tube Repl_Com, E/O - IntL | E | Yes | Large Retail | Interior Lighting | RET | 170079.7034 | 101204.278 | 1.6806
| LED Tube Repl_Com, E/O - IntL | E | Yes | Large Retail | Interior Lighting | REPL | 110116.6059 | 65523.8184 | 1.6806
| LED Tube Repl_Com, E/P - IntL | E | Yes | Large Retail | Interior Lighting | RET | 5800.6543 | 3926.0659 | 1.4775
| LED Tube Repl_Com, E/P - IntL | E | Yes | Large Retail | Interior Lighting | REPL | 3755.5825 | 2541.8968 | 1.4775
| Repl pin CFL wLED_Com, E - IntL [No Heat] | E | Yes | Large Retail | Interior Lighting | RET | 5891.5987 | 3478.3239 | 1.6938
| Repl pin CFL wLED_Com, E - IntL [No Heat] | E | Yes | Large Retail | Interior Lighting | REPL | 6279.481 | 3707.3246 | 1.6938
| Repl pin CFL wLED_Com, E - IntL [Electric Heat] | E | Yes | Large Retail | Interior Lighting | RET | 5876.9031 | 4511.8957 | 1.3025
| Repl pin CFL wLED_Com, E - IntL [Electric Heat] | E | Yes | Large Retail | Interior Lighting | REPL | 6263.8179 | 4808.9432 | 1.3025
| Repl pin CFL wLED_Com, E/G - IntL | E | Yes | Large Retail | Interior Lighting | RET | 30379.7853 | 21403.4119 | 1.4194
| Repl pin CFL wLED_Com, E/G - IntL | E | Yes | Large Retail | Interior Lighting | REPL | 32379.8844 | 22812.5378 | 1.4194
| Repl pin CFL wLED_Com, E/O - IntL | E | No | Large Retail | Interior Lighting | RET | 6918.178 | 7304.9809 | 0.94705
| Repl pin CFL wLED_Com, E/O - IntL | E | No | Large Retail | Interior Lighting | REPL | 7373.6467 | 7785.9154 | 0.94705
| Repl pin CFL wLED_Com, E/P - IntL | E | No | Large Retail | Interior Lighting | RET | 235.948 | 268.4386 | 0.87896
| Repl pin CFL wLED_Com, E/P - IntL | E | No | Large Retail | Interior Lighting | REPL | 251.4819 | 286.1116 | 0.87896
| Refrig Case LED_Com, E - IntL | E | Yes | Large Retail | Interior Lighting | NC | 89053.5895 | 31814.8395 | 2.7991
| Refrig Case LED_Com, E - IntL | E | Yes | Large Retail | Interior Lighting | RET | 502802.543 | 179628.7191 | 2.7991
| Refrig Case LED_Com, E - IntL | E | Yes | Large Retail | Interior Lighting | REPL | 157118.0582 | 56131.2108 | 2.7991
| Refrig Case Ctrls_Com, E - IntL | E | No | Large Retail | Interior Lighting | RET | 288849.3951 | 269399.4143 | 1.0722
| Stair Occ Sensor_Com, E - IntL [No Heat] | E | Yes | Large Retail | Interior Lighting | NC | 2774.5455 | 1253.8208 | 2.2129
| Stair Occ Sensor_Com, E - IntL [No Heat] | E | Yes | Large Retail | Interior Lighting | RET | 28196.0974 | 12741.8538 | 2.2129
| Stair Occ Sensor_Com, E - IntL [Electric Heat] | E | Yes | Large Retail | Interior Lighting | NC | 2767.6248 | 1626.3892 | 1.7017
| Stair Occ Sensor_Com, E - IntL [Electric Heat] | E | Yes | Large Retail | Interior Lighting | RET | 28125.767 | 16528.0512 | 1.7017
| Stair Occ Sensor_Com, E/G - IntL | E | Yes | Large Retail | Interior Lighting | NC | 14306.829 | 8748.5011 | 1.6353
| Stair Occ Sensor_Com, E/G - IntL | E | Yes | Large Retail | Interior Lighting | RET | 145392.0107 | 88905.946 | 1.6353
| Stair Occ Sensor_Com, E/O - IntL | E | No | Large Retail | Interior Lighting | NC | 3257.995 | 3453.727 | 0.94333
| Stair Occ Sensor_Com, E/O - IntL | E | No | Large Retail | Interior Lighting | RET | 33109.115 | 35098.2254 | 0.94333
| Stair Occ Sensor_Com, E/P - IntL | E | No | Large Retail | Interior Lighting | NC | 111.1156 | 129.4162 | 0.85859
| Stair Occ Sensor_Com, E/P - IntL | E | No | Large Retail | Interior Lighting | RET | 1129.2031 | 1315.1817 | 0.85859
| Int Delamping_Com, E - IntL [No Heat] | E | Yes | Large Retail | Interior Lighting | RET | 2910.9068 | 262.7172 | 11.08
| Int Delamping_Com, E - IntL [Electric Heat] | E | Yes | Large Retail | Interior Lighting | RET | 2903.6461 | 262.0619 | 11.08
| Int Delamping_Com, E/G - IntL | E | Yes | Large Retail | Interior Lighting | RET | 15009.9707 | 3509.8179 | 4.2766
| Int Delamping_Com, E/O - IntL | E | Yes | Large Retail | Interior Lighting | RET | 3418.1166 | 2008.0295 | 1.7022
| Int Delamping_Com, E/P - IntL | E | Yes | Large Retail | Interior Lighting | RET | 116.5766 | 78.0997 | 1.4927
| Int Ltg Dsgn_Com, E - IntL [No Heat] | E | Yes | Large Retail | Interior Lighting | NC | 6066.6019 | 1277.5635 | 4.7486
| Int Ltg Dsgn_Com, E - IntL [Electric Heat] | E | Yes | Large Retail | Interior Lighting | NC | 6051.4698 | 1274.3768 | 4.7486
| Int Ltg Dsgn_Com, E/G - IntL | E | Yes | Large Retail | Interior Lighting | NC | 31282.1818 | 11079.1903 | 2.8235
| Int Ltg Dsgn_Com, E/O - IntL | E | Yes | Large Retail | Interior Lighting | NC | 7123.6745 | 5042.1623 | 1.4128
| Int Ltg Dsgn_Com, E/P - IntL | E | Yes | Large Retail | Interior Lighting | NC | 242.9565 | 192.0037 | 1.2654
| Room Air Conditioner_Com, E - Cool | E | Yes | Warehouse | Cooling | NC | 0 | 0 | 0
| Room Air Conditioner_Com, E - Cool | E | No | Warehouse | Cooling | RET | 0 | 0 | 0
| Room Air Conditioner_Com, E - Cool | E | Yes | Warehouse | Cooling | REPL | 0 | 0 | 0
| Fast Acting Doors_Com, E - Cool | E | Yes | Warehouse | Cooling | NC | 0 | 0 | 0
| Fast Acting Doors_Com, E - Cool | E | Yes | Warehouse | Cooling | RET | 0 | 0 | 0
| Fast Acting Doors_Com, E - Cool | E | Yes | Warehouse | Cooling | REPL | 0 | 0 | 0
| Mini Split Ductless AC_Com, E - Cool | E | No | Warehouse | Cooling | NC | 0 | 0 | 0
| Mini Split Ductless AC_Com, E - Cool | E | No | Warehouse | Cooling | RET | 0 | 0 | 0
| Mini Split Ductless AC_Com, E - Cool | E | No | Warehouse | Cooling | REPL | 0 | 0 | 0
| Eff Unitary AC_Com, E - Cool | E | No | Warehouse | Cooling | NC | 21445.4103 | 19766.6828 | 1.0849
| Eff Unitary AC_Com, E - Cool | E | No | Warehouse | Cooling | RET | 178942.6919 | 1201846.8821 | 0.14889
| Eff Unitary AC_Com, E - Cool | E | No | Warehouse | Cooling | REPL | 106578.6996 | 98235.8143 | 1.0849
| PTAC_Com, E - Cool | E | Yes | Warehouse | Cooling | NC | 0 | 0 | 0
| PTAC_Com, E - Cool | E | No | Warehouse | Cooling | RET | 0 | 0 | 0
| PTAC_Com, E - Cool | E | Yes | Warehouse | Cooling | REPL | 0 | 0 | 0
| Unitary Equipment Economizer_Com, E - Cool | E | No | Warehouse | Cooling | RET | 82486.2089 | 127374.6528 | 0.64759
| AC Tuneup_Com, E - Cool [ASHP] | E | Yes | Warehouse | Cooling | RET | 64769.264 | 12238.179 | 5.2924
| AC Tuneup_Com, E - Heat [ASHP] | E | Yes | Warehouse | Space Heating | RET | 64769.264 | 12238.179 | 5.2924
| AC Tuneup_Com, E - Cool [Unitary AC] | E | Yes | Warehouse | Cooling | RET | 164592.7808 | 29337.8709 | 5.6102
| DCV_Com, E - Cool [Building w Elec Heat] | E | Yes | Warehouse | Cooling | RET | 281768.6837 | 132493.027 | 2.1267
| DCV_Com, E - Heat [Building w Elec Heat] | E | Yes | Warehouse | Space Heating | RET | 281768.6837 | 132493.027 | 2.1267
| DCV_Com, E - Vent [Building w Elec Heat] | E | Yes | Warehouse | Ventilation | RET | 281768.6837 | 132493.027 | 2.1267
| DCV_Com, E - Cool [Building w Gas Heat] | E | Yes | Warehouse | Cooling | RET | 1493625.8074 | 270554.4802 | 5.5206
| DCV_Com, G - Heat [Building w Gas Heat] | G | Yes | Warehouse | Space Heating | RET | 1493625.8074 | 270554.4802 | 5.5206
| DCV_Com, E - Vent [Building w Gas Heat] | E | Yes | Warehouse | Ventilation | RET | 1493625.8074 | 270554.4802 | 5.5206
| DCV_Com, E - Cool [Building w Oil Heat] | E | Yes | Warehouse | Cooling | RET | 704288.4202 | 72794.3711 | 9.675
| DCV_Com, O - Heat [Building w Oil Heat] | O | Yes | Warehouse | Space Heating | RET | 704288.4202 | 72794.3711 | 9.675
| DCV_Com, E - Vent [Building w Oil Heat] | E | Yes | Warehouse | Ventilation | RET | 704288.4202 | 72794.3711 | 9.675
| DCV_Com, E - Cool [Building w Propane Heat] | E | Yes | Warehouse | Cooling | RET | 304420.673 | 21937.8303 | 13.8765
| DCV_Com, P - Heat [Building w Propane Heat] | Prp | Yes | Warehouse | Space Heating | RET | 304420.673 | 21937.8303 | 13.8765
| DCV_Com, E - Vent [Building w Propane Heat] | E | Yes | Warehouse | Ventilation | RET | 304420.673 | 21937.8303 | 13.8765
| Controls for Unitary AC_Com, E - Cool | E | No | Warehouse | Cooling | RET | 190832.8403 | 197008.506 | 0.96865
| Optimized Unitary AC Sys_Com, E - Cool [Building w Elec Heat] | E | No | Warehouse | Cooling | NC | 27178.3514 | 57913.7445 | 0.46929
| Optimized Unitary AC Sys_Com, E - Heat [Building w Elec Heat] | E | No | Warehouse | Space Heating | NC | 27178.3514 | 57913.7445 | 0.46929
| Optimized Unitary AC Sys_Com, E - Cool [Building w Gas Heat] | E | Yes | Warehouse | Cooling | NC | 335667.6944 | 71738.6395 | 4.679
| Optimized Unitary AC Sys_Com, G - Heat [Building w Gas Heat] | G | Yes | Warehouse | Space Heating | NC | 335667.6944 | 71738.6395 | 4.679
| Optimized Unitary AC Sys_Com, E - Cool [Building w Oil Heat] | E | Yes | Warehouse | Cooling | NC | 182133.2046 | 18732.294 | 9.723
| Optimized Unitary AC Sys_Com, O - Heat [Building w Oil Heat] | O | Yes | Warehouse | Space Heating | NC | 182133.2046 | 18732.294 | 9.723
| Optimized Unitary AC Sys_Com, E - Cool [Building w Propane Heat] | E | Yes | Warehouse | Cooling | NC | 82873.7755 | 5731.466 | 14.4594
| Optimized Unitary AC Sys_Com, P - Heat [Building w Propane Heat] | Prp | Yes | Warehouse | Space Heating | NC | 82873.7755 | 5731.466 | 14.4594
| Cool Roof_Com, E - Cool [Building w Elec Heat] | E | No | Warehouse | Cooling | NC | 12742.9799 | 37408.2237 | 0.34065
| Cool Roof_Com, E - Cool [Building w Elec Heat] | E | No | Warehouse | Cooling | RET | 88059.6732 | 435386.1003 | 0.20226
| Cool Roof_Com, E - Heat [Building w Elec Heat] | E | No | Warehouse | Space Heating | NC | 12742.9799 | 37408.2237 | 0.34065
| Cool Roof_Com, E - Heat [Building w Elec Heat] | E | No | Warehouse | Space Heating | RET | 88059.6732 | 435386.1003 | 0.20226
| Cool Roof_Com, E - Cool [Building w Gas Heat] | E | No | Warehouse | Cooling | NC | 27276.5928 | 99947.7766 | 0.27291
| Cool Roof_Com, E - Cool [Building w Gas Heat] | E | No | Warehouse | Cooling | RET | 188493.418 | 1042905.9458 | 0.18074
| Cool Roof_Com, G - Heat [Building w Gas Heat] | G | No | Warehouse | Space Heating | NC | 27276.5928 | 99947.7766 | 0.27291
| Cool Roof_Com, G - Heat [Building w Gas Heat] | G | No | Warehouse | Space Heating | RET | 188493.418 | 1042905.9458 | 0.18074
| Cool Roof_Com, E - Cool [Building w Oil Heat] | E | No | Warehouse | Cooling | NC | 7338.9375 | 29452.2188 | 0.24918
| Cool Roof_Com, E - Cool [Building w Oil Heat] | E | No | Warehouse | Cooling | RET | 50715.3303 | 297320.7327 | 0.17057
| Cool Roof_Com, O - Heat [Building w Oil Heat] | O | No | Warehouse | Space Heating | NC | 7338.9375 | 29452.2188 | 0.24918
| Cool Roof_Com, O - Heat [Building w Oil Heat] | O | No | Warehouse | Space Heating | RET | 50715.3303 | 297320.7327 | 0.17057
| Cool Roof_Com, E - Cool [Building w Propane Heat] | E | No | Warehouse | Cooling | NC | 2211.7145 | 11837.1791 | 0.18684
| Cool Roof_Com, E - Cool [Building w Propane Heat] | E | No | Warehouse | Cooling | RET | 15283.9333 | 108938.9129 | 0.1403
| Cool Roof_Com, P - Heat [Building w Propane Heat] | Prp | No | Warehouse | Space Heating | NC | 2211.7145 | 11837.1791 | 0.18684
| Cool Roof_Com, P - Heat [Building w Propane Heat] | Prp | No | Warehouse | Space Heating | RET | 15283.9333 | 108938.9129 | 0.1403
| GSHP_Com, E - Cool | E | No | Warehouse | Cooling | RET | 153353.3172 | 154956.0249 | 0.98966
| GSHP_Com, E - Cool | E | Yes | Warehouse | Cooling | REPL | 2.1973e-11 | 1.6475e-11 | 1.3337
| GSHP_Com, E - Heat | E | No | Warehouse | Space Heating | RET | 153353.3172 | 154956.0249 | 0.98966
| GSHP_Com, E - Heat | E | Yes | Warehouse | Space Heating | REPL | 2.1973e-11 | 1.6475e-11 | 1.3337
| Unitary HP_Com, E - Cool | E | Yes | Warehouse | Cooling | NC | 20886.5246 | 14276.5029 | 1.463
| Unitary HP_Com, E - Cool | E | No | Warehouse | Cooling | RET | 132264.4401 | 401637.75 | 0.32931
| Unitary HP_Com, E - Cool | E | Yes | Warehouse | Cooling | REPL | 65228.6124 | 44585.516 | 1.463
| Unitary HP_Com, E - Heat | E | Yes | Warehouse | Space Heating | NC | 20886.5246 | 14276.5029 | 1.463
| Unitary HP_Com, E - Heat | E | No | Warehouse | Space Heating | RET | 132264.4401 | 401637.75 | 0.32931
| Unitary HP_Com, E - Heat | E | Yes | Warehouse | Space Heating | REPL | 65228.6124 | 44585.516 | 1.463
| PTHP_Com, E - Cool | E | Yes | Warehouse | Cooling | NC | 0 | 0 | 0
| PTHP_Com, E - Cool | E | No | Warehouse | Cooling | RET | 0 | 0 | 0
| PTHP_Com, E - Cool | E | Yes | Warehouse | Cooling | REPL | 0 | 0 | 0
| PTHP_Com, E - Heat | E | Yes | Warehouse | Space Heating | NC | 0 | 0 | 0
| PTHP_Com, E - Heat | E | No | Warehouse | Space Heating | RET | 0 | 0 | 0
| PTHP_Com, E - Heat | E | Yes | Warehouse | Space Heating | REPL | 0 | 0 | 0
| Minisplit Ductless HP_Com, E - Cool | E | Yes | Warehouse | Cooling | RET | 108529.3701 | 56522.1223 | 1.9201
| Minisplit Ductless HP_Com, E - Cool | E | Yes | Warehouse | Cooling | REPL | 10128.8795 | 2820.4682 | 3.5912
| Minisplit Ductless HP_Com, E - Heat | E | Yes | Warehouse | Space Heating | RET | 108529.3701 | 56522.1223 | 1.9201
| Minisplit Ductless HP_Com, E - Heat | E | Yes | Warehouse | Space Heating | REPL | 10128.8795 | 2820.4682 | 3.5912
| Programmable TStat_Com, E - Cool [Building w Elec Heat] | E | Yes | Warehouse | Cooling | NC | 0 | 0 | 0
| Programmable TStat_Com, E - Heat [Building w Elec Heat] | E | Yes | Warehouse | Space Heating | NC | 0 | 0 | 0
| Programmable TStat_Com, E - Cool [Building w Gas Heat] | E | Yes | Warehouse | Cooling | NC | 0 | 0 | 0
| Programmable TStat_Com, E - Cool [Building w Gas Heat] | E | Yes | Warehouse | Cooling | RET | 0 | 0 | 0
| Programmable TStat_Com, G - Heat [Building w Gas Heat] | G | Yes | Warehouse | Space Heating | NC | 0 | 0 | 0
| Programmable TStat_Com, G - Heat [Building w Gas Heat] | G | Yes | Warehouse | Space Heating | RET | 0 | 0 | 0
| Programmable TStat_Com, E - Cool [Building w Propane Heat] | E | Yes | Warehouse | Cooling | NC | 0 | 0 | 0
| Programmable TStat_Com, E - Cool [Building w Propane Heat] | E | Yes | Warehouse | Cooling | RET | 0 | 0 | 0
| Programmable TStat_Com, P - Heat [Building w Propane Heat] | Prp | Yes | Warehouse | Space Heating | NC | 0 | 0 | 0
| Programmable TStat_Com, P - Heat [Building w Propane Heat] | Prp | Yes | Warehouse | Space Heating | RET | 0 | 0 | 0
| Programmable TStat_Com, E - Cool [Building w Oil Heat] | E | Yes | Warehouse | Cooling | NC | 0 | 0 | 0
| Programmable TStat_Com, E - Cool [Building w Oil Heat] | E | Yes | Warehouse | Cooling | RET | 0 | 0 | 0
| Programmable TStat_Com, O - Heat [Building w Oil Heat] | O | Yes | Warehouse | Space Heating | NC | 0 | 0 | 0
| Programmable TStat_Com, O - Heat [Building w Oil Heat] | O | Yes | Warehouse | Space Heating | RET | 0 | 0 | 0
| Smart TStat_Com, E - Cool [Building w Elec Heat] | E | No | Warehouse | Cooling | NC | 36604.8015 | 33321.0256 | 1.0985
| Smart TStat_Com, E - Cool [Building w Elec Heat] | E | No | Warehouse | Cooling | RET | 177867.8247 | 214480.1701 | 0.8293
| Smart TStat_Com, E - Heat [Building w Elec Heat] | E | No | Warehouse | Space Heating | NC | 36604.8015 | 33321.0256 | 1.0985
| Smart TStat_Com, E - Heat [Building w Elec Heat] | E | No | Warehouse | Space Heating | RET | 177867.8247 | 214480.1701 | 0.8293
| Smart TStat_Com, E - Cool [Building w Gas Heat] | E | Yes | Warehouse | Cooling | NC | 191883.2235 | 68042.4697 | 2.8201
| Smart TStat_Com, E - Cool [Building w Gas Heat] | E | Yes | Warehouse | Cooling | RET | 899272.3944 | -16450.0902 | -54.6667
| Smart TStat_Com, G - Heat [Building w Gas Heat] | G | Yes | Warehouse | Space Heating | NC | 191883.2235 | 68042.4697 | 2.8201
| Smart TStat_Com, G - Heat [Building w Gas Heat] | G | Yes | Warehouse | Space Heating | RET | 899272.3944 | -16450.0902 | -54.6667
| Smart TStat_Com, E - Cool [Building w Propane Heat] | E | Yes | Warehouse | Cooling | NC | 47668.9678 | 18307.251 | 2.6038
| Smart TStat_Com, E - Cool [Building w Propane Heat] | E | Yes | Warehouse | Cooling | RET | 223779.9922 | 117839.7796 | 1.899
| Smart TStat_Com, P - Heat [Building w Propane Heat] | Prp | Yes | Warehouse | Space Heating | NC | 47668.9678 | 18307.251 | 2.6038
| Smart TStat_Com, P - Heat [Building w Propane Heat] | Prp | Yes | Warehouse | Space Heating | RET | 223779.9922 | 117839.7796 | 1.899
| Smart TStat_Com, E - Cool [Building w Oil Heat] | E | Yes | Warehouse | Cooling | NC | 51834.8689 | 5517.2036 | 9.3951
| Smart TStat_Com, E - Cool [Building w Oil Heat] | E | Yes | Warehouse | Cooling | RET | 239477.0523 | 35513.0356 | 6.7434
| Smart TStat_Com, O - Heat [Building w Oil Heat] | O | Yes | Warehouse | Space Heating | NC | 51834.8689 | 5517.2036 | 9.3951
| Smart TStat_Com, O - Heat [Building w Oil Heat] | O | Yes | Warehouse | Space Heating | RET | 239477.0523 | 35513.0356 | 6.7434
| Boiler Blowdown Controls_Com, G - Heat | G | No | Warehouse | Space Heating | RET | 12276.7951 | 51646.6288 | 0.23771
| Boiler Blowdown Controls_Com, O - Heat | O | No | Warehouse | Space Heating | RET | 22825.4599 | 96654.7235 | 0.23615
| Boiler Blowdown Controls_Com, P - Heat | Prp | No | Warehouse | Space Heating | RET | 15417.9758 | 86980.826 | 0.17726
| Boiler Modifications_Com, G - Heat | G | Yes | Warehouse | Space Heating | RET | 57510.1921 | 25660.9255 | 2.2412
| Boiler Modifications_Com, O - Heat | O | Yes | Warehouse | Space Heating | RET | 118671.4809 | 24751.1809 | 4.7946
| Boiler Modifications_Com, P - Heat | Prp | Yes | Warehouse | Space Heating | RET | 77230.6909 | 17866.9672 | 4.3225
| Boilers_Com, G - Heat | G | Yes | Warehouse | Space Heating | NC | 28205.0819 | 19634.9642 | 1.4365
| Boilers_Com, G - Heat | G | No | Warehouse | Space Heating | RET | 133402.396 | 372677.5026 | 0.35796
| Boilers_Com, G - Heat | G | Yes | Warehouse | Space Heating | REPL | 2.0046e-11 | 1.3955e-11 | 1.4365
| Boilers_Com, O - Heat | O | No | Warehouse | Space Heating | NC | 19736.8757 | 127013.3258 | 0.15539
| Boilers_Com, O - Heat | O | No | Warehouse | Space Heating | RET | 95437.887 | 2464668.3954 | 0.038722
| Boilers_Com, O - Heat | O | No | Warehouse | Space Heating | REPL | 1.4028e-11 | 9.0273e-11 | 0.15539
| Boilers_Com, P - Heat | Prp | Yes | Warehouse | Space Heating | NC | 29453.1118 | 826.0743 | 35.6543
| Boilers_Com, P - Heat | Prp | Yes | Warehouse | Space Heating | RET | 140996.4877 | 15869.491 | 8.8848
| Boilers_Com, P - Heat | Prp | Yes | Warehouse | Space Heating | REPL | 2.0933e-11 | 5.8712e-13 | 35.6543
| Furnace_Com, G - Heat | G | Yes | Warehouse | Space Heating | NC | 172757.1897 | 56621.5421 | 3.0511
| Furnace_Com, G - Heat | G | No | Warehouse | Space Heating | RET | 763959.6524 | 1062623.0082 | 0.71894
| Furnace_Com, G - Heat | G | Yes | Warehouse | Space Heating | REPL | 1.3346e-10 | 4.3742e-11 | 3.0511
| Furnace_Com, O - Heat | O | Yes | Warehouse | Space Heating | NC | 41038.0671 | 4500.3494 | 9.1189
| Furnace_Com, O - Heat | O | Yes | Warehouse | Space Heating | RET | 202365.617 | 94180.1308 | 2.1487
| Furnace_Com, O - Heat | O | Yes | Warehouse | Space Heating | REPL | 3.1703e-11 | 3.4767e-12 | 9.1189
| Furnace_Com, P - Heat | Prp | Yes | Warehouse | Space Heating | NC | 21085.1085 | 1982.5578 | 10.6353
| Furnace_Com, P - Heat | Prp | Yes | Warehouse | Space Heating | RET | 100499.3551 | 40102.9681 | 2.506
| Furnace_Com, P - Heat | Prp | Yes | Warehouse | Space Heating | REPL | 1.6289e-11 | 1.5316e-12 | 10.6353
| Unit Heater_Com, G - Heat | G | Yes | Warehouse | Space Heating | NC | 77281.7959 | 15577.7884 | 4.961
| Unit Heater_Com, G - Heat | G | Yes | Warehouse | Space Heating | RET | 434423.915 | 328456.4475 | 1.3226
| Unit Heater_Com, G - Heat | G | Yes | Warehouse | Space Heating | REPL | 47701.205 | 9615.1916 | 4.961
| Unit Heater_Com, P - Heat | Prp | Yes | Warehouse | Space Heating | NC | 16921.4974 | 894.9844 | 18.907
| Unit Heater_Com, P - Heat | Prp | Yes | Warehouse | Space Heating | RET | 83935.9303 | 16651.7572 | 5.0407
| Unit Heater_Com, P - Heat | Prp | Yes | Warehouse | Space Heating | REPL | 1.7686e-11 | 9.3543e-13 | 18.907
| Destratification Fans_Com, G - Heat | G | No | Warehouse | Space Heating | NC | 134330.1031 | 590965.5991 | 0.22731
| Destratification Fans_Com, G - Heat | G | No | Warehouse | Space Heating | RET | 775745.8212 | 3412780.0344 | 0.22731
| Destratification Fans_Com, G - Heat | G | No | Warehouse | Space Heating | REPL | 382197.0918 | 1681420.0842 | 0.22731
| Destratification Fans_Com, O - Heat | O | No | Warehouse | Space Heating | NC | 50742.712 | 64463.2721 | 0.78716
| Destratification Fans_Com, O - Heat | O | No | Warehouse | Space Heating | RET | 293035.1761 | 372270.333 | 0.78716
| Destratification Fans_Com, O - Heat | O | No | Warehouse | Space Heating | REPL | 144373.5594 | 183411.4039 | 0.78716
| Destratification Fans_Com, P - Heat | Prp | No | Warehouse | Space Heating | NC | 32176.7119 | 35061.2673 | 0.91773
| Destratification Fans_Com, P - Heat | Prp | No | Warehouse | Space Heating | RET | 185817.9839 | 202476.0649 | 0.91773
| Destratification Fans_Com, P - Heat | Prp | No | Warehouse | Space Heating | REPL | 91549.4314 | 99756.5909 | 0.91773
| Energy Recovery Ventilator_Com, G - Heat | G | Yes | Warehouse | Space Heating | NC | 92125.6366 | 49132.104 | 1.8751
| Energy Recovery Ventilator_Com, G - Heat | G | Yes | Warehouse | Space Heating | RET | 542708.3209 | 289435.1958 | 1.8751
| Energy Recovery Ventilator_Com, G - Heat | G | Yes | Warehouse | Space Heating | REPL | 78634.9788 | 41937.3162 | 1.8751
| Energy Recovery Ventilator_Com, O - Heat | O | Yes | Warehouse | Space Heating | NC | 34800.127 | 5359.3918 | 6.4933
| Energy Recovery Ventilator_Com, O - Heat | O | Yes | Warehouse | Space Heating | RET | 205006.0954 | 31571.9534 | 6.4933
| Energy Recovery Ventilator_Com, O - Heat | O | Yes | Warehouse | Space Heating | REPL | 29704.08 | 4574.5753 | 6.4933
| Energy Recovery Ventilator_Com, P - Heat | Prp | Yes | Warehouse | Space Heating | NC | 22067.2805 | 2914.9477 | 7.5704
| Energy Recovery Ventilator_Com, P - Heat | Prp | Yes | Warehouse | Space Heating | RET | 129997.4285 | 17171.8354 | 7.5704
| Energy Recovery Ventilator_Com, P - Heat | Prp | Yes | Warehouse | Space Heating | REPL | 18835.801 | 2488.0898 | 7.5704
| Forced Air Heating Maintenance_Com, G - Heat | G | No | Warehouse | Space Heating | RET | 8941.9897 | 18544.2059 | 0.4822
| Forced Air Heating Maintenance_Com, O - Heat | O | Yes | Warehouse | Space Heating | RET | 2982.7752 | 1871.6888 | 1.5936
| Forced Air Heating Maintenance_Com, P - Heat | Prp | Yes | Warehouse | Space Heating | RET | 2712.9133 | 1375.0142 | 1.973
| Infrared Heater_Com, G - Heat | G | Yes | Warehouse | Space Heating | NC | 24152.1203 | 2339.235 | 10.3248
| Infrared Heater_Com, G - Heat | G | Yes | Warehouse | Space Heating | RET | 293768.6169 | 51933.9198 | 5.6566
| Infrared Heater_Com, G - Heat | G | Yes | Warehouse | Space Heating | REPL | 65172.7533 | 6312.2569 | 10.3248
| Steam Trap Maintenance_Com, G - Heat | G | Yes | Warehouse | Space Heating | RET | 17753.9865 | 4339.1734 | 4.0916
| Steam Trap Maintenance_Com, O - Heat | O | Yes | Warehouse | Space Heating | RET | 24773.4702 | 1788.5857 | 13.8509
| Windows_Com, E - Cool [Building w Elec Heat] | E | No | Warehouse | Cooling | NC | 35583.3088 | 159666.5398 | 0.22286
| Windows_Com, E - Heat [Building w Elec Heat] | E | No | Warehouse | Space Heating | NC | 35583.3088 | 159666.5398 | 0.22286
| Windows_Com, E - Cool [Building w Gas Heat] | E | No | Warehouse | Cooling | NC | 189227.906 | 326043.5561 | 0.58038
| Windows_Com, G - Heat [Building w Gas Heat] | G | No | Warehouse | Space Heating | NC | 189227.906 | 326043.5561 | 0.58038
| Windows_Com, E - Cool [Building w Oil Heat] | E | No | Warehouse | Cooling | NC | 64608.4792 | 87724.0533 | 0.7365
| Windows_Com, O - Heat [Building w Oil Heat] | O | No | Warehouse | Space Heating | NC | 64608.4792 | 87724.0533 | 0.7365
| Windows_Com, E - Cool [Building w Propane Heat] | E | Yes | Warehouse | Cooling | NC | 35191.2869 | 26437.1457 | 1.3311
| Windows_Com, P - Heat [Building w Propane Heat] | Prp | Yes | Warehouse | Space Heating | NC | 35191.2869 | 26437.1457 | 1.3311
| Window Film_Com, E - Cool [Building w Elec Heat] | E | No | Warehouse | Cooling | RET | 0 | 0 | 0
| Window Film_Com, E - Heat [Building w Elec Heat] | E | No | Warehouse | Space Heating | RET | 0 | 0 | 0
| Window Film_Com, E - Cool [Building w Gas Heat] | E | No | Warehouse | Cooling | RET | 0 | 0 | 0
| Window Film_Com, G - Heat [Building w Gas Heat] | G | No | Warehouse | Space Heating | RET | 0 | 0 | 0
| Window Film_Com, E - Cool [Building w Oil Heat] | E | No | Warehouse | Cooling | RET | 0 | 0 | 0
| Window Film_Com, O - Heat [Building w Oil Heat] | O | No | Warehouse | Space Heating | RET | 0 | 0 | 0
| Window Film_Com, E - Cool [Building w Propane Heat] | E | No | Warehouse | Cooling | RET | 0 | 0 | 0
| Window Film_Com, P - Heat [Building w Propane Heat] | Prp | No | Warehouse | Space Heating | RET | 0 | 0 | 0
| Motors and Fans_Com, E - Vent | E | No | Warehouse | Ventilation | NC | 3535.1394 | 3384.0295 | 1.0447
| Motors and Fans_Com, E - Vent | E | No | Warehouse | Ventilation | RET | 11531.7445 | 18911.0654 | 0.60979
| Motors and Fans_Com, E - Vent | E | No | Warehouse | Ventilation | REPL | 212.8923 | 203.7922 | 1.0447
| ECM Furnace Motors_Com, E - Vent | E | Yes | Warehouse | Ventilation | RET | 65822.3371 | 23582.4118 | 2.7912
| VFD on HVAC System_Com, E - Vent | E | Yes | Warehouse | Ventilation | RET | 429869.4634 | 111863.169 | 3.8428
| Kitchen DCV_Com, E - Vent [Building w Elec Heat] | E | Yes | Warehouse | Ventilation | NC | 231.478 | 56.8401 | 4.0724
| Kitchen DCV_Com, E - Vent [Building w Elec Heat] | E | Yes | Warehouse | Ventilation | RET | 1335.5545 | 327.9493 | 4.0724
| Kitchen DCV_Com, E - Vent [Building w Elec Heat] | E | Yes | Warehouse | Ventilation | REPL | 97.5801 | 23.9611 | 4.0724
| Kitchen DCV_Com, E - Heat [Building w Elec Heat] | E | Yes | Warehouse | Space Heating | NC | 231.478 | 56.8401 | 4.0724
| Kitchen DCV_Com, E - Heat [Building w Elec Heat] | E | Yes | Warehouse | Space Heating | RET | 1335.5545 | 327.9493 | 4.0724
| Kitchen DCV_Com, E - Heat [Building w Elec Heat] | E | Yes | Warehouse | Space Heating | REPL | 97.5801 | 23.9611 | 4.0724
| Kitchen DCV_Com, E - Vent [Building w Gas Heat] | E | Yes | Warehouse | Ventilation | NC | 231.478 | 56.8401 | 4.0724
| Kitchen DCV_Com, E - Vent [Building w Gas Heat] | E | Yes | Warehouse | Ventilation | RET | 1335.5545 | 327.9493 | 4.0724
| Kitchen DCV_Com, E - Vent [Building w Gas Heat] | E | Yes | Warehouse | Ventilation | REPL | 97.5801 | 23.9611 | 4.0724
| Kitchen DCV_Com, G - Heat [Building w Gas Heat] | G | Yes | Warehouse | Space Heating | NC | 1748.5685 | 20.5318 | 85.164
| Kitchen DCV_Com, G - Heat [Building w Gas Heat] | G | Yes | Warehouse | Space Heating | RET | 9555.8349 | 118.4618 | 80.666
| Kitchen DCV_Com, G - Heat [Building w Gas Heat] | G | Yes | Warehouse | Space Heating | REPL | 698.1813 | 8.6552 | 80.666
| Kitchen DCV_Com, E - Vent [Building w Oil Heat] | E | Yes | Warehouse | Ventilation | NC | 1748.5685 | 20.5318 | 85.164
| Kitchen DCV_Com, E - Vent [Building w Oil Heat] | E | Yes | Warehouse | Ventilation | RET | 9555.8349 | 118.4618 | 80.666
| Kitchen DCV_Com, E - Vent [Building w Oil Heat] | E | Yes | Warehouse | Ventilation | REPL | 698.1813 | 8.6552 | 80.666
| Kitchen DCV_Com, O - Heat [Building w Oil Heat] | O | Yes | Warehouse | Space Heating | NC | 1748.5685 | 20.5318 | 85.164
| Kitchen DCV_Com, O - Heat [Building w Oil Heat] | O | Yes | Warehouse | Space Heating | RET | 9555.8349 | 118.4618 | 80.666
| Kitchen DCV_Com, O - Heat [Building w Oil Heat] | O | Yes | Warehouse | Space Heating | REPL | 698.1813 | 8.6552 | 80.666
| Kitchen DCV_Com, E - Vent [Building w Oil Heat] | E | Yes | Warehouse | Ventilation | NC | 1748.5685 | 20.5318 | 85.164
| Kitchen DCV_Com, E - Vent [Building w Oil Heat] | E | Yes | Warehouse | Ventilation | RET | 9555.8349 | 118.4618 | 80.666
| Kitchen DCV_Com, E - Vent [Building w Oil Heat] | E | Yes | Warehouse | Ventilation | REPL | 698.1813 | 8.6552 | 80.666
| Kitchen DCV_Com, P - Heat [Building w Propane Heat] | Prp | Yes | Warehouse | Space Heating | NC | 291.4621 | 0 | 0
| Kitchen DCV_Com, P - Heat [Building w Propane Heat] | Prp | Yes | Warehouse | Space Heating | RET | 1589.0023 | 0 | 0
| Kitchen DCV_Com, P - Heat [Building w Propane Heat] | Prp | Yes | Warehouse | Space Heating | REPL | 116.0978 | 0 | 0
| Duct Sealing Regulated_Com, E - Vent [Building w Elec Heat] | E | Yes | Warehouse | Ventilation | RET | 282119.327 | 85527.1544 | 3.2986
| Duct Sealing Regulated_Com, E - Heat [Building w Elec Heat] | E | Yes | Warehouse | Space Heating | RET | 282119.327 | 85527.1544 | 3.2986
| Duct Sealing Regulated_Com, E - Cool [Building w Elec Heat] | E | Yes | Warehouse | Cooling | RET | 282119.327 | 85527.1544 | 3.2986
| Duct Sealing Regulated_Com, E - Vent [Building w Gas Heat] | E | Yes | Warehouse | Ventilation | RET | 1341255.6837 | 0 | 0
| Duct Sealing Regulated_Com, G - Heat [Building w Gas Heat] | G | Yes | Warehouse | Space Heating | RET | 1341255.6837 | 0 | 0
| Duct Sealing Regulated_Com, E - Cool [Building w Gas Heat] | E | Yes | Warehouse | Cooling | RET | 1341255.6837 | 0 | 0
| Duct Sealing Non Regulated_Com, E - Vent [Building w Oil Heat] | E | Yes | Warehouse | Ventilation | RET | 360972.2779 | 46990.3629 | 7.6818
| Duct Sealing Non Regulated_Com, O - Heat [Building w Oil Heat] | O | Yes | Warehouse | Space Heating | RET | 360972.2779 | 46990.3629 | 7.6818
| Duct Sealing Non Regulated_Com, E - Cool [Building w Oil Heat] | E | Yes | Warehouse | Cooling | RET | 360972.2779 | 46990.3629 | 7.6818
| Duct Sealing Non Regulated_Com, E - Vent [Building w Propane Heat] | E | Yes | Warehouse | Ventilation | RET | 199316.2782 | 0 | 0
| Duct Sealing Non Regulated_Com, P - Heat [Building w Propane Heat] | Prp | Yes | Warehouse | Space Heating | RET | 199316.2782 | 0 | 0
| Duct Sealing Non Regulated_Com, E - Cool [Building w Propane Heat] | E | Yes | Warehouse | Cooling | RET | 199316.2782 | 0 | 0
| Power Strip_Com, E - Plug [Tier 1] | E | Yes | Warehouse | Plug Loads | NC | 0 | 0 | 0
| Power Strip_Com, E - Plug [Tier 1] | E | Yes | Warehouse | Plug Loads | RET | 0 | 0 | 0
| Power Strip_Com, E - Plug [Tier 1] | E | Yes | Warehouse | Plug Loads | REPL | 0 | 0 | 0
| Power Strip_Com, E - Plug [Tier 2] | E | Yes | Warehouse | Plug Loads | NC | 15303.9064 | 12533.8494 | 1.221
| Power Strip_Com, E - Plug [Tier 2] | E | Yes | Warehouse | Plug Loads | RET | 143756.6191 | 123955.7101 | 1.1597
| Power Strip_Com, E - Plug [Tier 2] | E | Yes | Warehouse | Plug Loads | REPL | 121435.2415 | 99455.066 | 1.221
| Computer Power Management_Com, E - Plug | E | Yes | Warehouse | Plug Loads | RET | 84527.4695 | 40433.374 | 2.0905
| Vending Machine Controls_Com, E - Plug [Non-Refrigerated] | E | No | Warehouse | Plug Loads | RET | 15787.959 | 15125.7731 | 1.0438
| Vending Machine Controls_Com, E - Plug [Refrigerated] | E | Yes | Warehouse | Plug Loads | RET | 47363.877 | 8125.1809 | 5.8293
| Ovens_Com, E - Cook | E | Yes | Warehouse | Cooking | NC | 317.3121 | 7.4312 | 42.6999
| Ovens_Com, E - Cook | E | Yes | Warehouse | Cooking | REPL | 3582.9547 | 83.9102 | 42.6999
| Fryers_Com, E - Cook | E | Yes | Warehouse | Cooking | NC | 52.0651 | 1.1133 | 46.7681
| Fryers_Com, E - Cook | E | Yes | Warehouse | Cooking | REPL | 587.8971 | 12.5705 | 46.7681
| Griddles_Com, E - Cook | E | Yes | Warehouse | Cooking | NC | 14.5216 | 5.1059 | 2.8441
| Griddles_Com, E - Cook | E | Yes | Warehouse | Cooking | REPL | 163.9713 | 57.6531 | 2.8441
| Hot Food Holding Cabinet_Com, E - Cook | E | Yes | Warehouse | Cooking | NC | 63.1894 | 3.1791 | 19.8764
| Hot Food Holding Cabinet_Com, E - Cook | E | Yes | Warehouse | Cooking | REPL | 713.5082 | 35.8973 | 19.8764
| Steamers_Com, E - Cook | E | Yes | Warehouse | Cooking | NC | 49.6104 | 11.1654 | 4.4432
| Steamers_Com, E - Cook | E | Yes | Warehouse | Cooking | REPL | 560.18 | 126.0755 | 4.4432
| ES Refrigerator and Freezer_Com, E - Refr | E | Yes | Warehouse | Refrigeration | NC | 2004.6186 | 835.1429 | 2.4003
| ES Refrigerator and Freezer_Com, E - Refr | E | Yes | Warehouse | Refrigeration | REPL | 22635.3075 | 9430.0813 | 2.4003
| Loading Dock Pit Seals_Com, E - Refr | E | No | Warehouse | Refrigeration | NC | 13894.4677 | 25673.0287 | 0.54121
| Loading Dock Pit Seals_Com, E - Refr | E | No | Warehouse | Refrigeration | RET | 188268.5634 | 347866.8148 | 0.54121
| ECM Comp Cond Fan Motor_Com, E - Refr | E | Yes | Warehouse | Refrigeration | NC | 35250.1185 | 9404.8107 | 3.7481
| ECM Comp Cond Fan Motor_Com, E - Refr | E | Z | Warehouse | Refrigeration | RET | 0 | 0 | 0
| ECM Comp Cond Fan Motor_Com, E - Refr | E | Yes | Warehouse | Refrigeration | REPL | 144754.179 | 38620.7397 | 3.7481
| Evap Fan Motor Replacement_Com, E - Refr | E | Yes | Warehouse | Refrigeration | NC | 57647.1856 | 27769.7645 | 2.0759
| Evap Fan Motor Replacement_Com, E - Refr | E | Yes | Warehouse | Refrigeration | RET | 548001.652 | 176993.0063 | 3.0962
| Evap Fan Motor Replacement_Com, E - Refr | E | Yes | Warehouse | Refrigeration | REPL | 20427.2991 | 9840.2252 | 2.0759
| Evap Fan Speed Controls_Com, E - Refr | E | Yes | Warehouse | Refrigeration | NC | 94334.0606 | 28159.4369 | 3.35
| Evap Fan Speed Controls_Com, E - Refr | E | Yes | Warehouse | Refrigeration | RET | 1267135.1875 | 275701.6495 | 4.596
| Refrigerated Vending Machine_Com, E - Refr | E | Yes | Warehouse | Refrigeration | NC | 2340.0006 | 1135.0645 | 2.0616
| Refrigerated Vending Machine_Com, E - Refr | E | Yes | Warehouse | Refrigeration | REPL | 22647.6859 | 10985.7171 | 2.0616
| Walk In Refrigeration_Com, E - Refr | E | Yes | Warehouse | Refrigeration | NC | 27587.7174 | 3841.7165 | 7.1811
| Refrigeration Tune Up_Com, E - Refr | E | Yes | Warehouse | Refrigeration | RET | 242532.8488 | 28181.7441 | 8.606
| Walk In Cooler Retroft_Com, E - Refr | E | Yes | Warehouse | Refrigeration | RET | 73011.5994 | 14541.1013 | 5.0211
| Door Gasket Replacement_Com, E - Refr | E | Z | Warehouse | Refrigeration | RET | 0 | 0 | 0
| EnergyStar Dehumidifier_Com, E - Appl | E | Yes | Warehouse | Appliances | NC | 1929.1157 | 396.9648 | 4.8597
| EnergyStar Dehumidifier_Com, E - Appl | E | Yes | Warehouse | Appliances | REPL | 21782.7612 | 4482.3587 | 4.8597
| Clothes Washer Elec WH_Com, E - Appl [unit w/ elec dry - Washer] | E | Yes | Warehouse | Appliances | NC | 906.8027 | 374.6327 | 2.4205
| Clothes Washer Elec WH_Com, E - Appl [unit w/ elec dry - Washer] | E | Yes | Warehouse | Appliances | REPL | 17031.6311 | 7036.3772 | 2.4205
| Clothes Washer Elec WH_Com, E - Appl [unit w/ elec dry - Dryer] | E | Yes | Warehouse | Appliances | NC | 906.8027 | 374.6327 | 2.4205
| Clothes Washer Elec WH_Com, E - Appl [unit w/ elec dry - Dryer] | E | Yes | Warehouse | Appliances | REPL | 17031.6311 | 7036.3772 | 2.4205
| Clothes Washer Elec WH_Com, E - HWat [unit w/ elec dry - Water Heater] | E | Yes | Warehouse | Water Heating | NC | 906.8027 | 374.6327 | 2.4205
| Clothes Washer Elec WH_Com, E - HWat [unit w/ elec dry - Water Heater] | E | Yes | Warehouse | Water Heating | REPL | 17031.6311 | 7036.3772 | 2.4205
| Clothes Washer Elec WH_Com, E - Appl [unit w/ gas dry - Washer] | E | Yes | Warehouse | Appliances | NC | 201.078 | 93.6582 | 2.1469
| Clothes Washer Elec WH_Com, E - Appl [unit w/ gas dry - Washer] | E | Yes | Warehouse | Appliances | REPL | 3775.8941 | 1759.0943 | 2.1465
| Clothes Washer Elec WH_Com, G - Oth [unit w/ gas dry - Dryer] | G | Yes | Warehouse | Other | NC | 201.078 | 93.6582 | 2.1469
| Clothes Washer Elec WH_Com, G - Oth [unit w/ gas dry - Dryer] | G | Yes | Warehouse | Other | REPL | 3775.8941 | 1759.0943 | 2.1465
| Clothes Washer Elec WH_Com, E - HWat [unit w/ gas dry - Water Heater] | E | Yes | Warehouse | Water Heating | NC | 201.078 | 93.6582 | 2.1469
| Clothes Washer Elec WH_Com, E - HWat [unit w/ gas dry - Water Heater] | E | Yes | Warehouse | Water Heating | REPL | 3775.8941 | 1759.0943 | 2.1465
| Clothes Washer Elec WH_Com, E - Appl [unit w/ propane dry - Washer] | E | Yes | Warehouse | Appliances | NC | 80.2043 | 37.4633 | 2.1409
| Clothes Washer Elec WH_Com, E - Appl [unit w/ propane dry - Washer] | E | Yes | Warehouse | Appliances | REPL | 1506.3307 | 703.6377 | 2.1408
| Clothes Washer Elec WH_Com, P - Oth [unit w/ propane dry - Dryer] | Prp | Yes | Warehouse | Other | NC | 80.2043 | 37.4633 | 2.1409
| Clothes Washer Elec WH_Com, P - Oth [unit w/ propane dry - Dryer] | Prp | Yes | Warehouse | Other | REPL | 1506.3307 | 703.6377 | 2.1408
| Clothes Washer Elec WH_Com, E - HWat [unit w/ propane dry - Water Heater] | E | Yes | Warehouse | Water Heating | NC | 80.2043 | 37.4633 | 2.1409
| Clothes Washer Elec WH_Com, E - HWat [unit w/ propane dry - Water Heater] | E | Yes | Warehouse | Water Heating | REPL | 1506.3307 | 703.6377 | 2.1408
| Clothes Washer Gas WH_Com, E - Appl [unit w/ elec dry - Washer] | E | Yes | Warehouse | Appliances | NC | 477.7091 | 187.3163 | 2.5503
| Clothes Washer Gas WH_Com, E - Appl [unit w/ elec dry - Washer] | E | Yes | Warehouse | Appliances | REPL | 8946.4939 | 3518.1886 | 2.5429
| Clothes Washer Gas WH_Com, E - Appl [unit w/ elec dry - Dryer] | E | Yes | Warehouse | Appliances | NC | 477.7091 | 187.3163 | 2.5503
| Clothes Washer Gas WH_Com, E - Appl [unit w/ elec dry - Dryer] | E | Yes | Warehouse | Appliances | REPL | 8946.4939 | 3518.1886 | 2.5429
| Clothes Washer Gas WH_Com, G - HWat [unit w/ elec dry - Water Heater] | G | Yes | Warehouse | Water Heating | NC | 477.7091 | 187.3163 | 2.5503
| Clothes Washer Gas WH_Com, G - HWat [unit w/ elec dry - Water Heater] | G | Yes | Warehouse | Water Heating | REPL | 8946.4939 | 3518.1886 | 2.5429
| Clothes Washer Gas WH_Com, E - Appl [unit w/ gas dry - Washer] | E | Yes | Warehouse | Appliances | NC | 1663.2085 | 730.5338 | 2.2767
| Clothes Washer Gas WH_Com, E - Appl [unit w/ gas dry - Washer] | E | Yes | Warehouse | Appliances | REPL | 31131.6191 | 13720.9355 | 2.2689
| Clothes Washer Gas WH_Com, G - Oth [unit w/ gas dry - Dryer] | G | Yes | Warehouse | Other | NC | 1663.2085 | 730.5338 | 2.2767
| Clothes Washer Gas WH_Com, G - Oth [unit w/ gas dry - Dryer] | G | Yes | Warehouse | Other | REPL | 31131.6191 | 13720.9355 | 2.2689
| Clothes Washer Gas WH_Com, G - HWat [unit w/ gas dry - Water Heater] | G | Yes | Warehouse | Water Heating | NC | 1663.2085 | 730.5338 | 2.2767
| Clothes Washer Gas WH_Com, G - HWat [unit w/ gas dry - Water Heater] | G | Yes | Warehouse | Water Heating | REPL | 31131.6191 | 13720.9355 | 2.2689
| Clothes Washer Gas WH_Com, E - Appl [unit w/ propane dry - Washer] | E | Yes | Warehouse | Appliances | NC | 85.0658 | 37.4633 | 2.2706
| Clothes Washer Gas WH_Com, E - Appl [unit w/ propane dry - Washer] | E | Yes | Warehouse | Appliances | REPL | 1592.4664 | 703.6377 | 2.2632
| Clothes Washer Gas WH_Com, P - Oth [unit w/ propane dry - Dryer] | Prp | Yes | Warehouse | Other | NC | 85.0658 | 37.4633 | 2.2706
| Clothes Washer Gas WH_Com, P - Oth [unit w/ propane dry - Dryer] | Prp | Yes | Warehouse | Other | REPL | 1592.4664 | 703.6377 | 2.2632
| Clothes Washer Gas WH_Com, G - HWat [unit w/ propane dry - Water Heater] | G | Yes | Warehouse | Water Heating | NC | 85.0658 | 37.4633 | 2.2706
| Clothes Washer Gas WH_Com, G - HWat [unit w/ propane dry - Water Heater] | G | Yes | Warehouse | Water Heating | REPL | 1592.4664 | 703.6377 | 2.2632
| Clothes Washer Oil WH_Com, E - Appl [unit w/ elec dry - Washer] | E | Yes | Warehouse | Appliances | NC | 544.4936 | 224.7796 | 2.4223
| Clothes Washer Oil WH_Com, E - Appl [unit w/ elec dry - Washer] | E | Yes | Warehouse | Appliances | REPL | 10225.4263 | 4221.8263 | 2.422
| Clothes Washer Oil WH_Com, E - Appl [unit w/ elec dry - Dryer] | E | Yes | Warehouse | Appliances | NC | 544.4936 | 224.7796 | 2.4223
| Clothes Washer Oil WH_Com, E - Appl [unit w/ elec dry - Dryer] | E | Yes | Warehouse | Appliances | REPL | 10225.4263 | 4221.8263 | 2.422
| Clothes Washer Oil WH_Com, O - HWat [unit w/ elec dry - Water Heater] | O | Yes | Warehouse | Water Heating | NC | 544.4936 | 224.7796 | 2.4223
| Clothes Washer Oil WH_Com, O - HWat [unit w/ elec dry - Water Heater] | O | Yes | Warehouse | Water Heating | REPL | 10225.4263 | 4221.8263 | 2.422
| Clothes Washer Oil WH_Com, E - Appl [unit w/ gas dry - Washer] | E | Yes | Warehouse | Appliances | NC | 80.4999 | 37.4633 | 2.1488
| Clothes Washer Oil WH_Com, E - Appl [unit w/ gas dry - Washer] | E | Yes | Warehouse | Appliances | REPL | 1511.4322 | 703.6377 | 2.148
| Clothes Washer Oil WH_Com, G - Oth [unit w/ gas dry - Dryer] | G | Yes | Warehouse | Other | NC | 80.4999 | 37.4633 | 2.1488
| Clothes Washer Oil WH_Com, G - Oth [unit w/ gas dry - Dryer] | G | Yes | Warehouse | Other | REPL | 1511.4322 | 703.6377 | 2.148
| Clothes Washer Oil WH_Com, O - HWat [unit w/ gas dry - Water Heater] | O | Yes | Warehouse | Water Heating | NC | 80.4999 | 37.4633 | 2.1488
| Clothes Washer Oil WH_Com, O - HWat [unit w/ gas dry - Water Heater] | O | Yes | Warehouse | Water Heating | REPL | 1511.4322 | 703.6377 | 2.148
| Clothes Washer Oil WH_Com, E - Appl [unit w/ propane dry - Washer] | E | Yes | Warehouse | Appliances | NC | 120.4094 | 56.1949 | 2.1427
| Clothes Washer Oil WH_Com, E - Appl [unit w/ propane dry - Washer] | E | Yes | Warehouse | Appliances | REPL | 2261.108 | 1055.4566 | 2.1423
| Clothes Washer Oil WH_Com, P - Oth [unit w/ propane dry - Dryer] | Prp | Yes | Warehouse | Other | NC | 120.4094 | 56.1949 | 2.1427
| Clothes Washer Oil WH_Com, P - Oth [unit w/ propane dry - Dryer] | Prp | Yes | Warehouse | Other | REPL | 2261.108 | 1055.4566 | 2.1423
| Clothes Washer Oil WH_Com, O - HWat [unit w/ propane dry - Water Heater] | O | Yes | Warehouse | Water Heating | NC | 120.4094 | 56.1949 | 2.1427
| Clothes Washer Oil WH_Com, O - HWat [unit w/ propane dry - Water Heater] | O | Yes | Warehouse | Water Heating | REPL | 2261.108 | 1055.4566 | 2.1423
| Clothes Washer Propane WH_Com, E - Appl [unit w/ elec dry - Washer] | E | Yes | Warehouse | Appliances | NC | 91.7132 | 40.7552 | 2.2503
| Clothes Washer Propane WH_Com, E - Appl [unit w/ elec dry - Washer] | E | Yes | Warehouse | Appliances | REPL | 1721.351 | 764.9931 | 2.2502
| Clothes Washer Propane WH_Com, E - Appl [unit w/ elec dry - Dryer] | E | Yes | Warehouse | Appliances | NC | 91.7132 | 40.7552 | 2.2503
| Clothes Washer Propane WH_Com, E - Appl [unit w/ elec dry - Dryer] | E | Yes | Warehouse | Appliances | REPL | 1721.351 | 764.9931 | 2.2502
| Clothes Washer Propane WH_Com, P - HWat [unit w/ elec dry - Water Heater] | Prp | Yes | Warehouse | Water Heating | NC | 91.7132 | 40.7552 | 2.2503
| Clothes Washer Propane WH_Com, P - HWat [unit w/ elec dry - Water Heater] | Prp | Yes | Warehouse | Water Heating | REPL | 1721.351 | 764.9931 | 2.2502
| Clothes Washer Propane WH_Com, E - Appl [unit w/ gas dry - Washer] | E | Yes | Warehouse | Appliances | NC | 40.7321 | 19.54 | 2.0846
| Clothes Washer Propane WH_Com, E - Appl [unit w/ gas dry - Washer] | E | Yes | Warehouse | Appliances | REPL | 764.2728 | 366.1644 | 2.0872
| Clothes Washer Propane WH_Com, G - Oth [unit w/ gas dry - Dryer] | G | Yes | Warehouse | Other | NC | 40.7321 | 19.54 | 2.0846
| Clothes Washer Propane WH_Com, G - Oth [unit w/ gas dry - Dryer] | G | Yes | Warehouse | Other | REPL | 764.2728 | 366.1644 | 2.0872
| Clothes Washer Propane WH_Com, P - HWat [unit w/ gas dry - Water Heater] | Prp | Yes | Warehouse | Water Heating | NC | 40.7321 | 19.54 | 2.0846
| Clothes Washer Propane WH_Com, P - HWat [unit w/ gas dry - Water Heater] | Prp | Yes | Warehouse | Water Heating | REPL | 764.2728 | 366.1644 | 2.0872
| Clothes Washer Propane WH_Com, E - Appl [unit w/ propane dry - Washer] | E | Yes | Warehouse | Appliances | NC | 81.479 | 38.0853 | 2.1394
| Clothes Washer Propane WH_Com, E - Appl [unit w/ propane dry - Washer] | E | Yes | Warehouse | Appliances | REPL | 1528.8086 | 714.6778 | 2.1392
| Clothes Washer Propane WH_Com, P - Oth [unit w/ propane dry - Dryer] | Prp | Yes | Warehouse | Other | NC | 81.479 | 38.0853 | 2.1394
| Clothes Washer Propane WH_Com, P - Oth [unit w/ propane dry - Dryer] | Prp | Yes | Warehouse | Other | REPL | 1528.8086 | 714.6778 | 2.1392
| Clothes Washer Propane WH_Com, P - HWat [unit w/ propane dry - Water Heater] | Prp | Yes | Warehouse | Water Heating | NC | 81.479 | 38.0853 | 2.1394
| Clothes Washer Propane WH_Com, P - HWat [unit w/ propane dry - Water Heater] | Prp | Yes | Warehouse | Water Heating | REPL | 1528.8086 | 714.6778 | 2.1392
| Dishwasher_Com, E - Appl [Building w elec WH] | E | Yes | Warehouse | Appliances | NC | 23.1372 | 8.5897 | 2.6936
| Dishwasher_Com, E - Appl [Building w elec WH] | E | Yes | Warehouse | Appliances | REPL | 247.8312 | 92.0077 | 2.6936
| Dishwasher_Com, E - HWat [Building w elec WH] | E | Yes | Warehouse | Water Heating | NC | 0.01522 | 0 | 0
| Dishwasher_Com, E - HWat [Building w elec WH] | E | Yes | Warehouse | Water Heating | REPL | 0.16303 | 0 | 0
| Dishwasher_Com, E - Appl [Building w gas WH] | E | Yes | Warehouse | Appliances | NC | 57.843 | 21.4743 | 2.6936
| Dishwasher_Com, E - Appl [Building w gas WH] | E | Yes | Warehouse | Appliances | REPL | 619.5779 | 230.0194 | 2.6936
| Dishwasher_Com, G - HWat [Building w gas WH] | G | Yes | Warehouse | Water Heating | NC | 1.8937 | 0 | 0
| Dishwasher_Com, G - HWat [Building w gas WH] | G | Yes | Warehouse | Water Heating | REPL | 19.1664 | 0 | 0
| Dishwasher_Com, E - Appl [Building w oil WH] | E | Yes | Warehouse | Appliances | NC | 5.7843 | 2.1474 | 2.6936
| Dishwasher_Com, E - Appl [Building w oil WH] | E | Yes | Warehouse | Appliances | REPL | 61.9578 | 23.0019 | 2.6936
| Dishwasher_Com, O - HWat [Building w oil WH] | O | Yes | Warehouse | Water Heating | NC | 0.0080408 | 0 | 0
| Dishwasher_Com, O - HWat [Building w oil WH] | O | Yes | Warehouse | Water Heating | REPL | 0.081384 | 0 | 0
| Dishwasher_Com, E - Appl [Building w propane WH] | E | Yes | Warehouse | Appliances | NC | 5.7843 | 2.1474 | 2.6936
| Dishwasher_Com, E - Appl [Building w propane WH] | E | Yes | Warehouse | Appliances | REPL | 61.9578 | 23.0019 | 2.6936
| Dishwasher_Com, P - HWat [Building w propane WH] | Prp | Yes | Warehouse | Water Heating | NC | 0.13641 | 0 | 0
| Dishwasher_Com, P - HWat [Building w propane WH] | Prp | Yes | Warehouse | Water Heating | REPL | 1.3807 | 0 | 0
| Faucet Aerator_Com, E - HWat | E | Yes | Warehouse | Water Heating | RET | 1016.2387 | 72.6619 | 13.9858
| Faucet Aerator_Com, G - HWat | G | Yes | Warehouse | Water Heating | RET | 48505.9184 | 6679.6437 | 7.2618
| Faucet Aerator_Com, O - HWat | O | Yes | Warehouse | Water Heating | RET | 2031.2422 | 81.7279 | 24.8537
| Faucet Aerator_Com, P - HWat | Prp | Yes | Warehouse | Water Heating | RET | 11465.2576 | 396.2951 | 28.9311
| Pre Rinse Sprayers_Com, E - HWat | E | Yes | Warehouse | Water Heating | RET | 38.7492 | 0.82233 | 47.1211
| Pre Rinse Sprayers_Com, G - HWat | G | Yes | Warehouse | Water Heating | RET | 2193.7632 | 81.4746 | 26.9257
| Pre Rinse Sprayers_Com, O - HWat | O | Yes | Warehouse | Water Heating | RET | 82.3874 | 0.99687 | 82.6459
| Pre Rinse Sprayers_Com, P - HWat | Prp | Yes | Warehouse | Water Heating | RET | 455.8677 | 4.8338 | 94.3085
| Heat Pump Water Heater_Com, E - HWat | E | Yes | Warehouse | Water Heating | NC | 595.556 | 507.2995 | 1.174
| Heat Pump Water Heater_Com, E - HWat | E | No | Warehouse | Water Heating | RET | 3447.2521 | 3650.2779 | 0.94438
| Heat Pump Water Heater_Com, E - HWat | E | Yes | Warehouse | Water Heating | REPL | 403.486 | 343.6927 | 1.174
| FF Storage Water Heater_Com, G - HWat | G | No | Warehouse | Water Heating | NC | 7133.8935 | 17735.6912 | 0.40223
| FF Storage Water Heater_Com, G - HWat | G | No | Warehouse | Water Heating | RET | 45307.2001 | 396212.862 | 0.11435
| FF Storage Water Heater_Com, G - HWat | G | No | Warehouse | Water Heating | REPL | 12867.9378 | 31991.1943 | 0.40223
| FF Storage Water Heater_Com, O - HWat | O | Yes | Warehouse | Water Heating | NC | 302.2692 | 217.0028 | 1.3929
| FF Storage Water Heater_Com, O - HWat | O | No | Warehouse | Water Heating | RET | 1919.7053 | 4847.8115 | 0.39599
| FF Storage Water Heater_Com, O - HWat | O | Yes | Warehouse | Water Heating | REPL | 545.2257 | 391.4241 | 1.3929
| FF Storage Water Heater_Com, P - HWat | Prp | Yes | Warehouse | Water Heating | NC | 1708.8145 | 1052.2369 | 1.624
| FF Storage Water Heater_Com, P - HWat | Prp | No | Warehouse | Water Heating | RET | 10852.6432 | 23506.8246 | 0.46168
| FF Storage Water Heater_Com, P - HWat | Prp | Yes | Warehouse | Water Heating | REPL | 3082.3167 | 1897.9985 | 1.624
| FF Instantaneous Water Heater_Com, G - HWat | G | No | Warehouse | Water Heating | NC | 14008.1827 | 52635.0673 | 0.26614
| FF Instantaneous Water Heater_Com, G - HWat | G | No | Warehouse | Water Heating | RET | 64806.2931 | 693292.9306 | 0.093476
| FF Instantaneous Water Heater_Com, G - HWat | G | No | Warehouse | Water Heating | REPL | 1.2445e-11 | 4.6762e-11 | 0.26614
| FF Instantaneous Water Heater_Com, O - HWat | O | No | Warehouse | Water Heating | NC | 597.5158 | 644.0096 | 0.92781
| FF Instantaneous Water Heater_Com, O - HWat | O | No | Warehouse | Water Heating | RET | 2764.2976 | 8482.6965 | 0.32587
| FF Instantaneous Water Heater_Com, O - HWat | O | No | Warehouse | Water Heating | REPL | 5.3084e-13 | 5.7215e-13 | 0.92781
| FF Instantaneous Water Heater_Com, P - HWat | Prp | Yes | Warehouse | Water Heating | NC | 3393.7405 | 3122.7743 | 1.0868
| FF Instantaneous Water Heater_Com, P - HWat | Prp | No | Warehouse | Water Heating | RET | 15700.519 | 41132.2222 | 0.38171
| FF Instantaneous Water Heater_Com, P - HWat | Prp | Yes | Warehouse | Water Heating | REPL | 3.0151e-12 | 2.7743e-12 | 1.0868
| Clothes Dryer_Com, E - Appl | E | Yes | Warehouse | Appliances | NC | 3905.948 | 231.1268 | 16.8996
| Clothes Dryer_Com, E - Appl | E | Yes | Warehouse | Appliances | RET | 22059.1949 | 4489.5489 | 4.9135
| Clothes Dryer_Com, E - Appl | E | Yes | Warehouse | Appliances | REPL | 1308.4098 | 77.4226 | 16.8996
| Clothes Dryer_Com, G - Oth | G | Yes | Warehouse | Other | NC | 107.9117 | 98.5217 | 1.0953
| Clothes Dryer_Com, G - Oth | G | No | Warehouse | Other | RET | 575.8671 | 2128.9596 | 0.27049
| Clothes Dryer_Com, G - Oth | G | Yes | Warehouse | Other | REPL | 34.1567 | 31.1846 | 1.0953
| Clothes Dryer_Com, P - Oth | Prp | Yes | Warehouse | Other | NC | 25.784 | 5.8452 | 4.4112
| Clothes Dryer_Com, P - Oth | Prp | Yes | Warehouse | Other | RET | 137.5954 | 126.3086 | 1.0894
| Clothes Dryer_Com, P - Oth | Prp | Yes | Warehouse | Other | REPL | 8.1613 | 1.8501 | 4.4112
| Pnemautic to DDC_Com, E - TotE [Building w Elec Heat] | E | No | Warehouse | Total Electric | RET | 114849.9288 | 225653.5414 | 0.50897
| Pnemautic to DDC_Com, E - TotE [Building w Gas Heat] | E | No | Warehouse | Total Electric | RET | 121606.4777 | 870070.8874 | 0.13977
| Pnemautic to DDC_Com, G - TotF [Building w Gas Heat] | G | No | Warehouse | Total FF | RET | 234655.5826 | 0 | n/a
| Pnemautic to DDC_Com, E - TotE [Building w Oil Heat] | E | No | Warehouse | Total Electric | RET | 32718.9816 | 234098.0014 | 0.13977
| Pnemautic to DDC_Com, O - TotF [Building w Oil Heat] | O | No | Warehouse | Total FF | RET | 108473.7492 | 0 | n/a
| Pnemautic to DDC_Com, E - TotE [Building w Propane Heat] | E | No | Warehouse | Total Electric | RET | 9860.4254 | 70549.4416 | 0.13977
| Pnemautic to DDC_Com, P - TotF [Building w Propane Heat] | Prp | No | Warehouse | Total FF | RET | 56208.1361 | 0 | n/a
| RCx_Com, E - TotE [Building w Elec Heat] | E | Yes | Warehouse | Total Electric | RET | 297069.1922 | 149141.1224 | 1.9919
| RCx_Com, E - TotE [Building w Gas Heat] | E | Yes | Warehouse | Total Electric | RET | 606623.6291 | 474354.5236 | 1.2788
| RCx_Com, G - TotF [Building w Gas Heat] | G | Yes | Warehouse | Total FF | RET | 392891.3494 | 0 | n/a
| RCx_Com, E - TotE [Building w Oil Heat] | E | Yes | Warehouse | Total Electric | RET | 163215.8727 | 127628.0445 | 1.2788
| RCx_Com, O - TotF [Building w Oil Heat] | O | Yes | Warehouse | Total FF | RET | 178506.4051 | 0 | n/a
| RCx_Com, E - TotE [Building w Propane Heat] | E | Yes | Warehouse | Total Electric | RET | 49187.8983 | 38462.8968 | 1.2788
| RCx_Com, P - TotF [Building w Propane Heat] | Prp | Yes | Warehouse | Total FF | RET | 92353.2377 | 0 | n/a
| Commissioning_Com, E - TotE [Building w Elec Heat] | E | Yes | Warehouse | Total Electric | NC | 0 | 0 | n/a
| Commissioning_Com, E - TotE [Building w Gas Heat] | E | Yes | Warehouse | Total Electric | NC | 0 | 0 | n/a
| Commissioning_Com, G - TotF [Building w Gas Heat] | G | Yes | Warehouse | Total FF | NC | 0 | 0 | n/a
| Commissioning_Com, E - TotE [Building w Oil Heat] | E | Yes | Warehouse | Total Electric | NC | 0 | 0 | n/a
| Commissioning_Com, O - TotF [Building w Oil Heat] | O | Yes | Warehouse | Total FF | NC | 0 | 0 | n/a
| Commissioning_Com, E - TotE [Building w Propane Heat] | E | Yes | Warehouse | Total Electric | NC | 0 | 0 | n/a
| Commissioning_Com, P - TotF [Building w Propane Heat] | Prp | Yes | Warehouse | Total FF | NC | 0 | 0 | n/a
| Integrated Building Design_Com, E - TotE [Building w Elec Heat] | E | Yes | Warehouse | Total Electric | NC | 24375.644 | 2713.7057 | 8.9824
| Integrated Building Design_Com, E - TotE [Building w Gas Heat] | E | Yes | Warehouse | Total Electric | NC | 49775.7493 | 8631.1444 | 5.767
| Integrated Building Design_Com, G - TotF [Building w Gas Heat] | G | Yes | Warehouse | Total FF | NC | 33484.2395 | 0 | n/a
| Integrated Building Design_Com, E - TotE [Building w Oil Heat] | E | Yes | Warehouse | Total Electric | NC | 13392.4759 | 2322.2633 | 5.767
| Integrated Building Design_Com, O - TotF [Building w Oil Heat] | O | Yes | Warehouse | Total FF | NC | 15478.6907 | 0 | n/a
| Integrated Building Design_Com, E - TotE [Building w Propane Heat] | E | Yes | Warehouse | Total Electric | NC | 4036.052 | 699.8538 | 5.767
| Integrated Building Design_Com, P - TotF [Building w Propane Heat] | Prp | Yes | Warehouse | Total FF | NC | 8020.635 | 0 | n/a
| Deep Energy Retrofit_Com, E - TotE [Building w Elec Heat] | E | Yes | Warehouse | Total Electric | RET | 115714.1145 | 83143.3825 | 1.3917
| Deep Energy Retrofit_Com, E - TotE [Building w Gas Heat] | E | Yes | Warehouse | Total Electric | RET | 236291.4699 | 264443.7628 | 0.89354
| Deep Energy Retrofit_Com, G - TotF [Building w Gas Heat] | G | Yes | Warehouse | Total FF | RET | 150197.0334 | 0 | n/a
| Deep Energy Retrofit_Com, E - TotE [Building w Oil Heat] | E | Yes | Warehouse | Total Electric | RET | 63575.6944 | 71150.2445 | 0.89354
| Deep Energy Retrofit_Com, O - TotF [Building w Oil Heat] | O | Yes | Warehouse | Total FF | RET | 69431.2751 | 0 | n/a
| Deep Energy Retrofit_Com, E - TotE [Building w Propane Heat] | E | Yes | Warehouse | Total Electric | RET | 19159.6242 | 21442.3446 | 0.89354
| Deep Energy Retrofit_Com, P - TotF [Building w Propane Heat] | Prp | Yes | Warehouse | Total FF | RET | 35977.3917 | 0 | n/a
| EMS_Com, E - TotE [Building w Elec Heat] | E | Yes | Warehouse | Total Electric | NC | 44337.8204 | 36502.0031 | 1.2147
| EMS_Com, E - TotE [Building w Elec Heat] | E | Yes | Warehouse | Total Electric | RET | 732599.3904 | 479760.2681 | 1.527
| EMS_Com, E - TotE [Building w Gas Heat] | E | Yes | Warehouse | Total Electric | NC | 90539.0737 | 116097.3579 | 0.77985
| EMS_Com, E - TotE [Building w Gas Heat] | E | No | Warehouse | Total Electric | RET | 1495988.5191 | 3051827.0173 | 0.49019
| EMS_Com, G - TotF [Building w Gas Heat] | G | Yes | Warehouse | Total FF | NC | 65256.2133 | 0 | n/a
| EMS_Com, G - TotF [Building w Gas Heat] | G | No | Warehouse | Total FF | RET | 1018837.1896 | 0 | n/a
| EMS_Com, E - TotE [Building w Oil Heat] | E | Yes | Warehouse | Total Electric | NC | 24360.1027 | 31236.7186 | 0.77985
| EMS_Com, E - TotE [Building w Oil Heat] | E | Yes | Warehouse | Total Electric | RET | 402505.0459 | 821113.102 | 0.49019
| EMS_Com, O - TotF [Building w Oil Heat] | O | Yes | Warehouse | Total FF | NC | 30165.8574 | 0 | n/a
| EMS_Com, O - TotF [Building w Oil Heat] | O | Yes | Warehouse | Total FF | RET | 470975.748 | 0 | n/a
| EMS_Com, E - TotE [Building w Propane Heat] | E | Yes | Warehouse | Total Electric | NC | 7341.3341 | 9413.7201 | 0.77985
| EMS_Com, E - TotE [Building w Propane Heat] | E | Yes | Warehouse | Total Electric | RET | 121301.7884 | 247456.4947 | 0.49019
| EMS_Com, P - TotF [Building w Propane Heat] | Prp | Yes | Warehouse | Total FF | NC | 15631.1239 | 0 | n/a
| EMS_Com, P - TotF [Building w Propane Heat] | Prp | Yes | Warehouse | Total FF | RET | 244046.7773 | 0 | n/a
| VFDs on HVAC Pumps_Com, E - Oth | E | Yes | Warehouse | Other | RET | 199759.9484 | 84921.4659 | 2.3523
| ECM Circulators_Com, E - Oth | E | Yes | Warehouse | Other | RET | 587838.2597 | 348135.5804 | 1.6885
| Motors_Com, E - Oth | E | Yes | Warehouse | Other | NC | 5902.9962 | 3863.71 | 1.5278
| Motors_Com, E - Oth | E | No | Warehouse | Other | RET | 57864.2371 | 64775.0321 | 0.89331
| Motors_Com, E - Oth | E | Yes | Warehouse | Other | REPL | 355.4887 | 232.6794 | 1.5278
| Ext Area Ltg_Com, E - ExtL | E | Yes | Warehouse | Exterior Lighting | NC | 26701.3599 | 7170.2673 | 3.7239
| Ext Area Ltg_Com, E - ExtL | E | Yes | Warehouse | Exterior Lighting | RET | 180900.2966 | 48578.1805 | 3.7239
| Ext Area Ltg_Com, E - ExtL | E | Yes | Warehouse | Exterior Lighting | REPL | 240104.0318 | 64476.4945 | 3.7239
| Street Ltg_Com, E - ExtL | E | Yes | Warehouse | Exterior Lighting | NC | 4970.2477 | 1135.4796 | 4.3772
| Street Ltg_Com, E - ExtL | E | Yes | Warehouse | Exterior Lighting | RET | 33673.1646 | 7692.8141 | 4.3772
| Street Ltg_Com, E - ExtL | E | Yes | Warehouse | Exterior Lighting | REPL | 44693.4734 | 10210.4624 | 4.3772
| Ext Ltg Ctrls_Com, E - ExtL | E | Yes | Warehouse | Exterior Lighting | RET | 166160.654 | 42251.3019 | 3.9327
| Ext Ltg Dsgn_Com, E - ExtL | E | Yes | Warehouse | Exterior Lighting | NC | 3852.5065 | 843.7487 | 4.5659
| Ext Ltg Dsgn_Com, E - ExtL | E | Yes | Warehouse | Exterior Lighting | REPL | 34800.7011 | 7621.8035 | 4.5659
| Int Ltg Ctrls_Com, E - IntL [No Heat] | E | Yes | Warehouse | Interior Lighting | RET | 427874.1553 | 146722.2331 | 2.9162
| Int Ltg Ctrls_Com, E - IntL [Electric Heat] | E | Yes | Warehouse | Interior Lighting | RET | 184044.3031 | 87673.8946 | 2.0992
| Int Ltg Ctrls_Com, E/G - IntL | E | Yes | Warehouse | Interior Lighting | RET | 1449744.2465 | 657132.1071 | 2.2062
| Int Ltg Ctrls_Com, E/O - IntL | E | Yes | Warehouse | Interior Lighting | RET | 332279.8988 | 247763.9683 | 1.3411
| Int Ltg Ctrls_Com, E/P - IntL | E | Yes | Warehouse | Interior Lighting | RET | 43340.4424 | 35260.6058 | 1.2291
| Exit Sign RetFit_Com, E - IntL [No Heat] | E | Yes | Warehouse | Interior Lighting | RET | 37016.8474 | 9925.0105 | 3.7297
| Exit Sign RetFit_Com, E - IntL [Electric Heat] | E | Yes | Warehouse | Interior Lighting | RET | 17008.0073 | 5930.0539 | 2.8681
| Exit Sign RetFit_Com, E/G - IntL | E | Yes | Warehouse | Interior Lighting | RET | 128748.3738 | 56054.6572 | 2.2968
| Exit Sign RetFit_Com, E/O - IntL | E | Yes | Warehouse | Interior Lighting | RET | 29302.8852 | 25824.9163 | 1.1347
| Exit Sign RetFit_Com, E/P - IntL | E | No | Warehouse | Interior Lighting | RET | 3812.8543 | 3758.6485 | 1.0144
| LED HiLo Bay_Com, E - IntL [No Heat] | E | Yes | Warehouse | Interior Lighting | NC | 55770.8923 | 32505.2915 | 1.7157
| LED HiLo Bay_Com, E - IntL [No Heat] | E | Yes | Warehouse | Interior Lighting | RET | 429425.396 | 250284.6391 | 1.7157
| LED HiLo Bay_Com, E - IntL [No Heat] | E | Yes | Warehouse | Interior Lighting | REPL | 22535.2666 | 13134.3677 | 1.7157
| LED HiLo Bay_Com, E - IntL [Electric Heat] | E | Yes | Warehouse | Interior Lighting | NC | 23986.5182 | 19421.4535 | 1.2351
| LED HiLo Bay_Com, E - IntL [Electric Heat] | E | Yes | Warehouse | Interior Lighting | RET | 184691.6847 | 149541.5441 | 1.2351
| LED HiLo Bay_Com, E - IntL [Electric Heat] | E | Yes | Warehouse | Interior Lighting | REPL | 9692.1989 | 7847.5996 | 1.2351
| LED HiLo Bay_Com, E/G - IntL | E | Yes | Warehouse | Interior Lighting | NC | 190567.2871 | 133606.5932 | 1.4263
| LED HiLo Bay_Com, E/G - IntL | E | Yes | Warehouse | Interior Lighting | RET | 1467332.3175 | 1028745.6733 | 1.4263
| LED HiLo Bay_Com, E/G - IntL | E | Yes | Warehouse | Interior Lighting | REPL | 77002.2577 | 53986.2296 | 1.4263
| LED HiLo Bay_Com, E/O - IntL | E | No | Warehouse | Interior Lighting | NC | 43372.7524 | 45233.5123 | 0.95886
| LED HiLo Bay_Com, E/O - IntL | E | No | Warehouse | Interior Lighting | RET | 333962.0472 | 348289.5487 | 0.95886
| LED HiLo Bay_Com, E/O - IntL | E | No | Warehouse | Interior Lighting | REPL | 17525.5675 | 18277.4422 | 0.95886
| LED HiLo Bay_Com, E/P - IntL | E | No | Warehouse | Interior Lighting | NC | 5643.6076 | 6347.3128 | 0.88913
| LED HiLo Bay_Com, E/P - IntL | E | No | Warehouse | Interior Lighting | RET | 43454.7188 | 48873.1164 | 0.88913
| LED HiLo Bay_Com, E/P - IntL | E | No | Warehouse | Interior Lighting | REPL | 2280.4047 | 2564.7498 | 0.88913
| Repl Scre_Com, E - IntL [No Heat] | E | Yes | Warehouse | Interior Lighting | NC | 0 | 0 | n/a
| Repl Scre_Com, E - IntL [No Heat] | E | Yes | Warehouse | Interior Lighting | RET | 0 | 0 | n/a
| Repl Scre_Com, E - IntL [No Heat] | E | Yes | Warehouse | Interior Lighting | REPL | 0 | 0 | n/a
| Repl Scre_Com, E - IntL [Electric Heat] | E | Yes | Warehouse | Interior Lighting | NC | 0 | 0 | n/a
| Repl Scre_Com, E - IntL [Electric Heat] | E | Yes | Warehouse | Interior Lighting | RET | 0 | 0 | n/a
| Repl Scre_Com, E - IntL [Electric Heat] | E | Yes | Warehouse | Interior Lighting | REPL | 0 | 0 | n/a
| Repl Scre_Com, E/G - IntL | E | Yes | Warehouse | Interior Lighting | NC | 0 | 0 | n/a
| Repl Scre_Com, E/G - IntL | E | Yes | Warehouse | Interior Lighting | RET | 0 | 0 | n/a
| Repl Scre_Com, E/G - IntL | E | Yes | Warehouse | Interior Lighting | REPL | 0 | 0 | n/a
| Repl Scre_Com, E/O - IntL | E | Yes | Warehouse | Interior Lighting | NC | 0 | 0 | n/a
| Repl Scre_Com, E/O - IntL | E | Yes | Warehouse | Interior Lighting | RET | 0 | 0 | n/a
| Repl Scre_Com, E/O - IntL | E | Yes | Warehouse | Interior Lighting | REPL | 0 | 0 | n/a
| Repl Scre_Com, E/P - IntL | E | No | Warehouse | Interior Lighting | NC | 0 | 0 | n/a
| Repl Scre_Com, E/P - IntL | E | No | Warehouse | Interior Lighting | RET | 0 | 0 | n/a
| Repl Scre_Com, E/P - IntL | E | No | Warehouse | Interior Lighting | REPL | 0 | 0 | n/a
| Lin LED Fixture_Com, E - IntL [No Heat] | E | Yes | Warehouse | Interior Lighting | NC | 6670.9428 | 4806.3938 | 1.3879
| Lin LED Fixture_Com, E - IntL [No Heat] | E | No | Warehouse | Interior Lighting | RET | 41306.373 | 45092.5983 | 0.91603
| Lin LED Fixture_Com, E - IntL [No Heat] | E | Yes | Warehouse | Interior Lighting | REPL | 4664.1604 | 3360.5132 | 1.3879
| Lin LED Fixture_Com, E - IntL [Electric Heat] | E | No | Warehouse | Interior Lighting | NC | 3065.0758 | 2871.7525 | 1.0673
| Lin LED Fixture_Com, E - IntL [Electric Heat] | E | No | Warehouse | Interior Lighting | RET | 18978.9013 | 26942.1919 | 0.70443
| Lin LED Fixture_Com, E - IntL [Electric Heat] | E | No | Warehouse | Interior Lighting | REPL | 2143.0262 | 2007.8593 | 1.0673
| Lin LED Fixture_Com, E/G - IntL | E | Yes | Warehouse | Interior Lighting | NC | 23202.2198 | 18826.6854 | 1.2324
| Lin LED Fixture_Com, E/G - IntL | E | No | Warehouse | Interior Lighting | RET | 143667.7817 | 167239.1151 | 0.85906
| Lin LED Fixture_Com, E/G - IntL | E | Yes | Warehouse | Interior Lighting | REPL | 16222.4258 | 13163.1589 | 1.2324
| Lin LED Fixture_Com, E/O - IntL | E | No | Warehouse | Interior Lighting | NC | 5280.7811 | 5950.6734 | 0.88743
| Lin LED Fixture_Com, E/O - IntL | E | No | Warehouse | Interior Lighting | RET | 32698.5141 | 48377.6375 | 0.6759
| Lin LED Fixture_Com, E/O - IntL | E | No | Warehouse | Interior Lighting | REPL | 3692.1933 | 4160.5656 | 0.88743
| Lin LED Fixture_Com, E/P - IntL | E | No | Warehouse | Interior Lighting | NC | 687.1286 | 825.4408 | 0.83244
| Lin LED Fixture_Com, E/P - IntL | E | No | Warehouse | Interior Lighting | RET | 4254.6893 | 6611.5363 | 0.64353
| Lin LED Fixture_Com, E/P - IntL | E | No | Warehouse | Interior Lighting | REPL | 480.4235 | 577.128 | 0.83244
| LED Tube Repl_Com, E - IntL [No Heat] | E | Yes | Warehouse | Interior Lighting | RET | 274292.1012 | 34298.4671 | 7.9972
| LED Tube Repl_Com, E - IntL [No Heat] | E | Yes | Warehouse | Interior Lighting | REPL | 129547.1986 | 16199.0458 | 7.9972
| LED Tube Repl_Com, E - IntL [Electric Heat] | E | Yes | Warehouse | Interior Lighting | RET | 126028.0759 | 20492.8506 | 6.1499
| LED Tube Repl_Com, E - IntL [Electric Heat] | E | Yes | Warehouse | Interior Lighting | REPL | 59522.6188 | 9678.7016 | 6.1499
| LED Tube Repl_Com, E/G - IntL | E | Yes | Warehouse | Interior Lighting | RET | 954015.9272 | 235546.5027 | 4.0502
| LED Tube Repl_Com, E/G - IntL | E | Yes | Warehouse | Interior Lighting | REPL | 450578.3805 | 111247.7881 | 4.0502
| LED Tube Repl_Com, E/O - IntL | E | Yes | Warehouse | Interior Lighting | RET | 217132.2122 | 121672.4497 | 1.7846
| LED Tube Repl_Com, E/O - IntL | E | Yes | Warehouse | Interior Lighting | REPL | 102550.7832 | 57465.4718 | 1.7846
| LED Tube Repl_Com, E/P - IntL | E | Yes | Warehouse | Interior Lighting | RET | 28252.9686 | 17893.3207 | 1.579
| LED Tube Repl_Com, E/P - IntL | E | Yes | Warehouse | Interior Lighting | REPL | 13343.7781 | 8450.9527 | 1.579
| Repl pin CFL wLED_Com, E - IntL [No Heat] | E | Yes | Warehouse | Interior Lighting | RET | 4088.1201 | 2865.5544 | 1.4266
| Repl pin CFL wLED_Com, E - IntL [No Heat] | E | Yes | Warehouse | Interior Lighting | REPL | 3988.1739 | 2795.4974 | 1.4266
| Repl pin CFL wLED_Com, E - IntL [Electric Heat] | E | No | Warehouse | Interior Lighting | RET | 1878.3549 | 1712.1284 | 1.0971
| Repl pin CFL wLED_Com, E - IntL [Electric Heat] | E | No | Warehouse | Interior Lighting | REPL | 1832.4329 | 1670.2703 | 1.0971
| Repl pin CFL wLED_Com, E/G - IntL | E | Yes | Warehouse | Interior Lighting | RET | 14218.8991 | 11290.8916 | 1.2593
| Repl pin CFL wLED_Com, E/G - IntL | E | Yes | Warehouse | Interior Lighting | REPL | 13871.2758 | 11014.8521 | 1.2593
| Repl pin CFL wLED_Com, E/O - IntL | E | No | Warehouse | Interior Lighting | RET | 3236.1944 | 3584.2067 | 0.9029
| Repl pin CFL wLED_Com, E/O - IntL | E | No | Warehouse | Interior Lighting | REPL | 3157.076 | 3496.5801 | 0.9029
| Repl pin CFL wLED_Com, E/P - IntL | E | No | Warehouse | Interior Lighting | RET | 421.0895 | 497.0969 | 0.8471
| Repl pin CFL wLED_Com, E/P - IntL | E | No | Warehouse | Interior Lighting | REPL | 410.7947 | 484.9439 | 0.8471
| Refrig Case LED_Com, E - IntL | E | Yes | Warehouse | Interior Lighting | NC | 12145.2855 | 5147.7124 | 2.3594
| Refrig Case LED_Com, E - IntL | E | Yes | Warehouse | Interior Lighting | RET | 68573.0973 | 29064.3294 | 2.3594
| Refrig Case LED_Com, E - IntL | E | Yes | Warehouse | Interior Lighting | REPL | 21428.0378 | 9082.1557 | 2.3594
| Refrig Case Ctrls_Com, E - IntL | E | No | Warehouse | Interior Lighting | RET | 39325.8367 | 43589.4291 | 0.90219
| Stair Occ Sensor_Com, E - IntL [No Heat] | E | Yes | Warehouse | Interior Lighting | NC | 2965.5708 | 1330.2845 | 2.2293
| Stair Occ Sensor_Com, E - IntL [No Heat] | E | Yes | Warehouse | Interior Lighting | RET | 30137.3776 | 13518.9105 | 2.2293
| Stair Occ Sensor_Com, E - IntL [Electric Heat] | E | Yes | Warehouse | Interior Lighting | NC | 1362.5809 | 794.8262 | 1.7143
| Stair Occ Sensor_Com, E - IntL [Electric Heat] | E | Yes | Warehouse | Interior Lighting | RET | 13847.1203 | 8077.3585 | 1.7143
| Stair Occ Sensor_Com, E/G - IntL | E | Yes | Warehouse | Interior Lighting | NC | 10314.5581 | 6260.853 | 1.6475
| Stair Occ Sensor_Com, E/G - IntL | E | Yes | Warehouse | Interior Lighting | RET | 104820.8758 | 63625.4205 | 1.6475
| Stair Occ Sensor_Com, E/O - IntL | E | No | Warehouse | Interior Lighting | NC | 2347.5738 | 2470.2986 | 0.95032
| Stair Occ Sensor_Com, E/O - IntL | E | No | Warehouse | Interior Lighting | RET | 23857.0321 | 25104.2134 | 0.95032
| Stair Occ Sensor_Com, E/P - IntL | E | No | Warehouse | Interior Lighting | NC | 305.4633 | 353.155 | 0.86496
| Stair Occ Sensor_Com, E/P - IntL | E | No | Warehouse | Interior Lighting | RET | 3104.2468 | 3588.9098 | 0.86496
| Int Delamping_Com, E - IntL [No Heat] | E | Yes | Warehouse | Interior Lighting | RET | 4023.7616 | 430.894 | 9.3382
| Int Delamping_Com, E - IntL [Electric Heat] | E | Yes | Warehouse | Interior Lighting | RET | 1848.7843 | 197.9814 | 9.3382
| Int Delamping_Com, E/G - IntL | E | Yes | Warehouse | Interior Lighting | RET | 13995.0536 | 3290.1259 | 4.2537
| Int Delamping_Com, E/O - IntL | E | Yes | Warehouse | Interior Lighting | RET | 3185.2476 | 1753.0497 | 1.817
| Int Delamping_Com, E/P - IntL | E | Yes | Warehouse | Interior Lighting | RET | 414.4604 | 258.5797 | 1.6028
| Int Ltg Dsgn_Com, E - IntL [No Heat] | E | Yes | Warehouse | Interior Lighting | NC | 12009.3461 | 3000.7813 | 4.0021
| Int Ltg Dsgn_Com, E - IntL [Electric Heat] | E | Yes | Warehouse | Interior Lighting | NC | 5517.8942 | 1378.759 | 4.0021
| Int Ltg Dsgn_Com, E/G - IntL | E | Yes | Warehouse | Interior Lighting | NC | 41769.7316 | 15783.7457 | 2.6464
| Int Ltg Dsgn_Com, E/O - IntL | E | Yes | Warehouse | Interior Lighting | NC | 9506.7115 | 6589.5621 | 1.4427
| Int Ltg Dsgn_Com, E/P - IntL | E | Yes | Warehouse | Interior Lighting | NC | 1237.0013 | 948.3817 | 1.3043
Note on H4: Note that the costs and benefits for linked measures (i.e. measures that impact both heating and cooling are listed once for each end use). These represent the total costs and benefits for all parts of the linked measure.

## Table D15
Table D14. Cost Effectiveness - Upstate
Return to List of Tables
| Measure Name | Primary Fuel - Electric (E), Gas (G), Oil (O), or Propane (P) | Cost Effective? | Building Type | End Use | New Construction (NC), Replacement (REPL), or Retrofit (RET) | Total Resource Benefits (2020$) | Total Resource Costs (2020$) | Benefit-Cost Ratio
| Room Air Conditioner_Com, E - Cool | E | Yes | Small Office | Cooling | NC | 0 | 0 | 0
| Room Air Conditioner_Com, E - Cool | E | Yes | Small Office | Cooling | RET | 0 | 0 | 0
| Room Air Conditioner_Com, E - Cool | E | Yes | Small Office | Cooling | REPL | 0 | 0 | 0
| Computer Room Air Conditioner_Com, E - Cool | E | Yes | Small Office | Cooling | NC | 2612.8566 | 858.7372 | 3.0427
| Computer Room Air Conditioner_Com, E - Cool | E | Yes | Small Office | Cooling | REPL | 16090.9933 | 5288.4397 | 3.0427
| Mini Split Ductless AC_Com, E - Cool | E | Yes | Small Office | Cooling | NC | 0 | 0 | 0
| Mini Split Ductless AC_Com, E - Cool | E | Yes | Small Office | Cooling | RET | 0 | 0 | 0
| Mini Split Ductless AC_Com, E - Cool | E | Yes | Small Office | Cooling | REPL | 0 | 0 | 0
| Eff Unitary AC_Com, E - Cool | E | Yes | Small Office | Cooling | NC | 6073.5786 | 3231.3174 | 1.8796
| Eff Unitary AC_Com, E - Cool | E | No | Small Office | Cooling | RET | 46066.5413 | 181287.3369 | 0.25411
| Eff Unitary AC_Com, E - Cool | E | Yes | Small Office | Cooling | REPL | 27437.3445 | 14597.4513 | 1.8796
| PTAC_Com, E - Cool | E | Yes | Small Office | Cooling | NC | 0 | 0 | 0
| PTAC_Com, E - Cool | E | Yes | Small Office | Cooling | RET | 0 | 0 | 0
| PTAC_Com, E - Cool | E | Yes | Small Office | Cooling | REPL | 0 | 0 | 0
| Unitary Equipment Economizer_Com, E - Cool | E | No | Small Office | Cooling | RET | 36068.49 | 62726.2345 | 0.57501
| AC Tuneup_Com, E - Cool [ASHP] | E | Yes | Small Office | Cooling | RET | 13625.7545 | 1002.4539 | 13.5924
| AC Tuneup_Com, E - Heat [ASHP] | E | Yes | Small Office | Space Heating | RET | 13625.7545 | 1002.4539 | 13.5924
| AC Tuneup_Com, E - Cool [Unitary AC] | E | Yes | Small Office | Cooling | RET | 44350.3562 | 3129.5147 | 14.1716
| DCV_Com, E - Cool [Building w Elec Heat] | E | Yes | Small Office | Cooling | RET | 167962.4442 | 23668.777 | 7.0964
| DCV_Com, E - Heat [Building w Elec Heat] | E | Yes | Small Office | Space Heating | RET | 167962.4442 | 23668.777 | 7.0964
| DCV_Com, E - Vent [Building w Elec Heat] | E | Yes | Small Office | Ventilation | RET | 167962.4442 | 23668.777 | 7.0964
| DCV_Com, E - Cool [Building w Gas Heat] | E | Yes | Small Office | Cooling | RET | 1682640.5871 | 48332.307 | 34.814
| DCV_Com, G - Heat [Building w Gas Heat] | G | Yes | Small Office | Space Heating | RET | 1682640.5871 | 48332.307 | 34.814
| DCV_Com, E - Vent [Building w Gas Heat] | E | Yes | Small Office | Ventilation | RET | 1682640.5871 | 48332.307 | 34.814
| DCV_Com, E - Cool [Building w Oil Heat] | E | Yes | Small Office | Cooling | RET | 381255.1273 | 13004.1088 | 29.3181
| DCV_Com, O - Heat [Building w Oil Heat] | O | Yes | Small Office | Space Heating | RET | 381255.1273 | 13004.1088 | 29.3181
| DCV_Com, E - Vent [Building w Oil Heat] | E | Yes | Small Office | Ventilation | RET | 381255.1273 | 13004.1088 | 29.3181
| DCV_Com, E - Cool [Building w Propane Heat] | E | Yes | Small Office | Cooling | RET | 520617.7308 | 3919.0109 | 132.8442
| DCV_Com, P - Heat [Building w Propane Heat] | Prp | Yes | Small Office | Space Heating | RET | 520617.7308 | 3919.0109 | 132.8442
| DCV_Com, E - Vent [Building w Propane Heat] | E | Yes | Small Office | Ventilation | RET | 520617.7308 | 3919.0109 | 132.8442
| Controls for Unitary AC_Com, E - Cool | E | No | Small Office | Cooling | RET | 47038.5531 | 55426.0343 | 0.84867
| Optimized Unitary AC Sys_Com, E - Cool [Building w Elec Heat] | E | No | Small Office | Cooling | NC | 7874.8844 | 10554.7812 | 0.7461
| Optimized Unitary AC Sys_Com, E - Heat [Building w Elec Heat] | E | No | Small Office | Space Heating | NC | 7874.8844 | 10554.7812 | 0.7461
| Optimized Unitary AC Sys_Com, E - Cool [Building w Gas Heat] | E | Yes | Small Office | Cooling | NC | 422556.5125 | 16006.8518 | 26.3985
| Optimized Unitary AC Sys_Com, G - Heat [Building w Gas Heat] | G | Yes | Small Office | Space Heating | NC | 422556.5125 | 16006.8518 | 26.3985
| Optimized Unitary AC Sys_Com, E - Cool [Building w Oil Heat] | E | Yes | Small Office | Cooling | NC | 91991.9857 | 3217.9218 | 28.5874
| Optimized Unitary AC Sys_Com, O - Heat [Building w Oil Heat] | O | Yes | Small Office | Space Heating | NC | 91991.9857 | 3217.9218 | 28.5874
| Optimized Unitary AC Sys_Com, E - Cool [Building w Propane Heat] | E | Yes | Small Office | Cooling | NC | 150907.0281 | 1301.1238 | 115.9821
| Optimized Unitary AC Sys_Com, P - Heat [Building w Propane Heat] | Prp | Yes | Small Office | Space Heating | NC | 150907.0281 | 1301.1238 | 115.9821
| Cool Roof_Com, E - Cool [Building w Elec Heat] | E | No | Small Office | Cooling | NC | 4474.0527 | 7242.2401 | 0.61777
| Cool Roof_Com, E - Cool [Building w Elec Heat] | E | No | Small Office | Cooling | RET | 28104.0249 | 66700.4769 | 0.42135
| Cool Roof_Com, E - Heat [Building w Elec Heat] | E | No | Small Office | Space Heating | NC | 4474.0527 | 7242.2401 | 0.61777
| Cool Roof_Com, E - Heat [Building w Elec Heat] | E | No | Small Office | Space Heating | RET | 28104.0249 | 66700.4769 | 0.42135
| Cool Roof_Com, E - Cool [Building w Gas Heat] | E | No | Small Office | Cooling | NC | 9682.2767 | 37404.6198 | 0.25885
| Cool Roof_Com, E - Cool [Building w Gas Heat] | E | No | Small Office | Cooling | RET | 60819.7897 | 283879.5721 | 0.21425
| Cool Roof_Com, G - Heat [Building w Gas Heat] | G | No | Small Office | Space Heating | NC | 9682.2767 | 37404.6198 | 0.25885
| Cool Roof_Com, G - Heat [Building w Gas Heat] | G | No | Small Office | Space Heating | RET | 60819.7897 | 283879.5721 | 0.21425
| Cool Roof_Com, E - Cool [Building w Oil Heat] | E | No | Small Office | Cooling | NC | 2605.077 | 8571.7365 | 0.30391
| Cool Roof_Com, E - Cool [Building w Oil Heat] | E | No | Small Office | Cooling | RET | 16363.9439 | 66635.8078 | 0.24557
| Cool Roof_Com, O - Heat [Building w Oil Heat] | O | No | Small Office | Space Heating | NC | 2605.077 | 8571.7365 | 0.30391
| Cool Roof_Com, O - Heat [Building w Oil Heat] | O | No | Small Office | Space Heating | RET | 16363.9439 | 66635.8078 | 0.24557
| Cool Roof_Com, E - Cool [Building w Propane Heat] | E | No | Small Office | Cooling | NC | 785.0846 | 13972.2689 | 0.056189
| Cool Roof_Com, E - Cool [Building w Propane Heat] | E | No | Small Office | Cooling | RET | 4931.5547 | 94449.3788 | 0.052214
| Cool Roof_Com, P - Heat [Building w Propane Heat] | Prp | No | Small Office | Space Heating | NC | 785.0846 | 13972.2689 | 0.056189
| Cool Roof_Com, P - Heat [Building w Propane Heat] | Prp | No | Small Office | Space Heating | RET | 4931.5547 | 94449.3788 | 0.052214
| GSHP_Com, E - Cool | E | Yes | Small Office | Cooling | RET | 34235.873 | 20004.2059 | 1.7114
| GSHP_Com, E - Cool | E | Yes | Small Office | Cooling | REPL | 4.9055e-12 | 2.1081e-12 | 2.327
| GSHP_Com, E - Heat | E | Yes | Small Office | Space Heating | RET | 34235.873 | 20004.2059 | 1.7114
| GSHP_Com, E - Heat | E | Yes | Small Office | Space Heating | REPL | 4.9055e-12 | 2.1081e-12 | 2.327
| Unitary HP_Com, E - Cool | E | Yes | Small Office | Cooling | NC | 5215.9223 | 2009.6537 | 2.5954
| Unitary HP_Com, E - Cool | E | No | Small Office | Cooling | RET | 30024.0588 | 52188.3603 | 0.5753
| Unitary HP_Com, E - Cool | E | Yes | Small Office | Cooling | REPL | 14806.9098 | 5704.9856 | 2.5954
| Unitary HP_Com, E - Heat | E | Yes | Small Office | Space Heating | NC | 5215.9223 | 2009.6537 | 2.5954
| Unitary HP_Com, E - Heat | E | No | Small Office | Space Heating | RET | 30024.0588 | 52188.3603 | 0.5753
| Unitary HP_Com, E - Heat | E | Yes | Small Office | Space Heating | REPL | 14806.9098 | 5704.9856 | 2.5954
| PTHP_Com, E - Cool | E | Yes | Small Office | Cooling | NC | 0 | 0 | 0
| PTHP_Com, E - Cool | E | Yes | Small Office | Cooling | RET | 0 | 0 | 0
| PTHP_Com, E - Cool | E | Yes | Small Office | Cooling | REPL | 0 | 0 | 0
| PTHP_Com, E - Heat | E | Yes | Small Office | Space Heating | NC | 0 | 0 | 0
| PTHP_Com, E - Heat | E | Yes | Small Office | Space Heating | RET | 0 | 0 | 0
| PTHP_Com, E - Heat | E | Yes | Small Office | Space Heating | REPL | 0 | 0 | 0
| Minisplit Ductless HP_Com, E - Cool | E | Yes | Small Office | Cooling | RET | 185647.7837 | 48673.9613 | 3.8141
| Minisplit Ductless HP_Com, E - Cool | E | Yes | Small Office | Cooling | REPL | 17310.1107 | 2379.9431 | 7.2733
| Minisplit Ductless HP_Com, E - Heat | E | Yes | Small Office | Space Heating | RET | 185647.7837 | 48673.9613 | 3.8141
| Minisplit Ductless HP_Com, E - Heat | E | Yes | Small Office | Space Heating | REPL | 17310.1107 | 2379.9431 | 7.2733
| Programmable TStat_Com, E - Cool [Building w Elec Heat] | E | Yes | Small Office | Cooling | NC | 0 | 0 | 0
| Programmable TStat_Com, E - Heat [Building w Elec Heat] | E | Yes | Small Office | Space Heating | NC | 0 | 0 | 0
| Programmable TStat_Com, E - Cool [Building w Gas Heat] | E | Yes | Small Office | Cooling | NC | 0 | 0 | 0
| Programmable TStat_Com, E - Cool [Building w Gas Heat] | E | Yes | Small Office | Cooling | RET | 0 | 0 | 0
| Programmable TStat_Com, G - Heat [Building w Gas Heat] | G | Yes | Small Office | Space Heating | NC | 0 | 0 | 0
| Programmable TStat_Com, G - Heat [Building w Gas Heat] | G | Yes | Small Office | Space Heating | RET | 0 | 0 | 0
| Programmable TStat_Com, E - Cool [Building w Propane Heat] | E | Yes | Small Office | Cooling | NC | 0 | 0 | 0
| Programmable TStat_Com, E - Cool [Building w Propane Heat] | E | Yes | Small Office | Cooling | RET | 0 | 0 | 0
| Programmable TStat_Com, P - Heat [Building w Propane Heat] | Prp | Yes | Small Office | Space Heating | NC | 0 | 0 | 0
| Programmable TStat_Com, P - Heat [Building w Propane Heat] | Prp | Yes | Small Office | Space Heating | RET | 0 | 0 | 0
| Programmable TStat_Com, E - Cool [Building w Oil Heat] | E | Yes | Small Office | Cooling | NC | 0 | 0 | 0
| Programmable TStat_Com, E - Cool [Building w Oil Heat] | E | Yes | Small Office | Cooling | RET | 0 | 0 | 0
| Programmable TStat_Com, O - Heat [Building w Oil Heat] | O | Yes | Small Office | Space Heating | NC | 0 | 0 | 0
| Programmable TStat_Com, O - Heat [Building w Oil Heat] | O | Yes | Small Office | Space Heating | RET | 0 | 0 | 0
| Smart TStat_Com, E - Cool [Building w Elec Heat] | E | Yes | Small Office | Cooling | NC | 13998.1733 | 5432.6897 | 2.5767
| Smart TStat_Com, E - Cool [Building w Elec Heat] | E | Yes | Small Office | Cooling | RET | 61828.9765 | 31786.6704 | 1.9451
| Smart TStat_Com, E - Heat [Building w Elec Heat] | E | Yes | Small Office | Space Heating | NC | 13998.1733 | 5432.6897 | 2.5767
| Smart TStat_Com, E - Heat [Building w Elec Heat] | E | Yes | Small Office | Space Heating | RET | 61828.9765 | 31786.6704 | 1.9451
| Smart TStat_Com, E - Cool [Building w Gas Heat] | E | Yes | Small Office | Cooling | NC | 88732.574 | 11093.7049 | 7.9985
| Smart TStat_Com, E - Cool [Building w Gas Heat] | E | Yes | Small Office | Cooling | RET | 402682.2086 | -1639.0891 | -245.6744
| Smart TStat_Com, G - Heat [Building w Gas Heat] | G | Yes | Small Office | Space Heating | NC | 88732.574 | 11093.7049 | 7.9985
| Smart TStat_Com, G - Heat [Building w Gas Heat] | G | Yes | Small Office | Space Heating | RET | 402682.2086 | -1639.0891 | -245.6744
| Smart TStat_Com, E - Cool [Building w Propane Heat] | E | Yes | Small Office | Cooling | NC | 41750.3474 | 2984.8305 | 13.9875
| Smart TStat_Com, E - Cool [Building w Propane Heat] | E | Yes | Small Office | Cooling | RET | 190422.2883 | 17464.245 | 10.9036
| Smart TStat_Com, P - Heat [Building w Propane Heat] | Prp | Yes | Small Office | Space Heating | NC | 41750.3474 | 2984.8305 | 13.9875
| Smart TStat_Com, P - Heat [Building w Propane Heat] | Prp | Yes | Small Office | Space Heating | RET | 190422.2883 | 17464.245 | 10.9036
| Smart TStat_Com, E - Cool [Building w Oil Heat] | E | Yes | Small Office | Cooling | NC | 14603.8965 | 899.5298 | 16.235
| Smart TStat_Com, E - Cool [Building w Oil Heat] | E | Yes | Small Office | Cooling | RET | 66669.6197 | 5263.1493 | 12.6672
| Smart TStat_Com, O - Heat [Building w Oil Heat] | O | Yes | Small Office | Space Heating | NC | 14603.8965 | 899.5298 | 16.235
| Smart TStat_Com, O - Heat [Building w Oil Heat] | O | Yes | Small Office | Space Heating | RET | 66669.6197 | 5263.1493 | 12.6672
| Boiler Blowdown Controls_Com, G - Heat | G | No | Small Office | Space Heating | RET | 83329.9009 | 234791.4717 | 0.35491
| Boiler Blowdown Controls_Com, O - Heat | O | No | Small Office | Space Heating | RET | 11007.2469 | 29243.2775 | 0.3764
| Boiler Blowdown Controls_Com, P - Heat | Prp | No | Small Office | Space Heating | RET | 16396.3586 | 56252.0427 | 0.29148
| Boiler Modifications_Com, G - Heat | G | Yes | Small Office | Space Heating | RET | 386707.9184 | 116657.4971 | 3.3149
| Boiler Modifications_Com, O - Heat | O | Yes | Small Office | Space Heating | RET | 56738.0044 | 7488.5699 | 7.5766
| Boiler Modifications_Com, P - Heat | Prp | Yes | Small Office | Space Heating | RET | 81446.0733 | 11554.8845 | 7.0486
| Boilers_Com, G - Heat | G | Yes | Small Office | Space Heating | NC | 184009.9397 | 89262.789 | 2.0614
| Boilers_Com, G - Heat | G | No | Small Office | Space Heating | RET | 870317.1619 | 1738165.6658 | 0.50071
| Boilers_Com, G - Heat | G | Yes | Small Office | Space Heating | REPL | 1.3078e-10 | 6.3442e-11 | 2.0614
| Boilers_Com, O - Heat | O | No | Small Office | Space Heating | NC | 9138.6212 | 38428.3954 | 0.23781
| Boilers_Com, O - Heat | O | No | Small Office | Space Heating | RET | 44189.9068 | 765031.1337 | 0.057762
| Boilers_Com, O - Heat | O | No | Small Office | Space Heating | REPL | 6.4951e-12 | 2.7312e-11 | 0.23781
| Boilers_Com, P - Heat | Prp | Yes | Small Office | Space Heating | NC | 30062.9597 | 534.2369 | 56.2727
| Boilers_Com, P - Heat | Prp | Yes | Small Office | Space Heating | RET | 143915.9216 | 10529.2011 | 13.6683
| Boilers_Com, P - Heat | Prp | Yes | Small Office | Space Heating | REPL | 2.1367e-11 | 3.797e-13 | 56.2727
| Furnace_Com, G - Heat | G | Yes | Small Office | Space Heating | NC | 90400.5452 | 25029.9465 | 3.6117
| Furnace_Com, G - Heat | G | No | Small Office | Space Heating | RET | 399765.5275 | 479187.6555 | 0.83426
| Furnace_Com, G - Heat | G | Yes | Small Office | Space Heating | REPL | 6.9838e-11 | 1.9337e-11 | 3.6117
| Furnace_Com, O - Heat | O | Yes | Small Office | Space Heating | NC | 22003.3313 | 1911.3082 | 11.5122
| Furnace_Com, O - Heat | O | Yes | Small Office | Space Heating | RET | 108502.1304 | 40802.9862 | 2.6592
| Furnace_Com, O - Heat | O | Yes | Small Office | Space Heating | REPL | 1.6998e-11 | 1.4766e-12 | 11.5122
| Furnace_Com, P - Heat | Prp | Yes | Small Office | Space Heating | NC | 65659.3393 | 4741.2423 | 13.8486
| Furnace_Com, P - Heat | Prp | Yes | Small Office | Space Heating | RET | 312956.4763 | 97834.267 | 3.1988
| Furnace_Com, P - Heat | Prp | Yes | Small Office | Space Heating | REPL | 5.0724e-11 | 3.6628e-12 | 13.8486
| Unit Heater_Com, G - Heat | G | Yes | Small Office | Space Heating | NC | 14092.6212 | 2375.7418 | 5.9319
| Unit Heater_Com, G - Heat | G | Yes | Small Office | Space Heating | RET | 79218.8072 | 51062.2245 | 1.5514
| Unit Heater_Com, G - Heat | G | Yes | Small Office | Space Heating | REPL | 8698.4911 | 1466.3964 | 5.9319
| Unit Heater_Com, P - Heat | Prp | Yes | Small Office | Space Heating | NC | 44606.2568 | 1792.5631 | 24.8841
| Unit Heater_Com, P - Heat | Prp | Yes | Small Office | Space Heating | RET | 221261.0128 | 33997.5447 | 6.5081
| Unit Heater_Com, P - Heat | Prp | Yes | Small Office | Space Heating | REPL | 4.6622e-11 | 1.8736e-12 | 24.8841
| Energy Recovery Ventilator_Com, G - Heat | G | Yes | Small Office | Space Heating | NC | 88436.6769 | 28832.9761 | 3.0672
| Energy Recovery Ventilator_Com, G - Heat | G | Yes | Small Office | Space Heating | RET | 520976.8116 | 169853.8712 | 3.0672
| Energy Recovery Ventilator_Com, G - Heat | G | Yes | Small Office | Space Heating | REPL | 75486.2215 | 24610.744 | 3.0672
| Energy Recovery Ventilator_Com, O - Heat | O | Yes | Small Office | Space Heating | NC | 17959.3022 | 1584.7397 | 11.3327
| Energy Recovery Ventilator_Com, O - Heat | O | Yes | Small Office | Space Heating | RET | 105797.4997 | 9335.6354 | 11.3327
| Energy Recovery Ventilator_Com, O - Heat | O | Yes | Small Office | Space Heating | REPL | 15329.3851 | 1352.6742 | 11.3327
| Energy Recovery Ventilator_Com, P - Heat | Prp | Yes | Small Office | Space Heating | NC | 49948.0036 | 3663.6951 | 13.6332
| Energy Recovery Ventilator_Com, P - Heat | Prp | Yes | Small Office | Space Heating | RET | 294241.6045 | 21582.675 | 13.6332
| Energy Recovery Ventilator_Com, P - Heat | Prp | Yes | Small Office | Space Heating | REPL | 42633.738 | 3127.1924 | 13.6332
| Forced Air Heating Maintenance_Com, G - Heat | G | No | Small Office | Space Heating | RET | 4854.0055 | 8197.5952 | 0.59213
| Forced Air Heating Maintenance_Com, O - Heat | O | Yes | Small Office | Space Heating | RET | 1660.6326 | 794.9103 | 2.0891
| Forced Air Heating Maintenance_Com, P - Heat | Prp | Yes | Small Office | Space Heating | RET | 8774.4487 | 3288.3156 | 2.6684
| Infrared Heater_Com, G - Heat | G | Yes | Small Office | Space Heating | NC | 2491.7542 | 190.0746 | 13.1094
| Infrared Heater_Com, G - Heat | G | Z | Small Office | Space Heating | RET | 0 | 0 | 0
| Infrared Heater_Com, G - Heat | G | Yes | Small Office | Space Heating | REPL | 6723.819 | 512.9025 | 13.1094
| Infrared Heater_Com, P - Heat | Prp | Yes | Small Office | Space Heating | NC | 20160.0421 | 366.5907 | 54.9933
| Infrared Heater_Com, P - Heat | Prp | Z | Small Office | Space Heating | RET | 0 | 0 | 0
| Infrared Heater_Com, P - Heat | Prp | Yes | Small Office | Space Heating | REPL | 54400.4145 | 989.2185 | 54.9933
| Steam Trap Maintenance_Com, G - Heat | G | Yes | Small Office | Space Heating | RET | 120203.0055 | 19726.3778 | 6.0935
| Steam Trap Maintenance_Com, O - Heat | O | Yes | Small Office | Space Heating | RET | 11915.5162 | 541.1438 | 22.0191
| Windows_Com, E - Cool [Building w Elec Heat] | E | No | Small Office | Cooling | NC | 12720.0249 | 26659.9878 | 0.47712
| Windows_Com, E - Heat [Building w Elec Heat] | E | No | Small Office | Space Heating | NC | 12720.0249 | 26659.9878 | 0.47712
| Windows_Com, E - Cool [Building w Gas Heat] | E | Yes | Small Office | Cooling | NC | 140283.042 | 54440.4435 | 2.5768
| Windows_Com, G - Heat [Building w Gas Heat] | G | Yes | Small Office | Space Heating | NC | 140283.042 | 54440.4435 | 2.5768
| Windows_Com, E - Cool [Building w Oil Heat] | E | Yes | Small Office | Cooling | NC | 30167.9087 | 14647.541 | 2.0596
| Windows_Com, O - Heat [Building w Oil Heat] | O | Yes | Small Office | Space Heating | NC | 30167.9087 | 14647.541 | 2.0596
| Windows_Com, E - Cool [Building w Propane Heat] | E | Yes | Small Office | Cooling | NC | 68758.3196 | 4414.2873 | 15.5763
| Windows_Com, P - Heat [Building w Propane Heat] | Prp | Yes | Small Office | Space Heating | NC | 68758.3196 | 4414.2873 | 15.5763
| Window Film_Com, E - Cool [Building w Elec Heat] | E | No | Small Office | Cooling | RET | 0 | 0 | 0
| Window Film_Com, E - Heat [Building w Elec Heat] | E | No | Small Office | Space Heating | RET | 0 | 0 | 0
| Window Film_Com, E - Cool [Building w Gas Heat] | E | No | Small Office | Cooling | RET | 0 | 0 | 0
| Window Film_Com, G - Heat [Building w Gas Heat] | G | No | Small Office | Space Heating | RET | 0 | 0 | 0
| Window Film_Com, E - Cool [Building w Oil Heat] | E | No | Small Office | Cooling | RET | 0 | 0 | 0
| Window Film_Com, O - Heat [Building w Oil Heat] | O | No | Small Office | Space Heating | RET | 0 | 0 | 0
| Window Film_Com, E - Cool [Building w Propane Heat] | E | No | Small Office | Cooling | RET | 0 | 0 | 0
| Window Film_Com, P - Heat [Building w Propane Heat] | Prp | No | Small Office | Space Heating | RET | 0 | 0 | 0
| Motors and Fans_Com, E - Vent | E | Yes | Small Office | Ventilation | NC | 5405.3958 | 2933.8384 | 1.8424
| Motors and Fans_Com, E - Vent | E | No | Small Office | Ventilation | RET | 16363.4517 | 15134.8773 | 1.0812
| Motors and Fans_Com, E - Vent | E | Yes | Small Office | Ventilation | REPL | 295.8981 | 160.602 | 1.8424
| ECM Furnace Motors_Com, E - Vent | E | Yes | Small Office | Ventilation | RET | 42695.1817 | 17336.108 | 2.4628
| VFD on HVAC System_Com, E - Vent | E | Yes | Small Office | Ventilation | RET | 478700.426 | 74321.6079 | 6.4409
| Kitchen DCV_Com, E - Vent [Building w Elec Heat] | E | Yes | Small Office | Ventilation | NC | 1223.073 | 212.105 | 5.7664
| Kitchen DCV_Com, E - Vent [Building w Elec Heat] | E | Yes | Small Office | Ventilation | RET | 6414.541 | 1112.4082 | 5.7664
| Kitchen DCV_Com, E - Vent [Building w Elec Heat] | E | Yes | Small Office | Ventilation | REPL | 468.6678 | 81.2763 | 5.7664
| Kitchen DCV_Com, E - Heat [Building w Elec Heat] | E | Yes | Small Office | Space Heating | NC | 1223.073 | 212.105 | 5.7664
| Kitchen DCV_Com, E - Heat [Building w Elec Heat] | E | Yes | Small Office | Space Heating | RET | 6414.541 | 1112.4082 | 5.7664
| Kitchen DCV_Com, E - Heat [Building w Elec Heat] | E | Yes | Small Office | Space Heating | REPL | 468.6678 | 81.2763 | 5.7664
| Kitchen DCV_Com, E - Vent [Building w Gas Heat] | E | Yes | Small Office | Ventilation | NC | 1223.073 | 212.105 | 5.7664
| Kitchen DCV_Com, E - Vent [Building w Gas Heat] | E | Yes | Small Office | Ventilation | RET | 6414.541 | 1112.4082 | 5.7664
| Kitchen DCV_Com, E - Vent [Building w Gas Heat] | E | Yes | Small Office | Ventilation | REPL | 468.6678 | 81.2763 | 5.7664
| Kitchen DCV_Com, G - Heat [Building w Gas Heat] | G | Yes | Small Office | Space Heating | NC | 5343.1665 | 76.6165 | 69.7391
| Kitchen DCV_Com, G - Heat [Building w Gas Heat] | G | Yes | Small Office | Space Heating | RET | 29042.1178 | 401.8239 | 72.2757
| Kitchen DCV_Com, G - Heat [Building w Gas Heat] | G | Yes | Small Office | Space Heating | REPL | 2121.9143 | 29.3586 | 72.2757
| Kitchen DCV_Com, E - Vent [Building w Oil Heat] | E | Yes | Small Office | Ventilation | NC | 5343.1665 | 76.6165 | 69.7391
| Kitchen DCV_Com, E - Vent [Building w Oil Heat] | E | Yes | Small Office | Ventilation | RET | 29042.1178 | 401.8239 | 72.2757
| Kitchen DCV_Com, E - Vent [Building w Oil Heat] | E | Yes | Small Office | Ventilation | REPL | 2121.9143 | 29.3586 | 72.2757
| Kitchen DCV_Com, O - Heat [Building w Oil Heat] | O | Yes | Small Office | Space Heating | NC | 5343.1665 | 76.6165 | 69.7391
| Kitchen DCV_Com, O - Heat [Building w Oil Heat] | O | Yes | Small Office | Space Heating | RET | 29042.1178 | 401.8239 | 72.2757
| Kitchen DCV_Com, O - Heat [Building w Oil Heat] | O | Yes | Small Office | Space Heating | REPL | 2121.9143 | 29.3586 | 72.2757
| Kitchen DCV_Com, E - Vent [Building w Oil Heat] | E | Yes | Small Office | Ventilation | NC | 5343.1665 | 76.6165 | 69.7391
| Kitchen DCV_Com, E - Vent [Building w Oil Heat] | E | Yes | Small Office | Ventilation | RET | 29042.1178 | 401.8239 | 72.2757
| Kitchen DCV_Com, E - Vent [Building w Oil Heat] | E | Yes | Small Office | Ventilation | REPL | 2121.9143 | 29.3586 | 72.2757
| Kitchen DCV_Com, P - Heat [Building w Propane Heat] | Prp | Yes | Small Office | Space Heating | NC | 2309.1653 | 0 | 0
| Kitchen DCV_Com, P - Heat [Building w Propane Heat] | Prp | Yes | Small Office | Space Heating | RET | 12589.1824 | 0 | 0
| Kitchen DCV_Com, P - Heat [Building w Propane Heat] | Prp | Yes | Small Office | Space Heating | REPL | 919.8078 | 0 | 0
| Duct Sealing Regulated_Com, E - Vent [Building w Elec Heat] | E | Yes | Small Office | Ventilation | RET | 201544.0652 | 81073.6834 | 2.4859
| Duct Sealing Regulated_Com, E - Heat [Building w Elec Heat] | E | Yes | Small Office | Space Heating | RET | 201544.0652 | 81073.6834 | 2.4859
| Duct Sealing Regulated_Com, E - Cool [Building w Elec Heat] | E | Yes | Small Office | Cooling | RET | 201544.0652 | 81073.6834 | 2.4859
| Duct Sealing Regulated_Com, E - Vent [Building w Gas Heat] | E | Yes | Small Office | Ventilation | RET | 1214040.4298 | 0 | 0
| Duct Sealing Regulated_Com, G - Heat [Building w Gas Heat] | G | Yes | Small Office | Space Heating | RET | 1214040.4298 | 0 | 0
| Duct Sealing Regulated_Com, E - Cool [Building w Gas Heat] | E | Yes | Small Office | Cooling | RET | 1214040.4298 | 0 | 0
| Duct Sealing Non Regulated_Com, E - Vent [Building w Oil Heat] | E | Yes | Small Office | Ventilation | RET | 217445.6499 | 44543.5351 | 4.8816
| Duct Sealing Non Regulated_Com, O - Heat [Building w Oil Heat] | O | Yes | Small Office | Space Heating | RET | 217445.6499 | 44543.5351 | 4.8816
| Duct Sealing Non Regulated_Com, E - Cool [Building w Oil Heat] | E | Yes | Small Office | Cooling | RET | 217445.6499 | 44543.5351 | 4.8816
| Duct Sealing Non Regulated_Com, E - Vent [Building w Propane Heat] | E | Yes | Small Office | Ventilation | RET | 361625.6963 | 0 | 0
| Duct Sealing Non Regulated_Com, P - Heat [Building w Propane Heat] | Prp | Yes | Small Office | Space Heating | RET | 361625.6963 | 0 | 0
| Duct Sealing Non Regulated_Com, E - Cool [Building w Propane Heat] | E | Yes | Small Office | Cooling | RET | 361625.6963 | 0 | 0
| Power Strip_Com, E - Plug [Tier 1] | E | Yes | Small Office | Plug Loads | NC | 0 | 0 | 0
| Power Strip_Com, E - Plug [Tier 1] | E | Yes | Small Office | Plug Loads | RET | 0 | 0 | 0
| Power Strip_Com, E - Plug [Tier 1] | E | Yes | Small Office | Plug Loads | REPL | 0 | 0 | 0
| Power Strip_Com, E - Plug [Tier 2] | E | No | Small Office | Plug Loads | NC | 13398.816 | 12626.7982 | 1.0611
| Power Strip_Com, E - Plug [Tier 2] | E | No | Small Office | Plug Loads | RET | 132776.8031 | 131802.0892 | 1.0074
| Power Strip_Com, E - Plug [Tier 2] | E | No | Small Office | Plug Loads | REPL | 96642.959 | 91074.5504 | 1.0611
| Computer Power Management_Com, E - Plug | E | Yes | Small Office | Plug Loads | RET | 85041.2175 | 46218.4139 | 1.84
| Vending Machine Controls_Com, E - Plug [Non-Refrigerated] | E | No | Small Office | Plug Loads | RET | 3778.4042 | 4112.8555 | 0.91868
| Vending Machine Controls_Com, E - Plug [Refrigerated] | E | Yes | Small Office | Plug Loads | RET | 11335.2125 | 2209.3215 | 5.1306
| ES Refrigerator and Freezer_Com, E - Refr | E | Yes | Small Office | Refrigeration | NC | 4071.339 | 1498.6047 | 2.7168
| ES Refrigerator and Freezer_Com, E - Refr | E | Yes | Small Office | Refrigeration | REPL | 41788.1632 | 15381.657 | 2.7168
| Anti Sweat Heat Control_Com, E - Refr | E | Yes | Small Office | Refrigeration | NC | 154.642 | 80.5155 | 1.9206
| Anti Sweat Heat Control_Com, E - Refr | E | Z | Small Office | Refrigeration | RET | 0 | 0 | 0
| ECM Comp Cond Fan Motor_Com, E - Refr | E | Yes | Small Office | Refrigeration | NC | 109.7114 | 26.3154 | 4.1691
| ECM Comp Cond Fan Motor_Com, E - Refr | E | Z | Small Office | Refrigeration | RET | 0 | 0 | 0
| ECM Comp Cond Fan Motor_Com, E - Refr | E | Yes | Small Office | Refrigeration | REPL | 409.528 | 98.2294 | 4.1691
| Evap Fan Motor Replacement_Com, E - Refr | E | Yes | Small Office | Refrigeration | NC | 89.3789 | 41.071 | 2.1762
| Evap Fan Motor Replacement_Com, E - Refr | E | Z | Small Office | Refrigeration | RET | 0 | 0 | 0
| Evap Fan Motor Replacement_Com, E - Refr | E | Yes | Small Office | Refrigeration | REPL | 28.7892 | 13.2291 | 2.1762
| Evap Fan Speed Controls_Com, E - Refr | E | Yes | Small Office | Refrigeration | NC | 146.3696 | 41.6473 | 3.5145
| Evap Fan Speed Controls_Com, E - Refr | E | Z | Small Office | Refrigeration | RET | 0 | 0 | 0
| LowHeat NoHeat Doors_Com, E - Refr | E | Yes | Small Office | Refrigeration | NC | 72.2753 | 15.4299 | 4.6841
| LowHeat NoHeat Doors_Com, E - Refr | E | Yes | Small Office | Refrigeration | RET | 801.1795 | 171.042 | 4.6841
| Refrigerated Vending Machine_Com, E - Refr | E | Yes | Small Office | Refrigeration | NC | 1527.5743 | 705.0712 | 2.1666
| Refrigerated Vending Machine_Com, E - Refr | E | Yes | Small Office | Refrigeration | REPL | 13439.1427 | 6203.006 | 2.1666
| Walk In Refrigeration_Com, E - Refr | E | Yes | Small Office | Refrigeration | NC | 299.413 | 39.7728 | 7.5281
| Refrigeration Tune Up_Com, E - Refr | E | Yes | Small Office | Refrigeration | RET | 2036.6801 | 205.0595 | 9.9321
| ES Ice Machine_Com, E - Refr | E | Yes | Small Office | Refrigeration | NC | 231.8025 | 21.1591 | 10.9552
| ES Ice Machine_Com, E - Refr | E | Yes | Small Office | Refrigeration | REPL | 2379.2177 | 217.1764 | 10.9552
| Walk In Cooler Retroft_Com, E - Refr | E | Yes | Small Office | Refrigeration | RET | 718.5937 | 136.8421 | 5.2513
| Door Gasket Replacement_Com, E - Refr | E | Z | Small Office | Refrigeration | RET | 0 | 0 | 0
| EnergyStar Dehumidifier_Com, E - Appl | E | Yes | Small Office | Appliances | NC | 495.4351 | 70.4394 | 7.0335
| EnergyStar Dehumidifier_Com, E - Appl | E | Yes | Small Office | Appliances | REPL | 5085.1383 | 722.9888 | 7.0335
| Clothes Washer Elec WH_Com, E - Appl [unit w/ elec dry - Washer] | E | Yes | Small Office | Appliances | NC | 1535.167 | 332.3834 | 4.6187
| Clothes Washer Elec WH_Com, E - Appl [unit w/ elec dry - Washer] | E | Yes | Small Office | Appliances | REPL | 26209.6027 | 5674.7157 | 4.6187
| Clothes Washer Elec WH_Com, E - Appl [unit w/ elec dry - Dryer] | E | Yes | Small Office | Appliances | NC | 1535.167 | 332.3834 | 4.6187
| Clothes Washer Elec WH_Com, E - Appl [unit w/ elec dry - Dryer] | E | Yes | Small Office | Appliances | REPL | 26209.6027 | 5674.7157 | 4.6187
| Clothes Washer Elec WH_Com, E - HWat [unit w/ elec dry - Water Heater] | E | Yes | Small Office | Water Heating | NC | 1535.167 | 332.3834 | 4.6187
| Clothes Washer Elec WH_Com, E - HWat [unit w/ elec dry - Water Heater] | E | Yes | Small Office | Water Heating | REPL | 26209.6027 | 5674.7157 | 4.6187
| Clothes Washer Elec WH_Com, E - Appl [unit w/ gas dry - Washer] | E | Yes | Small Office | Appliances | NC | 343.1189 | 83.0958 | 4.1292
| Clothes Washer Elec WH_Com, E - Appl [unit w/ gas dry - Washer] | E | Yes | Small Office | Appliances | REPL | 5860.1836 | 1418.6789 | 4.1307
| Clothes Washer Elec WH_Com, G - Oth [unit w/ gas dry - Dryer] | G | Yes | Small Office | Other | NC | 343.1189 | 83.0958 | 4.1292
| Clothes Washer Elec WH_Com, G - Oth [unit w/ gas dry - Dryer] | G | Yes | Small Office | Other | REPL | 5860.1836 | 1418.6789 | 4.1307
| Clothes Washer Elec WH_Com, E - HWat [unit w/ gas dry - Water Heater] | E | Yes | Small Office | Water Heating | NC | 343.1189 | 83.0958 | 4.1292
| Clothes Washer Elec WH_Com, E - HWat [unit w/ gas dry - Water Heater] | E | Yes | Small Office | Water Heating | REPL | 5860.1836 | 1418.6789 | 4.1307
| Clothes Washer Elec WH_Com, E - Appl [unit w/ propane dry - Washer] | E | Yes | Small Office | Appliances | NC | 136.6687 | 33.2383 | 4.1118
| Clothes Washer Elec WH_Com, E - Appl [unit w/ propane dry - Washer] | E | Yes | Small Office | Appliances | REPL | 2333.8006 | 567.4716 | 4.1126
| Clothes Washer Elec WH_Com, P - Oth [unit w/ propane dry - Dryer] | Prp | Yes | Small Office | Other | NC | 136.6687 | 33.2383 | 4.1118
| Clothes Washer Elec WH_Com, P - Oth [unit w/ propane dry - Dryer] | Prp | Yes | Small Office | Other | REPL | 2333.8006 | 567.4716 | 4.1126
| Clothes Washer Elec WH_Com, E - HWat [unit w/ propane dry - Water Heater] | E | Yes | Small Office | Water Heating | NC | 136.6687 | 33.2383 | 4.1118
| Clothes Washer Elec WH_Com, E - HWat [unit w/ propane dry - Water Heater] | E | Yes | Small Office | Water Heating | REPL | 2333.8006 | 567.4716 | 4.1126
| Clothes Washer Gas WH_Com, E - Appl [unit w/ elec dry - Washer] | E | Yes | Small Office | Appliances | NC | 1061.8167 | 166.1917 | 6.3891
| Clothes Washer Gas WH_Com, E - Appl [unit w/ elec dry - Washer] | E | Yes | Small Office | Appliances | REPL | 18332.8896 | 2837.3578 | 6.4613
| Clothes Washer Gas WH_Com, E - Appl [unit w/ elec dry - Dryer] | E | Yes | Small Office | Appliances | NC | 1061.8167 | 166.1917 | 6.3891
| Clothes Washer Gas WH_Com, E - Appl [unit w/ elec dry - Dryer] | E | Yes | Small Office | Appliances | REPL | 18332.8896 | 2837.3578 | 6.4613
| Clothes Washer Gas WH_Com, G - HWat [unit w/ elec dry - Water Heater] | G | Yes | Small Office | Water Heating | NC | 1061.8167 | 166.1917 | 6.3891
| Clothes Washer Gas WH_Com, G - HWat [unit w/ elec dry - Water Heater] | G | Yes | Small Office | Water Heating | REPL | 18332.8896 | 2837.3578 | 6.4613
| Clothes Washer Gas WH_Com, E - Appl [unit w/ gas dry - Washer] | E | Yes | Small Office | Appliances | NC | 3823.8366 | 648.1476 | 5.8996
| Clothes Washer Gas WH_Com, E - Appl [unit w/ gas dry - Washer] | E | Yes | Small Office | Appliances | REPL | 66098.9762 | 11065.6956 | 5.9733
| Clothes Washer Gas WH_Com, G - Oth [unit w/ gas dry - Dryer] | G | Yes | Small Office | Other | NC | 3823.8366 | 648.1476 | 5.8996
| Clothes Washer Gas WH_Com, G - Oth [unit w/ gas dry - Dryer] | G | Yes | Small Office | Other | REPL | 66098.9762 | 11065.6956 | 5.9733
| Clothes Washer Gas WH_Com, G - HWat [unit w/ gas dry - Water Heater] | G | Yes | Small Office | Water Heating | NC | 3823.8366 | 648.1476 | 5.8996
| Clothes Washer Gas WH_Com, G - HWat [unit w/ gas dry - Water Heater] | G | Yes | Small Office | Water Heating | REPL | 66098.9762 | 11065.6956 | 5.9733
| Clothes Washer Gas WH_Com, E - Appl [unit w/ propane dry - Washer] | E | Yes | Small Office | Appliances | NC | 195.5153 | 33.2383 | 5.8822
| Clothes Washer Gas WH_Com, E - Appl [unit w/ propane dry - Washer] | E | Yes | Small Office | Appliances | REPL | 3379.4183 | 567.4716 | 5.9552
| Clothes Washer Gas WH_Com, P - Oth [unit w/ propane dry - Dryer] | Prp | Yes | Small Office | Other | NC | 195.5153 | 33.2383 | 5.8822
| Clothes Washer Gas WH_Com, P - Oth [unit w/ propane dry - Dryer] | Prp | Yes | Small Office | Other | REPL | 3379.4183 | 567.4716 | 5.9552
| Clothes Washer Gas WH_Com, G - HWat [unit w/ propane dry - Water Heater] | G | Yes | Small Office | Water Heating | NC | 195.5153 | 33.2383 | 5.8822
| Clothes Washer Gas WH_Com, G - HWat [unit w/ propane dry - Water Heater] | G | Yes | Small Office | Water Heating | REPL | 3379.4183 | 567.4716 | 5.9552
| Clothes Washer Oil WH_Com, E - Appl [unit w/ elec dry - Washer] | E | Yes | Small Office | Appliances | NC | 914.947 | 199.43 | 4.5878
| Clothes Washer Oil WH_Com, E - Appl [unit w/ elec dry - Washer] | E | Yes | Small Office | Appliances | REPL | 15624.0254 | 3404.8294 | 4.5888
| Clothes Washer Oil WH_Com, E - Appl [unit w/ elec dry - Dryer] | E | Yes | Small Office | Appliances | NC | 914.947 | 199.43 | 4.5878
| Clothes Washer Oil WH_Com, E - Appl [unit w/ elec dry - Dryer] | E | Yes | Small Office | Appliances | REPL | 15624.0254 | 3404.8294 | 4.5888
| Clothes Washer Oil WH_Com, O - HWat [unit w/ elec dry - Water Heater] | O | Yes | Small Office | Water Heating | NC | 914.947 | 199.43 | 4.5878
| Clothes Washer Oil WH_Com, O - HWat [unit w/ elec dry - Water Heater] | O | Yes | Small Office | Water Heating | REPL | 15624.0254 | 3404.8294 | 4.5888
| Clothes Washer Oil WH_Com, E - Appl [unit w/ gas dry - Washer] | E | Yes | Small Office | Appliances | NC | 136.222 | 33.2383 | 4.0983
| Clothes Washer Oil WH_Com, E - Appl [unit w/ gas dry - Washer] | E | Yes | Small Office | Appliances | REPL | 2327.1174 | 567.4716 | 4.1009
| Clothes Washer Oil WH_Com, G - Oth [unit w/ gas dry - Dryer] | G | Yes | Small Office | Other | NC | 136.222 | 33.2383 | 4.0983
| Clothes Washer Oil WH_Com, G - Oth [unit w/ gas dry - Dryer] | G | Yes | Small Office | Other | REPL | 2327.1174 | 567.4716 | 4.1009
| Clothes Washer Oil WH_Com, O - HWat [unit w/ gas dry - Water Heater] | O | Yes | Small Office | Water Heating | NC | 136.222 | 33.2383 | 4.0983
| Clothes Washer Oil WH_Com, O - HWat [unit w/ gas dry - Water Heater] | O | Yes | Small Office | Water Heating | REPL | 2327.1174 | 567.4716 | 4.1009
| Clothes Washer Oil WH_Com, E - Appl [unit w/ propane dry - Washer] | E | Yes | Small Office | Appliances | NC | 203.4648 | 49.8575 | 4.0809
| Clothes Washer Oil WH_Com, E - Appl [unit w/ propane dry - Washer] | E | Yes | Small Office | Appliances | REPL | 3475.2669 | 851.2074 | 4.0828
| Clothes Washer Oil WH_Com, P - Oth [unit w/ propane dry - Dryer] | Prp | Yes | Small Office | Other | NC | 203.4648 | 49.8575 | 4.0809
| Clothes Washer Oil WH_Com, P - Oth [unit w/ propane dry - Dryer] | Prp | Yes | Small Office | Other | REPL | 3475.2669 | 851.2074 | 4.0828
| Clothes Washer Oil WH_Com, O - HWat [unit w/ propane dry - Water Heater] | O | Yes | Small Office | Water Heating | NC | 203.4648 | 49.8575 | 4.0809
| Clothes Washer Oil WH_Com, O - HWat [unit w/ propane dry - Water Heater] | O | Yes | Small Office | Water Heating | REPL | 3475.2669 | 851.2074 | 4.0828
| Clothes Washer Propane WH_Com, E - Appl [unit w/ elec dry - Washer] | E | Yes | Small Office | Appliances | NC | 185.2233 | 49.7078 | 3.7262
| Clothes Washer Propane WH_Com, E - Appl [unit w/ elec dry - Washer] | E | Yes | Small Office | Appliances | REPL | 3184.9135 | 858.0658 | 3.7117
| Clothes Washer Propane WH_Com, E - Appl [unit w/ elec dry - Dryer] | E | Yes | Small Office | Appliances | NC | 185.2233 | 49.7078 | 3.7262
| Clothes Washer Propane WH_Com, E - Appl [unit w/ elec dry - Dryer] | E | Yes | Small Office | Appliances | REPL | 3184.9135 | 858.0658 | 3.7117
| Clothes Washer Propane WH_Com, P - HWat [unit w/ elec dry - Water Heater] | Prp | Yes | Small Office | Water Heating | NC | 185.2233 | 49.7078 | 3.7262
| Clothes Washer Propane WH_Com, P - HWat [unit w/ elec dry - Water Heater] | Prp | Yes | Small Office | Water Heating | REPL | 3184.9135 | 858.0658 | 3.7117
| Clothes Washer Propane WH_Com, E - Appl [unit w/ gas dry - Washer] | E | Yes | Small Office | Appliances | NC | 84.4771 | 26.5563 | 3.1811
| Clothes Washer Propane WH_Com, E - Appl [unit w/ gas dry - Washer] | E | Yes | Small Office | Appliances | REPL | 1454.0133 | 460.0938 | 3.1603
| Clothes Washer Propane WH_Com, G - Oth [unit w/ gas dry - Dryer] | G | Yes | Small Office | Other | NC | 84.4771 | 26.5563 | 3.1811
| Clothes Washer Propane WH_Com, G - Oth [unit w/ gas dry - Dryer] | G | Yes | Small Office | Other | REPL | 1454.0133 | 460.0938 | 3.1603
| Clothes Washer Propane WH_Com, P - HWat [unit w/ gas dry - Water Heater] | Prp | Yes | Small Office | Water Heating | NC | 84.4771 | 26.5563 | 3.1811
| Clothes Washer Propane WH_Com, P - HWat [unit w/ gas dry - Water Heater] | Prp | Yes | Small Office | Water Heating | REPL | 1454.0133 | 460.0938 | 3.1603
| Clothes Washer Propane WH_Com, E - Appl [unit w/ propane dry - Washer] | E | Yes | Small Office | Appliances | NC | 169.3584 | 48.3551 | 3.5024
| Clothes Washer Propane WH_Com, E - Appl [unit w/ propane dry - Washer] | E | Yes | Small Office | Appliances | REPL | 2915.2008 | 835.7539 | 3.4881
| Clothes Washer Propane WH_Com, P - Oth [unit w/ propane dry - Dryer] | Prp | Yes | Small Office | Other | NC | 169.3584 | 48.3551 | 3.5024
| Clothes Washer Propane WH_Com, P - Oth [unit w/ propane dry - Dryer] | Prp | Yes | Small Office | Other | REPL | 2915.2008 | 835.7539 | 3.4881
| Clothes Washer Propane WH_Com, P - HWat [unit w/ propane dry - Water Heater] | Prp | Yes | Small Office | Water Heating | NC | 169.3584 | 48.3551 | 3.5024
| Clothes Washer Propane WH_Com, P - HWat [unit w/ propane dry - Water Heater] | Prp | Yes | Small Office | Water Heating | REPL | 2915.2008 | 835.7539 | 3.4881
| Dishwasher_Com, E - Appl [Building w elec WH] | E | Yes | Small Office | Appliances | NC | 88.9359 | 38.1051 | 2.334
| Dishwasher_Com, E - Appl [Building w elec WH] | E | Yes | Small Office | Appliances | REPL | 865.9317 | 371.0132 | 2.334
| Dishwasher_Com, E - HWat [Building w elec WH] | E | Yes | Small Office | Water Heating | NC | 2.3772 | 0 | 0
| Dishwasher_Com, E - HWat [Building w elec WH] | E | Yes | Small Office | Water Heating | REPL | 23.146 | 0 | 0
| Dishwasher_Com, E - Appl [Building w gas WH] | E | Yes | Small Office | Appliances | NC | 222.3397 | 95.2626 | 2.334
| Dishwasher_Com, E - Appl [Building w gas WH] | E | Yes | Small Office | Appliances | REPL | 2164.8293 | 927.533 | 2.334
| Dishwasher_Com, G - HWat [Building w gas WH] | G | Yes | Small Office | Water Heating | NC | 377.6007 | 0 | 0
| Dishwasher_Com, G - HWat [Building w gas WH] | G | Yes | Small Office | Water Heating | REPL | 3821.807 | 0 | 0
| Dishwasher_Com, E - Appl [Building w oil WH] | E | Yes | Small Office | Appliances | NC | 22.234 | 9.5263 | 2.334
| Dishwasher_Com, E - Appl [Building w oil WH] | E | Yes | Small Office | Appliances | REPL | 216.4829 | 92.7533 | 2.334
| Dishwasher_Com, O - HWat [Building w oil WH] | O | Yes | Small Office | Water Heating | NC | 0.52118 | 0 | 0
| Dishwasher_Com, O - HWat [Building w oil WH] | O | Yes | Small Office | Water Heating | REPL | 5.275 | 0 | 0
| Dishwasher_Com, E - Appl [Building w propane WH] | E | Yes | Small Office | Appliances | NC | 22.234 | 9.5263 | 2.334
| Dishwasher_Com, E - Appl [Building w propane WH] | E | Yes | Small Office | Appliances | REPL | 216.4829 | 92.7533 | 2.334
| Dishwasher_Com, P - HWat [Building w propane WH] | Prp | Yes | Small Office | Water Heating | NC | 64.2238 | 0 | 0
| Dishwasher_Com, P - HWat [Building w propane WH] | Prp | Yes | Small Office | Water Heating | REPL | 650.028 | 0 | 0
| Faucet Aerator_Com, E - HWat | E | Yes | Small Office | Water Heating | RET | 1162.954 | 95.7445 | 12.1464
| Faucet Aerator_Com, G - HWat | G | Yes | Small Office | Water Heating | RET | 77926.9561 | 12650.0379 | 6.1602
| Faucet Aerator_Com, O - HWat | O | Yes | Small Office | Water Heating | RET | 1059.8121 | 47.0975 | 22.5025
| Faucet Aerator_Com, P - HWat | Prp | Yes | Small Office | Water Heating | RET | 43443.3501 | 1607.3915 | 27.0272
| Pre Rinse Sprayers_Com, E - HWat | E | Yes | Small Office | Water Heating | RET | 29.2481 | 0.69864 | 41.8645
| Pre Rinse Sprayers_Com, G - HWat | G | Yes | Small Office | Water Heating | RET | 2342.2767 | 99.4854 | 23.5439
| Pre Rinse Sprayers_Com, O - HWat | O | Yes | Small Office | Water Heating | RET | 28.1551 | 0.37039 | 76.0138
| Pre Rinse Sprayers_Com, P - HWat | Prp | Yes | Small Office | Water Heating | RET | 1128.266 | 12.6412 | 89.2529
| Heat Pump Water Heater_Com, E - HWat | E | Yes | Small Office | Water Heating | NC | 1039.8113 | 735.377 | 1.414
| Heat Pump Water Heater_Com, E - HWat | E | Yes | Small Office | Water Heating | RET | 5470.9952 | 4814.5357 | 1.1363
| Heat Pump Water Heater_Com, E - HWat | E | Yes | Small Office | Water Heating | REPL | 640.3565 | 452.8739 | 1.414
| FF Storage Water Heater_Com, G - HWat | G | No | Small Office | Water Heating | NC | 11339.8752 | 33588.1934 | 0.33761
| FF Storage Water Heater_Com, G - HWat | G | No | Small Office | Water Heating | RET | 72019.2973 | 759758.1022 | 0.094792
| FF Storage Water Heater_Com, G - HWat | G | No | Small Office | Water Heating | REPL | 20454.582 | 60585.5395 | 0.33761
| FF Storage Water Heater_Com, O - HWat | O | Yes | Small Office | Water Heating | NC | 155.9921 | 125.0525 | 1.2474
| FF Storage Water Heater_Com, O - HWat | O | No | Small Office | Water Heating | RET | 990.7023 | 2828.6621 | 0.35024
| FF Storage Water Heater_Com, O - HWat | O | Yes | Small Office | Water Heating | REPL | 281.3746 | 225.5666 | 1.2474
| FF Storage Water Heater_Com, P - HWat | Prp | Yes | Small Office | Water Heating | NC | 6404.6292 | 4267.9222 | 1.5006
| FF Storage Water Heater_Com, P - HWat | Prp | No | Small Office | Water Heating | RET | 40675.658 | 96539.5303 | 0.42134
| FF Storage Water Heater_Com, P - HWat | Prp | Yes | Small Office | Water Heating | REPL | 11552.5092 | 7698.3709 | 1.5006
| FF Instantaneous Water Heater_Com, G - HWat | G | No | Small Office | Water Heating | NC | 22065.8927 | 99681.3037 | 0.22136
| FF Instantaneous Water Heater_Com, G - HWat | G | No | Small Office | Water Heating | RET | 102083.8137 | 1355464.9842 | 0.075313
| FF Instantaneous Water Heater_Com, G - HWat | G | No | Small Office | Water Heating | REPL | 1.9604e-11 | 8.8559e-11 | 0.22136
| FF Instantaneous Water Heater_Com, O - HWat | O | No | Small Office | Water Heating | NC | 305.4899 | 371.1244 | 0.82315
| FF Instantaneous Water Heater_Com, O - HWat | O | No | Small Office | Water Heating | RET | 1413.2931 | 5046.5437 | 0.28005
| FF Instantaneous Water Heater_Com, O - HWat | O | No | Small Office | Water Heating | REPL | 2.714e-13 | 3.2971e-13 | 0.82315
| FF Instantaneous Water Heater_Com, P - HWat | Prp | No | Small Office | Water Heating | NC | 12598.7542 | 12666.119 | 0.99468
| FF Instantaneous Water Heater_Com, P - HWat | Prp | No | Small Office | Water Heating | RET | 58285.8295 | 172233.7068 | 0.33841
| FF Instantaneous Water Heater_Com, P - HWat | Prp | No | Small Office | Water Heating | REPL | 1.1193e-11 | 1.1253e-11 | 0.99468
| Clothes Dryer_Com, E - Appl | E | Yes | Small Office | Appliances | NC | 2092.8243 | 68.3538 | 30.6175
| Clothes Dryer_Com, E - Appl | E | Yes | Small Office | Appliances | RET | 10743.7862 | 1220.1947 | 8.805
| Clothes Dryer_Com, E - Appl | E | Yes | Small Office | Appliances | REPL | 637.2524 | 20.8133 | 30.6175
| Clothes Dryer_Com, G - Oth | G | No | Small Office | Other | NC | 154.6344 | 167.8652 | 0.92118
| Clothes Dryer_Com, G - Oth | G | No | Small Office | Other | RET | 825.2013 | 3669.7841 | 0.22486
| Clothes Dryer_Com, G - Oth | G | No | Small Office | Other | REPL | 48.9456 | 53.1335 | 0.92118
| Clothes Dryer_Com, P - Oth | Prp | Yes | Small Office | Other | NC | 87.1243 | 21.33 | 4.0846
| Clothes Dryer_Com, P - Oth | Prp | No | Small Office | Other | RET | 464.9357 | 466.3053 | 0.99706
| Clothes Dryer_Com, P - Oth | Prp | Yes | Small Office | Other | REPL | 27.577 | 6.7515 | 4.0846
| Pnemautic to DDC_Com, E - TotE [Building w Elec Heat] | E | No | Small Office | Total Electric | RET | 37771.9143 | 48979.6369 | 0.77118
| Pnemautic to DDC_Com, E - TotE [Building w Gas Heat] | E | Yes | Small Office | Total Electric | RET | 271848.9909 | 188854.8077 | 1.4395
| Pnemautic to DDC_Com, G - TotF [Building w Gas Heat] | G | Yes | Small Office | Total FF | RET | 271848.9909 | 188854.8077 | 1.4395
| Pnemautic to DDC_Com, E - TotE [Building w Oil Heat] | E | Yes | Small Office | Total Electric | RET | 66740.6885 | 50812.5644 | 1.3135
| Pnemautic to DDC_Com, O - TotF [Building w Oil Heat] | O | Yes | Small Office | Total FF | RET | 66740.6885 | 50812.5644 | 1.3135
| Pnemautic to DDC_Com, E - TotE [Building w Propane Heat] | E | Yes | Small Office | Total Electric | RET | 134191.884 | 15313.2364 | 8.7631
| Pnemautic to DDC_Com, P - TotF [Building w Propane Heat] | Prp | Yes | Small Office | Total FF | RET | 134191.884 | 15313.2364 | 8.7631
| Data Center_Com, E - TotE [Building w Elec Heat] | E | Yes | Small Office | Total Electric | NC | 7813.3097 | 3225.3259 | 2.4225
| Data Center_Com, E - TotE [Building w Elec Heat] | E | Yes | Small Office | Total Electric | RET | 153975.7292 | 137810.9005 | 1.1173
| Data Center_Com, E - TotE [Building w Gas Heat] | E | Yes | Small Office | Total Electric | NC | 15954.9978 | 6586.206 | 2.4225
| Data Center_Com, E - TotE [Building w Gas Heat] | E | Yes | Small Office | Total Electric | RET | 314422.7611 | 281413.7271 | 1.1173
| Data Center_Com, G - TotF [Building w Gas Heat] | G | Yes | Small Office | Total FF | NC | 15954.9978 | 6586.206 | 2.4225
| Data Center_Com, G - TotF [Building w Gas Heat] | G | Yes | Small Office | Total FF | RET | 314422.7611 | 281413.7271 | 1.1173
| Data Center_Com, E - TotE [Building w Oil Heat] | E | Yes | Small Office | Total Electric | NC | 4292.7917 | 1772.0598 | 2.4225
| Data Center_Com, E - TotE [Building w Oil Heat] | E | Yes | Small Office | Total Electric | RET | 84597.4058 | 75716.1193 | 1.1173
| Data Center_Com, O - TotF [Building w Oil Heat] | O | Yes | Small Office | Total FF | NC | 4292.7917 | 1772.0598 | 2.4225
| Data Center_Com, O - TotF [Building w Oil Heat] | O | Yes | Small Office | Total FF | RET | 84597.4058 | 75716.1193 | 1.1173
| Data Center_Com, E - TotE [Building w Propane Heat] | E | Yes | Small Office | Total Electric | NC | 1293.7063 | 534.0406 | 2.4225
| Data Center_Com, E - TotE [Building w Propane Heat] | E | Yes | Small Office | Total Electric | RET | 25494.877 | 22818.3492 | 1.1173
| Data Center_Com, P - TotF [Building w Propane Heat] | Prp | Yes | Small Office | Total FF | NC | 1293.7063 | 534.0406 | 2.4225
| Data Center_Com, P - TotF [Building w Propane Heat] | Prp | Yes | Small Office | Total FF | RET | 25494.877 | 22818.3492 | 1.1173
| RCx_Com, E - TotE [Building w Elec Heat] | E | Yes | Small Office | Total Electric | RET | 79158.6711 | 25556.9176 | 3.0973
| RCx_Com, E - TotE [Building w Gas Heat] | E | Yes | Small Office | Total Electric | RET | 472863.7438 | 81285.6929 | 5.8173
| RCx_Com, G - TotF [Building w Gas Heat] | G | Yes | Small Office | Total FF | RET | 472863.7438 | 81285.6929 | 5.8173
| RCx_Com, E - TotE [Building w Oil Heat] | E | Yes | Small Office | Total Electric | RET | 117375.3776 | 21870.4229 | 5.3669
| RCx_Com, O - TotF [Building w Oil Heat] | O | Yes | Small Office | Total FF | RET | 117375.3776 | 21870.4229 | 5.3669
| RCx_Com, E - TotE [Building w Propane Heat] | E | Yes | Small Office | Total Electric | RET | 185651.1642 | 6591.0265 | 28.1673
| RCx_Com, P - TotF [Building w Propane Heat] | Prp | Yes | Small Office | Total FF | RET | 185651.1642 | 6591.0265 | 28.1673
| Commissioning_Com, E - TotE [Building w Elec Heat] | E | Yes | Small Office | Total Electric | NC | 0 | 0 | 0
| Commissioning_Com, E - TotE [Building w Gas Heat] | E | Yes | Small Office | Total Electric | NC | 0 | 0 | 0
| Commissioning_Com, G - TotF [Building w Gas Heat] | G | Yes | Small Office | Total FF | NC | 0 | 0 | 0
| Commissioning_Com, E - TotE [Building w Oil Heat] | E | Yes | Small Office | Total Electric | NC | 0 | 0 | 0
| Commissioning_Com, O - TotF [Building w Oil Heat] | O | Yes | Small Office | Total FF | NC | 0 | 0 | 0
| Commissioning_Com, E - TotE [Building w Propane Heat] | E | Yes | Small Office | Total Electric | NC | 0 | 0 | 0
| Commissioning_Com, P - TotF [Building w Propane Heat] | Prp | Yes | Small Office | Total FF | NC | 0 | 0 | 0
| Integrated Building Design_Com, E - TotE [Building w Elec Heat] | E | Yes | Small Office | Total Electric | NC | 8819.2772 | 647.9997 | 13.61
| Integrated Building Design_Com, E - TotE [Building w Gas Heat] | E | Yes | Small Office | Total Electric | NC | 51093.8183 | 2061.0115 | 24.7907
| Integrated Building Design_Com, G - TotF [Building w Gas Heat] | G | Yes | Small Office | Total FF | NC | 51093.8183 | 2061.0115 | 24.7907
| Integrated Building Design_Com, E - TotE [Building w Oil Heat] | E | Yes | Small Office | Total Electric | NC | 12833.579 | 554.528 | 23.1432
| Integrated Building Design_Com, O - TotF [Building w Oil Heat] | O | Yes | Small Office | Total FF | NC | 12833.579 | 554.528 | 23.1432
| Integrated Building Design_Com, E - TotE [Building w Propane Heat] | E | Yes | Small Office | Total Electric | NC | 20146.0715 | 167.1165 | 120.5511
| Integrated Building Design_Com, P - TotF [Building w Propane Heat] | Prp | Yes | Small Office | Total FF | NC | 20146.0715 | 167.1165 | 120.5511
| Deep Energy Retrofit_Com, E - TotE [Building w Elec Heat] | E | Yes | Small Office | Total Electric | RET | 38056.1304 | 18046.838 | 2.1087
| Deep Energy Retrofit_Com, E - TotE [Building w Gas Heat] | E | Yes | Small Office | Total Electric | RET | 226116.1249 | 57399.3216 | 3.9394
| Deep Energy Retrofit_Com, G - TotF [Building w Gas Heat] | G | Yes | Small Office | Total FF | RET | 226116.1249 | 57399.3216 | 3.9394
| Deep Energy Retrofit_Com, E - TotE [Building w Oil Heat] | E | Yes | Small Office | Total Electric | RET | 56740.2137 | 15443.6456 | 3.674
| Deep Energy Retrofit_Com, O - TotF [Building w Oil Heat] | O | Yes | Small Office | Total FF | RET | 56740.2137 | 15443.6456 | 3.674
| Deep Energy Retrofit_Com, E - TotE [Building w Propane Heat] | E | Yes | Small Office | Total Electric | RET | 90118.3261 | 4654.2071 | 19.3628
| Deep Energy Retrofit_Com, P - TotF [Building w Propane Heat] | Prp | Yes | Small Office | Total FF | RET | 90118.3261 | 4654.2071 | 19.3628
| EMS_Com, E - TotE [Building w Elec Heat] | E | Yes | Small Office | Total Electric | NC | 16041.7308 | 8716.2308 | 1.8404
| EMS_Com, E - TotE [Building w Elec Heat] | E | Yes | Small Office | Total Electric | RET | 240937.7553 | 104135.2412 | 2.3137
| EMS_Com, E - TotE [Building w Gas Heat] | E | Yes | Small Office | Total Electric | NC | 97235.0479 | 27722.6258 | 3.5074
| EMS_Com, E - TotE [Building w Gas Heat] | E | Yes | Small Office | Total Electric | RET | 1498679.0726 | 662419.8868 | 2.2624
| EMS_Com, G - TotF [Building w Gas Heat] | G | Yes | Small Office | Total FF | NC | 97235.0479 | 27722.6258 | 3.5074
| EMS_Com, G - TotF [Building w Gas Heat] | G | Yes | Small Office | Total FF | RET | 1498679.0726 | 662419.8868 | 2.2624
| EMS_Com, E - TotE [Building w Oil Heat] | E | Yes | Small Office | Total Electric | NC | 24381.3487 | 7458.9454 | 3.2687
| EMS_Com, E - TotE [Building w Oil Heat] | E | Yes | Small Office | Total Electric | RET | 375432.5801 | 178228.204 | 2.1065
| EMS_Com, O - TotF [Building w Oil Heat] | O | Yes | Small Office | Total FF | NC | 24381.3487 | 7458.9454 | 3.2687
| EMS_Com, O - TotF [Building w Oil Heat] | O | Yes | Small Office | Total FF | RET | 375432.5801 | 178228.204 | 2.1065
| EMS_Com, E - TotE [Building w Propane Heat] | E | Yes | Small Office | Total Electric | NC | 39072.2216 | 2247.8809 | 17.3818
| EMS_Com, E - TotE [Building w Propane Heat] | E | Yes | Small Office | Total Electric | RET | 608453.4369 | 53712.1214 | 11.328
| EMS_Com, P - TotF [Building w Propane Heat] | Prp | Yes | Small Office | Total FF | NC | 39072.2216 | 2247.8809 | 17.3818
| EMS_Com, P - TotF [Building w Propane Heat] | Prp | Yes | Small Office | Total FF | RET | 608453.4369 | 53712.1214 | 11.328
| VFDs on HVAC Pumps_Com, E - Oth | E | Yes | Small Office | Other | RET | 16146.6876 | 4944.5419 | 3.2656
| ECM Circulators_Com, E - Oth | E | Yes | Small Office | Other | RET | 51078.7919 | 25826.5233 | 1.9778
| Motors_Com, E - Oth | E | Yes | Small Office | Other | NC | 1287.2114 | 623.8922 | 2.0632
| Motors_Com, E - Oth | E | Yes | Small Office | Other | RET | 11686.2139 | 9655.472 | 1.2103
| Motors_Com, E - Oth | E | Yes | Small Office | Other | REPL | 70.4636 | 34.1526 | 2.0632
| Ext Area Ltg_Com, E - ExtL | E | Yes | Small Office | Exterior Lighting | NC | 5857.5302 | 1300.2763 | 4.5048
| Ext Area Ltg_Com, E - ExtL | E | Yes | Small Office | Exterior Lighting | RET | 36072.9608 | 8007.6096 | 4.5048
| Ext Area Ltg_Com, E - ExtL | E | Yes | Small Office | Exterior Lighting | REPL | 47878.6586 | 10628.2822 | 4.5048
| Street Ltg_Com, E - ExtL | E | Yes | Small Office | Exterior Lighting | NC | 1090.3331 | 205.911 | 5.2952
| Street Ltg_Com, E - ExtL | E | Yes | Small Office | Exterior Lighting | RET | 6714.6974 | 1268.0807 | 5.2952
| Street Ltg_Com, E - ExtL | E | Yes | Small Office | Exterior Lighting | REPL | 8912.235 | 1683.089 | 5.2952
| Ext Ltg Ctrls_Com, E - ExtL | E | Yes | Small Office | Exterior Lighting | RET | 33557.7366 | 6964.6893 | 4.8183
| Ext Ltg Dsgn_Com, E - ExtL | E | Yes | Small Office | Exterior Lighting | NC | 836.5453 | 153.0077 | 5.4673
| Ext Ltg Dsgn_Com, E - ExtL | E | Yes | Small Office | Exterior Lighting | REPL | 6869.0302 | 1256.3753 | 5.4673
| Int Ltg Ctrls_Com, E - IntL [No Heat] | E | Yes | Small Office | Interior Lighting | RET | 102244.2573 | 24667.4883 | 4.1449
| Int Ltg Ctrls_Com, E - IntL [Electric Heat] | E | Yes | Small Office | Interior Lighting | RET | 46340.7029 | 15819.1377 | 2.9294
| Int Ltg Ctrls_Com, E/G - IntL | E | Yes | Small Office | Interior Lighting | RET | 297468.8345 | 94262.6321 | 3.1557
| Int Ltg Ctrls_Com, E/O - IntL | E | Yes | Small Office | Interior Lighting | RET | 28365.6221 | 15137.7621 | 1.8738
| Int Ltg Ctrls_Com, E/P - IntL | E | Yes | Small Office | Interior Lighting | RET | 11977.2848 | 7112.0336 | 1.6841
| Exit Sign RetFit_Com, E - IntL [No Heat] | E | Yes | Small Office | Interior Lighting | RET | 4101.0821 | 1059.7021 | 3.87
| Exit Sign RetFit_Com, E - IntL [Electric Heat] | E | Yes | Small Office | Interior Lighting | RET | 1875.4108 | 679.6608 | 2.7593
| Exit Sign RetFit_Com, E/G - IntL | E | Yes | Small Office | Interior Lighting | RET | 12214.6568 | 5045.0801 | 2.4211
| Exit Sign RetFit_Com, E/O - IntL | E | Yes | Small Office | Interior Lighting | RET | 1157.9009 | 997.5402 | 1.1608
| Exit Sign RetFit_Com, E/P - IntL | E | No | Small Office | Interior Lighting | RET | 488.0495 | 481.6032 | 1.0134
| LED HiLo Bay_Com, E - IntL [No Heat] | E | Yes | Small Office | Interior Lighting | NC | 1255.6442 | 533.4429 | 2.3538
| LED HiLo Bay_Com, E - IntL [No Heat] | E | Yes | Small Office | Interior Lighting | RET | 8726.061 | 3707.145 | 2.3538
| LED HiLo Bay_Com, E - IntL [No Heat] | E | Yes | Small Office | Interior Lighting | REPL | 461.1934 | 195.9316 | 2.3538
| LED HiLo Bay_Com, E - IntL [Electric Heat] | E | Yes | Small Office | Interior Lighting | NC | 569.1685 | 342.1341 | 1.6636
| LED HiLo Bay_Com, E - IntL [Electric Heat] | E | Yes | Small Office | Interior Lighting | RET | 3955.4189 | 2377.6504 | 1.6636
| LED HiLo Bay_Com, E - IntL [Electric Heat] | E | Yes | Small Office | Interior Lighting | REPL | 209.0534 | 125.6646 | 1.6636
| LED HiLo Bay_Com, E/G - IntL | E | Yes | Small Office | Interior Lighting | NC | 3676.8083 | 1864.7713 | 1.9717
| LED HiLo Bay_Com, E/G - IntL | E | Yes | Small Office | Interior Lighting | RET | 25551.868 | 12959.1714 | 1.9717
| LED HiLo Bay_Com, E/G - IntL | E | Yes | Small Office | Interior Lighting | REPL | 1350.4778 | 684.9235 | 1.9717
| LED HiLo Bay_Com, E/O - IntL | E | Yes | Small Office | Interior Lighting | NC | 348.5468 | 266.0457 | 1.3101
| LED HiLo Bay_Com, E/O - IntL | E | Yes | Small Office | Interior Lighting | RET | 2422.2155 | 1848.8766 | 1.3101
| LED HiLo Bay_Com, E/O - IntL | E | Yes | Small Office | Interior Lighting | REPL | 128.0199 | 97.7176 | 1.3101
| LED HiLo Bay_Com, E/P - IntL | E | Yes | Small Office | Interior Lighting | NC | 146.9107 | 122.8291 | 1.1961
| LED HiLo Bay_Com, E/P - IntL | E | Yes | Small Office | Interior Lighting | RET | 1020.9518 | 853.5969 | 1.1961
| LED HiLo Bay_Com, E/P - IntL | E | Yes | Small Office | Interior Lighting | REPL | 53.9598 | 45.1147 | 1.1961
| Repl Scre_Com, E - IntL [No Heat] | E | Yes | Small Office | Interior Lighting | NC | 0 | 0 | 0
| Repl Scre_Com, E - IntL [No Heat] | E | Yes | Small Office | Interior Lighting | RET | 0 | 0 | 0
| Repl Scre_Com, E - IntL [No Heat] | E | Yes | Small Office | Interior Lighting | REPL | 0 | 0 | 0
| Repl Scre_Com, E - IntL [Electric Heat] | E | Yes | Small Office | Interior Lighting | NC | 0 | 0 | 0
| Repl Scre_Com, E - IntL [Electric Heat] | E | Yes | Small Office | Interior Lighting | RET | 0 | 0 | 0
| Repl Scre_Com, E - IntL [Electric Heat] | E | Yes | Small Office | Interior Lighting | REPL | 0 | 0 | 0
| Repl Scre_Com, E/G - IntL | E | Yes | Small Office | Interior Lighting | NC | 0 | 0 | 0
| Repl Scre_Com, E/G - IntL | E | Yes | Small Office | Interior Lighting | RET | 0 | 0 | 0
| Repl Scre_Com, E/G - IntL | E | Yes | Small Office | Interior Lighting | REPL | 0 | 0 | 0
| Repl Scre_Com, E/O - IntL | E | Yes | Small Office | Interior Lighting | NC | 0 | 0 | 0
| Repl Scre_Com, E/O - IntL | E | Yes | Small Office | Interior Lighting | RET | 0 | 0 | 0
| Repl Scre_Com, E/O - IntL | E | Yes | Small Office | Interior Lighting | REPL | 0 | 0 | 0
| Repl Scre_Com, E/P - IntL | E | Yes | Small Office | Interior Lighting | NC | 0 | 0 | 0
| Repl Scre_Com, E/P - IntL | E | Yes | Small Office | Interior Lighting | RET | 0 | 0 | 0
| Repl Scre_Com, E/P - IntL | E | Yes | Small Office | Interior Lighting | REPL | 0 | 0 | 0
| Lin LED Fixture_Com, E - IntL [No Heat] | E | Yes | Small Office | Interior Lighting | NC | 3739.6988 | 1952.1779 | 1.9157
| Lin LED Fixture_Com, E - IntL [No Heat] | E | Yes | Small Office | Interior Lighting | RET | 18749.0466 | 14829.2098 | 1.2643
| Lin LED Fixture_Com, E - IntL [No Heat] | E | Yes | Small Office | Interior Lighting | REPL | 2376.754 | 1240.7006 | 1.9157
| Lin LED Fixture_Com, E - IntL [Electric Heat] | E | Yes | Small Office | Interior Lighting | NC | 1710.1515 | 1252.0677 | 1.3659
| Lin LED Fixture_Com, E - IntL [Electric Heat] | E | No | Small Office | Interior Lighting | RET | 8573.8748 | 9511.0055 | 0.90147
| Lin LED Fixture_Com, E - IntL [Electric Heat] | E | Yes | Small Office | Interior Lighting | REPL | 1086.8815 | 795.7478 | 1.3659
| Lin LED Fixture_Com, E/G - IntL | E | Yes | Small Office | Interior Lighting | NC | 11138.3134 | 6686.2028 | 1.6659
| Lin LED Fixture_Com, E/G - IntL | E | Yes | Small Office | Interior Lighting | RET | 55842.1322 | 47874.4486 | 1.1664
| Lin LED Fixture_Com, E/G - IntL | E | Yes | Small Office | Interior Lighting | REPL | 7078.9207 | 4249.3955 | 1.6659
| Lin LED Fixture_Com, E/O - IntL | E | Yes | Small Office | Interior Lighting | NC | 1055.8678 | 925.0712 | 1.1414
| Lin LED Fixture_Com, E/O - IntL | E | No | Small Office | Interior Lighting | RET | 5293.6121 | 5998.4729 | 0.88249
| Lin LED Fixture_Com, E/O - IntL | E | Yes | Small Office | Interior Lighting | REPL | 671.0535 | 587.9261 | 1.1414
| Lin LED Fixture_Com, E/P - IntL | E | No | Small Office | Interior Lighting | NC | 445.043 | 424.4156 | 1.0486
| Lin LED Fixture_Com, E/P - IntL | E | No | Small Office | Interior Lighting | RET | 2231.2311 | 2701.3066 | 0.82598
| Lin LED Fixture_Com, E/P - IntL | E | No | Small Office | Interior Lighting | REPL | 282.8457 | 269.736 | 1.0486
| LED Tube Repl_Com, E - IntL [No Heat] | E | Yes | Small Office | Interior Lighting | RET | 126460.6092 | 11279.4381 | 11.2116
| LED Tube Repl_Com, E - IntL [No Heat] | E | Yes | Small Office | Interior Lighting | REPL | 67053.0643 | 5980.6836 | 11.2116
| LED Tube Repl_Com, E - IntL [Electric Heat] | E | Yes | Small Office | Interior Lighting | RET | 57830.0038 | 7234.2895 | 7.9939
| LED Tube Repl_Com, E - IntL [Electric Heat] | E | Yes | Small Office | Interior Lighting | REPL | 30663.1368 | 3835.8291 | 7.9939
| LED Tube Repl_Com, E/G - IntL | E | Yes | Small Office | Interior Lighting | RET | 376650.0885 | 70465.0077 | 5.3452
| LED Tube Repl_Com, E/G - IntL | E | Yes | Small Office | Interior Lighting | REPL | 199710.7461 | 37362.5805 | 5.3452
| LED Tube Repl_Com, E/O - IntL | E | Yes | Small Office | Interior Lighting | RET | 35704.9305 | 16427.4951 | 2.1735
| LED Tube Repl_Com, E/O - IntL | E | Yes | Small Office | Interior Lighting | REPL | 18931.7845 | 8710.332 | 2.1735
| LED Tube Repl_Com, E/P - IntL | E | Yes | Small Office | Interior Lighting | RET | 15049.4504 | 8066.0358 | 1.8658
| LED Tube Repl_Com, E/P - IntL | E | Yes | Small Office | Interior Lighting | REPL | 7979.6529 | 4276.8449 | 1.8658
| Repl pin CFL wLED_Com, E - IntL [No Heat] | E | Yes | Small Office | Interior Lighting | RET | 1962.6867 | 981.3112 | 2.0001
| Repl pin CFL wLED_Com, E - IntL [No Heat] | E | Yes | Small Office | Interior Lighting | REPL | 1242.7877 | 621.3735 | 2.0001
| Repl pin CFL wLED_Com, E - IntL [Electric Heat] | E | Yes | Small Office | Interior Lighting | RET | 897.5299 | 629.3833 | 1.426
| Repl pin CFL wLED_Com, E - IntL [Electric Heat] | E | Yes | Small Office | Interior Lighting | REPL | 568.3225 | 398.5301 | 1.426
| Repl pin CFL wLED_Com, E/G - IntL | E | Yes | Small Office | Interior Lighting | RET | 5845.663 | 3388.8164 | 1.725
| Repl pin CFL wLED_Com, E/G - IntL | E | Yes | Small Office | Interior Lighting | REPL | 3701.5169 | 2145.8236 | 1.725
| Repl pin CFL wLED_Com, E/O - IntL | E | Yes | Small Office | Interior Lighting | RET | 554.1456 | 472.5319 | 1.1727
| Repl pin CFL wLED_Com, E/O - IntL | E | Yes | Small Office | Interior Lighting | REPL | 350.8891 | 299.2107 | 1.1727
| Repl pin CFL wLED_Com, E/P - IntL | E | No | Small Office | Interior Lighting | RET | 233.5696 | 216.8927 | 1.0769
| Repl pin CFL wLED_Com, E/P - IntL | E | No | Small Office | Interior Lighting | REPL | 147.898 | 137.3381 | 1.0769
| Refrig Case LED_Com, E - IntL | E | Yes | Small Office | Interior Lighting | NC | 2629.1582 | 806.1628 | 3.2613
| Refrig Case LED_Com, E - IntL | E | Yes | Small Office | Interior Lighting | RET | 13493.4846 | 4137.4249 | 3.2613
| Refrig Case LED_Com, E - IntL | E | Yes | Small Office | Interior Lighting | REPL | 4216.5062 | 1292.8816 | 3.2613
| Refrig Case Ctrls_Com, E - IntL | E | Yes | Small Office | Interior Lighting | RET | 7956.8588 | 6205.1315 | 1.2823
| Stair Occ Sensor_Com, E - IntL [No Heat] | E | Yes | Small Office | Interior Lighting | NC | 1429.3503 | 616.4556 | 2.3187
| Stair Occ Sensor_Com, E - IntL [No Heat] | E | Yes | Small Office | Interior Lighting | RET | 13203.7472 | 5694.5623 | 2.3187
| Stair Occ Sensor_Com, E - IntL [Electric Heat] | E | Yes | Small Office | Interior Lighting | NC | 653.637 | 395.376 | 1.6532
| Stair Occ Sensor_Com, E - IntL [Electric Heat] | E | Yes | Small Office | Interior Lighting | RET | 6038.0284 | 3652.3195 | 1.6532
| Stair Occ Sensor_Com, E/G - IntL | E | Yes | Small Office | Interior Lighting | NC | 4257.1749 | 2462.1495 | 1.729
| Stair Occ Sensor_Com, E/G - IntL | E | Yes | Small Office | Interior Lighting | RET | 39326.0209 | 22744.3184 | 1.729
| Stair Occ Sensor_Com, E/O - IntL | E | No | Small Office | Interior Lighting | NC | 403.5633 | 414.0753 | 0.97461
| Stair Occ Sensor_Com, E/O - IntL | E | No | Small Office | Interior Lighting | RET | 3727.9504 | 3825.0563 | 0.97461
| Stair Occ Sensor_Com, E/P - IntL | E | No | Small Office | Interior Lighting | NC | 170.0999 | 195.7269 | 0.86907
| Stair Occ Sensor_Com, E/P - IntL | E | No | Small Office | Interior Lighting | RET | 1571.3125 | 1808.0437 | 0.86907
| Int Delamping_Com, E - IntL [No Heat] | E | Yes | Small Office | Interior Lighting | RET | 2058.918 | 159.086 | 12.9422
| Int Delamping_Com, E - IntL [Electric Heat] | E | Yes | Small Office | Interior Lighting | RET | 941.5362 | 72.7495 | 12.9422
| Int Delamping_Com, E/G - IntL | E | Yes | Small Office | Interior Lighting | RET | 6132.2783 | 1100.6505 | 5.5715
| Int Delamping_Com, E/O - IntL | E | Yes | Small Office | Interior Lighting | RET | 581.3156 | 264.4635 | 2.1981
| Int Delamping_Com, E/P - IntL | E | Yes | Small Office | Interior Lighting | RET | 245.0216 | 130.2557 | 1.8811
| Int Ltg Dsgn_Com, E - IntL [No Heat] | E | Yes | Small Office | Interior Lighting | NC | 3077.6339 | 554.864 | 5.5466
| Int Ltg Dsgn_Com, E - IntL [Electric Heat] | E | Yes | Small Office | Interior Lighting | NC | 1407.3915 | 253.7374 | 5.5466
| Int Ltg Dsgn_Com, E/G - IntL | E | Yes | Small Office | Interior Lighting | NC | 9166.4202 | 2589.579 | 3.5397
| Int Ltg Dsgn_Com, E/O - IntL | E | Yes | Small Office | Interior Lighting | NC | 868.9402 | 484.8357 | 1.7922
| Int Ltg Dsgn_Com, E/P - IntL | E | Yes | Small Office | Interior Lighting | NC | 366.254 | 232.4363 | 1.5757
| Room Air Conditioner_Com, E - Cool | E | Yes | Large Office | Cooling | NC | 0 | 0 | 0
| Room Air Conditioner_Com, E - Cool | E | Yes | Large Office | Cooling | RET | 0 | 0 | 0
| Room Air Conditioner_Com, E - Cool | E | Yes | Large Office | Cooling | REPL | 0 | 0 | 0
| Chiller Systems_Com, E - Cool | E | Yes | Large Office | Cooling | NC | 736946.3238 | 49135.6947 | 14.9982
| Chiller Systems_Com, E - Cool | E | Yes | Large Office | Cooling | RET | 2077540.4449 | 288259.6054 | 7.2072
| Chiller Systems_Com, E - Cool | E | Yes | Large Office | Cooling | REPL | 6.2983e-10 | 4.1994e-11 | 14.9982
| Chiller Tuneup_Com, E - Cool | E | Yes | Large Office | Cooling | RET | 643539.8845 | 78057.0705 | 8.2445
| Computer Room Air Conditioner_Com, E - Cool | E | Yes | Large Office | Cooling | NC | 80590.4263 | 26325.0291 | 3.0614
| Computer Room Air Conditioner_Com, E - Cool | E | Yes | Large Office | Cooling | REPL | 496307.3688 | 162119.8265 | 3.0614
| Mini Split Ductless AC_Com, E - Cool | E | Yes | Large Office | Cooling | NC | 0 | 0 | 0
| Mini Split Ductless AC_Com, E - Cool | E | Yes | Large Office | Cooling | RET | 0 | 0 | 0
| Mini Split Ductless AC_Com, E - Cool | E | Yes | Large Office | Cooling | REPL | 0 | 0 | 0
| Eff Unitary AC_Com, E - Cool | E | Yes | Large Office | Cooling | NC | 26977.4378 | 14255.6192 | 1.8924
| Eff Unitary AC_Com, E - Cool | E | No | Large Office | Cooling | RET | 204616.9686 | 799786.2564 | 0.25584
| Eff Unitary AC_Com, E - Cool | E | Yes | Large Office | Cooling | REPL | 121870.3662 | 64399.6493 | 1.8924
| PTAC_Com, E - Cool | E | Yes | Large Office | Cooling | NC | 0 | 0 | 0
| PTAC_Com, E - Cool | E | Yes | Large Office | Cooling | RET | 0 | 0 | 0
| PTAC_Com, E - Cool | E | Yes | Large Office | Cooling | REPL | 0 | 0 | 0
| Unitary Equipment Economizer_Com, E - Cool | E | No | Large Office | Cooling | RET | 152571.4236 | 263068.9469 | 0.57997
| AC Tuneup_Com, E - Cool [ASHP] | E | Yes | Large Office | Cooling | RET | 36149.7794 | 1414.0096 | 25.5654
| AC Tuneup_Com, E - Heat [ASHP] | E | Yes | Large Office | Space Heating | RET | 36149.7794 | 1414.0096 | 25.5654
| AC Tuneup_Com, E - Cool [Unitary AC] | E | Yes | Large Office | Cooling | RET | 98301.986 | 5733.8225 | 17.1442
| DCV_Com, E - Cool [Building w Elec Heat] | E | Yes | Large Office | Cooling | RET | 3566782.2477 | 587005.0578 | 6.0762
| DCV_Com, E - Heat [Building w Elec Heat] | E | Yes | Large Office | Space Heating | RET | 3566782.2477 | 587005.0578 | 6.0762
| DCV_Com, E - Vent [Building w Elec Heat] | E | Yes | Large Office | Ventilation | RET | 3566782.2477 | 587005.0578 | 6.0762
| DCV_Com, E - Cool [Building w Gas Heat] | E | Yes | Large Office | Cooling | RET | 8393056.8569 | 1198680.805 | 7.0019
| DCV_Com, G - Heat [Building w Gas Heat] | G | Yes | Large Office | Space Heating | RET | 8393056.8569 | 1198680.805 | 7.0019
| DCV_Com, E - Vent [Building w Gas Heat] | E | Yes | Large Office | Ventilation | RET | 8393056.8569 | 1198680.805 | 7.0019
| DCV_Com, E - Cool [Building w Oil Heat] | E | Yes | Large Office | Cooling | RET | 2212071.0411 | 322512.5502 | 6.8589
| DCV_Com, O - Heat [Building w Oil Heat] | O | Yes | Large Office | Space Heating | RET | 2212071.0411 | 322512.5502 | 6.8589
| DCV_Com, E - Vent [Building w Oil Heat] | E | Yes | Large Office | Ventilation | RET | 2212071.0411 | 322512.5502 | 6.8589
| DCV_Com, E - Cool [Building w Propane Heat] | E | Yes | Large Office | Cooling | RET | 590272.6818 | 97194.68 | 6.0731
| DCV_Com, P - Heat [Building w Propane Heat] | Prp | Yes | Large Office | Space Heating | RET | 590272.6818 | 97194.68 | 6.0731
| DCV_Com, E - Vent [Building w Propane Heat] | E | Yes | Large Office | Ventilation | RET | 590272.6818 | 97194.68 | 6.0731
| Controls for Unitary AC_Com, E - Cool | E | No | Large Office | Cooling | RET | 209332.4547 | 244523.3141 | 0.85608
| Optimized Unitary AC Sys_Com, E - Cool [Building w Elec Heat] | E | No | Large Office | Cooling | NC | 62834.4094 | 88313.1039 | 0.7115
| Optimized Unitary AC Sys_Com, E - Heat [Building w Elec Heat] | E | No | Large Office | Space Heating | NC | 62834.4094 | 88313.1039 | 0.7115
| Optimized Unitary AC Sys_Com, E - Cool [Building w Gas Heat] | E | Yes | Large Office | Cooling | NC | 461850.2116 | 53067.1664 | 8.7031
| Optimized Unitary AC Sys_Com, G - Heat [Building w Gas Heat] | G | Yes | Large Office | Space Heating | NC | 461850.2116 | 53067.1664 | 8.7031
| Optimized Unitary AC Sys_Com, E - Cool [Building w Oil Heat] | E | Yes | Large Office | Cooling | NC | 110256.818 | 13195.2603 | 8.3558
| Optimized Unitary AC Sys_Com, O - Heat [Building w Oil Heat] | O | Yes | Large Office | Space Heating | NC | 110256.818 | 13195.2603 | 8.3558
| Optimized Unitary AC Sys_Com, E - Cool [Building w Propane Heat] | E | Yes | Large Office | Cooling | NC | 10039.6621 | 3894.2146 | 2.5781
| Optimized Unitary AC Sys_Com, P - Heat [Building w Propane Heat] | Prp | Yes | Large Office | Space Heating | NC | 10039.6621 | 3894.2146 | 2.5781
| Optimized Chiller Sys_Com, E - Cool | E | No | Large Office | Cooling | NC | 250123.8367 | 348582.418 | 0.71755
| Cool Roof_Com, E - Cool [Building w Elec Heat] | E | No | Large Office | Cooling | NC | 69567.6167 | 104738.9955 | 0.6642
| Cool Roof_Com, E - Cool [Building w Elec Heat] | E | No | Large Office | Cooling | RET | 436993.0687 | 964638.1331 | 0.45301
| Cool Roof_Com, E - Heat [Building w Elec Heat] | E | No | Large Office | Space Heating | NC | 69567.6167 | 104738.9955 | 0.6642
| Cool Roof_Com, E - Heat [Building w Elec Heat] | E | No | Large Office | Space Heating | RET | 436993.0687 | 964638.1331 | 0.45301
| Cool Roof_Com, E - Cool [Building w Gas Heat] | E | No | Large Office | Cooling | NC | 153369.8011 | 236166.1149 | 0.64941
| Cool Roof_Com, E - Cool [Building w Gas Heat] | E | No | Large Office | Cooling | RET | 963401.4093 | 2115341.1584 | 0.45544
| Cool Roof_Com, G - Heat [Building w Gas Heat] | G | No | Large Office | Space Heating | NC | 153369.8011 | 236166.1149 | 0.64941
| Cool Roof_Com, G - Heat [Building w Gas Heat] | G | No | Large Office | Space Heating | RET | 963401.4093 | 2115341.1584 | 0.45544
| Cool Roof_Com, E - Cool [Building w Oil Heat] | E | No | Large Office | Cooling | NC | 41265.102 | 62645.4448 | 0.65871
| Cool Roof_Com, E - Cool [Building w Oil Heat] | E | No | Large Office | Cooling | RET | 259209.1607 | 563291.6696 | 0.46017
| Cool Roof_Com, O - Heat [Building w Oil Heat] | O | No | Large Office | Space Heating | NC | 41265.102 | 62645.4448 | 0.65871
| Cool Roof_Com, O - Heat [Building w Oil Heat] | O | No | Large Office | Space Heating | RET | 259209.1607 | 563291.6696 | 0.46017
| Cool Roof_Com, E - Cool [Building w Propane Heat] | E | No | Large Office | Cooling | NC | 12435.9451 | 20550.3461 | 0.60515
| Cool Roof_Com, E - Cool [Building w Propane Heat] | E | No | Large Office | Cooling | RET | 78117.1195 | 180669.2539 | 0.43238
| Cool Roof_Com, P - Heat [Building w Propane Heat] | Prp | No | Large Office | Space Heating | NC | 12435.9451 | 20550.3461 | 0.60515
| Cool Roof_Com, P - Heat [Building w Propane Heat] | Prp | No | Large Office | Space Heating | RET | 78117.1195 | 180669.2539 | 0.43238
| GSHP_Com, E - Cool | E | Yes | Large Office | Cooling | RET | 172905.3004 | 67943.584 | 2.5448
| GSHP_Com, E - Cool | E | Yes | Large Office | Cooling | REPL | 2.4775e-11 | 7.1602e-12 | 3.4601
| GSHP_Com, E - Heat | E | Yes | Large Office | Space Heating | RET | 172905.3004 | 67943.584 | 2.5448
| GSHP_Com, E - Heat | E | Yes | Large Office | Space Heating | REPL | 2.4775e-11 | 7.1602e-12 | 3.4601
| Unitary HP_Com, E - Cool | E | Yes | Large Office | Cooling | NC | 21121.7785 | 6825.7184 | 3.0944
| Unitary HP_Com, E - Cool | E | No | Large Office | Cooling | RET | 121581.8572 | 177255.9357 | 0.68591
| Unitary HP_Com, E - Cool | E | Yes | Large Office | Cooling | REPL | 59960.3006 | 19376.7835 | 3.0944
| Unitary HP_Com, E - Heat | E | Yes | Large Office | Space Heating | NC | 21121.7785 | 6825.7184 | 3.0944
| Unitary HP_Com, E - Heat | E | No | Large Office | Space Heating | RET | 121581.8572 | 177255.9357 | 0.68591
| Unitary HP_Com, E - Heat | E | Yes | Large Office | Space Heating | REPL | 59960.3006 | 19376.7835 | 3.0944
| PTHP_Com, E - Cool | E | Yes | Large Office | Cooling | NC | 0 | 0 | 0
| PTHP_Com, E - Cool | E | Yes | Large Office | Cooling | RET | 0 | 0 | 0
| PTHP_Com, E - Cool | E | Yes | Large Office | Cooling | REPL | 0 | 0 | 0
| PTHP_Com, E - Heat | E | Yes | Large Office | Space Heating | NC | 0 | 0 | 0
| PTHP_Com, E - Heat | E | Yes | Large Office | Space Heating | RET | 0 | 0 | 0
| PTHP_Com, E - Heat | E | Yes | Large Office | Space Heating | REPL | 0 | 0 | 0
| Minisplit Ductless HP_Com, E - Cool | E | Yes | Large Office | Cooling | RET | 910261.9813 | 38361.1216 | 23.7288
| Minisplit Ductless HP_Com, E - Cool | E | Yes | Large Office | Cooling | REPL | 85005.5896 | 1875.6905 | 45.3196
| Minisplit Ductless HP_Com, E - Heat | E | Yes | Large Office | Space Heating | RET | 910261.9813 | 38361.1216 | 23.7288
| Minisplit Ductless HP_Com, E - Heat | E | Yes | Large Office | Space Heating | REPL | 85005.5896 | 1875.6905 | 45.3196
| Programmable TStat_Com, E - Cool [Building w Elec Heat] | E | Yes | Large Office | Cooling | NC | 0 | 0 | 0
| Programmable TStat_Com, E - Heat [Building w Elec Heat] | E | Yes | Large Office | Space Heating | NC | 0 | 0 | 0
| Programmable TStat_Com, E - Cool [Building w Gas Heat] | E | Yes | Large Office | Cooling | NC | 0 | 0 | 0
| Programmable TStat_Com, E - Cool [Building w Gas Heat] | E | Yes | Large Office | Cooling | RET | 0 | 0 | 0
| Programmable TStat_Com, G - Heat [Building w Gas Heat] | G | Yes | Large Office | Space Heating | NC | 0 | 0 | 0
| Programmable TStat_Com, G - Heat [Building w Gas Heat] | G | Yes | Large Office | Space Heating | RET | 0 | 0 | 0
| Programmable TStat_Com, E - Cool [Building w Propane Heat] | E | Yes | Large Office | Cooling | NC | 0 | 0 | 0
| Programmable TStat_Com, E - Cool [Building w Propane Heat] | E | Yes | Large Office | Cooling | RET | 0 | 0 | 0
| Programmable TStat_Com, P - Heat [Building w Propane Heat] | Prp | Yes | Large Office | Space Heating | NC | 0 | 0 | 0
| Programmable TStat_Com, P - Heat [Building w Propane Heat] | Prp | Yes | Large Office | Space Heating | RET | 0 | 0 | 0
| Programmable TStat_Com, E - Cool [Building w Oil Heat] | E | Yes | Large Office | Cooling | NC | 0 | 0 | 0
| Programmable TStat_Com, E - Cool [Building w Oil Heat] | E | Yes | Large Office | Cooling | RET | 0 | 0 | 0
| Programmable TStat_Com, O - Heat [Building w Oil Heat] | O | Yes | Large Office | Space Heating | NC | 0 | 0 | 0
| Programmable TStat_Com, O - Heat [Building w Oil Heat] | O | Yes | Large Office | Space Heating | RET | 0 | 0 | 0
| Smart TStat_Com, E - Cool [Building w Elec Heat] | E | Yes | Large Office | Cooling | NC | 29041.6068 | 8475.1969 | 3.4267
| Smart TStat_Com, E - Cool [Building w Elec Heat] | E | Yes | Large Office | Cooling | RET | 128274.7961 | 49588.3813 | 2.5868
| Smart TStat_Com, E - Heat [Building w Elec Heat] | E | Yes | Large Office | Space Heating | NC | 29041.6068 | 8475.1969 | 3.4267
| Smart TStat_Com, E - Heat [Building w Elec Heat] | E | Yes | Large Office | Space Heating | RET | 128274.7961 | 49588.3813 | 2.5868
| Smart TStat_Com, E - Cool [Building w Gas Heat] | E | Yes | Large Office | Cooling | NC | 67335.4465 | 17306.5899 | 3.8907
| Smart TStat_Com, E - Cool [Building w Gas Heat] | E | Yes | Large Office | Cooling | RET | 300259.7438 | -2557.0396 | -117.4248
| Smart TStat_Com, G - Heat [Building w Gas Heat] | G | Yes | Large Office | Space Heating | NC | 67335.4465 | 17306.5899 | 3.8907
| Smart TStat_Com, G - Heat [Building w Gas Heat] | G | Yes | Large Office | Space Heating | RET | 300259.7438 | -2557.0396 | -117.4248
| Smart TStat_Com, E - Cool [Building w Propane Heat] | E | Yes | Large Office | Cooling | NC | 16054.7459 | 4656.446 | 3.4479
| Smart TStat_Com, E - Cool [Building w Propane Heat] | E | Yes | Large Office | Cooling | RET | 71317.9168 | 27244.868 | 2.6177
| Smart TStat_Com, P - Heat [Building w Propane Heat] | Prp | Yes | Large Office | Space Heating | NC | 16054.7459 | 4656.446 | 3.4479
| Smart TStat_Com, P - Heat [Building w Propane Heat] | Prp | Yes | Large Office | Space Heating | RET | 71317.9168 | 27244.868 | 2.6177
| Smart TStat_Com, E - Cool [Building w Oil Heat] | E | Yes | Large Office | Cooling | NC | 7834.5368 | 1403.2997 | 5.5829
| Smart TStat_Com, E - Cool [Building w Oil Heat] | E | Yes | Large Office | Cooling | RET | 35249.6164 | 8210.7075 | 4.2931
| Smart TStat_Com, O - Heat [Building w Oil Heat] | O | Yes | Large Office | Space Heating | NC | 7834.5368 | 1403.2997 | 5.5829
| Smart TStat_Com, O - Heat [Building w Oil Heat] | O | Yes | Large Office | Space Heating | RET | 35249.6164 | 8210.7075 | 4.2931
| Boiler Blowdown Controls_Com, G - Heat | G | No | Large Office | Space Heating | RET | 118633.9146 | 334264.5448 | 0.35491
| Boiler Blowdown Controls_Com, O - Heat | O | No | Large Office | Space Heating | RET | 771.9907 | 2050.9703 | 0.3764
| Boiler Blowdown Controls_Com, P - Heat | Prp | No | Large Office | Space Heating | RET | 1895.516 | 6503.0687 | 0.29148
| Boiler Modifications_Com, G - Heat | G | Yes | Large Office | Space Heating | RET | 550542.7664 | 166081.2673 | 3.3149
| Boiler Modifications_Com, O - Heat | O | Yes | Large Office | Space Heating | RET | 3979.3065 | 525.2091 | 7.5766
| Boiler Modifications_Com, P - Heat | Prp | Yes | Large Office | Space Heating | RET | 9415.6475 | 1335.813 | 7.0486
| Boilers_Com, G - Heat | G | Yes | Large Office | Space Heating | NC | 261968.6239 | 127080.3633 | 2.0614
| Boilers_Com, G - Heat | G | No | Large Office | Space Heating | RET | 1239040.6173 | 2474566.691 | 0.50071
| Boilers_Com, G - Heat | G | Yes | Large Office | Space Heating | REPL | 1.8619e-10 | 9.032e-11 | 2.0614
| Boilers_Com, O - Heat | O | No | Large Office | Space Heating | NC | 640.935 | 2695.1664 | 0.23781
| Boilers_Com, O - Heat | O | No | Large Office | Space Heating | RET | 3099.2486 | 53655.2774 | 0.057762
| Boilers_Com, O - Heat | O | No | Large Office | Space Heating | REPL | 4.5553e-13 | 1.9155e-12 | 0.23781
| Boilers_Com, P - Heat | Prp | Yes | Large Office | Space Heating | NC | 3475.4559 | 61.7609 | 56.2727
| Boilers_Com, P - Heat | Prp | Yes | Large Office | Space Heating | RET | 16637.5313 | 1217.2379 | 13.6683
| Boilers_Com, P - Heat | Prp | Yes | Large Office | Space Heating | REPL | 2.4701e-12 | 4.3896e-14 | 56.2727
| Furnace_Com, G - Heat | G | Yes | Large Office | Space Heating | NC | 20232.0138 | 2223.594 | 9.0988
| Furnace_Com, G - Heat | G | Yes | Large Office | Space Heating | RET | 89469.1692 | 42569.7598 | 2.1017
| Furnace_Com, G - Heat | G | Yes | Large Office | Space Heating | REPL | 1.563e-11 | 1.7178e-12 | 9.0988
| Furnace_Com, O - Heat | O | Yes | Large Office | Space Heating | NC | 36686.2527 | 1264.9494 | 29.0022
| Furnace_Com, O - Heat | O | Yes | Large Office | Space Heating | RET | 180906.0877 | 27004.3905 | 6.6991
| Furnace_Com, O - Heat | O | Yes | Large Office | Space Heating | REPL | 2.8341e-11 | 9.7722e-13 | 29.0022
| Furnace_Com, P - Heat | Prp | Yes | Large Office | Space Heating | NC | 606.1557 | 17.3743 | 34.8881
| Furnace_Com, P - Heat | Prp | Yes | Large Office | Space Heating | RET | 2889.1603 | 358.5141 | 8.0587
| Furnace_Com, P - Heat | Prp | Yes | Large Office | Space Heating | REPL | 4.6828e-13 | 1.3422e-14 | 34.8881
| Unit Heater_Com, G - Heat | G | Yes | Large Office | Space Heating | NC | 6483.0809 | 433.8268 | 14.9439
| Unit Heater_Com, G - Heat | G | Yes | Large Office | Space Heating | RET | 36443.322 | 9324.3143 | 3.9084
| Unit Heater_Com, G - Heat | G | Yes | Large Office | Space Heating | REPL | 4001.5992 | 267.7741 | 14.9439
| Unit Heater_Com, P - Heat | Prp | Yes | Large Office | Space Heating | NC | 13445.3444 | 214.4757 | 62.6894
| Unit Heater_Com, P - Heat | Prp | Yes | Large Office | Space Heating | RET | 66693.1217 | 4067.7216 | 16.3957
| Unit Heater_Com, P - Heat | Prp | Yes | Large Office | Space Heating | REPL | 1.4053e-11 | 2.2417e-13 | 62.6894
| Energy Recovery Ventilator_Com, G - Heat | G | Yes | Large Office | Space Heating | NC | 87147.7455 | 19845.4853 | 4.3913
| Energy Recovery Ventilator_Com, G - Heat | G | Yes | Large Office | Space Heating | RET | 513383.7697 | 116908.9341 | 4.3913
| Energy Recovery Ventilator_Com, G - Heat | G | Yes | Large Office | Space Heating | REPL | 74386.0381 | 16939.3599 | 4.3913
| Energy Recovery Ventilator_Com, O - Heat | O | Yes | Large Office | Space Heating | NC | 19941.8849 | 1229.0886 | 16.2249
| Energy Recovery Ventilator_Com, O - Heat | O | Yes | Large Office | Space Heating | RET | 117476.8114 | 7240.5097 | 16.2249
| Energy Recovery Ventilator_Com, O - Heat | O | Yes | Large Office | Space Heating | REPL | 17021.6431 | 1049.1038 | 16.2249
| Energy Recovery Ventilator_Com, P - Heat | Prp | Yes | Large Office | Space Heating | NC | 12544.3749 | 642.6858 | 19.5187
| Energy Recovery Ventilator_Com, P - Heat | Prp | Yes | Large Office | Space Heating | RET | 73898.3889 | 3786.0354 | 19.5187
| Energy Recovery Ventilator_Com, P - Heat | Prp | Yes | Large Office | Space Heating | REPL | 10707.4068 | 548.5725 | 19.5187
| Forced Air Heating Maintenance_Com, G - Heat | G | Yes | Large Office | Space Heating | RET | 1086.3464 | 728.2526 | 1.4917
| Forced Air Heating Maintenance_Com, O - Heat | O | Yes | Large Office | Space Heating | RET | 2768.7802 | 526.0906 | 5.2629
| Forced Air Heating Maintenance_Com, P - Heat | Prp | Yes | Large Office | Space Heating | RET | 81.0042 | 12.05 | 6.7223
| Infrared Heater_Com, G - Heat | G | Yes | Large Office | Space Heating | NC | 1411.828 | 75.2227 | 18.7686
| Infrared Heater_Com, G - Heat | G | Z | Large Office | Space Heating | RET | 0 | 0 | 0
| Infrared Heater_Com, G - Heat | G | Yes | Large Office | Space Heating | REPL | 3809.716 | 202.9831 | 18.7686
| Infrared Heater_Com, P - Heat | Prp | Yes | Large Office | Space Heating | NC | 32063.3302 | 407.2369 | 78.7338
| Infrared Heater_Com, P - Heat | Prp | Z | Large Office | Space Heating | RET | 0 | 0 | 0
| Infrared Heater_Com, P - Heat | Prp | Yes | Large Office | Space Heating | REPL | 86520.576 | 1098.8994 | 78.7338
| Steam Trap Maintenance_Com, G - Heat | G | Yes | Large Office | Space Heating | RET | 171128.8857 | 28083.7658 | 6.0935
| Steam Trap Maintenance_Com, O - Heat | O | Yes | Large Office | Space Heating | RET | 835.6919 | 37.953 | 22.0191
| Windows_Com, E - Cool [Building w Elec Heat] | E | No | Large Office | Cooling | NC | 208212.3084 | 385563.0735 | 0.54002
| Windows_Com, E - Heat [Building w Elec Heat] | E | No | Large Office | Space Heating | NC | 208212.3084 | 385563.0735 | 0.54002
| Windows_Com, E - Cool [Building w Gas Heat] | E | No | Large Office | Cooling | NC | 481989.693 | 787330.6188 | 0.61218
| Windows_Com, G - Heat [Building w Gas Heat] | G | No | Large Office | Space Heating | NC | 481989.693 | 787330.6188 | 0.61218
| Windows_Com, E - Cool [Building w Oil Heat] | E | No | Large Office | Cooling | NC | 125208.4649 | 211836.2158 | 0.59106
| Windows_Com, O - Heat [Building w Oil Heat] | O | No | Large Office | Space Heating | NC | 125208.4649 | 211836.2158 | 0.59106
| Windows_Com, E - Cool [Building w Propane Heat] | E | No | Large Office | Cooling | NC | 46519.4985 | 63840.4713 | 0.72868
| Windows_Com, P - Heat [Building w Propane Heat] | Prp | No | Large Office | Space Heating | NC | 46519.4985 | 63840.4713 | 0.72868
| Window Film_Com, E - Cool [Building w Elec Heat] | E | No | Large Office | Cooling | RET | 0 | 0 | 0
| Window Film_Com, E - Heat [Building w Elec Heat] | E | No | Large Office | Space Heating | RET | 0 | 0 | 0
| Window Film_Com, E - Cool [Building w Gas Heat] | E | No | Large Office | Cooling | RET | 0 | 0 | 0
| Window Film_Com, G - Heat [Building w Gas Heat] | G | No | Large Office | Space Heating | RET | 0 | 0 | 0
| Window Film_Com, E - Cool [Building w Oil Heat] | E | No | Large Office | Cooling | RET | 0 | 0 | 0
| Window Film_Com, O - Heat [Building w Oil Heat] | O | No | Large Office | Space Heating | RET | 0 | 0 | 0
| Window Film_Com, E - Cool [Building w Propane Heat] | E | No | Large Office | Cooling | RET | 0 | 0 | 0
| Window Film_Com, P - Heat [Building w Propane Heat] | Prp | No | Large Office | Space Heating | RET | 0 | 0 | 0
| Motors and Fans_Com, E - Vent | E | Yes | Large Office | Ventilation | NC | 93642.1312 | 43527.8133 | 2.1513
| Motors and Fans_Com, E - Vent | E | Yes | Large Office | Ventilation | RET | 283719.1858 | 224548.1962 | 1.2635
| Motors and Fans_Com, E - Vent | E | Yes | Large Office | Ventilation | REPL | 5126.0877 | 2382.7671 | 2.1513
| ECM Furnace Motors_Com, E - Vent | E | Yes | Large Office | Ventilation | RET | 1027367.7423 | 411238.9523 | 2.4982
| VFD on HVAC System_Com, E - Vent | E | Yes | Large Office | Ventilation | RET | 14943352.0614 | 2304045.9451 | 6.4857
| Kitchen DCV_Com, E - Vent [Building w Elec Heat] | E | Yes | Large Office | Ventilation | NC | 42079.9682 | 6192.2218 | 6.7956
| Kitchen DCV_Com, E - Vent [Building w Elec Heat] | E | Yes | Large Office | Ventilation | RET | 220693.0355 | 32475.7901 | 6.7956
| Kitchen DCV_Com, E - Vent [Building w Elec Heat] | E | Yes | Large Office | Ventilation | REPL | 16124.5707 | 2372.7898 | 6.7956
| Kitchen DCV_Com, E - Heat [Building w Elec Heat] | E | Yes | Large Office | Space Heating | NC | 42079.9682 | 6192.2218 | 6.7956
| Kitchen DCV_Com, E - Heat [Building w Elec Heat] | E | Yes | Large Office | Space Heating | RET | 220693.0355 | 32475.7901 | 6.7956
| Kitchen DCV_Com, E - Heat [Building w Elec Heat] | E | Yes | Large Office | Space Heating | REPL | 16124.5707 | 2372.7898 | 6.7956
| Kitchen DCV_Com, E - Vent [Building w Gas Heat] | E | Yes | Large Office | Ventilation | NC | 42079.9682 | 6192.2218 | 6.7956
| Kitchen DCV_Com, E - Vent [Building w Gas Heat] | E | Yes | Large Office | Ventilation | RET | 220693.0355 | 32475.7901 | 6.7956
| Kitchen DCV_Com, E - Vent [Building w Gas Heat] | E | Yes | Large Office | Ventilation | REPL | 16124.5707 | 2372.7898 | 6.7956
| Kitchen DCV_Com, G - Heat [Building w Gas Heat] | G | Yes | Large Office | Space Heating | NC | 24528.097 | 2236.7531 | 10.9659
| Kitchen DCV_Com, G - Heat [Building w Gas Heat] | G | Yes | Large Office | Space Heating | RET | 130725.627 | 11730.8986 | 11.1437
| Kitchen DCV_Com, G - Heat [Building w Gas Heat] | G | Yes | Large Office | Space Heating | REPL | 9551.2514 | 857.0987 | 11.1437
| Kitchen DCV_Com, E - Vent [Building w Oil Heat] | E | Yes | Large Office | Ventilation | NC | 24528.097 | 2236.7531 | 10.9659
| Kitchen DCV_Com, E - Vent [Building w Oil Heat] | E | Yes | Large Office | Ventilation | RET | 130725.627 | 11730.8986 | 11.1437
| Kitchen DCV_Com, E - Vent [Building w Oil Heat] | E | Yes | Large Office | Ventilation | REPL | 9551.2514 | 857.0987 | 11.1437
| Kitchen DCV_Com, O - Heat [Building w Oil Heat] | O | Yes | Large Office | Space Heating | NC | 24528.097 | 2236.7531 | 10.9659
| Kitchen DCV_Com, O - Heat [Building w Oil Heat] | O | Yes | Large Office | Space Heating | RET | 130725.627 | 11730.8986 | 11.1437
| Kitchen DCV_Com, O - Heat [Building w Oil Heat] | O | Yes | Large Office | Space Heating | REPL | 9551.2514 | 857.0987 | 11.1437
| Kitchen DCV_Com, E - Vent [Building w Oil Heat] | E | Yes | Large Office | Ventilation | NC | 24528.097 | 2236.7531 | 10.9659
| Kitchen DCV_Com, E - Vent [Building w Oil Heat] | E | Yes | Large Office | Ventilation | RET | 130725.627 | 11730.8986 | 11.1437
| Kitchen DCV_Com, E - Vent [Building w Oil Heat] | E | Yes | Large Office | Ventilation | REPL | 9551.2514 | 857.0987 | 11.1437
| Kitchen DCV_Com, P - Heat [Building w Propane Heat] | Prp | Yes | Large Office | Space Heating | NC | 1178.7922 | 0 | 0
| Kitchen DCV_Com, P - Heat [Building w Propane Heat] | Prp | Yes | Large Office | Space Heating | RET | 6426.5775 | 0 | 0
| Kitchen DCV_Com, P - Heat [Building w Propane Heat] | Prp | Yes | Large Office | Space Heating | REPL | 469.5473 | 0 | 0
| Duct Sealing Regulated_Com, E - Vent [Building w Elec Heat] | E | Yes | Large Office | Ventilation | RET | 1938136.6963 | 672014.0023 | 2.8841
| Duct Sealing Regulated_Com, E - Heat [Building w Elec Heat] | E | Yes | Large Office | Space Heating | RET | 1938136.6963 | 672014.0023 | 2.8841
| Duct Sealing Regulated_Com, E - Cool [Building w Elec Heat] | E | Yes | Large Office | Cooling | RET | 1938136.6963 | 672014.0023 | 2.8841
| Duct Sealing Regulated_Com, E - Vent [Building w Gas Heat] | E | Yes | Large Office | Ventilation | RET | 5985269.4567 | 0 | 0
| Duct Sealing Regulated_Com, G - Heat [Building w Gas Heat] | G | Yes | Large Office | Space Heating | RET | 5985269.4567 | 0 | 0
| Duct Sealing Regulated_Com, E - Cool [Building w Gas Heat] | E | Yes | Large Office | Cooling | RET | 5985269.4567 | 0 | 0
| Duct Sealing Non Regulated_Com, E - Vent [Building w Oil Heat] | E | Yes | Large Office | Ventilation | RET | 1117185.4478 | 369218.198 | 3.0258
| Duct Sealing Non Regulated_Com, O - Heat [Building w Oil Heat] | O | Yes | Large Office | Space Heating | RET | 1117185.4478 | 369218.198 | 3.0258
| Duct Sealing Non Regulated_Com, E - Cool [Building w Oil Heat] | E | Yes | Large Office | Cooling | RET | 1117185.4478 | 369218.198 | 3.0258
| Duct Sealing Non Regulated_Com, E - Vent [Building w Propane Heat] | E | Yes | Large Office | Ventilation | RET | 519270.8812 | 0 | 0
| Duct Sealing Non Regulated_Com, P - Heat [Building w Propane Heat] | Prp | Yes | Large Office | Space Heating | RET | 519270.8812 | 0 | 0
| Duct Sealing Non Regulated_Com, E - Cool [Building w Propane Heat] | E | Yes | Large Office | Cooling | RET | 519270.8812 | 0 | 0
| Power Strip_Com, E - Plug [Tier 1] | E | Yes | Large Office | Plug Loads | NC | 0 | 0 | 0
| Power Strip_Com, E - Plug [Tier 1] | E | Yes | Large Office | Plug Loads | RET | 0 | 0 | 0
| Power Strip_Com, E - Plug [Tier 1] | E | Yes | Large Office | Plug Loads | REPL | 0 | 0 | 0
| Power Strip_Com, E - Plug [Tier 2] | E | No | Large Office | Plug Loads | NC | 273705.4923 | 258053.9741 | 1.0607
| Power Strip_Com, E - Plug [Tier 2] | E | No | Large Office | Plug Loads | RET | 2664442.4759 | 2646102.4614 | 1.0069
| Power Strip_Com, E - Plug [Tier 2] | E | No | Large Office | Plug Loads | REPL | 1974182.5422 | 1861291.2964 | 1.0607
| Computer Power Management_Com, E - Plug | E | Yes | Large Office | Plug Loads | RET | 1737176.0697 | 944566.0845 | 1.8391
| Vending Machine Controls_Com, E - Plug [Non-Refrigerated] | E | No | Large Office | Plug Loads | RET | 77183.2002 | 84054.4606 | 0.91825
| Vending Machine Controls_Com, E - Plug [Refrigerated] | E | Yes | Large Office | Plug Loads | RET | 231549.6006 | 45151.9201 | 5.1282
| ES Refrigerator and Freezer_Com, E - Refr | E | Yes | Large Office | Refrigeration | NC | 79786.0538 | 29368.3532 | 2.7167
| ES Refrigerator and Freezer_Com, E - Refr | E | Yes | Large Office | Refrigeration | REPL | 818922.8806 | 301436.3444 | 2.7167
| Anti Sweat Heat Control_Com, E - Refr | E | Yes | Large Office | Refrigeration | NC | 6320.7973 | 3290.9912 | 1.9206
| Anti Sweat Heat Control_Com, E - Refr | E | Z | Large Office | Refrigeration | RET | 0 | 0 | 0
| Case Night Covers_Com, E - Refr | E | No | Large Office | Refrigeration | RET | 3311.5951 | 4438.6063 | 0.74609
| Loading Dock Pit Seals_Com, E - Refr | E | No | Large Office | Refrigeration | NC | 3357.9087 | 4989.9183 | 0.67294
| Loading Dock Pit Seals_Com, E - Refr | E | No | Large Office | Refrigeration | RET | 41358.6291 | 61459.7343 | 0.67294
| ECM Comp Cond Fan Motor_Com, E - Refr | E | Yes | Large Office | Refrigeration | NC | 5605.3995 | 1344.5186 | 4.1691
| ECM Comp Cond Fan Motor_Com, E - Refr | E | Yes | Large Office | Refrigeration | RET | 155535.692 | 7582.4259 | 20.5127
| ECM Comp Cond Fan Motor_Com, E - Refr | E | Yes | Large Office | Refrigeration | REPL | 20923.6988 | 5018.7864 | 4.1691
| Evap Fan Motor Replacement_Com, E - Refr | E | Yes | Large Office | Refrigeration | NC | 3653.2515 | 1678.7369 | 2.1762
| Evap Fan Motor Replacement_Com, E - Refr | E | Yes | Large Office | Refrigeration | RET | 31567.8283 | 9725.8578 | 3.2458
| Evap Fan Motor Replacement_Com, E - Refr | E | Yes | Large Office | Refrigeration | REPL | 1176.7218 | 540.7255 | 2.1762
| Evap Fan Speed Controls_Com, E - Refr | E | Yes | Large Office | Refrigeration | NC | 5982.6745 | 1702.2933 | 3.5145
| Evap Fan Speed Controls_Com, E - Refr | E | Z | Large Office | Refrigeration | RET | 0 | 0 | 0
| LowHeat NoHeat Doors_Com, E - Refr | E | Yes | Large Office | Refrigeration | NC | 2954.164 | 630.6817 | 4.6841
| LowHeat NoHeat Doors_Com, E - Refr | E | Yes | Large Office | Refrigeration | RET | 32747.2137 | 6991.1724 | 4.6841
| Refrigerated Vending Machine_Com, E - Refr | E | Yes | Large Office | Refrigeration | NC | 39023.5605 | 18011.9319 | 2.1665
| Refrigerated Vending Machine_Com, E - Refr | E | Yes | Large Office | Refrigeration | REPL | 343317.6433 | 158463.6031 | 2.1665
| Walk In Refrigeration_Com, E - Refr | E | Yes | Large Office | Refrigeration | NC | 4079.3784 | 541.8917 | 7.528
| Refrigeration Tune Up_Com, E - Refr | E | Yes | Large Office | Refrigeration | RET | 41623.4204 | 4190.8028 | 9.9321
| ES Ice Machine_Com, E - Refr | E | Yes | Large Office | Refrigeration | NC | 947.4641 | 86.4856 | 10.9552
| ES Ice Machine_Com, E - Refr | E | Yes | Large Office | Refrigeration | REPL | 9724.7581 | 887.6871 | 10.9552
| Walk In Cooler Retroft_Com, E - Refr | E | Yes | Large Office | Refrigeration | RET | 9790.5404 | 1864.4293 | 5.2512
| Door Gasket Replacement_Com, E - Refr | E | Z | Large Office | Refrigeration | RET | 0 | 0 | 0
| EnergyStar Dehumidifier_Com, E - Appl | E | Yes | Large Office | Appliances | NC | 10123.6641 | 1439.5703 | 7.0324
| EnergyStar Dehumidifier_Com, E - Appl | E | Yes | Large Office | Appliances | REPL | 103909.1392 | 14775.7286 | 7.0324
| Clothes Washer Elec WH_Com, E - Appl [unit w/ elec dry - Washer] | E | Yes | Large Office | Appliances | NC | 31434.6542 | 6792.9218 | 4.6276
| Clothes Washer Elec WH_Com, E - Appl [unit w/ elec dry - Washer] | E | Yes | Large Office | Appliances | REPL | 536677.6264 | 115974.2086 | 4.6276
| Clothes Washer Elec WH_Com, E - Appl [unit w/ elec dry - Dryer] | E | Yes | Large Office | Appliances | NC | 31434.6542 | 6792.9218 | 4.6276
| Clothes Washer Elec WH_Com, E - Appl [unit w/ elec dry - Dryer] | E | Yes | Large Office | Appliances | REPL | 536677.6264 | 115974.2086 | 4.6276
| Clothes Washer Elec WH_Com, E - HWat [unit w/ elec dry - Water Heater] | E | Yes | Large Office | Water Heating | NC | 31434.6542 | 6792.9218 | 4.6276
| Clothes Washer Elec WH_Com, E - HWat [unit w/ elec dry - Water Heater] | E | Yes | Large Office | Water Heating | REPL | 536677.6264 | 115974.2086 | 4.6276
| Clothes Washer Elec WH_Com, E - Appl [unit w/ gas dry - Washer] | E | Yes | Large Office | Appliances | NC | 6964.5172 | 1698.2304 | 4.101
| Clothes Washer Elec WH_Com, E - Appl [unit w/ gas dry - Washer] | E | Yes | Large Office | Appliances | REPL | 118905.9749 | 28993.5521 | 4.1011
| Clothes Washer Elec WH_Com, G - Oth [unit w/ gas dry - Dryer] | G | Yes | Large Office | Other | NC | 6964.5172 | 1698.2304 | 4.101
| Clothes Washer Elec WH_Com, G - Oth [unit w/ gas dry - Dryer] | G | Yes | Large Office | Other | REPL | 118905.9749 | 28993.5521 | 4.1011
| Clothes Washer Elec WH_Com, E - HWat [unit w/ gas dry - Water Heater] | E | Yes | Large Office | Water Heating | NC | 6964.5172 | 1698.2304 | 4.101
| Clothes Washer Elec WH_Com, E - HWat [unit w/ gas dry - Water Heater] | E | Yes | Large Office | Water Heating | REPL | 118905.9749 | 28993.5521 | 4.1011
| Clothes Washer Elec WH_Com, E - Appl [unit w/ propane dry - Washer] | E | Yes | Large Office | Appliances | NC | 2784.7111 | 679.2922 | 4.0994
| Clothes Washer Elec WH_Com, E - Appl [unit w/ propane dry - Washer] | E | Yes | Large Office | Appliances | REPL | 47542.9418 | 11597.4209 | 4.0994
| Clothes Washer Elec WH_Com, P - Oth [unit w/ propane dry - Dryer] | Prp | Yes | Large Office | Other | NC | 2784.7111 | 679.2922 | 4.0994
| Clothes Washer Elec WH_Com, P - Oth [unit w/ propane dry - Dryer] | Prp | Yes | Large Office | Other | REPL | 47542.9418 | 11597.4209 | 4.0994
| Clothes Washer Elec WH_Com, E - HWat [unit w/ propane dry - Water Heater] | E | Yes | Large Office | Water Heating | NC | 2784.7111 | 679.2922 | 4.0994
| Clothes Washer Elec WH_Com, E - HWat [unit w/ propane dry - Water Heater] | E | Yes | Large Office | Water Heating | REPL | 47542.9418 | 11597.4209 | 4.0994
| Clothes Washer Gas WH_Com, E - Appl [unit w/ elec dry - Washer] | E | Yes | Large Office | Appliances | NC | 15797.1258 | 3396.4609 | 4.6511
| Clothes Washer Gas WH_Com, E - Appl [unit w/ elec dry - Washer] | E | Yes | Large Office | Appliances | REPL | 269902.9217 | 57987.1043 | 4.6545
| Clothes Washer Gas WH_Com, E - Appl [unit w/ elec dry - Dryer] | E | Yes | Large Office | Appliances | NC | 15797.1258 | 3396.4609 | 4.6511
| Clothes Washer Gas WH_Com, E - Appl [unit w/ elec dry - Dryer] | E | Yes | Large Office | Appliances | REPL | 269902.9217 | 57987.1043 | 4.6545
| Clothes Washer Gas WH_Com, G - HWat [unit w/ elec dry - Water Heater] | G | Yes | Large Office | Water Heating | NC | 15797.1258 | 3396.4609 | 4.6511
| Clothes Washer Gas WH_Com, G - HWat [unit w/ elec dry - Water Heater] | G | Yes | Large Office | Water Heating | REPL | 269902.9217 | 57987.1043 | 4.6545
| Clothes Washer Gas WH_Com, E - Appl [unit w/ gas dry - Washer] | E | Yes | Large Office | Appliances | NC | 54634.4495 | 13246.1975 | 4.1245
| Clothes Washer Gas WH_Com, E - Appl [unit w/ gas dry - Washer] | E | Yes | Large Office | Appliances | REPL | 933566.6271 | 226149.7067 | 4.1281
| Clothes Washer Gas WH_Com, G - Oth [unit w/ gas dry - Dryer] | G | Yes | Large Office | Other | NC | 54634.4495 | 13246.1975 | 4.1245
| Clothes Washer Gas WH_Com, G - Oth [unit w/ gas dry - Dryer] | G | Yes | Large Office | Other | REPL | 933566.6271 | 226149.7067 | 4.1281
| Clothes Washer Gas WH_Com, G - HWat [unit w/ gas dry - Water Heater] | G | Yes | Large Office | Water Heating | NC | 54634.4495 | 13246.1975 | 4.1245
| Clothes Washer Gas WH_Com, G - HWat [unit w/ gas dry - Water Heater] | G | Yes | Large Office | Water Heating | REPL | 933566.6271 | 226149.7067 | 4.1281
| Clothes Washer Gas WH_Com, E - Appl [unit w/ propane dry - Washer] | E | Yes | Large Office | Appliances | NC | 2800.6708 | 679.2922 | 4.1229
| Clothes Washer Gas WH_Com, E - Appl [unit w/ propane dry - Washer] | E | Yes | Large Office | Appliances | REPL | 47855.7635 | 11597.4209 | 4.1264
| Clothes Washer Gas WH_Com, P - Oth [unit w/ propane dry - Dryer] | Prp | Yes | Large Office | Other | NC | 2800.6708 | 679.2922 | 4.1229
| Clothes Washer Gas WH_Com, P - Oth [unit w/ propane dry - Dryer] | Prp | Yes | Large Office | Other | REPL | 47855.7635 | 11597.4209 | 4.1264
| Clothes Washer Gas WH_Com, G - HWat [unit w/ propane dry - Water Heater] | G | Yes | Large Office | Water Heating | NC | 2800.6708 | 679.2922 | 4.1229
| Clothes Washer Gas WH_Com, G - HWat [unit w/ propane dry - Water Heater] | G | Yes | Large Office | Water Heating | REPL | 47855.7635 | 11597.4209 | 4.1264
| Clothes Washer Oil WH_Com, E - Appl [unit w/ elec dry - Washer] | E | Yes | Large Office | Appliances | NC | 18603.168 | 4075.7531 | 4.5644
| Clothes Washer Oil WH_Com, E - Appl [unit w/ elec dry - Washer] | E | Yes | Large Office | Appliances | REPL | 317611.8859 | 69584.5251 | 4.5644
| Clothes Washer Oil WH_Com, E - Appl [unit w/ elec dry - Dryer] | E | Yes | Large Office | Appliances | NC | 18603.168 | 4075.7531 | 4.5644
| Clothes Washer Oil WH_Com, E - Appl [unit w/ elec dry - Dryer] | E | Yes | Large Office | Appliances | REPL | 317611.8859 | 69584.5251 | 4.5644
| Clothes Washer Oil WH_Com, O - HWat [unit w/ elec dry - Water Heater] | O | Yes | Large Office | Water Heating | NC | 18603.168 | 4075.7531 | 4.5644
| Clothes Washer Oil WH_Com, O - HWat [unit w/ elec dry - Water Heater] | O | Yes | Large Office | Water Heating | REPL | 317611.8859 | 69584.5251 | 4.5644
| Clothes Washer Oil WH_Com, E - Appl [unit w/ gas dry - Washer] | E | Yes | Large Office | Appliances | NC | 2742.8695 | 679.2922 | 4.0378
| Clothes Washer Oil WH_Com, E - Appl [unit w/ gas dry - Washer] | E | Yes | Large Office | Appliances | REPL | 46829.9416 | 11597.4209 | 4.038
| Clothes Washer Oil WH_Com, G - Oth [unit w/ gas dry - Dryer] | G | Yes | Large Office | Other | NC | 2742.8695 | 679.2922 | 4.0378
| Clothes Washer Oil WH_Com, G - Oth [unit w/ gas dry - Dryer] | G | Yes | Large Office | Other | REPL | 46829.9416 | 11597.4209 | 4.038
| Clothes Washer Oil WH_Com, O - HWat [unit w/ gas dry - Water Heater] | O | Yes | Large Office | Water Heating | NC | 2742.8695 | 679.2922 | 4.0378
| Clothes Washer Oil WH_Com, O - HWat [unit w/ gas dry - Water Heater] | O | Yes | Large Office | Water Heating | REPL | 46829.9416 | 11597.4209 | 4.038
| Clothes Washer Oil WH_Com, E - Appl [unit w/ propane dry - Washer] | E | Yes | Large Office | Appliances | NC | 4112.6605 | 1018.9383 | 4.0362
| Clothes Washer Oil WH_Com, E - Appl [unit w/ propane dry - Washer] | E | Yes | Large Office | Appliances | REPL | 70215.7402 | 17396.1313 | 4.0363
| Clothes Washer Oil WH_Com, P - Oth [unit w/ propane dry - Dryer] | Prp | Yes | Large Office | Other | NC | 4112.6605 | 1018.9383 | 4.0362
| Clothes Washer Oil WH_Com, P - Oth [unit w/ propane dry - Dryer] | Prp | Yes | Large Office | Other | REPL | 70215.7402 | 17396.1313 | 4.0363
| Clothes Washer Oil WH_Com, O - HWat [unit w/ propane dry - Water Heater] | O | Yes | Large Office | Water Heating | NC | 4112.6605 | 1018.9383 | 4.0362
| Clothes Washer Oil WH_Com, O - HWat [unit w/ propane dry - Water Heater] | O | Yes | Large Office | Water Heating | REPL | 70215.7402 | 17396.1313 | 4.0363
| Clothes Washer Propane WH_Com, E - Appl [unit w/ elec dry - Washer] | E | Yes | Large Office | Appliances | NC | 3108.0447 | 734.1695 | 4.2334
| Clothes Washer Propane WH_Com, E - Appl [unit w/ elec dry - Washer] | E | Yes | Large Office | Appliances | REPL | 53068.7154 | 12536.6945 | 4.2331
| Clothes Washer Propane WH_Com, E - Appl [unit w/ elec dry - Dryer] | E | Yes | Large Office | Appliances | NC | 3108.0447 | 734.1695 | 4.2334
| Clothes Washer Propane WH_Com, E - Appl [unit w/ elec dry - Dryer] | E | Yes | Large Office | Appliances | REPL | 53068.7154 | 12536.6945 | 4.2331
| Clothes Washer Propane WH_Com, P - HWat [unit w/ elec dry - Water Heater] | Prp | Yes | Large Office | Water Heating | NC | 3108.0447 | 734.1695 | 4.2334
| Clothes Washer Propane WH_Com, P - HWat [unit w/ elec dry - Water Heater] | Prp | Yes | Large Office | Water Heating | REPL | 53068.7154 | 12536.6945 | 4.2331
| Clothes Washer Propane WH_Com, E - Appl [unit w/ gas dry - Washer] | E | Yes | Large Office | Appliances | NC | 1375.1931 | 344.3147 | 3.994
| Clothes Washer Propane WH_Com, E - Appl [unit w/ gas dry - Washer] | E | Yes | Large Office | Appliances | REPL | 23481.6714 | 5881.5658 | 3.9924
| Clothes Washer Propane WH_Com, G - Oth [unit w/ gas dry - Dryer] | G | Yes | Large Office | Other | NC | 1375.1931 | 344.3147 | 3.994
| Clothes Washer Propane WH_Com, G - Oth [unit w/ gas dry - Dryer] | G | Yes | Large Office | Other | REPL | 23481.6714 | 5881.5658 | 3.9924
| Clothes Washer Propane WH_Com, P - HWat [unit w/ gas dry - Water Heater] | Prp | Yes | Large Office | Water Heating | NC | 1375.1931 | 344.3147 | 3.994
| Clothes Washer Propane WH_Com, P - HWat [unit w/ gas dry - Water Heater] | Prp | Yes | Large Office | Water Heating | REPL | 23481.6714 | 5881.5658 | 3.9924
| Clothes Washer Propane WH_Com, E - Appl [unit w/ propane dry - Washer] | E | Yes | Large Office | Appliances | NC | 2750.3819 | 683.4401 | 4.0243
| Clothes Washer Propane WH_Com, E - Appl [unit w/ propane dry - Washer] | E | Yes | Large Office | Appliances | REPL | 46963.2676 | 11671.0352 | 4.0239
| Clothes Washer Propane WH_Com, P - Oth [unit w/ propane dry - Dryer] | Prp | Yes | Large Office | Other | NC | 2750.3819 | 683.4401 | 4.0243
| Clothes Washer Propane WH_Com, P - Oth [unit w/ propane dry - Dryer] | Prp | Yes | Large Office | Other | REPL | 46963.2676 | 11671.0352 | 4.0239
| Clothes Washer Propane WH_Com, P - HWat [unit w/ propane dry - Water Heater] | Prp | Yes | Large Office | Water Heating | NC | 2750.3819 | 683.4401 | 4.0243
| Clothes Washer Propane WH_Com, P - HWat [unit w/ propane dry - Water Heater] | Prp | Yes | Large Office | Water Heating | REPL | 46963.2676 | 11671.0352 | 4.0239
| Dishwasher_Com, E - Appl [Building w elec WH] | E | Yes | Large Office | Appliances | NC | 1816.6173 | 778.7534 | 2.3327
| Dishwasher_Com, E - Appl [Building w elec WH] | E | Yes | Large Office | Appliances | REPL | 17687.652 | 7582.4001 | 2.3327
| Dishwasher_Com, E - HWat [Building w elec WH] | E | Yes | Large Office | Water Heating | NC | 56.4874 | 0 | 0
| Dishwasher_Com, E - HWat [Building w elec WH] | E | Yes | Large Office | Water Heating | REPL | 549.9944 | 0 | 0
| Dishwasher_Com, E - Appl [Building w gas WH] | E | Yes | Large Office | Appliances | NC | 4541.5432 | 1946.8835 | 2.3327
| Dishwasher_Com, E - Appl [Building w gas WH] | E | Yes | Large Office | Appliances | REPL | 44219.13 | 18956.0002 | 2.3327
| Dishwasher_Com, G - HWat [Building w gas WH] | G | Yes | Large Office | Water Heating | NC | 372.0973 | 0 | 0
| Dishwasher_Com, G - HWat [Building w gas WH] | G | Yes | Large Office | Water Heating | REPL | 3766.1056 | 0 | 0
| Dishwasher_Com, E - Appl [Building w oil WH] | E | Yes | Large Office | Appliances | NC | 454.1543 | 194.6883 | 2.3327
| Dishwasher_Com, E - Appl [Building w oil WH] | E | Yes | Large Office | Appliances | REPL | 4421.913 | 1895.6 | 2.3327
| Dishwasher_Com, O - HWat [Building w oil WH] | O | Yes | Large Office | Water Heating | NC | 0.57872 | 0 | 0
| Dishwasher_Com, O - HWat [Building w oil WH] | O | Yes | Large Office | Water Heating | REPL | 5.8574 | 0 | 0
| Dishwasher_Com, E - Appl [Building w propane WH] | E | Yes | Large Office | Appliances | NC | 454.1543 | 194.6883 | 2.3327
| Dishwasher_Com, E - Appl [Building w propane WH] | E | Yes | Large Office | Appliances | REPL | 4421.913 | 1895.6 | 2.3327
| Dishwasher_Com, P - HWat [Building w propane WH] | Prp | Yes | Large Office | Water Heating | NC | 16.1297 | 0 | 0
| Dishwasher_Com, P - HWat [Building w propane WH] | Prp | Yes | Large Office | Water Heating | REPL | 163.2537 | 0 | 0
| Faucet Aerator_Com, E - HWat | E | Yes | Large Office | Water Heating | RET | 27634.1369 | 2276.2115 | 12.1404
| Faucet Aerator_Com, G - HWat | G | Yes | Large Office | Water Heating | RET | 76791.1999 | 12465.6683 | 6.1602
| Faucet Aerator_Com, O - HWat | O | Yes | Large Office | Water Heating | RET | 1176.808 | 52.2967 | 22.5025
| Faucet Aerator_Com, P - HWat | Prp | Yes | Large Office | Water Heating | RET | 10910.7398 | 403.6942 | 27.0272
| Pre Rinse Sprayers_Com, E - HWat | E | Yes | Large Office | Water Heating | RET | 1338.5218 | 31.9887 | 41.8436
| Pre Rinse Sprayers_Com, G - HWat | G | Yes | Large Office | Water Heating | RET | 4445.3706 | 188.8117 | 23.5439
| Pre Rinse Sprayers_Com, O - HWat | O | Yes | Large Office | Water Heating | RET | 60.2116 | 0.79211 | 76.0138
| Pre Rinse Sprayers_Com, P - HWat | Prp | Yes | Large Office | Water Heating | RET | 545.7433 | 6.1146 | 89.2529
| Heat Pump Water Heater_Com, E - HWat | E | Yes | Large Office | Water Heating | NC | 24714.0537 | 17482.7112 | 1.4136
| Heat Pump Water Heater_Com, E - HWat | E | Yes | Large Office | Water Heating | RET | 130033.6618 | 114459.8414 | 1.1361
| Heat Pump Water Heater_Com, E - HWat | E | Yes | Large Office | Water Heating | REPL | 15219.881 | 10766.5374 | 1.4136
| FF Storage Water Heater_Com, G - HWat | G | No | Large Office | Water Heating | NC | 11174.6007 | 33098.6581 | 0.33761
| FF Storage Water Heater_Com, G - HWat | G | No | Large Office | Water Heating | RET | 70969.643 | 748684.9124 | 0.094792
| FF Storage Water Heater_Com, G - HWat | G | No | Large Office | Water Heating | REPL | 20156.4641 | 59702.528 | 0.33761
| FF Storage Water Heater_Com, O - HWat | O | Yes | Large Office | Water Heating | NC | 173.2125 | 138.8574 | 1.2474
| FF Storage Water Heater_Com, O - HWat | O | No | Large Office | Water Heating | RET | 1100.069 | 3140.9268 | 0.35024
| FF Storage Water Heater_Com, O - HWat | O | Yes | Large Office | Water Heating | REPL | 312.4364 | 250.4675 | 1.2474
| FF Storage Water Heater_Com, P - HWat | Prp | Yes | Large Office | Water Heating | NC | 1608.5141 | 1071.883 | 1.5006
| FF Storage Water Heater_Com, P - HWat | Prp | No | Large Office | Water Heating | RET | 10215.6376 | 24245.775 | 0.42134
| FF Storage Water Heater_Com, P - HWat | Prp | Yes | Large Office | Water Heating | REPL | 2901.3974 | 1933.4356 | 1.5006
| FF Instantaneous Water Heater_Com, G - HWat | G | No | Large Office | Water Heating | NC | 21744.2906 | 98228.486 | 0.22136
| FF Instantaneous Water Heater_Com, G - HWat | G | No | Large Office | Water Heating | RET | 100595.9803 | 1335709.5895 | 0.075313
| FF Instantaneous Water Heater_Com, G - HWat | G | No | Large Office | Water Heating | REPL | 1.9318e-11 | 8.7268e-11 | 0.22136
| FF Instantaneous Water Heater_Com, O - HWat | O | No | Large Office | Water Heating | NC | 339.2139 | 412.0939 | 0.82315
| FF Instantaneous Water Heater_Com, O - HWat | O | No | Large Office | Water Heating | RET | 1569.3109 | 5603.6472 | 0.28005
| FF Instantaneous Water Heater_Com, O - HWat | O | No | Large Office | Water Heating | REPL | 3.0136e-13 | 3.6611e-13 | 0.82315
| FF Instantaneous Water Heater_Com, P - HWat | Prp | No | Large Office | Water Heating | NC | 3164.1604 | 3181.079 | 0.99468
| FF Instantaneous Water Heater_Com, P - HWat | Prp | No | Large Office | Water Heating | RET | 14638.4088 | 43256.2671 | 0.33841
| FF Instantaneous Water Heater_Com, P - HWat | Prp | No | Large Office | Water Heating | REPL | 2.8111e-12 | 2.8261e-12 | 0.99468
| Clothes Dryer_Com, E - Appl | E | Yes | Large Office | Appliances | NC | 42769.5674 | 1396.9469 | 30.6165
| Clothes Dryer_Com, E - Appl | E | Yes | Large Office | Appliances | RET | 219563.1431 | 24937.1281 | 8.8047
| Clothes Dryer_Com, E - Appl | E | Yes | Large Office | Appliances | REPL | 13023.0746 | 425.3619 | 30.6165
| Clothes Dryer_Com, G - Oth | G | No | Large Office | Other | NC | 152.3806 | 165.4186 | 0.92118
| Clothes Dryer_Com, G - Oth | G | No | Large Office | Other | RET | 813.1743 | 3616.2984 | 0.22486
| Clothes Dryer_Com, G - Oth | G | No | Large Office | Other | REPL | 48.2323 | 52.3591 | 0.92118
| Clothes Dryer_Com, P - Oth | Prp | Yes | Large Office | Other | NC | 21.8811 | 5.357 | 4.0846
| Clothes Dryer_Com, P - Oth | Prp | No | Large Office | Other | RET | 116.768 | 117.112 | 0.99706
| Clothes Dryer_Com, P - Oth | Prp | Yes | Large Office | Other | REPL | 6.9259 | 1.6956 | 4.0846
| Pnemautic to DDC_Com, E - TotE [Building w Elec Heat] | E | No | Large Office | Total Electric | RET | 642819.4064 | 703478.6031 | 0.91377
| Pnemautic to DDC_Com, E - TotE [Building w Gas Heat] | E | No | Large Office | Total Electric | RET | 909111.846 | 2712460.2105 | 0.33516
| Pnemautic to DDC_Com, G - TotF [Building w Gas Heat] | G | No | Large Office | Total FF | RET | 909111.846 | 2712460.2105 | 0.33516
| Pnemautic to DDC_Com, E - TotE [Building w Oil Heat] | E | No | Large Office | Total Electric | RET | 245289.2408 | 729804.345 | 0.3361
| Pnemautic to DDC_Com, O - TotF [Building w Oil Heat] | O | No | Large Office | Total FF | RET | 245289.2408 | 729804.345 | 0.3361
| Pnemautic to DDC_Com, E - TotE [Building w Propane Heat] | E | No | Large Office | Total Electric | RET | 88076.838 | 219939.0371 | 0.40046
| Pnemautic to DDC_Com, P - TotF [Building w Propane Heat] | Prp | No | Large Office | Total FF | RET | 88076.838 | 219939.0371 | 0.40046
| Data Center_Com, E - TotE [Building w Elec Heat] | E | Yes | Large Office | Total Electric | NC | 266544.0101 | 109860.0167 | 2.4262
| Data Center_Com, E - TotE [Building w Elec Heat] | E | Yes | Large Office | Total Electric | RET | 5252743.0514 | 4694070.7465 | 1.119
| Data Center_Com, E - TotE [Building w Gas Heat] | E | Yes | Large Office | Total Electric | NC | 544290.3505 | 224337.2379 | 2.4262
| Data Center_Com, E - TotE [Building w Gas Heat] | E | Yes | Large Office | Total Electric | RET | 10726248.7539 | 9585424.2257 | 1.119
| Data Center_Com, G - TotF [Building w Gas Heat] | G | Yes | Large Office | Total FF | NC | 544290.3505 | 224337.2379 | 2.4262
| Data Center_Com, G - TotF [Building w Gas Heat] | G | Yes | Large Office | Total FF | RET | 10726248.7539 | 9585424.2257 | 1.119
| Data Center_Com, E - TotE [Building w Oil Heat] | E | Yes | Large Office | Total Electric | NC | 146444.7151 | 60359.3337 | 2.4262
| Data Center_Com, E - TotE [Building w Oil Heat] | E | Yes | Large Office | Total Electric | RET | 2885964.1577 | 2579018.1998 | 1.119
| Data Center_Com, O - TotF [Building w Oil Heat] | O | Yes | Large Office | Total FF | NC | 146444.7151 | 60359.3337 | 2.4262
| Data Center_Com, O - TotF [Building w Oil Heat] | O | Yes | Large Office | Total FF | RET | 2885964.1577 | 2579018.1998 | 1.119
| Data Center_Com, E - TotE [Building w Propane Heat] | E | Yes | Large Office | Total Electric | NC | 44133.6227 | 18190.3188 | 2.4262
| Data Center_Com, E - TotE [Building w Propane Heat] | E | Yes | Large Office | Total Electric | RET | 869734.7204 | 777231.2996 | 1.119
| Data Center_Com, P - TotF [Building w Propane Heat] | Prp | Yes | Large Office | Total FF | NC | 44133.6227 | 18190.3188 | 2.4262
| Data Center_Com, P - TotF [Building w Propane Heat] | Prp | Yes | Large Office | Total FF | RET | 869734.7204 | 777231.2996 | 1.119
| RCx_Com, E - TotE [Building w Elec Heat] | E | Yes | Large Office | Total Electric | RET | 1797445.4933 | 489420.9331 | 3.6726
| RCx_Com, E - TotE [Building w Gas Heat] | E | Yes | Large Office | Total Electric | RET | 4079345.6277 | 1556639.9784 | 2.6206
| RCx_Com, G - TotF [Building w Gas Heat] | G | Yes | Large Office | Total FF | RET | 4079345.6277 | 1556639.9784 | 2.6206
| RCx_Com, E - TotE [Building w Oil Heat] | E | Yes | Large Office | Total Electric | RET | 1096940.2384 | 418823.6994 | 2.6191
| RCx_Com, O - TotF [Building w Oil Heat] | O | Yes | Large Office | Total FF | RET | 1096940.2384 | 418823.6994 | 2.6191
| RCx_Com, E - TotE [Building w Propane Heat] | E | Yes | Large Office | Total Electric | RET | 355395.098 | 126219.6941 | 2.8157
| RCx_Com, P - TotF [Building w Propane Heat] | Prp | Yes | Large Office | Total FF | RET | 355395.098 | 126219.6941 | 2.8157
| Commissioning_Com, E - TotE [Building w Elec Heat] | E | Yes | Large Office | Total Electric | NC | 0 | 0 | 0
| Commissioning_Com, E - TotE [Building w Gas Heat] | E | Yes | Large Office | Total Electric | NC | 0 | 0 | 0
| Commissioning_Com, G - TotF [Building w Gas Heat] | G | Yes | Large Office | Total FF | NC | 0 | 0 | 0
| Commissioning_Com, E - TotE [Building w Oil Heat] | E | Yes | Large Office | Total Electric | NC | 0 | 0 | 0
| Commissioning_Com, O - TotF [Building w Oil Heat] | O | Yes | Large Office | Total FF | NC | 0 | 0 | 0
| Commissioning_Com, E - TotE [Building w Propane Heat] | E | Yes | Large Office | Total Electric | NC | 0 | 0 | 0
| Commissioning_Com, P - TotF [Building w Propane Heat] | Prp | Yes | Large Office | Total FF | NC | 0 | 0 | 0
| Integrated Building Design_Com, E - TotE [Building w Elec Heat] | E | Yes | Large Office | Total Electric | NC | 150090.4218 | 9307.0086 | 16.1266
| Integrated Building Design_Com, E - TotE [Building w Gas Heat] | E | Yes | Large Office | Total Electric | NC | 339091.2652 | 29601.6387 | 11.4552
| Integrated Building Design_Com, G - TotF [Building w Gas Heat] | G | Yes | Large Office | Total FF | NC | 339091.2652 | 29601.6387 | 11.4552
| Integrated Building Design_Com, E - TotE [Building w Oil Heat] | E | Yes | Large Office | Total Electric | NC | 91332.6566 | 7964.5056 | 11.4675
| Integrated Building Design_Com, O - TotF [Building w Oil Heat] | O | Yes | Large Office | Total FF | NC | 91332.6566 | 7964.5056 | 11.4675
| Integrated Building Design_Com, E - TotE [Building w Propane Heat] | E | Yes | Large Office | Total Electric | NC | 29544.4723 | 2400.2402 | 12.309
| Integrated Building Design_Com, P - TotF [Building w Propane Heat] | Prp | Yes | Large Office | Total FF | NC | 29544.4723 | 2400.2402 | 12.309
| Deep Energy Retrofit_Com, E - TotE [Building w Elec Heat] | E | Yes | Large Office | Total Electric | RET | 647656.3222 | 259200.8679 | 2.4987
| Deep Energy Retrofit_Com, E - TotE [Building w Gas Heat] | E | Yes | Large Office | Total Electric | RET | 1468773.8889 | 824407.7973 | 1.7816
| Deep Energy Retrofit_Com, G - TotF [Building w Gas Heat] | G | Yes | Large Office | Total FF | RET | 1468773.8889 | 824407.7973 | 1.7816
| Deep Energy Retrofit_Com, E - TotE [Building w Oil Heat] | E | Yes | Large Office | Total Electric | RET | 395622.5299 | 221812.0621 | 1.7836
| Deep Energy Retrofit_Com, O - TotF [Building w Oil Heat] | O | Yes | Large Office | Total FF | RET | 395622.5299 | 221812.0621 | 1.7836
| Deep Energy Retrofit_Com, E - TotE [Building w Propane Heat] | E | Yes | Large Office | Total Electric | RET | 128287.702 | 66846.8634 | 1.9191
| Deep Energy Retrofit_Com, P - TotF [Building w Propane Heat] | Prp | Yes | Large Office | Total FF | RET | 128287.702 | 66846.8634 | 1.9191
| EMS_Com, E - TotE [Building w Elec Heat] | E | Yes | Large Office | Total Electric | NC | 273005.3809 | 125188.39 | 2.1808
| EMS_Com, E - TotE [Building w Elec Heat] | E | Yes | Large Office | Total Electric | RET | 4100386.9548 | 1495660.617 | 2.7415
| EMS_Com, E - TotE [Building w Gas Heat] | E | Yes | Large Office | Total Electric | NC | 621022.3006 | 398171.062 | 1.5597
| EMS_Com, E - TotE [Building w Gas Heat] | E | No | Large Office | Total Electric | RET | 9365110.7253 | 9514121.4971 | 0.98434
| EMS_Com, G - TotF [Building w Gas Heat] | G | Yes | Large Office | Total FF | NC | 621022.3006 | 398171.062 | 1.5597
| EMS_Com, G - TotF [Building w Gas Heat] | G | No | Large Office | Total FF | RET | 9365110.7253 | 9514121.4971 | 0.98434
| EMS_Com, E - TotE [Building w Oil Heat] | E | Yes | Large Office | Total Electric | NC | 167280.9843 | 107130.4088 | 1.5615
| EMS_Com, E - TotE [Building w Oil Heat] | E | No | Large Office | Total Electric | RET | 2522724.4317 | 2559833.7557 | 0.9855
| EMS_Com, O - TotF [Building w Oil Heat] | O | Yes | Large Office | Total FF | NC | 167280.9843 | 107130.4088 | 1.5615
| EMS_Com, O - TotF [Building w Oil Heat] | O | No | Large Office | Total FF | RET | 2522724.4317 | 2559833.7557 | 0.9855
| EMS_Com, E - TotE [Building w Propane Heat] | E | Yes | Large Office | Total Electric | NC | 54349.3279 | 32285.5833 | 1.6834
| EMS_Com, E - TotE [Building w Propane Heat] | E | No | Large Office | Total Electric | RET | 821723.7699 | 771449.7389 | 1.0652
| EMS_Com, P - TotF [Building w Propane Heat] | Prp | Yes | Large Office | Total FF | NC | 54349.3279 | 32285.5833 | 1.6834
| EMS_Com, P - TotF [Building w Propane Heat] | Prp | No | Large Office | Total FF | RET | 821723.7699 | 771449.7389 | 1.0652
| VFDs on HVAC Pumps_Com, E - Oth | E | Yes | Large Office | Other | RET | 1685817.2144 | 516376.7203 | 3.2647
| ECM Circulators_Com, E - Oth | E | Yes | Large Office | Other | RET | 3033058.6979 | 1534009.1506 | 1.9772
| Motors_Com, E - Oth | E | Yes | Large Office | Other | NC | 27168.902 | 13170.8349 | 2.0628
| Motors_Com, E - Oth | E | Yes | Large Office | Other | RET | 246658.3278 | 203834.3064 | 1.2101
| Motors_Com, E - Oth | E | Yes | Large Office | Other | REPL | 1487.2598 | 720.988 | 2.0628
| Ext Area Ltg_Com, E - ExtL | E | Yes | Large Office | Exterior Lighting | NC | 119394.2261 | 26503.5732 | 4.5048
| Ext Area Ltg_Com, E - ExtL | E | Yes | Large Office | Exterior Lighting | RET | 735276.3144 | 163219.3635 | 4.5048
| Ext Area Ltg_Com, E - ExtL | E | Yes | Large Office | Exterior Lighting | REPL | 975912.2307 | 216636.6167 | 4.5048
| Street Ltg_Com, E - ExtL | E | Yes | Large Office | Exterior Lighting | NC | 22224.2943 | 4197.0913 | 5.2952
| Street Ltg_Com, E - ExtL | E | Yes | Large Office | Exterior Lighting | RET | 136865.8915 | 25847.3291 | 5.2952
| Street Ltg_Com, E - ExtL | E | Yes | Large Office | Exterior Lighting | REPL | 181658.371 | 34306.4561 | 5.2952
| Ext Ltg Ctrls_Com, E - ExtL | E | Yes | Large Office | Exterior Lighting | RET | 684008.4189 | 141961.4842 | 4.8183
| Ext Ltg Dsgn_Com, E - ExtL | E | Yes | Large Office | Exterior Lighting | NC | 17051.3287 | 3118.7617 | 5.4673
| Ext Ltg Dsgn_Com, E - ExtL | E | Yes | Large Office | Exterior Lighting | REPL | 140011.663 | 25608.7383 | 5.4673
| Int Ltg Ctrls_Com, E - IntL [No Heat] | E | Yes | Large Office | Interior Lighting | RET | 1621618.3496 | 391853.5194 | 4.1383
| Int Ltg Ctrls_Com, E - IntL [Electric Heat] | E | Yes | Large Office | Interior Lighting | RET | 943066.478 | 322441.9896 | 2.9248
| Int Ltg Ctrls_Com, E/G - IntL | E | Yes | Large Office | Interior Lighting | RET | 6053703.7346 | 1921358.2486 | 3.1507
| Int Ltg Ctrls_Com, E/O - IntL | E | Yes | Large Office | Interior Lighting | RET | 1180529.9984 | 631008.9025 | 1.8709
| Int Ltg Ctrls_Com, E/P - IntL | E | Yes | Large Office | Interior Lighting | RET | 112744.9853 | 67053.5464 | 1.6814
| Exit Sign RetFit_Com, E - IntL [No Heat] | E | Yes | Large Office | Interior Lighting | RET | 64960.4501 | 16828.816 | 3.8601
| Exit Sign RetFit_Com, E - IntL [Electric Heat] | E | Yes | Large Office | Interior Lighting | RET | 38128.1725 | 13853.5474 | 2.7522
| Exit Sign RetFit_Com, E/G - IntL | E | Yes | Large Office | Interior Lighting | RET | 248330.9458 | 102834.0284 | 2.4149
| Exit Sign RetFit_Com, E/O - IntL | E | Yes | Large Office | Interior Lighting | RET | 48142.2057 | 41581.8885 | 1.1578
| Exit Sign RetFit_Com, E/P - IntL | E | No | Large Office | Interior Lighting | RET | 4589.5761 | 4540.643 | 1.0108
| LED HiLo Bay_Com, E - IntL [No Heat] | E | Yes | Large Office | Interior Lighting | NC | 19908.9483 | 8471.4487 | 2.3501
| LED HiLo Bay_Com, E - IntL [No Heat] | E | Yes | Large Office | Interior Lighting | RET | 138356.6319 | 58872.0754 | 2.3501
| LED HiLo Bay_Com, E - IntL [No Heat] | E | Yes | Large Office | Interior Lighting | REPL | 7312.4815 | 3111.5311 | 2.3501
| LED HiLo Bay_Com, E - IntL [Electric Heat] | E | Yes | Large Office | Interior Lighting | NC | 11583.0137 | 6973.7298 | 1.6609
| LED HiLo Bay_Com, E - IntL [Electric Heat] | E | Yes | Large Office | Interior Lighting | RET | 80495.8022 | 48463.7238 | 1.6609
| LED HiLo Bay_Com, E - IntL [Electric Heat] | E | Yes | Large Office | Interior Lighting | REPL | 4254.3972 | 2561.4246 | 1.6609
| LED HiLo Bay_Com, E/G - IntL | E | Yes | Large Office | Interior Lighting | NC | 74825.8639 | 38009.6926 | 1.9686
| LED HiLo Bay_Com, E/G - IntL | E | Yes | Large Office | Interior Lighting | RET | 520000.0706 | 264147.2057 | 1.9686
| LED HiLo Bay_Com, E/G - IntL | E | Yes | Large Office | Interior Lighting | REPL | 27483.2574 | 13960.8166 | 1.9686
| LED HiLo Bay_Com, E/O - IntL | E | Yes | Large Office | Interior Lighting | NC | 14505.9735 | 11089.9622 | 1.308
| LED HiLo Bay_Com, E/O - IntL | E | Yes | Large Office | Interior Lighting | RET | 100808.8231 | 77069.3557 | 1.308
| LED HiLo Bay_Com, E/O - IntL | E | Yes | Large Office | Interior Lighting | REPL | 5327.9893 | 4073.3013 | 1.308
| LED HiLo Bay_Com, E/P - IntL | E | Yes | Large Office | Interior Lighting | NC | 1382.9086 | 1158.0548 | 1.1942
| LED HiLo Bay_Com, E/P - IntL | E | Yes | Large Office | Interior Lighting | RET | 9610.4813 | 8047.867 | 1.1942
| LED HiLo Bay_Com, E/P - IntL | E | Yes | Large Office | Interior Lighting | REPL | 507.9371 | 425.3492 | 1.1942
| Repl Scre_Com, E - IntL [No Heat] | E | Yes | Large Office | Interior Lighting | NC | 0 | 0 | 0
| Repl Scre_Com, E - IntL [No Heat] | E | Yes | Large Office | Interior Lighting | RET | 0 | 0 | 0
| Repl Scre_Com, E - IntL [No Heat] | E | Yes | Large Office | Interior Lighting | REPL | 0 | 0 | 0
| Repl Scre_Com, E - IntL [Electric Heat] | E | Yes | Large Office | Interior Lighting | NC | 0 | 0 | 0
| Repl Scre_Com, E - IntL [Electric Heat] | E | Yes | Large Office | Interior Lighting | RET | 0 | 0 | 0
| Repl Scre_Com, E - IntL [Electric Heat] | E | Yes | Large Office | Interior Lighting | REPL | 0 | 0 | 0
| Repl Scre_Com, E/G - IntL | E | Yes | Large Office | Interior Lighting | NC | 0 | 0 | 0
| Repl Scre_Com, E/G - IntL | E | Yes | Large Office | Interior Lighting | RET | 0 | 0 | 0
| Repl Scre_Com, E/G - IntL | E | Yes | Large Office | Interior Lighting | REPL | 0 | 0 | 0
| Repl Scre_Com, E/O - IntL | E | Yes | Large Office | Interior Lighting | NC | 0 | 0 | 0
| Repl Scre_Com, E/O - IntL | E | Yes | Large Office | Interior Lighting | RET | 0 | 0 | 0
| Repl Scre_Com, E/O - IntL | E | Yes | Large Office | Interior Lighting | REPL | 0 | 0 | 0
| Repl Scre_Com, E/P - IntL | E | Yes | Large Office | Interior Lighting | NC | 0 | 0 | 0
| Repl Scre_Com, E/P - IntL | E | Yes | Large Office | Interior Lighting | RET | 0 | 0 | 0
| Repl Scre_Com, E/P - IntL | E | Yes | Large Office | Interior Lighting | REPL | 0 | 0 | 0
| Lin LED Fixture_Com, E - IntL [No Heat] | E | Yes | Large Office | Interior Lighting | NC | 59295.0237 | 31001.9606 | 1.9126
| Lin LED Fixture_Com, E - IntL [No Heat] | E | Yes | Large Office | Interior Lighting | RET | 297276.6558 | 235498.3043 | 1.2623
| Lin LED Fixture_Com, E - IntL [No Heat] | E | Yes | Large Office | Interior Lighting | REPL | 37684.7692 | 19703.2003 | 1.9126
| Lin LED Fixture_Com, E - IntL [Electric Heat] | E | Yes | Large Office | Interior Lighting | NC | 34802.8822 | 25520.9358 | 1.3637
| Lin LED Fixture_Com, E - IntL [Electric Heat] | E | No | Large Office | Interior Lighting | RET | 174484.8688 | 193863.1294 | 0.90004
| Lin LED Fixture_Com, E - IntL [Electric Heat] | E | Yes | Large Office | Interior Lighting | REPL | 22118.8643 | 16219.7519 | 1.3637
| Lin LED Fixture_Com, E/G - IntL | E | Yes | Large Office | Interior Lighting | NC | 226673.142 | 136285.0854 | 1.6632
| Lin LED Fixture_Com, E/G - IntL | E | Yes | Large Office | Interior Lighting | RET | 1136429.8277 | 975826.4189 | 1.1646
| Lin LED Fixture_Com, E/G - IntL | E | Yes | Large Office | Interior Lighting | REPL | 144061.4154 | 86615.5652 | 1.6632
| Lin LED Fixture_Com, E/O - IntL | E | Yes | Large Office | Interior Lighting | NC | 43943.5569 | 38561.0587 | 1.1396
| Lin LED Fixture_Com, E/O - IntL | E | No | Large Office | Interior Lighting | RET | 220311.8036 | 250042.8923 | 0.8811
| Lin LED Fixture_Com, E/O - IntL | E | Yes | Large Office | Interior Lighting | REPL | 27928.1919 | 24507.3618 | 1.1396
| Lin LED Fixture_Com, E/P - IntL | E | No | Large Office | Interior Lighting | NC | 4189.3033 | 4001.4677 | 1.0469
| Lin LED Fixture_Com, E/P - IntL | E | No | Large Office | Interior Lighting | RET | 21003.1463 | 25468.4097 | 0.82467
| Lin LED Fixture_Com, E/P - IntL | E | No | Large Office | Interior Lighting | REPL | 2662.4987 | 2543.1204 | 1.0469
| LED Tube Repl_Com, E - IntL [No Heat] | E | Yes | Large Office | Interior Lighting | RET | 2005101.9884 | 179125.4272 | 11.1938
| LED Tube Repl_Com, E - IntL [No Heat] | E | Yes | Large Office | Interior Lighting | REPL | 1063162.9365 | 94977.4706 | 11.1938
| LED Tube Repl_Com, E - IntL [Electric Heat] | E | Yes | Large Office | Interior Lighting | RET | 1176883.3863 | 147456.7555 | 7.9812
| LED Tube Repl_Com, E - IntL [Electric Heat] | E | Yes | Large Office | Interior Lighting | REPL | 624017.5333 | 78185.827 | 7.9812
| LED Tube Repl_Com, E/G - IntL | E | Yes | Large Office | Interior Lighting | RET | 7665108.1161 | 1436290.5078 | 5.3367
| LED Tube Repl_Com, E/G - IntL | E | Yes | Large Office | Interior Lighting | REPL | 4064261.5192 | 761562.675 | 5.3367
| LED Tube Repl_Com, E/O - IntL | E | Yes | Large Office | Interior Lighting | RET | 1485981.5824 | 684770.6813 | 2.17
| LED Tube Repl_Com, E/O - IntL | E | Yes | Large Office | Interior Lighting | REPL | 787910.3167 | 363085.176 | 2.17
| LED Tube Repl_Com, E/P - IntL | E | Yes | Large Office | Interior Lighting | RET | 141664.1692 | 76048.0526 | 1.8628
| LED Tube Repl_Com, E/P - IntL | E | Yes | Large Office | Interior Lighting | REPL | 75114.4306 | 40322.872 | 1.8628
| Repl pin CFL wLED_Com, E - IntL [No Heat] | E | Yes | Large Office | Interior Lighting | RET | 31119.4683 | 15583.914 | 1.9969
| Repl pin CFL wLED_Com, E - IntL [No Heat] | E | Yes | Large Office | Interior Lighting | REPL | 19705.0769 | 9867.8493 | 1.9969
| Repl pin CFL wLED_Com, E - IntL [Electric Heat] | E | Yes | Large Office | Interior Lighting | RET | 18265.3977 | 12828.7393 | 1.4238
| Repl pin CFL wLED_Com, E - IntL [Electric Heat] | E | Yes | Large Office | Interior Lighting | REPL | 11565.7846 | 8123.2523 | 1.4238
| Repl pin CFL wLED_Com, E/G - IntL | E | Yes | Large Office | Interior Lighting | RET | 118963.5691 | 69074.3534 | 1.7223
| Repl pin CFL wLED_Com, E/G - IntL | E | Yes | Large Office | Interior Lighting | REPL | 75328.6096 | 43738.3902 | 1.7223
| Repl pin CFL wLED_Com, E/O - IntL | E | Yes | Large Office | Interior Lighting | RET | 23062.6457 | 19697.2202 | 1.1709
| Repl pin CFL wLED_Com, E/O - IntL | E | Yes | Large Office | Interior Lighting | REPL | 14603.4374 | 12472.4251 | 1.1709
| Repl pin CFL wLED_Com, E/P - IntL | E | No | Large Office | Interior Lighting | RET | 2198.6481 | 2044.9041 | 1.0752
| Repl pin CFL wLED_Com, E/P - IntL | E | No | Large Office | Interior Lighting | REPL | 1392.2002 | 1294.8484 | 1.0752
| Refrig Case LED_Com, E - IntL | E | Yes | Large Office | Interior Lighting | NC | 53505.3636 | 16432.0412 | 3.2562
| Refrig Case LED_Com, E - IntL | E | Yes | Large Office | Interior Lighting | RET | 274602.6467 | 84333.2649 | 3.2562
| Refrig Case LED_Com, E - IntL | E | Yes | Large Office | Interior Lighting | REPL | 85809.0996 | 26352.847 | 3.2562
| Refrig Case Ctrls_Com, E - IntL | E | Yes | Large Office | Interior Lighting | RET | 161927.7719 | 126479.3945 | 1.2803
| Stair Occ Sensor_Com, E - IntL [No Heat] | E | Yes | Large Office | Interior Lighting | NC | 22640.6717 | 9789.7502 | 2.3127
| Stair Occ Sensor_Com, E - IntL [No Heat] | E | Yes | Large Office | Interior Lighting | RET | 209145.1592 | 90433.6624 | 2.3127
| Stair Occ Sensor_Com, E - IntL [Electric Heat] | E | Yes | Large Office | Interior Lighting | NC | 13288.8155 | 8058.9608 | 1.6489
| Stair Occ Sensor_Com, E - IntL [Electric Heat] | E | Yes | Large Office | Interior Lighting | RET | 122756.5803 | 74445.3462 | 1.6489
| Stair Occ Sensor_Com, E/G - IntL | E | Yes | Large Office | Interior Lighting | NC | 86550.8075 | 50186.0718 | 1.7246
| Stair Occ Sensor_Com, E/G - IntL | E | Yes | Large Office | Interior Lighting | RET | 799520.5562 | 463598.171 | 1.7246
| Stair Occ Sensor_Com, E/O - IntL | E | No | Large Office | Interior Lighting | NC | 16779.0074 | 17260.4905 | 0.9721
| Stair Occ Sensor_Com, E/O - IntL | E | No | Large Office | Interior Lighting | RET | 154997.5295 | 159445.271 | 0.9721
| Stair Occ Sensor_Com, E/P - IntL | E | No | Large Office | Interior Lighting | NC | 1599.6054 | 1845.3484 | 0.86683
| Stair Occ Sensor_Com, E/P - IntL | E | No | Large Office | Interior Lighting | RET | 14776.4929 | 17046.5653 | 0.86683
| Int Delamping_Com, E - IntL [No Heat] | E | Yes | Large Office | Interior Lighting | RET | 32645.2936 | 2526.3973 | 12.9217
| Int Delamping_Com, E - IntL [Electric Heat] | E | Yes | Large Office | Interior Lighting | RET | 19160.9723 | 1482.8548 | 12.9217
| Int Delamping_Com, E/G - IntL | E | Yes | Large Office | Interior Lighting | RET | 124796.4975 | 22434.5934 | 5.5627
| Int Delamping_Com, E/O - IntL | E | Yes | Large Office | Interior Lighting | RET | 24193.4352 | 11024.0103 | 2.1946
| Int Delamping_Com, E/P - IntL | E | Yes | Large Office | Interior Lighting | RET | 2306.4505 | 1228.0745 | 1.8781
| Int Ltg Dsgn_Com, E - IntL [No Heat] | E | Yes | Large Office | Interior Lighting | NC | 48797.6026 | 8811.6318 | 5.5379
| Int Ltg Dsgn_Com, E - IntL [Electric Heat] | E | Yes | Large Office | Interior Lighting | NC | 28641.4796 | 5171.938 | 5.5379
| Int Ltg Dsgn_Com, E/G - IntL | E | Yes | Large Office | Interior Lighting | NC | 186543.5782 | 52783.4726 | 3.5341
| Int Ltg Dsgn_Com, E/O - IntL | E | Yes | Large Office | Interior Lighting | NC | 36163.9154 | 20210.0954 | 1.7894
| Int Ltg Dsgn_Com, E/P - IntL | E | Yes | Large Office | Interior Lighting | NC | 3447.641 | 2191.4514 | 1.5732
| Room Air Conditioner_Com, E - Cool | E | Yes | Education | Cooling | NC | 0 | 0 | 0
| Room Air Conditioner_Com, E - Cool | E | Yes | Education | Cooling | RET | 0 | 0 | 0
| Room Air Conditioner_Com, E - Cool | E | Yes | Education | Cooling | REPL | 0 | 0 | 0
| Chiller Systems_Com, E - Cool | E | Yes | Education | Cooling | NC | 102469.6202 | 13933.5697 | 7.3542
| Chiller Systems_Com, E - Cool | E | Yes | Education | Cooling | RET | 288639.2813 | 81742.7193 | 3.5311
| Chiller Systems_Com, E - Cool | E | Yes | Education | Cooling | REPL | 8.7576e-11 | 1.1908e-11 | 7.3542
| Chiller Tuneup_Com, E - Cool | E | Yes | Education | Cooling | RET | 140094.1349 | 22134.8988 | 6.3291
| Computer Room Air Conditioner_Com, E - Cool | E | Yes | Education | Cooling | NC | 13737.0588 | 4518.8239 | 3.04
| Computer Room Air Conditioner_Com, E - Cool | E | Yes | Education | Cooling | REPL | 84598.1814 | 27828.6853 | 3.04
| Mini Split Ductless AC_Com, E - Cool | E | Yes | Education | Cooling | NC | 0 | 0 | 0
| Mini Split Ductless AC_Com, E - Cool | E | Yes | Education | Cooling | RET | 0 | 0 | 0
| Mini Split Ductless AC_Com, E - Cool | E | Yes | Education | Cooling | REPL | 0 | 0 | 0
| Eff Unitary AC_Com, E - Cool | E | No | Education | Cooling | NC | 56867.6082 | 53187.8348 | 1.0692
| Eff Unitary AC_Com, E - Cool | E | No | Education | Cooling | RET | 431326.2692 | 2984009.2289 | 0.14455
| Eff Unitary AC_Com, E - Cool | E | No | Education | Cooling | REPL | 256898.9793 | 240275.6315 | 1.0692
| PTAC_Com, E - Cool | E | Yes | Education | Cooling | NC | 0 | 0 | 0
| PTAC_Com, E - Cool | E | No | Education | Cooling | RET | 0 | 0 | 0
| PTAC_Com, E - Cool | E | Yes | Education | Cooling | REPL | 0 | 0 | 0
| Unitary Equipment Economizer_Com, E - Cool | E | No | Education | Cooling | RET | 172472.0103 | 300347.9076 | 0.57424
| AC Tuneup_Com, E - Cool [ASHP] | E | Yes | Education | Cooling | RET | 491523.329 | 43790.2704 | 11.2245
| AC Tuneup_Com, E - Heat [ASHP] | E | Yes | Education | Space Heating | RET | 491523.329 | 43790.2704 | 11.2245
| AC Tuneup_Com, E - Cool [Unitary AC] | E | Yes | Education | Cooling | RET | 765449.1909 | 59545.0803 | 12.855
| DCV_Com, E - Cool [Building w Elec Heat] | E | Yes | Education | Cooling | RET | 1818154.6627 | 636198.4543 | 2.8578
| DCV_Com, E - Heat [Building w Elec Heat] | E | Yes | Education | Space Heating | RET | 1818154.6627 | 636198.4543 | 2.8578
| DCV_Com, E - Vent [Building w Elec Heat] | E | Yes | Education | Ventilation | RET | 1818154.6627 | 636198.4543 | 2.8578
| DCV_Com, E - Cool [Building w Gas Heat] | E | Yes | Education | Cooling | RET | 8232084.6811 | 1299135.1017 | 6.3366
| DCV_Com, G - Heat [Building w Gas Heat] | G | Yes | Education | Space Heating | RET | 8232084.6811 | 1299135.1017 | 6.3366
| DCV_Com, E - Vent [Building w Gas Heat] | E | Yes | Education | Ventilation | RET | 8232084.6811 | 1299135.1017 | 6.3366
| DCV_Com, E - Cool [Building w Oil Heat] | E | Yes | Education | Cooling | RET | 4468616.2939 | 349540.4055 | 12.7843
| DCV_Com, O - Heat [Building w Oil Heat] | O | Yes | Education | Space Heating | RET | 4468616.2939 | 349540.4055 | 12.7843
| DCV_Com, E - Vent [Building w Oil Heat] | E | Yes | Education | Ventilation | RET | 4468616.2939 | 349540.4055 | 12.7843
| DCV_Com, E - Cool [Building w Propane Heat] | E | Yes | Education | Cooling | RET | 3568141.2116 | 105339.987 | 33.8726
| DCV_Com, P - Heat [Building w Propane Heat] | Prp | Yes | Education | Space Heating | RET | 3568141.2116 | 105339.987 | 33.8726
| DCV_Com, E - Vent [Building w Propane Heat] | E | Yes | Education | Ventilation | RET | 3568141.2116 | 105339.987 | 33.8726
| Controls for Unitary AC_Com, E - Cool | E | No | Education | Cooling | RET | 328068.2922 | 387068.4512 | 0.84757
| Optimized Unitary AC Sys_Com, E - Cool [Building w Elec Heat] | E | No | Education | Cooling | NC | 69816.0556 | 156002.6984 | 0.44753
| Optimized Unitary AC Sys_Com, E - Heat [Building w Elec Heat] | E | No | Education | Space Heating | NC | 69816.0556 | 156002.6984 | 0.44753
| Optimized Unitary AC Sys_Com, E - Cool [Building w Gas Heat] | E | Yes | Education | Cooling | NC | 1512524.4692 | 206949.6652 | 7.3087
| Optimized Unitary AC Sys_Com, G - Heat [Building w Gas Heat] | G | Yes | Education | Space Heating | NC | 1512524.4692 | 206949.6652 | 7.3087
| Optimized Unitary AC Sys_Com, E - Cool [Building w Oil Heat] | E | Yes | Education | Cooling | NC | 1091223.6868 | 53775.7063 | 20.2921
| Optimized Unitary AC Sys_Com, O - Heat [Building w Oil Heat] | O | Yes | Education | Space Heating | NC | 1091223.6868 | 53775.7063 | 20.2921
| Optimized Unitary AC Sys_Com, E - Cool [Building w Propane Heat] | E | Yes | Education | Cooling | NC | 1003329.0989 | 18955.0723 | 52.932
| Optimized Unitary AC Sys_Com, P - Heat [Building w Propane Heat] | Prp | Yes | Education | Space Heating | NC | 1003329.0989 | 18955.0723 | 52.932
| Optimized Chiller Sys_Com, E - Cool | E | No | Education | Cooling | NC | 34769.7233 | 98848.6566 | 0.35175
| Cool Roof_Com, E - Cool [Building w Elec Heat] | E | No | Education | Cooling | NC | 104106.5534 | 187054.5363 | 0.55656
| Cool Roof_Com, E - Cool [Building w Elec Heat] | E | No | Education | Cooling | RET | 653951.4271 | 1722757.9647 | 0.3796
| Cool Roof_Com, E - Heat [Building w Elec Heat] | E | No | Education | Space Heating | NC | 104106.5534 | 187054.5363 | 0.55656
| Cool Roof_Com, E - Heat [Building w Elec Heat] | E | No | Education | Space Heating | RET | 653951.4271 | 1722757.9647 | 0.3796
| Cool Roof_Com, E - Cool [Building w Gas Heat] | E | No | Education | Cooling | NC | 216902.6717 | 456346.9667 | 0.4753
| Cool Roof_Com, E - Cool [Building w Gas Heat] | E | No | Education | Cooling | RET | 1362486.866 | 4003579.2831 | 0.34032
| Cool Roof_Com, G - Heat [Building w Gas Heat] | G | No | Education | Space Heating | NC | 216902.6717 | 456346.9667 | 0.4753
| Cool Roof_Com, G - Heat [Building w Gas Heat] | G | No | Education | Space Heating | RET | 1362486.866 | 4003579.2831 | 0.34032
| Cool Roof_Com, E - Cool [Building w Oil Heat] | E | No | Education | Cooling | NC | 58359.0173 | 157562.9158 | 0.37039
| Cool Roof_Com, E - Cool [Building w Oil Heat] | E | No | Education | Cooling | RET | 366585.593 | 1304292.2124 | 0.28106
| Cool Roof_Com, O - Heat [Building w Oil Heat] | O | No | Education | Space Heating | NC | 58359.0173 | 157562.9158 | 0.37039
| Cool Roof_Com, O - Heat [Building w Oil Heat] | O | No | Education | Space Heating | RET | 366585.593 | 1304292.2124 | 0.28106
| Cool Roof_Com, E - Cool [Building w Propane Heat] | E | No | Education | Cooling | NC | 17587.4892 | 87117.2315 | 0.20188
| Cool Roof_Com, E - Cool [Building w Propane Heat] | E | No | Education | Cooling | RET | 110476.8462 | 651864.1187 | 0.16948
| Cool Roof_Com, P - Heat [Building w Propane Heat] | Prp | No | Education | Space Heating | NC | 17587.4892 | 87117.2315 | 0.20188
| Cool Roof_Com, P - Heat [Building w Propane Heat] | Prp | No | Education | Space Heating | RET | 110476.8462 | 651864.1187 | 0.16948
| GSHP_Com, E - Cool | E | Yes | Education | Cooling | RET | 881467.4472 | 755959.1257 | 1.166
| GSHP_Com, E - Cool | E | Yes | Education | Cooling | REPL | 1.263e-10 | 7.9666e-11 | 1.5854
| GSHP_Com, E - Heat | E | Yes | Education | Space Heating | RET | 881467.4472 | 755959.1257 | 1.166
| GSHP_Com, E - Heat | E | Yes | Education | Space Heating | REPL | 1.263e-10 | 7.9666e-11 | 1.5854
| Unitary HP_Com, E - Cool | E | Yes | Education | Cooling | NC | 152492.6596 | 75944.8331 | 2.0079
| Unitary HP_Com, E - Cool | E | No | Education | Cooling | RET | 877783.1249 | 1972198.6141 | 0.44508
| Unitary HP_Com, E - Cool | E | Yes | Education | Cooling | REPL | 432894.6876 | 215591.4578 | 2.0079
| Unitary HP_Com, E - Heat | E | Yes | Education | Space Heating | NC | 152492.6596 | 75944.8331 | 2.0079
| Unitary HP_Com, E - Heat | E | No | Education | Space Heating | RET | 877783.1249 | 1972198.6141 | 0.44508
| Unitary HP_Com, E - Heat | E | Yes | Education | Space Heating | REPL | 432894.6876 | 215591.4578 | 2.0079
| PTHP_Com, E - Cool | E | Yes | Education | Cooling | NC | 0 | 0 | 0
| PTHP_Com, E - Cool | E | Yes | Education | Cooling | RET | 0 | 0 | 0
| PTHP_Com, E - Cool | E | Yes | Education | Cooling | REPL | 0 | 0 | 0
| PTHP_Com, E - Heat | E | Yes | Education | Space Heating | NC | 0 | 0 | 0
| PTHP_Com, E - Heat | E | Yes | Education | Space Heating | RET | 0 | 0 | 0
| PTHP_Com, E - Heat | E | Yes | Education | Space Heating | REPL | 0 | 0 | 0
| Minisplit Ductless HP_Com, E - Cool | E | Yes | Education | Cooling | RET | 2925565.5341 | 900071.2418 | 3.2504
| Minisplit Ductless HP_Com, E - Cool | E | Yes | Education | Cooling | REPL | 272757.9535 | 44009.5336 | 6.1977
| Minisplit Ductless HP_Com, E - Heat | E | Yes | Education | Space Heating | RET | 2925565.5341 | 900071.2418 | 3.2504
| Minisplit Ductless HP_Com, E - Heat | E | Yes | Education | Space Heating | REPL | 272757.9535 | 44009.5336 | 6.1977
| Programmable TStat_Com, E - Cool [Building w Elec Heat] | E | Yes | Education | Cooling | NC | 0 | 0 | 0
| Programmable TStat_Com, E - Heat [Building w Elec Heat] | E | Yes | Education | Space Heating | NC | 0 | 0 | 0
| Programmable TStat_Com, E - Cool [Building w Gas Heat] | E | Yes | Education | Cooling | NC | 0 | 0 | 0
| Programmable TStat_Com, E - Cool [Building w Gas Heat] | E | Yes | Education | Cooling | RET | 0 | 0 | 0
| Programmable TStat_Com, G - Heat [Building w Gas Heat] | G | Yes | Education | Space Heating | NC | 0 | 0 | 0
| Programmable TStat_Com, G - Heat [Building w Gas Heat] | G | Yes | Education | Space Heating | RET | 0 | 0 | 0
| Programmable TStat_Com, E - Cool [Building w Propane Heat] | E | Yes | Education | Cooling | NC | 0 | 0 | 0
| Programmable TStat_Com, E - Cool [Building w Propane Heat] | E | Yes | Education | Cooling | RET | 0 | 0 | 0
| Programmable TStat_Com, P - Heat [Building w Propane Heat] | Prp | Yes | Education | Space Heating | NC | 0 | 0 | 0
| Programmable TStat_Com, P - Heat [Building w Propane Heat] | Prp | Yes | Education | Space Heating | RET | 0 | 0 | 0
| Programmable TStat_Com, E - Cool [Building w Oil Heat] | E | Yes | Education | Cooling | NC | 0 | 0 | 0
| Programmable TStat_Com, E - Cool [Building w Oil Heat] | E | Yes | Education | Cooling | RET | 0 | 0 | 0
| Programmable TStat_Com, O - Heat [Building w Oil Heat] | O | Yes | Education | Space Heating | NC | 0 | 0 | 0
| Programmable TStat_Com, O - Heat [Building w Oil Heat] | O | Yes | Education | Space Heating | RET | 0 | 0 | 0
| Smart TStat_Com, E - Cool [Building w Elec Heat] | E | Yes | Education | Cooling | NC | 281048.4999 | 126072.7025 | 2.2293
| Smart TStat_Com, E - Cool [Building w Elec Heat] | E | Yes | Education | Cooling | RET | 1241372.0499 | 737651.4498 | 1.6829
| Smart TStat_Com, E - Heat [Building w Elec Heat] | E | Yes | Education | Space Heating | NC | 281048.4999 | 126072.7025 | 2.2293
| Smart TStat_Com, E - Heat [Building w Elec Heat] | E | Yes | Education | Space Heating | RET | 1241372.0499 | 737651.4498 | 1.6829
| Smart TStat_Com, E - Cool [Building w Gas Heat] | E | Yes | Education | Cooling | NC | 620452.1317 | 257443.9973 | 2.41
| Smart TStat_Com, E - Cool [Building w Gas Heat] | E | Yes | Education | Cooling | RET | 2749117.1121 | -38037.2152 | -72.2744
| Smart TStat_Com, G - Heat [Building w Gas Heat] | G | Yes | Education | Space Heating | NC | 620452.1317 | 257443.9973 | 2.41
| Smart TStat_Com, G - Heat [Building w Gas Heat] | G | Yes | Education | Space Heating | RET | 2749117.1121 | -38037.2152 | -72.2744
| Smart TStat_Com, E - Cool [Building w Propane Heat] | E | Yes | Education | Cooling | NC | 190563.1587 | 69266.9139 | 2.7511
| Smart TStat_Com, E - Cool [Building w Propane Heat] | E | Yes | Education | Cooling | RET | 848147.6752 | 405280.7503 | 2.0927
| Smart TStat_Com, P - Heat [Building w Propane Heat] | Prp | Yes | Education | Space Heating | NC | 190563.1587 | 69266.9139 | 2.7511
| Smart TStat_Com, P - Heat [Building w Propane Heat] | Prp | Yes | Education | Space Heating | RET | 848147.6752 | 405280.7503 | 2.0927
| Smart TStat_Com, E - Cool [Building w Oil Heat] | E | Yes | Education | Cooling | NC | 82380.2468 | 20874.7707 | 3.9464
| Smart TStat_Com, E - Cool [Building w Oil Heat] | E | Yes | Education | Cooling | RET | 370164.0898 | 122138.2944 | 3.0307
| Smart TStat_Com, O - Heat [Building w Oil Heat] | O | Yes | Education | Space Heating | NC | 82380.2468 | 20874.7707 | 3.9464
| Smart TStat_Com, O - Heat [Building w Oil Heat] | O | Yes | Education | Space Heating | RET | 370164.0898 | 122138.2944 | 3.0307
| Boiler Blowdown Controls_Com, G - Heat | G | No | Education | Space Heating | RET | 400007.6637 | 1806828.2062 | 0.22139
| Boiler Blowdown Controls_Com, O - Heat | O | No | Education | Space Heating | RET | 31370.1056 | 133607.3697 | 0.23479
| Boiler Blowdown Controls_Com, P - Heat | Prp | No | Education | Space Heating | RET | 197346.6662 | 1085394.9091 | 0.18182
| Boiler Modifications_Com, G - Heat | G | Yes | Education | Space Heating | RET | 1856310.0316 | 897733.0169 | 2.0678
| Boiler Modifications_Com, O - Heat | O | Yes | Education | Space Heating | RET | 161700.4874 | 34213.9531 | 4.7262
| Boiler Modifications_Com, P - Heat | Prp | Yes | Education | Space Heating | RET | 980285.4034 | 222953.9096 | 4.3968
| Boilers_Com, G - Heat | G | Yes | Education | Space Heating | NC | 883301.0152 | 686918.1564 | 1.2859
| Boilers_Com, G - Heat | G | No | Education | Space Heating | RET | 4177774.4943 | 13375983.079 | 0.31233
| Boilers_Com, G - Heat | G | Yes | Education | Space Heating | REPL | 6.2779e-10 | 4.8822e-10 | 1.2859
| Boilers_Com, O - Heat | O | No | Education | Space Heating | NC | 26044.6154 | 175572.551 | 0.14834
| Boilers_Com, O - Heat | O | No | Education | Space Heating | RET | 125939.0338 | 3495292.1264 | 0.036031
| Boilers_Com, O - Heat | O | No | Education | Space Heating | REPL | 1.8511e-11 | 1.2479e-10 | 0.14834
| Boilers_Com, P - Heat | Prp | Yes | Education | Space Heating | NC | 361837.9553 | 10308.2121 | 35.1019
| Boilers_Com, P - Heat | Prp | Yes | Education | Space Heating | RET | 1732172.855 | 203163.1334 | 8.526
| Boilers_Com, P - Heat | Prp | Yes | Education | Space Heating | REPL | 2.5717e-10 | 7.3264e-12 | 35.1019
| Furnace_Com, G - Heat | G | Yes | Education | Space Heating | NC | 72150.0628 | 12030.9831 | 5.997
| Furnace_Com, G - Heat | G | Yes | Education | Space Heating | RET | 319059.004 | 230328.0427 | 1.3852
| Furnace_Com, G - Heat | G | Yes | Education | Space Heating | REPL | 5.5739e-11 | 9.2944e-12 | 5.997
| Furnace_Com, O - Heat | O | Yes | Education | Space Heating | NC | 369462.7509 | 19328.069 | 19.1153
| Furnace_Com, O - Heat | O | Yes | Education | Space Heating | RET | 1821883.0174 | 412619.4564 | 4.4154
| Furnace_Com, O - Heat | O | Yes | Education | Space Heating | REPL | 2.8542e-10 | 1.4932e-11 | 19.1153
| Furnace_Com, P - Heat | Prp | Yes | Education | Space Heating | NC | 254862.4204 | 11083.5014 | 22.9948
| Furnace_Com, P - Heat | Prp | Yes | Education | Space Heating | RET | 1214767.7076 | 228705.0858 | 5.3115
| Furnace_Com, P - Heat | Prp | Yes | Education | Space Heating | REPL | 1.9689e-10 | 8.5624e-12 | 22.9948
| Unit Heater_Com, G - Heat | G | Yes | Education | Space Heating | NC | 9945.6207 | 1009.7524 | 9.8496
| Unit Heater_Com, G - Heat | G | Yes | Education | Space Heating | RET | 55907.286 | 21702.7803 | 2.576
| Unit Heater_Com, G - Heat | G | Yes | Education | Space Heating | REPL | 6138.8078 | 623.2568 | 9.8496
| Unit Heater_Com, P - Heat | Prp | Yes | Education | Space Heating | NC | 55713.0792 | 1348.3771 | 41.3186
| Unit Heater_Com, P - Heat | Prp | Yes | Education | Space Heating | RET | 276354.3326 | 25573.1642 | 10.8064
| Unit Heater_Com, P - Heat | Prp | Yes | Education | Space Heating | REPL | 5.8231e-11 | 1.4093e-12 | 41.3186
| Destratification Fans_Com, G - Heat | G | No | Education | Space Heating | NC | 84816.2184 | 387120.8556 | 0.21909
| Destratification Fans_Com, G - Heat | G | No | Education | Space Heating | RET | 489807.0161 | 2235592.6114 | 0.21909
| Destratification Fans_Com, G - Heat | G | No | Education | Space Heating | REPL | 241319.788 | 1101439.3776 | 0.21909
| Destratification Fans_Com, O - Heat | O | No | Education | Space Heating | NC | 62482.146 | 77185.3757 | 0.80951
| Destratification Fans_Com, O - Heat | O | No | Education | Space Heating | RET | 360829.4855 | 445739.482 | 0.80951
| Destratification Fans_Com, O - Heat | O | No | Education | Space Heating | REPL | 177774.6886 | 219608.4321 | 0.80951
| Destratification Fans_Com, P - Heat | Prp | No | Education | Space Heating | NC | 64026.1074 | 65745.9336 | 0.97384
| Destratification Fans_Com, P - Heat | Prp | No | Education | Space Heating | RET | 369745.7411 | 379677.6021 | 0.97384
| Destratification Fans_Com, P - Heat | Prp | No | Education | Space Heating | REPL | 182167.5795 | 187060.8422 | 0.97384
| Energy Recovery Ventilator_Com, G - Heat | G | Yes | Education | Space Heating | NC | 290841.2908 | 103253.4419 | 2.8168
| Energy Recovery Ventilator_Com, G - Heat | G | Yes | Education | Space Heating | RET | 1713334.0329 | 608261.7618 | 2.8168
| Energy Recovery Ventilator_Com, G - Heat | G | Yes | Education | Space Heating | REPL | 248251.1878 | 88133.2548 | 2.8168
| Energy Recovery Ventilator_Com, O - Heat | O | Yes | Education | Space Heating | NC | 214256.0509 | 20586.9965 | 10.4073
| Energy Recovery Ventilator_Com, O - Heat | O | Yes | Education | Space Heating | RET | 1262173.452 | 121277.1371 | 10.4073
| Energy Recovery Ventilator_Com, O - Heat | O | Yes | Education | Space Heating | REPL | 182880.9094 | 17572.2862 | 10.4073
| Energy Recovery Ventilator_Com, P - Heat | Prp | Yes | Education | Space Heating | NC | 219550.4123 | 17535.8517 | 12.5201
| Energy Recovery Ventilator_Com, P - Heat | Prp | Yes | Education | Space Heating | RET | 1293362.3142 | 103302.9706 | 12.5201
| Energy Recovery Ventilator_Com, P - Heat | Prp | Yes | Education | Space Heating | REPL | 187399.9772 | 14967.9437 | 12.5201
| Forced Air Heating Maintenance_Com, G - Heat | G | No | Education | Space Heating | RET | 3874.0563 | 3940.2853 | 0.98319
| Forced Air Heating Maintenance_Com, O - Heat | O | Yes | Education | Space Heating | RET | 27884.0457 | 8038.5158 | 3.4688
| Forced Air Heating Maintenance_Com, P - Heat | Prp | Yes | Education | Space Heating | RET | 34058.7838 | 7687.0255 | 4.4307
| Infrared Heater_Com, G - Heat | G | Yes | Education | Space Heating | NC | 4868.1239 | 404.3634 | 12.039
| Infrared Heater_Com, G - Heat | G | Z | Education | Space Heating | RET | 0 | 0 | 0
| Infrared Heater_Com, G - Heat | G | Yes | Education | Space Heating | REPL | 13136.281 | 1091.1455 | 12.039
| Steam Trap Maintenance_Com, G - Heat | G | Yes | Education | Space Heating | RET | 577009.2474 | 151803.5371 | 3.801
| Steam Trap Maintenance_Com, O - Heat | O | Yes | Education | Space Heating | RET | 33958.6277 | 2472.3906 | 13.7351
| Windows_Com, E - Cool [Building w Elec Heat] | E | No | Education | Cooling | NC | 264922.6142 | 688581.3788 | 0.38474
| Windows_Com, E - Heat [Building w Elec Heat] | E | No | Education | Space Heating | NC | 264922.6142 | 688581.3788 | 0.38474
| Windows_Com, E - Cool [Building w Gas Heat] | E | No | Education | Cooling | NC | 903854.95 | 1406102.5039 | 0.64281
| Windows_Com, G - Heat [Building w Gas Heat] | G | No | Education | Space Heating | NC | 903854.95 | 1406102.5039 | 0.64281
| Windows_Com, E - Cool [Building w Oil Heat] | E | Yes | Education | Cooling | NC | 425154.3624 | 378320.6526 | 1.1238
| Windows_Com, O - Heat [Building w Oil Heat] | O | Yes | Education | Space Heating | NC | 425154.3624 | 378320.6526 | 1.1238
| Windows_Com, E - Cool [Building w Propane Heat] | E | Yes | Education | Cooling | NC | 336035.959 | 114013.4073 | 2.9473
| Windows_Com, P - Heat [Building w Propane Heat] | Prp | Yes | Education | Space Heating | NC | 336035.959 | 114013.4073 | 2.9473
| Window Film_Com, E - Cool [Building w Elec Heat] | E | No | Education | Cooling | RET | 0 | 0 | 0
| Window Film_Com, E - Heat [Building w Elec Heat] | E | No | Education | Space Heating | RET | 0 | 0 | 0
| Window Film_Com, E - Cool [Building w Gas Heat] | E | No | Education | Cooling | RET | 0 | 0 | 0
| Window Film_Com, G - Heat [Building w Gas Heat] | G | No | Education | Space Heating | RET | 0 | 0 | 0
| Window Film_Com, E - Cool [Building w Oil Heat] | E | No | Education | Cooling | RET | 0 | 0 | 0
| Window Film_Com, O - Heat [Building w Oil Heat] | O | No | Education | Space Heating | RET | 0 | 0 | 0
| Window Film_Com, E - Cool [Building w Propane Heat] | E | No | Education | Cooling | RET | 0 | 0 | 0
| Window Film_Com, P - Heat [Building w Propane Heat] | Prp | No | Education | Space Heating | RET | 0 | 0 | 0
| Motors and Fans_Com, E - Vent | E | Yes | Education | Ventilation | NC | 32665.7643 | 20142.4978 | 1.6217
| Motors and Fans_Com, E - Vent | E | No | Education | Ventilation | RET | 98822.9125 | 103909.6891 | 0.95105
| Motors and Fans_Com, E - Vent | E | Yes | Education | Ventilation | REPL | 1788.1649 | 1102.6256 | 1.6217
| ECM Furnace Motors_Com, E - Vent | E | Yes | Education | Ventilation | RET | 247007.0924 | 99393.2585 | 2.4851
| VFD on HVAC System_Com, E - Vent | E | Yes | Education | Ventilation | RET | 3415720.1625 | 675891.1635 | 5.0537
| Kitchen DCV_Com, E - Vent [Building w Elec Heat] | E | Yes | Education | Ventilation | NC | 13617.8892 | 2637.4912 | 5.1632
| Kitchen DCV_Com, E - Vent [Building w Elec Heat] | E | Yes | Education | Ventilation | RET | 71420.522 | 13832.6137 | 5.1632
| Kitchen DCV_Com, E - Vent [Building w Elec Heat] | E | Yes | Education | Ventilation | REPL | 5218.222 | 1010.657 | 5.1632
| Kitchen DCV_Com, E - Heat [Building w Elec Heat] | E | Yes | Education | Space Heating | NC | 13617.8892 | 2637.4912 | 5.1632
| Kitchen DCV_Com, E - Heat [Building w Elec Heat] | E | Yes | Education | Space Heating | RET | 71420.522 | 13832.6137 | 5.1632
| Kitchen DCV_Com, E - Heat [Building w Elec Heat] | E | Yes | Education | Space Heating | REPL | 5218.222 | 1010.657 | 5.1632
| Kitchen DCV_Com, E - Vent [Building w Gas Heat] | E | Yes | Education | Ventilation | NC | 13617.8892 | 2637.4912 | 5.1632
| Kitchen DCV_Com, E - Vent [Building w Gas Heat] | E | Yes | Education | Ventilation | RET | 71420.522 | 13832.6137 | 5.1632
| Kitchen DCV_Com, E - Vent [Building w Gas Heat] | E | Yes | Education | Ventilation | REPL | 5218.222 | 1010.657 | 5.1632
| Kitchen DCV_Com, G - Heat [Building w Gas Heat] | G | Yes | Education | Space Heating | NC | 51120.9696 | 952.7141 | 53.6583
| Kitchen DCV_Com, G - Heat [Building w Gas Heat] | G | Yes | Education | Space Heating | RET | 277740.5286 | 4996.614 | 55.5857
| Kitchen DCV_Com, G - Heat [Building w Gas Heat] | G | Yes | Education | Space Heating | REPL | 20292.6521 | 365.0693 | 55.5858
| Kitchen DCV_Com, E - Vent [Building w Oil Heat] | E | Yes | Education | Ventilation | NC | 51120.9696 | 952.7141 | 53.6583
| Kitchen DCV_Com, E - Vent [Building w Oil Heat] | E | Yes | Education | Ventilation | RET | 277740.5286 | 4996.614 | 55.5857
| Kitchen DCV_Com, E - Vent [Building w Oil Heat] | E | Yes | Education | Ventilation | REPL | 20292.6521 | 365.0693 | 55.5858
| Kitchen DCV_Com, O - Heat [Building w Oil Heat] | O | Yes | Education | Space Heating | NC | 51120.9696 | 952.7141 | 53.6583
| Kitchen DCV_Com, O - Heat [Building w Oil Heat] | O | Yes | Education | Space Heating | RET | 277740.5286 | 4996.614 | 55.5857
| Kitchen DCV_Com, O - Heat [Building w Oil Heat] | O | Yes | Education | Space Heating | REPL | 20292.6521 | 365.0693 | 55.5858
| Kitchen DCV_Com, E - Vent [Building w Oil Heat] | E | Yes | Education | Ventilation | NC | 51120.9696 | 952.7141 | 53.6583
| Kitchen DCV_Com, E - Vent [Building w Oil Heat] | E | Yes | Education | Ventilation | RET | 277740.5286 | 4996.614 | 55.5857
| Kitchen DCV_Com, E - Vent [Building w Oil Heat] | E | Yes | Education | Ventilation | REPL | 20292.6521 | 365.0693 | 55.5858
| Kitchen DCV_Com, P - Heat [Building w Propane Heat] | Prp | Yes | Education | Space Heating | NC | 20201.9214 | 0 | 0
| Kitchen DCV_Com, P - Heat [Building w Propane Heat] | Prp | Yes | Education | Space Heating | RET | 110137.4906 | 0 | 0
| Kitchen DCV_Com, P - Heat [Building w Propane Heat] | Prp | Yes | Education | Space Heating | REPL | 8047.0135 | 0 | 0
| Duct Sealing Regulated_Com, E - Vent [Building w Elec Heat] | E | Yes | Education | Ventilation | RET | 1072908.1016 | 330295.2838 | 3.2483
| Duct Sealing Regulated_Com, E - Heat [Building w Elec Heat] | E | Yes | Education | Space Heating | RET | 1072908.1016 | 330295.2838 | 3.2483
| Duct Sealing Regulated_Com, E - Cool [Building w Elec Heat] | E | Yes | Education | Cooling | RET | 1072908.1016 | 330295.2838 | 3.2483
| Duct Sealing Regulated_Com, E - Vent [Building w Gas Heat] | E | Yes | Education | Ventilation | RET | 4182590.3595 | 0 | 0
| Duct Sealing Regulated_Com, G - Heat [Building w Gas Heat] | G | Yes | Education | Space Heating | RET | 4182590.3595 | 0 | 0
| Duct Sealing Regulated_Com, E - Cool [Building w Gas Heat] | E | Yes | Education | Cooling | RET | 4182590.3595 | 0 | 0
| Duct Sealing Non Regulated_Com, E - Vent [Building w Oil Heat] | E | Yes | Education | Ventilation | RET | 1876182.3586 | 181470.965 | 10.3387
| Duct Sealing Non Regulated_Com, O - Heat [Building w Oil Heat] | O | Yes | Education | Space Heating | RET | 1876182.3586 | 181470.965 | 10.3387
| Duct Sealing Non Regulated_Com, E - Cool [Building w Oil Heat] | E | Yes | Education | Cooling | RET | 1876182.3586 | 181470.965 | 10.3387
| Duct Sealing Non Regulated_Com, E - Vent [Building w Propane Heat] | E | Yes | Education | Ventilation | RET | 1544449.0789 | 0 | 0
| Duct Sealing Non Regulated_Com, P - Heat [Building w Propane Heat] | Prp | Yes | Education | Space Heating | RET | 1544449.0789 | 0 | 0
| Duct Sealing Non Regulated_Com, E - Cool [Building w Propane Heat] | E | Yes | Education | Cooling | RET | 1544449.0789 | 0 | 0
| Power Strip_Com, E - Plug [Tier 1] | E | Yes | Education | Plug Loads | NC | 0 | 0 | 0
| Power Strip_Com, E - Plug [Tier 1] | E | Yes | Education | Plug Loads | RET | 0 | 0 | 0
| Power Strip_Com, E - Plug [Tier 1] | E | Yes | Education | Plug Loads | REPL | 0 | 0 | 0
| Power Strip_Com, E - Plug [Tier 2] | E | No | Education | Plug Loads | NC | 104537.7814 | 98825.727 | 1.0578
| Power Strip_Com, E - Plug [Tier 2] | E | No | Education | Plug Loads | RET | 1040405.0134 | 1036030.2696 | 1.0042
| Power Strip_Com, E - Plug [Tier 2] | E | No | Education | Plug Loads | REPL | 754009.9444 | 712810.0477 | 1.0578
| Computer Power Management_Com, E - Plug | E | Yes | Education | Plug Loads | RET | 850785.8171 | 463795.2941 | 1.8344
| Vending Machine Controls_Com, E - Plug [Non-Refrigerated] | E | No | Education | Plug Loads | RET | 51543.1413 | 56276.4189 | 0.91589
| Vending Machine Controls_Com, E - Plug [Refrigerated] | E | Yes | Education | Plug Loads | RET | 154629.4239 | 30230.262 | 5.1151
| Ovens_Com, E - Cook | E | Yes | Education | Cooking | NC | 10222.8962 | 210.1688 | 48.6413
| Ovens_Com, E - Cook | E | Yes | Education | Cooking | REPL | 104927.6557 | 2157.1699 | 48.6413
| Ovens_Com, G - Cook | G | Yes | Education | Cooking | NC | 9521.3589 | 119.4471 | 79.7119
| Ovens_Com, G - Cook | G | Yes | Education | Cooking | REPL | 101588.426 | 1274.4444 | 79.7119
| Ovens_Com, P - Cook | Prp | Yes | Education | Cooking | NC | 9690.7089 | 28.6805 | 337.885
| Ovens_Com, P - Cook | Prp | Yes | Education | Cooking | REPL | 103395.3055 | 306.0074 | 337.885
| Fryers_Com, E - Cook | E | Yes | Education | Cooking | NC | 1677.3895 | 31.4851 | 53.2756
| Fryers_Com, E - Cook | E | Yes | Education | Cooking | REPL | 17216.7015 | 323.1628 | 53.2756
| Fryers_Com, G - Cook | G | Yes | Education | Cooking | NC | 2135.9436 | 724.7527 | 2.9471
| Fryers_Com, G - Cook | G | Yes | Education | Cooking | REPL | 22789.515 | 7732.7707 | 2.9471
| Fryers_Com, P - Cook | Prp | Yes | Education | Cooking | NC | 943.4911 | 72.5661 | 13.0018
| Fryers_Com, P - Cook | Prp | Yes | Education | Cooking | REPL | 10066.6066 | 774.2463 | 13.0018
| Griddles_Com, E - Cook | E | Yes | Education | Cooking | NC | 467.8435 | 144.4032 | 3.2398
| Griddles_Com, E - Cook | E | Yes | Education | Cooking | REPL | 4801.9386 | 1482.1521 | 3.2398
| Griddles_Com, G - Cook | G | Yes | Education | Cooking | NC | 2898.9837 | 262.906 | 11.0267
| Griddles_Com, G - Cook | G | Yes | Education | Cooking | REPL | 30930.7942 | 2805.0831 | 11.0267
| Griddles_Com, P - Cook | Prp | Yes | Education | Cooking | NC | 2474.5159 | 50.8676 | 48.6462
| Griddles_Com, P - Cook | Prp | Yes | Education | Cooking | REPL | 26401.9204 | 542.733 | 48.6462
| Hot Food Holding Cabinet_Com, E - Cook | E | Yes | Education | Cooking | NC | 2035.7836 | 89.9117 | 22.642
| Hot Food Holding Cabinet_Com, E - Cook | E | Yes | Education | Cooking | REPL | 20895.2528 | 922.8519 | 22.642
| Steamers_Com, E - Cook | E | Yes | Education | Cooking | NC | 1598.3072 | 315.7799 | 5.0615
| Steamers_Com, E - Cook | E | Yes | Education | Cooking | REPL | 16405.0013 | 3241.1601 | 5.0615
| Steamers_Com, G - Cook | G | Yes | Education | Cooking | NC | 4766.8987 | 92.4527 | 51.5604
| Steamers_Com, G - Cook | G | Yes | Education | Cooking | REPL | 50860.5702 | 986.4268 | 51.5604
| ES Refrigerator and Freezer_Com, E - Refr | E | Yes | Education | Refrigeration | NC | 13014.8771 | 4788.424 | 2.718
| ES Refrigerator and Freezer_Com, E - Refr | E | Yes | Education | Refrigeration | REPL | 133584.5071 | 49148.3137 | 2.718
| Anti Sweat Heat Control_Com, E - Refr | E | Yes | Education | Refrigeration | NC | 36087.1841 | 18780.5268 | 1.9215
| Anti Sweat Heat Control_Com, E - Refr | E | Z | Education | Refrigeration | RET | 0 | 0 | 0
| Case Night Covers_Com, E - Refr | E | No | Education | Refrigeration | RET | 15122.0198 | 20263.6495 | 0.74626
| Loading Dock Pit Seals_Com, E - Refr | E | No | Education | Refrigeration | NC | 1917.1237 | 2847.5705 | 0.67325
| Loading Dock Pit Seals_Com, E - Refr | E | No | Education | Refrigeration | RET | 23612.794 | 35072.9043 | 0.67325
| ECM Comp Cond Fan Motor_Com, E - Refr | E | Yes | Education | Refrigeration | NC | 12800.3783 | 3069.0776 | 4.1708
| ECM Comp Cond Fan Motor_Com, E - Refr | E | Z | Education | Refrigeration | RET | 0 | 0 | 0
| ECM Comp Cond Fan Motor_Com, E - Refr | E | Yes | Education | Refrigeration | REPL | 47780.9405 | 11456.178 | 4.1708
| Evap Fan Motor Replacement_Com, E - Refr | E | Yes | Education | Refrigeration | NC | 20857.4205 | 9579.9597 | 2.1772
| Evap Fan Motor Replacement_Com, E - Refr | E | Yes | Education | Refrigeration | RET | 144183.5503 | 44401.634 | 3.2473
| Evap Fan Motor Replacement_Com, E - Refr | E | Yes | Education | Refrigeration | REPL | 6718.2292 | 3085.7299 | 2.1772
| Evap Fan Speed Controls_Com, E - Refr | E | Yes | Education | Refrigeration | NC | 34156.6316 | 9714.3881 | 3.5161
| Evap Fan Speed Controls_Com, E - Refr | E | Yes | Education | Refrigeration | RET | 417052.5785 | 86455.4156 | 4.8239
| LowHeat NoHeat Doors_Com, E - Refr | E | Yes | Education | Refrigeration | NC | 16866.1411 | 3599.0784 | 4.6862
| LowHeat NoHeat Doors_Com, E - Refr | E | Yes | Education | Refrigeration | RET | 186962.9212 | 39896.1569 | 4.6862
| Refrigerated Vending Machine_Com, E - Refr | E | Yes | Education | Refrigeration | NC | 35647.4056 | 16446.0395 | 2.1675
| Refrigerated Vending Machine_Com, E - Refr | E | Yes | Education | Refrigeration | REPL | 313615.2395 | 144687.3493 | 2.1675
| Walk In Refrigeration_Com, E - Refr | E | Yes | Education | Refrigeration | NC | 88503.1254 | 11751.0629 | 7.5315
| Refrigeration Tune Up_Com, E - Refr | E | Yes | Education | Refrigeration | RET | 247128.9861 | 24872.0521 | 9.936
| ES Ice Machine_Com, E - Refr | E | Yes | Education | Refrigeration | NC | 6491.1072 | 592.2515 | 10.9601
| ES Ice Machine_Com, E - Refr | E | Yes | Education | Refrigeration | REPL | 66624.6289 | 6078.8608 | 10.9601
| Walk In Cooler Retroft_Com, E - Refr | E | Yes | Education | Refrigeration | RET | 212408.188 | 40430.6348 | 5.2536
| Door Gasket Replacement_Com, E - Refr | E | Z | Education | Refrigeration | RET | 0 | 0 | 0
| EnergyStar Dehumidifier_Com, E - Appl | E | Yes | Education | Appliances | NC | 3253.4816 | 463.1257 | 7.0251
| EnergyStar Dehumidifier_Com, E - Appl | E | Yes | Education | Appliances | REPL | 33393.6871 | 4753.5158 | 7.0251
| Clothes Washer Elec WH_Com, E - Appl [unit w/ elec dry - Washer] | E | Yes | Education | Appliances | NC | 5184.774 | 1092.6792 | 4.745
| Clothes Washer Elec WH_Com, E - Appl [unit w/ elec dry - Washer] | E | Yes | Education | Appliances | REPL | 88518.6198 | 18655.0948 | 4.745
| Clothes Washer Elec WH_Com, E - Appl [unit w/ elec dry - Dryer] | E | Yes | Education | Appliances | NC | 5184.774 | 1092.6792 | 4.745
| Clothes Washer Elec WH_Com, E - Appl [unit w/ elec dry - Dryer] | E | Yes | Education | Appliances | REPL | 88518.6198 | 18655.0948 | 4.745
| Clothes Washer Elec WH_Com, E - HWat [unit w/ elec dry - Water Heater] | E | Yes | Education | Water Heating | NC | 5184.774 | 1092.6792 | 4.745
| Clothes Washer Elec WH_Com, E - HWat [unit w/ elec dry - Water Heater] | E | Yes | Education | Water Heating | REPL | 88518.6198 | 18655.0948 | 4.745
| Clothes Washer Elec WH_Com, E - Appl [unit w/ gas dry - Washer] | E | Yes | Education | Appliances | NC | 1159.4111 | 273.1698 | 4.2443
| Clothes Washer Elec WH_Com, E - Appl [unit w/ gas dry - Washer] | E | Yes | Education | Appliances | REPL | 19799.4688 | 4663.7737 | 4.2454
| Clothes Washer Elec WH_Com, G - Oth [unit w/ gas dry - Dryer] | G | Yes | Education | Other | NC | 1159.4111 | 273.1698 | 4.2443
| Clothes Washer Elec WH_Com, G - Oth [unit w/ gas dry - Dryer] | G | Yes | Education | Other | REPL | 19799.4688 | 4663.7737 | 4.2454
| Clothes Washer Elec WH_Com, E - HWat [unit w/ gas dry - Water Heater] | E | Yes | Education | Water Heating | NC | 1159.4111 | 273.1698 | 4.2443
| Clothes Washer Elec WH_Com, E - HWat [unit w/ gas dry - Water Heater] | E | Yes | Education | Water Heating | REPL | 19799.4688 | 4663.7737 | 4.2454
| Clothes Washer Elec WH_Com, E - Appl [unit w/ propane dry - Washer] | E | Yes | Education | Appliances | NC | 462.979 | 109.2679 | 4.2371
| Clothes Washer Elec WH_Com, E - Appl [unit w/ propane dry - Washer] | E | Yes | Education | Appliances | REPL | 7905.8481 | 1865.5095 | 4.2379
| Clothes Washer Elec WH_Com, P - Oth [unit w/ propane dry - Dryer] | Prp | Yes | Education | Other | NC | 462.979 | 109.2679 | 4.2371
| Clothes Washer Elec WH_Com, P - Oth [unit w/ propane dry - Dryer] | Prp | Yes | Education | Other | REPL | 7905.8481 | 1865.5095 | 4.2379
| Clothes Washer Elec WH_Com, E - HWat [unit w/ propane dry - Water Heater] | E | Yes | Education | Water Heating | NC | 462.979 | 109.2679 | 4.2371
| Clothes Washer Elec WH_Com, E - HWat [unit w/ propane dry - Water Heater] | E | Yes | Education | Water Heating | REPL | 7905.8481 | 1865.5095 | 4.2379
| Clothes Washer Gas WH_Com, E - Appl [unit w/ elec dry - Washer] | E | Yes | Education | Appliances | NC | 3625.3183 | 546.3396 | 6.6357
| Clothes Washer Gas WH_Com, E - Appl [unit w/ elec dry - Washer] | E | Yes | Education | Appliances | REPL | 62658.625 | 9327.5474 | 6.7176
| Clothes Washer Gas WH_Com, E - Appl [unit w/ elec dry - Dryer] | E | Yes | Education | Appliances | NC | 3625.3183 | 546.3396 | 6.6357
| Clothes Washer Gas WH_Com, E - Appl [unit w/ elec dry - Dryer] | E | Yes | Education | Appliances | REPL | 62658.625 | 9327.5474 | 6.7176
| Clothes Washer Gas WH_Com, G - HWat [unit w/ elec dry - Water Heater] | G | Yes | Education | Water Heating | NC | 3625.3183 | 546.3396 | 6.6357
| Clothes Washer Gas WH_Com, G - HWat [unit w/ elec dry - Water Heater] | G | Yes | Education | Water Heating | REPL | 62658.625 | 9327.5474 | 6.7176
| Clothes Washer Gas WH_Com, E - Appl [unit w/ gas dry - Washer] | E | Yes | Education | Appliances | NC | 13071.8387 | 2130.7243 | 6.1349
| Clothes Washer Gas WH_Com, E - Appl [unit w/ gas dry - Washer] | E | Yes | Education | Appliances | REPL | 226193.1851 | 36377.4348 | 6.218
| Clothes Washer Gas WH_Com, G - Oth [unit w/ gas dry - Dryer] | G | Yes | Education | Other | NC | 13071.8387 | 2130.7243 | 6.1349
| Clothes Washer Gas WH_Com, G - Oth [unit w/ gas dry - Dryer] | G | Yes | Education | Other | REPL | 226193.1851 | 36377.4348 | 6.218
| Clothes Washer Gas WH_Com, G - HWat [unit w/ gas dry - Water Heater] | G | Yes | Education | Water Heating | NC | 13071.8387 | 2130.7243 | 6.1349
| Clothes Washer Gas WH_Com, G - HWat [unit w/ gas dry - Water Heater] | G | Yes | Education | Water Heating | REPL | 226193.1851 | 36377.4348 | 6.218
| Clothes Washer Gas WH_Com, E - Appl [unit w/ propane dry - Washer] | E | Yes | Education | Appliances | NC | 669.5653 | 109.2679 | 6.1277
| Clothes Washer Gas WH_Com, E - Appl [unit w/ propane dry - Washer] | E | Yes | Education | Appliances | REPL | 11585.7111 | 1865.5095 | 6.2105
| Clothes Washer Gas WH_Com, P - Oth [unit w/ propane dry - Dryer] | Prp | Yes | Education | Other | NC | 669.5653 | 109.2679 | 6.1277
| Clothes Washer Gas WH_Com, P - Oth [unit w/ propane dry - Dryer] | Prp | Yes | Education | Other | REPL | 11585.7111 | 1865.5095 | 6.2105
| Clothes Washer Gas WH_Com, G - HWat [unit w/ propane dry - Water Heater] | G | Yes | Education | Water Heating | NC | 669.5653 | 109.2679 | 6.1277
| Clothes Washer Gas WH_Com, G - HWat [unit w/ propane dry - Water Heater] | G | Yes | Education | Water Heating | REPL | 11585.7111 | 1865.5095 | 6.2105
| Clothes Washer Oil WH_Com, E - Appl [unit w/ elec dry - Washer] | E | Yes | Education | Appliances | NC | 3020.1174 | 655.6075 | 4.6066
| Clothes Washer Oil WH_Com, E - Appl [unit w/ elec dry - Washer] | E | Yes | Education | Appliances | REPL | 51581.6469 | 11193.0569 | 4.6084
| Clothes Washer Oil WH_Com, E - Appl [unit w/ elec dry - Dryer] | E | Yes | Education | Appliances | NC | 3020.1174 | 655.6075 | 4.6066
| Clothes Washer Oil WH_Com, E - Appl [unit w/ elec dry - Dryer] | E | Yes | Education | Appliances | REPL | 51581.6469 | 11193.0569 | 4.6084
| Clothes Washer Oil WH_Com, O - HWat [unit w/ elec dry - Water Heater] | O | Yes | Education | Water Heating | NC | 3020.1174 | 655.6075 | 4.6066
| Clothes Washer Oil WH_Com, O - HWat [unit w/ elec dry - Water Heater] | O | Yes | Education | Water Heating | REPL | 51581.6469 | 11193.0569 | 4.6084
| Clothes Washer Oil WH_Com, E - Appl [unit w/ gas dry - Washer] | E | Yes | Education | Appliances | NC | 448.6399 | 109.2679 | 4.1059
| Clothes Washer Oil WH_Com, E - Appl [unit w/ gas dry - Washer] | E | Yes | Education | Appliances | REPL | 7664.8667 | 1865.5095 | 4.1087
| Clothes Washer Oil WH_Com, G - Oth [unit w/ gas dry - Dryer] | G | Yes | Education | Other | NC | 448.6399 | 109.2679 | 4.1059
| Clothes Washer Oil WH_Com, G - Oth [unit w/ gas dry - Dryer] | G | Yes | Education | Other | REPL | 7664.8667 | 1865.5095 | 4.1087
| Clothes Washer Oil WH_Com, O - HWat [unit w/ gas dry - Water Heater] | O | Yes | Education | Water Heating | NC | 448.6399 | 109.2679 | 4.1059
| Clothes Washer Oil WH_Com, O - HWat [unit w/ gas dry - Water Heater] | O | Yes | Education | Water Heating | REPL | 7664.8667 | 1865.5095 | 4.1087
| Clothes Washer Oil WH_Com, E - Appl [unit w/ propane dry - Washer] | E | Yes | Education | Appliances | NC | 671.7818 | 163.9019 | 4.0987
| Clothes Washer Oil WH_Com, E - Appl [unit w/ propane dry - Washer] | E | Yes | Education | Appliances | REPL | 11476.3908 | 2798.2642 | 4.1013
| Clothes Washer Oil WH_Com, P - Oth [unit w/ propane dry - Dryer] | Prp | Yes | Education | Other | NC | 671.7818 | 163.9019 | 4.0987
| Clothes Washer Oil WH_Com, P - Oth [unit w/ propane dry - Dryer] | Prp | Yes | Education | Other | REPL | 11476.3908 | 2798.2642 | 4.1013
| Clothes Washer Oil WH_Com, O - HWat [unit w/ propane dry - Water Heater] | O | Yes | Education | Water Heating | NC | 671.7818 | 163.9019 | 4.0987
| Clothes Washer Oil WH_Com, O - HWat [unit w/ propane dry - Water Heater] | O | Yes | Education | Water Heating | REPL | 11476.3908 | 2798.2642 | 4.1013
| Clothes Washer Propane WH_Com, E - Appl [unit w/ elec dry - Washer] | E | Yes | Education | Appliances | NC | 665.8951 | 187.174 | 3.5576
| Clothes Washer Propane WH_Com, E - Appl [unit w/ elec dry - Washer] | E | Yes | Education | Appliances | REPL | 11481.6389 | 3242.5641 | 3.5409
| Clothes Washer Propane WH_Com, E - Appl [unit w/ elec dry - Dryer] | E | Yes | Education | Appliances | NC | 665.8951 | 187.174 | 3.5576
| Clothes Washer Propane WH_Com, E - Appl [unit w/ elec dry - Dryer] | E | Yes | Education | Appliances | REPL | 11481.6389 | 3242.5641 | 3.5409
| Clothes Washer Propane WH_Com, P - HWat [unit w/ elec dry - Water Heater] | Prp | Yes | Education | Water Heating | NC | 665.8951 | 187.174 | 3.5576
| Clothes Washer Propane WH_Com, P - HWat [unit w/ elec dry - Water Heater] | Prp | Yes | Education | Water Heating | REPL | 11481.6389 | 3242.5641 | 3.5409
| Clothes Washer Propane WH_Com, E - Appl [unit w/ gas dry - Washer] | E | Yes | Education | Appliances | NC | 305.5911 | 96.332 | 3.1723
| Clothes Washer Propane WH_Com, E - Appl [unit w/ gas dry - Washer] | E | Yes | Education | Appliances | REPL | 5274.7822 | 1672.7857 | 3.1533
| Clothes Washer Propane WH_Com, G - Oth [unit w/ gas dry - Dryer] | G | Yes | Education | Other | NC | 305.5911 | 96.332 | 3.1723
| Clothes Washer Propane WH_Com, G - Oth [unit w/ gas dry - Dryer] | G | Yes | Education | Other | REPL | 5274.7822 | 1672.7857 | 3.1533
| Clothes Washer Propane WH_Com, P - HWat [unit w/ gas dry - Water Heater] | Prp | Yes | Education | Water Heating | NC | 305.5911 | 96.332 | 3.1723
| Clothes Washer Propane WH_Com, P - HWat [unit w/ gas dry - Water Heater] | Prp | Yes | Education | Water Heating | REPL | 5274.7822 | 1672.7857 | 3.1533
| Clothes Washer Propane WH_Com, E - Appl [unit w/ propane dry - Washer] | E | Yes | Education | Appliances | NC | 616.2608 | 183.6855 | 3.355
| Clothes Washer Propane WH_Com, E - Appl [unit w/ propane dry - Washer] | E | Yes | Education | Appliances | REPL | 10639.6971 | 3186.226 | 3.3393
| Clothes Washer Propane WH_Com, P - Oth [unit w/ propane dry - Dryer] | Prp | Yes | Education | Other | NC | 616.2608 | 183.6855 | 3.355
| Clothes Washer Propane WH_Com, P - Oth [unit w/ propane dry - Dryer] | Prp | Yes | Education | Other | REPL | 10639.6971 | 3186.226 | 3.3393
| Clothes Washer Propane WH_Com, P - HWat [unit w/ propane dry - Water Heater] | Prp | Yes | Education | Water Heating | NC | 616.2608 | 183.6855 | 3.355
| Clothes Washer Propane WH_Com, P - HWat [unit w/ propane dry - Water Heater] | Prp | Yes | Education | Water Heating | REPL | 10639.6971 | 3186.226 | 3.3393
| Ozone Laundry_Com, E - HWat | E | Yes | Education | Water Heating | RET | 42515.2241 | 4804.3051 | 8.8494
| Ozone Laundry_Com, G - HWat | G | Yes | Education | Water Heating | RET | 497517.8391 | 205552.4336 | 2.4204
| Ozone Laundry_Com, O - HWat | O | Yes | Education | Water Heating | RET | 10810.2375 | 1222.6827 | 8.8414
| Ozone Laundry_Com, P - HWat | Prp | Yes | Education | Water Heating | RET | 370712.0706 | 34909.6045 | 10.6192
| Dishwasher_Com, E - Appl [Building w elec WH] | E | Yes | Education | Appliances | NC | 1164.6229 | 501.0672 | 2.3243
| Dishwasher_Com, E - Appl [Building w elec WH] | E | Yes | Education | Appliances | REPL | 11339.4521 | 4878.6844 | 2.3243
| Dishwasher_Com, E - HWat [Building w elec WH] | E | Yes | Education | Water Heating | NC | 103.5416 | 0 | 0
| Dishwasher_Com, E - HWat [Building w elec WH] | E | Yes | Education | Water Heating | REPL | 1008.1421 | 0 | 0
| Dishwasher_Com, E - Appl [Building w gas WH] | E | Yes | Education | Appliances | NC | 2911.5573 | 1252.668 | 2.3243
| Dishwasher_Com, E - Appl [Building w gas WH] | E | Yes | Education | Appliances | REPL | 28348.6303 | 12196.7111 | 2.3243
| Dishwasher_Com, G - HWat [Building w gas WH] | G | Yes | Education | Water Heating | NC | 5639.2449 | 0 | 0
| Dishwasher_Com, G - HWat [Building w gas WH] | G | Yes | Education | Water Heating | REPL | 57076.4531 | 0 | 0
| Dishwasher_Com, E - Appl [Building w oil WH] | E | Yes | Education | Appliances | NC | 291.1557 | 125.2668 | 2.3243
| Dishwasher_Com, E - Appl [Building w oil WH] | E | Yes | Education | Appliances | REPL | 2834.863 | 1219.6711 | 2.3243
| Dishwasher_Com, O - HWat [Building w oil WH] | O | Yes | Education | Water Heating | NC | 12.4355 | 0 | 0
| Dishwasher_Com, O - HWat [Building w oil WH] | O | Yes | Education | Water Heating | REPL | 125.8634 | 0 | 0
| Dishwasher_Com, E - Appl [Building w propane WH] | E | Yes | Education | Appliances | NC | 291.1557 | 125.2668 | 2.3243
| Dishwasher_Com, E - Appl [Building w propane WH] | E | Yes | Education | Appliances | REPL | 2834.863 | 1219.6711 | 2.3243
| Dishwasher_Com, P - HWat [Building w propane WH] | Prp | Yes | Education | Water Heating | NC | 1281.9667 | 0 | 0
| Dishwasher_Com, P - HWat [Building w propane WH] | Prp | Yes | Education | Water Heating | REPL | 12975.1607 | 0 | 0
| Faucet Aerator_Com, E - HWat | E | Yes | Education | Water Heating | RET | 25326.0297 | 2069.1305 | 12.2399
| Faucet Aerator_Com, G - HWat | G | Yes | Education | Water Heating | RET | 581896.7619 | 94460.4597 | 6.1602
| Faucet Aerator_Com, O - HWat | O | Yes | Education | Water Heating | RET | 12643.6516 | 561.8769 | 22.5025
| Faucet Aerator_Com, P - HWat | Prp | Yes | Education | Water Heating | RET | 433584.7613 | 16042.5116 | 27.0272
| Pre Rinse Sprayers_Com, E - HWat | E | Yes | Education | Water Heating | RET | 253.2578 | 6.0039 | 42.1821
| Pre Rinse Sprayers_Com, G - HWat | G | Yes | Education | Water Heating | RET | 6955.1252 | 295.4105 | 23.5439
| Pre Rinse Sprayers_Com, O - HWat | O | Yes | Education | Water Heating | RET | 133.5701 | 1.7572 | 76.0138
| Pre Rinse Sprayers_Com, P - HWat | Prp | Yes | Education | Water Heating | RET | 4477.8621 | 50.1705 | 89.2529
| Heat Pump Water Heater_Com, E - HWat | E | Yes | Education | Water Heating | NC | 22559.0931 | 15892.2013 | 1.4195
| Heat Pump Water Heater_Com, E - HWat | E | Yes | Education | Water Heating | RET | 118695.278 | 104046.7251 | 1.1408
| Heat Pump Water Heater_Com, E - HWat | E | Yes | Education | Water Heating | REPL | 13892.7719 | 9787.0392 | 1.4195
| FF Storage Water Heater_Com, G - HWat | G | No | Education | Water Heating | NC | 84677.2025 | 250810.0147 | 0.33761
| FF Storage Water Heater_Com, G - HWat | G | No | Education | Water Heating | RET | 537783.0468 | 5673271.5055 | 0.094792
| FF Storage Water Heater_Com, G - HWat | G | No | Education | Water Heating | REPL | 152738.6106 | 452404.8037 | 0.33761
| FF Storage Water Heater_Com, O - HWat | O | Yes | Education | Water Heating | NC | 1860.9994 | 1491.8873 | 1.2474
| FF Storage Water Heater_Com, O - HWat | O | No | Education | Water Heating | RET | 11819.1658 | 33746.1868 | 0.35024
| FF Storage Water Heater_Com, O - HWat | O | Yes | Education | Water Heating | REPL | 3356.8239 | 2691.0289 | 1.2474
| FF Storage Water Heater_Com, P - HWat | Prp | Yes | Education | Water Heating | NC | 63921.167 | 42595.8414 | 1.5006
| FF Storage Water Heater_Com, P - HWat | Prp | No | Education | Water Heating | RET | 405961.9116 | 963509.2392 | 0.42134
| FF Storage Water Heater_Com, P - HWat | Prp | Yes | Education | Water Heating | REPL | 115299.3946 | 76833.3081 | 1.5006
| FF Instantaneous Water Heater_Com, G - HWat | G | No | Education | Water Heating | NC | 164770.6024 | 744340.9926 | 0.22136
| FF Instantaneous Water Heater_Com, G - HWat | G | No | Education | Water Heating | RET | 762281.0335 | 10121538.4854 | 0.075313
| FF Instantaneous Water Heater_Com, G - HWat | G | No | Education | Water Heating | REPL | 1.4638e-10 | 6.6129e-10 | 0.22136
| FF Instantaneous Water Heater_Com, O - HWat | O | No | Education | Water Heating | NC | 3644.5215 | 4427.5461 | 0.82315
| FF Instantaneous Water Heater_Com, O - HWat | O | No | Education | Water Heating | RET | 16860.7112 | 60205.7088 | 0.28005
| FF Instantaneous Water Heater_Com, O - HWat | O | No | Education | Water Heating | REPL | 3.2379e-12 | 3.9335e-12 | 0.82315
| FF Instantaneous Water Heater_Com, P - HWat | Prp | No | Education | Water Heating | NC | 125741.4043 | 126413.7355 | 0.99468
| FF Instantaneous Water Heater_Com, P - HWat | Prp | No | Education | Water Heating | RET | 581719.582 | 1718972.1896 | 0.33841
| FF Instantaneous Water Heater_Com, P - HWat | Prp | No | Education | Water Heating | REPL | 1.1171e-10 | 1.1231e-10 | 0.99468
| Clothes Dryer_Com, E - Appl | E | Yes | Education | Appliances | NC | 27512.4144 | 898.8266 | 30.6093
| Clothes Dryer_Com, E - Appl | E | Yes | Education | Appliances | RET | 141238.5614 | 16045.1015 | 8.8026
| Clothes Dryer_Com, E - Appl | E | Yes | Education | Appliances | REPL | 8377.3638 | 273.6873 | 30.6093
| Clothes Dryer_Com, G - Oth | G | No | Education | Other | NC | 1437.3721 | 1560.3565 | 0.92118
| Clothes Dryer_Com, G - Oth | G | No | Education | Other | RET | 7670.4889 | 34111.7236 | 0.22486
| Clothes Dryer_Com, G - Oth | G | No | Education | Other | REPL | 454.9642 | 493.8918 | 0.92118
| Clothes Dryer_Com, P - Oth | Prp | Yes | Education | Other | NC | 1082.4172 | 265.0002 | 4.0846
| Clothes Dryer_Com, P - Oth | Prp | No | Education | Other | RET | 5776.2841 | 5793.2997 | 0.99706
| Clothes Dryer_Com, P - Oth | Prp | Yes | Education | Other | REPL | 342.6121 | 83.8792 | 4.0846
| Pnemautic to DDC_Com, E - TotE [Building w Elec Heat] | E | No | Education | Total Electric | RET | 292614.3182 | 412170.9181 | 0.70993
| Pnemautic to DDC_Com, E - TotE [Building w Gas Heat] | E | No | Education | Total Electric | RET | 1176906.9769 | 1589241.2511 | 0.74055
| Pnemautic to DDC_Com, G - TotF [Building w Gas Heat] | G | No | Education | Total FF | RET | 1176906.9769 | 1589241.2511 | 0.74055
| Pnemautic to DDC_Com, E - TotE [Building w Oil Heat] | E | Yes | Education | Total Electric | RET | 751208.2331 | 427595.2753 | 1.7568
| Pnemautic to DDC_Com, O - TotF [Building w Oil Heat] | O | Yes | Education | Total FF | RET | 751208.2331 | 427595.2753 | 1.7568
| Pnemautic to DDC_Com, E - TotE [Building w Propane Heat] | E | Yes | Education | Total Electric | RET | 679662.8447 | 128863.1587 | 5.2743
| Pnemautic to DDC_Com, P - TotF [Building w Propane Heat] | Prp | Yes | Education | Total FF | RET | 679662.8447 | 128863.1587 | 5.2743
| Data Center_Com, E - TotE [Building w Elec Heat] | E | Yes | Education | Total Electric | NC | 21496.6792 | 8882.7042 | 2.4201
| Data Center_Com, E - TotE [Building w Elec Heat] | E | Yes | Education | Total Electric | RET | 423631.8507 | 379537.9175 | 1.1162
| Data Center_Com, E - TotE [Building w Gas Heat] | E | Yes | Education | Total Electric | NC | 43896.8223 | 18138.7313 | 2.4201
| Data Center_Com, E - TotE [Building w Gas Heat] | E | Yes | Education | Total Electric | RET | 865068.1303 | 775027.081 | 1.1162
| Data Center_Com, G - TotF [Building w Gas Heat] | G | Yes | Education | Total FF | NC | 43896.8223 | 18138.7313 | 2.4201
| Data Center_Com, G - TotF [Building w Gas Heat] | G | Yes | Education | Total FF | RET | 865068.1303 | 775027.081 | 1.1162
| Data Center_Com, E - TotE [Building w Oil Heat] | E | Yes | Education | Total Electric | NC | 11810.714 | 4880.3388 | 2.4201
| Data Center_Com, E - TotE [Building w Oil Heat] | E | Yes | Education | Total Electric | RET | 232751.9784 | 208525.8722 | 1.1162
| Data Center_Com, O - TotF [Building w Oil Heat] | O | Yes | Education | Total FF | NC | 11810.714 | 4880.3388 | 2.4201
| Data Center_Com, O - TotF [Building w Oil Heat] | O | Yes | Education | Total FF | RET | 232751.9784 | 208525.8722 | 1.1162
| Data Center_Com, E - TotE [Building w Propane Heat] | E | Yes | Education | Total Electric | NC | 3559.3609 | 1470.7737 | 2.4201
| Data Center_Com, E - TotE [Building w Propane Heat] | E | Yes | Education | Total Electric | RET | 70143.7945 | 62842.8426 | 1.1162
| Data Center_Com, P - TotF [Building w Propane Heat] | Prp | Yes | Education | Total FF | NC | 3559.3609 | 1470.7737 | 2.4201
| Data Center_Com, P - TotF [Building w Propane Heat] | Prp | Yes | Education | Total FF | RET | 70143.7945 | 62842.8426 | 1.1162
| RCx_Com, E - TotE [Building w Elec Heat] | E | Yes | Education | Total Electric | RET | 653765.9437 | 229402.9407 | 2.8499
| RCx_Com, E - TotE [Building w Gas Heat] | E | Yes | Education | Total Electric | RET | 2576481.9223 | 729633.2554 | 3.5312
| RCx_Com, G - TotF [Building w Gas Heat] | G | Yes | Education | Total FF | RET | 2576481.9223 | 729633.2554 | 3.5312
| RCx_Com, E - TotE [Building w Oil Heat] | E | Yes | Education | Total Electric | RET | 1299397.6472 | 196312.3802 | 6.619
| RCx_Com, O - TotF [Building w Oil Heat] | O | Yes | Education | Total FF | RET | 1299397.6472 | 196312.3802 | 6.619
| RCx_Com, E - TotE [Building w Propane Heat] | E | Yes | Education | Total Electric | RET | 1028197.657 | 59162.0976 | 17.3793
| RCx_Com, P - TotF [Building w Propane Heat] | Prp | Yes | Education | Total FF | RET | 1028197.657 | 59162.0976 | 17.3793
| Commissioning_Com, E - TotE [Building w Elec Heat] | E | Yes | Education | Total Electric | NC | 0 | 0 | 0
| Commissioning_Com, E - TotE [Building w Gas Heat] | E | Yes | Education | Total Electric | NC | 0 | 0 | 0
| Commissioning_Com, G - TotF [Building w Gas Heat] | G | Yes | Education | Total FF | NC | 0 | 0 | 0
| Commissioning_Com, E - TotE [Building w Oil Heat] | E | Yes | Education | Total Electric | NC | 0 | 0 | 0
| Commissioning_Com, O - TotF [Building w Oil Heat] | O | Yes | Education | Total FF | NC | 0 | 0 | 0
| Commissioning_Com, E - TotE [Building w Propane Heat] | E | Yes | Education | Total Electric | NC | 0 | 0 | 0
| Commissioning_Com, P - TotF [Building w Propane Heat] | Prp | Yes | Education | Total FF | NC | 0 | 0 | 0
| Integrated Building Design_Com, E - TotE [Building w Elec Heat] | E | Yes | Education | Total Electric | NC | 68321.8428 | 5453.0134 | 12.5292
| Integrated Building Design_Com, E - TotE [Building w Gas Heat] | E | Yes | Education | Total Electric | NC | 263243.0909 | 17343.7181 | 15.178
| Integrated Building Design_Com, G - TotF [Building w Gas Heat] | G | Yes | Education | Total FF | NC | 263243.0909 | 17343.7181 | 15.178
| Integrated Building Design_Com, E - TotE [Building w Oil Heat] | E | Yes | Education | Total Electric | NC | 132836.0067 | 4666.4356 | 28.4663
| Integrated Building Design_Com, O - TotF [Building w Oil Heat] | O | Yes | Education | Total FF | NC | 132836.0067 | 4666.4356 | 28.4663
| Integrated Building Design_Com, E - TotE [Building w Propane Heat] | E | Yes | Education | Total Electric | NC | 104712.3716 | 1406.3103 | 74.4589
| Integrated Building Design_Com, P - TotF [Building w Propane Heat] | Prp | Yes | Education | Total FF | NC | 104712.3716 | 1406.3103 | 74.4589
| Deep Energy Retrofit_Com, E - TotE [Building w Elec Heat] | E | Yes | Education | Total Electric | RET | 294816.1043 | 151866.8219 | 1.9413
| Deep Energy Retrofit_Com, E - TotE [Building w Gas Heat] | E | Yes | Education | Total Electric | RET | 1157017.4184 | 483023.8151 | 2.3954
| Deep Energy Retrofit_Com, G - TotF [Building w Gas Heat] | G | Yes | Education | Total FF | RET | 1157017.4184 | 483023.8151 | 2.3954
| Deep Energy Retrofit_Com, E - TotE [Building w Oil Heat] | E | Yes | Education | Total Electric | RET | 589449.7197 | 129960.5715 | 4.5356
| Deep Energy Retrofit_Com, O - TotF [Building w Oil Heat] | O | Yes | Education | Total FF | RET | 589449.7197 | 129960.5715 | 4.5356
| Deep Energy Retrofit_Com, E - TotE [Building w Propane Heat] | E | Yes | Education | Total Electric | RET | 467769.4752 | 39165.8438 | 11.9433
| Deep Energy Retrofit_Com, P - TotF [Building w Propane Heat] | Prp | Yes | Education | Total FF | RET | 467769.4752 | 39165.8438 | 11.9433
| EMS_Com, E - TotE [Building w Elec Heat] | E | Yes | Education | Total Electric | NC | 124273.2914 | 73348.3768 | 1.6943
| EMS_Com, E - TotE [Building w Elec Heat] | E | Yes | Education | Total Electric | RET | 1866514.7957 | 876313.5183 | 2.13
| EMS_Com, E - TotE [Building w Gas Heat] | E | Yes | Education | Total Electric | NC | 494898.4783 | 233290.0126 | 2.1214
| EMS_Com, E - TotE [Building w Gas Heat] | E | Yes | Education | Total Electric | RET | 7576191.758 | 5574361.7153 | 1.3591
| EMS_Com, G - TotF [Building w Gas Heat] | G | Yes | Education | Total FF | NC | 494898.4783 | 233290.0126 | 2.1214
| EMS_Com, G - TotF [Building w Gas Heat] | G | Yes | Education | Total FF | RET | 7576191.758 | 5574361.7153 | 1.3591
| EMS_Com, E - TotE [Building w Oil Heat] | E | Yes | Education | Total Electric | NC | 254002.243 | 62768.1336 | 4.0467
| EMS_Com, E - TotE [Building w Oil Heat] | E | Yes | Education | Total Electric | RET | 3925186.2258 | 1499816.8029 | 2.6171
| EMS_Com, O - TotF [Building w Oil Heat] | O | Yes | Education | Total FF | NC | 254002.243 | 62768.1336 | 4.0467
| EMS_Com, O - TotF [Building w Oil Heat] | O | Yes | Education | Total FF | RET | 3925186.2258 | 1499816.8029 | 2.6171
| EMS_Com, E - TotE [Building w Propane Heat] | E | Yes | Education | Total Electric | NC | 202600.3597 | 18916.2519 | 10.7104
| EMS_Com, E - TotE [Building w Propane Heat] | E | Yes | Education | Total Electric | RET | 3150962.9304 | 451995.4776 | 6.9712
| EMS_Com, P - TotF [Building w Propane Heat] | Prp | Yes | Education | Total FF | NC | 202600.3597 | 18916.2519 | 10.7104
| EMS_Com, P - TotF [Building w Propane Heat] | Prp | Yes | Education | Total FF | RET | 3150962.9304 | 451995.4776 | 6.9712
| VFDs on HVAC Pumps_Com, E - Oth | E | Yes | Education | Other | RET | 120312.3967 | 36922.6494 | 3.2585
| ECM Circulators_Com, E - Oth | E | Yes | Education | Other | RET | 451968.8519 | 229016.2821 | 1.9735
| Motors_Com, E - Oth | E | Yes | Education | Other | NC | 9286.8338 | 4507.6635 | 2.0602
| Motors_Com, E - Oth | E | Yes | Education | Other | RET | 84307.3019 | 69761.4445 | 1.2085
| Motors_Com, E - Oth | E | Yes | Education | Other | REPL | 508.3729 | 246.7552 | 2.0602
| Ext Area Ltg_Com, E - ExtL | E | Yes | Education | Exterior Lighting | NC | 41991.4956 | 9321.4279 | 4.5048
| Ext Area Ltg_Com, E - ExtL | E | Yes | Education | Exterior Lighting | RET | 258600.0438 | 57404.9969 | 4.5048
| Ext Area Ltg_Com, E - ExtL | E | Yes | Education | Exterior Lighting | REPL | 343232.7966 | 76192.0893 | 4.5048
| Street Ltg_Com, E - ExtL | E | Yes | Education | Exterior Lighting | NC | 7816.386 | 1476.1362 | 5.2952
| Street Ltg_Com, E - ExtL | E | Yes | Education | Exterior Lighting | RET | 48136.3603 | 9090.6239 | 5.2952
| Street Ltg_Com, E - ExtL | E | Yes | Education | Exterior Lighting | REPL | 63890.0802 | 12065.7376 | 5.2952
| Ext Ltg Ctrls_Com, E - ExtL | E | Yes | Education | Exterior Lighting | RET | 240568.8904 | 49928.5035 | 4.8183
| Ext Ltg Dsgn_Com, E - ExtL | E | Yes | Education | Exterior Lighting | NC | 5997.0303 | 1096.8828 | 5.4673
| Ext Ltg Dsgn_Com, E - ExtL | E | Yes | Education | Exterior Lighting | REPL | 49242.7425 | 9006.7104 | 5.4673
| Int Ltg Ctrls_Com, E - IntL [No Heat] | E | Yes | Education | Interior Lighting | RET | 707874.9048 | 193262.6581 | 3.6628
| Int Ltg Ctrls_Com, E - IntL [Electric Heat] | E | Yes | Education | Interior Lighting | RET | 340294.9163 | 131456.2007 | 2.5887
| Int Ltg Ctrls_Com, E/G - IntL | E | Yes | Education | Interior Lighting | RET | 2571520.4478 | 856447.9634 | 3.0025
| Int Ltg Ctrls_Com, E/O - IntL | E | Yes | Education | Interior Lighting | RET | 554568.002 | 283449.2696 | 1.9565
| Int Ltg Ctrls_Com, E/P - IntL | E | Yes | Education | Interior Lighting | RET | 108168.9532 | 60629.3658 | 1.7841
| Exit Sign RetFit_Com, E - IntL [No Heat] | E | Yes | Education | Interior Lighting | RET | 17863.9552 | 4639.6032 | 3.8503
| Exit Sign RetFit_Com, E - IntL [Electric Heat] | E | Yes | Education | Interior Lighting | RET | 8658.8951 | 3154.1052 | 2.7453
| Exit Sign RetFit_Com, E/G - IntL | E | Yes | Education | Interior Lighting | RET | 66345.5129 | 27543.3175 | 2.4088
| Exit Sign RetFit_Com, E/O - IntL | E | Yes | Education | Interior Lighting | RET | 14246.8273 | 12336.5883 | 1.1548
| Exit Sign RetFit_Com, E/P - IntL | E | No | Education | Interior Lighting | RET | 2773.1021 | 2750.4853 | 1.0082
| LED HiLo Bay_Com, E - IntL [No Heat] | E | Yes | Education | Interior Lighting | NC | 6309.7662 | 3030.6868 | 2.082
| LED HiLo Bay_Com, E - IntL [No Heat] | E | Yes | Education | Interior Lighting | RET | 43684.6144 | 20982.455 | 2.082
| LED HiLo Bay_Com, E - IntL [No Heat] | E | Yes | Education | Interior Lighting | REPL | 2317.5533 | 1113.1598 | 2.082
| LED HiLo Bay_Com, E - IntL [Electric Heat] | E | Yes | Education | Interior Lighting | NC | 3031.6176 | 2060.3281 | 1.4714
| LED HiLo Bay_Com, E - IntL [Electric Heat] | E | Yes | Education | Interior Lighting | RET | 20988.8988 | 14264.3383 | 1.4714
| LED HiLo Bay_Com, E - IntL [Electric Heat] | E | Yes | Education | Interior Lighting | REPL | 1113.5017 | 756.7507 | 1.4714
| LED HiLo Bay_Com, E/G - IntL | E | Yes | Education | Interior Lighting | NC | 23039.2749 | 12538.4467 | 1.8375
| LED HiLo Bay_Com, E/G - IntL | E | Yes | Education | Interior Lighting | RET | 159508.5791 | 86807.8455 | 1.8375
| LED HiLo Bay_Com, E/G - IntL | E | Yes | Education | Interior Lighting | REPL | 8462.2387 | 4605.3241 | 1.8375
| LED HiLo Bay_Com, E/O - IntL | E | Yes | Education | Interior Lighting | NC | 4947.3816 | 3732.362 | 1.3255
| LED HiLo Bay_Com, E/O - IntL | E | Yes | Education | Interior Lighting | RET | 34252.372 | 25840.3861 | 1.3255
| LED HiLo Bay_Com, E/O - IntL | E | Yes | Education | Interior Lighting | REPL | 1817.1546 | 1370.8825 | 1.3255
| LED HiLo Bay_Com, E/P - IntL | E | Yes | Education | Interior Lighting | NC | 962.993 | 784.0092 | 1.2283
| LED HiLo Bay_Com, E/P - IntL | E | Yes | Education | Interior Lighting | RET | 6667.1212 | 5427.9571 | 1.2283
| LED HiLo Bay_Com, E/P - IntL | E | Yes | Education | Interior Lighting | REPL | 353.7037 | 287.9636 | 1.2283
| Repl Scre_Com, E - IntL [No Heat] | E | Yes | Education | Interior Lighting | NC | 0 | 0 | 0
| Repl Scre_Com, E - IntL [No Heat] | E | Yes | Education | Interior Lighting | RET | 0 | 0 | 0
| Repl Scre_Com, E - IntL [No Heat] | E | Yes | Education | Interior Lighting | REPL | 0 | 0 | 0
| Repl Scre_Com, E - IntL [Electric Heat] | E | Yes | Education | Interior Lighting | NC | 0 | 0 | 0
| Repl Scre_Com, E - IntL [Electric Heat] | E | Yes | Education | Interior Lighting | RET | 0 | 0 | 0
| Repl Scre_Com, E - IntL [Electric Heat] | E | Yes | Education | Interior Lighting | REPL | 0 | 0 | 0
| Repl Scre_Com, E/G - IntL | E | Yes | Education | Interior Lighting | NC | 0 | 0 | 0
| Repl Scre_Com, E/G - IntL | E | Yes | Education | Interior Lighting | RET | 0 | 0 | 0
| Repl Scre_Com, E/G - IntL | E | Yes | Education | Interior Lighting | REPL | 0 | 0 | 0
| Repl Scre_Com, E/O - IntL | E | Yes | Education | Interior Lighting | NC | 0 | 0 | 0
| Repl Scre_Com, E/O - IntL | E | Yes | Education | Interior Lighting | RET | 0 | 0 | 0
| Repl Scre_Com, E/O - IntL | E | Yes | Education | Interior Lighting | REPL | 0 | 0 | 0
| Repl Scre_Com, E/P - IntL | E | Yes | Education | Interior Lighting | NC | 0 | 0 | 0
| Repl Scre_Com, E/P - IntL | E | Yes | Education | Interior Lighting | RET | 0 | 0 | 0
| Repl Scre_Com, E/P - IntL | E | Yes | Education | Interior Lighting | REPL | 0 | 0 | 0
| Lin LED Fixture_Com, E - IntL [No Heat] | E | Yes | Education | Interior Lighting | NC | 23980.8515 | 14154.5434 | 1.6942
| Lin LED Fixture_Com, E - IntL [No Heat] | E | Yes | Education | Interior Lighting | RET | 151442.8365 | 135436.6067 | 1.1182
| Lin LED Fixture_Com, E - IntL [No Heat] | E | Yes | Education | Interior Lighting | REPL | 15240.9561 | 8995.8763 | 1.6942
| Lin LED Fixture_Com, E - IntL [Electric Heat] | E | Yes | Education | Interior Lighting | NC | 11623.8356 | 9622.5726 | 1.208
| Lin LED Fixture_Com, E - IntL [Electric Heat] | E | No | Education | Interior Lighting | RET | 73406.3442 | 92072.8093 | 0.79726
| Lin LED Fixture_Com, E - IntL [Electric Heat] | E | Yes | Education | Interior Lighting | REPL | 7387.4928 | 6115.5963 | 1.208
| Lin LED Fixture_Com, E/G - IntL | E | Yes | Education | Interior Lighting | NC | 89063.2493 | 57653.4893 | 1.5448
| Lin LED Fixture_Com, E/G - IntL | E | No | Education | Interior Lighting | RET | 562448.3806 | 527551.5572 | 1.0661
| Lin LED Fixture_Com, E/G - IntL | E | Yes | Education | Interior Lighting | REPL | 56603.873 | 36641.4971 | 1.5448
| Lin LED Fixture_Com, E/O - IntL | E | Yes | Education | Interior Lighting | NC | 19125.1628 | 16709.9846 | 1.1445
| Lin LED Fixture_Com, E/O - IntL | E | No | Education | Interior Lighting | RET | 120778.4012 | 140627.2173 | 0.85886
| Lin LED Fixture_Com, E/O - IntL | E | Yes | Education | Interior Lighting | REPL | 12154.9382 | 10619.9791 | 1.1445
| Lin LED Fixture_Com, E/P - IntL | E | No | Education | Interior Lighting | NC | 3722.6554 | 3489.4142 | 1.0668
| Lin LED Fixture_Com, E/P - IntL | E | No | Education | Interior Lighting | RET | 23509.1527 | 28868.5105 | 0.81435
| Lin LED Fixture_Com, E/P - IntL | E | No | Education | Interior Lighting | REPL | 2365.9222 | 2217.6864 | 1.0668
| LED Tube Repl_Com, E - IntL [No Heat] | E | Yes | Education | Interior Lighting | RET | 1021108.0628 | 103016.1984 | 9.9121
| LED Tube Repl_Com, E - IntL [No Heat] | E | Yes | Education | Interior Lighting | REPL | 429826.7993 | 43363.7971 | 9.9121
| LED Tube Repl_Com, E - IntL [Electric Heat] | E | Yes | Education | Interior Lighting | RET | 494944.5718 | 70032.6967 | 7.0673
| LED Tube Repl_Com, E - IntL [Electric Heat] | E | Yes | Education | Interior Lighting | REPL | 208342.7297 | 29479.6711 | 7.0673
| LED Tube Repl_Com, E/G - IntL | E | Yes | Education | Interior Lighting | RET | 3792325.8009 | 682745.3044 | 5.5545
| LED Tube Repl_Com, E/G - IntL | E | Yes | Education | Interior Lighting | REPL | 1596347.4583 | 287395.8591 | 5.5545
| LED Tube Repl_Com, E/O - IntL | E | Yes | Education | Interior Lighting | RET | 814352.1482 | 329141.8027 | 2.4742
| LED Tube Repl_Com, E/O - IntL | E | Yes | Education | Interior Lighting | REPL | 342794.6464 | 138549.4569 | 2.4742
| LED Tube Repl_Com, E/P - IntL | E | Yes | Education | Interior Lighting | RET | 158511.1976 | 73941.288 | 2.1437
| LED Tube Repl_Com, E/P - IntL | E | Yes | Education | Interior Lighting | REPL | 66723.9474 | 31124.9596 | 2.1437
| Repl pin CFL wLED_Com, E - IntL [No Heat] | E | Yes | Education | Interior Lighting | RET | 37659.6669 | 21297.7582 | 1.7682
| Repl pin CFL wLED_Com, E - IntL [No Heat] | E | Yes | Education | Interior Lighting | REPL | 23682.0697 | 13392.9755 | 1.7682
| Repl pin CFL wLED_Com, E - IntL [Electric Heat] | E | Yes | Education | Interior Lighting | RET | 18254.1382 | 14478.6884 | 1.2608
| Repl pin CFL wLED_Com, E - IntL [Electric Heat] | E | Yes | Education | Interior Lighting | REPL | 11479.0122 | 9104.8418 | 1.2608
| Repl pin CFL wLED_Com, E/G - IntL | E | Yes | Education | Interior Lighting | RET | 139865.438 | 87295.4938 | 1.6022
| Repl pin CFL wLED_Com, E/G - IntL | E | Yes | Education | Interior Lighting | REPL | 87953.5941 | 54895.2804 | 1.6022
| Repl pin CFL wLED_Com, E/O - IntL | E | Yes | Education | Interior Lighting | RET | 30034.2655 | 25477.5266 | 1.1789
| Repl pin CFL wLED_Com, E/O - IntL | E | Yes | Education | Interior Lighting | REPL | 18886.8789 | 16021.3993 | 1.1789
| Repl pin CFL wLED_Com, E/P - IntL | E | Yes | Education | Interior Lighting | RET | 5846.0795 | 5323.3192 | 1.0982
| Repl pin CFL wLED_Com, E/P - IntL | E | Yes | Education | Interior Lighting | REPL | 3676.2742 | 3347.5393 | 1.0982
| Refrig Case LED_Com, E - IntL | E | Yes | Education | Interior Lighting | NC | 45928.6649 | 15923.916 | 2.8843
| Refrig Case LED_Com, E - IntL | E | Yes | Education | Interior Lighting | RET | 235717.1711 | 81725.4416 | 2.8843
| Refrig Case LED_Com, E - IntL | E | Yes | Education | Interior Lighting | REPL | 73657.9871 | 25537.9424 | 2.8843
| Refrig Case Ctrls_Com, E - IntL | E | No | Education | Interior Lighting | RET | 138887.5676 | 122568.2937 | 1.1331
| Stair Occ Sensor_Com, E - IntL [No Heat] | E | Yes | Education | Interior Lighting | NC | 7592.5061 | 3291.3576 | 2.3068
| Stair Occ Sensor_Com, E - IntL [No Heat] | E | Yes | Education | Interior Lighting | RET | 70136.4308 | 30404.2001 | 2.3068
| Stair Occ Sensor_Com, E - IntL [Electric Heat] | E | Yes | Education | Interior Lighting | NC | 3680.188 | 2237.5379 | 1.6447
| Stair Occ Sensor_Com, E - IntL [Electric Heat] | E | Yes | Education | Interior Lighting | RET | 33996.0548 | 20669.4496 | 1.6447
| Stair Occ Sensor_Com, E/G - IntL | E | Yes | Education | Interior Lighting | NC | 28198.0506 | 16392.2581 | 1.7202
| Stair Occ Sensor_Com, E/G - IntL | E | Yes | Education | Interior Lighting | RET | 260481.9271 | 151424.8997 | 1.7202
| Stair Occ Sensor_Com, E/O - IntL | E | No | Education | Interior Lighting | NC | 6055.1609 | 6244.8236 | 0.96963
| Stair Occ Sensor_Com, E/O - IntL | E | No | Education | Interior Lighting | RET | 55935.072 | 57687.0974 | 0.96963
| Stair Occ Sensor_Com, E/P - IntL | E | No | Education | Interior Lighting | NC | 1178.6189 | 1363.159 | 0.86462
| Stair Occ Sensor_Com, E/P - IntL | E | No | Education | Interior Lighting | RET | 10887.5936 | 12592.2993 | 0.86462
| Int Delamping_Com, E - IntL [No Heat] | E | Yes | Education | Interior Lighting | RET | 13201.8098 | 1153.4754 | 11.4452
| Int Delamping_Com, E - IntL [Electric Heat] | E | Yes | Education | Interior Lighting | RET | 6399.0917 | 559.1048 | 11.4452
| Int Delamping_Com, E/G - IntL | E | Yes | Education | Interior Lighting | RET | 49030.6224 | 8397.5701 | 5.8387
| Int Delamping_Com, E/O - IntL | E | Yes | Education | Interior Lighting | RET | 10528.6821 | 4183.7026 | 2.5166
| Int Delamping_Com, E/P - IntL | E | Yes | Education | Interior Lighting | RET | 2049.3763 | 943.3111 | 2.1725
| Int Ltg Dsgn_Com, E - IntL [No Heat] | E | Yes | Education | Interior Lighting | NC | 21327.0129 | 4347.9216 | 4.9051
| Int Ltg Dsgn_Com, E - IntL [Electric Heat] | E | Yes | Education | Interior Lighting | NC | 10337.485 | 2107.495 | 4.9051
| Int Ltg Dsgn_Com, E/G - IntL | E | Yes | Education | Interior Lighting | NC | 79207.0733 | 22793.3121 | 3.475
| Int Ltg Dsgn_Com, E/O - IntL | E | Yes | Education | Interior Lighting | NC | 17008.6785 | 8740.0646 | 1.9461
| Int Ltg Dsgn_Com, E/P - IntL | E | Yes | Education | Interior Lighting | NC | 3310.6881 | 1909.5668 | 1.7337
| Room Air Conditioner_Com, E - Cool | E | Yes | Grocery | Cooling | NC | 0 | 0 | 0
| Room Air Conditioner_Com, E - Cool | E | Yes | Grocery | Cooling | RET | 0 | 0 | 0
| Room Air Conditioner_Com, E - Cool | E | Yes | Grocery | Cooling | REPL | 0 | 0 | 0
| Chiller Systems_Com, E - Cool | E | Yes | Grocery | Cooling | NC | 2924.045 | 183.355 | 15.9475
| Chiller Systems_Com, E - Cool | E | Yes | Grocery | Cooling | RET | 8245.4366 | 1075.6708 | 7.6654
| Chiller Systems_Com, E - Cool | E | Yes | Grocery | Cooling | REPL | 2.499e-12 | 1.567e-13 | 15.9475
| Chiller Tuneup_Com, E - Cool | E | Yes | Grocery | Cooling | RET | 2470.7969 | 291.2781 | 8.4826
| Mini Split Ductless AC_Com, E - Cool | E | Yes | Grocery | Cooling | NC | 0 | 0 | 0
| Mini Split Ductless AC_Com, E - Cool | E | Yes | Grocery | Cooling | RET | 0 | 0 | 0
| Mini Split Ductless AC_Com, E - Cool | E | Yes | Grocery | Cooling | REPL | 0 | 0 | 0
| Eff Unitary AC_Com, E - Cool | E | Yes | Grocery | Cooling | NC | 10924.1202 | 5476.4132 | 1.9948
| Eff Unitary AC_Com, E - Cool | E | No | Grocery | Cooling | RET | 82856.6592 | 307244.4609 | 0.26968
| Eff Unitary AC_Com, E - Cool | E | Yes | Grocery | Cooling | REPL | 49349.6286 | 24739.6543 | 1.9948
| PTAC_Com, E - Cool | E | Yes | Grocery | Cooling | NC | 0 | 0 | 0
| PTAC_Com, E - Cool | E | Yes | Grocery | Cooling | RET | 0 | 0 | 0
| PTAC_Com, E - Cool | E | Yes | Grocery | Cooling | REPL | 0 | 0 | 0
| Unitary Equipment Economizer_Com, E - Cool | E | No | Grocery | Cooling | RET | 30338.6698 | 53383.1061 | 0.56832
| AC Tuneup_Com, E - Cool [ASHP] | E | Yes | Grocery | Cooling | RET | 14413.627 | 563.1465 | 25.5948
| AC Tuneup_Com, E - Heat [ASHP] | E | Yes | Grocery | Space Heating | RET | 14413.627 | 563.1465 | 25.5948
| AC Tuneup_Com, E - Cool [Unitary AC] | E | Yes | Grocery | Cooling | RET | 77934.6201 | 5458.1067 | 14.2787
| DCV_Com, E - Cool [Building w Elec Heat] | E | Yes | Grocery | Cooling | RET | 229724.264 | 34280.3976 | 6.7013
| DCV_Com, E - Heat [Building w Elec Heat] | E | Yes | Grocery | Space Heating | RET | 229724.264 | 34280.3976 | 6.7013
| DCV_Com, E - Vent [Building w Elec Heat] | E | Yes | Grocery | Ventilation | RET | 229724.264 | 34280.3976 | 6.7013
| DCV_Com, E - Cool [Building w Gas Heat] | E | Yes | Grocery | Cooling | RET | 582395.6458 | 70001.5341 | 8.3198
| DCV_Com, G - Heat [Building w Gas Heat] | G | Yes | Grocery | Space Heating | RET | 582395.6458 | 70001.5341 | 8.3198
| DCV_Com, E - Vent [Building w Gas Heat] | E | Yes | Grocery | Ventilation | RET | 582395.6458 | 70001.5341 | 8.3198
| DCV_Com, E - Cool [Building w Oil Heat] | E | Yes | Grocery | Cooling | RET | 173428.5035 | 18834.3496 | 9.2081
| DCV_Com, O - Heat [Building w Oil Heat] | O | Yes | Grocery | Space Heating | RET | 173428.5035 | 18834.3496 | 9.2081
| DCV_Com, E - Vent [Building w Oil Heat] | E | Yes | Grocery | Ventilation | RET | 173428.5035 | 18834.3496 | 9.2081
| DCV_Com, E - Cool [Building w Propane Heat] | E | Yes | Grocery | Cooling | RET | 87138.482 | 5676.0538 | 15.3519
| DCV_Com, P - Heat [Building w Propane Heat] | Prp | Yes | Grocery | Space Heating | RET | 87138.482 | 5676.0538 | 15.3519
| DCV_Com, E - Vent [Building w Propane Heat] | E | Yes | Grocery | Ventilation | RET | 87138.482 | 5676.0538 | 15.3519
| Controls for Unitary AC_Com, E - Cool | E | No | Grocery | Cooling | RET | 86293.0584 | 102881.449 | 0.83876
| Optimized Unitary AC Sys_Com, E - Cool [Building w Elec Heat] | E | No | Grocery | Cooling | NC | 24754.5752 | 38806.3454 | 0.6379
| Optimized Unitary AC Sys_Com, E - Heat [Building w Elec Heat] | E | No | Grocery | Space Heating | NC | 24754.5752 | 38806.3454 | 0.6379
| Optimized Unitary AC Sys_Com, E - Cool [Building w Gas Heat] | E | Yes | Grocery | Cooling | NC | 83644.2084 | 19345.3402 | 4.3237
| Optimized Unitary AC Sys_Com, G - Heat [Building w Gas Heat] | G | Yes | Grocery | Space Heating | NC | 83644.2084 | 19345.3402 | 4.3237
| Optimized Unitary AC Sys_Com, E - Cool [Building w Oil Heat] | E | Yes | Grocery | Cooling | NC | 27584.9183 | 5031.6172 | 5.4823
| Optimized Unitary AC Sys_Com, O - Heat [Building w Oil Heat] | O | Yes | Grocery | Space Heating | NC | 27584.9183 | 5031.6172 | 5.4823
| Optimized Unitary AC Sys_Com, E - Cool [Building w Propane Heat] | E | Yes | Grocery | Cooling | NC | 18901.1885 | 1546.5522 | 12.2215
| Optimized Unitary AC Sys_Com, P - Heat [Building w Propane Heat] | Prp | Yes | Grocery | Space Heating | NC | 18901.1885 | 1546.5522 | 12.2215
| Optimized Chiller Sys_Com, E - Cool | E | No | Grocery | Cooling | NC | 992.5217 | 1300.7717 | 0.76303
| Cool Roof_Com, E - Cool [Building w Elec Heat] | E | No | Grocery | Cooling | NC | 4817.9903 | 9091.2967 | 0.52996
| Cool Roof_Com, E - Cool [Building w Elec Heat] | E | No | Grocery | Cooling | RET | 30264.489 | 83730.1467 | 0.36145
| Cool Roof_Com, E - Heat [Building w Elec Heat] | E | No | Grocery | Space Heating | NC | 4817.9903 | 9091.2967 | 0.52996
| Cool Roof_Com, E - Heat [Building w Elec Heat] | E | No | Grocery | Space Heating | RET | 30264.489 | 83730.1467 | 0.36145
| Cool Roof_Com, E - Cool [Building w Gas Heat] | E | No | Grocery | Cooling | NC | 12352.5579 | 22935.8375 | 0.53857
| Cool Roof_Com, E - Cool [Building w Gas Heat] | E | No | Grocery | Cooling | RET | 77593.3178 | 199521.8661 | 0.3889
| Cool Roof_Com, G - Heat [Building w Gas Heat] | G | No | Grocery | Space Heating | NC | 12352.5579 | 22935.8375 | 0.53857
| Cool Roof_Com, G - Heat [Building w Gas Heat] | G | No | Grocery | Space Heating | RET | 77593.3178 | 199521.8661 | 0.3889
| Cool Roof_Com, E - Cool [Building w Oil Heat] | E | No | Grocery | Cooling | NC | 3323.5328 | 6185.0219 | 0.53735
| Cool Roof_Com, E - Cool [Building w Oil Heat] | E | No | Grocery | Cooling | RET | 20876.9663 | 53773.9648 | 0.38824
| Cool Roof_Com, O - Heat [Building w Oil Heat] | O | No | Grocery | Space Heating | NC | 3323.5328 | 6185.0219 | 0.53735
| Cool Roof_Com, O - Heat [Building w Oil Heat] | O | No | Grocery | Space Heating | RET | 20876.9663 | 53773.9648 | 0.38824
| Cool Roof_Com, E - Cool [Building w Propane Heat] | E | No | Grocery | Cooling | NC | 1001.6035 | 2789.7892 | 0.35902
| Cool Roof_Com, E - Cool [Building w Propane Heat] | E | No | Grocery | Cooling | RET | 6291.6313 | 22251.1254 | 0.28276
| Cool Roof_Com, P - Heat [Building w Propane Heat] | Prp | No | Grocery | Space Heating | NC | 1001.6035 | 2789.7892 | 0.35902
| Cool Roof_Com, P - Heat [Building w Propane Heat] | Prp | No | Grocery | Space Heating | RET | 6291.6313 | 22251.1254 | 0.28276
| GSHP_Com, E - Cool | E | Yes | Grocery | Cooling | RET | 55761.7631 | 10920.1816 | 5.1063
| GSHP_Com, E - Cool | E | Yes | Grocery | Cooling | REPL | 7.9899e-12 | 1.1508e-12 | 6.9428
| GSHP_Com, E - Heat | E | Yes | Grocery | Space Heating | RET | 55761.7631 | 10920.1816 | 5.1063
| GSHP_Com, E - Heat | E | Yes | Grocery | Space Heating | REPL | 7.9899e-12 | 1.1508e-12 | 6.9428
| Unitary HP_Com, E - Cool | E | Yes | Grocery | Cooling | NC | 5099.7643 | 1097.0585 | 4.6486
| Unitary HP_Com, E - Cool | E | No | Grocery | Cooling | RET | 29355.4264 | 28489.3274 | 1.0304
| Unitary HP_Com, E - Cool | E | Yes | Grocery | Cooling | REPL | 14477.1616 | 3114.319 | 4.6486
| Unitary HP_Com, E - Heat | E | Yes | Grocery | Space Heating | NC | 5099.7643 | 1097.0585 | 4.6486
| Unitary HP_Com, E - Heat | E | No | Grocery | Space Heating | RET | 29355.4264 | 28489.3274 | 1.0304
| Unitary HP_Com, E - Heat | E | Yes | Grocery | Space Heating | REPL | 14477.1616 | 3114.319 | 4.6486
| PTHP_Com, E - Cool | E | Yes | Grocery | Cooling | NC | 0 | 0 | 0
| PTHP_Com, E - Cool | E | Yes | Grocery | Cooling | RET | 0 | 0 | 0
| PTHP_Com, E - Cool | E | Yes | Grocery | Cooling | REPL | 0 | 0 | 0
| PTHP_Com, E - Heat | E | Yes | Grocery | Space Heating | NC | 0 | 0 | 0
| PTHP_Com, E - Heat | E | Yes | Grocery | Space Heating | RET | 0 | 0 | 0
| PTHP_Com, E - Heat | E | Yes | Grocery | Space Heating | REPL | 0 | 0 | 0
| Minisplit Ductless HP_Com, E - Cool | E | Yes | Grocery | Cooling | RET | 156909.5149 | 19066.3349 | 8.2297
| Minisplit Ductless HP_Com, E - Cool | E | Yes | Grocery | Cooling | REPL | 14645.5397 | 932.2601 | 15.7097
| Minisplit Ductless HP_Com, E - Heat | E | Yes | Grocery | Space Heating | RET | 156909.5149 | 19066.3349 | 8.2297
| Minisplit Ductless HP_Com, E - Heat | E | Yes | Grocery | Space Heating | REPL | 14645.5397 | 932.2601 | 15.7097
| Programmable TStat_Com, E - Cool [Building w Elec Heat] | E | Yes | Grocery | Cooling | NC | 0 | 0 | 0
| Programmable TStat_Com, E - Heat [Building w Elec Heat] | E | Yes | Grocery | Space Heating | NC | 0 | 0 | 0
| Programmable TStat_Com, E - Cool [Building w Gas Heat] | E | Yes | Grocery | Cooling | NC | 0 | 0 | 0
| Programmable TStat_Com, E - Cool [Building w Gas Heat] | E | Yes | Grocery | Cooling | RET | 0 | 0 | 0
| Programmable TStat_Com, G - Heat [Building w Gas Heat] | G | Yes | Grocery | Space Heating | NC | 0 | 0 | 0
| Programmable TStat_Com, G - Heat [Building w Gas Heat] | G | Yes | Grocery | Space Heating | RET | 0 | 0 | 0
| Programmable TStat_Com, E - Cool [Building w Propane Heat] | E | Yes | Grocery | Cooling | NC | 0 | 0 | 0
| Programmable TStat_Com, E - Cool [Building w Propane Heat] | E | Yes | Grocery | Cooling | RET | 0 | 0 | 0
| Programmable TStat_Com, P - Heat [Building w Propane Heat] | Prp | Yes | Grocery | Space Heating | NC | 0 | 0 | 0
| Programmable TStat_Com, P - Heat [Building w Propane Heat] | Prp | Yes | Grocery | Space Heating | RET | 0 | 0 | 0
| Programmable TStat_Com, E - Cool [Building w Oil Heat] | E | Yes | Grocery | Cooling | NC | 0 | 0 | 0
| Programmable TStat_Com, E - Cool [Building w Oil Heat] | E | Yes | Grocery | Cooling | RET | 0 | 0 | 0
| Programmable TStat_Com, O - Heat [Building w Oil Heat] | O | Yes | Grocery | Space Heating | NC | 0 | 0 | 0
| Programmable TStat_Com, O - Heat [Building w Oil Heat] | O | Yes | Grocery | Space Heating | RET | 0 | 0 | 0
| Smart TStat_Com, E - Cool [Building w Elec Heat] | E | Yes | Grocery | Cooling | NC | 24819.2132 | 6959.8565 | 3.5661
| Smart TStat_Com, E - Cool [Building w Elec Heat] | E | Yes | Grocery | Cooling | RET | 109624.7715 | 40722.124 | 2.692
| Smart TStat_Com, E - Heat [Building w Elec Heat] | E | Yes | Grocery | Space Heating | NC | 24819.2132 | 6959.8565 | 3.5661
| Smart TStat_Com, E - Heat [Building w Elec Heat] | E | Yes | Grocery | Space Heating | RET | 109624.7715 | 40722.124 | 2.692
| Smart TStat_Com, E - Cool [Building w Gas Heat] | E | Yes | Grocery | Cooling | NC | 62308.7747 | 14212.2223 | 4.3842
| Smart TStat_Com, E - Cool [Building w Gas Heat] | E | Yes | Grocery | Cooling | RET | 279984.1105 | -2099.8484 | -133.3354
| Smart TStat_Com, G - Heat [Building w Gas Heat] | G | Yes | Grocery | Space Heating | NC | 62308.7747 | 14212.2223 | 4.3842
| Smart TStat_Com, G - Heat [Building w Gas Heat] | G | Yes | Grocery | Space Heating | RET | 279984.1105 | -2099.8484 | -133.3354
| Smart TStat_Com, E - Cool [Building w Propane Heat] | E | Yes | Grocery | Cooling | NC | 17361.3703 | 3823.8871 | 4.5402
| Smart TStat_Com, E - Cool [Building w Propane Heat] | E | Yes | Grocery | Cooling | RET | 78071.6742 | 22373.5654 | 3.4895
| Smart TStat_Com, P - Heat [Building w Propane Heat] | Prp | Yes | Grocery | Space Heating | NC | 17361.3703 | 3823.8871 | 4.5402
| Smart TStat_Com, P - Heat [Building w Propane Heat] | Prp | Yes | Grocery | Space Heating | RET | 78071.6742 | 22373.5654 | 3.4895
| Smart TStat_Com, E - Cool [Building w Oil Heat] | E | Yes | Grocery | Cooling | NC | 10212.6996 | 1152.3939 | 8.8622
| Smart TStat_Com, E - Cool [Building w Oil Heat] | E | Yes | Grocery | Cooling | RET | 46396.2027 | 6742.6571 | 6.881
| Smart TStat_Com, O - Heat [Building w Oil Heat] | O | Yes | Grocery | Space Heating | NC | 10212.6996 | 1152.3939 | 8.8622
| Smart TStat_Com, O - Heat [Building w Oil Heat] | O | Yes | Grocery | Space Heating | RET | 46396.2027 | 6742.6571 | 6.881
| Boiler Blowdown Controls_Com, G - Heat | G | No | Grocery | Space Heating | RET | 3433.2782 | 11314.8842 | 0.30343
| Boiler Blowdown Controls_Com, O - Heat | O | No | Grocery | Space Heating | RET | 3917.8229 | 12174.5187 | 0.32181
| Boiler Blowdown Controls_Com, P - Heat | Prp | No | Grocery | Space Heating | RET | 1758.9481 | 7058.3564 | 0.2492
| Boiler Modifications_Com, G - Heat | G | Yes | Grocery | Space Heating | RET | 15932.7668 | 5621.8655 | 2.8341
| Boiler Modifications_Com, O - Heat | O | Yes | Grocery | Space Heating | RET | 20194.8276 | 3117.6305 | 6.4776
| Boiler Modifications_Com, P - Heat | Prp | Yes | Grocery | Space Heating | RET | 8737.2703 | 1449.8761 | 6.0262
| Boilers_Com, G - Heat | G | Yes | Grocery | Space Heating | NC | 7581.4001 | 4301.6815 | 1.7624
| Boilers_Com, G - Heat | G | No | Grocery | Space Heating | RET | 35857.9685 | 83764.3002 | 0.42808
| Boilers_Com, G - Heat | G | Yes | Grocery | Space Heating | REPL | 5.3884e-12 | 3.0573e-12 | 1.7624
| Boilers_Com, O - Heat | O | No | Grocery | Space Heating | NC | 3252.7207 | 15998.4537 | 0.20331
| Boilers_Com, O - Heat | O | No | Grocery | Space Heating | RET | 15728.5678 | 318496.6486 | 0.049384
| Boilers_Com, O - Heat | O | No | Grocery | Space Heating | REPL | 2.3118e-12 | 1.1371e-11 | 0.20331
| Boilers_Com, P - Heat | Prp | Yes | Grocery | Space Heating | NC | 3225.0567 | 67.0346 | 48.1103
| Boilers_Com, P - Heat | Prp | Yes | Grocery | Space Heating | RET | 15438.8329 | 1321.1761 | 11.6857
| Boilers_Com, P - Heat | Prp | Yes | Grocery | Space Heating | REPL | 2.2922e-12 | 4.7644e-14 | 48.1103
| Furnace_Com, G - Heat | G | Yes | Grocery | Space Heating | NC | 36410.1315 | 14274.9719 | 2.5506
| Furnace_Com, G - Heat | G | No | Grocery | Space Heating | RET | 161011.3675 | 273288.2505 | 0.58916
| Furnace_Com, G - Heat | G | Yes | Grocery | Space Heating | REPL | 2.8128e-11 | 1.1028e-11 | 2.5506
| Furnace_Com, O - Heat | O | Yes | Grocery | Space Heating | NC | 4561.2241 | 561.0323 | 8.1301
| Furnace_Com, O - Heat | O | Yes | Grocery | Space Heating | RET | 22492.1639 | 11977.028 | 1.8779
| Furnace_Com, O - Heat | O | Yes | Grocery | Space Heating | REPL | 3.5237e-12 | 4.3342e-13 | 8.1301
| Furnace_Com, P - Heat | Prp | Yes | Grocery | Space Heating | NC | 8015.2011 | 819.5476 | 9.78
| Furnace_Com, P - Heat | Prp | Yes | Grocery | Space Heating | RET | 38203.3862 | 16911.1465 | 2.2591
| Furnace_Com, P - Heat | Prp | Yes | Grocery | Space Heating | REPL | 6.192e-12 | 6.3313e-13 | 9.78
| Unit Heater_Com, G - Heat | G | Yes | Grocery | Space Heating | NC | 9412.9987 | 2246.982 | 4.1892
| Unit Heater_Com, G - Heat | G | Yes | Grocery | Space Heating | RET | 52913.2598 | 48294.7688 | 1.0956
| Unit Heater_Com, G - Heat | G | Yes | Grocery | Space Heating | REPL | 5810.0536 | 1386.921 | 4.1892
| Unit Heater_Com, P - Heat | Prp | Yes | Grocery | Space Heating | NC | 4228.1489 | 240.5986 | 17.5735
| Unit Heater_Com, P - Heat | Prp | Yes | Grocery | Space Heating | RET | 20972.9435 | 4563.1651 | 4.5961
| Unit Heater_Com, P - Heat | Prp | Yes | Grocery | Space Heating | REPL | 4.4192e-12 | 2.5147e-13 | 17.5735
| Destratification Fans_Com, G - Heat | G | No | Grocery | Space Heating | NC | 6230.8916 | 32136.8853 | 0.19389
| Destratification Fans_Com, G - Heat | G | No | Grocery | Space Heating | RET | 35982.9111 | 185587.9945 | 0.19389
| Destratification Fans_Com, G - Heat | G | No | Grocery | Space Heating | REPL | 17728.1831 | 91436.1249 | 0.19389
| Destratification Fans_Com, O - Heat | O | No | Grocery | Space Heating | NC | 1696.4048 | 2368.0698 | 0.71637
| Destratification Fans_Com, O - Heat | O | No | Grocery | Space Heating | RET | 9796.6044 | 13675.417 | 0.71637
| Destratification Fans_Com, O - Heat | O | No | Grocery | Space Heating | REPL | 4826.6241 | 6737.6506 | 0.71637
| Destratification Fans_Com, P - Heat | Prp | No | Grocery | Space Heating | NC | 1830.9669 | 2124.605 | 0.86179
| Destratification Fans_Com, P - Heat | Prp | No | Grocery | Space Heating | RET | 10573.6899 | 12269.4271 | 0.86179
| Destratification Fans_Com, P - Heat | Prp | No | Grocery | Space Heating | REPL | 5209.4812 | 6044.9428 | 0.86179
| Energy Recovery Ventilator_Com, G - Heat | G | Yes | Grocery | Space Heating | NC | 17092.9627 | 6857.2777 | 2.4927
| Energy Recovery Ventilator_Com, G - Heat | G | Yes | Grocery | Space Heating | RET | 100693.9372 | 40395.9397 | 2.4927
| Energy Recovery Ventilator_Com, G - Heat | G | Yes | Grocery | Space Heating | REPL | 14589.9101 | 5853.1144 | 2.4927
| Energy Recovery Ventilator_Com, O - Heat | O | Yes | Grocery | Space Heating | NC | 4653.6813 | 505.292 | 9.2099
| Energy Recovery Ventilator_Com, O - Heat | O | Yes | Grocery | Space Heating | RET | 27414.6421 | 2976.6543 | 9.2099
| Energy Recovery Ventilator_Com, O - Heat | O | Yes | Grocery | Space Heating | REPL | 3972.2074 | 431.2983 | 9.2099
| Energy Recovery Ventilator_Com, P - Heat | Prp | Yes | Grocery | Space Heating | NC | 5022.8202 | 453.3422 | 11.0795
| Energy Recovery Ventilator_Com, P - Heat | Prp | Yes | Grocery | Space Heating | RET | 29589.2241 | 2670.62 | 11.0795
| Energy Recovery Ventilator_Com, P - Heat | Prp | Yes | Grocery | Space Heating | REPL | 4287.2905 | 386.9559 | 11.0795
| Forced Air Heating Maintenance_Com, G - Heat | G | No | Grocery | Space Heating | RET | 1955.0212 | 4675.2174 | 0.41817
| Forced Air Heating Maintenance_Com, O - Heat | O | Yes | Grocery | Space Heating | RET | 344.2441 | 233.3325 | 1.4753
| Forced Air Heating Maintenance_Com, P - Heat | Prp | Yes | Grocery | Space Heating | RET | 1071.1191 | 568.4019 | 1.8844
| Infrared Heater_Com, G - Heat | G | Yes | Grocery | Space Heating | NC | 1165.4113 | 109.3894 | 10.6538
| Infrared Heater_Com, G - Heat | G | Z | Grocery | Space Heating | RET | 0 | 0 | 0
| Infrared Heater_Com, G - Heat | G | Yes | Grocery | Space Heating | REPL | 3144.7782 | 295.1795 | 10.6538
| Steam Trap Maintenance_Com, G - Heat | G | Yes | Grocery | Space Heating | RET | 4952.4883 | 950.6379 | 5.2096
| Steam Trap Maintenance_Com, O - Heat | O | Yes | Grocery | Space Heating | RET | 4241.1043 | 225.2882 | 18.8252
| Windows_Com, E - Cool [Building w Elec Heat] | E | No | Grocery | Cooling | NC | 20839.7949 | 33466.6976 | 0.6227
| Windows_Com, E - Heat [Building w Elec Heat] | E | No | Grocery | Space Heating | NC | 20839.7949 | 33466.6976 | 0.6227
| Windows_Com, E - Cool [Building w Gas Heat] | E | No | Grocery | Cooling | NC | 52166.613 | 68339.9359 | 0.76334
| Windows_Com, G - Heat [Building w Gas Heat] | G | No | Grocery | Space Heating | NC | 52166.613 | 68339.9359 | 0.76334
| Windows_Com, E - Cool [Building w Oil Heat] | E | No | Grocery | Cooling | NC | 14147.8217 | 18387.2862 | 0.76944
| Windows_Com, O - Heat [Building w Oil Heat] | O | No | Grocery | Space Heating | NC | 14147.8217 | 18387.2862 | 0.76944
| Windows_Com, E - Cool [Building w Propane Heat] | E | Yes | Grocery | Cooling | NC | 9119.8037 | 5541.3236 | 1.6458
| Windows_Com, P - Heat [Building w Propane Heat] | Prp | Yes | Grocery | Space Heating | NC | 9119.8037 | 5541.3236 | 1.6458
| Window Film_Com, E - Cool [Building w Elec Heat] | E | No | Grocery | Cooling | RET | 0 | 0 | 0
| Window Film_Com, E - Heat [Building w Elec Heat] | E | No | Grocery | Space Heating | RET | 0 | 0 | 0
| Window Film_Com, E - Cool [Building w Gas Heat] | E | No | Grocery | Cooling | RET | 0 | 0 | 0
| Window Film_Com, G - Heat [Building w Gas Heat] | G | No | Grocery | Space Heating | RET | 0 | 0 | 0
| Window Film_Com, E - Cool [Building w Oil Heat] | E | No | Grocery | Cooling | RET | 0 | 0 | 0
| Window Film_Com, O - Heat [Building w Oil Heat] | O | No | Grocery | Space Heating | RET | 0 | 0 | 0
| Window Film_Com, E - Cool [Building w Propane Heat] | E | No | Grocery | Cooling | RET | 0 | 0 | 0
| Window Film_Com, P - Heat [Building w Propane Heat] | Prp | No | Grocery | Space Heating | RET | 0 | 0 | 0
| Motors and Fans_Com, E - Vent | E | Yes | Grocery | Ventilation | NC | 5905.5287 | 3277.1649 | 1.802
| Motors and Fans_Com, E - Vent | E | No | Grocery | Ventilation | RET | 17875.2978 | 16906.0057 | 1.0573
| Motors and Fans_Com, E - Vent | E | Yes | Grocery | Ventilation | REPL | 323.276 | 179.3961 | 1.802
| ECM Furnace Motors_Com, E - Vent | E | Yes | Grocery | Ventilation | RET | 52557.2301 | 21349.9572 | 2.4617
| VFD on HVAC System_Com, E - Vent | E | Yes | Grocery | Ventilation | RET | 549930.5805 | 86680.1168 | 6.3444
| Kitchen DCV_Com, E - Vent [Building w Elec Heat] | E | Yes | Grocery | Ventilation | NC | 10135.8883 | 1571.6325 | 6.4493
| Kitchen DCV_Com, E - Vent [Building w Elec Heat] | E | Yes | Grocery | Ventilation | RET | 53158.7846 | 8242.5999 | 6.4493
| Kitchen DCV_Com, E - Vent [Building w Elec Heat] | E | Yes | Grocery | Ventilation | REPL | 3883.9585 | 602.2319 | 6.4493
| Kitchen DCV_Com, E - Heat [Building w Elec Heat] | E | Yes | Grocery | Space Heating | NC | 10135.8883 | 1571.6325 | 6.4493
| Kitchen DCV_Com, E - Heat [Building w Elec Heat] | E | Yes | Grocery | Space Heating | RET | 53158.7846 | 8242.5999 | 6.4493
| Kitchen DCV_Com, E - Heat [Building w Elec Heat] | E | Yes | Grocery | Space Heating | REPL | 3883.9585 | 602.2319 | 6.4493
| Kitchen DCV_Com, E - Vent [Building w Gas Heat] | E | Yes | Grocery | Ventilation | NC | 10135.8883 | 1571.6325 | 6.4493
| Kitchen DCV_Com, E - Vent [Building w Gas Heat] | E | Yes | Grocery | Ventilation | RET | 53158.7846 | 8242.5999 | 6.4493
| Kitchen DCV_Com, E - Vent [Building w Gas Heat] | E | Yes | Grocery | Ventilation | REPL | 3883.9585 | 602.2319 | 6.4493
| Kitchen DCV_Com, G - Heat [Building w Gas Heat] | G | Yes | Grocery | Space Heating | NC | 10403.8986 | 567.7048 | 18.3262
| Kitchen DCV_Com, G - Heat [Building w Gas Heat] | G | Yes | Grocery | Space Heating | RET | 56083.059 | 2977.3903 | 18.8363
| Kitchen DCV_Com, G - Heat [Building w Gas Heat] | G | Yes | Grocery | Space Heating | REPL | 4097.6159 | 217.5381 | 18.8363
| Kitchen DCV_Com, E - Vent [Building w Oil Heat] | E | Yes | Grocery | Ventilation | NC | 10403.8986 | 567.7048 | 18.3262
| Kitchen DCV_Com, E - Vent [Building w Oil Heat] | E | Yes | Grocery | Ventilation | RET | 56083.059 | 2977.3903 | 18.8363
| Kitchen DCV_Com, E - Vent [Building w Oil Heat] | E | Yes | Grocery | Ventilation | REPL | 4097.6159 | 217.5381 | 18.8363
| Kitchen DCV_Com, O - Heat [Building w Oil Heat] | O | Yes | Grocery | Space Heating | NC | 10403.8986 | 567.7048 | 18.3262
| Kitchen DCV_Com, O - Heat [Building w Oil Heat] | O | Yes | Grocery | Space Heating | RET | 56083.059 | 2977.3903 | 18.8363
| Kitchen DCV_Com, O - Heat [Building w Oil Heat] | O | Yes | Grocery | Space Heating | REPL | 4097.6159 | 217.5381 | 18.8363
| Kitchen DCV_Com, E - Vent [Building w Oil Heat] | E | Yes | Grocery | Ventilation | NC | 10403.8986 | 567.7048 | 18.3262
| Kitchen DCV_Com, E - Vent [Building w Oil Heat] | E | Yes | Grocery | Ventilation | RET | 56083.059 | 2977.3903 | 18.8363
| Kitchen DCV_Com, E - Vent [Building w Oil Heat] | E | Yes | Grocery | Ventilation | REPL | 4097.6159 | 217.5381 | 18.8363
| Kitchen DCV_Com, P - Heat [Building w Propane Heat] | Prp | Yes | Grocery | Space Heating | NC | 1692.7041 | 0 | 0
| Kitchen DCV_Com, P - Heat [Building w Propane Heat] | Prp | Yes | Grocery | Space Heating | RET | 9228.3394 | 0 | 0
| Kitchen DCV_Com, P - Heat [Building w Propane Heat] | Prp | Yes | Grocery | Space Heating | REPL | 674.2533 | 0 | 0
| Duct Sealing Regulated_Com, E - Vent [Building w Elec Heat] | E | Yes | Grocery | Ventilation | RET | 267505.2924 | 88364.7256 | 3.0273
| Duct Sealing Regulated_Com, E - Heat [Building w Elec Heat] | E | Yes | Grocery | Space Heating | RET | 267505.2924 | 88364.7256 | 3.0273
| Duct Sealing Regulated_Com, E - Cool [Building w Elec Heat] | E | Yes | Grocery | Cooling | RET | 267505.2924 | 88364.7256 | 3.0273
| Duct Sealing Regulated_Com, E - Vent [Building w Gas Heat] | E | Yes | Grocery | Ventilation | RET | 1117537.3462 | 0 | 0
| Duct Sealing Regulated_Com, G - Heat [Building w Gas Heat] | G | Yes | Grocery | Space Heating | RET | 1117537.3462 | 0 | 0
| Duct Sealing Regulated_Com, E - Cool [Building w Gas Heat] | E | Yes | Grocery | Cooling | RET | 1117537.3462 | 0 | 0
| Duct Sealing Non Regulated_Com, E - Vent [Building w Oil Heat] | E | Yes | Grocery | Ventilation | RET | 159960.5297 | 48549.3824 | 3.2948
| Duct Sealing Non Regulated_Com, O - Heat [Building w Oil Heat] | O | Yes | Grocery | Space Heating | RET | 159960.5297 | 48549.3824 | 3.2948
| Duct Sealing Non Regulated_Com, E - Cool [Building w Oil Heat] | E | Yes | Grocery | Cooling | RET | 159960.5297 | 48549.3824 | 3.2948
| Duct Sealing Non Regulated_Com, E - Vent [Building w Propane Heat] | E | Yes | Grocery | Ventilation | RET | 113022.8175 | 0 | 0
| Duct Sealing Non Regulated_Com, P - Heat [Building w Propane Heat] | Prp | Yes | Grocery | Space Heating | RET | 113022.8175 | 0 | 0
| Duct Sealing Non Regulated_Com, E - Cool [Building w Propane Heat] | E | Yes | Grocery | Cooling | RET | 113022.8175 | 0 | 0
| Power Strip_Com, E - Plug [Tier 1] | E | Yes | Grocery | Plug Loads | NC | 0 | 0 | 0
| Power Strip_Com, E - Plug [Tier 1] | E | Yes | Grocery | Plug Loads | RET | 0 | 0 | 0
| Power Strip_Com, E - Plug [Tier 1] | E | Yes | Grocery | Plug Loads | REPL | 0 | 0 | 0
| Power Strip_Com, E - Plug [Tier 2] | E | No | Grocery | Plug Loads | NC | 8649.3366 | 8157.2246 | 1.0603
| Power Strip_Com, E - Plug [Tier 2] | E | No | Grocery | Plug Loads | RET | 84830.7997 | 84272.6109 | 1.0066
| Power Strip_Com, E - Plug [Tier 2] | E | No | Grocery | Plug Loads | REPL | 62385.9217 | 58836.4167 | 1.0603
| Computer Power Management_Com, E - Plug | E | Yes | Grocery | Plug Loads | RET | 35501.0793 | 19308.8771 | 1.8386
| Vending Machine Controls_Com, E - Plug [Non-Refrigerated] | E | No | Grocery | Plug Loads | RET | 10314.6669 | 11236.2176 | 0.91798
| Vending Machine Controls_Com, E - Plug [Refrigerated] | E | Yes | Grocery | Plug Loads | RET | 30944.0006 | 6035.8105 | 5.1267
| Ovens_Com, E - Cook | E | Yes | Grocery | Cooking | NC | 32309.9762 | 493.626 | 65.4544
| Ovens_Com, E - Cook | E | Yes | Grocery | Cooking | REPL | 331629.12 | 5066.5704 | 65.4544
| Ovens_Com, G - Cook | G | Yes | Grocery | Cooking | NC | 14344.6941 | 87.9857 | 163.0344
| Ovens_Com, G - Cook | G | Yes | Grocery | Cooking | REPL | 153051.1467 | 938.7657 | 163.0344
| Ovens_Com, P - Cook | Prp | Yes | Grocery | Cooking | NC | 5683.2924 | 8.2238 | 691.0746
| Ovens_Com, P - Cook | Prp | Yes | Grocery | Cooking | REPL | 60638.0561 | 87.7446 | 691.0746
| Fryers_Com, E - Cook | E | Yes | Grocery | Cooking | NC | 5301.4738 | 73.9495 | 71.6905
| Fryers_Com, E - Cook | E | Yes | Grocery | Cooking | REPL | 54414.2488 | 759.0162 | 71.6905
| Fryers_Com, G - Cook | G | Yes | Grocery | Cooking | NC | 3217.9711 | 533.8585 | 6.0278
| Fryers_Com, G - Cook | G | Yes | Grocery | Cooking | REPL | 34334.2401 | 5696.0194 | 6.0278
| Fryers_Com, P - Cook | Prp | Yes | Grocery | Cooking | NC | 553.3275 | 20.8076 | 26.5925
| Fryers_Com, P - Cook | Prp | Yes | Grocery | Cooking | REPL | 5903.7444 | 222.0075 | 26.5925
| Griddles_Com, E - Cook | E | Yes | Grocery | Cooking | NC | 1478.6428 | 339.1614 | 4.3597
| Griddles_Com, E - Cook | E | Yes | Grocery | Cooking | REPL | 15176.768 | 3481.1481 | 4.3597
| Griddles_Com, G - Cook | G | Yes | Grocery | Cooking | NC | 4367.5525 | 193.6586 | 22.5528
| Griddles_Com, G - Cook | G | Yes | Grocery | Cooking | REPL | 46599.733 | 2066.2461 | 22.5528
| Griddles_Com, P - Cook | Prp | Yes | Grocery | Cooking | NC | 1451.2248 | 14.5858 | 99.4959
| Griddles_Com, P - Cook | Prp | Yes | Grocery | Cooking | REPL | 15483.8861 | 155.6233 | 99.4959
| Hot Food Holding Cabinet_Com, E - Cook | E | Yes | Grocery | Cooking | NC | 6434.1962 | 211.1766 | 30.4683
| Hot Food Holding Cabinet_Com, E - Cook | E | Yes | Grocery | Cooking | REPL | 66040.4947 | 2167.513 | 30.4683
| Steamers_Com, E - Cook | E | Yes | Grocery | Cooking | NC | 5051.53 | 741.6759 | 6.811
| Steamers_Com, E - Cook | E | Yes | Grocery | Cooking | REPL | 51848.8295 | 7612.5508 | 6.811
| Steamers_Com, G - Cook | G | Yes | Grocery | Cooking | NC | 7181.7169 | 68.1014 | 105.4563
| Steamers_Com, G - Cook | G | Yes | Grocery | Cooking | REPL | 76625.5458 | 726.6097 | 105.4563
| ES Refrigerator and Freezer_Com, E - Refr | E | Yes | Grocery | Refrigeration | NC | 13080.814 | 4816.4367 | 2.7159
| ES Refrigerator and Freezer_Com, E - Refr | E | Yes | Grocery | Refrigeration | REPL | 134261.2824 | 49435.8354 | 2.7159
| Anti Sweat Heat Control_Com, E - Refr | E | Yes | Grocery | Refrigeration | NC | 272025.0867 | 141677.9582 | 1.92
| Anti Sweat Heat Control_Com, E - Refr | E | Z | Grocery | Refrigeration | RET | 0 | 0 | 0
| Case Night Covers_Com, E - Refr | E | No | Grocery | Refrigeration | RET | 368038.0688 | 493378.4954 | 0.74595
| Loading Dock Pit Seals_Com, E - Refr | E | No | Grocery | Refrigeration | NC | 9634.2423 | 14321.1451 | 0.67273
| Loading Dock Pit Seals_Com, E - Refr | E | No | Grocery | Refrigeration | RET | 118662.8603 | 176390.4186 | 0.67273
| ECM Comp Cond Fan Motor_Com, E - Refr | E | Yes | Grocery | Refrigeration | NC | 128664.0264 | 30870.3192 | 4.1679
| ECM Comp Cond Fan Motor_Com, E - Refr | E | Yes | Grocery | Refrigeration | RET | 2176891.511 | 106154.5529 | 20.5068
| ECM Comp Cond Fan Motor_Com, E - Refr | E | Yes | Grocery | Refrigeration | REPL | 480273.947 | 115231.9765 | 4.1679
| Evap Fan Motor Replacement_Com, E - Refr | E | Yes | Grocery | Refrigeration | NC | 209629.6184 | 96360.0327 | 2.1755
| Evap Fan Motor Replacement_Com, E - Refr | E | Yes | Grocery | Refrigeration | RET | 1537993.215 | 474000.5722 | 3.2447
| Evap Fan Motor Replacement_Com, E - Refr | E | Yes | Grocery | Refrigeration | REPL | 67522.2439 | 31037.8165 | 2.1755
| Evap Fan Speed Controls_Com, E - Refr | E | Yes | Grocery | Refrigeration | NC | 343295.9861 | 97712.1812 | 3.5133
| Evap Fan Speed Controls_Com, E - Refr | E | Yes | Grocery | Refrigeration | RET | 2694628.9714 | 559036.2027 | 4.8201
| LowHeat NoHeat Doors_Com, E - Refr | E | Yes | Grocery | Refrigeration | NC | 127136.9214 | 27150.9998 | 4.6826
| LowHeat NoHeat Doors_Com, E - Refr | E | Yes | Grocery | Refrigeration | RET | 1409325.9454 | 300971.6459 | 4.6826
| Refrigerated Vending Machine_Com, E - Refr | E | Yes | Grocery | Refrigeration | NC | 14928.27 | 6892.6043 | 2.1658
| Refrigerated Vending Machine_Com, E - Refr | E | Yes | Grocery | Refrigeration | REPL | 131334.4654 | 60639.076 | 2.1658
| Walk In Refrigeration_Com, E - Refr | E | Yes | Grocery | Refrigeration | NC | 234081.482 | 31104.7569 | 7.5256
| Refrigeration Tune Up_Com, E - Refr | E | Yes | Grocery | Refrigeration | RET | 1544624.6508 | 155557.8781 | 9.9296
| ES Ice Machine_Com, E - Refr | E | Yes | Grocery | Refrigeration | NC | 10873.5919 | 992.8604 | 10.9518
| ES Ice Machine_Com, E - Refr | E | Yes | Grocery | Refrigeration | REPL | 111606.3869 | 10190.7044 | 10.9518
| Walk In Cooler Retroft_Com, E - Refr | E | Yes | Grocery | Refrigeration | RET | 561796.5393 | 107018.8352 | 5.2495
| HE Built Up Refrig_Com, E - Refr | E | Yes | Grocery | Refrigeration | NC | 254247.0925 | 167205.3202 | 1.5206
| HE Built Up Refrig_Com, E - Refr | E | No | Grocery | Refrigeration | RET | 2015528.9622 | 3183146.4758 | 0.63319
| Door Gasket Replacement_Com, E - Refr | E | Z | Grocery | Refrigeration | RET | 0 | 0 | 0
| EnergyStar Dehumidifier_Com, E - Appl | E | Yes | Grocery | Appliances | NC | 785.9718 | 111.8505 | 7.027
| EnergyStar Dehumidifier_Com, E - Appl | E | Yes | Grocery | Appliances | REPL | 8067.2033 | 1148.0314 | 7.027
| Clothes Washer Elec WH_Com, E - Appl [unit w/ elec dry - Washer] | E | Yes | Grocery | Appliances | NC | 1273.1678 | 263.8952 | 4.8245
| Clothes Washer Elec WH_Com, E - Appl [unit w/ elec dry - Washer] | E | Yes | Grocery | Appliances | REPL | 21736.5414 | 4505.4306 | 4.8245
| Clothes Washer Elec WH_Com, E - Appl [unit w/ elec dry - Dryer] | E | Yes | Grocery | Appliances | NC | 1273.1678 | 263.8952 | 4.8245
| Clothes Washer Elec WH_Com, E - Appl [unit w/ elec dry - Dryer] | E | Yes | Grocery | Appliances | REPL | 21736.5414 | 4505.4306 | 4.8245
| Clothes Washer Elec WH_Com, E - HWat [unit w/ elec dry - Water Heater] | E | Yes | Grocery | Water Heating | NC | 1273.1678 | 263.8952 | 4.8245
| Clothes Washer Elec WH_Com, E - HWat [unit w/ elec dry - Water Heater] | E | Yes | Grocery | Water Heating | REPL | 21736.5414 | 4505.4306 | 4.8245
| Clothes Washer Elec WH_Com, E - Appl [unit w/ gas dry - Washer] | E | Yes | Grocery | Appliances | NC | 283.5821 | 65.9738 | 4.2984
| Clothes Washer Elec WH_Com, E - Appl [unit w/ gas dry - Washer] | E | Yes | Grocery | Appliances | REPL | 4841.6387 | 1126.3576 | 4.2985
| Clothes Washer Elec WH_Com, G - Oth [unit w/ gas dry - Dryer] | G | Yes | Grocery | Other | NC | 283.5821 | 65.9738 | 4.2984
| Clothes Washer Elec WH_Com, G - Oth [unit w/ gas dry - Dryer] | G | Yes | Grocery | Other | REPL | 4841.6387 | 1126.3576 | 4.2985
| Clothes Washer Elec WH_Com, E - HWat [unit w/ gas dry - Water Heater] | E | Yes | Grocery | Water Heating | NC | 283.5821 | 65.9738 | 4.2984
| Clothes Washer Elec WH_Com, E - HWat [unit w/ gas dry - Water Heater] | E | Yes | Grocery | Water Heating | REPL | 4841.6387 | 1126.3576 | 4.2985
| Clothes Washer Elec WH_Com, E - Appl [unit w/ propane dry - Washer] | E | Yes | Grocery | Appliances | NC | 113.3918 | 26.3895 | 4.2968
| Clothes Washer Elec WH_Com, E - Appl [unit w/ propane dry - Washer] | E | Yes | Grocery | Appliances | REPL | 1935.9264 | 450.5431 | 4.2969
| Clothes Washer Elec WH_Com, P - Oth [unit w/ propane dry - Dryer] | Prp | Yes | Grocery | Other | NC | 113.3918 | 26.3895 | 4.2968
| Clothes Washer Elec WH_Com, P - Oth [unit w/ propane dry - Dryer] | Prp | Yes | Grocery | Other | REPL | 1935.9264 | 450.5431 | 4.2969
| Clothes Washer Elec WH_Com, E - HWat [unit w/ propane dry - Water Heater] | E | Yes | Grocery | Water Heating | NC | 113.3918 | 26.3895 | 4.2968
| Clothes Washer Elec WH_Com, E - HWat [unit w/ propane dry - Water Heater] | E | Yes | Grocery | Water Heating | REPL | 1935.9264 | 450.5431 | 4.2969
| Clothes Washer Gas WH_Com, E - Appl [unit w/ elec dry - Washer] | E | Yes | Grocery | Appliances | NC | 636.0426 | 131.9476 | 4.8204
| Clothes Washer Gas WH_Com, E - Appl [unit w/ elec dry - Washer] | E | Yes | Grocery | Appliances | REPL | 10882.0071 | 2252.7153 | 4.8306
| Clothes Washer Gas WH_Com, E - Appl [unit w/ elec dry - Dryer] | E | Yes | Grocery | Appliances | NC | 636.0426 | 131.9476 | 4.8204
| Clothes Washer Gas WH_Com, E - Appl [unit w/ elec dry - Dryer] | E | Yes | Grocery | Appliances | REPL | 10882.0071 | 2252.7153 | 4.8306
| Clothes Washer Gas WH_Com, G - HWat [unit w/ elec dry - Water Heater] | G | Yes | Grocery | Water Heating | NC | 636.0426 | 131.9476 | 4.8204
| Clothes Washer Gas WH_Com, G - HWat [unit w/ elec dry - Water Heater] | G | Yes | Grocery | Water Heating | REPL | 10882.0071 | 2252.7153 | 4.8306
| Clothes Washer Gas WH_Com, E - Appl [unit w/ gas dry - Washer] | E | Yes | Grocery | Appliances | NC | 2209.8294 | 514.5956 | 4.2943
| Clothes Washer Gas WH_Com, E - Appl [unit w/ gas dry - Washer] | E | Yes | Grocery | Appliances | REPL | 37818.3535 | 8785.5896 | 4.3046
| Clothes Washer Gas WH_Com, G - Oth [unit w/ gas dry - Dryer] | G | Yes | Grocery | Other | NC | 2209.8294 | 514.5956 | 4.2943
| Clothes Washer Gas WH_Com, G - Oth [unit w/ gas dry - Dryer] | G | Yes | Grocery | Other | REPL | 37818.3535 | 8785.5896 | 4.3046
| Clothes Washer Gas WH_Com, G - HWat [unit w/ gas dry - Water Heater] | G | Yes | Grocery | Water Heating | NC | 2209.8294 | 514.5956 | 4.2943
| Clothes Washer Gas WH_Com, G - HWat [unit w/ gas dry - Water Heater] | G | Yes | Grocery | Water Heating | REPL | 37818.3535 | 8785.5896 | 4.3046
| Clothes Washer Gas WH_Com, E - Appl [unit w/ propane dry - Washer] | E | Yes | Grocery | Appliances | NC | 113.2835 | 26.3895 | 4.2927
| Clothes Washer Gas WH_Com, E - Appl [unit w/ propane dry - Washer] | E | Yes | Grocery | Appliances | REPL | 1938.6737 | 450.5431 | 4.303
| Clothes Washer Gas WH_Com, P - Oth [unit w/ propane dry - Dryer] | Prp | Yes | Grocery | Other | NC | 113.2835 | 26.3895 | 4.2927
| Clothes Washer Gas WH_Com, P - Oth [unit w/ propane dry - Dryer] | Prp | Yes | Grocery | Other | REPL | 1938.6737 | 450.5431 | 4.303
| Clothes Washer Gas WH_Com, G - HWat [unit w/ propane dry - Water Heater] | G | Yes | Grocery | Water Heating | NC | 113.2835 | 26.3895 | 4.2927
| Clothes Washer Gas WH_Com, G - HWat [unit w/ propane dry - Water Heater] | G | Yes | Grocery | Water Heating | REPL | 1938.6737 | 450.5431 | 4.303
| Clothes Washer Oil WH_Com, E - Appl [unit w/ elec dry - Washer] | E | Yes | Grocery | Appliances | NC | 723.0119 | 158.3371 | 4.5663
| Clothes Washer Oil WH_Com, E - Appl [unit w/ elec dry - Washer] | E | Yes | Grocery | Appliances | REPL | 12344.2683 | 2703.2583 | 4.5664
| Clothes Washer Oil WH_Com, E - Appl [unit w/ elec dry - Dryer] | E | Yes | Grocery | Appliances | NC | 723.0119 | 158.3371 | 4.5663
| Clothes Washer Oil WH_Com, E - Appl [unit w/ elec dry - Dryer] | E | Yes | Grocery | Appliances | REPL | 12344.2683 | 2703.2583 | 4.5664
| Clothes Washer Oil WH_Com, O - HWat [unit w/ elec dry - Water Heater] | O | Yes | Grocery | Water Heating | NC | 723.0119 | 158.3371 | 4.5663
| Clothes Washer Oil WH_Com, O - HWat [unit w/ elec dry - Water Heater] | O | Yes | Grocery | Water Heating | REPL | 12344.2683 | 2703.2583 | 4.5664
| Clothes Washer Oil WH_Com, E - Appl [unit w/ gas dry - Washer] | E | Yes | Grocery | Appliances | NC | 106.6181 | 26.3895 | 4.0402
| Clothes Washer Oil WH_Com, E - Appl [unit w/ gas dry - Washer] | E | Yes | Grocery | Appliances | REPL | 1820.3794 | 450.5431 | 4.0404
| Clothes Washer Oil WH_Com, G - Oth [unit w/ gas dry - Dryer] | G | Yes | Grocery | Other | NC | 106.6181 | 26.3895 | 4.0402
| Clothes Washer Oil WH_Com, G - Oth [unit w/ gas dry - Dryer] | G | Yes | Grocery | Other | REPL | 1820.3794 | 450.5431 | 4.0404
| Clothes Washer Oil WH_Com, O - HWat [unit w/ gas dry - Water Heater] | O | Yes | Grocery | Water Heating | NC | 106.6181 | 26.3895 | 4.0402
| Clothes Washer Oil WH_Com, O - HWat [unit w/ gas dry - Water Heater] | O | Yes | Grocery | Water Heating | REPL | 1820.3794 | 450.5431 | 4.0404
| Clothes Washer Oil WH_Com, E - Appl [unit w/ propane dry - Washer] | E | Yes | Grocery | Appliances | NC | 159.8655 | 39.5843 | 4.0386
| Clothes Washer Oil WH_Com, E - Appl [unit w/ propane dry - Washer] | E | Yes | Grocery | Appliances | REPL | 2729.4755 | 675.8146 | 4.0388
| Clothes Washer Oil WH_Com, P - Oth [unit w/ propane dry - Dryer] | Prp | Yes | Grocery | Other | NC | 159.8655 | 39.5843 | 4.0386
| Clothes Washer Oil WH_Com, P - Oth [unit w/ propane dry - Dryer] | Prp | Yes | Grocery | Other | REPL | 2729.4755 | 675.8146 | 4.0388
| Clothes Washer Oil WH_Com, O - HWat [unit w/ propane dry - Water Heater] | O | Yes | Grocery | Water Heating | NC | 159.8655 | 39.5843 | 4.0386
| Clothes Washer Oil WH_Com, O - HWat [unit w/ propane dry - Water Heater] | O | Yes | Grocery | Water Heating | REPL | 2729.4755 | 675.8146 | 4.0388
| Clothes Washer Propane WH_Com, E - Appl [unit w/ elec dry - Washer] | E | Yes | Grocery | Appliances | NC | 122.3553 | 29.2003 | 4.1902
| Clothes Washer Propane WH_Com, E - Appl [unit w/ elec dry - Washer] | E | Yes | Grocery | Appliances | REPL | 2090.2702 | 499.0811 | 4.1882
| Clothes Washer Propane WH_Com, E - Appl [unit w/ elec dry - Dryer] | E | Yes | Grocery | Appliances | NC | 122.3553 | 29.2003 | 4.1902
| Clothes Washer Propane WH_Com, E - Appl [unit w/ elec dry - Dryer] | E | Yes | Grocery | Appliances | REPL | 2090.2702 | 499.0811 | 4.1882
| Clothes Washer Propane WH_Com, P - HWat [unit w/ elec dry - Water Heater] | Prp | Yes | Grocery | Water Heating | NC | 122.3553 | 29.2003 | 4.1902
| Clothes Washer Propane WH_Com, P - HWat [unit w/ elec dry - Water Heater] | Prp | Yes | Grocery | Water Heating | REPL | 2090.2702 | 499.0811 | 4.1882
| Clothes Washer Propane WH_Com, E - Appl [unit w/ gas dry - Washer] | E | Yes | Grocery | Appliances | NC | 54.2357 | 13.7341 | 3.949
| Clothes Washer Propane WH_Com, E - Appl [unit w/ gas dry - Washer] | E | Yes | Grocery | Appliances | REPL | 926.6358 | 234.8437 | 3.9458
| Clothes Washer Propane WH_Com, G - Oth [unit w/ gas dry - Dryer] | G | Yes | Grocery | Other | NC | 54.2357 | 13.7341 | 3.949
| Clothes Washer Propane WH_Com, G - Oth [unit w/ gas dry - Dryer] | G | Yes | Grocery | Other | REPL | 926.6358 | 234.8437 | 3.9458
| Clothes Washer Propane WH_Com, P - HWat [unit w/ gas dry - Water Heater] | Prp | Yes | Grocery | Water Heating | NC | 54.2357 | 13.7341 | 3.949
| Clothes Washer Propane WH_Com, P - HWat [unit w/ gas dry - Water Heater] | Prp | Yes | Grocery | Water Heating | REPL | 926.6358 | 234.8437 | 3.9458
| Clothes Washer Propane WH_Com, E - Appl [unit w/ propane dry - Washer] | E | Yes | Grocery | Appliances | NC | 108.5577 | 27.275 | 3.9801
| Clothes Washer Propane WH_Com, E - Appl [unit w/ propane dry - Washer] | E | Yes | Grocery | Appliances | REPL | 1854.803 | 466.2578 | 3.9781
| Clothes Washer Propane WH_Com, P - Oth [unit w/ propane dry - Dryer] | Prp | Yes | Grocery | Other | NC | 108.5577 | 27.275 | 3.9801
| Clothes Washer Propane WH_Com, P - Oth [unit w/ propane dry - Dryer] | Prp | Yes | Grocery | Other | REPL | 1854.803 | 466.2578 | 3.9781
| Clothes Washer Propane WH_Com, P - HWat [unit w/ propane dry - Water Heater] | Prp | Yes | Grocery | Water Heating | NC | 108.5577 | 27.275 | 3.9801
| Clothes Washer Propane WH_Com, P - HWat [unit w/ propane dry - Water Heater] | Prp | Yes | Grocery | Water Heating | REPL | 1854.803 | 466.2578 | 3.9781
| Dishwasher_Com, E - Appl [Building w elec WH] | E | Yes | Grocery | Appliances | NC | 140.7664 | 60.5069 | 2.3265
| Dishwasher_Com, E - Appl [Building w elec WH] | E | Yes | Grocery | Appliances | REPL | 1370.5845 | 589.1306 | 2.3265
| Dishwasher_Com, E - HWat [Building w elec WH] | E | Yes | Grocery | Water Heating | NC | 17.8739 | 0 | 0
| Dishwasher_Com, E - HWat [Building w elec WH] | E | Yes | Grocery | Water Heating | REPL | 174.0308 | 0 | 0
| Dishwasher_Com, E - Appl [Building w gas WH] | E | Yes | Grocery | Appliances | NC | 351.9161 | 151.2672 | 2.3265
| Dishwasher_Com, E - Appl [Building w gas WH] | E | Yes | Grocery | Appliances | REPL | 3426.4612 | 1472.8265 | 2.3265
| Dishwasher_Com, G - HWat [Building w gas WH] | G | Yes | Grocery | Water Heating | NC | 84.7722 | 0 | 0
| Dishwasher_Com, G - HWat [Building w gas WH] | G | Yes | Grocery | Water Heating | REPL | 858.0041 | 0 | 0
| Dishwasher_Com, E - Appl [Building w oil WH] | E | Yes | Grocery | Appliances | NC | 35.1916 | 15.1267 | 2.3265
| Dishwasher_Com, E - Appl [Building w oil WH] | E | Yes | Grocery | Appliances | REPL | 342.6461 | 147.2826 | 2.3265
| Dishwasher_Com, O - HWat [Building w oil WH] | O | Yes | Grocery | Water Heating | NC | 0.13505 | 0 | 0
| Dishwasher_Com, O - HWat [Building w oil WH] | O | Yes | Grocery | Water Heating | REPL | 1.3669 | 0 | 0
| Dishwasher_Com, E - Appl [Building w propane WH] | E | Yes | Grocery | Appliances | NC | 35.1916 | 15.1267 | 2.3265
| Dishwasher_Com, E - Appl [Building w propane WH] | E | Yes | Grocery | Appliances | REPL | 342.6461 | 147.2826 | 2.3265
| Dishwasher_Com, P - HWat [Building w propane WH] | Prp | Yes | Grocery | Water Heating | NC | 7.5017 | 0 | 0
| Dishwasher_Com, P - HWat [Building w propane WH] | Prp | Yes | Grocery | Water Heating | REPL | 75.9272 | 0 | 0
| Faucet Aerator_Com, E - HWat | E | Yes | Grocery | Water Heating | RET | 4372.0214 | 358.4181 | 12.1981
| Faucet Aerator_Com, G - HWat | G | Yes | Grocery | Water Heating | RET | 8747.3863 | 1419.9806 | 6.1602
| Faucet Aerator_Com, O - HWat | O | Yes | Grocery | Water Heating | RET | 137.3112 | 6.102 | 22.5025
| Faucet Aerator_Com, P - HWat | Prp | Yes | Grocery | Water Heating | RET | 2537.222 | 93.8765 | 27.0272
| Pre Rinse Sprayers_Com, E - HWat | E | Yes | Grocery | Water Heating | RET | 2118.6652 | 50.3921 | 42.0436
| Pre Rinse Sprayers_Com, G - HWat | G | Yes | Grocery | Water Heating | RET | 5065.9797 | 215.1713 | 23.5439
| Pre Rinse Sprayers_Com, O - HWat | O | Yes | Grocery | Water Heating | RET | 70.286 | 0.92465 | 76.0138
| Pre Rinse Sprayers_Com, P - HWat | Prp | Yes | Grocery | Water Heating | RET | 1269.6421 | 14.2252 | 89.2529
| Heat Pump Water Heater_Com, E - HWat | E | Yes | Grocery | Water Heating | NC | 7801.8401 | 5505.7456 | 1.417
| Heat Pump Water Heater_Com, E - HWat | E | Yes | Grocery | Water Heating | RET | 41049.5926 | 36046.2835 | 1.1388
| Heat Pump Water Heater_Com, E - HWat | E | Yes | Grocery | Water Heating | REPL | 4804.6783 | 3390.6535 | 1.417
| FF Storage Water Heater_Com, G - HWat | G | No | Grocery | Water Heating | NC | 2545.8269 | 7540.6231 | 0.33761
| FF Storage Water Heater_Com, G - HWat | G | No | Grocery | Water Heating | RET | 16168.4903 | 170567.361 | 0.094792
| FF Storage Water Heater_Com, G - HWat | G | No | Grocery | Water Heating | REPL | 4592.0985 | 13601.5866 | 0.33761
| FF Storage Water Heater_Com, O - HWat | O | Yes | Grocery | Water Heating | NC | 40.4213 | 32.4041 | 1.2474
| FF Storage Water Heater_Com, O - HWat | O | No | Grocery | Water Heating | RET | 256.7145 | 732.9735 | 0.35024
| FF Storage Water Heater_Com, O - HWat | O | Yes | Grocery | Water Heating | REPL | 72.9108 | 58.4496 | 1.2474
| FF Storage Water Heater_Com, P - HWat | Prp | Yes | Grocery | Water Heating | NC | 748.0991 | 498.5189 | 1.5006
| FF Storage Water Heater_Com, P - HWat | Prp | No | Grocery | Water Heating | RET | 4751.161 | 11276.3965 | 0.42134
| FF Storage Water Heater_Com, P - HWat | Prp | Yes | Grocery | Water Heating | REPL | 1349.4024 | 899.2159 | 1.5006
| FF Instantaneous Water Heater_Com, G - HWat | G | No | Grocery | Water Heating | NC | 4953.8413 | 22378.6714 | 0.22136
| FF Instantaneous Water Heater_Com, G - HWat | G | No | Grocery | Water Heating | RET | 22918.0402 | 304304.8631 | 0.075313
| FF Instantaneous Water Heater_Com, G - HWat | G | No | Grocery | Water Heating | REPL | 4.4011e-12 | 1.9882e-11 | 0.22136
| FF Instantaneous Water Heater_Com, O - HWat | O | No | Grocery | Water Heating | NC | 79.1597 | 96.1671 | 0.82315
| FF Instantaneous Water Heater_Com, O - HWat | O | No | Grocery | Water Heating | RET | 366.2178 | 1307.6792 | 0.28005
| FF Instantaneous Water Heater_Com, O - HWat | O | No | Grocery | Water Heating | REPL | 7.0327e-14 | 8.5436e-14 | 0.82315
| FF Instantaneous Water Heater_Com, P - HWat | Prp | No | Grocery | Water Heating | NC | 1471.6101 | 1479.4787 | 0.99468
| FF Instantaneous Water Heater_Com, P - HWat | Prp | No | Grocery | Water Heating | RET | 6808.1347 | 20117.9306 | 0.33841
| FF Instantaneous Water Heater_Com, P - HWat | Prp | No | Grocery | Water Heating | REPL | 1.3074e-12 | 1.3144e-12 | 0.99468
| Clothes Dryer_Com, E - Appl | E | Yes | Grocery | Appliances | NC | 664.4964 | 21.7077 | 30.611
| Clothes Dryer_Com, E - Appl | E | Yes | Grocery | Appliances | RET | 3411.279 | 387.5086 | 8.8031
| Clothes Dryer_Com, E - Appl | E | Yes | Grocery | Appliances | REPL | 202.3351 | 6.6099 | 30.611
| Clothes Dryer_Com, G - Oth | G | No | Grocery | Other | NC | 2.7555 | 2.9912 | 0.92118
| Clothes Dryer_Com, G - Oth | G | No | Grocery | Other | RET | 14.7044 | 65.3925 | 0.22486
| Clothes Dryer_Com, G - Oth | G | No | Grocery | Other | REPL | 0.87217 | 0.9468 | 0.92118
| Clothes Dryer_Com, P - Oth | Prp | Yes | Grocery | Other | NC | 0.80774 | 0.19775 | 4.0846
| Clothes Dryer_Com, P - Oth | Prp | No | Grocery | Other | RET | 4.3105 | 4.3232 | 0.99706
| Clothes Dryer_Com, P - Oth | Prp | Yes | Grocery | Other | REPL | 0.25567 | 0.062594 | 4.0846
| Pnemautic to DDC_Com, E - TotE [Building w Elec Heat] | E | Yes | Grocery | Total Electric | RET | 113525.9656 | 94712.2474 | 1.1986
| Pnemautic to DDC_Com, E - TotE [Building w Gas Heat] | E | No | Grocery | Total Electric | RET | 183461.9333 | 365189.7889 | 0.50237
| Pnemautic to DDC_Com, G - TotF [Building w Gas Heat] | G | No | Grocery | Total FF | RET | 183461.9333 | 365189.7889 | 0.50237
| Pnemautic to DDC_Com, E - TotE [Building w Oil Heat] | E | No | Grocery | Total Electric | RET | 46847.5639 | 98256.5914 | 0.47679
| Pnemautic to DDC_Com, O - TotF [Building w Oil Heat] | O | No | Grocery | Total FF | RET | 46847.5639 | 98256.5914 | 0.47679
| Pnemautic to DDC_Com, E - TotE [Building w Propane Heat] | E | No | Grocery | Total Electric | RET | 28335.112 | 29611.3065 | 0.9569
| Pnemautic to DDC_Com, P - TotF [Building w Propane Heat] | Prp | No | Grocery | Total FF | RET | 28335.112 | 29611.3065 | 0.9569
| Data Center_Com, E - TotE [Building w Elec Heat] | E | Yes | Grocery | Total Electric | NC | 2873.4577 | 1190.6683 | 2.4133
| Data Center_Com, E - TotE [Building w Elec Heat] | E | Yes | Grocery | Total Electric | RET | 56626.8018 | 50874.5711 | 1.1131
| Data Center_Com, E - TotE [Building w Gas Heat] | E | Yes | Grocery | Total Electric | NC | 5867.6812 | 2431.3781 | 2.4133
| Data Center_Com, E - TotE [Building w Gas Heat] | E | Yes | Grocery | Total Electric | RET | 115633.5187 | 103887.3022 | 1.1131
| Data Center_Com, G - TotF [Building w Gas Heat] | G | Yes | Grocery | Total FF | NC | 5867.6812 | 2431.3781 | 2.4133
| Data Center_Com, G - TotF [Building w Gas Heat] | G | Yes | Grocery | Total FF | RET | 115633.5187 | 103887.3022 | 1.1131
| Data Center_Com, E - TotE [Building w Oil Heat] | E | Yes | Grocery | Total Electric | NC | 1578.7362 | 654.1774 | 2.4133
| Data Center_Com, E - TotE [Building w Oil Heat] | E | Yes | Grocery | Total Electric | RET | 31111.9197 | 27951.5269 | 1.1131
| Data Center_Com, O - TotF [Building w Oil Heat] | O | Yes | Grocery | Total FF | NC | 1578.7362 | 654.1774 | 2.4133
| Data Center_Com, O - TotF [Building w Oil Heat] | O | Yes | Grocery | Total FF | RET | 31111.9197 | 27951.5269 | 1.1131
| Data Center_Com, E - TotE [Building w Propane Heat] | E | Yes | Grocery | Total Electric | NC | 475.7792 | 197.1476 | 2.4133
| Data Center_Com, E - TotE [Building w Propane Heat] | E | Yes | Grocery | Total Electric | RET | 9376.1098 | 8423.6713 | 1.1131
| Data Center_Com, P - TotF [Building w Propane Heat] | Prp | Yes | Grocery | Total FF | NC | 475.7792 | 197.1476 | 2.4133
| Data Center_Com, P - TotF [Building w Propane Heat] | Prp | Yes | Grocery | Total FF | RET | 9376.1098 | 8423.6713 | 1.1131
| RCx_Com, E - TotE [Building w Elec Heat] | E | Yes | Grocery | Total Electric | RET | 285949.8239 | 59303.4965 | 4.8218
| RCx_Com, E - TotE [Building w Gas Heat] | E | Yes | Grocery | Total Electric | RET | 685810.0954 | 188619.2176 | 3.636
| RCx_Com, G - TotF [Building w Gas Heat] | G | Yes | Grocery | Total FF | RET | 685810.0954 | 188619.2176 | 3.636
| RCx_Com, E - TotE [Building w Oil Heat] | E | Yes | Grocery | Total Electric | RET | 180080.7783 | 50749.1774 | 3.5484
| RCx_Com, O - TotF [Building w Oil Heat] | O | Yes | Grocery | Total FF | RET | 180080.7783 | 50749.1774 | 3.5484
| RCx_Com, E - TotE [Building w Propane Heat] | E | Yes | Grocery | Total Electric | RET | 76738.2111 | 15294.1337 | 5.0175
| RCx_Com, P - TotF [Building w Propane Heat] | Prp | Yes | Grocery | Total FF | RET | 76738.2111 | 15294.1337 | 5.0175
| Commissioning_Com, E - TotE [Building w Elec Heat] | E | Yes | Grocery | Total Electric | NC | 0 | 0 | 0
| Commissioning_Com, E - TotE [Building w Gas Heat] | E | Yes | Grocery | Total Electric | NC | 0 | 0 | 0
| Commissioning_Com, G - TotF [Building w Gas Heat] | G | Yes | Grocery | Total FF | NC | 0 | 0 | 0
| Commissioning_Com, E - TotE [Building w Oil Heat] | E | Yes | Grocery | Total Electric | NC | 0 | 0 | 0
| Commissioning_Com, O - TotF [Building w Oil Heat] | O | Yes | Grocery | Total FF | NC | 0 | 0 | 0
| Commissioning_Com, E - TotE [Building w Propane Heat] | E | Yes | Grocery | Total Electric | NC | 0 | 0 | 0
| Commissioning_Com, P - TotF [Building w Propane Heat] | Prp | Yes | Grocery | Total FF | NC | 0 | 0 | 0
| Integrated Building Design_Com, E - TotE [Building w Elec Heat] | E | Yes | Grocery | Total Electric | NC | 26506.9161 | 1253.0412 | 21.1541
| Integrated Building Design_Com, E - TotE [Building w Gas Heat] | E | Yes | Grocery | Total Electric | NC | 63154.3846 | 3985.3916 | 15.8465
| Integrated Building Design_Com, G - TotF [Building w Gas Heat] | G | Yes | Grocery | Total FF | NC | 63154.3846 | 3985.3916 | 15.8465
| Integrated Building Design_Com, E - TotE [Building w Oil Heat] | E | Yes | Grocery | Total Electric | NC | 16633.3434 | 1072.2945 | 15.5119
| Integrated Building Design_Com, O - TotF [Building w Oil Heat] | O | Yes | Grocery | Total FF | NC | 16633.3434 | 1072.2945 | 15.5119
| Integrated Building Design_Com, E - TotE [Building w Propane Heat] | E | Yes | Grocery | Total Electric | NC | 7041.4124 | 323.1543 | 21.7896
| Integrated Building Design_Com, P - TotF [Building w Propane Heat] | Prp | Yes | Grocery | Total FF | NC | 7041.4124 | 323.1543 | 21.7896
| Deep Energy Retrofit_Com, E - TotE [Building w Elec Heat] | E | Yes | Grocery | Total Electric | RET | 114380.1955 | 34897.2899 | 3.2776
| Deep Energy Retrofit_Com, E - TotE [Building w Gas Heat] | E | Yes | Grocery | Total Electric | RET | 274056.953 | 110993.4473 | 2.4691
| Deep Energy Retrofit_Com, G - TotF [Building w Gas Heat] | G | Yes | Grocery | Total FF | RET | 274056.953 | 110993.4473 | 2.4691
| Deep Energy Retrofit_Com, E - TotE [Building w Oil Heat] | E | Yes | Grocery | Total Electric | RET | 72127.5778 | 29863.4796 | 2.4152
| Deep Energy Retrofit_Com, O - TotF [Building w Oil Heat] | O | Yes | Grocery | Total FF | RET | 72127.5778 | 29863.4796 | 2.4152
| Deep Energy Retrofit_Com, E - TotE [Building w Propane Heat] | E | Yes | Grocery | Total Electric | RET | 30836.6888 | 8999.871 | 3.4263
| Deep Energy Retrofit_Com, P - TotF [Building w Propane Heat] | Prp | Yes | Grocery | Total FF | RET | 30836.6888 | 8999.871 | 3.4263
| EMS_Com, E - TotE [Building w Elec Heat] | E | Yes | Grocery | Total Electric | NC | 48214.4739 | 16854.6331 | 2.8606
| EMS_Com, E - TotE [Building w Elec Heat] | E | Yes | Grocery | Total Electric | RET | 724154.2241 | 201367.0036 | 3.5962
| EMS_Com, E - TotE [Building w Gas Heat] | E | Yes | Grocery | Total Electric | NC | 116046.7605 | 53607.4245 | 2.1648
| EMS_Com, E - TotE [Building w Gas Heat] | E | Yes | Grocery | Total Electric | RET | 1753396.4094 | 1280925.71 | 1.3689
| EMS_Com, G - TotF [Building w Gas Heat] | G | Yes | Grocery | Total FF | NC | 116046.7605 | 53607.4245 | 2.1648
| EMS_Com, G - TotF [Building w Gas Heat] | G | Yes | Grocery | Total FF | RET | 1753396.4094 | 1280925.71 | 1.3689
| EMS_Com, E - TotE [Building w Oil Heat] | E | Yes | Grocery | Total Electric | NC | 30523.9743 | 14423.4121 | 2.1163
| EMS_Com, E - TotE [Building w Oil Heat] | E | Yes | Grocery | Total Electric | RET | 460846.7953 | 344641.0551 | 1.3372
| EMS_Com, O - TotF [Building w Oil Heat] | O | Yes | Grocery | Total FF | NC | 30523.9743 | 14423.4121 | 2.1163
| EMS_Com, O - TotF [Building w Oil Heat] | O | Yes | Grocery | Total FF | RET | 460846.7953 | 344641.0551 | 1.3372
| EMS_Com, E - TotE [Building w Propane Heat] | E | Yes | Grocery | Total Electric | NC | 13152.5227 | 4346.7422 | 3.0258
| EMS_Com, E - TotE [Building w Propane Heat] | E | Yes | Grocery | Total Electric | RET | 200611.1398 | 103863.4838 | 1.9315
| EMS_Com, P - TotF [Building w Propane Heat] | Prp | Yes | Grocery | Total FF | NC | 13152.5227 | 4346.7422 | 3.0258
| EMS_Com, P - TotF [Building w Propane Heat] | Prp | Yes | Grocery | Total FF | RET | 200611.1398 | 103863.4838 | 1.9315
| VFDs on HVAC Pumps_Com, E - Oth | E | Yes | Grocery | Other | RET | 48083.3418 | 14747.6153 | 3.2604
| ECM Circulators_Com, E - Oth | E | Yes | Grocery | Other | RET | 139990.939 | 70902.9056 | 1.9744
| Motors_Com, E - Oth | E | Yes | Grocery | Other | NC | 2243.5521 | 1088.6551 | 2.0608
| Motors_Com, E - Oth | E | Yes | Grocery | Other | RET | 20368.5412 | 16848.2308 | 1.2089
| Motors_Com, E - Oth | E | Yes | Grocery | Other | REPL | 122.8149 | 59.5943 | 2.0608
| Ext Area Ltg_Com, E - ExtL | E | Yes | Grocery | Exterior Lighting | NC | 13414.1231 | 2977.7168 | 4.5048
| Ext Area Ltg_Com, E - ExtL | E | Yes | Grocery | Exterior Lighting | RET | 82609.4135 | 18337.944 | 4.5048
| Ext Area Ltg_Com, E - ExtL | E | Yes | Grocery | Exterior Lighting | REPL | 109645.2251 | 24339.4538 | 4.5048
| Street Ltg_Com, E - ExtL | E | Yes | Grocery | Exterior Lighting | NC | 2496.9333 | 471.5496 | 5.2952
| Street Ltg_Com, E - ExtL | E | Yes | Grocery | Exterior Lighting | RET | 15377.0913 | 2903.9868 | 5.2952
| Street Ltg_Com, E - ExtL | E | Yes | Grocery | Exterior Lighting | REPL | 20409.5946 | 3854.3826 | 5.2952
| Ext Ltg Ctrls_Com, E - ExtL | E | Yes | Grocery | Exterior Lighting | RET | 76849.3874 | 15949.5889 | 4.8183
| Ext Ltg Dsgn_Com, E - ExtL | E | Yes | Grocery | Exterior Lighting | NC | 1915.7427 | 350.3976 | 5.4673
| Ext Ltg Dsgn_Com, E - ExtL | E | Yes | Grocery | Exterior Lighting | REPL | 15730.5235 | 2877.1807 | 5.4673
| Int Ltg Ctrls_Com, E - IntL [No Heat] | E | Yes | Grocery | Interior Lighting | RET | 138063.1652 | 29220.6497 | 4.7248
| Int Ltg Ctrls_Com, E - IntL [Electric Heat] | E | Yes | Grocery | Interior Lighting | RET | 177085.7952 | 53031.0165 | 3.3393
| Int Ltg Ctrls_Com, E/G - IntL | E | Yes | Grocery | Interior Lighting | RET | 513367.9276 | 155533.1686 | 3.3007
| Int Ltg Ctrls_Com, E/O - IntL | E | Yes | Grocery | Interior Lighting | RET | 61140.9579 | 34172.2683 | 1.7892
| Int Ltg Ctrls_Com, E/P - IntL | E | Yes | Grocery | Interior Lighting | RET | 19584.3864 | 12336.1814 | 1.5876
| Exit Sign RetFit_Com, E - IntL [No Heat] | E | Yes | Grocery | Interior Lighting | RET | 2215.7162 | 575.1468 | 3.8524
| Exit Sign RetFit_Com, E - IntL [Electric Heat] | E | Yes | Grocery | Interior Lighting | RET | 2869.4541 | 1044.6584 | 2.7468
| Exit Sign RetFit_Com, E/G - IntL | E | Yes | Grocery | Interior Lighting | RET | 8397.1657 | 3484.1654 | 2.4101
| Exit Sign RetFit_Com, E/O - IntL | E | Yes | Grocery | Interior Lighting | RET | 998.2257 | 863.907 | 1.1555
| Exit Sign RetFit_Com, E/P - IntL | E | No | Grocery | Interior Lighting | RET | 319.6119 | 316.831 | 1.0088
| LED HiLo Bay_Com, E - IntL [No Heat] | E | Yes | Grocery | Interior Lighting | NC | 4072.9345 | 1519.02 | 2.6813
| LED HiLo Bay_Com, E - IntL [No Heat] | E | Yes | Grocery | Interior Lighting | RET | 2180.5528 | 813.2474 | 2.6813
| LED HiLo Bay_Com, E - IntL [No Heat] | E | Yes | Grocery | Interior Lighting | REPL | 1495.9735 | 557.9303 | 2.6813
| LED HiLo Bay_Com, E - IntL [Electric Heat] | E | Yes | Grocery | Interior Lighting | NC | 5228.4006 | 2759.047 | 1.895
| LED HiLo Bay_Com, E - IntL [Electric Heat] | E | Yes | Grocery | Interior Lighting | RET | 2799.162 | 1477.1285 | 1.895
| LED HiLo Bay_Com, E - IntL [Electric Heat] | E | Yes | Grocery | Interior Lighting | REPL | 1920.3718 | 1013.3876 | 1.895
| LED HiLo Bay_Com, E/G - IntL | E | Yes | Grocery | Interior Lighting | NC | 15175.661 | 7190.5528 | 2.1105
| LED HiLo Bay_Com, E/G - IntL | E | Yes | Grocery | Interior Lighting | RET | 8124.6899 | 3849.6519 | 2.1105
| LED HiLo Bay_Com, E/G - IntL | E | Yes | Grocery | Interior Lighting | REPL | 5573.963 | 2641.0629 | 2.1105
| LED HiLo Bay_Com, E/O - IntL | E | Yes | Grocery | Interior Lighting | NC | 1804.0295 | 1400.7067 | 1.2879
| LED HiLo Bay_Com, E/O - IntL | E | Yes | Grocery | Interior Lighting | RET | 965.8347 | 749.9052 | 1.2879
| LED HiLo Bay_Com, E/O - IntL | E | Yes | Grocery | Interior Lighting | REPL | 662.6132 | 514.4743 | 1.2879
| LED HiLo Bay_Com, E/P - IntL | E | Yes | Grocery | Interior Lighting | NC | 577.6141 | 498.1461 | 1.1595
| LED HiLo Bay_Com, E/P - IntL | E | Yes | Grocery | Interior Lighting | RET | 309.2409 | 266.6956 | 1.1595
| LED HiLo Bay_Com, E/P - IntL | E | Yes | Grocery | Interior Lighting | REPL | 212.1555 | 182.9672 | 1.1595
| Repl Scre_Com, E - IntL [No Heat] | E | Yes | Grocery | Interior Lighting | NC | 0 | 0 | 0
| Repl Scre_Com, E - IntL [No Heat] | E | Yes | Grocery | Interior Lighting | RET | 0 | 0 | 0
| Repl Scre_Com, E - IntL [No Heat] | E | Yes | Grocery | Interior Lighting | REPL | 0 | 0 | 0
| Repl Scre_Com, E - IntL [Electric Heat] | E | Yes | Grocery | Interior Lighting | NC | 0 | 0 | 0
| Repl Scre_Com, E - IntL [Electric Heat] | E | Yes | Grocery | Interior Lighting | RET | 0 | 0 | 0
| Repl Scre_Com, E - IntL [Electric Heat] | E | Yes | Grocery | Interior Lighting | REPL | 0 | 0 | 0
| Repl Scre_Com, E/G - IntL | E | Yes | Grocery | Interior Lighting | NC | 0 | 0 | 0
| Repl Scre_Com, E/G - IntL | E | Yes | Grocery | Interior Lighting | RET | 0 | 0 | 0
| Repl Scre_Com, E/G - IntL | E | Yes | Grocery | Interior Lighting | REPL | 0 | 0 | 0
| Repl Scre_Com, E/O - IntL | E | Yes | Grocery | Interior Lighting | NC | 0 | 0 | 0
| Repl Scre_Com, E/O - IntL | E | Yes | Grocery | Interior Lighting | RET | 0 | 0 | 0
| Repl Scre_Com, E/O - IntL | E | Yes | Grocery | Interior Lighting | REPL | 0 | 0 | 0
| Repl Scre_Com, E/P - IntL | E | Yes | Grocery | Interior Lighting | NC | 0 | 0 | 0
| Repl Scre_Com, E/P - IntL | E | Yes | Grocery | Interior Lighting | RET | 0 | 0 | 0
| Repl Scre_Com, E/P - IntL | E | Yes | Grocery | Interior Lighting | REPL | 0 | 0 | 0
| Lin LED Fixture_Com, E - IntL [No Heat] | E | Yes | Grocery | Interior Lighting | NC | 4266.198 | 1954.906 | 2.1823
| Lin LED Fixture_Com, E - IntL [No Heat] | E | Yes | Grocery | Interior Lighting | RET | 21950.4183 | 15239.9568 | 1.4403
| Lin LED Fixture_Com, E - IntL [No Heat] | E | Yes | Grocery | Interior Lighting | REPL | 2711.3689 | 1242.4345 | 2.1823
| Lin LED Fixture_Com, E - IntL [Electric Heat] | E | Yes | Grocery | Interior Lighting | NC | 5524.922 | 3550.7614 | 1.556
| Lin LED Fixture_Com, E - IntL [Electric Heat] | E | No | Grocery | Interior Lighting | RET | 28426.7983 | 27680.8455 | 1.0269
| Lin LED Fixture_Com, E - IntL [Electric Heat] | E | Yes | Grocery | Interior Lighting | REPL | 3511.3471 | 2256.6754 | 1.556
| Lin LED Fixture_Com, E/G - IntL | E | Yes | Grocery | Interior Lighting | NC | 16168.1225 | 9017.1055 | 1.7931
| Lin LED Fixture_Com, E/G - IntL | E | Yes | Grocery | Interior Lighting | RET | 83188.1353 | 65163.9622 | 1.2766
| Lin LED Fixture_Com, E/G - IntL | E | Yes | Grocery | Interior Lighting | REPL | 10275.6004 | 5730.7936 | 1.7931
| Lin LED Fixture_Com, E/O - IntL | E | Yes | Grocery | Interior Lighting | NC | 1922.0099 | 1698.2465 | 1.1318
| Lin LED Fixture_Com, E/O - IntL | E | No | Grocery | Interior Lighting | RET | 9889.1146 | 10969.0257 | 0.90155
| Lin LED Fixture_Com, E/O - IntL | E | Yes | Grocery | Interior Lighting | REPL | 1221.5274 | 1079.3153 | 1.1318
| Lin LED Fixture_Com, E/P - IntL | E | No | Grocery | Interior Lighting | NC | 615.3891 | 600.1077 | 1.0255
| Lin LED Fixture_Com, E/P - IntL | E | No | Grocery | Interior Lighting | RET | 3166.2965 | 3802.0617 | 0.83278
| Lin LED Fixture_Com, E/P - IntL | E | No | Grocery | Interior Lighting | REPL | 391.1086 | 381.3966 | 1.0255
| LED Tube Repl_Com, E - IntL [No Heat] | E | Yes | Grocery | Interior Lighting | RET | 148094.0635 | 11591.8617 | 12.7757
| LED Tube Repl_Com, E - IntL [No Heat] | E | Yes | Grocery | Interior Lighting | REPL | 76514.1525 | 5989.0414 | 12.7757
| LED Tube Repl_Com, E - IntL [Electric Heat] | E | Yes | Grocery | Interior Lighting | RET | 191788.6034 | 21054.6878 | 9.1091
| LED Tube Repl_Com, E - IntL [Electric Heat] | E | Yes | Grocery | Interior Lighting | REPL | 99089.3362 | 10878.097 | 9.1091
| LED Tube Repl_Com, E/G - IntL | E | Yes | Grocery | Interior Lighting | RET | 561249.8507 | 109491.5846 | 5.126
| LED Tube Repl_Com, E/G - IntL | E | Yes | Grocery | Interior Lighting | REPL | 289974.869 | 56569.8287 | 5.126
| LED Tube Repl_Com, E/O - IntL | E | Yes | Grocery | Interior Lighting | RET | 66719.4193 | 34528.9759 | 1.9323
| LED Tube Repl_Com, E/O - IntL | E | Yes | Grocery | Interior Lighting | REPL | 34471.1983 | 17839.7113 | 1.9323
| LED Tube Repl_Com, E/P - IntL | E | Yes | Grocery | Interior Lighting | RET | 21362.2222 | 12969.9177 | 1.6471
| LED Tube Repl_Com, E/P - IntL | E | Yes | Grocery | Interior Lighting | REPL | 11036.9875 | 6701.0266 | 1.6471
| Repl pin CFL wLED_Com, E - IntL [No Heat] | E | Yes | Grocery | Interior Lighting | RET | 132.461 | 58.1202 | 2.2791
| Repl pin CFL wLED_Com, E - IntL [No Heat] | E | Yes | Grocery | Interior Lighting | REPL | 101.7369 | 44.6393 | 2.2791
| Repl pin CFL wLED_Com, E - IntL [Electric Heat] | E | Yes | Grocery | Interior Lighting | RET | 171.543 | 105.5657 | 1.625
| Repl pin CFL wLED_Com, E - IntL [Electric Heat] | E | Yes | Grocery | Interior Lighting | REPL | 131.7539 | 81.0799 | 1.625
| Repl pin CFL wLED_Com, E/G - IntL | E | Yes | Grocery | Interior Lighting | RET | 502.0033 | 270.905 | 1.8531
| Repl pin CFL wLED_Com, E/G - IntL | E | Yes | Grocery | Interior Lighting | REPL | 385.5645 | 208.0691 | 1.8531
| Repl pin CFL wLED_Com, E/O - IntL | E | Yes | Grocery | Interior Lighting | RET | 59.6764 | 51.4463 | 1.16
| Repl pin CFL wLED_Com, E/O - IntL | E | Yes | Grocery | Interior Lighting | REPL | 45.8346 | 39.5134 | 1.16
| Repl pin CFL wLED_Com, E/P - IntL | E | No | Grocery | Interior Lighting | RET | 19.1072 | 18.1844 | 1.0507
| Repl pin CFL wLED_Com, E/P - IntL | E | No | Grocery | Interior Lighting | REPL | 14.6753 | 13.9666 | 1.0507
| Refrig Case LED_Com, E - IntL | E | Yes | Grocery | Interior Lighting | NC | 50965.8868 | 13717.6194 | 3.7154
| Refrig Case LED_Com, E - IntL | E | Yes | Grocery | Interior Lighting | RET | 261569.4293 | 70402.1869 | 3.7154
| Refrig Case LED_Com, E - IntL | E | Yes | Grocery | Interior Lighting | REPL | 81736.4198 | 21999.5996 | 3.7154
| Refrig Case Ctrls_Com, E - IntL | E | Yes | Grocery | Interior Lighting | RET | 154337.5618 | 105586.1644 | 1.4617
| Stair Occ Sensor_Com, E - IntL [No Heat] | E | Yes | Grocery | Interior Lighting | NC | 2176.275 | 942.8787 | 2.3081
| Stair Occ Sensor_Com, E - IntL [No Heat] | E | Yes | Grocery | Interior Lighting | RET | 20103.5286 | 8709.9237 | 2.3081
| Stair Occ Sensor_Com, E - IntL [Electric Heat] | E | Yes | Grocery | Interior Lighting | NC | 2818.376 | 1712.5823 | 1.6457
| Stair Occ Sensor_Com, E - IntL [Electric Heat] | E | Yes | Grocery | Interior Lighting | RET | 26034.9914 | 15820.127 | 1.6457
| Stair Occ Sensor_Com, E/G - IntL | E | Yes | Grocery | Interior Lighting | NC | 8247.6908 | 4791.8609 | 1.7212
| Stair Occ Sensor_Com, E/G - IntL | E | Yes | Grocery | Interior Lighting | RET | 76188.7556 | 44265.229 | 1.7212
| Stair Occ Sensor_Com, E/O - IntL | E | No | Grocery | Interior Lighting | NC | 980.4566 | 1010.59 | 0.97018
| Stair Occ Sensor_Com, E/O - IntL | E | No | Grocery | Interior Lighting | RET | 9057.0528 | 9335.4127 | 0.97018
| Stair Occ Sensor_Com, E/P - IntL | E | No | Grocery | Interior Lighting | NC | 313.9226 | 362.8673 | 0.86512
| Stair Occ Sensor_Com, E/P - IntL | E | No | Grocery | Interior Lighting | RET | 2899.887 | 3352.018 | 0.86512
| Int Delamping_Com, E - IntL [No Heat] | E | Yes | Grocery | Interior Lighting | RET | 2348.9267 | 159.3083 | 14.7445
| Int Delamping_Com, E - IntL [Electric Heat] | E | Yes | Grocery | Interior Lighting | RET | 3041.9678 | 206.3115 | 14.7445
| Int Delamping_Com, E/G - IntL | E | Yes | Grocery | Interior Lighting | RET | 8902.0094 | 1678.687 | 5.303
| Int Delamping_Com, E/O - IntL | E | Yes | Grocery | Interior Lighting | RET | 1058.2397 | 543.9083 | 1.9456
| Int Delamping_Com, E/P - IntL | E | Yes | Grocery | Interior Lighting | RET | 338.8272 | 204.8365 | 1.6541
| Int Ltg Dsgn_Com, E - IntL [No Heat] | E | Yes | Grocery | Interior Lighting | NC | 4148.013 | 656.426 | 6.3191
| Int Ltg Dsgn_Com, E - IntL [Electric Heat] | E | Yes | Grocery | Interior Lighting | NC | 5371.867 | 850.1018 | 6.3191
| Int Ltg Dsgn_Com, E/G - IntL | E | Yes | Grocery | Interior Lighting | NC | 15720.2228 | 4385.988 | 3.5842
| Int Ltg Dsgn_Com, E/O - IntL | E | Yes | Grocery | Interior Lighting | NC | 1868.7651 | 1129.4882 | 1.6545
| Int Ltg Dsgn_Com, E/P - IntL | E | Yes | Grocery | Interior Lighting | NC | 598.3412 | 415.8319 | 1.4389
| Room Air Conditioner_Com, E - Cool | E | Yes | Hospital | Cooling | NC | 0 | 0 | 0
| Room Air Conditioner_Com, E - Cool | E | Yes | Hospital | Cooling | RET | 0 | 0 | 0
| Room Air Conditioner_Com, E - Cool | E | Yes | Hospital | Cooling | REPL | 0 | 0 | 0
| Chiller Systems_Com, E - Cool | E | Yes | Hospital | Cooling | NC | 110592.3901 | 7804.2603 | 14.1708
| Chiller Systems_Com, E - Cool | E | Yes | Hospital | Cooling | RET | 311839.879 | 45784.4953 | 6.811
| Chiller Systems_Com, E - Cool | E | Yes | Hospital | Cooling | REPL | 9.4518e-11 | 6.6699e-12 | 14.1708
| Chiller Tuneup_Com, E - Cool | E | Yes | Hospital | Cooling | RET | 99666.2108 | 12397.8647 | 8.039
| Computer Room Air Conditioner_Com, E - Cool | E | Yes | Hospital | Cooling | NC | 3479.281 | 1151.4635 | 3.0216
| Computer Room Air Conditioner_Com, E - Cool | E | Yes | Hospital | Cooling | REPL | 21426.7735 | 7091.1628 | 3.0216
| Mini Split Ductless AC_Com, E - Cool | E | Yes | Hospital | Cooling | NC | 0 | 0 | 0
| Mini Split Ductless AC_Com, E - Cool | E | Yes | Hospital | Cooling | RET | 0 | 0 | 0
| Mini Split Ductless AC_Com, E - Cool | E | Yes | Hospital | Cooling | REPL | 0 | 0 | 0
| Eff Unitary AC_Com, E - Cool | E | Yes | Hospital | Cooling | NC | 663.8013 | 368.0783 | 1.8034
| Eff Unitary AC_Com, E - Cool | E | No | Hospital | Cooling | RET | 5034.7631 | 20650.3816 | 0.24381
| Eff Unitary AC_Com, E - Cool | E | Yes | Hospital | Cooling | REPL | 2998.7172 | 1662.7909 | 1.8034
| PTAC_Com, E - Cool | E | Yes | Hospital | Cooling | NC | 0 | 0 | 0
| PTAC_Com, E - Cool | E | Yes | Hospital | Cooling | RET | 0 | 0 | 0
| PTAC_Com, E - Cool | E | Yes | Hospital | Cooling | REPL | 0 | 0 | 0
| Unitary Equipment Economizer_Com, E - Cool | E | No | Hospital | Cooling | RET | 1982.9526 | 3482.6383 | 0.56938
| AC Tuneup_Com, E - Cool [ASHP] | E | Yes | Hospital | Cooling | RET | 742.3763 | 36.5096 | 20.3338
| AC Tuneup_Com, E - Heat [ASHP] | E | Yes | Hospital | Space Heating | RET | 742.3763 | 36.5096 | 20.3338
| AC Tuneup_Com, E - Cool [Unitary AC] | E | Yes | Hospital | Cooling | RET | 2491.5923 | 148.0466 | 16.8298
| DCV_Com, E - Cool [Building w Elec Heat] | E | Yes | Hospital | Cooling | RET | 267712.3771 | 80031.138 | 3.3451
| DCV_Com, E - Heat [Building w Elec Heat] | E | Yes | Hospital | Space Heating | RET | 267712.3771 | 80031.138 | 3.3451
| DCV_Com, E - Vent [Building w Elec Heat] | E | Yes | Hospital | Ventilation | RET | 267712.3771 | 80031.138 | 3.3451
| DCV_Com, E - Cool [Building w Gas Heat] | E | Yes | Hospital | Cooling | RET | 2296409.7238 | 163425.8302 | 14.0517
| DCV_Com, G - Heat [Building w Gas Heat] | G | Yes | Hospital | Space Heating | RET | 2296409.7238 | 163425.8302 | 14.0517
| DCV_Com, E - Vent [Building w Gas Heat] | E | Yes | Hospital | Ventilation | RET | 2296409.7238 | 163425.8302 | 14.0517
| DCV_Com, E - Cool [Building w Oil Heat] | E | Yes | Hospital | Cooling | RET | 2539428.4209 | 43970.7394 | 57.7527
| DCV_Com, O - Heat [Building w Oil Heat] | O | Yes | Hospital | Space Heating | RET | 2539428.4209 | 43970.7394 | 57.7527
| DCV_Com, E - Vent [Building w Oil Heat] | E | Yes | Hospital | Ventilation | RET | 2539428.4209 | 43970.7394 | 57.7527
| DCV_Com, E - Cool [Building w Propane Heat] | E | Yes | Hospital | Cooling | RET | 52196.9117 | 13251.3353 | 3.939
| DCV_Com, P - Heat [Building w Propane Heat] | Prp | Yes | Hospital | Space Heating | RET | 52196.9117 | 13251.3353 | 3.939
| DCV_Com, E - Vent [Building w Propane Heat] | E | Yes | Hospital | Ventilation | RET | 52196.9117 | 13251.3353 | 3.939
| Controls for Unitary AC_Com, E - Cool | E | No | Hospital | Cooling | RET | 5070.0746 | 6033.6642 | 0.8403
| Optimized Unitary AC Sys_Com, E - Cool [Building w Elec Heat] | E | No | Hospital | Cooling | NC | 900.2835 | 1124.4889 | 0.80062
| Optimized Unitary AC Sys_Com, E - Heat [Building w Elec Heat] | E | No | Hospital | Space Heating | NC | 900.2835 | 1124.4889 | 0.80062
| Optimized Unitary AC Sys_Com, E - Cool [Building w Gas Heat] | E | Yes | Hospital | Cooling | NC | 533055.7439 | 6687.0591 | 79.7145
| Optimized Unitary AC Sys_Com, G - Heat [Building w Gas Heat] | G | Yes | Hospital | Space Heating | NC | 533055.7439 | 6687.0591 | 79.7145
| Optimized Unitary AC Sys_Com, E - Cool [Building w Oil Heat] | E | Yes | Hospital | Cooling | NC | 726842.6888 | 2347.4452 | 309.6314
| Optimized Unitary AC Sys_Com, O - Heat [Building w Oil Heat] | O | Yes | Hospital | Space Heating | NC | 726842.6888 | 2347.4452 | 309.6314
| Optimized Unitary AC Sys_Com, E - Cool [Building w Propane Heat] | E | Yes | Hospital | Cooling | NC | 2535.8671 | 105.7176 | 23.9872
| Optimized Unitary AC Sys_Com, P - Heat [Building w Propane Heat] | Prp | Yes | Hospital | Space Heating | NC | 2535.8671 | 105.7176 | 23.9872
| Optimized Chiller Sys_Com, E - Cool | E | No | Hospital | Cooling | NC | 37538.2242 | 55365.6141 | 0.67801
| Cool Roof_Com, E - Cool [Building w Elec Heat] | E | No | Hospital | Cooling | NC | 10077.0905 | 14381.5025 | 0.7007
| Cool Roof_Com, E - Cool [Building w Elec Heat] | E | No | Hospital | Cooling | RET | 63299.8354 | 132452.5371 | 0.47791
| Cool Roof_Com, E - Heat [Building w Elec Heat] | E | No | Hospital | Space Heating | NC | 10077.0905 | 14381.5025 | 0.7007
| Cool Roof_Com, E - Heat [Building w Elec Heat] | E | No | Hospital | Space Heating | RET | 63299.8354 | 132452.5371 | 0.47791
| Cool Roof_Com, E - Cool [Building w Gas Heat] | E | No | Hospital | Cooling | NC | 20674.3491 | 56652.9142 | 0.36493
| Cool Roof_Com, E - Cool [Building w Gas Heat] | E | No | Hospital | Cooling | RET | 129867.1376 | 448639.2409 | 0.28947
| Cool Roof_Com, G - Heat [Building w Gas Heat] | G | No | Hospital | Space Heating | NC | 20674.3491 | 56652.9142 | 0.36493
| Cool Roof_Com, G - Heat [Building w Gas Heat] | G | No | Hospital | Space Heating | RET | 129867.1376 | 448639.2409 | 0.28947
| Cool Roof_Com, E - Cool [Building w Oil Heat] | E | No | Hospital | Cooling | NC | 5562.5626 | 45161.8311 | 0.12317
| Cool Roof_Com, E - Cool [Building w Oil Heat] | E | No | Hospital | Cooling | RET | 34941.5637 | 316072.9063 | 0.11055
| Cool Roof_Com, O - Heat [Building w Oil Heat] | O | No | Hospital | Space Heating | NC | 5562.5626 | 45161.8311 | 0.12317
| Cool Roof_Com, O - Heat [Building w Oil Heat] | O | No | Hospital | Space Heating | RET | 34941.5637 | 316072.9063 | 0.11055
| Cool Roof_Com, E - Cool [Building w Propane Heat] | E | No | Hospital | Cooling | NC | 1676.3735 | 2507.1823 | 0.66863
| Cool Roof_Com, E - Cool [Building w Propane Heat] | E | No | Hospital | Cooling | RET | 10530.2386 | 22753.4354 | 0.4628
| Cool Roof_Com, P - Heat [Building w Propane Heat] | Prp | No | Hospital | Space Heating | NC | 1676.3735 | 2507.1823 | 0.66863
| Cool Roof_Com, P - Heat [Building w Propane Heat] | Prp | No | Hospital | Space Heating | RET | 10530.2386 | 22753.4354 | 0.4628
| GSHP_Com, E - Cool | E | Yes | Hospital | Cooling | RET | 3434.9927 | 1754.2949 | 1.958
| GSHP_Com, E - Cool | E | Yes | Hospital | Cooling | REPL | 4.9219e-13 | 1.8487e-13 | 2.6623
| GSHP_Com, E - Heat | E | Yes | Hospital | Space Heating | RET | 3434.9927 | 1754.2949 | 1.958
| GSHP_Com, E - Heat | E | Yes | Hospital | Space Heating | REPL | 4.9219e-13 | 1.8487e-13 | 2.6623
| Unitary HP_Com, E - Cool | E | Yes | Hospital | Cooling | NC | 478.8589 | 176.2392 | 2.7171
| Unitary HP_Com, E - Cool | E | No | Hospital | Cooling | RET | 2756.423 | 4576.7262 | 0.60227
| Unitary HP_Com, E - Cool | E | Yes | Hospital | Cooling | REPL | 1359.3801 | 500.3061 | 2.7171
| Unitary HP_Com, E - Heat | E | Yes | Hospital | Space Heating | NC | 478.8589 | 176.2392 | 2.7171
| Unitary HP_Com, E - Heat | E | No | Hospital | Space Heating | RET | 2756.423 | 4576.7262 | 0.60227
| Unitary HP_Com, E - Heat | E | Yes | Hospital | Space Heating | REPL | 1359.3801 | 500.3061 | 2.7171
| PTHP_Com, E - Cool | E | Yes | Hospital | Cooling | NC | 0 | 0 | 0
| PTHP_Com, E - Cool | E | Yes | Hospital | Cooling | RET | 0 | 0 | 0
| PTHP_Com, E - Cool | E | Yes | Hospital | Cooling | REPL | 0 | 0 | 0
| PTHP_Com, E - Heat | E | Yes | Hospital | Space Heating | NC | 0 | 0 | 0
| PTHP_Com, E - Heat | E | Yes | Hospital | Space Heating | RET | 0 | 0 | 0
| PTHP_Com, E - Heat | E | Yes | Hospital | Space Heating | REPL | 0 | 0 | 0
| Minisplit Ductless HP_Com, E - Cool | E | Yes | Hospital | Cooling | RET | 32833.3427 | 7333.1058 | 4.4774
| Minisplit Ductless HP_Com, E - Cool | E | Yes | Hospital | Cooling | REPL | 3061.2448 | 358.5567 | 8.5377
| Minisplit Ductless HP_Com, E - Heat | E | Yes | Hospital | Space Heating | RET | 32833.3427 | 7333.1058 | 4.4774
| Minisplit Ductless HP_Com, E - Heat | E | Yes | Hospital | Space Heating | REPL | 3061.2448 | 358.5567 | 8.5377
| Programmable TStat_Com, E - Cool [Building w Elec Heat] | E | Yes | Hospital | Cooling | NC | 0 | 0 | 0
| Programmable TStat_Com, E - Heat [Building w Elec Heat] | E | Yes | Hospital | Space Heating | NC | 0 | 0 | 0
| Programmable TStat_Com, E - Cool [Building w Gas Heat] | E | Yes | Hospital | Cooling | NC | 0 | 0 | 0
| Programmable TStat_Com, E - Cool [Building w Gas Heat] | E | Yes | Hospital | Cooling | RET | 0 | 0 | 0
| Programmable TStat_Com, G - Heat [Building w Gas Heat] | G | Yes | Hospital | Space Heating | NC | 0 | 0 | 0
| Programmable TStat_Com, G - Heat [Building w Gas Heat] | G | Yes | Hospital | Space Heating | RET | 0 | 0 | 0
| Programmable TStat_Com, E - Cool [Building w Propane Heat] | E | Yes | Hospital | Cooling | NC | 0 | 0 | 0
| Programmable TStat_Com, E - Cool [Building w Propane Heat] | E | Yes | Hospital | Cooling | RET | 0 | 0 | 0
| Programmable TStat_Com, P - Heat [Building w Propane Heat] | Prp | Yes | Hospital | Space Heating | NC | 0 | 0 | 0
| Programmable TStat_Com, P - Heat [Building w Propane Heat] | Prp | Yes | Hospital | Space Heating | RET | 0 | 0 | 0
| Programmable TStat_Com, E - Cool [Building w Oil Heat] | E | Yes | Hospital | Cooling | NC | 0 | 0 | 0
| Programmable TStat_Com, E - Cool [Building w Oil Heat] | E | Yes | Hospital | Cooling | RET | 0 | 0 | 0
| Programmable TStat_Com, O - Heat [Building w Oil Heat] | O | Yes | Hospital | Space Heating | NC | 0 | 0 | 0
| Programmable TStat_Com, O - Heat [Building w Oil Heat] | O | Yes | Hospital | Space Heating | RET | 0 | 0 | 0
| Smart TStat_Com, E - Cool [Building w Elec Heat] | E | Yes | Hospital | Cooling | NC | 1106.8948 | 353.7121 | 3.1294
| Smart TStat_Com, E - Cool [Building w Elec Heat] | E | Yes | Hospital | Cooling | RET | 4889.0788 | 2069.5699 | 2.3624
| Smart TStat_Com, E - Heat [Building w Elec Heat] | E | Yes | Hospital | Space Heating | NC | 1106.8948 | 353.7121 | 3.1294
| Smart TStat_Com, E - Heat [Building w Elec Heat] | E | Yes | Hospital | Space Heating | RET | 4889.0788 | 2069.5699 | 2.3624
| Smart TStat_Com, E - Cool [Building w Gas Heat] | E | Yes | Hospital | Cooling | NC | 49851.8865 | 722.2901 | 69.0192
| Smart TStat_Com, E - Cool [Building w Gas Heat] | E | Yes | Hospital | Cooling | RET | 228527.5344 | -106.718 | -2141.4154
| Smart TStat_Com, G - Heat [Building w Gas Heat] | G | Yes | Hospital | Space Heating | NC | 49851.8865 | 722.2901 | 69.0192
| Smart TStat_Com, G - Heat [Building w Gas Heat] | G | Yes | Hospital | Space Heating | RET | 228527.5344 | -106.718 | -2141.4154
| Smart TStat_Com, E - Cool [Building w Propane Heat] | E | Yes | Hospital | Cooling | NC | 780.8846 | 194.3367 | 4.0182
| Smart TStat_Com, E - Cool [Building w Propane Heat] | E | Yes | Hospital | Cooling | RET | 3487.1959 | 1137.0639 | 3.0668
| Smart TStat_Com, P - Heat [Building w Propane Heat] | Prp | Yes | Hospital | Space Heating | NC | 780.8846 | 194.3367 | 4.0182
| Smart TStat_Com, P - Heat [Building w Propane Heat] | Prp | Yes | Hospital | Space Heating | RET | 3487.1959 | 1137.0639 | 3.0668
| Smart TStat_Com, E - Cool [Building w Oil Heat] | E | Yes | Hospital | Cooling | NC | 64817.8896 | 58.5667 | 1106.7366
| Smart TStat_Com, E - Cool [Building w Oil Heat] | E | Yes | Hospital | Cooling | RET | 297578.5707 | 342.6737 | 868.4022
| Smart TStat_Com, O - Heat [Building w Oil Heat] | O | Yes | Hospital | Space Heating | NC | 64817.8896 | 58.5667 | 1106.7366
| Smart TStat_Com, O - Heat [Building w Oil Heat] | O | Yes | Hospital | Space Heating | RET | 297578.5707 | 342.6737 | 868.4022
| Boiler Blowdown Controls_Com, G - Heat | G | No | Hospital | Space Heating | RET | 122393.8881 | 282469.5991 | 0.4333
| Boiler Blowdown Controls_Com, O - Heat | O | No | Hospital | Space Heating | RET | 5553.8427 | 12085.6898 | 0.45954
| Boiler Modifications_Com, G - Heat | G | Yes | Hospital | Space Heating | RET | 567991.6233 | 140346.6497 | 4.0471
| Boiler Modifications_Com, O - Heat | O | Yes | Hospital | Space Heating | RET | 28627.8627 | 3094.8834 | 9.2501
| Boilers_Com, G - Heat | G | Yes | Hospital | Space Heating | NC | 270271.4358 | 107389.0122 | 2.5168
| Boilers_Com, G - Heat | G | No | Hospital | Space Heating | RET | 1278310.6681 | 2091127.737 | 0.6113
| Boilers_Com, G - Heat | G | Yes | Hospital | Space Heating | REPL | 1.9209e-10 | 7.6325e-11 | 2.5168
| Boilers_Com, O - Heat | O | No | Hospital | Space Heating | NC | 4611.0045 | 15881.7242 | 0.29033
| Boilers_Com, O - Heat | O | No | Hospital | Space Heating | RET | 22296.5646 | 316172.8022 | 0.07052
| Boilers_Com, O - Heat | O | No | Hospital | Space Heating | REPL | 3.2772e-12 | 1.1288e-11 | 0.29033
| Furnace_Com, G - Heat | G | Yes | Hospital | Space Heating | NC | 83888.0704 | 7551.7416 | 11.1084
| Furnace_Com, G - Heat | G | Yes | Hospital | Space Heating | RET | 370966.3328 | 144574.8738 | 2.5659
| Furnace_Com, G - Heat | G | Yes | Hospital | Space Heating | REPL | 6.4807e-11 | 5.834e-12 | 11.1084
| Furnace_Com, O - Heat | O | Yes | Hospital | Space Heating | NC | 268136.1062 | 7572.7849 | 35.4079
| Furnace_Com, O - Heat | O | Yes | Hospital | Space Heating | RET | 1322224.2759 | 161665.3157 | 8.1788
| Furnace_Com, O - Heat | O | Yes | Hospital | Space Heating | REPL | 2.0714e-10 | 5.8503e-12 | 35.4079
| Furnace_Com, P - Heat | Prp | Yes | Hospital | Space Heating | NC | 1621.1638 | 38.061 | 42.5938
| Furnace_Com, P - Heat | Prp | Yes | Hospital | Space Heating | RET | 7727.0608 | 785.3793 | 9.8386
| Furnace_Com, P - Heat | Prp | Yes | Hospital | Space Heating | REPL | 1.2524e-12 | 2.9404e-14 | 42.5938
| Energy Recovery Ventilator_Com, G - Heat | G | Yes | Hospital | Space Heating | NC | 106697.1509 | 19901.6424 | 5.3612
| Energy Recovery Ventilator_Com, G - Heat | G | Yes | Hospital | Space Heating | RET | 628548.5096 | 117239.7536 | 5.3612
| Energy Recovery Ventilator_Com, G - Heat | G | Yes | Hospital | Space Heating | REPL | 91072.6753 | 16987.2935 | 5.3612
| Energy Recovery Ventilator_Com, O - Heat | O | Yes | Hospital | Space Heating | NC | 145702.8349 | 7355.5562 | 19.8085
| Energy Recovery Ventilator_Com, O - Heat | O | Yes | Hospital | Space Heating | RET | 858329.3183 | 43331.2746 | 19.8085
| Energy Recovery Ventilator_Com, O - Heat | O | Yes | Hospital | Space Heating | REPL | 124366.4617 | 6278.4262 | 19.8085
| Energy Recovery Ventilator_Com, P - Heat | Prp | Yes | Hospital | Space Heating | NC | 492.4473 | 20.6652 | 23.8298
| Energy Recovery Ventilator_Com, P - Heat | Prp | Yes | Hospital | Space Heating | RET | 2900.9862 | 121.7379 | 23.8298
| Energy Recovery Ventilator_Com, P - Heat | Prp | Yes | Hospital | Space Heating | REPL | 420.3345 | 17.6391 | 23.8298
| Forced Air Heating Maintenance_Com, G - Heat | G | Yes | Hospital | Space Heating | RET | 4504.3219 | 2473.2822 | 1.8212
| Forced Air Heating Maintenance_Com, O - Heat | O | Yes | Hospital | Space Heating | RET | 20236.7341 | 3149.5102 | 6.4254
| Forced Air Heating Maintenance_Com, P - Heat | Prp | Yes | Hospital | Space Heating | RET | 216.6458 | 26.3974 | 8.2071
| Steam Trap Maintenance_Com, G - Heat | G | Yes | Hospital | Space Heating | RET | 176552.6305 | 23732.1313 | 7.4394
| Steam Trap Maintenance_Com, O - Heat | O | Yes | Hospital | Space Heating | RET | 6012.1212 | 223.6444 | 26.8825
| Windows_Com, E - Cool [Building w Elec Heat] | E | No | Hospital | Cooling | NC | 24443.0113 | 52940.8962 | 0.4617
| Windows_Com, E - Heat [Building w Elec Heat] | E | No | Hospital | Space Heating | NC | 24443.0113 | 52940.8962 | 0.4617
| Windows_Com, E - Cool [Building w Gas Heat] | E | Yes | Hospital | Cooling | NC | 190738.2459 | 108106.7961 | 1.7644
| Windows_Com, G - Heat [Building w Gas Heat] | G | Yes | Hospital | Space Heating | NC | 190738.2459 | 108106.7961 | 1.7644
| Windows_Com, E - Cool [Building w Oil Heat] | E | Yes | Hospital | Cooling | NC | 207525.3567 | 29086.8081 | 7.1347
| Windows_Com, O - Heat [Building w Oil Heat] | O | Yes | Hospital | Space Heating | NC | 207525.3567 | 29086.8081 | 7.1347
| Windows_Com, E - Cool [Building w Propane Heat] | E | No | Hospital | Cooling | NC | 4665.9923 | 8765.8077 | 0.53229
| Windows_Com, P - Heat [Building w Propane Heat] | Prp | No | Hospital | Space Heating | NC | 4665.9923 | 8765.8077 | 0.53229
| Window Film_Com, E - Cool [Building w Elec Heat] | E | No | Hospital | Cooling | RET | 0 | 0 | 0
| Window Film_Com, E - Heat [Building w Elec Heat] | E | No | Hospital | Space Heating | RET | 0 | 0 | 0
| Window Film_Com, E - Cool [Building w Gas Heat] | E | No | Hospital | Cooling | RET | 0 | 0 | 0
| Window Film_Com, G - Heat [Building w Gas Heat] | G | No | Hospital | Space Heating | RET | 0 | 0 | 0
| Window Film_Com, E - Cool [Building w Oil Heat] | E | No | Hospital | Cooling | RET | 0 | 0 | 0
| Window Film_Com, O - Heat [Building w Oil Heat] | O | No | Hospital | Space Heating | RET | 0 | 0 | 0
| Window Film_Com, E - Cool [Building w Propane Heat] | E | No | Hospital | Cooling | RET | 0 | 0 | 0
| Window Film_Com, P - Heat [Building w Propane Heat] | Prp | No | Hospital | Space Heating | RET | 0 | 0 | 0
| Motors and Fans_Com, E - Vent | E | Yes | Hospital | Ventilation | NC | 4917.2082 | 2204.5715 | 2.2305
| Motors and Fans_Com, E - Vent | E | Yes | Hospital | Ventilation | RET | 14898.4815 | 11372.7869 | 1.31
| Motors and Fans_Com, E - Vent | E | Yes | Hospital | Ventilation | REPL | 269.1741 | 120.681 | 2.2305
| ECM Furnace Motors_Com, E - Vent | E | Yes | Hospital | Ventilation | RET | 40615.9508 | 16506.4556 | 2.4606
| VFD on HVAC System_Com, E - Vent | E | Yes | Hospital | Ventilation | RET | 732393.5079 | 108917.4872 | 6.7243
| Kitchen DCV_Com, E - Vent [Building w Elec Heat] | E | Yes | Hospital | Ventilation | NC | 12050.8281 | 1781.6598 | 6.7638
| Kitchen DCV_Com, E - Vent [Building w Elec Heat] | E | Yes | Hospital | Ventilation | RET | 63201.8975 | 9344.1115 | 6.7638
| Kitchen DCV_Com, E - Vent [Building w Elec Heat] | E | Yes | Hospital | Ventilation | REPL | 4617.7418 | 682.712 | 6.7638
| Kitchen DCV_Com, E - Heat [Building w Elec Heat] | E | Yes | Hospital | Space Heating | NC | 12050.8281 | 1781.6598 | 6.7638
| Kitchen DCV_Com, E - Heat [Building w Elec Heat] | E | Yes | Hospital | Space Heating | RET | 63201.8975 | 9344.1115 | 6.7638
| Kitchen DCV_Com, E - Heat [Building w Elec Heat] | E | Yes | Hospital | Space Heating | REPL | 4617.7418 | 682.712 | 6.7638
| Kitchen DCV_Com, E - Vent [Building w Gas Heat] | E | Yes | Hospital | Ventilation | NC | 12050.8281 | 1781.6598 | 6.7638
| Kitchen DCV_Com, E - Vent [Building w Gas Heat] | E | Yes | Hospital | Ventilation | RET | 63201.8975 | 9344.1115 | 6.7638
| Kitchen DCV_Com, E - Vent [Building w Gas Heat] | E | Yes | Hospital | Ventilation | REPL | 4617.7418 | 682.712 | 6.7638
| Kitchen DCV_Com, G - Heat [Building w Gas Heat] | G | Yes | Hospital | Space Heating | NC | 147656.1055 | 643.5708 | 229.4326
| Kitchen DCV_Com, G - Heat [Building w Gas Heat] | G | Yes | Hospital | Space Heating | RET | 804102.1821 | 3375.2781 | 238.2329
| Kitchen DCV_Com, G - Heat [Building w Gas Heat] | G | Yes | Hospital | Space Heating | REPL | 58750.3954 | 246.6091 | 238.2329
| Kitchen DCV_Com, E - Vent [Building w Oil Heat] | E | Yes | Hospital | Ventilation | NC | 147656.1055 | 643.5708 | 229.4326
| Kitchen DCV_Com, E - Vent [Building w Oil Heat] | E | Yes | Hospital | Ventilation | RET | 804102.1821 | 3375.2781 | 238.2329
| Kitchen DCV_Com, E - Vent [Building w Oil Heat] | E | Yes | Hospital | Ventilation | REPL | 58750.3954 | 246.6091 | 238.2329
| Kitchen DCV_Com, O - Heat [Building w Oil Heat] | O | Yes | Hospital | Space Heating | NC | 147656.1055 | 643.5708 | 229.4326
| Kitchen DCV_Com, O - Heat [Building w Oil Heat] | O | Yes | Hospital | Space Heating | RET | 804102.1821 | 3375.2781 | 238.2329
| Kitchen DCV_Com, O - Heat [Building w Oil Heat] | O | Yes | Hospital | Space Heating | REPL | 58750.3954 | 246.6091 | 238.2329
| Kitchen DCV_Com, E - Vent [Building w Oil Heat] | E | Yes | Hospital | Ventilation | NC | 147656.1055 | 643.5708 | 229.4326
| Kitchen DCV_Com, E - Vent [Building w Oil Heat] | E | Yes | Hospital | Ventilation | RET | 804102.1821 | 3375.2781 | 238.2329
| Kitchen DCV_Com, E - Vent [Building w Oil Heat] | E | Yes | Hospital | Ventilation | REPL | 58750.3954 | 246.6091 | 238.2329
| Kitchen DCV_Com, P - Heat [Building w Propane Heat] | Prp | Yes | Hospital | Space Heating | NC | 279.6669 | 0 | 0
| Kitchen DCV_Com, P - Heat [Building w Propane Heat] | Prp | Yes | Hospital | Space Heating | RET | 1524.697 | 0 | 0
| Kitchen DCV_Com, P - Heat [Building w Propane Heat] | Prp | Yes | Hospital | Space Heating | REPL | 111.3995 | 0 | 0
| Duct Sealing Regulated_Com, E - Vent [Building w Elec Heat] | E | Yes | Hospital | Ventilation | RET | 87526.5974 | 31993.6292 | 2.7358
| Duct Sealing Regulated_Com, E - Heat [Building w Elec Heat] | E | Yes | Hospital | Space Heating | RET | 87526.5974 | 31993.6292 | 2.7358
| Duct Sealing Regulated_Com, E - Cool [Building w Elec Heat] | E | Yes | Hospital | Cooling | RET | 87526.5974 | 31993.6292 | 2.7358
| Duct Sealing Regulated_Com, E - Vent [Building w Gas Heat] | E | Yes | Hospital | Ventilation | RET | 891088.0487 | 0 | 0
| Duct Sealing Regulated_Com, G - Heat [Building w Gas Heat] | G | Yes | Hospital | Space Heating | RET | 891088.0487 | 0 | 0
| Duct Sealing Regulated_Com, E - Cool [Building w Gas Heat] | E | Yes | Hospital | Cooling | RET | 891088.0487 | 0 | 0
| Duct Sealing Non Regulated_Com, E - Vent [Building w Oil Heat] | E | Yes | Hospital | Ventilation | RET | 940636.4728 | 17577.9524 | 53.5123
| Duct Sealing Non Regulated_Com, O - Heat [Building w Oil Heat] | O | Yes | Hospital | Space Heating | RET | 940636.4728 | 17577.9524 | 53.5123
| Duct Sealing Non Regulated_Com, E - Cool [Building w Oil Heat] | E | Yes | Hospital | Cooling | RET | 940636.4728 | 17577.9524 | 53.5123
| Duct Sealing Non Regulated_Com, E - Vent [Building w Propane Heat] | E | Yes | Hospital | Ventilation | RET | 22468.4556 | 0 | 0
| Duct Sealing Non Regulated_Com, P - Heat [Building w Propane Heat] | Prp | Yes | Hospital | Space Heating | RET | 22468.4556 | 0 | 0
| Duct Sealing Non Regulated_Com, E - Cool [Building w Propane Heat] | E | Yes | Hospital | Cooling | RET | 22468.4556 | 0 | 0
| Power Strip_Com, E - Plug [Tier 1] | E | Yes | Hospital | Plug Loads | NC | 0 | 0 | 0
| Power Strip_Com, E - Plug [Tier 1] | E | Yes | Hospital | Plug Loads | RET | 0 | 0 | 0
| Power Strip_Com, E - Plug [Tier 1] | E | Yes | Hospital | Plug Loads | REPL | 0 | 0 | 0
| Power Strip_Com, E - Plug [Tier 2] | E | No | Hospital | Plug Loads | NC | 12028.3631 | 11346.2215 | 1.0601
| Power Strip_Com, E - Plug [Tier 2] | E | No | Hospital | Plug Loads | RET | 122235.0714 | 121454.5606 | 1.0064
| Power Strip_Com, E - Plug [Tier 2] | E | No | Hospital | Plug Loads | REPL | 86758.1586 | 81838.0087 | 1.0601
| Computer Power Management_Com, E - Plug | E | Yes | Hospital | Plug Loads | RET | 69975.5586 | 38066.6983 | 1.8382
| Vending Machine Controls_Com, E - Plug [Non-Refrigerated] | E | No | Hospital | Plug Loads | RET | 4849.2811 | 5283.5482 | 0.91781
| Vending Machine Controls_Com, E - Plug [Refrigerated] | E | Yes | Hospital | Plug Loads | RET | 14547.8433 | 2838.1878 | 5.1258
| Ovens_Com, E - Cook | E | Yes | Hospital | Cooking | NC | 6228.2006 | 99.2024 | 62.7828
| Ovens_Com, E - Cook | E | Yes | Hospital | Cooking | REPL | 63926.1592 | 1018.2119 | 62.7828
| Ovens_Com, G - Cook | G | Yes | Hospital | Cooking | NC | 32747.3045 | 219.1214 | 149.4482
| Ovens_Com, G - Cook | G | Yes | Hospital | Cooking | REPL | 349398.3545 | 2337.9222 | 149.4482
| Ovens_Com, P - Cook | Prp | Yes | Hospital | Cooking | NC | 203.7797 | 0.32168 | 633.485
| Ovens_Com, P - Cook | Prp | Yes | Hospital | Cooking | REPL | 2174.2333 | 3.4322 | 633.485
| Fryers_Com, E - Cook | E | Yes | Hospital | Cooking | NC | 1021.9333 | 14.8614 | 68.7644
| Fryers_Com, E - Cook | E | Yes | Hospital | Cooking | REPL | 10489.1088 | 152.537 | 68.7644
| Fryers_Com, G - Cook | G | Yes | Hospital | Cooking | NC | 7346.2619 | 1329.5326 | 5.5254
| Fryers_Com, G - Cook | G | Yes | Hospital | Cooking | REPL | 78381.1637 | 14185.4882 | 5.5254
| Fryers_Com, P - Cook | Prp | Yes | Hospital | Cooking | NC | 19.8401 | 0.8139 | 24.3765
| Fryers_Com, P - Cook | Prp | Yes | Hospital | Cooking | REPL | 211.6842 | 8.6839 | 24.3765
| Griddles_Com, E - Cook | E | Yes | Hospital | Cooking | NC | 285.0291 | 68.1602 | 4.1818
| Griddles_Com, E - Cook | E | Yes | Hospital | Cooking | REPL | 2925.5347 | 699.5948 | 4.1818
| Griddles_Com, G - Cook | G | Yes | Hospital | Cooking | NC | 9970.6254 | 482.2915 | 20.6734
| Griddles_Com, G - Cook | G | Yes | Hospital | Cooking | REPL | 106381.8885 | 5145.8235 | 20.6734
| Griddles_Com, P - Cook | Prp | Yes | Hospital | Cooking | NC | 52.035 | 0.57053 | 91.2046
| Griddles_Com, P - Cook | Prp | Yes | Hospital | Cooking | REPL | 555.189 | 6.0873 | 91.2046
| Hot Food Holding Cabinet_Com, E - Cook | E | Yes | Hospital | Cooking | NC | 1240.2815 | 42.4395 | 29.2247
| Hot Food Holding Cabinet_Com, E - Cook | E | Yes | Hospital | Cooking | REPL | 12730.2306 | 435.5979 | 29.2247
| Steamers_Com, E - Cook | E | Yes | Hospital | Cooking | NC | 973.7532 | 149.0522 | 6.533
| Steamers_Com, E - Cook | E | Yes | Hospital | Cooking | REPL | 9994.5883 | 1529.8692 | 6.533
| Steamers_Com, G - Cook | G | Yes | Hospital | Cooking | NC | 16395.0427 | 169.6011 | 96.6682
| Steamers_Com, G - Cook | G | Yes | Hospital | Cooking | REPL | 174927.4031 | 1809.5642 | 96.6682
| ES Refrigerator and Freezer_Com, E - Refr | E | Yes | Hospital | Refrigeration | NC | 7019.8078 | 2583.5337 | 2.7171
| ES Refrigerator and Freezer_Com, E - Refr | E | Yes | Hospital | Refrigeration | REPL | 72051.2042 | 26517.3519 | 2.7171
| Anti Sweat Heat Control_Com, E - Refr | E | Yes | Hospital | Refrigeration | NC | 4866.0678 | 2533.199 | 1.9209
| Anti Sweat Heat Control_Com, E - Refr | E | Z | Hospital | Refrigeration | RET | 0 | 0 | 0
| Case Night Covers_Com, E - Refr | E | Z | Hospital | Refrigeration | RET | 0 | 0 | 0
| Loading Dock Pit Seals_Com, E - Refr | E | No | Hospital | Refrigeration | NC | 2068.0702 | 3072.7414 | 0.67304
| Loading Dock Pit Seals_Com, E - Refr | E | No | Hospital | Refrigeration | RET | 25471.9693 | 37846.2851 | 0.67304
| ECM Comp Cond Fan Motor_Com, E - Refr | E | Yes | Hospital | Refrigeration | NC | 1726.0957 | 413.9705 | 4.1696
| ECM Comp Cond Fan Motor_Com, E - Refr | E | Z | Hospital | Refrigeration | RET | 0 | 0 | 0
| ECM Comp Cond Fan Motor_Com, E - Refr | E | Yes | Hospital | Refrigeration | REPL | 6443.1279 | 1545.259 | 4.1696
| Evap Fan Motor Replacement_Com, E - Refr | E | Yes | Hospital | Refrigeration | NC | 2812.4561 | 1292.1866 | 2.1765
| Evap Fan Motor Replacement_Com, E - Refr | E | Z | Hospital | Refrigeration | RET | 0 | 0 | 0
| Evap Fan Motor Replacement_Com, E - Refr | E | Yes | Hospital | Refrigeration | REPL | 905.8994 | 416.2166 | 2.1765
| Evap Fan Speed Controls_Com, E - Refr | E | Yes | Hospital | Refrigeration | NC | 4605.758 | 1310.3189 | 3.515
| Evap Fan Speed Controls_Com, E - Refr | E | Z | Hospital | Refrigeration | RET | 0 | 0 | 0
| LowHeat NoHeat Doors_Com, E - Refr | E | Yes | Hospital | Refrigeration | NC | 2274.2641 | 485.4593 | 4.6848
| LowHeat NoHeat Doors_Com, E - Refr | E | Yes | Hospital | Refrigeration | RET | 25210.4528 | 5381.3669 | 4.6848
| Refrigerated Vending Machine_Com, E - Refr | E | Yes | Hospital | Refrigeration | NC | 1201.6918 | 554.5783 | 2.1669
| Refrigerated Vending Machine_Com, E - Refr | E | Yes | Hospital | Refrigeration | REPL | 10572.126 | 4879.0145 | 2.1669
| Walk In Refrigeration_Com, E - Refr | E | Yes | Hospital | Refrigeration | NC | 6281.0199 | 834.2286 | 7.5291
| Refrigeration Tune Up_Com, E - Refr | E | Yes | Hospital | Refrigeration | RET | 24352.7937 | 2451.6214 | 9.9333
| ES Ice Machine_Com, E - Refr | E | Yes | Hospital | Refrigeration | NC | 875.2826 | 79.8855 | 10.9567
| ES Ice Machine_Com, E - Refr | E | Yes | Hospital | Refrigeration | REPL | 8983.8876 | 819.9431 | 10.9567
| Walk In Cooler Retroft_Com, E - Refr | E | Yes | Hospital | Refrigeration | RET | 15074.4966 | 2870.2419 | 5.252
| HE Built Up Refrig_Com, E - Refr | E | Yes | Hospital | Refrigeration | NC | 2842.5131 | 1868.5173 | 1.5213
| HE Built Up Refrig_Com, E - Refr | E | No | Hospital | Refrigeration | RET | 22534.092 | 35571.6213 | 0.63349
| Door Gasket Replacement_Com, E - Refr | E | Z | Hospital | Refrigeration | RET | 0 | 0 | 0
| EnergyStar Dehumidifier_Com, E - Appl | E | Yes | Hospital | Appliances | NC | 997.9277 | 142.0084 | 7.0272
| EnergyStar Dehumidifier_Com, E - Appl | E | Yes | Hospital | Appliances | REPL | 10242.7154 | 1457.5718 | 7.0272
| Clothes Washer Elec WH_Com, E - Appl [unit w/ elec dry - Washer] | E | Yes | Hospital | Appliances | NC | 15395.4074 | 3350.485 | 4.595
| Clothes Washer Elec WH_Com, E - Appl [unit w/ elec dry - Washer] | E | Yes | Hospital | Appliances | REPL | 262842.7426 | 57202.1678 | 4.595
| Clothes Washer Elec WH_Com, E - Appl [unit w/ elec dry - Dryer] | E | Yes | Hospital | Appliances | NC | 15395.4074 | 3350.485 | 4.595
| Clothes Washer Elec WH_Com, E - Appl [unit w/ elec dry - Dryer] | E | Yes | Hospital | Appliances | REPL | 262842.7426 | 57202.1678 | 4.595
| Clothes Washer Elec WH_Com, E - HWat [unit w/ elec dry - Water Heater] | E | Yes | Hospital | Water Heating | NC | 15395.4074 | 3350.485 | 4.595
| Clothes Washer Elec WH_Com, E - HWat [unit w/ elec dry - Water Heater] | E | Yes | Hospital | Water Heating | REPL | 262842.7426 | 57202.1678 | 4.595
| Clothes Washer Elec WH_Com, E - Appl [unit w/ gas dry - Washer] | E | Yes | Hospital | Appliances | NC | 3448.0494 | 837.6213 | 4.1165
| Clothes Washer Elec WH_Com, E - Appl [unit w/ gas dry - Washer] | E | Yes | Hospital | Appliances | REPL | 58896.0056 | 14300.5419 | 4.1184
| Clothes Washer Elec WH_Com, G - Oth [unit w/ gas dry - Dryer] | G | Yes | Hospital | Other | NC | 3448.0494 | 837.6213 | 4.1165
| Clothes Washer Elec WH_Com, G - Oth [unit w/ gas dry - Dryer] | G | Yes | Hospital | Other | REPL | 58896.0056 | 14300.5419 | 4.1184
| Clothes Washer Elec WH_Com, E - HWat [unit w/ gas dry - Water Heater] | E | Yes | Hospital | Water Heating | NC | 3448.0494 | 837.6213 | 4.1165
| Clothes Washer Elec WH_Com, E - HWat [unit w/ gas dry - Water Heater] | E | Yes | Hospital | Water Heating | REPL | 58896.0056 | 14300.5419 | 4.1184
| Clothes Washer Elec WH_Com, E - Appl [unit w/ propane dry - Washer] | E | Yes | Hospital | Appliances | NC | 1362.6084 | 335.0485 | 4.0669
| Clothes Washer Elec WH_Com, E - Appl [unit w/ propane dry - Washer] | E | Yes | Hospital | Appliances | REPL | 23263.5941 | 5720.2168 | 4.0669
| Clothes Washer Elec WH_Com, P - Oth [unit w/ propane dry - Dryer] | Prp | Yes | Hospital | Other | NC | 1362.6084 | 335.0485 | 4.0669
| Clothes Washer Elec WH_Com, P - Oth [unit w/ propane dry - Dryer] | Prp | Yes | Hospital | Other | REPL | 23263.5941 | 5720.2168 | 4.0669
| Clothes Washer Elec WH_Com, E - HWat [unit w/ propane dry - Water Heater] | E | Yes | Hospital | Water Heating | NC | 1362.6084 | 335.0485 | 4.0669
| Clothes Washer Elec WH_Com, E - HWat [unit w/ propane dry - Water Heater] | E | Yes | Hospital | Water Heating | REPL | 23263.5941 | 5720.2168 | 4.0669
| Clothes Washer Gas WH_Com, E - Appl [unit w/ elec dry - Washer] | E | Yes | Hospital | Appliances | NC | 14501.3994 | 1675.2425 | 8.6563
| Clothes Washer Gas WH_Com, E - Appl [unit w/ elec dry - Washer] | E | Yes | Hospital | Appliances | REPL | 252206.0388 | 28601.0839 | 8.8181
| Clothes Washer Gas WH_Com, E - Appl [unit w/ elec dry - Dryer] | E | Yes | Hospital | Appliances | NC | 14501.3994 | 1675.2425 | 8.6563
| Clothes Washer Gas WH_Com, E - Appl [unit w/ elec dry - Dryer] | E | Yes | Hospital | Appliances | REPL | 252206.0388 | 28601.0839 | 8.8181
| Clothes Washer Gas WH_Com, G - HWat [unit w/ elec dry - Water Heater] | G | Yes | Hospital | Water Heating | NC | 14501.3994 | 1675.2425 | 8.6563
| Clothes Washer Gas WH_Com, G - HWat [unit w/ elec dry - Water Heater] | G | Yes | Hospital | Water Heating | REPL | 252206.0388 | 28601.0839 | 8.8181
| Clothes Washer Gas WH_Com, E - Appl [unit w/ gas dry - Washer] | E | Yes | Hospital | Appliances | NC | 53429.1984 | 6533.4458 | 8.1778
| Clothes Washer Gas WH_Com, E - Appl [unit w/ gas dry - Washer] | E | Yes | Hospital | Appliances | REPL | 930449.0466 | 111544.2271 | 8.3415
| Clothes Washer Gas WH_Com, G - Oth [unit w/ gas dry - Dryer] | G | Yes | Hospital | Other | NC | 53429.1984 | 6533.4458 | 8.1778
| Clothes Washer Gas WH_Com, G - Oth [unit w/ gas dry - Dryer] | G | Yes | Hospital | Other | REPL | 930449.0466 | 111544.2271 | 8.3415
| Clothes Washer Gas WH_Com, G - HWat [unit w/ gas dry - Water Heater] | G | Yes | Hospital | Water Heating | NC | 53429.1984 | 6533.4458 | 8.1778
| Clothes Washer Gas WH_Com, G - HWat [unit w/ gas dry - Water Heater] | G | Yes | Hospital | Water Heating | REPL | 930449.0466 | 111544.2271 | 8.3415
| Clothes Washer Gas WH_Com, E - Appl [unit w/ propane dry - Washer] | E | Yes | Hospital | Appliances | NC | 2723.3475 | 335.0485 | 8.1282
| Clothes Washer Gas WH_Com, E - Appl [unit w/ propane dry - Washer] | E | Yes | Hospital | Appliances | REPL | 47420.5275 | 5720.2168 | 8.29
| Clothes Washer Gas WH_Com, P - Oth [unit w/ propane dry - Dryer] | Prp | Yes | Hospital | Other | NC | 2723.3475 | 335.0485 | 8.1282
| Clothes Washer Gas WH_Com, P - Oth [unit w/ propane dry - Dryer] | Prp | Yes | Hospital | Other | REPL | 47420.5275 | 5720.2168 | 8.29
| Clothes Washer Gas WH_Com, G - HWat [unit w/ propane dry - Water Heater] | G | Yes | Hospital | Water Heating | NC | 2723.3475 | 335.0485 | 8.1282
| Clothes Washer Gas WH_Com, G - HWat [unit w/ propane dry - Water Heater] | G | Yes | Hospital | Water Heating | REPL | 47420.5275 | 5720.2168 | 8.29
| Clothes Washer Oil WH_Com, E - Appl [unit w/ elec dry - Washer] | E | Yes | Hospital | Appliances | NC | 9337.7102 | 2010.291 | 4.645
| Clothes Washer Oil WH_Com, E - Appl [unit w/ elec dry - Washer] | E | Yes | Hospital | Appliances | REPL | 159532.9704 | 34321.3007 | 4.6482
| Clothes Washer Oil WH_Com, E - Appl [unit w/ elec dry - Dryer] | E | Yes | Hospital | Appliances | NC | 9337.7102 | 2010.291 | 4.645
| Clothes Washer Oil WH_Com, E - Appl [unit w/ elec dry - Dryer] | E | Yes | Hospital | Appliances | REPL | 159532.9704 | 34321.3007 | 4.6482
| Clothes Washer Oil WH_Com, O - HWat [unit w/ elec dry - Water Heater] | O | Yes | Hospital | Water Heating | NC | 9337.7102 | 2010.291 | 4.645
| Clothes Washer Oil WH_Com, O - HWat [unit w/ elec dry - Water Heater] | O | Yes | Hospital | Water Heating | REPL | 159532.9704 | 34321.3007 | 4.6482
| Clothes Washer Oil WH_Com, E - Appl [unit w/ gas dry - Washer] | E | Yes | Hospital | Appliances | NC | 1395.964 | 335.0485 | 4.1665
| Clothes Washer Oil WH_Com, E - Appl [unit w/ gas dry - Washer] | E | Yes | Hospital | Appliances | REPL | 23862.9564 | 5720.2168 | 4.1717
| Clothes Washer Oil WH_Com, G - Oth [unit w/ gas dry - Dryer] | G | Yes | Hospital | Other | NC | 1395.964 | 335.0485 | 4.1665
| Clothes Washer Oil WH_Com, G - Oth [unit w/ gas dry - Dryer] | G | Yes | Hospital | Other | REPL | 23862.9564 | 5720.2168 | 4.1717
| Clothes Washer Oil WH_Com, O - HWat [unit w/ gas dry - Water Heater] | O | Yes | Hospital | Water Heating | NC | 1395.964 | 335.0485 | 4.1665
| Clothes Washer Oil WH_Com, O - HWat [unit w/ gas dry - Water Heater] | O | Yes | Hospital | Water Heating | REPL | 23862.9564 | 5720.2168 | 4.1717
| Clothes Washer Oil WH_Com, E - Appl [unit w/ propane dry - Washer] | E | Yes | Hospital | Appliances | NC | 2069.029 | 502.5728 | 4.1169
| Clothes Washer Oil WH_Com, E - Appl [unit w/ propane dry - Washer] | E | Yes | Hospital | Appliances | REPL | 35352.2223 | 8580.3252 | 4.1201
| Clothes Washer Oil WH_Com, P - Oth [unit w/ propane dry - Dryer] | Prp | Yes | Hospital | Other | NC | 2069.029 | 502.5728 | 4.1169
| Clothes Washer Oil WH_Com, P - Oth [unit w/ propane dry - Dryer] | Prp | Yes | Hospital | Other | REPL | 35352.2223 | 8580.3252 | 4.1201
| Clothes Washer Oil WH_Com, O - HWat [unit w/ propane dry - Water Heater] | O | Yes | Hospital | Water Heating | NC | 2069.029 | 502.5728 | 4.1169
| Clothes Washer Oil WH_Com, O - HWat [unit w/ propane dry - Water Heater] | O | Yes | Hospital | Water Heating | REPL | 35352.2223 | 8580.3252 | 4.1201
| Clothes Washer Propane WH_Com, E - Appl [unit w/ elec dry - Washer] | E | Yes | Hospital | Appliances | NC | 1534.7868 | 362.9645 | 4.2285
| Clothes Washer Propane WH_Com, E - Appl [unit w/ elec dry - Washer] | E | Yes | Hospital | Appliances | REPL | 26207.2921 | 6198.5598 | 4.228
| Clothes Washer Propane WH_Com, E - Appl [unit w/ elec dry - Dryer] | E | Yes | Hospital | Appliances | NC | 1534.7868 | 362.9645 | 4.2285
| Clothes Washer Propane WH_Com, E - Appl [unit w/ elec dry - Dryer] | E | Yes | Hospital | Appliances | REPL | 26207.2921 | 6198.5598 | 4.228
| Clothes Washer Propane WH_Com, P - HWat [unit w/ elec dry - Water Heater] | Prp | Yes | Hospital | Water Heating | NC | 1534.7868 | 362.9645 | 4.2285
| Clothes Washer Propane WH_Com, P - HWat [unit w/ elec dry - Water Heater] | Prp | Yes | Hospital | Water Heating | REPL | 26207.2921 | 6198.5598 | 4.228
| Clothes Washer Propane WH_Com, E - Appl [unit w/ gas dry - Washer] | E | Yes | Hospital | Appliances | NC | 687.2329 | 206.9617 | 3.3206
| Clothes Washer Propane WH_Com, E - Appl [unit w/ gas dry - Washer] | E | Yes | Hospital | Appliances | REPL | 11740.71 | 3560.0191 | 3.2979
| Clothes Washer Propane WH_Com, G - Oth [unit w/ gas dry - Dryer] | G | Yes | Hospital | Other | NC | 687.2329 | 206.9617 | 3.3206
| Clothes Washer Propane WH_Com, G - Oth [unit w/ gas dry - Dryer] | G | Yes | Hospital | Other | REPL | 11740.71 | 3560.0191 | 3.2979
| Clothes Washer Propane WH_Com, P - HWat [unit w/ gas dry - Water Heater] | Prp | Yes | Hospital | Water Heating | NC | 687.2329 | 206.9617 | 3.3206
| Clothes Washer Propane WH_Com, P - HWat [unit w/ gas dry - Water Heater] | Prp | Yes | Hospital | Water Heating | REPL | 11740.71 | 3560.0191 | 3.2979
| Clothes Washer Propane WH_Com, E - Appl [unit w/ propane dry - Washer] | E | Yes | Hospital | Appliances | NC | 1391.0863 | 351.5281 | 3.9573
| Clothes Washer Propane WH_Com, E - Appl [unit w/ propane dry - Washer] | E | Yes | Hospital | Appliances | REPL | 23776.3891 | 6012.6864 | 3.9544
| Clothes Washer Propane WH_Com, P - Oth [unit w/ propane dry - Dryer] | Prp | Yes | Hospital | Other | NC | 1391.0863 | 351.5281 | 3.9573
| Clothes Washer Propane WH_Com, P - Oth [unit w/ propane dry - Dryer] | Prp | Yes | Hospital | Other | REPL | 23776.3891 | 6012.6864 | 3.9544
| Clothes Washer Propane WH_Com, P - HWat [unit w/ propane dry - Water Heater] | Prp | Yes | Hospital | Water Heating | NC | 1391.0863 | 351.5281 | 3.9573
| Clothes Washer Propane WH_Com, P - HWat [unit w/ propane dry - Water Heater] | Prp | Yes | Hospital | Water Heating | REPL | 23776.3891 | 6012.6864 | 3.9544
| Ozone Laundry_Com, E - HWat | E | Yes | Hospital | Water Heating | RET | 5350.8169 | 606.4207 | 8.8236
| Ozone Laundry_Com, G - HWat | G | Yes | Hospital | Water Heating | RET | 692686.4416 | 286187.4944 | 2.4204
| Ozone Laundry_Com, O - HWat | O | Yes | Hospital | Water Heating | RET | 14090.1862 | 1593.6584 | 8.8414
| Ozone Laundry_Com, P - HWat | Prp | Yes | Hospital | Water Heating | RET | 3155.6837 | 297.1677 | 10.6192
| Dishwasher_Com, E - Appl [Building w elec WH] | E | Yes | Hospital | Appliances | NC | 428.9849 | 184.3709 | 2.3267
| Dishwasher_Com, E - Appl [Building w elec WH] | E | Yes | Hospital | Appliances | REPL | 4176.8485 | 1795.1428 | 2.3267
| Dishwasher_Com, E - HWat [Building w elec WH] | E | Yes | Hospital | Water Heating | NC | 8.1356 | 0 | 0
| Dishwasher_Com, E - HWat [Building w elec WH] | E | Yes | Hospital | Water Heating | REPL | 79.2128 | 0 | 0
| Dishwasher_Com, E - Appl [Building w gas WH] | E | Yes | Hospital | Appliances | NC | 1072.4622 | 460.9271 | 2.3267
| Dishwasher_Com, E - Appl [Building w gas WH] | E | Yes | Hospital | Appliances | REPL | 10442.1213 | 4487.857 | 2.3267
| Dishwasher_Com, G - HWat [Building w gas WH] | G | Yes | Hospital | Water Heating | NC | 4915.6805 | 0 | 0
| Dishwasher_Com, G - HWat [Building w gas WH] | G | Yes | Hospital | Water Heating | REPL | 49753.0446 | 0 | 0
| Dishwasher_Com, E - Appl [Building w oil WH] | E | Yes | Hospital | Appliances | NC | 107.2462 | 46.0927 | 2.3267
| Dishwasher_Com, E - Appl [Building w oil WH] | E | Yes | Hospital | Appliances | REPL | 1044.2121 | 448.7857 | 2.3267
| Dishwasher_Com, O - HWat [Building w oil WH] | O | Yes | Hospital | Water Heating | NC | 10.148 | 0 | 0
| Dishwasher_Com, O - HWat [Building w oil WH] | O | Yes | Hospital | Water Heating | REPL | 102.7107 | 0 | 0
| Dishwasher_Com, E - Appl [Building w propane WH] | E | Yes | Hospital | Appliances | NC | 107.2462 | 46.0927 | 2.3267
| Dishwasher_Com, E - Appl [Building w propane WH] | E | Yes | Hospital | Appliances | REPL | 1044.2121 | 448.7857 | 2.3267
| Dishwasher_Com, P - HWat [Building w propane WH] | Prp | Yes | Hospital | Water Heating | NC | 6.8323 | 0 | 0
| Dishwasher_Com, P - HWat [Building w propane WH] | Prp | Yes | Hospital | Water Heating | REPL | 69.1519 | 0 | 0
| Faucet Aerator_Com, E - HWat | E | Yes | Hospital | Water Heating | RET | 276.3885 | 22.7109 | 12.1699
| Faucet Aerator_Com, G - HWat | G | Yes | Hospital | Water Heating | RET | 70449.2104 | 11436.1606 | 6.1602
| Faucet Aerator_Com, O - HWat | O | Yes | Hospital | Water Heating | RET | 1433.0329 | 63.6832 | 22.5025
| Faucet Aerator_Com, P - HWat | Prp | Yes | Hospital | Water Heating | RET | 320.9467 | 11.8749 | 27.0272
| Heat Pump Water Heater_Com, E - HWat | E | Yes | Hospital | Water Heating | NC | 1481.3261 | 1046.6005 | 1.4154
| Heat Pump Water Heater_Com, E - HWat | E | Yes | Hospital | Water Heating | RET | 7794.0371 | 6852.1251 | 1.1375
| Heat Pump Water Heater_Com, E - HWat | E | Yes | Hospital | Water Heating | REPL | 912.2585 | 644.5375 | 1.4154
| FF Storage Water Heater_Com, G - HWat | G | No | Hospital | Water Heating | NC | 61510.3136 | 182190.7456 | 0.33761
| FF Storage Water Heater_Com, G - HWat | G | No | Hospital | Water Heating | RET | 390650.646 | 4121117.5993 | 0.094792
| FF Storage Water Heater_Com, G - HWat | G | No | Hospital | Water Heating | REPL | 110950.7584 | 328631.09 | 0.33761
| FF Storage Water Heater_Com, O - HWat | O | Yes | Hospital | Water Heating | NC | 1265.5553 | 1014.5441 | 1.2474
| FF Storage Water Heater_Com, O - HWat | O | No | Hospital | Water Heating | RET | 8037.5138 | 22948.7805 | 0.35024
| FF Storage Water Heater_Com, O - HWat | O | Yes | Hospital | Water Heating | REPL | 2282.7769 | 1830.0092 | 1.2474
| FF Storage Water Heater_Com, P - HWat | Prp | Yes | Hospital | Water Heating | NC | 283.8931 | 189.1809 | 1.5006
| FF Storage Water Heater_Com, P - HWat | Prp | No | Hospital | Water Heating | RET | 1802.9988 | 4279.2339 | 0.42134
| FF Storage Water Heater_Com, P - HWat | Prp | Yes | Hospital | Water Heating | REPL | 512.0792 | 341.2398 | 1.5006
| FF Instantaneous Water Heater_Com, G - HWat | G | No | Hospital | Water Heating | NC | 119690.91 | 540696.274 | 0.22136
| FF Instantaneous Water Heater_Com, G - HWat | G | No | Hospital | Water Heating | RET | 553728.0878 | 7352380.4288 | 0.075313
| FF Instantaneous Water Heater_Com, G - HWat | G | No | Hospital | Water Heating | REPL | 1.0634e-10 | 4.8036e-10 | 0.22136
| FF Instantaneous Water Heater_Com, O - HWat | O | No | Hospital | Water Heating | NC | 2478.4229 | 3010.9115 | 0.82315
| FF Instantaneous Water Heater_Com, O - HWat | O | No | Hospital | Water Heating | RET | 11465.9698 | 40942.3324 | 0.28005
| FF Instantaneous Water Heater_Com, O - HWat | O | No | Hospital | Water Heating | REPL | 2.2019e-12 | 2.6749e-12 | 0.82315
| FF Instantaneous Water Heater_Com, P - HWat | Prp | No | Hospital | Water Heating | NC | 558.4553 | 561.4414 | 0.99468
| FF Instantaneous Water Heater_Com, P - HWat | Prp | No | Hospital | Water Heating | RET | 2583.5914 | 7634.4718 | 0.33841
| FF Instantaneous Water Heater_Com, P - HWat | Prp | No | Hospital | Water Heating | REPL | 4.9614e-13 | 4.9879e-13 | 0.99468
| Clothes Dryer_Com, E - Appl | E | Yes | Hospital | Appliances | NC | 10124.0375 | 330.7289 | 30.6113
| Clothes Dryer_Com, E - Appl | E | Yes | Hospital | Appliances | RET | 51973.0646 | 5903.8966 | 8.8032
| Clothes Dryer_Com, E - Appl | E | Yes | Hospital | Appliances | REPL | 3082.7082 | 100.705 | 30.6113
| Clothes Dryer_Com, G - Oth | G | No | Hospital | Other | NC | 956.8549 | 1038.7253 | 0.92118
| Clothes Dryer_Com, G - Oth | G | No | Hospital | Other | RET | 5106.2249 | 22708.0871 | 0.22486
| Clothes Dryer_Com, G - Oth | G | No | Hospital | Other | REPL | 302.8685 | 328.7825 | 0.92118
| Clothes Dryer_Com, P - Oth | Prp | Yes | Hospital | Other | NC | 4.4056 | 1.0786 | 4.0846
| Clothes Dryer_Com, P - Oth | Prp | No | Hospital | Other | RET | 23.5101 | 23.5793 | 0.99706
| Clothes Dryer_Com, P - Oth | Prp | Yes | Hospital | Other | REPL | 1.3945 | 0.3414 | 4.0846
| Pnemautic to DDC_Com, E - TotE [Building w Elec Heat] | E | Yes | Hospital | Total Electric | RET | 34960.1869 | 26474.2822 | 1.3205
| Pnemautic to DDC_Com, E - TotE [Building w Gas Heat] | E | Yes | Hospital | Total Electric | RET | 452538.1299 | 102079.0634 | 4.4332
| Pnemautic to DDC_Com, G - TotF [Building w Gas Heat] | G | Yes | Hospital | Total FF | RET | 452538.1299 | 102079.0634 | 4.4332
| Pnemautic to DDC_Com, E - TotE [Building w Oil Heat] | E | Yes | Hospital | Total Electric | RET | 464122.6982 | 27465.009 | 16.8987
| Pnemautic to DDC_Com, O - TotF [Building w Oil Heat] | O | Yes | Hospital | Total FF | RET | 464122.6982 | 27465.009 | 16.8987
| Pnemautic to DDC_Com, E - TotE [Building w Propane Heat] | E | No | Hospital | Total Electric | RET | 4919.2881 | 8277.0508 | 0.59433
| Pnemautic to DDC_Com, P - TotF [Building w Propane Heat] | Prp | No | Hospital | Total FF | RET | 4919.2881 | 8277.0508 | 0.59433
| Data Center_Com, E - TotE [Building w Elec Heat] | E | Yes | Hospital | Total Electric | NC | 1117.838 | 463.0533 | 2.4141
| Data Center_Com, E - TotE [Building w Elec Heat] | E | Yes | Hospital | Total Electric | RET | 22029.0668 | 19785.2232 | 1.1134
| Data Center_Com, E - TotE [Building w Gas Heat] | E | Yes | Hospital | Total Electric | NC | 2282.6566 | 945.5678 | 2.4141
| Data Center_Com, E - TotE [Building w Gas Heat] | E | Yes | Hospital | Total Electric | RET | 44983.9727 | 40401.9812 | 1.1134
| Data Center_Com, G - TotF [Building w Gas Heat] | G | Yes | Hospital | Total FF | NC | 2282.6566 | 945.5678 | 2.4141
| Data Center_Com, G - TotF [Building w Gas Heat] | G | Yes | Hospital | Total FF | RET | 44983.9727 | 40401.9812 | 1.1134
| Data Center_Com, E - TotE [Building w Oil Heat] | E | Yes | Hospital | Total Electric | NC | 614.163 | 254.4109 | 2.4141
| Data Center_Com, E - TotE [Building w Oil Heat] | E | Yes | Hospital | Total Electric | RET | 12103.2186 | 10870.4051 | 1.1134
| Data Center_Com, O - TotF [Building w Oil Heat] | O | Yes | Hospital | Total FF | NC | 614.163 | 254.4109 | 2.4141
| Data Center_Com, O - TotF [Building w Oil Heat] | O | Yes | Hospital | Total FF | RET | 12103.2186 | 10870.4051 | 1.1134
| Data Center_Com, E - TotE [Building w Propane Heat] | E | Yes | Hospital | Total Electric | NC | 185.0885 | 76.6711 | 2.4141
| Data Center_Com, E - TotE [Building w Propane Heat] | E | Yes | Hospital | Total Electric | RET | 3647.5122 | 3275.9827 | 1.1134
| Data Center_Com, P - TotF [Building w Propane Heat] | Prp | Yes | Hospital | Total FF | NC | 185.0885 | 76.6711 | 2.4141
| Data Center_Com, P - TotF [Building w Propane Heat] | Prp | Yes | Hospital | Total FF | RET | 3647.5122 | 3275.9827 | 1.1134
| RCx_Com, E - TotE [Building w Elec Heat] | E | Yes | Hospital | Total Electric | RET | 97877.6107 | 18418.5671 | 5.3141
| RCx_Com, E - TotE [Building w Gas Heat] | E | Yes | Hospital | Total Electric | RET | 943542.4533 | 58581.6339 | 16.1065
| RCx_Com, G - TotF [Building w Gas Heat] | G | Yes | Hospital | Total FF | RET | 943542.4533 | 58581.6339 | 16.1065
| RCx_Com, E - TotE [Building w Oil Heat] | E | Yes | Hospital | Total Electric | RET | 852998.2979 | 15761.7542 | 54.1182
| RCx_Com, O - TotF [Building w Oil Heat] | O | Yes | Hospital | Total FF | RET | 852998.2979 | 15761.7542 | 54.1182
| RCx_Com, E - TotE [Building w Propane Heat] | E | Yes | Hospital | Total Electric | RET | 19575.5868 | 4750.0745 | 4.1211
| RCx_Com, P - TotF [Building w Propane Heat] | Prp | Yes | Hospital | Total FF | RET | 19575.5868 | 4750.0745 | 4.1211
| Commissioning_Com, E - TotE [Building w Elec Heat] | E | Yes | Hospital | Total Electric | NC | 0 | 0 | 0
| Commissioning_Com, E - TotE [Building w Gas Heat] | E | Yes | Hospital | Total Electric | NC | 0 | 0 | 0
| Commissioning_Com, G - TotF [Building w Gas Heat] | G | Yes | Hospital | Total FF | NC | 0 | 0 | 0
| Commissioning_Com, E - TotE [Building w Oil Heat] | E | Yes | Hospital | Total Electric | NC | 0 | 0 | 0
| Commissioning_Com, O - TotF [Building w Oil Heat] | O | Yes | Hospital | Total FF | NC | 0 | 0 | 0
| Commissioning_Com, E - TotE [Building w Propane Heat] | E | Yes | Hospital | Total Electric | NC | 0 | 0 | 0
| Commissioning_Com, P - TotF [Building w Propane Heat] | Prp | Yes | Hospital | Total FF | NC | 0 | 0 | 0
| Integrated Building Design_Com, E - TotE [Building w Elec Heat] | E | Yes | Hospital | Total Electric | NC | 8162.7735 | 350.2543 | 23.3053
| Integrated Building Design_Com, E - TotE [Building w Gas Heat] | E | Yes | Hospital | Total Electric | NC | 75961.5266 | 1114.0099 | 68.1875
| Integrated Building Design_Com, G - TotF [Building w Gas Heat] | G | Yes | Hospital | Total FF | NC | 75961.5266 | 1114.0099 | 68.1875
| Integrated Building Design_Com, E - TotE [Building w Oil Heat] | E | Yes | Hospital | Total Electric | NC | 69291.7161 | 299.7313 | 231.1794
| Integrated Building Design_Com, O - TotF [Building w Oil Heat] | O | Yes | Hospital | Total FF | NC | 69291.7161 | 299.7313 | 231.1794
| Integrated Building Design_Com, E - TotE [Building w Propane Heat] | E | Yes | Hospital | Total Electric | NC | 1625.2285 | 90.3292 | 17.9923
| Integrated Building Design_Com, P - TotF [Building w Propane Heat] | Prp | Yes | Hospital | Total FF | NC | 1625.2285 | 90.3292 | 17.9923
| Deep Energy Retrofit_Com, E - TotE [Building w Elec Heat] | E | Yes | Hospital | Total Electric | RET | 35223.246 | 9754.6064 | 3.6109
| Deep Energy Retrofit_Com, E - TotE [Building w Gas Heat] | E | Yes | Hospital | Total Electric | RET | 337891.3802 | 31025.2573 | 10.8908
| Deep Energy Retrofit_Com, G - TotF [Building w Gas Heat] | G | Yes | Hospital | Total FF | RET | 337891.3802 | 31025.2573 | 10.8908
| Deep Energy Retrofit_Com, E - TotE [Building w Oil Heat] | E | Yes | Hospital | Total Electric | RET | 310050.5508 | 8347.5391 | 37.1427
| Deep Energy Retrofit_Com, O - TotF [Building w Oil Heat] | O | Yes | Hospital | Total FF | RET | 310050.5508 | 8347.5391 | 37.1427
| Deep Energy Retrofit_Com, E - TotE [Building w Propane Heat] | E | Yes | Hospital | Total Electric | RET | 7059.6938 | 2515.6738 | 2.8063
| Deep Energy Retrofit_Com, P - TotF [Building w Propane Heat] | Prp | Yes | Hospital | Total FF | RET | 7059.6938 | 2515.6738 | 2.8063
| EMS_Com, E - TotE [Building w Elec Heat] | E | Yes | Hospital | Total Electric | NC | 14847.5902 | 4711.2631 | 3.1515
| EMS_Com, E - TotE [Building w Elec Heat] | E | Yes | Hospital | Total Electric | RET | 223002.4371 | 56286.7741 | 3.9619
| EMS_Com, E - TotE [Building w Gas Heat] | E | Yes | Hospital | Total Electric | NC | 145872.9941 | 14984.5255 | 9.7349
| EMS_Com, E - TotE [Building w Gas Heat] | E | Yes | Hospital | Total Electric | RET | 2259504.3967 | 358048.6114 | 6.3106
| EMS_Com, G - TotF [Building w Gas Heat] | G | Yes | Hospital | Total FF | NC | 145872.9941 | 14984.5255 | 9.7349
| EMS_Com, G - TotF [Building w Gas Heat] | G | Yes | Hospital | Total FF | RET | 2259504.3967 | 358048.6114 | 6.3106
| EMS_Com, E - TotE [Building w Oil Heat] | E | Yes | Hospital | Total Electric | NC | 134457.4223 | 4031.6801 | 33.3502
| EMS_Com, E - TotE [Building w Oil Heat] | E | Yes | Hospital | Total Electric | RET | 2094425.8582 | 96335.2131 | 21.741
| EMS_Com, O - TotF [Building w Oil Heat] | O | Yes | Hospital | Total FF | NC | 134457.4223 | 4031.6801 | 33.3502
| EMS_Com, O - TotF [Building w Oil Heat] | O | Yes | Hospital | Total FF | RET | 2094425.8582 | 96335.2131 | 21.741
| EMS_Com, E - TotE [Building w Propane Heat] | E | Yes | Hospital | Total Electric | NC | 2991.7471 | 1215.0158 | 2.4623
| EMS_Com, E - TotE [Building w Propane Heat] | E | Yes | Hospital | Total Electric | RET | 45250.8501 | 29032.2662 | 1.5586
| EMS_Com, P - TotF [Building w Propane Heat] | Prp | Yes | Hospital | Total FF | NC | 2991.7471 | 1215.0158 | 2.4623
| EMS_Com, P - TotF [Building w Propane Heat] | Prp | Yes | Hospital | Total FF | RET | 45250.8501 | 29032.2662 | 1.5586
| VFDs on HVAC Pumps_Com, E - Oth | E | Yes | Hospital | Other | RET | 79391.4012 | 24348.5128 | 3.2606
| ECM Circulators_Com, E - Oth | E | Yes | Hospital | Other | RET | 115095.6461 | 58289.9617 | 1.9745
| Motors_Com, E - Oth | E | Yes | Hospital | Other | NC | 2848.6028 | 1382.1861 | 2.0609
| Motors_Com, E - Oth | E | Yes | Hospital | Other | RET | 25861.64 | 21390.9707 | 1.209
| Motors_Com, E - Oth | E | Yes | Hospital | Other | REPL | 155.9361 | 75.6626 | 2.0609
| Ext Area Ltg_Com, E - ExtL | E | Yes | Hospital | Exterior Lighting | NC | 8527.6016 | 1892.9886 | 4.5048
| Ext Area Ltg_Com, E - ExtL | E | Yes | Hospital | Exterior Lighting | RET | 52516.304 | 11657.7639 | 4.5048
| Ext Area Ltg_Com, E - ExtL | E | Yes | Hospital | Exterior Lighting | REPL | 69703.4603 | 15473.0326 | 4.5048
| Street Ltg_Com, E - ExtL | E | Yes | Hospital | Exterior Lighting | NC | 1587.3458 | 299.7726 | 5.2952
| Street Ltg_Com, E - ExtL | E | Yes | Hospital | Exterior Lighting | RET | 9775.4961 | 1846.1171 | 5.2952
| Street Ltg_Com, E - ExtL | E | Yes | Hospital | Exterior Lighting | REPL | 12974.7498 | 2450.301 | 5.2952
| Ext Ltg Ctrls_Com, E - ExtL | E | Yes | Hospital | Exterior Lighting | RET | 48854.5508 | 10139.4432 | 4.8183
| Ext Ltg Dsgn_Com, E - ExtL | E | Yes | Hospital | Exterior Lighting | NC | 1217.8724 | 222.7541 | 5.4673
| Ext Ltg Dsgn_Com, E - ExtL | E | Yes | Hospital | Exterior Lighting | REPL | 10000.1794 | 1829.076 | 5.4673
| Int Ltg Ctrls_Com, E - IntL [No Heat] | E | Yes | Hospital | Interior Lighting | RET | 23831.049 | 3518.8055 | 6.7725
| Int Ltg Ctrls_Com, E - IntL [Electric Heat] | E | Yes | Hospital | Interior Lighting | RET | 20094.1498 | 4198.1303 | 4.7865
| Int Ltg Ctrls_Com, E/G - IntL | E | Yes | Hospital | Interior Lighting | RET | 236847.0937 | 64396.8309 | 3.6779
| Int Ltg Ctrls_Com, E/O - IntL | E | Yes | Hospital | Interior Lighting | RET | 187393.8552 | 114275.154 | 1.6398
| Int Ltg Ctrls_Com, E/P - IntL | E | Yes | Hospital | Interior Lighting | RET | 83.7353 | 58.9111 | 1.4214
| Exit Sign RetFit_Com, E - IntL [No Heat] | E | Z | Hospital | Interior Lighting | RET | 0 | 0 | 0
| Exit Sign RetFit_Com, E - IntL [Electric Heat] | E | Z | Hospital | Interior Lighting | RET | 0 | 0 | 0
| Exit Sign RetFit_Com, E/G - IntL | E | Z | Hospital | Interior Lighting | RET | 0 | 0 | 0
| Exit Sign RetFit_Com, E/O - IntL | E | Z | Hospital | Interior Lighting | RET | 0 | 0 | 0
| Exit Sign RetFit_Com, E/P - IntL | E | Z | Hospital | Interior Lighting | RET | 0 | 0 | 0
| Repl Scre_Com, E - IntL [No Heat] | E | Yes | Hospital | Interior Lighting | NC | 0 | 0 | 0
| Repl Scre_Com, E - IntL [No Heat] | E | Yes | Hospital | Interior Lighting | RET | 0 | 0 | 0
| Repl Scre_Com, E - IntL [No Heat] | E | Yes | Hospital | Interior Lighting | REPL | 0 | 0 | 0
| Repl Scre_Com, E - IntL [Electric Heat] | E | Yes | Hospital | Interior Lighting | NC | 0 | 0 | 0
| Repl Scre_Com, E - IntL [Electric Heat] | E | Yes | Hospital | Interior Lighting | RET | 0 | 0 | 0
| Repl Scre_Com, E - IntL [Electric Heat] | E | Yes | Hospital | Interior Lighting | REPL | 0 | 0 | 0
| Repl Scre_Com, E/G - IntL | E | Yes | Hospital | Interior Lighting | NC | 0 | 0 | 0
| Repl Scre_Com, E/G - IntL | E | Yes | Hospital | Interior Lighting | RET | 0 | 0 | 0
| Repl Scre_Com, E/G - IntL | E | Yes | Hospital | Interior Lighting | REPL | 0 | 0 | 0
| Repl Scre_Com, E/O - IntL | E | Yes | Hospital | Interior Lighting | NC | 0 | 0 | 0
| Repl Scre_Com, E/O - IntL | E | Yes | Hospital | Interior Lighting | RET | 0 | 0 | 0
| Repl Scre_Com, E/O - IntL | E | Yes | Hospital | Interior Lighting | REPL | 0 | 0 | 0
| Repl Scre_Com, E/P - IntL | E | Yes | Hospital | Interior Lighting | NC | 0 | 0 | 0
| Repl Scre_Com, E/P - IntL | E | Yes | Hospital | Interior Lighting | RET | 0 | 0 | 0
| Repl Scre_Com, E/P - IntL | E | Yes | Hospital | Interior Lighting | REPL | 0 | 0 | 0
| Lin LED Fixture_Com, E - IntL [No Heat] | E | Yes | Hospital | Interior Lighting | NC | 895.728 | 286.7376 | 3.1239
| Lin LED Fixture_Com, E - IntL [No Heat] | E | Yes | Hospital | Interior Lighting | RET | 6211.1743 | 3012.578 | 2.0617
| Lin LED Fixture_Com, E - IntL [No Heat] | E | Yes | Hospital | Interior Lighting | REPL | 569.2772 | 182.2352 | 3.1239
| Lin LED Fixture_Com, E - IntL [Electric Heat] | E | Yes | Hospital | Interior Lighting | NC | 761.9589 | 342.098 | 2.2273
| Lin LED Fixture_Com, E - IntL [Electric Heat] | E | Yes | Hospital | Interior Lighting | RET | 5283.5898 | 3594.2158 | 1.47
| Lin LED Fixture_Com, E - IntL [Electric Heat] | E | Yes | Hospital | Interior Lighting | REPL | 484.2606 | 217.4193 | 2.2273
| Lin LED Fixture_Com, E/G - IntL | E | Yes | Hospital | Interior Lighting | NC | 9080.4565 | 4215.7149 | 2.154
| Lin LED Fixture_Com, E/G - IntL | E | Yes | Hospital | Interior Lighting | RET | 62965.8768 | 39157.2974 | 1.608
| Lin LED Fixture_Com, E/G - IntL | E | Yes | Hospital | Interior Lighting | REPL | 5771.0561 | 2679.2846 | 2.154
| Lin LED Fixture_Com, E/O - IntL | E | Yes | Hospital | Interior Lighting | NC | 7179.7044 | 6426.4456 | 1.1172
| Lin LED Fixture_Com, E/O - IntL | E | No | Hospital | Interior Lighting | RET | 49785.645 | 52409.537 | 0.94993
| Lin LED Fixture_Com, E/O - IntL | E | Yes | Hospital | Interior Lighting | REPL | 4563.039 | 4084.3077 | 1.1172
| Lin LED Fixture_Com, E/P - IntL | E | No | Hospital | Interior Lighting | NC | 3.2011 | 3.2528 | 0.98408
| Lin LED Fixture_Com, E/P - IntL | E | No | Hospital | Interior Lighting | RET | 22.1969 | 26.0545 | 0.85194
| Lin LED Fixture_Com, E/P - IntL | E | No | Hospital | Interior Lighting | REPL | 2.0344 | 2.0673 | 0.98408
| LED Tube Repl_Com, E - IntL [No Heat] | E | Yes | Hospital | Interior Lighting | RET | 35640.0891 | 1947.7207 | 18.2984
| LED Tube Repl_Com, E - IntL [No Heat] | E | Yes | Hospital | Interior Lighting | REPL | 13663.0334 | 746.6809 | 18.2984
| LED Tube Repl_Com, E - IntL [Electric Heat] | E | Yes | Hospital | Interior Lighting | RET | 30317.5536 | 2323.7667 | 13.0467
| LED Tube Repl_Com, E - IntL [Electric Heat] | E | Yes | Hospital | Interior Lighting | REPL | 11622.5789 | 890.8424 | 13.0467
| LED Tube Repl_Com, E/G - IntL | E | Yes | Hospital | Interior Lighting | RET | 361301.9592 | 76288.7863 | 4.736
| LED Tube Repl_Com, E/G - IntL | E | Yes | Hospital | Interior Lighting | REPL | 138509.2142 | 29246.1737 | 4.736
| LED Tube Repl_Com, E/O - IntL | E | Yes | Hospital | Interior Lighting | RET | 285673.0024 | 182028.3399 | 1.5694
| LED Tube Repl_Com, E/O - IntL | E | Yes | Hospital | Interior Lighting | REPL | 109515.9937 | 69782.6339 | 1.5694
| LED Tube Repl_Com, E/P - IntL | E | Yes | Hospital | Interior Lighting | RET | 127.3669 | 96.2389 | 1.3234
| LED Tube Repl_Com, E/P - IntL | E | Yes | Hospital | Interior Lighting | REPL | 48.8275 | 36.8943 | 1.3234
| Repl pin CFL wLED_Com, E - IntL [No Heat] | E | Yes | Hospital | Interior Lighting | RET | 1552.4789 | 475.5949 | 3.2643
| Repl pin CFL wLED_Com, E - IntL [No Heat] | E | Yes | Hospital | Interior Lighting | REPL | 826.9697 | 253.3384 | 3.2643
| Repl pin CFL wLED_Com, E - IntL [Electric Heat] | E | Yes | Hospital | Interior Lighting | RET | 1320.6298 | 567.4179 | 2.3274
| Repl pin CFL wLED_Com, E - IntL [Electric Heat] | E | Yes | Hospital | Interior Lighting | REPL | 703.469 | 302.2504 | 2.3274
| Repl pin CFL wLED_Com, E/G - IntL | E | Yes | Hospital | Interior Lighting | RET | 15738.2792 | 7109.2815 | 2.2138
| Repl pin CFL wLED_Com, E/G - IntL | E | Yes | Hospital | Interior Lighting | REPL | 8383.4181 | 3786.9502 | 2.2138
| Repl pin CFL wLED_Com, E/O - IntL | E | Yes | Hospital | Interior Lighting | RET | 12443.889 | 10922.7568 | 1.1393
| Repl pin CFL wLED_Com, E/O - IntL | E | Yes | Hospital | Interior Lighting | REPL | 6628.5724 | 5818.3004 | 1.1393
| Repl pin CFL wLED_Com, E/P - IntL | E | No | Hospital | Interior Lighting | RET | 5.5481 | 5.5269 | 1.0038
| Repl pin CFL wLED_Com, E/P - IntL | E | No | Hospital | Interior Lighting | REPL | 2.9553 | 2.944 | 1.0038
| Refrig Case LED_Com, E - IntL | E | Yes | Hospital | Interior Lighting | NC | 4901.6079 | 921.5999 | 5.3186
| Refrig Case LED_Com, E - IntL | E | Yes | Hospital | Interior Lighting | RET | 25156.2536 | 4729.8767 | 5.3186
| Refrig Case LED_Com, E - IntL | E | Yes | Hospital | Interior Lighting | REPL | 7860.942 | 1478.0137 | 5.3186
| Refrig Case Ctrls_Com, E - IntL | E | Yes | Hospital | Interior Lighting | RET | 14862.6159 | 7093.6652 | 2.0952
| Stair Occ Sensor_Com, E - IntL [No Heat] | E | Yes | Hospital | Interior Lighting | NC | 537.9597 | 233.3197 | 2.3057
| Stair Occ Sensor_Com, E - IntL [No Heat] | E | Yes | Hospital | Interior Lighting | RET | 4969.4496 | 2155.3113 | 2.3057
| Stair Occ Sensor_Com, E - IntL [Electric Heat] | E | Yes | Hospital | Interior Lighting | NC | 457.6202 | 278.3667 | 1.6439
| Stair Occ Sensor_Com, E - IntL [Electric Heat] | E | Yes | Hospital | Interior Lighting | RET | 4227.3058 | 2571.4367 | 1.6439
| Stair Occ Sensor_Com, E/G - IntL | E | Yes | Hospital | Interior Lighting | NC | 5453.5753 | 3171.8512 | 1.7194
| Stair Occ Sensor_Com, E/G - IntL | E | Yes | Hospital | Interior Lighting | RET | 50377.8728 | 29300.2492 | 1.7194
| Stair Occ Sensor_Com, E/O - IntL | E | No | Hospital | Interior Lighting | NC | 4312.0144 | 4449.2466 | 0.96916
| Stair Occ Sensor_Com, E/O - IntL | E | No | Hospital | Interior Lighting | RET | 39832.6049 | 41100.2992 | 0.96916
| Stair Occ Sensor_Com, E/P - IntL | E | No | Hospital | Interior Lighting | NC | 1.9225 | 2.2246 | 0.8642
| Stair Occ Sensor_Com, E/P - IntL | E | No | Hospital | Interior Lighting | RET | 17.7593 | 20.55 | 0.8642
| Int Delamping_Com, E - IntL [No Heat] | E | Yes | Hospital | Interior Lighting | RET | 493.2416 | 23.3667 | 21.1088
| Int Delamping_Com, E - IntL [Electric Heat] | E | Yes | Hospital | Interior Lighting | RET | 419.5803 | 19.8771 | 21.1088
| Int Delamping_Com, E/G - IntL | E | Yes | Hospital | Interior Lighting | RET | 5000.2445 | 1035.0325 | 4.831
| Int Delamping_Com, E/O - IntL | E | Yes | Hospital | Interior Lighting | RET | 3953.5763 | 2518.9987 | 1.5695
| Int Delamping_Com, E/P - IntL | E | Yes | Hospital | Interior Lighting | RET | 1.7627 | 1.3341 | 1.3212
| Int Ltg Dsgn_Com, E - IntL [No Heat] | E | Yes | Hospital | Interior Lighting | NC | 715.0931 | 79.0454 | 9.0466
| Int Ltg Dsgn_Com, E - IntL [Electric Heat] | E | Yes | Hospital | Interior Lighting | NC | 608.3002 | 67.2407 | 9.0466
| Int Ltg Dsgn_Com, E/G - IntL | E | Yes | Hospital | Interior Lighting | NC | 7249.2678 | 1958.4718 | 3.7015
| Int Ltg Dsgn_Com, E/O - IntL | E | Yes | Hospital | Interior Lighting | NC | 5731.8264 | 4014.0511 | 1.4279
| Int Ltg Dsgn_Com, E/P - IntL | E | Yes | Hospital | Interior Lighting | NC | 2.5555 | 2.0956 | 1.2195
| Room Air Conditioner_Com, E - Cool | E | Yes | Food Service | Cooling | NC | 0 | 0 | 0
| Room Air Conditioner_Com, E - Cool | E | Yes | Food Service | Cooling | RET | 0 | 0 | 0
| Room Air Conditioner_Com, E - Cool | E | Yes | Food Service | Cooling | REPL | 0 | 0 | 0
| Chiller Systems_Com, E - Cool | E | Yes | Food Service | Cooling | NC | 7842.4903 | 415.3212 | 18.883
| Chiller Systems_Com, E - Cool | E | Yes | Food Service | Cooling | RET | 22113.9115 | 2436.5247 | 9.076
| Chiller Systems_Com, E - Cool | E | Yes | Food Service | Cooling | REPL | 6.7026e-12 | 3.5495e-13 | 18.883
| Chiller Tuneup_Com, E - Cool | E | Yes | Food Service | Cooling | RET | 6081.0553 | 659.7802 | 9.2168
| Mini Split Ductless AC_Com, E - Cool | E | Yes | Food Service | Cooling | NC | 0 | 0 | 0
| Mini Split Ductless AC_Com, E - Cool | E | Yes | Food Service | Cooling | RET | 0 | 0 | 0
| Mini Split Ductless AC_Com, E - Cool | E | Yes | Food Service | Cooling | REPL | 0 | 0 | 0
| Eff Unitary AC_Com, E - Cool | E | Yes | Food Service | Cooling | NC | 26359.2073 | 11406.8737 | 2.3108
| Eff Unitary AC_Com, E - Cool | E | No | Food Service | Cooling | RET | 199927.8483 | 639962.4347 | 0.31241
| Eff Unitary AC_Com, E - Cool | E | Yes | Food Service | Cooling | REPL | 119077.5147 | 51530.4633 | 2.3108
| PTAC_Com, E - Cool | E | Yes | Food Service | Cooling | NC | 0 | 0 | 0
| PTAC_Com, E - Cool | E | Yes | Food Service | Cooling | RET | 0 | 0 | 0
| PTAC_Com, E - Cool | E | Yes | Food Service | Cooling | REPL | 0 | 0 | 0
| Unitary Equipment Economizer_Com, E - Cool | E | No | Food Service | Cooling | RET | 83011.7817 | 146455.4432 | 0.56681
| AC Tuneup_Com, E - Cool [ASHP] | E | Yes | Food Service | Cooling | RET | 62283.5742 | 4801.377 | 12.972
| AC Tuneup_Com, E - Heat [ASHP] | E | Yes | Food Service | Space Heating | RET | 62283.5742 | 4801.377 | 12.972
| AC Tuneup_Com, E - Cool [Unitary AC] | E | Yes | Food Service | Cooling | RET | 299977.2876 | 22324.6246 | 13.4371
| DCV_Com, E - Cool [Building w Elec Heat] | E | Yes | Food Service | Cooling | RET | 165088.3445 | 77663.9143 | 2.1257
| DCV_Com, E - Cool [Building w Gas Heat] | E | Yes | Food Service | Cooling | RET | 337115.0335 | 158591.8929 | 2.1257
| DCV_Com, E - Cool [Building w Oil Heat] | E | Yes | Food Service | Cooling | RET | 90702.9033 | 42670.1384 | 2.1257
| DCV_Com, E - Cool [Building w Propane Heat] | E | Yes | Food Service | Cooling | RET | 27334.8732 | 12859.3769 | 2.1257
| Controls for Unitary AC_Com, E - Cool | E | No | Food Service | Cooling | RET | 217104.9377 | 259499.034 | 0.83663
| Optimized Unitary AC Sys_Com, E - Cool [Building w Elec Heat] | E | No | Food Service | Cooling | NC | 35527.2017 | 52643.7161 | 0.67486
| Optimized Unitary AC Sys_Com, E - Heat [Building w Elec Heat] | E | No | Food Service | Space Heating | NC | 35527.2017 | 52643.7161 | 0.67486
| Optimized Unitary AC Sys_Com, E - Cool [Building w Gas Heat] | E | Yes | Food Service | Cooling | NC | 192318.6017 | 40874.7687 | 4.7051
| Optimized Unitary AC Sys_Com, G - Heat [Building w Gas Heat] | G | Yes | Food Service | Space Heating | NC | 192318.6017 | 40874.7687 | 4.7051
| Optimized Unitary AC Sys_Com, E - Cool [Building w Oil Heat] | E | Yes | Food Service | Cooling | NC | 47988.4251 | 10463.2447 | 4.5864
| Optimized Unitary AC Sys_Com, O - Heat [Building w Oil Heat] | O | Yes | Food Service | Space Heating | NC | 47988.4251 | 10463.2447 | 4.5864
| Optimized Unitary AC Sys_Com, E - Cool [Building w Propane Heat] | E | Yes | Food Service | Cooling | NC | 103603.7145 | 3489.5486 | 29.6897
| Optimized Unitary AC Sys_Com, P - Heat [Building w Propane Heat] | Prp | Yes | Food Service | Space Heating | NC | 103603.7145 | 3489.5486 | 29.6897
| Optimized Chiller Sys_Com, E - Cool | E | No | Food Service | Cooling | NC | 2661.9781 | 2946.4054 | 0.90347
| Cool Roof_Com, E - Cool [Building w Elec Heat] | E | No | Food Service | Cooling | NC | 15126.0092 | 23976.0339 | 0.63088
| Cool Roof_Com, E - Cool [Building w Elec Heat] | E | No | Food Service | Cooling | RET | 95014.9147 | 220817.4378 | 0.43029
| Cool Roof_Com, E - Heat [Building w Elec Heat] | E | No | Food Service | Space Heating | NC | 15126.0092 | 23976.0339 | 0.63088
| Cool Roof_Com, E - Heat [Building w Elec Heat] | E | No | Food Service | Space Heating | RET | 95014.9147 | 220817.4378 | 0.43029
| Cool Roof_Com, E - Cool [Building w Gas Heat] | E | No | Food Service | Cooling | NC | 32863.9229 | 57800.4216 | 0.56858
| Cool Roof_Com, E - Cool [Building w Gas Heat] | E | No | Food Service | Cooling | RET | 206436.6612 | 508642.9045 | 0.40586
| Cool Roof_Com, G - Heat [Building w Gas Heat] | G | No | Food Service | Space Heating | NC | 32863.9229 | 57800.4216 | 0.56858
| Cool Roof_Com, G - Heat [Building w Gas Heat] | G | No | Food Service | Space Heating | RET | 206436.6612 | 508642.9045 | 0.40586
| Cool Roof_Com, E - Cool [Building w Oil Heat] | E | No | Food Service | Cooling | NC | 8842.2435 | 15092.0827 | 0.58589
| Cool Roof_Com, E - Cool [Building w Oil Heat] | E | No | Food Service | Cooling | RET | 55543.0718 | 133853.2472 | 0.41495
| Cool Roof_Com, O - Heat [Building w Oil Heat] | O | No | Food Service | Space Heating | NC | 8842.2435 | 15092.0827 | 0.58589
| Cool Roof_Com, O - Heat [Building w Oil Heat] | O | No | Food Service | Space Heating | RET | 55543.0718 | 133853.2472 | 0.41495
| Cool Roof_Com, E - Cool [Building w Propane Heat] | E | No | Food Service | Cooling | NC | 2664.7615 | 12862.9008 | 0.20717
| Cool Roof_Com, E - Cool [Building w Propane Heat] | E | No | Food Service | Cooling | RET | 16738.8559 | 94631.5264 | 0.17688
| Cool Roof_Com, P - Heat [Building w Propane Heat] | Prp | No | Food Service | Space Heating | NC | 2664.7615 | 12862.9008 | 0.20717
| Cool Roof_Com, P - Heat [Building w Propane Heat] | Prp | No | Food Service | Space Heating | RET | 16738.8559 | 94631.5264 | 0.17688
| GSHP_Com, E - Cool | E | Yes | Food Service | Cooling | RET | 106714.1863 | 47413.5568 | 2.2507
| GSHP_Com, E - Cool | E | Yes | Food Service | Cooling | REPL | 1.5291e-11 | 4.9966e-12 | 3.0602
| GSHP_Com, E - Heat | E | Yes | Food Service | Space Heating | RET | 106714.1863 | 47413.5568 | 2.2507
| GSHP_Com, E - Heat | E | Yes | Food Service | Space Heating | REPL | 1.5291e-11 | 4.9966e-12 | 3.0602
| Unitary HP_Com, E - Cool | E | Yes | Food Service | Cooling | NC | 14556.2199 | 4763.2399 | 3.0559
| Unitary HP_Com, E - Cool | E | No | Food Service | Cooling | RET | 83788.9787 | 123695.7764 | 0.67738
| Unitary HP_Com, E - Cool | E | Yes | Food Service | Cooling | REPL | 41322.0564 | 13521.8393 | 3.0559
| Unitary HP_Com, E - Heat | E | Yes | Food Service | Space Heating | NC | 14556.2199 | 4763.2399 | 3.0559
| Unitary HP_Com, E - Heat | E | No | Food Service | Space Heating | RET | 83788.9787 | 123695.7764 | 0.67738
| Unitary HP_Com, E - Heat | E | Yes | Food Service | Space Heating | REPL | 41322.0564 | 13521.8393 | 3.0559
| PTHP_Com, E - Cool | E | Yes | Food Service | Cooling | NC | 0 | 0 | 0
| PTHP_Com, E - Cool | E | Yes | Food Service | Cooling | RET | 0 | 0 | 0
| PTHP_Com, E - Cool | E | Yes | Food Service | Cooling | REPL | 0 | 0 | 0
| PTHP_Com, E - Heat | E | Yes | Food Service | Space Heating | NC | 0 | 0 | 0
| PTHP_Com, E - Heat | E | Yes | Food Service | Space Heating | RET | 0 | 0 | 0
| PTHP_Com, E - Heat | E | Yes | Food Service | Space Heating | REPL | 0 | 0 | 0
| Minisplit Ductless HP_Com, E - Cool | E | Yes | Food Service | Cooling | RET | 317305.8972 | 84547.9182 | 3.753
| Minisplit Ductless HP_Com, E - Cool | E | Yes | Food Service | Cooling | REPL | 29588.5998 | 4134.0222 | 7.1573
| Minisplit Ductless HP_Com, E - Heat | E | Yes | Food Service | Space Heating | RET | 317305.8972 | 84547.9182 | 3.753
| Minisplit Ductless HP_Com, E - Heat | E | Yes | Food Service | Space Heating | REPL | 29588.5998 | 4134.0222 | 7.1573
| Programmable TStat_Com, E - Cool [Building w Elec Heat] | E | Yes | Food Service | Cooling | NC | 0 | 0 | 0
| Programmable TStat_Com, E - Heat [Building w Elec Heat] | E | Yes | Food Service | Space Heating | NC | 0 | 0 | 0
| Programmable TStat_Com, E - Cool [Building w Gas Heat] | E | Yes | Food Service | Cooling | NC | 0 | 0 | 0
| Programmable TStat_Com, E - Cool [Building w Gas Heat] | E | Yes | Food Service | Cooling | RET | 0 | 0 | 0
| Programmable TStat_Com, G - Heat [Building w Gas Heat] | G | Yes | Food Service | Space Heating | NC | 0 | 0 | 0
| Programmable TStat_Com, G - Heat [Building w Gas Heat] | G | Yes | Food Service | Space Heating | RET | 0 | 0 | 0
| Programmable TStat_Com, E - Cool [Building w Propane Heat] | E | Yes | Food Service | Cooling | NC | 0 | 0 | 0
| Programmable TStat_Com, E - Cool [Building w Propane Heat] | E | Yes | Food Service | Cooling | RET | 0 | 0 | 0
| Programmable TStat_Com, P - Heat [Building w Propane Heat] | Prp | Yes | Food Service | Space Heating | NC | 0 | 0 | 0
| Programmable TStat_Com, P - Heat [Building w Propane Heat] | Prp | Yes | Food Service | Space Heating | RET | 0 | 0 | 0
| Programmable TStat_Com, E - Cool [Building w Oil Heat] | E | Yes | Food Service | Cooling | NC | 0 | 0 | 0
| Programmable TStat_Com, E - Cool [Building w Oil Heat] | E | Yes | Food Service | Cooling | RET | 0 | 0 | 0
| Programmable TStat_Com, O - Heat [Building w Oil Heat] | O | Yes | Food Service | Space Heating | NC | 0 | 0 | 0
| Programmable TStat_Com, O - Heat [Building w Oil Heat] | O | Yes | Food Service | Space Heating | RET | 0 | 0 | 0
| Smart TStat_Com, E - Cool [Building w Elec Heat] | E | Yes | Food Service | Cooling | NC | 76151.4077 | 30957.3261 | 2.4599
| Smart TStat_Com, E - Cool [Building w Elec Heat] | E | Yes | Food Service | Cooling | RET | 336355.5726 | 181131.3318 | 1.857
| Smart TStat_Com, E - Heat [Building w Elec Heat] | E | Yes | Food Service | Space Heating | NC | 76151.4077 | 30957.3261 | 2.4599
| Smart TStat_Com, E - Heat [Building w Elec Heat] | E | Yes | Food Service | Space Heating | RET | 336355.5726 | 181131.3318 | 1.857
| Smart TStat_Com, E - Cool [Building w Gas Heat] | E | Yes | Food Service | Cooling | NC | 186830.3355 | 63215.7289 | 2.9554
| Smart TStat_Com, E - Cool [Building w Gas Heat] | E | Yes | Food Service | Cooling | RET | 832256.2411 | -9340.0907 | -89.1058
| Smart TStat_Com, G - Heat [Building w Gas Heat] | G | Yes | Food Service | Space Heating | NC | 186830.3355 | 63215.7289 | 2.9554
| Smart TStat_Com, G - Heat [Building w Gas Heat] | G | Yes | Food Service | Space Heating | RET | 832256.2411 | -9340.0907 | -89.1058
| Smart TStat_Com, E - Cool [Building w Propane Heat] | E | Yes | Food Service | Cooling | NC | 79580.6234 | 17008.5863 | 4.6788
| Smart TStat_Com, E - Cool [Building w Propane Heat] | E | Yes | Food Service | Cooling | RET | 358511.8143 | 99517.2477 | 3.6025
| Smart TStat_Com, P - Heat [Building w Propane Heat] | Prp | Yes | Food Service | Space Heating | NC | 79580.6234 | 17008.5863 | 4.6788
| Smart TStat_Com, P - Heat [Building w Propane Heat] | Prp | Yes | Food Service | Space Heating | RET | 358511.8143 | 99517.2477 | 3.6025
| Smart TStat_Com, E - Cool [Building w Oil Heat] | E | Yes | Food Service | Cooling | NC | 20557.8491 | 5125.8288 | 4.0106
| Smart TStat_Com, E - Cool [Building w Oil Heat] | E | Yes | Food Service | Cooling | RET | 92317.3372 | 29991.2268 | 3.0781
| Smart TStat_Com, O - Heat [Building w Oil Heat] | O | Yes | Food Service | Space Heating | NC | 20557.8491 | 5125.8288 | 4.0106
| Smart TStat_Com, O - Heat [Building w Oil Heat] | O | Yes | Food Service | Space Heating | RET | 92317.3372 | 29991.2268 | 3.0781
| Boiler Blowdown Controls_Com, G - Heat | G | No | Food Service | Space Heating | RET | 19227.9312 | 74513.0085 | 0.25805
| Boiler Blowdown Controls_Com, O - Heat | O | No | Food Service | Space Heating | RET | 4334.2041 | 15837.0681 | 0.27367
| Boiler Blowdown Controls_Com, P - Heat | Prp | No | Food Service | Space Heating | RET | 19729.2159 | 93093.3804 | 0.21193
| Boiler Modifications_Com, G - Heat | G | Yes | Food Service | Space Heating | RET | 89230.7942 | 37022.2181 | 2.4102
| Boiler Modifications_Com, O - Heat | O | Yes | Food Service | Space Heating | RET | 22341.1081 | 4055.5301 | 5.5088
| Boiler Modifications_Com, P - Heat | Prp | Yes | Food Service | Space Heating | RET | 98001.4647 | 19122.5635 | 5.1249
| Boilers_Com, G - Heat | G | Yes | Food Service | Space Heating | NC | 42459.3143 | 28328.2817 | 1.4988
| Boilers_Com, G - Heat | G | No | Food Service | Space Heating | RET | 200821.0535 | 551621.1986 | 0.36406
| Boilers_Com, G - Heat | G | Yes | Food Service | Space Heating | REPL | 3.0177e-11 | 2.0134e-11 | 1.4988
| Boilers_Com, O - Heat | O | No | Food Service | Space Heating | NC | 3598.4157 | 20811.3853 | 0.17291
| Boilers_Com, O - Heat | O | No | Food Service | Space Heating | RET | 17400.1799 | 414312.3218 | 0.041998
| Boilers_Com, O - Heat | O | No | Food Service | Space Heating | REPL | 2.5575e-12 | 1.4791e-11 | 0.17291
| Boilers_Com, P - Heat | Prp | Yes | Food Service | Space Heating | NC | 36173.8015 | 884.1264 | 40.9147
| Boilers_Com, P - Heat | Prp | Yes | Food Service | Space Heating | RET | 173169.4426 | 17425.1258 | 9.9379
| Boilers_Com, P - Heat | Prp | Yes | Food Service | Space Heating | REPL | 2.571e-11 | 6.2838e-13 | 40.9147
| Furnace_Com, G - Heat | G | Yes | Food Service | Space Heating | NC | 58287.6388 | 8239.9463 | 7.0738
| Furnace_Com, G - Heat | G | Yes | Food Service | Space Heating | RET | 257757.1698 | 157750.259 | 1.634
| Furnace_Com, G - Heat | G | Yes | Food Service | Space Heating | REPL | 4.5029e-11 | 6.3657e-12 | 7.0738
| Furnace_Com, O - Heat | O | Yes | Food Service | Space Heating | NC | 9478.6112 | 420.3839 | 22.5475
| Furnace_Com, O - Heat | O | Yes | Food Service | Space Heating | RET | 46740.6274 | 8974.4381 | 5.2082
| Furnace_Com, O - Heat | O | Yes | Food Service | Space Heating | REPL | 7.3226e-12 | 3.2476e-13 | 22.5475
| Furnace_Com, P - Heat | Prp | Yes | Food Service | Space Heating | NC | 26008.2207 | 958.8824 | 27.1235
| Furnace_Com, P - Heat | Prp | Yes | Food Service | Space Heating | RET | 123964.7125 | 19786.2812 | 6.2652
| Furnace_Com, P - Heat | Prp | Yes | Food Service | Space Heating | REPL | 2.0092e-11 | 7.4077e-13 | 27.1235
| Unit Heater_Com, G - Heat | G | Yes | Food Service | Space Heating | NC | 10752.8175 | 925.5263 | 11.6181
| Unit Heater_Com, G - Heat | G | Yes | Food Service | Space Heating | RET | 60444.7789 | 19892.4956 | 3.0386
| Unit Heater_Com, G - Heat | G | Yes | Food Service | Space Heating | REPL | 6637.0397 | 571.2693 | 11.6181
| Unit Heater_Com, P - Heat | Prp | Yes | Food Service | Space Heating | NC | 41340.0578 | 848.2206 | 48.7374
| Unit Heater_Com, P - Heat | Prp | Yes | Food Service | Space Heating | RET | 205059.6424 | 16087.2533 | 12.7467
| Unit Heater_Com, P - Heat | Prp | Yes | Food Service | Space Heating | REPL | 4.3208e-11 | 8.8656e-13 | 48.7374
| Destratification Fans_Com, G - Heat | G | No | Food Service | Space Heating | NC | 25204.0345 | 98090.3241 | 0.25695
| Destratification Fans_Com, G - Heat | G | No | Food Service | Space Heating | RET | 145551.3244 | 566463.9366 | 0.25695
| Destratification Fans_Com, G - Heat | G | No | Food Service | Space Heating | REPL | 71710.722 | 279087.3805 | 0.25695
| Destratification Fans_Com, O - Heat | O | No | Food Service | Space Heating | NC | 5471.3611 | 5763.1896 | 0.94936
| Destratification Fans_Com, O - Heat | O | No | Food Service | Space Heating | RET | 31596.6809 | 33281.9673 | 0.94936
| Destratification Fans_Com, O - Heat | O | No | Food Service | Space Heating | REPL | 15567.1593 | 16397.4719 | 0.94936
| Destratification Fans_Com, P - Heat | Prp | Yes | Food Service | Space Heating | NC | 25353.2167 | 22198.9947 | 1.1421
| Destratification Fans_Com, P - Heat | Prp | Yes | Food Service | Space Heating | RET | 146412.835 | 128197.4505 | 1.1421
| Destratification Fans_Com, P - Heat | Prp | Yes | Food Service | Space Heating | REPL | 72135.1696 | 63160.7525 | 1.1421
| Forced Air Heating Maintenance_Com, G - Heat | G | Yes | Food Service | Space Heating | RET | 3129.7214 | 2698.6771 | 1.1597
| Forced Air Heating Maintenance_Com, O - Heat | O | Yes | Food Service | Space Heating | RET | 715.3685 | 174.837 | 4.0916
| Forced Air Heating Maintenance_Com, P - Heat | Prp | Yes | Food Service | Space Heating | RET | 3475.6335 | 665.0383 | 5.2262
| Infrared Heater_Com, G - Heat | G | Yes | Food Service | Space Heating | NC | 266.5667 | 18.8801 | 14.1189
| Infrared Heater_Com, G - Heat | G | Z | Food Service | Space Heating | RET | 0 | 0 | 0
| Infrared Heater_Com, G - Heat | G | Yes | Food Service | Space Heating | REPL | 719.3109 | 50.9466 | 14.1189
| Steam Trap Maintenance_Com, G - Heat | G | Yes | Food Service | Space Heating | RET | 27736.2038 | 6260.3286 | 4.4305
| Steam Trap Maintenance_Com, O - Heat | O | Yes | Food Service | Space Heating | RET | 4691.8435 | 293.0633 | 16.0097
| Windows_Com, E - Cool [Building w Elec Heat] | E | No | Food Service | Cooling | NC | 43483.8724 | 88260.0916 | 0.49268
| Windows_Com, E - Heat [Building w Elec Heat] | E | No | Food Service | Space Heating | NC | 43483.8724 | 88260.0916 | 0.49268
| Windows_Com, E - Cool [Building w Gas Heat] | E | No | Food Service | Cooling | NC | 124344.5529 | 180229.5845 | 0.68992
| Windows_Com, G - Heat [Building w Gas Heat] | G | No | Food Service | Space Heating | NC | 124344.5529 | 180229.5845 | 0.68992
| Windows_Com, E - Cool [Building w Oil Heat] | E | No | Food Service | Cooling | NC | 31139.6414 | 48491.8943 | 0.64216
| Windows_Com, O - Heat [Building w Oil Heat] | O | No | Food Service | Space Heating | NC | 31139.6414 | 48491.8943 | 0.64216
| Windows_Com, E - Cool [Building w Propane Heat] | E | Yes | Food Service | Cooling | NC | 52934.4921 | 14613.8628 | 3.6222
| Windows_Com, P - Heat [Building w Propane Heat] | Prp | Yes | Food Service | Space Heating | NC | 52934.4921 | 14613.8628 | 3.6222
| Window Film_Com, E - Cool [Building w Elec Heat] | E | No | Food Service | Cooling | RET | 0 | 0 | 0
| Window Film_Com, E - Heat [Building w Elec Heat] | E | No | Food Service | Space Heating | RET | 0 | 0 | 0
| Window Film_Com, E - Cool [Building w Gas Heat] | E | No | Food Service | Cooling | RET | 0 | 0 | 0
| Window Film_Com, G - Heat [Building w Gas Heat] | G | No | Food Service | Space Heating | RET | 0 | 0 | 0
| Window Film_Com, E - Cool [Building w Oil Heat] | E | No | Food Service | Cooling | RET | 0 | 0 | 0
| Window Film_Com, O - Heat [Building w Oil Heat] | O | No | Food Service | Space Heating | RET | 0 | 0 | 0
| Window Film_Com, E - Cool [Building w Propane Heat] | E | No | Food Service | Cooling | RET | 0 | 0 | 0
| Window Film_Com, P - Heat [Building w Propane Heat] | Prp | No | Food Service | Space Heating | RET | 0 | 0 | 0
| Motors and Fans_Com, E - Vent | E | Yes | Food Service | Ventilation | NC | 10612.213 | 5544.8634 | 1.9139
| Motors and Fans_Com, E - Vent | E | No | Food Service | Ventilation | RET | 32132.301 | 28604.4479 | 1.1233
| Motors and Fans_Com, E - Vent | E | Yes | Food Service | Ventilation | REPL | 580.9258 | 303.5328 | 1.9139
| ECM Furnace Motors_Com, E - Vent | E | Yes | Food Service | Ventilation | RET | 86757.6321 | 35203.4655 | 2.4645
| VFD on HVAC System_Com, E - Vent | E | Yes | Food Service | Ventilation | RET | 1050917.412 | 162418.8191 | 6.4704
| Kitchen DCV_Com, E - Vent [Building w Elec Heat] | E | Yes | Food Service | Ventilation | NC | 57463.6386 | 7693.3367 | 7.4693
| Kitchen DCV_Com, E - Vent [Building w Elec Heat] | E | Yes | Food Service | Ventilation | RET | 301374.3915 | 40348.5532 | 7.4693
| Kitchen DCV_Com, E - Vent [Building w Elec Heat] | E | Yes | Food Service | Ventilation | REPL | 22019.4202 | 2948.0001 | 7.4693
| Kitchen DCV_Com, E - Heat [Building w Elec Heat] | E | Yes | Food Service | Space Heating | NC | 57463.6386 | 7693.3367 | 7.4693
| Kitchen DCV_Com, E - Heat [Building w Elec Heat] | E | Yes | Food Service | Space Heating | RET | 301374.3915 | 40348.5532 | 7.4693
| Kitchen DCV_Com, E - Heat [Building w Elec Heat] | E | Yes | Food Service | Space Heating | REPL | 22019.4202 | 2948.0001 | 7.4693
| Kitchen DCV_Com, E - Vent [Building w Gas Heat] | E | Yes | Food Service | Ventilation | NC | 57463.6386 | 7693.3367 | 7.4693
| Kitchen DCV_Com, E - Vent [Building w Gas Heat] | E | Yes | Food Service | Ventilation | RET | 301374.3915 | 40348.5532 | 7.4693
| Kitchen DCV_Com, E - Vent [Building w Gas Heat] | E | Yes | Food Service | Ventilation | REPL | 22019.4202 | 2948.0001 | 7.4693
| Kitchen DCV_Com, G - Heat [Building w Gas Heat] | G | Yes | Food Service | Space Heating | NC | 162777.3123 | 2778.9856 | 58.5744
| Kitchen DCV_Com, G - Heat [Building w Gas Heat] | G | Yes | Food Service | Space Heating | RET | 884121.5736 | 14574.6965 | 60.6614
| Kitchen DCV_Com, G - Heat [Building w Gas Heat] | G | Yes | Food Service | Space Heating | REPL | 64596.8799 | 1064.876 | 60.6614
| Kitchen DCV_Com, E - Vent [Building w Oil Heat] | E | Yes | Food Service | Ventilation | NC | 162777.3123 | 2778.9856 | 58.5744
| Kitchen DCV_Com, E - Vent [Building w Oil Heat] | E | Yes | Food Service | Ventilation | RET | 884121.5736 | 14574.6965 | 60.6614
| Kitchen DCV_Com, E - Vent [Building w Oil Heat] | E | Yes | Food Service | Ventilation | REPL | 64596.8799 | 1064.876 | 60.6614
| Kitchen DCV_Com, O - Heat [Building w Oil Heat] | O | Yes | Food Service | Space Heating | NC | 162777.3123 | 2778.9856 | 58.5744
| Kitchen DCV_Com, O - Heat [Building w Oil Heat] | O | Yes | Food Service | Space Heating | RET | 884121.5736 | 14574.6965 | 60.6614
| Kitchen DCV_Com, O - Heat [Building w Oil Heat] | O | Yes | Food Service | Space Heating | REPL | 64596.8799 | 1064.876 | 60.6614
| Kitchen DCV_Com, E - Vent [Building w Oil Heat] | E | Yes | Food Service | Ventilation | NC | 162777.3123 | 2778.9856 | 58.5744
| Kitchen DCV_Com, E - Vent [Building w Oil Heat] | E | Yes | Food Service | Ventilation | RET | 884121.5736 | 14574.6965 | 60.6614
| Kitchen DCV_Com, E - Vent [Building w Oil Heat] | E | Yes | Food Service | Ventilation | REPL | 64596.8799 | 1064.876 | 60.6614
| Kitchen DCV_Com, P - Heat [Building w Propane Heat] | Prp | Yes | Food Service | Space Heating | NC | 121321.364 | 0 | 0
| Kitchen DCV_Com, P - Heat [Building w Propane Heat] | Prp | Yes | Food Service | Space Heating | RET | 661423.7476 | 0 | 0
| Kitchen DCV_Com, P - Heat [Building w Propane Heat] | Prp | Yes | Food Service | Space Heating | REPL | 48325.8316 | 0 | 0
| Duct Sealing Regulated_Com, E - Vent [Building w Elec Heat] | E | Yes | Food Service | Ventilation | RET | 419658.2859 | 115460.1507 | 3.6347
| Duct Sealing Regulated_Com, E - Heat [Building w Elec Heat] | E | Yes | Food Service | Space Heating | RET | 419658.2859 | 115460.1507 | 3.6347
| Duct Sealing Regulated_Com, E - Cool [Building w Elec Heat] | E | Yes | Food Service | Cooling | RET | 419658.2859 | 115460.1507 | 3.6347
| Duct Sealing Regulated_Com, E - Vent [Building w Gas Heat] | E | Yes | Food Service | Ventilation | RET | 1195640.3206 | 0 | 0
| Duct Sealing Regulated_Com, G - Heat [Building w Gas Heat] | G | Yes | Food Service | Space Heating | RET | 1195640.3206 | 0 | 0
| Duct Sealing Regulated_Com, E - Cool [Building w Gas Heat] | E | Yes | Food Service | Cooling | RET | 1195640.3206 | 0 | 0
| Duct Sealing Non Regulated_Com, E - Vent [Building w Oil Heat] | E | Yes | Food Service | Ventilation | RET | 264357.8045 | 63436.1615 | 4.1673
| Duct Sealing Non Regulated_Com, O - Heat [Building w Oil Heat] | O | Yes | Food Service | Space Heating | RET | 264357.8045 | 63436.1615 | 4.1673
| Duct Sealing Non Regulated_Com, E - Cool [Building w Oil Heat] | E | Yes | Food Service | Cooling | RET | 264357.8045 | 63436.1615 | 4.1673
| Duct Sealing Non Regulated_Com, E - Vent [Building w Propane Heat] | E | Yes | Food Service | Ventilation | RET | 293550.4352 | 0 | 0
| Duct Sealing Non Regulated_Com, P - Heat [Building w Propane Heat] | Prp | Yes | Food Service | Space Heating | RET | 293550.4352 | 0 | 0
| Duct Sealing Non Regulated_Com, E - Cool [Building w Propane Heat] | E | Yes | Food Service | Cooling | RET | 293550.4352 | 0 | 0
| Power Strip_Com, E - Plug [Tier 1] | E | Yes | Food Service | Plug Loads | NC | 0 | 0 | 0
| Power Strip_Com, E - Plug [Tier 1] | E | Yes | Food Service | Plug Loads | RET | 0 | 0 | 0
| Power Strip_Com, E - Plug [Tier 1] | E | Yes | Food Service | Plug Loads | REPL | 0 | 0 | 0
| Power Strip_Com, E - Plug [Tier 2] | E | No | Food Service | Plug Loads | NC | 6324.9143 | 5966.7654 | 1.06
| Power Strip_Com, E - Plug [Tier 2] | E | No | Food Service | Plug Loads | RET | 61470.5974 | 61083.6555 | 1.0063
| Power Strip_Com, E - Plug [Tier 2] | E | No | Food Service | Plug Loads | REPL | 45620.3318 | 43037.0759 | 1.06
| Computer Power Management_Com, E - Plug | E | Yes | Food Service | Plug Loads | RET | 20787.5721 | 11309.5168 | 1.8381
| Vending Machine Controls_Com, E - Plug [Non-Refrigerated] | E | No | Food Service | Plug Loads | RET | 11916.8489 | 12985.2762 | 0.91772
| Vending Machine Controls_Com, E - Plug [Refrigerated] | E | Yes | Food Service | Plug Loads | RET | 35750.5468 | 6975.3604 | 5.1253
| Ovens_Com, E - Cook | E | Yes | Food Service | Cooking | NC | 88618.5599 | 1337.5145 | 66.2561
| Ovens_Com, E - Cook | E | Yes | Food Service | Cooking | REPL | 909579.5937 | 13728.2295 | 66.2561
| Ovens_Com, G - Cook | G | Yes | Food Service | Cooking | NC | 163941.6028 | 985.9797 | 166.2728
| Ovens_Com, G - Cook | G | Yes | Food Service | Cooking | REPL | 1749179.8841 | 10519.94 | 166.2728
| Ovens_Com, P - Cook | Prp | Yes | Food Service | Cooking | NC | 222346.6562 | 315.4742 | 704.8014
| Ovens_Com, P - Cook | Prp | Yes | Food Service | Cooking | REPL | 2372334.2195 | 3365.9613 | 704.8014
| Fryers_Com, E - Cook | E | Yes | Food Service | Cooking | NC | 14540.6784 | 200.3713 | 72.5687
| Fryers_Com, E - Cook | E | Yes | Food Service | Cooking | REPL | 149245.3085 | 2056.6078 | 72.5687
| Fryers_Com, G - Cook | G | Yes | Food Service | Cooking | NC | 36777.3157 | 5982.4931 | 6.1475
| Fryers_Com, G - Cook | G | Yes | Food Service | Cooking | REPL | 392396.6814 | 63830.3908 | 6.1475
| Fryers_Com, P - Cook | Prp | Yes | Food Service | Cooking | NC | 21647.7558 | 798.1988 | 27.1208
| Fryers_Com, P - Cook | Prp | Yes | Food Service | Cooking | REPL | 230971.3697 | 8516.4058 | 27.1208
| Griddles_Com, E - Cook | E | Yes | Food Service | Cooking | NC | 4055.5646 | 918.9818 | 4.4131
| Griddles_Com, E - Cook | E | Yes | Food Service | Cooking | REPL | 41626.2554 | 9432.4161 | 4.4131
| Griddles_Com, G - Cook | G | Yes | Food Service | Cooking | NC | 49915.568 | 2170.1652 | 23.0008
| Griddles_Com, G - Cook | G | Yes | Food Service | Cooking | REPL | 532575.6606 | 23154.6435 | 23.0008
| Griddles_Com, P - Cook | Prp | Yes | Food Service | Cooking | NC | 56776.0663 | 559.5232 | 101.4722
| Griddles_Com, P - Cook | Prp | Yes | Food Service | Cooking | REPL | 605773.9173 | 5969.8494 | 101.4722
| Hot Food Holding Cabinet_Com, E - Cook | E | Yes | Food Service | Cooking | NC | 17647.4657 | 572.1977 | 30.8416
| Hot Food Holding Cabinet_Com, E - Cook | E | Yes | Food Service | Cooking | REPL | 181133.3284 | 5873.0293 | 30.8416
| Steamers_Com, E - Cook | E | Yes | Food Service | Cooking | NC | 13855.1422 | 2009.6232 | 6.8944
| Steamers_Com, E - Cook | E | Yes | Food Service | Cooking | REPL | 142208.9751 | 20626.7429 | 6.8944
| Steamers_Com, G - Cook | G | Yes | Food Service | Cooking | NC | 82077.8875 | 763.1535 | 107.5509
| Steamers_Com, G - Cook | G | Yes | Food Service | Cooking | REPL | 875732.5004 | 8142.4897 | 107.5509
| ES Refrigerator and Freezer_Com, E - Refr | E | Yes | Food Service | Refrigeration | NC | 6918.0395 | 2546.1063 | 2.7171
| ES Refrigerator and Freezer_Com, E - Refr | E | Yes | Food Service | Refrigeration | REPL | 71006.655 | 26133.1979 | 2.7171
| Anti Sweat Heat Control_Com, E - Refr | E | Yes | Food Service | Refrigeration | NC | 47955.2286 | 24965.0082 | 1.9209
| Anti Sweat Heat Control_Com, E - Refr | E | Z | Food Service | Refrigeration | RET | 0 | 0 | 0
| Case Night Covers_Com, E - Refr | E | No | Food Service | Refrigeration | RET | 19971.8343 | 26766.8487 | 0.74614
| Loading Dock Pit Seals_Com, E - Refr | E | No | Food Service | Refrigeration | NC | 30571.3305 | 45423.4036 | 0.67303
| Loading Dock Pit Seals_Com, E - Refr | E | No | Food Service | Refrigeration | RET | 376540.4063 | 559470.1497 | 0.67303
| ECM Comp Cond Fan Motor_Com, E - Refr | E | Yes | Food Service | Refrigeration | NC | 64640.8184 | 15502.9878 | 4.1696
| ECM Comp Cond Fan Motor_Com, E - Refr | E | Yes | Food Service | Refrigeration | RET | 207955.896 | 10136.7247 | 20.5151
| ECM Comp Cond Fan Motor_Com, E - Refr | E | Yes | Food Service | Refrigeration | REPL | 241289.674 | 57869.1755 | 4.1696
| Evap Fan Motor Replacement_Com, E - Refr | E | Yes | Food Service | Refrigeration | NC | 105323.9582 | 48391.7383 | 2.1765
| Evap Fan Motor Replacement_Com, E - Refr | E | Yes | Food Service | Refrigeration | RET | 844428.8818 | 260128.1072 | 3.2462
| Evap Fan Motor Replacement_Com, E - Refr | E | Yes | Food Service | Refrigeration | REPL | 33925.1202 | 15587.1045 | 2.1765
| Evap Fan Speed Controls_Com, E - Refr | E | Yes | Food Service | Refrigeration | NC | 172481.5142 | 49070.7835 | 3.515
| Evap Fan Speed Controls_Com, E - Refr | E | Yes | Food Service | Refrigeration | RET | 1117469.297 | 231727.1986 | 4.8223
| LowHeat NoHeat Doors_Com, E - Refr | E | Yes | Food Service | Refrigeration | NC | 22412.9333 | 4784.2653 | 4.6847
| LowHeat NoHeat Doors_Com, E - Refr | E | Yes | Food Service | Refrigeration | RET | 248449.6881 | 53034.0761 | 4.6847
| Refrigerated Vending Machine_Com, E - Refr | E | Yes | Food Service | Refrigeration | NC | 7895.1367 | 3643.6279 | 2.1668
| Refrigerated Vending Machine_Com, E - Refr | E | Yes | Food Service | Refrigeration | REPL | 69459.0573 | 32055.5516 | 2.1668
| Walk In Refrigeration_Com, E - Refr | E | Yes | Food Service | Refrigeration | NC | 278548.2919 | 36996.4462 | 7.5291
| Refrigeration Tune Up_Com, E - Refr | E | Yes | Food Service | Refrigeration | RET | 816834.5906 | 82232.3477 | 9.9333
| ES Ice Machine_Com, E - Refr | E | Yes | Food Service | Refrigeration | NC | 20127.1848 | 1836.9905 | 10.9566
| ES Ice Machine_Com, E - Refr | E | Yes | Food Service | Refrigeration | REPL | 206585.1281 | 18854.8433 | 10.9566
| Walk In Cooler Retroft_Com, E - Refr | E | Yes | Food Service | Refrigeration | RET | 668518.0657 | 127289.745 | 5.2519
| HE Built Up Refrig_Com, E - Refr | E | Yes | Food Service | Refrigeration | NC | 112052.1704 | 73657.9325 | 1.5213
| HE Built Up Refrig_Com, E - Refr | E | No | Food Service | Refrigeration | RET | 888296.0866 | 1402251.9614 | 0.63348
| Door Gasket Replacement_Com, E - Refr | E | Z | Food Service | Refrigeration | RET | 0 | 0 | 0
| EnergyStar Dehumidifier_Com, E - Appl | E | Yes | Food Service | Appliances | NC | 1060.0507 | 150.7968 | 7.0297
| EnergyStar Dehumidifier_Com, E - Appl | E | Yes | Food Service | Appliances | REPL | 10880.3444 | 1547.7758 | 7.0297
| Clothes Washer Elec WH_Com, E - Appl [unit w/ elec dry - Washer] | E | Yes | Food Service | Appliances | NC | 5418.69 | 1067.3504 | 5.0768
| Clothes Washer Elec WH_Com, E - Appl [unit w/ elec dry - Washer] | E | Yes | Food Service | Appliances | REPL | 92512.2213 | 18222.6621 | 5.0768
| Clothes Washer Elec WH_Com, E - Appl [unit w/ elec dry - Dryer] | E | Yes | Food Service | Appliances | NC | 5418.69 | 1067.3504 | 5.0768
| Clothes Washer Elec WH_Com, E - Appl [unit w/ elec dry - Dryer] | E | Yes | Food Service | Appliances | REPL | 92512.2213 | 18222.6621 | 5.0768
| Clothes Washer Elec WH_Com, E - HWat [unit w/ elec dry - Water Heater] | E | Yes | Food Service | Water Heating | NC | 5418.69 | 1067.3504 | 5.0768
| Clothes Washer Elec WH_Com, E - HWat [unit w/ elec dry - Water Heater] | E | Yes | Food Service | Water Heating | REPL | 92512.2213 | 18222.6621 | 5.0768
| Clothes Washer Elec WH_Com, E - Appl [unit w/ gas dry - Washer] | E | Yes | Food Service | Appliances | NC | 1222.2043 | 266.8376 | 4.5803
| Clothes Washer Elec WH_Com, E - Appl [unit w/ gas dry - Washer] | E | Yes | Food Service | Appliances | REPL | 20872.196 | 4555.6655 | 4.5816
| Clothes Washer Elec WH_Com, G - Oth [unit w/ gas dry - Dryer] | G | Yes | Food Service | Other | NC | 1222.2043 | 266.8376 | 4.5803
| Clothes Washer Elec WH_Com, G - Oth [unit w/ gas dry - Dryer] | G | Yes | Food Service | Other | REPL | 20872.196 | 4555.6655 | 4.5816
| Clothes Washer Elec WH_Com, E - HWat [unit w/ gas dry - Water Heater] | E | Yes | Food Service | Water Heating | NC | 1222.2043 | 266.8376 | 4.5803
| Clothes Washer Elec WH_Com, E - HWat [unit w/ gas dry - Water Heater] | E | Yes | Food Service | Water Heating | REPL | 20872.196 | 4555.6655 | 4.5816
| Clothes Washer Elec WH_Com, E - Appl [unit w/ propane dry - Washer] | E | Yes | Food Service | Appliances | NC | 488.8293 | 106.735 | 4.5798
| Clothes Washer Elec WH_Com, E - Appl [unit w/ propane dry - Washer] | E | Yes | Food Service | Appliances | REPL | 8347.9477 | 1822.2662 | 4.5811
| Clothes Washer Elec WH_Com, P - Oth [unit w/ propane dry - Dryer] | Prp | Yes | Food Service | Other | NC | 488.8293 | 106.735 | 4.5798
| Clothes Washer Elec WH_Com, P - Oth [unit w/ propane dry - Dryer] | Prp | Yes | Food Service | Other | REPL | 8347.9477 | 1822.2662 | 4.5811
| Clothes Washer Elec WH_Com, E - HWat [unit w/ propane dry - Water Heater] | E | Yes | Food Service | Water Heating | NC | 488.8293 | 106.735 | 4.5798
| Clothes Washer Elec WH_Com, E - HWat [unit w/ propane dry - Water Heater] | E | Yes | Food Service | Water Heating | REPL | 8347.9477 | 1822.2662 | 4.5811
| Clothes Washer Gas WH_Com, E - Appl [unit w/ elec dry - Washer] | E | Yes | Food Service | Appliances | NC | 3707.4057 | 533.6752 | 6.9469
| Clothes Washer Gas WH_Com, E - Appl [unit w/ elec dry - Washer] | E | Yes | Food Service | Appliances | REPL | 64154.158 | 9111.331 | 7.0411
| Clothes Washer Gas WH_Com, E - Appl [unit w/ elec dry - Dryer] | E | Yes | Food Service | Appliances | NC | 3707.4057 | 533.6752 | 6.9469
| Clothes Washer Gas WH_Com, E - Appl [unit w/ elec dry - Dryer] | E | Yes | Food Service | Appliances | REPL | 64154.158 | 9111.331 | 7.0411
| Clothes Washer Gas WH_Com, G - HWat [unit w/ elec dry - Water Heater] | G | Yes | Food Service | Water Heating | NC | 3707.4057 | 533.6752 | 6.9469
| Clothes Washer Gas WH_Com, G - HWat [unit w/ elec dry - Water Heater] | G | Yes | Food Service | Water Heating | REPL | 64154.158 | 9111.331 | 7.0411
| Clothes Washer Gas WH_Com, E - Appl [unit w/ gas dry - Washer] | E | Yes | Food Service | Appliances | NC | 13425.6305 | 2081.3333 | 6.4505
| Clothes Washer Gas WH_Com, E - Appl [unit w/ gas dry - Washer] | E | Yes | Food Service | Appliances | REPL | 232605.5136 | 35534.1911 | 6.546
| Clothes Washer Gas WH_Com, G - Oth [unit w/ gas dry - Dryer] | G | Yes | Food Service | Other | NC | 13425.6305 | 2081.3333 | 6.4505
| Clothes Washer Gas WH_Com, G - Oth [unit w/ gas dry - Dryer] | G | Yes | Food Service | Other | REPL | 232605.5136 | 35534.1911 | 6.546
| Clothes Washer Gas WH_Com, G - HWat [unit w/ gas dry - Water Heater] | G | Yes | Food Service | Water Heating | NC | 13425.6305 | 2081.3333 | 6.4505
| Clothes Washer Gas WH_Com, G - HWat [unit w/ gas dry - Water Heater] | G | Yes | Food Service | Water Heating | REPL | 232605.5136 | 35534.1911 | 6.546
| Clothes Washer Gas WH_Com, E - Appl [unit w/ propane dry - Washer] | E | Yes | Food Service | Appliances | NC | 688.4414 | 106.735 | 6.45
| Clothes Washer Gas WH_Com, E - Appl [unit w/ propane dry - Washer] | E | Yes | Food Service | Appliances | REPL | 11927.5571 | 1822.2662 | 6.5455
| Clothes Washer Gas WH_Com, P - Oth [unit w/ propane dry - Dryer] | Prp | Yes | Food Service | Other | NC | 688.4414 | 106.735 | 6.45
| Clothes Washer Gas WH_Com, P - Oth [unit w/ propane dry - Dryer] | Prp | Yes | Food Service | Other | REPL | 11927.5571 | 1822.2662 | 6.5455
| Clothes Washer Gas WH_Com, G - HWat [unit w/ propane dry - Water Heater] | G | Yes | Food Service | Water Heating | NC | 688.4414 | 106.735 | 6.45
| Clothes Washer Gas WH_Com, G - HWat [unit w/ propane dry - Water Heater] | G | Yes | Food Service | Water Heating | REPL | 11927.5571 | 1822.2662 | 6.5455
| Clothes Washer Oil WH_Com, E - Appl [unit w/ elec dry - Washer] | E | Yes | Food Service | Appliances | NC | 2924.01 | 640.4102 | 4.5658
| Clothes Washer Oil WH_Com, E - Appl [unit w/ elec dry - Washer] | E | Yes | Food Service | Appliances | REPL | 49922.4299 | 10933.5972 | 4.566
| Clothes Washer Oil WH_Com, E - Appl [unit w/ elec dry - Dryer] | E | Yes | Food Service | Appliances | NC | 2924.01 | 640.4102 | 4.5658
| Clothes Washer Oil WH_Com, E - Appl [unit w/ elec dry - Dryer] | E | Yes | Food Service | Appliances | REPL | 49922.4299 | 10933.5972 | 4.566
| Clothes Washer Oil WH_Com, O - HWat [unit w/ elec dry - Water Heater] | O | Yes | Food Service | Water Heating | NC | 2924.01 | 640.4102 | 4.5658
| Clothes Washer Oil WH_Com, O - HWat [unit w/ elec dry - Water Heater] | O | Yes | Food Service | Water Heating | REPL | 49922.4299 | 10933.5972 | 4.566
| Clothes Washer Oil WH_Com, E - Appl [unit w/ gas dry - Washer] | E | Yes | Food Service | Appliances | NC | 434.3477 | 106.735 | 4.0694
| Clothes Washer Oil WH_Com, E - Appl [unit w/ gas dry - Washer] | E | Yes | Food Service | Appliances | REPL | 7418.0613 | 1822.2662 | 4.0708
| Clothes Washer Oil WH_Com, G - Oth [unit w/ gas dry - Dryer] | G | Yes | Food Service | Other | NC | 434.3477 | 106.735 | 4.0694
| Clothes Washer Oil WH_Com, G - Oth [unit w/ gas dry - Dryer] | G | Yes | Food Service | Other | REPL | 7418.0613 | 1822.2662 | 4.0708
| Clothes Washer Oil WH_Com, O - HWat [unit w/ gas dry - Water Heater] | O | Yes | Food Service | Water Heating | NC | 434.3477 | 106.735 | 4.0694
| Clothes Washer Oil WH_Com, O - HWat [unit w/ gas dry - Water Heater] | O | Yes | Food Service | Water Heating | REPL | 7418.0613 | 1822.2662 | 4.0708
| Clothes Washer Oil WH_Com, E - Appl [unit w/ propane dry - Washer] | E | Yes | Food Service | Appliances | NC | 651.4429 | 160.1026 | 4.0689
| Clothes Washer Oil WH_Com, E - Appl [unit w/ propane dry - Washer] | E | Yes | Food Service | Appliances | REPL | 11125.6958 | 2733.3993 | 4.0703
| Clothes Washer Oil WH_Com, P - Oth [unit w/ propane dry - Dryer] | Prp | Yes | Food Service | Other | NC | 651.4429 | 160.1026 | 4.0689
| Clothes Washer Oil WH_Com, P - Oth [unit w/ propane dry - Dryer] | Prp | Yes | Food Service | Other | REPL | 11125.6958 | 2733.3993 | 4.0703
| Clothes Washer Oil WH_Com, O - HWat [unit w/ propane dry - Water Heater] | O | Yes | Food Service | Water Heating | NC | 651.4429 | 160.1026 | 4.0689
| Clothes Washer Oil WH_Com, O - HWat [unit w/ propane dry - Water Heater] | O | Yes | Food Service | Water Heating | REPL | 11125.6958 | 2733.3993 | 4.0703
| Clothes Washer Propane WH_Com, E - Appl [unit w/ elec dry - Washer] | E | Yes | Food Service | Appliances | NC | 737.5624 | 219.0321 | 3.3674
| Clothes Washer Propane WH_Com, E - Appl [unit w/ elec dry - Washer] | E | Yes | Food Service | Appliances | REPL | 12761.2843 | 3809.7987 | 3.3496
| Clothes Washer Propane WH_Com, E - Appl [unit w/ elec dry - Dryer] | E | Yes | Food Service | Appliances | NC | 737.5624 | 219.0321 | 3.3674
| Clothes Washer Propane WH_Com, E - Appl [unit w/ elec dry - Dryer] | E | Yes | Food Service | Appliances | REPL | 12761.2843 | 3809.7987 | 3.3496
| Clothes Washer Propane WH_Com, P - HWat [unit w/ elec dry - Water Heater] | Prp | Yes | Food Service | Water Heating | NC | 737.5624 | 219.0321 | 3.3674
| Clothes Washer Propane WH_Com, P - HWat [unit w/ elec dry - Water Heater] | Prp | Yes | Food Service | Water Heating | REPL | 12761.2843 | 3809.7987 | 3.3496
| Clothes Washer Propane WH_Com, E - Appl [unit w/ gas dry - Washer] | E | Yes | Food Service | Appliances | NC | 342.2876 | 113.2664 | 3.022
| Clothes Washer Propane WH_Com, E - Appl [unit w/ gas dry - Washer] | E | Yes | Food Service | Appliances | REPL | 5929.4703 | 1974.1804 | 3.0035
| Clothes Washer Propane WH_Com, G - Oth [unit w/ gas dry - Dryer] | G | Yes | Food Service | Other | NC | 342.2876 | 113.2664 | 3.022
| Clothes Washer Propane WH_Com, G - Oth [unit w/ gas dry - Dryer] | G | Yes | Food Service | Other | REPL | 5929.4703 | 1974.1804 | 3.0035
| Clothes Washer Propane WH_Com, P - HWat [unit w/ gas dry - Water Heater] | Prp | Yes | Food Service | Water Heating | NC | 342.2876 | 113.2664 | 3.022
| Clothes Washer Propane WH_Com, P - HWat [unit w/ gas dry - Water Heater] | Prp | Yes | Food Service | Water Heating | REPL | 5929.4703 | 1974.1804 | 3.0035
| Clothes Washer Propane WH_Com, E - Appl [unit w/ propane dry - Washer] | E | Yes | Food Service | Appliances | NC | 684.9335 | 214.6553 | 3.1909
| Clothes Washer Propane WH_Com, E - Appl [unit w/ propane dry - Washer] | E | Yes | Food Service | Appliances | REPL | 11865.3004 | 3737.5665 | 3.1746
| Clothes Washer Propane WH_Com, P - Oth [unit w/ propane dry - Dryer] | Prp | Yes | Food Service | Other | NC | 684.9335 | 214.6553 | 3.1909
| Clothes Washer Propane WH_Com, P - Oth [unit w/ propane dry - Dryer] | Prp | Yes | Food Service | Other | REPL | 11865.3004 | 3737.5665 | 3.1746
| Clothes Washer Propane WH_Com, P - HWat [unit w/ propane dry - Water Heater] | Prp | Yes | Food Service | Water Heating | NC | 684.9335 | 214.6553 | 3.1909
| Clothes Washer Propane WH_Com, P - HWat [unit w/ propane dry - Water Heater] | Prp | Yes | Food Service | Water Heating | REPL | 11865.3004 | 3737.5665 | 3.1746
| Dishwasher_Com, E - Appl [Building w elec WH] | E | Yes | Food Service | Appliances | NC | 1520.266 | 652.603 | 2.3295
| Dishwasher_Com, E - Appl [Building w elec WH] | E | Yes | Food Service | Appliances | REPL | 14802.202 | 6354.1261 | 2.3295
| Dishwasher_Com, E - HWat [Building w elec WH] | E | Yes | Food Service | Water Heating | NC | 566.9581 | 0 | 0
| Dishwasher_Com, E - HWat [Building w elec WH] | E | Yes | Food Service | Water Heating | REPL | 5520.2363 | 0 | 0
| Dishwasher_Com, E - Appl [Building w gas WH] | E | Yes | Food Service | Appliances | NC | 3800.665 | 1631.5076 | 2.3295
| Dishwasher_Com, E - Appl [Building w gas WH] | E | Yes | Food Service | Appliances | REPL | 37005.5049 | 15885.3152 | 2.3295
| Dishwasher_Com, G - HWat [Building w gas WH] | G | Yes | Food Service | Water Heating | NC | 12666.6979 | 0 | 0
| Dishwasher_Com, G - HWat [Building w gas WH] | G | Yes | Food Service | Water Heating | REPL | 128203.3665 | 0 | 0
| Dishwasher_Com, E - Appl [Building w oil WH] | E | Yes | Food Service | Appliances | NC | 380.0665 | 163.1508 | 2.3295
| Dishwasher_Com, E - Appl [Building w oil WH] | E | Yes | Food Service | Appliances | REPL | 3700.5505 | 1588.5315 | 2.3295
| Dishwasher_Com, O - HWat [Building w oil WH] | O | Yes | Food Service | Water Heating | NC | 1.7423 | 0 | 0
| Dishwasher_Com, O - HWat [Building w oil WH] | O | Yes | Food Service | Water Heating | REPL | 17.6343 | 0 | 0
| Dishwasher_Com, E - Appl [Building w propane WH] | E | Yes | Food Service | Appliances | NC | 380.0665 | 163.1508 | 2.3295
| Dishwasher_Com, E - Appl [Building w propane WH] | E | Yes | Food Service | Appliances | REPL | 3700.5505 | 1588.5315 | 2.3295
| Dishwasher_Com, P - HWat [Building w propane WH] | Prp | Yes | Food Service | Water Heating | NC | 3837.108 | 0 | 0
| Dishwasher_Com, P - HWat [Building w propane WH] | Prp | Yes | Food Service | Water Heating | REPL | 38836.4933 | 0 | 0
| Faucet Aerator_Com, E - HWat | E | Yes | Food Service | Water Heating | RET | 5778.331 | 473.5928 | 12.2011
| Faucet Aerator_Com, G - HWat | G | Yes | Food Service | Water Heating | RET | 54459.9391 | 8840.5903 | 6.1602
| Faucet Aerator_Com, O - HWat | O | Yes | Food Service | Water Heating | RET | 73.8109 | 3.2801 | 22.5025
| Faucet Aerator_Com, P - HWat | Prp | Yes | Food Service | Water Heating | RET | 54074.191 | 2000.7295 | 27.0272
| Pre Rinse Sprayers_Com, E - HWat | E | Yes | Food Service | Water Heating | RET | 21632.5297 | 514.4022 | 42.0537
| Pre Rinse Sprayers_Com, G - HWat | G | Yes | Food Service | Water Heating | RET | 243661.6728 | 10349.2334 | 23.5439
| Pre Rinse Sprayers_Com, O - HWat | O | Yes | Food Service | Water Heating | RET | 291.8828 | 3.8399 | 76.0138
| Pre Rinse Sprayers_Com, P - HWat | Prp | Yes | Food Service | Water Heating | RET | 209044.0442 | 2342.1532 | 89.2529
| Heat Pump Water Heater_Com, E - HWat | E | Yes | Food Service | Water Heating | NC | 30930.492 | 21824.9135 | 1.4172
| Heat Pump Water Heater_Com, E - HWat | E | Yes | Food Service | Water Heating | RET | 162741.62 | 142888.3725 | 1.1389
| Heat Pump Water Heater_Com, E - HWat | E | Yes | Food Service | Water Heating | REPL | 19048.2068 | 13440.6354 | 1.4172
| FF Storage Water Heater_Com, G - HWat | G | No | Food Service | Water Heating | NC | 47549.8294 | 140840.4276 | 0.33761
| FF Storage Water Heater_Com, G - HWat | G | No | Food Service | Water Heating | RET | 301987.9185 | 3185781.8188 | 0.094792
| FF Storage Water Heater_Com, G - HWat | G | No | Food Service | Water Heating | REPL | 85769.1877 | 254044.4252 | 0.33761
| FF Storage Water Heater_Com, O - HWat | O | Yes | Food Service | Water Heating | NC | 65.1847 | 52.2559 | 1.2474
| FF Storage Water Heater_Com, O - HWat | O | No | Food Service | Water Heating | RET | 413.9866 | 1182.0181 | 0.35024
| FF Storage Water Heater_Com, O - HWat | O | Yes | Food Service | Water Heating | REPL | 117.5785 | 94.2579 | 1.2474
| FF Storage Water Heater_Com, P - HWat | Prp | Yes | Food Service | Water Heating | NC | 47831.276 | 31873.8462 | 1.5006
| FF Storage Water Heater_Com, P - HWat | Prp | No | Food Service | Water Heating | RET | 303775.371 | 720979.8955 | 0.42134
| FF Storage Water Heater_Com, P - HWat | Prp | Yes | Food Service | Water Heating | REPL | 86276.8535 | 57493.2426 | 1.5006
| FF Instantaneous Water Heater_Com, G - HWat | G | No | Food Service | Water Heating | NC | 92525.6598 | 417978.9384 | 0.22136
| FF Instantaneous Water Heater_Com, G - HWat | G | No | Food Service | Water Heating | RET | 428053.0299 | 5683671.8027 | 0.075313
| FF Instantaneous Water Heater_Com, G - HWat | G | No | Food Service | Water Heating | REPL | 8.2201e-11 | 3.7134e-10 | 0.22136
| FF Instantaneous Water Heater_Com, O - HWat | O | No | Food Service | Water Heating | NC | 127.6556 | 155.0824 | 0.82315
| FF Instantaneous Water Heater_Com, O - HWat | O | No | Food Service | Water Heating | RET | 590.5754 | 2108.8083 | 0.28005
| FF Instantaneous Water Heater_Com, O - HWat | O | No | Food Service | Water Heating | REPL | 1.1341e-13 | 1.3778e-13 | 0.82315
| FF Instantaneous Water Heater_Com, P - HWat | Prp | No | Food Service | Water Heating | NC | 94090.4569 | 94593.5525 | 0.99468
| FF Instantaneous Water Heater_Com, P - HWat | Prp | No | Food Service | Water Heating | RET | 435292.2696 | 1286281.7908 | 0.33841
| FF Instantaneous Water Heater_Com, P - HWat | Prp | No | Food Service | Water Heating | REPL | 8.3592e-11 | 8.4038e-11 | 0.99468
| Clothes Dryer_Com, E - Appl | E | Yes | Food Service | Appliances | NC | 2687.8568 | 87.7991 | 30.6137
| Clothes Dryer_Com, E - Appl | E | Yes | Food Service | Appliances | RET | 13798.4628 | 1567.317 | 8.8039
| Clothes Dryer_Com, E - Appl | E | Yes | Food Service | Appliances | REPL | 818.4361 | 26.7343 | 30.6137
| Clothes Dryer_Com, G - Oth | G | No | Food Service | Other | NC | 162.7487 | 176.6738 | 0.92118
| Clothes Dryer_Com, G - Oth | G | No | Food Service | Other | RET | 868.5031 | 3862.3534 | 0.22486
| Clothes Dryer_Com, G - Oth | G | No | Food Service | Other | REPL | 51.514 | 55.9217 | 0.92118
| Clothes Dryer_Com, P - Oth | Prp | Yes | Food Service | Other | NC | 163.3157 | 39.9834 | 4.0846
| Clothes Dryer_Com, P - Oth | Prp | No | Food Service | Other | RET | 871.5287 | 874.096 | 0.99706
| Clothes Dryer_Com, P - Oth | Prp | Yes | Food Service | Other | REPL | 51.6935 | 12.6557 | 4.0846
| Pnemautic to DDC_Com, E - TotE [Building w Elec Heat] | E | No | Food Service | Total Electric | RET | 113802.9352 | 115107.0604 | 0.98867
| Pnemautic to DDC_Com, E - TotE [Building w Gas Heat] | E | Yes | Food Service | Total Electric | RET | 510282.1998 | 443827.7439 | 1.1497
| Pnemautic to DDC_Com, G - TotF [Building w Gas Heat] | G | Yes | Food Service | Total FF | RET | 510282.1998 | 443827.7439 | 1.1497
| Pnemautic to DDC_Com, E - TotE [Building w Oil Heat] | E | No | Food Service | Total Electric | RET | 55813.1939 | 119414.6239 | 0.46739
| Pnemautic to DDC_Com, O - TotF [Building w Oil Heat] | O | No | Food Service | Total FF | RET | 55813.1939 | 119414.6239 | 0.46739
| Pnemautic to DDC_Com, E - TotE [Building w Propane Heat] | E | Yes | Food Service | Total Electric | RET | 401861.9527 | 35987.6419 | 11.1667
| Pnemautic to DDC_Com, P - TotF [Building w Propane Heat] | Prp | Yes | Food Service | Total FF | RET | 401861.9527 | 35987.6419 | 11.1667
| RCx_Com, E - TotE [Building w Elec Heat] | E | Yes | Food Service | Total Electric | RET | 245094.5483 | 61662.9555 | 3.9747
| RCx_Com, E - TotE [Building w Gas Heat] | E | Yes | Food Service | Total Electric | RET | 1037650.6225 | 196123.6539 | 5.2908
| RCx_Com, G - TotF [Building w Gas Heat] | G | Yes | Food Service | Total FF | RET | 1037650.6225 | 196123.6539 | 5.2908
| RCx_Com, E - TotE [Building w Oil Heat] | E | Yes | Food Service | Total Electric | RET | 166357.2872 | 52768.2929 | 3.1526
| RCx_Com, O - TotF [Building w Oil Heat] | O | Yes | Food Service | Total FF | RET | 166357.2872 | 52768.2929 | 3.1526
| RCx_Com, E - TotE [Building w Propane Heat] | E | Yes | Food Service | Total Electric | RET | 570996.4279 | 15902.6287 | 35.9058
| RCx_Com, P - TotF [Building w Propane Heat] | Prp | Yes | Food Service | Total FF | RET | 570996.4279 | 15902.6287 | 35.9058
| Commissioning_Com, E - TotE [Building w Elec Heat] | E | Yes | Food Service | Total Electric | NC | 0 | 0 | 0
| Commissioning_Com, E - TotE [Building w Gas Heat] | E | Yes | Food Service | Total Electric | NC | 0 | 0 | 0
| Commissioning_Com, G - TotF [Building w Gas Heat] | G | Yes | Food Service | Total FF | NC | 0 | 0 | 0
| Commissioning_Com, E - TotE [Building w Oil Heat] | E | Yes | Food Service | Total Electric | NC | 0 | 0 | 0
| Commissioning_Com, O - TotF [Building w Oil Heat] | O | Yes | Food Service | Total FF | NC | 0 | 0 | 0
| Commissioning_Com, E - TotE [Building w Propane Heat] | E | Yes | Food Service | Total Electric | NC | 0 | 0 | 0
| Commissioning_Com, P - TotF [Building w Propane Heat] | Prp | Yes | Food Service | Total FF | NC | 0 | 0 | 0
| Integrated Building Design_Com, E - TotE [Building w Elec Heat] | E | Yes | Food Service | Total Electric | NC | 26571.5851 | 1522.8642 | 17.4484
| Integrated Building Design_Com, E - TotE [Building w Gas Heat] | E | Yes | Food Service | Total Electric | NC | 109880.2962 | 4843.5839 | 22.6857
| Integrated Building Design_Com, G - TotF [Building w Gas Heat] | G | Yes | Food Service | Total FF | NC | 109880.2962 | 4843.5839 | 22.6857
| Integrated Building Design_Com, E - TotE [Building w Oil Heat] | E | Yes | Food Service | Total Electric | NC | 17936.9676 | 1303.1965 | 13.7638
| Integrated Building Design_Com, O - TotF [Building w Oil Heat] | O | Yes | Food Service | Total FF | NC | 17936.9676 | 1303.1965 | 13.7638
| Integrated Building Design_Com, E - TotE [Building w Propane Heat] | E | Yes | Food Service | Total Electric | NC | 60349.2395 | 392.7406 | 153.6618
| Integrated Building Design_Com, P - TotF [Building w Propane Heat] | Prp | Yes | Food Service | Total FF | NC | 60349.2395 | 392.7406 | 153.6618
| Deep Energy Retrofit_Com, E - TotE [Building w Elec Heat] | E | Yes | Food Service | Total Electric | RET | 114659.2492 | 42411.8798 | 2.7035
| Deep Energy Retrofit_Com, E - TotE [Building w Gas Heat] | E | Yes | Food Service | Total Electric | RET | 483628.3669 | 134894.1641 | 3.5852
| Deep Energy Retrofit_Com, G - TotF [Building w Gas Heat] | G | Yes | Food Service | Total FF | RET | 483628.3669 | 134894.1641 | 3.5852
| Deep Energy Retrofit_Com, E - TotE [Building w Oil Heat] | E | Yes | Food Service | Total Electric | RET | 77969.0616 | 36294.1166 | 2.1483
| Deep Energy Retrofit_Com, O - TotF [Building w Oil Heat] | O | Yes | Food Service | Total FF | RET | 77969.0616 | 36294.1166 | 2.1483
| Deep Energy Retrofit_Com, E - TotE [Building w Propane Heat] | E | Yes | Food Service | Total Electric | RET | 269952.6596 | 10937.8536 | 24.6806
| Deep Energy Retrofit_Com, P - TotF [Building w Propane Heat] | Prp | Yes | Food Service | Total FF | RET | 269952.6596 | 10937.8536 | 24.6806
| EMS_Com, E - TotE [Building w Elec Heat] | E | Yes | Food Service | Total Electric | NC | 48332.1029 | 20484.0169 | 2.3595
| EMS_Com, E - TotE [Building w Elec Heat] | E | Yes | Food Service | Total Electric | RET | 725920.945 | 244728.2635 | 2.9662
| EMS_Com, E - TotE [Building w Gas Heat] | E | Yes | Food Service | Total Electric | NC | 207092.0286 | 65150.9517 | 3.1786
| EMS_Com, E - TotE [Building w Gas Heat] | E | Yes | Food Service | Total Electric | RET | 3174732.3768 | 1556753.1876 | 2.0393
| EMS_Com, G - TotF [Building w Gas Heat] | G | Yes | Food Service | Total FF | NC | 207092.0286 | 65150.9517 | 3.1786
| EMS_Com, G - TotF [Building w Gas Heat] | G | Yes | Food Service | Total FF | RET | 3174732.3768 | 1556753.1876 | 2.0393
| EMS_Com, E - TotE [Building w Oil Heat] | E | Yes | Food Service | Total Electric | NC | 33059.9437 | 17529.2701 | 1.886
| EMS_Com, E - TotE [Building w Oil Heat] | E | Yes | Food Service | Total Electric | RET | 500402.2157 | 418854.1591 | 1.1947
| EMS_Com, O - TotF [Building w Oil Heat] | O | Yes | Food Service | Total FF | NC | 33059.9437 | 17529.2701 | 1.886
| EMS_Com, O - TotF [Building w Oil Heat] | O | Yes | Food Service | Total FF | RET | 500402.2157 | 418854.1591 | 1.1947
| EMS_Com, E - TotE [Building w Propane Heat] | E | Yes | Food Service | Total Electric | NC | 117040.8171 | 5282.7457 | 22.1553
| EMS_Com, E - TotE [Building w Propane Heat] | E | Yes | Food Service | Total Electric | RET | 1822594.4927 | 126228.8736 | 14.4388
| EMS_Com, P - TotF [Building w Propane Heat] | Prp | Yes | Food Service | Total FF | NC | 117040.8171 | 5282.7457 | 22.1553
| EMS_Com, P - TotF [Building w Propane Heat] | Prp | Yes | Food Service | Total FF | RET | 1822594.4927 | 126228.8736 | 14.4388
| VFDs on HVAC Pumps_Com, E - Oth | E | Yes | Food Service | Other | RET | 84194.0162 | 25806.2873 | 3.2625
| ECM Circulators_Com, E - Oth | E | Yes | Food Service | Other | RET | 183095.5354 | 92669.7766 | 1.9758
| Motors_Com, E - Oth | E | Yes | Food Service | Other | NC | 3026.1727 | 1467.7247 | 2.0618
| Motors_Com, E - Oth | E | Yes | Food Service | Other | RET | 27473.7565 | 22714.7819 | 1.2095
| Motors_Com, E - Oth | E | Yes | Food Service | Other | REPL | 165.6565 | 80.3451 | 2.0618
| Ext Area Ltg_Com, E - ExtL | E | Yes | Food Service | Exterior Lighting | NC | 9506.6779 | 2110.3276 | 4.5048
| Ext Area Ltg_Com, E - ExtL | E | Yes | Food Service | Exterior Lighting | RET | 58545.8383 | 12996.2223 | 4.5048
| Ext Area Ltg_Com, E - ExtL | E | Yes | Food Service | Exterior Lighting | REPL | 77706.297 | 17249.532 | 4.5048
| Street Ltg_Com, E - ExtL | E | Yes | Food Service | Exterior Lighting | NC | 1769.5932 | 334.1903 | 5.2952
| Street Ltg_Com, E - ExtL | E | Yes | Food Service | Exterior Lighting | RET | 10897.8464 | 2058.0747 | 5.2952
| Street Ltg_Com, E - ExtL | E | Yes | Food Service | Exterior Lighting | REPL | 14464.4148 | 2731.6265 | 5.2952
| Ext Ltg Ctrls_Com, E - ExtL | E | Yes | Food Service | Exterior Lighting | RET | 54463.6697 | 11303.5793 | 4.8183
| Ext Ltg Dsgn_Com, E - ExtL | E | Yes | Food Service | Exterior Lighting | NC | 1357.6996 | 248.3291 | 5.4673
| Ext Ltg Dsgn_Com, E - ExtL | E | Yes | Food Service | Exterior Lighting | REPL | 11148.3262 | 2039.077 | 5.4673
| Int Ltg Ctrls_Com, E - IntL [No Heat] | E | Yes | Food Service | Interior Lighting | RET | 94768.6831 | 19759.4536 | 4.7961
| Int Ltg Ctrls_Com, E - IntL [Electric Heat] | E | Yes | Food Service | Interior Lighting | RET | 81347.9512 | 23998.8752 | 3.3897
| Int Ltg Ctrls_Com, E/G - IntL | E | Yes | Food Service | Interior Lighting | RET | 428440.4698 | 129159.1821 | 3.3172
| Int Ltg Ctrls_Com, E/O - IntL | E | Yes | Food Service | Interior Lighting | RET | 3749.0029 | 2105.0669 | 1.7809
| Int Ltg Ctrls_Com, E/P - IntL | E | Yes | Food Service | Interior Lighting | RET | 41359.6949 | 26206.5398 | 1.5782
| Exit Sign RetFit_Com, E - IntL [No Heat] | E | Yes | Food Service | Interior Lighting | RET | 4164.9532 | 1081.3754 | 3.8515
| Exit Sign RetFit_Com, E - IntL [Electric Heat] | E | Yes | Food Service | Interior Lighting | RET | 3612.7372 | 1315.5677 | 2.7461
| Exit Sign RetFit_Com, E/G - IntL | E | Yes | Food Service | Interior Lighting | RET | 19330.0418 | 8022.3317 | 2.4095
| Exit Sign RetFit_Com, E/O - IntL | E | Yes | Food Service | Interior Lighting | RET | 167.6121 | 145.0926 | 1.1552
| Exit Sign RetFit_Com, E/P - IntL | E | No | Food Service | Interior Lighting | RET | 1848.6085 | 1832.9539 | 1.0085
| LED HiLo Bay_Com, E - IntL [No Heat] | E | Yes | Food Service | Interior Lighting | NC | 0.1539 | 0.05655 | 2.7215
| LED HiLo Bay_Com, E - IntL [No Heat] | E | Yes | Food Service | Interior Lighting | RET | 1.1208 | 0.41183 | 2.7215
| LED HiLo Bay_Com, E - IntL [No Heat] | E | Yes | Food Service | Interior Lighting | REPL | 0.056528 | 0.020771 | 2.7215
| LED HiLo Bay_Com, E - IntL [Electric Heat] | E | Yes | Food Service | Interior Lighting | NC | 0.13233 | 0.068797 | 1.9234
| LED HiLo Bay_Com, E - IntL [Electric Heat] | E | Yes | Food Service | Interior Lighting | RET | 0.96369 | 0.50102 | 1.9234
| LED HiLo Bay_Com, E - IntL [Electric Heat] | E | Yes | Food Service | Interior Lighting | REPL | 0.048603 | 0.025269 | 1.9234
| LED HiLo Bay_Com, E/G - IntL | E | Yes | Food Service | Interior Lighting | NC | 0.70225 | 0.33023 | 2.1265
| LED HiLo Bay_Com, E/G - IntL | E | Yes | Food Service | Interior Lighting | RET | 5.1142 | 2.405 | 2.1265
| LED HiLo Bay_Com, E/G - IntL | E | Yes | Food Service | Interior Lighting | REPL | 0.25793 | 0.12129 | 2.1265
| LED HiLo Bay_Com, E/O - IntL | E | Yes | Food Service | Interior Lighting | NC | 0.0060892 | 0.0047357 | 1.2858
| LED HiLo Bay_Com, E/O - IntL | E | Yes | Food Service | Interior Lighting | RET | 0.044346 | 0.034489 | 1.2858
| LED HiLo Bay_Com, E/O - IntL | E | Yes | Food Service | Interior Lighting | REPL | 0.0022365 | 0.0017394 | 1.2858
| LED HiLo Bay_Com, E/P - IntL | E | Yes | Food Service | Interior Lighting | NC | 0.067158 | 0.058098 | 1.1559
| LED HiLo Bay_Com, E/P - IntL | E | Yes | Food Service | Interior Lighting | RET | 0.48909 | 0.42311 | 1.1559
| LED HiLo Bay_Com, E/P - IntL | E | Yes | Food Service | Interior Lighting | REPL | 0.024667 | 0.021339 | 1.1559
| Repl Scre_Com, E - IntL [No Heat] | E | Yes | Food Service | Interior Lighting | NC | 0 | 0 | 0
| Repl Scre_Com, E - IntL [No Heat] | E | Yes | Food Service | Interior Lighting | RET | 0 | 0 | 0
| Repl Scre_Com, E - IntL [No Heat] | E | Yes | Food Service | Interior Lighting | REPL | 0 | 0 | 0
| Repl Scre_Com, E - IntL [Electric Heat] | E | Yes | Food Service | Interior Lighting | NC | 0 | 0 | 0
| Repl Scre_Com, E - IntL [Electric Heat] | E | Yes | Food Service | Interior Lighting | RET | 0 | 0 | 0
| Repl Scre_Com, E - IntL [Electric Heat] | E | Yes | Food Service | Interior Lighting | REPL | 0 | 0 | 0
| Repl Scre_Com, E/G - IntL | E | Yes | Food Service | Interior Lighting | NC | 0 | 0 | 0
| Repl Scre_Com, E/G - IntL | E | Yes | Food Service | Interior Lighting | RET | 0 | 0 | 0
| Repl Scre_Com, E/G - IntL | E | Yes | Food Service | Interior Lighting | REPL | 0 | 0 | 0
| Repl Scre_Com, E/O - IntL | E | Yes | Food Service | Interior Lighting | NC | 0 | 0 | 0
| Repl Scre_Com, E/O - IntL | E | Yes | Food Service | Interior Lighting | RET | 0 | 0 | 0
| Repl Scre_Com, E/O - IntL | E | Yes | Food Service | Interior Lighting | REPL | 0 | 0 | 0
| Repl Scre_Com, E/P - IntL | E | Yes | Food Service | Interior Lighting | NC | 0 | 0 | 0
| Repl Scre_Com, E/P - IntL | E | Yes | Food Service | Interior Lighting | RET | 0 | 0 | 0
| Repl Scre_Com, E/P - IntL | E | Yes | Food Service | Interior Lighting | REPL | 0 | 0 | 0
| Lin LED Fixture_Com, E - IntL [No Heat] | E | Yes | Food Service | Interior Lighting | NC | 1881.6206 | 849.4616 | 2.2151
| Lin LED Fixture_Com, E - IntL [No Heat] | E | Yes | Food Service | Interior Lighting | RET | 9692.7939 | 6630.0488 | 1.4619
| Lin LED Fixture_Com, E - IntL [No Heat] | E | Yes | Food Service | Interior Lighting | REPL | 1195.8582 | 539.8727 | 2.2151
| Lin LED Fixture_Com, E - IntL [Electric Heat] | E | Yes | Food Service | Interior Lighting | NC | 1632.1433 | 1033.4285 | 1.5793
| Lin LED Fixture_Com, E - IntL [Electric Heat] | E | No | Food Service | Interior Lighting | RET | 8407.6615 | 8065.9113 | 1.0424
| Lin LED Fixture_Com, E - IntL [Electric Heat] | E | Yes | Food Service | Interior Lighting | REPL | 1037.3037 | 656.7923 | 1.5793
| Lin LED Fixture_Com, E/G - IntL | E | Yes | Food Service | Interior Lighting | NC | 8732.8243 | 4830.5823 | 1.8078
| Lin LED Fixture_Com, E/G - IntL | E | Yes | Food Service | Interior Lighting | RET | 44985.4058 | 34883.3878 | 1.2896
| Lin LED Fixture_Com, E/G - IntL | E | Yes | Food Service | Interior Lighting | REPL | 5550.1195 | 3070.0616 | 1.8078
| Lin LED Fixture_Com, E/O - IntL | E | Yes | Food Service | Interior Lighting | NC | 75.7229 | 66.9584 | 1.1309
| Lin LED Fixture_Com, E/O - IntL | E | No | Food Service | Interior Lighting | RET | 390.0715 | 431.6303 | 0.90372
| Lin LED Fixture_Com, E/O - IntL | E | Yes | Food Service | Interior Lighting | REPL | 48.1255 | 42.5552 | 1.1309
| Lin LED Fixture_Com, E/P - IntL | E | No | Food Service | Interior Lighting | NC | 835.1546 | 816.2103 | 1.0232
| Lin LED Fixture_Com, E/P - IntL | E | No | Food Service | Interior Lighting | RET | 4302.1326 | 5160.8466 | 0.83361
| Lin LED Fixture_Com, E/P - IntL | E | No | Food Service | Interior Lighting | REPL | 530.7799 | 518.7399 | 1.0232
| LED Tube Repl_Com, E - IntL [No Heat] | E | Yes | Food Service | Interior Lighting | RET | 65396.7568 | 5042.9677 | 12.9679
| LED Tube Repl_Com, E - IntL [No Heat] | E | Yes | Food Service | Interior Lighting | REPL | 33747.78 | 2602.4068 | 12.9679
| LED Tube Repl_Com, E - IntL [Electric Heat] | E | Yes | Food Service | Interior Lighting | RET | 56726.0381 | 6135.1176 | 9.2461
| LED Tube Repl_Com, E - IntL [Electric Heat] | E | Yes | Food Service | Interior Lighting | REPL | 29273.2843 | 3166.0072 | 9.2461
| LED Tube Repl_Com, E/G - IntL | E | Yes | Food Service | Interior Lighting | RET | 303514.1033 | 59459.8108 | 5.1045
| LED Tube Repl_Com, E/G - IntL | E | Yes | Food Service | Interior Lighting | REPL | 156627.4489 | 30684.0386 | 5.1045
| LED Tube Repl_Com, E/O - IntL | E | Yes | Food Service | Interior Lighting | RET | 2631.7913 | 1377.7795 | 1.9102
| LED Tube Repl_Com, E/O - IntL | E | Yes | Food Service | Interior Lighting | REPL | 1358.1272 | 710.9986 | 1.9102
| LED Tube Repl_Com, E/P - IntL | E | Yes | Food Service | Interior Lighting | RET | 29026.2563 | 17838.6188 | 1.6272
| LED Tube Repl_Com, E/P - IntL | E | Yes | Food Service | Interior Lighting | REPL | 14978.9035 | 9205.5602 | 1.6272
| Repl pin CFL wLED_Com, E - IntL [No Heat] | E | Yes | Food Service | Interior Lighting | RET | 3361.3319 | 1452.9979 | 2.3134
| Repl pin CFL wLED_Com, E - IntL [No Heat] | E | Yes | Food Service | Interior Lighting | REPL | 2280.4738 | 985.777 | 2.3134
| Repl pin CFL wLED_Com, E - IntL [Electric Heat] | E | Yes | Food Service | Interior Lighting | RET | 2915.6651 | 1767.672 | 1.6494
| Repl pin CFL wLED_Com, E - IntL [Electric Heat] | E | Yes | Food Service | Interior Lighting | REPL | 1978.1141 | 1199.2656 | 1.6494
| Repl pin CFL wLED_Com, E/G - IntL | E | Yes | Food Service | Interior Lighting | RET | 15600.3401 | 8351.796 | 1.8679
| Repl pin CFL wLED_Com, E/G - IntL | E | Yes | Food Service | Interior Lighting | REPL | 10583.9496 | 5666.2218 | 1.8679
| Repl pin CFL wLED_Com, E/O - IntL | E | Yes | Food Service | Interior Lighting | RET | 135.2716 | 116.7352 | 1.1588
| Repl pin CFL wLED_Com, E/O - IntL | E | Yes | Food Service | Interior Lighting | REPL | 91.7741 | 79.1983 | 1.1588
| Repl pin CFL wLED_Com, E/P - IntL | E | No | Food Service | Interior Lighting | RET | 1491.9223 | 1423.3292 | 1.0482
| Repl pin CFL wLED_Com, E/P - IntL | E | No | Food Service | Interior Lighting | REPL | 1012.185 | 965.6484 | 1.0482
| Refrig Case LED_Com, E - IntL | E | Yes | Food Service | Interior Lighting | NC | 7109.794 | 1885.3069 | 3.7712
| Refrig Case LED_Com, E - IntL | E | Yes | Food Service | Interior Lighting | RET | 36489.2064 | 9675.8575 | 3.7712
| Refrig Case LED_Com, E - IntL | E | Yes | Food Service | Interior Lighting | REPL | 11402.3153 | 3023.5565 | 3.7712
| Refrig Case Ctrls_Com, E - IntL | E | Yes | Food Service | Interior Lighting | RET | 21531.63 | 14511.434 | 1.4838
| Stair Occ Sensor_Com, E - IntL [No Heat] | E | Yes | Food Service | Interior Lighting | NC | 887.8669 | 384.7616 | 2.3076
| Stair Occ Sensor_Com, E - IntL [No Heat] | E | Yes | Food Service | Interior Lighting | RET | 8201.7472 | 3554.2685 | 2.3076
| Stair Occ Sensor_Com, E - IntL [Electric Heat] | E | Yes | Food Service | Interior Lighting | NC | 770.1479 | 468.089 | 1.6453
| Stair Occ Sensor_Com, E - IntL [Electric Heat] | E | Yes | Food Service | Interior Lighting | RET | 7114.3073 | 4324.0125 | 1.6453
| Stair Occ Sensor_Com, E/G - IntL | E | Yes | Food Service | Interior Lighting | NC | 4120.6956 | 2394.6617 | 1.7208
| Stair Occ Sensor_Com, E/G - IntL | E | Yes | Food Service | Interior Lighting | RET | 38065.2814 | 22120.8938 | 1.7208
| Stair Occ Sensor_Com, E/O - IntL | E | No | Food Service | Interior Lighting | NC | 35.7308 | 36.8376 | 0.96995
| Stair Occ Sensor_Com, E/O - IntL | E | No | Food Service | Interior Lighting | RET | 330.0666 | 340.2907 | 0.96995
| Stair Occ Sensor_Com, E/P - IntL | E | No | Food Service | Interior Lighting | NC | 394.0784 | 455.6273 | 0.86491
| Stair Occ Sensor_Com, E/P - IntL | E | No | Food Service | Interior Lighting | RET | 3640.3337 | 4208.8966 | 0.86491
| Int Delamping_Com, E - IntL [No Heat] | E | Yes | Food Service | Interior Lighting | RET | 1036.0083 | 69.2239 | 14.966
| Int Delamping_Com, E - IntL [Electric Heat] | E | Yes | Food Service | Interior Lighting | RET | 898.6477 | 60.0458 | 14.966
| Int Delamping_Com, E/G - IntL | E | Yes | Food Service | Interior Lighting | RET | 4808.2373 | 911.2034 | 5.2768
| Int Delamping_Com, E/O - IntL | E | Yes | Food Service | Interior Lighting | RET | 41.6926 | 21.6857 | 1.9226
| Int Delamping_Com, E/P - IntL | E | Yes | Food Service | Interior Lighting | RET | 459.8308 | 281.4895 | 1.6336
| Int Ltg Dsgn_Com, E - IntL [No Heat] | E | Yes | Food Service | Interior Lighting | NC | 2849.3082 | 444.2314 | 6.414
| Int Ltg Dsgn_Com, E - IntL [Electric Heat] | E | Yes | Food Service | Interior Lighting | NC | 2471.5288 | 385.3323 | 6.414
| Int Ltg Dsgn_Com, E/G - IntL | E | Yes | Food Service | Interior Lighting | NC | 13223.9772 | 3684.192 | 3.5894
| Int Ltg Dsgn_Com, E/O - IntL | E | Yes | Food Service | Interior Lighting | NC | 114.666 | 69.8573 | 1.6414
| Int Ltg Dsgn_Com, E/P - IntL | E | Yes | Food Service | Interior Lighting | NC | 1264.6613 | 886.8432 | 1.426
| Room Air Conditioner_Com, E - Cool | E | Yes | Health Service | Cooling | NC | 0 | 0 | 0
| Room Air Conditioner_Com, E - Cool | E | Yes | Health Service | Cooling | RET | 0 | 0 | 0
| Room Air Conditioner_Com, E - Cool | E | Yes | Health Service | Cooling | REPL | 0 | 0 | 0
| Chiller Systems_Com, E - Cool | E | Yes | Health Service | Cooling | NC | 11162.2291 | 803.1939 | 13.8973
| Chiller Systems_Com, E - Cool | E | Yes | Health Service | Cooling | RET | 31487.3286 | 4712.0195 | 6.6823
| Chiller Systems_Com, E - Cool | E | Yes | Health Service | Cooling | REPL | 9.5398e-12 | 6.8645e-13 | 13.8973
| Chiller Tuneup_Com, E - Cool | E | Yes | Health Service | Cooling | RET | 10170.951 | 1275.9555 | 7.9712
| Computer Room Air Conditioner_Com, E - Cool | E | Yes | Health Service | Cooling | NC | 5307.764 | 1725.4828 | 3.0761
| Computer Room Air Conditioner_Com, E - Cool | E | Yes | Health Service | Cooling | REPL | 32687.2868 | 10626.1981 | 3.0761
| Mini Split Ductless AC_Com, E - Cool | E | Yes | Health Service | Cooling | NC | 0 | 0 | 0
| Mini Split Ductless AC_Com, E - Cool | E | Yes | Health Service | Cooling | RET | 0 | 0 | 0
| Mini Split Ductless AC_Com, E - Cool | E | Yes | Health Service | Cooling | REPL | 0 | 0 | 0
| Eff Unitary AC_Com, E - Cool | E | Yes | Health Service | Cooling | NC | 12139.3205 | 6842.2427 | 1.7742
| Eff Unitary AC_Com, E - Cool | E | No | Health Service | Cooling | RET | 92073.6426 | 383871.9034 | 0.23986
| Eff Unitary AC_Com, E - Cool | E | Yes | Health Service | Cooling | REPL | 54839.2864 | 30909.7784 | 1.7742
| PTAC_Com, E - Cool | E | Yes | Health Service | Cooling | NC | 0 | 0 | 0
| PTAC_Com, E - Cool | E | Yes | Health Service | Cooling | RET | 0 | 0 | 0
| PTAC_Com, E - Cool | E | Yes | Health Service | Cooling | REPL | 0 | 0 | 0
| Unitary Equipment Economizer_Com, E - Cool | E | No | Health Service | Cooling | RET | 40054.7562 | 68540.2937 | 0.5844
| AC Tuneup_Com, E - Cool [ASHP] | E | Yes | Health Service | Cooling | RET | 38539.2691 | 2445.1059 | 15.7618
| AC Tuneup_Com, E - Heat [ASHP] | E | Yes | Health Service | Space Heating | RET | 38539.2691 | 2445.1059 | 15.7618
| AC Tuneup_Com, E - Cool [Unitary AC] | E | Yes | Health Service | Cooling | RET | 85669.7589 | 6029.7961 | 14.2077
| DCV_Com, E - Cool [Building w Elec Heat] | E | Yes | Health Service | Cooling | RET | 648297.813 | 60949.8768 | 10.6366
| DCV_Com, E - Heat [Building w Elec Heat] | E | Yes | Health Service | Space Heating | RET | 648297.813 | 60949.8768 | 10.6366
| DCV_Com, E - Vent [Building w Elec Heat] | E | Yes | Health Service | Ventilation | RET | 648297.813 | 60949.8768 | 10.6366
| DCV_Com, E - Cool [Building w Gas Heat] | E | Yes | Health Service | Cooling | RET | 1557430.5248 | 124461.3593 | 12.5134
| DCV_Com, G - Heat [Building w Gas Heat] | G | Yes | Health Service | Space Heating | RET | 1557430.5248 | 124461.3593 | 12.5134
| DCV_Com, E - Vent [Building w Gas Heat] | E | Yes | Health Service | Ventilation | RET | 1557430.5248 | 124461.3593 | 12.5134
| DCV_Com, E - Cool [Building w Oil Heat] | E | Yes | Health Service | Cooling | RET | 488933.955 | 33487.1053 | 14.6007
| DCV_Com, O - Heat [Building w Oil Heat] | O | Yes | Health Service | Space Heating | RET | 488933.955 | 33487.1053 | 14.6007
| DCV_Com, E - Vent [Building w Oil Heat] | E | Yes | Health Service | Ventilation | RET | 488933.955 | 33487.1053 | 14.6007
| DCV_Com, E - Cool [Building w Propane Heat] | E | Yes | Health Service | Cooling | RET | 184244.191 | 10091.9127 | 18.2566
| DCV_Com, P - Heat [Building w Propane Heat] | Prp | Yes | Health Service | Space Heating | RET | 184244.191 | 10091.9127 | 18.2566
| DCV_Com, E - Vent [Building w Propane Heat] | E | Yes | Health Service | Ventilation | RET | 184244.191 | 10091.9127 | 18.2566
| Controls for Unitary AC_Com, E - Cool | E | No | Health Service | Cooling | RET | 92073.6888 | 106792.1779 | 0.86218
| Optimized Unitary AC Sys_Com, E - Cool [Building w Elec Heat] | E | No | Health Service | Cooling | NC | 27277.8279 | 36651.351 | 0.74425
| Optimized Unitary AC Sys_Com, E - Heat [Building w Elec Heat] | E | No | Health Service | Space Heating | NC | 27277.8279 | 36651.351 | 0.74425
| Optimized Unitary AC Sys_Com, E - Cool [Building w Gas Heat] | E | Yes | Health Service | Cooling | NC | 125193.668 | 24154.5393 | 5.183
| Optimized Unitary AC Sys_Com, G - Heat [Building w Gas Heat] | G | Yes | Health Service | Space Heating | NC | 125193.668 | 24154.5393 | 5.183
| Optimized Unitary AC Sys_Com, E - Cool [Building w Oil Heat] | E | Yes | Health Service | Cooling | NC | 54906.2571 | 6325.4658 | 8.6802
| Optimized Unitary AC Sys_Com, O - Heat [Building w Oil Heat] | O | Yes | Health Service | Space Heating | NC | 54906.2571 | 6325.4658 | 8.6802
| Optimized Unitary AC Sys_Com, E - Cool [Building w Propane Heat] | E | Yes | Health Service | Cooling | NC | 27749.0804 | 1927.0859 | 14.3995
| Optimized Unitary AC Sys_Com, P - Heat [Building w Propane Heat] | Prp | Yes | Health Service | Space Heating | NC | 27749.0804 | 1927.0859 | 14.3995
| Optimized Chiller Sys_Com, E - Cool | E | No | Health Service | Cooling | NC | 3789.2724 | 5698.0829 | 0.66501
| Cool Roof_Com, E - Cool [Building w Elec Heat] | E | No | Health Service | Cooling | NC | 9025.4994 | 15541.0859 | 0.58075
| Cool Roof_Com, E - Cool [Building w Elec Heat] | E | No | Health Service | Cooling | RET | 56694.2043 | 143132.2117 | 0.3961
| Cool Roof_Com, E - Heat [Building w Elec Heat] | E | No | Health Service | Space Heating | NC | 9025.4994 | 15541.0859 | 0.58075
| Cool Roof_Com, E - Heat [Building w Elec Heat] | E | No | Health Service | Space Heating | RET | 56694.2043 | 143132.2117 | 0.3961
| Cool Roof_Com, E - Cool [Building w Gas Heat] | E | No | Health Service | Cooling | NC | 20553.6077 | 37767.387 | 0.54422
| Cool Roof_Com, E - Cool [Building w Gas Heat] | E | No | Health Service | Cooling | RET | 129108.6933 | 331667.8083 | 0.38927
| Cool Roof_Com, G - Heat [Building w Gas Heat] | G | No | Health Service | Space Heating | NC | 20553.6077 | 37767.387 | 0.54422
| Cool Roof_Com, G - Heat [Building w Gas Heat] | G | No | Health Service | Space Heating | RET | 129108.6933 | 331667.8083 | 0.38927
| Cool Roof_Com, E - Cool [Building w Oil Heat] | E | No | Health Service | Cooling | NC | 5530.0764 | 11104.7848 | 0.49799
| Cool Roof_Com, E - Cool [Building w Oil Heat] | E | No | Health Service | Cooling | RET | 34737.4996 | 95396.3748 | 0.36414
| Cool Roof_Com, O - Heat [Building w Oil Heat] | O | No | Health Service | Space Heating | NC | 5530.0764 | 11104.7848 | 0.49799
| Cool Roof_Com, O - Heat [Building w Oil Heat] | O | No | Health Service | Space Heating | RET | 34737.4996 | 95396.3748 | 0.36414
| Cool Roof_Com, E - Cool [Building w Propane Heat] | E | No | Health Service | Cooling | NC | 1666.5832 | 4338.1578 | 0.38417
| Cool Roof_Com, E - Cool [Building w Propane Heat] | E | No | Health Service | Cooling | RET | 10468.7404 | 35223.8465 | 0.29721
| Cool Roof_Com, P - Heat [Building w Propane Heat] | Prp | No | Health Service | Space Heating | NC | 1666.5832 | 4338.1578 | 0.38417
| Cool Roof_Com, P - Heat [Building w Propane Heat] | Prp | No | Health Service | Space Heating | RET | 10468.7404 | 35223.8465 | 0.29721
| GSHP_Com, E - Cool | E | Yes | Health Service | Cooling | RET | 116823.5534 | 53622.589 | 2.1786
| GSHP_Com, E - Cool | E | Yes | Health Service | Cooling | REPL | 1.6739e-11 | 5.651e-12 | 2.9622
| GSHP_Com, E - Heat | E | Yes | Health Service | Space Heating | RET | 116823.5534 | 53622.589 | 2.1786
| GSHP_Com, E - Heat | E | Yes | Health Service | Space Heating | REPL | 1.6739e-11 | 5.651e-12 | 2.9622
| Unitary HP_Com, E - Cool | E | Yes | Health Service | Cooling | NC | 15291.2541 | 5387.0089 | 2.8385
| Unitary HP_Com, E - Cool | E | No | Health Service | Cooling | RET | 88020.0058 | 139894.3304 | 0.62919
| Unitary HP_Com, E - Cool | E | Yes | Health Service | Cooling | REPL | 43408.6642 | 15292.5889 | 2.8385
| Unitary HP_Com, E - Heat | E | Yes | Health Service | Space Heating | NC | 15291.2541 | 5387.0089 | 2.8385
| Unitary HP_Com, E - Heat | E | No | Health Service | Space Heating | RET | 88020.0058 | 139894.3304 | 0.62919
| Unitary HP_Com, E - Heat | E | Yes | Health Service | Space Heating | REPL | 43408.6642 | 15292.5889 | 2.8385
| PTHP_Com, E - Cool | E | Yes | Health Service | Cooling | NC | 0 | 0 | 0
| PTHP_Com, E - Cool | E | Yes | Health Service | Cooling | RET | 0 | 0 | 0
| PTHP_Com, E - Cool | E | Yes | Health Service | Cooling | REPL | 0 | 0 | 0
| PTHP_Com, E - Heat | E | Yes | Health Service | Space Heating | NC | 0 | 0 | 0
| PTHP_Com, E - Heat | E | Yes | Health Service | Space Heating | RET | 0 | 0 | 0
| PTHP_Com, E - Heat | E | Yes | Health Service | Space Heating | REPL | 0 | 0 | 0
| Minisplit Ductless HP_Com, E - Cool | E | Yes | Health Service | Cooling | RET | 128310.1049 | 28767.1335 | 4.4603
| Minisplit Ductless HP_Com, E - Cool | E | Yes | Health Service | Cooling | REPL | 11967.1076 | 1406.5866 | 8.5079
| Minisplit Ductless HP_Com, E - Heat | E | Yes | Health Service | Space Heating | RET | 128310.1049 | 28767.1335 | 4.4603
| Minisplit Ductless HP_Com, E - Heat | E | Yes | Health Service | Space Heating | REPL | 11967.1076 | 1406.5866 | 8.5079
| Programmable TStat_Com, E - Cool [Building w Elec Heat] | E | Yes | Health Service | Cooling | NC | 0 | 0 | 0
| Programmable TStat_Com, E - Heat [Building w Elec Heat] | E | Yes | Health Service | Space Heating | NC | 0 | 0 | 0
| Programmable TStat_Com, E - Cool [Building w Gas Heat] | E | Yes | Health Service | Cooling | NC | 0 | 0 | 0
| Programmable TStat_Com, E - Cool [Building w Gas Heat] | E | Yes | Health Service | Cooling | RET | 0 | 0 | 0
| Programmable TStat_Com, G - Heat [Building w Gas Heat] | G | Yes | Health Service | Space Heating | NC | 0 | 0 | 0
| Programmable TStat_Com, G - Heat [Building w Gas Heat] | G | Yes | Health Service | Space Heating | RET | 0 | 0 | 0
| Programmable TStat_Com, E - Cool [Building w Propane Heat] | E | Yes | Health Service | Cooling | NC | 0 | 0 | 0
| Programmable TStat_Com, E - Cool [Building w Propane Heat] | E | Yes | Health Service | Cooling | RET | 0 | 0 | 0
| Programmable TStat_Com, P - Heat [Building w Propane Heat] | Prp | Yes | Health Service | Space Heating | NC | 0 | 0 | 0
| Programmable TStat_Com, P - Heat [Building w Propane Heat] | Prp | Yes | Health Service | Space Heating | RET | 0 | 0 | 0
| Programmable TStat_Com, E - Cool [Building w Oil Heat] | E | Yes | Health Service | Cooling | NC | 0 | 0 | 0
| Programmable TStat_Com, E - Cool [Building w Oil Heat] | E | Yes | Health Service | Cooling | RET | 0 | 0 | 0
| Programmable TStat_Com, O - Heat [Building w Oil Heat] | O | Yes | Health Service | Space Heating | NC | 0 | 0 | 0
| Programmable TStat_Com, O - Heat [Building w Oil Heat] | O | Yes | Health Service | Space Heating | RET | 0 | 0 | 0
| Smart TStat_Com, E - Cool [Building w Elec Heat] | E | Yes | Health Service | Cooling | NC | 28115.0028 | 9568.1474 | 2.9384
| Smart TStat_Com, E - Cool [Building w Elec Heat] | E | Yes | Health Service | Cooling | RET | 124182.0493 | 55983.2356 | 2.2182
| Smart TStat_Com, E - Heat [Building w Elec Heat] | E | Yes | Health Service | Space Heating | NC | 28115.0028 | 9568.1474 | 2.9384
| Smart TStat_Com, E - Heat [Building w Elec Heat] | E | Yes | Health Service | Space Heating | RET | 124182.0493 | 55983.2356 | 2.2182
| Smart TStat_Com, E - Cool [Building w Gas Heat] | E | Yes | Health Service | Cooling | NC | 75055.6077 | 19538.4256 | 3.8414
| Smart TStat_Com, E - Cool [Building w Gas Heat] | E | Yes | Health Service | Cooling | RET | 336264.8083 | -2886.7921 | -116.4839
| Smart TStat_Com, G - Heat [Building w Gas Heat] | G | Yes | Health Service | Space Heating | NC | 75055.6077 | 19538.4256 | 3.8414
| Smart TStat_Com, G - Heat [Building w Gas Heat] | G | Yes | Health Service | Space Heating | RET | 336264.8083 | -2886.7921 | -116.4839
| Smart TStat_Com, E - Cool [Building w Propane Heat] | E | Yes | Health Service | Cooling | NC | 20754.2584 | 5256.9353 | 3.948
| Smart TStat_Com, E - Cool [Building w Propane Heat] | E | Yes | Health Service | Cooling | RET | 93045.7176 | 30758.3314 | 3.0251
| Smart TStat_Com, P - Heat [Building w Propane Heat] | Prp | Yes | Health Service | Space Heating | NC | 20754.2584 | 5256.9353 | 3.948
| Smart TStat_Com, P - Heat [Building w Propane Heat] | Prp | Yes | Health Service | Space Heating | RET | 93045.7176 | 30758.3314 | 3.0251
| Smart TStat_Com, E - Cool [Building w Oil Heat] | E | Yes | Health Service | Cooling | NC | 15355.0658 | 1584.2675 | 9.6922
| Smart TStat_Com, E - Cool [Building w Oil Heat] | E | Yes | Health Service | Cooling | RET | 69825.0284 | 9269.5499 | 7.5327
| Smart TStat_Com, O - Heat [Building w Oil Heat] | O | Yes | Health Service | Space Heating | NC | 15355.0658 | 1584.2675 | 9.6922
| Smart TStat_Com, O - Heat [Building w Oil Heat] | O | Yes | Health Service | Space Heating | RET | 69825.0284 | 9269.5499 | 7.5327
| Boiler Blowdown Controls_Com, G - Heat | G | No | Health Service | Space Heating | RET | 13372.2267 | 34195.1768 | 0.39106
| Boiler Blowdown Controls_Com, O - Heat | O | No | Health Service | Space Heating | RET | 4447.2322 | 10723.0125 | 0.41474
| Boiler Blowdown Controls_Com, P - Heat | Prp | No | Health Service | Space Heating | RET | 6300.4536 | 19617.4418 | 0.32117
| Boiler Modifications_Com, G - Heat | G | Yes | Health Service | Space Heating | RET | 62056.3076 | 16990.0708 | 3.6525
| Boiler Modifications_Com, O - Heat | O | Yes | Health Service | Space Heating | RET | 22923.7232 | 2745.9312 | 8.3483
| Boiler Modifications_Com, P - Heat | Prp | Yes | Health Service | Space Heating | RET | 31296.4125 | 4029.6719 | 7.7665
| Boilers_Com, G - Heat | G | Yes | Health Service | Space Heating | NC | 29528.6879 | 13000.2884 | 2.2714
| Boilers_Com, G - Heat | G | No | Health Service | Space Heating | RET | 139662.6935 | 253147.5346 | 0.5517
| Boilers_Com, G - Heat | G | Yes | Health Service | Space Heating | REPL | 2.0987e-11 | 9.2397e-12 | 2.2714
| Boilers_Com, O - Heat | O | No | Health Service | Space Heating | NC | 3692.2558 | 14091.0391 | 0.26203
| Boilers_Com, O - Heat | O | No | Health Service | Space Heating | RET | 17853.9447 | 280523.9067 | 0.063645
| Boilers_Com, O - Heat | O | No | Health Service | Space Heating | REPL | 2.6242e-12 | 1.0015e-11 | 0.26203
| Boilers_Com, P - Heat | Prp | Yes | Health Service | Space Heating | NC | 11551.9724 | 186.3108 | 62.0038
| Boilers_Com, P - Heat | Prp | Yes | Health Service | Space Heating | RET | 55301.0337 | 3671.9731 | 15.0603
| Boilers_Com, P - Heat | Prp | Yes | Health Service | Space Heating | REPL | 8.2104e-12 | 1.3242e-13 | 62.0038
| Furnace_Com, G - Heat | G | Yes | Health Service | Space Heating | NC | 40970.8192 | 11343.9295 | 3.6117
| Furnace_Com, G - Heat | G | No | Health Service | Space Heating | RET | 181179.4508 | 217174.6944 | 0.83426
| Furnace_Com, G - Heat | G | Yes | Health Service | Space Heating | REPL | 3.1651e-11 | 8.7636e-12 | 3.6117
| Furnace_Com, O - Heat | O | Yes | Health Service | Space Heating | NC | 14117.1095 | 1226.2755 | 11.5122
| Furnace_Com, O - Heat | O | Yes | Health Service | Space Heating | RET | 69613.8431 | 26178.7734 | 2.6592
| Furnace_Com, O - Heat | O | Yes | Health Service | Space Heating | REPL | 1.0906e-11 | 9.4734e-13 | 11.5122
| Furnace_Com, P - Heat | Prp | Yes | Health Service | Space Heating | NC | 4485.9608 | 323.93 | 13.8486
| Furnace_Com, P - Heat | Prp | Yes | Health Service | Space Heating | RET | 21381.7335 | 6684.2081 | 3.1988
| Furnace_Com, P - Heat | Prp | Yes | Health Service | Space Heating | REPL | 3.4656e-12 | 2.5025e-13 | 13.8486
| Unit Heater_Com, G - Heat | G | Yes | Health Service | Space Heating | NC | 5768.0494 | 972.3809 | 5.9319
| Unit Heater_Com, G - Heat | G | Yes | Health Service | Space Heating | RET | 32423.9176 | 20899.5492 | 1.5514
| Unit Heater_Com, G - Heat | G | Yes | Health Service | Space Heating | REPL | 3560.2551 | 600.1897 | 5.9319
| Energy Recovery Ventilator_Com, G - Heat | G | Yes | Health Service | Space Heating | NC | 23587.7416 | 7167.7362 | 3.2908
| Energy Recovery Ventilator_Com, G - Heat | G | Yes | Health Service | Space Heating | RET | 138954.4114 | 42224.8378 | 3.2908
| Energy Recovery Ventilator_Com, G - Heat | G | Yes | Health Service | Space Heating | REPL | 20133.6091 | 6118.11 | 3.2908
| Energy Recovery Ventilator_Com, O - Heat | O | Yes | Health Service | Space Heating | NC | 10034.85 | 825.3116 | 12.1589
| Energy Recovery Ventilator_Com, O - Heat | O | Yes | Health Service | Space Heating | RET | 59114.8825 | 4861.8763 | 12.1589
| Energy Recovery Ventilator_Com, O - Heat | O | Yes | Health Service | Space Heating | REPL | 8565.3707 | 704.455 | 12.1589
| Energy Recovery Ventilator_Com, P - Heat | Prp | Yes | Health Service | Space Heating | NC | 6901.4949 | 471.8272 | 14.6272
| Energy Recovery Ventilator_Com, P - Heat | Prp | Yes | Health Service | Space Heating | RET | 40656.4187 | 2779.5142 | 14.6272
| Energy Recovery Ventilator_Com, P - Heat | Prp | Yes | Health Service | Space Heating | REPL | 5890.8566 | 402.7339 | 14.6272
| Forced Air Heating Maintenance_Com, G - Heat | G | No | Health Service | Space Heating | RET | 2199.9047 | 3715.2673 | 0.59213
| Forced Air Heating Maintenance_Com, O - Heat | O | Yes | Health Service | Space Heating | RET | 1065.4447 | 510.0062 | 2.0891
| Forced Air Heating Maintenance_Com, P - Heat | Prp | Yes | Health Service | Space Heating | RET | 599.4857 | 224.6635 | 2.6684
| Infrared Heater_Com, G - Heat | G | Yes | Health Service | Space Heating | NC | 282.3555 | 20.0749 | 14.0651
| Infrared Heater_Com, G - Heat | G | Z | Health Service | Space Heating | RET | 0 | 0 | 0
| Infrared Heater_Com, G - Heat | G | Yes | Health Service | Space Heating | REPL | 761.9159 | 54.1707 | 14.0651
| Infrared Heater_Com, P - Heat | Prp | Yes | Health Service | Space Heating | NC | 8140.4618 | 137.9678 | 59.0026
| Infrared Heater_Com, P - Heat | Prp | Z | Health Service | Space Heating | RET | 0 | 0 | 0
| Infrared Heater_Com, P - Heat | Prp | Yes | Health Service | Space Heating | REPL | 21966.4471 | 372.2961 | 59.0026
| Steam Trap Maintenance_Com, G - Heat | G | Yes | Health Service | Space Heating | RET | 19289.3766 | 2872.962 | 6.7141
| Steam Trap Maintenance_Com, O - Heat | O | Yes | Health Service | Space Heating | RET | 4814.1981 | 198.4282 | 24.2617
| Windows_Com, E - Cool [Building w Elec Heat] | E | No | Health Service | Cooling | NC | 29448.2938 | 57209.5313 | 0.51474
| Windows_Com, E - Heat [Building w Elec Heat] | E | No | Health Service | Space Heating | NC | 29448.2938 | 57209.5313 | 0.51474
| Windows_Com, E - Cool [Building w Gas Heat] | E | No | Health Service | Cooling | NC | 80372.6741 | 116823.4687 | 0.68798
| Windows_Com, G - Heat [Building w Gas Heat] | G | No | Health Service | Space Heating | NC | 80372.6741 | 116823.4687 | 0.68798
| Windows_Com, E - Cool [Building w Oil Heat] | E | No | Health Service | Cooling | NC | 26595.6588 | 31432.0832 | 0.84613
| Windows_Com, O - Heat [Building w Oil Heat] | O | No | Health Service | Space Heating | NC | 26595.6588 | 31432.0832 | 0.84613
| Windows_Com, E - Cool [Building w Propane Heat] | E | Yes | Health Service | Cooling | NC | 13224.9339 | 9472.5965 | 1.3961
| Windows_Com, P - Heat [Building w Propane Heat] | Prp | Yes | Health Service | Space Heating | NC | 13224.9339 | 9472.5965 | 1.3961
| Window Film_Com, E - Cool [Building w Elec Heat] | E | No | Health Service | Cooling | RET | 0 | 0 | 0
| Window Film_Com, E - Heat [Building w Elec Heat] | E | No | Health Service | Space Heating | RET | 0 | 0 | 0
| Window Film_Com, E - Cool [Building w Gas Heat] | E | No | Health Service | Cooling | RET | 0 | 0 | 0
| Window Film_Com, G - Heat [Building w Gas Heat] | G | No | Health Service | Space Heating | RET | 0 | 0 | 0
| Window Film_Com, E - Cool [Building w Oil Heat] | E | No | Health Service | Cooling | RET | 0 | 0 | 0
| Window Film_Com, O - Heat [Building w Oil Heat] | O | No | Health Service | Space Heating | RET | 0 | 0 | 0
| Window Film_Com, E - Cool [Building w Propane Heat] | E | No | Health Service | Cooling | RET | 0 | 0 | 0
| Window Film_Com, P - Heat [Building w Propane Heat] | Prp | No | Health Service | Space Heating | RET | 0 | 0 | 0
| Motors and Fans_Com, E - Vent | E | Yes | Health Service | Ventilation | NC | 25360.4746 | 13621.5155 | 1.8618
| Motors and Fans_Com, E - Vent | E | No | Health Service | Ventilation | RET | 76788.9296 | 70269.7081 | 1.0928
| Motors and Fans_Com, E - Vent | E | Yes | Health Service | Ventilation | REPL | 1388.2642 | 745.6588 | 1.8618
| ECM Furnace Motors_Com, E - Vent | E | Yes | Health Service | Ventilation | RET | 165415.8583 | 65932.7465 | 2.5089
| VFD on HVAC System_Com, E - Vent | E | Yes | Health Service | Ventilation | RET | 2981037.6832 | 456228.9448 | 6.5341
| Kitchen DCV_Com, E - Vent [Building w Elec Heat] | E | Yes | Health Service | Ventilation | NC | 3223.8931 | 555.2337 | 5.8064
| Kitchen DCV_Com, E - Vent [Building w Elec Heat] | E | Yes | Health Service | Ventilation | RET | 16908.0629 | 2911.9846 | 5.8064
| Kitchen DCV_Com, E - Vent [Building w Elec Heat] | E | Yes | Health Service | Ventilation | REPL | 1235.3596 | 212.7593 | 5.8064
| Kitchen DCV_Com, E - Heat [Building w Elec Heat] | E | Yes | Health Service | Space Heating | NC | 3223.8931 | 555.2337 | 5.8064
| Kitchen DCV_Com, E - Heat [Building w Elec Heat] | E | Yes | Health Service | Space Heating | RET | 16908.0629 | 2911.9846 | 5.8064
| Kitchen DCV_Com, E - Heat [Building w Elec Heat] | E | Yes | Health Service | Space Heating | REPL | 1235.3596 | 212.7593 | 5.8064
| Kitchen DCV_Com, E - Vent [Building w Gas Heat] | E | Yes | Health Service | Ventilation | NC | 3223.8931 | 555.2337 | 5.8064
| Kitchen DCV_Com, E - Vent [Building w Gas Heat] | E | Yes | Health Service | Ventilation | RET | 16908.0629 | 2911.9846 | 5.8064
| Kitchen DCV_Com, E - Vent [Building w Gas Heat] | E | Yes | Health Service | Ventilation | REPL | 1235.3596 | 212.7593 | 5.8064
| Kitchen DCV_Com, G - Heat [Building w Gas Heat] | G | Yes | Health Service | Space Heating | NC | 2085.5442 | 200.5614 | 10.3985
| Kitchen DCV_Com, G - Heat [Building w Gas Heat] | G | Yes | Health Service | Space Heating | RET | 11137.4379 | 1051.8665 | 10.5883
| Kitchen DCV_Com, G - Heat [Building w Gas Heat] | G | Yes | Health Service | Space Heating | REPL | 813.7385 | 76.8529 | 10.5883
| Kitchen DCV_Com, E - Vent [Building w Oil Heat] | E | Yes | Health Service | Ventilation | NC | 2085.5442 | 200.5614 | 10.3985
| Kitchen DCV_Com, E - Vent [Building w Oil Heat] | E | Yes | Health Service | Ventilation | RET | 11137.4379 | 1051.8665 | 10.5883
| Kitchen DCV_Com, E - Vent [Building w Oil Heat] | E | Yes | Health Service | Ventilation | REPL | 813.7385 | 76.8529 | 10.5883
| Kitchen DCV_Com, O - Heat [Building w Oil Heat] | O | Yes | Health Service | Space Heating | NC | 2085.5442 | 200.5614 | 10.3985
| Kitchen DCV_Com, O - Heat [Building w Oil Heat] | O | Yes | Health Service | Space Heating | RET | 11137.4379 | 1051.8665 | 10.5883
| Kitchen DCV_Com, O - Heat [Building w Oil Heat] | O | Yes | Health Service | Space Heating | REPL | 813.7385 | 76.8529 | 10.5883
| Kitchen DCV_Com, E - Vent [Building w Oil Heat] | E | Yes | Health Service | Ventilation | NC | 2085.5442 | 200.5614 | 10.3985
| Kitchen DCV_Com, E - Vent [Building w Oil Heat] | E | Yes | Health Service | Ventilation | RET | 11137.4379 | 1051.8665 | 10.5883
| Kitchen DCV_Com, E - Vent [Building w Oil Heat] | E | Yes | Health Service | Ventilation | REPL | 813.7385 | 76.8529 | 10.5883
| Kitchen DCV_Com, P - Heat [Building w Propane Heat] | Prp | Yes | Health Service | Space Heating | NC | 197.6853 | 0 | 0
| Kitchen DCV_Com, P - Heat [Building w Propane Heat] | Prp | Yes | Health Service | Space Heating | RET | 1077.747 | 0 | 0
| Kitchen DCV_Com, P - Heat [Building w Propane Heat] | Prp | Yes | Health Service | Space Heating | REPL | 78.7438 | 0 | 0
| Duct Sealing Regulated_Com, E - Vent [Building w Elec Heat] | E | Yes | Health Service | Ventilation | RET | 753267.8825 | 345340.4818 | 2.1812
| Duct Sealing Regulated_Com, E - Heat [Building w Elec Heat] | E | Yes | Health Service | Space Heating | RET | 753267.8825 | 345340.4818 | 2.1812
| Duct Sealing Regulated_Com, E - Cool [Building w Elec Heat] | E | Yes | Health Service | Cooling | RET | 753267.8825 | 345340.4818 | 2.1812
| Duct Sealing Regulated_Com, E - Vent [Building w Gas Heat] | E | Yes | Health Service | Ventilation | RET | 2655615.9977 | 0 | 0
| Duct Sealing Regulated_Com, G - Heat [Building w Gas Heat] | G | Yes | Health Service | Space Heating | RET | 2655615.9977 | 0 | 0
| Duct Sealing Regulated_Com, E - Cool [Building w Gas Heat] | E | Yes | Health Service | Cooling | RET | 2655615.9977 | 0 | 0
| Duct Sealing Non Regulated_Com, E - Vent [Building w Oil Heat] | E | Yes | Health Service | Ventilation | RET | 462249.3258 | 189737.1036 | 2.4363
| Duct Sealing Non Regulated_Com, O - Heat [Building w Oil Heat] | O | Yes | Health Service | Space Heating | RET | 462249.3258 | 189737.1036 | 2.4363
| Duct Sealing Non Regulated_Com, E - Cool [Building w Oil Heat] | E | Yes | Health Service | Cooling | RET | 462249.3258 | 189737.1036 | 2.4363
| Duct Sealing Non Regulated_Com, E - Vent [Building w Propane Heat] | E | Yes | Health Service | Ventilation | RET | 246068.2943 | 0 | 0
| Duct Sealing Non Regulated_Com, P - Heat [Building w Propane Heat] | Prp | Yes | Health Service | Space Heating | RET | 246068.2943 | 0 | 0
| Duct Sealing Non Regulated_Com, E - Cool [Building w Propane Heat] | E | Yes | Health Service | Cooling | RET | 246068.2943 | 0 | 0
| Power Strip_Com, E - Plug [Tier 1] | E | Yes | Health Service | Plug Loads | NC | 0 | 0 | 0
| Power Strip_Com, E - Plug [Tier 1] | E | Yes | Health Service | Plug Loads | RET | 0 | 0 | 0
| Power Strip_Com, E - Plug [Tier 1] | E | Yes | Health Service | Plug Loads | REPL | 0 | 0 | 0
| Power Strip_Com, E - Plug [Tier 2] | E | No | Health Service | Plug Loads | NC | 23640.0592 | 22281.9818 | 1.0609
| Power Strip_Com, E - Plug [Tier 2] | E | No | Health Service | Plug Loads | RET | 236814.9194 | 235118.9231 | 1.0072
| Power Strip_Com, E - Plug [Tier 2] | E | No | Health Service | Plug Loads | REPL | 170510.9813 | 160715.4428 | 1.0609
| Computer Power Management_Com, E - Plug | E | Yes | Health Service | Plug Loads | RET | 124935.2167 | 67912.0007 | 1.8397
| Vending Machine Controls_Com, E - Plug [Non-Refrigerated] | E | No | Health Service | Plug Loads | RET | 7117.0836 | 7748.4207 | 0.91852
| Vending Machine Controls_Com, E - Plug [Refrigerated] | E | Yes | Health Service | Plug Loads | RET | 21351.2507 | 4162.2547 | 5.1297
| ES Refrigerator and Freezer_Com, E - Refr | E | Yes | Health Service | Refrigeration | NC | 5980.345 | 2200.2842 | 2.718
| ES Refrigerator and Freezer_Com, E - Refr | E | Yes | Health Service | Refrigeration | REPL | 61382.1734 | 22583.6841 | 2.718
| Anti Sweat Heat Control_Com, E - Refr | E | Yes | Health Service | Refrigeration | NC | 4145.5215 | 2157.4163 | 1.9215
| Anti Sweat Heat Control_Com, E - Refr | E | Z | Health Service | Refrigeration | RET | 0 | 0 | 0
| Case Night Covers_Com, E - Refr | E | No | Health Service | Refrigeration | RET | 434.2862 | 581.9476 | 0.74626
| Loading Dock Pit Seals_Com, E - Refr | E | No | Health Service | Refrigeration | NC | 1321.3795 | 1962.6909 | 0.67325
| Loading Dock Pit Seals_Com, E - Refr | E | No | Health Service | Refrigeration | RET | 16275.1428 | 24174.0357 | 0.67325
| ECM Comp Cond Fan Motor_Com, E - Refr | E | Yes | Health Service | Refrigeration | NC | 1470.4457 | 352.5608 | 4.1708
| ECM Comp Cond Fan Motor_Com, E - Refr | E | Yes | Health Service | Refrigeration | RET | 40801.1569 | 1988.2702 | 20.5209
| ECM Comp Cond Fan Motor_Com, E - Refr | E | Yes | Health Service | Refrigeration | REPL | 5488.8438 | 1316.0304 | 4.1708
| Evap Fan Motor Replacement_Com, E - Refr | E | Yes | Health Service | Refrigeration | NC | 2395.9998 | 1100.4995 | 2.1772
| Evap Fan Motor Replacement_Com, E - Refr | E | Z | Health Service | Refrigeration | RET | 0 | 0 | 0
| Evap Fan Motor Replacement_Com, E - Refr | E | Yes | Health Service | Refrigeration | REPL | 771.7577 | 354.4738 | 2.1772
| Evap Fan Speed Controls_Com, E - Refr | E | Yes | Health Service | Refrigeration | NC | 3923.749 | 1115.942 | 3.5161
| Evap Fan Speed Controls_Com, E - Refr | E | Z | Health Service | Refrigeration | RET | 0 | 0 | 0
| LowHeat NoHeat Doors_Com, E - Refr | E | Yes | Health Service | Refrigeration | NC | 1937.5009 | 413.4448 | 4.6862
| LowHeat NoHeat Doors_Com, E - Refr | E | Yes | Health Service | Refrigeration | RET | 21477.3979 | 4583.0779 | 4.6862
| Refrigerated Vending Machine_Com, E - Refr | E | Yes | Health Service | Refrigeration | NC | 1023.7505 | 472.3104 | 2.1675
| Refrigerated Vending Machine_Com, E - Refr | E | Yes | Health Service | Refrigeration | REPL | 9006.6512 | 4155.2461 | 2.1675
| Walk In Refrigeration_Com, E - Refr | E | Yes | Health Service | Refrigeration | NC | 5350.9536 | 710.4765 | 7.5315
| Refrigeration Tune Up_Com, E - Refr | E | Yes | Health Service | Refrigeration | RET | 20745.7967 | 2087.9402 | 9.936
| ES Ice Machine_Com, E - Refr | E | Yes | Health Service | Refrigeration | NC | 745.6671 | 68.035 | 10.9601
| ES Ice Machine_Com, E - Refr | E | Yes | Health Service | Refrigeration | REPL | 7653.5158 | 698.3102 | 10.9601
| Walk In Cooler Retroft_Com, E - Refr | E | Yes | Health Service | Refrigeration | RET | 12842.3302 | 2444.4611 | 5.2536
| HE Built Up Refrig_Com, E - Refr | E | Yes | Health Service | Refrigeration | NC | 2421.6061 | 1591.3356 | 1.5217
| HE Built Up Refrig_Com, E - Refr | E | No | Health Service | Refrigeration | RET | 19197.3499 | 30294.8146 | 0.63368
| Door Gasket Replacement_Com, E - Refr | E | Z | Health Service | Refrigeration | RET | 0 | 0 | 0
| EnergyStar Dehumidifier_Com, E - Appl | E | Yes | Health Service | Appliances | NC | 1845.0054 | 262.335 | 7.033
| EnergyStar Dehumidifier_Com, E - Appl | E | Yes | Health Service | Appliances | REPL | 18937.1082 | 2692.6028 | 7.033
| Clothes Washer Elec WH_Com, E - Appl [unit w/ elec dry - Washer] | E | Yes | Health Service | Appliances | NC | 14121.4633 | 3094.7104 | 4.5631
| Clothes Washer Elec WH_Com, E - Appl [unit w/ elec dry - Washer] | E | Yes | Health Service | Appliances | REPL | 241092.946 | 52835.3777 | 4.5631
| Clothes Washer Elec WH_Com, E - Appl [unit w/ elec dry - Dryer] | E | Yes | Health Service | Appliances | NC | 14121.4633 | 3094.7104 | 4.5631
| Clothes Washer Elec WH_Com, E - Appl [unit w/ elec dry - Dryer] | E | Yes | Health Service | Appliances | REPL | 241092.946 | 52835.3777 | 4.5631
| Clothes Washer Elec WH_Com, E - Appl [unit w/ gas dry - Washer] | E | Yes | Health Service | Appliances | NC | 3121.5508 | 773.6776 | 4.0347
| Clothes Washer Elec WH_Com, E - Appl [unit w/ gas dry - Washer] | E | Yes | Health Service | Appliances | REPL | 53293.6192 | 13208.8444 | 4.0347
| Clothes Washer Elec WH_Com, E - Appl [unit w/ propane dry - Washer] | E | Yes | Health Service | Appliances | NC | 1248.6203 | 309.471 | 4.0347
| Clothes Washer Elec WH_Com, E - Appl [unit w/ propane dry - Washer] | E | Yes | Health Service | Appliances | REPL | 21317.4477 | 5283.5378 | 4.0347
| Clothes Washer Gas WH_Com, E - Appl [unit w/ elec dry - Washer] | E | Yes | Health Service | Appliances | NC | 7147.2291 | 1547.3552 | 4.619
| Clothes Washer Gas WH_Com, E - Appl [unit w/ elec dry - Washer] | E | Yes | Health Service | Appliances | REPL | 122081.5753 | 26417.6888 | 4.6212
| Clothes Washer Gas WH_Com, E - Appl [unit w/ elec dry - Dryer] | E | Yes | Health Service | Appliances | NC | 7147.2291 | 1547.3552 | 4.619
| Clothes Washer Gas WH_Com, E - Appl [unit w/ elec dry - Dryer] | E | Yes | Health Service | Appliances | REPL | 122081.5753 | 26417.6888 | 4.6212
| Clothes Washer Gas WH_Com, G - HWat [unit w/ elec dry - Water Heater] | G | Yes | Health Service | Water Heating | NC | 7147.2291 | 1547.3552 | 4.619
| Clothes Washer Gas WH_Com, G - HWat [unit w/ elec dry - Water Heater] | G | Yes | Health Service | Water Heating | REPL | 122081.5753 | 26417.6888 | 4.6212
| Clothes Washer Gas WH_Com, E - Appl [unit w/ gas dry - Washer] | E | Yes | Health Service | Appliances | NC | 24685.4365 | 6034.6853 | 4.0906
| Clothes Washer Gas WH_Com, E - Appl [unit w/ gas dry - Washer] | E | Yes | Health Service | Appliances | REPL | 421677.1291 | 103028.9865 | 4.0928
| Clothes Washer Gas WH_Com, G - HWat [unit w/ gas dry - Water Heater] | G | Yes | Health Service | Water Heating | NC | 24685.4365 | 6034.6853 | 4.0906
| Clothes Washer Gas WH_Com, G - HWat [unit w/ gas dry - Water Heater] | G | Yes | Health Service | Water Heating | REPL | 421677.1291 | 103028.9865 | 4.0928
| Clothes Washer Gas WH_Com, E - Appl [unit w/ propane dry - Washer] | E | Yes | Health Service | Appliances | NC | 1265.9198 | 309.471 | 4.0906
| Clothes Washer Gas WH_Com, E - Appl [unit w/ propane dry - Washer] | E | Yes | Health Service | Appliances | REPL | 21624.4682 | 5283.5378 | 4.0928
| Clothes Washer Gas WH_Com, G - HWat [unit w/ propane dry - Water Heater] | G | Yes | Health Service | Water Heating | NC | 1265.9198 | 309.471 | 4.0906
| Clothes Washer Gas WH_Com, G - HWat [unit w/ propane dry - Water Heater] | G | Yes | Health Service | Water Heating | REPL | 21624.4682 | 5283.5378 | 4.0928
| Clothes Washer Oil WH_Com, E - Appl [unit w/ elec dry - Washer] | E | Yes | Health Service | Appliances | NC | 8477.4557 | 1856.8262 | 4.5656
| Clothes Washer Oil WH_Com, E - Appl [unit w/ elec dry - Washer] | E | Yes | Health Service | Appliances | REPL | 144737.0109 | 31701.2266 | 4.5657
| Clothes Washer Oil WH_Com, E - Appl [unit w/ elec dry - Dryer] | E | Yes | Health Service | Appliances | NC | 8477.4557 | 1856.8262 | 4.5656
| Clothes Washer Oil WH_Com, E - Appl [unit w/ elec dry - Dryer] | E | Yes | Health Service | Appliances | REPL | 144737.0109 | 31701.2266 | 4.5657
| Clothes Washer Oil WH_Com, O - HWat [unit w/ elec dry - Water Heater] | O | Yes | Health Service | Water Heating | NC | 8477.4557 | 1856.8262 | 4.5656
| Clothes Washer Oil WH_Com, O - HWat [unit w/ elec dry - Water Heater] | O | Yes | Health Service | Water Heating | REPL | 144737.0109 | 31701.2266 | 4.5657
| Clothes Washer Oil WH_Com, E - Appl [unit w/ gas dry - Washer] | E | Yes | Health Service | Appliances | NC | 1249.3833 | 309.471 | 4.0372
| Clothes Washer Oil WH_Com, E - Appl [unit w/ gas dry - Washer] | E | Yes | Health Service | Appliances | REPL | 21330.9882 | 5283.5378 | 4.0373
| Clothes Washer Oil WH_Com, O - HWat [unit w/ gas dry - Water Heater] | O | Yes | Health Service | Water Heating | NC | 1249.3833 | 309.471 | 4.0372
| Clothes Washer Oil WH_Com, O - HWat [unit w/ gas dry - Water Heater] | O | Yes | Health Service | Water Heating | REPL | 21330.9882 | 5283.5378 | 4.0373
| Clothes Washer Oil WH_Com, E - Appl [unit w/ propane dry - Washer] | E | Yes | Health Service | Appliances | NC | 1874.0749 | 464.2066 | 4.0372
| Clothes Washer Oil WH_Com, E - Appl [unit w/ propane dry - Washer] | E | Yes | Health Service | Appliances | REPL | 31996.4824 | 7925.3067 | 4.0373
| Clothes Washer Oil WH_Com, O - HWat [unit w/ propane dry - Water Heater] | O | Yes | Health Service | Water Heating | NC | 1874.0749 | 464.2066 | 4.0372
| Clothes Washer Oil WH_Com, O - HWat [unit w/ propane dry - Water Heater] | O | Yes | Health Service | Water Heating | REPL | 31996.4824 | 7925.3067 | 4.0373
| Clothes Washer Propane WH_Com, E - Appl [unit w/ elec dry - Washer] | E | Yes | Health Service | Appliances | NC | 1417.1007 | 334.936 | 4.231
| Clothes Washer Propane WH_Com, E - Appl [unit w/ elec dry - Washer] | E | Yes | Health Service | Appliances | REPL | 24197.2215 | 5719.6854 | 4.2305
| Clothes Washer Propane WH_Com, E - Appl [unit w/ elec dry - Dryer] | E | Yes | Health Service | Appliances | NC | 1417.1007 | 334.936 | 4.231
| Clothes Washer Propane WH_Com, E - Appl [unit w/ elec dry - Dryer] | E | Yes | Health Service | Appliances | REPL | 24197.2215 | 5719.6854 | 4.2305
| Clothes Washer Propane WH_Com, P - HWat [unit w/ elec dry - Water Heater] | Prp | Yes | Health Service | Water Heating | NC | 1417.1007 | 334.936 | 4.231
| Clothes Washer Propane WH_Com, P - HWat [unit w/ elec dry - Water Heater] | Prp | Yes | Health Service | Water Heating | REPL | 24197.2215 | 5719.6854 | 4.2305
| Clothes Washer Propane WH_Com, E - Appl [unit w/ gas dry - Washer] | E | Yes | Health Service | Appliances | NC | 626.7873 | 155.7659 | 4.0239
| Clothes Washer Propane WH_Com, E - Appl [unit w/ gas dry - Washer] | E | Yes | Health Service | Appliances | REPL | 10702.6873 | 2660.0556 | 4.0235
| Clothes Washer Propane WH_Com, P - HWat [unit w/ gas dry - Water Heater] | Prp | Yes | Health Service | Water Heating | NC | 626.7873 | 155.7659 | 4.0239
| Clothes Washer Propane WH_Com, P - HWat [unit w/ gas dry - Water Heater] | Prp | Yes | Health Service | Water Heating | REPL | 10702.6873 | 2660.0556 | 4.0235
| Clothes Washer Propane WH_Com, E - Appl [unit w/ propane dry - Washer] | E | Yes | Health Service | Appliances | NC | 1254.4902 | 311.9126 | 4.0219
| Clothes Washer Propane WH_Com, E - Appl [unit w/ propane dry - Washer] | E | Yes | Health Service | Appliances | REPL | 21421.6222 | 5326.8694 | 4.0214
| Clothes Washer Propane WH_Com, P - HWat [unit w/ propane dry - Water Heater] | Prp | Yes | Health Service | Water Heating | NC | 1254.4902 | 311.9126 | 4.0219
| Clothes Washer Propane WH_Com, P - HWat [unit w/ propane dry - Water Heater] | Prp | Yes | Health Service | Water Heating | REPL | 21421.6222 | 5326.8694 | 4.0214
| Dishwasher_Com, E - Appl [Building w elec WH] | E | Yes | Health Service | Appliances | NC | 331.1415 | 141.9134 | 2.3334
| Dishwasher_Com, E - Appl [Building w elec WH] | E | Yes | Health Service | Appliances | REPL | 3224.188 | 1381.7519 | 2.3334
| Dishwasher_Com, E - Appl [Building w gas WH] | E | Yes | Health Service | Appliances | NC | 827.8538 | 354.7835 | 2.3334
| Dishwasher_Com, E - Appl [Building w gas WH] | E | Yes | Health Service | Appliances | REPL | 8060.47 | 3454.3799 | 2.3334
| Dishwasher_Com, G - HWat [Building w gas WH] | G | Yes | Health Service | Water Heating | NC | 64.5788 | 0 | 0
| Dishwasher_Com, G - HWat [Building w gas WH] | G | Yes | Health Service | Water Heating | REPL | 653.6207 | 0 | 0
| Dishwasher_Com, E - Appl [Building w oil WH] | E | Yes | Health Service | Appliances | NC | 82.7854 | 35.4783 | 2.3334
| Dishwasher_Com, E - Appl [Building w oil WH] | E | Yes | Health Service | Appliances | REPL | 806.047 | 345.438 | 2.3334
| Dishwasher_Com, O - HWat [Building w oil WH] | O | Yes | Health Service | Water Heating | NC | 0.29121 | 0 | 0
| Dishwasher_Com, O - HWat [Building w oil WH] | O | Yes | Health Service | Water Heating | REPL | 2.9475 | 0 | 0
| Dishwasher_Com, E - Appl [Building w propane WH] | E | Yes | Health Service | Appliances | NC | 82.7854 | 35.4783 | 2.3334
| Dishwasher_Com, E - Appl [Building w propane WH] | E | Yes | Health Service | Appliances | REPL | 806.047 | 345.438 | 2.3334
| Dishwasher_Com, P - HWat [Building w propane WH] | Prp | Yes | Health Service | Water Heating | NC | 5.6902 | 0 | 0
| Dishwasher_Com, P - HWat [Building w propane WH] | Prp | Yes | Health Service | Water Heating | REPL | 57.5917 | 0 | 0
| Faucet Aerator_Com, G - HWat | G | Yes | Health Service | Water Heating | RET | 9995.5337 | 1622.5949 | 6.1602
| Faucet Aerator_Com, O - HWat | O | Yes | Health Service | Water Heating | RET | 444.1315 | 19.737 | 22.5025
| Faucet Aerator_Com, P - HWat | Prp | Yes | Health Service | Water Heating | RET | 2886.7733 | 106.8098 | 27.0272
| Pre Rinse Sprayers_Com, G - HWat | G | Yes | Health Service | Water Heating | RET | 992.4476 | 42.153 | 23.5439
| Pre Rinse Sprayers_Com, O - HWat | O | Yes | Health Service | Water Heating | RET | 38.9754 | 0.51274 | 76.0138
| Pre Rinse Sprayers_Com, P - HWat | Prp | Yes | Health Service | Water Heating | RET | 247.6578 | 2.7748 | 89.2529
| FF Storage Water Heater_Com, G - HWat | G | No | Health Service | Water Heating | NC | 1939.3906 | 5744.3866 | 0.33761
| FF Storage Water Heater_Com, G - HWat | G | No | Health Service | Water Heating | RET | 12317.027 | 129936.8557 | 0.094792
| FF Storage Water Heater_Com, G - HWat | G | No | Health Service | Water Heating | REPL | 3498.224 | 10361.5802 | 0.33761
| FF Storage Water Heater_Com, O - HWat | O | Yes | Health Service | Water Heating | NC | 87.1614 | 69.8737 | 1.2474
| FF Storage Water Heater_Com, O - HWat | O | No | Health Service | Water Heating | RET | 553.5599 | 1580.5291 | 0.35024
| FF Storage Water Heater_Com, O - HWat | O | Yes | Health Service | Water Heating | REPL | 157.2195 | 126.0364 | 1.2474
| FF Storage Water Heater_Com, P - HWat | Prp | Yes | Health Service | Water Heating | NC | 567.4428 | 378.133 | 1.5006
| FF Storage Water Heater_Com, P - HWat | Prp | No | Health Service | Water Heating | RET | 3603.8167 | 8553.2918 | 0.42134
| FF Storage Water Heater_Com, P - HWat | Prp | Yes | Health Service | Water Heating | REPL | 1023.5391 | 682.0668 | 1.5006
| FF Instantaneous Water Heater_Com, G - HWat | G | No | Health Service | Water Heating | NC | 3773.7968 | 17047.8935 | 0.22136
| FF Instantaneous Water Heater_Com, G - HWat | G | No | Health Service | Water Heating | RET | 17458.7803 | 231817.0185 | 0.075313
| FF Instantaneous Water Heater_Com, G - HWat | G | No | Health Service | Water Heating | REPL | 3.3527e-12 | 1.5146e-11 | 0.22136
| FF Instantaneous Water Heater_Com, O - HWat | O | No | Health Service | Water Heating | NC | 170.694 | 207.3676 | 0.82315
| FF Instantaneous Water Heater_Com, O - HWat | O | No | Health Service | Water Heating | RET | 789.6846 | 2819.7815 | 0.28005
| FF Instantaneous Water Heater_Com, O - HWat | O | No | Health Service | Water Heating | REPL | 1.5165e-13 | 1.8423e-13 | 0.82315
| FF Instantaneous Water Heater_Com, P - HWat | Prp | No | Health Service | Water Heating | NC | 1116.2352 | 1122.2036 | 0.99468
| FF Instantaneous Water Heater_Com, P - HWat | Prp | No | Health Service | Water Heating | RET | 5164.0577 | 15259.7091 | 0.33841
| FF Instantaneous Water Heater_Com, P - HWat | Prp | No | Health Service | Water Heating | REPL | 9.9168e-13 | 9.9698e-13 | 0.99468
| Clothes Dryer_Com, E - Appl | E | Yes | Health Service | Appliances | NC | 7794.1109 | 254.5677 | 30.617
| Clothes Dryer_Com, E - Appl | E | Yes | Health Service | Appliances | RET | 40012.0829 | 4544.3296 | 8.8048
| Clothes Dryer_Com, E - Appl | E | Yes | Health Service | Appliances | REPL | 2373.2596 | 77.5143 | 30.617
| Pnemautic to DDC_Com, E - TotE [Building w Elec Heat] | E | No | Health Service | Total Electric | RET | 114119.876 | 142184.6252 | 0.80262
| Pnemautic to DDC_Com, E - TotE [Building w Gas Heat] | E | No | Health Service | Total Electric | RET | 178528.5748 | 548232.9337 | 0.32564
| Pnemautic to DDC_Com, G - TotF [Building w Gas Heat] | G | No | Health Service | Total FF | RET | 178528.5748 | 548232.9337 | 0.32564
| Pnemautic to DDC_Com, E - TotE [Building w Oil Heat] | E | No | Health Service | Total Electric | RET | 63790.1339 | 147505.4917 | 0.43246
| Pnemautic to DDC_Com, O - TotF [Building w Oil Heat] | O | No | Health Service | Total FF | RET | 63790.1339 | 147505.4917 | 0.43246
| Pnemautic to DDC_Com, E - TotE [Building w Propane Heat] | E | No | Health Service | Total Electric | RET | 26678.6513 | 44453.3059 | 0.60015
| Pnemautic to DDC_Com, P - TotF [Building w Propane Heat] | Prp | No | Health Service | Total FF | RET | 26678.6513 | 44453.3059 | 0.60015
| Data Center_Com, E - TotE [Building w Elec Heat] | E | Yes | Health Service | Total Electric | NC | 24789.4877 | 10214.0796 | 2.427
| Data Center_Com, E - TotE [Building w Elec Heat] | E | Yes | Health Service | Total Electric | RET | 488522.7361 | 436424.5848 | 1.1194
| Data Center_Com, E - TotE [Building w Gas Heat] | E | Yes | Health Service | Total Electric | NC | 50620.8297 | 20857.4372 | 2.427
| Data Center_Com, E - TotE [Building w Gas Heat] | E | Yes | Health Service | Total Electric | RET | 997577.1398 | 891191.2525 | 1.1194
| Data Center_Com, G - TotF [Building w Gas Heat] | G | Yes | Health Service | Total FF | NC | 50620.8297 | 20857.4372 | 2.427
| Data Center_Com, G - TotF [Building w Gas Heat] | G | Yes | Health Service | Total FF | RET | 997577.1398 | 891191.2525 | 1.1194
| Data Center_Com, E - TotE [Building w Oil Heat] | E | Yes | Health Service | Total Electric | NC | 13619.8501 | 5611.8236 | 2.427
| Data Center_Com, E - TotE [Building w Oil Heat] | E | Yes | Health Service | Total Electric | RET | 268404.3542 | 239780.5674 | 1.1194
| Data Center_Com, O - TotF [Building w Oil Heat] | O | Yes | Health Service | Total FF | NC | 13619.8501 | 5611.8236 | 2.427
| Data Center_Com, O - TotF [Building w Oil Heat] | O | Yes | Health Service | Total FF | RET | 268404.3542 | 239780.5674 | 1.1194
| Data Center_Com, E - TotE [Building w Propane Heat] | E | Yes | Health Service | Total Electric | NC | 4104.5751 | 1691.2192 | 2.427
| Data Center_Com, E - TotE [Building w Propane Heat] | E | Yes | Health Service | Total Electric | RET | 80888.2485 | 72261.9802 | 1.1194
| Data Center_Com, P - TotF [Building w Propane Heat] | Prp | Yes | Health Service | Total FF | NC | 4104.5751 | 1691.2192 | 2.427
| Data Center_Com, P - TotF [Building w Propane Heat] | Prp | Yes | Health Service | Total FF | RET | 80888.2485 | 72261.9802 | 1.1194
| RCx_Com, E - TotE [Building w Elec Heat] | E | Yes | Health Service | Total Electric | RET | 271094.6951 | 84082.0345 | 3.2242
| RCx_Com, E - TotE [Building w Gas Heat] | E | Yes | Health Service | Total Electric | RET | 641353.1546 | 267429.2157 | 2.3982
| RCx_Com, G - TotF [Building w Gas Heat] | G | Yes | Health Service | Total FF | RET | 641353.1546 | 267429.2157 | 2.3982
| RCx_Com, E - TotE [Building w Oil Heat] | E | Yes | Health Service | Total Electric | RET | 195732.4095 | 71953.4992 | 2.7203
| RCx_Com, O - TotF [Building w Oil Heat] | O | Yes | Health Service | Total FF | RET | 195732.4095 | 71953.4992 | 2.7203
| RCx_Com, E - TotE [Building w Propane Heat] | E | Yes | Health Service | Total Electric | RET | 70095.8933 | 21684.4192 | 3.2325
| RCx_Com, P - TotF [Building w Propane Heat] | Prp | Yes | Health Service | Total FF | RET | 70095.8933 | 21684.4192 | 3.2325
| Commissioning_Com, E - TotE [Building w Elec Heat] | E | Yes | Health Service | Total Electric | NC | 0 | 0 | 0
| Commissioning_Com, E - TotE [Building w Gas Heat] | E | Yes | Health Service | Total Electric | NC | 0 | 0 | 0
| Commissioning_Com, G - TotF [Building w Gas Heat] | G | Yes | Health Service | Total FF | NC | 0 | 0 | 0
| Commissioning_Com, E - TotE [Building w Oil Heat] | E | Yes | Health Service | Total Electric | NC | 0 | 0 | 0
| Commissioning_Com, O - TotF [Building w Oil Heat] | O | Yes | Health Service | Total FF | NC | 0 | 0 | 0
| Commissioning_Com, E - TotE [Building w Propane Heat] | E | Yes | Health Service | Total Electric | NC | 0 | 0 | 0
| Commissioning_Com, P - TotF [Building w Propane Heat] | Prp | Yes | Health Service | Total FF | NC | 0 | 0 | 0
| Integrated Building Design_Com, E - TotE [Building w Elec Heat] | E | Yes | Health Service | Total Electric | NC | 26645.5868 | 1881.0999 | 14.1649
| Integrated Building Design_Com, E - TotE [Building w Gas Heat] | E | Yes | Health Service | Total Electric | NC | 62643.8534 | 5982.9793 | 10.4703
| Integrated Building Design_Com, G - TotF [Building w Gas Heat] | G | Yes | Health Service | Total FF | NC | 62643.8534 | 5982.9793 | 10.4703
| Integrated Building Design_Com, E - TotE [Building w Oil Heat] | E | Yes | Health Service | Total Electric | NC | 19103.0131 | 1609.7579 | 11.867
| Integrated Building Design_Com, O - TotF [Building w Oil Heat] | O | Yes | Health Service | Total FF | NC | 19103.0131 | 1609.7579 | 11.867
| Integrated Building Design_Com, E - TotE [Building w Propane Heat] | E | Yes | Health Service | Total Electric | NC | 6820.728 | 485.1281 | 14.0596
| Integrated Building Design_Com, P - TotF [Building w Propane Heat] | Prp | Yes | Health Service | Total FF | NC | 6820.728 | 485.1281 | 14.0596
| Deep Energy Retrofit_Com, E - TotE [Building w Elec Heat] | E | Yes | Health Service | Total Electric | RET | 114978.5747 | 52388.7693 | 2.1947
| Deep Energy Retrofit_Com, E - TotE [Building w Gas Heat] | E | Yes | Health Service | Total Electric | RET | 271718.6331 | 166626.4093 | 1.6307
| Deep Energy Retrofit_Com, G - TotF [Building w Gas Heat] | G | Yes | Health Service | Total FF | RET | 271718.6331 | 166626.4093 | 1.6307
| Deep Energy Retrofit_Com, E - TotE [Building w Oil Heat] | E | Yes | Health Service | Total Electric | RET | 83192.5477 | 44831.8752 | 1.8557
| Deep Energy Retrofit_Com, O - TotF [Building w Oil Heat] | O | Yes | Health Service | Total FF | RET | 83192.5477 | 44831.8752 | 1.8557
| Deep Energy Retrofit_Com, E - TotE [Building w Propane Heat] | E | Yes | Health Service | Total Electric | RET | 29842.8712 | 13510.8533 | 2.2088
| Deep Energy Retrofit_Com, P - TotF [Building w Propane Heat] | Prp | Yes | Health Service | Total FF | RET | 29842.8712 | 13510.8533 | 2.2088
| EMS_Com, E - TotE [Building w Elec Heat] | E | Yes | Health Service | Total Electric | NC | 48466.7076 | 25302.6378 | 1.9155
| EMS_Com, E - TotE [Building w Elec Heat] | E | Yes | Health Service | Total Electric | RET | 727942.6321 | 302297.6723 | 2.408
| EMS_Com, E - TotE [Building w Gas Heat] | E | Yes | Health Service | Total Electric | NC | 115015.0144 | 80476.937 | 1.4292
| EMS_Com, E - TotE [Building w Gas Heat] | E | No | Health Service | Total Electric | RET | 1736982.2223 | 1922960.8308 | 0.90329
| EMS_Com, G - TotF [Building w Gas Heat] | G | Yes | Health Service | Total FF | NC | 115015.0144 | 80476.937 | 1.4292
| EMS_Com, G - TotF [Building w Gas Heat] | G | No | Health Service | Total FF | RET | 1736982.2223 | 1922960.8308 | 0.90329
| EMS_Com, E - TotE [Building w Oil Heat] | E | Yes | Health Service | Total Electric | NC | 35327.1249 | 21652.8221 | 1.6315
| EMS_Com, E - TotE [Building w Oil Heat] | E | No | Health Service | Total Electric | RET | 535755.5434 | 517384.6106 | 1.0355
| EMS_Com, O - TotF [Building w Oil Heat] | O | Yes | Health Service | Total FF | NC | 35327.1249 | 21652.8221 | 1.6315
| EMS_Com, O - TotF [Building w Oil Heat] | O | No | Health Service | Total FF | RET | 535755.5434 | 517384.6106 | 1.0355
| EMS_Com, E - TotE [Building w Propane Heat] | E | Yes | Health Service | Total Electric | NC | 12719.4557 | 6525.4487 | 1.9492
| EMS_Com, E - TotE [Building w Propane Heat] | E | Yes | Health Service | Total Electric | RET | 193824.9345 | 155922.7125 | 1.2431
| EMS_Com, P - TotF [Building w Propane Heat] | Prp | Yes | Health Service | Total FF | NC | 12719.4557 | 6525.4487 | 1.9492
| EMS_Com, P - TotF [Building w Propane Heat] | Prp | Yes | Health Service | Total FF | RET | 193824.9345 | 155922.7125 | 1.2431
| VFDs on HVAC Pumps_Com, E - Oth | E | Yes | Health Service | Other | RET | 154245.178 | 47239.1244 | 3.2652
| ECM Circulators_Com, E - Oth | E | Yes | Health Service | Other | RET | 223636.3974 | 113089.7302 | 1.9775
| Motors_Com, E - Oth | E | Yes | Health Service | Other | NC | 5267.5918 | 2553.3411 | 2.063
| Motors_Com, E - Oth | E | Yes | Health Service | Other | RET | 47823.0568 | 39515.9854 | 1.2102
| Motors_Com, E - Oth | E | Yes | Health Service | Other | REPL | 288.3546 | 139.7731 | 2.063
| Ext Area Ltg_Com, E - ExtL | E | Yes | Health Service | Exterior Lighting | NC | 19692.576 | 4371.4311 | 4.5048
| Ext Area Ltg_Com, E - ExtL | E | Yes | Health Service | Exterior Lighting | RET | 121274.5809 | 26920.9813 | 4.5048
| Ext Area Ltg_Com, E - ExtL | E | Yes | Health Service | Exterior Lighting | REPL | 160964.4489 | 35731.4854 | 4.5048
| Street Ltg_Com, E - ExtL | E | Yes | Health Service | Exterior Lighting | NC | 3665.6178 | 692.2574 | 5.2952
| Street Ltg_Com, E - ExtL | E | Yes | Health Service | Exterior Lighting | RET | 22574.3075 | 4263.1919 | 5.2952
| Street Ltg_Com, E - ExtL | E | Yes | Health Service | Exterior Lighting | REPL | 29962.2637 | 5658.4185 | 5.2952
| Ext Ltg Ctrls_Com, E - ExtL | E | Yes | Health Service | Exterior Lighting | RET | 112818.5863 | 23414.7614 | 4.8183
| Ext Ltg Dsgn_Com, E - ExtL | E | Yes | Health Service | Exterior Lighting | NC | 2812.4022 | 514.4005 | 5.4673
| Ext Ltg Dsgn_Com, E - ExtL | E | Yes | Health Service | Exterior Lighting | REPL | 23093.163 | 4223.8393 | 5.4673
| Int Ltg Ctrls_Com, E - IntL [No Heat] | E | Yes | Health Service | Interior Lighting | RET | 103869.6719 | 15304.602 | 6.7868
| Int Ltg Ctrls_Com, E - IntL [Electric Heat] | E | Yes | Health Service | Interior Lighting | RET | 154686.7276 | 32249.3166 | 4.7966
| Int Ltg Ctrls_Com, E/G - IntL | E | Yes | Health Service | Interior Lighting | RET | 627707.1169 | 170224.0439 | 3.6875
| Int Ltg Ctrls_Com, E/O - IntL | E | Yes | Health Service | Interior Lighting | RET | 124719.3629 | 75834.2205 | 1.6446
| Int Ltg Ctrls_Com, E/P - IntL | E | Yes | Health Service | Interior Lighting | RET | 11078.702 | 7771.3768 | 1.4256
| Exit Sign RetFit_Com, E - IntL [No Heat] | E | Yes | Health Service | Interior Lighting | RET | 17354.4181 | 4496.4322 | 3.8596
| Exit Sign RetFit_Com, E - IntL [Electric Heat] | E | Yes | Health Service | Interior Lighting | RET | 26165.7743 | 9508.2819 | 2.7519
| Exit Sign RetFit_Com, E/G - IntL | E | Yes | Health Service | Interior Lighting | RET | 108411.8489 | 44898.9527 | 2.4146
| Exit Sign RetFit_Com, E/O - IntL | E | Yes | Health Service | Interior Lighting | RET | 21241.0491 | 18348.799 | 1.1576
| Exit Sign RetFit_Com, E/P - IntL | E | No | Health Service | Interior Lighting | RET | 1878.5159 | 1858.7163 | 1.0107
| Repl Scre_Com, E - IntL [No Heat] | E | Yes | Health Service | Interior Lighting | NC | 0 | 0 | 0
| Repl Scre_Com, E - IntL [No Heat] | E | Yes | Health Service | Interior Lighting | RET | 0 | 0 | 0
| Repl Scre_Com, E - IntL [No Heat] | E | Yes | Health Service | Interior Lighting | REPL | 0 | 0 | 0
| Repl Scre_Com, E - IntL [Electric Heat] | E | Yes | Health Service | Interior Lighting | NC | 0 | 0 | 0
| Repl Scre_Com, E - IntL [Electric Heat] | E | Yes | Health Service | Interior Lighting | RET | 0 | 0 | 0
| Repl Scre_Com, E - IntL [Electric Heat] | E | Yes | Health Service | Interior Lighting | REPL | 0 | 0 | 0
| Repl Scre_Com, E/G - IntL | E | Yes | Health Service | Interior Lighting | NC | 0 | 0 | 0
| Repl Scre_Com, E/G - IntL | E | Yes | Health Service | Interior Lighting | RET | 0 | 0 | 0
| Repl Scre_Com, E/G - IntL | E | Yes | Health Service | Interior Lighting | REPL | 0 | 0 | 0
| Repl Scre_Com, E/O - IntL | E | Yes | Health Service | Interior Lighting | NC | 0 | 0 | 0
| Repl Scre_Com, E/O - IntL | E | Yes | Health Service | Interior Lighting | RET | 0 | 0 | 0
| Repl Scre_Com, E/O - IntL | E | Yes | Health Service | Interior Lighting | REPL | 0 | 0 | 0
| Repl Scre_Com, E/P - IntL | E | Yes | Health Service | Interior Lighting | NC | 0 | 0 | 0
| Repl Scre_Com, E/P - IntL | E | Yes | Health Service | Interior Lighting | RET | 0 | 0 | 0
| Repl Scre_Com, E/P - IntL | E | Yes | Health Service | Interior Lighting | REPL | 0 | 0 | 0
| Lin LED Fixture_Com, E - IntL [No Heat] | E | Yes | Health Service | Interior Lighting | NC | 3076.9716 | 982.9074 | 3.1305
| Lin LED Fixture_Com, E - IntL [No Heat] | E | Yes | Health Service | Interior Lighting | RET | 18339.6456 | 8876.3848 | 2.0661
| Lin LED Fixture_Com, E - IntL [No Heat] | E | Yes | Health Service | Interior Lighting | REPL | 1955.5598 | 624.6838 | 3.1305
| Lin LED Fixture_Com, E - IntL [Electric Heat] | E | Yes | Health Service | Interior Lighting | NC | 4639.2419 | 2078.4836 | 2.232
| Lin LED Fixture_Com, E - IntL [Electric Heat] | E | Yes | Health Service | Interior Lighting | RET | 27651.2312 | 18770.2528 | 1.4731
| Lin LED Fixture_Com, E - IntL [Electric Heat] | E | Yes | Health Service | Interior Lighting | REPL | 2948.4559 | 1320.9738 | 2.232
| Lin LED Fixture_Com, E/G - IntL | E | Yes | Health Service | Interior Lighting | NC | 19221.6286 | 8901.8429 | 2.1593
| Lin LED Fixture_Com, E/G - IntL | E | Yes | Health Service | Interior Lighting | RET | 114566.497 | 71077.2188 | 1.6119
| Lin LED Fixture_Com, E/G - IntL | E | Yes | Health Service | Interior Lighting | REPL | 12216.2467 | 5657.5388 | 2.1593
| Lin LED Fixture_Com, E/O - IntL | E | Yes | Health Service | Interior Lighting | NC | 3766.0787 | 3361.5237 | 1.1203
| Lin LED Fixture_Com, E/O - IntL | E | No | Health Service | Interior Lighting | RET | 22446.9245 | 23566.2341 | 0.9525
| Lin LED Fixture_Com, E/O - IntL | E | Yes | Health Service | Interior Lighting | REPL | 2393.5197 | 2136.406 | 1.1203
| Lin LED Fixture_Com, E/P - IntL | E | No | Health Service | Interior Lighting | NC | 333.0645 | 337.4892 | 0.98689
| Lin LED Fixture_Com, E/P - IntL | E | No | Health Service | Interior Lighting | RET | 1985.1611 | 2323.7708 | 0.85428
| Lin LED Fixture_Com, E/P - IntL | E | No | Health Service | Interior Lighting | REPL | 211.6781 | 214.4902 | 0.98689
| LED Tube Repl_Com, E - IntL [No Heat] | E | Yes | Health Service | Interior Lighting | RET | 123804.6181 | 6751.5824 | 18.3371
| LED Tube Repl_Com, E - IntL [No Heat] | E | Yes | Health Service | Interior Lighting | REPL | 55217.3185 | 3011.2308 | 18.3371
| LED Tube Repl_Com, E - IntL [Electric Heat] | E | Yes | Health Service | Interior Lighting | RET | 186663.9182 | 14277.0861 | 13.0744
| LED Tube Repl_Com, E - IntL [Electric Heat] | E | Yes | Health Service | Interior Lighting | REPL | 83252.7994 | 6367.6333 | 13.0744
| LED Tube Repl_Com, E/G - IntL | E | Yes | Health Service | Interior Lighting | RET | 773398.8798 | 162829.7951 | 4.7497
| LED Tube Repl_Com, E/G - IntL | E | Yes | Health Service | Interior Lighting | REPL | 344938.767 | 72622.6921 | 4.7497
| LED Tube Repl_Com, E/O - IntL | E | Yes | Health Service | Interior Lighting | RET | 151531.4403 | 96258.1606 | 1.5742
| LED Tube Repl_Com, E/O - IntL | E | Yes | Health Service | Interior Lighting | REPL | 67583.584 | 42931.4964 | 1.5742
| LED Tube Repl_Com, E/P - IntL | E | Yes | Health Service | Interior Lighting | RET | 13401.1374 | 10094.732 | 1.3275
| LED Tube Repl_Com, E/P - IntL | E | Yes | Health Service | Interior Lighting | REPL | 5976.957 | 4502.2879 | 1.3275
| Repl pin CFL wLED_Com, E - IntL [No Heat] | E | Yes | Health Service | Interior Lighting | RET | 6766.2202 | 2068.4187 | 3.2712
| Repl pin CFL wLED_Com, E - IntL [No Heat] | E | Yes | Health Service | Interior Lighting | REPL | 4261.8551 | 1302.8398 | 3.2712
| Repl pin CFL wLED_Com, E - IntL [Electric Heat] | E | Yes | Health Service | Interior Lighting | RET | 10201.6322 | 4373.9364 | 2.3324
| Repl pin CFL wLED_Com, E - IntL [Electric Heat] | E | Yes | Health Service | Interior Lighting | REPL | 6425.7261 | 2755.0216 | 2.3324
| Repl pin CFL wLED_Com, E/G - IntL | E | Yes | Health Service | Interior Lighting | RET | 42268.1094 | 19045.9574 | 2.2193
| Repl pin CFL wLED_Com, E/G - IntL | E | Yes | Health Service | Interior Lighting | REPL | 26623.5136 | 11996.522 | 2.2193
| Repl pin CFL wLED_Com, E/O - IntL | E | Yes | Health Service | Interior Lighting | RET | 8281.5578 | 7248.8177 | 1.1425
| Repl pin CFL wLED_Com, E/O - IntL | E | Yes | Health Service | Interior Lighting | REPL | 5216.3243 | 4565.8299 | 1.1425
| Repl pin CFL wLED_Com, E/P - IntL | E | No | Health Service | Interior Lighting | RET | 732.4044 | 727.523 | 1.0067
| Repl pin CFL wLED_Com, E/P - IntL | E | No | Health Service | Interior Lighting | REPL | 461.3213 | 458.2466 | 1.0067
| Refrig Case LED_Com, E - IntL | E | Yes | Health Service | Interior Lighting | NC | 5677.4924 | 1065.2242 | 5.3299
| Refrig Case LED_Com, E - IntL | E | Yes | Health Service | Interior Lighting | RET | 29138.2834 | 5466.992 | 5.3299
| Refrig Case LED_Com, E - IntL | E | Yes | Health Service | Interior Lighting | REPL | 9105.265 | 1708.3508 | 5.3299
| Refrig Case Ctrls_Com, E - IntL | E | Yes | Health Service | Interior Lighting | RET | 17215.2242 | 8199.1589 | 2.0996
| Stair Occ Sensor_Com, E - IntL [No Heat] | E | Yes | Health Service | Interior Lighting | NC | 1831.4557 | 792.0122 | 2.3124
| Stair Occ Sensor_Com, E - IntL [No Heat] | E | Yes | Health Service | Interior Lighting | RET | 16918.2298 | 7316.2814 | 2.3124
| Stair Occ Sensor_Com, E - IntL [Electric Heat] | E | Yes | Health Service | Interior Lighting | NC | 2761.3404 | 1674.8114 | 1.6487
| Stair Occ Sensor_Com, E - IntL [Electric Heat] | E | Yes | Health Service | Interior Lighting | RET | 25508.12 | 15471.2145 | 1.6487
| Stair Occ Sensor_Com, E/G - IntL | E | Yes | Health Service | Interior Lighting | NC | 11440.9767 | 6634.8081 | 1.7244
| Stair Occ Sensor_Com, E/G - IntL | E | Yes | Health Service | Interior Lighting | RET | 105687.0103 | 61289.6124 | 1.7244
| Stair Occ Sensor_Com, E/O - IntL | E | No | Health Service | Interior Lighting | NC | 2241.6217 | 2306.2287 | 0.97199
| Stair Occ Sensor_Com, E/O - IntL | E | No | Health Service | Interior Lighting | RET | 20707.1736 | 21303.9863 | 0.97199
| Stair Occ Sensor_Com, E/P - IntL | E | No | Health Service | Interior Lighting | NC | 198.2445 | 228.7283 | 0.86672
| Stair Occ Sensor_Com, E/P - IntL | E | No | Health Service | Interior Lighting | RET | 1831.301 | 2112.8975 | 0.86672
| Int Delamping_Com, E - IntL [No Heat] | E | Yes | Health Service | Interior Lighting | RET | 1694.3651 | 80.0986 | 21.1535
| Int Delamping_Com, E - IntL [Electric Heat] | E | Yes | Health Service | Interior Lighting | RET | 2554.6448 | 120.7671 | 21.1535
| Int Delamping_Com, E/G - IntL | E | Yes | Health Service | Interior Lighting | RET | 10584.5815 | 2184.5793 | 4.8451
| Int Delamping_Com, E/O - IntL | E | Yes | Health Service | Interior Lighting | RET | 2073.8288 | 1317.2617 | 1.5743
| Int Delamping_Com, E/P - IntL | E | Yes | Health Service | Interior Lighting | RET | 183.4053 | 138.3851 | 1.3253
| Int Ltg Dsgn_Com, E - IntL [No Heat] | E | Yes | Health Service | Interior Lighting | NC | 3125.9739 | 344.8103 | 9.0658
| Int Ltg Dsgn_Com, E - IntL [Electric Heat] | E | Yes | Health Service | Interior Lighting | NC | 4713.1242 | 519.8808 | 9.0658
| Int Ltg Dsgn_Com, E/G - IntL | E | Yes | Health Service | Interior Lighting | NC | 19527.7426 | 5261.2422 | 3.7116
| Int Ltg Dsgn_Com, E/O - IntL | E | Yes | Health Service | Interior Lighting | NC | 3826.0554 | 2671.4087 | 1.4322
| Int Ltg Dsgn_Com, E/P - IntL | E | Yes | Health Service | Interior Lighting | NC | 338.3687 | 276.6378 | 1.2231
| Room Air Conditioner_Com, E - Cool | E | Yes | Lodging | Cooling | NC | 0 | 0 | 0
| Room Air Conditioner_Com, E - Cool | E | Yes | Lodging | Cooling | RET | 0 | 0 | 0
| Room Air Conditioner_Com, E - Cool | E | Yes | Lodging | Cooling | REPL | 0 | 0 | 0
| Chiller Systems_Com, E - Cool | E | Yes | Lodging | Cooling | NC | 9625.8382 | 383.5808 | 25.0947
| Chiller Systems_Com, E - Cool | E | Yes | Lodging | Cooling | RET | 27167.4163 | 2250.316 | 12.0727
| Chiller Systems_Com, E - Cool | E | Yes | Lodging | Cooling | REPL | 8.2267e-12 | 3.2783e-13 | 25.0947
| Chiller Tuneup_Com, E - Cool | E | Yes | Lodging | Cooling | RET | 6569.309 | 609.3572 | 10.7807
| Computer Room Air Conditioner_Com, E - Cool | E | Yes | Lodging | Cooling | NC | 1313.7529 | 432.7329 | 3.0359
| Computer Room Air Conditioner_Com, E - Cool | E | Yes | Lodging | Cooling | REPL | 8090.6043 | 2664.9384 | 3.0359
| Mini Split Ductless AC_Com, E - Cool | E | Yes | Lodging | Cooling | NC | 0 | 0 | 0
| Mini Split Ductless AC_Com, E - Cool | E | Yes | Lodging | Cooling | RET | 0 | 0 | 0
| Mini Split Ductless AC_Com, E - Cool | E | Yes | Lodging | Cooling | REPL | 0 | 0 | 0
| Eff Unitary AC_Com, E - Cool | E | Yes | Lodging | Cooling | NC | 7244.5446 | 2430.6838 | 2.9805
| Eff Unitary AC_Com, E - Cool | E | No | Lodging | Cooling | RET | 54948.0189 | 136369.206 | 0.40294
| Eff Unitary AC_Com, E - Cool | E | Yes | Lodging | Cooling | REPL | 32727.1742 | 10980.5951 | 2.9805
| PTAC_Com, E - Cool | E | Yes | Lodging | Cooling | NC | 0 | 0 | 0
| PTAC_Com, E - Cool | E | Yes | Lodging | Cooling | RET | 0 | 0 | 0
| PTAC_Com, E - Cool | E | Yes | Lodging | Cooling | REPL | 0 | 0 | 0
| Unitary Equipment Economizer_Com, E - Cool | E | No | Lodging | Cooling | RET | 28971.323 | 50511.3482 | 0.57356
| Guest Room EM_Com, E - Cool [Building w Elec Heat] | E | Yes | Lodging | Cooling | RET | 229007.5052 | 77639.1736 | 2.9496
| Guest Room EM_Com, E - Heat [Building w Elec Heat] | E | Yes | Lodging | Space Heating | RET | 229007.5052 | 77639.1736 | 2.9496
| Guest Room EM_Com, E - Cool [Building w Gas Heat] | E | Yes | Lodging | Cooling | RET | 1882508.8853 | 158541.3718 | 11.8739
| Guest Room EM_Com, G - Heat [Building w Gas Heat] | G | Yes | Lodging | Space Heating | RET | 1882508.8853 | 158541.3718 | 11.8739
| Guest Room EM_Com, E - Cool [Building w Oil Heat] | E | Yes | Lodging | Cooling | RET | 3788338.9256 | 42656.5454 | 88.8103
| Guest Room EM_Com, O - Heat [Building w Oil Heat] | O | Yes | Lodging | Space Heating | RET | 3788338.9256 | 42656.5454 | 88.8103
| Guest Room EM_Com, E - Cool [Building w Propane Heat] | E | Yes | Lodging | Cooling | RET | 6256464.976 | 9641.4603 | 648.9126
| Guest Room EM_Com, P - Heat [Building w Propane Heat] | Prp | Yes | Lodging | Space Heating | RET | 6256464.976 | 9641.4603 | 648.9126
| AC Tuneup_Com, E - Cool [ASHP] | E | Yes | Lodging | Cooling | RET | 26490.1559 | 1559.3946 | 16.9875
| AC Tuneup_Com, E - Heat [ASHP] | E | Yes | Lodging | Space Heating | RET | 26490.1559 | 1559.3946 | 16.9875
| AC Tuneup_Com, E - Cool [Unitary AC] | E | Yes | Lodging | Cooling | RET | 46974.6376 | 3162.2872 | 14.8546
| DCV_Com, E - Cool [Building w Elec Heat] | E | Yes | Lodging | Cooling | RET | 278228.2481 | 23672.1865 | 11.7534
| DCV_Com, E - Heat [Building w Elec Heat] | E | Yes | Lodging | Space Heating | RET | 278228.2481 | 23672.1865 | 11.7534
| DCV_Com, E - Vent [Building w Elec Heat] | E | Yes | Lodging | Ventilation | RET | 278228.2481 | 23672.1865 | 11.7534
| DCV_Com, E - Cool [Building w Gas Heat] | E | Yes | Lodging | Cooling | RET | 1444176.9231 | 48339.2694 | 29.8759
| DCV_Com, G - Heat [Building w Gas Heat] | G | Yes | Lodging | Space Heating | RET | 1444176.9231 | 48339.2694 | 29.8759
| DCV_Com, E - Vent [Building w Gas Heat] | E | Yes | Lodging | Ventilation | RET | 1444176.9231 | 48339.2694 | 29.8759
| DCV_Com, E - Cool [Building w Oil Heat] | E | Yes | Lodging | Cooling | RET | 2597632.4296 | 13005.9821 | 199.726
| DCV_Com, O - Heat [Building w Oil Heat] | O | Yes | Lodging | Space Heating | RET | 2597632.4296 | 13005.9821 | 199.726
| DCV_Com, E - Vent [Building w Oil Heat] | E | Yes | Lodging | Ventilation | RET | 2597632.4296 | 13005.9821 | 199.726
| DCV_Com, E - Cool [Building w Propane Heat] | E | Yes | Lodging | Cooling | RET | 2123427.3508 | 3919.5754 | 541.7493
| DCV_Com, P - Heat [Building w Propane Heat] | Prp | Yes | Lodging | Space Heating | RET | 2123427.3508 | 3919.5754 | 541.7493
| DCV_Com, E - Vent [Building w Propane Heat] | E | Yes | Lodging | Ventilation | RET | 2123427.3508 | 3919.5754 | 541.7493
| Controls for Unitary AC_Com, E - Cool | E | No | Lodging | Cooling | RET | 63091.7042 | 74562.4474 | 0.84616
| Optimized Unitary AC Sys_Com, E - Cool [Building w Elec Heat] | E | No | Lodging | Cooling | NC | 20019.2693 | 51236.6472 | 0.39072
| Optimized Unitary AC Sys_Com, E - Heat [Building w Elec Heat] | E | No | Lodging | Space Heating | NC | 20019.2693 | 51236.6472 | 0.39072
| Optimized Unitary AC Sys_Com, E - Cool [Building w Gas Heat] | E | Yes | Lodging | Cooling | NC | 305713.3657 | 15977.9399 | 19.1335
| Optimized Unitary AC Sys_Com, G - Heat [Building w Gas Heat] | G | Yes | Lodging | Space Heating | NC | 305713.3657 | 15977.9399 | 19.1335
| Optimized Unitary AC Sys_Com, E - Cool [Building w Oil Heat] | E | Yes | Lodging | Cooling | NC | 752965.5987 | 7581.6202 | 99.3146
| Optimized Unitary AC Sys_Com, O - Heat [Building w Oil Heat] | O | Yes | Lodging | Space Heating | NC | 752965.5987 | 7581.6202 | 99.3146
| Optimized Unitary AC Sys_Com, E - Cool [Building w Propane Heat] | E | Yes | Lodging | Cooling | NC | 633944.4997 | 4441.7458 | 142.7242
| Optimized Unitary AC Sys_Com, P - Heat [Building w Propane Heat] | Prp | Yes | Lodging | Space Heating | NC | 633944.4997 | 4441.7458 | 142.7242
| Optimized Chiller Sys_Com, E - Cool | E | Yes | Lodging | Cooling | NC | 3268.25 | 2721.2297 | 1.201
| Cool Roof_Com, E - Cool [Building w Elec Heat] | E | No | Lodging | Cooling | NC | 7423.8977 | 11030.6221 | 0.67303
| Cool Roof_Com, E - Cool [Building w Elec Heat] | E | No | Lodging | Cooling | RET | 46633.6495 | 101591.1853 | 0.45903
| Cool Roof_Com, E - Heat [Building w Elec Heat] | E | No | Lodging | Space Heating | NC | 7423.8977 | 11030.6221 | 0.67303
| Cool Roof_Com, E - Heat [Building w Elec Heat] | E | No | Lodging | Space Heating | RET | 46633.6495 | 101591.1853 | 0.45903
| Cool Roof_Com, E - Cool [Building w Gas Heat] | E | No | Lodging | Cooling | NC | 16888.2318 | 38622.2159 | 0.43727
| Cool Roof_Com, E - Cool [Building w Gas Heat] | E | No | Lodging | Cooling | RET | 106084.4198 | 312563.9295 | 0.3394
| Cool Roof_Com, G - Heat [Building w Gas Heat] | G | No | Lodging | Space Heating | NC | 16888.2318 | 38622.2159 | 0.43727
| Cool Roof_Com, G - Heat [Building w Gas Heat] | G | No | Lodging | Space Heating | RET | 106084.4198 | 312563.9295 | 0.3394
| Cool Roof_Com, E - Cool [Building w Oil Heat] | E | No | Lodging | Cooling | NC | 4543.8842 | 44525.1656 | 0.10205
| Cool Roof_Com, E - Cool [Building w Oil Heat] | E | No | Lodging | Cooling | RET | 28542.6751 | 306981.3304 | 0.092979
| Cool Roof_Com, O - Heat [Building w Oil Heat] | O | No | Lodging | Space Heating | NC | 4543.8842 | 44525.1656 | 0.10205
| Cool Roof_Com, O - Heat [Building w Oil Heat] | O | No | Lodging | Space Heating | RET | 28542.6751 | 306981.3304 | 0.092979
| Cool Roof_Com, E - Cool [Building w Propane Heat] | E | No | Lodging | Cooling | NC | 1369.3773 | 88287.8674 | 0.01551
| Cool Roof_Com, E - Cool [Building w Propane Heat] | E | No | Lodging | Cooling | RET | 8601.8239 | 581392.9961 | 0.014795
| Cool Roof_Com, P - Heat [Building w Propane Heat] | Prp | No | Lodging | Space Heating | NC | 1369.3773 | 88287.8674 | 0.01551
| Cool Roof_Com, P - Heat [Building w Propane Heat] | Prp | No | Lodging | Space Heating | RET | 8601.8239 | 581392.9961 | 0.014795
| GSHP_Com, E - Cool | E | Yes | Lodging | Cooling | RET | 73638.4445 | 23165.2742 | 3.1788
| GSHP_Com, E - Cool | E | Yes | Lodging | Cooling | REPL | 1.0551e-11 | 2.4412e-12 | 4.3221
| GSHP_Com, E - Heat | E | Yes | Lodging | Space Heating | RET | 73638.4445 | 23165.2742 | 3.1788
| GSHP_Com, E - Heat | E | Yes | Lodging | Space Heating | REPL | 1.0551e-11 | 2.4412e-12 | 4.3221
| Unitary HP_Com, E - Cool | E | Yes | Lodging | Cooling | NC | 8901.7525 | 2327.2196 | 3.8251
| Unitary HP_Com, E - Cool | E | No | Lodging | Cooling | RET | 51240.5523 | 60435.1745 | 0.84786
| Unitary HP_Com, E - Cool | E | Yes | Lodging | Cooling | REPL | 25270.2088 | 6606.4885 | 3.8251
| Unitary HP_Com, E - Heat | E | Yes | Lodging | Space Heating | NC | 8901.7525 | 2327.2196 | 3.8251
| Unitary HP_Com, E - Heat | E | No | Lodging | Space Heating | RET | 51240.5523 | 60435.1745 | 0.84786
| Unitary HP_Com, E - Heat | E | Yes | Lodging | Space Heating | REPL | 25270.2088 | 6606.4885 | 3.8251
| PTHP_Com, E - Cool | E | Yes | Lodging | Cooling | NC | 0 | 0 | 0
| PTHP_Com, E - Cool | E | Yes | Lodging | Cooling | RET | 0 | 0 | 0
| PTHP_Com, E - Cool | E | Yes | Lodging | Cooling | REPL | 0 | 0 | 0
| PTHP_Com, E - Heat | E | Yes | Lodging | Space Heating | NC | 0 | 0 | 0
| PTHP_Com, E - Heat | E | Yes | Lodging | Space Heating | RET | 0 | 0 | 0
| PTHP_Com, E - Heat | E | Yes | Lodging | Space Heating | REPL | 0 | 0 | 0
| Minisplit Ductless HP_Com, E - Cool | E | Yes | Lodging | Cooling | RET | 757672.5931 | 205654.4333 | 3.6842
| Minisplit Ductless HP_Com, E - Cool | E | Yes | Lodging | Cooling | REPL | 70633.9252 | 10055.5992 | 7.0243
| Minisplit Ductless HP_Com, E - Heat | E | Yes | Lodging | Space Heating | RET | 757672.5931 | 205654.4333 | 3.6842
| Minisplit Ductless HP_Com, E - Heat | E | Yes | Lodging | Space Heating | REPL | 70633.9252 | 10055.5992 | 7.0243
| Programmable TStat_Com, E - Cool [Building w Elec Heat] | E | Yes | Lodging | Cooling | NC | 0 | 0 | 0
| Programmable TStat_Com, E - Heat [Building w Elec Heat] | E | Yes | Lodging | Space Heating | NC | 0 | 0 | 0
| Programmable TStat_Com, E - Cool [Building w Gas Heat] | E | Yes | Lodging | Cooling | NC | 0 | 0 | 0
| Programmable TStat_Com, E - Cool [Building w Gas Heat] | E | Yes | Lodging | Cooling | RET | 0 | 0 | 0
| Programmable TStat_Com, G - Heat [Building w Gas Heat] | G | Yes | Lodging | Space Heating | NC | 0 | 0 | 0
| Programmable TStat_Com, G - Heat [Building w Gas Heat] | G | Yes | Lodging | Space Heating | RET | 0 | 0 | 0
| Programmable TStat_Com, E - Cool [Building w Propane Heat] | E | Yes | Lodging | Cooling | NC | 0 | 0 | 0
| Programmable TStat_Com, E - Cool [Building w Propane Heat] | E | Yes | Lodging | Cooling | RET | 0 | 0 | 0
| Programmable TStat_Com, P - Heat [Building w Propane Heat] | Prp | Yes | Lodging | Space Heating | NC | 0 | 0 | 0
| Programmable TStat_Com, P - Heat [Building w Propane Heat] | Prp | Yes | Lodging | Space Heating | RET | 0 | 0 | 0
| Programmable TStat_Com, E - Cool [Building w Oil Heat] | E | Yes | Lodging | Cooling | NC | 0 | 0 | 0
| Programmable TStat_Com, E - Cool [Building w Oil Heat] | E | Yes | Lodging | Cooling | RET | 0 | 0 | 0
| Programmable TStat_Com, O - Heat [Building w Oil Heat] | O | Yes | Lodging | Space Heating | NC | 0 | 0 | 0
| Programmable TStat_Com, O - Heat [Building w Oil Heat] | O | Yes | Lodging | Space Heating | RET | 0 | 0 | 0
| Smart TStat_Com, E - Cool [Building w Elec Heat] | E | Yes | Lodging | Cooling | NC | 25763.7797 | 9331.3409 | 2.761
| Smart TStat_Com, E - Cool [Building w Elec Heat] | E | Yes | Lodging | Cooling | RET | 113796.8571 | 54597.6807 | 2.0843
| Smart TStat_Com, E - Heat [Building w Elec Heat] | E | Yes | Lodging | Space Heating | NC | 25763.7797 | 9331.3409 | 2.761
| Smart TStat_Com, E - Heat [Building w Elec Heat] | E | Yes | Lodging | Space Heating | RET | 113796.8571 | 54597.6807 | 2.0843
| Smart TStat_Com, E - Cool [Building w Gas Heat] | E | Yes | Lodging | Cooling | NC | 84681.4775 | 19054.8601 | 4.4441
| Smart TStat_Com, E - Cool [Building w Gas Heat] | E | Yes | Lodging | Cooling | RET | 380301.9737 | -2815.3456 | -135.0818
| Smart TStat_Com, G - Heat [Building w Gas Heat] | G | Yes | Lodging | Space Heating | NC | 84681.4775 | 19054.8601 | 4.4441
| Smart TStat_Com, G - Heat [Building w Gas Heat] | G | Yes | Lodging | Space Heating | RET | 380301.9737 | -2815.3456 | -135.0818
| Smart TStat_Com, E - Cool [Building w Propane Heat] | E | Yes | Lodging | Cooling | NC | 204132.1627 | 5126.829 | 39.8165
| Smart TStat_Com, E - Cool [Building w Propane Heat] | E | Yes | Lodging | Cooling | RET | 934973.453 | 29997.0792 | 31.1688
| Smart TStat_Com, P - Heat [Building w Propane Heat] | Prp | Yes | Lodging | Space Heating | NC | 204132.1627 | 5126.829 | 39.8165
| Smart TStat_Com, P - Heat [Building w Propane Heat] | Prp | Yes | Lodging | Space Heating | RET | 934973.453 | 29997.0792 | 31.1688
| Smart TStat_Com, E - Cool [Building w Oil Heat] | E | Yes | Lodging | Cooling | NC | 89043.7241 | 1545.0577 | 57.6313
| Smart TStat_Com, E - Cool [Building w Oil Heat] | E | Yes | Lodging | Cooling | RET | 408149.9555 | 9040.1335 | 45.1487
| Smart TStat_Com, O - Heat [Building w Oil Heat] | O | Yes | Lodging | Space Heating | NC | 89043.7241 | 1545.0577 | 57.6313
| Smart TStat_Com, O - Heat [Building w Oil Heat] | O | Yes | Lodging | Space Heating | RET | 408149.9555 | 9040.1335 | 45.1487
| Boiler Blowdown Controls_Com, G - Heat | G | No | Lodging | Space Heating | RET | 65840.7229 | 393587.8533 | 0.16728
| Boiler Blowdown Controls_Com, O - Heat | O | No | Lodging | Space Heating | RET | 53781.3364 | 303140.9234 | 0.17741
| Boiler Blowdown Controls_Com, P - Heat | Prp | No | Lodging | Space Heating | RET | 129947.5564 | 945855.1874 | 0.13739
| Boiler Modifications_Com, G - Heat | G | Yes | Lodging | Space Heating | RET | 305546.1319 | 195556.3953 | 1.5624
| Boiler Modifications_Com, O - Heat | O | Yes | Lodging | Space Heating | RET | 277221.5177 | 77627.8237 | 3.5712
| Boiler Modifications_Com, P - Heat | Prp | Yes | Lodging | Space Heating | RET | 645491.9922 | 194290.6773 | 3.3223
| Boilers_Com, G - Heat | G | No | Lodging | Space Heating | NC | 145390.1578 | 149633.8399 | 0.97164
| Boilers_Com, G - Heat | G | No | Lodging | Space Heating | RET | 687656.0568 | 2913738.2556 | 0.236
| Boilers_Com, G - Heat | G | No | Lodging | Space Heating | REPL | 1.0333e-10 | 1.0635e-10 | 0.97164
| Boilers_Com, O - Heat | O | No | Lodging | Space Heating | NC | 44651.2433 | 398355.4601 | 0.11209
| Boilers_Com, O - Heat | O | No | Lodging | Space Heating | RET | 215911.5948 | 7930446.3893 | 0.027226
| Boilers_Com, O - Heat | O | No | Lodging | Space Heating | REPL | 3.1735e-11 | 2.8312e-10 | 0.11209
| Boilers_Com, P - Heat | Prp | Yes | Lodging | Space Heating | NC | 238260.7165 | 8982.9755 | 26.5236
| Boilers_Com, P - Heat | Prp | Yes | Lodging | Space Heating | RET | 1140589.9782 | 177044.2279 | 6.4424
| Boilers_Com, P - Heat | Prp | Yes | Lodging | Space Heating | REPL | 1.6934e-10 | 6.3845e-12 | 26.5236
| Furnace_Com, G - Heat | G | Yes | Lodging | Space Heating | NC | 50776.8823 | 13020.3194 | 3.8998
| Furnace_Com, G - Heat | G | No | Lodging | Space Heating | RET | 224543.4152 | 249268.4645 | 0.90081
| Furnace_Com, G - Heat | G | Yes | Lodging | Space Heating | REPL | 3.9227e-11 | 1.0059e-11 | 3.8998
| Furnace_Com, O - Heat | O | Yes | Lodging | Space Heating | NC | 225383.423 | 18131.385 | 12.4306
| Furnace_Com, O - Heat | O | Yes | Lodging | Space Heating | RET | 1111403.5982 | 387072.4099 | 2.8713
| Furnace_Com, O - Heat | O | Yes | Lodging | Space Heating | REPL | 1.7412e-10 | 1.4007e-11 | 12.4306
| Furnace_Com, P - Heat | Prp | Yes | Lodging | Space Heating | NC | 152587.9955 | 10204.2889 | 14.9533
| Furnace_Com, P - Heat | Prp | Yes | Lodging | Space Heating | RET | 727290.3131 | 210562.7722 | 3.454
| Furnace_Com, P - Heat | Prp | Yes | Lodging | Space Heating | REPL | 1.1788e-10 | 7.8832e-12 | 14.9533
| Unit Heater_Com, G - Heat | G | Yes | Lodging | Space Heating | NC | 10698.6776 | 1670.3377 | 6.4051
| Unit Heater_Com, G - Heat | G | Yes | Lodging | Space Heating | RET | 60140.4425 | 35900.8545 | 1.6752
| Unit Heater_Com, G - Heat | G | Yes | Lodging | Space Heating | REPL | 6603.6226 | 1030.9947 | 6.4051
| Unit Heater_Com, P - Heat | Prp | Yes | Lodging | Space Heating | NC | 592224.0812 | 22041.0091 | 26.8692
| Unit Heater_Com, P - Heat | Prp | Yes | Lodging | Space Heating | RET | 2937617.0397 | 418027.2281 | 7.0273
| Unit Heater_Com, P - Heat | Prp | Yes | Lodging | Space Heating | REPL | 6.1899e-10 | 2.3037e-11 | 26.8692
| Destratification Fans_Com, G - Heat | G | No | Lodging | Space Heating | NC | 22946.1129 | 149295.3184 | 0.1537
| Destratification Fans_Com, G - Heat | G | No | Lodging | Space Heating | RET | 132512.0042 | 862168.7667 | 0.1537
| Destratification Fans_Com, G - Heat | G | No | Lodging | Space Heating | REPL | 65286.4653 | 424776.2427 | 0.1537
| Destratification Fans_Com, O - Heat | O | No | Lodging | Space Heating | NC | 54829.7896 | 96552.8425 | 0.56787
| Destratification Fans_Com, O - Heat | O | No | Lodging | Space Heating | RET | 316637.7282 | 557585.0814 | 0.56787
| Destratification Fans_Com, O - Heat | O | No | Lodging | Space Heating | REPL | 156002.1444 | 274712.8995 | 0.56787
| Destratification Fans_Com, P - Heat | Prp | No | Lodging | Space Heating | NC | 123247.0522 | 180408.8084 | 0.68315
| Destratification Fans_Com, P - Heat | Prp | No | Lodging | Space Heating | RET | 711742.0457 | 1041846.6976 | 0.68315
| Destratification Fans_Com, P - Heat | Prp | No | Lodging | Space Heating | REPL | 350663.4729 | 513300.5467 | 0.68315
| Energy Recovery Ventilator_Com, G - Heat | G | Yes | Lodging | Space Heating | NC | 62947.1789 | 31856.2129 | 1.976
| Energy Recovery Ventilator_Com, G - Heat | G | Yes | Lodging | Space Heating | RET | 370819.2313 | 187663.6343 | 1.976
| Energy Recovery Ventilator_Com, G - Heat | G | Yes | Lodging | Space Heating | REPL | 53729.3446 | 27191.2652 | 1.976
| Energy Recovery Ventilator_Com, O - Heat | O | Yes | Lodging | Space Heating | NC | 150412.429 | 20602.1725 | 7.3008
| Energy Recovery Ventilator_Com, O - Heat | O | Yes | Lodging | Space Heating | RET | 886073.3405 | 121366.5382 | 7.3008
| Energy Recovery Ventilator_Com, O - Heat | O | Yes | Lodging | Space Heating | REPL | 128386.3941 | 17585.2398 | 7.3008
| Energy Recovery Ventilator_Com, P - Heat | Prp | Yes | Lodging | Space Heating | NC | 338098.844 | 38495.1214 | 8.7829
| Energy Recovery Ventilator_Com, P - Heat | Prp | Yes | Lodging | Space Heating | RET | 1991726.1771 | 226773.1531 | 8.7829
| Energy Recovery Ventilator_Com, P - Heat | Prp | Yes | Lodging | Space Heating | REPL | 288588.4614 | 32857.9883 | 8.7829
| Forced Air Heating Maintenance_Com, G - Heat | G | No | Lodging | Space Heating | RET | 2726.4356 | 4264.3043 | 0.63936
| Forced Air Heating Maintenance_Com, O - Heat | O | Yes | Lodging | Space Heating | RET | 17010.109 | 7540.8167 | 2.2557
| Forced Air Heating Maintenance_Com, P - Heat | Prp | Yes | Lodging | Space Heating | RET | 20391.243 | 7077.2427 | 2.8812
| Infrared Heater_Com, P - Heat | Prp | Yes | Lodging | Space Heating | NC | 7247.9967 | 204.5827 | 35.4282
| Infrared Heater_Com, P - Heat | Prp | Z | Lodging | Space Heating | RET | 0 | 0 | 0
| Infrared Heater_Com, P - Heat | Prp | Yes | Lodging | Space Heating | REPL | 19558.1946 | 552.0515 | 35.4282
| Steam Trap Maintenance_Com, G - Heat | G | Yes | Lodging | Space Heating | RET | 94974.9452 | 33067.9077 | 2.8721
| Steam Trap Maintenance_Com, O - Heat | O | Yes | Lodging | Space Heating | RET | 58219.1338 | 5609.5916 | 10.3785
| Windows_Com, E - Cool [Building w Elec Heat] | E | No | Lodging | Cooling | NC | 24149.6474 | 40605.7031 | 0.59474
| Windows_Com, E - Heat [Building w Elec Heat] | E | No | Lodging | Space Heating | NC | 24149.6474 | 40605.7031 | 0.59474
| Windows_Com, E - Cool [Building w Gas Heat] | E | Yes | Lodging | Cooling | NC | 123733.7338 | 82917.9855 | 1.4922
| Windows_Com, G - Heat [Building w Gas Heat] | G | Yes | Lodging | Space Heating | NC | 123733.7338 | 82917.9855 | 1.4922
| Windows_Com, E - Cool [Building w Oil Heat] | E | Yes | Lodging | Cooling | NC | 211367.1047 | 22309.6014 | 9.4743
| Windows_Com, O - Heat [Building w Oil Heat] | O | Yes | Lodging | Space Heating | NC | 211367.1047 | 22309.6014 | 9.4743
| Windows_Com, E - Cool [Building w Propane Heat] | E | Yes | Lodging | Cooling | NC | 455995.5244 | 6723.3804 | 67.8224
| Windows_Com, P - Heat [Building w Propane Heat] | Prp | Yes | Lodging | Space Heating | NC | 455995.5244 | 6723.3804 | 67.8224
| Window Film_Com, E - Cool [Building w Elec Heat] | E | No | Lodging | Cooling | RET | 0 | 0 | 0
| Window Film_Com, E - Heat [Building w Elec Heat] | E | No | Lodging | Space Heating | RET | 0 | 0 | 0
| Window Film_Com, E - Cool [Building w Gas Heat] | E | No | Lodging | Cooling | RET | 0 | 0 | 0
| Window Film_Com, G - Heat [Building w Gas Heat] | G | No | Lodging | Space Heating | RET | 0 | 0 | 0
| Window Film_Com, E - Cool [Building w Oil Heat] | E | No | Lodging | Cooling | RET | 0 | 0 | 0
| Window Film_Com, O - Heat [Building w Oil Heat] | O | No | Lodging | Space Heating | RET | 0 | 0 | 0
| Window Film_Com, E - Cool [Building w Propane Heat] | E | No | Lodging | Cooling | RET | 0 | 0 | 0
| Window Film_Com, P - Heat [Building w Propane Heat] | Prp | No | Lodging | Space Heating | RET | 0 | 0 | 0
| Motors and Fans_Com, E - Vent | E | Yes | Lodging | Ventilation | NC | 9143.0712 | 4743.2587 | 1.9276
| Motors and Fans_Com, E - Vent | E | Yes | Lodging | Ventilation | RET | 27684.3133 | 24469.1865 | 1.1314
| Motors and Fans_Com, E - Vent | E | Yes | Lodging | Ventilation | REPL | 500.5032 | 259.6519 | 1.9276
| ECM Furnace Motors_Com, E - Vent | E | Yes | Lodging | Ventilation | RET | 66102.8888 | 26852.8275 | 2.4617
| VFD on HVAC System_Com, E - Vent | E | Yes | Lodging | Ventilation | RET | 550209.1576 | 81975.0049 | 6.7119
| Kitchen DCV_Com, E - Vent [Building w Elec Heat] | E | Yes | Lodging | Ventilation | NC | 31695.2173 | 5043.1879 | 6.2848
| Kitchen DCV_Com, E - Vent [Building w Elec Heat] | E | Yes | Lodging | Ventilation | RET | 166229.0638 | 26449.5552 | 6.2848
| Kitchen DCV_Com, E - Vent [Building w Elec Heat] | E | Yes | Lodging | Ventilation | REPL | 12145.2509 | 1932.4929 | 6.2848
| Kitchen DCV_Com, E - Heat [Building w Elec Heat] | E | Yes | Lodging | Space Heating | NC | 31695.2173 | 5043.1879 | 6.2848
| Kitchen DCV_Com, E - Heat [Building w Elec Heat] | E | Yes | Lodging | Space Heating | RET | 166229.0638 | 26449.5552 | 6.2848
| Kitchen DCV_Com, E - Heat [Building w Elec Heat] | E | Yes | Lodging | Space Heating | REPL | 12145.2509 | 1932.4929 | 6.2848
| Kitchen DCV_Com, E - Vent [Building w Gas Heat] | E | Yes | Lodging | Ventilation | NC | 31695.2173 | 5043.1879 | 6.2848
| Kitchen DCV_Com, E - Vent [Building w Gas Heat] | E | Yes | Lodging | Ventilation | RET | 166229.0638 | 26449.5552 | 6.2848
| Kitchen DCV_Com, E - Vent [Building w Gas Heat] | E | Yes | Lodging | Ventilation | REPL | 12145.2509 | 1932.4929 | 6.2848
| Kitchen DCV_Com, G - Heat [Building w Gas Heat] | G | Yes | Lodging | Space Heating | NC | 169967.748 | 1821.6993 | 93.3018
| Kitchen DCV_Com, G - Heat [Building w Gas Heat] | G | Yes | Lodging | Space Heating | RET | 924448.3218 | 9554.1032 | 96.7593
| Kitchen DCV_Com, G - Heat [Building w Gas Heat] | G | Yes | Lodging | Space Heating | REPL | 67543.2868 | 698.0547 | 96.7593
| Kitchen DCV_Com, E - Vent [Building w Oil Heat] | E | Yes | Lodging | Ventilation | NC | 169967.748 | 1821.6993 | 93.3018
| Kitchen DCV_Com, E - Vent [Building w Oil Heat] | E | Yes | Lodging | Ventilation | RET | 924448.3218 | 9554.1032 | 96.7593
| Kitchen DCV_Com, E - Vent [Building w Oil Heat] | E | Yes | Lodging | Ventilation | REPL | 67543.2868 | 698.0547 | 96.7593
| Kitchen DCV_Com, O - Heat [Building w Oil Heat] | O | Yes | Lodging | Space Heating | NC | 169967.748 | 1821.6993 | 93.3018
| Kitchen DCV_Com, O - Heat [Building w Oil Heat] | O | Yes | Lodging | Space Heating | RET | 924448.3218 | 9554.1032 | 96.7593
| Kitchen DCV_Com, O - Heat [Building w Oil Heat] | O | Yes | Lodging | Space Heating | REPL | 67543.2868 | 698.0547 | 96.7593
| Kitchen DCV_Com, E - Vent [Building w Oil Heat] | E | Yes | Lodging | Ventilation | NC | 169967.748 | 1821.6993 | 93.3018
| Kitchen DCV_Com, E - Vent [Building w Oil Heat] | E | Yes | Lodging | Ventilation | RET | 924448.3218 | 9554.1032 | 96.7593
| Kitchen DCV_Com, E - Vent [Building w Oil Heat] | E | Yes | Lodging | Ventilation | REPL | 67543.2868 | 698.0547 | 96.7593
| Kitchen DCV_Com, P - Heat [Building w Propane Heat] | Prp | Yes | Lodging | Space Heating | NC | 252611.2843 | 0 | 0
| Kitchen DCV_Com, P - Heat [Building w Propane Heat] | Prp | Yes | Lodging | Space Heating | RET | 1377194.3938 | 0 | 0
| Kitchen DCV_Com, P - Heat [Building w Propane Heat] | Prp | Yes | Lodging | Space Heating | REPL | 100622.4294 | 0 | 0
| Duct Sealing Regulated_Com, E - Vent [Building w Elec Heat] | E | Yes | Lodging | Ventilation | RET | 295802.7913 | 111530.1062 | 2.6522
| Duct Sealing Regulated_Com, E - Heat [Building w Elec Heat] | E | Yes | Lodging | Space Heating | RET | 295802.7913 | 111530.1062 | 2.6522
| Duct Sealing Regulated_Com, E - Cool [Building w Elec Heat] | E | Yes | Lodging | Cooling | RET | 295802.7913 | 111530.1062 | 2.6522
| Duct Sealing Regulated_Com, E - Vent [Building w Gas Heat] | E | Yes | Lodging | Ventilation | RET | 1404853.9065 | 0 | 0
| Duct Sealing Regulated_Com, G - Heat [Building w Gas Heat] | G | Yes | Lodging | Space Heating | RET | 1404853.9065 | 0 | 0
| Duct Sealing Regulated_Com, E - Cool [Building w Gas Heat] | E | Yes | Lodging | Cooling | RET | 1404853.9065 | 0 | 0
| Duct Sealing Non Regulated_Com, E - Vent [Building w Oil Heat] | E | Yes | Lodging | Ventilation | RET | 1073851.6944 | 61276.9149 | 17.5246
| Duct Sealing Non Regulated_Com, O - Heat [Building w Oil Heat] | O | Yes | Lodging | Space Heating | RET | 1073851.6944 | 61276.9149 | 17.5246
| Duct Sealing Non Regulated_Com, E - Cool [Building w Oil Heat] | E | Yes | Lodging | Cooling | RET | 1073851.6944 | 61276.9149 | 17.5246
| Duct Sealing Non Regulated_Com, E - Vent [Building w Propane Heat] | E | Yes | Lodging | Ventilation | RET | 2160564.3936 | 0 | 0
| Duct Sealing Non Regulated_Com, P - Heat [Building w Propane Heat] | Prp | Yes | Lodging | Space Heating | RET | 2160564.3936 | 0 | 0
| Duct Sealing Non Regulated_Com, E - Cool [Building w Propane Heat] | E | Yes | Lodging | Cooling | RET | 2160564.3936 | 0 | 0
| Power Strip_Com, E - Plug [Tier 1] | E | Yes | Lodging | Plug Loads | NC | 0 | 0 | 0
| Power Strip_Com, E - Plug [Tier 1] | E | Yes | Lodging | Plug Loads | RET | 0 | 0 | 0
| Power Strip_Com, E - Plug [Tier 1] | E | Yes | Lodging | Plug Loads | REPL | 0 | 0 | 0
| Power Strip_Com, E - Plug [Tier 2] | E | No | Lodging | Plug Loads | NC | 7335.5966 | 6924.7413 | 1.0593
| Power Strip_Com, E - Plug [Tier 2] | E | No | Lodging | Plug Loads | RET | 73289.6293 | 72875.896 | 1.0057
| Power Strip_Com, E - Plug [Tier 2] | E | No | Lodging | Plug Loads | REPL | 52910.1795 | 49946.7631 | 1.0593
| Computer Power Management_Com, E - Plug | E | Yes | Lodging | Plug Loads | RET | 46421.4664 | 25272.0891 | 1.8369
| Vending Machine Controls_Com, E - Plug [Non-Refrigerated] | E | No | Lodging | Plug Loads | RET | 15582.805 | 16990.9397 | 0.91712
| Vending Machine Controls_Com, E - Plug [Refrigerated] | E | Yes | Lodging | Plug Loads | RET | 46748.415 | 9127.101 | 5.1219
| Ovens_Com, E - Cook | E | Yes | Lodging | Cooking | NC | 9917.4409 | 112.9544 | 87.8004
| Ovens_Com, E - Cook | E | Yes | Lodging | Cooking | REPL | 101792.467 | 1159.362 | 87.8004
| Ovens_Com, G - Cook | G | Yes | Lodging | Cooking | NC | 289.8558 | 1.0667 | 271.7241
| Ovens_Com, G - Cook | G | Yes | Lodging | Cooking | REPL | 3092.6253 | 11.3815 | 271.7241
| Ovens_Com, P - Cook | Prp | Yes | Lodging | Cooking | NC | 2099.0744 | 1.8224 | 1151.7909
| Ovens_Com, P - Cook | Prp | Yes | Lodging | Cooking | REPL | 22396.1368 | 19.4446 | 1151.7909
| Fryers_Com, E - Cook | E | Yes | Lodging | Cooking | NC | 1627.2699 | 16.9215 | 96.1656
| Fryers_Com, E - Cook | E | Yes | Lodging | Cooking | REPL | 16702.2746 | 173.6825 | 96.1656
| Fryers_Com, G - Cook | G | Yes | Lodging | Cooking | NC | 65.0239 | 6.4724 | 10.0463
| Fryers_Com, G - Cook | G | Yes | Lodging | Cooking | REPL | 693.7742 | 69.0579 | 10.0463
| Fryers_Com, P - Cook | Prp | Yes | Lodging | Cooking | NC | 204.3667 | 4.6111 | 44.3209
| Fryers_Com, P - Cook | Prp | Yes | Lodging | Cooking | REPL | 2180.4965 | 49.1979 | 44.3209
| Griddles_Com, E - Cook | E | Yes | Lodging | Cooking | NC | 453.8645 | 77.6089 | 5.8481
| Griddles_Com, E - Cook | E | Yes | Lodging | Cooking | REPL | 4658.459 | 796.5765 | 5.8481
| Griddles_Com, G - Cook | G | Yes | Lodging | Cooking | NC | 88.2529 | 2.3479 | 37.5881
| Griddles_Com, G - Cook | G | Yes | Lodging | Cooking | REPL | 941.6167 | 25.0509 | 37.5881
| Griddles_Com, P - Cook | Prp | Yes | Lodging | Cooking | NC | 535.9972 | 3.2323 | 165.8266
| Griddles_Com, P - Cook | Prp | Yes | Lodging | Cooking | REPL | 5718.8382 | 34.4869 | 165.8266
| Hot Food Holding Cabinet_Com, E - Cook | E | Yes | Lodging | Cooking | NC | 1974.9553 | 48.3226 | 40.8702
| Hot Food Holding Cabinet_Com, E - Cook | E | Yes | Lodging | Cooking | REPL | 20270.9125 | 495.9829 | 40.8702
| Steamers_Com, E - Cook | E | Yes | Lodging | Cooking | NC | 1550.5505 | 169.7146 | 9.1362
| Steamers_Com, E - Cook | E | Yes | Lodging | Cooking | REPL | 15914.8276 | 1741.948 | 9.1362
| Steamers_Com, G - Cook | G | Yes | Lodging | Cooking | NC | 145.1172 | 0.82565 | 175.7605
| Steamers_Com, G - Cook | G | Yes | Lodging | Cooking | REPL | 1548.3327 | 8.8093 | 175.7605
| ES Refrigerator and Freezer_Com, E - Refr | E | Yes | Lodging | Refrigeration | NC | 40373.7042 | 14855.9734 | 2.7177
| ES Refrigerator and Freezer_Com, E - Refr | E | Yes | Lodging | Refrigeration | REPL | 414395.1048 | 152481.4926 | 2.7177
| Anti Sweat Heat Control_Com, E - Refr | E | Yes | Lodging | Refrigeration | NC | 3392.326 | 1765.6407 | 1.9213
| Anti Sweat Heat Control_Com, E - Refr | E | Z | Lodging | Refrigeration | RET | 0 | 0 | 0
| Loading Dock Pit Seals_Com, E - Refr | E | No | Lodging | Refrigeration | NC | 901.0829 | 1338.5638 | 0.67317
| Loading Dock Pit Seals_Com, E - Refr | E | No | Lodging | Refrigeration | RET | 11098.4409 | 16486.7976 | 0.67317
| ECM Comp Cond Fan Motor_Com, E - Refr | E | Yes | Lodging | Refrigeration | NC | 2406.5981 | 577.0752 | 4.1703
| ECM Comp Cond Fan Motor_Com, E - Refr | E | Z | Lodging | Refrigeration | RET | 0 | 0 | 0
| ECM Comp Cond Fan Motor_Com, E - Refr | E | Yes | Lodging | Refrigeration | REPL | 8983.2909 | 2154.0924 | 4.1703
| Evap Fan Motor Replacement_Com, E - Refr | E | Yes | Lodging | Refrigeration | NC | 3921.3461 | 1801.3091 | 2.1769
| Evap Fan Motor Replacement_Com, E - Refr | E | Yes | Lodging | Refrigeration | RET | 33884.4392 | 10435.9871 | 3.2469
| Evap Fan Motor Replacement_Com, E - Refr | E | Yes | Lodging | Refrigeration | REPL | 1263.0757 | 580.2063 | 2.1769
| Evap Fan Speed Controls_Com, E - Refr | E | Yes | Lodging | Refrigeration | NC | 6421.699 | 1826.5856 | 3.5157
| Evap Fan Speed Controls_Com, E - Refr | E | Yes | Lodging | Refrigeration | RET | 52272.6429 | 10837.4102 | 4.8234
| LowHeat NoHeat Doors_Com, E - Refr | E | Yes | Lodging | Refrigeration | NC | 1585.4783 | 338.3653 | 4.6857
| LowHeat NoHeat Doors_Com, E - Refr | E | Yes | Lodging | Refrigeration | RET | 17575.1916 | 3750.8149 | 4.6857
| Refrigerated Vending Machine_Com, E - Refr | E | Yes | Lodging | Refrigeration | NC | 1396.2438 | 644.2355 | 2.1673
| Refrigerated Vending Machine_Com, E - Refr | E | Yes | Lodging | Refrigeration | REPL | 12283.7366 | 5667.7918 | 2.1673
| Walk In Refrigeration_Com, E - Refr | E | Yes | Lodging | Refrigeration | NC | 14230.919 | 1889.7375 | 7.5306
| Refrigeration Tune Up_Com, E - Refr | E | Yes | Lodging | Refrigeration | RET | 49143.3606 | 4946.4717 | 9.935
| ES Ice Machine_Com, E - Refr | E | Yes | Lodging | Refrigeration | NC | 5084.9152 | 464.0016 | 10.9588
| ES Ice Machine_Com, E - Refr | E | Yes | Lodging | Refrigeration | REPL | 52191.4947 | 4762.5059 | 10.9588
| Walk In Cooler Retroft_Com, E - Refr | E | Yes | Lodging | Refrigeration | RET | 34154.3159 | 6501.8193 | 5.253
| Door Gasket Replacement_Com, E - Refr | E | Z | Lodging | Refrigeration | RET | 0 | 0 | 0
| EnergyStar Dehumidifier_Com, E - Appl | E | Yes | Lodging | Appliances | NC | 2100.0915 | 298.7156 | 7.0304
| EnergyStar Dehumidifier_Com, E - Appl | E | Yes | Lodging | Appliances | REPL | 21555.3082 | 3066.013 | 7.0304
| Clothes Washer Elec WH_Com, E - Appl [unit w/ elec dry - Washer] | E | Yes | Lodging | Appliances | NC | 66258.9227 | 14095.5394 | 4.7007
| Clothes Washer Elec WH_Com, E - Appl [unit w/ elec dry - Washer] | E | Yes | Lodging | Appliances | REPL | 1131225.4679 | 240650.3531 | 4.7007
| Clothes Washer Elec WH_Com, E - Appl [unit w/ elec dry - Dryer] | E | Yes | Lodging | Appliances | NC | 66258.9227 | 14095.5394 | 4.7007
| Clothes Washer Elec WH_Com, E - Appl [unit w/ elec dry - Dryer] | E | Yes | Lodging | Appliances | REPL | 1131225.4679 | 240650.3531 | 4.7007
| Clothes Washer Elec WH_Com, E - HWat [unit w/ elec dry - Water Heater] | E | Yes | Lodging | Water Heating | NC | 66258.9227 | 14095.5394 | 4.7007
| Clothes Washer Elec WH_Com, E - HWat [unit w/ elec dry - Water Heater] | E | Yes | Lodging | Water Heating | REPL | 1131225.4679 | 240650.3531 | 4.7007
| Clothes Washer Elec WH_Com, E - Appl [unit w/ gas dry - Washer] | E | Yes | Lodging | Appliances | NC | 14783.7236 | 3523.8848 | 4.1953
| Clothes Washer Elec WH_Com, E - Appl [unit w/ gas dry - Washer] | E | Yes | Lodging | Appliances | REPL | 252454.1399 | 60162.5883 | 4.1962
| Clothes Washer Elec WH_Com, G - Oth [unit w/ gas dry - Dryer] | G | Yes | Lodging | Other | NC | 14783.7236 | 3523.8848 | 4.1953
| Clothes Washer Elec WH_Com, G - Oth [unit w/ gas dry - Dryer] | G | Yes | Lodging | Other | REPL | 252454.1399 | 60162.5883 | 4.1962
| Clothes Washer Elec WH_Com, E - HWat [unit w/ gas dry - Water Heater] | E | Yes | Lodging | Water Heating | NC | 14783.7236 | 3523.8848 | 4.1953
| Clothes Washer Elec WH_Com, E - HWat [unit w/ gas dry - Water Heater] | E | Yes | Lodging | Water Heating | REPL | 252454.1399 | 60162.5883 | 4.1962
| Clothes Washer Elec WH_Com, E - Appl [unit w/ propane dry - Washer] | E | Yes | Lodging | Appliances | NC | 6051.2078 | 1409.5539 | 4.293
| Clothes Washer Elec WH_Com, E - Appl [unit w/ propane dry - Washer] | E | Yes | Lodging | Appliances | REPL | 103425.7943 | 24065.0353 | 4.2978
| Clothes Washer Elec WH_Com, P - Oth [unit w/ propane dry - Dryer] | Prp | Yes | Lodging | Other | NC | 6051.2078 | 1409.5539 | 4.293
| Clothes Washer Elec WH_Com, P - Oth [unit w/ propane dry - Dryer] | Prp | Yes | Lodging | Other | REPL | 103425.7943 | 24065.0353 | 4.2978
| Clothes Washer Elec WH_Com, E - HWat [unit w/ propane dry - Water Heater] | E | Yes | Lodging | Water Heating | NC | 6051.2078 | 1409.5539 | 4.293
| Clothes Washer Elec WH_Com, E - HWat [unit w/ propane dry - Water Heater] | E | Yes | Lodging | Water Heating | REPL | 103425.7943 | 24065.0353 | 4.2978
| Clothes Washer Gas WH_Com, E - Appl [unit w/ elec dry - Washer] | E | Yes | Lodging | Appliances | NC | 69557.3363 | 7047.7697 | 9.8694
| Clothes Washer Gas WH_Com, E - Appl [unit w/ elec dry - Washer] | E | Yes | Lodging | Appliances | REPL | 1212767.7869 | 120325.1765 | 10.0791
| Clothes Washer Gas WH_Com, E - Appl [unit w/ elec dry - Dryer] | E | Yes | Lodging | Appliances | NC | 69557.3363 | 7047.7697 | 9.8694
| Clothes Washer Gas WH_Com, E - Appl [unit w/ elec dry - Dryer] | E | Yes | Lodging | Appliances | REPL | 1212767.7869 | 120325.1765 | 10.0791
| Clothes Washer Gas WH_Com, G - HWat [unit w/ elec dry - Water Heater] | G | Yes | Lodging | Water Heating | NC | 69557.3363 | 7047.7697 | 9.8694
| Clothes Washer Gas WH_Com, G - HWat [unit w/ elec dry - Water Heater] | G | Yes | Lodging | Water Heating | REPL | 1212767.7869 | 120325.1765 | 10.0791
| Clothes Washer Gas WH_Com, E - Appl [unit w/ gas dry - Washer] | E | Yes | Lodging | Appliances | NC | 257381.7565 | 27486.3018 | 9.364
| Clothes Washer Gas WH_Com, E - Appl [unit w/ gas dry - Washer] | E | Yes | Lodging | Appliances | REPL | 4493046.9979 | 469268.1885 | 9.5746
| Clothes Washer Gas WH_Com, G - Oth [unit w/ gas dry - Dryer] | G | Yes | Lodging | Other | NC | 257381.7565 | 27486.3018 | 9.364
| Clothes Washer Gas WH_Com, G - Oth [unit w/ gas dry - Dryer] | G | Yes | Lodging | Other | REPL | 4493046.9979 | 469268.1885 | 9.5746
| Clothes Washer Gas WH_Com, G - HWat [unit w/ gas dry - Water Heater] | G | Yes | Lodging | Water Heating | NC | 257381.7565 | 27486.3018 | 9.364
| Clothes Washer Gas WH_Com, G - HWat [unit w/ gas dry - Water Heater] | G | Yes | Lodging | Water Heating | REPL | 4493046.9979 | 469268.1885 | 9.5746
| Clothes Washer Gas WH_Com, E - Appl [unit w/ propane dry - Washer] | E | Yes | Lodging | Appliances | NC | 13336.7828 | 1409.5539 | 9.4617
| Clothes Washer Gas WH_Com, E - Appl [unit w/ propane dry - Washer] | E | Yes | Lodging | Appliances | REPL | 232856.8049 | 24065.0353 | 9.6761
| Clothes Washer Gas WH_Com, P - Oth [unit w/ propane dry - Dryer] | Prp | Yes | Lodging | Other | NC | 13336.7828 | 1409.5539 | 9.4617
| Clothes Washer Gas WH_Com, P - Oth [unit w/ propane dry - Dryer] | Prp | Yes | Lodging | Other | REPL | 232856.8049 | 24065.0353 | 9.6761
| Clothes Washer Gas WH_Com, G - HWat [unit w/ propane dry - Water Heater] | G | Yes | Lodging | Water Heating | NC | 13336.7828 | 1409.5539 | 9.4617
| Clothes Washer Gas WH_Com, G - HWat [unit w/ propane dry - Water Heater] | G | Yes | Lodging | Water Heating | REPL | 232856.8049 | 24065.0353 | 9.6761
| Clothes Washer Oil WH_Com, E - Appl [unit w/ elec dry - Washer] | E | Yes | Lodging | Appliances | NC | 38897.2934 | 8457.3236 | 4.5992
| Clothes Washer Oil WH_Com, E - Appl [unit w/ elec dry - Washer] | E | Yes | Lodging | Appliances | REPL | 664294.0777 | 144390.2118 | 4.6007
| Clothes Washer Oil WH_Com, E - Appl [unit w/ elec dry - Dryer] | E | Yes | Lodging | Appliances | NC | 38897.2934 | 8457.3236 | 4.5992
| Clothes Washer Oil WH_Com, E - Appl [unit w/ elec dry - Dryer] | E | Yes | Lodging | Appliances | REPL | 664294.0777 | 144390.2118 | 4.6007
| Clothes Washer Oil WH_Com, O - HWat [unit w/ elec dry - Water Heater] | O | Yes | Lodging | Water Heating | NC | 38897.2934 | 8457.3236 | 4.5992
| Clothes Washer Oil WH_Com, O - HWat [unit w/ elec dry - Water Heater] | O | Yes | Lodging | Water Heating | REPL | 664294.0777 | 144390.2118 | 4.6007
| Clothes Washer Oil WH_Com, E - Appl [unit w/ gas dry - Washer] | E | Yes | Lodging | Appliances | NC | 5770.4794 | 1409.5539 | 4.0938
| Clothes Washer Oil WH_Com, E - Appl [unit w/ gas dry - Washer] | E | Yes | Lodging | Appliances | REPL | 98574.7888 | 24065.0353 | 4.0962
| Clothes Washer Oil WH_Com, G - Oth [unit w/ gas dry - Dryer] | G | Yes | Lodging | Other | NC | 5770.4794 | 1409.5539 | 4.0938
| Clothes Washer Oil WH_Com, G - Oth [unit w/ gas dry - Dryer] | G | Yes | Lodging | Other | REPL | 98574.7888 | 24065.0353 | 4.0962
| Clothes Washer Oil WH_Com, O - HWat [unit w/ gas dry - Water Heater] | O | Yes | Lodging | Water Heating | NC | 5770.4794 | 1409.5539 | 4.0938
| Clothes Washer Oil WH_Com, O - HWat [unit w/ gas dry - Water Heater] | O | Yes | Lodging | Water Heating | REPL | 98574.7888 | 24065.0353 | 4.0962
| Clothes Washer Oil WH_Com, E - Appl [unit w/ propane dry - Washer] | E | Yes | Lodging | Appliances | NC | 8862.2966 | 2114.3309 | 4.1915
| Clothes Washer Oil WH_Com, E - Appl [unit w/ propane dry - Washer] | E | Yes | Lodging | Appliances | REPL | 151528.3907 | 36097.553 | 4.1977
| Clothes Washer Oil WH_Com, P - Oth [unit w/ propane dry - Dryer] | Prp | Yes | Lodging | Other | NC | 8862.2966 | 2114.3309 | 4.1915
| Clothes Washer Oil WH_Com, P - Oth [unit w/ propane dry - Dryer] | Prp | Yes | Lodging | Other | REPL | 151528.3907 | 36097.553 | 4.1977
| Clothes Washer Oil WH_Com, O - HWat [unit w/ propane dry - Water Heater] | O | Yes | Lodging | Water Heating | NC | 8862.2966 | 2114.3309 | 4.1915
| Clothes Washer Oil WH_Com, O - HWat [unit w/ propane dry - Water Heater] | O | Yes | Lodging | Water Heating | REPL | 151528.3907 | 36097.553 | 4.1977
| Clothes Washer Propane WH_Com, E - Appl [unit w/ elec dry - Washer] | E | Yes | Lodging | Appliances | NC | 45756.4685 | 17873.4978 | 2.56
| Clothes Washer Propane WH_Com, E - Appl [unit w/ elec dry - Washer] | E | Yes | Lodging | Appliances | REPL | 807718.6783 | 316184.8854 | 2.5546
| Clothes Washer Propane WH_Com, E - Appl [unit w/ elec dry - Dryer] | E | Yes | Lodging | Appliances | NC | 45756.4685 | 17873.4978 | 2.56
| Clothes Washer Propane WH_Com, E - Appl [unit w/ elec dry - Dryer] | E | Yes | Lodging | Appliances | REPL | 807718.6783 | 316184.8854 | 2.5546
| Clothes Washer Propane WH_Com, P - HWat [unit w/ elec dry - Water Heater] | Prp | Yes | Lodging | Water Heating | NC | 45756.4685 | 17873.4978 | 2.56
| Clothes Washer Propane WH_Com, P - HWat [unit w/ elec dry - Water Heater] | Prp | Yes | Lodging | Water Heating | REPL | 807718.6783 | 316184.8854 | 2.5546
| Clothes Washer Propane WH_Com, E - Appl [unit w/ gas dry - Washer] | E | Yes | Lodging | Appliances | NC | 22522.0329 | 8957.4034 | 2.5143
| Clothes Washer Propane WH_Com, E - Appl [unit w/ gas dry - Washer] | E | Yes | Lodging | Appliances | REPL | 397788.8937 | 158494.9593 | 2.5098
| Clothes Washer Propane WH_Com, G - Oth [unit w/ gas dry - Dryer] | G | Yes | Lodging | Other | NC | 22522.0329 | 8957.4034 | 2.5143
| Clothes Washer Propane WH_Com, G - Oth [unit w/ gas dry - Dryer] | G | Yes | Lodging | Other | REPL | 397788.8937 | 158494.9593 | 2.5098
| Clothes Washer Propane WH_Com, P - HWat [unit w/ gas dry - Water Heater] | Prp | Yes | Lodging | Water Heating | NC | 22522.0329 | 8957.4034 | 2.5143
| Clothes Washer Propane WH_Com, P - HWat [unit w/ gas dry - Water Heater] | Prp | Yes | Lodging | Water Heating | REPL | 397788.8937 | 158494.9593 | 2.5098
| Clothes Washer Propane WH_Com, E - Appl [unit w/ propane dry - Washer] | E | Yes | Lodging | Appliances | NC | 45243.5348 | 17971.3165 | 2.5175
| Clothes Washer Propane WH_Com, E - Appl [unit w/ propane dry - Washer] | E | Yes | Lodging | Appliances | REPL | 799117.8391 | 317992.8184 | 2.513
| Clothes Washer Propane WH_Com, P - Oth [unit w/ propane dry - Dryer] | Prp | Yes | Lodging | Other | NC | 45243.5348 | 17971.3165 | 2.5175
| Clothes Washer Propane WH_Com, P - Oth [unit w/ propane dry - Dryer] | Prp | Yes | Lodging | Other | REPL | 799117.8391 | 317992.8184 | 2.513
| Clothes Washer Propane WH_Com, P - HWat [unit w/ propane dry - Water Heater] | Prp | Yes | Lodging | Water Heating | NC | 45243.5348 | 17971.3165 | 2.5175
| Clothes Washer Propane WH_Com, P - HWat [unit w/ propane dry - Water Heater] | Prp | Yes | Lodging | Water Heating | REPL | 799117.8391 | 317992.8184 | 2.513
| Ozone Laundry_Com, E - HWat | E | Yes | Lodging | Water Heating | RET | 52791.9341 | 5984.0311 | 8.8221
| Ozone Laundry_Com, G - HWat | G | Yes | Lodging | Water Heating | RET | 2098517.6768 | 867014.9722 | 2.4204
| Ozone Laundry_Com, O - HWat | O | Yes | Lodging | Water Heating | RET | 14545.6273 | 1645.1707 | 8.8414
| Ozone Laundry_Com, P - HWat | Prp | Yes | Lodging | Water Heating | RET | 11125766.0306 | 1047702.8487 | 10.6192
| Dishwasher_Com, E - Appl [Building w elec WH] | E | Yes | Lodging | Appliances | NC | 753.1553 | 323.1879 | 2.3304
| Dishwasher_Com, E - Appl [Building w elec WH] | E | Yes | Lodging | Appliances | REPL | 7333.1616 | 3146.7466 | 2.3304
| Dishwasher_Com, E - HWat [Building w elec WH] | E | Yes | Lodging | Water Heating | NC | 66.8782 | 0 | 0
| Dishwasher_Com, E - HWat [Building w elec WH] | E | Yes | Lodging | Water Heating | REPL | 651.1654 | 0 | 0
| Dishwasher_Com, E - Appl [Building w gas WH] | E | Yes | Lodging | Appliances | NC | 1882.8882 | 807.9696 | 2.3304
| Dishwasher_Com, E - Appl [Building w gas WH] | E | Yes | Lodging | Appliances | REPL | 18332.904 | 7866.8666 | 2.3304
| Dishwasher_Com, G - HWat [Building w gas WH] | G | Yes | Lodging | Water Heating | NC | 12410.1875 | 0 | 0
| Dishwasher_Com, G - HWat [Building w gas WH] | G | Yes | Lodging | Water Heating | REPL | 125607.1498 | 0 | 0
| Dishwasher_Com, E - Appl [Building w oil WH] | E | Yes | Lodging | Appliances | NC | 188.2888 | 80.797 | 2.3304
| Dishwasher_Com, E - Appl [Building w oil WH] | E | Yes | Lodging | Appliances | REPL | 1833.2904 | 786.6867 | 2.3304
| Dishwasher_Com, O - HWat [Building w oil WH] | O | Yes | Lodging | Water Heating | NC | 8.73 | 0 | 0
| Dishwasher_Com, O - HWat [Building w oil WH] | O | Yes | Lodging | Water Heating | REPL | 88.3588 | 0 | 0
| Dishwasher_Com, E - Appl [Building w propane WH] | E | Yes | Lodging | Appliances | NC | 188.2888 | 80.797 | 2.3304
| Dishwasher_Com, E - Appl [Building w propane WH] | E | Yes | Lodging | Appliances | REPL | 1833.2904 | 786.6867 | 2.3304
| Dishwasher_Com, P - HWat [Building w propane WH] | Prp | Yes | Lodging | Water Heating | NC | 20073.5119 | 0 | 0
| Dishwasher_Com, P - HWat [Building w propane WH] | Prp | Yes | Lodging | Water Heating | REPL | 203169.893 | 0 | 0
| Faucet Aerator_Com, E - HWat | E | Yes | Lodging | Water Heating | RET | 2726.4485 | 224.1059 | 12.1659
| Faucet Aerator_Com, G - HWat | G | Yes | Lodging | Water Heating | RET | 213428.3341 | 34646.2463 | 6.1602
| Faucet Aerator_Com, O - HWat | O | Yes | Lodging | Water Heating | RET | 1479.3533 | 65.7416 | 22.5025
| Faucet Aerator_Com, P - HWat | Prp | Yes | Lodging | Water Heating | RET | 1131538.5787 | 41866.6022 | 27.0272
| Pre Rinse Sprayers_Com, E - HWat | E | Yes | Lodging | Water Heating | RET | 167.2004 | 3.9874 | 41.9323
| Pre Rinse Sprayers_Com, G - HWat | G | Yes | Lodging | Water Heating | RET | 15642.2756 | 664.3866 | 23.5439
| Pre Rinse Sprayers_Com, O - HWat | O | Yes | Lodging | Water Heating | RET | 95.8291 | 1.2607 | 76.0138
| Pre Rinse Sprayers_Com, P - HWat | Prp | Yes | Lodging | Water Heating | RET | 71656.3895 | 802.8463 | 89.2529
| Heat Pump Water Heater_Com, E - HWat | E | Yes | Lodging | Water Heating | NC | 14614.9774 | 10327.6313 | 1.4151
| Heat Pump Water Heater_Com, E - HWat | E | Yes | Lodging | Water Heating | RET | 76897.0985 | 67615.3163 | 1.1373
| Heat Pump Water Heater_Com, E - HWat | E | Yes | Lodging | Water Heating | REPL | 9000.4747 | 6360.1593 | 1.4151
| FF Storage Water Heater_Com, G - HWat | G | No | Lodging | Water Heating | NC | 186347.6353 | 551953.2031 | 0.33761
| FF Storage Water Heater_Com, G - HWat | G | No | Lodging | Water Heating | RET | 1183489.7248 | 12485069.1609 | 0.094792
| FF Storage Water Heater_Com, G - HWat | G | No | Lodging | Water Heating | REPL | 336129.1832 | 995599.3217 | 0.33761
| FF Storage Water Heater_Com, O - HWat | O | Yes | Lodging | Water Heating | NC | 1306.4622 | 1047.3375 | 1.2474
| FF Storage Water Heater_Com, O - HWat | O | No | Lodging | Water Heating | RET | 8297.3126 | 23690.5605 | 0.35024
| FF Storage Water Heater_Com, O - HWat | O | Yes | Lodging | Water Heating | REPL | 2356.5637 | 1889.1611 | 1.2474
| FF Storage Water Heater_Com, P - HWat | Prp | Yes | Lodging | Water Heating | NC | 1000901.4094 | 666981.5284 | 1.5006
| FF Storage Water Heater_Com, P - HWat | Prp | No | Lodging | Water Heating | RET | 6356702.6166 | 15086986.0617 | 0.42134
| FF Storage Water Heater_Com, P - HWat | Prp | Yes | Lodging | Water Heating | REPL | 1805400.8077 | 1203084.5185 | 1.5006
| FF Instantaneous Water Heater_Com, G - HWat | G | No | Lodging | Water Heating | NC | 362607.7765 | 1638058.1756 | 0.22136
| FF Instantaneous Water Heater_Com, G - HWat | G | No | Lodging | Water Heating | RET | 1677538.509 | 22274292.3342 | 0.075313
| FF Instantaneous Water Heater_Com, G - HWat | G | No | Lodging | Water Heating | REPL | 3.2215e-10 | 1.4553e-09 | 0.22136
| FF Instantaneous Water Heater_Com, O - HWat | O | No | Lodging | Water Heating | NC | 2558.5337 | 3108.2341 | 0.82315
| FF Instantaneous Water Heater_Com, O - HWat | O | No | Lodging | Water Heating | RET | 11836.5876 | 42265.723 | 0.28005
| FF Instantaneous Water Heater_Com, O - HWat | O | No | Lodging | Water Heating | REPL | 2.273e-12 | 2.7614e-12 | 0.82315
| FF Instantaneous Water Heater_Com, P - HWat | Prp | No | Lodging | Water Heating | NC | 1968905.681 | 1979433.2917 | 0.99468
| FF Instantaneous Water Heater_Com, P - HWat | Prp | No | Lodging | Water Heating | RET | 9108781.5963 | 26916305.9458 | 0.33841
| FF Instantaneous Water Heater_Com, P - HWat | Prp | No | Lodging | Water Heating | REPL | 1.7492e-09 | 1.7586e-09 | 0.99468
| Clothes Dryer_Com, E - Appl | E | Yes | Lodging | Appliances | NC | 53245.4547 | 1739.2269 | 30.6144
| Clothes Dryer_Com, E - Appl | E | Yes | Lodging | Appliances | RET | 273342.4742 | 31047.2238 | 8.8041
| Clothes Dryer_Com, E - Appl | E | Yes | Lodging | Appliances | REPL | 16212.9189 | 529.5841 | 30.6144
| Clothes Dryer_Com, G - Oth | G | No | Lodging | Other | NC | 2318.6706 | 2517.0606 | 0.92118
| Clothes Dryer_Com, G - Oth | G | No | Lodging | Other | RET | 12373.5093 | 55026.7044 | 0.22486
| Clothes Dryer_Com, G - Oth | G | No | Lodging | Other | REPL | 733.9171 | 796.7125 | 0.92118
| Clothes Dryer_Com, P - Oth | Prp | Yes | Lodging | Other | NC | 12423.7802 | 3041.6218 | 4.0846
| Clothes Dryer_Com, P - Oth | Prp | No | Lodging | Other | RET | 66299.0961 | 66494.3983 | 0.99706
| Clothes Dryer_Com, P - Oth | Prp | Yes | Lodging | Other | REPL | 3932.4365 | 962.7492 | 4.0846
| Pnemautic to DDC_Com, E - TotE [Building w Elec Heat] | E | No | Lodging | Total Electric | RET | 72925.7428 | 71681.9478 | 1.0174
| Pnemautic to DDC_Com, E - TotE [Building w Gas Heat] | E | Yes | Lodging | Total Electric | RET | 560553.2094 | 276389.9716 | 2.0281
| Pnemautic to DDC_Com, G - TotF [Building w Gas Heat] | G | Yes | Lodging | Total FF | RET | 560553.2094 | 276389.9716 | 2.0281
| Pnemautic to DDC_Com, E - TotE [Building w Oil Heat] | E | Yes | Lodging | Total Electric | RET | 489618.5443 | 74364.4465 | 6.584
| Pnemautic to DDC_Com, O - TotF [Building w Oil Heat] | O | Yes | Lodging | Total FF | RET | 489618.5443 | 74364.4465 | 6.584
| Pnemautic to DDC_Com, E - TotE [Building w Propane Heat] | E | Yes | Lodging | Total Electric | RET | 2602338.7944 | 22410.9994 | 116.1188
| Pnemautic to DDC_Com, P - TotF [Building w Propane Heat] | Prp | Yes | Lodging | Total FF | RET | 2602338.7944 | 22410.9994 | 116.1188
| RCx_Com, E - TotE [Building w Elec Heat] | E | Yes | Lodging | Total Electric | RET | 163219.8433 | 39896.1909 | 4.0911
| RCx_Com, E - TotE [Building w Gas Heat] | E | Yes | Lodging | Total Electric | RET | 1025336.6747 | 126892.8268 | 8.0803
| RCx_Com, G - TotF [Building w Gas Heat] | G | Yes | Lodging | Total FF | RET | 1025336.6747 | 126892.8268 | 8.0803
| RCx_Com, E - TotE [Building w Oil Heat] | E | Yes | Lodging | Total Electric | RET | 749720.977 | 34141.3068 | 21.9594
| RCx_Com, O - TotF [Building w Oil Heat] | O | Yes | Lodging | Total FF | RET | 749720.977 | 34141.3068 | 21.9594
| RCx_Com, E - TotE [Building w Propane Heat] | E | Yes | Lodging | Total Electric | RET | 3675782.0403 | 10289.0675 | 357.2512
| RCx_Com, P - TotF [Building w Propane Heat] | Prp | Yes | Lodging | Total FF | RET | 3675782.0403 | 10289.0675 | 357.2512
| Commissioning_Com, E - TotE [Building w Elec Heat] | E | Yes | Lodging | Total Electric | NC | 0 | 0 | 0
| Commissioning_Com, E - TotE [Building w Gas Heat] | E | Yes | Lodging | Total Electric | NC | 0 | 0 | 0
| Commissioning_Com, G - TotF [Building w Gas Heat] | G | Yes | Lodging | Total FF | NC | 0 | 0 | 0
| Commissioning_Com, E - TotE [Building w Oil Heat] | E | Yes | Lodging | Total Electric | NC | 0 | 0 | 0
| Commissioning_Com, O - TotF [Building w Oil Heat] | O | Yes | Lodging | Total FF | NC | 0 | 0 | 0
| Commissioning_Com, E - TotE [Building w Propane Heat] | E | Yes | Lodging | Total Electric | NC | 0 | 0 | 0
| Commissioning_Com, P - TotF [Building w Propane Heat] | Prp | Yes | Lodging | Total FF | NC | 0 | 0 | 0
| Integrated Building Design_Com, E - TotE [Building w Elec Heat] | E | Yes | Lodging | Total Electric | NC | 17027.2636 | 948.3508 | 17.9546
| Integrated Building Design_Com, E - TotE [Building w Gas Heat] | E | Yes | Lodging | Total Electric | NC | 103740.091 | 3016.3009 | 34.3932
| Integrated Building Design_Com, G - TotF [Building w Gas Heat] | G | Yes | Lodging | Total FF | NC | 103740.091 | 3016.3009 | 34.3932
| Integrated Building Design_Com, E - TotE [Building w Oil Heat] | E | Yes | Lodging | Total Electric | NC | 76256.8203 | 811.5546 | 93.9639
| Integrated Building Design_Com, O - TotF [Building w Oil Heat] | O | Yes | Lodging | Total FF | NC | 76256.8203 | 811.5546 | 93.9639
| Integrated Building Design_Com, E - TotE [Building w Propane Heat] | E | Yes | Lodging | Total Electric | NC | 373267.3385 | 244.5759 | 1526.1822
| Integrated Building Design_Com, P - TotF [Building w Propane Heat] | Prp | Yes | Lodging | Total FF | NC | 373267.3385 | 244.5759 | 1526.1822
| Deep Energy Retrofit_Com, E - TotE [Building w Elec Heat] | E | Yes | Lodging | Total Electric | RET | 73474.4749 | 26411.6392 | 2.7819
| Deep Energy Retrofit_Com, E - TotE [Building w Gas Heat] | E | Yes | Lodging | Total Electric | RET | 459408.7713 | 84004.1992 | 5.4689
| Deep Energy Retrofit_Com, G - TotF [Building w Gas Heat] | G | Yes | Lodging | Total FF | RET | 459408.7713 | 84004.1992 | 5.4689
| Deep Energy Retrofit_Com, E - TotE [Building w Oil Heat] | E | Yes | Lodging | Total Electric | RET | 340462.8759 | 22601.854 | 15.0635
| Deep Energy Retrofit_Com, O - TotF [Building w Oil Heat] | O | Yes | Lodging | Total FF | RET | 340462.8759 | 22601.854 | 15.0635
| Deep Energy Retrofit_Com, E - TotE [Building w Propane Heat] | E | Yes | Lodging | Total Electric | RET | 1673848.7426 | 6811.4557 | 245.7402
| Deep Energy Retrofit_Com, P - TotF [Building w Propane Heat] | Prp | Yes | Lodging | Total FF | RET | 1673848.7426 | 6811.4557 | 245.7402
| EMS_Com, E - TotE [Building w Elec Heat] | E | Yes | Lodging | Total Electric | NC | 30971.5606 | 12756.2482 | 2.428
| EMS_Com, E - TotE [Building w Elec Heat] | E | Yes | Lodging | Total Electric | RET | 465175.3842 | 152402.4551 | 3.0523
| EMS_Com, E - TotE [Building w Gas Heat] | E | Yes | Lodging | Total Electric | NC | 197657.7984 | 40572.2038 | 4.8718
| EMS_Com, E - TotE [Building w Gas Heat] | E | Yes | Lodging | Total Electric | RET | 3048474.7775 | 969454.8737 | 3.1445
| EMS_Com, G - TotF [Building w Gas Heat] | G | Yes | Lodging | Total FF | NC | 197657.7984 | 40572.2038 | 4.8718
| EMS_Com, G - TotF [Building w Gas Heat] | G | Yes | Lodging | Total FF | RET | 3048474.7775 | 969454.8737 | 3.1445
| EMS_Com, E - TotE [Building w Oil Heat] | E | Yes | Lodging | Total Electric | NC | 147398.6864 | 10916.2046 | 13.5027
| EMS_Com, E - TotE [Building w Oil Heat] | E | Yes | Lodging | Total Electric | RET | 2291219.0195 | 260837.883 | 8.7841
| EMS_Com, O - TotF [Building w Oil Heat] | O | Yes | Lodging | Total FF | NC | 147398.6864 | 10916.2046 | 13.5027
| EMS_Com, O - TotF [Building w Oil Heat] | O | Yes | Lodging | Total FF | RET | 2291219.0195 | 260837.883 | 8.7841
| EMS_Com, E - TotE [Building w Propane Heat] | E | Yes | Lodging | Total Electric | NC | 727080.8438 | 3289.7852 | 221.0116
| EMS_Com, E - TotE [Building w Propane Heat] | E | Yes | Lodging | Total Electric | RET | 11348778.7654 | 78607.9628 | 144.3719
| EMS_Com, P - TotF [Building w Propane Heat] | Prp | Yes | Lodging | Total FF | NC | 727080.8438 | 3289.7852 | 221.0116
| EMS_Com, P - TotF [Building w Propane Heat] | Prp | Yes | Lodging | Total FF | RET | 11348778.7654 | 78607.9628 | 144.3719
| VFDs on HVAC Pumps_Com, E - Oth | E | Yes | Lodging | Other | RET | 78757.8792 | 24135.6412 | 3.2631
| ECM Circulators_Com, E - Oth | E | Yes | Lodging | Other | RET | 197625.4147 | 100004.4525 | 1.9762
| Motors_Com, E - Oth | E | Yes | Lodging | Other | NC | 5995.3667 | 2907.4385 | 2.0621
| Motors_Com, E - Oth | E | Yes | Lodging | Other | RET | 54430.301 | 44996.0626 | 1.2097
| Motors_Com, E - Oth | E | Yes | Lodging | Other | REPL | 328.1939 | 159.1568 | 2.0621
| Ext Area Ltg_Com, E - ExtL | E | Yes | Lodging | Exterior Lighting | NC | 12277.723 | 2725.4545 | 4.5048
| Ext Area Ltg_Com, E - ExtL | E | Yes | Lodging | Exterior Lighting | RET | 75611.0177 | 16784.4141 | 4.5048
| Ext Area Ltg_Com, E - ExtL | E | Yes | Lodging | Exterior Lighting | REPL | 100356.4449 | 22277.4959 | 4.5048
| Street Ltg_Com, E - ExtL | E | Yes | Lodging | Exterior Lighting | NC | 2285.4014 | 431.6015 | 5.2952
| Street Ltg_Com, E - ExtL | E | Yes | Lodging | Exterior Lighting | RET | 14074.3951 | 2657.9706 | 5.2952
| Street Ltg_Com, E - ExtL | E | Yes | Lodging | Exterior Lighting | REPL | 18680.5613 | 3527.8521 | 5.2952
| Ext Ltg Ctrls_Com, E - ExtL | E | Yes | Lodging | Exterior Lighting | RET | 70338.9619 | 14598.3926 | 4.8183
| Ext Ltg Dsgn_Com, E - ExtL | E | Yes | Lodging | Exterior Lighting | NC | 1753.4474 | 320.7131 | 5.4673
| Ext Ltg Dsgn_Com, E - ExtL | E | Yes | Lodging | Exterior Lighting | REPL | 14397.8857 | 2633.4355 | 5.4673
| Int Ltg Ctrls_Com, E - IntL [No Heat] | E | Yes | Lodging | Interior Lighting | RET | 295165.2679 | 70998.2697 | 4.1574
| Int Ltg Ctrls_Com, E - IntL [Electric Heat] | E | Yes | Lodging | Interior Lighting | RET | 127975.7511 | 43555.6382 | 2.9382
| Int Ltg Ctrls_Com, E/G - IntL | E | Yes | Lodging | Interior Lighting | RET | 423835.2892 | 134492.3493 | 3.1514
| Int Ltg Ctrls_Com, E/O - IntL | E | Yes | Lodging | Interior Lighting | RET | 34696.2313 | 18635.844 | 1.8618
| Int Ltg Ctrls_Com, E/P - IntL | E | Yes | Lodging | Interior Lighting | RET | 108464.8318 | 64870.2732 | 1.672
| Exit Sign RetFit_Com, E - IntL [No Heat] | E | Yes | Lodging | Interior Lighting | RET | 13997.2806 | 3640.259 | 3.8451
| Exit Sign RetFit_Com, E - IntL [Electric Heat] | E | Yes | Lodging | Interior Lighting | RET | 6124.8608 | 2234.0624 | 2.7416
| Exit Sign RetFit_Com, E/G - IntL | E | Yes | Lodging | Interior Lighting | RET | 20523.3765 | 8531.7653 | 2.4055
| Exit Sign RetFit_Com, E/O - IntL | E | Yes | Lodging | Interior Lighting | RET | 1674.3938 | 1451.8438 | 1.1533
| Exit Sign RetFit_Com, E/P - IntL | E | No | Lodging | Interior Lighting | RET | 5229.5645 | 5193.9096 | 1.0069
| LED HiLo Bay_Com, E - IntL [No Heat] | E | Yes | Lodging | Interior Lighting | NC | 440.2838 | 186.4949 | 2.3608
| LED HiLo Bay_Com, E - IntL [No Heat] | E | Yes | Lodging | Interior Lighting | RET | 3206.4462 | 1358.1828 | 2.3608
| LED HiLo Bay_Com, E - IntL [No Heat] | E | Yes | Lodging | Interior Lighting | REPL | 161.7146 | 68.4989 | 2.3608
| LED HiLo Bay_Com, E - IntL [Electric Heat] | E | Yes | Lodging | Interior Lighting | NC | 190.9684 | 114.4537 | 1.6685
| LED HiLo Bay_Com, E - IntL [Electric Heat] | E | Yes | Lodging | Interior Lighting | RET | 1390.762 | 833.53 | 1.6685
| LED HiLo Bay_Com, E - IntL [Electric Heat] | E | Yes | Lodging | Interior Lighting | REPL | 70.142 | 42.0384 | 1.6685
| LED HiLo Bay_Com, E/G - IntL | E | Yes | Lodging | Interior Lighting | NC | 634.6868 | 321.9509 | 1.9714
| LED HiLo Bay_Com, E/G - IntL | E | Yes | Lodging | Interior Lighting | RET | 4622.221 | 2344.6652 | 1.9714
| LED HiLo Bay_Com, E/G - IntL | E | Yes | Lodging | Interior Lighting | REPL | 233.1181 | 118.2513 | 1.9714
| LED HiLo Bay_Com, E/O - IntL | E | Yes | Lodging | Interior Lighting | NC | 51.7807 | 39.7134 | 1.3039
| LED HiLo Bay_Com, E/O - IntL | E | Yes | Lodging | Interior Lighting | RET | 377.1026 | 289.2198 | 1.3039
| LED HiLo Bay_Com, E/O - IntL | E | Yes | Lodging | Interior Lighting | REPL | 19.0189 | 14.5866 | 1.3039
| LED HiLo Bay_Com, E/P - IntL | E | Yes | Lodging | Interior Lighting | NC | 161.7246 | 135.9692 | 1.1894
| LED HiLo Bay_Com, E/P - IntL | E | Yes | Lodging | Interior Lighting | RET | 1177.7888 | 990.2205 | 1.1894
| LED HiLo Bay_Com, E/P - IntL | E | Yes | Lodging | Interior Lighting | REPL | 59.4008 | 49.941 | 1.1894
| Repl Scre_Com, E - IntL [No Heat] | E | Yes | Lodging | Interior Lighting | NC | 0 | 0 | 0
| Repl Scre_Com, E - IntL [No Heat] | E | Yes | Lodging | Interior Lighting | RET | 0 | 0 | 0
| Repl Scre_Com, E - IntL [No Heat] | E | Yes | Lodging | Interior Lighting | REPL | 0 | 0 | 0
| Repl Scre_Com, E - IntL [Electric Heat] | E | Yes | Lodging | Interior Lighting | NC | 0 | 0 | 0
| Repl Scre_Com, E - IntL [Electric Heat] | E | Yes | Lodging | Interior Lighting | RET | 0 | 0 | 0
| Repl Scre_Com, E - IntL [Electric Heat] | E | Yes | Lodging | Interior Lighting | REPL | 0 | 0 | 0
| Repl Scre_Com, E/G - IntL | E | Yes | Lodging | Interior Lighting | NC | 0 | 0 | 0
| Repl Scre_Com, E/G - IntL | E | Yes | Lodging | Interior Lighting | RET | 0 | 0 | 0
| Repl Scre_Com, E/G - IntL | E | Yes | Lodging | Interior Lighting | REPL | 0 | 0 | 0
| Repl Scre_Com, E/O - IntL | E | Yes | Lodging | Interior Lighting | NC | 0 | 0 | 0
| Repl Scre_Com, E/O - IntL | E | Yes | Lodging | Interior Lighting | RET | 0 | 0 | 0
| Repl Scre_Com, E/O - IntL | E | Yes | Lodging | Interior Lighting | REPL | 0 | 0 | 0
| Repl Scre_Com, E/P - IntL | E | Yes | Lodging | Interior Lighting | NC | 0 | 0 | 0
| Repl Scre_Com, E/P - IntL | E | Yes | Lodging | Interior Lighting | RET | 0 | 0 | 0
| Repl Scre_Com, E/P - IntL | E | Yes | Lodging | Interior Lighting | REPL | 0 | 0 | 0
| Lin LED Fixture_Com, E - IntL [No Heat] | E | Yes | Lodging | Interior Lighting | NC | 4170.5751 | 2170.6505 | 1.9213
| Lin LED Fixture_Com, E - IntL [No Heat] | E | Yes | Lodging | Interior Lighting | RET | 26056.5606 | 20547.8848 | 1.2681
| Lin LED Fixture_Com, E - IntL [No Heat] | E | Yes | Lodging | Interior Lighting | REPL | 2650.5961 | 1379.5502 | 1.9213
| Lin LED Fixture_Com, E - IntL [Electric Heat] | E | Yes | Lodging | Interior Lighting | NC | 1824.9396 | 1332.1494 | 1.3699
| Lin LED Fixture_Com, E - IntL [Electric Heat] | E | No | Lodging | Interior Lighting | RET | 11401.7008 | 12610.4372 | 0.90415
| Lin LED Fixture_Com, E - IntL [Electric Heat] | E | Yes | Lodging | Interior Lighting | REPL | 1159.8347 | 846.6434 | 1.3699
| Lin LED Fixture_Com, E/G - IntL | E | Yes | Lodging | Interior Lighting | NC | 6115.0651 | 3670.3862 | 1.6661
| Lin LED Fixture_Com, E/G - IntL | E | Yes | Lodging | Interior Lighting | RET | 38205.1783 | 32722.2682 | 1.1676
| Lin LED Fixture_Com, E/G - IntL | E | Yes | Lodging | Interior Lighting | REPL | 3886.4107 | 2332.7026 | 1.6661
| Lin LED Fixture_Com, E/O - IntL | E | Yes | Lodging | Interior Lighting | NC | 498.8958 | 438.9752 | 1.1365
| Lin LED Fixture_Com, E/O - IntL | E | No | Lodging | Interior Lighting | RET | 3116.9585 | 3541.3666 | 0.88016
| Lin LED Fixture_Com, E/O - IntL | E | Yes | Lodging | Interior Lighting | REPL | 317.0717 | 278.9893 | 1.1365
| Lin LED Fixture_Com, E/P - IntL | E | No | Lodging | Interior Lighting | NC | 1558.1806 | 1493.5144 | 1.0433
| Lin LED Fixture_Com, E/P - IntL | E | No | Lodging | Interior Lighting | RET | 9735.067 | 11825.832 | 0.8232
| Lin LED Fixture_Com, E/P - IntL | E | No | Lodging | Interior Lighting | REPL | 990.2969 | 949.1985 | 1.0433
| LED Tube Repl_Com, E - IntL [No Heat] | E | Yes | Lodging | Interior Lighting | RET | 175751.6649 | 15629.1939 | 11.2451
| LED Tube Repl_Com, E - IntL [No Heat] | E | Yes | Lodging | Interior Lighting | REPL | 74779.7864 | 6649.9955 | 11.2451
| LED Tube Repl_Com, E - IntL [Electric Heat] | E | Yes | Lodging | Interior Lighting | RET | 76904.5437 | 9591.7886 | 8.0177
| LED Tube Repl_Com, E - IntL [Electric Heat] | E | Yes | Lodging | Interior Lighting | REPL | 32721.7688 | 4081.1671 | 8.0177
| LED Tube Repl_Com, E/G - IntL | E | Yes | Lodging | Interior Lighting | RET | 257694.1676 | 48509.6343 | 5.3122
| LED Tube Repl_Com, E/G - IntL | E | Yes | Lodging | Interior Lighting | REPL | 109645.1337 | 20640.1464 | 5.3122
| LED Tube Repl_Com, E/O - IntL | E | Yes | Lodging | Interior Lighting | RET | 21023.9048 | 9777.0898 | 2.1503
| LED Tube Repl_Com, E/O - IntL | E | Yes | Lodging | Interior Lighting | REPL | 8945.3668 | 4160.01 | 2.1503
| LED Tube Repl_Com, E/P - IntL | E | Yes | Lodging | Interior Lighting | RET | 65663.0878 | 35588.0376 | 1.8451
| LED Tube Repl_Com, E/P - IntL | E | Yes | Lodging | Interior Lighting | REPL | 27938.6923 | 15142.1943 | 1.8451
| Repl pin CFL wLED_Com, E - IntL [No Heat] | E | Yes | Lodging | Interior Lighting | RET | 10342.0819 | 5155.4753 | 2.006
| Repl pin CFL wLED_Com, E - IntL [No Heat] | E | Yes | Lodging | Interior Lighting | REPL | 16132.6008 | 8042.0195 | 2.006
| Repl pin CFL wLED_Com, E - IntL [Electric Heat] | E | Yes | Lodging | Interior Lighting | RET | 4525.437 | 3163.9654 | 1.4303
| Repl pin CFL wLED_Com, E - IntL [Electric Heat] | E | Yes | Lodging | Interior Lighting | REPL | 7059.2236 | 4935.4658 | 1.4303
| Repl pin CFL wLED_Com, E/G - IntL | E | Yes | Lodging | Interior Lighting | RET | 15163.977 | 8790.6646 | 1.725
| Repl pin CFL wLED_Com, E/G - IntL | E | Yes | Lodging | Interior Lighting | REPL | 23654.2688 | 13712.5467 | 1.725
| Repl pin CFL wLED_Com, E/O - IntL | E | Yes | Lodging | Interior Lighting | RET | 1237.1487 | 1059.6283 | 1.1675
| Repl pin CFL wLED_Com, E/O - IntL | E | Yes | Lodging | Interior Lighting | REPL | 1929.8267 | 1652.9128 | 1.1675
| Repl pin CFL wLED_Com, E/P - IntL | E | No | Lodging | Interior Lighting | RET | 3863.9351 | 3606.7572 | 1.0713
| Repl pin CFL wLED_Com, E/P - IntL | E | No | Lodging | Interior Lighting | REPL | 6027.3476 | 5626.176 | 1.0713
| Refrig Case LED_Com, E - IntL | E | Yes | Lodging | Interior Lighting | NC | 5435.2515 | 1661.6379 | 3.271
| Refrig Case LED_Com, E - IntL | E | Yes | Lodging | Interior Lighting | RET | 27895.0437 | 8527.9332 | 3.271
| Refrig Case LED_Com, E - IntL | E | Yes | Lodging | Interior Lighting | REPL | 8716.7717 | 2664.8478 | 3.271
| Refrig Case Ctrls_Com, E - IntL | E | Yes | Lodging | Interior Lighting | RET | 16449.7313 | 12789.8266 | 1.2862
| Stair Occ Sensor_Com, E - IntL [No Heat] | E | Yes | Lodging | Interior Lighting | NC | 1637.6694 | 710.8736 | 2.3037
| Stair Occ Sensor_Com, E - IntL [No Heat] | E | Yes | Lodging | Interior Lighting | RET | 15128.1127 | 6566.7559 | 2.3037
| Stair Occ Sensor_Com, E - IntL [Electric Heat] | E | Yes | Lodging | Interior Lighting | NC | 716.6033 | 436.27 | 1.6426
| Stair Occ Sensor_Com, E - IntL [Electric Heat] | E | Yes | Lodging | Interior Lighting | RET | 6619.6847 | 4030.0821 | 1.6426
| Stair Occ Sensor_Com, E/G - IntL | E | Yes | Lodging | Interior Lighting | NC | 2401.2169 | 1397.7429 | 1.7179
| Stair Occ Sensor_Com, E/G - IntL | E | Yes | Lodging | Interior Lighting | RET | 22181.448 | 12911.7704 | 1.7179
| Stair Occ Sensor_Com, E/O - IntL | E | No | Lodging | Interior Lighting | NC | 195.9026 | 202.307 | 0.96834
| Stair Occ Sensor_Com, E/O - IntL | E | No | Lodging | Interior Lighting | RET | 1809.6671 | 1868.8282 | 0.96834
| Stair Occ Sensor_Com, E/P - IntL | E | No | Lodging | Interior Lighting | NC | 611.8544 | 708.5939 | 0.86348
| Stair Occ Sensor_Com, E/P - IntL | E | No | Lodging | Interior Lighting | RET | 5652.0579 | 6545.6977 | 0.86348
| Int Delamping_Com, E - IntL [No Heat] | E | Yes | Lodging | Interior Lighting | RET | 2296.1473 | 176.8896 | 12.9807
| Int Delamping_Com, E - IntL [Electric Heat] | E | Yes | Lodging | Interior Lighting | RET | 1004.7368 | 77.4025 | 12.9807
| Int Delamping_Com, E/G - IntL | E | Yes | Lodging | Interior Lighting | RET | 3366.7036 | 608.2873 | 5.5347
| Int Delamping_Com, E/O - IntL | E | Yes | Lodging | Interior Lighting | RET | 274.6715 | 126.339 | 2.1741
| Int Delamping_Com, E/P - IntL | E | Yes | Lodging | Interior Lighting | RET | 857.8702 | 461.2766 | 1.8598
| Int Ltg Dsgn_Com, E - IntL [No Heat] | E | Yes | Lodging | Interior Lighting | NC | 8890.0528 | 1598.0258 | 5.5631
| Int Ltg Dsgn_Com, E - IntL [Electric Heat] | E | Yes | Lodging | Interior Lighting | NC | 3890.0653 | 699.2562 | 5.5631
| Int Ltg Dsgn_Com, E/G - IntL | E | Yes | Lodging | Interior Lighting | NC | 13034.9534 | 3694.0302 | 3.5287
| Int Ltg Dsgn_Com, E/O - IntL | E | Yes | Lodging | Interior Lighting | NC | 1063.4529 | 598.3845 | 1.7772
| Int Ltg Dsgn_Com, E/P - IntL | E | Yes | Lodging | Interior Lighting | NC | 3321.4383 | 2127.1041 | 1.5615
| Room Air Conditioner_Com, E - Cool | E | Yes | Small Retail | Cooling | NC | 0 | 0 | 0
| Room Air Conditioner_Com, E - Cool | E | Yes | Small Retail | Cooling | RET | 0 | 0 | 0
| Room Air Conditioner_Com, E - Cool | E | Yes | Small Retail | Cooling | REPL | 0 | 0 | 0
| Computer Room Air Conditioner_Com, E - Cool | E | Yes | Small Retail | Cooling | NC | 337.5092 | 110.2287 | 3.0619
| Computer Room Air Conditioner_Com, E - Cool | E | Yes | Small Retail | Cooling | REPL | 2078.5139 | 678.8315 | 3.0619
| Mini Split Ductless AC_Com, E - Cool | E | Yes | Small Retail | Cooling | NC | 0 | 0 | 0
| Mini Split Ductless AC_Com, E - Cool | E | Yes | Small Retail | Cooling | RET | 0 | 0 | 0
| Mini Split Ductless AC_Com, E - Cool | E | Yes | Small Retail | Cooling | REPL | 0 | 0 | 0
| Eff Unitary AC_Com, E - Cool | E | Yes | Small Retail | Cooling | NC | 9935.0713 | 5844.1226 | 1.7
| Eff Unitary AC_Com, E - Cool | E | No | Small Retail | Cooling | RET | 75354.9761 | 327874.1431 | 0.22983
| Eff Unitary AC_Com, E - Cool | E | Yes | Small Retail | Cooling | REPL | 44881.6078 | 26400.7785 | 1.7
| PTAC_Com, E - Cool | E | Yes | Small Retail | Cooling | NC | 0 | 0 | 0
| PTAC_Com, E - Cool | E | Yes | Small Retail | Cooling | RET | 0 | 0 | 0
| PTAC_Com, E - Cool | E | Yes | Small Retail | Cooling | REPL | 0 | 0 | 0
| Unitary Equipment Economizer_Com, E - Cool | E | No | Small Retail | Cooling | RET | 28361.902 | 48889.734 | 0.58012
| AC Tuneup_Com, E - Cool [ASHP] | E | Yes | Small Retail | Cooling | RET | 16896.7243 | 1185.6364 | 14.2512
| AC Tuneup_Com, E - Heat [ASHP] | E | Yes | Small Retail | Space Heating | RET | 16896.7243 | 1185.6364 | 14.2512
| AC Tuneup_Com, E - Cool [Unitary AC] | E | Yes | Small Retail | Cooling | RET | 76939.0518 | 5513.8899 | 13.9537
| DCV_Com, E - Cool [Building w Elec Heat] | E | Yes | Small Retail | Cooling | RET | 185717.8715 | 39788.5666 | 4.6676
| DCV_Com, E - Heat [Building w Elec Heat] | E | Yes | Small Retail | Space Heating | RET | 185717.8715 | 39788.5666 | 4.6676
| DCV_Com, E - Vent [Building w Elec Heat] | E | Yes | Small Retail | Ventilation | RET | 185717.8715 | 39788.5666 | 4.6676
| DCV_Com, E - Cool [Building w Gas Heat] | E | Yes | Small Retail | Cooling | RET | 1601573.7409 | 81249.3699 | 19.7118
| DCV_Com, G - Heat [Building w Gas Heat] | G | Yes | Small Retail | Space Heating | RET | 1601573.7409 | 81249.3699 | 19.7118
| DCV_Com, E - Vent [Building w Gas Heat] | E | Yes | Small Retail | Ventilation | RET | 1601573.7409 | 81249.3699 | 19.7118
| DCV_Com, E - Cool [Building w Oil Heat] | E | Yes | Small Retail | Cooling | RET | 1794255.0532 | 21860.65 | 82.0769
| DCV_Com, O - Heat [Building w Oil Heat] | O | Yes | Small Retail | Space Heating | RET | 1794255.0532 | 21860.65 | 82.0769
| DCV_Com, E - Vent [Building w Oil Heat] | E | Yes | Small Retail | Ventilation | RET | 1794255.0532 | 21860.65 | 82.0769
| DCV_Com, E - Cool [Building w Propane Heat] | E | Yes | Small Retail | Cooling | RET | 374681.3412 | 6588.0812 | 56.8726
| DCV_Com, P - Heat [Building w Propane Heat] | Prp | Yes | Small Retail | Space Heating | RET | 374681.3412 | 6588.0812 | 56.8726
| DCV_Com, E - Vent [Building w Propane Heat] | E | Yes | Small Retail | Ventilation | RET | 374681.3412 | 6588.0812 | 56.8726
| Controls for Unitary AC_Com, E - Cool | E | No | Small Retail | Cooling | RET | 74180.2763 | 86628.6547 | 0.8563
| Optimized Unitary AC Sys_Com, E - Cool [Building w Elec Heat] | E | No | Small Retail | Cooling | NC | 13767.6367 | 19717.7754 | 0.69823
| Optimized Unitary AC Sys_Com, E - Heat [Building w Elec Heat] | E | No | Small Retail | Space Heating | NC | 13767.6367 | 19717.7754 | 0.69823
| Optimized Unitary AC Sys_Com, E - Cool [Building w Gas Heat] | E | Yes | Small Retail | Cooling | NC | 398729.3528 | 24479.9829 | 16.288
| Optimized Unitary AC Sys_Com, G - Heat [Building w Gas Heat] | G | Yes | Small Retail | Space Heating | NC | 398729.3528 | 24479.9829 | 16.288
| Optimized Unitary AC Sys_Com, E - Cool [Building w Oil Heat] | E | Yes | Small Retail | Cooling | NC | 521214.9572 | 7053.6238 | 73.8932
| Optimized Unitary AC Sys_Com, O - Heat [Building w Oil Heat] | O | Yes | Small Retail | Space Heating | NC | 521214.9572 | 7053.6238 | 73.8932
| Optimized Unitary AC Sys_Com, E - Cool [Building w Propane Heat] | E | Yes | Small Retail | Cooling | NC | 106661.9364 | 1890.6898 | 56.4143
| Optimized Unitary AC Sys_Com, P - Heat [Building w Propane Heat] | Prp | Yes | Small Retail | Space Heating | NC | 106661.9364 | 1890.6898 | 56.4143
| Cool Roof_Com, E - Cool [Building w Elec Heat] | E | No | Small Retail | Cooling | NC | 6425.0623 | 10674.2006 | 0.60192
| Cool Roof_Com, E - Cool [Building w Elec Heat] | E | No | Small Retail | Cooling | RET | 40359.4058 | 98308.5709 | 0.41054
| Cool Roof_Com, E - Heat [Building w Elec Heat] | E | No | Small Retail | Space Heating | NC | 6425.0623 | 10674.2006 | 0.60192
| Cool Roof_Com, E - Heat [Building w Elec Heat] | E | No | Small Retail | Space Heating | RET | 40359.4058 | 98308.5709 | 0.41054
| Cool Roof_Com, E - Cool [Building w Gas Heat] | E | No | Small Retail | Cooling | NC | 13884.5383 | 46901.5945 | 0.29604
| Cool Roof_Com, E - Cool [Building w Gas Heat] | E | No | Small Retail | Cooling | RET | 87216.5427 | 364675.5321 | 0.23916
| Cool Roof_Com, G - Heat [Building w Gas Heat] | G | No | Small Retail | Space Heating | NC | 13884.5383 | 46901.5945 | 0.29604
| Cool Roof_Com, G - Heat [Building w Gas Heat] | G | No | Small Retail | Space Heating | RET | 87216.5427 | 364675.5321 | 0.23916
| Cool Roof_Com, E - Cool [Building w Oil Heat] | E | No | Small Retail | Cooling | NC | 3735.7217 | 32389.3913 | 0.11534
| Cool Roof_Com, E - Cool [Building w Oil Heat] | E | No | Small Retail | Cooling | RET | 23466.155 | 227212.8891 | 0.10328
| Cool Roof_Com, O - Heat [Building w Oil Heat] | O | No | Small Retail | Space Heating | NC | 3735.7217 | 32389.3913 | 0.11534
| Cool Roof_Com, O - Heat [Building w Oil Heat] | O | No | Small Retail | Space Heating | RET | 23466.155 | 227212.8891 | 0.10328
| Cool Roof_Com, E - Cool [Building w Propane Heat] | E | No | Small Retail | Cooling | NC | 1125.8237 | 12844.921 | 0.087647
| Cool Roof_Com, E - Cool [Building w Propane Heat] | E | No | Small Retail | Cooling | RET | 7071.9277 | 88611.0964 | 0.079809
| Cool Roof_Com, P - Heat [Building w Propane Heat] | Prp | No | Small Retail | Space Heating | NC | 1125.8237 | 12844.921 | 0.087647
| Cool Roof_Com, P - Heat [Building w Propane Heat] | Prp | No | Small Retail | Space Heating | RET | 7071.9277 | 88611.0964 | 0.079809
| GSHP_Com, E - Cool | E | Yes | Small Retail | Cooling | RET | 45610.1364 | 24286.6162 | 1.878
| GSHP_Com, E - Cool | E | Yes | Small Retail | Cooling | REPL | 6.5353e-12 | 2.5594e-12 | 2.5534
| GSHP_Com, E - Heat | E | Yes | Small Retail | Space Heating | RET | 45610.1364 | 24286.6162 | 1.878
| GSHP_Com, E - Heat | E | Yes | Small Retail | Space Heating | REPL | 6.5353e-12 | 2.5594e-12 | 2.5534
| Unitary HP_Com, E - Cool | E | Yes | Small Retail | Cooling | NC | 6431.2114 | 2439.8713 | 2.6359
| Unitary HP_Com, E - Cool | E | No | Small Retail | Cooling | RET | 37019.545 | 63360.6092 | 0.58427
| Unitary HP_Com, E - Cool | E | Yes | Small Retail | Cooling | REPL | 18256.8609 | 6926.2832 | 2.6359
| Unitary HP_Com, E - Heat | E | Yes | Small Retail | Space Heating | NC | 6431.2114 | 2439.8713 | 2.6359
| Unitary HP_Com, E - Heat | E | No | Small Retail | Space Heating | RET | 37019.545 | 63360.6092 | 0.58427
| Unitary HP_Com, E - Heat | E | Yes | Small Retail | Space Heating | REPL | 18256.8609 | 6926.2832 | 2.6359
| PTHP_Com, E - Cool | E | Yes | Small Retail | Cooling | NC | 0 | 0 | 0
| PTHP_Com, E - Cool | E | Yes | Small Retail | Cooling | RET | 0 | 0 | 0
| PTHP_Com, E - Cool | E | Yes | Small Retail | Cooling | REPL | 0 | 0 | 0
| PTHP_Com, E - Heat | E | Yes | Small Retail | Space Heating | NC | 0 | 0 | 0
| PTHP_Com, E - Heat | E | Yes | Small Retail | Space Heating | RET | 0 | 0 | 0
| PTHP_Com, E - Heat | E | Yes | Small Retail | Space Heating | REPL | 0 | 0 | 0
| Minisplit Ductless HP_Com, E - Cool | E | Yes | Small Retail | Cooling | RET | 121472.4626 | 31004.4226 | 3.9179
| Minisplit Ductless HP_Com, E - Cool | E | Yes | Small Retail | Cooling | REPL | 11327.2498 | 1515.9802 | 7.4719
| Minisplit Ductless HP_Com, E - Heat | E | Yes | Small Retail | Space Heating | RET | 121472.4626 | 31004.4226 | 3.9179
| Minisplit Ductless HP_Com, E - Heat | E | Yes | Small Retail | Space Heating | REPL | 11327.2498 | 1515.9802 | 7.4719
| Programmable TStat_Com, E - Cool [Building w Elec Heat] | E | Yes | Small Retail | Cooling | NC | 0 | 0 | 0
| Programmable TStat_Com, E - Heat [Building w Elec Heat] | E | Yes | Small Retail | Space Heating | NC | 0 | 0 | 0
| Programmable TStat_Com, E - Cool [Building w Gas Heat] | E | Yes | Small Retail | Cooling | NC | 0 | 0 | 0
| Programmable TStat_Com, E - Cool [Building w Gas Heat] | E | Yes | Small Retail | Cooling | RET | 0 | 0 | 0
| Programmable TStat_Com, G - Heat [Building w Gas Heat] | G | Yes | Small Retail | Space Heating | NC | 0 | 0 | 0
| Programmable TStat_Com, G - Heat [Building w Gas Heat] | G | Yes | Small Retail | Space Heating | RET | 0 | 0 | 0
| Programmable TStat_Com, E - Cool [Building w Propane Heat] | E | Yes | Small Retail | Cooling | NC | 0 | 0 | 0
| Programmable TStat_Com, E - Cool [Building w Propane Heat] | E | Yes | Small Retail | Cooling | RET | 0 | 0 | 0
| Programmable TStat_Com, P - Heat [Building w Propane Heat] | Prp | Yes | Small Retail | Space Heating | NC | 0 | 0 | 0
| Programmable TStat_Com, P - Heat [Building w Propane Heat] | Prp | Yes | Small Retail | Space Heating | RET | 0 | 0 | 0
| Programmable TStat_Com, E - Cool [Building w Oil Heat] | E | Yes | Small Retail | Cooling | NC | 0 | 0 | 0
| Programmable TStat_Com, E - Cool [Building w Oil Heat] | E | Yes | Small Retail | Cooling | RET | 0 | 0 | 0
| Programmable TStat_Com, O - Heat [Building w Oil Heat] | O | Yes | Small Retail | Space Heating | NC | 0 | 0 | 0
| Programmable TStat_Com, O - Heat [Building w Oil Heat] | O | Yes | Small Retail | Space Heating | RET | 0 | 0 | 0
| Smart TStat_Com, E - Cool [Building w Elec Heat] | E | Yes | Small Retail | Cooling | NC | 20683.9194 | 7861.0882 | 2.6312
| Smart TStat_Com, E - Cool [Building w Elec Heat] | E | Yes | Small Retail | Cooling | RET | 91359.4607 | 45995.2314 | 1.9863
| Smart TStat_Com, E - Heat [Building w Elec Heat] | E | Yes | Small Retail | Space Heating | NC | 20683.9194 | 7861.0882 | 2.6312
| Smart TStat_Com, E - Heat [Building w Elec Heat] | E | Yes | Small Retail | Space Heating | RET | 91359.4607 | 45995.2314 | 1.9863
| Smart TStat_Com, E - Cool [Building w Gas Heat] | E | Yes | Small Retail | Cooling | NC | 157691.3385 | 16052.5628 | 9.8234
| Smart TStat_Com, E - Cool [Building w Gas Heat] | E | Yes | Small Retail | Cooling | RET | 717293.0384 | -2371.7577 | -302.431
| Smart TStat_Com, G - Heat [Building w Gas Heat] | G | Yes | Small Retail | Space Heating | NC | 157691.3385 | 16052.5628 | 9.8234
| Smart TStat_Com, G - Heat [Building w Gas Heat] | G | Yes | Small Retail | Space Heating | RET | 717293.0384 | -2371.7577 | -302.431
| Smart TStat_Com, E - Cool [Building w Propane Heat] | E | Yes | Small Retail | Cooling | NC | 62402.6662 | 4319.0422 | 14.4483
| Smart TStat_Com, E - Cool [Building w Propane Heat] | E | Yes | Small Retail | Cooling | RET | 284705.6027 | 25270.7182 | 11.2662
| Smart TStat_Com, P - Heat [Building w Propane Heat] | Prp | Yes | Small Retail | Space Heating | NC | 62402.6662 | 4319.0422 | 14.4483
| Smart TStat_Com, P - Heat [Building w Propane Heat] | Prp | Yes | Small Retail | Space Heating | RET | 284705.6027 | 25270.7182 | 11.2662
| Smart TStat_Com, E - Cool [Building w Oil Heat] | E | Yes | Small Retail | Cooling | NC | 127839.8021 | 1301.6173 | 98.2161
| Smart TStat_Com, E - Cool [Building w Oil Heat] | E | Yes | Small Retail | Cooling | RET | 586423.7539 | 7615.7637 | 77.0013
| Smart TStat_Com, O - Heat [Building w Oil Heat] | O | Yes | Small Retail | Space Heating | NC | 127839.8021 | 1301.6173 | 98.2161
| Smart TStat_Com, O - Heat [Building w Oil Heat] | O | Yes | Small Retail | Space Heating | RET | 586423.7539 | 7615.7637 | 77.0013
| Boiler Blowdown Controls_Com, G - Heat | G | No | Small Retail | Space Heating | RET | 50873.4994 | 145847.6817 | 0.34881
| Boiler Blowdown Controls_Com, O - Heat | O | No | Small Retail | Space Heating | RET | 96619.3828 | 261178.8828 | 0.36994
| Boiler Blowdown Controls_Com, P - Heat | Prp | No | Small Retail | Space Heating | RET | 18661.8751 | 65143.7316 | 0.28647
| Boiler Modifications_Com, G - Heat | G | Yes | Small Retail | Space Heating | RET | 236087.9452 | 72465.262 | 3.2579
| Boiler Modifications_Com, O - Heat | O | Yes | Small Retail | Space Heating | RET | 498034.7043 | 66882.2541 | 7.4464
| Boiler Modifications_Com, P - Heat | Prp | Yes | Small Retail | Space Heating | RET | 92699.6341 | 13381.3504 | 6.9275
| Boilers_Com, G - Heat | G | Yes | Small Retail | Space Heating | NC | 112339.3819 | 55448.2271 | 2.026
| Boilers_Com, G - Heat | G | No | Small Retail | Space Heating | RET | 531334.8411 | 1079713.1213 | 0.49211
| Boilers_Com, G - Heat | G | Yes | Small Retail | Space Heating | REPL | 7.9843e-11 | 3.9409e-11 | 2.026
| Boilers_Com, O - Heat | O | No | Small Retail | Space Heating | NC | 80216.9649 | 343213.4232 | 0.23372
| Boilers_Com, O - Heat | O | No | Small Retail | Space Heating | RET | 387890.046 | 6832680.6729 | 0.05677
| Boilers_Com, O - Heat | O | No | Small Retail | Space Heating | REPL | 5.7013e-11 | 2.4393e-10 | 0.23372
| Boilers_Com, P - Heat | Prp | Yes | Small Retail | Space Heating | NC | 34216.8168 | 618.683 | 55.3059
| Boilers_Com, P - Heat | Prp | Yes | Small Retail | Space Heating | RET | 163801.0617 | 12193.5385 | 13.4334
| Boilers_Com, P - Heat | Prp | Yes | Small Retail | Space Heating | REPL | 2.4319e-11 | 4.3972e-13 | 55.3059
| Furnace_Com, G - Heat | G | Yes | Small Retail | Space Heating | NC | 140569.2219 | 29770.8432 | 4.7217
| Furnace_Com, G - Heat | G | Yes | Small Retail | Space Heating | RET | 621619.361 | 569950.1022 | 1.0907
| Furnace_Com, G - Heat | G | Yes | Small Retail | Space Heating | REPL | 1.0859e-10 | 2.2999e-11 | 4.7217
| Furnace_Com, O - Heat | O | Yes | Small Retail | Space Heating | NC | 91711.332 | 6093.6471 | 15.0503
| Furnace_Com, O - Heat | O | Yes | Small Retail | Space Heating | RET | 452244.016 | 130088.3891 | 3.4764
| Furnace_Com, O - Heat | O | Yes | Small Retail | Space Heating | REPL | 7.085e-11 | 4.7076e-12 | 15.0503
| Furnace_Com, P - Heat | Prp | Yes | Small Retail | Space Heating | NC | 31516.2567 | 1740.7736 | 18.1047
| Furnace_Com, P - Heat | Prp | Yes | Small Retail | Space Heating | RET | 150218.0306 | 35920.3979 | 4.182
| Furnace_Com, P - Heat | Prp | Yes | Small Retail | Space Heating | REPL | 2.4347e-11 | 1.3448e-12 | 18.1047
| Unit Heater_Com, G - Heat | G | Yes | Small Retail | Space Heating | NC | 52895.8568 | 6820.8913 | 7.755
| Unit Heater_Com, G - Heat | G | Yes | Small Retail | Space Heating | RET | 297343.3123 | 146602.5856 | 2.0282
| Unit Heater_Com, G - Heat | G | Yes | Small Retail | Space Heating | REPL | 32649.2944 | 4210.1084 | 7.755
| Unit Heater_Com, P - Heat | Prp | Yes | Small Retail | Space Heating | NC | 60386.4979 | 1856.2247 | 32.5319
| Unit Heater_Com, P - Heat | Prp | Yes | Small Retail | Space Heating | RET | 299535.9542 | 35204.9425 | 8.5083
| Unit Heater_Com, P - Heat | Prp | Yes | Small Retail | Space Heating | REPL | 6.3116e-11 | 1.9401e-12 | 32.5319
| Energy Recovery Ventilator_Com, G - Heat | G | Yes | Small Retail | Space Heating | NC | 98168.9388 | 29772.1359 | 3.2973
| Energy Recovery Ventilator_Com, G - Heat | G | Yes | Small Retail | Space Heating | RET | 578309.1645 | 175386.4232 | 3.2973
| Energy Recovery Ventilator_Com, G - Heat | G | Yes | Small Retail | Space Heating | REPL | 83793.3142 | 25412.3755 | 3.2973
| Energy Recovery Ventilator_Com, O - Heat | O | Yes | Small Retail | Space Heating | NC | 103722.4521 | 8513.7343 | 12.183
| Energy Recovery Ventilator_Com, O - Heat | O | Yes | Small Retail | Space Heating | RET | 611024.636 | 50154.0535 | 12.183
| Energy Recovery Ventilator_Com, O - Heat | O | Yes | Small Retail | Space Heating | REPL | 88533.5854 | 7267.0035 | 12.183
| Energy Recovery Ventilator_Com, P - Heat | Prp | Yes | Small Retail | Space Heating | NC | 43317.5198 | 2955.5861 | 14.6562
| Energy Recovery Ventilator_Com, P - Heat | Prp | Yes | Small Retail | Space Heating | RET | 255181.7012 | 17411.2343 | 14.6562
| Energy Recovery Ventilator_Com, P - Heat | Prp | Yes | Small Retail | Space Heating | REPL | 36974.2063 | 2522.7772 | 14.6562
| Forced Air Heating Maintenance_Com, G - Heat | G | No | Small Retail | Space Heating | RET | 7547.7839 | 9750.2934 | 0.77411
| Forced Air Heating Maintenance_Com, O - Heat | O | Yes | Small Retail | Space Heating | RET | 6921.626 | 2534.339 | 2.7311
| Forced Air Heating Maintenance_Com, P - Heat | Prp | Yes | Small Retail | Space Heating | RET | 4211.7052 | 1207.3235 | 3.4885
| Infrared Heater_Com, G - Heat | G | Yes | Small Retail | Space Heating | NC | 11740.0166 | 833.041 | 14.093
| Infrared Heater_Com, G - Heat | G | Z | Small Retail | Space Heating | RET | 0 | 0 | 0
| Infrared Heater_Com, G - Heat | G | Yes | Small Retail | Space Heating | REPL | 31679.5875 | 2247.9009 | 14.093
| Infrared Heater_Com, P - Heat | Prp | Yes | Small Retail | Space Heating | NC | 3929.1388 | 66.4609 | 59.1196
| Infrared Heater_Com, P - Heat | Prp | Z | Small Retail | Space Heating | RET | 0 | 0 | 0
| Infrared Heater_Com, P - Heat | Prp | Yes | Small Retail | Space Heating | REPL | 10602.4967 | 179.3399 | 59.1196
| Steam Trap Maintenance_Com, G - Heat | G | Yes | Small Retail | Space Heating | RET | 73384.7931 | 12253.6243 | 5.9888
| Steam Trap Maintenance_Com, O - Heat | O | Yes | Small Retail | Space Heating | RET | 104591.986 | 4833.0883 | 21.6408
| Windows_Com, E - Cool [Building w Elec Heat] | E | No | Small Retail | Cooling | NC | 18193.9964 | 39293.6516 | 0.46303
| Windows_Com, E - Heat [Building w Elec Heat] | E | No | Small Retail | Space Heating | NC | 18193.9964 | 39293.6516 | 0.46303
| Windows_Com, E - Cool [Building w Gas Heat] | E | Yes | Small Retail | Cooling | NC | 163220.8845 | 80238.7395 | 2.0342
| Windows_Com, G - Heat [Building w Gas Heat] | G | Yes | Small Retail | Space Heating | NC | 163220.8845 | 80238.7395 | 2.0342
| Windows_Com, E - Cool [Building w Oil Heat] | E | Yes | Small Retail | Cooling | NC | 147198.5395 | 21588.7336 | 6.8183
| Windows_Com, O - Heat [Building w Oil Heat] | O | Yes | Small Retail | Space Heating | NC | 147198.5395 | 21588.7336 | 6.8183
| Windows_Com, E - Cool [Building w Propane Heat] | E | Yes | Small Retail | Cooling | NC | 60694.5837 | 6506.1346 | 9.3288
| Windows_Com, P - Heat [Building w Propane Heat] | Prp | Yes | Small Retail | Space Heating | NC | 60694.5837 | 6506.1346 | 9.3288
| Window Film_Com, E - Cool [Building w Elec Heat] | E | No | Small Retail | Cooling | RET | 0 | 0 | 0
| Window Film_Com, E - Heat [Building w Elec Heat] | E | No | Small Retail | Space Heating | RET | 0 | 0 | 0
| Window Film_Com, E - Cool [Building w Gas Heat] | E | No | Small Retail | Cooling | RET | 0 | 0 | 0
| Window Film_Com, G - Heat [Building w Gas Heat] | G | No | Small Retail | Space Heating | RET | 0 | 0 | 0
| Window Film_Com, E - Cool [Building w Oil Heat] | E | No | Small Retail | Cooling | RET | 0 | 0 | 0
| Window Film_Com, O - Heat [Building w Oil Heat] | O | No | Small Retail | Space Heating | RET | 0 | 0 | 0
| Window Film_Com, E - Cool [Building w Propane Heat] | E | No | Small Retail | Cooling | RET | 0 | 0 | 0
| Window Film_Com, P - Heat [Building w Propane Heat] | Prp | No | Small Retail | Space Heating | RET | 0 | 0 | 0
| Motors and Fans_Com, E - Vent | E | Yes | Small Retail | Ventilation | NC | 4326.8068 | 2364.5955 | 1.8298
| Motors and Fans_Com, E - Vent | E | No | Small Retail | Ventilation | RET | 13098.2359 | 12198.3076 | 1.0738
| Motors and Fans_Com, E - Vent | E | Yes | Small Retail | Ventilation | REPL | 236.8548 | 129.4409 | 1.8298
| ECM Furnace Motors_Com, E - Vent | E | Yes | Small Retail | Ventilation | RET | 37592.0547 | 15210.2751 | 2.4715
| VFD on HVAC System_Com, E - Vent | E | Yes | Small Retail | Ventilation | RET | 435315.8696 | 69837.1039 | 6.2333
| Kitchen DCV_Com, E - Vent [Building w Elec Heat] | E | Yes | Small Retail | Ventilation | NC | 281.7985 | 47.7566 | 5.9007
| Kitchen DCV_Com, E - Vent [Building w Elec Heat] | E | Yes | Small Retail | Ventilation | RET | 1477.9234 | 250.4647 | 5.9007
| Kitchen DCV_Com, E - Vent [Building w Elec Heat] | E | Yes | Small Retail | Ventilation | REPL | 107.982 | 18.2998 | 5.9007
| Kitchen DCV_Com, E - Heat [Building w Elec Heat] | E | Yes | Small Retail | Space Heating | NC | 281.7985 | 47.7566 | 5.9007
| Kitchen DCV_Com, E - Heat [Building w Elec Heat] | E | Yes | Small Retail | Space Heating | RET | 1477.9234 | 250.4647 | 5.9007
| Kitchen DCV_Com, E - Heat [Building w Elec Heat] | E | Yes | Small Retail | Space Heating | REPL | 107.982 | 18.2998 | 5.9007
| Kitchen DCV_Com, E - Vent [Building w Gas Heat] | E | Yes | Small Retail | Ventilation | NC | 281.7985 | 47.7566 | 5.9007
| Kitchen DCV_Com, E - Vent [Building w Gas Heat] | E | Yes | Small Retail | Ventilation | RET | 1477.9234 | 250.4647 | 5.9007
| Kitchen DCV_Com, E - Vent [Building w Gas Heat] | E | Yes | Small Retail | Ventilation | REPL | 107.982 | 18.2998 | 5.9007
| Kitchen DCV_Com, G - Heat [Building w Gas Heat] | G | Yes | Small Retail | Space Heating | NC | 2730.9934 | 17.2506 | 158.3127
| Kitchen DCV_Com, G - Heat [Building w Gas Heat] | G | Yes | Small Retail | Space Heating | RET | 14869.2558 | 90.4728 | 164.3505
| Kitchen DCV_Com, G - Heat [Building w Gas Heat] | G | Yes | Small Retail | Space Heating | REPL | 1086.3976 | 6.6102 | 164.3505
| Kitchen DCV_Com, E - Vent [Building w Oil Heat] | E | Yes | Small Retail | Ventilation | NC | 2730.9934 | 17.2506 | 158.3127
| Kitchen DCV_Com, E - Vent [Building w Oil Heat] | E | Yes | Small Retail | Ventilation | RET | 14869.2558 | 90.4728 | 164.3505
| Kitchen DCV_Com, E - Vent [Building w Oil Heat] | E | Yes | Small Retail | Ventilation | REPL | 1086.3976 | 6.6102 | 164.3505
| Kitchen DCV_Com, O - Heat [Building w Oil Heat] | O | Yes | Small Retail | Space Heating | NC | 2730.9934 | 17.2506 | 158.3127
| Kitchen DCV_Com, O - Heat [Building w Oil Heat] | O | Yes | Small Retail | Space Heating | RET | 14869.2558 | 90.4728 | 164.3505
| Kitchen DCV_Com, O - Heat [Building w Oil Heat] | O | Yes | Small Retail | Space Heating | REPL | 1086.3976 | 6.6102 | 164.3505
| Kitchen DCV_Com, E - Vent [Building w Oil Heat] | E | Yes | Small Retail | Ventilation | NC | 2730.9934 | 17.2506 | 158.3127
| Kitchen DCV_Com, E - Vent [Building w Oil Heat] | E | Yes | Small Retail | Ventilation | RET | 14869.2558 | 90.4728 | 164.3505
| Kitchen DCV_Com, E - Vent [Building w Oil Heat] | E | Yes | Small Retail | Ventilation | REPL | 1086.3976 | 6.6102 | 164.3505
| Kitchen DCV_Com, P - Heat [Building w Propane Heat] | Prp | Yes | Small Retail | Space Heating | NC | 565.599 | 0 | 0
| Kitchen DCV_Com, P - Heat [Building w Propane Heat] | Prp | Yes | Small Retail | Space Heating | RET | 3083.5511 | 0 | 0
| Kitchen DCV_Com, P - Heat [Building w Propane Heat] | Prp | Yes | Small Retail | Space Heating | REPL | 225.2946 | 0 | 0
| Duct Sealing Regulated_Com, E - Vent [Building w Elec Heat] | E | Yes | Small Retail | Ventilation | RET | 180543.2554 | 57233.0818 | 3.1545
| Duct Sealing Regulated_Com, E - Heat [Building w Elec Heat] | E | Yes | Small Retail | Space Heating | RET | 180543.2554 | 57233.0818 | 3.1545
| Duct Sealing Regulated_Com, E - Cool [Building w Elec Heat] | E | Yes | Small Retail | Cooling | RET | 180543.2554 | 57233.0818 | 3.1545
| Duct Sealing Regulated_Com, E - Vent [Building w Gas Heat] | E | Yes | Small Retail | Ventilation | RET | 1110062.6222 | 0 | 0
| Duct Sealing Regulated_Com, G - Heat [Building w Gas Heat] | G | Yes | Small Retail | Space Heating | RET | 1110062.6222 | 0 | 0
| Duct Sealing Regulated_Com, E - Cool [Building w Gas Heat] | E | Yes | Small Retail | Cooling | RET | 1110062.6222 | 0 | 0
| Duct Sealing Non Regulated_Com, E - Vent [Building w Oil Heat] | E | Yes | Small Retail | Ventilation | RET | 730278.6703 | 31445.0223 | 23.224
| Duct Sealing Non Regulated_Com, O - Heat [Building w Oil Heat] | O | Yes | Small Retail | Space Heating | RET | 730278.6703 | 31445.0223 | 23.224
| Duct Sealing Non Regulated_Com, E - Cool [Building w Oil Heat] | E | Yes | Small Retail | Cooling | RET | 730278.6703 | 31445.0223 | 23.224
| Duct Sealing Non Regulated_Com, E - Vent [Building w Propane Heat] | E | Yes | Small Retail | Ventilation | RET | 307629.4619 | 0 | 0
| Duct Sealing Non Regulated_Com, P - Heat [Building w Propane Heat] | Prp | Yes | Small Retail | Space Heating | RET | 307629.4619 | 0 | 0
| Duct Sealing Non Regulated_Com, E - Cool [Building w Propane Heat] | E | Yes | Small Retail | Cooling | RET | 307629.4619 | 0 | 0
| Power Strip_Com, E - Plug [Tier 1] | E | Yes | Small Retail | Plug Loads | NC | 0 | 0 | 0
| Power Strip_Com, E - Plug [Tier 1] | E | Yes | Small Retail | Plug Loads | RET | 0 | 0 | 0
| Power Strip_Com, E - Plug [Tier 1] | E | Yes | Small Retail | Plug Loads | REPL | 0 | 0 | 0
| Power Strip_Com, E - Plug [Tier 2] | E | No | Small Retail | Plug Loads | NC | 3304.4315 | 3107.5821 | 1.0633
| Power Strip_Com, E - Plug [Tier 2] | E | No | Small Retail | Plug Loads | RET | 32855.4259 | 32546.645 | 1.0095
| Power Strip_Com, E - Plug [Tier 2] | E | No | Small Retail | Plug Loads | REPL | 23834.1984 | 22414.3633 | 1.0633
| Computer Power Management_Com, E - Plug | E | Yes | Small Retail | Plug Loads | RET | 13562.9289 | 7355.9236 | 1.8438
| Vending Machine Controls_Com, E - Plug [Non-Refrigerated] | E | No | Small Retail | Plug Loads | RET | 3940.6434 | 4280.5575 | 0.92059
| Vending Machine Controls_Com, E - Plug [Refrigerated] | E | Yes | Small Retail | Plug Loads | RET | 11821.9301 | 2299.4067 | 5.1413
| Ovens_Com, E - Cook | E | Yes | Small Retail | Cooking | NC | 2366.9391 | 43.1713 | 54.8267
| Ovens_Com, E - Cook | E | Yes | Small Retail | Cooking | REPL | 24294.2285 | 443.1097 | 54.8267
| Ovens_Com, G - Cook | G | Yes | Small Retail | Cooking | NC | 9212.4115 | 84.614 | 108.8757
| Ovens_Com, G - Cook | G | Yes | Small Retail | Cooking | REPL | 98292.1034 | 902.7916 | 108.8757
| Ovens_Com, P - Cook | Prp | Yes | Small Retail | Cooking | NC | 5480.7657 | 11.8758 | 461.5053
| Ovens_Com, P - Cook | Prp | Yes | Small Retail | Cooking | REPL | 58477.1921 | 126.7097 | 461.5053
| Fryers_Com, E - Cook | E | Yes | Small Retail | Cooking | NC | 388.3712 | 6.4674 | 60.0503
| Fryers_Com, E - Cook | E | Yes | Small Retail | Cooking | REPL | 3986.2368 | 66.3817 | 60.0503
| Fryers_Com, G - Cook | G | Yes | Small Retail | Cooking | NC | 2066.6369 | 513.4007 | 4.0254
| Fryers_Com, G - Cook | G | Yes | Small Retail | Cooking | REPL | 22050.045 | 5477.7441 | 4.0254
| Fryers_Com, P - Cook | Prp | Yes | Small Retail | Cooking | NC | 533.6095 | 30.0477 | 17.7587
| Fryers_Com, P - Cook | Prp | Yes | Small Retail | Cooking | REPL | 5693.3619 | 320.5952 | 17.7587
| Griddles_Com, E - Cook | E | Yes | Small Retail | Cooking | NC | 108.3213 | 29.6622 | 3.6518
| Griddles_Com, E - Cook | E | Yes | Small Retail | Cooking | REPL | 1111.8079 | 304.4526 | 3.6518
| Griddles_Com, G - Cook | G | Yes | Small Retail | Cooking | NC | 2804.918 | 186.2375 | 15.061
| Griddles_Com, G - Cook | G | Yes | Small Retail | Cooking | REPL | 29927.1575 | 1987.0662 | 15.061
| Griddles_Com, P - Cook | Prp | Yes | Small Retail | Cooking | NC | 1399.5098 | 21.0629 | 66.4442
| Griddles_Com, P - Cook | Prp | Yes | Small Retail | Cooking | REPL | 14932.1109 | 224.7316 | 66.4442
| Hot Food Holding Cabinet_Com, E - Cook | E | Yes | Small Retail | Cooking | NC | 471.3513 | 18.469 | 25.5212
| Hot Food Holding Cabinet_Com, E - Cook | E | Yes | Small Retail | Cooking | REPL | 4837.9433 | 189.5653 | 25.5212
| Steamers_Com, E - Cook | E | Yes | Small Retail | Cooking | NC | 370.0611 | 64.8651 | 5.7051
| Steamers_Com, E - Cook | E | Yes | Small Retail | Cooking | REPL | 3798.3013 | 665.7749 | 5.7051
| Steamers_Com, G - Cook | G | Yes | Small Retail | Cooking | NC | 4612.2233 | 65.4917 | 70.4246
| Steamers_Com, G - Cook | G | Yes | Small Retail | Cooking | REPL | 49210.2557 | 698.7655 | 70.4246
| ES Refrigerator and Freezer_Com, E - Refr | E | Yes | Small Retail | Refrigeration | NC | 25775.3279 | 9483.2397 | 2.718
| ES Refrigerator and Freezer_Com, E - Refr | E | Yes | Small Retail | Refrigeration | REPL | 264557.5861 | 97335.8326 | 2.718
| Anti Sweat Heat Control_Com, E - Refr | E | Yes | Small Retail | Refrigeration | NC | 5955.742 | 3099.4929 | 1.9215
| Anti Sweat Heat Control_Com, E - Refr | E | Z | Small Retail | Refrigeration | RET | 0 | 0 | 0
| Case Night Covers_Com, E - Refr | E | No | Small Retail | Refrigeration | RET | 3614.4646 | 4843.4167 | 0.74626
| Loading Dock Pit Seals_Com, E - Refr | E | No | Small Retail | Refrigeration | NC | 1265.5899 | 1879.8247 | 0.67325
| Loading Dock Pit Seals_Com, E - Refr | E | No | Small Retail | Refrigeration | RET | 15587.9947 | 23153.3908 | 0.67325
| ECM Comp Cond Fan Motor_Com, E - Refr | E | Yes | Small Retail | Refrigeration | NC | 845.0174 | 202.6053 | 4.1708
| ECM Comp Cond Fan Motor_Com, E - Refr | E | Yes | Small Retail | Refrigeration | RET | 3349.586 | 163.2278 | 20.5209
| ECM Comp Cond Fan Motor_Com, E - Refr | E | Yes | Small Retail | Refrigeration | REPL | 3154.2606 | 756.28 | 4.1708
| Evap Fan Motor Replacement_Com, E - Refr | E | Yes | Small Retail | Refrigeration | NC | 1376.9034 | 632.4214 | 2.1772
| Evap Fan Motor Replacement_Com, E - Refr | E | Yes | Small Retail | Refrigeration | RET | 11897.853 | 3663.9694 | 3.2473
| Evap Fan Motor Replacement_Com, E - Refr | E | Yes | Small Retail | Refrigeration | REPL | 443.5042 | 203.7046 | 2.1772
| Evap Fan Speed Controls_Com, E - Refr | E | Yes | Small Retail | Refrigeration | NC | 2254.8513 | 641.2957 | 3.5161
| Evap Fan Speed Controls_Com, E - Refr | E | Z | Small Retail | Refrigeration | RET | 0 | 0 | 0
| LowHeat NoHeat Doors_Com, E - Refr | E | Yes | Small Retail | Refrigeration | NC | 2783.5473 | 593.9832 | 4.6862
| LowHeat NoHeat Doors_Com, E - Refr | E | Yes | Small Retail | Refrigeration | RET | 30855.9105 | 6584.3657 | 4.6862
| Refrigerated Vending Machine_Com, E - Refr | E | Yes | Small Retail | Refrigeration | NC | 14707.905 | 6785.5369 | 2.1675
| Refrigerated Vending Machine_Com, E - Refr | E | Yes | Small Retail | Refrigeration | REPL | 129395.7606 | 59697.1297 | 2.1675
| Walk In Refrigeration_Com, E - Refr | E | Yes | Small Retail | Refrigeration | NC | 3843.7744 | 510.3598 | 7.5315
| Refrigeration Tune Up_Com, E - Refr | E | Yes | Small Retail | Refrigeration | RET | 26144.5981 | 2631.2972 | 9.936
| ES Ice Machine_Com, E - Refr | E | Yes | Small Retail | Refrigeration | NC | 1071.2767 | 97.7438 | 10.9601
| ES Ice Machine_Com, E - Refr | E | Yes | Small Retail | Refrigeration | REPL | 10995.5684 | 1003.2406 | 10.9601
| Walk In Cooler Retroft_Com, E - Refr | E | Yes | Small Retail | Refrigeration | RET | 9225.0884 | 1755.9407 | 5.2536
| HE Built Up Refrig_Com, E - Refr | E | Yes | Small Retail | Refrigeration | NC | 4174.8555 | 2743.4668 | 1.5217
| HE Built Up Refrig_Com, E - Refr | E | No | Small Retail | Refrigeration | RET | 33096.2836 | 52228.343 | 0.63368
| Door Gasket Replacement_Com, E - Refr | E | Z | Small Retail | Refrigeration | RET | 0 | 0 | 0
| EnergyStar Dehumidifier_Com, E - Appl | E | Yes | Small Retail | Appliances | NC | 588.7748 | 83.6238 | 7.0408
| EnergyStar Dehumidifier_Com, E - Appl | E | Yes | Small Retail | Appliances | REPL | 6043.176 | 858.313 | 7.0408
| Clothes Washer Elec WH_Com, E - Appl [unit w/ elec dry - Washer] | E | Yes | Small Retail | Appliances | NC | 360.5821 | 78.9193 | 4.569
| Clothes Washer Elec WH_Com, E - Appl [unit w/ elec dry - Washer] | E | Yes | Small Retail | Appliances | REPL | 6156.1474 | 1347.3742 | 4.569
| Clothes Washer Elec WH_Com, E - Appl [unit w/ elec dry - Dryer] | E | Yes | Small Retail | Appliances | NC | 360.5821 | 78.9193 | 4.569
| Clothes Washer Elec WH_Com, E - Appl [unit w/ elec dry - Dryer] | E | Yes | Small Retail | Appliances | REPL | 6156.1474 | 1347.3742 | 4.569
| Clothes Washer Elec WH_Com, E - HWat [unit w/ elec dry - Water Heater] | E | Yes | Small Retail | Water Heating | NC | 360.5821 | 78.9193 | 4.569
| Clothes Washer Elec WH_Com, E - HWat [unit w/ elec dry - Water Heater] | E | Yes | Small Retail | Water Heating | REPL | 6156.1474 | 1347.3742 | 4.569
| Clothes Washer Elec WH_Com, E - Appl [unit w/ gas dry - Washer] | E | Yes | Small Retail | Appliances | NC | 79.7175 | 19.7298 | 4.0405
| Clothes Washer Elec WH_Com, E - Appl [unit w/ gas dry - Washer] | E | Yes | Small Retail | Appliances | REPL | 1361.0018 | 336.8435 | 4.0405
| Clothes Washer Elec WH_Com, E - HWat [unit w/ gas dry - Water Heater] | E | Yes | Small Retail | Water Heating | NC | 79.7175 | 19.7298 | 4.0405
| Clothes Washer Elec WH_Com, E - HWat [unit w/ gas dry - Water Heater] | E | Yes | Small Retail | Water Heating | REPL | 1361.0018 | 336.8435 | 4.0405
| Clothes Washer Elec WH_Com, E - Appl [unit w/ propane dry - Washer] | E | Yes | Small Retail | Appliances | NC | 31.887 | 7.8919 | 4.0405
| Clothes Washer Elec WH_Com, E - Appl [unit w/ propane dry - Washer] | E | Yes | Small Retail | Appliances | REPL | 544.4007 | 134.7374 | 4.0405
| Clothes Washer Elec WH_Com, E - HWat [unit w/ propane dry - Water Heater] | E | Yes | Small Retail | Water Heating | NC | 31.887 | 7.8919 | 4.0405
| Clothes Washer Elec WH_Com, E - HWat [unit w/ propane dry - Water Heater] | E | Yes | Small Retail | Water Heating | REPL | 544.4007 | 134.7374 | 4.0405
| Clothes Washer Gas WH_Com, E - Appl [unit w/ elec dry - Washer] | E | Yes | Small Retail | Appliances | NC | 199.9868 | 39.4597 | 5.0681
| Clothes Washer Gas WH_Com, E - Appl [unit w/ elec dry - Washer] | E | Yes | Small Retail | Appliances | REPL | 3427.749 | 673.6871 | 5.088
| Clothes Washer Gas WH_Com, E - Appl [unit w/ elec dry - Dryer] | E | Yes | Small Retail | Appliances | NC | 199.9868 | 39.4597 | 5.0681
| Clothes Washer Gas WH_Com, E - Appl [unit w/ elec dry - Dryer] | E | Yes | Small Retail | Appliances | REPL | 3427.749 | 673.6871 | 5.088
| Clothes Washer Gas WH_Com, G - HWat [unit w/ elec dry - Water Heater] | G | Yes | Small Retail | Water Heating | NC | 199.9868 | 39.4597 | 5.0681
| Clothes Washer Gas WH_Com, G - HWat [unit w/ elec dry - Water Heater] | G | Yes | Small Retail | Water Heating | REPL | 3427.749 | 673.6871 | 5.088
| Clothes Washer Gas WH_Com, E - Appl [unit w/ gas dry - Washer] | E | Yes | Small Retail | Appliances | NC | 698.6101 | 153.8927 | 4.5396
| Clothes Washer Gas WH_Com, E - Appl [unit w/ gas dry - Washer] | E | Yes | Small Retail | Appliances | REPL | 11979.5479 | 2627.3796 | 4.5595
| Clothes Washer Gas WH_Com, G - HWat [unit w/ gas dry - Water Heater] | G | Yes | Small Retail | Water Heating | NC | 698.6101 | 153.8927 | 4.5396
| Clothes Washer Gas WH_Com, G - HWat [unit w/ gas dry - Water Heater] | G | Yes | Small Retail | Water Heating | REPL | 11979.5479 | 2627.3796 | 4.5595
| Clothes Washer Gas WH_Com, E - Appl [unit w/ propane dry - Washer] | E | Yes | Small Retail | Appliances | NC | 35.8262 | 7.8919 | 4.5396
| Clothes Washer Gas WH_Com, E - Appl [unit w/ propane dry - Washer] | E | Yes | Small Retail | Appliances | REPL | 614.3358 | 134.7374 | 4.5595
| Clothes Washer Gas WH_Com, G - HWat [unit w/ propane dry - Water Heater] | G | Yes | Small Retail | Water Heating | NC | 35.8262 | 7.8919 | 4.5396
| Clothes Washer Gas WH_Com, G - HWat [unit w/ propane dry - Water Heater] | G | Yes | Small Retail | Water Heating | REPL | 614.3358 | 134.7374 | 4.5595
| Clothes Washer Oil WH_Com, E - Appl [unit w/ elec dry - Washer] | E | Yes | Small Retail | Appliances | NC | 219.9063 | 47.3516 | 4.6441
| Clothes Washer Oil WH_Com, E - Appl [unit w/ elec dry - Washer] | E | Yes | Small Retail | Appliances | REPL | 3756.9704 | 808.4245 | 4.6473
| Clothes Washer Oil WH_Com, E - Appl [unit w/ elec dry - Dryer] | E | Yes | Small Retail | Appliances | NC | 219.9063 | 47.3516 | 4.6441
| Clothes Washer Oil WH_Com, E - Appl [unit w/ elec dry - Dryer] | E | Yes | Small Retail | Appliances | REPL | 3756.9704 | 808.4245 | 4.6473
| Clothes Washer Oil WH_Com, O - HWat [unit w/ elec dry - Water Heater] | O | Yes | Small Retail | Water Heating | NC | 219.9063 | 47.3516 | 4.6441
| Clothes Washer Oil WH_Com, O - HWat [unit w/ elec dry - Water Heater] | O | Yes | Small Retail | Water Heating | REPL | 3756.9704 | 808.4245 | 4.6473
| Clothes Washer Oil WH_Com, E - Appl [unit w/ gas dry - Washer] | E | Yes | Small Retail | Appliances | NC | 32.4799 | 7.8919 | 4.1156
| Clothes Washer Oil WH_Com, E - Appl [unit w/ gas dry - Washer] | E | Yes | Small Retail | Appliances | REPL | 554.9477 | 134.7374 | 4.1187
| Clothes Washer Oil WH_Com, O - HWat [unit w/ gas dry - Water Heater] | O | Yes | Small Retail | Water Heating | NC | 32.4799 | 7.8919 | 4.1156
| Clothes Washer Oil WH_Com, O - HWat [unit w/ gas dry - Water Heater] | O | Yes | Small Retail | Water Heating | REPL | 554.9477 | 134.7374 | 4.1187
| Clothes Washer Oil WH_Com, E - Appl [unit w/ propane dry - Washer] | E | Yes | Small Retail | Appliances | NC | 48.7198 | 11.8379 | 4.1156
| Clothes Washer Oil WH_Com, E - Appl [unit w/ propane dry - Washer] | E | Yes | Small Retail | Appliances | REPL | 832.4216 | 202.1061 | 4.1187
| Clothes Washer Oil WH_Com, O - HWat [unit w/ propane dry - Water Heater] | O | Yes | Small Retail | Water Heating | NC | 48.7198 | 11.8379 | 4.1156
| Clothes Washer Oil WH_Com, O - HWat [unit w/ propane dry - Water Heater] | O | Yes | Small Retail | Water Heating | REPL | 832.4216 | 202.1061 | 4.1187
| Clothes Washer Propane WH_Com, E - Appl [unit w/ elec dry - Washer] | E | Yes | Small Retail | Appliances | NC | 37.7379 | 9.2033 | 4.1005
| Clothes Washer Propane WH_Com, E - Appl [unit w/ elec dry - Washer] | E | Yes | Small Retail | Appliances | REPL | 645.4509 | 157.6077 | 4.0953
| Clothes Washer Propane WH_Com, E - Appl [unit w/ elec dry - Dryer] | E | Yes | Small Retail | Appliances | NC | 37.7379 | 9.2033 | 4.1005
| Clothes Washer Propane WH_Com, E - Appl [unit w/ elec dry - Dryer] | E | Yes | Small Retail | Appliances | REPL | 645.4509 | 157.6077 | 4.0953
| Clothes Washer Propane WH_Com, P - HWat [unit w/ elec dry - Water Heater] | Prp | Yes | Small Retail | Water Heating | NC | 37.7379 | 9.2033 | 4.1005
| Clothes Washer Propane WH_Com, P - HWat [unit w/ elec dry - Water Heater] | Prp | Yes | Small Retail | Water Heating | REPL | 645.4509 | 157.6077 | 4.0953
| Clothes Washer Propane WH_Com, E - Appl [unit w/ gas dry - Washer] | E | Yes | Small Retail | Appliances | NC | 16.7834 | 4.3032 | 3.9002
| Clothes Washer Propane WH_Com, E - Appl [unit w/ gas dry - Washer] | E | Yes | Small Retail | Appliances | REPL | 287.1184 | 73.709 | 3.8953
| Clothes Washer Propane WH_Com, P - HWat [unit w/ gas dry - Water Heater] | Prp | Yes | Small Retail | Water Heating | NC | 16.7834 | 4.3032 | 3.9002
| Clothes Washer Propane WH_Com, P - HWat [unit w/ gas dry - Water Heater] | Prp | Yes | Small Retail | Water Heating | REPL | 287.1184 | 73.709 | 3.8953
| Clothes Washer Propane WH_Com, E - Appl [unit w/ propane dry - Washer] | E | Yes | Small Retail | Appliances | NC | 34.3238 | 8.9213 | 3.8474
| Clothes Washer Propane WH_Com, E - Appl [unit w/ propane dry - Washer] | E | Yes | Small Retail | Appliances | REPL | 587.672 | 153.0064 | 3.8408
| Clothes Washer Propane WH_Com, P - HWat [unit w/ propane dry - Water Heater] | Prp | Yes | Small Retail | Water Heating | NC | 34.3238 | 8.9213 | 3.8474
| Clothes Washer Propane WH_Com, P - HWat [unit w/ propane dry - Water Heater] | Prp | Yes | Small Retail | Water Heating | REPL | 587.672 | 153.0064 | 3.8408
| Dishwasher_Com, E - Appl [Building w elec WH] | E | Yes | Small Retail | Appliances | NC | 8.4769 | 3.619 | 2.3423
| Dishwasher_Com, E - Appl [Building w elec WH] | E | Yes | Small Retail | Appliances | REPL | 82.5363 | 35.2366 | 2.3423
| Dishwasher_Com, E - HWat [Building w elec WH] | E | Yes | Small Retail | Water Heating | NC | 0.0059002 | 0 | 0
| Dishwasher_Com, E - HWat [Building w elec WH] | E | Yes | Small Retail | Water Heating | REPL | 0.057448 | 0 | 0
| Dishwasher_Com, E - Appl [Building w gas WH] | E | Yes | Small Retail | Appliances | NC | 21.1923 | 9.0475 | 2.3423
| Dishwasher_Com, E - Appl [Building w gas WH] | E | Yes | Small Retail | Appliances | REPL | 206.3407 | 88.0914 | 2.3423
| Dishwasher_Com, G - HWat [Building w gas WH] | G | Yes | Small Retail | Water Heating | NC | 2.9694 | 0 | 0
| Dishwasher_Com, G - HWat [Building w gas WH] | G | Yes | Small Retail | Water Heating | REPL | 30.0538 | 0 | 0
| Dishwasher_Com, E - Appl [Building w oil WH] | E | Yes | Small Retail | Appliances | NC | 2.1192 | 0.90475 | 2.3423
| Dishwasher_Com, E - Appl [Building w oil WH] | E | Yes | Small Retail | Appliances | REPL | 20.6341 | 8.8091 | 2.3423
| Dishwasher_Com, O - HWat [Building w oil WH] | O | Yes | Small Retail | Water Heating | NC | 0.048161 | 0 | 0
| Dishwasher_Com, O - HWat [Building w oil WH] | O | Yes | Small Retail | Water Heating | REPL | 0.48745 | 0 | 0
| Dishwasher_Com, E - Appl [Building w propane WH] | E | Yes | Small Retail | Appliances | NC | 2.1192 | 0.90475 | 2.3423
| Dishwasher_Com, E - Appl [Building w propane WH] | E | Yes | Small Retail | Appliances | REPL | 20.6341 | 8.8091 | 2.3423
| Dishwasher_Com, P - HWat [Building w propane WH] | Prp | Yes | Small Retail | Water Heating | NC | 0.39458 | 0 | 0
| Dishwasher_Com, P - HWat [Building w propane WH] | Prp | Yes | Small Retail | Water Heating | REPL | 3.9936 | 0 | 0
| Faucet Aerator_Com, E - HWat | E | Yes | Small Retail | Water Heating | RET | 180.4021 | 14.77 | 12.2141
| Faucet Aerator_Com, G - HWat | G | Yes | Small Retail | Water Heating | RET | 38299.9437 | 6217.3061 | 6.1602
| Faucet Aerator_Com, O - HWat | O | Yes | Small Retail | Water Heating | RET | 6120.8565 | 272.0075 | 22.5025
| Faucet Aerator_Com, P - HWat | Prp | Yes | Small Retail | Water Heating | RET | 16681.5921 | 617.2141 | 27.0272
| Pre Rinse Sprayers_Com, E - HWat | E | Yes | Small Retail | Water Heating | RET | 46.6202 | 1.1074 | 42.0992
| Pre Rinse Sprayers_Com, G - HWat | G | Yes | Small Retail | Water Heating | RET | 11828.5479 | 502.4032 | 23.5439
| Pre Rinse Sprayers_Com, O - HWat | O | Yes | Small Retail | Water Heating | RET | 1670.7955 | 21.9802 | 76.0138
| Pre Rinse Sprayers_Com, P - HWat | Prp | Yes | Small Retail | Water Heating | RET | 4451.5217 | 49.8754 | 89.2529
| Heat Pump Water Heater_Com, E - HWat | E | Yes | Small Retail | Water Heating | NC | 160.8594 | 113.4426 | 1.418
| Heat Pump Water Heater_Com, E - HWat | E | Yes | Small Retail | Water Heating | RET | 846.3663 | 742.7118 | 1.1396
| Heat Pump Water Heater_Com, E - HWat | E | Yes | Small Retail | Water Heating | REPL | 99.0635 | 69.8624 | 1.418
| FF Storage Water Heater_Com, G - HWat | G | No | Small Retail | Water Heating | NC | 5573.3805 | 16508.0992 | 0.33761
| FF Storage Water Heater_Com, G - HWat | G | No | Small Retail | Water Heating | RET | 35396.417 | 373409.8447 | 0.094792
| FF Storage Water Heater_Com, G - HWat | G | No | Small Retail | Water Heating | REPL | 10053.1238 | 29776.8946 | 0.33761
| FF Storage Water Heater_Com, O - HWat | O | Yes | Small Retail | Water Heating | NC | 900.9193 | 722.2303 | 1.2474
| FF Storage Water Heater_Com, O - HWat | O | No | Small Retail | Water Heating | RET | 5721.7187 | 16336.702 | 0.35024
| FF Storage Water Heater_Com, O - HWat | O | Yes | Small Retail | Water Heating | REPL | 1625.0557 | 1302.7409 | 1.2474
| FF Storage Water Heater_Com, P - HWat | Prp | Yes | Small Retail | Water Heating | NC | 2459.2812 | 1638.8179 | 1.5006
| FF Storage Water Heater_Com, P - HWat | Prp | No | Small Retail | Water Heating | RET | 15618.84 | 37069.7257 | 0.42134
| FF Storage Water Heater_Com, P - HWat | Prp | Yes | Small Retail | Water Heating | REPL | 4435.9896 | 2956.0585 | 1.5006
| FF Instantaneous Water Heater_Com, G - HWat | G | No | Small Retail | Water Heating | NC | 10845.0591 | 48991.8831 | 0.22136
| FF Instantaneous Water Heater_Com, G - HWat | G | No | Small Retail | Water Heating | RET | 50172.6812 | 666190.9465 | 0.075313
| FF Instantaneous Water Heater_Com, G - HWat | G | No | Small Retail | Water Heating | REPL | 9.6349e-12 | 4.3525e-11 | 0.22136
| FF Instantaneous Water Heater_Com, O - HWat | O | No | Small Retail | Water Heating | NC | 1764.3315 | 2143.3977 | 0.82315
| FF Instantaneous Water Heater_Com, O - HWat | O | No | Small Retail | Water Heating | RET | 8162.3567 | 29145.8921 | 0.28005
| FF Instantaneous Water Heater_Com, O - HWat | O | No | Small Retail | Water Heating | REPL | 1.5675e-12 | 1.9042e-12 | 0.82315
| FF Instantaneous Water Heater_Com, P - HWat | Prp | No | Small Retail | Water Heating | NC | 4837.7319 | 4863.5989 | 0.99468
| FF Instantaneous Water Heater_Com, P - HWat | Prp | No | Small Retail | Water Heating | RET | 22380.8807 | 66135.1494 | 0.33841
| FF Instantaneous Water Heater_Com, P - HWat | Prp | No | Small Retail | Water Heating | REPL | 4.2979e-12 | 4.3209e-12 | 0.99468
| Clothes Dryer_Com, E - Appl | E | Yes | Small Retail | Appliances | NC | 2485.134 | 81.1478 | 30.6248
| Clothes Dryer_Com, E - Appl | E | Yes | Small Retail | Appliances | RET | 12757.7587 | 1448.5825 | 8.8071
| Clothes Dryer_Com, E - Appl | E | Yes | Small Retail | Appliances | REPL | 756.7083 | 24.709 | 30.6248
| Pnemautic to DDC_Com, E - TotE [Building w Elec Heat] | E | No | Small Retail | Total Electric | RET | 40432.3594 | 50351.3081 | 0.80301
| Pnemautic to DDC_Com, E - TotE [Building w Gas Heat] | E | Yes | Small Retail | Total Electric | RET | 290728.8935 | 194143.6728 | 1.4975
| Pnemautic to DDC_Com, G - TotF [Building w Gas Heat] | G | Yes | Small Retail | Total FF | RET | 290728.8935 | 194143.6728 | 1.4975
| Pnemautic to DDC_Com, E - TotE [Building w Oil Heat] | E | Yes | Small Retail | Total Electric | RET | 334826.6679 | 52235.5666 | 6.4099
| Pnemautic to DDC_Com, O - TotF [Building w Oil Heat] | O | Yes | Small Retail | Total FF | RET | 334826.6679 | 52235.5666 | 6.4099
| Pnemautic to DDC_Com, E - TotE [Building w Propane Heat] | E | Yes | Small Retail | Total Electric | RET | 112866.2945 | 15742.0825 | 7.1697
| Pnemautic to DDC_Com, P - TotF [Building w Propane Heat] | Prp | Yes | Small Retail | Total FF | RET | 112866.2945 | 15742.0825 | 7.1697
| RCx_Com, E - TotE [Building w Elec Heat] | E | Yes | Small Retail | Total Electric | RET | 90397.8303 | 28024.1464 | 3.2257
| RCx_Com, E - TotE [Building w Gas Heat] | E | Yes | Small Retail | Total Electric | RET | 539561.1434 | 89132.8991 | 6.0534
| RCx_Com, G - TotF [Building w Gas Heat] | G | Yes | Small Retail | Total FF | RET | 539561.1434 | 89132.8991 | 6.0534
| RCx_Com, E - TotE [Building w Oil Heat] | E | Yes | Small Retail | Total Electric | RET | 504824.6175 | 23981.7627 | 21.0504
| RCx_Com, O - TotF [Building w Oil Heat] | O | Yes | Small Retail | Total FF | RET | 504824.6175 | 23981.7627 | 21.0504
| RCx_Com, E - TotE [Building w Propane Heat] | E | Yes | Small Retail | Total Electric | RET | 168721.1717 | 7227.3149 | 23.3449
| RCx_Com, P - TotF [Building w Propane Heat] | Prp | Yes | Small Retail | Total FF | RET | 168721.1717 | 7227.3149 | 23.3449
| Commissioning_Com, E - TotE [Building w Elec Heat] | E | Yes | Small Retail | Total Electric | NC | 0 | 0 | 0
| Commissioning_Com, E - TotE [Building w Gas Heat] | E | Yes | Small Retail | Total Electric | NC | 0 | 0 | 0
| Commissioning_Com, G - TotF [Building w Gas Heat] | G | Yes | Small Retail | Total FF | NC | 0 | 0 | 0
| Commissioning_Com, E - TotE [Building w Oil Heat] | E | Yes | Small Retail | Total Electric | NC | 0 | 0 | 0
| Commissioning_Com, O - TotF [Building w Oil Heat] | O | Yes | Small Retail | Total FF | NC | 0 | 0 | 0
| Commissioning_Com, E - TotE [Building w Propane Heat] | E | Yes | Small Retail | Total Electric | NC | 0 | 0 | 0
| Commissioning_Com, P - TotF [Building w Propane Heat] | Prp | Yes | Small Retail | Total FF | NC | 0 | 0 | 0
| Integrated Building Design_Com, E - TotE [Building w Elec Heat] | E | Yes | Small Retail | Total Electric | NC | 9440.4584 | 666.1469 | 14.1717
| Integrated Building Design_Com, E - TotE [Building w Gas Heat] | E | Yes | Small Retail | Total Electric | NC | 54654.3938 | 2118.73 | 25.7958
| Integrated Building Design_Com, G - TotF [Building w Gas Heat] | G | Yes | Small Retail | Total FF | NC | 54654.3938 | 2118.73 | 25.7958
| Integrated Building Design_Com, E - TotE [Building w Oil Heat] | E | Yes | Small Retail | Total Electric | NC | 51321.3176 | 570.0575 | 90.0283
| Integrated Building Design_Com, O - TotF [Building w Oil Heat] | O | Yes | Small Retail | Total FF | NC | 51321.3176 | 570.0575 | 90.0283
| Integrated Building Design_Com, E - TotE [Building w Propane Heat] | E | Yes | Small Retail | Total Electric | NC | 17173.271 | 171.7966 | 99.9628
| Integrated Building Design_Com, P - TotF [Building w Propane Heat] | Prp | Yes | Small Retail | Total FF | NC | 17173.271 | 171.7966 | 99.9628
| Deep Energy Retrofit_Com, E - TotE [Building w Elec Heat] | E | Yes | Small Retail | Total Electric | RET | 40736.594 | 18552.2384 | 2.1958
| Deep Energy Retrofit_Com, E - TotE [Building w Gas Heat] | E | Yes | Small Retail | Total Electric | RET | 241871.1871 | 59006.7854 | 4.099
| Deep Energy Retrofit_Com, G - TotF [Building w Gas Heat] | G | Yes | Small Retail | Total FF | RET | 241871.1871 | 59006.7854 | 4.099
| Deep Energy Retrofit_Com, E - TotE [Building w Oil Heat] | E | Yes | Small Retail | Total Electric | RET | 229322.7751 | 15876.1438 | 14.4445
| Deep Energy Retrofit_Com, O - TotF [Building w Oil Heat] | O | Yes | Small Retail | Total FF | RET | 229322.7751 | 15876.1438 | 14.4445
| Deep Energy Retrofit_Com, E - TotE [Building w Propane Heat] | E | Yes | Small Retail | Total Electric | RET | 76765.9842 | 4784.5478 | 16.0446
| Deep Energy Retrofit_Com, P - TotF [Building w Propane Heat] | Prp | Yes | Small Retail | Total FF | RET | 76765.9842 | 4784.5478 | 16.0446
| EMS_Com, E - TotE [Building w Elec Heat] | E | Yes | Small Retail | Total Electric | NC | 17171.6217 | 8960.3282 | 1.9164
| EMS_Com, E - TotE [Building w Elec Heat] | E | Yes | Small Retail | Total Electric | RET | 257908.0801 | 107051.541 | 2.4092
| EMS_Com, E - TotE [Building w Gas Heat] | E | Yes | Small Retail | Total Electric | NC | 104009.319 | 28498.9959 | 3.6496
| EMS_Com, E - TotE [Building w Gas Heat] | E | Yes | Small Retail | Total Electric | RET | 1603075.7035 | 680970.9076 | 2.3541
| EMS_Com, G - TotF [Building w Gas Heat] | G | Yes | Small Retail | Total FF | NC | 104009.319 | 28498.9959 | 3.6496
| EMS_Com, G - TotF [Building w Gas Heat] | G | Yes | Small Retail | Total FF | RET | 1603075.7035 | 680970.9076 | 2.3541
| EMS_Com, E - TotE [Building w Oil Heat] | E | Yes | Small Retail | Total Electric | NC | 99344.361 | 7667.8327 | 12.956
| EMS_Com, E - TotE [Building w Oil Heat] | E | Yes | Small Retail | Total Electric | RET | 1545452.2932 | 183219.4719 | 8.435
| EMS_Com, O - TotF [Building w Oil Heat] | O | Yes | Small Retail | Total FF | NC | 99344.361 | 7667.8327 | 12.956
| EMS_Com, O - TotF [Building w Oil Heat] | O | Yes | Small Retail | Total FF | RET | 1545452.2932 | 183219.4719 | 8.435
| EMS_Com, E - TotE [Building w Propane Heat] | E | Yes | Small Retail | Total Electric | NC | 33265.2755 | 2310.8327 | 14.3954
| EMS_Com, E - TotE [Building w Propane Heat] | E | Yes | Small Retail | Total Electric | RET | 517679.2929 | 55216.3254 | 9.3755
| EMS_Com, P - TotF [Building w Propane Heat] | Prp | Yes | Small Retail | Total FF | NC | 33265.2755 | 2310.8327 | 14.3954
| EMS_Com, P - TotF [Building w Propane Heat] | Prp | Yes | Small Retail | Total FF | RET | 517679.2929 | 55216.3254 | 9.3755
| VFDs on HVAC Pumps_Com, E - Oth | E | Yes | Small Retail | Other | RET | 21362.8431 | 6530.2651 | 3.2714
| ECM Circulators_Com, E - Oth | E | Yes | Small Retail | Other | RET | 76036.107 | 38372.7759 | 1.9815
| Motors_Com, E - Oth | E | Yes | Small Retail | Other | NC | 1546.8954 | 748.8073 | 2.0658
| Motors_Com, E - Oth | E | Yes | Small Retail | Other | RET | 14043.918 | 11588.6824 | 1.2119
| Motors_Com, E - Oth | E | Yes | Small Retail | Other | REPL | 84.679 | 40.9907 | 2.0658
| Ext Area Ltg_Com, E - ExtL | E | Yes | Small Retail | Exterior Lighting | NC | 10105.1357 | 2243.1755 | 4.5048
| Ext Area Ltg_Com, E - ExtL | E | Yes | Small Retail | Exterior Lighting | RET | 62231.3757 | 13814.3516 | 4.5048
| Ext Area Ltg_Com, E - ExtL | E | Yes | Small Retail | Exterior Lighting | REPL | 82598.0105 | 18335.4127 | 4.5048
| Street Ltg_Com, E - ExtL | E | Yes | Small Retail | Exterior Lighting | NC | 1880.9914 | 355.228 | 5.2952
| Street Ltg_Com, E - ExtL | E | Yes | Small Retail | Exterior Lighting | RET | 11583.8802 | 2187.6332 | 5.2952
| Street Ltg_Com, E - ExtL | E | Yes | Small Retail | Exterior Lighting | REPL | 15374.9687 | 2903.5859 | 5.2952
| Ext Ltg Ctrls_Com, E - ExtL | E | Yes | Small Retail | Exterior Lighting | RET | 57892.2292 | 12015.1544 | 4.8183
| Ext Ltg Dsgn_Com, E - ExtL | E | Yes | Small Retail | Exterior Lighting | NC | 1443.1685 | 263.9618 | 5.4673
| Ext Ltg Dsgn_Com, E - ExtL | E | Yes | Small Retail | Exterior Lighting | REPL | 11850.128 | 2167.4396 | 5.4673
| Int Ltg Ctrls_Com, E - IntL [No Heat] | E | Yes | Small Retail | Interior Lighting | RET | 105040.6365 | 23845.0313 | 4.4051
| Int Ltg Ctrls_Com, E - IntL [Electric Heat] | E | Yes | Small Retail | Interior Lighting | RET | 87235.7413 | 28020.0684 | 3.1133
| Int Ltg Ctrls_Com, E/G - IntL | E | Yes | Small Retail | Interior Lighting | RET | 477226.6647 | 147812.7841 | 3.2286
| Int Ltg Ctrls_Com, E/O - IntL | E | Yes | Small Retail | Interior Lighting | RET | 94592.2983 | 51474.6766 | 1.8376
| Int Ltg Ctrls_Com, E/P - IntL | E | Yes | Small Retail | Interior Lighting | RET | 8276.9303 | 5042.3008 | 1.6415
| Exit Sign RetFit_Com, E - IntL [No Heat] | E | Yes | Small Retail | Interior Lighting | RET | 4236.7693 | 1093.6441 | 3.874
| Exit Sign RetFit_Com, E - IntL [Electric Heat] | E | Yes | Small Retail | Interior Lighting | RET | 3552.7379 | 1286.2187 | 2.7622
| Exit Sign RetFit_Com, E/G - IntL | E | Yes | Small Retail | Interior Lighting | RET | 19690.1721 | 8124.4165 | 2.4236
| Exit Sign RetFit_Com, E/O - IntL | E | Yes | Small Retail | Interior Lighting | RET | 3883.6924 | 3342.4099 | 1.1619
| Exit Sign RetFit_Com, E/P - IntL | E | No | Small Retail | Interior Lighting | RET | 339.4392 | 334.6135 | 1.0144
| LED HiLo Bay_Com, E - IntL [No Heat] | E | Yes | Small Retail | Interior Lighting | NC | 1583.1382 | 633.0565 | 2.5008
| LED HiLo Bay_Com, E - IntL [No Heat] | E | Yes | Small Retail | Interior Lighting | RET | 8724.0266 | 3488.5153 | 2.5008
| LED HiLo Bay_Com, E - IntL [No Heat] | E | Yes | Small Retail | Interior Lighting | REPL | 581.4807 | 232.5193 | 2.5008
| LED HiLo Bay_Com, E - IntL [Electric Heat] | E | Yes | Small Retail | Interior Lighting | NC | 1315.9018 | 744.5285 | 1.7674
| LED HiLo Bay_Com, E - IntL [Electric Heat] | E | Yes | Small Retail | Interior Lighting | RET | 7251.396 | 4102.7916 | 1.7674
| LED HiLo Bay_Com, E - IntL [Electric Heat] | E | Yes | Small Retail | Interior Lighting | REPL | 483.3258 | 273.4625 | 1.7674
| LED HiLo Bay_Com, E/G - IntL | E | Yes | Small Retail | Interior Lighting | NC | 7233.6108 | 3548.8703 | 2.0383
| LED HiLo Bay_Com, E/G - IntL | E | Yes | Small Retail | Interior Lighting | RET | 39861.4673 | 19556.3711 | 2.0383
| LED HiLo Bay_Com, E/G - IntL | E | Yes | Small Retail | Interior Lighting | REPL | 2656.8779 | 1303.4867 | 2.0383
| LED HiLo Bay_Com, E/O - IntL | E | Yes | Small Retail | Interior Lighting | NC | 1426.7584 | 1095.3137 | 1.3026
| LED HiLo Bay_Com, E/O - IntL | E | Yes | Small Retail | Interior Lighting | RET | 7862.2816 | 6035.8255 | 1.3026
| LED HiLo Bay_Com, E/O - IntL | E | Yes | Small Retail | Interior Lighting | REPL | 524.043 | 402.3046 | 1.3026
| LED HiLo Bay_Com, E/P - IntL | E | Yes | Small Retail | Interior Lighting | NC | 124.7003 | 105.5499 | 1.1814
| LED HiLo Bay_Com, E/P - IntL | E | Yes | Small Retail | Interior Lighting | RET | 687.1725 | 581.6425 | 1.1814
| LED HiLo Bay_Com, E/P - IntL | E | Yes | Small Retail | Interior Lighting | REPL | 45.802 | 38.7681 | 1.1814
| Repl Scre_Com, E - IntL [No Heat] | E | Yes | Small Retail | Interior Lighting | NC | 0 | 0 | 0
| Repl Scre_Com, E - IntL [No Heat] | E | Yes | Small Retail | Interior Lighting | RET | 0 | 0 | 0
| Repl Scre_Com, E - IntL [No Heat] | E | Yes | Small Retail | Interior Lighting | REPL | 0 | 0 | 0
| Repl Scre_Com, E - IntL [Electric Heat] | E | Yes | Small Retail | Interior Lighting | NC | 0 | 0 | 0
| Repl Scre_Com, E - IntL [Electric Heat] | E | Yes | Small Retail | Interior Lighting | RET | 0 | 0 | 0
| Repl Scre_Com, E - IntL [Electric Heat] | E | Yes | Small Retail | Interior Lighting | REPL | 0 | 0 | 0
| Repl Scre_Com, E/G - IntL | E | Yes | Small Retail | Interior Lighting | NC | 0 | 0 | 0
| Repl Scre_Com, E/G - IntL | E | Yes | Small Retail | Interior Lighting | RET | 0 | 0 | 0
| Repl Scre_Com, E/G - IntL | E | Yes | Small Retail | Interior Lighting | REPL | 0 | 0 | 0
| Repl Scre_Com, E/O - IntL | E | Yes | Small Retail | Interior Lighting | NC | 0 | 0 | 0
| Repl Scre_Com, E/O - IntL | E | Yes | Small Retail | Interior Lighting | RET | 0 | 0 | 0
| Repl Scre_Com, E/O - IntL | E | Yes | Small Retail | Interior Lighting | REPL | 0 | 0 | 0
| Repl Scre_Com, E/P - IntL | E | Yes | Small Retail | Interior Lighting | NC | 0 | 0 | 0
| Repl Scre_Com, E/P - IntL | E | Yes | Small Retail | Interior Lighting | RET | 0 | 0 | 0
| Repl Scre_Com, E/P - IntL | E | Yes | Small Retail | Interior Lighting | REPL | 0 | 0 | 0
| Lin LED Fixture_Com, E - IntL [No Heat] | E | Yes | Small Retail | Interior Lighting | NC | 2501.9889 | 1229.2914 | 2.0353
| Lin LED Fixture_Com, E - IntL [No Heat] | E | Yes | Small Retail | Interior Lighting | RET | 10272.8516 | 7647.4483 | 1.3433
| Lin LED Fixture_Com, E - IntL [No Heat] | E | Yes | Small Retail | Interior Lighting | REPL | 1590.1313 | 781.2724 | 2.0353
| Lin LED Fixture_Com, E - IntL [Electric Heat] | E | Yes | Small Retail | Interior Lighting | NC | 2098.0399 | 1445.7516 | 1.4512
| Lin LED Fixture_Com, E - IntL [Electric Heat] | E | No | Small Retail | Interior Lighting | RET | 8614.2876 | 8994.0515 | 0.95778
| Lin LED Fixture_Com, E - IntL [Electric Heat] | E | Yes | Small Retail | Interior Lighting | REPL | 1333.4028 | 918.8429 | 1.4512
| Lin LED Fixture_Com, E/G - IntL | E | Yes | Small Retail | Interior Lighting | NC | 11627.8676 | 6735.3827 | 1.7264
| Lin LED Fixture_Com, E/G - IntL | E | Yes | Small Retail | Interior Lighting | RET | 47742.5608 | 39204.4395 | 1.2178
| Lin LED Fixture_Com, E/G - IntL | E | Yes | Small Retail | Interior Lighting | REPL | 7390.0554 | 4280.6517 | 1.7264
| Lin LED Fixture_Com, E/O - IntL | E | Yes | Small Retail | Interior Lighting | NC | 2293.4823 | 2012.8492 | 1.1394
| Lin LED Fixture_Com, E/O - IntL | E | No | Small Retail | Interior Lighting | RET | 9416.7496 | 10542.5908 | 0.89321
| Lin LED Fixture_Com, E/O - IntL | E | Yes | Small Retail | Interior Lighting | REPL | 1457.6156 | 1279.2601 | 1.1394
| Lin LED Fixture_Com, E/P - IntL | E | No | Small Retail | Interior Lighting | NC | 200.453 | 192.7368 | 1.04
| Lin LED Fixture_Com, E/P - IntL | E | No | Small Retail | Interior Lighting | RET | 823.0348 | 990.4602 | 0.83096
| Lin LED Fixture_Com, E/P - IntL | E | No | Small Retail | Interior Lighting | REPL | 127.3973 | 122.4933 | 1.04
| LED Tube Repl_Com, E - IntL [No Heat] | E | Yes | Small Retail | Interior Lighting | RET | 69298.5191 | 5816.8251 | 11.9135
| LED Tube Repl_Com, E - IntL [No Heat] | E | Yes | Small Retail | Interior Lighting | REPL | 44866.7118 | 3766.0518 | 11.9135
| LED Tube Repl_Com, E - IntL [Electric Heat] | E | Yes | Small Retail | Interior Lighting | RET | 58110.191 | 6841.0824 | 8.4943
| LED Tube Repl_Com, E - IntL [Electric Heat] | E | Yes | Small Retail | Interior Lighting | REPL | 37622.928 | 4429.1982 | 8.4943
| LED Tube Repl_Com, E/G - IntL | E | Yes | Small Retail | Interior Lighting | RET | 322061.3785 | 61312.4021 | 5.2528
| LED Tube Repl_Com, E/G - IntL | E | Yes | Small Retail | Interior Lighting | REPL | 208515.7843 | 39696.1712 | 5.2528
| LED Tube Repl_Com, E/O - IntL | E | Yes | Small Retail | Interior Lighting | RET | 63523.4326 | 30851.4517 | 2.059
| LED Tube Repl_Com, E/O - IntL | E | Yes | Small Retail | Interior Lighting | REPL | 41127.6833 | 19974.4989 | 2.059
| LED Tube Repl_Com, E/P - IntL | E | Yes | Small Retail | Interior Lighting | RET | 5552.0217 | 3152.1249 | 1.7614
| LED Tube Repl_Com, E/P - IntL | E | Yes | Small Retail | Interior Lighting | REPL | 3594.6072 | 2040.8153 | 1.7614
| Repl pin CFL wLED_Com, E - IntL [No Heat] | E | Yes | Small Retail | Interior Lighting | RET | 2818.7929 | 1326.3216 | 2.1253
| Repl pin CFL wLED_Com, E - IntL [No Heat] | E | Yes | Small Retail | Interior Lighting | REPL | 3004.3726 | 1413.642 | 2.1253
| Repl pin CFL wLED_Com, E - IntL [Electric Heat] | E | Yes | Small Retail | Interior Lighting | RET | 2363.6955 | 1559.8673 | 1.5153
| Repl pin CFL wLED_Com, E - IntL [Electric Heat] | E | Yes | Small Retail | Interior Lighting | REPL | 2519.3131 | 1662.5636 | 1.5153
| Repl pin CFL wLED_Com, E/G - IntL | E | Yes | Small Retail | Interior Lighting | RET | 13100.1982 | 7334.4741 | 1.7861
| Repl pin CFL wLED_Com, E/G - IntL | E | Yes | Small Retail | Interior Lighting | REPL | 13962.6703 | 7817.3507 | 1.7861
| Repl pin CFL wLED_Com, E/O - IntL | E | Yes | Small Retail | Interior Lighting | RET | 2583.885 | 2209.6624 | 1.1694
| Repl pin CFL wLED_Com, E/O - IntL | E | Yes | Small Retail | Interior Lighting | REPL | 2753.9991 | 2355.139 | 1.1694
| Repl pin CFL wLED_Com, E/P - IntL | E | No | Small Retail | Interior Lighting | RET | 225.8345 | 211.662 | 1.067
| Repl pin CFL wLED_Com, E/P - IntL | E | No | Small Retail | Interior Lighting | REPL | 240.7027 | 225.5971 | 1.067
| Refrig Case LED_Com, E - IntL | E | Yes | Small Retail | Interior Lighting | NC | 41928.4249 | 12100.3235 | 3.4651
| Refrig Case LED_Com, E - IntL | E | Yes | Small Retail | Interior Lighting | RET | 215186.9586 | 62101.8274 | 3.4651
| Refrig Case LED_Com, E - IntL | E | Yes | Small Retail | Interior Lighting | REPL | 67242.6118 | 19405.865 | 3.4651
| Refrig Case Ctrls_Com, E - IntL | E | Yes | Small Retail | Interior Lighting | RET | 126929.1453 | 93137.6431 | 1.3628
| Stair Occ Sensor_Com, E - IntL [No Heat] | E | Yes | Small Retail | Interior Lighting | NC | 1220.7712 | 525.9602 | 2.321
| Stair Occ Sensor_Com, E - IntL [No Heat] | E | Yes | Small Retail | Interior Lighting | RET | 11276.9792 | 4858.6032 | 2.321
| Stair Occ Sensor_Com, E - IntL [Electric Heat] | E | Yes | Small Retail | Interior Lighting | NC | 1023.6762 | 618.5741 | 1.6549
| Stair Occ Sensor_Com, E - IntL [Electric Heat] | E | Yes | Small Retail | Interior Lighting | RET | 9456.2975 | 5714.1317 | 1.6549
| Stair Occ Sensor_Com, E/G - IntL | E | Yes | Small Retail | Interior Lighting | NC | 5673.4726 | 3277.9127 | 1.7308
| Stair Occ Sensor_Com, E/G - IntL | E | Yes | Small Retail | Interior Lighting | RET | 52409.193 | 30280.002 | 1.7308
| Stair Occ Sensor_Com, E/O - IntL | E | No | Small Retail | Interior Lighting | NC | 1119.0366 | 1147.0107 | 0.97561
| Stair Occ Sensor_Com, E/O - IntL | E | No | Small Retail | Interior Lighting | RET | 10337.1968 | 10595.6108 | 0.97561
| Stair Occ Sensor_Com, E/P - IntL | E | No | Small Retail | Interior Lighting | NC | 97.8051 | 112.4251 | 0.86996
| Stair Occ Sensor_Com, E/P - IntL | E | No | Small Retail | Interior Lighting | RET | 903.483 | 1038.5367 | 0.86996
| Int Delamping_Com, E - IntL [No Heat] | E | Yes | Small Retail | Interior Lighting | RET | 1377.5275 | 100.1768 | 13.751
| Int Delamping_Com, E - IntL [Electric Heat] | E | Yes | Small Retail | Interior Lighting | RET | 1155.124 | 84.0032 | 13.751
| Int Delamping_Com, E/G - IntL | E | Yes | Small Retail | Interior Lighting | RET | 6401.9896 | 1173.4634 | 5.4556
| Int Delamping_Com, E/O - IntL | E | Yes | Small Retail | Interior Lighting | RET | 1262.7294 | 607.7144 | 2.0778
| Int Delamping_Com, E/P - IntL | E | Yes | Small Retail | Interior Lighting | RET | 110.364 | 62.2682 | 1.7724
| Int Ltg Dsgn_Com, E - IntL [No Heat] | E | Yes | Small Retail | Interior Lighting | NC | 3158.3196 | 535.92 | 5.8933
| Int Ltg Dsgn_Com, E - IntL [Electric Heat] | E | Yes | Small Retail | Interior Lighting | NC | 2648.4051 | 449.395 | 5.8933
| Int Ltg Dsgn_Com, E/G - IntL | E | Yes | Small Retail | Interior Lighting | NC | 14678.1311 | 4113.6875 | 3.5681
| Int Ltg Dsgn_Com, E/O - IntL | E | Yes | Small Retail | Interior Lighting | NC | 2895.1167 | 1674.0534 | 1.7294
| Int Ltg Dsgn_Com, E/P - IntL | E | Yes | Small Retail | Interior Lighting | NC | 253.0366 | 167.3004 | 1.5125
| Room Air Conditioner_Com, E - Cool | E | Yes | Large Retail | Cooling | NC | 0 | 0 | 0
| Room Air Conditioner_Com, E - Cool | E | Yes | Large Retail | Cooling | RET | 0 | 0 | 0
| Room Air Conditioner_Com, E - Cool | E | Yes | Large Retail | Cooling | REPL | 0 | 0 | 0
| Chiller Systems_Com, E - Cool | E | Yes | Large Retail | Cooling | NC | 18968.159 | 1440.3727 | 13.1689
| Chiller Systems_Com, E - Cool | E | Yes | Large Retail | Cooling | RET | 53509.0836 | 8450.0948 | 6.3324
| Chiller Systems_Com, E - Cool | E | Yes | Large Retail | Cooling | REPL | 1.6211e-11 | 1.231e-12 | 13.1689
| Chiller Tuneup_Com, E - Cool | E | Yes | Large Retail | Cooling | RET | 17823.8204 | 2288.1793 | 7.7895
| Computer Room Air Conditioner_Com, E - Cool | E | Yes | Large Retail | Cooling | NC | 3856.0355 | 1262.5464 | 3.0542
| Computer Room Air Conditioner_Com, E - Cool | E | Yes | Large Retail | Cooling | REPL | 23746.9748 | 7775.2547 | 3.0542
| Mini Split Ductless AC_Com, E - Cool | E | Yes | Large Retail | Cooling | NC | 0 | 0 | 0
| Mini Split Ductless AC_Com, E - Cool | E | Yes | Large Retail | Cooling | RET | 0 | 0 | 0
| Mini Split Ductless AC_Com, E - Cool | E | Yes | Large Retail | Cooling | REPL | 0 | 0 | 0
| Eff Unitary AC_Com, E - Cool | E | Yes | Large Retail | Cooling | NC | 36568.2572 | 21564.6264 | 1.6958
| Eff Unitary AC_Com, E - Cool | E | No | Large Retail | Cooling | RET | 277360.8821 | 1209845.1563 | 0.22925
| Eff Unitary AC_Com, E - Cool | E | Yes | Large Retail | Cooling | REPL | 165196.8187 | 97418.0328 | 1.6958
| PTAC_Com, E - Cool | E | Yes | Large Retail | Cooling | NC | 0 | 0 | 0
| PTAC_Com, E - Cool | E | Yes | Large Retail | Cooling | RET | 0 | 0 | 0
| PTAC_Com, E - Cool | E | Yes | Large Retail | Cooling | REPL | 0 | 0 | 0
| Unitary Equipment Economizer_Com, E - Cool | E | No | Large Retail | Cooling | RET | 105825.8709 | 182924.0233 | 0.57852
| AC Tuneup_Com, E - Cool [ASHP] | E | Yes | Large Retail | Cooling | RET | 51535.5949 | 3975.669 | 12.9627
| AC Tuneup_Com, E - Heat [ASHP] | E | Yes | Large Retail | Space Heating | RET | 51535.5949 | 3975.669 | 12.9627
| AC Tuneup_Com, E - Cool [Unitary AC] | E | Yes | Large Retail | Cooling | RET | 242856.1692 | 16958.5667 | 14.3206
| DCV_Com, E - Cool [Building w Elec Heat] | E | Yes | Large Retail | Cooling | RET | 760486.3812 | 163169.1327 | 4.6607
| DCV_Com, E - Heat [Building w Elec Heat] | E | Yes | Large Retail | Space Heating | RET | 760486.3812 | 163169.1327 | 4.6607
| DCV_Com, E - Vent [Building w Elec Heat] | E | Yes | Large Retail | Ventilation | RET | 760486.3812 | 163169.1327 | 4.6607
| DCV_Com, E - Cool [Building w Gas Heat] | E | Yes | Large Retail | Cooling | RET | 2668379.895 | 333195.9491 | 8.0084
| DCV_Com, G - Heat [Building w Gas Heat] | G | Yes | Large Retail | Space Heating | RET | 2668379.895 | 333195.9491 | 8.0084
| DCV_Com, E - Vent [Building w Gas Heat] | E | Yes | Large Retail | Ventilation | RET | 2668379.895 | 333195.9491 | 8.0084
| DCV_Com, E - Cool [Building w Oil Heat] | E | Yes | Large Retail | Cooling | RET | 768355.7464 | 89648.4492 | 8.5708
| DCV_Com, O - Heat [Building w Oil Heat] | O | Yes | Large Retail | Space Heating | RET | 768355.7464 | 89648.4492 | 8.5708
| DCV_Com, E - Vent [Building w Oil Heat] | E | Yes | Large Retail | Ventilation | RET | 768355.7464 | 89648.4492 | 8.5708
| DCV_Com, E - Cool [Building w Propane Heat] | E | Yes | Large Retail | Cooling | RET | 411673.1911 | 27017.0954 | 15.2375
| DCV_Com, P - Heat [Building w Propane Heat] | Prp | Yes | Large Retail | Space Heating | RET | 411673.1911 | 27017.0954 | 15.2375
| DCV_Com, E - Vent [Building w Propane Heat] | E | Yes | Large Retail | Ventilation | RET | 411673.1911 | 27017.0954 | 15.2375
| Controls for Unitary AC_Com, E - Cool | E | No | Large Retail | Cooling | RET | 272811.3862 | 319656.9796 | 0.85345
| Optimized Unitary AC Sys_Com, E - Cool [Building w Elec Heat] | E | No | Large Retail | Cooling | NC | 33501.7747 | 45876.4718 | 0.73026
| Optimized Unitary AC Sys_Com, E - Heat [Building w Elec Heat] | E | No | Large Retail | Space Heating | NC | 33501.7747 | 45876.4718 | 0.73026
| Optimized Unitary AC Sys_Com, E - Cool [Building w Gas Heat] | E | Yes | Large Retail | Cooling | NC | 406550.4783 | 76776.4607 | 5.2952
| Optimized Unitary AC Sys_Com, G - Heat [Building w Gas Heat] | G | Yes | Large Retail | Space Heating | NC | 406550.4783 | 76776.4607 | 5.2952
| Optimized Unitary AC Sys_Com, E - Cool [Building w Oil Heat] | E | Yes | Large Retail | Cooling | NC | 124690.7549 | 19830.3206 | 6.2879
| Optimized Unitary AC Sys_Com, O - Heat [Building w Oil Heat] | O | Yes | Large Retail | Space Heating | NC | 124690.7549 | 19830.3206 | 6.2879
| Optimized Unitary AC Sys_Com, E - Cool [Building w Propane Heat] | E | Yes | Large Retail | Cooling | NC | 92264.0661 | 6113.5627 | 15.0917
| Optimized Unitary AC Sys_Com, P - Heat [Building w Propane Heat] | Prp | Yes | Large Retail | Space Heating | NC | 92264.0661 | 6113.5627 | 15.0917
| Optimized Chiller Sys_Com, E - Cool | E | No | Large Retail | Cooling | NC | 6439.2533 | 10218.4088 | 0.63016
| Cool Roof_Com, E - Cool [Building w Elec Heat] | E | No | Large Retail | Cooling | NC | 23581.5071 | 38457.6212 | 0.61318
| Cool Roof_Com, E - Cool [Building w Elec Heat] | E | No | Large Retail | Cooling | RET | 148128.6216 | 354191.7481 | 0.41822
| Cool Roof_Com, E - Heat [Building w Elec Heat] | E | No | Large Retail | Space Heating | NC | 23581.5071 | 38457.6212 | 0.61318
| Cool Roof_Com, E - Heat [Building w Elec Heat] | E | No | Large Retail | Space Heating | RET | 148128.6216 | 354191.7481 | 0.41822
| Cool Roof_Com, E - Cool [Building w Gas Heat] | E | No | Large Retail | Cooling | NC | 50590.3774 | 99292.0323 | 0.50951
| Cool Roof_Com, E - Cool [Building w Gas Heat] | E | No | Large Retail | Cooling | RET | 317786.4259 | 858830.3512 | 0.37002
| Cool Roof_Com, G - Heat [Building w Gas Heat] | G | No | Large Retail | Space Heating | NC | 50590.3774 | 99292.0323 | 0.50951
| Cool Roof_Com, G - Heat [Building w Gas Heat] | G | No | Large Retail | Space Heating | RET | 317786.4259 | 858830.3512 | 0.37002
| Cool Roof_Com, E - Cool [Building w Oil Heat] | E | No | Large Retail | Cooling | NC | 13611.6567 | 26772.1793 | 0.50843
| Cool Roof_Com, E - Cool [Building w Oil Heat] | E | No | Large Retail | Cooling | RET | 85502.4208 | 231446.1099 | 0.36943
| Cool Roof_Com, O - Heat [Building w Oil Heat] | O | No | Large Retail | Space Heating | NC | 13611.6567 | 26772.1793 | 0.50843
| Cool Roof_Com, O - Heat [Building w Oil Heat] | O | No | Large Retail | Space Heating | RET | 85502.4208 | 231446.1099 | 0.36943
| Cool Roof_Com, E - Cool [Building w Propane Heat] | E | No | Large Retail | Cooling | NC | 4102.1059 | 11259.2146 | 0.36433
| Cool Roof_Com, E - Cool [Building w Propane Heat] | E | No | Large Retail | Cooling | RET | 25767.6187 | 90586.4255 | 0.28445
| Cool Roof_Com, P - Heat [Building w Propane Heat] | Prp | No | Large Retail | Space Heating | NC | 4102.1059 | 11259.2146 | 0.36433
| Cool Roof_Com, P - Heat [Building w Propane Heat] | Prp | No | Large Retail | Space Heating | RET | 25767.6187 | 90586.4255 | 0.28445
| GSHP_Com, E - Cool | E | Yes | Large Retail | Cooling | RET | 138399.5309 | 97705.1097 | 1.4165
| GSHP_Com, E - Cool | E | Yes | Large Retail | Cooling | REPL | 1.9831e-11 | 1.0297e-11 | 1.926
| GSHP_Com, E - Heat | E | Yes | Large Retail | Space Heating | RET | 138399.5309 | 97705.1097 | 1.4165
| GSHP_Com, E - Heat | E | Yes | Large Retail | Space Heating | REPL | 1.9831e-11 | 1.0297e-11 | 1.926
| Unitary HP_Com, E - Cool | E | Yes | Large Retail | Cooling | NC | 23170.5821 | 9815.6077 | 2.3606
| Unitary HP_Com, E - Cool | E | No | Large Retail | Cooling | RET | 133375.246 | 254899.8689 | 0.52325
| Unitary HP_Com, E - Cool | E | Yes | Large Retail | Cooling | REPL | 65776.4245 | 27864.4524 | 2.3606
| Unitary HP_Com, E - Heat | E | Yes | Large Retail | Space Heating | NC | 23170.5821 | 9815.6077 | 2.3606
| Unitary HP_Com, E - Heat | E | No | Large Retail | Space Heating | RET | 133375.246 | 254899.8689 | 0.52325
| Unitary HP_Com, E - Heat | E | Yes | Large Retail | Space Heating | REPL | 65776.4245 | 27864.4524 | 2.3606
| PTHP_Com, E - Cool | E | Yes | Large Retail | Cooling | NC | 0 | 0 | 0
| PTHP_Com, E - Cool | E | Yes | Large Retail | Cooling | RET | 0 | 0 | 0
| PTHP_Com, E - Cool | E | Yes | Large Retail | Cooling | REPL | 0 | 0 | 0
| PTHP_Com, E - Heat | E | Yes | Large Retail | Space Heating | NC | 0 | 0 | 0
| PTHP_Com, E - Heat | E | Yes | Large Retail | Space Heating | RET | 0 | 0 | 0
| PTHP_Com, E - Heat | E | Yes | Large Retail | Space Heating | REPL | 0 | 0 | 0
| Minisplit Ductless HP_Com, E - Cool | E | Yes | Large Retail | Cooling | RET | 232485.0768 | 18799.8167 | 12.3663
| Minisplit Ductless HP_Com, E - Cool | E | Yes | Large Retail | Cooling | REPL | 21706.048 | 919.2285 | 23.6133
| Minisplit Ductless HP_Com, E - Heat | E | Yes | Large Retail | Space Heating | RET | 232485.0768 | 18799.8167 | 12.3663
| Minisplit Ductless HP_Com, E - Heat | E | Yes | Large Retail | Space Heating | REPL | 21706.048 | 919.2285 | 23.6133
| Programmable TStat_Com, E - Cool [Building w Elec Heat] | E | Yes | Large Retail | Cooling | NC | 0 | 0 | 0
| Programmable TStat_Com, E - Heat [Building w Elec Heat] | E | Yes | Large Retail | Space Heating | NC | 0 | 0 | 0
| Programmable TStat_Com, E - Cool [Building w Gas Heat] | E | Yes | Large Retail | Cooling | NC | 0 | 0 | 0
| Programmable TStat_Com, E - Cool [Building w Gas Heat] | E | Yes | Large Retail | Cooling | RET | 0 | 0 | 0
| Programmable TStat_Com, G - Heat [Building w Gas Heat] | G | Yes | Large Retail | Space Heating | NC | 0 | 0 | 0
| Programmable TStat_Com, G - Heat [Building w Gas Heat] | G | Yes | Large Retail | Space Heating | RET | 0 | 0 | 0
| Programmable TStat_Com, E - Cool [Building w Propane Heat] | E | Yes | Large Retail | Cooling | NC | 0 | 0 | 0
| Programmable TStat_Com, E - Cool [Building w Propane Heat] | E | Yes | Large Retail | Cooling | RET | 0 | 0 | 0
| Programmable TStat_Com, P - Heat [Building w Propane Heat] | Prp | Yes | Large Retail | Space Heating | NC | 0 | 0 | 0
| Programmable TStat_Com, P - Heat [Building w Propane Heat] | Prp | Yes | Large Retail | Space Heating | RET | 0 | 0 | 0
| Programmable TStat_Com, E - Cool [Building w Oil Heat] | E | Yes | Large Retail | Cooling | NC | 0 | 0 | 0
| Programmable TStat_Com, E - Cool [Building w Oil Heat] | E | Yes | Large Retail | Cooling | RET | 0 | 0 | 0
| Programmable TStat_Com, O - Heat [Building w Oil Heat] | O | Yes | Large Retail | Space Heating | NC | 0 | 0 | 0
| Programmable TStat_Com, O - Heat [Building w Oil Heat] | O | Yes | Large Retail | Space Heating | RET | 0 | 0 | 0
| Smart TStat_Com, E - Cool [Building w Elec Heat] | E | Yes | Large Retail | Cooling | NC | 59918.5651 | 22859.2469 | 2.6212
| Smart TStat_Com, E - Cool [Building w Elec Heat] | E | Yes | Large Retail | Cooling | RET | 264656.2141 | 133749.4659 | 1.9787
| Smart TStat_Com, E - Heat [Building w Elec Heat] | E | Yes | Large Retail | Space Heating | NC | 59918.5651 | 22859.2469 | 2.6212
| Smart TStat_Com, E - Heat [Building w Elec Heat] | E | Yes | Large Retail | Space Heating | RET | 264656.2141 | 133749.4659 | 1.9787
| Smart TStat_Com, E - Cool [Building w Gas Heat] | E | Yes | Large Retail | Cooling | NC | 176287.4242 | 46679.2238 | 3.7766
| Smart TStat_Com, E - Cool [Building w Gas Heat] | E | Yes | Large Retail | Cooling | RET | 789311.7525 | -6896.8308 | -114.4456
| Smart TStat_Com, G - Heat [Building w Gas Heat] | G | Yes | Large Retail | Space Heating | NC | 176287.4242 | 46679.2238 | 3.7766
| Smart TStat_Com, G - Heat [Building w Gas Heat] | G | Yes | Large Retail | Space Heating | RET | 789311.7525 | -6896.8308 | -114.4456
| Smart TStat_Com, E - Cool [Building w Propane Heat] | E | Yes | Large Retail | Cooling | NC | 45243.0266 | 12559.3364 | 3.6023
| Smart TStat_Com, E - Cool [Building w Propane Heat] | E | Yes | Large Retail | Cooling | RET | 202322.2131 | 73484.6843 | 2.7533
| Smart TStat_Com, P - Heat [Building w Propane Heat] | Prp | Yes | Large Retail | Space Heating | NC | 45243.0266 | 12559.3364 | 3.6023
| Smart TStat_Com, P - Heat [Building w Propane Heat] | Prp | Yes | Large Retail | Space Heating | RET | 202322.2131 | 73484.6843 | 2.7533
| Smart TStat_Com, E - Cool [Building w Oil Heat] | E | Yes | Large Retail | Cooling | NC | 25800.4346 | 3784.9711 | 6.8165
| Smart TStat_Com, E - Cool [Building w Oil Heat] | E | Yes | Large Retail | Cooling | RET | 116831.3585 | 22145.868 | 5.2755
| Smart TStat_Com, O - Heat [Building w Oil Heat] | O | Yes | Large Retail | Space Heating | NC | 25800.4346 | 3784.9711 | 6.8165
| Smart TStat_Com, O - Heat [Building w Oil Heat] | O | Yes | Large Retail | Space Heating | RET | 116831.3585 | 22145.868 | 5.2755
| Boiler Blowdown Controls_Com, G - Heat | G | No | Large Retail | Space Heating | RET | 72783.0717 | 208659.5651 | 0.34881
| Boiler Blowdown Controls_Com, O - Heat | O | No | Large Retail | Space Heating | RET | 6457.7668 | 17456.4592 | 0.36994
| Boiler Blowdown Controls_Com, P - Heat | Prp | No | Large Retail | Space Heating | RET | 25380.1064 | 88595.3224 | 0.28647
| Boiler Modifications_Com, G - Heat | G | Yes | Large Retail | Space Heating | RET | 337763.394 | 103673.7086 | 3.2579
| Boiler Modifications_Com, O - Heat | O | Yes | Large Retail | Space Heating | RET | 33287.2337 | 4470.2211 | 7.4464
| Boiler Modifications_Com, P - Heat | Prp | Yes | Large Retail | Space Heating | RET | 126071.2853 | 18198.6053 | 6.9275
| Boilers_Com, G - Heat | G | Yes | Large Retail | Space Heating | NC | 160720.3235 | 79327.9866 | 2.026
| Boilers_Com, G - Heat | G | No | Large Retail | Space Heating | RET | 760163.5871 | 1544710.6718 | 0.49211
| Boilers_Com, G - Heat | G | Yes | Large Retail | Space Heating | REPL | 1.1423e-10 | 5.6381e-11 | 2.026
| Boilers_Com, O - Heat | O | No | Large Retail | Space Heating | NC | 5361.4755 | 22939.4163 | 0.23372
| Boilers_Com, O - Heat | O | No | Large Retail | Space Heating | RET | 25925.4757 | 456677.0877 | 0.05677
| Boilers_Com, O - Heat | O | No | Large Retail | Space Heating | REPL | 3.8106e-12 | 1.6304e-11 | 0.23372
| Boilers_Com, P - Heat | Prp | Yes | Large Retail | Space Heating | NC | 46534.7907 | 841.4075 | 55.3059
| Boilers_Com, P - Heat | Prp | Yes | Large Retail | Space Heating | RET | 222769.0604 | 16583.1838 | 13.4334
| Boilers_Com, P - Heat | Prp | Yes | Large Retail | Space Heating | REPL | 3.3074e-11 | 5.9802e-13 | 55.3059
| Furnace_Com, G - Heat | G | Yes | Large Retail | Space Heating | NC | 73052.1762 | 28640.8677 | 2.5506
| Furnace_Com, G - Heat | G | No | Large Retail | Space Heating | RET | 323048.2923 | 548317.2026 | 0.58916
| Furnace_Com, G - Heat | G | Yes | Large Retail | Space Heating | REPL | 5.6435e-11 | 2.2126e-11 | 2.5506
| Furnace_Com, O - Heat | O | Yes | Large Retail | Space Heating | NC | 34596.2191 | 4255.3477 | 8.1301
| Furnace_Com, O - Heat | O | Yes | Large Retail | Space Heating | RET | 170599.7798 | 90844.0089 | 1.8779
| Furnace_Com, O - Heat | O | Yes | Large Retail | Space Heating | REPL | 2.6727e-11 | 3.2874e-12 | 8.1301
| Furnace_Com, P - Heat | Prp | Yes | Large Retail | Space Heating | NC | 6169.3776 | 630.8137 | 9.78
| Furnace_Com, P - Heat | Prp | Yes | Large Retail | Space Heating | RET | 29405.5148 | 13016.6726 | 2.2591
| Furnace_Com, P - Heat | Prp | Yes | Large Retail | Space Heating | REPL | 4.7661e-12 | 4.8733e-13 | 9.78
| Unit Heater_Com, G - Heat | G | Yes | Large Retail | Space Heating | NC | 27262.4247 | 6507.8281 | 4.1892
| Unit Heater_Com, G - Heat | G | Yes | Large Retail | Space Heating | RET | 153250.182 | 139873.864 | 1.0956
| Unit Heater_Com, G - Heat | G | Yes | Large Retail | Space Heating | REPL | 16827.3847 | 4016.8741 | 4.1892
| Unit Heater_Com, P - Heat | Prp | Yes | Large Retail | Space Heating | NC | 4268.7686 | 242.91 | 17.5735
| Unit Heater_Com, P - Heat | Prp | Yes | Large Retail | Space Heating | RET | 21174.4302 | 4607.0034 | 4.5961
| Unit Heater_Com, P - Heat | Prp | Yes | Large Retail | Space Heating | REPL | 4.4617e-12 | 2.5389e-13 | 17.5735
| Destratification Fans_Com, G - Heat | G | No | Large Retail | Space Heating | NC | 59186.3613 | 274361.5161 | 0.21572
| Destratification Fans_Com, G - Heat | G | No | Large Retail | Space Heating | RET | 341796.5996 | 1584416.2602 | 0.21572
| Destratification Fans_Com, G - Heat | G | No | Large Retail | Space Heating | REPL | 168397.5122 | 780615.5963 | 0.21572
| Destratification Fans_Com, O - Heat | O | No | Large Retail | Space Heating | NC | 16087.0714 | 20183.1972 | 0.79705
| Destratification Fans_Com, O - Heat | O | No | Large Retail | Space Heating | RET | 92901.5738 | 116556.3786 | 0.79705
| Destratification Fans_Com, O - Heat | O | No | Large Retail | Space Heating | REPL | 45771.0609 | 57425.3899 | 0.79705
| Destratification Fans_Com, P - Heat | Prp | No | Large Retail | Space Heating | NC | 13945.265 | 14543.618 | 0.95886
| Destratification Fans_Com, P - Heat | Prp | No | Large Retail | Space Heating | RET | 80532.8101 | 83988.2516 | 0.95886
| Destratification Fans_Com, P - Heat | Prp | No | Large Retail | Space Heating | REPL | 39677.1767 | 41379.6152 | 0.95886
| Energy Recovery Ventilator_Com, G - Heat | G | Yes | Large Retail | Space Heating | NC | 81181.8214 | 29271.2422 | 2.7734
| Energy Recovery Ventilator_Com, G - Heat | G | Yes | Large Retail | Space Heating | RET | 478238.7571 | 172435.6792 | 2.7734
| Energy Recovery Ventilator_Com, G - Heat | G | Yes | Large Retail | Space Heating | REPL | 69293.7496 | 24984.8315 | 2.7734
| Energy Recovery Ventilator_Com, O - Heat | O | Yes | Large Retail | Space Heating | NC | 22065.5186 | 2153.3168 | 10.2472
| Energy Recovery Ventilator_Com, O - Heat | O | Yes | Large Retail | Space Heating | RET | 129987.0491 | 12685.0992 | 10.2472
| Energy Recovery Ventilator_Com, O - Heat | O | Yes | Large Retail | Space Heating | REPL | 18834.2971 | 1837.9902 | 10.2472
| Energy Recovery Ventilator_Com, P - Heat | Prp | Yes | Large Retail | Space Heating | NC | 19127.7515 | 1551.638 | 12.3275
| Energy Recovery Ventilator_Com, P - Heat | Prp | Yes | Large Retail | Space Heating | RET | 112680.7858 | 9140.6349 | 12.3275
| Energy Recovery Ventilator_Com, P - Heat | Prp | Yes | Large Retail | Space Heating | REPL | 16326.7295 | 1324.4199 | 12.3275
| Forced Air Heating Maintenance_Com, G - Heat | G | No | Large Retail | Space Heating | RET | 3922.4948 | 9380.2134 | 0.41817
| Forced Air Heating Maintenance_Com, O - Heat | O | Yes | Large Retail | Space Heating | RET | 2611.0414 | 1769.7929 | 1.4753
| Forced Air Heating Maintenance_Com, P - Heat | Prp | Yes | Large Retail | Space Heating | RET | 824.4507 | 437.5045 | 1.8844
| Infrared Heater_Com, G - Heat | G | Yes | Large Retail | Space Heating | NC | 4378.9903 | 369.418 | 11.8538
| Infrared Heater_Com, G - Heat | G | Z | Large Retail | Space Heating | RET | 0 | 0 | 0
| Infrared Heater_Com, G - Heat | G | Yes | Large Retail | Space Heating | REPL | 11816.3892 | 996.8479 | 11.8538
| Steam Trap Maintenance_Com, G - Heat | G | Yes | Large Retail | Space Heating | RET | 104989.252 | 17530.8643 | 5.9888
| Steam Trap Maintenance_Com, O - Heat | O | Yes | Large Retail | Space Heating | RET | 6990.6331 | 323.03 | 21.6408
| Windows_Com, E - Cool [Building w Elec Heat] | E | No | Large Retail | Cooling | NC | 65402.4651 | 141569.4179 | 0.46198
| Windows_Com, E - Heat [Building w Elec Heat] | E | No | Large Retail | Space Heating | NC | 65402.4651 | 141569.4179 | 0.46198
| Windows_Com, E - Cool [Building w Gas Heat] | E | No | Large Retail | Cooling | NC | 228456.5529 | 289088.7253 | 0.79026
| Windows_Com, G - Heat [Building w Gas Heat] | G | No | Large Retail | Space Heating | NC | 228456.5529 | 289088.7253 | 0.79026
| Windows_Com, E - Cool [Building w Oil Heat] | E | No | Large Retail | Cooling | NC | 61950.8512 | 77781.1254 | 0.79648
| Windows_Com, O - Heat [Building w Oil Heat] | O | No | Large Retail | Space Heating | NC | 61950.8512 | 77781.1254 | 0.79648
| Windows_Com, E - Cool [Building w Propane Heat] | E | Yes | Large Retail | Cooling | NC | 35417.897 | 23440.6741 | 1.511
| Windows_Com, P - Heat [Building w Propane Heat] | Prp | Yes | Large Retail | Space Heating | NC | 35417.897 | 23440.6741 | 1.511
| Window Film_Com, E - Cool [Building w Elec Heat] | E | No | Large Retail | Cooling | RET | 0 | 0 | 0
| Window Film_Com, E - Heat [Building w Elec Heat] | E | No | Large Retail | Space Heating | RET | 0 | 0 | 0
| Window Film_Com, E - Cool [Building w Gas Heat] | E | No | Large Retail | Cooling | RET | 0 | 0 | 0
| Window Film_Com, G - Heat [Building w Gas Heat] | G | No | Large Retail | Space Heating | RET | 0 | 0 | 0
| Window Film_Com, E - Cool [Building w Oil Heat] | E | No | Large Retail | Cooling | RET | 0 | 0 | 0
| Window Film_Com, O - Heat [Building w Oil Heat] | O | No | Large Retail | Space Heating | RET | 0 | 0 | 0
| Window Film_Com, E - Cool [Building w Propane Heat] | E | No | Large Retail | Cooling | RET | 0 | 0 | 0
| Window Film_Com, P - Heat [Building w Propane Heat] | Prp | No | Large Retail | Space Heating | RET | 0 | 0 | 0
| Motors and Fans_Com, E - Vent | E | Yes | Large Retail | Ventilation | NC | 21642.6367 | 12098.8338 | 1.7888
| Motors and Fans_Com, E - Vent | E | No | Large Retail | Ventilation | RET | 65511.6497 | 62414.6059 | 1.0496
| Motors and Fans_Com, E - Vent | E | Yes | Large Retail | Ventilation | REPL | 1184.7451 | 662.3053 | 1.7888
| ECM Furnace Motors_Com, E - Vent | E | Yes | Large Retail | Ventilation | RET | 186477.139 | 74945.4632 | 2.4882
| VFD on HVAC System_Com, E - Vent | E | Yes | Large Retail | Ventilation | RET | 2449061.9481 | 391672.0807 | 6.2528
| Kitchen DCV_Com, E - Vent [Building w Elec Heat] | E | Yes | Large Retail | Ventilation | NC | 3239.8974 | 575.8243 | 5.6265
| Kitchen DCV_Com, E - Vent [Building w Elec Heat] | E | Yes | Large Retail | Ventilation | RET | 16991.9996 | 3019.9738 | 5.6265
| Kitchen DCV_Com, E - Vent [Building w Elec Heat] | E | Yes | Large Retail | Ventilation | REPL | 1241.4923 | 220.6494 | 5.6265
| Kitchen DCV_Com, E - Heat [Building w Elec Heat] | E | Yes | Large Retail | Space Heating | NC | 3239.8974 | 575.8243 | 5.6265
| Kitchen DCV_Com, E - Heat [Building w Elec Heat] | E | Yes | Large Retail | Space Heating | RET | 16991.9996 | 3019.9738 | 5.6265
| Kitchen DCV_Com, E - Heat [Building w Elec Heat] | E | Yes | Large Retail | Space Heating | REPL | 1241.4923 | 220.6494 | 5.6265
| Kitchen DCV_Com, E - Vent [Building w Gas Heat] | E | Yes | Large Retail | Ventilation | NC | 3239.8974 | 575.8243 | 5.6265
| Kitchen DCV_Com, E - Vent [Building w Gas Heat] | E | Yes | Large Retail | Ventilation | RET | 16991.9996 | 3019.9738 | 5.6265
| Kitchen DCV_Com, E - Vent [Building w Gas Heat] | E | Yes | Large Retail | Ventilation | REPL | 1241.4923 | 220.6494 | 5.6265
| Kitchen DCV_Com, G - Heat [Building w Gas Heat] | G | Yes | Large Retail | Space Heating | NC | 4295.2914 | 207.9991 | 20.6505
| Kitchen DCV_Com, G - Heat [Building w Gas Heat] | G | Yes | Large Retail | Space Heating | RET | 23185.4392 | 1090.8744 | 21.254
| Kitchen DCV_Com, G - Heat [Building w Gas Heat] | G | Yes | Large Retail | Space Heating | REPL | 1694.0057 | 79.7029 | 21.254
| Kitchen DCV_Com, E - Vent [Building w Oil Heat] | E | Yes | Large Retail | Ventilation | NC | 4295.2914 | 207.9991 | 20.6505
| Kitchen DCV_Com, E - Vent [Building w Oil Heat] | E | Yes | Large Retail | Ventilation | RET | 23185.4392 | 1090.8744 | 21.254
| Kitchen DCV_Com, E - Vent [Building w Oil Heat] | E | Yes | Large Retail | Ventilation | REPL | 1694.0057 | 79.7029 | 21.254
| Kitchen DCV_Com, O - Heat [Building w Oil Heat] | O | Yes | Large Retail | Space Heating | NC | 4295.2914 | 207.9991 | 20.6505
| Kitchen DCV_Com, O - Heat [Building w Oil Heat] | O | Yes | Large Retail | Space Heating | RET | 23185.4392 | 1090.8744 | 21.254
| Kitchen DCV_Com, O - Heat [Building w Oil Heat] | O | Yes | Large Retail | Space Heating | REPL | 1694.0057 | 79.7029 | 21.254
| Kitchen DCV_Com, E - Vent [Building w Oil Heat] | E | Yes | Large Retail | Ventilation | NC | 4295.2914 | 207.9991 | 20.6505
| Kitchen DCV_Com, E - Vent [Building w Oil Heat] | E | Yes | Large Retail | Ventilation | RET | 23185.4392 | 1090.8744 | 21.254
| Kitchen DCV_Com, E - Vent [Building w Oil Heat] | E | Yes | Large Retail | Ventilation | REPL | 1694.0057 | 79.7029 | 21.254
| Kitchen DCV_Com, P - Heat [Building w Propane Heat] | Prp | Yes | Large Retail | Space Heating | NC | 588.544 | 0 | 0
| Kitchen DCV_Com, P - Heat [Building w Propane Heat] | Prp | Yes | Large Retail | Space Heating | RET | 3208.6431 | 0 | 0
| Kitchen DCV_Com, P - Heat [Building w Propane Heat] | Prp | Yes | Large Retail | Space Heating | REPL | 234.4342 | 0 | 0
| Duct Sealing Regulated_Com, E - Vent [Building w Elec Heat] | E | Yes | Large Retail | Ventilation | RET | 921822.5779 | 343594.6654 | 2.6829
| Duct Sealing Regulated_Com, E - Heat [Building w Elec Heat] | E | Yes | Large Retail | Space Heating | RET | 921822.5779 | 343594.6654 | 2.6829
| Duct Sealing Regulated_Com, E - Cool [Building w Elec Heat] | E | Yes | Large Retail | Cooling | RET | 921822.5779 | 343594.6654 | 2.6829
| Duct Sealing Regulated_Com, E - Vent [Building w Gas Heat] | E | Yes | Large Retail | Ventilation | RET | 4277467.1515 | 0 | 0
| Duct Sealing Regulated_Com, G - Heat [Building w Gas Heat] | G | Yes | Large Retail | Space Heating | RET | 4277467.1515 | 0 | 0
| Duct Sealing Regulated_Com, E - Cool [Building w Gas Heat] | E | Yes | Large Retail | Cooling | RET | 4277467.1515 | 0 | 0
| Duct Sealing Non Regulated_Com, E - Vent [Building w Oil Heat] | E | Yes | Large Retail | Ventilation | RET | 626669.2702 | 188777.9165 | 3.3196
| Duct Sealing Non Regulated_Com, O - Heat [Building w Oil Heat] | O | Yes | Large Retail | Space Heating | RET | 626669.2702 | 188777.9165 | 3.3196
| Duct Sealing Non Regulated_Com, E - Cool [Building w Oil Heat] | E | Yes | Large Retail | Cooling | RET | 626669.2702 | 188777.9165 | 3.3196
| Duct Sealing Non Regulated_Com, E - Vent [Building w Propane Heat] | E | Yes | Large Retail | Ventilation | RET | 424205.7473 | 0 | 0
| Duct Sealing Non Regulated_Com, P - Heat [Building w Propane Heat] | Prp | Yes | Large Retail | Space Heating | RET | 424205.7473 | 0 | 0
| Duct Sealing Non Regulated_Com, E - Cool [Building w Propane Heat] | E | Yes | Large Retail | Cooling | RET | 424205.7473 | 0 | 0
| Power Strip_Com, E - Plug [Tier 1] | E | Yes | Large Retail | Plug Loads | NC | 0 | 0 | 0
| Power Strip_Com, E - Plug [Tier 1] | E | Yes | Large Retail | Plug Loads | RET | 0 | 0 | 0
| Power Strip_Com, E - Plug [Tier 1] | E | Yes | Large Retail | Plug Loads | REPL | 0 | 0 | 0
| Power Strip_Com, E - Plug [Tier 2] | E | No | Large Retail | Plug Loads | NC | 14176.5198 | 13366.2577 | 1.0606
| Power Strip_Com, E - Plug [Tier 2] | E | No | Large Retail | Plug Loads | RET | 139741.1934 | 138783.5263 | 1.0069
| Power Strip_Com, E - Plug [Tier 2] | E | No | Large Retail | Plug Loads | REPL | 102252.3793 | 96408.1221 | 1.0606
| Computer Power Management_Com, E - Plug | E | Yes | Large Retail | Plug Loads | RET | 58187.3229 | 31639.1222 | 1.8391
| Vending Machine Controls_Com, E - Plug [Non-Refrigerated] | E | No | Large Retail | Plug Loads | RET | 16906.0452 | 18411.4312 | 0.91824
| Vending Machine Controls_Com, E - Plug [Refrigerated] | E | Yes | Large Retail | Plug Loads | RET | 50718.1355 | 9890.1529 | 5.1281
| Ovens_Com, E - Cook | E | Yes | Large Retail | Cooking | NC | 5122.1185 | 58.2356 | 87.9551
| Ovens_Com, E - Cook | E | Yes | Large Retail | Cooking | REPL | 52573.3484 | 597.7297 | 87.9551
| Ovens_Com, G - Cook | G | Yes | Large Retail | Cooking | NC | 64466.2405 | 237.2489 | 271.7241
| Ovens_Com, G - Cook | G | Yes | Large Retail | Cooking | REPL | 687824.5007 | 2531.3344 | 271.7241
| Ovens_Com, P - Cook | Prp | Yes | Large Retail | Cooking | NC | 20479.3372 | 17.7804 | 1151.7909
| Ovens_Com, P - Cook | Prp | Yes | Large Retail | Cooking | REPL | 218504.8938 | 189.7088 | 1151.7909
| Fryers_Com, E - Cook | E | Yes | Large Retail | Cooking | NC | 840.4456 | 8.7242 | 96.3349
| Fryers_Com, E - Cook | E | Yes | Large Retail | Cooking | REPL | 8626.3211 | 89.5451 | 96.3349
| Fryers_Com, G - Cook | G | Yes | Large Retail | Cooking | NC | 14461.8281 | 1439.5225 | 10.0463
| Fryers_Com, G - Cook | G | Yes | Large Retail | Cooking | REPL | 154300.9121 | 15359.0291 | 10.0463
| Fryers_Com, P - Cook | Prp | Yes | Large Retail | Cooking | NC | 1993.8761 | 44.9873 | 44.3209
| Fryers_Com, P - Cook | Prp | Yes | Large Retail | Cooking | REPL | 21273.7203 | 479.9928 | 44.3209
| Griddles_Com, E - Cook | E | Yes | Large Retail | Cooking | NC | 234.4101 | 40.0126 | 5.8584
| Griddles_Com, E - Cook | E | Yes | Large Retail | Cooking | REPL | 2405.9814 | 410.6892 | 5.8584
| Griddles_Com, G - Cook | G | Yes | Large Retail | Cooking | NC | 19628.1417 | 522.1906 | 37.5881
| Griddles_Com, G - Cook | G | Yes | Large Retail | Cooking | REPL | 209423.0509 | 5571.5285 | 37.5881
| Griddles_Com, P - Cook | Prp | Yes | Large Retail | Cooking | NC | 5229.3847 | 31.5353 | 165.8266
| Griddles_Com, P - Cook | Prp | Yes | Large Retail | Cooking | REPL | 55795.0749 | 336.4664 | 165.8266
| Hot Food Holding Cabinet_Com, E - Cook | E | Yes | Large Retail | Cooking | NC | 1020.0167 | 24.9136 | 40.9422
| Hot Food Holding Cabinet_Com, E - Cook | E | Yes | Large Retail | Cooking | REPL | 10469.4363 | 255.7128 | 40.9422
| Steamers_Com, E - Cook | E | Yes | Large Retail | Cooking | NC | 800.8219 | 87.4994 | 9.1523
| Steamers_Com, E - Cook | E | Yes | Large Retail | Cooking | REPL | 8219.6237 | 898.0922 | 9.1523
| Steamers_Com, G - Cook | G | Yes | Large Retail | Cooking | NC | 32275.2294 | 183.6319 | 175.7605
| Steamers_Com, G - Cook | G | Yes | Large Retail | Cooking | REPL | 344361.535 | 1959.2663 | 175.7605
| ES Refrigerator and Freezer_Com, E - Refr | E | Yes | Large Retail | Refrigeration | NC | 149560.7197 | 55034.1781 | 2.7176
| ES Refrigerator and Freezer_Com, E - Refr | E | Yes | Large Retail | Refrigeration | REPL | 1535089.0242 | 564869.9938 | 2.7176
| Anti Sweat Heat Control_Com, E - Refr | E | Yes | Large Retail | Refrigeration | NC | 98737.2845 | 51392.3365 | 1.9212
| Anti Sweat Heat Control_Com, E - Refr | E | Z | Large Retail | Refrigeration | RET | 0 | 0 | 0
| Case Night Covers_Com, E - Refr | E | No | Large Retail | Refrigeration | RET | 40259.6159 | 53952.1848 | 0.74621
| Loading Dock Pit Seals_Com, E - Refr | E | No | Large Retail | Refrigeration | NC | 10490.7929 | 15584.5789 | 0.67315
| Loading Dock Pit Seals_Com, E - Refr | E | No | Large Retail | Refrigeration | RET | 129212.8073 | 191951.8576 | 0.67315
| ECM Comp Cond Fan Motor_Com, E - Refr | E | Yes | Large Retail | Refrigeration | NC | 17511.7166 | 4199.2184 | 4.1702
| ECM Comp Cond Fan Motor_Com, E - Refr | E | Yes | Large Retail | Refrigeration | RET | 151845.6092 | 7400.4791 | 20.5183
| ECM Comp Cond Fan Motor_Com, E - Refr | E | Yes | Large Retail | Refrigeration | REPL | 65367.3097 | 15674.7402 | 4.1702
| Evap Fan Motor Replacement_Com, E - Refr | E | Yes | Large Retail | Refrigeration | NC | 28533.7453 | 13107.6332 | 2.1769
| Evap Fan Motor Replacement_Com, E - Refr | E | Yes | Large Retail | Refrigeration | RET | 234819.7455 | 72323.6381 | 3.2468
| Evap Fan Motor Replacement_Com, E - Refr | E | Yes | Large Retail | Refrigeration | REPL | 9190.7934 | 4222.0027 | 2.1769
| Evap Fan Speed Controls_Com, E - Refr | E | Yes | Large Retail | Refrigeration | NC | 46727.6172 | 13291.5629 | 3.5156
| Evap Fan Speed Controls_Com, E - Refr | E | Yes | Large Retail | Refrigeration | RET | 163012.6723 | 33797.514 | 4.8232
| LowHeat NoHeat Doors_Com, E - Refr | E | Yes | Large Retail | Refrigeration | NC | 46147.0467 | 9848.7679 | 4.6856
| LowHeat NoHeat Doors_Com, E - Refr | E | Yes | Large Retail | Refrigeration | RET | 511544.7936 | 109174.612 | 4.6856
| Refrigerated Vending Machine_Com, E - Refr | E | Yes | Large Retail | Refrigeration | NC | 146301.0246 | 67506.1255 | 2.1672
| Refrigerated Vending Machine_Com, E - Refr | E | Yes | Large Retail | Refrigeration | REPL | 1287112.7666 | 593898.7526 | 2.1672
| Walk In Refrigeration_Com, E - Refr | E | Yes | Large Retail | Refrigeration | NC | 95586.0356 | 12693.3252 | 7.5304
| Refrigeration Tune Up_Com, E - Refr | E | Yes | Large Retail | Refrigeration | RET | 346757.8382 | 34903.3892 | 9.9348
| ES Ice Machine_Com, E - Refr | E | Yes | Large Retail | Refrigeration | NC | 2960.0409 | 270.113 | 10.9585
| ES Ice Machine_Com, E - Refr | E | Yes | Large Retail | Refrigeration | REPL | 30381.8158 | 2772.4361 | 10.9585
| Walk In Cooler Retroft_Com, E - Refr | E | Yes | Large Retail | Refrigeration | RET | 229407.2269 | 43672.5767 | 5.2529
| HE Built Up Refrig_Com, E - Refr | E | Yes | Large Retail | Refrigeration | NC | 57677.3777 | 37907.5907 | 1.5215
| HE Built Up Refrig_Com, E - Refr | E | No | Large Retail | Refrigeration | RET | 457238.9073 | 721660.134 | 0.63359
| Door Gasket Replacement_Com, E - Refr | E | Z | Large Retail | Refrigeration | RET | 0 | 0 | 0
| EnergyStar Dehumidifier_Com, E - Appl | E | Yes | Large Retail | Appliances | NC | 2068.3806 | 294.0881 | 7.0332
| EnergyStar Dehumidifier_Com, E - Appl | E | Yes | Large Retail | Appliances | REPL | 21229.8284 | 3018.5163 | 7.0332
| Clothes Washer Elec WH_Com, E - Appl [unit w/ elec dry - Washer] | E | Yes | Large Retail | Appliances | NC | 1357.451 | 277.5436 | 4.8909
| Clothes Washer Elec WH_Com, E - Appl [unit w/ elec dry - Washer] | E | Yes | Large Retail | Appliances | REPL | 23175.4929 | 4738.447 | 4.8909
| Clothes Washer Elec WH_Com, E - Appl [unit w/ elec dry - Dryer] | E | Yes | Large Retail | Appliances | NC | 1357.451 | 277.5436 | 4.8909
| Clothes Washer Elec WH_Com, E - Appl [unit w/ elec dry - Dryer] | E | Yes | Large Retail | Appliances | REPL | 23175.4929 | 4738.447 | 4.8909
| Clothes Washer Elec WH_Com, E - HWat [unit w/ elec dry - Water Heater] | E | Yes | Large Retail | Water Heating | NC | 1357.451 | 277.5436 | 4.8909
| Clothes Washer Elec WH_Com, E - HWat [unit w/ elec dry - Water Heater] | E | Yes | Large Retail | Water Heating | REPL | 23175.4929 | 4738.447 | 4.8909
| Clothes Washer Elec WH_Com, E - Appl [unit w/ gas dry - Washer] | E | Yes | Large Retail | Appliances | NC | 303.926 | 69.3859 | 4.3802
| Clothes Washer Elec WH_Com, E - Appl [unit w/ gas dry - Washer] | E | Yes | Large Retail | Appliances | REPL | 5189.6972 | 1184.6118 | 4.3809
| Clothes Washer Elec WH_Com, G - Oth [unit w/ gas dry - Dryer] | G | Yes | Large Retail | Other | NC | 303.926 | 69.3859 | 4.3802
| Clothes Washer Elec WH_Com, G - Oth [unit w/ gas dry - Dryer] | G | Yes | Large Retail | Other | REPL | 5189.6972 | 1184.6118 | 4.3809
| Clothes Washer Elec WH_Com, E - HWat [unit w/ gas dry - Water Heater] | E | Yes | Large Retail | Water Heating | NC | 303.926 | 69.3859 | 4.3802
| Clothes Washer Elec WH_Com, E - HWat [unit w/ gas dry - Water Heater] | E | Yes | Large Retail | Water Heating | REPL | 5189.6972 | 1184.6118 | 4.3809
| Clothes Washer Elec WH_Com, E - Appl [unit w/ propane dry - Washer] | E | Yes | Large Retail | Appliances | NC | 121.1927 | 27.7544 | 4.3666
| Clothes Washer Elec WH_Com, E - Appl [unit w/ propane dry - Washer] | E | Yes | Large Retail | Appliances | REPL | 2069.1753 | 473.8447 | 4.3668
| Clothes Washer Elec WH_Com, P - Oth [unit w/ propane dry - Dryer] | Prp | Yes | Large Retail | Other | NC | 121.1927 | 27.7544 | 4.3666
| Clothes Washer Elec WH_Com, P - Oth [unit w/ propane dry - Dryer] | Prp | Yes | Large Retail | Other | REPL | 2069.1753 | 473.8447 | 4.3668
| Clothes Washer Elec WH_Com, E - HWat [unit w/ propane dry - Water Heater] | E | Yes | Large Retail | Water Heating | NC | 121.1927 | 27.7544 | 4.3666
| Clothes Washer Elec WH_Com, E - HWat [unit w/ propane dry - Water Heater] | E | Yes | Large Retail | Water Heating | REPL | 2069.1753 | 473.8447 | 4.3668
| Clothes Washer Gas WH_Com, E - Appl [unit w/ elec dry - Washer] | E | Yes | Large Retail | Appliances | NC | 831.6942 | 138.7718 | 5.9933
| Clothes Washer Gas WH_Com, E - Appl [unit w/ elec dry - Washer] | E | Yes | Large Retail | Appliances | REPL | 14333.2268 | 2369.2235 | 6.0498
| Clothes Washer Gas WH_Com, E - Appl [unit w/ elec dry - Dryer] | E | Yes | Large Retail | Appliances | NC | 831.6942 | 138.7718 | 5.9933
| Clothes Washer Gas WH_Com, E - Appl [unit w/ elec dry - Dryer] | E | Yes | Large Retail | Appliances | REPL | 14333.2268 | 2369.2235 | 6.0498
| Clothes Washer Gas WH_Com, G - HWat [unit w/ elec dry - Water Heater] | G | Yes | Large Retail | Water Heating | NC | 831.6942 | 138.7718 | 5.9933
| Clothes Washer Gas WH_Com, G - HWat [unit w/ elec dry - Water Heater] | G | Yes | Large Retail | Water Heating | REPL | 14333.2268 | 2369.2235 | 6.0498
| Clothes Washer Gas WH_Com, E - Appl [unit w/ gas dry - Washer] | E | Yes | Large Retail | Appliances | NC | 2967.201 | 541.21 | 5.4825
| Clothes Washer Gas WH_Com, E - Appl [unit w/ gas dry - Washer] | E | Yes | Large Retail | Appliances | REPL | 51187.0115 | 9239.9717 | 5.5397
| Clothes Washer Gas WH_Com, G - Oth [unit w/ gas dry - Dryer] | G | Yes | Large Retail | Other | NC | 2967.201 | 541.21 | 5.4825
| Clothes Washer Gas WH_Com, G - Oth [unit w/ gas dry - Dryer] | G | Yes | Large Retail | Other | REPL | 51187.0115 | 9239.9717 | 5.5397
| Clothes Washer Gas WH_Com, G - HWat [unit w/ gas dry - Water Heater] | G | Yes | Large Retail | Water Heating | NC | 2967.201 | 541.21 | 5.4825
| Clothes Washer Gas WH_Com, G - HWat [unit w/ gas dry - Water Heater] | G | Yes | Large Retail | Water Heating | REPL | 51187.0115 | 9239.9717 | 5.5397
| Clothes Washer Gas WH_Com, E - Appl [unit w/ propane dry - Washer] | E | Yes | Large Retail | Appliances | NC | 151.7864 | 27.7544 | 5.4689
| Clothes Washer Gas WH_Com, E - Appl [unit w/ propane dry - Washer] | E | Yes | Large Retail | Appliances | REPL | 2618.2714 | 473.8447 | 5.5256
| Clothes Washer Gas WH_Com, P - Oth [unit w/ propane dry - Dryer] | Prp | Yes | Large Retail | Other | NC | 151.7864 | 27.7544 | 5.4689
| Clothes Washer Gas WH_Com, P - Oth [unit w/ propane dry - Dryer] | Prp | Yes | Large Retail | Other | REPL | 2618.2714 | 473.8447 | 5.5256
| Clothes Washer Gas WH_Com, G - HWat [unit w/ propane dry - Water Heater] | G | Yes | Large Retail | Water Heating | NC | 151.7864 | 27.7544 | 5.4689
| Clothes Washer Gas WH_Com, G - HWat [unit w/ propane dry - Water Heater] | G | Yes | Large Retail | Water Heating | REPL | 2618.2714 | 473.8447 | 5.5256
| Clothes Washer Oil WH_Com, E - Appl [unit w/ elec dry - Washer] | E | Yes | Large Retail | Appliances | NC | 760.6847 | 166.5262 | 4.568
| Clothes Washer Oil WH_Com, E - Appl [unit w/ elec dry - Washer] | E | Yes | Large Retail | Appliances | REPL | 12987.5621 | 2843.0682 | 4.5682
| Clothes Washer Oil WH_Com, E - Appl [unit w/ elec dry - Dryer] | E | Yes | Large Retail | Appliances | NC | 760.6847 | 166.5262 | 4.568
| Clothes Washer Oil WH_Com, E - Appl [unit w/ elec dry - Dryer] | E | Yes | Large Retail | Appliances | REPL | 12987.5621 | 2843.0682 | 4.5682
| Clothes Washer Oil WH_Com, O - HWat [unit w/ elec dry - Water Heater] | O | Yes | Large Retail | Water Heating | NC | 760.6847 | 166.5262 | 4.568
| Clothes Washer Oil WH_Com, O - HWat [unit w/ elec dry - Water Heater] | O | Yes | Large Retail | Water Heating | REPL | 12987.5621 | 2843.0682 | 4.5682
| Clothes Washer Oil WH_Com, E - Appl [unit w/ gas dry - Washer] | E | Yes | Large Retail | Appliances | NC | 112.6061 | 27.7544 | 4.0572
| Clothes Washer Oil WH_Com, E - Appl [unit w/ gas dry - Washer] | E | Yes | Large Retail | Appliances | REPL | 1922.9233 | 473.8447 | 4.0581
| Clothes Washer Oil WH_Com, G - Oth [unit w/ gas dry - Dryer] | G | Yes | Large Retail | Other | NC | 112.6061 | 27.7544 | 4.0572
| Clothes Washer Oil WH_Com, G - Oth [unit w/ gas dry - Dryer] | G | Yes | Large Retail | Other | REPL | 1922.9233 | 473.8447 | 4.0581
| Clothes Washer Oil WH_Com, O - HWat [unit w/ gas dry - Water Heater] | O | Yes | Large Retail | Water Heating | NC | 112.6061 | 27.7544 | 4.0572
| Clothes Washer Oil WH_Com, O - HWat [unit w/ gas dry - Water Heater] | O | Yes | Large Retail | Water Heating | REPL | 1922.9233 | 473.8447 | 4.0581
| Clothes Washer Oil WH_Com, E - Appl [unit w/ propane dry - Washer] | E | Yes | Large Retail | Appliances | NC | 168.3426 | 41.6315 | 4.0436
| Clothes Washer Oil WH_Com, E - Appl [unit w/ propane dry - Washer] | E | Yes | Large Retail | Appliances | REPL | 2874.3296 | 710.7671 | 4.044
| Clothes Washer Oil WH_Com, P - Oth [unit w/ propane dry - Dryer] | Prp | Yes | Large Retail | Other | NC | 168.3426 | 41.6315 | 4.0436
| Clothes Washer Oil WH_Com, P - Oth [unit w/ propane dry - Dryer] | Prp | Yes | Large Retail | Other | REPL | 2874.3296 | 710.7671 | 4.044
| Clothes Washer Oil WH_Com, O - HWat [unit w/ propane dry - Water Heater] | O | Yes | Large Retail | Water Heating | NC | 168.3426 | 41.6315 | 4.0436
| Clothes Washer Oil WH_Com, O - HWat [unit w/ propane dry - Water Heater] | O | Yes | Large Retail | Water Heating | REPL | 2874.3296 | 710.7671 | 4.044
| Clothes Washer Propane WH_Com, E - Appl [unit w/ elec dry - Washer] | E | Yes | Large Retail | Appliances | NC | 135.8005 | 33.6609 | 4.0344
| Clothes Washer Propane WH_Com, E - Appl [unit w/ elec dry - Washer] | E | Yes | Large Retail | Appliances | REPL | 2324.6704 | 577.2548 | 4.0271
| Clothes Washer Propane WH_Com, E - Appl [unit w/ elec dry - Dryer] | E | Yes | Large Retail | Appliances | NC | 135.8005 | 33.6609 | 4.0344
| Clothes Washer Propane WH_Com, E - Appl [unit w/ elec dry - Dryer] | E | Yes | Large Retail | Appliances | REPL | 2324.6704 | 577.2548 | 4.0271
| Clothes Washer Propane WH_Com, P - HWat [unit w/ elec dry - Water Heater] | Prp | Yes | Large Retail | Water Heating | NC | 135.8005 | 33.6609 | 4.0344
| Clothes Washer Propane WH_Com, P - HWat [unit w/ elec dry - Water Heater] | Prp | Yes | Large Retail | Water Heating | REPL | 2324.6704 | 577.2548 | 4.0271
| Clothes Washer Propane WH_Com, E - Appl [unit w/ gas dry - Washer] | E | Yes | Large Retail | Appliances | NC | 60.8129 | 16.9034 | 3.5977
| Clothes Washer Propane WH_Com, E - Appl [unit w/ gas dry - Washer] | E | Yes | Large Retail | Appliances | REPL | 1041.5 | 290.6292 | 3.5836
| Clothes Washer Propane WH_Com, G - Oth [unit w/ gas dry - Dryer] | G | Yes | Large Retail | Other | NC | 60.8129 | 16.9034 | 3.5977
| Clothes Washer Propane WH_Com, G - Oth [unit w/ gas dry - Dryer] | G | Yes | Large Retail | Other | REPL | 1041.5 | 290.6292 | 3.5836
| Clothes Washer Propane WH_Com, P - HWat [unit w/ gas dry - Water Heater] | Prp | Yes | Large Retail | Water Heating | NC | 60.8129 | 16.9034 | 3.5977
| Clothes Washer Propane WH_Com, P - HWat [unit w/ gas dry - Water Heater] | Prp | Yes | Large Retail | Water Heating | REPL | 1041.5 | 290.6292 | 3.5836
| Clothes Washer Propane WH_Com, E - Appl [unit w/ propane dry - Washer] | E | Yes | Large Retail | Appliances | NC | 121.4092 | 31.7479 | 3.8242
| Clothes Washer Propane WH_Com, E - Appl [unit w/ propane dry - Washer] | E | Yes | Large Retail | Appliances | REPL | 2079.1545 | 544.7204 | 3.8169
| Clothes Washer Propane WH_Com, P - Oth [unit w/ propane dry - Dryer] | Prp | Yes | Large Retail | Other | NC | 121.4092 | 31.7479 | 3.8242
| Clothes Washer Propane WH_Com, P - Oth [unit w/ propane dry - Dryer] | Prp | Yes | Large Retail | Other | REPL | 2079.1545 | 544.7204 | 3.8169
| Clothes Washer Propane WH_Com, P - HWat [unit w/ propane dry - Water Heater] | Prp | Yes | Large Retail | Water Heating | NC | 121.4092 | 31.7479 | 3.8242
| Clothes Washer Propane WH_Com, P - HWat [unit w/ propane dry - Water Heater] | Prp | Yes | Large Retail | Water Heating | REPL | 2079.1545 | 544.7204 | 3.8169
| Dishwasher_Com, E - Appl [Building w elec WH] | E | Yes | Large Retail | Appliances | NC | 29.7006 | 12.7272 | 2.3336
| Dishwasher_Com, E - Appl [Building w elec WH] | E | Yes | Large Retail | Appliances | REPL | 289.1824 | 123.92 | 2.3336
| Dishwasher_Com, E - HWat [Building w elec WH] | E | Yes | Large Retail | Water Heating | NC | 1.4123 | 0 | 0
| Dishwasher_Com, E - HWat [Building w elec WH] | E | Yes | Large Retail | Water Heating | REPL | 13.7508 | 0 | 0
| Dishwasher_Com, E - Appl [Building w gas WH] | E | Yes | Large Retail | Appliances | NC | 74.2515 | 31.8181 | 2.3336
| Dishwasher_Com, E - Appl [Building w gas WH] | E | Yes | Large Retail | Appliances | REPL | 722.9561 | 309.7999 | 2.3336
| Dishwasher_Com, G - HWat [Building w gas WH] | G | Yes | Large Retail | Water Heating | NC | 29.6342 | 0 | 0
| Dishwasher_Com, G - HWat [Building w gas WH] | G | Yes | Large Retail | Water Heating | REPL | 299.9359 | 0 | 0
| Dishwasher_Com, E - Appl [Building w oil WH] | E | Yes | Large Retail | Appliances | NC | 7.4251 | 3.1818 | 2.3336
| Dishwasher_Com, E - Appl [Building w oil WH] | E | Yes | Large Retail | Appliances | REPL | 72.2956 | 30.98 | 2.3336
| Dishwasher_Com, O - HWat [Building w oil WH] | O | Yes | Large Retail | Water Heating | NC | 0.010246 | 0 | 0
| Dishwasher_Com, O - HWat [Building w oil WH] | O | Yes | Large Retail | Water Heating | REPL | 0.1037 | 0 | 0
| Dishwasher_Com, E - Appl [Building w propane WH] | E | Yes | Large Retail | Appliances | NC | 7.4251 | 3.1818 | 2.3336
| Dishwasher_Com, E - Appl [Building w propane WH] | E | Yes | Large Retail | Appliances | REPL | 72.2956 | 30.98 | 2.3336
| Dishwasher_Com, P - HWat [Building w propane WH] | Prp | Yes | Large Retail | Water Heating | NC | 2.1027 | 0 | 0
| Dishwasher_Com, P - HWat [Building w propane WH] | Prp | Yes | Large Retail | Water Heating | REPL | 21.2819 | 0 | 0
| Faucet Aerator_Com, E - HWat | E | Yes | Large Retail | Water Heating | RET | 43180.8483 | 3527.6704 | 12.2406
| Faucet Aerator_Com, G - HWat | G | Yes | Large Retail | Water Heating | RET | 382232.3837 | 62048.5437 | 6.1602
| Faucet Aerator_Com, O - HWat | O | Yes | Large Retail | Water Heating | RET | 1302.1277 | 57.8658 | 22.5025
| Faucet Aerator_Com, P - HWat | Prp | Yes | Large Retail | Water Heating | RET | 88896.0545 | 3289.1285 | 27.0272
| Pre Rinse Sprayers_Com, E - HWat | E | Yes | Large Retail | Water Heating | RET | 359.2768 | 8.5155 | 42.1911
| Pre Rinse Sprayers_Com, G - HWat | G | Yes | Large Retail | Water Heating | RET | 3800.6698 | 161.4288 | 23.5439
| Pre Rinse Sprayers_Com, O - HWat | O | Yes | Large Retail | Water Heating | RET | 11.4436 | 0.15055 | 76.0138
| Pre Rinse Sprayers_Com, P - HWat | Prp | Yes | Large Retail | Water Heating | RET | 763.7528 | 8.5572 | 89.2529
| Heat Pump Water Heater_Com, E - HWat | E | Yes | Large Retail | Water Heating | NC | 38462.1846 | 27094.6895 | 1.4195
| Heat Pump Water Heater_Com, E - HWat | E | Yes | Large Retail | Water Heating | RET | 202369.8239 | 177389.7556 | 1.1408
| Heat Pump Water Heater_Com, E - HWat | E | Yes | Large Retail | Water Heating | REPL | 23686.5177 | 16685.9696 | 1.4195
| FF Storage Water Heater_Com, G - HWat | G | No | Large Retail | Water Heating | NC | 55622.1843 | 164750.375 | 0.33761
| FF Storage Water Heater_Com, G - HWat | G | No | Large Retail | Water Heating | RET | 353255.2668 | 3726619.9656 | 0.094792
| FF Storage Water Heater_Com, G - HWat | G | No | Large Retail | Water Heating | REPL | 100329.8988 | 297172.5877 | 0.33761
| FF Storage Water Heater_Com, O - HWat | O | Yes | Large Retail | Water Heating | NC | 191.6581 | 153.6445 | 1.2474
| FF Storage Water Heater_Com, O - HWat | O | No | Large Retail | Water Heating | RET | 1217.2166 | 3475.4076 | 0.35024
| FF Storage Water Heater_Com, O - HWat | O | Yes | Large Retail | Water Heating | REPL | 345.7081 | 277.1401 | 1.2474
| FF Storage Water Heater_Com, P - HWat | Prp | Yes | Large Retail | Water Heating | NC | 13105.4872 | 8733.2457 | 1.5006
| FF Storage Water Heater_Com, P - HWat | Prp | No | Large Retail | Water Heating | RET | 83232.6581 | 197544.2346 | 0.42134
| FF Storage Water Heater_Com, P - HWat | Prp | Yes | Large Retail | Water Heating | REPL | 23639.3485 | 15752.809 | 1.5006
| FF Instantaneous Water Heater_Com, G - HWat | G | No | Large Retail | Water Heating | NC | 108233.3916 | 488937.6441 | 0.22136
| FF Instantaneous Water Heater_Com, G - HWat | G | No | Large Retail | Water Heating | RET | 500721.976 | 6648567.2976 | 0.075313
| FF Instantaneous Water Heater_Com, G - HWat | G | No | Large Retail | Water Heating | REPL | 9.6156e-11 | 4.3438e-10 | 0.22136
| FF Instantaneous Water Heater_Com, O - HWat | O | No | Large Retail | Water Heating | NC | 375.3372 | 455.9783 | 0.82315
| FF Instantaneous Water Heater_Com, O - HWat | O | No | Large Retail | Water Heating | RET | 1736.4286 | 6200.3859 | 0.28005
| FF Instantaneous Water Heater_Com, O - HWat | O | No | Large Retail | Water Heating | REPL | 3.3346e-13 | 4.051e-13 | 0.82315
| FF Instantaneous Water Heater_Com, P - HWat | Prp | No | Large Retail | Water Heating | NC | 25780.2297 | 25918.0749 | 0.99468
| FF Instantaneous Water Heater_Com, P - HWat | Prp | No | Large Retail | Water Heating | RET | 119267.5118 | 352433.6163 | 0.33841
| FF Instantaneous Water Heater_Com, P - HWat | Prp | No | Large Retail | Water Heating | REPL | 2.2904e-11 | 2.3026e-11 | 0.99468
| Clothes Dryer_Com, E - Appl | E | Yes | Large Retail | Appliances | NC | 8737.5659 | 285.3806 | 30.6172
| Clothes Dryer_Com, E - Appl | E | Yes | Large Retail | Appliances | RET | 44855.432 | 5094.3767 | 8.8049
| Clothes Dryer_Com, E - Appl | E | Yes | Large Retail | Appliances | REPL | 2660.5359 | 86.8967 | 30.6172
| Clothes Dryer_Com, G - Oth | G | No | Large Retail | Other | NC | 293.2482 | 318.3391 | 0.92118
| Clothes Dryer_Com, G - Oth | G | No | Large Retail | Other | RET | 1564.9095 | 6959.3686 | 0.22486
| Clothes Dryer_Com, G - Oth | G | No | Large Retail | Other | REPL | 92.8204 | 100.7623 | 0.92118
| Clothes Dryer_Com, P - Oth | Prp | Yes | Large Retail | Other | NC | 68.9268 | 16.8748 | 4.0846
| Clothes Dryer_Com, P - Oth | Prp | No | Large Retail | Other | RET | 367.8254 | 368.9089 | 0.99706
| Clothes Dryer_Com, P - Oth | Prp | Yes | Large Retail | Other | REPL | 21.817 | 5.3413 | 4.0846
| Pnemautic to DDC_Com, E - TotE [Building w Elec Heat] | E | No | Large Retail | Total Electric | RET | 155682.5103 | 164125.34 | 0.94856
| Pnemautic to DDC_Com, E - TotE [Building w Gas Heat] | E | No | Large Retail | Total Electric | RET | 547077.7433 | 632831.5491 | 0.86449
| Pnemautic to DDC_Com, G - TotF [Building w Gas Heat] | G | No | Large Retail | Total FF | RET | 547077.7433 | 632831.5491 | 0.86449
| Pnemautic to DDC_Com, E - TotE [Building w Oil Heat] | E | No | Large Retail | Total Electric | RET | 113130.8906 | 170267.2771 | 0.66443
| Pnemautic to DDC_Com, O - TotF [Building w Oil Heat] | O | No | Large Retail | Total FF | RET | 113130.8906 | 170267.2771 | 0.66443
| Pnemautic to DDC_Com, E - TotE [Building w Propane Heat] | E | Yes | Large Retail | Total Electric | RET | 103427.212 | 51312.9597 | 2.0156
| Pnemautic to DDC_Com, P - TotF [Building w Propane Heat] | Prp | Yes | Large Retail | Total FF | RET | 103427.212 | 51312.9597 | 2.0156
| Data Center_Com, E - TotE [Building w Elec Heat] | E | Yes | Large Retail | Total Electric | NC | 20018.6734 | 8253.1603 | 2.4256
| Data Center_Com, E - TotE [Building w Elec Heat] | E | Yes | Large Retail | Total Electric | RET | 394505.0106 | 352638.9248 | 1.1187
| Data Center_Com, E - TotE [Building w Gas Heat] | E | Yes | Large Retail | Total Electric | NC | 40878.693 | 16853.1849 | 2.4256
| Data Center_Com, E - TotE [Building w Gas Heat] | E | Yes | Large Retail | Total Electric | RET | 805590.3053 | 720098.5828 | 1.1187
| Data Center_Com, G - TotF [Building w Gas Heat] | G | Yes | Large Retail | Total FF | NC | 40878.693 | 16853.1849 | 2.4256
| Data Center_Com, G - TotF [Building w Gas Heat] | G | Yes | Large Retail | Total FF | RET | 805590.3053 | 720098.5828 | 1.1187
| Data Center_Com, E - TotE [Building w Oil Heat] | E | Yes | Large Retail | Total Electric | NC | 10998.6674 | 4534.4546 | 2.4256
| Data Center_Com, E - TotE [Building w Oil Heat] | E | Yes | Large Retail | Total Electric | RET | 216749.0984 | 193747.017 | 1.1187
| Data Center_Com, O - TotF [Building w Oil Heat] | O | Yes | Large Retail | Total FF | NC | 10998.6674 | 4534.4546 | 2.4256
| Data Center_Com, O - TotF [Building w Oil Heat] | O | Yes | Large Retail | Total FF | RET | 216749.0984 | 193747.017 | 1.1187
| Data Center_Com, E - TotE [Building w Propane Heat] | E | Yes | Large Retail | Total Electric | NC | 3314.6368 | 1366.5355 | 2.4256
| Data Center_Com, E - TotE [Building w Propane Heat] | E | Yes | Large Retail | Total Electric | RET | 65321.0526 | 58388.9815 | 1.1187
| Data Center_Com, P - TotF [Building w Propane Heat] | Prp | Yes | Large Retail | Total FF | NC | 3314.6368 | 1366.5355 | 2.4256
| Data Center_Com, P - TotF [Building w Propane Heat] | Prp | Yes | Large Retail | Total FF | RET | 65321.0526 | 58388.9815 | 1.1187
| RCx_Com, E - TotE [Building w Elec Heat] | E | Yes | Large Retail | Total Electric | RET | 435464.9295 | 114184.5348 | 3.8137
| RCx_Com, E - TotE [Building w Gas Heat] | E | Yes | Large Retail | Total Electric | RET | 1573334.3362 | 363172.4754 | 4.3322
| RCx_Com, G - TotF [Building w Gas Heat] | G | Yes | Large Retail | Total FF | RET | 1573334.3362 | 363172.4754 | 4.3322
| RCx_Com, E - TotE [Building w Oil Heat] | E | Yes | Large Retail | Total Electric | RET | 360289.0878 | 97713.8207 | 3.6872
| RCx_Com, O - TotF [Building w Oil Heat] | O | Yes | Large Retail | Total FF | RET | 360289.0878 | 97713.8207 | 3.6872
| RCx_Com, E - TotE [Building w Propane Heat] | E | Yes | Large Retail | Total Electric | RET | 230327.8635 | 29447.7332 | 7.8216
| RCx_Com, P - TotF [Building w Propane Heat] | Prp | Yes | Large Retail | Total FF | RET | 230327.8635 | 29447.7332 | 7.8216
| Commissioning_Com, E - TotE [Building w Elec Heat] | E | Yes | Large Retail | Total Electric | NC | 0 | 0 | 0
| Commissioning_Com, E - TotE [Building w Gas Heat] | E | Yes | Large Retail | Total Electric | NC | 0 | 0 | 0
| Commissioning_Com, G - TotF [Building w Gas Heat] | G | Yes | Large Retail | Total FF | NC | 0 | 0 | 0
| Commissioning_Com, E - TotE [Building w Oil Heat] | E | Yes | Large Retail | Total Electric | NC | 0 | 0 | 0
| Commissioning_Com, O - TotF [Building w Oil Heat] | O | Yes | Large Retail | Total FF | NC | 0 | 0 | 0
| Commissioning_Com, E - TotE [Building w Propane Heat] | E | Yes | Large Retail | Total Electric | NC | 0 | 0 | 0
| Commissioning_Com, P - TotF [Building w Propane Heat] | Prp | Yes | Large Retail | Total FF | NC | 0 | 0 | 0
| Integrated Building Design_Com, E - TotE [Building w Elec Heat] | E | Yes | Large Retail | Total Electric | NC | 36349.9506 | 2171.3751 | 16.7405
| Integrated Building Design_Com, E - TotE [Building w Gas Heat] | E | Yes | Large Retail | Total Electric | NC | 128770.9605 | 6906.2214 | 18.6456
| Integrated Building Design_Com, G - TotF [Building w Gas Heat] | G | Yes | Large Retail | Total FF | NC | 128770.9605 | 6906.2214 | 18.6456
| Integrated Building Design_Com, E - TotE [Building w Oil Heat] | E | Yes | Large Retail | Total Electric | NC | 29785.8895 | 1858.162 | 16.0298
| Integrated Building Design_Com, O - TotF [Building w Oil Heat] | O | Yes | Large Retail | Total FF | NC | 29785.8895 | 1858.162 | 16.0298
| Integrated Building Design_Com, E - TotE [Building w Propane Heat] | E | Yes | Large Retail | Total Electric | NC | 18870.0189 | 559.9889 | 33.6971
| Integrated Building Design_Com, P - TotF [Building w Propane Heat] | Prp | Yes | Large Retail | Total FF | NC | 18870.0189 | 559.9889 | 33.6971
| Deep Energy Retrofit_Com, E - TotE [Building w Elec Heat] | E | Yes | Large Retail | Total Electric | RET | 156853.9485 | 60472.9559 | 2.5938
| Deep Energy Retrofit_Com, E - TotE [Building w Gas Heat] | E | Yes | Large Retail | Total Electric | RET | 564959.9862 | 192338.7711 | 2.9373
| Deep Energy Retrofit_Com, G - TotF [Building w Gas Heat] | G | Yes | Large Retail | Total FF | RET | 564959.9862 | 192338.7711 | 2.9373
| Deep Energy Retrofit_Com, E - TotE [Building w Oil Heat] | E | Yes | Large Retail | Total Electric | RET | 130202.652 | 51749.9465 | 2.516
| Deep Energy Retrofit_Com, O - TotF [Building w Oil Heat] | O | Yes | Large Retail | Total FF | RET | 130202.652 | 51749.9465 | 2.516
| Deep Energy Retrofit_Com, E - TotE [Building w Propane Heat] | E | Yes | Large Retail | Total Electric | RET | 83617.2603 | 15595.7326 | 5.3615
| Deep Energy Retrofit_Com, P - TotF [Building w Propane Heat] | Prp | Yes | Large Retail | Total FF | RET | 83617.2603 | 15595.7326 | 5.3615
| EMS_Com, E - TotE [Building w Elec Heat] | E | Yes | Large Retail | Total Electric | NC | 66118.3571 | 29207.1244 | 2.2638
| EMS_Com, E - TotE [Building w Elec Heat] | E | Yes | Large Retail | Total Electric | RET | 993060.4586 | 348945.6625 | 2.8459
| EMS_Com, E - TotE [Building w Gas Heat] | E | Yes | Large Retail | Total Electric | NC | 241313.0695 | 92895.4493 | 2.5977
| EMS_Com, E - TotE [Building w Gas Heat] | E | Yes | Large Retail | Total Electric | RET | 3687467.4999 | 2219695.6926 | 1.6612
| EMS_Com, G - TotF [Building w Gas Heat] | G | Yes | Large Retail | Total FF | NC | 241313.0695 | 92895.4493 | 2.5977
| EMS_Com, G - TotF [Building w Gas Heat] | G | Yes | Large Retail | Total FF | RET | 3687467.4999 | 2219695.6926 | 1.6612
| EMS_Com, E - TotE [Building w Oil Heat] | E | Yes | Large Retail | Total Electric | NC | 55453.8674 | 24994.1003 | 2.2187
| EMS_Com, E - TotE [Building w Oil Heat] | E | Yes | Large Retail | Total Electric | RET | 844236.5828 | 597222.9767 | 1.4136
| EMS_Com, O - TotF [Building w Oil Heat] | O | Yes | Large Retail | Total FF | NC | 55453.8674 | 24994.1003 | 2.2187
| EMS_Com, O - TotF [Building w Oil Heat] | O | Yes | Large Retail | Total FF | RET | 844236.5828 | 597222.9767 | 1.4136
| EMS_Com, E - TotE [Building w Propane Heat] | E | Yes | Large Retail | Total Electric | NC | 35993.1155 | 7532.4001 | 4.7784
| EMS_Com, E - TotE [Building w Propane Heat] | E | Yes | Large Retail | Total Electric | RET | 555459.2173 | 179983.3713 | 3.0862
| EMS_Com, P - TotF [Building w Propane Heat] | Prp | Yes | Large Retail | Total FF | NC | 35993.1155 | 7532.4001 | 4.7784
| EMS_Com, P - TotF [Building w Propane Heat] | Prp | Yes | Large Retail | Total FF | RET | 555459.2173 | 179983.3713 | 3.0862
| VFDs on HVAC Pumps_Com, E - Oth | E | Yes | Large Retail | Other | RET | 244457.4385 | 74864.0612 | 3.2654
| ECM Circulators_Com, E - Oth | E | Yes | Large Retail | Other | RET | 448796.1895 | 226938.7208 | 1.9776
| Motors_Com, E - Oth | E | Yes | Large Retail | Other | NC | 5432.946 | 2633.4064 | 2.0631
| Motors_Com, E - Oth | E | Yes | Large Retail | Other | RET | 49324.2809 | 40755.0912 | 1.2103
| Motors_Com, E - Oth | E | Yes | Large Retail | Other | REPL | 297.4063 | 144.156 | 2.0631
| Ext Area Ltg_Com, E - ExtL | E | Yes | Large Retail | Exterior Lighting | NC | 29291.6418 | 6502.2673 | 4.5048
| Ext Area Ltg_Com, E - ExtL | E | Yes | Large Retail | Exterior Lighting | RET | 180389.3801 | 40043.5037 | 4.5048
| Ext Area Ltg_Com, E - ExtL | E | Yes | Large Retail | Exterior Lighting | REPL | 239425.9123 | 53148.6521 | 4.5048
| Street Ltg_Com, E - ExtL | E | Yes | Large Retail | Exterior Lighting | NC | 5452.4083 | 1029.6955 | 5.2952
| Street Ltg_Com, E - ExtL | E | Yes | Large Retail | Exterior Lighting | RET | 33578.0615 | 6341.2673 | 5.2952
| Street Ltg_Com, E - ExtL | E | Yes | Large Retail | Exterior Lighting | REPL | 44567.2468 | 8416.5915 | 5.2952
| Ext Ltg Ctrls_Com, E - ExtL | E | Yes | Large Retail | Exterior Lighting | RET | 167811.5455 | 34828.1913 | 4.8183
| Ext Ltg Dsgn_Com, E - ExtL | E | Yes | Large Retail | Exterior Lighting | NC | 4183.2962 | 765.143 | 5.4673
| Ext Ltg Dsgn_Com, E - ExtL | E | Yes | Large Retail | Exterior Lighting | REPL | 34349.831 | 6282.7326 | 5.4673
| Int Ltg Ctrls_Com, E - IntL [No Heat] | E | Yes | Large Retail | Interior Lighting | RET | 374413.7953 | 85231.3303 | 4.3929
| Int Ltg Ctrls_Com, E - IntL [Electric Heat] | E | Yes | Large Retail | Interior Lighting | RET | 252167.5196 | 81221.453 | 3.1047
| Int Ltg Ctrls_Com, E/G - IntL | E | Yes | Large Retail | Interior Lighting | RET | 1379492.655 | 428463.234 | 3.2196
| Int Ltg Ctrls_Com, E/O - IntL | E | Yes | Large Retail | Interior Lighting | RET | 167750.186 | 91539.3307 | 1.8325
| Int Ltg Ctrls_Com, E/P - IntL | E | Yes | Large Retail | Interior Lighting | RET | 56803.497 | 34700.9529 | 1.6369
| Exit Sign RetFit_Com, E - IntL [No Heat] | E | Yes | Large Retail | Interior Lighting | RET | 15084.549 | 3910.054 | 3.8579
| Exit Sign RetFit_Com, E - IntL [Electric Heat] | E | Yes | Large Retail | Interior Lighting | RET | 10255.4684 | 3728.3476 | 2.7507
| Exit Sign RetFit_Com, E/G - IntL | E | Yes | Large Retail | Interior Lighting | RET | 56838.4002 | 23550.1534 | 2.4135
| Exit Sign RetFit_Com, E/O - IntL | E | Yes | Large Retail | Interior Lighting | RET | 6877.8025 | 5943.9317 | 1.1571
| Exit Sign RetFit_Com, E/P - IntL | E | No | Large Retail | Interior Lighting | RET | 2326.2985 | 2302.7994 | 1.0102
| LED HiLo Bay_Com, E - IntL [No Heat] | E | Yes | Large Retail | Interior Lighting | NC | 5644.4489 | 2263.3371 | 2.4939
| LED HiLo Bay_Com, E - IntL [No Heat] | E | Yes | Large Retail | Interior Lighting | RET | 31104.2469 | 12472.3238 | 2.4939
| LED HiLo Bay_Com, E - IntL [No Heat] | E | Yes | Large Retail | Interior Lighting | REPL | 2073.1848 | 831.3152 | 2.4939
| LED HiLo Bay_Com, E - IntL [Electric Heat] | E | Yes | Large Retail | Interior Lighting | NC | 3803.8292 | 2158.1562 | 1.7625
| LED HiLo Bay_Com, E - IntL [Electric Heat] | E | Yes | Large Retail | Interior Lighting | RET | 20961.3451 | 11892.7152 | 1.7625
| LED HiLo Bay_Com, E - IntL [Electric Heat] | E | Yes | Large Retail | Interior Lighting | REPL | 1397.1321 | 792.6826 | 1.7625
| LED HiLo Bay_Com, E/G - IntL | E | Yes | Large Retail | Interior Lighting | NC | 20909.9342 | 10287.0699 | 2.0326
| LED HiLo Bay_Com, E/G - IntL | E | Yes | Large Retail | Interior Lighting | RET | 115226.0857 | 56687.83 | 2.0326
| LED HiLo Bay_Com, E/G - IntL | E | Yes | Large Retail | Interior Lighting | REPL | 7680.1399 | 3778.4019 | 2.0326
| LED HiLo Bay_Com, E/O - IntL | E | Yes | Large Retail | Interior Lighting | NC | 2530.233 | 1947.8371 | 1.299
| LED HiLo Bay_Com, E/O - IntL | E | Yes | Large Retail | Interior Lighting | RET | 13943.0781 | 10733.7328 | 1.299
| LED HiLo Bay_Com, E/O - IntL | E | Yes | Large Retail | Interior Lighting | REPL | 929.345 | 715.4332 | 1.299
| LED HiLo Bay_Com, E/P - IntL | E | Yes | Large Retail | Interior Lighting | NC | 855.8078 | 726.3913 | 1.1782
| LED HiLo Bay_Com, E/P - IntL | E | Yes | Large Retail | Interior Lighting | RET | 4716.0065 | 4002.8451 | 1.1782
| LED HiLo Bay_Com, E/P - IntL | E | Yes | Large Retail | Interior Lighting | REPL | 314.335 | 266.8008 | 1.1782
| Repl Scre_Com, E - IntL [No Heat] | E | Yes | Large Retail | Interior Lighting | NC | 0 | 0 | 0
| Repl Scre_Com, E - IntL [No Heat] | E | Yes | Large Retail | Interior Lighting | RET | 0 | 0 | 0
| Repl Scre_Com, E - IntL [No Heat] | E | Yes | Large Retail | Interior Lighting | REPL | 0 | 0 | 0
| Repl Scre_Com, E - IntL [Electric Heat] | E | Yes | Large Retail | Interior Lighting | NC | 0 | 0 | 0
| Repl Scre_Com, E - IntL [Electric Heat] | E | Yes | Large Retail | Interior Lighting | RET | 0 | 0 | 0
| Repl Scre_Com, E - IntL [Electric Heat] | E | Yes | Large Retail | Interior Lighting | REPL | 0 | 0 | 0
| Repl Scre_Com, E/G - IntL | E | Yes | Large Retail | Interior Lighting | NC | 0 | 0 | 0
| Repl Scre_Com, E/G - IntL | E | Yes | Large Retail | Interior Lighting | RET | 0 | 0 | 0
| Repl Scre_Com, E/G - IntL | E | Yes | Large Retail | Interior Lighting | REPL | 0 | 0 | 0
| Repl Scre_Com, E/O - IntL | E | Yes | Large Retail | Interior Lighting | NC | 0 | 0 | 0
| Repl Scre_Com, E/O - IntL | E | Yes | Large Retail | Interior Lighting | RET | 0 | 0 | 0
| Repl Scre_Com, E/O - IntL | E | Yes | Large Retail | Interior Lighting | REPL | 0 | 0 | 0
| Repl Scre_Com, E/P - IntL | E | Yes | Large Retail | Interior Lighting | NC | 0 | 0 | 0
| Repl Scre_Com, E/P - IntL | E | Yes | Large Retail | Interior Lighting | RET | 0 | 0 | 0
| Repl Scre_Com, E/P - IntL | E | Yes | Large Retail | Interior Lighting | REPL | 0 | 0 | 0
| Lin LED Fixture_Com, E - IntL [No Heat] | E | Yes | Large Retail | Interior Lighting | NC | 8920.471 | 4395.0275 | 2.0297
| Lin LED Fixture_Com, E - IntL [No Heat] | E | Yes | Large Retail | Interior Lighting | RET | 36626.3312 | 27341.5602 | 1.3396
| Lin LED Fixture_Com, E - IntL [No Heat] | E | Yes | Large Retail | Interior Lighting | REPL | 5669.3778 | 2793.2462 | 2.0297
| Lin LED Fixture_Com, E - IntL [Electric Heat] | E | Yes | Large Retail | Interior Lighting | NC | 6064.7228 | 4190.7836 | 1.4472
| Lin LED Fixture_Com, E - IntL [Electric Heat] | E | No | Large Retail | Interior Lighting | RET | 24900.9885 | 26070.9546 | 0.95512
| Lin LED Fixture_Com, E - IntL [Electric Heat] | E | Yes | Large Retail | Interior Lighting | REPL | 3854.4159 | 2663.4396 | 1.4472
| Lin LED Fixture_Com, E/G - IntL | E | Yes | Large Retail | Interior Lighting | NC | 33612.228 | 19523.7771 | 1.7216
| Lin LED Fixture_Com, E/G - IntL | E | Yes | Large Retail | Interior Lighting | RET | 138007.5774 | 113641.4622 | 1.2144
| Lin LED Fixture_Com, E/G - IntL | E | Yes | Large Retail | Interior Lighting | REPL | 21362.1477 | 12408.2762 | 1.7216
| Lin LED Fixture_Com, E/O - IntL | E | Yes | Large Retail | Interior Lighting | NC | 4067.2901 | 3579.5245 | 1.1363
| Lin LED Fixture_Com, E/O - IntL | E | No | Large Retail | Interior Lighting | RET | 16699.7814 | 18748.281 | 0.89074
| Lin LED Fixture_Com, E/O - IntL | E | Yes | Large Retail | Interior Lighting | REPL | 2584.9537 | 2274.9557 | 1.1363
| Lin LED Fixture_Com, E/P - IntL | E | No | Large Retail | Interior Lighting | NC | 1375.691 | 1326.4082 | 1.0372
| Lin LED Fixture_Com, E/P - IntL | E | No | Large Retail | Interior Lighting | RET | 5648.414 | 6816.3154 | 0.82866
| Lin LED Fixture_Com, E/P - IntL | E | No | Large Retail | Interior Lighting | REPL | 874.3162 | 842.9947 | 1.0372
| LED Tube Repl_Com, E - IntL [No Heat] | E | Yes | Large Retail | Interior Lighting | RET | 247072.9759 | 20796.6196 | 11.8804
| LED Tube Repl_Com, E - IntL [No Heat] | E | Yes | Large Retail | Interior Lighting | REPL | 159965.2078 | 13464.587 | 11.8804
| LED Tube Repl_Com, E - IntL [Electric Heat] | E | Yes | Large Retail | Interior Lighting | RET | 167976.4567 | 19830.1677 | 8.4708
| LED Tube Repl_Com, E - IntL [Electric Heat] | E | Yes | Large Retail | Interior Lighting | REPL | 108754.8677 | 12838.8663 | 8.4708
| LED Tube Repl_Com, E/G - IntL | E | Yes | Large Retail | Interior Lighting | RET | 930968.0154 | 177725.5618 | 5.2382
| LED Tube Repl_Com, E/G - IntL | E | Yes | Large Retail | Interior Lighting | REPL | 602746.9881 | 115066.8394 | 5.2382
| LED Tube Repl_Com, E/O - IntL | E | Yes | Large Retail | Interior Lighting | RET | 112652.9615 | 54864.2833 | 2.0533
| LED Tube Repl_Com, E/O - IntL | E | Yes | Large Retail | Interior Lighting | REPL | 72936.1612 | 35521.3938 | 2.0533
| LED Tube Repl_Com, E/P - IntL | E | Yes | Large Retail | Interior Lighting | RET | 38102.928 | 21692.8227 | 1.7565
| LED Tube Repl_Com, E/P - IntL | E | Yes | Large Retail | Interior Lighting | REPL | 24669.4029 | 14044.8257 | 1.7565
| Repl pin CFL wLED_Com, E - IntL [No Heat] | E | Yes | Large Retail | Interior Lighting | RET | 10049.9631 | 4741.9347 | 2.1194
| Repl pin CFL wLED_Com, E - IntL [No Heat] | E | Yes | Large Retail | Interior Lighting | REPL | 10711.6181 | 5054.1274 | 2.1194
| Repl pin CFL wLED_Com, E - IntL [Electric Heat] | E | Yes | Large Retail | Interior Lighting | RET | 6832.6258 | 4521.5695 | 1.5111
| Repl pin CFL wLED_Com, E - IntL [Electric Heat] | E | Yes | Large Retail | Interior Lighting | REPL | 7282.4624 | 4819.2541 | 1.5111
| Repl pin CFL wLED_Com, E/G - IntL | E | Yes | Large Retail | Interior Lighting | RET | 37868.1406 | 21260.3567 | 1.7812
| Repl pin CFL wLED_Com, E/G - IntL | E | Yes | Large Retail | Interior Lighting | REPL | 40361.2488 | 22660.0655 | 1.7812
| Repl pin CFL wLED_Com, E/O - IntL | E | Yes | Large Retail | Interior Lighting | RET | 4582.2822 | 3929.5247 | 1.1661
| Repl pin CFL wLED_Com, E/O - IntL | E | Yes | Large Retail | Interior Lighting | REPL | 4883.9639 | 4188.2311 | 1.1661
| Repl pin CFL wLED_Com, E/P - IntL | E | No | Large Retail | Interior Lighting | RET | 1549.8782 | 1456.6513 | 1.064
| Repl pin CFL wLED_Com, E/P - IntL | E | No | Large Retail | Interior Lighting | REPL | 1651.9169 | 1552.5522 | 1.064
| Refrig Case LED_Com, E - IntL | E | Yes | Large Retail | Interior Lighting | NC | 121200.856 | 35075.0699 | 3.4555
| Refrig Case LED_Com, E - IntL | E | Yes | Large Retail | Interior Lighting | RET | 622032.5143 | 180013.8598 | 3.4555
| Refrig Case LED_Com, E - IntL | E | Yes | Large Retail | Interior Lighting | REPL | 194375.5846 | 56251.5599 | 3.4555
| Refrig Case Ctrls_Com, E - IntL | E | Yes | Large Retail | Interior Lighting | RET | 366907.0415 | 269977.0254 | 1.359
| Stair Occ Sensor_Com, E - IntL [No Heat] | E | Yes | Large Retail | Interior Lighting | NC | 4346.4207 | 1880.4408 | 2.3114
| Stair Occ Sensor_Com, E - IntL [No Heat] | E | Yes | Large Retail | Interior Lighting | RET | 40150.4364 | 17370.7341 | 2.3114
| Stair Occ Sensor_Com, E - IntL [Electric Heat] | E | Yes | Large Retail | Interior Lighting | NC | 2954.9826 | 1793.0537 | 1.648
| Stair Occ Sensor_Com, E - IntL [Electric Heat] | E | Yes | Large Retail | Interior Lighting | RET | 27296.907 | 16563.4885 | 1.648
| Stair Occ Sensor_Com, E/G - IntL | E | Yes | Large Retail | Interior Lighting | NC | 16377.2611 | 9501.6483 | 1.7236
| Stair Occ Sensor_Com, E/G - IntL | E | Yes | Large Retail | Interior Lighting | RET | 151286.3636 | 87772.2968 | 1.7236
| Stair Occ Sensor_Com, E/O - IntL | E | No | Large Retail | Interior Lighting | NC | 1981.7512 | 2039.7718 | 0.97156
| Stair Occ Sensor_Com, E/O - IntL | E | No | Large Retail | Interior Lighting | RET | 18306.5977 | 18842.5685 | 0.97156
| Stair Occ Sensor_Com, E/P - IntL | E | No | Large Retail | Interior Lighting | NC | 670.2933 | 773.706 | 0.86634
| Stair Occ Sensor_Com, E/P - IntL | E | No | Large Retail | Interior Lighting | RET | 6191.892 | 7147.1762 | 0.86634
| Int Delamping_Com, E - IntL [No Heat] | E | Yes | Large Retail | Interior Lighting | RET | 4911.3675 | 358.1575 | 13.7129
| Int Delamping_Com, E - IntL [Electric Heat] | E | Yes | Large Retail | Interior Lighting | RET | 3339.0706 | 243.499 | 13.7129
| Int Delamping_Com, E/G - IntL | E | Yes | Large Retail | Interior Lighting | RET | 18505.9738 | 3401.5051 | 5.4405
| Int Delamping_Com, E/O - IntL | E | Yes | Large Retail | Interior Lighting | RET | 2239.3388 | 1080.7212 | 2.0721
| Int Delamping_Com, E/P - IntL | E | Yes | Large Retail | Interior Lighting | RET | 757.4178 | 428.5279 | 1.7675
| Int Ltg Dsgn_Com, E - IntL [No Heat] | E | Yes | Large Retail | Interior Lighting | NC | 11260.5143 | 1916.0493 | 5.8769
| Int Ltg Dsgn_Com, E - IntL [Electric Heat] | E | Yes | Large Retail | Interior Lighting | NC | 7655.6381 | 1302.6563 | 5.8769
| Int Ltg Dsgn_Com, E/G - IntL | E | Yes | Large Retail | Interior Lighting | NC | 42429.4832 | 11924.2992 | 3.5582
| Int Ltg Dsgn_Com, E/O - IntL | E | Yes | Large Retail | Interior Lighting | NC | 5134.2332 | 2977.0314 | 1.7246
| Int Ltg Dsgn_Com, E/P - IntL | E | Yes | Large Retail | Interior Lighting | NC | 1736.5662 | 1151.3557 | 1.5083
| Room Air Conditioner_Com, E - Cool | E | Yes | Warehouse | Cooling | NC | 0 | 0 | 0
| Room Air Conditioner_Com, E - Cool | E | Yes | Warehouse | Cooling | RET | 0 | 0 | 0
| Room Air Conditioner_Com, E - Cool | E | Yes | Warehouse | Cooling | REPL | 0 | 0 | 0
| Fast Acting Doors_Com, E - Cool | E | Yes | Warehouse | Cooling | NC | 0 | 0 | 0
| Fast Acting Doors_Com, E - Cool | E | Yes | Warehouse | Cooling | RET | 0 | 0 | 0
| Fast Acting Doors_Com, E - Cool | E | Yes | Warehouse | Cooling | REPL | 0 | 0 | 0
| Mini Split Ductless AC_Com, E - Cool | E | Yes | Warehouse | Cooling | NC | 0 | 0 | 0
| Mini Split Ductless AC_Com, E - Cool | E | Yes | Warehouse | Cooling | RET | 0 | 0 | 0
| Mini Split Ductless AC_Com, E - Cool | E | Yes | Warehouse | Cooling | REPL | 0 | 0 | 0
| Eff Unitary AC_Com, E - Cool | E | No | Warehouse | Cooling | NC | 79742.1765 | 74417.3122 | 1.0716
| Eff Unitary AC_Com, E - Cool | E | No | Warehouse | Cooling | RET | 604824.0217 | 4175051.4436 | 0.14487
| Eff Unitary AC_Com, E - Cool | E | No | Warehouse | Cooling | REPL | 360234.6643 | 336179.6313 | 1.0716
| PTAC_Com, E - Cool | E | Yes | Warehouse | Cooling | NC | 0 | 0 | 0
| PTAC_Com, E - Cool | E | No | Warehouse | Cooling | RET | 0 | 0 | 0
| PTAC_Com, E - Cool | E | Yes | Warehouse | Cooling | REPL | 0 | 0 | 0
| Unitary Equipment Economizer_Com, E - Cool | E | No | Warehouse | Cooling | RET | 202016.4518 | 350144.6376 | 0.57695
| AC Tuneup_Com, E - Cool [ASHP] | E | Yes | Warehouse | Cooling | RET | 468495.3672 | 41791.5192 | 11.2103
| AC Tuneup_Com, E - Heat [ASHP] | E | Yes | Warehouse | Space Heating | RET | 468495.3672 | 41791.5192 | 11.2103
| AC Tuneup_Com, E - Cool [Unitary AC] | E | Yes | Warehouse | Cooling | RET | 1275404.7729 | 100184.3658 | 12.7306
| DCV_Com, E - Cool [Building w Elec Heat] | E | Yes | Warehouse | Cooling | RET | 1336578.5738 | 580436.7321 | 2.3027
| DCV_Com, E - Heat [Building w Elec Heat] | E | Yes | Warehouse | Space Heating | RET | 1336578.5738 | 580436.7321 | 2.3027
| DCV_Com, E - Vent [Building w Elec Heat] | E | Yes | Warehouse | Ventilation | RET | 1336578.5738 | 580436.7321 | 2.3027
| DCV_Com, E - Cool [Building w Gas Heat] | E | Yes | Warehouse | Cooling | RET | 3318955.487 | 1185268.0996 | 2.8002
| DCV_Com, G - Heat [Building w Gas Heat] | G | Yes | Warehouse | Space Heating | RET | 3318955.487 | 1185268.0996 | 2.8002
| DCV_Com, E - Vent [Building w Gas Heat] | E | Yes | Warehouse | Ventilation | RET | 3318955.487 | 1185268.0996 | 2.8002
| DCV_Com, E - Cool [Building w Oil Heat] | E | Yes | Warehouse | Cooling | RET | 1158443.2007 | 318903.7781 | 3.6326
| DCV_Com, O - Heat [Building w Oil Heat] | O | Yes | Warehouse | Space Heating | RET | 1158443.2007 | 318903.7781 | 3.6326
| DCV_Com, E - Vent [Building w Oil Heat] | E | Yes | Warehouse | Ventilation | RET | 1158443.2007 | 318903.7781 | 3.6326
| DCV_Com, E - Cool [Building w Propane Heat] | E | Yes | Warehouse | Cooling | RET | 432744.9347 | 96107.1147 | 4.5027
| DCV_Com, P - Heat [Building w Propane Heat] | Prp | Yes | Warehouse | Space Heating | RET | 432744.9347 | 96107.1147 | 4.5027
| DCV_Com, E - Vent [Building w Propane Heat] | E | Yes | Warehouse | Ventilation | RET | 432744.9347 | 96107.1147 | 4.5027
| Controls for Unitary AC_Com, E - Cool | E | No | Warehouse | Cooling | RET | 460764.0994 | 541563.5717 | 0.8508
| Optimized Unitary AC Sys_Com, E - Cool [Building w Elec Heat] | E | No | Warehouse | Cooling | NC | 87514.274 | 194131.0552 | 0.4508
| Optimized Unitary AC Sys_Com, E - Heat [Building w Elec Heat] | E | No | Warehouse | Space Heating | NC | 87514.274 | 194131.0552 | 0.4508
| Optimized Unitary AC Sys_Com, E - Cool [Building w Gas Heat] | E | Yes | Warehouse | Cooling | NC | 355449.4224 | 254226.6372 | 1.3982
| Optimized Unitary AC Sys_Com, G - Heat [Building w Gas Heat] | G | Yes | Warehouse | Space Heating | NC | 355449.4224 | 254226.6372 | 1.3982
| Optimized Unitary AC Sys_Com, E - Cool [Building w Oil Heat] | E | Yes | Warehouse | Cooling | NC | 176233.4261 | 67907.256 | 2.5952
| Optimized Unitary AC Sys_Com, O - Heat [Building w Oil Heat] | O | Yes | Warehouse | Space Heating | NC | 176233.4261 | 67907.256 | 2.5952
| Optimized Unitary AC Sys_Com, E - Cool [Building w Propane Heat] | E | Yes | Warehouse | Cooling | NC | 78501.9544 | 20539.769 | 3.8219
| Optimized Unitary AC Sys_Com, P - Heat [Building w Propane Heat] | Prp | Yes | Warehouse | Space Heating | NC | 78501.9544 | 20539.769 | 3.8219
| Cool Roof_Com, E - Cool [Building w Elec Heat] | E | No | Warehouse | Cooling | NC | 90084.9245 | 162087.6656 | 0.55578
| Cool Roof_Com, E - Cool [Building w Elec Heat] | E | No | Warehouse | Cooling | RET | 565873.7422 | 1492814.9963 | 0.37906
| Cool Roof_Com, E - Heat [Building w Elec Heat] | E | No | Warehouse | Space Heating | NC | 90084.9245 | 162087.6656 | 0.55578
| Cool Roof_Com, E - Heat [Building w Elec Heat] | E | No | Warehouse | Space Heating | RET | 565873.7422 | 1492814.9963 | 0.37906
| Cool Roof_Com, E - Cool [Building w Gas Heat] | E | No | Warehouse | Cooling | NC | 187148.8554 | 349344.9482 | 0.53571
| Cool Roof_Com, E - Cool [Building w Gas Heat] | E | No | Warehouse | Cooling | RET | 1175586.5219 | 3168239.3036 | 0.37105
| Cool Roof_Com, G - Heat [Building w Gas Heat] | G | No | Warehouse | Space Heating | NC | 187148.8554 | 349344.9482 | 0.53571
| Cool Roof_Com, G - Heat [Building w Gas Heat] | G | No | Warehouse | Space Heating | RET | 1175586.5219 | 3168239.3036 | 0.37105
| Cool Roof_Com, E - Cool [Building w Oil Heat] | E | No | Warehouse | Cooling | NC | 50353.5673 | 96452.8691 | 0.52205
| Cool Roof_Com, E - Cool [Building w Oil Heat] | E | No | Warehouse | Cooling | RET | 316298.8892 | 868494.0264 | 0.36419
| Cool Roof_Com, O - Heat [Building w Oil Heat] | O | No | Warehouse | Space Heating | NC | 50353.5673 | 96452.8691 | 0.52205
| Cool Roof_Com, O - Heat [Building w Oil Heat] | O | No | Warehouse | Space Heating | RET | 316298.8892 | 868494.0264 | 0.36419
| Cool Roof_Com, E - Cool [Building w Propane Heat] | E | No | Warehouse | Cooling | NC | 15174.9098 | 31678.9958 | 0.47902
| Cool Roof_Com, E - Cool [Building w Propane Heat] | E | No | Warehouse | Cooling | RET | 95322.0868 | 278786.5056 | 0.34192
| Cool Roof_Com, P - Heat [Building w Propane Heat] | Prp | No | Warehouse | Space Heating | NC | 15174.9098 | 31678.9958 | 0.47902
| Cool Roof_Com, P - Heat [Building w Propane Heat] | Prp | No | Warehouse | Space Heating | RET | 95322.0868 | 278786.5056 | 0.34192
| GSHP_Com, E - Cool | E | Yes | Warehouse | Cooling | RET | 731084.4285 | 599951.9197 | 1.2186
| GSHP_Com, E - Cool | E | Yes | Warehouse | Cooling | REPL | 1.0475e-10 | 6.3225e-11 | 1.6568
| GSHP_Com, E - Heat | E | Yes | Warehouse | Space Heating | RET | 731084.4285 | 599951.9197 | 1.2186
| GSHP_Com, E - Heat | E | Yes | Warehouse | Space Heating | REPL | 1.0475e-10 | 6.3225e-11 | 1.6568
| Unitary HP_Com, E - Cool | E | Yes | Warehouse | Cooling | NC | 122952.7329 | 60272.1058 | 2.04
| Unitary HP_Com, E - Cool | E | No | Warehouse | Cooling | RET | 707744.454 | 1565196.1916 | 0.45218
| Unitary HP_Com, E - Cool | E | Yes | Warehouse | Cooling | REPL | 349037.0293 | 171099.8711 | 2.04
| Unitary HP_Com, E - Heat | E | Yes | Warehouse | Space Heating | NC | 122952.7329 | 60272.1058 | 2.04
| Unitary HP_Com, E - Heat | E | No | Warehouse | Space Heating | RET | 707744.454 | 1565196.1916 | 0.45218
| Unitary HP_Com, E - Heat | E | Yes | Warehouse | Space Heating | REPL | 349037.0293 | 171099.8711 | 2.04
| PTHP_Com, E - Cool | E | Yes | Warehouse | Cooling | NC | 0 | 0 | 0
| PTHP_Com, E - Cool | E | Yes | Warehouse | Cooling | RET | 0 | 0 | 0
| PTHP_Com, E - Cool | E | Yes | Warehouse | Cooling | REPL | 0 | 0 | 0
| PTHP_Com, E - Heat | E | Yes | Warehouse | Space Heating | NC | 0 | 0 | 0
| PTHP_Com, E - Heat | E | Yes | Warehouse | Space Heating | RET | 0 | 0 | 0
| PTHP_Com, E - Heat | E | Yes | Warehouse | Space Heating | REPL | 0 | 0 | 0
| Minisplit Ductless HP_Com, E - Cool | E | Yes | Warehouse | Cooling | RET | 756444.9954 | 244060.7018 | 3.0994
| Minisplit Ductless HP_Com, E - Cool | E | Yes | Warehouse | Cooling | REPL | 70519.8277 | 11933.4972 | 5.9094
| Minisplit Ductless HP_Com, E - Heat | E | Yes | Warehouse | Space Heating | RET | 756444.9954 | 244060.7018 | 3.0994
| Minisplit Ductless HP_Com, E - Heat | E | Yes | Warehouse | Space Heating | REPL | 70519.8277 | 11933.4972 | 5.9094
| Programmable TStat_Com, E - Cool [Building w Elec Heat] | E | Yes | Warehouse | Cooling | NC | 0 | 0 | 0
| Programmable TStat_Com, E - Heat [Building w Elec Heat] | E | Yes | Warehouse | Space Heating | NC | 0 | 0 | 0
| Programmable TStat_Com, E - Cool [Building w Gas Heat] | E | Yes | Warehouse | Cooling | NC | 0 | 0 | 0
| Programmable TStat_Com, E - Cool [Building w Gas Heat] | E | Yes | Warehouse | Cooling | RET | 0 | 0 | 0
| Programmable TStat_Com, G - Heat [Building w Gas Heat] | G | Yes | Warehouse | Space Heating | NC | 0 | 0 | 0
| Programmable TStat_Com, G - Heat [Building w Gas Heat] | G | Yes | Warehouse | Space Heating | RET | 0 | 0 | 0
| Programmable TStat_Com, E - Cool [Building w Propane Heat] | E | Yes | Warehouse | Cooling | NC | 0 | 0 | 0
| Programmable TStat_Com, E - Cool [Building w Propane Heat] | E | Yes | Warehouse | Cooling | RET | 0 | 0 | 0
| Programmable TStat_Com, P - Heat [Building w Propane Heat] | Prp | Yes | Warehouse | Space Heating | NC | 0 | 0 | 0
| Programmable TStat_Com, P - Heat [Building w Propane Heat] | Prp | Yes | Warehouse | Space Heating | RET | 0 | 0 | 0
| Programmable TStat_Com, E - Cool [Building w Oil Heat] | E | Yes | Warehouse | Cooling | NC | 0 | 0 | 0
| Programmable TStat_Com, E - Cool [Building w Oil Heat] | E | Yes | Warehouse | Cooling | RET | 0 | 0 | 0
| Programmable TStat_Com, O - Heat [Building w Oil Heat] | O | Yes | Warehouse | Space Heating | NC | 0 | 0 | 0
| Programmable TStat_Com, O - Heat [Building w Oil Heat] | O | Yes | Warehouse | Space Heating | RET | 0 | 0 | 0
| Smart TStat_Com, E - Cool [Building w Elec Heat] | E | Yes | Warehouse | Cooling | NC | 350958.8281 | 155097.0456 | 2.2628
| Smart TStat_Com, E - Cool [Building w Elec Heat] | E | Yes | Warehouse | Cooling | RET | 1550161.2 | 907472.897 | 1.7082
| Smart TStat_Com, E - Heat [Building w Elec Heat] | E | Yes | Warehouse | Space Heating | NC | 350958.8281 | 155097.0456 | 2.2628
| Smart TStat_Com, E - Heat [Building w Elec Heat] | E | Yes | Warehouse | Space Heating | RET | 1550161.2 | 907472.897 | 1.7082
| Smart TStat_Com, E - Cool [Building w Gas Heat] | E | Yes | Warehouse | Cooling | NC | 816177.6941 | 316712.5207 | 2.577
| Smart TStat_Com, E - Cool [Building w Gas Heat] | E | Yes | Warehouse | Cooling | RET | 3626019.3978 | -46794.1084 | -77.4888
| Smart TStat_Com, G - Heat [Building w Gas Heat] | G | Yes | Warehouse | Space Heating | NC | 816177.6941 | 316712.5207 | 2.577
| Smart TStat_Com, G - Heat [Building w Gas Heat] | G | Yes | Warehouse | Space Heating | RET | 3626019.3978 | -46794.1084 | -77.4888
| Smart TStat_Com, E - Cool [Building w Propane Heat] | E | Yes | Warehouse | Cooling | NC | 218633.1013 | 85213.48 | 2.5657
| Smart TStat_Com, E - Cool [Building w Propane Heat] | E | Yes | Warehouse | Cooling | RET | 971174.2232 | 498584.1168 | 1.9479
| Smart TStat_Com, P - Heat [Building w Propane Heat] | Prp | Yes | Warehouse | Space Heating | NC | 218633.1013 | 85213.48 | 2.5657
| Smart TStat_Com, P - Heat [Building w Propane Heat] | Prp | Yes | Warehouse | Space Heating | RET | 971174.2232 | 498584.1168 | 1.9479
| Smart TStat_Com, E - Cool [Building w Oil Heat] | E | Yes | Warehouse | Cooling | NC | 104527.1582 | 25680.5414 | 4.0703
| Smart TStat_Com, E - Cool [Building w Oil Heat] | E | Yes | Warehouse | Cooling | RET | 470085.9783 | 150256.8617 | 3.1285
| Smart TStat_Com, O - Heat [Building w Oil Heat] | O | Yes | Warehouse | Space Heating | NC | 104527.1582 | 25680.5414 | 4.0703
| Smart TStat_Com, O - Heat [Building w Oil Heat] | O | Yes | Warehouse | Space Heating | RET | 470085.9783 | 150256.8617 | 3.1285
| Boiler Blowdown Controls_Com, G - Heat | G | No | Warehouse | Space Heating | RET | 9787.0266 | 44207.8422 | 0.22139
| Boiler Blowdown Controls_Com, O - Heat | O | No | Warehouse | Space Heating | RET | 19425.2219 | 82733.3141 | 0.23479
| Boiler Blowdown Controls_Com, P - Heat | Prp | No | Warehouse | Space Heating | RET | 13537.0141 | 74452.771 | 0.18182
| Boiler Modifications_Com, G - Heat | G | Yes | Warehouse | Space Heating | RET | 45418.5189 | 21964.9214 | 2.0678
| Boiler Modifications_Com, O - Heat | O | Yes | Warehouse | Space Heating | RET | 100129.336 | 21186.2095 | 4.7262
| Boiler Modifications_Com, P - Heat | Prp | Yes | Warehouse | Space Heating | RET | 67242.7741 | 15293.5455 | 4.3968
| Boilers_Com, G - Heat | G | Yes | Warehouse | Space Heating | NC | 21611.8122 | 16806.8936 | 1.2859
| Boilers_Com, G - Heat | G | No | Warehouse | Space Heating | RET | 102218.0166 | 327271.4846 | 0.31233
| Boilers_Com, G - Heat | G | Yes | Warehouse | Space Heating | REPL | 1.536e-11 | 1.1945e-11 | 1.2859
| Boilers_Com, O - Heat | O | No | Warehouse | Space Heating | NC | 16127.5336 | 108719.2948 | 0.14834
| Boilers_Com, O - Heat | O | No | Warehouse | Space Heating | RET | 77984.8722 | 2164379.8702 | 0.036031
| Boilers_Com, O - Heat | O | No | Warehouse | Space Heating | REPL | 1.1462e-11 | 7.727e-11 | 0.14834
| Boilers_Com, P - Heat | Prp | Yes | Warehouse | Space Heating | NC | 24820.3103 | 707.0928 | 35.1019
| Boilers_Com, P - Heat | Prp | Yes | Warehouse | Space Heating | RET | 118818.5681 | 13935.9952 | 8.526
| Boilers_Com, P - Heat | Prp | Yes | Warehouse | Space Heating | REPL | 1.7641e-11 | 5.0255e-13 | 35.1019
| Furnace_Com, G - Heat | G | Yes | Warehouse | Space Heating | NC | 132761.0599 | 29574.7974 | 4.489
| Furnace_Com, G - Heat | G | Yes | Warehouse | Space Heating | RET | 587090.4321 | 566196.8875 | 1.0369
| Furnace_Com, G - Heat | G | Yes | Warehouse | Space Heating | REPL | 1.0256e-10 | 2.2848e-11 | 4.489
| Furnace_Com, O - Heat | O | Yes | Warehouse | Space Heating | NC | 33634.2575 | 2350.641 | 14.3085
| Furnace_Com, O - Heat | O | Yes | Warehouse | Space Heating | RET | 165856.1857 | 50181.9521 | 3.3051
| Furnace_Com, O - Heat | O | Yes | Warehouse | Space Heating | REPL | 2.5984e-11 | 1.816e-12 | 14.3085
| Furnace_Com, P - Heat | Prp | Yes | Warehouse | Space Heating | NC | 17824.12 | 1035.5378 | 17.2124
| Furnace_Com, P - Heat | Prp | Yes | Warehouse | Space Heating | RET | 84956.2888 | 21368.0445 | 3.9759
| Furnace_Com, P - Heat | Prp | Yes | Warehouse | Space Heating | REPL | 1.377e-11 | 7.9999e-13 | 17.2124
| Unit Heater_Com, G - Heat | G | Yes | Warehouse | Space Heating | NC | 59989.6376 | 8136.6547 | 7.3728
| Unit Heater_Com, G - Heat | G | Yes | Warehouse | Space Heating | RET | 337219.5603 | 174882.5126 | 1.9283
| Unit Heater_Com, G - Heat | G | Yes | Warehouse | Space Heating | REPL | 37027.8404 | 5022.2465 | 7.3728
| Unit Heater_Com, P - Heat | Prp | Yes | Warehouse | Space Heating | NC | 14458.2155 | 467.472 | 30.9285
| Unit Heater_Com, P - Heat | Prp | Yes | Warehouse | Space Heating | RET | 71717.2801 | 8866.0191 | 8.089
| Unit Heater_Com, P - Heat | Prp | Yes | Warehouse | Space Heating | REPL | 1.5112e-11 | 4.886e-13 | 30.9285
| Destratification Fans_Com, G - Heat | G | No | Warehouse | Space Heating | NC | 104670.6332 | 548618.6611 | 0.19079
| Destratification Fans_Com, G - Heat | G | No | Warehouse | Space Heating | RET | 604464.7059 | 3168229.7849 | 0.19079
| Destratification Fans_Com, G - Heat | G | No | Warehouse | Space Heating | REPL | 297809.7289 | 1560934.2348 | 0.19079
| Destratification Fans_Com, O - Heat | O | No | Warehouse | Space Heating | NC | 42185.5364 | 59844.0147 | 0.70492
| Destratification Fans_Com, O - Heat | O | No | Warehouse | Space Heating | RET | 243618.1591 | 345594.4846 | 0.70492
| Destratification Fans_Com, O - Heat | O | No | Warehouse | Space Heating | REPL | 120026.6167 | 170268.6569 | 0.70492
| Destratification Fans_Com, P - Heat | Prp | No | Warehouse | Space Heating | NC | 27602.3543 | 32548.8752 | 0.84803
| Destratification Fans_Com, P - Heat | Prp | No | Warehouse | Space Heating | RET | 159401.4282 | 187967.1977 | 0.84803
| Destratification Fans_Com, P - Heat | Prp | No | Warehouse | Space Heating | REPL | 78534.4336 | 92608.3133 | 0.84803
| Energy Recovery Ventilator_Com, G - Heat | G | Yes | Warehouse | Space Heating | NC | 71784.7191 | 29265.6746 | 2.4529
| Energy Recovery Ventilator_Com, G - Heat | G | Yes | Warehouse | Space Heating | RET | 422880.8156 | 172402.8806 | 2.4529
| Energy Recovery Ventilator_Com, G - Heat | G | Yes | Warehouse | Space Heating | REPL | 61272.7365 | 24980.0792 | 2.4529
| Energy Recovery Ventilator_Com, O - Heat | O | Yes | Warehouse | Space Heating | NC | 28931.4853 | 3192.3367 | 9.0628
| Energy Recovery Ventilator_Com, O - Heat | O | Yes | Warehouse | Space Heating | RET | 170434.1719 | 18805.922 | 9.0628
| Energy Recovery Ventilator_Com, O - Heat | O | Yes | Warehouse | Space Heating | REPL | 24694.828 | 2724.8585 | 9.0628
| Energy Recovery Ventilator_Com, P - Heat | Prp | Yes | Warehouse | Space Heating | NC | 18930.1162 | 1736.2967 | 10.9026
| Energy Recovery Ventilator_Com, P - Heat | Prp | Yes | Warehouse | Space Heating | RET | 111516.5246 | 10228.4516 | 10.9026
| Energy Recovery Ventilator_Com, P - Heat | Prp | Yes | Warehouse | Space Heating | REPL | 16158.0355 | 1482.0376 | 10.9026
| Forced Air Heating Maintenance_Com, G - Heat | G | No | Warehouse | Space Heating | RET | 7128.5291 | 9686.0861 | 0.73596
| Forced Air Heating Maintenance_Com, O - Heat | O | Yes | Warehouse | Space Heating | RET | 2538.4404 | 977.6282 | 2.5965
| Forced Air Heating Maintenance_Com, P - Heat | Prp | Yes | Warehouse | Space Heating | RET | 2381.9434 | 718.2031 | 3.3165
| Infrared Heater_Com, G - Heat | G | Yes | Warehouse | Space Heating | NC | 14843.842 | 1415.9066 | 10.4836
| Infrared Heater_Com, G - Heat | G | Yes | Warehouse | Space Heating | RET | 180549.5698 | 31810.1106 | 5.6759
| Infrared Heater_Com, G - Heat | G | Yes | Warehouse | Space Heating | REPL | 40055.0361 | 3820.7217 | 10.4836
| Steam Trap Maintenance_Com, G - Heat | G | Yes | Warehouse | Space Heating | RET | 14117.7416 | 3714.192 | 3.801
| Steam Trap Maintenance_Com, O - Heat | O | Yes | Warehouse | Space Heating | RET | 21028.1051 | 1530.9715 | 13.7351
| Windows_Com, E - Cool [Building w Elec Heat] | E | No | Warehouse | Cooling | NC | 227230.9021 | 596673.839 | 0.38083
| Windows_Com, E - Heat [Building w Elec Heat] | E | No | Warehouse | Space Heating | NC | 227230.9021 | 596673.839 | 0.38083
| Windows_Com, E - Cool [Building w Gas Heat] | E | No | Warehouse | Cooling | NC | 542545.1138 | 1218424.7278 | 0.44528
| Windows_Com, G - Heat [Building w Gas Heat] | G | No | Warehouse | Space Heating | NC | 542545.1138 | 1218424.7278 | 0.44528
| Windows_Com, E - Cool [Building w Oil Heat] | E | No | Warehouse | Cooling | NC | 158960.0115 | 327824.7758 | 0.48489
| Windows_Com, O - Heat [Building w Oil Heat] | O | No | Warehouse | Space Heating | NC | 158960.0115 | 327824.7758 | 0.48489
| Windows_Com, E - Cool [Building w Propane Heat] | E | No | Warehouse | Cooling | NC | 61630.2932 | 98795.6101 | 0.62382
| Windows_Com, P - Heat [Building w Propane Heat] | Prp | No | Warehouse | Space Heating | NC | 61630.2932 | 98795.6101 | 0.62382
| Window Film_Com, E - Cool [Building w Elec Heat] | E | No | Warehouse | Cooling | RET | 0 | 0 | 0
| Window Film_Com, E - Heat [Building w Elec Heat] | E | No | Warehouse | Space Heating | RET | 0 | 0 | 0
| Window Film_Com, E - Cool [Building w Gas Heat] | E | No | Warehouse | Cooling | RET | 0 | 0 | 0
| Window Film_Com, G - Heat [Building w Gas Heat] | G | No | Warehouse | Space Heating | RET | 0 | 0 | 0
| Window Film_Com, E - Cool [Building w Oil Heat] | E | No | Warehouse | Cooling | RET | 0 | 0 | 0
| Window Film_Com, O - Heat [Building w Oil Heat] | O | No | Warehouse | Space Heating | RET | 0 | 0 | 0
| Window Film_Com, E - Cool [Building w Propane Heat] | E | No | Warehouse | Cooling | RET | 0 | 0 | 0
| Window Film_Com, P - Heat [Building w Propane Heat] | Prp | No | Warehouse | Space Heating | RET | 0 | 0 | 0
| Motors and Fans_Com, E - Vent | E | Yes | Warehouse | Ventilation | NC | 15249.6383 | 9726.754 | 1.5678
| Motors and Fans_Com, E - Vent | E | No | Warehouse | Ventilation | RET | 46122.953 | 50177.6884 | 0.91919
| Motors and Fans_Com, E - Vent | E | Yes | Warehouse | Ventilation | REPL | 834.7843 | 532.4547 | 1.5678
| ECM Furnace Motors_Com, E - Vent | E | Yes | Warehouse | Ventilation | RET | 158650.592 | 64435.3329 | 2.4622
| VFD on HVAC System_Com, E - Vent | E | Yes | Warehouse | Ventilation | RET | 1723134.4636 | 342009.13 | 5.0383
| Kitchen DCV_Com, E - Vent [Building w Elec Heat] | E | Yes | Warehouse | Ventilation | NC | 942.3559 | 182.8186 | 5.1546
| Kitchen DCV_Com, E - Vent [Building w Elec Heat] | E | Yes | Warehouse | Ventilation | RET | 4942.2894 | 958.8124 | 5.1546
| Kitchen DCV_Com, E - Vent [Building w Elec Heat] | E | Yes | Warehouse | Ventilation | REPL | 361.1002 | 70.054 | 5.1546
| Kitchen DCV_Com, E - Heat [Building w Elec Heat] | E | Yes | Warehouse | Space Heating | NC | 942.3559 | 182.8186 | 5.1546
| Kitchen DCV_Com, E - Heat [Building w Elec Heat] | E | Yes | Warehouse | Space Heating | RET | 4942.2894 | 958.8124 | 5.1546
| Kitchen DCV_Com, E - Heat [Building w Elec Heat] | E | Yes | Warehouse | Space Heating | REPL | 361.1002 | 70.054 | 5.1546
| Kitchen DCV_Com, E - Vent [Building w Gas Heat] | E | Yes | Warehouse | Ventilation | NC | 942.3559 | 182.8186 | 5.1546
| Kitchen DCV_Com, E - Vent [Building w Gas Heat] | E | Yes | Warehouse | Ventilation | RET | 4942.2894 | 958.8124 | 5.1546
| Kitchen DCV_Com, E - Vent [Building w Gas Heat] | E | Yes | Warehouse | Ventilation | REPL | 361.1002 | 70.054 | 5.1546
| Kitchen DCV_Com, G - Heat [Building w Gas Heat] | G | Yes | Warehouse | Space Heating | NC | 1641.4745 | 66.0377 | 24.8566
| Kitchen DCV_Com, G - Heat [Building w Gas Heat] | G | Yes | Warehouse | Space Heating | RET | 8884.5507 | 346.342 | 25.6525
| Kitchen DCV_Com, G - Heat [Building w Gas Heat] | G | Yes | Warehouse | Space Heating | REPL | 649.135 | 25.3049 | 25.6525
| Kitchen DCV_Com, E - Vent [Building w Oil Heat] | E | Yes | Warehouse | Ventilation | NC | 1641.4745 | 66.0377 | 24.8566
| Kitchen DCV_Com, E - Vent [Building w Oil Heat] | E | Yes | Warehouse | Ventilation | RET | 8884.5507 | 346.342 | 25.6525
| Kitchen DCV_Com, E - Vent [Building w Oil Heat] | E | Yes | Warehouse | Ventilation | REPL | 649.135 | 25.3049 | 25.6525
| Kitchen DCV_Com, O - Heat [Building w Oil Heat] | O | Yes | Warehouse | Space Heating | NC | 1641.4745 | 66.0377 | 24.8566
| Kitchen DCV_Com, O - Heat [Building w Oil Heat] | O | Yes | Warehouse | Space Heating | RET | 8884.5507 | 346.342 | 25.6525
| Kitchen DCV_Com, O - Heat [Building w Oil Heat] | O | Yes | Warehouse | Space Heating | REPL | 649.135 | 25.3049 | 25.6525
| Kitchen DCV_Com, E - Vent [Building w Oil Heat] | E | Yes | Warehouse | Ventilation | NC | 1641.4745 | 66.0377 | 24.8566
| Kitchen DCV_Com, E - Vent [Building w Oil Heat] | E | Yes | Warehouse | Ventilation | RET | 8884.5507 | 346.342 | 25.6525
| Kitchen DCV_Com, E - Vent [Building w Oil Heat] | E | Yes | Warehouse | Ventilation | REPL | 649.135 | 25.3049 | 25.6525
| Kitchen DCV_Com, P - Heat [Building w Propane Heat] | Prp | Yes | Warehouse | Space Heating | NC | 250.0268 | 0 | 0
| Kitchen DCV_Com, P - Heat [Building w Propane Heat] | Prp | Yes | Warehouse | Space Heating | RET | 1363.104 | 0 | 0
| Kitchen DCV_Com, P - Heat [Building w Propane Heat] | Prp | Yes | Warehouse | Space Heating | REPL | 99.5929 | 0 | 0
| Duct Sealing Regulated_Com, E - Vent [Building w Elec Heat] | E | Yes | Warehouse | Ventilation | RET | 954496.7809 | 187163.0977 | 5.0998
| Duct Sealing Regulated_Com, E - Heat [Building w Elec Heat] | E | Yes | Warehouse | Space Heating | RET | 954496.7809 | 187163.0977 | 5.0998
| Duct Sealing Regulated_Com, E - Cool [Building w Elec Heat] | E | Yes | Warehouse | Cooling | RET | 954496.7809 | 187163.0977 | 5.0998
| Duct Sealing Regulated_Com, E - Vent [Building w Gas Heat] | E | Yes | Warehouse | Ventilation | RET | 2649638.9866 | 0 | 0
| Duct Sealing Regulated_Com, G - Heat [Building w Gas Heat] | G | Yes | Warehouse | Space Heating | RET | 2649638.9866 | 0 | 0
| Duct Sealing Regulated_Com, E - Cool [Building w Gas Heat] | E | Yes | Warehouse | Cooling | RET | 2649638.9866 | 0 | 0
| Duct Sealing Non Regulated_Com, E - Vent [Building w Oil Heat] | E | Yes | Warehouse | Ventilation | RET | 682031.1629 | 102831.2229 | 6.6325
| Duct Sealing Non Regulated_Com, O - Heat [Building w Oil Heat] | O | Yes | Warehouse | Space Heating | RET | 682031.1629 | 102831.2229 | 6.6325
| Duct Sealing Non Regulated_Com, E - Cool [Building w Oil Heat] | E | Yes | Warehouse | Cooling | RET | 682031.1629 | 102831.2229 | 6.6325
| Duct Sealing Non Regulated_Com, E - Vent [Building w Propane Heat] | E | Yes | Warehouse | Ventilation | RET | 295650.4508 | 0 | 0
| Duct Sealing Non Regulated_Com, P - Heat [Building w Propane Heat] | Prp | Yes | Warehouse | Space Heating | RET | 295650.4508 | 0 | 0
| Duct Sealing Non Regulated_Com, E - Cool [Building w Propane Heat] | E | Yes | Warehouse | Cooling | RET | 295650.4508 | 0 | 0
| Power Strip_Com, E - Plug [Tier 1] | E | Yes | Warehouse | Plug Loads | NC | 0 | 0 | 0
| Power Strip_Com, E - Plug [Tier 1] | E | Yes | Warehouse | Plug Loads | RET | 0 | 0 | 0
| Power Strip_Com, E - Plug [Tier 1] | E | Yes | Warehouse | Plug Loads | REPL | 0 | 0 | 0
| Power Strip_Com, E - Plug [Tier 2] | E | No | Warehouse | Plug Loads | NC | 40257.02 | 37904.2217 | 1.0621
| Power Strip_Com, E - Plug [Tier 2] | E | No | Warehouse | Plug Loads | RET | 343738.7852 | 340916.3004 | 1.0083
| Power Strip_Com, E - Plug [Tier 2] | E | No | Warehouse | Plug Loads | REPL | 290365.7703 | 273395.5105 | 1.0621
| Computer Power Management_Com, E - Plug | E | Yes | Warehouse | Plug Loads | RET | 204692.627 | 111148.7158 | 1.8416
| Vending Machine Controls_Com, E - Plug [Non-Refrigerated] | E | No | Warehouse | Plug Loads | RET | 38232.2909 | 41579.7665 | 0.91949
| Vending Machine Controls_Com, E - Plug [Refrigerated] | E | Yes | Warehouse | Plug Loads | RET | 114696.8727 | 22335.5939 | 5.1352
| Ovens_Com, E - Cook | E | Yes | Warehouse | Cooking | NC | 1231.0957 | 22.4731 | 54.7809
| Ovens_Com, E - Cook | E | Yes | Warehouse | Cooking | REPL | 12635.9483 | 230.6636 | 54.7809
| Fryers_Com, E - Cook | E | Yes | Warehouse | Cooking | NC | 202.0002 | 3.3667 | 60.0001
| Fryers_Com, E - Cook | E | Yes | Warehouse | Cooking | REPL | 2073.3271 | 34.5554 | 60.0001
| Griddles_Com, E - Cook | E | Yes | Warehouse | Cooking | NC | 56.3402 | 15.4409 | 3.6488
| Griddles_Com, E - Cook | E | Yes | Warehouse | Cooking | REPL | 578.2751 | 158.4847 | 3.6488
| Hot Food Holding Cabinet_Com, E - Cook | E | Yes | Warehouse | Cooking | NC | 245.1599 | 9.6141 | 25.4999
| Hot Food Holding Cabinet_Com, E - Cook | E | Yes | Warehouse | Cooking | REPL | 2516.3179 | 98.6794 | 25.4999
| Steamers_Com, E - Cook | E | Yes | Warehouse | Cooking | NC | 192.4767 | 33.766 | 5.7003
| Steamers_Com, E - Cook | E | Yes | Warehouse | Cooking | REPL | 1975.5778 | 346.5734 | 5.7003
| ES Refrigerator and Freezer_Com, E - Refr | E | Yes | Warehouse | Refrigeration | NC | 6522.8492 | 2398.6461 | 2.7194
| ES Refrigerator and Freezer_Com, E - Refr | E | Yes | Warehouse | Refrigeration | REPL | 66950.4278 | 24619.6685 | 2.7194
| Loading Dock Pit Seals_Com, E - Refr | E | No | Warehouse | Refrigeration | NC | 48041.5961 | 71321.1055 | 0.6736
| Loading Dock Pit Seals_Com, E - Refr | E | No | Warehouse | Refrigeration | RET | 591717.856 | 878446.4927 | 0.6736
| ECM Comp Cond Fan Motor_Com, E - Refr | E | Yes | Warehouse | Refrigeration | NC | 118676.3189 | 28441.5441 | 4.1726
| ECM Comp Cond Fan Motor_Com, E - Refr | E | Z | Warehouse | Refrigeration | RET | 0 | 0 | 0
| ECM Comp Cond Fan Motor_Com, E - Refr | E | Yes | Warehouse | Refrigeration | REPL | 442992.0755 | 106165.9039 | 4.1726
| Evap Fan Motor Replacement_Com, E - Refr | E | Yes | Warehouse | Refrigeration | NC | 182934.6116 | 83979.8916 | 2.1783
| Evap Fan Motor Replacement_Com, E - Refr | E | Yes | Warehouse | Refrigeration | RET | 1580742.0789 | 486542.2877 | 3.2489
| Evap Fan Motor Replacement_Com, E - Refr | E | Yes | Warehouse | Refrigeration | REPL | 58923.713 | 27050.141 | 2.1783
| Evap Fan Speed Controls_Com, E - Refr | E | Yes | Warehouse | Refrigeration | NC | 299577.2422 | 85158.3188 | 3.5179
| Evap Fan Speed Controls_Com, E - Refr | E | Yes | Warehouse | Refrigeration | RET | 3657839.0672 | 757885.9057 | 4.8264
| Refrigerated Vending Machine_Com, E - Refr | E | Yes | Warehouse | Refrigeration | NC | 7444.1297 | 3432.6037 | 2.1687
| Refrigerated Vending Machine_Com, E - Refr | E | Yes | Warehouse | Refrigeration | REPL | 65491.2322 | 30199.0233 | 2.1687
| Walk In Refrigeration_Com, E - Refr | E | Yes | Warehouse | Refrigeration | NC | 87545.4364 | 11617.9204 | 7.5354
| Refrigeration Tune Up_Com, E - Refr | E | Yes | Warehouse | Refrigeration | RET | 770080.0592 | 77469.7818 | 9.9404
| Walk In Cooler Retroft_Com, E - Refr | E | Yes | Warehouse | Refrigeration | RET | 210109.7237 | 39972.5455 | 5.2564
| Door Gasket Replacement_Com, E - Refr | E | Z | Warehouse | Refrigeration | RET | 0 | 0 | 0
| EnergyStar Dehumidifier_Com, E - Appl | E | Yes | Warehouse | Appliances | NC | 8456.511 | 1200.4804 | 7.0443
| EnergyStar Dehumidifier_Com, E - Appl | E | Yes | Warehouse | Appliances | REPL | 86797.5047 | 12321.713 | 7.0443
| Clothes Washer Elec WH_Com, E - Appl [unit w/ elec dry - Washer] | E | Yes | Warehouse | Appliances | NC | 5176.6653 | 1132.9449 | 4.5692
| Clothes Washer Elec WH_Com, E - Appl [unit w/ elec dry - Washer] | E | Yes | Warehouse | Appliances | REPL | 88380.182 | 19342.5441 | 4.5692
| Clothes Washer Elec WH_Com, E - Appl [unit w/ elec dry - Dryer] | E | Yes | Warehouse | Appliances | NC | 5176.6653 | 1132.9449 | 4.5692
| Clothes Washer Elec WH_Com, E - Appl [unit w/ elec dry - Dryer] | E | Yes | Warehouse | Appliances | REPL | 88380.182 | 19342.5441 | 4.5692
| Clothes Washer Elec WH_Com, E - HWat [unit w/ elec dry - Water Heater] | E | Yes | Warehouse | Water Heating | NC | 5176.6653 | 1132.9449 | 4.5692
| Clothes Washer Elec WH_Com, E - HWat [unit w/ elec dry - Water Heater] | E | Yes | Warehouse | Water Heating | REPL | 88380.182 | 19342.5441 | 4.5692
| Clothes Washer Elec WH_Com, E - Appl [unit w/ gas dry - Washer] | E | Yes | Warehouse | Appliances | NC | 1145.0353 | 283.2362 | 4.0427
| Clothes Washer Elec WH_Com, E - Appl [unit w/ gas dry - Washer] | E | Yes | Warehouse | Appliances | REPL | 19549.3577 | 4835.636 | 4.0428
| Clothes Washer Elec WH_Com, G - Oth [unit w/ gas dry - Dryer] | G | Yes | Warehouse | Other | NC | 1145.0353 | 283.2362 | 4.0427
| Clothes Washer Elec WH_Com, G - Oth [unit w/ gas dry - Dryer] | G | Yes | Warehouse | Other | REPL | 19549.3577 | 4835.636 | 4.0428
| Clothes Washer Elec WH_Com, E - HWat [unit w/ gas dry - Water Heater] | E | Yes | Warehouse | Water Heating | NC | 1145.0353 | 283.2362 | 4.0427
| Clothes Washer Elec WH_Com, E - HWat [unit w/ gas dry - Water Heater] | E | Yes | Warehouse | Water Heating | REPL | 19549.3577 | 4835.636 | 4.0428
| Clothes Washer Elec WH_Com, E - Appl [unit w/ propane dry - Washer] | E | Yes | Warehouse | Appliances | NC | 457.8397 | 113.2945 | 4.0411
| Clothes Washer Elec WH_Com, E - Appl [unit w/ propane dry - Washer] | E | Yes | Warehouse | Appliances | REPL | 7816.6478 | 1934.2544 | 4.0412
| Clothes Washer Elec WH_Com, P - Oth [unit w/ propane dry - Dryer] | Prp | Yes | Warehouse | Other | NC | 457.8397 | 113.2945 | 4.0411
| Clothes Washer Elec WH_Com, P - Oth [unit w/ propane dry - Dryer] | Prp | Yes | Warehouse | Other | REPL | 7816.6478 | 1934.2544 | 4.0412
| Clothes Washer Elec WH_Com, E - HWat [unit w/ propane dry - Water Heater] | E | Yes | Warehouse | Water Heating | NC | 457.8397 | 113.2945 | 4.0411
| Clothes Washer Elec WH_Com, E - HWat [unit w/ propane dry - Water Heater] | E | Yes | Warehouse | Water Heating | REPL | 7816.6478 | 1934.2544 | 4.0412
| Clothes Washer Gas WH_Com, E - Appl [unit w/ elec dry - Washer] | E | Yes | Warehouse | Appliances | NC | 2605.5897 | 566.4725 | 4.5997
| Clothes Washer Gas WH_Com, E - Appl [unit w/ elec dry - Washer] | E | Yes | Warehouse | Appliances | REPL | 44498.0968 | 9671.2721 | 4.6011
| Clothes Washer Gas WH_Com, E - Appl [unit w/ elec dry - Dryer] | E | Yes | Warehouse | Appliances | NC | 2605.5897 | 566.4725 | 4.5997
| Clothes Washer Gas WH_Com, E - Appl [unit w/ elec dry - Dryer] | E | Yes | Warehouse | Appliances | REPL | 44498.0968 | 9671.2721 | 4.6011
| Clothes Washer Gas WH_Com, G - HWat [unit w/ elec dry - Water Heater] | G | Yes | Warehouse | Water Heating | NC | 2605.5897 | 566.4725 | 4.5997
| Clothes Washer Gas WH_Com, G - HWat [unit w/ elec dry - Water Heater] | G | Yes | Warehouse | Water Heating | REPL | 44498.0968 | 9671.2721 | 4.6011
| Clothes Washer Gas WH_Com, E - Appl [unit w/ gas dry - Washer] | E | Yes | Warehouse | Appliances | NC | 8998.578 | 2209.2426 | 4.0732
| Clothes Washer Gas WH_Com, E - Appl [unit w/ gas dry - Washer] | E | Yes | Warehouse | Appliances | REPL | 153686.2129 | 37717.9611 | 4.0746
| Clothes Washer Gas WH_Com, G - Oth [unit w/ gas dry - Dryer] | G | Yes | Warehouse | Other | NC | 8998.578 | 2209.2426 | 4.0732
| Clothes Washer Gas WH_Com, G - Oth [unit w/ gas dry - Dryer] | G | Yes | Warehouse | Other | REPL | 153686.2129 | 37717.9611 | 4.0746
| Clothes Washer Gas WH_Com, G - HWat [unit w/ gas dry - Water Heater] | G | Yes | Warehouse | Water Heating | NC | 8998.578 | 2209.2426 | 4.0732
| Clothes Washer Gas WH_Com, G - HWat [unit w/ gas dry - Water Heater] | G | Yes | Warehouse | Water Heating | REPL | 153686.2129 | 37717.9611 | 4.0746
| Clothes Washer Gas WH_Com, E - Appl [unit w/ propane dry - Washer] | E | Yes | Warehouse | Appliances | NC | 461.2911 | 113.2945 | 4.0716
| Clothes Washer Gas WH_Com, E - Appl [unit w/ propane dry - Washer] | E | Yes | Warehouse | Appliances | REPL | 7878.249 | 1934.2544 | 4.073
| Clothes Washer Gas WH_Com, P - Oth [unit w/ propane dry - Dryer] | Prp | Yes | Warehouse | Other | NC | 461.2911 | 113.2945 | 4.0716
| Clothes Washer Gas WH_Com, P - Oth [unit w/ propane dry - Dryer] | Prp | Yes | Warehouse | Other | REPL | 7878.249 | 1934.2544 | 4.073
| Clothes Washer Gas WH_Com, G - HWat [unit w/ propane dry - Water Heater] | G | Yes | Warehouse | Water Heating | NC | 461.2911 | 113.2945 | 4.0716
| Clothes Washer Gas WH_Com, G - HWat [unit w/ propane dry - Water Heater] | G | Yes | Warehouse | Water Heating | REPL | 7878.249 | 1934.2544 | 4.073
| Clothes Washer Oil WH_Com, E - Appl [unit w/ elec dry - Washer] | E | Yes | Warehouse | Appliances | NC | 3103.963 | 679.7669 | 4.5662
| Clothes Washer Oil WH_Com, E - Appl [unit w/ elec dry - Washer] | E | Yes | Warehouse | Appliances | REPL | 52994.0573 | 11605.5265 | 4.5663
| Clothes Washer Oil WH_Com, E - Appl [unit w/ elec dry - Dryer] | E | Yes | Warehouse | Appliances | NC | 3103.963 | 679.7669 | 4.5662
| Clothes Washer Oil WH_Com, E - Appl [unit w/ elec dry - Dryer] | E | Yes | Warehouse | Appliances | REPL | 52994.0573 | 11605.5265 | 4.5663
| Clothes Washer Oil WH_Com, O - HWat [unit w/ elec dry - Water Heater] | O | Yes | Warehouse | Water Heating | NC | 3103.963 | 679.7669 | 4.5662
| Clothes Washer Oil WH_Com, O - HWat [unit w/ elec dry - Water Heater] | O | Yes | Warehouse | Water Heating | REPL | 52994.0573 | 11605.5265 | 4.5663
| Clothes Washer Oil WH_Com, E - Appl [unit w/ gas dry - Washer] | E | Yes | Warehouse | Appliances | NC | 457.6748 | 113.2945 | 4.0397
| Clothes Washer Oil WH_Com, E - Appl [unit w/ gas dry - Washer] | E | Yes | Warehouse | Appliances | REPL | 7814.0678 | 1934.2544 | 4.0398
| Clothes Washer Oil WH_Com, G - Oth [unit w/ gas dry - Dryer] | G | Yes | Warehouse | Other | NC | 457.6748 | 113.2945 | 4.0397
| Clothes Washer Oil WH_Com, G - Oth [unit w/ gas dry - Dryer] | G | Yes | Warehouse | Other | REPL | 7814.0678 | 1934.2544 | 4.0398
| Clothes Washer Oil WH_Com, O - HWat [unit w/ gas dry - Water Heater] | O | Yes | Warehouse | Water Heating | NC | 457.6748 | 113.2945 | 4.0397
| Clothes Washer Oil WH_Com, O - HWat [unit w/ gas dry - Water Heater] | O | Yes | Warehouse | Water Heating | REPL | 7814.0678 | 1934.2544 | 4.0398
| Clothes Washer Oil WH_Com, E - Appl [unit w/ propane dry - Washer] | E | Yes | Warehouse | Appliances | NC | 686.2505 | 169.9417 | 4.0382
| Clothes Washer Oil WH_Com, E - Appl [unit w/ propane dry - Washer] | E | Yes | Warehouse | Appliances | REPL | 11716.4587 | 2901.3816 | 4.0382
| Clothes Washer Oil WH_Com, P - Oth [unit w/ propane dry - Dryer] | Prp | Yes | Warehouse | Other | NC | 686.2505 | 169.9417 | 4.0382
| Clothes Washer Oil WH_Com, P - Oth [unit w/ propane dry - Dryer] | Prp | Yes | Warehouse | Other | REPL | 11716.4587 | 2901.3816 | 4.0382
| Clothes Washer Oil WH_Com, O - HWat [unit w/ propane dry - Water Heater] | O | Yes | Warehouse | Water Heating | NC | 686.2505 | 169.9417 | 4.0382
| Clothes Washer Oil WH_Com, O - HWat [unit w/ propane dry - Water Heater] | O | Yes | Warehouse | Water Heating | REPL | 11716.4587 | 2901.3816 | 4.0382
| Clothes Washer Propane WH_Com, E - Appl [unit w/ elec dry - Washer] | E | Yes | Warehouse | Appliances | NC | 518.1751 | 122.2884 | 4.2373
| Clothes Washer Propane WH_Com, E - Appl [unit w/ elec dry - Washer] | E | Yes | Warehouse | Appliances | REPL | 8847.3912 | 2088.0933 | 4.2371
| Clothes Washer Propane WH_Com, E - Appl [unit w/ elec dry - Dryer] | E | Yes | Warehouse | Appliances | NC | 518.1751 | 122.2884 | 4.2373
| Clothes Washer Propane WH_Com, E - Appl [unit w/ elec dry - Dryer] | E | Yes | Warehouse | Appliances | REPL | 8847.3912 | 2088.0933 | 4.2371
| Clothes Washer Propane WH_Com, P - HWat [unit w/ elec dry - Water Heater] | Prp | Yes | Warehouse | Water Heating | NC | 518.1751 | 122.2884 | 4.2373
| Clothes Washer Propane WH_Com, P - HWat [unit w/ elec dry - Water Heater] | Prp | Yes | Warehouse | Water Heating | REPL | 8847.3912 | 2088.0933 | 4.2371
| Clothes Washer Propane WH_Com, E - Appl [unit w/ gas dry - Washer] | E | Yes | Warehouse | Appliances | NC | 229.2613 | 57.3976 | 3.9943
| Clothes Washer Propane WH_Com, E - Appl [unit w/ gas dry - Washer] | E | Yes | Warehouse | Appliances | REPL | 3914.558 | 980.4448 | 3.9926
| Clothes Washer Propane WH_Com, G - Oth [unit w/ gas dry - Dryer] | G | Yes | Warehouse | Other | NC | 229.2613 | 57.3976 | 3.9943
| Clothes Washer Propane WH_Com, G - Oth [unit w/ gas dry - Dryer] | G | Yes | Warehouse | Other | REPL | 3914.558 | 980.4448 | 3.9926
| Clothes Washer Propane WH_Com, P - HWat [unit w/ gas dry - Water Heater] | Prp | Yes | Warehouse | Water Heating | NC | 229.2613 | 57.3976 | 3.9943
| Clothes Washer Propane WH_Com, P - HWat [unit w/ gas dry - Water Heater] | Prp | Yes | Warehouse | Water Heating | REPL | 3914.558 | 980.4448 | 3.9926
| Clothes Washer Propane WH_Com, E - Appl [unit w/ propane dry - Washer] | E | Yes | Warehouse | Appliances | NC | 458.5594 | 113.872 | 4.027
| Clothes Washer Propane WH_Com, E - Appl [unit w/ propane dry - Washer] | E | Yes | Warehouse | Appliances | REPL | 7829.7683 | 1944.5034 | 4.0266
| Clothes Washer Propane WH_Com, P - Oth [unit w/ propane dry - Dryer] | Prp | Yes | Warehouse | Other | NC | 458.5594 | 113.872 | 4.027
| Clothes Washer Propane WH_Com, P - Oth [unit w/ propane dry - Dryer] | Prp | Yes | Warehouse | Other | REPL | 7829.7683 | 1944.5034 | 4.0266
| Clothes Washer Propane WH_Com, P - HWat [unit w/ propane dry - Water Heater] | Prp | Yes | Warehouse | Water Heating | NC | 458.5594 | 113.872 | 4.027
| Clothes Washer Propane WH_Com, P - HWat [unit w/ propane dry - Water Heater] | Prp | Yes | Warehouse | Water Heating | REPL | 7829.7683 | 1944.5034 | 4.0266
| Dishwasher_Com, E - Appl [Building w elec WH] | E | Yes | Warehouse | Appliances | NC | 60.9515 | 25.9766 | 2.3464
| Dishwasher_Com, E - Appl [Building w elec WH] | E | Yes | Warehouse | Appliances | REPL | 593.4599 | 252.9233 | 2.3464
| Dishwasher_Com, E - HWat [Building w elec WH] | E | Yes | Warehouse | Water Heating | NC | 0.040009 | 0 | 0
| Dishwasher_Com, E - HWat [Building w elec WH] | E | Yes | Warehouse | Water Heating | REPL | 0.38955 | 0 | 0
| Dishwasher_Com, E - Appl [Building w gas WH] | E | Yes | Warehouse | Appliances | NC | 152.3788 | 64.9415 | 2.3464
| Dishwasher_Com, E - Appl [Building w gas WH] | E | Yes | Warehouse | Appliances | REPL | 1483.6498 | 632.3083 | 2.3464
| Dishwasher_Com, G - HWat [Building w gas WH] | G | Yes | Warehouse | Water Heating | NC | 1.4808 | 0 | 0
| Dishwasher_Com, G - HWat [Building w gas WH] | G | Yes | Warehouse | Water Heating | REPL | 14.9875 | 0 | 0
| Dishwasher_Com, E - Appl [Building w oil WH] | E | Yes | Warehouse | Appliances | NC | 15.2379 | 6.4941 | 2.3464
| Dishwasher_Com, E - Appl [Building w oil WH] | E | Yes | Warehouse | Appliances | REPL | 148.365 | 63.2308 | 2.3464
| Dishwasher_Com, O - HWat [Building w oil WH] | O | Yes | Warehouse | Water Heating | NC | 0.0067168 | 0 | 0
| Dishwasher_Com, O - HWat [Building w oil WH] | O | Yes | Warehouse | Water Heating | REPL | 0.067982 | 0 | 0
| Dishwasher_Com, E - Appl [Building w propane WH] | E | Yes | Warehouse | Appliances | NC | 15.2379 | 6.4941 | 2.3464
| Dishwasher_Com, E - Appl [Building w propane WH] | E | Yes | Warehouse | Appliances | REPL | 148.365 | 63.2308 | 2.3464
| Dishwasher_Com, P - HWat [Building w propane WH] | Prp | Yes | Warehouse | Water Heating | NC | 0.1176 | 0 | 0
| Dishwasher_Com, P - HWat [Building w propane WH] | Prp | Yes | Warehouse | Water Heating | REPL | 1.1902 | 0 | 0
| Faucet Aerator_Com, E - HWat | E | Yes | Warehouse | Water Heating | RET | 2446.5735 | 199.7429 | 12.2486
| Faucet Aerator_Com, G - HWat | G | Yes | Warehouse | Water Heating | RET | 38199.4897 | 6200.9992 | 6.1602
| Faucet Aerator_Com, O - HWat | O | Yes | Warehouse | Water Heating | RET | 1707.3012 | 75.8715 | 22.5025
| Faucet Aerator_Com, P - HWat | Prp | Yes | Warehouse | Water Heating | RET | 9943.2581 | 367.8977 | 27.0272
| Pre Rinse Sprayers_Com, E - HWat | E | Yes | Warehouse | Water Heating | RET | 95.936 | 2.2723 | 42.2194
| Pre Rinse Sprayers_Com, G - HWat | G | Yes | Warehouse | Water Heating | RET | 1790.0635 | 76.0308 | 23.5439
| Pre Rinse Sprayers_Com, O - HWat | O | Yes | Warehouse | Water Heating | RET | 70.7129 | 0.93026 | 76.0138
| Pre Rinse Sprayers_Com, P - HWat | Prp | Yes | Warehouse | Water Heating | RET | 402.6033 | 4.5108 | 89.2529
| Heat Pump Water Heater_Com, E - HWat | E | Yes | Warehouse | Water Heating | NC | 2178.5215 | 1534.1491 | 1.42
| Heat Pump Water Heater_Com, E - HWat | E | Yes | Warehouse | Water Heating | RET | 11462.3499 | 10044.1205 | 1.1412
| Heat Pump Water Heater_Com, E - HWat | E | Yes | Warehouse | Water Heating | REPL | 1341.6188 | 944.789 | 1.42
| FF Storage Water Heater_Com, G - HWat | G | No | Warehouse | Water Heating | NC | 5558.7625 | 16464.8013 | 0.33761
| FF Storage Water Heater_Com, G - HWat | G | No | Warehouse | Water Heating | RET | 35303.5784 | 372430.4558 | 0.094792
| FF Storage Water Heater_Com, G - HWat | G | No | Warehouse | Water Heating | REPL | 10026.7562 | 29698.795 | 0.33761
| FF Storage Water Heater_Com, O - HWat | O | Yes | Warehouse | Water Heating | NC | 251.295 | 201.453 | 1.2474
| FF Storage Water Heater_Com, O - HWat | O | No | Warehouse | Water Heating | RET | 1595.969 | 4556.8249 | 0.35024
| FF Storage Water Heater_Com, O - HWat | O | Yes | Warehouse | Water Heating | REPL | 453.2796 | 363.3758 | 1.2474
| FF Storage Water Heater_Com, P - HWat | Prp | Yes | Warehouse | Water Heating | NC | 1465.8833 | 976.8366 | 1.5006
| FF Storage Water Heater_Com, P - HWat | Prp | No | Warehouse | Water Heating | RET | 9309.7923 | 22095.8435 | 0.42134
| FF Storage Water Heater_Com, P - HWat | Prp | Yes | Warehouse | Water Heating | REPL | 2644.1235 | 1761.9932 | 1.5006
| FF Instantaneous Water Heater_Com, G - HWat | G | No | Warehouse | Water Heating | NC | 10816.6145 | 48863.3859 | 0.22136
| FF Instantaneous Water Heater_Com, G - HWat | G | No | Warehouse | Water Heating | RET | 50041.087 | 664443.6438 | 0.075313
| FF Instantaneous Water Heater_Com, G - HWat | G | No | Warehouse | Water Heating | REPL | 9.6097e-12 | 4.3411e-11 | 0.22136
| FF Instantaneous Water Heater_Com, O - HWat | O | No | Warehouse | Water Heating | NC | 492.1281 | 597.8617 | 0.82315
| FF Instantaneous Water Heater_Com, O - HWat | O | No | Warehouse | Water Heating | RET | 2276.7404 | 8129.7147 | 0.28005
| FF Instantaneous Water Heater_Com, O - HWat | O | No | Warehouse | Water Heating | REPL | 4.3721e-13 | 5.3115e-13 | 0.82315
| FF Instantaneous Water Heater_Com, P - HWat | Prp | No | Warehouse | Water Heating | NC | 2883.5867 | 2899.005 | 0.99468
| FF Instantaneous Water Heater_Com, P - HWat | Prp | No | Warehouse | Water Heating | RET | 13340.3857 | 39420.6293 | 0.33841
| FF Instantaneous Water Heater_Com, P - HWat | Prp | No | Warehouse | Water Heating | REPL | 2.5618e-12 | 2.5755e-12 | 0.99468
| Clothes Dryer_Com, E - Appl | E | Yes | Warehouse | Appliances | NC | 21408.0054 | 698.9616 | 30.6283
| Clothes Dryer_Com, E - Appl | E | Yes | Warehouse | Appliances | RET | 109900.7831 | 12477.2785 | 8.8081
| Clothes Dryer_Com, E - Appl | E | Yes | Warehouse | Appliances | REPL | 6518.6081 | 212.8296 | 30.6283
| Clothes Dryer_Com, G - Oth | G | No | Warehouse | Other | NC | 84.2531 | 91.4619 | 0.92118
| Clothes Dryer_Com, G - Oth | G | No | Warehouse | Other | RET | 449.6138 | 1999.4944 | 0.22486
| Clothes Dryer_Com, G - Oth | G | No | Warehouse | Other | REPL | 26.6682 | 28.95 | 0.92118
| Clothes Dryer_Com, P - Oth | Prp | Yes | Warehouse | Other | NC | 22.1643 | 5.4263 | 4.0846
| Clothes Dryer_Com, P - Oth | Prp | No | Warehouse | Other | RET | 118.2791 | 118.6276 | 0.99706
| Clothes Dryer_Com, P - Oth | Prp | Yes | Warehouse | Other | REPL | 7.0156 | 1.7176 | 4.0846
| Pnemautic to DDC_Com, E - TotE [Building w Elec Heat] | E | No | Warehouse | Total Electric | RET | 421760.8826 | 620306.9113 | 0.67992
| Pnemautic to DDC_Com, E - TotE [Building w Gas Heat] | E | No | Warehouse | Total Electric | RET | 446572.8094 | 2391768.2894 | 0.18671
| Pnemautic to DDC_Com, G - TotF [Building w Gas Heat] | G | No | Warehouse | Total FF | RET | 182844.7074 | 0 | n/a
| Pnemautic to DDC_Com, E - TotE [Building w Oil Heat] | E | No | Warehouse | Total Electric | RET | 120153.2009 | 643520.1826 | 0.18671
| Pnemautic to DDC_Com, O - TotF [Building w Oil Heat] | O | No | Warehouse | Total FF | RET | 90180.8972 | 0 | n/a
| Pnemautic to DDC_Com, E - TotE [Building w Propane Heat] | E | No | Warehouse | Total Electric | RET | 36210.2247 | 193935.8272 | 0.18671
| Pnemautic to DDC_Com, P - TotF [Building w Propane Heat] | Prp | No | Warehouse | Total FF | RET | 48217.3844 | 0 | n/a
| RCx_Com, E - TotE [Building w Elec Heat] | E | Yes | Warehouse | Total Electric | RET | 1118871.9536 | 409979.247 | 2.7291
| RCx_Com, E - TotE [Building w Gas Heat] | E | Yes | Warehouse | Total Electric | RET | 2284767.9356 | 1303969.7385 | 1.7522
| RCx_Com, G - TotF [Building w Gas Heat] | G | Yes | Warehouse | Total FF | RET | 310881.6812 | 0 | n/a
| RCx_Com, E - TotE [Building w Oil Heat] | E | Yes | Warehouse | Total Electric | RET | 614731.0697 | 350841.1948 | 1.7522
| RCx_Com, O - TotF [Building w Oil Heat] | O | Yes | Warehouse | Total FF | RET | 150762.7148 | 0 | n/a
| RCx_Com, E - TotE [Building w Propane Heat] | E | Yes | Warehouse | Total Electric | RET | 185259.735 | 105732.0021 | 1.7522
| RCx_Com, P - TotF [Building w Propane Heat] | Prp | Yes | Warehouse | Total FF | RET | 80475.6432 | 0 | n/a
| Commissioning_Com, E - TotE [Building w Elec Heat] | E | Yes | Warehouse | Total Electric | NC | 0 | 0 | n/a
| Commissioning_Com, E - TotE [Building w Gas Heat] | E | Yes | Warehouse | Total Electric | NC | 0 | 0 | n/a
| Commissioning_Com, G - TotF [Building w Gas Heat] | G | Yes | Warehouse | Total FF | NC | 0 | 0 | n/a
| Commissioning_Com, E - TotE [Building w Oil Heat] | E | Yes | Warehouse | Total Electric | NC | 0 | 0 | n/a
| Commissioning_Com, O - TotF [Building w Oil Heat] | O | Yes | Warehouse | Total FF | NC | 0 | 0 | n/a
| Commissioning_Com, E - TotE [Building w Propane Heat] | E | Yes | Warehouse | Total Electric | NC | 0 | 0 | n/a
| Commissioning_Com, P - TotF [Building w Propane Heat] | Prp | Yes | Warehouse | Total FF | NC | 0 | 0 | n/a
| Integrated Building Design_Com, E - TotE [Building w Elec Heat] | E | Yes | Warehouse | Total Electric | NC | 98475.9765 | 8206.6487 | 11.9995
| Integrated Building Design_Com, E - TotE [Building w Gas Heat] | E | Yes | Warehouse | Total Electric | NC | 201090.7083 | 26101.8615 | 7.7041
| Integrated Building Design_Com, G - TotF [Building w Gas Heat] | G | Yes | Warehouse | Total FF | NC | 26091.0732 | 0 | n/a
| Integrated Building Design_Com, E - TotE [Building w Oil Heat] | E | Yes | Warehouse | Total Electric | NC | 54104.7098 | 7022.8687 | 7.7041
| Integrated Building Design_Com, O - TotF [Building w Oil Heat] | O | Yes | Warehouse | Total FF | NC | 12868.3873 | 0 | n/a
| Integrated Building Design_Com, E - TotE [Building w Propane Heat] | E | Yes | Warehouse | Total Electric | NC | 16305.3808 | 2116.4618 | 7.7041
| Integrated Building Design_Com, P - TotF [Building w Propane Heat] | Prp | Yes | Warehouse | Total FF | NC | 6880.3926 | 0 | n/a
| Deep Energy Retrofit_Com, E - TotE [Building w Elec Heat] | E | Yes | Warehouse | Total Electric | RET | 424934.4363 | 228555.7643 | 1.8592
| Deep Energy Retrofit_Com, E - TotE [Building w Gas Heat] | E | Yes | Warehouse | Total Electric | RET | 867728.0467 | 726938.7471 | 1.1937
| Deep Energy Retrofit_Com, G - TotF [Building w Gas Heat] | G | Yes | Warehouse | Total FF | RET | 117034.2181 | 0 | n/a
| Deep Energy Retrofit_Com, E - TotE [Building w Oil Heat] | E | Yes | Warehouse | Total Electric | RET | 233467.6455 | 195587.4059 | 1.1937
| Deep Energy Retrofit_Com, O - TotF [Building w Oil Heat] | O | Yes | Warehouse | Total FF | RET | 57722.488 | 0 | n/a
| Deep Energy Retrofit_Com, E - TotE [Building w Propane Heat] | E | Yes | Warehouse | Total Electric | RET | 70359.473 | 58943.6142 | 1.1937
| Deep Energy Retrofit_Com, P - TotF [Building w Propane Heat] | Prp | Yes | Warehouse | Total FF | RET | 30862.7157 | 0 | n/a
| EMS_Com, E - TotE [Building w Elec Heat] | E | Yes | Warehouse | Total Electric | NC | 179121.8331 | 110387.4705 | 1.6227
| EMS_Com, E - TotE [Building w Elec Heat] | E | Yes | Warehouse | Total Electric | RET | 2690308.9794 | 1318829.9027 | 2.0399
| EMS_Com, E - TotE [Building w Gas Heat] | E | Yes | Warehouse | Total Electric | NC | 365771.811 | 351095.6275 | 1.0418
| EMS_Com, E - TotE [Building w Gas Heat] | E | No | Warehouse | Total Electric | RET | 5493686.4521 | 8389274.8031 | 0.65485
| EMS_Com, G - TotF [Building w Gas Heat] | G | Yes | Warehouse | Total FF | NC | 50847.9411 | 0 | n/a
| EMS_Com, G - TotF [Building w Gas Heat] | G | No | Warehouse | Total FF | RET | 793882.6164 | 0 | n/a
| EMS_Com, E - TotE [Building w Oil Heat] | E | Yes | Warehouse | Total Electric | NC | 98413.1881 | 94464.4694 | 1.0418
| EMS_Com, E - TotE [Building w Oil Heat] | E | No | Warehouse | Total Electric | RET | 1478110.6199 | 2257186.7338 | 0.65485
| EMS_Com, O - TotF [Building w Oil Heat] | O | Yes | Warehouse | Total FF | NC | 25078.732 | 0 | n/a
| EMS_Com, O - TotF [Building w Oil Heat] | O | No | Warehouse | Total FF | RET | 391551.0973 | 0 | n/a
| EMS_Com, E - TotE [Building w Propane Heat] | E | Yes | Warehouse | Total Electric | NC | 29658.4995 | 28468.4855 | 1.0418
| EMS_Com, E - TotE [Building w Propane Heat] | E | No | Warehouse | Total Electric | RET | 445453.9476 | 680241.876 | 0.65485
| EMS_Com, P - TotF [Building w Propane Heat] | Prp | Yes | Warehouse | Total FF | NC | 13408.9469 | 0 | n/a
| EMS_Com, P - TotF [Building w Propane Heat] | Prp | No | Warehouse | Total FF | RET | 209352.2061 | 0 | n/a
| VFDs on HVAC Pumps_Com, E - Oth | E | Yes | Warehouse | Other | RET | 688870.9742 | 210396.2271 | 3.2742
| ECM Circulators_Com, E - Oth | E | Yes | Warehouse | Other | RET | 1898045.8912 | 957002.0716 | 1.9833
| Motors_Com, E - Oth | E | Yes | Warehouse | Other | NC | 24152.6415 | 11684.4328 | 2.0671
| Motors_Com, E - Oth | E | Yes | Warehouse | Other | RET | 219277.1192 | 180830.4696 | 1.2126
| Motors_Com, E - Oth | E | Yes | Warehouse | Other | REPL | 1322.1459 | 639.6205 | 2.0671
| Ext Area Ltg_Com, E - ExtL | E | Yes | Warehouse | Exterior Lighting | NC | 97682.6325 | 21683.9531 | 4.5048
| Ext Area Ltg_Com, E - ExtL | E | Yes | Warehouse | Exterior Lighting | RET | 601567.8342 | 133538.2591 | 4.5048
| Ext Area Ltg_Com, E - ExtL | E | Yes | Warehouse | Exterior Lighting | REPL | 798444.6057 | 177241.6951 | 4.5048
| Street Ltg_Com, E - ExtL | E | Yes | Warehouse | Exterior Lighting | NC | 18182.8523 | 3433.8589 | 5.2952
| Street Ltg_Com, E - ExtL | E | Yes | Warehouse | Exterior Lighting | RET | 111977.1116 | 21147.0456 | 5.2952
| Street Ltg_Com, E - ExtL | E | Yes | Warehouse | Exterior Lighting | REPL | 148624.1712 | 28067.8978 | 5.2952
| Ext Ltg Ctrls_Com, E - ExtL | E | Yes | Warehouse | Exterior Lighting | RET | 559622.8996 | 116146.0813 | 4.8183
| Ext Ltg Dsgn_Com, E - ExtL | E | Yes | Warehouse | Exterior Lighting | NC | 13950.5798 | 2551.6213 | 5.4673
| Ext Ltg Dsgn_Com, E - ExtL | E | Yes | Warehouse | Exterior Lighting | REPL | 114550.8311 | 20951.8421 | 5.4673
| Int Ltg Ctrls_Com, E - IntL [No Heat] | E | Yes | Warehouse | Interior Lighting | RET | 1576768.3123 | 403329.8776 | 3.9094
| Int Ltg Ctrls_Com, E - IntL [Electric Heat] | E | Yes | Warehouse | Interior Lighting | RET | 665898.5528 | 241009.8347 | 2.763
| Int Ltg Ctrls_Com, E/G - IntL | E | Yes | Warehouse | Interior Lighting | RET | 5314712.291 | 1722313.1985 | 3.0858
| Int Ltg Ctrls_Com, E/O - IntL | E | Yes | Warehouse | Interior Lighting | RET | 1218126.6225 | 636539.5339 | 1.9137
| Int Ltg Ctrls_Com, E/P - IntL | E | Yes | Warehouse | Interior Lighting | RET | 158884.5638 | 91773.3393 | 1.7313
| Exit Sign RetFit_Com, E - IntL [No Heat] | E | Yes | Warehouse | Interior Lighting | RET | 105555.8799 | 27283.2085 | 3.8689
| Exit Sign RetFit_Com, E - IntL [Electric Heat] | E | Yes | Warehouse | Interior Lighting | RET | 44967.5913 | 16301.3325 | 2.7585
| Exit Sign RetFit_Com, E/G - IntL | E | Yes | Warehouse | Interior Lighting | RET | 364953.9938 | 150783.0776 | 2.4204
| Exit Sign RetFit_Com, E/O - IntL | E | Yes | Warehouse | Interior Lighting | RET | 83062.8355 | 71580.29 | 1.1604
| Exit Sign RetFit_Com, E/P - IntL | E | No | Warehouse | Interior Lighting | RET | 10808.031 | 10668.4135 | 1.0131
| LED HiLo Bay_Com, E - IntL [No Heat] | E | Yes | Warehouse | Interior Lighting | NC | 218309.4161 | 98300.8284 | 2.2208
| LED HiLo Bay_Com, E - IntL [No Heat] | E | Yes | Warehouse | Interior Lighting | RET | 1527966.9866 | 688016.2261 | 2.2208
| LED HiLo Bay_Com, E - IntL [No Heat] | E | Yes | Warehouse | Interior Lighting | REPL | 80184.2245 | 36105.5232 | 2.2208
| LED HiLo Bay_Com, E - IntL [Electric Heat] | E | Yes | Warehouse | Interior Lighting | NC | 92186.2077 | 58733.3594 | 1.5696
| LED HiLo Bay_Com, E - IntL [Electric Heat] | E | Yes | Warehouse | Interior Lighting | RET | 645219.4529 | 411079.9974 | 1.5696
| LED HiLo Bay_Com, E - IntL [Electric Heat] | E | Yes | Warehouse | Interior Lighting | REPL | 33859.6461 | 21572.5412 | 1.5696
| LED HiLo Bay_Com, E/G - IntL | E | Yes | Warehouse | Interior Lighting | NC | 742078.3523 | 388801.289 | 1.9086
| LED HiLo Bay_Com, E/G - IntL | E | Yes | Warehouse | Interior Lighting | RET | 5193872.2762 | 2721254.7431 | 1.9086
| LED HiLo Bay_Com, E/G - IntL | E | Yes | Warehouse | Interior Lighting | REPL | 272562.5777 | 142805.2459 | 1.9086
| LED HiLo Bay_Com, E/O - IntL | E | Yes | Warehouse | Interior Lighting | NC | 168895.6229 | 128086.1335 | 1.3186
| LED HiLo Bay_Com, E/O - IntL | E | Yes | Warehouse | Interior Lighting | RET | 1182115.4605 | 896486.2209 | 1.3186
| LED HiLo Bay_Com, E/O - IntL | E | Yes | Warehouse | Interior Lighting | REPL | 62034.7248 | 47045.5533 | 1.3186
| LED HiLo Bay_Com, E/P - IntL | E | Yes | Warehouse | Interior Lighting | NC | 21976.4847 | 18130.4037 | 1.2121
| LED HiLo Bay_Com, E/P - IntL | E | Yes | Warehouse | Interior Lighting | RET | 153815.3674 | 126896.305 | 1.2121
| LED HiLo Bay_Com, E/P - IntL | E | Yes | Warehouse | Interior Lighting | REPL | 8071.8799 | 6659.2288 | 1.2121
| Repl Scre_Com, E - IntL [No Heat] | E | Yes | Warehouse | Interior Lighting | NC | 0 | 0 | n/a
| Repl Scre_Com, E - IntL [No Heat] | E | Yes | Warehouse | Interior Lighting | RET | 0 | 0 | n/a
| Repl Scre_Com, E - IntL [No Heat] | E | Yes | Warehouse | Interior Lighting | REPL | 0 | 0 | n/a
| Repl Scre_Com, E - IntL [Electric Heat] | E | Yes | Warehouse | Interior Lighting | NC | 0 | 0 | n/a
| Repl Scre_Com, E - IntL [Electric Heat] | E | Yes | Warehouse | Interior Lighting | RET | 0 | 0 | n/a
| Repl Scre_Com, E - IntL [Electric Heat] | E | Yes | Warehouse | Interior Lighting | REPL | 0 | 0 | n/a
| Repl Scre_Com, E/G - IntL | E | Yes | Warehouse | Interior Lighting | NC | 0 | 0 | n/a
| Repl Scre_Com, E/G - IntL | E | Yes | Warehouse | Interior Lighting | RET | 0 | 0 | n/a
| Repl Scre_Com, E/G - IntL | E | Yes | Warehouse | Interior Lighting | REPL | 0 | 0 | n/a
| Repl Scre_Com, E/O - IntL | E | Yes | Warehouse | Interior Lighting | NC | 0 | 0 | n/a
| Repl Scre_Com, E/O - IntL | E | Yes | Warehouse | Interior Lighting | RET | 0 | 0 | n/a
| Repl Scre_Com, E/O - IntL | E | Yes | Warehouse | Interior Lighting | REPL | 0 | 0 | n/a
| Repl Scre_Com, E/P - IntL | E | Yes | Warehouse | Interior Lighting | NC | 0 | 0 | n/a
| Repl Scre_Com, E/P - IntL | E | Yes | Warehouse | Interior Lighting | RET | 0 | 0 | n/a
| Repl Scre_Com, E/P - IntL | E | Yes | Warehouse | Interior Lighting | REPL | 0 | 0 | n/a
| Lin LED Fixture_Com, E - IntL [No Heat] | E | Yes | Warehouse | Interior Lighting | NC | 26270.0666 | 14535.2479 | 1.8073
| Lin LED Fixture_Com, E - IntL [No Heat] | E | Yes | Warehouse | Interior Lighting | RET | 147860.5805 | 123956.6248 | 1.1928
| Lin LED Fixture_Com, E - IntL [No Heat] | E | Yes | Warehouse | Interior Lighting | REPL | 16695.8597 | 9237.8319 | 1.8073
| Lin LED Fixture_Com, E - IntL [Electric Heat] | E | Yes | Warehouse | Interior Lighting | NC | 11191.2441 | 8684.6058 | 1.2886
| Lin LED Fixture_Com, E - IntL [Electric Heat] | E | No | Warehouse | Interior Lighting | RET | 62989.7089 | 74062.3361 | 0.8505
| Lin LED Fixture_Com, E - IntL [Electric Heat] | E | Yes | Warehouse | Interior Lighting | REPL | 7112.5606 | 5519.4744 | 1.2886
| Lin LED Fixture_Com, E/G - IntL | E | Yes | Warehouse | Interior Lighting | NC | 90827.396 | 56459.4238 | 1.6087
| Lin LED Fixture_Com, E/G - IntL | E | Yes | Warehouse | Interior Lighting | RET | 511220.3076 | 457054.4408 | 1.1185
| Lin LED Fixture_Com, E/G - IntL | E | Yes | Warehouse | Interior Lighting | REPL | 57725.0711 | 35882.6125 | 1.6087
| Lin LED Fixture_Com, E/O - IntL | E | Yes | Warehouse | Interior Lighting | NC | 20672.1427 | 18069.4767 | 1.144
| Lin LED Fixture_Com, E/O - IntL | E | No | Warehouse | Interior Lighting | RET | 116352.7706 | 133402.1254 | 0.8722
| Lin LED Fixture_Com, E/O - IntL | E | Yes | Warehouse | Interior Lighting | REPL | 13138.1165 | 11484.0001 | 1.144
| Lin LED Fixture_Com, E/P - IntL | E | No | Warehouse | Interior Lighting | NC | 2689.833 | 2542.0588 | 1.0581
| Lin LED Fixture_Com, E/P - IntL | E | No | Warehouse | Interior Lighting | RET | 15139.6752 | 18432.488 | 0.82136
| Lin LED Fixture_Com, E/P - IntL | E | No | Warehouse | Interior Lighting | REPL | 1709.5151 | 1615.5976 | 1.0581
| LED Tube Repl_Com, E - IntL [No Heat] | E | Yes | Warehouse | Interior Lighting | RET | 997179.6231 | 94284.2601 | 10.5763
| LED Tube Repl_Com, E - IntL [No Heat] | E | Yes | Warehouse | Interior Lighting | REPL | 470964.401 | 44530.1218 | 10.5763
| LED Tube Repl_Com, E - IntL [Electric Heat] | E | Yes | Warehouse | Interior Lighting | RET | 424805.9487 | 56333.5165 | 7.5409
| LED Tube Repl_Com, E - IntL [Electric Heat] | E | Yes | Warehouse | Interior Lighting | REPL | 200634.3436 | 26606.1201 | 7.5409
| LED Tube Repl_Com, E/G - IntL | E | Yes | Warehouse | Interior Lighting | RET | 3447696.9575 | 632982.7709 | 5.4467
| LED Tube Repl_Com, E/G - IntL | E | Yes | Warehouse | Interior Lighting | REPL | 1628335.051 | 298955.5188 | 5.4467
| LED Tube Repl_Com, E/O - IntL | E | Yes | Warehouse | Interior Lighting | RET | 784689.2761 | 340181.7174 | 2.3067
| LED Tube Repl_Com, E/O - IntL | E | Yes | Warehouse | Interior Lighting | REPL | 370605.9634 | 160666.6192 | 2.3067
| LED Tube Repl_Com, E/P - IntL | E | Yes | Warehouse | Interior Lighting | RET | 102102.7753 | 51356.4848 | 1.9881
| LED Tube Repl_Com, E/P - IntL | E | Yes | Warehouse | Interior Lighting | REPL | 48222.7788 | 24255.4857 | 1.9881
| Repl pin CFL wLED_Com, E - IntL [No Heat] | E | Yes | Warehouse | Interior Lighting | RET | 14862.2212 | 7877.2228 | 1.8867
| Repl pin CFL wLED_Com, E - IntL [No Heat] | E | Yes | Warehouse | Interior Lighting | REPL | 14498.8707 | 7684.641 | 1.8867
| Repl pin CFL wLED_Com, E - IntL [Electric Heat] | E | Yes | Warehouse | Interior Lighting | RET | 6331.417 | 4706.5296 | 1.3452
| Repl pin CFL wLED_Com, E - IntL [Electric Heat] | E | Yes | Warehouse | Interior Lighting | REPL | 6176.6269 | 4591.4647 | 1.3452
| Repl pin CFL wLED_Com, E/G - IntL | E | Yes | Warehouse | Interior Lighting | RET | 51385.361 | 30821.5276 | 1.6672
| Repl pin CFL wLED_Com, E/G - IntL | E | Yes | Warehouse | Interior Lighting | REPL | 50129.0954 | 30068.0051 | 1.6672
| Repl pin CFL wLED_Com, E/O - IntL | E | Yes | Warehouse | Interior Lighting | RET | 11695.2105 | 9937.885 | 1.1768
| Repl pin CFL wLED_Com, E/O - IntL | E | Yes | Warehouse | Interior Lighting | REPL | 11409.2868 | 9694.9243 | 1.1768
| Repl pin CFL wLED_Com, E/P - IntL | E | Yes | Warehouse | Interior Lighting | RET | 1521.766 | 1398.813 | 1.0879
| Repl pin CFL wLED_Com, E/P - IntL | E | Yes | Warehouse | Interior Lighting | REPL | 1484.562 | 1364.6149 | 1.0879
| Refrig Case LED_Com, E - IntL | E | Yes | Warehouse | Interior Lighting | NC | 47899.2496 | 15567.4466 | 3.0769
| Refrig Case LED_Com, E - IntL | E | Yes | Warehouse | Interior Lighting | RET | 245830.6951 | 79895.9534 | 3.0769
| Refrig Case LED_Com, E - IntL | E | Yes | Warehouse | Interior Lighting | REPL | 76818.3077 | 24966.2554 | 3.0769
| Refrig Case Ctrls_Com, E - IntL | E | Yes | Warehouse | Interior Lighting | RET | 144920.4922 | 119824.5061 | 1.2094
| Stair Occ Sensor_Com, E - IntL [No Heat] | E | Yes | Warehouse | Interior Lighting | NC | 9325.179 | 4022.9779 | 2.318
| Stair Occ Sensor_Com, E - IntL [No Heat] | E | Yes | Warehouse | Interior Lighting | RET | 86142.1458 | 37162.6058 | 2.318
| Stair Occ Sensor_Com, E - IntL [Electric Heat] | E | Yes | Warehouse | Interior Lighting | NC | 3972.5957 | 2403.6726 | 1.6527
| Stair Occ Sensor_Com, E - IntL [Electric Heat] | E | Yes | Warehouse | Interior Lighting | RET | 36697.1959 | 22204.1332 | 1.6527
| Stair Occ Sensor_Com, E/G - IntL | E | Yes | Warehouse | Interior Lighting | NC | 32241.3238 | 18652.3311 | 1.7285
| Stair Occ Sensor_Com, E/G - IntL | E | Yes | Warehouse | Interior Lighting | RET | 297832.0126 | 172302.5189 | 1.7285
| Stair Occ Sensor_Com, E/O - IntL | E | No | Warehouse | Interior Lighting | NC | 7338.064 | 7531.4142 | 0.97433
| Stair Occ Sensor_Com, E/O - IntL | E | No | Warehouse | Interior Lighting | RET | 67786.0001 | 69572.0893 | 0.97433
| Stair Occ Sensor_Com, E/P - IntL | E | No | Warehouse | Interior Lighting | NC | 954.8196 | 1098.9932 | 0.86881
| Stair Occ Sensor_Com, E/P - IntL | E | No | Warehouse | Interior Lighting | RET | 8820.2285 | 10152.0448 | 0.86881
| Int Delamping_Com, E - IntL [No Heat] | E | Yes | Warehouse | Interior Lighting | RET | 14462.7714 | 1184.4996 | 12.21
| Int Delamping_Com, E - IntL [Electric Heat] | E | Yes | Warehouse | Interior Lighting | RET | 6161.2484 | 504.6057 | 12.21
| Int Delamping_Com, E/G - IntL | E | Yes | Warehouse | Interior Lighting | RET | 50004.284 | 8774.1326 | 5.6991
| Int Delamping_Com, E/O - IntL | E | Yes | Warehouse | Interior Lighting | RET | 11380.88 | 4866.6009 | 2.3386
| Int Delamping_Com, E/P - IntL | E | Yes | Warehouse | Interior Lighting | RET | 1480.8657 | 737.1648 | 2.0089
| Int Ltg Dsgn_Com, E - IntL [No Heat] | E | Yes | Warehouse | Interior Lighting | NC | 47487.2748 | 9074.808 | 5.2329
| Int Ltg Dsgn_Com, E - IntL [Electric Heat] | E | Yes | Warehouse | Interior Lighting | NC | 20229.9329 | 3865.9358 | 5.2329
| Int Ltg Dsgn_Com, E/G - IntL | E | Yes | Warehouse | Interior Lighting | NC | 164184.796 | 46738.0744 | 3.5129
| Int Ltg Dsgn_Com, E/O - IntL | E | Yes | Warehouse | Interior Lighting | NC | 37368.1476 | 20059.6656 | 1.8628
| Int Ltg Dsgn_Com, E/P - IntL | E | Yes | Warehouse | Interior Lighting | NC | 4862.2961 | 2951.3798 | 1.6475
Note on H4: Note that the costs and benefits for linked measures (i.e. measures that impact both heating and cooling are listed once for each end use). These represent the total costs and benefits for all parts of the linked measure.