## List of Tables
List of Tables
| No. | Table Name | Link
| D1 | Cumulative Electric Savings by Technology - Downstate | Table D1
| D2 | Cumulative Electric Savings by Technology - Long Island/Hudson Valley | Table D2
| D3 | Cumulative Electric Savings by Technology - Upstate | Table D3
| D4 | Cumulative Gas Savings by Technology - Downstate | Table D4
| D5 | Cumulative Gas Savings by Technology - Long Island/Hudson Valley | Table D5
| D6 | Cumulative Gas Savings by Technology - Upstate | Table D6
| D7 | Cumulative Oil Savings by Technology - Downstate | Table D7
| D8 | Cumulative Oil Savings by Technology - Long Island/Hudson Valley | Table D8
| D9 | Cumulative Oil Savings by Technology - Upstate | Table D9
| D10 | Cumulative Propane Savings by Technology - Downstate | Table D10
| D11 | Cumulative Propane Savings by Technology - Long Island/Hudson Valley | Table D11
| D12 | Cumulative Propane Savings by Technology - Upstate | Table D12
| D13 | Cost Effectiveness - Downstate | Table D13
| D14 | Cost Effectiveness - Long Island/Hudson Valley | Table D14
| D15 | Cost Effectiveness - Upstate | Table D15

## Table D1
Table D1. Cumulative Electric Savings by Technology - Downstate
Return to List of Tables
Cumulative MWh Saved at Meter
| Measure Name | Primary Fuel - Electric (E), Gas (G), Oil (O), or Propane (P) | Cost Effective? | Building Type | End Use | New Construction (NC), Replacement (REPL), or Retrofit (RET) | 2020 | 2021 | 2022 | 2023 | 2024 | 2025 | 2026 | 2027 | 2028 | 2029
| Room Air Conditioner_Com, E - Cool | E | Yes | Small Office | Cooling | NC | 0 | 0 | 0 | 0 | 0 | 0 | 0 | 0 | 0 | 0
| Room Air Conditioner_Com, E - Cool | E | Yes | Small Office | Cooling | RET | 0 | 0 | 0 | 0 | 0 | 0 | 0 | 0 | 0 | 0
| Room Air Conditioner_Com, E - Cool | E | Yes | Small Office | Cooling | REPL | 0 | 0 | 0 | 0 | 0 | 0 | 0 | 0 | 0 | 0
| Computer Room Air Conditioner_Com, E - Cool | E | Yes | Small Office | Cooling | NC | 19.6583 | 38.1043 | 55.8698 | 73.0622 | 89.3265 | 105.477 | 121.6053 | 137.3023 | 152.9482 | 168.4015
| Computer Room Air Conditioner_Com, E - Cool | E | Yes | Small Office | Cooling | REPL | 100.8951 | 199.098 | 301.9714 | 403.714 | 504.9317 | 606.4202 | 706.765 | 809.4653 | 913.1153 | 1014.5324
| Mini Split Ductless AC_Com, E - Cool | E | Yes | Small Office | Cooling | NC | 0 | 0 | 0 | 0 | 0 | 0 | 0 | 0 | 0 | 0
| Mini Split Ductless AC_Com, E - Cool | E | Yes | Small Office | Cooling | RET | 0 | 0 | 0 | 0 | 0 | 0 | 0 | 0 | 0 | 0
| Mini Split Ductless AC_Com, E - Cool | E | Yes | Small Office | Cooling | REPL | 0 | 0 | 0 | 0 | 0 | 0 | 0 | 0 | 0 | 0
| Eff Unitary AC_Com, E - Cool | E | Yes | Small Office | Cooling | NC | 59.2869 | 114.9175 | 168.4962 | 220.3461 | 269.3971 | 318.1051 | 366.7459 | 414.0862 | 461.2721 | 507.8771
| Eff Unitary AC_Com, E - Cool | E | No | Small Office | Cooling | RET | 471.4953 | 909.0772 | 1346.1614 | 1758.3465 | 2149.3435 | 2523.1626 | 2875.5872 | 3243.5405 | 3621.8787 | 3998.5806
| Eff Unitary AC_Com, E - Cool | E | Yes | Small Office | Cooling | REPL | 405.7154 | 753.2185 | 1092.4283 | 1403.362 | 1688.271 | 1949.4563 | 2183.4876 | 2418.9056 | 2652.3553 | 2876.7199
| PTAC_Com, E - Cool | E | Yes | Small Office | Cooling | NC | 0 | 0 | 0 | 0 | 0 | 0 | 0 | 0 | 0 | 0
| PTAC_Com, E - Cool | E | Yes | Small Office | Cooling | RET | 0 | 0 | 0 | 0 | 0 | 0 | 0 | 0 | 0 | 0
| PTAC_Com, E - Cool | E | Yes | Small Office | Cooling | REPL | 0 | 0 | 0 | 0 | 0 | 0 | 0 | 0 | 0 | 0
| Unitary Equipment Economizer_Com, E - Cool | E | No | Small Office | Cooling | RET | 487.851 | 962.6848 | 1460.1013 | 1952.0501 | 2441.4612 | 2932.1819 | 3417.3718 | 3913.9515 | 4415.1234 | 4905.4985
| AC Tuneup_Com, E - Cool [ASHP] | E | Yes | Small Office | Cooling | RET | 43.1326 | 85.1143 | 129.0926 | 172.5874 | 215.858 | 216.1117 | 217.0273 | 216.9533 | 217.7688 | 217.854
| AC Tuneup_Com, E - Heat [ASHP] | E | Yes | Small Office | Space Heating | RET | 34.8116 | 68.6942 | 104.1884 | 139.2923 | 174.2152 | 174.42 | 175.1589 | 175.0992 | 175.7574 | 175.8262
| AC Tuneup_Com, E - Cool [Unitary AC] | E | Yes | Small Office | Cooling | RET | 157.9389 | 311.6636 | 472.6993 | 631.9649 | 790.4089 | 791.3379 | 794.6907 | 794.4198 | 797.4057 | 797.7178
| DCV_Com, E - Cool [Building w Elec Heat] | E | Yes | Small Office | Cooling | RET | 145.3934 | 286.9073 | 435.1515 | 581.7661 | 727.6244 | 873.8731 | 1018.4734 | 1166.4682 | 1315.8316 | 1461.9772
| DCV_Com, E - Heat [Building w Elec Heat] | E | Yes | Small Office | Space Heating | RET | 113.0193 | 223.023 | 338.2583 | 452.227 | 565.6077 | 679.2919 | 791.6947 | 906.7362 | 1022.8416 | 1136.4457
| DCV_Com, E - Vent [Building w Elec Heat] | E | Yes | Small Office | Ventilation | RET | 559.6534 | 1104.3738 | 1675.0005 | 2239.3549 | 2800.798 | 3363.7434 | 3920.3441 | 4490.011 | 5064.9459 | 5627.4949
| DCV_Com, E - Cool [Building w Gas Heat] | E | Yes | Small Office | Cooling | RET | 296.8974 | 585.8728 | 888.5915 | 1187.9828 | 1485.8295 | 1784.4734 | 2079.7513 | 2381.9608 | 2686.965 | 2985.3986
| DCV_Com, E - Vent [Building w Gas Heat] | E | Yes | Small Office | Ventilation | RET | 1142.828 | 2255.1623 | 3420.3981 | 4572.8256 | 5719.308 | 6868.8585 | 8005.4527 | 9168.7285 | 10342.7616 | 11491.5026
| DCV_Com, E - Cool [Building w Oil Heat] | E | Yes | Small Office | Cooling | RET | 79.8821 | 157.6327 | 239.0811 | 319.6342 | 399.7717 | 480.1237 | 559.5701 | 640.8814 | 722.9447 | 803.2401
| DCV_Com, E - Vent [Building w Oil Heat] | E | Yes | Small Office | Ventilation | RET | 307.485 | 606.7655 | 920.2795 | 1230.3473 | 1538.8155 | 1848.1092 | 2153.917 | 2466.9036 | 2782.7846 | 3091.8605
| DCV_Com, E - Cool [Building w Propane Heat] | E | Yes | Small Office | Cooling | RET | 24.0738 | 47.5053 | 72.0512 | 96.3272 | 120.4781 | 144.6935 | 168.636 | 193.1406 | 217.8718 | 242.0702
| DCV_Com, E - Vent [Building w Propane Heat] | E | Yes | Small Office | Ventilation | RET | 92.6659 | 182.8592 | 277.342 | 370.7862 | 463.7484 | 556.9594 | 649.1198 | 743.4436 | 838.6398 | 931.7851
| Controls for Unitary AC_Com, E - Cool | E | No | Small Office | Cooling | RET | 490.3747 | 967.6649 | 1467.6546 | 1962.1483 | 2454.0911 | 2947.3504 | 3435.0503 | 3934.1989 | 4437.9634 | 4930.8753
| Optimized Unitary AC Sys_Com, E - Cool [Building w Elec Heat] | E | No | Small Office | Cooling | NC | 43.2496 | 83.8321 | 122.9175 | 160.7419 | 196.5245 | 232.0568 | 267.5402 | 302.0748 | 336.4968 | 370.4951
| Optimized Unitary AC Sys_Com, E - Heat [Building w Elec Heat] | E | No | Small Office | Space Heating | NC | 42.8008 | 82.9621 | 121.6419 | 159.0738 | 194.485 | 229.6486 | 264.7637 | 298.9399 | 333.0047 | 366.6502
| Optimized Unitary AC Sys_Com, E - Cool [Building w Gas Heat] | E | Yes | Small Office | Cooling | NC | 88.3169 | 171.1874 | 251.0011 | 328.2395 | 401.3086 | 473.8666 | 546.3246 | 616.8453 | 687.1359 | 756.5614
| Optimized Unitary AC Sys_Com, E - Cool [Building w Oil Heat] | E | Yes | Small Office | Cooling | NC | 23.7622 | 46.059 | 67.5334 | 88.3149 | 107.9746 | 127.4968 | 146.992 | 165.9661 | 184.8782 | 203.5576
| Optimized Unitary AC Sys_Com, E - Cool [Building w Propane Heat] | E | No | Small Office | Cooling | NC | 7.1612 | 13.8807 | 20.3523 | 26.6152 | 32.54 | 38.4233 | 44.2986 | 50.0167 | 55.7162 | 61.3456
| Cool Roof_Com, E - Cool [Building w Elec Heat] | E | No | Small Office | Cooling | NC | 13.8373 | 26.8213 | 39.3263 | 51.4278 | 62.8761 | 74.2443 | 85.5969 | 96.6459 | 107.6589 | 118.5363
| Cool Roof_Com, E - Cool [Building w Elec Heat] | E | No | Small Office | Cooling | RET | 72.4395 | 142.9462 | 216.8061 | 289.8541 | 362.5252 | 435.3909 | 507.4353 | 581.1709 | 655.5884 | 728.4028
| Cool Roof_Com, E - Heat [Building w Elec Heat] | E | No | Small Office | Space Heating | NC | -3.3235 | -6.4421 | -9.4456 | -12.3522 | -15.102 | -17.8325 | -20.5592 | -23.213 | -25.8582 | -28.4708
| Cool Roof_Com, E - Heat [Building w Elec Heat] | E | No | Small Office | Space Heating | RET | -17.399 | -34.3337 | -52.0738 | -69.6189 | -87.0735 | -104.5748 | -121.8789 | -139.5892 | -157.4632 | -174.9522
| Cool Roof_Com, E - Cool [Building w Gas Heat] | E | No | Small Office | Cooling | NC | 28.2561 | 54.7697 | 80.3053 | 105.017 | 128.3948 | 151.609 | 174.7912 | 197.3536 | 219.8424 | 242.0544
| Cool Roof_Com, E - Cool [Building w Gas Heat] | E | No | Small Office | Cooling | RET | 147.9236 | 291.9001 | 442.7241 | 591.8901 | 740.2867 | 889.0804 | 1036.1971 | 1186.7673 | 1338.73 | 1487.4189
| Cool Roof_Com, E - Cool [Building w Oil Heat] | E | No | Small Office | Cooling | NC | 7.6025 | 14.7361 | 21.6067 | 28.2555 | 34.5454 | 40.7913 | 47.0287 | 53.0992 | 59.15 | 65.1263
| Cool Roof_Com, E - Cool [Building w Oil Heat] | E | No | Small Office | Cooling | RET | 39.7998 | 78.5375 | 119.1177 | 159.2517 | 199.1788 | 239.2126 | 278.7953 | 319.3072 | 360.1937 | 400.1993
| Cool Roof_Com, E - Cool [Building w Propane Heat] | E | No | Small Office | Cooling | NC | 2.2911 | 4.441 | 6.5115 | 8.5153 | 10.4109 | 12.2932 | 14.1729 | 16.0024 | 17.8259 | 19.6269
| Cool Roof_Com, E - Cool [Building w Propane Heat] | E | No | Small Office | Cooling | RET | 11.9943 | 23.6686 | 35.8982 | 47.9932 | 60.0259 | 72.0908 | 84.0197 | 96.2287 | 108.5505 | 120.6069
| GSHP_Com, E - Cool | E | Yes | Small Office | Cooling | RET | 164.0216 | 307.7819 | 443.3949 | 564.1721 | 672.3709 | 770.0646 | 857.0463 | 937.2121 | 1010.0689 | 1074.2631
| GSHP_Com, E - Cool | E | Yes | Small Office | Cooling | REPL | 65.9383 | 117.2814 | 164.3433 | 204.2386 | 237.3132 | 263.8437 | 283.5173 | 296.9409 | 303.7148 | 303.7148
| GSHP_Com, E - Heat | E | Yes | Small Office | Space Heating | RET | 172.3258 | 323.3647 | 465.8437 | 592.7357 | 706.4125 | 809.0524 | 900.4379 | 984.6623 | 1061.2078 | 1128.6521
| GSHP_Com, E - Heat | E | Yes | Small Office | Space Heating | REPL | 69.2767 | 123.2193 | 172.6638 | 214.579 | 249.3282 | 277.2018 | 297.8715 | 311.9747 | 319.0916 | 319.0916
| Unitary HP_Com, E - Cool | E | Yes | Small Office | Cooling | NC | 17.8297 | 34.5599 | 50.6729 | 66.2661 | 81.0175 | 95.6657 | 110.2938 | 124.5308 | 138.7213 | 152.7371
| Unitary HP_Com, E - Cool | E | No | Small Office | Cooling | RET | 88.1089 | 169.7383 | 251.1332 | 327.7581 | 400.3178 | 469.5692 | 534.7438 | 608.5725 | 689.9278 | 775.9045
| Unitary HP_Com, E - Cool | E | Yes | Small Office | Cooling | REPL | 122.0134 | 217.0196 | 304.1036 | 377.9265 | 439.1283 | 488.2207 | 524.6251 | 563.7769 | 605.2011 | 647.602
| Unitary HP_Com, E - Heat | E | Yes | Small Office | Space Heating | NC | 6.1264 | 11.875 | 17.4115 | 22.7694 | 27.8381 | 32.8714 | 37.8977 | 42.7896 | 47.6655 | 52.4814
| Unitary HP_Com, E - Heat | E | No | Small Office | Space Heating | RET | 30.2748 | 58.3232 | 86.291 | 112.6198 | 137.5517 | 161.347 | 183.7414 | 209.1094 | 237.0636 | 266.6057
| Unitary HP_Com, E - Heat | E | Yes | Small Office | Space Heating | REPL | 41.9246 | 74.5693 | 104.4919 | 129.858 | 150.8873 | 167.7558 | 180.2645 | 193.7173 | 207.9509 | 222.5202
| PTHP_Com, E - Cool | E | Yes | Small Office | Cooling | NC | 0 | 0 | 0 | 0 | 0 | 0 | 0 | 0 | 0 | 0
| PTHP_Com, E - Cool | E | Yes | Small Office | Cooling | RET | 0 | 0 | 0 | 0 | 0 | 0 | 0 | 0 | 0 | 0
| PTHP_Com, E - Cool | E | Yes | Small Office | Cooling | REPL | 0 | 0 | 0 | 0 | 0 | 0 | 0 | 0 | 0 | 0
| PTHP_Com, E - Heat | E | Yes | Small Office | Space Heating | NC | 0 | 0 | 0 | 0 | 0 | 0 | 0 | 0 | 0 | 0
| PTHP_Com, E - Heat | E | Yes | Small Office | Space Heating | RET | 0 | 0 | 0 | 0 | 0 | 0 | 0 | 0 | 0 | 0
| PTHP_Com, E - Heat | E | Yes | Small Office | Space Heating | REPL | 0 | 0 | 0 | 0 | 0 | 0 | 0 | 0 | 0 | 0
| Minisplit Ductless HP_Com, E - Cool | E | Yes | Small Office | Cooling | RET | 547.2091 | 1031.4392 | 1492.623 | 1907.3074 | 2282.3801 | 2624.2966 | 2905.6932 | 3180.0667 | 3442.4771 | 3686.9081
| Minisplit Ductless HP_Com, E - Cool | E | Yes | Small Office | Cooling | REPL | 391.5271 | 696.3911 | 975.8338 | 1212.7233 | 1409.1129 | 1566.6449 | 1683.4623 | 1771.2878 | 1827.8977 | 1851.9503
| Minisplit Ductless HP_Com, E - Heat | E | Yes | Small Office | Space Heating | RET | 483.6776 | 911.688 | 1319.3279 | 1685.8671 | 2017.3935 | 2319.613 | 2591.2844 | 2854.1073 | 3105.3896 | 3338.8302
| Minisplit Ductless HP_Com, E - Heat | E | Yes | Small Office | Space Heating | REPL | 354.9959 | 631.4149 | 884.7844 | 1099.5711 | 1277.6366 | 1420.4703 | 1526.3881 | 1606.0191 | 1657.3471 | 1679.1555
| Programmable TStat_Com, E - Cool [Building w Elec Heat] | E | Yes | Small Office | Cooling | NC | 0 | 0 | 0 | 0 | 0 | 0 | 0 | 0 | 0 | 0
| Programmable TStat_Com, E - Heat [Building w Elec Heat] | E | Yes | Small Office | Space Heating | NC | 0 | 0 | 0 | 0 | 0 | 0 | 0 | 0 | 0 | 0
| Programmable TStat_Com, E - Cool [Building w Gas Heat] | E | Yes | Small Office | Cooling | NC | 0 | 0 | 0 | 0 | 0 | 0 | 0 | 0 | 0 | 0
| Programmable TStat_Com, E - Cool [Building w Gas Heat] | E | Yes | Small Office | Cooling | RET | 0 | 0 | 0 | 0 | 0 | 0 | 0 | 0 | 0 | 0
| Programmable TStat_Com, E - Cool [Building w Propane Heat] | E | Yes | Small Office | Cooling | NC | 0 | 0 | 0 | 0 | 0 | 0 | 0 | 0 | 0 | 0
| Programmable TStat_Com, E - Cool [Building w Propane Heat] | E | Yes | Small Office | Cooling | RET | 0 | 0 | 0 | 0 | 0 | 0 | 0 | 0 | 0 | 0
| Programmable TStat_Com, E - Cool [Building w Oil Heat] | E | Yes | Small Office | Cooling | NC | 0 | 0 | 0 | 0 | 0 | 0 | 0 | 0 | 0 | 0
| Programmable TStat_Com, E - Cool [Building w Oil Heat] | E | Yes | Small Office | Cooling | RET | 0 | 0 | 0 | 0 | 0 | 0 | 0 | 0 | 0 | 0
| Smart TStat_Com, E - Cool [Building w Elec Heat] | E | Yes | Small Office | Cooling | NC | 23.2573 | 45.0803 | 66.0984 | 86.4383 | 105.6802 | 124.7876 | 143.8686 | 162.4395 | 180.9498 | 199.2322
| Smart TStat_Com, E - Cool [Building w Elec Heat] | E | Yes | Small Office | Cooling | RET | 85.6125 | 168.9406 | 256.2317 | 342.5633 | 428.4496 | 514.5657 | 599.7111 | 686.8554 | 774.8056 | 860.861
| Smart TStat_Com, E - Heat [Building w Elec Heat] | E | Yes | Small Office | Space Heating | NC | 8.3766 | 16.2365 | 23.8066 | 31.1324 | 38.0627 | 44.9446 | 51.817 | 58.5056 | 65.1725 | 71.7572
| Smart TStat_Com, E - Heat [Building w Elec Heat] | E | Yes | Small Office | Space Heating | RET | 30.8349 | 60.8471 | 92.2867 | 123.3806 | 154.3141 | 185.3305 | 215.9972 | 247.3839 | 279.0608 | 310.0552
| Smart TStat_Com, E - Cool [Building w Gas Heat] | E | Yes | Small Office | Cooling | NC | 47.4921 | 92.0553 | 134.9748 | 176.5095 | 215.802 | 254.8198 | 293.7838 | 331.706 | 369.5045 | 406.8377
| Smart TStat_Com, E - Cool [Building w Gas Heat] | E | Yes | Small Office | Cooling | RET | 174.8231 | 344.9814 | 523.2324 | 699.5239 | 874.906 | 1050.7575 | 1224.627 | 1402.5781 | 1582.1747 | 1757.9024
| Smart TStat_Com, E - Cool [Building w Propane Heat] | E | Yes | Small Office | Cooling | NC | 12.778 | 24.7681 | 36.3158 | 47.491 | 58.0629 | 68.5609 | 79.0444 | 89.2476 | 99.4175 | 109.4622
| Smart TStat_Com, E - Cool [Building w Propane Heat] | E | Yes | Small Office | Cooling | RET | 47.0372 | 92.8194 | 140.7789 | 188.2113 | 235.3989 | 282.7129 | 329.4935 | 377.3724 | 425.694 | 472.9746
| Smart TStat_Com, E - Cool [Building w Oil Heat] | E | Yes | Small Office | Cooling | NC | 3.8509 | 7.4643 | 10.9444 | 14.3122 | 17.4982 | 20.662 | 23.8214 | 26.8963 | 29.9612 | 32.9883
| Smart TStat_Com, E - Cool [Building w Oil Heat] | E | Yes | Small Office | Cooling | RET | 14.1755 | 27.9727 | 42.4261 | 56.7207 | 70.9415 | 85.2004 | 99.2985 | 113.7276 | 128.2902 | 142.539
| Windows_Com, E - Cool [Building w Elec Heat] | E | No | Small Office | Cooling | NC | 28.4178 | 55.0831 | 80.7647 | 105.6178 | 129.1293 | 152.4763 | 175.7911 | 198.4826 | 221.1001 | 243.4391
| Windows_Com, E - Heat [Building w Elec Heat] | E | No | Small Office | Space Heating | NC | 14.828 | 28.7416 | 42.142 | 55.11 | 67.378 | 79.5602 | 91.7256 | 103.5657 | 115.3672 | 127.0234
| Windows_Com, E - Cool [Building w Gas Heat] | E | No | Small Office | Cooling | NC | 58.0299 | 112.4812 | 164.9239 | 215.6745 | 263.6856 | 311.3608 | 358.9704 | 405.3071 | 451.4925 | 497.1095
| Windows_Com, E - Cool [Building w Oil Heat] | E | Yes | Small Office | Cooling | NC | 15.6133 | 30.2638 | 44.3738 | 58.0286 | 70.9462 | 83.7736 | 96.5832 | 109.0504 | 121.4769 | 133.7504
| Windows_Com, E - Cool [Building w Propane Heat] | E | No | Small Office | Cooling | NC | 4.7053 | 9.1205 | 13.3728 | 17.4879 | 21.3809 | 25.2466 | 29.107 | 32.8642 | 36.6091 | 40.308
| Window Film_Com, E - Cool [Building w Elec Heat] | E | No | Small Office | Cooling | RET | 0 | 0 | 0 | 0 | 0 | 0 | 0 | 0 | 0 | 0
| Window Film_Com, E - Heat [Building w Elec Heat] | E | No | Small Office | Space Heating | RET | 0 | 0 | 0 | 0 | 0 | 0 | 0 | 0 | 0 | 0
| Window Film_Com, E - Cool [Building w Gas Heat] | E | No | Small Office | Cooling | RET | 0 | 0 | 0 | 0 | 0 | 0 | 0 | 0 | 0 | 0
| Window Film_Com, E - Cool [Building w Oil Heat] | E | No | Small Office | Cooling | RET | 0 | 0 | 0 | 0 | 0 | 0 | 0 | 0 | 0 | 0
| Window Film_Com, E - Cool [Building w Propane Heat] | E | No | Small Office | Cooling | RET | 0 | 0 | 0 | 0 | 0 | 0 | 0 | 0 | 0 | 0
| Motors and Fans_Com, E - Vent | E | Yes | Small Office | Ventilation | NC | 26.6891 | 51.7323 | 75.8517 | 99.1929 | 121.2742 | 143.201 | 165.0975 | 186.4087 | 207.6503 | 228.6304
| Motors and Fans_Com, E - Vent | E | Yes | Small Office | Ventilation | RET | 271.221 | 509.0707 | 733.5653 | 933.6116 | 1112.9235 | 1092.0815 | 1076.0534 | 1058.4073 | 1045.7401 | 1033.1878
| Motors and Fans_Com, E - Vent | E | Yes | Small Office | Ventilation | REPL | 182.6404 | 324.8541 | 455.2091 | 565.7139 | 657.3261 | 730.812 | 785.3053 | 822.9 | 842.4967 | 843.7206
| ECM Furnace Motors_Com, E - Vent | E | Yes | Small Office | Ventilation | RET | 446.2819 | 880.6557 | 1335.688 | 1785.7185 | 2233.4274 | 2682.3345 | 3126.182 | 3580.4488 | 4038.9165 | 4487.5074
| VFD on HVAC System_Com, E - Vent | E | Yes | Small Office | Ventilation | RET | 2417.1042 | 4769.7137 | 7234.2108 | 9671.6181 | 12096.4515 | 14527.7739 | 16931.6935 | 19392.0451 | 21875.1488 | 24304.7591
| Kitchen DCV_Com, E - Vent [Building w Elec Heat] | E | Yes | Small Office | Ventilation | NC | 1.9067 | 3.6958 | 5.4189 | 7.0864 | 8.6639 | 10.2304 | 11.7947 | 13.3171 | 14.8346 | 16.3335
| Kitchen DCV_Com, E - Vent [Building w Elec Heat] | E | Yes | Small Office | Ventilation | RET | 18.2019 | 34.2704 | 49.5378 | 63.2331 | 75.5906 | 86.8288 | 96.9071 | 106.5508 | 115.6694 | 124.0465
| Kitchen DCV_Com, E - Vent [Building w Elec Heat] | E | Yes | Small Office | Ventilation | REPL | 13.0479 | 23.2078 | 32.5204 | 40.4149 | 46.9597 | 52.2096 | 56.1026 | 58.9655 | 60.7229 | 61.335
| Kitchen DCV_Com, E - Heat [Building w Elec Heat] | E | Yes | Small Office | Space Heating | NC | 0.60084 | 1.1646 | 1.7076 | 2.2331 | 2.7302 | 3.2238 | 3.7168 | 4.1965 | 4.6747 | 5.147
| Kitchen DCV_Com, E - Heat [Building w Elec Heat] | E | Yes | Small Office | Space Heating | RET | 5.7358 | 10.7994 | 15.6104 | 19.9261 | 23.8202 | 27.3617 | 30.5375 | 33.5765 | 36.45 | 39.0897
| Kitchen DCV_Com, E - Heat [Building w Elec Heat] | E | Yes | Small Office | Space Heating | REPL | 4.1117 | 7.3133 | 10.2479 | 12.7356 | 14.798 | 16.4524 | 17.6792 | 18.5813 | 19.1351 | 19.328
| Kitchen DCV_Com, E - Vent [Building w Gas Heat] | E | Yes | Small Office | Ventilation | NC | 3.8935 | 7.5469 | 11.0655 | 14.4706 | 17.6919 | 20.8907 | 24.085 | 27.194 | 30.2928 | 33.3534
| Kitchen DCV_Com, E - Vent [Building w Gas Heat] | E | Yes | Small Office | Ventilation | RET | 37.1687 | 69.9812 | 101.1575 | 129.1237 | 154.3581 | 177.3069 | 197.887 | 217.5798 | 236.2003 | 253.3064
| Kitchen DCV_Com, E - Vent [Building w Gas Heat] | E | Yes | Small Office | Ventilation | REPL | 26.6442 | 47.3909 | 66.4075 | 82.5284 | 95.8931 | 106.6135 | 114.5631 | 120.4092 | 123.998 | 125.2478
| Kitchen DCV_Com, E - Vent [Building w Oil Heat] | E | Yes | Small Office | Ventilation | NC | 1.0476 | 2.0305 | 2.9772 | 3.8934 | 4.7601 | 5.6208 | 6.4802 | 7.3167 | 8.1505 | 8.9739
| Kitchen DCV_Com, E - Vent [Building w Oil Heat] | E | Yes | Small Office | Ventilation | RET | 10.0005 | 18.8289 | 27.2171 | 34.7415 | 41.531 | 47.7055 | 53.2427 | 58.5412 | 63.5512 | 68.1537
| Kitchen DCV_Com, E - Vent [Building w Oil Heat] | E | Yes | Small Office | Ventilation | REPL | 7.1688 | 12.7508 | 17.8674 | 22.2048 | 25.8006 | 28.685 | 30.8239 | 32.3969 | 33.3624 | 33.6987
| Kitchen DCV_Com, E - Vent [Building w Oil Heat] | E | Yes | Small Office | Ventilation | NC | 1.0476 | 2.0305 | 2.9772 | 3.8934 | 4.7601 | 5.6208 | 6.4802 | 7.3167 | 8.1505 | 8.9739
| Kitchen DCV_Com, E - Vent [Building w Oil Heat] | E | Yes | Small Office | Ventilation | RET | 10.0005 | 18.8289 | 27.2171 | 34.7415 | 41.531 | 47.7055 | 53.2427 | 58.5412 | 63.5512 | 68.1537
| Kitchen DCV_Com, E - Vent [Building w Oil Heat] | E | Yes | Small Office | Ventilation | REPL | 7.1688 | 12.7508 | 17.8674 | 22.2048 | 25.8006 | 28.685 | 30.8239 | 32.3969 | 33.3624 | 33.6987
| Duct Sealing Regulated_Com, E - Vent [Building w Elec Heat] | E | Yes | Small Office | Ventilation | RET | 377.0983 | 744.1345 | 1128.6266 | 1508.8924 | 1887.1965 | 2266.513 | 2641.5543 | 3025.3996 | 3412.7946 | 3791.844
| Duct Sealing Regulated_Com, E - Heat [Building w Elec Heat] | E | Yes | Small Office | Space Heating | RET | 57.6554 | 113.7724 | 172.5583 | 230.6979 | 288.5377 | 346.5322 | 403.8732 | 462.5601 | 521.7898 | 579.7435
| Duct Sealing Regulated_Com, E - Cool [Building w Elec Heat] | E | Yes | Small Office | Cooling | RET | 122.4588 | 241.6501 | 366.51 | 489.9974 | 612.8478 | 736.027 | 857.8178 | 982.4677 | 1108.2702 | 1231.3626
| Duct Sealing Regulated_Com, E - Vent [Building w Gas Heat] | E | Yes | Small Office | Ventilation | RET | 770.0452 | 1519.5436 | 2304.6873 | 3081.2007 | 3853.7083 | 4628.2831 | 5394.128 | 6177.951 | 6969.0224 | 7743.0518
| Duct Sealing Regulated_Com, E - Cool [Building w Gas Heat] | E | Yes | Small Office | Cooling | RET | 250.0643 | 493.4563 | 748.4237 | 1000.5885 | 1251.4524 | 1502.9877 | 1751.688 | 2006.2265 | 2263.1189 | 2514.4771
| Duct Sealing Non Regulated_Com, E - Vent [Building w Oil Heat] | E | Yes | Small Office | Ventilation | RET | 207.1855 | 408.8427 | 620.0905 | 829.0163 | 1036.8643 | 1245.2685 | 1451.3238 | 1662.2163 | 1875.059 | 2083.3164
| Duct Sealing Non Regulated_Com, E - Cool [Building w Oil Heat] | E | Yes | Small Office | Cooling | RET | 67.2814 | 132.7675 | 201.3681 | 269.2146 | 336.7111 | 404.3882 | 471.3026 | 539.7878 | 608.9063 | 676.5357
| Duct Sealing Non Regulated_Com, E - Vent [Building w Propane Heat] | E | Yes | Small Office | Ventilation | RET | 62.4389 | 123.2117 | 186.8749 | 249.8382 | 312.4768 | 375.283 | 437.3813 | 500.9373 | 565.0811 | 627.8431
| Duct Sealing Non Regulated_Com, E - Cool [Building w Propane Heat] | E | Yes | Small Office | Cooling | RET | 20.2764 | 40.0118 | 60.6857 | 81.1324 | 101.4737 | 121.8693 | 142.0351 | 162.6743 | 183.5043 | 203.8856
| Power Strip_Com, E - Plug [Tier 1] | E | Yes | Small Office | Plug Loads | NC | 0 | 0 | 0 | 0 | 0 | 0 | 0 | 0 | 0 | 0
| Power Strip_Com, E - Plug [Tier 1] | E | Yes | Small Office | Plug Loads | RET | 0 | 0 | 0 | 0 | 0 | 0 | 0 | 0 | 0 | 0
| Power Strip_Com, E - Plug [Tier 1] | E | Yes | Small Office | Plug Loads | REPL | 0 | 0 | 0 | 0 | 0 | 0 | 0 | 0 | 0 | 0
| Power Strip_Com, E - Plug [Tier 2] | E | Yes | Small Office | Plug Loads | NC | 262.1049 | 508.0459 | 744.9149 | 974.1413 | 1190.9938 | 1406.3297 | 1621.3689 | 1830.6585 | 1779.2677 | 1743.5492
| Power Strip_Com, E - Plug [Tier 2] | E | Yes | Small Office | Plug Loads | RET | 2623.5894 | 4931.3004 | 7115.9965 | 9068.6352 | 10864.8913 | 12533.3785 | 14064.6004 | 15522.2004 | 14788.7812 | 14701.0998
| Power Strip_Com, E - Plug [Tier 2] | E | Yes | Small Office | Plug Loads | REPL | 3363.0969 | 5981.7853 | 8382.1122 | 10416.9198 | 12156.0586 | 13613.9161 | 14772.63 | 15669.1956 | 13584.2512 | 12581.4343
| Computer Power Management_Com, E - Plug | E | Yes | Small Office | Plug Loads | RET | 2064.1034 | 4073.131 | 6177.7059 | 8259.1472 | 10329.851 | 10341.9927 | 10385.8095 | 10382.2693 | 10421.2921 | 10425.3713
| Vending Machine Controls_Com, E - Plug [Non-Refrigerated] | E | No | Small Office | Plug Loads | RET | 91.7087 | 180.9703 | 274.4771 | 366.9561 | 458.9581 | 459.4975 | 461.4443 | 461.287 | 463.0208 | 463.2021
| Vending Machine Controls_Com, E - Plug [Refrigerated] | E | Yes | Small Office | Plug Loads | RET | 275.126 | 542.9109 | 823.4314 | 1100.8684 | 1376.8742 | 1378.4926 | 1384.3329 | 1383.8611 | 1389.0624 | 1389.6062
| ES Refrigerator and Freezer_Com, E - Refr | E | Yes | Small Office | Refrigeration | NC | 40.8682 | 79.216 | 116.1494 | 151.891 | 185.7033 | 219.2791 | 252.8087 | 285.4417 | 317.9683 | 350.0946
| ES Refrigerator and Freezer_Com, E - Refr | E | Yes | Small Office | Refrigeration | REPL | 349.5894 | 689.8508 | 1046.2948 | 1398.8206 | 1749.5279 | 2101.1737 | 2448.8562 | 2804.7005 | 3163.8355 | 3515.2337
| Anti Sweat Heat Control_Com, E - Refr | E | Yes | Small Office | Refrigeration | NC | 1.5589 | 3.0217 | 4.4305 | 5.7939 | 7.0837 | 8.3645 | 9.6434 | 10.8882 | 12.129 | 13.3544
| Anti Sweat Heat Control_Com, E - Refr | E | Z | Small Office | Refrigeration | RET | 0 | 0 | 0 | 0 | 0 | 0 | 0 | 0 | 0 | 0
| ECM Comp Cond Fan Motor_Com, E - Refr | E | Yes | Small Office | Refrigeration | NC | 0.84225 | 1.6326 | 2.3937 | 3.1303 | 3.8272 | 4.5191 | 5.2101 | 5.8827 | 6.553 | 7.2151
| ECM Comp Cond Fan Motor_Com, E - Refr | E | Z | Small Office | Refrigeration | RET | 0 | 0 | 0 | 0 | 0 | 0 | 0 | 0 | 0 | 0
| ECM Comp Cond Fan Motor_Com, E - Refr | E | Yes | Small Office | Refrigeration | REPL | 5.7638 | 10.2517 | 14.3655 | 17.8528 | 20.7439 | 23.0629 | 24.7826 | 26.845 | 29.2316 | 31.8654
| Evap Fan Motor Replacement_Com, E - Refr | E | Yes | Small Office | Refrigeration | NC | 0.78323 | 1.5182 | 2.226 | 2.911 | 3.559 | 4.2025 | 4.8451 | 5.4705 | 6.0938 | 6.7095
| Evap Fan Motor Replacement_Com, E - Refr | E | Z | Small Office | Refrigeration | RET | 0 | 0 | 0 | 0 | 0 | 0 | 0 | 0 | 0 | 0
| Evap Fan Motor Replacement_Com, E - Refr | E | Yes | Small Office | Refrigeration | REPL | 5.3599 | 9.5334 | 13.3588 | 16.6018 | 19.2903 | 21.4469 | 23.0461 | 24.2085 | 24.9032 | 25.1145
| Evap Fan Speed Controls_Com, E - Refr | E | Yes | Small Office | Refrigeration | NC | 1.2283 | 2.3808 | 3.4909 | 4.5651 | 5.5813 | 6.5904 | 7.5982 | 8.579 | 9.5566 | 10.5221
| Evap Fan Speed Controls_Com, E - Refr | E | Z | Small Office | Refrigeration | RET | 0 | 0 | 0 | 0 | 0 | 0 | 0 | 0 | 0 | 0
| LowHeat NoHeat Doors_Com, E - Refr | E | Yes | Small Office | Refrigeration | NC | 0.73108 | 1.4171 | 2.0778 | 2.7171 | 3.322 | 3.9226 | 4.5224 | 5.1062 | 5.688 | 6.2627
| LowHeat NoHeat Doors_Com, E - Refr | E | Yes | Small Office | Refrigeration | RET | 6.754 | 13.3278 | 20.2142 | 27.025 | 33.8006 | 40.5943 | 47.3115 | 54.1863 | 61.1247 | 67.9137
| Refrigerated Vending Machine_Com, E - Refr | E | Yes | Small Office | Refrigeration | NC | 13.9432 | 27.0265 | 39.6273 | 51.8214 | 63.3573 | 74.8126 | 86.252 | 97.3856 | 108.4829 | 119.4435
| Refrigerated Vending Machine_Com, E - Refr | E | Yes | Small Office | Refrigeration | REPL | 102.2324 | 201.7371 | 305.974 | 409.0652 | 511.6246 | 614.4584 | 716.1332 | 820.1948 | 925.2187 | 1027.9801
| Walk In Refrigeration_Com, E - Refr | E | Yes | Small Office | Refrigeration | NC | 2.6238 | 5.0858 | 7.4569 | 9.7516 | 11.9224 | 14.078 | 16.2306 | 18.3257 | 20.4139 | 22.4765
| Refrigeration Tune Up_Com, E - Refr | E | Yes | Small Office | Refrigeration | RET | 21.6705 | 42.7627 | 64.858 | 86.7105 | 108.4503 | 130.2482 | 151.8005 | 152.1882 | 153.3581 | 153.0454
| ES Ice Machine_Com, E - Refr | E | Yes | Small Office | Refrigeration | NC | 2.2453 | 4.3522 | 6.3814 | 8.3451 | 10.2027 | 12.0474 | 13.8896 | 15.6825 | 17.4695 | 19.2346
| ES Ice Machine_Com, E - Refr | E | Yes | Small Office | Refrigeration | REPL | 19.2068 | 37.9011 | 57.4846 | 76.8527 | 96.1209 | 115.4407 | 134.5428 | 154.0932 | 173.8245 | 193.1307
| Walk In Cooler Retroft_Com, E - Refr | E | Yes | Small Office | Refrigeration | RET | 5.0595 | 9.984 | 15.1428 | 20.2448 | 25.3205 | 30.4098 | 35.4417 | 40.5917 | 45.7894 | 50.8751
| Door Gasket Replacement_Com, E - Refr | E | Z | Small Office | Refrigeration | RET | 0 | 0 | 0 | 0 | 0 | 0 | 0 | 0 | 0 | 0
| EnergyStar Dehumidifier_Com, E - Appl | E | Yes | Small Office | Appliances | NC | 2.0397 | 3.9536 | 5.797 | 7.5808 | 9.2684 | 10.9442 | 12.6176 | 14.2463 | 15.8697 | 17.4731
| EnergyStar Dehumidifier_Com, E - Appl | E | Yes | Small Office | Appliances | REPL | 17.4479 | 34.4302 | 52.2202 | 69.8147 | 87.3184 | 104.8689 | 122.2217 | 139.9817 | 157.9061 | 175.4442
| Clothes Washer Elec WH_Com, E - Appl [unit w/ elec dry - Washer] | E | Yes | Small Office | Appliances | NC | 1.6863 | 3.2686 | 4.7925 | 6.2672 | 7.6624 | 9.0478 | 10.4313 | 10.1051 | 9.8921 | 9.7343
| Clothes Washer Elec WH_Com, E - Appl [unit w/ elec dry - Washer] | E | Yes | Small Office | Appliances | REPL | 24.7278 | 48.7959 | 74.0086 | 98.9441 | 123.751 | 148.6243 | 173.2172 | 173.6597 | 174.9947 | 174.6378
| Clothes Washer Elec WH_Com, E - Appl [unit w/ elec dry - Dryer] | E | Yes | Small Office | Appliances | NC | 0.24035 | 0.46588 | 0.68308 | 0.89328 | 1.0921 | 1.2896 | 1.4868 | 1.4403 | 1.4099 | 1.3875
| Clothes Washer Elec WH_Com, E - Appl [unit w/ elec dry - Dryer] | E | Yes | Small Office | Appliances | REPL | 3.5245 | 6.955 | 10.5486 | 14.1027 | 17.6385 | 21.1837 | 24.689 | 24.7521 | 24.9424 | 24.8915
| Clothes Washer Elec WH_Com, E - HWat [unit w/ elec dry - Water Heater] | E | Yes | Small Office | Water Heating | NC | 0.19289 | 0.37389 | 0.5482 | 0.7169 | 0.87649 | 1.035 | 1.1932 | 1.1559 | 1.1315 | 1.1135
| Clothes Washer Elec WH_Com, E - HWat [unit w/ elec dry - Water Heater] | E | Yes | Small Office | Water Heating | REPL | 2.8286 | 5.5817 | 8.4657 | 11.318 | 14.1556 | 17.0008 | 19.814 | 19.8646 | 20.0173 | 19.9765
| Clothes Washer Elec WH_Com, E - Appl [unit w/ gas dry - Washer] | E | Yes | Small Office | Appliances | NC | 0.42157 | 0.81714 | 1.1981 | 1.5668 | 1.9156 | 2.2619 | 2.6078 | 2.5263 | 2.473 | 2.4336
| Clothes Washer Elec WH_Com, E - Appl [unit w/ gas dry - Washer] | E | Yes | Small Office | Appliances | REPL | 6.182 | 12.199 | 18.5021 | 24.736 | 30.9378 | 37.1561 | 43.3043 | 43.4149 | 43.7487 | 43.6594
| Clothes Washer Elec WH_Com, E - HWat [unit w/ gas dry - Water Heater] | E | Yes | Small Office | Water Heating | NC | 0.048223 | 0.093471 | 0.13705 | 0.17922 | 0.21912 | 0.25874 | 0.2983 | 0.28897 | 0.28289 | 0.27837
| Clothes Washer Elec WH_Com, E - HWat [unit w/ gas dry - Water Heater] | E | Yes | Small Office | Water Heating | REPL | 0.70714 | 1.3954 | 2.1164 | 2.8295 | 3.5389 | 4.2502 | 4.9535 | 4.9661 | 5.0043 | 4.9941
| Clothes Washer Elec WH_Com, E - Appl [unit w/ propane dry - Washer] | E | Yes | Small Office | Appliances | NC | 0.16863 | 0.32686 | 0.47925 | 0.62672 | 0.76624 | 0.90478 | 1.0431 | 1.0105 | 0.98921 | 0.97343
| Clothes Washer Elec WH_Com, E - Appl [unit w/ propane dry - Washer] | E | Yes | Small Office | Appliances | REPL | 2.4728 | 4.8796 | 7.4009 | 9.8944 | 12.3751 | 14.8624 | 17.3217 | 17.366 | 17.4995 | 17.4638
| Clothes Washer Elec WH_Com, E - HWat [unit w/ propane dry - Water Heater] | E | Yes | Small Office | Water Heating | NC | 0.019289 | 0.037389 | 0.05482 | 0.07169 | 0.087649 | 0.1035 | 0.11932 | 0.11559 | 0.11315 | 0.11135
| Clothes Washer Elec WH_Com, E - HWat [unit w/ propane dry - Water Heater] | E | Yes | Small Office | Water Heating | REPL | 0.28286 | 0.55817 | 0.84657 | 1.1318 | 1.4156 | 1.7001 | 1.9814 | 1.9865 | 2.0017 | 1.9976
| Clothes Washer Gas WH_Com, E - Appl [unit w/ elec dry - Washer] | E | Yes | Small Office | Appliances | NC | 0.84314 | 1.6343 | 2.3962 | 3.1336 | 3.8312 | 4.5239 | 5.2156 | 5.0525 | 4.9461 | 4.8672
| Clothes Washer Gas WH_Com, E - Appl [unit w/ elec dry - Washer] | E | Yes | Small Office | Appliances | REPL | 12.3639 | 24.3979 | 37.0043 | 49.472 | 61.8755 | 74.3121 | 86.6086 | 86.8298 | 87.4973 | 87.3189
| Clothes Washer Gas WH_Com, E - Appl [unit w/ elec dry - Dryer] | E | Yes | Small Office | Appliances | NC | 0.12017 | 0.23294 | 0.34154 | 0.44664 | 0.54607 | 0.6448 | 0.74339 | 0.72015 | 0.70497 | 0.69373
| Clothes Washer Gas WH_Com, E - Appl [unit w/ elec dry - Dryer] | E | Yes | Small Office | Appliances | REPL | 1.7623 | 3.4775 | 5.2743 | 7.0514 | 8.8192 | 10.5919 | 12.3445 | 12.376 | 12.4712 | 12.4457
| Clothes Washer Gas WH_Com, E - Appl [unit w/ gas dry - Washer] | E | Yes | Small Office | Appliances | NC | 3.2882 | 6.3737 | 9.3454 | 12.2211 | 14.9417 | 17.6432 | 20.3409 | 19.7049 | 19.2896 | 18.982
| Clothes Washer Gas WH_Com, E - Appl [unit w/ gas dry - Washer] | E | Yes | Small Office | Appliances | REPL | 48.2193 | 95.1519 | 144.3167 | 192.941 | 241.3145 | 289.8174 | 337.7736 | 338.6364 | 341.2396 | 340.5437
| Clothes Washer Gas WH_Com, E - Appl [unit w/ propane dry - Washer] | E | Yes | Small Office | Appliances | NC | 0.16863 | 0.32686 | 0.47925 | 0.62672 | 0.76624 | 0.90478 | 1.0431 | 1.0105 | 0.98921 | 0.97343
| Clothes Washer Gas WH_Com, E - Appl [unit w/ propane dry - Washer] | E | Yes | Small Office | Appliances | REPL | 2.4728 | 4.8796 | 7.4009 | 9.8944 | 12.3751 | 14.8624 | 17.3217 | 17.366 | 17.4995 | 17.4638
| Clothes Washer Oil WH_Com, E - Appl [unit w/ elec dry - Washer] | E | Yes | Small Office | Appliances | NC | 1.0118 | 1.9611 | 2.8755 | 3.7603 | 4.5974 | 5.4287 | 6.2588 | 6.063 | 5.9353 | 5.8406
| Clothes Washer Oil WH_Com, E - Appl [unit w/ elec dry - Washer] | E | Yes | Small Office | Appliances | REPL | 14.8367 | 29.2775 | 44.4051 | 59.3665 | 74.2506 | 89.1746 | 103.9303 | 104.1958 | 104.9968 | 104.7827
| Clothes Washer Oil WH_Com, E - Appl [unit w/ elec dry - Dryer] | E | Yes | Small Office | Appliances | NC | 0.14421 | 0.27953 | 0.40985 | 0.53597 | 0.65528 | 0.77376 | 0.89207 | 0.86418 | 0.84597 | 0.83247
| Clothes Washer Oil WH_Com, E - Appl [unit w/ elec dry - Dryer] | E | Yes | Small Office | Appliances | REPL | 2.1147 | 4.173 | 6.3292 | 8.4616 | 10.5831 | 12.7102 | 14.8134 | 14.8513 | 14.9654 | 14.9349
| Clothes Washer Oil WH_Com, E - Appl [unit w/ gas dry - Washer] | E | Yes | Small Office | Appliances | NC | 0.16863 | 0.32686 | 0.47925 | 0.62672 | 0.76624 | 0.90478 | 1.0431 | 1.0105 | 0.98921 | 0.97343
| Clothes Washer Oil WH_Com, E - Appl [unit w/ gas dry - Washer] | E | Yes | Small Office | Appliances | REPL | 2.4728 | 4.8796 | 7.4009 | 9.8944 | 12.3751 | 14.8624 | 17.3217 | 17.366 | 17.4995 | 17.4638
| Clothes Washer Oil WH_Com, E - Appl [unit w/ propane dry - Washer] | E | Yes | Small Office | Appliances | NC | 0.25294 | 0.49029 | 0.71887 | 0.94009 | 1.1494 | 1.3572 | 1.5647 | 1.5158 | 1.4838 | 1.4602
| Clothes Washer Oil WH_Com, E - Appl [unit w/ propane dry - Washer] | E | Yes | Small Office | Appliances | REPL | 3.7092 | 7.3194 | 11.1013 | 14.8416 | 18.5627 | 22.2936 | 25.9826 | 26.049 | 26.2492 | 26.1957
| Clothes Washer Propane WH_Com, E - Appl [unit w/ elec dry - Washer] | E | Yes | Small Office | Appliances | NC | 0.16863 | 0.32686 | 0.47925 | 0.62672 | 0.76624 | 0.90478 | 1.0431 | 1.0105 | 0.98921 | 0.97343
| Clothes Washer Propane WH_Com, E - Appl [unit w/ elec dry - Washer] | E | Yes | Small Office | Appliances | REPL | 2.4728 | 4.8796 | 7.4009 | 9.8944 | 12.3751 | 14.8624 | 17.3217 | 17.366 | 17.4995 | 17.4638
| Clothes Washer Propane WH_Com, E - Appl [unit w/ elec dry - Dryer] | E | Yes | Small Office | Appliances | NC | 0.024035 | 0.046588 | 0.068308 | 0.089328 | 0.10921 | 0.12896 | 0.14868 | 0.14403 | 0.14099 | 0.13875
| Clothes Washer Propane WH_Com, E - Appl [unit w/ elec dry - Dryer] | E | Yes | Small Office | Appliances | REPL | 0.35245 | 0.6955 | 1.0549 | 1.4103 | 1.7638 | 2.1184 | 2.4689 | 2.4752 | 2.4942 | 2.4891
| Clothes Washer Propane WH_Com, E - Appl [unit w/ gas dry - Washer] | E | Yes | Small Office | Appliances | NC | 0.084314 | 0.16343 | 0.23962 | 0.31336 | 0.38312 | 0.45239 | 0.52156 | 0.50525 | 0.49461 | 0.48672
| Clothes Washer Propane WH_Com, E - Appl [unit w/ gas dry - Washer] | E | Yes | Small Office | Appliances | REPL | 1.2364 | 2.4398 | 3.7004 | 4.9472 | 6.1876 | 7.4312 | 8.6609 | 8.683 | 8.7497 | 8.7319
| Clothes Washer Propane WH_Com, E - Appl [unit w/ propane dry - Washer] | E | Yes | Small Office | Appliances | NC | 0.16863 | 0.32686 | 0.47925 | 0.62672 | 0.76624 | 0.90478 | 1.0431 | 1.0105 | 0.98921 | 0.97343
| Clothes Washer Propane WH_Com, E - Appl [unit w/ propane dry - Washer] | E | Yes | Small Office | Appliances | REPL | 2.4728 | 4.8796 | 7.4009 | 9.8944 | 12.3751 | 14.8624 | 17.3217 | 17.366 | 17.4995 | 17.4638
| Dishwasher_Com, E - Appl [Building w elec WH] | E | Yes | Small Office | Appliances | NC | 1.2314 | 2.3869 | 3.4998 | 4.5767 | 5.5955 | 6.6072 | 7.6175 | 8.6008 | 9.5809 | 10.5489
| Dishwasher_Com, E - Appl [Building w elec WH] | E | Yes | Small Office | Appliances | REPL | 9.9924 | 19.7182 | 29.9066 | 39.9829 | 50.0073 | 60.0585 | 69.9964 | 80.1676 | 90.4329 | 100.477
| Dishwasher_Com, E - HWat [Building w elec WH] | E | Yes | Small Office | Water Heating | NC | 0.032897 | 0.063765 | 0.093495 | 0.12226 | 0.14948 | 0.17651 | 0.2035 | 0.22977 | 0.25595 | 0.28181
| Dishwasher_Com, E - HWat [Building w elec WH] | E | Yes | Small Office | Water Heating | REPL | 0.26694 | 0.52676 | 0.79894 | 1.0681 | 1.3359 | 1.6044 | 1.8699 | 2.1416 | 2.4159 | 2.6842
| Dishwasher_Com, E - Appl [Building w gas WH] | E | Yes | Small Office | Appliances | NC | 3.0786 | 5.9673 | 8.7494 | 11.4418 | 13.9888 | 16.5181 | 19.0438 | 21.502 | 23.9522 | 26.3723
| Dishwasher_Com, E - Appl [Building w gas WH] | E | Yes | Small Office | Appliances | REPL | 24.9811 | 49.2956 | 74.7664 | 99.9573 | 125.0183 | 150.1463 | 174.9911 | 200.4191 | 226.0823 | 251.1926
| Dishwasher_Com, E - Appl [Building w oil WH] | E | Yes | Small Office | Appliances | NC | 0.30786 | 0.59673 | 0.87494 | 1.1442 | 1.3989 | 1.6518 | 1.9044 | 2.1502 | 2.3952 | 2.6372
| Dishwasher_Com, E - Appl [Building w oil WH] | E | Yes | Small Office | Appliances | REPL | 2.4981 | 4.9296 | 7.4766 | 9.9957 | 12.5018 | 15.0146 | 17.4991 | 20.0419 | 22.6082 | 25.1193
| Dishwasher_Com, E - Appl [Building w propane WH] | E | Yes | Small Office | Appliances | NC | 0.30786 | 0.59673 | 0.87494 | 1.1442 | 1.3989 | 1.6518 | 1.9044 | 2.1502 | 2.3952 | 2.6372
| Dishwasher_Com, E - Appl [Building w propane WH] | E | Yes | Small Office | Appliances | REPL | 2.4981 | 4.9296 | 7.4766 | 9.9957 | 12.5018 | 15.0146 | 17.4991 | 20.0419 | 22.6082 | 25.1193
| Faucet Aerator_Com, E - HWat | E | Yes | Small Office | Water Heating | RET | 15.6968 | 30.9748 | 46.9794 | 62.8081 | 78.5551 | 94.3442 | 109.9554 | 125.9331 | 142.0585 | 157.8366
| Pre Rinse Sprayers_Com, E - HWat | E | Yes | Small Office | Water Heating | RET | 1.0005 | 1.9743 | 2.9945 | 3.1085 | 3.2412 | 3.2296 | 3.2194 | 3.2324 | 3.2535 | 3.2633
| Heat Pump Water Heater_Com, E - HWat | E | Yes | Small Office | Water Heating | NC | 8.5447 | 16.5624 | 24.2843 | 31.7571 | 38.8266 | 45.8465 | 52.8568 | 59.6797 | 66.4803 | 73.1972
| Heat Pump Water Heater_Com, E - HWat | E | Yes | Small Office | Water Heating | RET | 85.0786 | 159.8547 | 230.5889 | 293.7597 | 350.5087 | 402.7459 | 450.2307 | 494.982 | 536.6401 | 574.3022
| Heat Pump Water Heater_Com, E - HWat | E | Yes | Small Office | Water Heating | REPL | 87.7099 | 156.0056 | 218.6064 | 271.6744 | 315.6696 | 351.8422 | 379.7563 | 400.2905 | 412.9052 | 417.3134
| Clothes Dryer_Com, E - Appl | E | Yes | Small Office | Appliances | NC | 1.7953 | 3.4798 | 5.1023 | 6.6723 | 8.1577 | 9.6326 | 11.1055 | 12.539 | 13.9679 | 15.3791
| Clothes Dryer_Com, E - Appl | E | Yes | Small Office | Appliances | RET | 17.5354 | 32.9788 | 47.6174 | 60.7174 | 72.5097 | 83.2085 | 92.7802 | 101.8503 | 110.341 | 118.0617
| Clothes Dryer_Com, E - Appl | E | Yes | Small Office | Appliances | REPL | 13.1631 | 23.4126 | 32.8074 | 40.7716 | 47.3742 | 52.6704 | 56.5978 | 59.4321 | 61.0964 | 61.5543
| Pnemautic to DDC_Com, E - TotE [Building w Elec Heat] | E | Yes | Small Office | Total Electric | RET | 177.6458 | 350.5516 | 531.6805 | 710.8185 | 889.0324 | 1067.7232 | 1244.4 | 1425.2243 | 1607.7207 | 1786.2857
| Pnemautic to DDC_Com, E - TotE [Building w Gas Heat] | E | No | Small Office | Total Electric | RET | 188.0966 | 371.1743 | 562.959 | 752.6355 | 941.3336 | 1130.5366 | 1317.6072 | 1509.0693 | 1702.3019 | 1891.3717
| Pnemautic to DDC_Com, E - TotE [Building w Oil Heat] | E | No | Small Office | Total Electric | RET | 50.6086 | 99.8668 | 151.4676 | 202.5013 | 253.2717 | 304.1779 | 354.5104 | 406.0245 | 458.015 | 508.8854
| Pnemautic to DDC_Com, E - TotE [Building w Propane Heat] | E | No | Small Office | Total Electric | RET | 15.2518 | 30.0966 | 45.6474 | 61.0272 | 76.3278 | 91.6692 | 106.8378 | 122.3624 | 138.0306 | 153.3613
| Data Center_Com, E - TotE [Building w Elec Heat] | E | Yes | Small Office | Total Electric | NC | 67.0529 | 129.9706 | 190.5676 | 249.2094 | 304.6856 | 359.7738 | 414.7861 | 468.3275 | 521.6943 | 574.4042
| Data Center_Com, E - TotE [Building w Elec Heat] | E | Yes | Small Office | Total Electric | RET | 1101.2647 | 2173.1447 | 3296.0023 | 4406.5173 | 5511.3035 | 6619.0462 | 7714.3038 | 8835.2726 | 9966.6075 | 11073.5701
| Data Center_Com, E - TotE [Building w Gas Heat] | E | Yes | Small Office | Total Electric | NC | 136.9239 | 265.4037 | 389.1444 | 508.8925 | 622.1765 | 734.6682 | 847.0048 | 956.338 | 1065.3145 | 1172.9495
| Data Center_Com, E - TotE [Building w Gas Heat] | E | Yes | Small Office | Total Electric | RET | 2248.8134 | 4437.6225 | 6730.5292 | 8998.232 | 11254.2365 | 13516.2781 | 15752.8249 | 18041.8746 | 20352.0923 | 22612.5411
| Data Center_Com, E - TotE [Building w Oil Heat] | E | Yes | Small Office | Total Electric | NC | 36.8402 | 71.4085 | 104.7017 | 136.9207 | 167.4005 | 197.6671 | 227.8919 | 257.3087 | 286.6295 | 315.5894
| Data Center_Com, E - TotE [Building w Oil Heat] | E | Yes | Small Office | Total Electric | RET | 605.0573 | 1193.97 | 1810.8909 | 2421.0305 | 3028.0226 | 3636.639 | 4238.3958 | 4854.2789 | 5475.8574 | 6084.0453
| Data Center_Com, E - TotE [Building w Propane Heat] | E | Yes | Small Office | Total Electric | NC | 11.1024 | 21.5202 | 31.5537 | 41.2634 | 50.449 | 59.5704 | 68.6791 | 77.5444 | 86.3807 | 95.1083
| Data Center_Com, E - TotE [Building w Propane Heat] | E | Yes | Small Office | Total Electric | RET | 182.3444 | 359.8233 | 545.743 | 729.619 | 912.5465 | 1095.9634 | 1277.3132 | 1462.9201 | 1650.2434 | 1833.5312
| RCx_Com, E - TotE [Building w Elec Heat] | E | Yes | Small Office | Total Electric | RET | 571.8013 | 1128.3453 | 1711.3581 | 2287.9623 | 2861.592 | 3436.7567 | 4005.439 | 4587.471 | 4603.0842 | 4621.2998
| RCx_Com, E - TotE [Building w Gas Heat] | E | Yes | Small Office | Total Electric | RET | 1167.6342 | 2304.1128 | 3494.6412 | 4672.0832 | 5843.4512 | 7017.9537 | 8179.2188 | 9367.7446 | 9399.6271 | 9436.824
| RCx_Com, E - TotE [Building w Oil Heat] | E | Yes | Small Office | Total Electric | RET | 314.1593 | 619.9359 | 940.255 | 1257.0531 | 1572.217 | 1888.2242 | 2200.6699 | 2520.4501 | 2529.0283 | 2539.0364
| RCx_Com, E - TotE [Building w Propane Heat] | E | Yes | Small Office | Total Electric | RET | 94.6773 | 186.8283 | 283.362 | 378.8345 | 473.8145 | 569.0487 | 663.2095 | 759.5808 | 762.166 | 765.1821
| Commissioning_Com, E - TotE [Building w Elec Heat] | E | Yes | Small Office | Total Electric | NC | 0 | 0 | 0 | 0 | 0 | 0 | 0 | 0 | 0 | 0
| Commissioning_Com, E - TotE [Building w Gas Heat] | E | Yes | Small Office | Total Electric | NC | 0 | 0 | 0 | 0 | 0 | 0 | 0 | 0 | 0 | 0
| Commissioning_Com, E - TotE [Building w Oil Heat] | E | Yes | Small Office | Total Electric | NC | 0 | 0 | 0 | 0 | 0 | 0 | 0 | 0 | 0 | 0
| Commissioning_Com, E - TotE [Building w Propane Heat] | E | Yes | Small Office | Total Electric | NC | 0 | 0 | 0 | 0 | 0 | 0 | 0 | 0 | 0 | 0
| Integrated Building Design_Com, E - TotE [Building w Elec Heat] | E | Yes | Small Office | Total Electric | NC | 49.7693 | 96.4694 | 141.4469 | 184.9732 | 226.1499 | 267.0386 | 307.8709 | 347.6115 | 387.2225 | 426.3459
| Integrated Building Design_Com, E - TotE [Building w Gas Heat] | E | Yes | Small Office | Total Electric | NC | 101.6304 | 196.9933 | 288.8386 | 377.7205 | 461.8044 | 545.3003 | 628.6811 | 709.8325 | 790.7192 | 870.6103
| Integrated Building Design_Com, E - TotE [Building w Oil Heat] | E | Yes | Small Office | Total Electric | NC | 27.3443 | 53.0023 | 77.7138 | 101.6281 | 124.2514 | 146.7164 | 169.1506 | 190.9849 | 212.7479 | 234.2431
| Integrated Building Design_Com, E - TotE [Building w Propane Heat] | E | Yes | Small Office | Total Electric | NC | 8.2407 | 15.9731 | 23.4204 | 30.6274 | 37.4453 | 44.2155 | 50.9764 | 57.5566 | 64.1152 | 70.5932
| Deep Energy Retrofit_Com, E - TotE [Building w Elec Heat] | E | Yes | Small Office | Total Electric | RET | 178.9825 | 353.1893 | 535.6812 | 716.1671 | 895.722 | 1075.7573 | 1253.7635 | 1435.9484 | 1619.8181 | 1799.7267
| Deep Energy Retrofit_Com, E - TotE [Building w Gas Heat] | E | Yes | Small Office | Total Electric | RET | 365.4873 | 721.2225 | 1093.876 | 1462.4334 | 1829.0894 | 2196.7266 | 2560.2203 | 2932.247 | 3307.7141 | 3675.0924
| Deep Energy Retrofit_Com, E - TotE [Building w Oil Heat] | E | Yes | Small Office | Total Electric | RET | 98.3366 | 194.0494 | 294.3142 | 393.4768 | 492.1279 | 591.043 | 688.8433 | 788.9394 | 889.9611 | 988.8065
| Deep Energy Retrofit_Com, E - TotE [Building w Propane Heat] | E | Yes | Small Office | Total Electric | RET | 29.6354 | 58.4801 | 88.6966 | 118.581 | 148.3112 | 178.1209 | 207.5947 | 237.7604 | 268.205 | 297.9938
| EMS_Com, E - TotE [Building w Elec Heat] | E | Yes | Small Office | Total Electric | NC | 90.5274 | 175.4721 | 257.2834 | 336.455 | 411.3529 | 485.727 | 559.9985 | 632.2843 | 704.3343 | 775.4973
| EMS_Com, E - TotE [Building w Elec Heat] | E | Yes | Small Office | Total Electric | RET | 1133.1589 | 2236.0821 | 3391.4593 | 4534.1363 | 5670.9188 | 6810.7432 | 7937.7211 | 9091.1547 | 10255.2548 | 11394.2766
| EMS_Com, E - TotE [Building w Gas Heat] | E | Yes | Small Office | Total Electric | NC | 184.8595 | 358.3189 | 525.3799 | 687.0506 | 839.9942 | 991.8681 | 1143.5327 | 1291.1423 | 1438.2703 | 1583.5873
| EMS_Com, E - TotE [Building w Gas Heat] | E | Yes | Small Office | Total Electric | RET | 2313.9423 | 4566.1424 | 6925.455 | 9258.8336 | 11580.1754 | 13907.7288 | 16209.0493 | 18564.3932 | 20941.5181 | 23267.4327
| EMS_Com, E - TotE [Building w Oil Heat] | E | Yes | Small Office | Total Electric | NC | 49.7376 | 96.4079 | 141.3567 | 184.8553 | 226.0057 | 266.8683 | 307.6746 | 347.3899 | 386.9756 | 426.0741
| EMS_Com, E - TotE [Building w Oil Heat] | E | Yes | Small Office | Total Electric | RET | 622.5806 | 1228.5491 | 1863.3369 | 2491.147 | 3115.7184 | 3741.9612 | 4361.1458 | 4994.8658 | 5634.4461 | 6260.248
| EMS_Com, E - TotE [Building w Propane Heat] | E | Yes | Small Office | Total Electric | NC | 14.9893 | 29.0542 | 42.6003 | 55.7093 | 68.1107 | 80.4253 | 92.723 | 104.6919 | 116.6217 | 128.4047
| EMS_Com, E - TotE [Building w Propane Heat] | E | No | Small Office | Total Electric | RET | 187.6253 | 370.2443 | 561.5485 | 750.7498 | 938.9751 | 1127.7041 | 1314.306 | 1505.2884 | 1698.0368 | 1886.6329
| VFDs on HVAC Pumps_Com, E - Oth | E | Yes | Small Office | Other | RET | 185.1563 | 365.3721 | 554.1588 | 740.8704 | 926.6187 | 927.7079 | 931.6384 | 931.3208 | 934.8213 | 935.1872
| ECM Circulators_Com, E - Oth | E | Yes | Small Office | Other | RET | 280.332 | 553.1839 | 839.0125 | 1121.6992 | 1402.9276 | 1684.9086 | 1963.7114 | 2249.0591 | 2537.0456 | 2818.828
| Motors_Com, E - Oth | E | Yes | Small Office | Other | NC | 5.6755 | 11.0011 | 16.1302 | 21.0938 | 25.7894 | 30.4522 | 35.1086 | 39.6405 | 44.1576 | 48.6192
| Motors_Com, E - Oth | E | Yes | Small Office | Other | RET | 173.0286 | 324.7676 | 467.9866 | 595.6084 | 710.0025 | 696.7062 | 686.4809 | 675.2233 | 667.1421 | 659.1343
| Motors_Com, E - Oth | E | Yes | Small Office | Other | REPL | 38.8392 | 69.0815 | 96.802 | 120.3013 | 139.783 | 155.41 | 166.9982 | 174.9929 | 179.1602 | 179.4205
| Ext Area Ltg_Com, E - ExtL | E | Yes | Small Office | Exterior Lighting | NC | 45.9948 | 89.1531 | 130.7195 | 170.9447 | 208.9985 | 246.7862 | 284.5218 | 321.2485 | 357.8553 | 394.0116
| Ext Area Ltg_Com, E - ExtL | E | Yes | Small Office | Exterior Lighting | RET | 236.0658 | 454.3444 | 671.5712 | 875.6682 | 1068.5601 | 1288.2758 | 1523.0539 | 1763.3435 | 2005.8551 | 2243.1424
| Ext Area Ltg_Com, E - ExtL | E | Yes | Small Office | Exterior Lighting | REPL | 413.5873 | 735.6287 | 1030.8163 | 1281.0532 | 1488.5081 | 1717.9495 | 1965.9948 | 2241.5501 | 2541.5414 | 2856.4863
| Street Ltg_Com, E - ExtL | E | Yes | Small Office | Exterior Lighting | NC | 8.5616 | 16.5952 | 24.3324 | 31.82 | 38.9034 | 45.9373 | 52.9615 | 59.7979 | 66.6119 | 73.3422
| Street Ltg_Com, E - ExtL | E | Yes | Small Office | Exterior Lighting | RET | 43.9418 | 84.5726 | 125.0077 | 162.9987 | 198.904 | 239.8024 | 283.5045 | 328.2325 | 373.3741 | 417.5433
| Street Ltg_Com, E - ExtL | E | Yes | Small Office | Exterior Lighting | REPL | 76.986 | 136.9315 | 191.8783 | 238.4579 | 277.0741 | 319.7828 | 365.9544 | 417.2469 | 473.0879 | 531.7124
| Ext Ltg Ctrls_Com, E - ExtL | E | Yes | Small Office | Exterior Lighting | RET | 283.9316 | 560.2871 | 849.7858 | 1136.1024 | 1420.9419 | 1706.5436 | 1988.9265 | 2277.9382 | 2285.691 | 2294.7361
| Ext Ltg Dsgn_Com, E - ExtL | E | Yes | Small Office | Exterior Lighting | NC | 5.5321 | 10.723 | 15.7225 | 20.5606 | 25.1376 | 29.6826 | 34.2213 | 38.6386 | 43.0416 | 47.3903
| Ext Ltg Dsgn_Com, E - ExtL | E | Yes | Small Office | Exterior Lighting | REPL | 37.8575 | 74.7049 | 113.3048 | 151.4803 | 189.4589 | 227.5392 | 265.1902 | 303.7251 | 342.6163 | 380.6698
| Int Ltg Ctrls_Com, E - IntL [No Heat] | E | Yes | Small Office | Interior Lighting | RET | 413.1691 | 815.3137 | 1236.5839 | 1653.2234 | 2067.7137 | 2483.3131 | 2894.2285 | 3314.79 | 3326.0717 | 3339.2339
| Int Ltg Ctrls_Com, E - IntL [Electric Heat] | E | Yes | Small Office | Interior Lighting | RET | 339.5343 | 670.0089 | 1016.2006 | 1358.5869 | 1699.2069 | 2040.7385 | 2378.4208 | 2724.0301 | 2733.3011 | 2744.1176
| Int Ltg Ctrls_Com, E/G - IntL | E | Yes | Small Office | Interior Lighting | RET | 2059.9096 | 4064.8553 | 6165.1542 | 8242.3664 | 10308.863 | 12380.8896 | 14429.563 | 16526.3289 | 16582.5751 | 16648.197
| Int Ltg Ctrls_Com, E/O - IntL | E | Yes | Small Office | Interior Lighting | RET | 578.3708 | 1141.3091 | 1731.0201 | 2314.2491 | 2894.4693 | 3476.2422 | 4051.4582 | 4640.1773 | 4655.9698 | 4674.3947
| Exit Sign RetFit_Com, E - IntL [No Heat] | E | Yes | Small Office | Interior Lighting | RET | 16.8903 | 33.3299 | 50.5514 | 67.5836 | 84.5279 | 101.5176 | 118.3158 | 135.5083 | 152.8598 | 169.8375
| Exit Sign RetFit_Com, E - IntL [Electric Heat] | E | Yes | Small Office | Interior Lighting | RET | 15.9456 | 31.4658 | 47.7241 | 63.8037 | 79.8003 | 95.8398 | 111.6984 | 127.9294 | 144.3104 | 160.3385
| Exit Sign RetFit_Com, E/G - IntL | E | Yes | Small Office | Interior Lighting | RET | 86.5302 | 170.7515 | 258.9784 | 346.2354 | 433.0423 | 520.0815 | 606.1397 | 694.2181 | 783.111 | 870.0889
| Exit Sign RetFit_Com, E/O - IntL | E | Yes | Small Office | Interior Lighting | RET | 24.1527 | 47.6609 | 72.2871 | 96.6427 | 120.8726 | 145.1673 | 169.1882 | 193.773 | 218.5852 | 242.8628
| LED HiLo Bay_Com, E - IntL [No Heat] | E | Yes | Small Office | Interior Lighting | NC | 3.4697 | 6.7255 | 9.8611 | 12.8956 | 15.7663 | 18.6169 | 21.4636 | 24.2341 | 26.9957 | 29.7232
| LED HiLo Bay_Com, E - IntL [No Heat] | E | Yes | Small Office | Interior Lighting | RET | 33.9868 | 64.8392 | 94.9827 | 122.7873 | 148.5859 | 172.7117 | 194.9593 | 216.1959 | 236.1857 | 256.3854
| LED HiLo Bay_Com, E - IntL [No Heat] | E | Yes | Small Office | Interior Lighting | REPL | 18.5348 | 32.9669 | 46.1957 | 57.4099 | 66.7069 | 74.1645 | 79.6946 | 83.4678 | 85.3719 | 86.4395
| LED HiLo Bay_Com, E - IntL [Electric Heat] | E | Yes | Small Office | Interior Lighting | NC | 2.8538 | 5.5316 | 8.1106 | 10.6064 | 12.9674 | 15.312 | 17.6533 | 19.932 | 22.2033 | 24.4467
| LED HiLo Bay_Com, E - IntL [Electric Heat] | E | Yes | Small Office | Interior Lighting | RET | 27.9534 | 53.3288 | 78.1211 | 100.9898 | 122.2085 | 142.0514 | 160.3496 | 177.8162 | 194.2574 | 210.8712
| LED HiLo Bay_Com, E - IntL [Electric Heat] | E | Yes | Small Office | Interior Lighting | REPL | 15.2444 | 27.1146 | 37.9949 | 47.2184 | 54.865 | 60.9986 | 65.547 | 68.6504 | 70.2165 | 71.0946
| LED HiLo Bay_Com, E/G - IntL | E | Yes | Small Office | Interior Lighting | NC | 17.4235 | 33.7725 | 49.5184 | 64.7563 | 79.1716 | 93.4862 | 107.781 | 121.6935 | 135.5607 | 149.2573
| LED HiLo Bay_Com, E/G - IntL | E | Yes | Small Office | Interior Lighting | RET | 170.6672 | 325.5949 | 476.9624 | 616.5854 | 746.1349 | 867.2842 | 979.0022 | 1085.6435 | 1186.0236 | 1287.458
| LED HiLo Bay_Com, E/G - IntL | E | Yes | Small Office | Interior Lighting | REPL | 93.0737 | 165.5458 | 231.9749 | 288.2881 | 334.9738 | 372.4223 | 400.1921 | 419.1399 | 428.7014 | 434.0624
| LED HiLo Bay_Com, E/O - IntL | E | Yes | Small Office | Interior Lighting | NC | 4.8633 | 9.4267 | 13.8218 | 18.0751 | 22.0987 | 26.0942 | 30.0843 | 33.9676 | 37.8383 | 41.6613
| LED HiLo Bay_Com, E/O - IntL | E | Yes | Small Office | Interior Lighting | RET | 47.6373 | 90.8814 | 133.1317 | 172.1039 | 208.2643 | 242.08 | 273.2632 | 303.0293 | 331.0479 | 359.3606
| LED HiLo Bay_Com, E/O - IntL | E | Yes | Small Office | Interior Lighting | REPL | 25.9791 | 46.2078 | 64.7498 | 80.4682 | 93.4993 | 103.9521 | 111.7033 | 116.9921 | 119.6609 | 121.1573
| Repl Scre_Com, E - IntL [No Heat] | E | Yes | Small Office | Interior Lighting | NC | 11.4003 | 22.0976 | 10.6973 | 0 | 0 | 0 | 0 | 0 | 0 | 0
| Repl Scre_Com, E - IntL [No Heat] | E | Yes | Small Office | Interior Lighting | RET | 58.8889 | 116.2066 | 57.3176 | 0 | 0 | 0 | 0 | 0 | 0 | 0
| Repl Scre_Com, E - IntL [No Heat] | E | Yes | Small Office | Interior Lighting | REPL | 585.1163 | 1154.6201 | 569.5038 | 0 | 0 | 0 | 0 | 0 | 0 | 0
| Repl Scre_Com, E - IntL [Electric Heat] | E | Yes | Small Office | Interior Lighting | NC | 10.7627 | 20.8617 | 10.099 | 0 | 0 | 0 | 0 | 0 | 0 | 0
| Repl Scre_Com, E - IntL [Electric Heat] | E | Yes | Small Office | Interior Lighting | RET | 55.5953 | 109.7072 | 54.1119 | 0 | 0 | 0 | 0 | 0 | 0 | 0
| Repl Scre_Com, E - IntL [Electric Heat] | E | Yes | Small Office | Interior Lighting | REPL | 552.391 | 1090.0427 | 537.6517 | 0 | 0 | 0 | 0 | 0 | 0 | 0
| Repl Scre_Com, E/G - IntL | E | Yes | Small Office | Interior Lighting | NC | 58.4047 | 113.2077 | 54.8029 | 0 | 0 | 0 | 0 | 0 | 0 | 0
| Repl Scre_Com, E/G - IntL | E | Yes | Small Office | Interior Lighting | RET | 301.692 | 595.334 | 293.642 | 0 | 0 | 0 | 0 | 0 | 0 | 0
| Repl Scre_Com, E/G - IntL | E | Yes | Small Office | Interior Lighting | REPL | 2997.5901 | 5915.1967 | 2917.6066 | 0 | 0 | 0 | 0 | 0 | 0 | 0
| Repl Scre_Com, E/O - IntL | E | Yes | Small Office | Interior Lighting | NC | 16.3022 | 31.599 | 15.2968 | 0 | 0 | 0 | 0 | 0 | 0 | 0
| Repl Scre_Com, E/O - IntL | E | Yes | Small Office | Interior Lighting | RET | 84.2095 | 166.1721 | 81.9626 | 0 | 0 | 0 | 0 | 0 | 0 | 0
| Repl Scre_Com, E/O - IntL | E | Yes | Small Office | Interior Lighting | REPL | 836.6999 | 1651.0744 | 814.3745 | 0 | 0 | 0 | 0 | 0 | 0 | 0
| Lin LED Fixture_Com, E - IntL [No Heat] | E | Yes | Small Office | Interior Lighting | NC | 11.1462 | 21.6049 | 31.6779 | 41.4259 | 50.6477 | 59.805 | 68.9496 | 77.8498 | 86.7209 | 95.4828
| Lin LED Fixture_Com, E - IntL [No Heat] | E | Yes | Small Office | Interior Lighting | RET | 82.7226 | 156.9446 | 228.619 | 293.9647 | 353.892 | 409.2829 | 459.7687 | 507.4008 | 555.3543 | 602.1672
| Lin LED Fixture_Com, E - IntL [No Heat] | E | Yes | Small Office | Interior Lighting | REPL | 68.9459 | 122.6309 | 171.8393 | 213.5544 | 248.1375 | 275.8781 | 296.4491 | 310.485 | 320.6003 | 326.5346
| Lin LED Fixture_Com, E - IntL [Electric Heat] | E | Yes | Small Office | Interior Lighting | NC | 10.5228 | 20.3966 | 29.9062 | 39.109 | 47.815 | 56.4601 | 65.0933 | 73.4957 | 81.8706 | 90.1425
| Lin LED Fixture_Com, E - IntL [Electric Heat] | E | Yes | Small Office | Interior Lighting | RET | 78.096 | 148.1667 | 215.8324 | 277.5234 | 334.0989 | 386.3919 | 434.054 | 479.0221 | 524.2935 | 568.4883
| Lin LED Fixture_Com, E - IntL [Electric Heat] | E | Yes | Small Office | Interior Lighting | REPL | 65.0898 | 115.7722 | 162.2284 | 201.6104 | 234.2593 | 260.4484 | 279.8688 | 293.1197 | 302.6693 | 308.2717
| Lin LED Fixture_Com, E/G - IntL | E | Yes | Small Office | Interior Lighting | NC | 57.1025 | 110.6835 | 162.2881 | 212.2277 | 259.4715 | 306.3848 | 353.2335 | 398.8296 | 444.277 | 489.165
| Lin LED Fixture_Com, E/G - IntL | E | Yes | Small Office | Interior Lighting | RET | 423.7936 | 804.0376 | 1171.2304 | 1506.001 | 1813.0124 | 2096.7838 | 2355.426 | 2599.4485 | 2845.1173 | 3084.9432
| Lin LED Fixture_Com, E/G - IntL | E | Yes | Small Office | Interior Lighting | REPL | 353.2146 | 628.2464 | 880.3445 | 1094.0534 | 1271.2254 | 1413.3423 | 1518.7287 | 1590.6356 | 1642.4571 | 1672.859
| Lin LED Fixture_Com, E/O - IntL | E | Yes | Small Office | Interior Lighting | NC | 15.9387 | 30.8945 | 45.2985 | 59.2379 | 72.4248 | 85.5194 | 98.596 | 111.323 | 124.0085 | 136.5378
| Lin LED Fixture_Com, E/O - IntL | E | Yes | Small Office | Interior Lighting | RET | 118.2911 | 224.4263 | 326.9187 | 420.3613 | 506.0556 | 585.2631 | 657.4563 | 725.5689 | 794.141 | 861.0822
| Lin LED Fixture_Com, E/O - IntL | E | Yes | Small Office | Interior Lighting | REPL | 98.5907 | 175.3588 | 245.7254 | 305.3768 | 354.8298 | 394.498 | 423.9139 | 443.9848 | 458.4495 | 466.9354
| LED Tube Repl_Com, E - IntL [No Heat] | E | Yes | Small Office | Interior Lighting | RET | 520.4498 | 987.4173 | 1438.3571 | 1849.4801 | 2226.5127 | 2609.6444 | 2993.0974 | 3389.9291 | 3794.503 | 4194.0342
| LED Tube Repl_Com, E - IntL [No Heat] | E | Yes | Small Office | Interior Lighting | REPL | 637.0234 | 1133.0442 | 1587.7038 | 1973.1283 | 2292.6586 | 2591.3652 | 2865.271 | 3123.6693 | 3362.3168 | 3574.1598
| LED Tube Repl_Com, E - IntL [Electric Heat] | E | Yes | Small Office | Interior Lighting | RET | 491.3413 | 932.1915 | 1357.9104 | 1746.0395 | 2101.9848 | 2463.6882 | 2825.6948 | 3200.3319 | 3582.2781 | 3959.4638
| LED Tube Repl_Com, E - IntL [Electric Heat] | E | Yes | Small Office | Interior Lighting | REPL | 601.395 | 1069.6735 | 1498.9042 | 1862.7721 | 2164.4312 | 2446.4313 | 2705.0177 | 2948.9639 | 3174.2639 | 3374.2587
| LED Tube Repl_Com, E/G - IntL | E | Yes | Small Office | Interior Lighting | RET | 2666.2994 | 5058.6056 | 7368.8006 | 9475.0113 | 11406.5748 | 13369.3846 | 15333.8401 | 17366.8359 | 19439.495 | 21486.3207
| LED Tube Repl_Com, E/G - IntL | E | Yes | Small Office | Interior Lighting | REPL | 3263.514 | 5804.6619 | 8133.9139 | 10108.4697 | 11745.4447 | 13275.7392 | 14678.977 | 16002.7689 | 17225.3762 | 18310.6623
| LED Tube Repl_Com, E/O - IntL | E | Yes | Small Office | Interior Lighting | RET | 744.2286 | 1411.9791 | 2056.8104 | 2644.7047 | 3183.8508 | 3731.7185 | 4280.0455 | 4847.5038 | 5426.033 | 5997.3516
| LED Tube Repl_Com, E/O - IntL | E | Yes | Small Office | Interior Lighting | REPL | 910.9257 | 1620.2215 | 2270.372 | 2821.5183 | 3278.4376 | 3705.5798 | 4097.2574 | 4466.7597 | 4808.019 | 5110.9485
| Repl pin CFL wLED_Com, E - IntL [No Heat] | E | Yes | Small Office | Interior Lighting | RET | 6.1689 | 11.7894 | 17.3008 | 22.4033 | 27.155 | 32.2934 | 37.7199 | 43.6055 | 49.8587 | 56.0595
| Repl pin CFL wLED_Com, E - IntL [No Heat] | E | Yes | Small Office | Interior Lighting | REPL | 7.1449 | 12.7083 | 17.8077 | 22.1307 | 25.7145 | 29.3751 | 33.0608 | 36.901 | 40.8453 | 44.7716
| Repl pin CFL wLED_Com, E - IntL [Electric Heat] | E | Yes | Small Office | Interior Lighting | RET | 5.8238 | 11.13 | 16.3332 | 21.1503 | 25.6362 | 30.4872 | 35.6103 | 41.1666 | 47.0701 | 52.9241
| Repl pin CFL wLED_Com, E - IntL [Electric Heat] | E | Yes | Small Office | Interior Lighting | REPL | 6.7453 | 11.9975 | 16.8118 | 20.8929 | 24.2763 | 27.7322 | 31.2118 | 34.8372 | 38.5608 | 42.2676
| Repl pin CFL wLED_Com, E/G - IntL | E | Yes | Small Office | Interior Lighting | RET | 31.6035 | 60.3976 | 88.6332 | 114.7735 | 139.1168 | 165.441 | 193.2417 | 223.3937 | 255.4295 | 287.1965
| Repl pin CFL wLED_Com, E/G - IntL | E | Yes | Small Office | Interior Lighting | REPL | 36.6037 | 65.1053 | 91.2302 | 113.3769 | 131.7372 | 150.4907 | 169.3729 | 189.0464 | 209.2531 | 229.3682
| Repl pin CFL wLED_Com, E/O - IntL | E | Yes | Small Office | Interior Lighting | RET | 8.8213 | 16.8584 | 24.7397 | 32.0361 | 38.8309 | 46.1786 | 53.9384 | 62.3546 | 71.2965 | 80.1635
| Repl pin CFL wLED_Com, E/O - IntL | E | Yes | Small Office | Interior Lighting | REPL | 10.217 | 18.1725 | 25.4646 | 31.6462 | 36.7711 | 42.0056 | 47.2761 | 52.7674 | 58.4076 | 64.0222
| Refrig Case LED_Com, E - IntL | E | Yes | Small Office | Interior Lighting | NC | 13.5701 | 26.3034 | 38.567 | 50.4349 | 61.6621 | 72.8108 | 83.9442 | 94.7799 | 105.5802 | 116.2476
| Refrig Case LED_Com, E - IntL | E | Yes | Small Office | Interior Lighting | RET | 69.6479 | 134.048 | 198.1377 | 258.3537 | 315.2638 | 369.4731 | 420.3915 | 469.8995 | 524.8201 | 583.1632
| Refrig Case LED_Com, E - IntL | E | Yes | Small Office | Interior Lighting | REPL | 87.0599 | 154.8495 | 216.9863 | 269.6611 | 313.3302 | 348.359 | 374.3346 | 392.0581 | 410.3182 | 428.5495
| Refrig Case Ctrls_Com, E - IntL | E | Yes | Small Office | Interior Lighting | RET | 54.5494 | 107.6432 | 163.2622 | 218.2698 | 272.9936 | 327.8639 | 382.1157 | 437.6411 | 439.1306 | 440.8683
| Stair Occ Sensor_Com, E - IntL [No Heat] | E | Yes | Small Office | Interior Lighting | NC | 7.3267 | 14.2016 | 20.8229 | 27.2305 | 33.2923 | 39.3116 | 45.3227 | 51.1731 | 57.0043 | 62.7638
| Stair Occ Sensor_Com, E - IntL [No Heat] | E | Yes | Small Office | Interior Lighting | RET | 56.4059 | 111.3068 | 168.8186 | 225.6983 | 282.2846 | 339.0223 | 395.1206 | 452.5357 | 510.4818 | 567.1796
| Stair Occ Sensor_Com, E - IntL [Electric Heat] | E | Yes | Small Office | Interior Lighting | NC | 6.9169 | 13.4073 | 19.6583 | 25.7075 | 31.4303 | 37.113 | 42.7878 | 48.311 | 53.8161 | 59.2534
| Stair Occ Sensor_Com, E - IntL [Electric Heat] | E | Yes | Small Office | Interior Lighting | RET | 53.2512 | 105.0814 | 159.3767 | 213.0751 | 266.4966 | 320.061 | 373.0217 | 427.2256 | 481.9308 | 535.4575
| Stair Occ Sensor_Com, E/G - IntL | E | Yes | Small Office | Interior Lighting | NC | 37.5352 | 72.7557 | 106.677 | 139.5038 | 170.5586 | 201.3962 | 232.1913 | 262.163 | 292.037 | 321.5432
| Stair Occ Sensor_Com, E/G - IntL | E | Yes | Small Office | Interior Lighting | RET | 288.9713 | 570.2321 | 864.8693 | 1156.2679 | 1446.1632 | 1736.8343 | 2024.2294 | 2318.371 | 2615.2327 | 2905.6992
| Stair Occ Sensor_Com, E/O - IntL | E | Yes | Small Office | Interior Lighting | NC | 10.477 | 20.3079 | 29.7761 | 38.9389 | 47.607 | 56.2145 | 64.8102 | 73.176 | 81.5146 | 89.7505
| Stair Occ Sensor_Com, E/O - IntL | E | Yes | Small Office | Interior Lighting | RET | 80.6589 | 159.1656 | 241.4059 | 322.7423 | 403.6591 | 484.7925 | 565.0114 | 647.1134 | 729.9747 | 811.0509
| Int Delamping_Com, E - IntL [No Heat] | E | Yes | Small Office | Interior Lighting | RET | 5.4117 | 10.679 | 16.1968 | 21.654 | 27.083 | 32.5266 | 37.9088 | 43.4173 | 48.9768 | 54.4165
| Int Delamping_Com, E - IntL [Electric Heat] | E | Yes | Small Office | Interior Lighting | RET | 5.109 | 10.0818 | 15.291 | 20.4429 | 25.5683 | 30.7074 | 35.7885 | 40.989 | 46.2375 | 51.373
| Int Delamping_Com, E/G - IntL | E | Yes | Small Office | Interior Lighting | RET | 27.7246 | 54.7094 | 82.9775 | 110.935 | 138.7482 | 166.6358 | 194.2092 | 222.4298 | 250.9114 | 278.7794
| Int Delamping_Com, E/O - IntL | E | Yes | Small Office | Interior Lighting | RET | 7.7386 | 15.2707 | 23.161 | 30.9646 | 38.728 | 46.5121 | 54.2085 | 62.0855 | 70.0354 | 77.8141
| Int Ltg Dsgn_Com, E - IntL [No Heat] | E | Yes | Small Office | Interior Lighting | NC | 9.7063 | 18.8141 | 27.5859 | 36.0747 | 44.1052 | 52.0796 | 60.043 | 67.7935 | 75.5186 | 83.1487
| Int Ltg Dsgn_Com, E - IntL [Electric Heat] | E | Yes | Small Office | Interior Lighting | NC | 9.1635 | 17.7618 | 26.043 | 34.057 | 41.6384 | 49.1668 | 56.6848 | 64.0018 | 71.2949 | 78.4983
| Int Ltg Dsgn_Com, E/G - IntL | E | Yes | Small Office | Interior Lighting | NC | 49.7262 | 96.3859 | 141.3244 | 184.813 | 225.954 | 266.8073 | 307.6042 | 347.3104 | 386.8871 | 425.9766
| Int Ltg Dsgn_Com, E/O - IntL | E | Yes | Small Office | Interior Lighting | NC | 13.8798 | 26.9036 | 39.4471 | 51.5858 | 63.0692 | 74.4724 | 85.8598 | 96.9427 | 107.9895 | 118.9004
| Room Air Conditioner_Com, E - Cool | E | Yes | Large Office | Cooling | NC | 0 | 0 | 0 | 0 | 0 | 0 | 0 | 0 | 0 | 0
| Room Air Conditioner_Com, E - Cool | E | Yes | Large Office | Cooling | RET | 0 | 0 | 0 | 0 | 0 | 0 | 0 | 0 | 0 | 0
| Room Air Conditioner_Com, E - Cool | E | Yes | Large Office | Cooling | REPL | 0 | 0 | 0 | 0 | 0 | 0 | 0 | 0 | 0 | 0
| Chiller Systems_Com, E - Cool | E | Yes | Large Office | Cooling | NC | 2653.8719 | 5144.0811 | 7542.4344 | 9863.4048 | 12059.0858 | 14239.4114 | 16416.7319 | 18535.8374 | 20648.0306 | 22734.2237
| Chiller Systems_Com, E - Cool | E | Yes | Large Office | Cooling | RET | 12126.1783 | 23604.1426 | 35297.2468 | 46543.7121 | 57424.3992 | 68034.1065 | 78235.6826 | 88389.5375 | 88957.8481 | 89545.5927
| Chiller Systems_Com, E - Cool | E | Yes | Large Office | Cooling | REPL | 13620.8514 | 24226.78 | 33948.3242 | 42189.4819 | 49021.686 | 54502.0754 | 58566.0417 | 61338.9534 | 62738.2305 | 62738.2305
| Chiller Tuneup_Com, E - Cool | E | Yes | Large Office | Cooling | RET | 2283.475 | 4506.0208 | 6834.2686 | 9136.9242 | 11427.7011 | 11441.1332 | 11489.6067 | 11485.6903 | 11528.8605 | 11533.3732
| Computer Room Air Conditioner_Com, E - Cool | E | Yes | Large Office | Cooling | NC | 221.9873 | 430.2848 | 630.8988 | 825.0401 | 1008.7013 | 1191.0781 | 1373.2035 | 1550.4594 | 1727.1371 | 1901.6401
| Computer Room Air Conditioner_Com, E - Cool | E | Yes | Large Office | Cooling | REPL | 1139.3376 | 2248.2748 | 3409.9519 | 4558.8597 | 5701.8407 | 6847.8802 | 7981.003 | 9140.726 | 10311.1735 | 11456.4061
| Mini Split Ductless AC_Com, E - Cool | E | Yes | Large Office | Cooling | NC | 0 | 0 | 0 | 0 | 0 | 0 | 0 | 0 | 0 | 0
| Mini Split Ductless AC_Com, E - Cool | E | Yes | Large Office | Cooling | RET | 0 | 0 | 0 | 0 | 0 | 0 | 0 | 0 | 0 | 0
| Mini Split Ductless AC_Com, E - Cool | E | Yes | Large Office | Cooling | REPL | 0 | 0 | 0 | 0 | 0 | 0 | 0 | 0 | 0 | 0
| Eff Unitary AC_Com, E - Cool | E | Yes | Large Office | Cooling | NC | 96.3471 | 186.7526 | 273.8233 | 358.0847 | 437.7975 | 516.9529 | 595.9991 | 672.9319 | 749.6137 | 825.3517
| Eff Unitary AC_Com, E - Cool | E | No | Large Office | Cooling | RET | 766.2276 | 1477.3422 | 2187.6482 | 2857.4906 | 3492.9003 | 4100.3941 | 4673.1198 | 5271.081 | 5885.9188 | 6498.0973
| Eff Unitary AC_Com, E - Cool | E | Yes | Large Office | Cooling | REPL | 659.3286 | 1224.0562 | 1775.3063 | 2280.605 | 2743.6109 | 3168.0633 | 3548.388 | 3930.966 | 4310.3453 | 4674.9604
| PTAC_Com, E - Cool | E | Yes | Large Office | Cooling | NC | 0 | 0 | 0 | 0 | 0 | 0 | 0 | 0 | 0 | 0
| PTAC_Com, E - Cool | E | Yes | Large Office | Cooling | RET | 0 | 0 | 0 | 0 | 0 | 0 | 0 | 0 | 0 | 0
| PTAC_Com, E - Cool | E | Yes | Large Office | Cooling | REPL | 0 | 0 | 0 | 0 | 0 | 0 | 0 | 0 | 0 | 0
| Unitary Equipment Economizer_Com, E - Cool | E | No | Large Office | Cooling | RET | 753.6704 | 1487.2309 | 2255.6788 | 3015.6798 | 3771.7603 | 4529.864 | 5279.4234 | 6046.5786 | 6820.8282 | 7578.3981
| AC Tuneup_Com, E - Cool [ASHP] | E | Yes | Large Office | Cooling | RET | 53.9643 | 106.4887 | 161.5111 | 215.9286 | 270.0655 | 270.3829 | 271.5285 | 271.4359 | 272.4561 | 272.5628
| AC Tuneup_Com, E - Heat [ASHP] | E | Yes | Large Office | Space Heating | RET | 129.3175 | 255.1846 | 387.0377 | 517.4415 | 647.1725 | 647.9332 | 650.6784 | 650.4566 | 652.9014 | 653.1569
| AC Tuneup_Com, E - Cool [Unitary AC] | E | Yes | Large Office | Cooling | RET | 256.6667 | 506.4849 | 768.1842 | 1027.0068 | 1284.4943 | 1286.0041 | 1291.4526 | 1291.0124 | 1295.8648 | 1296.372
| DCV_Com, E - Cool [Building w Elec Heat] | E | Yes | Large Office | Cooling | RET | 1328.2646 | 2621.0875 | 3975.3958 | 5314.8174 | 6647.3294 | 7983.4072 | 9304.4265 | 10656.4566 | 12020.9897 | 13356.1267
| DCV_Com, E - Heat [Building w Elec Heat] | E | Yes | Large Office | Space Heating | RET | 514.7377 | 1015.7409 | 1540.5713 | 2059.6326 | 2576.0164 | 3093.782 | 3605.7119 | 4129.6595 | 4658.4522 | 5175.8532
| DCV_Com, E - Vent [Building w Elec Heat] | E | Yes | Large Office | Ventilation | RET | 4213.1835 | 8313.948 | 12609.7408 | 16858.3138 | 21084.9699 | 25322.9367 | 29513.1385 | 33801.7051 | 38129.9304 | 42364.9129
| DCV_Com, E - Cool [Building w Gas Heat] | E | Yes | Large Office | Cooling | RET | 2712.3536 | 5352.3342 | 8117.8698 | 10853.0063 | 13574.0332 | 16302.3417 | 18999.9001 | 21760.7836 | 24547.1985 | 27273.5857
| DCV_Com, E - Vent [Building w Gas Heat] | E | Yes | Large Office | Ventilation | RET | 8603.439 | 16977.3152 | 25749.4446 | 34425.15 | 43056.1004 | 51710.1475 | 60266.6572 | 69024.0307 | 77862.3882 | 86510.3413
| DCV_Com, E - Cool [Building w Oil Heat] | E | Yes | Large Office | Cooling | RET | 729.7756 | 1440.0789 | 2184.1635 | 2920.0691 | 3652.1783 | 4386.2467 | 5112.0417 | 5854.8746 | 6604.5769 | 7338.1284
| DCV_Com, E - Vent [Building w Oil Heat] | E | Yes | Large Office | Ventilation | RET | 2314.809 | 4567.8526 | 6928.0487 | 9262.3014 | 11584.5125 | 13912.9379 | 16215.1202 | 18571.3462 | 20949.3614 | 23276.1471
| DCV_Com, E - Cool [Building w Propane Heat] | E | Yes | Large Office | Cooling | RET | 219.9304 | 433.9924 | 658.2351 | 880.0128 | 1100.6465 | 1321.8706 | 1540.6013 | 1764.4667 | 1990.4024 | 2211.4707
| DCV_Com, E - Vent [Building w Propane Heat] | E | Yes | Large Office | Ventilation | RET | 697.6073 | 1376.6006 | 2087.8861 | 2791.3532 | 3491.1912 | 4192.9021 | 4886.7041 | 5596.7932 | 6313.4488 | 7014.6655
| Controls for Unitary AC_Com, E - Cool | E | No | Large Office | Cooling | RET | 796.9085 | 1572.5533 | 2385.087 | 3188.6893 | 3988.146 | 4789.7421 | 5582.3037 | 6393.4706 | 7212.1388 | 8013.1705
| Optimized Unitary AC Sys_Com, E - Cool [Building w Elec Heat] | E | No | Large Office | Cooling | NC | 70.285 | 136.2356 | 199.7534 | 261.2219 | 319.3722 | 377.1158 | 434.7798 | 490.9021 | 546.8413 | 602.0919
| Optimized Unitary AC Sys_Com, E - Heat [Building w Elec Heat] | E | No | Large Office | Space Heating | NC | 194.9328 | 377.8442 | 554.0087 | 724.4891 | 885.7668 | 1045.9166 | 1205.8456 | 1361.4987 | 1516.644 | 1669.8795
| Optimized Unitary AC Sys_Com, E - Cool [Building w Gas Heat] | E | Yes | Large Office | Cooling | NC | 143.5239 | 278.1968 | 407.9021 | 533.4224 | 652.1669 | 770.081 | 887.8326 | 1002.4359 | 1116.6653 | 1229.4886
| Optimized Unitary AC Sys_Com, E - Cool [Building w Oil Heat] | E | Yes | Large Office | Cooling | NC | 38.616 | 74.8506 | 109.7486 | 143.5206 | 175.4696 | 207.1951 | 238.8769 | 269.7116 | 300.4458 | 330.8016
| Optimized Unitary AC Sys_Com, E - Cool [Building w Propane Heat] | E | Yes | Large Office | Cooling | NC | 11.6376 | 22.5575 | 33.0746 | 43.2524 | 52.8808 | 62.4418 | 71.9896 | 81.2822 | 90.5445 | 99.6927
| Optimized Chiller Sys_Com, E - Cool | E | No | Large Office | Cooling | NC | 1046.8466 | 2029.1347 | 2975.1894 | 3890.7196 | 4756.8281 | 5616.8795 | 6475.7456 | 7311.6481 | 8144.824 | 8967.744
| Cool Roof_Com, E - Cool [Building w Elec Heat] | E | No | Large Office | Cooling | NC | 104.1699 | 201.9158 | 296.0561 | 387.1589 | 473.3439 | 558.9262 | 644.3905 | 727.5697 | 810.4777 | 892.365
| Cool Roof_Com, E - Cool [Building w Elec Heat] | E | No | Large Office | Cooling | RET | 545.3394 | 1076.1276 | 1632.1596 | 2182.0797 | 2729.1629 | 3277.7101 | 3820.0748 | 4375.1715 | 4935.4015 | 5483.5624
| Cool Roof_Com, E - Heat [Building w Elec Heat] | E | No | Large Office | Space Heating | NC | -25.0202 | -48.4974 | -71.1085 | -92.9902 | -113.6906 | -134.2463 | -154.7736 | -174.7521 | -194.6654 | -214.3336
| Cool Roof_Com, E - Heat [Building w Elec Heat] | E | No | Large Office | Space Heating | RET | -130.9829 | -258.4708 | -392.022 | -524.1051 | -655.5069 | -787.2603 | -917.5287 | -1050.8552 | -1185.4146 | -1317.0752
| Cool Roof_Com, E - Cool [Building w Gas Heat] | E | No | Large Office | Cooling | NC | 212.7179 | 412.3177 | 604.5548 | 790.5894 | 966.5816 | 1141.343 | 1315.8635 | 1485.7178 | 1655.0181 | 1822.2345
| Cool Roof_Com, E - Cool [Building w Gas Heat] | E | No | Large Office | Cooling | RET | 1113.5983 | 2197.4828 | 3332.9158 | 4455.868 | 5573.0272 | 6693.1761 | 7800.7 | 8934.223 | 10078.2283 | 11197.5884
| Cool Roof_Com, E - Cool [Building w Oil Heat] | E | No | Large Office | Cooling | NC | 57.2331 | 110.9366 | 162.6592 | 212.713 | 260.0648 | 307.0854 | 354.0413 | 399.7417 | 445.293 | 490.2835
| Cool Roof_Com, E - Cool [Building w Oil Heat] | E | No | Large Office | Cooling | RET | 299.6206 | 591.2465 | 896.7418 | 1198.8791 | 1499.4578 | 1800.8408 | 2098.827 | 2403.8085 | 2711.6102 | 3012.781
| Cool Roof_Com, E - Cool [Building w Propane Heat] | E | No | Large Office | Cooling | NC | 17.2482 | 33.4327 | 49.0201 | 64.1047 | 78.375 | 92.5455 | 106.6964 | 120.469 | 134.1967 | 147.7553
| Cool Roof_Com, E - Cool [Building w Propane Heat] | E | No | Large Office | Cooling | RET | 90.2958 | 178.1822 | 270.2485 | 361.3027 | 451.8873 | 542.7142 | 632.5175 | 724.4288 | 817.1902 | 907.9532
| GSHP_Com, E - Cool | E | Yes | Large Office | Cooling | RET | 205.2116 | 385.074 | 554.7429 | 705.8504 | 841.2207 | 963.4478 | 1072.2729 | 1172.5703 | 1263.7234 | 1344.0384
| GSHP_Com, E - Cool | E | Yes | Large Office | Cooling | REPL | 82.4971 | 146.7339 | 205.6141 | 255.5282 | 296.9087 | 330.1016 | 354.7158 | 371.5104 | 379.9854 | 379.9854
| GSHP_Com, E - Heat | E | Yes | Large Office | Space Heating | RET | 640.154 | 1201.2313 | 1730.5105 | 2201.8874 | 2624.1726 | 3005.4581 | 3344.9358 | 3657.8119 | 3942.1622 | 4192.7034
| GSHP_Com, E - Heat | E | Yes | Large Office | Space Heating | REPL | 257.3483 | 457.7336 | 641.4096 | 797.1156 | 926.2012 | 1029.7461 | 1106.5295 | 1158.9201 | 1185.3576 | 1185.3576
| Unitary HP_Com, E - Cool | E | Yes | Large Office | Cooling | NC | 22.3072 | 43.2388 | 63.3982 | 82.9072 | 101.3631 | 119.6899 | 137.9914 | 155.8037 | 173.5578 | 191.0934
| Unitary HP_Com, E - Cool | E | No | Large Office | Cooling | RET | 110.2353 | 212.364 | 314.1993 | 410.0666 | 500.848 | 587.4902 | 669.0318 | 761.4008 | 863.1865 | 970.7542
| Unitary HP_Com, E - Cool | E | Yes | Large Office | Cooling | REPL | 152.6541 | 271.5188 | 380.4719 | 472.8337 | 549.4048 | 610.8256 | 656.372 | 705.3559 | 757.1827 | 810.2317
| Unitary HP_Com, E - Heat | E | Yes | Large Office | Space Heating | NC | 22.7583 | 44.1131 | 64.6802 | 84.5837 | 103.4128 | 122.1101 | 140.7818 | 158.9542 | 177.0673 | 194.9574
| Unitary HP_Com, E - Heat | E | No | Large Office | Space Heating | RET | 112.4644 | 216.6582 | 320.5527 | 418.3585 | 510.9756 | 599.3698 | 682.5602 | 776.797 | 880.641 | 990.3838
| Unitary HP_Com, E - Heat | E | Yes | Large Office | Space Heating | REPL | 155.7409 | 277.0092 | 388.1654 | 482.3948 | 560.5143 | 623.1771 | 669.6445 | 719.6188 | 772.4937 | 826.6154
| PTHP_Com, E - Cool | E | Yes | Large Office | Cooling | NC | 0 | 0 | 0 | 0 | 0 | 0 | 0 | 0 | 0 | 0
| PTHP_Com, E - Cool | E | Yes | Large Office | Cooling | RET | 0 | 0 | 0 | 0 | 0 | 0 | 0 | 0 | 0 | 0
| PTHP_Com, E - Cool | E | Yes | Large Office | Cooling | REPL | 0 | 0 | 0 | 0 | 0 | 0 | 0 | 0 | 0 | 0
| PTHP_Com, E - Heat | E | Yes | Large Office | Space Heating | NC | 0 | 0 | 0 | 0 | 0 | 0 | 0 | 0 | 0 | 0
| PTHP_Com, E - Heat | E | Yes | Large Office | Space Heating | RET | 0 | 0 | 0 | 0 | 0 | 0 | 0 | 0 | 0 | 0
| PTHP_Com, E - Heat | E | Yes | Large Office | Space Heating | REPL | 0 | 0 | 0 | 0 | 0 | 0 | 0 | 0 | 0 | 0
| Minisplit Ductless HP_Com, E - Cool | E | Yes | Large Office | Cooling | RET | 382.5261 | 721.0267 | 1043.4168 | 1333.3016 | 1595.4959 | 1834.5123 | 2031.2223 | 2223.0229 | 2406.4607 | 2577.33
| Minisplit Ductless HP_Com, E - Cool | E | Yes | Large Office | Cooling | REPL | 273.6967 | 486.8116 | 682.1558 | 847.7532 | 985.0391 | 1095.1618 | 1176.8229 | 1238.2172 | 1277.7903 | 1294.6043
| Minisplit Ductless HP_Com, E - Heat | E | Yes | Large Office | Space Heating | RET | 5919.5747 | 11157.8566 | 16146.8308 | 20632.7856 | 24690.2305 | 28388.9989 | 31713.8977 | 34930.5024 | 38005.866 | 40862.8708
| Minisplit Ductless HP_Com, E - Heat | E | Yes | Large Office | Space Heating | REPL | 4344.6811 | 7727.6838 | 10828.592 | 13457.2971 | 15636.5843 | 17384.6795 | 18680.9742 | 19655.552 | 20283.7383 | 20550.6442
| Programmable TStat_Com, E - Cool [Building w Elec Heat] | E | Yes | Large Office | Cooling | NC | 0 | 0 | 0 | 0 | 0 | 0 | 0 | 0 | 0 | 0
| Programmable TStat_Com, E - Heat [Building w Elec Heat] | E | Yes | Large Office | Space Heating | NC | 0 | 0 | 0 | 0 | 0 | 0 | 0 | 0 | 0 | 0
| Programmable TStat_Com, E - Cool [Building w Gas Heat] | E | Yes | Large Office | Cooling | NC | 0 | 0 | 0 | 0 | 0 | 0 | 0 | 0 | 0 | 0
| Programmable TStat_Com, E - Cool [Building w Gas Heat] | E | Yes | Large Office | Cooling | RET | 0 | 0 | 0 | 0 | 0 | 0 | 0 | 0 | 0 | 0
| Programmable TStat_Com, E - Cool [Building w Propane Heat] | E | Yes | Large Office | Cooling | NC | 0 | 0 | 0 | 0 | 0 | 0 | 0 | 0 | 0 | 0
| Programmable TStat_Com, E - Cool [Building w Propane Heat] | E | Yes | Large Office | Cooling | RET | 0 | 0 | 0 | 0 | 0 | 0 | 0 | 0 | 0 | 0
| Programmable TStat_Com, E - Cool [Building w Oil Heat] | E | Yes | Large Office | Cooling | NC | 0 | 0 | 0 | 0 | 0 | 0 | 0 | 0 | 0 | 0
| Programmable TStat_Com, E - Cool [Building w Oil Heat] | E | Yes | Large Office | Cooling | RET | 0 | 0 | 0 | 0 | 0 | 0 | 0 | 0 | 0 | 0
| Smart TStat_Com, E - Cool [Building w Elec Heat] | E | Yes | Large Office | Cooling | NC | 32.1816 | 62.3785 | 91.4616 | 119.6064 | 146.2318 | 172.671 | 199.0738 | 224.7707 | 250.3837 | 275.6814
| Smart TStat_Com, E - Cool [Building w Elec Heat] | E | Yes | Large Office | Cooling | RET | 118.4636 | 233.7664 | 354.5528 | 474.0115 | 592.8539 | 712.0144 | 829.8319 | 950.4151 | 1072.1134 | 1191.19
| Smart TStat_Com, E - Heat [Building w Elec Heat] | E | Yes | Large Office | Space Heating | NC | 16.9177 | 32.7921 | 48.081 | 62.8766 | 76.8734 | 90.7724 | 104.6523 | 118.161 | 131.6257 | 144.9246
| Smart TStat_Com, E - Heat [Building w Elec Heat] | E | Yes | Large Office | Space Heating | RET | 62.2758 | 122.89 | 186.3869 | 249.1858 | 311.6608 | 374.303 | 436.2391 | 499.6292 | 563.6055 | 626.2036
| Smart TStat_Com, E - Cool [Building w Gas Heat] | E | Yes | Large Office | Cooling | NC | 65.7157 | 127.3787 | 186.7672 | 244.2395 | 298.6094 | 352.5991 | 406.5143 | 458.988 | 511.2905 | 562.9492
| Smart TStat_Com, E - Cool [Building w Gas Heat] | E | Yes | Large Office | Cooling | RET | 241.9061 | 477.3575 | 724.0067 | 967.9447 | 1210.6244 | 1453.9534 | 1694.54 | 1940.7743 | 2189.2857 | 2432.4434
| Smart TStat_Com, E - Cool [Building w Propane Heat] | E | Yes | Large Office | Cooling | NC | 17.6812 | 34.272 | 50.2509 | 65.7142 | 80.3427 | 94.869 | 109.3752 | 123.4936 | 137.5659 | 151.465
| Smart TStat_Com, E - Cool [Building w Propane Heat] | E | Yes | Large Office | Cooling | RET | 65.0863 | 128.436 | 194.7985 | 260.4316 | 325.726 | 391.1952 | 455.9266 | 522.1774 | 589.041 | 654.4641
| Smart TStat_Com, E - Cool [Building w Oil Heat] | E | Yes | Large Office | Cooling | NC | 5.3285 | 10.3285 | 15.144 | 19.8041 | 24.2127 | 28.5904 | 32.9621 | 37.2169 | 41.4578 | 45.6466
| Smart TStat_Com, E - Cool [Building w Oil Heat] | E | Yes | Large Office | Cooling | RET | 19.6149 | 38.7064 | 58.7059 | 78.4855 | 98.1631 | 117.8934 | 137.4013 | 157.3671 | 177.5176 | 197.234
| Windows_Com, E - Cool [Building w Elec Heat] | E | No | Large Office | Cooling | NC | 213.9348 | 414.6763 | 608.0132 | 795.112 | 972.1109 | 1147.8721 | 1323.3909 | 1494.217 | 1664.4858 | 1832.6586
| Windows_Com, E - Heat [Building w Elec Heat] | E | No | Large Office | Space Heating | NC | 111.6284 | 216.3728 | 317.2535 | 414.8792 | 507.235 | 598.9449 | 690.5284 | 779.6632 | 868.5073 | 956.2578
| Windows_Com, E - Cool [Building w Gas Heat] | E | No | Large Office | Cooling | NC | 436.8608 | 846.7807 | 1241.58 | 1623.641 | 1985.0778 | 2343.987 | 2702.4014 | 3051.233 | 3398.9267 | 3742.3404
| Windows_Com, E - Cool [Building w Oil Heat] | E | No | Large Office | Cooling | NC | 117.5401 | 227.8316 | 334.0548 | 436.8507 | 534.0976 | 630.6643 | 727.098 | 820.9533 | 914.5024 | 1006.9
| Windows_Com, E - Cool [Building w Propane Heat] | E | Yes | Large Office | Cooling | NC | 35.4227 | 68.661 | 100.6731 | 131.6525 | 160.9595 | 190.0615 | 219.1234 | 247.4083 | 275.601 | 303.4466
| Window Film_Com, E - Cool [Building w Elec Heat] | E | No | Large Office | Cooling | RET | 0 | 0 | 0 | 0 | 0 | 0 | 0 | 0 | 0 | 0
| Window Film_Com, E - Heat [Building w Elec Heat] | E | No | Large Office | Space Heating | RET | 0 | 0 | 0 | 0 | 0 | 0 | 0 | 0 | 0 | 0
| Window Film_Com, E - Cool [Building w Gas Heat] | E | No | Large Office | Cooling | RET | 0 | 0 | 0 | 0 | 0 | 0 | 0 | 0 | 0 | 0
| Window Film_Com, E - Cool [Building w Oil Heat] | E | No | Large Office | Cooling | RET | 0 | 0 | 0 | 0 | 0 | 0 | 0 | 0 | 0 | 0
| Window Film_Com, E - Cool [Building w Propane Heat] | E | No | Large Office | Cooling | RET | 0 | 0 | 0 | 0 | 0 | 0 | 0 | 0 | 0 | 0
| Motors and Fans_Com, E - Vent | E | Yes | Large Office | Ventilation | NC | 207.5446 | 402.2901 | 589.8521 | 771.3623 | 943.0744 | 1113.5856 | 1283.8618 | 1449.5853 | 1614.7682 | 1777.9179
| Motors and Fans_Com, E - Vent | E | Yes | Large Office | Ventilation | RET | 2109.1187 | 3958.7292 | 5704.4853 | 7260.1217 | 8654.5196 | 8492.4447 | 8367.8041 | 8230.5813 | 8132.0758 | 8034.4647
| Motors and Fans_Com, E - Vent | E | Yes | Large Office | Ventilation | REPL | 1420.2819 | 2526.1899 | 3539.8808 | 4399.208 | 5111.6198 | 5683.0744 | 6106.8348 | 6399.1863 | 6551.5773 | 6561.0948
| ECM Furnace Motors_Com, E - Vent | E | Yes | Large Office | Ventilation | RET | 3899.6513 | 7695.2494 | 11671.3624 | 15603.7697 | 19515.8909 | 23438.4812 | 27316.861 | 31286.2856 | 35292.4176 | 39212.2456
| VFD on HVAC System_Com, E - Vent | E | Yes | Large Office | Ventilation | RET | 27602.3027 | 54468.1017 | 82611.6116 | 110445.7657 | 138136.3327 | 165901.0006 | 193352.7405 | 221448.909 | 249804.8977 | 277550.0142
| Kitchen DCV_Com, E - Vent [Building w Elec Heat] | E | Yes | Large Office | Ventilation | NC | 29.1757 | 56.5521 | 82.9187 | 108.4346 | 132.5731 | 156.5428 | 180.4795 | 203.7762 | 226.9968 | 249.9317
| Kitchen DCV_Com, E - Vent [Building w Elec Heat] | E | Yes | Large Office | Ventilation | RET | 278.5213 | 524.3995 | 758.0173 | 967.5795 | 1156.6719 | 1328.6377 | 1482.8527 | 1630.4193 | 1769.9508 | 1898.1345
| Kitchen DCV_Com, E - Vent [Building w Elec Heat] | E | Yes | Large Office | Ventilation | REPL | 199.6568 | 355.1204 | 497.6205 | 618.4208 | 718.5685 | 798.901 | 858.4713 | 902.2785 | 929.1705 | 938.536
| Kitchen DCV_Com, E - Heat [Building w Elec Heat] | E | Yes | Large Office | Space Heating | NC | 9.1939 | 17.8208 | 26.1295 | 34.1701 | 41.7767 | 49.3301 | 56.873 | 64.2143 | 71.5317 | 78.7589
| Kitchen DCV_Com, E - Heat [Building w Elec Heat] | E | Yes | Large Office | Space Heating | RET | 87.7681 | 165.2497 | 238.8678 | 304.9054 | 364.4925 | 418.6827 | 467.2792 | 513.7807 | 557.7501 | 598.1436
| Kitchen DCV_Com, E - Heat [Building w Elec Heat] | E | Yes | Large Office | Space Heating | REPL | 62.9162 | 111.9062 | 156.8111 | 194.8779 | 226.4366 | 251.7511 | 270.523 | 284.3276 | 292.8019 | 295.7532
| Kitchen DCV_Com, E - Vent [Building w Gas Heat] | E | Yes | Large Office | Ventilation | NC | 59.5776 | 115.481 | 169.3224 | 221.4266 | 270.7181 | 319.6649 | 368.5442 | 416.1166 | 463.5339 | 510.3675
| Kitchen DCV_Com, E - Vent [Building w Gas Heat] | E | Yes | Large Office | Ventilation | RET | 568.7483 | 1070.8386 | 1547.8927 | 1975.8246 | 2361.9566 | 2713.1154 | 3028.0268 | 3329.362 | 3614.2892 | 3876.0438
| Kitchen DCV_Com, E - Vent [Building w Gas Heat] | E | Yes | Large Office | Ventilation | REPL | 407.7048 | 725.1658 | 1016.155 | 1262.8327 | 1467.3369 | 1631.3782 | 1753.0225 | 1842.4779 | 1897.3922 | 1916.5168
| Kitchen DCV_Com, E - Vent [Building w Oil Heat] | E | Yes | Large Office | Ventilation | NC | 16.0297 | 31.0709 | 45.5572 | 59.5762 | 72.8384 | 86.0078 | 99.1591 | 111.9588 | 124.7167 | 137.3176
| Kitchen DCV_Com, E - Vent [Building w Oil Heat] | E | Yes | Large Office | Ventilation | RET | 153.0253 | 288.1158 | 416.4702 | 531.6079 | 635.4991 | 729.9806 | 814.7095 | 895.7856 | 972.4471 | 1042.8738
| Kitchen DCV_Com, E - Vent [Building w Oil Heat] | E | Yes | Large Office | Ventilation | REPL | 109.6955 | 195.1104 | 273.4028 | 339.773 | 394.7962 | 438.9325 | 471.6616 | 495.7302 | 510.5052 | 515.6508
| Kitchen DCV_Com, E - Vent [Building w Oil Heat] | E | Yes | Large Office | Ventilation | NC | 16.0297 | 31.0709 | 45.5572 | 59.5762 | 72.8384 | 86.0078 | 99.1591 | 111.9588 | 124.7167 | 137.3176
| Kitchen DCV_Com, E - Vent [Building w Oil Heat] | E | Yes | Large Office | Ventilation | RET | 153.0253 | 288.1158 | 416.4702 | 531.6079 | 635.4991 | 729.9806 | 814.7095 | 895.7856 | 972.4471 | 1042.8738
| Kitchen DCV_Com, E - Vent [Building w Oil Heat] | E | Yes | Large Office | Ventilation | REPL | 109.6955 | 195.1104 | 273.4028 | 339.773 | 394.7962 | 438.9325 | 471.6616 | 495.7302 | 510.5052 | 515.6508
| Duct Sealing Regulated_Com, E - Vent [Building w Elec Heat] | E | Yes | Large Office | Ventilation | RET | 2838.8714 | 5601.9941 | 8496.5282 | 11359.2454 | 14207.1947 | 17062.7652 | 19886.1514 | 22775.8165 | 25692.2038 | 28545.7635
| Duct Sealing Regulated_Com, E - Heat [Building w Elec Heat] | E | Yes | Large Office | Space Heating | RET | 434.0414 | 856.5014 | 1299.0532 | 1736.7405 | 2172.1698 | 2608.7644 | 3040.4383 | 3482.2456 | 3928.1386 | 4364.4258
| Duct Sealing Regulated_Com, E - Cool [Building w Elec Heat] | E | Yes | Large Office | Cooling | RET | 189.184 | 373.32 | 566.2133 | 756.9864 | 946.7753 | 1137.0721 | 1325.2241 | 1517.7929 | 1712.1426 | 1902.3054
| Duct Sealing Regulated_Com, E - Vent [Building w Gas Heat] | E | Yes | Large Office | Ventilation | RET | 5797.0551 | 11439.4293 | 17350.1491 | 23195.8979 | 29011.4904 | 34842.6456 | 40608.0794 | 46508.8566 | 52464.2014 | 58291.2504
| Duct Sealing Regulated_Com, E - Cool [Building w Gas Heat] | E | Yes | Large Office | Cooling | RET | 386.3189 | 762.3299 | 1156.2235 | 1545.7874 | 1933.3417 | 2321.9331 | 2706.1447 | 3099.3758 | 3496.2432 | 3884.561
| Duct Sealing Non Regulated_Com, E - Vent [Building w Oil Heat] | E | Yes | Large Office | Ventilation | RET | 1559.7339 | 3077.8498 | 4668.1659 | 6241.0011 | 7805.7225 | 9374.6312 | 10925.8572 | 12513.4981 | 14115.8208 | 15683.6247
| Duct Sealing Non Regulated_Com, E - Cool [Building w Oil Heat] | E | Yes | Large Office | Cooling | RET | 103.9415 | 205.1096 | 311.0891 | 415.9037 | 520.1776 | 624.7306 | 728.1051 | 833.9064 | 940.6861 | 1045.1654
| Duct Sealing Non Regulated_Com, E - Vent [Building w Propane Heat] | E | Yes | Large Office | Ventilation | RET | 470.0525 | 927.5628 | 1406.8317 | 1880.8325 | 2352.3881 | 2825.2057 | 3292.6942 | 3771.1569 | 4254.0443 | 4726.5289
| Duct Sealing Non Regulated_Com, E - Cool [Building w Propane Heat] | E | Yes | Large Office | Cooling | RET | 31.3246 | 61.8133 | 93.752 | 125.3397 | 156.7644 | 188.2733 | 219.4269 | 251.312 | 283.4919 | 314.9785
| Power Strip_Com, E - Plug [Tier 1] | E | Yes | Large Office | Plug Loads | NC | 0 | 0 | 0 | 0 | 0 | 0 | 0 | 0 | 0 | 0
| Power Strip_Com, E - Plug [Tier 1] | E | Yes | Large Office | Plug Loads | RET | 0 | 0 | 0 | 0 | 0 | 0 | 0 | 0 | 0 | 0
| Power Strip_Com, E - Plug [Tier 1] | E | Yes | Large Office | Plug Loads | REPL | 0 | 0 | 0 | 0 | 0 | 0 | 0 | 0 | 0 | 0
| Power Strip_Com, E - Plug [Tier 2] | E | Yes | Large Office | Plug Loads | NC | 1973.1781 | 3824.6714 | 5607.8691 | 7333.5318 | 8966.0408 | 10587.1329 | 12205.9906 | 13781.565 | 13394.6848 | 13125.7889
| Power Strip_Com, E - Plug [Tier 2] | E | Yes | Large Office | Plug Loads | RET | 19402.3405 | 36468.6528 | 52625.2269 | 67065.658 | 80349.5862 | 92688.6195 | 104012.529 | 114791.9792 | 109368.0935 | 108719.6595
| Power Strip_Com, E - Plug [Tier 2] | E | Yes | Large Office | Plug Loads | REPL | 25318.0697 | 45032.0824 | 63102.2254 | 78420.6661 | 91513.252 | 102488.2963 | 111211.3274 | 117960.8535 | 102264.9736 | 94715.5663
| Computer Power Management_Com, E - Plug | E | Yes | Large Office | Plug Loads | RET | 15538.9853 | 30663.3488 | 46507.012 | 62176.5203 | 77765.1948 | 77856.5999 | 78186.4611 | 78159.8098 | 78453.5817 | 78484.2909
| Vending Machine Controls_Com, E - Plug [Non-Refrigerated] | E | No | Large Office | Plug Loads | RET | 690.4013 | 1362.3808 | 2066.3191 | 2762.5195 | 3455.1285 | 3459.1897 | 3473.8455 | 3472.6614 | 3485.7137 | 3487.0782
| Vending Machine Controls_Com, E - Plug [Refrigerated] | E | Yes | Large Office | Plug Loads | RET | 2071.2039 | 4087.1425 | 6198.9572 | 8287.5586 | 10365.3856 | 10377.5691 | 10421.5365 | 10417.9841 | 10457.1412 | 10461.2345
| ES Refrigerator and Freezer_Com, E - Refr | E | Yes | Large Office | Refrigeration | NC | 295.0201 | 571.8465 | 838.4616 | 1096.4744 | 1340.5592 | 1582.9371 | 1824.9809 | 2060.5532 | 2295.3571 | 2527.2707
| ES Refrigerator and Freezer_Com, E - Refr | E | Yes | Large Office | Refrigeration | REPL | 2523.6239 | 4979.9109 | 7553.0166 | 10097.8382 | 12629.5322 | 15168.0007 | 17677.8589 | 20246.6361 | 22839.1682 | 25375.8494
| Anti Sweat Heat Control_Com, E - Refr | E | Yes | Large Office | Refrigeration | NC | 23.4718 | 45.4961 | 66.708 | 87.2355 | 106.6549 | 125.9385 | 145.1955 | 163.9377 | 182.6187 | 201.0697
| Anti Sweat Heat Control_Com, E - Refr | E | Z | Large Office | Refrigeration | RET | 0 | 0 | 0 | 0 | 0 | 0 | 0 | 0 | 0 | 0
| Case Night Covers_Com, E - Refr | E | Yes | Large Office | Refrigeration | RET | 10.1013 | 19.9332 | 30.2326 | 40.4188 | 50.5524 | 50.6118 | 50.8263 | 50.8089 | 50.9999 | 51.0199
| Loading Dock Pit Seals_Com, E - Refr | E | No | Large Office | Refrigeration | NC | 11.8393 | 22.9484 | 33.6478 | 44.0019 | 53.7972 | 63.5239 | 73.2372 | 82.6908 | 92.1136 | 101.4203
| Loading Dock Pit Seals_Com, E - Refr | E | No | Large Office | Refrigeration | RET | 121.5288 | 239.8149 | 363.7265 | 486.2761 | 608.1935 | 730.4372 | 851.3031 | 975.0063 | 1099.8535 | 1222.0111
| ECM Comp Cond Fan Motor_Com, E - Refr | E | Yes | Large Office | Refrigeration | NC | 15.8516 | 30.7257 | 45.0511 | 58.9143 | 72.0292 | 85.0523 | 98.0575 | 110.7149 | 123.3311 | 135.792
| ECM Comp Cond Fan Motor_Com, E - Refr | E | Yes | Large Office | Refrigeration | RET | 366.568 | 712.0054 | 1062.3602 | 1397.8415 | 1720.9754 | 2034.6673 | 2334.9575 | 2689.0611 | 3065.6382 | 3434.1028
| ECM Comp Cond Fan Motor_Com, E - Refr | E | Yes | Large Office | Refrigeration | REPL | 108.4768 | 192.9427 | 270.3654 | 335.9982 | 390.4101 | 434.056 | 466.4216 | 505.2369 | 550.1539 | 599.7223
| Evap Fan Motor Replacement_Com, E - Refr | E | Yes | Large Office | Refrigeration | NC | 11.7927 | 22.8581 | 33.5154 | 43.8288 | 53.5855 | 63.274 | 72.9491 | 82.3655 | 91.7512 | 101.0214
| Evap Fan Motor Replacement_Com, E - Refr | E | Yes | Large Office | Refrigeration | RET | 190.2129 | 357.926 | 517.0802 | 659.6707 | 788.1748 | 904.8961 | 1009.4404 | 1108.9003 | 1202.3877 | 1287.752
| Evap Fan Motor Replacement_Com, E - Refr | E | Yes | Large Office | Refrigeration | REPL | 80.7005 | 143.5382 | 201.1362 | 249.9632 | 290.4425 | 322.9126 | 346.9907 | 364.4936 | 374.9521 | 378.1341
| Evap Fan Speed Controls_Com, E - Refr | E | Yes | Large Office | Refrigeration | NC | 18.4937 | 35.8469 | 52.56 | 68.7339 | 84.0346 | 99.2284 | 114.4012 | 129.1684 | 143.8873 | 158.4251
| Evap Fan Speed Controls_Com, E - Refr | E | Z | Large Office | Refrigeration | RET | 0 | 0 | 0 | 0 | 0 | 0 | 0 | 0 | 0 | 0
| LowHeat NoHeat Doors_Com, E - Refr | E | Yes | Large Office | Refrigeration | NC | 11.0074 | 21.336 | 31.2836 | 40.9103 | 50.0173 | 59.0606 | 68.0914 | 76.8808 | 85.6415 | 94.2944
| LowHeat NoHeat Doors_Com, E - Refr | E | Yes | Large Office | Refrigeration | RET | 101.691 | 200.6686 | 304.3535 | 406.8987 | 508.9149 | 611.2041 | 712.3404 | 815.8508 | 920.3185 | 1022.5357
| Refrigerated Vending Machine_Com, E - Refr | E | Yes | Large Office | Refrigeration | NC | 131.209 | 254.3265 | 372.9025 | 487.6527 | 596.2085 | 704.0051 | 811.6531 | 916.423 | 1020.8511 | 1123.9937
| Refrigerated Vending Machine_Com, E - Refr | E | Yes | Large Office | Refrigeration | REPL | 962.033 | 1898.3965 | 2879.2925 | 3849.4063 | 4814.5157 | 5782.2077 | 6738.9931 | 7718.2391 | 8706.5406 | 9673.5513
| Walk In Refrigeration_Com, E - Refr | E | Yes | Large Office | Refrigeration | NC | 13.1682 | 25.5244 | 37.4248 | 48.9412 | 59.8359 | 70.6545 | 81.4581 | 91.9729 | 102.4534 | 112.8048
| Refrigeration Tune Up_Com, E - Refr | E | Yes | Large Office | Refrigeration | RET | 163.1396 | 321.9261 | 488.2644 | 652.7743 | 816.4355 | 980.5347 | 1142.7844 | 1145.7033 | 1154.5109 | 1152.1562
| ES Ice Machine_Com, E - Refr | E | Yes | Large Office | Refrigeration | NC | 3.3807 | 6.5529 | 9.608 | 12.5647 | 15.3617 | 18.1391 | 20.9127 | 23.6122 | 26.3028 | 28.9603
| ES Ice Machine_Com, E - Refr | E | Yes | Large Office | Refrigeration | REPL | 28.9186 | 57.0655 | 86.5511 | 115.7125 | 144.7235 | 173.8122 | 202.573 | 232.009 | 261.7172 | 290.7853
| Walk In Cooler Retroft_Com, E - Refr | E | Yes | Large Office | Refrigeration | RET | 25.3927 | 50.1079 | 75.9985 | 101.6045 | 127.0784 | 152.6205 | 177.8747 | 203.7218 | 229.8079 | 255.332
| Door Gasket Replacement_Com, E - Refr | E | Z | Large Office | Refrigeration | RET | 0 | 0 | 0 | 0 | 0 | 0 | 0 | 0 | 0 | 0
| EnergyStar Dehumidifier_Com, E - Appl | E | Yes | Large Office | Appliances | NC | 15.3554 | 29.7639 | 43.6408 | 57.07 | 69.7743 | 82.3898 | 94.9878 | 107.2491 | 119.4703 | 131.5411
| EnergyStar Dehumidifier_Com, E - Appl | E | Yes | Large Office | Appliances | REPL | 131.3513 | 259.1978 | 393.1245 | 525.5791 | 657.3505 | 789.4744 | 920.1092 | 1053.8106 | 1188.7485 | 1320.7794
| Clothes Washer Elec WH_Com, E - Appl [unit w/ elec dry - Washer] | E | Yes | Large Office | Appliances | NC | 12.6947 | 24.6064 | 36.0788 | 47.1811 | 57.684 | 68.1135 | 78.5286 | 76.073 | 74.4699 | 73.2821
| Clothes Washer Elec WH_Com, E - Appl [unit w/ elec dry - Washer] | E | Yes | Large Office | Appliances | REPL | 186.1561 | 367.3451 | 557.1513 | 744.871 | 931.6224 | 1118.8736 | 1304.0142 | 1307.345 | 1317.3952 | 1314.7083
| Clothes Washer Elec WH_Com, E - Appl [unit w/ elec dry - Dryer] | E | Yes | Large Office | Appliances | NC | 1.8094 | 3.5072 | 5.1424 | 6.7248 | 8.2218 | 9.7084 | 11.1928 | 10.8428 | 10.6144 | 10.4451
| Clothes Washer Elec WH_Com, E - Appl [unit w/ elec dry - Dryer] | E | Yes | Large Office | Appliances | REPL | 26.5332 | 52.3585 | 79.412 | 106.1681 | 132.7861 | 159.4754 | 185.8639 | 186.3387 | 187.7712 | 187.3882
| Clothes Washer Elec WH_Com, E - HWat [unit w/ elec dry - Water Heater] | E | Yes | Large Office | Water Heating | NC | 1.6892 | 3.2742 | 4.8008 | 6.2781 | 7.6757 | 9.0635 | 10.4494 | 10.1226 | 9.9093 | 9.7512
| Clothes Washer Elec WH_Com, E - HWat [unit w/ elec dry - Water Heater] | E | Yes | Large Office | Water Heating | REPL | 24.7708 | 48.8806 | 74.137 | 99.1159 | 123.9658 | 148.8823 | 173.518 | 173.9612 | 175.2985 | 174.941
| Clothes Washer Elec WH_Com, E - Appl [unit w/ gas dry - Washer] | E | Yes | Large Office | Appliances | NC | 3.1737 | 6.1516 | 9.0197 | 11.7953 | 14.421 | 17.0284 | 19.6321 | 19.0182 | 18.6175 | 18.3205
| Clothes Washer Elec WH_Com, E - Appl [unit w/ gas dry - Washer] | E | Yes | Large Office | Appliances | REPL | 46.539 | 91.8363 | 139.2878 | 186.2178 | 232.9056 | 279.7184 | 326.0036 | 326.8362 | 329.3488 | 328.6771
| Clothes Washer Elec WH_Com, E - HWat [unit w/ gas dry - Water Heater] | E | Yes | Large Office | Water Heating | NC | 0.4223 | 0.81856 | 1.2002 | 1.5695 | 1.9189 | 2.2659 | 2.6123 | 2.5307 | 2.4773 | 2.4378
| Clothes Washer Elec WH_Com, E - HWat [unit w/ gas dry - Water Heater] | E | Yes | Large Office | Water Heating | REPL | 6.1927 | 12.2201 | 18.5343 | 24.779 | 30.9915 | 37.2206 | 43.3795 | 43.4903 | 43.8246 | 43.7352
| Clothes Washer Elec WH_Com, E - Appl [unit w/ propane dry - Washer] | E | Yes | Large Office | Appliances | NC | 1.2695 | 2.4606 | 3.6079 | 4.7181 | 5.7684 | 6.8113 | 7.8529 | 7.6073 | 7.447 | 7.3282
| Clothes Washer Elec WH_Com, E - Appl [unit w/ propane dry - Washer] | E | Yes | Large Office | Appliances | REPL | 18.6156 | 36.7345 | 55.7151 | 74.4871 | 93.1622 | 111.8874 | 130.4014 | 130.7345 | 131.7395 | 131.4708
| Clothes Washer Elec WH_Com, E - HWat [unit w/ propane dry - Water Heater] | E | Yes | Large Office | Water Heating | NC | 0.16892 | 0.32742 | 0.48008 | 0.62781 | 0.76757 | 0.90635 | 1.0449 | 1.0123 | 0.99093 | 0.97512
| Clothes Washer Elec WH_Com, E - HWat [unit w/ propane dry - Water Heater] | E | Yes | Large Office | Water Heating | REPL | 2.4771 | 4.8881 | 7.4137 | 9.9116 | 12.3966 | 14.8882 | 17.3518 | 17.3961 | 17.5298 | 17.4941
| Clothes Washer Gas WH_Com, E - Appl [unit w/ elec dry - Washer] | E | Yes | Large Office | Appliances | NC | 6.3473 | 12.3032 | 18.0394 | 23.5905 | 28.842 | 34.0567 | 39.2643 | 38.0365 | 37.2349 | 36.6411
| Clothes Washer Gas WH_Com, E - Appl [unit w/ elec dry - Washer] | E | Yes | Large Office | Appliances | REPL | 93.0781 | 183.6725 | 278.5756 | 372.4355 | 465.8112 | 559.4368 | 652.0071 | 653.6725 | 658.6976 | 657.3541
| Clothes Washer Gas WH_Com, E - Appl [unit w/ elec dry - Dryer] | E | Yes | Large Office | Appliances | NC | 0.9047 | 1.7536 | 2.5712 | 3.3624 | 4.1109 | 4.8542 | 5.5964 | 5.4214 | 5.3072 | 5.2225
| Clothes Washer Gas WH_Com, E - Appl [unit w/ elec dry - Dryer] | E | Yes | Large Office | Appliances | REPL | 13.2666 | 26.1792 | 39.706 | 53.084 | 66.3931 | 79.7377 | 92.932 | 93.1693 | 93.8856 | 93.6941
| Clothes Washer Gas WH_Com, E - Appl [unit w/ gas dry - Washer] | E | Yes | Large Office | Appliances | NC | 24.7546 | 47.9826 | 70.3537 | 92.0031 | 112.4838 | 132.8213 | 153.1307 | 148.3423 | 145.2163 | 142.9002
| Clothes Washer Gas WH_Com, E - Appl [unit w/ gas dry - Washer] | E | Yes | Large Office | Appliances | REPL | 363.0044 | 716.3229 | 1086.4449 | 1452.4985 | 1816.6637 | 2181.8034 | 2542.8278 | 2549.3227 | 2568.9206 | 2563.6812
| Clothes Washer Gas WH_Com, E - Appl [unit w/ propane dry - Washer] | E | Yes | Large Office | Appliances | NC | 1.2695 | 2.4606 | 3.6079 | 4.7181 | 5.7684 | 6.8113 | 7.8529 | 7.6073 | 7.447 | 7.3282
| Clothes Washer Gas WH_Com, E - Appl [unit w/ propane dry - Washer] | E | Yes | Large Office | Appliances | REPL | 18.6156 | 36.7345 | 55.7151 | 74.4871 | 93.1622 | 111.8874 | 130.4014 | 130.7345 | 131.7395 | 131.4708
| Clothes Washer Oil WH_Com, E - Appl [unit w/ elec dry - Washer] | E | Yes | Large Office | Appliances | NC | 7.6168 | 14.7639 | 21.6473 | 28.3087 | 34.6104 | 40.8681 | 47.1172 | 45.6438 | 44.6819 | 43.9693
| Clothes Washer Oil WH_Com, E - Appl [unit w/ elec dry - Washer] | E | Yes | Large Office | Appliances | REPL | 111.6937 | 220.4071 | 334.2908 | 446.9226 | 558.9735 | 671.3241 | 782.4085 | 784.407 | 790.4371 | 788.825
| Clothes Washer Oil WH_Com, E - Appl [unit w/ elec dry - Dryer] | E | Yes | Large Office | Appliances | NC | 1.0856 | 2.1043 | 3.0854 | 4.0349 | 4.9331 | 5.825 | 6.7157 | 6.5057 | 6.3686 | 6.267
| Clothes Washer Oil WH_Com, E - Appl [unit w/ elec dry - Dryer] | E | Yes | Large Office | Appliances | REPL | 15.9199 | 31.4151 | 47.6472 | 63.7008 | 79.6717 | 95.6853 | 111.5184 | 111.8032 | 112.6627 | 112.4329
| Clothes Washer Oil WH_Com, E - Appl [unit w/ gas dry - Washer] | E | Yes | Large Office | Appliances | NC | 1.2695 | 2.4606 | 3.6079 | 4.7181 | 5.7684 | 6.8113 | 7.8529 | 7.6073 | 7.447 | 7.3282
| Clothes Washer Oil WH_Com, E - Appl [unit w/ gas dry - Washer] | E | Yes | Large Office | Appliances | REPL | 18.6156 | 36.7345 | 55.7151 | 74.4871 | 93.1622 | 111.8874 | 130.4014 | 130.7345 | 131.7395 | 131.4708
| Clothes Washer Oil WH_Com, E - Appl [unit w/ propane dry - Washer] | E | Yes | Large Office | Appliances | NC | 1.9042 | 3.691 | 5.4118 | 7.0772 | 8.6526 | 10.217 | 11.7793 | 11.4109 | 11.1705 | 10.9923
| Clothes Washer Oil WH_Com, E - Appl [unit w/ propane dry - Washer] | E | Yes | Large Office | Appliances | REPL | 27.9234 | 55.1018 | 83.5727 | 111.7307 | 139.7434 | 167.831 | 195.6021 | 196.1017 | 197.6093 | 197.2062
| Clothes Washer Propane WH_Com, E - Appl [unit w/ elec dry - Washer] | E | Yes | Large Office | Appliances | NC | 1.2695 | 2.4606 | 3.6079 | 4.7181 | 5.7684 | 6.8113 | 7.8529 | 7.6073 | 7.447 | 7.3282
| Clothes Washer Propane WH_Com, E - Appl [unit w/ elec dry - Washer] | E | Yes | Large Office | Appliances | REPL | 18.6156 | 36.7345 | 55.7151 | 74.4871 | 93.1622 | 111.8874 | 130.4014 | 130.7345 | 131.7395 | 131.4708
| Clothes Washer Propane WH_Com, E - Appl [unit w/ elec dry - Dryer] | E | Yes | Large Office | Appliances | NC | 0.18094 | 0.35072 | 0.51424 | 0.67248 | 0.82218 | 0.97084 | 1.1193 | 1.0843 | 1.0614 | 1.0445
| Clothes Washer Propane WH_Com, E - Appl [unit w/ elec dry - Dryer] | E | Yes | Large Office | Appliances | REPL | 2.6533 | 5.2358 | 7.9412 | 10.6168 | 13.2786 | 15.9475 | 18.5864 | 18.6339 | 18.7771 | 18.7388
| Clothes Washer Propane WH_Com, E - Appl [unit w/ gas dry - Washer] | E | Yes | Large Office | Appliances | NC | 0.63473 | 1.2303 | 1.8039 | 2.3591 | 2.8842 | 3.4057 | 3.9264 | 3.8036 | 3.7235 | 3.6641
| Clothes Washer Propane WH_Com, E - Appl [unit w/ gas dry - Washer] | E | Yes | Large Office | Appliances | REPL | 9.3078 | 18.3673 | 27.8576 | 37.2436 | 46.5811 | 55.9437 | 65.2007 | 65.3672 | 65.8698 | 65.7354
| Clothes Washer Propane WH_Com, E - Appl [unit w/ propane dry - Washer] | E | Yes | Large Office | Appliances | NC | 1.2695 | 2.4606 | 3.6079 | 4.7181 | 5.7684 | 6.8113 | 7.8529 | 7.6073 | 7.447 | 7.3282
| Clothes Washer Propane WH_Com, E - Appl [unit w/ propane dry - Washer] | E | Yes | Large Office | Appliances | REPL | 18.6156 | 36.7345 | 55.7151 | 74.4871 | 93.1622 | 111.8874 | 130.4014 | 130.7345 | 131.7395 | 131.4708
| Dishwasher_Com, E - Appl [Building w elec WH] | E | Yes | Large Office | Appliances | NC | 9.2704 | 17.9691 | 26.3469 | 34.4544 | 42.1243 | 49.7405 | 57.3463 | 64.7486 | 72.1269 | 79.4143
| Dishwasher_Com, E - Appl [Building w elec WH] | E | Yes | Large Office | Appliances | REPL | 75.225 | 148.4428 | 225.1427 | 300.9996 | 376.4651 | 452.1326 | 526.9472 | 603.5182 | 680.7972 | 756.4114
| Dishwasher_Com, E - HWat [Building w elec WH] | E | Yes | Large Office | Water Heating | NC | 0.28809 | 0.55841 | 0.81877 | 1.0707 | 1.3091 | 1.5458 | 1.7821 | 2.0121 | 2.2414 | 2.4679
| Dishwasher_Com, E - HWat [Building w elec WH] | E | Yes | Large Office | Water Heating | REPL | 2.3377 | 4.6131 | 6.9966 | 9.354 | 11.6991 | 14.0506 | 16.3756 | 18.7551 | 21.1567 | 23.5065
| Dishwasher_Com, E - Appl [Building w gas WH] | E | Yes | Large Office | Appliances | NC | 23.176 | 44.9227 | 65.8673 | 86.1361 | 105.3108 | 124.3513 | 143.3656 | 161.8716 | 180.3171 | 198.5357
| Dishwasher_Com, E - Appl [Building w gas WH] | E | Yes | Large Office | Appliances | REPL | 188.0625 | 371.1069 | 562.8568 | 752.4989 | 941.1628 | 1130.3315 | 1317.3681 | 1508.7954 | 1701.993 | 1891.0285
| Dishwasher_Com, E - Appl [Building w oil WH] | E | Yes | Large Office | Appliances | NC | 2.3176 | 4.4923 | 6.5867 | 8.6136 | 10.5311 | 12.4351 | 14.3366 | 16.1872 | 18.0317 | 19.8536
| Dishwasher_Com, E - Appl [Building w oil WH] | E | Yes | Large Office | Appliances | REPL | 18.8062 | 37.1107 | 56.2857 | 75.2499 | 94.1163 | 113.0331 | 131.7368 | 150.8795 | 170.1993 | 189.1028
| Dishwasher_Com, E - Appl [Building w propane WH] | E | Yes | Large Office | Appliances | NC | 2.3176 | 4.4923 | 6.5867 | 8.6136 | 10.5311 | 12.4351 | 14.3366 | 16.1872 | 18.0317 | 19.8536
| Dishwasher_Com, E - Appl [Building w propane WH] | E | Yes | Large Office | Appliances | REPL | 18.8062 | 37.1107 | 56.2857 | 75.2499 | 94.1163 | 113.0331 | 131.7368 | 150.8795 | 170.1993 | 189.1028
| Faucet Aerator_Com, E - HWat | E | Yes | Large Office | Water Heating | RET | 137.4625 | 271.2572 | 411.415 | 550.0321 | 687.9342 | 826.2053 | 962.9181 | 1102.8401 | 1244.056 | 1382.2298
| Pre Rinse Sprayers_Com, E - HWat | E | Yes | Large Office | Water Heating | RET | 16.875 | 33.2997 | 50.5056 | 52.4289 | 54.6673 | 54.4706 | 54.2993 | 54.518 | 54.8751 | 55.039
| Heat Pump Water Heater_Com, E - HWat | E | Yes | Large Office | Water Heating | NC | 74.8285 | 145.0424 | 212.6663 | 278.1084 | 340.0177 | 401.4941 | 462.8858 | 522.6361 | 582.1914 | 641.0137
| Heat Pump Water Heater_Com, E - HWat | E | Yes | Large Office | Water Heating | RET | 745.0633 | 1399.9036 | 2019.347 | 2572.5559 | 3069.5265 | 3526.9864 | 3942.8268 | 4334.7296 | 4699.5445 | 5029.3647
| Heat Pump Water Heater_Com, E - HWat | E | Yes | Large Office | Water Heating | REPL | 768.1065 | 1366.1956 | 1914.4125 | 2379.1475 | 2764.4289 | 3081.205 | 3325.6583 | 3505.4838 | 3615.9549 | 3654.559
| Clothes Dryer_Com, E - Appl | E | Yes | Large Office | Appliances | NC | 13.5152 | 26.197 | 38.4109 | 50.2308 | 61.4126 | 72.5162 | 83.6045 | 94.3964 | 105.153 | 115.7772
| Clothes Dryer_Com, E - Appl | E | Yes | Large Office | Appliances | RET | 132.01 | 248.2714 | 358.4732 | 457.0926 | 545.8677 | 626.4104 | 698.4677 | 766.7492 | 830.6693 | 888.792
| Clothes Dryer_Com, E - Appl | E | Yes | Large Office | Appliances | REPL | 99.0944 | 176.2547 | 246.9809 | 306.937 | 356.6427 | 396.5136 | 426.0798 | 447.417 | 459.9459 | 463.3934
| Pnemautic to DDC_Com, E - TotE [Building w Elec Heat] | E | Yes | Large Office | Total Electric | RET | 1337.3534 | 2639.0226 | 4002.5979 | 5351.1846 | 6692.8145 | 8038.0346 | 9368.0931 | 10729.3747 | 12103.2447 | 13447.5175
| Pnemautic to DDC_Com, E - TotE [Building w Gas Heat] | E | No | Large Office | Total Electric | RET | 1416.029 | 2794.2746 | 4238.0682 | 5665.9915 | 7086.5485 | 8510.9071 | 9919.2121 | 11360.577 | 12815.271 | 14238.6265
| Pnemautic to DDC_Com, E - TotE [Building w Oil Heat] | E | No | Large Office | Total Electric | RET | 380.9914 | 751.817 | 1140.2787 | 1524.4704 | 1906.6801 | 2289.9127 | 2668.8259 | 3056.6341 | 3448.0286 | 3830.9913
| Pnemautic to DDC_Com, E - TotE [Building w Propane Heat] | E | No | Large Office | Total Electric | RET | 114.8183 | 226.5729 | 343.6425 | 459.4252 | 574.6107 | 690.1044 | 804.2964 | 921.169 | 1039.1225 | 1154.5348
| Data Center_Com, E - TotE [Building w Elec Heat] | E | Yes | Large Office | Total Electric | NC | 841.3126 | 1630.7419 | 2391.0518 | 3126.8302 | 3822.8901 | 4514.0823 | 5204.3218 | 5876.1063 | 6545.6996 | 7207.0505
| Data Center_Com, E - TotE [Building w Elec Heat] | E | Yes | Large Office | Total Electric | RET | 13817.5701 | 27266.4503 | 41354.9459 | 55288.5796 | 69150.3343 | 83049.1836 | 96791.3827 | 110856.1795 | 125051.0409 | 138940.1029
| Data Center_Com, E - TotE [Building w Gas Heat] | E | Yes | Large Office | Total Electric | NC | 1717.9839 | 3330.0208 | 4882.5948 | 6385.075 | 7806.449 | 9217.8828 | 10627.3712 | 11999.1741 | 13366.5023 | 14716.9994
| Data Center_Com, E - TotE [Building w Gas Heat] | E | Yes | Large Office | Total Electric | RET | 28215.866 | 55678.8568 | 84447.9603 | 112900.8314 | 141206.9237 | 169588.7641 | 197650.7205 | 226371.4303 | 255357.7357 | 283719.5901
| Data Center_Com, E - TotE [Building w Oil Heat] | E | Yes | Large Office | Total Electric | NC | 462.2343 | 895.9629 | 1313.6926 | 1717.9443 | 2100.3738 | 2480.1289 | 2859.3605 | 3228.4527 | 3596.3408 | 3959.7005
| Data Center_Com, E - TotE [Building w Oil Heat] | E | Yes | Large Office | Total Electric | RET | 7591.6548 | 14980.7439 | 22721.2507 | 30376.6732 | 37992.6039 | 45628.9152 | 53179.1597 | 60906.6458 | 68705.5922 | 76336.5261
| Data Center_Com, E - TotE [Building w Propane Heat] | E | Yes | Large Office | Total Electric | NC | 139.3022 | 270.0138 | 395.9038 | 517.7319 | 632.9836 | 747.4293 | 861.7173 | 972.9495 | 1083.8189 | 1193.3236
| Data Center_Com, E - TotE [Building w Propane Heat] | E | Yes | Large Office | Total Electric | RET | 2287.8752 | 4514.7037 | 6847.438 | 9154.5307 | 11449.7218 | 13751.055 | 16026.4504 | 18355.2607 | 20705.6068 | 23005.3194
| RCx_Com, E - TotE [Building w Elec Heat] | E | Yes | Large Office | Total Electric | RET | 5739.513 | 11325.8804 | 17177.9299 | 22965.6531 | 28723.5194 | 34496.794 | 40204.9996 | 46047.2051 | 46203.9236 | 46386.7654
| RCx_Com, E - TotE [Building w Gas Heat] | E | Yes | Large Office | Total Electric | RET | 11720.2467 | 23127.7656 | 35077.8149 | 46896.5083 | 58654.233 | 70443.4217 | 82099.7378 | 94029.6854 | 94349.7089 | 94723.0769
| RCx_Com, E - TotE [Building w Oil Heat] | E | Yes | Large Office | Total Electric | RET | 3153.4055 | 6222.6697 | 9437.905 | 12617.7982 | 15781.2874 | 18953.2422 | 22089.4467 | 25299.2736 | 25385.3779 | 25485.8349
| RCx_Com, E - TotE [Building w Propane Heat] | E | Yes | Large Office | Total Electric | RET | 950.3327 | 1875.3081 | 2844.2743 | 3802.5896 | 4755.9612 | 5711.8841 | 6657.0331 | 7624.3693 | 7650.3184 | 7680.5928
| Commissioning_Com, E - TotE [Building w Elec Heat] | E | Yes | Large Office | Total Electric | NC | 0 | 0 | 0 | 0 | 0 | 0 | 0 | 0 | 0 | 0
| Commissioning_Com, E - TotE [Building w Gas Heat] | E | Yes | Large Office | Total Electric | NC | 0 | 0 | 0 | 0 | 0 | 0 | 0 | 0 | 0 | 0
| Commissioning_Com, E - TotE [Building w Oil Heat] | E | Yes | Large Office | Total Electric | NC | 0 | 0 | 0 | 0 | 0 | 0 | 0 | 0 | 0 | 0
| Commissioning_Com, E - TotE [Building w Propane Heat] | E | Yes | Large Office | Total Electric | NC | 0 | 0 | 0 | 0 | 0 | 0 | 0 | 0 | 0 | 0
| Integrated Building Design_Com, E - TotE [Building w Elec Heat] | E | Yes | Large Office | Total Electric | NC | 374.6736 | 726.2414 | 1064.8409 | 1392.5155 | 1702.5017 | 2010.3201 | 2317.7142 | 2616.8895 | 2915.0889 | 3209.6176
| Integrated Building Design_Com, E - TotE [Building w Gas Heat] | E | Yes | Large Office | Total Electric | NC | 765.0941 | 1483.0052 | 2174.435 | 2843.5557 | 3476.5562 | 4105.13 | 4732.8374 | 5343.7618 | 5952.6933 | 6554.1293
| Integrated Building Design_Com, E - TotE [Building w Oil Heat] | E | Yes | Large Office | Total Electric | NC | 205.8533 | 399.0118 | 585.0453 | 765.0764 | 935.3892 | 1104.5108 | 1273.3994 | 1437.7724 | 1601.6093 | 1763.4294
| Integrated Building Design_Com, E - TotE [Building w Propane Heat] | E | Yes | Large Office | Total Electric | NC | 62.0374 | 120.249 | 176.3134 | 230.5689 | 281.8955 | 332.8633 | 383.7607 | 433.2973 | 482.6724 | 531.4396
| Deep Energy Retrofit_Com, E - TotE [Building w Elec Heat] | E | Yes | Large Office | Total Electric | RET | 1347.4163 | 2658.88 | 4032.7157 | 5391.45 | 6743.175 | 8098.5173 | 9438.5838 | 10810.1085 | 12194.3163 | 13548.7042
| Deep Energy Retrofit_Com, E - TotE [Building w Gas Heat] | E | Yes | Large Office | Total Electric | RET | 2751.4619 | 5429.5077 | 8234.9186 | 11009.4922 | 13769.7527 | 16537.3996 | 19273.8531 | 22074.545 | 24901.1363 | 27666.8344
| Deep Energy Retrofit_Com, E - TotE [Building w Oil Heat] | E | Yes | Large Office | Total Electric | RET | 740.298 | 1460.8429 | 2215.6562 | 2962.1726 | 3704.8379 | 4449.4905 | 5185.7505 | 5939.2941 | 6699.8061 | 7443.9344
| Deep Energy Retrofit_Com, E - TotE [Building w Propane Heat] | E | Yes | Large Office | Total Electric | RET | 223.1015 | 440.25 | 667.726 | 892.7014 | 1116.5163 | 1340.9302 | 1562.8147 | 1789.908 | 2019.1013 | 2243.3571
| EMS_Com, E - TotE [Building w Elec Heat] | E | Yes | Large Office | Total Electric | NC | 681.5086 | 1320.989 | 1936.8809 | 2532.9011 | 3096.7473 | 3656.6503 | 4215.7815 | 4759.9632 | 5302.3699 | 5838.0998
| EMS_Com, E - TotE [Building w Elec Heat] | E | Yes | Large Office | Total Electric | RET | 8530.6479 | 16833.6754 | 25531.5869 | 34133.8895 | 42691.8166 | 51272.6437 | 59756.7597 | 68440.0401 | 77203.6191 | 85778.4046
| EMS_Com, E - TotE [Building w Gas Heat] | E | Yes | Large Office | Total Electric | NC | 1391.6597 | 2697.4965 | 3955.1652 | 5172.2552 | 6323.6449 | 7466.9825 | 8608.7442 | 9719.9785 | 10827.5881 | 11921.5637
| EMS_Com, E - TotE [Building w Gas Heat] | E | Yes | Large Office | Total Electric | RET | 17419.8224 | 34374.8377 | 52136.2171 | 69702.3605 | 87177.8878 | 104700.1777 | 122024.9807 | 139756.4829 | 157651.9572 | 175161.9099
| EMS_Com, E - TotE [Building w Oil Heat] | E | Yes | Large Office | Total Electric | NC | 374.4347 | 725.7783 | 1064.1619 | 1391.6275 | 1701.4161 | 2009.0382 | 2316.2363 | 2615.2209 | 2913.2302 | 3207.5711
| EMS_Com, E - TotE [Building w Oil Heat] | E | Yes | Large Office | Total Electric | RET | 4686.9119 | 9248.7646 | 14027.5745 | 18753.855 | 23455.7547 | 28170.2361 | 32831.5825 | 37602.3538 | 42417.2428 | 47128.4048
| EMS_Com, E - TotE [Building w Propane Heat] | E | Yes | Large Office | Total Electric | NC | 112.8423 | 218.7257 | 320.7034 | 419.3908 | 512.7509 | 605.4581 | 698.0375 | 788.1416 | 877.9518 | 966.6565
| EMS_Com, E - TotE [Building w Propane Heat] | E | Yes | Large Office | Total Electric | RET | 1412.4812 | 2787.2736 | 4227.4498 | 5651.7954 | 7068.7934 | 8489.5831 | 9894.3596 | 11332.1132 | 12783.1625 | 14202.9519
| VFDs on HVAC Pumps_Com, E - Oth | E | Yes | Large Office | Other | RET | 7122.8361 | 14055.6158 | 21318.1116 | 28500.7775 | 35646.3904 | 35688.2891 | 35839.4924 | 35827.2759 | 35961.9365 | 35976.0131
| ECM Circulators_Com, E - Oth | E | Yes | Large Office | Other | RET | 6133.5024 | 12103.3465 | 18357.1105 | 24542.1325 | 30695.2481 | 36864.8297 | 42964.8756 | 49208.1198 | 55509.0987 | 61674.3357
| Motors_Com, E - Oth | E | Yes | Large Office | Other | NC | 44.1352 | 85.5486 | 125.4343 | 164.0332 | 200.5484 | 236.8083 | 273.0182 | 308.26 | 343.3868 | 378.0812
| Motors_Com, E - Oth | E | Yes | Large Office | Other | RET | 1345.5369 | 2525.5176 | 3639.2431 | 4631.6796 | 5521.252 | 5417.8544 | 5338.3385 | 5250.7956 | 5187.9528 | 5125.6807
| Motors_Com, E - Oth | E | Yes | Large Office | Other | REPL | 302.0285 | 537.2041 | 752.7695 | 935.5087 | 1087.0059 | 1208.5279 | 1298.6422 | 1360.8119 | 1393.2184 | 1395.2424
| Ext Area Ltg_Com, E - ExtL | E | Yes | Large Office | Exterior Lighting | NC | 345.3437 | 669.3902 | 981.4837 | 1283.5074 | 1569.2275 | 1852.9495 | 2136.2803 | 2412.0358 | 2686.8918 | 2958.3644
| Ext Area Ltg_Com, E - ExtL | E | Yes | Large Office | Exterior Lighting | RET | 1772.4574 | 3411.3627 | 5042.3702 | 6574.7955 | 8023.0896 | 9672.7848 | 11435.5739 | 13239.7444 | 15060.5991 | 16842.2271
| Ext Area Ltg_Com, E - ExtL | E | Yes | Large Office | Exterior Lighting | REPL | 3105.3453 | 5523.3343 | 7739.6974 | 9618.555 | 11176.1927 | 12898.912 | 14761.3146 | 16830.2718 | 19082.7022 | 21447.4085
| Street Ltg_Com, E - ExtL | E | Yes | Large Office | Exterior Lighting | NC | 64.283 | 124.6017 | 182.6955 | 238.9148 | 292.0993 | 344.9119 | 397.6517 | 448.9815 | 500.1437 | 550.6762
| Street Ltg_Com, E - ExtL | E | Yes | Large Office | Exterior Lighting | RET | 329.929 | 634.9983 | 938.5975 | 1223.8464 | 1493.4349 | 1800.5127 | 2128.642 | 2464.4741 | 2803.4118 | 3135.0478
| Street Ltg_Com, E - ExtL | E | Yes | Large Office | Exterior Lighting | REPL | 578.0356 | 1028.1252 | 1440.6837 | 1790.4182 | 2080.3602 | 2401.0308 | 2747.7024 | 3132.8225 | 3552.0946 | 3992.2661
| Ext Ltg Ctrls_Com, E - ExtL | E | Yes | Large Office | Exterior Lighting | RET | 2131.8487 | 4206.814 | 6380.4626 | 8530.2183 | 10668.884 | 12813.273 | 14933.4931 | 17103.4853 | 17161.6958 | 17229.6094
| Ext Ltg Dsgn_Com, E - ExtL | E | Yes | Large Office | Exterior Lighting | NC | 41.5367 | 80.5119 | 118.0494 | 154.3757 | 188.7411 | 222.8662 | 256.9442 | 290.1111 | 323.1698 | 355.8216
| Ext Ltg Dsgn_Com, E - ExtL | E | Yes | Large Office | Exterior Lighting | REPL | 284.2465 | 560.9085 | 850.7283 | 1137.3624 | 1422.5179 | 1708.4364 | 1991.1324 | 2280.4647 | 2572.4726 | 2858.1898
| Int Ltg Ctrls_Com, E - IntL [No Heat] | E | Yes | Large Office | Interior Lighting | RET | 3934.9469 | 7764.8988 | 11776.9994 | 15744.9987 | 19692.5284 | 23650.6218 | 27564.1047 | 31569.4564 | 31676.9008 | 31802.2551
| Int Ltg Ctrls_Com, E - IntL [Electric Heat] | E | Yes | Large Office | Interior Lighting | RET | 2549.3317 | 5030.6404 | 7629.9577 | 10200.703 | 12758.1868 | 15322.5145 | 17857.9403 | 20452.8852 | 20522.4951 | 20603.7084
| Int Ltg Ctrls_Com, E/G - IntL | E | Yes | Large Office | Interior Lighting | RET | 15466.4572 | 30520.2276 | 46289.9406 | 61886.3115 | 77402.2259 | 92959.6616 | 108341.7535 | 124084.9396 | 124507.2541 | 124999.9639
| Int Ltg Ctrls_Com, E/O - IntL | E | Yes | Large Office | Interior Lighting | RET | 3477.373 | 6861.9604 | 10407.5153 | 13914.0973 | 17402.5899 | 20900.4179 | 24358.8228 | 27898.4137 | 27993.364 | 28104.1415
| Int Ltg Ctrls_Com, E/P - IntL | E | Yes | Large Office | Interior Lighting | RET | 187.8843 | 370.7554 | 562.3236 | 751.7861 | 940.2712 | 1129.2607 | 1316.1201 | 1507.3661 | 1512.4963 | 1518.4817
| Exit Sign RetFit_Com, E - IntL [No Heat] | E | Yes | Large Office | Interior Lighting | RET | 160.904 | 317.5147 | 481.5737 | 643.8293 | 805.2479 | 967.0984 | 1127.1248 | 1290.9077 | 1456.2053 | 1617.9419
| Exit Sign RetFit_Com, E - IntL [Electric Heat] | E | Yes | Large Office | Interior Lighting | RET | 119.725 | 236.2553 | 358.3278 | 479.0584 | 599.1662 | 719.5954 | 838.6673 | 960.5344 | 1083.5285 | 1203.8729
| Exit Sign RetFit_Com, E/G - IntL | E | Yes | Large Office | Interior Lighting | RET | 649.6963 | 1282.0569 | 1944.4919 | 2599.6455 | 3251.4193 | 3904.9372 | 4551.0896 | 5212.4104 | 5879.8467 | 6532.9045
| Exit Sign RetFit_Com, E/O - IntL | E | Yes | Large Office | Interior Lighting | RET | 145.2145 | 286.5544 | 434.6162 | 581.0504 | 726.7293 | 872.7981 | 1017.2205 | 1165.0332 | 1314.2129 | 1460.1787
| Exit Sign RetFit_Com, E/P - IntL | E | Yes | Large Office | Interior Lighting | RET | 7.8321 | 15.4551 | 23.4407 | 31.3386 | 39.1957 | 47.0738 | 54.8631 | 62.8353 | 70.8812 | 78.7538
| LED HiLo Bay_Com, E - IntL [No Heat] | E | Yes | Large Office | Interior Lighting | NC | 33.0541 | 64.0697 | 93.9413 | 122.849 | 150.1963 | 177.3524 | 204.471 | 230.8645 | 257.1719 | 283.1555
| LED HiLo Bay_Com, E - IntL [No Heat] | E | Yes | Large Office | Interior Lighting | RET | 323.7722 | 617.6853 | 904.844 | 1169.7225 | 1415.4905 | 1645.3225 | 1857.2625 | 2059.5713 | 2250.0021 | 2442.433
| LED HiLo Bay_Com, E - IntL [No Heat] | E | Yes | Large Office | Interior Lighting | REPL | 176.5698 | 314.0566 | 440.0789 | 546.9107 | 635.4779 | 706.5213 | 759.2033 | 795.1491 | 813.2882 | 823.4586
| LED HiLo Bay_Com, E - IntL [Electric Heat] | E | Yes | Large Office | Interior Lighting | NC | 21.427 | 41.5327 | 60.8967 | 79.6359 | 97.3636 | 114.9673 | 132.5467 | 149.6561 | 166.7097 | 183.5533
| LED HiLo Bay_Com, E - IntL [Electric Heat] | E | Yes | Large Office | Interior Lighting | RET | 209.8828 | 400.4096 | 586.5581 | 758.2634 | 917.5806 | 1066.5674 | 1203.9558 | 1335.1009 | 1458.5462 | 1583.288
| LED HiLo Bay_Com, E - IntL [Electric Heat] | E | Yes | Large Office | Interior Lighting | REPL | 114.46 | 203.5847 | 285.2777 | 354.5305 | 411.9436 | 457.9969 | 492.1476 | 515.4492 | 527.2077 | 533.8006
| LED HiLo Bay_Com, E/G - IntL | E | Yes | Large Office | Interior Lighting | NC | 130.8211 | 253.5746 | 371.8001 | 486.2111 | 594.446 | 701.9239 | 809.2537 | 913.7138 | 1017.8332 | 1120.671
| LED HiLo Bay_Com, E/G - IntL | E | Yes | Large Office | Interior Lighting | RET | 1281.4235 | 2444.6704 | 3581.1855 | 4629.5196 | 5602.2182 | 6511.846 | 7350.6604 | 8151.3568 | 8905.0426 | 9666.6443
| LED HiLo Bay_Com, E/G - IntL | E | Yes | Large Office | Interior Lighting | REPL | 698.8268 | 1242.9709 | 1741.7412 | 2164.5592 | 2515.0899 | 2796.2649 | 3004.7694 | 3147.0355 | 3218.8263 | 3259.0788
| LED HiLo Bay_Com, E/O - IntL | E | Yes | Large Office | Interior Lighting | NC | 29.24 | 56.6768 | 83.1016 | 108.6737 | 132.8655 | 156.888 | 180.8774 | 204.2255 | 227.4973 | 250.4828
| LED HiLo Bay_Com, E/O - IntL | E | Yes | Large Office | Interior Lighting | RET | 286.4128 | 546.4117 | 800.4358 | 1034.7505 | 1252.1597 | 1455.4719 | 1642.9565 | 1821.9213 | 1990.3787 | 2160.6054
| LED HiLo Bay_Com, E/O - IntL | E | Yes | Large Office | Interior Lighting | REPL | 156.1958 | 277.8182 | 389.299 | 483.8037 | 562.1513 | 624.9971 | 671.6003 | 703.3984 | 719.4444 | 728.4413
| LED HiLo Bay_Com, E/P - IntL | E | Yes | Large Office | Interior Lighting | NC | 1.577 | 3.0568 | 4.482 | 5.8612 | 7.166 | 8.4617 | 9.7555 | 11.0148 | 12.2699 | 13.5096
| LED HiLo Bay_Com, E/P - IntL | E | Yes | Large Office | Interior Lighting | RET | 15.4475 | 29.4704 | 43.171 | 55.8086 | 67.5344 | 78.5 | 88.6118 | 98.2642 | 107.3498 | 116.5309
| LED HiLo Bay_Com, E/P - IntL | E | Yes | Large Office | Interior Lighting | REPL | 8.4243 | 14.9839 | 20.9966 | 26.0936 | 30.3193 | 33.7088 | 36.2223 | 37.9373 | 38.8028 | 39.288
| Repl Scre_Com, E - IntL [No Heat] | E | Yes | Large Office | Interior Lighting | NC | 108.6044 | 210.5111 | 101.9068 | 0 | 0 | 0 | 0 | 0 | 0 | 0
| Repl Scre_Com, E - IntL [No Heat] | E | Yes | Large Office | Interior Lighting | RET | 561.0002 | 1107.0315 | 546.0312 | 0 | 0 | 0 | 0 | 0 | 0 | 0
| Repl Scre_Com, E - IntL [No Heat] | E | Yes | Large Office | Interior Lighting | REPL | 5574.0586 | 10999.3868 | 5425.3282 | 0 | 0 | 0 | 0 | 0 | 0 | 0
| Repl Scre_Com, E - IntL [Electric Heat] | E | Yes | Large Office | Interior Lighting | NC | 80.81 | 156.6364 | 75.8265 | 0 | 0 | 0 | 0 | 0 | 0 | 0
| Repl Scre_Com, E - IntL [Electric Heat] | E | Yes | Large Office | Interior Lighting | RET | 417.4272 | 823.7164 | 406.2891 | 0 | 0 | 0 | 0 | 0 | 0 | 0
| Repl Scre_Com, E - IntL [Electric Heat] | E | Yes | Large Office | Interior Lighting | REPL | 4147.5273 | 8184.3877 | 4036.8604 | 0 | 0 | 0 | 0 | 0 | 0 | 0
| Repl Scre_Com, E/G - IntL | E | Yes | Large Office | Interior Lighting | NC | 438.5212 | 849.9991 | 411.4779 | 0 | 0 | 0 | 0 | 0 | 0 | 0
| Repl Scre_Com, E/G - IntL | E | Yes | Large Office | Interior Lighting | RET | 2265.1994 | 4469.9573 | 2204.7578 | 0 | 0 | 0 | 0 | 0 | 0 | 0
| Repl Scre_Com, E/G - IntL | E | Yes | Large Office | Interior Lighting | REPL | 22506.861 | 44413.1801 | 21906.3191 | 0 | 0 | 0 | 0 | 0 | 0 | 0
| Repl Scre_Com, E/O - IntL | E | Yes | Large Office | Interior Lighting | NC | 98.0145 | 189.9845 | 91.97 | 0 | 0 | 0 | 0 | 0 | 0 | 0
| Repl Scre_Com, E/O - IntL | E | Yes | Large Office | Interior Lighting | RET | 506.2979 | 999.0865 | 492.7885 | 0 | 0 | 0 | 0 | 0 | 0 | 0
| Repl Scre_Com, E/O - IntL | E | Yes | Large Office | Interior Lighting | REPL | 5030.5404 | 9926.8529 | 4896.3124 | 0 | 0 | 0 | 0 | 0 | 0 | 0
| Repl Scre_Com, E/P - IntL | E | Yes | Large Office | Interior Lighting | NC | 5.2864 | 10.2467 | 4.9603 | 0 | 0 | 0 | 0 | 0 | 0 | 0
| Repl Scre_Com, E/P - IntL | E | Yes | Large Office | Interior Lighting | RET | 27.3069 | 53.8851 | 26.5782 | 0 | 0 | 0 | 0 | 0 | 0 | 0
| Repl Scre_Com, E/P - IntL | E | Yes | Large Office | Interior Lighting | REPL | 271.319 | 535.3986 | 264.0795 | 0 | 0 | 0 | 0 | 0 | 0 | 0
| Lin LED Fixture_Com, E - IntL [No Heat] | E | Yes | Large Office | Interior Lighting | NC | 106.1829 | 205.8175 | 301.7769 | 394.6402 | 482.4906 | 569.7266 | 656.8424 | 741.629 | 826.139 | 909.6087
| Lin LED Fixture_Com, E - IntL [No Heat] | E | Yes | Large Office | Interior Lighting | RET | 788.0499 | 1495.1186 | 2177.9185 | 2800.4289 | 3371.3207 | 3898.9973 | 4379.9459 | 4833.7091 | 5290.5335 | 5736.4929
| Lin LED Fixture_Com, E - IntL [No Heat] | E | Yes | Large Office | Interior Lighting | REPL | 656.8072 | 1168.2326 | 1637.0124 | 2034.4069 | 2363.8606 | 2628.1288 | 2824.0962 | 2957.808 | 3054.1708 | 3110.7036
| Lin LED Fixture_Com, E - IntL [Electric Heat] | E | Yes | Large Office | Interior Lighting | NC | 79.0082 | 153.144 | 224.5452 | 293.6426 | 359.01 | 423.9203 | 488.7412 | 551.8289 | 614.7108 | 676.8187
| Lin LED Fixture_Com, E - IntL [Electric Heat] | E | Yes | Large Office | Interior Lighting | RET | 586.3696 | 1112.4829 | 1620.5384 | 2083.7339 | 2508.5213 | 2901.1531 | 3259.0158 | 3596.6504 | 3936.5628 | 4268.3908
| Lin LED Fixture_Com, E - IntL [Electric Heat] | E | Yes | Large Office | Interior Lighting | REPL | 488.7149 | 869.2547 | 1218.0628 | 1513.7548 | 1758.8936 | 1955.5295 | 2101.3442 | 2200.836 | 2272.5374 | 2314.6021
| Lin LED Fixture_Com, E/G - IntL | E | Yes | Large Office | Interior Lighting | NC | 428.7438 | 831.0472 | 1218.5109 | 1593.4731 | 1948.1943 | 2300.4348 | 2652.1898 | 2994.5399 | 3335.7733 | 3672.8063
| Lin LED Fixture_Com, E/G - IntL | E | Yes | Large Office | Interior Lighting | RET | 3181.9776 | 6036.9701 | 8793.9708 | 11307.535 | 13612.6747 | 15743.3204 | 17685.2882 | 19517.4873 | 21362.0469 | 23162.7359
| Lin LED Fixture_Com, E/G - IntL | E | Yes | Large Office | Interior Lighting | REPL | 2652.0474 | 4717.0743 | 6609.9071 | 8214.5014 | 9544.7653 | 10611.8242 | 11403.0986 | 11942.9983 | 12332.091 | 12560.3584
| Lin LED Fixture_Com, E/O - IntL | E | Yes | Large Office | Interior Lighting | NC | 95.8291 | 185.7485 | 272.3511 | 356.1594 | 435.4437 | 514.1734 | 592.7947 | 669.3139 | 745.5834 | 820.9141
| Lin LED Fixture_Com, E/O - IntL | E | Yes | Large Office | Interior Lighting | RET | 711.2083 | 1349.3318 | 1965.5529 | 2527.3632 | 3042.5882 | 3518.8119 | 3952.8638 | 4362.3813 | 4774.6614 | 5177.1359
| Lin LED Fixture_Com, E/O - IntL | E | Yes | Large Office | Interior Lighting | REPL | 592.7629 | 1054.32 | 1477.3897 | 1836.0349 | 2133.364 | 2371.8639 | 2548.7227 | 2669.3965 | 2756.3632 | 2807.3835
| Lin LED Fixture_Com, E/P - IntL | E | Yes | Large Office | Interior Lighting | NC | 5.1685 | 10.0182 | 14.6891 | 19.2092 | 23.4854 | 27.7316 | 31.972 | 36.099 | 40.2126 | 44.2755
| Lin LED Fixture_Com, E/P - IntL | E | Yes | Large Office | Interior Lighting | RET | 38.3586 | 72.7754 | 106.0109 | 136.3117 | 164.1001 | 189.7849 | 213.1952 | 235.2823 | 257.5184 | 279.2256
| Lin LED Fixture_Com, E/P - IntL | E | Yes | Large Office | Interior Lighting | REPL | 31.9703 | 56.8641 | 79.6821 | 99.0254 | 115.0616 | 127.925 | 137.4638 | 143.9722 | 148.6627 | 151.4145
| LED Tube Repl_Com, E - IntL [No Heat] | E | Yes | Large Office | Interior Lighting | RET | 4958.0191 | 9406.5444 | 13702.3826 | 17618.9094 | 21210.6774 | 24860.5482 | 28513.4793 | 32293.8621 | 36147.9991 | 39954.0988
| LED Tube Repl_Com, E - IntL [No Heat] | E | Yes | Large Office | Interior Lighting | REPL | 6068.5477 | 10793.8459 | 15125.1209 | 18796.8337 | 21840.8104 | 24686.4134 | 27295.7526 | 29757.3613 | 32030.8158 | 34048.9197
| LED Tube Repl_Com, E - IntL [Electric Heat] | E | Yes | Large Office | Interior Lighting | RET | 3689.1466 | 6999.1907 | 10195.6239 | 13109.8203 | 15782.3713 | 18498.1551 | 21216.2161 | 24029.111 | 26896.8846 | 29728.9148
| LED Tube Repl_Com, E - IntL [Electric Heat] | E | Yes | Large Office | Interior Lighting | REPL | 4515.465 | 8031.4494 | 11254.2503 | 13986.2864 | 16251.2386 | 18368.5855 | 20310.1341 | 22141.7597 | 23833.3844 | 25335.0085
| LED Tube Repl_Com, E/G - IntL | E | Yes | Large Office | Interior Lighting | RET | 20019.4245 | 37981.6217 | 55327.3013 | 71141.4016 | 85644.1957 | 100381.5961 | 115131.3536 | 130395.7339 | 145957.9179 | 161326.1372
| LED Tube Repl_Com, E/G - IntL | E | Yes | Large Office | Interior Lighting | REPL | 24503.5024 | 43583.2496 | 61072.0153 | 75897.6092 | 88188.5385 | 99678.4768 | 110214.4328 | 120153.8839 | 129333.609 | 137482.2825
| LED Tube Repl_Com, E/O - IntL | E | Yes | Large Office | Interior Lighting | RET | 4474.57 | 8489.3261 | 12366.2836 | 15900.9155 | 19142.4556 | 22436.4329 | 25733.1721 | 29144.9354 | 32623.2612 | 36058.2337
| LED Tube Repl_Com, E/O - IntL | E | Yes | Large Office | Interior Lighting | REPL | 5476.8126 | 9741.3539 | 13650.2927 | 16963.9822 | 19711.1453 | 22279.2777 | 24634.1841 | 26855.7649 | 28907.5383 | 30728.8599
| LED Tube Repl_Com, E/P - IntL | E | Yes | Large Office | Interior Lighting | RET | 241.3331 | 457.8665 | 666.9677 | 857.6059 | 1032.4363 | 1210.0949 | 1387.9025 | 1571.9138 | 1759.5151 | 1944.7782
| LED Tube Repl_Com, E/P - IntL | E | Yes | Large Office | Interior Lighting | REPL | 295.3884 | 525.3938 | 736.22 | 914.9417 | 1063.1082 | 1201.6188 | 1328.6292 | 1448.4488 | 1559.1099 | 1657.3418
| Repl pin CFL wLED_Com, E - IntL [No Heat] | E | Yes | Large Office | Interior Lighting | RET | 58.7671 | 112.3102 | 164.8147 | 213.4229 | 258.6896 | 307.6398 | 359.3355 | 415.4036 | 474.9745 | 534.0457
| Repl pin CFL wLED_Com, E - IntL [No Heat] | E | Yes | Large Office | Interior Lighting | REPL | 68.065 | 121.0641 | 169.6438 | 210.8258 | 244.9672 | 279.8395 | 314.9511 | 351.5342 | 389.1089 | 426.5132
| Repl pin CFL wLED_Com, E - IntL [Electric Heat] | E | Yes | Large Office | Interior Lighting | RET | 43.7273 | 83.5674 | 122.6348 | 158.803 | 192.4849 | 228.9076 | 267.3732 | 309.0922 | 353.4175 | 397.371
| Repl pin CFL wLED_Com, E - IntL [Electric Heat] | E | Yes | Large Office | Interior Lighting | REPL | 50.6456 | 90.081 | 126.228 | 156.8706 | 182.2744 | 208.222 | 234.3478 | 261.5684 | 289.5268 | 317.3585
| Repl pin CFL wLED_Com, E/G - IntL | E | Yes | Large Office | Interior Lighting | RET | 237.2892 | 453.4847 | 665.4865 | 861.7564 | 1044.5334 | 1242.184 | 1450.9201 | 1677.3112 | 1917.8459 | 2156.3628
| Repl pin CFL wLED_Com, E/G - IntL | E | Yes | Large Office | Interior Lighting | REPL | 274.832 | 488.831 | 684.9855 | 851.2698 | 989.1252 | 1129.9321 | 1271.7054 | 1419.4203 | 1571.1387 | 1722.1694
| Repl pin CFL wLED_Com, E/O - IntL | E | Yes | Large Office | Interior Lighting | RET | 53.0368 | 101.359 | 148.7438 | 192.6124 | 233.4651 | 277.6423 | 324.2972 | 374.8982 | 428.6605 | 481.9717
| Repl pin CFL wLED_Com, E/O - IntL | E | Yes | Large Office | Interior Lighting | REPL | 61.4281 | 109.2593 | 153.1021 | 190.2685 | 221.0808 | 252.5527 | 284.2407 | 317.2566 | 351.1674 | 384.9245
| Repl pin CFL wLED_Com, E/P - IntL | E | Yes | Large Office | Interior Lighting | RET | 2.8605 | 5.4667 | 8.0224 | 10.3884 | 12.5918 | 14.9745 | 17.4908 | 20.2199 | 23.1195 | 25.9948
| Repl pin CFL wLED_Com, E/P - IntL | E | Yes | Large Office | Interior Lighting | REPL | 3.3131 | 5.8928 | 8.2575 | 10.262 | 11.9239 | 13.6213 | 15.3303 | 17.111 | 18.94 | 20.7607
| Refrig Case LED_Com, E - IntL | E | Yes | Large Office | Interior Lighting | NC | 101.8889 | 197.4943 | 289.5731 | 378.681 | 462.9788 | 546.687 | 630.2798 | 711.6377 | 792.7301 | 872.8243
| Refrig Case LED_Com, E - IntL | E | Yes | Large Office | Interior Lighting | RET | 522.9389 | 1006.4752 | 1487.6813 | 1939.8021 | 2367.1012 | 2774.1216 | 3156.4329 | 3528.1547 | 3940.5162 | 4378.575
| Refrig Case LED_Com, E - IntL | E | Yes | Large Office | Interior Lighting | REPL | 653.6737 | 1162.6592 | 1629.2025 | 2024.7011 | 2352.5831 | 2615.5906 | 2810.623 | 2943.6969 | 3080.7994 | 3217.686
| Refrig Case Ctrls_Com, E - IntL | E | Yes | Large Office | Interior Lighting | RET | 409.5742 | 808.2198 | 1225.8246 | 1638.8391 | 2049.7229 | 2461.7063 | 2869.0464 | 3285.9487 | 3297.1322 | 3310.1799
| Stair Occ Sensor_Com, E - IntL [No Heat] | E | Yes | Large Office | Interior Lighting | NC | 69.7973 | 135.2902 | 198.3673 | 259.4092 | 317.1559 | 374.4989 | 431.7628 | 487.4956 | 543.0466 | 597.9138
| Stair Occ Sensor_Com, E - IntL [No Heat] | E | Yes | Large Office | Interior Lighting | RET | 537.346 | 1060.3541 | 1608.236 | 2150.0955 | 2689.1597 | 3229.6665 | 3764.0814 | 4311.0417 | 4863.06 | 5403.1862
| Stair Occ Sensor_Com, E - IntL [Electric Heat] | E | Yes | Large Office | Interior Lighting | NC | 51.9345 | 100.6663 | 147.6005 | 193.0203 | 235.9884 | 278.6559 | 321.2646 | 362.7341 | 404.0683 | 444.8938
| Stair Occ Sensor_Com, E - IntL [Electric Heat] | E | Yes | Large Office | Interior Lighting | RET | 399.8266 | 788.9848 | 1196.6509 | 1599.836 | 2000.9412 | 2403.1197 | 2800.7654 | 3207.7458 | 3618.4897 | 4020.385
| Stair Occ Sensor_Com, E/G - IntL | E | Yes | Large Office | Interior Lighting | NC | 281.8265 | 546.2729 | 800.9648 | 1047.439 | 1280.6081 | 1512.1466 | 1743.366 | 1968.4033 | 2192.7065 | 2414.2486
| Stair Occ Sensor_Com, E/G - IntL | E | Yes | Large Office | Interior Lighting | RET | 2169.6885 | 4281.4839 | 6493.7142 | 8681.6274 | 10858.254 | 13040.7053 | 15198.5588 | 17407.0678 | 19636 | 21816.9144
| Stair Occ Sensor_Com, E/O - IntL | E | Yes | Large Office | Interior Lighting | NC | 62.9914 | 122.0982 | 179.0248 | 234.1146 | 286.2305 | 337.982 | 389.6622 | 439.9606 | 490.0949 | 539.6121
| Stair Occ Sensor_Com, E/O - IntL | E | Yes | Large Office | Interior Lighting | RET | 484.9502 | 956.9605 | 1451.4193 | 1940.4429 | 2426.9437 | 2914.7465 | 3397.0514 | 3890.6784 | 4388.8702 | 4876.3295
| Stair Occ Sensor_Com, E/P - IntL | E | Yes | Large Office | Interior Lighting | NC | 3.3974 | 6.5853 | 9.6556 | 12.6268 | 15.4377 | 18.2288 | 21.0162 | 23.729 | 26.433 | 29.1036
| Stair Occ Sensor_Com, E/P - IntL | E | Yes | Large Office | Interior Lighting | RET | 26.1555 | 51.6131 | 78.2814 | 104.6566 | 130.8957 | 157.205 | 183.2178 | 209.8413 | 236.711 | 263.0018
| Int Delamping_Com, E - IntL [No Heat] | E | Yes | Large Office | Interior Lighting | RET | 51.5542 | 101.7328 | 154.2978 | 206.2851 | 258.0041 | 309.8616 | 361.1345 | 413.6112 | 466.573 | 518.394
| Int Delamping_Com, E - IntL [Electric Heat] | E | Yes | Large Office | Interior Lighting | RET | 38.3603 | 75.697 | 114.8094 | 153.4919 | 191.9748 | 230.5608 | 268.7118 | 307.7584 | 347.1661 | 385.7249
| Int Delamping_Com, E/G - IntL | E | Yes | Large Office | Interior Lighting | RET | 208.1648 | 410.7753 | 623.0217 | 832.9351 | 1041.7656 | 1251.1549 | 1458.1843 | 1670.0737 | 1883.9225 | 2093.1644
| Int Delamping_Com, E/O - IntL | E | Yes | Large Office | Interior Lighting | RET | 46.5272 | 91.813 | 139.2525 | 186.1705 | 232.8465 | 279.6474 | 325.9208 | 373.2805 | 421.0782 | 467.8461
| Int Delamping_Com, E/P - IntL | E | Yes | Large Office | Interior Lighting | RET | 2.5094 | 4.9519 | 7.5105 | 10.041 | 12.5584 | 15.0826 | 17.5783 | 20.1327 | 22.7106 | 25.233
| Int Ltg Dsgn_Com, E - IntL [No Heat] | E | Yes | Large Office | Interior Lighting | NC | 92.4666 | 179.2308 | 262.7946 | 343.6622 | 420.1644 | 496.1317 | 571.9942 | 645.8284 | 719.4217 | 792.1091
| Int Ltg Dsgn_Com, E - IntL [Electric Heat] | E | Yes | Large Office | Interior Lighting | NC | 68.8022 | 133.3615 | 195.5393 | 255.711 | 312.6346 | 369.16 | 425.6075 | 480.5458 | 535.3049 | 589.39
| Int Ltg Dsgn_Com, E/G - IntL | E | Yes | Large Office | Interior Lighting | NC | 373.3604 | 723.6959 | 1061.1086 | 1387.6347 | 1696.5344 | 2003.2739 | 2309.5906 | 2607.7173 | 2904.8715 | 3198.3679
| Int Ltg Dsgn_Com, E/O - IntL | E | Yes | Large Office | Interior Lighting | NC | 83.4503 | 161.7543 | 237.1699 | 310.1522 | 379.1948 | 447.7546 | 516.2199 | 582.8546 | 649.2719 | 714.8717
| Int Ltg Dsgn_Com, E/P - IntL | E | Yes | Large Office | Interior Lighting | NC | 4.5008 | 8.7241 | 12.7916 | 16.7279 | 20.4516 | 24.1494 | 27.842 | 31.4359 | 35.0181 | 38.5562
| Room Air Conditioner_Com, E - Cool | E | Yes | Education | Cooling | NC | 0 | 0 | 0 | 0 | 0 | 0 | 0 | 0 | 0 | 0
| Room Air Conditioner_Com, E - Cool | E | Yes | Education | Cooling | RET | 0 | 0 | 0 | 0 | 0 | 0 | 0 | 0 | 0 | 0
| Room Air Conditioner_Com, E - Cool | E | Yes | Education | Cooling | REPL | 0 | 0 | 0 | 0 | 0 | 0 | 0 | 0 | 0 | 0
| Chiller Systems_Com, E - Cool | E | Yes | Education | Cooling | NC | 338.8667 | 656.8356 | 963.0757 | 1259.4349 | 1539.7963 | 1818.1969 | 2096.2139 | 2366.7974 | 2636.4984 | 2902.8795
| Chiller Systems_Com, E - Cool | E | Yes | Education | Cooling | RET | 1548.3632 | 3013.9574 | 4507.0224 | 5943.057 | 7332.3864 | 8687.1149 | 9989.7301 | 11286.252 | 11358.8182 | 11433.8659
| Chiller Systems_Com, E - Cool | E | Yes | Education | Cooling | REPL | 1739.2145 | 3093.4605 | 4334.7816 | 5387.0756 | 6259.4637 | 6959.2417 | 7478.16 | 7832.2266 | 8010.897 | 8010.897
| Chiller Tuneup_Com, E - Cool | E | Yes | Education | Cooling | RET | 291.5715 | 575.3632 | 872.6517 | 1166.6723 | 1459.1763 | 1460.8914 | 1467.0808 | 1466.5808 | 1472.0931 | 1472.6693
| Computer Room Air Conditioner_Com, E - Cool | E | Yes | Education | Cooling | NC | 40.4415 | 78.389 | 114.9367 | 150.3052 | 183.7644 | 216.9897 | 250.1692 | 282.4615 | 314.6485 | 346.4393
| Computer Room Air Conditioner_Com, E - Cool | E | Yes | Education | Cooling | REPL | 207.5637 | 409.589 | 621.2224 | 830.5296 | 1038.757 | 1247.5416 | 1453.973 | 1665.2505 | 1878.4817 | 2087.1193
| Mini Split Ductless AC_Com, E - Cool | E | Yes | Education | Cooling | NC | 0 | 0 | 0 | 0 | 0 | 0 | 0 | 0 | 0 | 0
| Mini Split Ductless AC_Com, E - Cool | E | Yes | Education | Cooling | RET | 0 | 0 | 0 | 0 | 0 | 0 | 0 | 0 | 0 | 0
| Mini Split Ductless AC_Com, E - Cool | E | Yes | Education | Cooling | REPL | 0 | 0 | 0 | 0 | 0 | 0 | 0 | 0 | 0 | 0
| Eff Unitary AC_Com, E - Cool | E | Yes | Education | Cooling | NC | 161.8634 | 313.7448 | 460.0238 | 601.583 | 735.5007 | 868.4819 | 1001.2797 | 1130.527 | 1259.3526 | 1386.5925
| Eff Unitary AC_Com, E - Cool | E | No | Education | Cooling | RET | 1287.2639 | 2481.9379 | 3675.2535 | 4800.5901 | 5868.0797 | 6888.6705 | 7850.8508 | 8855.4269 | 9888.3556 | 10916.8169
| Eff Unitary AC_Com, E - Cool | E | Yes | Education | Cooling | REPL | 1107.6733 | 2056.4169 | 2982.5183 | 3831.4212 | 4609.272 | 5322.3529 | 5961.2991 | 6604.0309 | 7241.389 | 7853.943
| PTAC_Com, E - Cool | E | Yes | Education | Cooling | NC | 0 | 0 | 0 | 0 | 0 | 0 | 0 | 0 | 0 | 0
| PTAC_Com, E - Cool | E | Yes | Education | Cooling | RET | 0 | 0 | 0 | 0 | 0 | 0 | 0 | 0 | 0 | 0
| PTAC_Com, E - Cool | E | Yes | Education | Cooling | REPL | 0 | 0 | 0 | 0 | 0 | 0 | 0 | 0 | 0 | 0
| Unitary Equipment Economizer_Com, E - Cool | E | No | Education | Cooling | RET | 913.2271 | 1802.0869 | 2733.22 | 3654.118 | 4570.2654 | 5488.8644 | 6397.1101 | 7326.6769 | 8264.8399 | 9182.7921
| AC Tuneup_Com, E - Cool [ASHP] | E | Yes | Education | Cooling | RET | 270.3584 | 533.503 | 809.1624 | 1081.7918 | 1353.0148 | 1354.6051 | 1360.3442 | 1359.8806 | 1364.9918 | 1365.5261
| AC Tuneup_Com, E - Heat [ASHP] | E | Yes | Education | Space Heating | RET | 103.373 | 203.9878 | 309.3877 | 413.629 | 517.3326 | 517.9407 | 520.1351 | 519.9578 | 521.9121 | 522.1164
| AC Tuneup_Com, E - Cool [Unitary AC] | E | Yes | Education | Cooling | RET | 431.2006 | 850.8957 | 1290.551 | 1725.3736 | 2157.9531 | 2160.4895 | 2169.643 | 2168.9035 | 2177.0555 | 2177.9077
| DCV_Com, E - Cool [Building w Elec Heat] | E | Yes | Education | Cooling | RET | 648.2148 | 1279.1335 | 1940.0581 | 2593.7177 | 3244.0053 | 3896.0331 | 4540.7121 | 5200.5249 | 5866.4393 | 6518.0079
| DCV_Com, E - Heat [Building w Elec Heat] | E | Yes | Education | Space Heating | RET | 360.5821 | 711.543 | 1079.1952 | 1442.8061 | 1804.5413 | 2167.2445 | 2525.8598 | 2892.8935 | 3263.3214 | 3625.7692
| DCV_Com, E - Vent [Building w Elec Heat] | E | Yes | Education | Ventilation | RET | 924.3047 | 1823.9464 | 2766.3742 | 3698.4427 | 4625.703 | 5555.4447 | 6474.7075 | 7415.55 | 8365.093 | 9294.18
| DCV_Com, E - Cool [Building w Gas Heat] | E | Yes | Education | Cooling | RET | 1323.6728 | 2612.0265 | 3961.653 | 5296.4443 | 6624.3498 | 7955.8089 | 9272.2615 | 10619.6177 | 11979.4337 | 13309.9552
| DCV_Com, E - Vent [Building w Gas Heat] | E | Yes | Education | Ventilation | RET | 1887.456 | 3724.5497 | 5649.0137 | 7552.3238 | 9445.8154 | 11344.374 | 13221.5345 | 15142.7613 | 17081.7547 | 18978.9764
| DCV_Com, E - Cool [Building w Oil Heat] | E | Yes | Education | Cooling | RET | 356.1424 | 702.782 | 1065.9075 | 1425.0414 | 1782.3227 | 2140.56 | 2494.7598 | 2857.2744 | 3223.1414 | 3581.1265
| DCV_Com, E - Vent [Building w Oil Heat] | E | Yes | Education | Ventilation | RET | 507.8318 | 1002.1133 | 1519.9024 | 2031.9998 | 2541.4556 | 3052.2746 | 3557.3364 | 4074.2544 | 4595.9527 | 5106.412
| DCV_Com, E - Cool [Building w Propane Heat] | E | Yes | Education | Cooling | RET | 107.3296 | 211.7954 | 321.2295 | 429.4606 | 537.1335 | 645.0944 | 751.8386 | 861.0886 | 971.3489 | 1079.2338
| DCV_Com, E - Vent [Building w Propane Heat] | E | Yes | Education | Ventilation | RET | 153.0438 | 302.004 | 458.0486 | 612.378 | 765.9112 | 919.8552 | 1072.0642 | 1227.8463 | 1385.069 | 1538.9047
| Controls for Unitary AC_Com, E - Cool | E | No | Education | Cooling | RET | 1338.8079 | 2641.8927 | 4006.951 | 5357.0045 | 6700.0935 | 8046.7766 | 9378.2817 | 10741.0438 | 12116.408 | 13462.1429
| Optimized Unitary AC Sys_Com, E - Cool [Building w Elec Heat] | E | No | Education | Cooling | NC | 118.0789 | 228.876 | 335.5862 | 438.8533 | 536.5459 | 633.5553 | 730.431 | 824.7166 | 918.6945 | 1011.5157
| Optimized Unitary AC Sys_Com, E - Heat [Building w Elec Heat] | E | No | Education | Space Heating | NC | 136.5536 | 264.686 | 388.0921 | 507.5164 | 620.494 | 732.6816 | 844.7145 | 953.7519 | 1062.4337 | 1169.7777
| Optimized Unitary AC Sys_Com, E - Cool [Building w Gas Heat] | E | Yes | Education | Cooling | NC | 241.1205 | 467.3713 | 685.2764 | 896.1507 | 1095.6418 | 1293.7377 | 1491.5606 | 1684.0943 | 1876 | 2065.5435
| Optimized Unitary AC Sys_Com, E - Cool [Building w Oil Heat] | E | Yes | Education | Cooling | NC | 64.875 | 125.7492 | 184.3779 | 241.1149 | 294.7893 | 348.0882 | 401.3137 | 453.1161 | 504.7495 | 555.7474
| Optimized Unitary AC Sys_Com, E - Cool [Building w Propane Heat] | E | No | Education | Cooling | NC | 19.5512 | 37.8967 | 55.5654 | 72.6641 | 88.8398 | 104.9023 | 120.9428 | 136.5543 | 152.1149 | 167.484
| Optimized Chiller Sys_Com, E - Cool | E | No | Education | Cooling | NC | 133.6694 | 259.0954 | 379.8949 | 496.7968 | 607.3882 | 717.2061 | 826.8727 | 933.6071 | 1039.9934 | 1145.0701
| Cool Roof_Com, E - Cool [Building w Elec Heat] | E | No | Education | Cooling | NC | 56.9328 | 110.3546 | 161.8058 | 211.5969 | 258.7003 | 305.4742 | 352.1837 | 397.6443 | 442.9566 | 487.7111
| Cool Roof_Com, E - Cool [Building w Elec Heat] | E | No | Education | Cooling | RET | 298.0485 | 588.1443 | 892.0368 | 1192.5888 | 1491.5904 | 1791.3921 | 2087.8149 | 2391.1962 | 2697.383 | 2996.9736
| Cool Roof_Com, E - Heat [Building w Elec Heat] | E | No | Education | Space Heating | NC | -10.1829 | -19.7379 | -28.9404 | -37.8459 | -46.2708 | -54.6367 | -62.9911 | -71.1221 | -79.2266 | -87.2313
| Cool Roof_Com, E - Heat [Building w Elec Heat] | E | No | Education | Space Heating | RET | -53.3085 | -105.1947 | -159.5484 | -213.3047 | -266.7837 | -320.4059 | -373.4236 | -427.6859 | -482.4501 | -536.0344
| Cool Roof_Com, E - Cool [Building w Gas Heat] | E | No | Education | Cooling | NC | 116.2584 | 225.3471 | 330.412 | 432.0869 | 528.2733 | 623.787 | 719.169 | 812.0008 | 904.5298 | 995.9198
| Cool Roof_Com, E - Cool [Building w Gas Heat] | E | No | Education | Cooling | RET | 608.6235 | 1201.0072 | 1821.5641 | 2435.2998 | 3045.8695 | 3658.0731 | 4263.3766 | 4882.8897 | 5508.1317 | 6119.9042
| Cool Roof_Com, E - Cool [Building w Oil Heat] | E | No | Education | Cooling | NC | 31.28 | 60.6311 | 88.8994 | 116.2557 | 142.1352 | 167.8338 | 193.4969 | 218.4739 | 243.3694 | 267.9584
| Cool Roof_Com, E - Cool [Building w Oil Heat] | E | No | Education | Cooling | RET | 163.7539 | 323.1385 | 490.1032 | 655.2326 | 819.5102 | 984.2274 | 1147.0881 | 1313.7719 | 1481.9972 | 1646.5984
| Cool Roof_Com, E - Cool [Building w Propane Heat] | E | No | Education | Cooling | NC | 9.4268 | 18.2722 | 26.7914 | 35.0356 | 42.8349 | 50.5796 | 58.3136 | 65.8408 | 73.3435 | 80.7539
| Cool Roof_Com, E - Cool [Building w Propane Heat] | E | No | Education | Cooling | RET | 49.3501 | 97.3833 | 147.701 | 197.4656 | 246.9734 | 296.6138 | 345.6946 | 395.9277 | 446.6252 | 496.2306
| GSHP_Com, E - Cool | E | Yes | Education | Cooling | RET | 1028.1002 | 1929.2016 | 2779.2347 | 3536.2756 | 4214.4741 | 4826.8262 | 5372.0343 | 5874.5195 | 6331.1918 | 6733.566
| GSHP_Com, E - Cool | E | Yes | Education | Cooling | REPL | 413.3066 | 735.1294 | 1030.1167 | 1280.1837 | 1487.4978 | 1653.793 | 1777.1086 | 1861.2489 | 1903.7081 | 1903.7081
| GSHP_Com, E - Heat | E | Yes | Education | Space Heating | RET | 511.7222 | 960.2325 | 1383.3243 | 1760.1306 | 2097.6942 | 2402.4837 | 2673.8533 | 2923.9581 | 3151.2602 | 3351.5362
| GSHP_Com, E - Heat | E | Yes | Education | Space Heating | REPL | 205.7175 | 365.9002 | 512.7259 | 637.1931 | 740.3808 | 823.1518 | 884.5304 | 926.4101 | 947.5435 | 947.5435
| Unitary HP_Com, E - Cool | E | Yes | Education | Cooling | NC | 111.7581 | 216.6241 | 317.6219 | 415.3611 | 507.8241 | 599.6405 | 691.3303 | 780.5687 | 869.5159 | 957.3683
| Unitary HP_Com, E - Cool | E | No | Education | Cooling | RET | 552.2736 | 1063.9331 | 1574.123 | 2054.4134 | 2509.2235 | 2943.2968 | 3351.8162 | 3814.5804 | 4324.5219 | 4863.4309
| Unitary HP_Com, E - Cool | E | Yes | Education | Cooling | REPL | 764.7895 | 1360.2958 | 1906.1453 | 2368.8734 | 2752.4909 | 3060.2062 | 3288.3916 | 3533.7981 | 3793.4482 | 4059.221
| Unitary HP_Com, E - Heat | E | Yes | Education | Space Heating | NC | 18.1924 | 35.2628 | 51.7036 | 67.614 | 82.6654 | 97.6116 | 112.5372 | 127.0638 | 141.5429 | 155.8438
| Unitary HP_Com, E - Heat | E | No | Education | Space Heating | RET | 89.9011 | 173.1908 | 256.2414 | 334.4248 | 408.4604 | 479.1204 | 545.6206 | 620.951 | 703.9611 | 791.6866
| Unitary HP_Com, E - Heat | E | Yes | Education | Space Heating | REPL | 124.4952 | 221.4338 | 310.2891 | 385.6137 | 448.0603 | 498.1513 | 535.2961 | 575.2443 | 617.511 | 660.7745
| PTHP_Com, E - Cool | E | Yes | Education | Cooling | NC | 0 | 0 | 0 | 0 | 0 | 0 | 0 | 0 | 0 | 0
| PTHP_Com, E - Cool | E | Yes | Education | Cooling | RET | 0 | 0 | 0 | 0 | 0 | 0 | 0 | 0 | 0 | 0
| PTHP_Com, E - Cool | E | Yes | Education | Cooling | REPL | 0 | 0 | 0 | 0 | 0 | 0 | 0 | 0 | 0 | 0
| PTHP_Com, E - Heat | E | Yes | Education | Space Heating | NC | 0 | 0 | 0 | 0 | 0 | 0 | 0 | 0 | 0 | 0
| PTHP_Com, E - Heat | E | Yes | Education | Space Heating | RET | 0 | 0 | 0 | 0 | 0 | 0 | 0 | 0 | 0 | 0
| PTHP_Com, E - Heat | E | Yes | Education | Space Heating | REPL | 0 | 0 | 0 | 0 | 0 | 0 | 0 | 0 | 0 | 0
| Minisplit Ductless HP_Com, E - Cool | E | Yes | Education | Cooling | RET | 1451.9605 | 2736.8128 | 3960.5145 | 5060.835 | 6056.05 | 6963.2885 | 7709.9441 | 8437.9647 | 9134.2424 | 9782.8139
| Minisplit Ductless HP_Com, E - Cool | E | Yes | Education | Cooling | REPL | 1038.8749 | 1847.7989 | 2589.27 | 3217.8308 | 3738.9293 | 4156.9236 | 4466.8861 | 4699.9215 | 4850.1298 | 4913.9507
| Minisplit Ductless HP_Com, E - Heat | E | Yes | Education | Space Heating | RET | 1538.328 | 2899.6076 | 4196.0992 | 5361.8704 | 6416.2842 | 7377.4883 | 8241.5343 | 9077.4378 | 9876.6368 | 10619.0905
| Minisplit Ductless HP_Com, E - Heat | E | Yes | Education | Space Heating | REPL | 1129.0583 | 2008.2038 | 2814.0411 | 3497.1663 | 4063.5007 | 4517.7806 | 4854.6505 | 5107.9154 | 5271.163 | 5340.5242
| Programmable TStat_Com, E - Cool [Building w Elec Heat] | E | Yes | Education | Cooling | NC | 0 | 0 | 0 | 0 | 0 | 0 | 0 | 0 | 0 | 0
| Programmable TStat_Com, E - Heat [Building w Elec Heat] | E | Yes | Education | Space Heating | NC | 0 | 0 | 0 | 0 | 0 | 0 | 0 | 0 | 0 | 0
| Programmable TStat_Com, E - Cool [Building w Gas Heat] | E | Yes | Education | Cooling | NC | 0 | 0 | 0 | 0 | 0 | 0 | 0 | 0 | 0 | 0
| Programmable TStat_Com, E - Cool [Building w Gas Heat] | E | Yes | Education | Cooling | RET | 0 | 0 | 0 | 0 | 0 | 0 | 0 | 0 | 0 | 0
| Programmable TStat_Com, E - Cool [Building w Propane Heat] | E | Yes | Education | Cooling | NC | 0 | 0 | 0 | 0 | 0 | 0 | 0 | 0 | 0 | 0
| Programmable TStat_Com, E - Cool [Building w Propane Heat] | E | Yes | Education | Cooling | RET | 0 | 0 | 0 | 0 | 0 | 0 | 0 | 0 | 0 | 0
| Programmable TStat_Com, E - Cool [Building w Oil Heat] | E | Yes | Education | Cooling | NC | 0 | 0 | 0 | 0 | 0 | 0 | 0 | 0 | 0 | 0
| Programmable TStat_Com, E - Cool [Building w Oil Heat] | E | Yes | Education | Cooling | RET | 0 | 0 | 0 | 0 | 0 | 0 | 0 | 0 | 0 | 0
| Smart TStat_Com, E - Cool [Building w Elec Heat] | E | Yes | Education | Cooling | NC | 77.4438 | 150.1117 | 220.0992 | 287.8284 | 351.9016 | 415.5266 | 479.064 | 540.9026 | 602.5394 | 663.4176
| Smart TStat_Com, E - Cool [Building w Elec Heat] | E | Yes | Education | Cooling | RET | 285.0786 | 562.5504 | 853.2186 | 1140.6917 | 1426.6819 | 1713.4374 | 1996.9609 | 2287.1401 | 2580.0028 | 2866.5563
| Smart TStat_Com, E - Heat [Building w Elec Heat] | E | Yes | Education | Space Heating | NC | 6.2556 | 12.1255 | 17.7788 | 23.2498 | 28.4254 | 33.5648 | 38.6971 | 43.6922 | 48.671 | 53.5885
| Smart TStat_Com, E - Heat [Building w Elec Heat] | E | Yes | Education | Space Heating | RET | 23.0276 | 45.4408 | 68.92 | 92.1411 | 115.2423 | 138.4054 | 161.3075 | 184.7471 | 208.4035 | 231.5503
| Smart TStat_Com, E - Cool [Building w Gas Heat] | E | Yes | Education | Cooling | NC | 158.1425 | 306.5324 | 449.4487 | 587.7537 | 718.5929 | 848.5171 | 978.2622 | 1104.5382 | 1230.4024 | 1354.7173
| Smart TStat_Com, E - Cool [Building w Gas Heat] | E | Yes | Education | Cooling | RET | 582.1384 | 1148.7438 | 1742.2964 | 2329.3246 | 2913.3245 | 3498.8872 | 4077.8502 | 4670.4043 | 5268.4381 | 5853.5885
| Smart TStat_Com, E - Cool [Building w Propane Heat] | E | Yes | Education | Cooling | NC | 42.5492 | 82.4744 | 120.927 | 158.1388 | 193.3419 | 228.2988 | 263.2075 | 297.1829 | 331.0475 | 364.4951
| Smart TStat_Com, E - Cool [Building w Propane Heat] | E | Yes | Education | Cooling | RET | 156.628 | 309.0767 | 468.7757 | 626.7193 | 783.8481 | 941.3974 | 1097.171 | 1256.6014 | 1417.5062 | 1574.9445
| Smart TStat_Com, E - Cool [Building w Oil Heat] | E | Yes | Education | Cooling | NC | 12.8229 | 24.8551 | 36.4434 | 47.6578 | 58.2669 | 68.8018 | 79.3221 | 89.5612 | 99.7668 | 109.8469
| Smart TStat_Com, E - Cool [Building w Oil Heat] | E | Yes | Education | Cooling | RET | 47.2025 | 93.1456 | 141.2736 | 188.8726 | 236.2261 | 283.7062 | 330.6513 | 378.6984 | 427.1898 | 474.6365
| Windows_Com, E - Cool [Building w Elec Heat] | E | No | Education | Cooling | NC | 116.9234 | 226.6363 | 332.3021 | 434.5587 | 531.2953 | 627.3554 | 723.283 | 816.6459 | 909.7042 | 1001.617
| Windows_Com, E - Heat [Building w Elec Heat] | E | No | Education | Space Heating | NC | 45.4315 | 88.0612 | 129.1185 | 168.8511 | 206.4388 | 243.7637 | 281.0371 | 317.314 | 353.4725 | 389.1859
| Windows_Com, E - Cool [Building w Gas Heat] | E | No | Education | Cooling | NC | 238.7609 | 462.7976 | 678.5703 | 887.381 | 1084.9199 | 1281.0773 | 1476.9643 | 1667.6138 | 1857.6416 | 2045.3301
| Windows_Com, E - Cool [Building w Oil Heat] | E | No | Education | Cooling | NC | 64.2401 | 124.5186 | 182.5736 | 238.7554 | 291.9045 | 344.6818 | 397.3865 | 448.6819 | 499.8101 | 550.3088
| Windows_Com, E - Cool [Building w Propane Heat] | E | No | Education | Cooling | NC | 19.3599 | 37.5258 | 55.0217 | 71.953 | 87.9704 | 103.8758 | 119.7592 | 135.218 | 150.6263 | 165.845
| Window Film_Com, E - Cool [Building w Elec Heat] | E | No | Education | Cooling | RET | 0 | 0 | 0 | 0 | 0 | 0 | 0 | 0 | 0 | 0
| Window Film_Com, E - Heat [Building w Elec Heat] | E | No | Education | Space Heating | RET | 0 | 0 | 0 | 0 | 0 | 0 | 0 | 0 | 0 | 0
| Window Film_Com, E - Cool [Building w Gas Heat] | E | No | Education | Cooling | RET | 0 | 0 | 0 | 0 | 0 | 0 | 0 | 0 | 0 | 0
| Window Film_Com, E - Cool [Building w Oil Heat] | E | No | Education | Cooling | RET | 0 | 0 | 0 | 0 | 0 | 0 | 0 | 0 | 0 | 0
| Window Film_Com, E - Cool [Building w Propane Heat] | E | No | Education | Cooling | RET | 0 | 0 | 0 | 0 | 0 | 0 | 0 | 0 | 0 | 0
| Motors and Fans_Com, E - Vent | E | Yes | Education | Ventilation | NC | 48.4382 | 93.8893 | 137.6639 | 180.026 | 220.1014 | 259.8965 | 299.6368 | 338.3146 | 376.8661 | 414.9431
| Motors and Fans_Com, E - Vent | E | Yes | Education | Ventilation | RET | 492.2412 | 923.9164 | 1331.3535 | 1694.419 | 2019.8535 | 1982.0273 | 1952.9378 | 1920.9118 | 1897.9218 | 1875.1407
| Motors and Fans_Com, E - Vent | E | Yes | Education | Ventilation | REPL | 331.4755 | 589.5802 | 826.1626 | 1026.7185 | 1192.9863 | 1326.3564 | 1425.2567 | 1493.4877 | 1529.0538 | 1531.2751
| ECM Furnace Motors_Com, E - Vent | E | Yes | Education | Ventilation | RET | 1000.3012 | 1973.9116 | 2993.826 | 4002.5294 | 5006.0292 | 6012.2144 | 7007.0592 | 8025.258 | 9052.8725 | 10058.3492
| VFD on HVAC System_Com, E - Vent | E | Yes | Education | Ventilation | RET | 4553.3463 | 8985.1972 | 13627.8224 | 18219.4155 | 22787.3222 | 27367.4527 | 31895.9618 | 36530.7775 | 41208.4538 | 45785.3591
| Kitchen DCV_Com, E - Vent [Building w Elec Heat] | E | Yes | Education | Ventilation | NC | 6.2675 | 12.1485 | 17.8126 | 23.2939 | 28.4794 | 33.6286 | 38.7706 | 43.7752 | 48.7635 | 53.6904
| Kitchen DCV_Com, E - Vent [Building w Elec Heat] | E | Yes | Education | Ventilation | RET | 59.832 | 112.6516 | 162.8374 | 207.8556 | 248.4764 | 285.4181 | 318.5466 | 350.2469 | 380.221 | 407.7575
| Kitchen DCV_Com, E - Vent [Building w Elec Heat] | E | Yes | Education | Ventilation | REPL | 42.8903 | 76.287 | 106.8989 | 132.8492 | 154.363 | 171.62 | 184.4169 | 193.8276 | 199.6045 | 201.6164
| Kitchen DCV_Com, E - Heat [Building w Elec Heat] | E | Yes | Education | Space Heating | NC | 3.664 | 7.102 | 10.4132 | 13.6175 | 16.6489 | 19.6591 | 22.6652 | 25.5908 | 28.5069 | 31.3872
| Kitchen DCV_Com, E - Heat [Building w Elec Heat] | E | Yes | Education | Space Heating | RET | 34.9775 | 65.8557 | 95.1941 | 121.5115 | 145.2583 | 166.8543 | 186.221 | 204.7529 | 222.2757 | 238.3734
| Kitchen DCV_Com, E - Heat [Building w Elec Heat] | E | Yes | Education | Space Heating | REPL | 25.0735 | 44.5971 | 62.4927 | 77.6631 | 90.24 | 100.3284 | 107.8094 | 113.3108 | 116.688 | 117.8641
| Kitchen DCV_Com, E - Vent [Building w Gas Heat] | E | Yes | Education | Ventilation | NC | 12.7985 | 24.8077 | 36.3739 | 47.5669 | 58.1557 | 68.6704 | 79.1707 | 89.3902 | 99.5764 | 109.6372
| Kitchen DCV_Com, E - Vent [Building w Gas Heat] | E | Yes | Education | Ventilation | RET | 122.1786 | 230.0377 | 332.5185 | 424.4469 | 507.3958 | 582.8318 | 650.4811 | 715.2139 | 776.422 | 832.6522
| Kitchen DCV_Com, E - Vent [Building w Gas Heat] | E | Yes | Education | Ventilation | REPL | 87.5832 | 155.7802 | 218.2905 | 271.2819 | 315.2135 | 350.4529 | 376.5845 | 395.8013 | 407.598 | 411.7064
| Kitchen DCV_Com, E - Vent [Building w Oil Heat] | E | Yes | Education | Ventilation | NC | 3.4435 | 6.6747 | 9.7866 | 12.7982 | 15.6472 | 18.4762 | 21.3014 | 24.051 | 26.7917 | 29.4986
| Kitchen DCV_Com, E - Vent [Building w Oil Heat] | E | Yes | Education | Ventilation | RET | 32.8729 | 61.8931 | 89.4662 | 114.2001 | 136.518 | 156.8145 | 175.016 | 192.4328 | 208.9012 | 224.0303
| Kitchen DCV_Com, E - Vent [Building w Oil Heat] | E | Yes | Education | Ventilation | REPL | 23.5648 | 41.9136 | 58.7324 | 72.9901 | 84.8102 | 94.2915 | 101.3224 | 106.4928 | 109.6668 | 110.7722
| Kitchen DCV_Com, E - Vent [Building w Oil Heat] | E | Yes | Education | Ventilation | NC | 3.4435 | 6.6747 | 9.7866 | 12.7982 | 15.6472 | 18.4762 | 21.3014 | 24.051 | 26.7917 | 29.4986
| Kitchen DCV_Com, E - Vent [Building w Oil Heat] | E | Yes | Education | Ventilation | RET | 32.8729 | 61.8931 | 89.4662 | 114.2001 | 136.518 | 156.8145 | 175.016 | 192.4328 | 208.9012 | 224.0303
| Kitchen DCV_Com, E - Vent [Building w Oil Heat] | E | Yes | Education | Ventilation | REPL | 23.5648 | 41.9136 | 58.7324 | 72.9901 | 84.8102 | 94.2915 | 101.3224 | 106.4928 | 109.6668 | 110.7722
| Duct Sealing Regulated_Com, E - Vent [Building w Elec Heat] | E | Yes | Education | Ventilation | RET | 622.8027 | 1228.9873 | 1864.0015 | 2492.0356 | 3116.8298 | 3743.296 | 4362.7015 | 4996.6475 | 5636.456 | 6262.481
| Duct Sealing Regulated_Com, E - Heat [Building w Elec Heat] | E | Yes | Education | Space Heating | RET | 176.6499 | 348.5862 | 528.6997 | 706.8334 | 884.0481 | 1061.737 | 1237.4233 | 1417.2338 | 1598.7071 | 1776.271
| Duct Sealing Regulated_Com, E - Cool [Building w Elec Heat] | E | Yes | Education | Cooling | RET | 427.2713 | 843.1418 | 1278.7908 | 1709.651 | 2138.2886 | 2568.0732 | 2993.0139 | 3427.93 | 3866.868 | 4296.35
| Duct Sealing Regulated_Com, E - Vent [Building w Gas Heat] | E | Yes | Education | Ventilation | RET | 1271.7806 | 2509.6266 | 3806.3434 | 5088.8066 | 6364.654 | 7643.9156 | 8908.759 | 10203.2945 | 11509.8013 | 12788.1621
| Duct Sealing Regulated_Com, E - Cool [Building w Gas Heat] | E | Yes | Education | Cooling | RET | 872.5 | 1721.7193 | 2611.3267 | 3491.1554 | 4366.4454 | 5244.0776 | 6111.8184 | 6999.9293 | 7896.253 | 8773.2673
| Duct Sealing Non Regulated_Com, E - Vent [Building w Oil Heat] | E | Yes | Education | Ventilation | RET | 342.1805 | 675.2307 | 1024.1205 | 1369.1752 | 1712.4499 | 2056.6432 | 2396.9572 | 2745.2601 | 3096.7839 | 3440.7348
| Duct Sealing Non Regulated_Com, E - Cool [Building w Oil Heat] | E | Yes | Education | Cooling | RET | 234.7516 | 463.2393 | 702.5937 | 939.3171 | 1174.8194 | 1410.9518 | 1644.4229 | 1883.3747 | 2124.5361 | 2360.5023
| Duct Sealing Non Regulated_Com, E - Vent [Building w Propane Heat] | E | Yes | Education | Ventilation | RET | 103.122 | 203.4923 | 308.6362 | 412.6244 | 516.0761 | 619.8046 | 722.3641 | 827.3311 | 933.2688 | 1036.9244
| Duct Sealing Non Regulated_Com, E - Cool [Building w Propane Heat] | E | Yes | Education | Cooling | RET | 70.7464 | 139.6051 | 211.7387 | 283.0793 | 354.0519 | 425.2145 | 495.575 | 567.5872 | 640.2654 | 711.3778
| Power Strip_Com, E - Plug [Tier 1] | E | Yes | Education | Plug Loads | NC | 0 | 0 | 0 | 0 | 0 | 0 | 0 | 0 | 0 | 0
| Power Strip_Com, E - Plug [Tier 1] | E | Yes | Education | Plug Loads | RET | 0 | 0 | 0 | 0 | 0 | 0 | 0 | 0 | 0 | 0
| Power Strip_Com, E - Plug [Tier 1] | E | Yes | Education | Plug Loads | REPL | 0 | 0 | 0 | 0 | 0 | 0 | 0 | 0 | 0 | 0
| Power Strip_Com, E - Plug [Tier 2] | E | Yes | Education | Plug Loads | NC | 801.9883 | 1554.5185 | 2279.2903 | 2980.6773 | 3644.2024 | 4303.0871 | 4961.0638 | 5601.4481 | 5444.2026 | 5334.9112
| Power Strip_Com, E - Plug [Tier 2] | E | Yes | Education | Plug Loads | RET | 8062.3606 | 15154.0187 | 21867.6483 | 27868.1595 | 33388.1029 | 38515.4088 | 43220.8949 | 47700.1388 | 45446.3218 | 45176.8745
| Power Strip_Com, E - Plug [Tier 2] | E | Yes | Education | Plug Loads | REPL | 10290.4026 | 18303.0644 | 25647.5835 | 31873.687 | 37195.103 | 41655.8548 | 45201.2871 | 47944.5982 | 41565.0864 | 38496.6676
| Computer Power Management_Com, E - Plug | E | Yes | Education | Plug Loads | RET | 8097.6492 | 15979.2313 | 24235.6537 | 32401.3208 | 40524.8639 | 40572.4968 | 40744.3935 | 40730.505 | 40883.5949 | 40899.598
| Vending Machine Controls_Com, E - Plug [Non-Refrigerated] | E | No | Education | Plug Loads | RET | 490.5797 | 968.0695 | 1468.2682 | 1962.9686 | 2455.1171 | 2458.0028 | 2468.4168 | 2467.5754 | 2476.8501 | 2477.8196
| Vending Machine Controls_Com, E - Plug [Refrigerated] | E | Yes | Education | Plug Loads | RET | 1471.7392 | 2904.2084 | 4404.8045 | 5888.9058 | 7365.3512 | 7374.0085 | 7405.2505 | 7402.7263 | 7430.5502 | 7433.4588
| Ovens_Com, E - Cook | E | Yes | Education | Cooking | NC | 19.8809 | 38.5357 | 56.5024 | 73.8895 | 90.3379 | 106.6713 | 122.9822 | 138.857 | 154.68 | 170.3083
| Ovens_Com, E - Cook | E | Yes | Education | Cooking | REPL | 170.0625 | 335.5873 | 508.9843 | 680.4753 | 851.0817 | 1022.1446 | 1191.2794 | 1364.3848 | 1539.0909 | 1710.0333
| Fryers_Com, E - Cook | E | Yes | Education | Cooking | NC | 3.2621 | 6.323 | 9.271 | 12.1239 | 14.8228 | 17.5028 | 20.1791 | 22.7839 | 25.3802 | 27.9445
| Fryers_Com, E - Cook | E | Yes | Education | Cooking | REPL | 27.9041 | 55.0637 | 83.515 | 111.6535 | 139.6469 | 167.7152 | 195.4671 | 223.8705 | 252.5366 | 280.5851
| Griddles_Com, E - Cook | E | Yes | Education | Cooking | NC | 0.90983 | 1.7636 | 2.5858 | 3.3815 | 4.1342 | 4.8817 | 5.6282 | 6.3547 | 7.0788 | 7.794
| Griddles_Com, E - Cook | E | Yes | Education | Cooking | REPL | 7.7828 | 15.3579 | 23.2933 | 31.1415 | 38.9491 | 46.7777 | 54.518 | 62.4401 | 70.4354 | 78.2584
| Hot Food Holding Cabinet_Com, E - Cook | E | Yes | Education | Cooking | NC | 3.9591 | 7.674 | 11.2519 | 14.7143 | 17.9899 | 21.2425 | 24.4906 | 27.6519 | 30.8029 | 33.9151
| Hot Food Holding Cabinet_Com, E - Cook | E | Yes | Education | Cooking | REPL | 33.8662 | 66.8287 | 101.3589 | 135.5096 | 169.4841 | 203.5495 | 237.2309 | 271.7031 | 306.494 | 340.5354
| Steamers_Com, E - Cook | E | Yes | Education | Cooking | NC | 3.1083 | 6.0249 | 8.8339 | 11.5523 | 14.124 | 16.6776 | 19.2278 | 21.7097 | 24.1836 | 26.627
| Steamers_Com, E - Cook | E | Yes | Education | Cooking | REPL | 26.5886 | 52.4677 | 79.5776 | 106.3895 | 133.0631 | 159.808 | 186.2516 | 213.3159 | 240.6304 | 267.3566
| ES Refrigerator and Freezer_Com, E - Refr | E | Yes | Education | Refrigeration | NC | 51.0513 | 98.9543 | 145.0903 | 189.7378 | 231.9751 | 273.917 | 315.8011 | 356.5654 | 397.1967 | 437.3278
| ES Refrigerator and Freezer_Com, E - Refr | E | Yes | Education | Refrigeration | REPL | 436.6967 | 861.7413 | 1307.0005 | 1747.3654 | 2185.4586 | 2624.7241 | 3059.0388 | 3503.549 | 3952.1698 | 4391.1261
| Anti Sweat Heat Control_Com, E - Refr | E | Yes | Education | Refrigeration | NC | 142.1575 | 275.5483 | 404.0187 | 528.344 | 645.9581 | 762.7496 | 879.3802 | 992.8924 | 1106.0343 | 1217.7835
| Anti Sweat Heat Control_Com, E - Refr | E | Z | Education | Refrigeration | RET | 0 | 0 | 0 | 0 | 0 | 0 | 0 | 0 | 0 | 0
| Case Night Covers_Com, E - Refr | E | Yes | Education | Refrigeration | RET | 48.9432 | 96.5805 | 146.4834 | 195.8377 | 244.9375 | 245.2254 | 246.2643 | 246.1804 | 247.1057 | 247.2024
| Loading Dock Pit Seals_Com, E - Refr | E | No | Education | Refrigeration | NC | 7.1705 | 13.8988 | 20.3789 | 26.6499 | 32.5824 | 38.4734 | 44.3563 | 50.0819 | 55.7888 | 61.4255
| Loading Dock Pit Seals_Com, E - Refr | E | No | Education | Refrigeration | RET | 73.6042 | 145.2444 | 220.2918 | 294.5143 | 368.3538 | 442.391 | 515.5937 | 590.5148 | 666.1288 | 740.1138
| ECM Comp Cond Fan Motor_Com, E - Refr | E | Yes | Education | Refrigeration | NC | 38.4023 | 74.4364 | 109.1412 | 142.7264 | 174.4985 | 206.0485 | 237.5549 | 268.219 | 298.7831 | 328.9709
| ECM Comp Cond Fan Motor_Com, E - Refr | E | Z | Education | Refrigeration | RET | 0 | 0 | 0 | 0 | 0 | 0 | 0 | 0 | 0 | 0
| ECM Comp Cond Fan Motor_Com, E - Refr | E | Yes | Education | Refrigeration | REPL | 262.797 | 467.4249 | 654.9897 | 813.9923 | 945.811 | 1051.5481 | 1129.9572 | 1223.9916 | 1332.808 | 1452.8926
| Evap Fan Motor Replacement_Com, E - Refr | E | Yes | Education | Refrigeration | NC | 71.4227 | 138.4409 | 202.9869 | 265.4504 | 324.542 | 383.2204 | 441.8178 | 498.8486 | 555.6933 | 611.8383
| Evap Fan Motor Replacement_Com, E - Refr | E | Yes | Education | Refrigeration | RET | 921.6229 | 1734.2296 | 2505.3665 | 3196.2484 | 3818.8788 | 4384.4192 | 4890.959 | 5372.8638 | 5825.8307 | 6239.4397
| Evap Fan Motor Replacement_Com, E - Refr | E | Yes | Education | Refrigeration | REPL | 488.7643 | 869.3426 | 1218.186 | 1513.9079 | 1759.0716 | 1955.7273 | 2101.5568 | 2207.564 | 2270.906 | 2290.1781
| Evap Fan Speed Controls_Com, E - Refr | E | Yes | Education | Refrigeration | NC | 112.0075 | 217.1076 | 318.3309 | 416.2883 | 508.9577 | 600.9791 | 692.8736 | 782.3112 | 871.457 | 959.5054
| Evap Fan Speed Controls_Com, E - Refr | E | Yes | Education | Refrigeration | RET | 1139.7776 | 2249.1428 | 3411.2683 | 4560.6197 | 5704.0419 | 6850.524 | 7984.0843 | 9144.255 | 10315.1544 | 11460.8291
| LowHeat NoHeat Doors_Com, E - Refr | E | Yes | Education | Refrigeration | NC | 66.6667 | 129.2221 | 189.4701 | 247.7741 | 302.9309 | 357.7018 | 412.3973 | 465.6304 | 518.6899 | 571.0962
| LowHeat NoHeat Doors_Com, E - Refr | E | Yes | Education | Refrigeration | RET | 615.8939 | 1215.3541 | 1843.324 | 2464.3912 | 3082.2546 | 3701.7713 | 4314.3057 | 4941.2193 | 5573.9303 | 6193.0108
| Refrigerated Vending Machine_Com, E - Refr | E | Yes | Education | Refrigeration | NC | 127.1473 | 246.4535 | 361.3588 | 472.5567 | 577.752 | 682.2117 | 786.5273 | 888.0539 | 989.2493 | 1089.199
| Refrigerated Vending Machine_Com, E - Refr | E | Yes | Education | Refrigeration | REPL | 932.252 | 1839.6291 | 2790.1602 | 3730.2428 | 4665.476 | 5603.2117 | 6530.3786 | 7479.3106 | 8437.018 | 9374.0935
| Walk In Refrigeration_Com, E - Refr | E | Yes | Education | Refrigeration | NC | 303.0641 | 587.4384 | 861.323 | 1126.3708 | 1377.1109 | 1626.0974 | 1874.7408 | 2116.7362 | 2357.9422 | 2596.1792
| Refrigeration Tune Up_Com, E - Refr | E | Yes | Education | Refrigeration | RET | 1027.5808 | 2027.743 | 3075.4718 | 4111.684 | 5142.5507 | 6176.1761 | 7198.1517 | 7216.5374 | 7272.0143 | 7257.1828
| ES Ice Machine_Com, E - Refr | E | Yes | Education | Refrigeration | NC | 24.5702 | 47.6251 | 69.8296 | 91.3177 | 111.6458 | 131.8318 | 151.9899 | 171.6091 | 191.1643 | 210.4788
| ES Ice Machine_Com, E - Refr | E | Yes | Education | Refrigeration | REPL | 210.1751 | 414.7421 | 629.0381 | 840.9786 | 1051.8257 | 1263.2371 | 1472.2657 | 1686.2013 | 1902.1152 | 2113.3777
| Walk In Cooler Retroft_Com, E - Refr | E | Yes | Education | Refrigeration | RET | 584.4081 | 1153.2226 | 1749.0893 | 2338.4062 | 2924.6831 | 3512.5288 | 4093.7491 | 4688.6135 | 5288.9789 | 5876.4107
| Door Gasket Replacement_Com, E - Refr | E | Z | Education | Refrigeration | RET | 0 | 0 | 0 | 0 | 0 | 0 | 0 | 0 | 0 | 0
| EnergyStar Dehumidifier_Com, E - Appl | E | Yes | Education | Appliances | NC | 5.2429 | 10.1624 | 14.9005 | 19.4857 | 23.8234 | 28.1308 | 32.4322 | 36.6186 | 40.7914 | 44.9128
| EnergyStar Dehumidifier_Com, E - Appl | E | Yes | Education | Appliances | REPL | 44.848 | 88.4993 | 134.2266 | 179.4512 | 224.4426 | 269.5544 | 314.1577 | 359.8081 | 405.8806 | 450.9606
| Clothes Washer Elec WH_Com, E - Appl [unit w/ elec dry - Washer] | E | Yes | Education | Appliances | NC | 2.1672 | 4.2008 | 6.1593 | 8.0546 | 9.8477 | 11.6282 | 13.4062 | 12.987 | 12.7133 | 12.5106
| Clothes Washer Elec WH_Com, E - Appl [unit w/ elec dry - Washer] | E | Yes | Education | Appliances | REPL | 31.7801 | 62.7123 | 95.1155 | 127.1626 | 159.0444 | 191.0114 | 222.6182 | 223.1868 | 224.9026 | 224.4439
| Clothes Washer Elec WH_Com, E - Appl [unit w/ elec dry - Dryer] | E | Yes | Education | Appliances | NC | 0.3089 | 0.59874 | 0.8779 | 1.148 | 1.4036 | 1.6574 | 1.9108 | 1.8511 | 1.8121 | 1.7832
| Clothes Washer Elec WH_Com, E - Appl [unit w/ elec dry - Dryer] | E | Yes | Education | Appliances | REPL | 4.5297 | 8.9385 | 13.557 | 18.1248 | 22.6689 | 27.2253 | 31.7303 | 31.8113 | 32.0558 | 31.9905
| Clothes Washer Elec WH_Com, E - HWat [unit w/ elec dry - Water Heater] | E | Yes | Education | Water Heating | NC | 0.81484 | 1.5794 | 2.3158 | 3.0284 | 3.7026 | 4.372 | 5.0405 | 4.8829 | 4.78 | 4.7038
| Clothes Washer Elec WH_Com, E - HWat [unit w/ elec dry - Water Heater] | E | Yes | Education | Water Heating | REPL | 11.9489 | 23.5789 | 35.7621 | 47.8113 | 59.7984 | 71.8176 | 83.7013 | 83.9151 | 84.5602 | 84.3877
| Clothes Washer Elec WH_Com, E - Appl [unit w/ gas dry - Washer] | E | Yes | Education | Appliances | NC | 0.5418 | 1.0502 | 1.5398 | 2.0137 | 2.4619 | 2.907 | 3.3516 | 3.2467 | 3.1783 | 3.1276
| Clothes Washer Elec WH_Com, E - Appl [unit w/ gas dry - Washer] | E | Yes | Education | Appliances | REPL | 7.945 | 15.6781 | 23.7789 | 31.7907 | 39.7611 | 47.7529 | 55.6546 | 55.7967 | 56.2256 | 56.111
| Clothes Washer Elec WH_Com, E - HWat [unit w/ gas dry - Water Heater] | E | Yes | Education | Water Heating | NC | 0.20371 | 0.39486 | 0.57895 | 0.75711 | 0.92565 | 1.093 | 1.2601 | 1.2207 | 1.195 | 1.1759
| Clothes Washer Elec WH_Com, E - HWat [unit w/ gas dry - Water Heater] | E | Yes | Education | Water Heating | REPL | 2.9872 | 5.8947 | 8.9405 | 11.9528 | 14.9496 | 17.9544 | 20.9253 | 20.9788 | 21.14 | 21.0969
| Clothes Washer Elec WH_Com, E - Appl [unit w/ propane dry - Washer] | E | Yes | Education | Appliances | NC | 0.21672 | 0.42008 | 0.61593 | 0.80546 | 0.98477 | 1.1628 | 1.3406 | 1.2987 | 1.2713 | 1.2511
| Clothes Washer Elec WH_Com, E - Appl [unit w/ propane dry - Washer] | E | Yes | Education | Appliances | REPL | 3.178 | 6.2712 | 9.5116 | 12.7163 | 15.9044 | 19.1011 | 22.2618 | 22.3187 | 22.4903 | 22.4444
| Clothes Washer Elec WH_Com, E - HWat [unit w/ propane dry - Water Heater] | E | Yes | Education | Water Heating | NC | 0.081484 | 0.15794 | 0.23158 | 0.30284 | 0.37026 | 0.4372 | 0.50405 | 0.48829 | 0.478 | 0.47038
| Clothes Washer Elec WH_Com, E - HWat [unit w/ propane dry - Water Heater] | E | Yes | Education | Water Heating | REPL | 1.1949 | 2.3579 | 3.5762 | 4.7811 | 5.9798 | 7.1818 | 8.3701 | 8.3915 | 8.456 | 8.4388
| Clothes Washer Gas WH_Com, E - Appl [unit w/ elec dry - Washer] | E | Yes | Education | Appliances | NC | 1.0836 | 2.1004 | 3.0796 | 4.0273 | 4.9238 | 5.8141 | 6.7031 | 6.4935 | 6.3567 | 6.2553
| Clothes Washer Gas WH_Com, E - Appl [unit w/ elec dry - Washer] | E | Yes | Education | Appliances | REPL | 15.8901 | 31.3561 | 47.5578 | 63.5813 | 79.5222 | 95.5057 | 111.3091 | 111.5934 | 112.4513 | 112.2219
| Clothes Washer Gas WH_Com, E - Appl [unit w/ elec dry - Dryer] | E | Yes | Education | Appliances | NC | 0.15445 | 0.29937 | 0.43895 | 0.57402 | 0.70181 | 0.82869 | 0.95541 | 0.92553 | 0.90603 | 0.89158
| Clothes Washer Gas WH_Com, E - Appl [unit w/ elec dry - Dryer] | E | Yes | Education | Appliances | REPL | 2.2648 | 4.4693 | 6.7785 | 9.0624 | 11.3345 | 13.6126 | 15.8651 | 15.9056 | 16.0279 | 15.9952
| Clothes Washer Gas WH_Com, E - Appl [unit w/ gas dry - Washer] | E | Yes | Education | Appliances | NC | 4.226 | 8.1915 | 12.0106 | 15.7066 | 19.203 | 22.6749 | 26.1421 | 25.3246 | 24.791 | 24.3956
| Clothes Washer Gas WH_Com, E - Appl [unit w/ gas dry - Washer] | E | Yes | Education | Appliances | REPL | 61.9713 | 122.2889 | 185.4753 | 247.9671 | 310.1365 | 372.4723 | 434.1055 | 435.2143 | 438.56 | 437.6656
| Clothes Washer Gas WH_Com, E - Appl [unit w/ propane dry - Washer] | E | Yes | Education | Appliances | NC | 0.21672 | 0.42008 | 0.61593 | 0.80546 | 0.98477 | 1.1628 | 1.3406 | 1.2987 | 1.2713 | 1.2511
| Clothes Washer Gas WH_Com, E - Appl [unit w/ propane dry - Washer] | E | Yes | Education | Appliances | REPL | 3.178 | 6.2712 | 9.5116 | 12.7163 | 15.9044 | 19.1011 | 22.2618 | 22.3187 | 22.4903 | 22.4444
| Clothes Washer Oil WH_Com, E - Appl [unit w/ elec dry - Washer] | E | Yes | Education | Appliances | NC | 1.3003 | 2.5205 | 3.6956 | 4.8328 | 5.9086 | 6.9769 | 8.0437 | 7.7922 | 7.628 | 7.5063
| Clothes Washer Oil WH_Com, E - Appl [unit w/ elec dry - Washer] | E | Yes | Education | Appliances | REPL | 19.0681 | 37.6274 | 57.0693 | 76.2976 | 95.4266 | 114.6069 | 133.5709 | 133.9121 | 134.9415 | 134.6663
| Clothes Washer Oil WH_Com, E - Appl [unit w/ elec dry - Dryer] | E | Yes | Education | Appliances | NC | 0.18534 | 0.35925 | 0.52674 | 0.68883 | 0.84217 | 0.99443 | 1.1465 | 1.1106 | 1.0872 | 1.0699
| Clothes Washer Oil WH_Com, E - Appl [unit w/ elec dry - Dryer] | E | Yes | Education | Appliances | REPL | 2.7178 | 5.3631 | 8.1342 | 10.8749 | 13.6014 | 16.3352 | 19.0382 | 19.0868 | 19.2335 | 19.1943
| Clothes Washer Oil WH_Com, E - Appl [unit w/ gas dry - Washer] | E | Yes | Education | Appliances | NC | 0.21672 | 0.42008 | 0.61593 | 0.80546 | 0.98477 | 1.1628 | 1.3406 | 1.2987 | 1.2713 | 1.2511
| Clothes Washer Oil WH_Com, E - Appl [unit w/ gas dry - Washer] | E | Yes | Education | Appliances | REPL | 3.178 | 6.2712 | 9.5116 | 12.7163 | 15.9044 | 19.1011 | 22.2618 | 22.3187 | 22.4903 | 22.4444
| Clothes Washer Oil WH_Com, E - Appl [unit w/ propane dry - Washer] | E | Yes | Education | Appliances | NC | 0.32508 | 0.63011 | 0.92389 | 1.2082 | 1.4772 | 1.7442 | 2.0109 | 1.948 | 1.907 | 1.8766
| Clothes Washer Oil WH_Com, E - Appl [unit w/ propane dry - Washer] | E | Yes | Education | Appliances | REPL | 4.767 | 9.4068 | 14.2673 | 19.0744 | 23.8567 | 28.6517 | 33.3927 | 33.478 | 33.7354 | 33.6666
| Clothes Washer Propane WH_Com, E - Appl [unit w/ elec dry - Washer] | E | Yes | Education | Appliances | NC | 0.21672 | 0.42008 | 0.61593 | 0.80546 | 0.98477 | 1.1628 | 1.3406 | 1.2987 | 1.2713 | 1.2511
| Clothes Washer Propane WH_Com, E - Appl [unit w/ elec dry - Washer] | E | Yes | Education | Appliances | REPL | 3.178 | 6.2712 | 9.5116 | 12.7163 | 15.9044 | 19.1011 | 22.2618 | 22.3187 | 22.4903 | 22.4444
| Clothes Washer Propane WH_Com, E - Appl [unit w/ elec dry - Dryer] | E | Yes | Education | Appliances | NC | 0.03089 | 0.059874 | 0.08779 | 0.1148 | 0.14036 | 0.16574 | 0.19108 | 0.18511 | 0.18121 | 0.17832
| Clothes Washer Propane WH_Com, E - Appl [unit w/ elec dry - Dryer] | E | Yes | Education | Appliances | REPL | 0.45297 | 0.89385 | 1.3557 | 1.8125 | 2.2669 | 2.7225 | 3.173 | 3.1811 | 3.2056 | 3.199
| Clothes Washer Propane WH_Com, E - Appl [unit w/ gas dry - Washer] | E | Yes | Education | Appliances | NC | 0.10836 | 0.21004 | 0.30796 | 0.40273 | 0.49238 | 0.58141 | 0.67031 | 0.64935 | 0.63567 | 0.62553
| Clothes Washer Propane WH_Com, E - Appl [unit w/ gas dry - Washer] | E | Yes | Education | Appliances | REPL | 1.589 | 3.1356 | 4.7558 | 6.3581 | 7.9522 | 9.5506 | 11.1309 | 11.1593 | 11.2451 | 11.2222
| Clothes Washer Propane WH_Com, E - Appl [unit w/ propane dry - Washer] | E | Yes | Education | Appliances | NC | 0.21672 | 0.42008 | 0.61593 | 0.80546 | 0.98477 | 1.1628 | 1.3406 | 1.2987 | 1.2713 | 1.2511
| Clothes Washer Propane WH_Com, E - Appl [unit w/ propane dry - Washer] | E | Yes | Education | Appliances | REPL | 3.178 | 6.2712 | 9.5116 | 12.7163 | 15.9044 | 19.1011 | 22.2618 | 22.3187 | 22.4903 | 22.4444
| Ozone Laundry_Com, E - HWat | E | Yes | Education | Water Heating | RET | 113.3874 | 223.7492 | 339.3598 | 453.6996 | 567.4495 | 681.5038 | 794.2727 | 909.6888 | 1026.1722 | 1140.1462
| Dishwasher_Com, E - Appl [Building w elec WH] | E | Yes | Education | Appliances | NC | 6.3305 | 12.2706 | 17.9915 | 23.5279 | 28.7654 | 33.9663 | 39.1601 | 44.2149 | 49.2533 | 54.2297
| Dishwasher_Com, E - Appl [Building w elec WH] | E | Yes | Education | Appliances | REPL | 51.3689 | 101.3672 | 153.7433 | 205.5437 | 257.0769 | 308.748 | 359.8367 | 412.1248 | 464.8963 | 516.531
| Dishwasher_Com, E - HWat [Building w elec WH] | E | Yes | Education | Water Heating | NC | 0.55587 | 1.0775 | 1.5798 | 2.066 | 2.5259 | 2.9825 | 3.4386 | 3.8825 | 4.3249 | 4.7618
| Dishwasher_Com, E - HWat [Building w elec WH] | E | Yes | Education | Water Heating | REPL | 4.5106 | 8.9009 | 13.5 | 18.0486 | 22.5736 | 27.1108 | 31.5969 | 36.1882 | 40.822 | 45.356
| Dishwasher_Com, E - Appl [Building w gas WH] | E | Yes | Education | Appliances | NC | 15.8262 | 30.6764 | 44.9788 | 58.8198 | 71.9136 | 84.9159 | 97.9002 | 110.5373 | 123.1333 | 135.5741
| Dishwasher_Com, E - Appl [Building w gas WH] | E | Yes | Education | Appliances | REPL | 128.4223 | 253.418 | 384.3583 | 513.8593 | 642.6923 | 771.87 | 899.5918 | 1030.3119 | 1162.2408 | 1291.3276
| Dishwasher_Com, E - Appl [Building w oil WH] | E | Yes | Education | Appliances | NC | 1.5826 | 3.0676 | 4.4979 | 5.882 | 7.1914 | 8.4916 | 9.79 | 11.0537 | 12.3133 | 13.5574
| Dishwasher_Com, E - Appl [Building w oil WH] | E | Yes | Education | Appliances | REPL | 12.8422 | 25.3418 | 38.4358 | 51.3859 | 64.2692 | 77.187 | 89.9592 | 103.0312 | 116.2241 | 129.1328
| Dishwasher_Com, E - Appl [Building w propane WH] | E | Yes | Education | Appliances | NC | 1.5826 | 3.0676 | 4.4979 | 5.882 | 7.1914 | 8.4916 | 9.79 | 11.0537 | 12.3133 | 13.5574
| Dishwasher_Com, E - Appl [Building w propane WH] | E | Yes | Education | Appliances | REPL | 12.8422 | 25.3418 | 38.4358 | 51.3859 | 64.2692 | 77.187 | 89.9592 | 103.0312 | 116.2241 | 129.1328
| Faucet Aerator_Com, E - HWat | E | Yes | Education | Water Heating | RET | 132.6178 | 261.697 | 396.9152 | 530.6469 | 663.6888 | 797.0867 | 928.9812 | 1063.9718 | 1200.2108 | 1333.5148
| Pre Rinse Sprayers_Com, E - HWat | E | Yes | Education | Water Heating | RET | 3.3614 | 6.6332 | 10.0605 | 10.4436 | 10.8895 | 10.8503 | 10.8162 | 10.8598 | 10.9309 | 10.9635
| Heat Pump Water Heater_Com, E - HWat | E | Yes | Education | Water Heating | NC | 72.1913 | 139.9306 | 205.1712 | 268.3068 | 328.0342 | 387.344 | 446.572 | 504.2164 | 561.6728 | 618.4219
| Heat Pump Water Heater_Com, E - HWat | E | Yes | Education | Water Heating | RET | 718.8045 | 1350.5657 | 1948.1776 | 2481.8893 | 2961.3448 | 3402.682 | 3803.8667 | 4181.9573 | 4533.9148 | 4852.1109
| Heat Pump Water Heater_Com, E - HWat | E | Yes | Education | Water Heating | REPL | 741.0355 | 1318.0457 | 1846.9413 | 2295.2974 | 2667 | 2972.6117 | 3208.4496 | 3381.9373 | 3488.515 | 3525.7585
| Clothes Dryer_Com, E - Appl | E | Yes | Education | Appliances | NC | 9.2291 | 17.8891 | 26.2297 | 34.3011 | 41.9369 | 49.5192 | 57.0911 | 64.4605 | 71.8059 | 79.0609
| Clothes Dryer_Com, E - Appl | E | Yes | Education | Appliances | RET | 90.1457 | 169.5372 | 244.7907 | 312.1351 | 372.757 | 427.7572 | 476.963 | 523.5904 | 567.2396 | 606.9299
| Clothes Dryer_Com, E - Appl | E | Yes | Education | Appliances | REPL | 67.6687 | 120.3591 | 168.656 | 209.5982 | 243.5408 | 270.7674 | 290.9573 | 305.5278 | 314.0835 | 316.4377
| Pnemautic to DDC_Com, E - TotE [Building w Elec Heat] | E | No | Education | Total Electric | RET | 478.1705 | 943.5821 | 1431.1283 | 1913.3153 | 2393.0149 | 2873.9981 | 3349.5603 | 3836.2864 | 4327.5134 | 4808.158
| Pnemautic to DDC_Com, E - TotE [Building w Gas Heat] | E | No | Education | Total Electric | RET | 506.301 | 999.0925 | 1515.3207 | 2025.8744 | 2533.7944 | 3043.0736 | 3546.6129 | 4061.9727 | 4582.0983 | 5091.0189
| Pnemautic to DDC_Com, E - TotE [Building w Oil Heat] | E | No | Education | Total Electric | RET | 136.2234 | 268.8121 | 407.7065 | 545.0742 | 681.7332 | 818.7579 | 954.2383 | 1092.8991 | 1232.8421 | 1369.7704
| Pnemautic to DDC_Com, E - TotE [Building w Propane Heat] | E | No | Education | Total Electric | RET | 41.0533 | 81.0111 | 122.8693 | 164.2674 | 205.452 | 246.7467 | 287.5761 | 329.3639 | 371.5381 | 412.8038
| Data Center_Com, E - TotE [Building w Elec Heat] | E | Yes | Education | Total Electric | NC | 72.1947 | 139.9372 | 205.1809 | 268.3194 | 328.0497 | 387.3623 | 446.5931 | 504.2402 | 561.6993 | 618.4512
| Data Center_Com, E - TotE [Building w Elec Heat] | E | Yes | Education | Total Electric | RET | 1185.7129 | 2339.7877 | 3548.7492 | 4744.4217 | 5933.9261 | 7126.6137 | 8305.8588 | 9512.7867 | 10730.8756 | 11922.7233
| Data Center_Com, E - TotE [Building w Gas Heat] | E | Yes | Education | Total Electric | NC | 147.4236 | 285.7556 | 418.9851 | 547.9158 | 669.8867 | 791.0046 | 911.9556 | 1029.6727 | 1147.0058 | 1262.8946
| Data Center_Com, E - TotE [Building w Gas Heat] | E | Yes | Education | Total Electric | RET | 2421.2589 | 4777.9121 | 7246.6455 | 9688.2423 | 12117.2437 | 14552.7452 | 16960.7968 | 19425.3774 | 21912.7493 | 24346.5357
| Data Center_Com, E - TotE [Building w Oil Heat] | E | Yes | Education | Total Electric | NC | 39.6652 | 76.8843 | 112.7305 | 147.4202 | 180.2372 | 212.8247 | 245.3673 | 277.0399 | 308.6091 | 339.7897
| Data Center_Com, E - TotE [Building w Oil Heat] | E | Yes | Education | Total Electric | RET | 651.4548 | 1285.5271 | 1949.7552 | 2606.682 | 3260.22 | 3915.5069 | 4563.4082 | 5226.519 | 5895.7619 | 6550.5874
| Data Center_Com, E - TotE [Building w Propane Heat] | E | Yes | Education | Total Electric | NC | 11.9538 | 23.1704 | 33.9733 | 44.4276 | 54.3176 | 64.1384 | 73.9457 | 83.4907 | 93.0046 | 102.4014
| Data Center_Com, E - TotE [Building w Propane Heat] | E | Yes | Education | Total Electric | RET | 196.3271 | 387.4156 | 587.5921 | 785.5683 | 982.5231 | 1180.0051 | 1375.2612 | 1575.101 | 1776.7888 | 1974.1317
| RCx_Com, E - TotE [Building w Elec Heat] | E | Yes | Education | Total Electric | RET | 1641.7296 | 3239.6535 | 4913.5731 | 6569.0928 | 8216.0722 | 9867.459 | 11500.2335 | 13171.3373 | 13216.165 | 13268.4651
| RCx_Com, E - TotE [Building w Gas Heat] | E | Yes | Education | Total Electric | RET | 3352.458 | 6615.4634 | 10033.6542 | 13414.2719 | 16777.4501 | 20149.6283 | 23483.7996 | 26896.2404 | 26987.7799 | 27094.5781
| RCx_Com, E - TotE [Building w Oil Heat] | E | Yes | Education | Total Electric | RET | 901.9997 | 1779.9317 | 2699.6173 | 3609.1935 | 4514.0776 | 5421.3832 | 6318.4628 | 7236.6013 | 7261.2306 | 7289.9653
| RCx_Com, E - TotE [Building w Propane Heat] | E | Yes | Education | Total Electric | RET | 271.8331 | 536.4129 | 813.5759 | 1087.6923 | 1360.3946 | 1633.8267 | 1904.177 | 2180.8737 | 2188.2962 | 2196.9559
| Commissioning_Com, E - TotE [Building w Elec Heat] | E | Yes | Education | Total Electric | NC | 0 | 0 | 0 | 0 | 0 | 0 | 0 | 0 | 0 | 0
| Commissioning_Com, E - TotE [Building w Gas Heat] | E | Yes | Education | Total Electric | NC | 0 | 0 | 0 | 0 | 0 | 0 | 0 | 0 | 0 | 0
| Commissioning_Com, E - TotE [Building w Oil Heat] | E | Yes | Education | Total Electric | NC | 0 | 0 | 0 | 0 | 0 | 0 | 0 | 0 | 0 | 0
| Commissioning_Com, E - TotE [Building w Propane Heat] | E | Yes | Education | Total Electric | NC | 0 | 0 | 0 | 0 | 0 | 0 | 0 | 0 | 0 | 0
| Integrated Building Design_Com, E - TotE [Building w Elec Heat] | E | Yes | Education | Total Electric | NC | 133.9645 | 259.6675 | 380.7337 | 497.8937 | 608.7292 | 718.7897 | 828.6984 | 935.6685 | 1042.2896 | 1147.5983
| Integrated Building Design_Com, E - TotE [Building w Gas Heat] | E | Yes | Education | Total Electric | NC | 273.5593 | 530.2483 | 777.4689 | 1016.7129 | 1243.0422 | 1467.7886 | 1692.2253 | 1910.6613 | 2128.3847 | 2343.428
| Integrated Building Design_Com, E - TotE [Building w Oil Heat] | E | Yes | Education | Total Electric | NC | 73.6028 | 142.6666 | 209.1829 | 273.553 | 334.4483 | 394.9177 | 455.3038 | 514.0753 | 572.6552 | 630.5139
| Integrated Building Design_Com, E - TotE [Building w Propane Heat] | E | Yes | Education | Total Electric | NC | 22.1815 | 42.995 | 63.0408 | 82.4399 | 100.7917 | 119.0152 | 137.2136 | 154.9254 | 172.5794 | 190.0162
| Deep Energy Retrofit_Com, E - TotE [Building w Elec Heat] | E | Yes | Education | Total Electric | RET | 481.7685 | 950.6822 | 1441.8969 | 1927.7122 | 2411.0213 | 2895.6237 | 3374.7643 | 3865.1527 | 4360.0761 | 4844.3373
| Deep Energy Retrofit_Com, E - TotE [Building w Gas Heat] | E | Yes | Education | Total Electric | RET | 983.7848 | 1941.3197 | 2944.394 | 3936.4424 | 4923.3731 | 5912.9448 | 6891.3634 | 7892.7504 | 8903.3977 | 9892.2727
| Deep Energy Retrofit_Com, E - TotE [Building w Oil Heat] | E | Yes | Education | Total Electric | RET | 264.6934 | 522.3242 | 792.2076 | 1059.1244 | 1324.6643 | 1590.9147 | 1854.1643 | 2123.5937 | 2395.5147 | 2661.5777
| Deep Energy Retrofit_Com, E - TotE [Building w Propane Heat] | E | Yes | Education | Total Electric | RET | 79.7699 | 157.4113 | 238.7453 | 319.1853 | 399.2103 | 479.4494 | 558.7842 | 639.9813 | 721.9294 | 802.112
| EMS_Com, E - TotE [Building w Elec Heat] | E | Yes | Education | Total Electric | NC | 243.6733 | 472.3194 | 692.5315 | 905.6384 | 1107.2416 | 1307.4348 | 1507.3521 | 1701.9242 | 1895.8616 | 2087.4118
| EMS_Com, E - TotE [Building w Elec Heat] | E | Yes | Education | Total Electric | RET | 3050.1319 | 6018.8782 | 9128.8152 | 12204.5673 | 15264.4529 | 18332.5264 | 21366.0209 | 24470.7265 | 27604.143 | 30670.0563
| EMS_Com, E - TotE [Building w Gas Heat] | E | Yes | Education | Total Electric | NC | 497.5877 | 964.4895 | 1414.1688 | 1849.3391 | 2261.0183 | 2669.8185 | 3078.0552 | 3475.3769 | 3871.4026 | 4262.5534
| EMS_Com, E - TotE [Building w Gas Heat] | E | Yes | Education | Total Electric | RET | 6228.455 | 12290.7183 | 18641.297 | 24922.069 | 31170.4413 | 37435.5336 | 43630.0144 | 49969.9105 | 56368.4348 | 62629.1158
| EMS_Com, E - TotE [Building w Oil Heat] | E | Yes | Education | Total Electric | NC | 133.8791 | 259.5019 | 380.4909 | 497.5762 | 608.3411 | 718.3313 | 828.17 | 935.0719 | 1041.625 | 1146.8666
| EMS_Com, E - TotE [Building w Oil Heat] | E | Yes | Education | Total Electric | RET | 1675.8047 | 3306.8945 | 5015.5573 | 6705.4382 | 8386.6017 | 10072.2639 | 11738.9276 | 13444.7162 | 15166.2791 | 16850.7544
| EMS_Com, E - TotE [Building w Propane Heat] | E | Yes | Education | Total Electric | NC | 40.3468 | 78.2053 | 114.6675 | 149.9531 | 183.334 | 216.4814 | 249.5832 | 281.7999 | 313.9115 | 345.6279
| EMS_Com, E - TotE [Building w Propane Heat] | E | No | Education | Total Electric | RET | 505.0324 | 996.5893 | 1511.5241 | 2020.7986 | 2527.4461 | 3035.4492 | 3537.7269 | 4051.7955 | 4570.6179 | 5078.2634
| VFDs on HVAC Pumps_Com, E - Oth | E | Yes | Education | Other | RET | 540.5321 | 1066.6413 | 1617.7717 | 2162.8441 | 2705.1046 | 2708.2842 | 2719.7586 | 2718.8315 | 2729.0506 | 2730.1188
| ECM Circulators_Com, E - Oth | E | Yes | Education | Other | RET | 971.8277 | 1917.7244 | 2908.607 | 3888.5977 | 4863.533 | 5841.0773 | 6807.6039 | 7796.8197 | 8795.1833 | 9772.0392
| Motors_Com, E - Oth | E | Yes | Education | Other | NC | 16.0312 | 31.0737 | 45.5614 | 59.5816 | 72.845 | 86.0156 | 99.1681 | 111.969 | 124.728 | 137.33
| Motors_Com, E - Oth | E | Yes | Education | Other | RET | 488.738 | 917.3412 | 1321.8786 | 1682.3603 | 2005.4788 | 1967.9217 | 1939.0393 | 1907.2411 | 1884.4148 | 1861.7958
| Motors_Com, E - Oth | E | Yes | Education | Other | REPL | 109.7055 | 195.1281 | 273.4277 | 339.8039 | 394.832 | 438.9724 | 471.7045 | 494.2863 | 506.0573 | 506.7925
| Ext Area Ltg_Com, E - ExtL | E | Yes | Education | Exterior Lighting | NC | 128.9056 | 249.8617 | 366.3561 | 479.0918 | 585.7418 | 691.6461 | 797.4043 | 900.3349 | 1002.9297 | 1104.2617
| Ext Area Ltg_Com, E - ExtL | E | Yes | Education | Exterior Lighting | RET | 661.601 | 1273.3513 | 1882.1536 | 2454.1583 | 2994.7597 | 3610.5374 | 4268.5296 | 4941.968 | 5621.6341 | 6286.6582
| Ext Area Ltg_Com, E - ExtL | E | Yes | Education | Exterior Lighting | REPL | 1159.1249 | 2061.6819 | 2888.9785 | 3590.2952 | 4171.711 | 4814.7463 | 5509.9209 | 6282.1956 | 7122.955 | 8005.6233
| Street Ltg_Com, E - ExtL | E | Yes | Education | Exterior Lighting | NC | 23.9948 | 46.5098 | 68.1943 | 89.1792 | 109.0312 | 128.7445 | 148.4305 | 167.5902 | 186.6875 | 205.5496
| Street Ltg_Com, E - ExtL | E | Yes | Education | Exterior Lighting | RET | 123.1518 | 237.0243 | 350.3481 | 456.8222 | 557.4509 | 672.0731 | 794.5531 | 919.9084 | 1046.4229 | 1170.2119
| Street Ltg_Com, E - ExtL | E | Yes | Education | Exterior Lighting | REPL | 215.762 | 383.7658 | 537.7606 | 668.3052 | 776.5311 | 896.2271 | 1025.6284 | 1169.3812 | 1325.8819 | 1490.1837
| Ext Ltg Ctrls_Com, E - ExtL | E | Yes | Education | Exterior Lighting | RET | 795.7501 | 1570.2675 | 2381.6202 | 3184.0543 | 3982.3491 | 4782.78 | 5574.1896 | 6384.1774 | 6405.9055 | 6431.2555
| Ext Ltg Dsgn_Com, E - ExtL | E | Yes | Education | Exterior Lighting | NC | 15.5043 | 30.0525 | 44.064 | 57.6235 | 70.4509 | 83.1887 | 95.909 | 108.2891 | 120.6288 | 132.8167
| Ext Ltg Dsgn_Com, E - ExtL | E | Yes | Education | Exterior Lighting | REPL | 106.1 | 209.369 | 317.5494 | 424.5406 | 530.9799 | 637.704 | 743.2253 | 851.2237 | 960.2208 | 1066.8697
| Int Ltg Ctrls_Com, E - IntL [No Heat] | E | Yes | Education | Interior Lighting | RET | 822.9347 | 1623.9113 | 2462.9816 | 3292.8287 | 4118.3949 | 4946.1704 | 5764.6162 | 6602.275 | 6624.7454 | 6650.9614
| Int Ltg Ctrls_Com, E - IntL [Electric Heat] | E | Yes | Education | Interior Lighting | RET | 800.6594 | 1579.955 | 2396.3132 | 3203.6979 | 4006.9175 | 4812.2866 | 5608.5786 | 6423.5636 | 6445.4257 | 6470.9321
| Int Ltg Ctrls_Com, E/G - IntL | E | Yes | Education | Interior Lighting | RET | 5718.3134 | 11284.0468 | 17114.4811 | 22880.8266 | 28617.4256 | 34369.3759 | 40056.4975 | 45877.1241 | 46033.2637 | 46215.4301
| Int Ltg Ctrls_Com, E/O - IntL | E | Yes | Education | Interior Lighting | RET | 2237.8717 | 4416.031 | 6697.7814 | 8954.4506 | 11199.4784 | 13450.514 | 15676.1788 | 17954.091 | 18015.1965 | 18086.4876
| Exit Sign RetFit_Com, E - IntL [No Heat] | E | Yes | Education | Interior Lighting | RET | 25.8844 | 51.0782 | 77.4701 | 103.5719 | 129.5391 | 155.5758 | 181.319 | 207.6665 | 234.2577 | 260.276
| Exit Sign RetFit_Com, E - IntL [Electric Heat] | E | Yes | Education | Interior Lighting | RET | 28.9296 | 57.0872 | 86.5841 | 115.7566 | 144.7787 | 173.8785 | 202.6503 | 232.0975 | 261.817 | 290.8962
| Exit Sign RetFit_Com, E/G - IntL | E | Yes | Education | Interior Lighting | RET | 184.6852 | 364.4425 | 552.7489 | 738.9854 | 924.2611 | 1110.0327 | 1293.7105 | 1481.7001 | 1671.4281 | 1857.0689
| Exit Sign RetFit_Com, E/O - IntL | E | Yes | Education | Interior Lighting | RET | 71.9683 | 142.0162 | 215.3956 | 287.9684 | 360.1668 | 432.5584 | 504.1341 | 577.3901 | 651.3235 | 723.6641
| LED HiLo Bay_Com, E - IntL [No Heat] | E | Yes | Education | Interior Lighting | NC | 5.0084 | 9.708 | 14.2342 | 18.6144 | 22.7581 | 26.8729 | 30.9819 | 34.9812 | 38.9673 | 42.9044
| LED HiLo Bay_Com, E - IntL [No Heat] | E | Yes | Education | Interior Lighting | RET | 48.8743 | 93.2412 | 136.5886 | 176.5727 | 213.672 | 248.3657 | 280.3586 | 310.8976 | 339.6437 | 368.6916
| LED HiLo Bay_Com, E - IntL [No Heat] | E | Yes | Education | Interior Lighting | REPL | 26.7543 | 47.5866 | 66.6818 | 82.8693 | 96.2892 | 107.0538 | 115.0363 | 120.4829 | 123.2314 | 124.7725
| LED HiLo Bay_Com, E - IntL [Electric Heat] | E | Yes | Education | Interior Lighting | NC | 4.8767 | 9.4526 | 13.8598 | 18.1248 | 22.1595 | 26.166 | 30.167 | 34.061 | 37.9423 | 41.7759
| LED HiLo Bay_Com, E - IntL [Electric Heat] | E | Yes | Education | Interior Lighting | RET | 47.5887 | 90.7886 | 132.9958 | 171.9281 | 208.0516 | 241.8328 | 272.9841 | 302.7199 | 330.7098 | 358.9936
| LED HiLo Bay_Com, E - IntL [Electric Heat] | E | Yes | Education | Interior Lighting | REPL | 26.0506 | 46.3349 | 64.9279 | 80.6895 | 93.7564 | 104.2379 | 112.0105 | 117.3138 | 119.99 | 121.4905
| LED HiLo Bay_Com, E/G - IntL | E | Yes | Education | Interior Lighting | NC | 35.0272 | 67.8943 | 99.549 | 130.1824 | 159.1622 | 187.9392 | 216.6767 | 244.6457 | 272.5236 | 300.0583
| LED HiLo Bay_Com, E/G - IntL | E | Yes | Education | Interior Lighting | RET | 341.8092 | 652.0957 | 955.2518 | 1234.8863 | 1494.3456 | 1736.9813 | 1960.7282 | 2174.3074 | 2375.3468 | 2578.4978
| LED HiLo Bay_Com, E/G - IntL | E | Yes | Education | Interior Lighting | REPL | 187.11 | 332.8039 | 466.349 | 579.558 | 673.4122 | 748.6965 | 804.5233 | 842.6148 | 861.8367 | 872.6143
| LED HiLo Bay_Com, E/O - IntL | E | Yes | Education | Interior Lighting | NC | 13.6494 | 26.4571 | 38.7923 | 50.7296 | 62.0224 | 73.2363 | 84.4347 | 95.3338 | 106.1972 | 116.9269
| LED HiLo Bay_Com, E/O - IntL | E | Yes | Education | Interior Lighting | RET | 133.1965 | 254.1092 | 372.2433 | 481.2115 | 582.3178 | 676.8683 | 764.0581 | 847.2858 | 925.6271 | 1004.7911
| LED HiLo Bay_Com, E/O - IntL | E | Yes | Education | Interior Lighting | REPL | 72.9132 | 129.6873 | 181.7273 | 225.8426 | 262.4158 | 291.7526 | 313.5073 | 328.3508 | 335.8412 | 340.041
| Repl Scre_Com, E - IntL [No Heat] | E | Yes | Education | Interior Lighting | NC | 29.5003 | 57.1813 | 27.681 | 0 | 0 | 0 | 0 | 0 | 0 | 0
| Repl Scre_Com, E - IntL [No Heat] | E | Yes | Education | Interior Lighting | RET | 114.9914 | 226.9145 | 111.9231 | 0 | 0 | 0 | 0 | 0 | 0 | 0
| Repl Scre_Com, E - IntL [No Heat] | E | Yes | Education | Interior Lighting | REPL | 1514.0859 | 2987.7721 | 1473.6862 | 0 | 0 | 0 | 0 | 0 | 0 | 0
| Repl Scre_Com, E - IntL [Electric Heat] | E | Yes | Education | Interior Lighting | NC | 32.9709 | 63.9084 | 30.9376 | 0 | 0 | 0 | 0 | 0 | 0 | 0
| Repl Scre_Com, E - IntL [Electric Heat] | E | Yes | Education | Interior Lighting | RET | 128.5196 | 253.6099 | 125.0903 | 0 | 0 | 0 | 0 | 0 | 0 | 0
| Repl Scre_Com, E - IntL [Electric Heat] | E | Yes | Education | Interior Lighting | REPL | 1692.2108 | 3339.2689 | 1647.0582 | 0 | 0 | 0 | 0 | 0 | 0 | 0
| Repl Scre_Com, E/G - IntL | E | Yes | Education | Interior Lighting | NC | 210.4845 | 407.9885 | 197.504 | 0 | 0 | 0 | 0 | 0 | 0 | 0
| Repl Scre_Com, E/G - IntL | E | Yes | Education | Interior Lighting | RET | 820.4635 | 1619.0348 | 798.5713 | 0 | 0 | 0 | 0 | 0 | 0 | 0
| Repl Scre_Com, E/G - IntL | E | Yes | Education | Interior Lighting | REPL | 10802.9995 | 21317.7467 | 10514.7472 | 0 | 0 | 0 | 0 | 0 | 0 | 0
| Repl Scre_Com, E/O - IntL | E | Yes | Education | Interior Lighting | NC | 82.0218 | 158.9853 | 76.9635 | 0 | 0 | 0 | 0 | 0 | 0 | 0
| Repl Scre_Com, E/O - IntL | E | Yes | Education | Interior Lighting | RET | 319.7189 | 630.9068 | 311.1879 | 0 | 0 | 0 | 0 | 0 | 0 | 0
| Repl Scre_Com, E/O - IntL | E | Yes | Education | Interior Lighting | REPL | 4209.7216 | 8307.1168 | 4097.3952 | 0 | 0 | 0 | 0 | 0 | 0 | 0
| Lin LED Fixture_Com, E - IntL [No Heat] | E | Yes | Education | Interior Lighting | NC | 20.5331 | 39.8 | 58.3561 | 76.3136 | 93.3016 | 110.1709 | 127.0169 | 143.4125 | 159.7546 | 175.8956
| Lin LED Fixture_Com, E - IntL [No Heat] | E | Yes | Education | Interior Lighting | RET | 191.9533 | 364.1812 | 530.4977 | 682.1289 | 821.1869 | 949.7184 | 1066.868 | 1177.3957 | 1288.669 | 1397.2959
| Lin LED Fixture_Com, E - IntL [No Heat] | E | Yes | Education | Interior Lighting | REPL | 127.0101 | 225.907 | 316.5573 | 393.4034 | 457.1116 | 508.2144 | 546.1096 | 571.9661 | 590.6003 | 601.5323
| Lin LED Fixture_Com, E - IntL [Electric Heat] | E | Yes | Education | Interior Lighting | NC | 22.9487 | 44.4822 | 65.2214 | 85.2915 | 104.2781 | 123.132 | 141.9598 | 160.2843 | 178.549 | 196.5889
| Lin LED Fixture_Com, E - IntL [Electric Heat] | E | Yes | Education | Interior Lighting | RET | 214.5357 | 407.0254 | 592.9082 | 762.3781 | 917.7955 | 1061.4482 | 1192.3798 | 1315.9105 | 1440.2747 | 1561.681
| Lin LED Fixture_Com, E - IntL [Electric Heat] | E | Yes | Education | Interior Lighting | REPL | 141.9522 | 252.4838 | 353.7987 | 439.6854 | 510.8885 | 568.0034 | 610.3568 | 639.2552 | 660.0816 | 672.2997
| Lin LED Fixture_Com, E/G - IntL | E | Yes | Education | Interior Lighting | NC | 146.5037 | 283.9726 | 416.3708 | 544.497 | 665.7069 | 786.0691 | 906.2654 | 1023.248 | 1139.849 | 1255.0147
| Lin LED Fixture_Com, E/G - IntL | E | Yes | Education | Interior Lighting | RET | 1369.5865 | 2598.4322 | 3785.1002 | 4866.9883 | 5859.1663 | 6776.2387 | 7612.1003 | 8400.7153 | 9194.6505 | 9969.7029
| Lin LED Fixture_Com, E/G - IntL | E | Yes | Education | Interior Lighting | REPL | 906.2167 | 1611.8458 | 2258.6355 | 2806.9326 | 3261.4899 | 3626.1088 | 3896.4909 | 4080.9771 | 4213.9318 | 4291.9318
| Lin LED Fixture_Com, E/O - IntL | E | Yes | Education | Interior Lighting | NC | 57.0897 | 110.6587 | 162.2517 | 212.18 | 259.4132 | 306.316 | 353.1542 | 398.7401 | 444.1773 | 489.0551
| Lin LED Fixture_Com, E/O - IntL | E | Yes | Education | Interior Lighting | RET | 533.7016 | 1012.5592 | 1474.9809 | 1896.5719 | 2283.2047 | 2640.5702 | 2966.2894 | 3273.5975 | 3582.9788 | 3885.0019
| Lin LED Fixture_Com, E/O - IntL | E | Yes | Education | Interior Lighting | REPL | 353.1353 | 628.1054 | 880.1469 | 1093.8078 | 1270.94 | 1413.025 | 1518.3877 | 1590.2784 | 1642.0884 | 1672.4835
| LED Tube Repl_Com, E - IntL [No Heat] | E | Yes | Education | Interior Lighting | RET | 1207.6751 | 2291.2476 | 3337.6287 | 4291.6169 | 5166.5004 | 6055.5365 | 6945.3181 | 7866.1443 | 8804.9357 | 9732.0261
| LED Tube Repl_Com, E - IntL [No Heat] | E | Yes | Education | Interior Lighting | REPL | 1173.5055 | 2087.26 | 2924.8204 | 3634.8379 | 4223.4669 | 4773.7354 | 5278.3164 | 5754.33 | 6193.9593 | 6584.2102
| LED Tube Repl_Com, E - IntL [Electric Heat] | E | Yes | Education | Interior Lighting | RET | 1349.7522 | 2560.8018 | 3730.2844 | 4796.5047 | 5774.314 | 6767.9409 | 7762.4009 | 8791.5579 | 9840.7935 | 10876.9515
| LED Tube Repl_Com, E - IntL [Electric Heat] | E | Yes | Education | Interior Lighting | REPL | 1311.5627 | 2332.816 | 3268.9113 | 4062.4589 | 4720.3372 | 5335.3421 | 5899.2847 | 6431.2989 | 6922.6485 | 7358.8104
| LED Tube Repl_Com, E/G - IntL | E | Yes | Education | Interior Lighting | RET | 8616.759 | 16348.0465 | 23813.9725 | 30620.6762 | 36862.9677 | 43206.2383 | 49554.8278 | 56124.921 | 62823.195 | 69437.9827
| LED Tube Repl_Com, E/G - IntL | E | Yes | Education | Interior Lighting | REPL | 8372.9587 | 14892.5955 | 20868.5866 | 25934.5597 | 30134.4264 | 34060.5908 | 37660.7751 | 41057.1309 | 44193.8849 | 46978.3239
| LED Tube Repl_Com, E/O - IntL | E | Yes | Education | Interior Lighting | RET | 3357.7856 | 6370.5199 | 9279.848 | 11932.2898 | 14364.791 | 16836.6418 | 19310.5653 | 21870.8045 | 24480.9933 | 27058.6491
| LED Tube Repl_Com, E/O - IntL | E | Yes | Education | Interior Lighting | REPL | 3262.7813 | 5803.3586 | 8132.0877 | 10106.2002 | 11742.8076 | 13272.7585 | 14675.6812 | 15999.1759 | 17221.5087 | 18306.5512
| Repl pin CFL wLED_Com, E - IntL [No Heat] | E | Yes | Education | Interior Lighting | RET | 34.0162 | 65.0085 | 95.3997 | 123.5356 | 149.7373 | 178.0711 | 207.9941 | 240.448 | 274.9295 | 309.1217
| Repl pin CFL wLED_Com, E - IntL [No Heat] | E | Yes | Education | Interior Lighting | REPL | 39.1266 | 69.5927 | 97.5183 | 121.1915 | 140.8173 | 160.8634 | 181.047 | 202.0765 | 223.676 | 245.1775
| Repl pin CFL wLED_Com, E - IntL [Electric Heat] | E | Yes | Education | Interior Lighting | RET | 38.018 | 72.6565 | 106.623 | 138.069 | 167.3531 | 199.0203 | 232.4636 | 268.7356 | 307.2736 | 345.4883
| Repl pin CFL wLED_Com, E - IntL [Electric Heat] | E | Yes | Education | Interior Lighting | REPL | 43.7297 | 77.7799 | 108.9909 | 135.449 | 157.3838 | 179.7882 | 202.3463 | 225.8498 | 249.9904 | 274.0215
| Repl pin CFL wLED_Com, E/G - IntL | E | Yes | Education | Interior Lighting | RET | 242.7054 | 463.8356 | 680.6764 | 881.4261 | 1068.3751 | 1270.5371 | 1484.0377 | 1715.5962 | 1961.6212 | 2205.5823
| Repl pin CFL wLED_Com, E/G - IntL | E | Yes | Education | Interior Lighting | REPL | 279.1682 | 496.5436 | 695.7929 | 864.7008 | 1004.7313 | 1147.7597 | 1291.7699 | 1441.8154 | 1595.9275 | 1749.3411
| Repl pin CFL wLED_Com, E/O - IntL | E | Yes | Education | Interior Lighting | RET | 94.5776 | 180.7478 | 265.2465 | 343.4748 | 416.3253 | 495.1039 | 578.301 | 668.5349 | 764.4061 | 859.4731
| Repl pin CFL wLED_Com, E/O - IntL | E | Yes | Education | Interior Lighting | REPL | 108.7865 | 193.4935 | 271.1372 | 336.9573 | 391.5245 | 447.2599 | 503.3779 | 561.8478 | 621.9023 | 681.6847
| Refrig Case LED_Com, E - IntL | E | Yes | Education | Interior Lighting | NC | 76.0636 | 147.4364 | 216.1766 | 282.6988 | 345.63 | 408.1211 | 470.5261 | 531.2626 | 591.801 | 651.5941
| Refrig Case LED_Com, E - IntL | E | Yes | Education | Interior Lighting | RET | 390.3924 | 751.3692 | 1110.6066 | 1448.1307 | 1767.1245 | 2070.9796 | 2356.3885 | 2633.8919 | 2941.7343 | 3268.7606
| Refrig Case LED_Com, E - IntL | E | Yes | Education | Interior Lighting | REPL | 487.9904 | 867.9661 | 1216.2571 | 1511.5108 | 1756.2862 | 1952.6306 | 2098.2292 | 2197.5735 | 2299.9254 | 2402.116
| Refrig Case Ctrls_Com, E - IntL | E | Yes | Education | Interior Lighting | RET | 305.7616 | 603.3646 | 915.1213 | 1223.4511 | 1530.1904 | 1837.7506 | 2141.8443 | 2453.0766 | 2461.4254 | 2471.166
| Stair Occ Sensor_Com, E - IntL [No Heat] | E | Yes | Education | Interior Lighting | NC | 13.6926 | 26.5408 | 38.915 | 50.89 | 62.2186 | 73.468 | 84.7018 | 95.6353 | 106.5331 | 117.2968
| Stair Occ Sensor_Com, E - IntL [No Heat] | E | Yes | Education | Interior Lighting | RET | 105.4148 | 208.0168 | 315.4984 | 421.7987 | 527.5505 | 633.5854 | 738.4251 | 845.726 | 954.0191 | 1059.9793
| Stair Occ Sensor_Com, E - IntL [Electric Heat] | E | Yes | Education | Interior Lighting | NC | 15.3035 | 29.6632 | 43.4932 | 56.877 | 69.5383 | 82.1111 | 94.6666 | 106.8863 | 119.0662 | 131.0962
| Stair Occ Sensor_Com, E - IntL [Electric Heat] | E | Yes | Education | Interior Lighting | RET | 117.8163 | 232.4889 | 352.6153 | 471.4212 | 589.6143 | 708.1236 | 825.2972 | 945.2215 | 1066.2548 | 1184.6807
| Stair Occ Sensor_Com, E/G - IntL | E | Yes | Education | Interior Lighting | NC | 97.6967 | 189.3684 | 277.6587 | 363.1003 | 443.9296 | 524.1937 | 604.3471 | 682.3575 | 760.1134 | 836.9122
| Stair Occ Sensor_Com, E/G - IntL | E | Yes | Education | Interior Lighting | RET | 752.1341 | 1484.1992 | 2251.0807 | 3009.5325 | 3764.0717 | 4520.6301 | 5268.6615 | 6034.2529 | 6806.9242 | 7562.9498
| Stair Occ Sensor_Com, E/O - IntL | E | Yes | Education | Interior Lighting | NC | 38.0705 | 73.7932 | 108.1983 | 141.4932 | 172.9909 | 204.2682 | 235.5025 | 265.9016 | 296.2016 | 326.1286
| Stair Occ Sensor_Com, E/O - IntL | E | Yes | Education | Interior Lighting | RET | 293.0922 | 578.364 | 877.2029 | 1172.7571 | 1466.7865 | 1761.6028 | 2053.0963 | 2351.4326 | 2652.5277 | 2947.1364
| Int Delamping_Com, E - IntL [No Heat] | E | Yes | Education | Interior Lighting | RET | 9.9693 | 19.6726 | 29.8373 | 39.8904 | 49.8915 | 59.9195 | 69.8344 | 79.9821 | 90.2236 | 100.2444
| Int Delamping_Com, E - IntL [Electric Heat] | E | Yes | Education | Interior Lighting | RET | 11.1421 | 21.987 | 33.3476 | 44.5833 | 55.761 | 66.9687 | 78.0501 | 89.3916 | 100.8379 | 112.0377
| Int Delamping_Com, E/G - IntL | E | Yes | Education | Interior Lighting | RET | 71.1309 | 140.3638 | 212.8894 | 284.6177 | 355.9761 | 427.5254 | 498.2682 | 570.6718 | 643.7449 | 715.2438
| Int Delamping_Com, E/O - IntL | E | Yes | Education | Interior Lighting | RET | 27.7183 | 54.6971 | 82.9589 | 110.9101 | 138.717 | 166.5984 | 194.1656 | 222.3799 | 250.855 | 278.7168
| Int Ltg Dsgn_Com, E - IntL [No Heat] | E | Yes | Education | Interior Lighting | NC | 19.3243 | 37.4569 | 54.9206 | 71.8209 | 87.8088 | 103.685 | 119.5393 | 134.9696 | 150.3497 | 165.5404
| Int Ltg Dsgn_Com, E - IntL [Electric Heat] | E | Yes | Education | Interior Lighting | NC | 21.5977 | 41.8635 | 61.3818 | 80.2703 | 98.1391 | 115.883 | 133.6025 | 150.8482 | 168.0376 | 185.0154
| Int Ltg Dsgn_Com, E/G - IntL | E | Yes | Education | Interior Lighting | NC | 137.8789 | 267.2548 | 391.8585 | 512.4418 | 626.5159 | 739.7922 | 852.9124 | 963.0081 | 1072.7447 | 1181.1304
| Int Ltg Dsgn_Com, E/O - IntL | E | Yes | Education | Interior Lighting | NC | 53.7287 | 104.1441 | 152.6997 | 199.6888 | 244.1412 | 288.2828 | 332.3636 | 375.2658 | 418.028 | 460.2639
| Room Air Conditioner_Com, E - Cool | E | Yes | Grocery | Cooling | NC | 0 | 0 | 0 | 0 | 0 | 0 | 0 | 0 | 0 | 0
| Room Air Conditioner_Com, E - Cool | E | Yes | Grocery | Cooling | RET | 0 | 0 | 0 | 0 | 0 | 0 | 0 | 0 | 0 | 0
| Room Air Conditioner_Com, E - Cool | E | Yes | Grocery | Cooling | REPL | 0 | 0 | 0 | 0 | 0 | 0 | 0 | 0 | 0 | 0
| Chiller Systems_Com, E - Cool | E | Yes | Grocery | Cooling | NC | 10.9435 | 21.2122 | 31.102 | 40.6728 | 49.7269 | 58.7177 | 67.6961 | 76.4344 | 85.1443 | 93.7469
| Chiller Systems_Com, E - Cool | E | Yes | Grocery | Cooling | RET | 50.0036 | 97.3341 | 145.5518 | 191.9278 | 236.7954 | 280.5457 | 322.6129 | 364.4834 | 366.8269 | 369.2505
| Chiller Systems_Com, E - Cool | E | Yes | Grocery | Cooling | REPL | 56.167 | 99.9016 | 139.9894 | 173.9727 | 202.146 | 224.7449 | 241.5031 | 252.9375 | 258.7076 | 258.7076
| Chiller Tuneup_Com, E - Cool | E | Yes | Grocery | Cooling | RET | 9.4161 | 18.581 | 28.1818 | 37.6771 | 47.1233 | 47.1787 | 47.3786 | 47.3624 | 47.5404 | 47.5591
| Mini Split Ductless AC_Com, E - Cool | E | Yes | Grocery | Cooling | NC | 0 | 0 | 0 | 0 | 0 | 0 | 0 | 0 | 0 | 0
| Mini Split Ductless AC_Com, E - Cool | E | Yes | Grocery | Cooling | RET | 0 | 0 | 0 | 0 | 0 | 0 | 0 | 0 | 0 | 0
| Mini Split Ductless AC_Com, E - Cool | E | Yes | Grocery | Cooling | REPL | 0 | 0 | 0 | 0 | 0 | 0 | 0 | 0 | 0 | 0
| Eff Unitary AC_Com, E - Cool | E | Yes | Grocery | Cooling | NC | 40.9007 | 79.279 | 116.2417 | 152.0118 | 185.8509 | 219.4534 | 253.0096 | 285.6686 | 318.2211 | 350.3729
| Eff Unitary AC_Com, E - Cool | E | No | Grocery | Cooling | RET | 325.2739 | 627.1516 | 928.686 | 1213.0431 | 1482.7831 | 1740.6724 | 1983.8021 | 2237.6447 | 2498.6515 | 2758.5296
| Eff Unitary AC_Com, E - Cool | E | Yes | Grocery | Cooling | REPL | 279.8938 | 519.6283 | 753.6414 | 968.1475 | 1164.6997 | 1344.8854 | 1506.3383 | 1668.7478 | 1829.7995 | 1984.5834
| PTAC_Com, E - Cool | E | Yes | Grocery | Cooling | NC | 0 | 0 | 0 | 0 | 0 | 0 | 0 | 0 | 0 | 0
| PTAC_Com, E - Cool | E | Yes | Grocery | Cooling | RET | 0 | 0 | 0 | 0 | 0 | 0 | 0 | 0 | 0 | 0
| PTAC_Com, E - Cool | E | Yes | Grocery | Cooling | REPL | 0 | 0 | 0 | 0 | 0 | 0 | 0 | 0 | 0 | 0
| Unitary Equipment Economizer_Com, E - Cool | E | No | Grocery | Cooling | RET | 154.3087 | 304.5 | 461.8343 | 617.4391 | 772.2412 | 927.4576 | 1080.9245 | 1237.9941 | 1396.5162 | 1551.6233
| AC Tuneup_Com, E - Cool [ASHP] | E | Yes | Grocery | Cooling | RET | 9.5845 | 18.9132 | 28.6857 | 38.3507 | 47.9658 | 48.0222 | 48.2256 | 48.2092 | 48.3904 | 48.4094
| AC Tuneup_Com, E - Heat [ASHP] | E | Yes | Grocery | Space Heating | RET | 64.3334 | 126.9502 | 192.545 | 257.4188 | 321.9579 | 322.3363 | 323.702 | 323.5917 | 324.8079 | 324.9351
| AC Tuneup_Com, E - Cool [Unitary AC] | E | Yes | Grocery | Cooling | RET | 108.9585 | 215.0096 | 326.1045 | 435.9782 | 545.2851 | 545.926 | 548.239 | 548.0521 | 550.112 | 550.3273
| DCV_Com, E - Cool [Building w Elec Heat] | E | Yes | Grocery | Cooling | RET | 85.7176 | 169.148 | 256.5463 | 342.9838 | 428.9755 | 515.1973 | 600.4473 | 687.6986 | 775.7567 | 861.9178
| DCV_Com, E - Heat [Building w Elec Heat] | E | Yes | Grocery | Space Heating | RET | 203.9564 | 402.4706 | 610.426 | 816.0956 | 1020.7041 | 1225.8602 | 1428.7041 | 1636.3096 | 1845.8351 | 2050.8467
| DCV_Com, E - Vent [Building w Elec Heat] | E | Yes | Grocery | Ventilation | RET | 199.2364 | 393.1566 | 596.2995 | 797.2094 | 997.0828 | 1197.4912 | 1395.6408 | 1598.4419 | 1803.1185 | 2003.3857
| DCV_Com, E - Cool [Building w Gas Heat] | E | Yes | Grocery | Cooling | RET | 175.0377 | 345.4049 | 523.8747 | 700.3826 | 875.9801 | 1052.0474 | 1226.1303 | 1404.2998 | 1584.117 | 1760.0603
| DCV_Com, E - Vent [Building w Gas Heat] | E | Yes | Grocery | Ventilation | RET | 406.8463 | 802.8368 | 1217.6602 | 1627.9239 | 2036.0711 | 2445.3106 | 2849.9376 | 3264.0633 | 3682.0186 | 4090.9699
| DCV_Com, E - Cool [Building w Oil Heat] | E | Yes | Grocery | Cooling | RET | 47.095 | 92.9334 | 140.9517 | 188.4423 | 235.6879 | 283.0599 | 329.898 | 377.8356 | 426.2166 | 473.5552
| DCV_Com, E - Vent [Building w Oil Heat] | E | Yes | Grocery | Ventilation | RET | 109.4645 | 216.0082 | 327.6191 | 438.0031 | 547.8176 | 657.9261 | 766.7935 | 878.2166 | 990.6701 | 1100.701
| DCV_Com, E - Cool [Building w Propane Heat] | E | Yes | Grocery | Cooling | RET | 14.1929 | 28.0071 | 42.4782 | 56.7903 | 71.0286 | 85.305 | 99.4204 | 113.8672 | 128.4477 | 142.714
| DCV_Com, E - Vent [Building w Propane Heat] | E | Yes | Grocery | Ventilation | RET | 32.989 | 65.0978 | 98.7336 | 131.9997 | 165.0942 | 198.2773 | 231.0864 | 264.6656 | 298.5554 | 331.7151
| Controls for Unitary AC_Com, E - Cool | E | No | Grocery | Cooling | RET | 338.2983 | 667.57 | 1012.5014 | 1353.6414 | 1693.0215 | 2033.3098 | 2369.7629 | 2714.1141 | 3061.6498 | 3401.6984
| Optimized Unitary AC Sys_Com, E - Cool [Building w Elec Heat] | E | No | Grocery | Cooling | NC | 29.8369 | 57.8338 | 84.798 | 110.8922 | 135.5778 | 160.0907 | 184.5699 | 208.3945 | 232.1415 | 255.5961
| Optimized Unitary AC Sys_Com, E - Heat [Building w Elec Heat] | E | No | Grocery | Space Heating | NC | 77.2389 | 149.7146 | 219.5168 | 287.0669 | 350.9705 | 414.4272 | 477.7965 | 539.4715 | 600.9452 | 661.6623
| Optimized Unitary AC Sys_Com, E - Cool [Building w Gas Heat] | E | Yes | Grocery | Cooling | NC | 60.9278 | 118.0983 | 173.1599 | 226.445 | 276.8536 | 326.9097 | 376.8969 | 425.5475 | 474.0394 | 521.9344
| Optimized Unitary AC Sys_Com, E - Cool [Building w Oil Heat] | E | Yes | Grocery | Cooling | NC | 16.393 | 31.7751 | 46.5898 | 60.9264 | 74.4892 | 87.9571 | 101.4065 | 114.4962 | 127.5433 | 140.4297
| Optimized Unitary AC Sys_Com, E - Cool [Building w Propane Heat] | E | Yes | Grocery | Cooling | NC | 4.9403 | 9.576 | 14.0406 | 18.3612 | 22.4486 | 26.5074 | 30.5606 | 34.5054 | 38.4373 | 42.3209
| Optimized Chiller Sys_Com, E - Cool | E | No | Grocery | Cooling | NC | 4.3168 | 8.3673 | 12.2685 | 16.0438 | 19.6153 | 23.1618 | 26.7034 | 30.1503 | 33.586 | 36.9794
| Cool Roof_Com, E - Cool [Building w Elec Heat] | E | No | Grocery | Cooling | NC | 7.012 | 13.5916 | 19.9285 | 26.0609 | 31.8623 | 37.6232 | 43.3761 | 48.9751 | 54.5559 | 60.068
| Cool Roof_Com, E - Cool [Building w Elec Heat] | E | No | Grocery | Cooling | RET | 36.7086 | 72.4377 | 109.8661 | 146.883 | 183.709 | 220.6335 | 257.1419 | 294.5073 | 332.2182 | 369.1167
| Cool Roof_Com, E - Heat [Building w Elec Heat] | E | No | Grocery | Space Heating | NC | -5.6653 | -10.9812 | -16.101 | -21.0556 | -25.7428 | -30.3972 | -35.0452 | -39.5689 | -44.0778 | -48.5313
| Cool Roof_Com, E - Heat [Building w Elec Heat] | E | No | Grocery | Space Heating | RET | -29.6583 | -58.5252 | -88.765 | -118.6724 | -148.4255 | -178.2583 | -207.7548 | -237.9437 | -268.4118 | -298.2236
| Cool Roof_Com, E - Cool [Building w Gas Heat] | E | No | Grocery | Cooling | NC | 14.3187 | 27.7545 | 40.6946 | 53.2172 | 65.0638 | 76.8276 | 88.5751 | 100.0086 | 111.4047 | 122.6606
| Cool Roof_Com, E - Cool [Building w Gas Heat] | E | No | Grocery | Cooling | RET | 74.96 | 147.9198 | 224.3496 | 299.9392 | 375.1389 | 450.5398 | 525.0909 | 601.3921 | 678.3989 | 753.7467
| Cool Roof_Com, E - Cool [Building w Oil Heat] | E | No | Grocery | Cooling | NC | 3.8525 | 7.4675 | 10.9491 | 14.3184 | 17.5058 | 20.6709 | 23.8317 | 26.9079 | 29.9741 | 33.0026
| Cool Roof_Com, E - Cool [Building w Oil Heat] | E | No | Grocery | Cooling | RET | 20.1685 | 39.7988 | 60.3627 | 80.7005 | 100.9335 | 121.2206 | 141.279 | 161.8083 | 182.5275 | 202.8003
| Cool Roof_Com, E - Cool [Building w Propane Heat] | E | No | Grocery | Cooling | NC | 1.161 | 2.2505 | 3.2997 | 4.3151 | 5.2757 | 6.2295 | 7.1821 | 8.1092 | 9.0332 | 9.9459
| Cool Roof_Com, E - Cool [Building w Propane Heat] | E | No | Grocery | Cooling | RET | 6.0781 | 11.994 | 18.1913 | 24.3205 | 30.418 | 36.5319 | 42.5768 | 48.7637 | 55.0078 | 61.1173
| GSHP_Com, E - Cool | E | Yes | Grocery | Cooling | RET | 36.4472 | 68.3922 | 98.5268 | 125.3647 | 149.4076 | 171.1161 | 190.4443 | 208.258 | 224.4475 | 238.7121
| GSHP_Com, E - Cool | E | Yes | Grocery | Cooling | REPL | 14.6522 | 26.0611 | 36.5187 | 45.3839 | 52.7334 | 58.6287 | 63.0004 | 65.9833 | 67.4885 | 67.4885
| GSHP_Com, E - Heat | E | Yes | Grocery | Space Heating | RET | 318.4663 | 597.5932 | 860.9011 | 1095.4036 | 1305.4837 | 1495.167 | 1664.0518 | 1819.7025 | 1961.1622 | 2085.8025
| GSHP_Com, E - Heat | E | Yes | Grocery | Space Heating | REPL | 128.0267 | 227.7151 | 319.091 | 396.5522 | 460.7702 | 512.2821 | 550.4806 | 576.5441 | 589.6963 | 589.6963
| Unitary HP_Com, E - Cool | E | Yes | Grocery | Cooling | NC | 3.9619 | 7.6796 | 11.26 | 14.725 | 18.0029 | 21.2579 | 24.5084 | 27.672 | 30.8253 | 33.9397
| Unitary HP_Com, E - Cool | E | Yes | Grocery | Cooling | RET | 19.5787 | 37.7176 | 55.8043 | 72.8311 | 88.9546 | 104.343 | 118.8254 | 135.2309 | 153.3089 | 172.4138
| Unitary HP_Com, E - Cool | E | Yes | Grocery | Cooling | REPL | 27.1126 | 48.2239 | 67.5749 | 83.9791 | 97.5787 | 108.4876 | 116.577 | 125.2769 | 134.4818 | 143.9037
| Unitary HP_Com, E - Heat | E | Yes | Grocery | Space Heating | NC | 11.3219 | 21.9456 | 32.1774 | 42.079 | 51.4462 | 60.7478 | 70.0367 | 79.0771 | 88.0881 | 96.9882
| Unitary HP_Com, E - Heat | E | Yes | Grocery | Space Heating | RET | 55.9492 | 107.784 | 159.4698 | 208.1266 | 254.2021 | 298.1768 | 339.5627 | 386.444 | 438.1047 | 492.7
| Unitary HP_Com, E - Heat | E | Yes | Grocery | Space Heating | REPL | 77.4786 | 137.8076 | 193.106 | 239.9837 | 278.8468 | 310.0206 | 333.1374 | 357.9988 | 384.3032 | 411.2279
| PTHP_Com, E - Cool | E | Yes | Grocery | Cooling | NC | 0 | 0 | 0 | 0 | 0 | 0 | 0 | 0 | 0 | 0
| PTHP_Com, E - Cool | E | Yes | Grocery | Cooling | RET | 0 | 0 | 0 | 0 | 0 | 0 | 0 | 0 | 0 | 0
| PTHP_Com, E - Cool | E | Yes | Grocery | Cooling | REPL | 0 | 0 | 0 | 0 | 0 | 0 | 0 | 0 | 0 | 0
| PTHP_Com, E - Heat | E | Yes | Grocery | Space Heating | NC | 0 | 0 | 0 | 0 | 0 | 0 | 0 | 0 | 0 | 0
| PTHP_Com, E - Heat | E | Yes | Grocery | Space Heating | RET | 0 | 0 | 0 | 0 | 0 | 0 | 0 | 0 | 0 | 0
| PTHP_Com, E - Heat | E | Yes | Grocery | Space Heating | REPL | 0 | 0 | 0 | 0 | 0 | 0 | 0 | 0 | 0 | 0
| Minisplit Ductless HP_Com, E - Cool | E | Yes | Grocery | Cooling | RET | 84.7873 | 159.8162 | 231.2743 | 295.5276 | 353.6432 | 406.6214 | 450.2223 | 492.7351 | 533.3943 | 571.2676
| Minisplit Ductless HP_Com, E - Cool | E | Yes | Grocery | Cooling | REPL | 60.6651 | 107.9023 | 151.2005 | 187.9053 | 218.3348 | 242.7436 | 260.8439 | 274.452 | 283.2234 | 286.9502
| Minisplit Ductless HP_Com, E - Heat | E | Yes | Grocery | Space Heating | RET | 738.7736 | 1392.5206 | 2015.1536 | 2575.0088 | 3081.3853 | 3542.9982 | 3957.9516 | 4359.3897 | 4743.2006 | 5099.7599
| Minisplit Ductless HP_Com, E - Heat | E | Yes | Grocery | Space Heating | REPL | 542.224 | 964.4289 | 1351.4278 | 1679.4949 | 1951.4739 | 2169.6393 | 2331.4192 | 2453.0483 | 2531.4471 | 2564.7574
| Programmable TStat_Com, E - Cool [Building w Elec Heat] | E | Yes | Grocery | Cooling | NC | 0 | 0 | 0 | 0 | 0 | 0 | 0 | 0 | 0 | 0
| Programmable TStat_Com, E - Heat [Building w Elec Heat] | E | Yes | Grocery | Space Heating | NC | 0 | 0 | 0 | 0 | 0 | 0 | 0 | 0 | 0 | 0
| Programmable TStat_Com, E - Cool [Building w Gas Heat] | E | Yes | Grocery | Cooling | NC | 0 | 0 | 0 | 0 | 0 | 0 | 0 | 0 | 0 | 0
| Programmable TStat_Com, E - Cool [Building w Gas Heat] | E | Yes | Grocery | Cooling | RET | 0 | 0 | 0 | 0 | 0 | 0 | 0 | 0 | 0 | 0
| Programmable TStat_Com, E - Cool [Building w Propane Heat] | E | Yes | Grocery | Cooling | NC | 0 | 0 | 0 | 0 | 0 | 0 | 0 | 0 | 0 | 0
| Programmable TStat_Com, E - Cool [Building w Propane Heat] | E | Yes | Grocery | Cooling | RET | 0 | 0 | 0 | 0 | 0 | 0 | 0 | 0 | 0 | 0
| Programmable TStat_Com, E - Cool [Building w Oil Heat] | E | Yes | Grocery | Cooling | NC | 0 | 0 | 0 | 0 | 0 | 0 | 0 | 0 | 0 | 0
| Programmable TStat_Com, E - Cool [Building w Oil Heat] | E | Yes | Grocery | Cooling | RET | 0 | 0 | 0 | 0 | 0 | 0 | 0 | 0 | 0 | 0
| Smart TStat_Com, E - Cool [Building w Elec Heat] | E | Yes | Grocery | Cooling | NC | 11.7856 | 22.8444 | 33.4952 | 43.8024 | 53.5533 | 63.2359 | 72.9052 | 82.3159 | 91.696 | 100.9605
| Smart TStat_Com, E - Cool [Building w Elec Heat] | E | Yes | Grocery | Cooling | RET | 43.384 | 85.6103 | 129.8449 | 173.5933 | 217.116 | 260.7552 | 303.9025 | 348.0627 | 392.6313 | 436.2397
| Smart TStat_Com, E - Heat [Building w Elec Heat] | E | Yes | Grocery | Space Heating | NC | 32.764 | 63.5075 | 93.1169 | 121.771 | 148.8783 | 175.796 | 202.6767 | 228.8386 | 254.9152 | 280.6708
| Smart TStat_Com, E - Heat [Building w Elec Heat] | E | Yes | Grocery | Space Heating | RET | 120.6076 | 237.9971 | 360.9695 | 482.5902 | 603.5835 | 724.9006 | 844.8503 | 967.6159 | 1091.5167 | 1212.7484
| Smart TStat_Com, E - Cool [Building w Gas Heat] | E | Yes | Grocery | Cooling | NC | 24.0665 | 46.6489 | 68.3982 | 89.4458 | 109.3573 | 129.1294 | 148.8744 | 168.0914 | 187.2457 | 206.1643
| Smart TStat_Com, E - Cool [Building w Gas Heat] | E | Yes | Grocery | Cooling | RET | 88.5913 | 174.8187 | 265.147 | 354.4824 | 443.357 | 532.4694 | 620.5774 | 710.7538 | 801.7641 | 890.8137
| Smart TStat_Com, E - Cool [Building w Propane Heat] | E | Yes | Grocery | Cooling | NC | 6.4752 | 12.5512 | 18.403 | 24.066 | 29.4233 | 34.7431 | 40.0556 | 45.226 | 50.3796 | 55.4698
| Smart TStat_Com, E - Cool [Building w Propane Heat] | E | Yes | Grocery | Cooling | RET | 23.836 | 47.0361 | 71.3395 | 95.3757 | 119.288 | 143.2642 | 166.9702 | 191.2327 | 215.7196 | 239.679
| Smart TStat_Com, E - Cool [Building w Oil Heat] | E | Yes | Grocery | Cooling | NC | 1.9514 | 3.7825 | 5.546 | 7.2527 | 8.8672 | 10.4704 | 12.0714 | 13.6296 | 15.1828 | 16.7168
| Smart TStat_Com, E - Cool [Building w Oil Heat] | E | Yes | Grocery | Cooling | RET | 7.1834 | 14.1751 | 21.4994 | 28.7431 | 35.9495 | 43.1751 | 50.3193 | 57.6313 | 65.0108 | 72.2314
| Windows_Com, E - Cool [Building w Elec Heat] | E | No | Grocery | Cooling | NC | 14.4007 | 27.9132 | 40.9274 | 53.5216 | 65.436 | 77.2671 | 89.0818 | 100.5807 | 112.042 | 123.3623
| Windows_Com, E - Heat [Building w Elec Heat] | E | No | Grocery | Space Heating | NC | 25.2759 | 48.993 | 71.8353 | 93.9405 | 114.8525 | 135.6183 | 156.3554 | 176.5381 | 196.6549 | 216.5242
| Windows_Com, E - Cool [Building w Gas Heat] | E | No | Grocery | Cooling | NC | 29.4065 | 56.9996 | 83.5749 | 109.2926 | 133.6222 | 157.7815 | 181.9076 | 205.3886 | 228.793 | 251.9093
| Windows_Com, E - Cool [Building w Oil Heat] | E | No | Grocery | Cooling | NC | 7.912 | 15.3361 | 22.4863 | 29.4059 | 35.9519 | 42.4521 | 48.9434 | 55.2611 | 61.5582 | 67.7778
| Windows_Com, E - Cool [Building w Propane Heat] | E | No | Grocery | Cooling | NC | 2.3844 | 4.6218 | 6.7766 | 8.862 | 10.8347 | 12.7937 | 14.7499 | 16.6539 | 18.5516 | 20.426
| Window Film_Com, E - Cool [Building w Elec Heat] | E | No | Grocery | Cooling | RET | 0 | 0 | 0 | 0 | 0 | 0 | 0 | 0 | 0 | 0
| Window Film_Com, E - Heat [Building w Elec Heat] | E | No | Grocery | Space Heating | RET | 0 | 0 | 0 | 0 | 0 | 0 | 0 | 0 | 0 | 0
| Window Film_Com, E - Cool [Building w Gas Heat] | E | No | Grocery | Cooling | RET | 0 | 0 | 0 | 0 | 0 | 0 | 0 | 0 | 0 | 0
| Window Film_Com, E - Cool [Building w Oil Heat] | E | No | Grocery | Cooling | RET | 0 | 0 | 0 | 0 | 0 | 0 | 0 | 0 | 0 | 0
| Window Film_Com, E - Cool [Building w Propane Heat] | E | No | Grocery | Cooling | RET | 0 | 0 | 0 | 0 | 0 | 0 | 0 | 0 | 0 | 0
| Motors and Fans_Com, E - Vent | E | Yes | Grocery | Ventilation | NC | 10.441 | 20.2381 | 29.6738 | 38.8051 | 47.4435 | 56.0214 | 64.5875 | 72.9246 | 81.2345 | 89.4421
| Motors and Fans_Com, E - Vent | E | Yes | Grocery | Ventilation | RET | 106.1039 | 199.1527 | 286.9769 | 365.2366 | 435.3849 | 427.2314 | 420.961 | 414.0577 | 409.1022 | 404.1917
| Motors and Fans_Com, E - Vent | E | Yes | Grocery | Ventilation | REPL | 71.4504 | 127.0856 | 178.0816 | 221.312 | 257.1514 | 285.8997 | 307.2179 | 321.9253 | 329.5917 | 330.0705
| ECM Furnace Motors_Com, E - Vent | E | Yes | Grocery | Ventilation | RET | 204.2693 | 403.0882 | 611.3627 | 817.3479 | 1022.2704 | 1227.7413 | 1430.8964 | 1638.8205 | 1848.6675 | 2053.9937
| VFD on HVAC System_Com, E - Vent | E | Yes | Grocery | Ventilation | RET | 1014.2735 | 2001.4834 | 3035.644 | 4058.4371 | 5075.9539 | 6096.1937 | 7104.9346 | 8137.3556 | 9179.324 | 10198.8453
| Kitchen DCV_Com, E - Vent [Building w Elec Heat] | E | Yes | Grocery | Ventilation | NC | 4.9479 | 9.5907 | 14.0623 | 18.3896 | 22.4832 | 26.5483 | 30.6077 | 34.5587 | 38.4967 | 42.3862
| Kitchen DCV_Com, E - Vent [Building w Elec Heat] | E | Yes | Grocery | Ventilation | RET | 47.2348 | 88.9336 | 128.5531 | 164.093 | 196.1614 | 225.3253 | 251.4788 | 276.5049 | 300.1682 | 321.907
| Kitchen DCV_Com, E - Vent [Building w Elec Heat] | E | Yes | Grocery | Ventilation | REPL | 33.8601 | 60.2253 | 84.3921 | 104.8788 | 121.8629 | 135.4866 | 145.5892 | 153.0185 | 157.5792 | 159.1675
| Kitchen DCV_Com, E - Heat [Building w Elec Heat] | E | Yes | Grocery | Space Heating | NC | 7.4658 | 14.4712 | 21.2182 | 27.7474 | 33.9243 | 40.0579 | 46.1831 | 52.1445 | 58.0865 | 63.9553
| Kitchen DCV_Com, E - Heat [Building w Elec Heat] | E | Yes | Grocery | Space Heating | RET | 71.2711 | 134.1891 | 193.9698 | 247.5949 | 295.982 | 339.9864 | 379.4487 | 417.2097 | 452.9145 | 485.7156
| Kitchen DCV_Com, E - Heat [Building w Elec Heat] | E | Yes | Grocery | Space Heating | REPL | 51.0904 | 90.8721 | 127.3366 | 158.2483 | 183.8752 | 204.4316 | 219.6751 | 230.8849 | 237.7664 | 240.1629
| Kitchen DCV_Com, E - Vent [Building w Gas Heat] | E | Yes | Grocery | Ventilation | NC | 10.1038 | 19.5846 | 28.7156 | 37.552 | 45.9114 | 54.2124 | 62.5019 | 70.5697 | 78.6113 | 86.5539
| Kitchen DCV_Com, E - Vent [Building w Gas Heat] | E | Yes | Grocery | Ventilation | RET | 96.4547 | 181.6049 | 262.5091 | 335.0826 | 400.5672 | 460.1207 | 513.5269 | 564.6307 | 612.9518 | 657.3431
| Kitchen DCV_Com, E - Vent [Building w Gas Heat] | E | Yes | Grocery | Ventilation | REPL | 69.1432 | 122.9818 | 172.331 | 214.1654 | 248.8475 | 276.6675 | 297.2973 | 312.4681 | 321.7811 | 325.0245
| Kitchen DCV_Com, E - Vent [Building w Oil Heat] | E | Yes | Grocery | Ventilation | NC | 2.7185 | 5.2694 | 7.7261 | 10.1036 | 12.3528 | 14.5862 | 16.8165 | 18.9872 | 21.1509 | 23.2879
| Kitchen DCV_Com, E - Vent [Building w Oil Heat] | E | Yes | Grocery | Ventilation | RET | 25.9517 | 48.8619 | 70.6297 | 90.1561 | 107.7751 | 123.7983 | 138.1676 | 151.9174 | 164.9185 | 176.8623
| Kitchen DCV_Com, E - Vent [Building w Oil Heat] | E | Yes | Grocery | Ventilation | REPL | 18.6034 | 33.089 | 46.3667 | 57.6225 | 66.954 | 74.4391 | 79.9897 | 84.0715 | 86.5772 | 87.4499
| Kitchen DCV_Com, E - Vent [Building w Oil Heat] | E | Yes | Grocery | Ventilation | NC | 2.7185 | 5.2694 | 7.7261 | 10.1036 | 12.3528 | 14.5862 | 16.8165 | 18.9872 | 21.1509 | 23.2879
| Kitchen DCV_Com, E - Vent [Building w Oil Heat] | E | Yes | Grocery | Ventilation | RET | 25.9517 | 48.8619 | 70.6297 | 90.1561 | 107.7751 | 123.7983 | 138.1676 | 151.9174 | 164.9185 | 176.8623
| Kitchen DCV_Com, E - Vent [Building w Oil Heat] | E | Yes | Grocery | Ventilation | REPL | 18.6034 | 33.089 | 46.3667 | 57.6225 | 66.954 | 74.4391 | 79.9897 | 84.0715 | 86.5772 | 87.4499
| Duct Sealing Regulated_Com, E - Vent [Building w Elec Heat] | E | Yes | Grocery | Ventilation | RET | 134.2468 | 264.9116 | 401.7906 | 537.165 | 671.8411 | 806.8776 | 940.3922 | 1077.0409 | 1214.9534 | 1349.8948
| Duct Sealing Regulated_Com, E - Heat [Building w Elec Heat] | E | Yes | Grocery | Space Heating | RET | 98.2794 | 193.9365 | 294.1429 | 393.2478 | 491.8415 | 590.699 | 688.4423 | 788.4802 | 889.4431 | 988.231
| Duct Sealing Regulated_Com, E - Cool [Building w Elec Heat] | E | Yes | Grocery | Cooling | RET | 72.1964 | 142.4663 | 216.0782 | 288.881 | 361.3082 | 433.9293 | 505.7318 | 579.2199 | 653.3876 | 725.9575
| Duct Sealing Regulated_Com, E - Vent [Building w Gas Heat] | E | Yes | Grocery | Ventilation | RET | 274.1358 | 540.9568 | 820.4677 | 1096.9061 | 1371.9184 | 1647.6667 | 1920.3072 | 2199.3478 | 2480.9689 | 2756.523
| Duct Sealing Regulated_Com, E - Cool [Building w Gas Heat] | E | Yes | Grocery | Cooling | RET | 147.427 | 290.9202 | 441.2378 | 589.9032 | 737.8016 | 886.0958 | 1032.7186 | 1182.7833 | 1334.2358 | 1482.4256
| Duct Sealing Non Regulated_Com, E - Vent [Building w Oil Heat] | E | Yes | Grocery | Ventilation | RET | 73.7579 | 145.5478 | 220.7519 | 295.1294 | 369.1232 | 443.315 | 516.6706 | 591.7483 | 667.5202 | 741.6597
| Duct Sealing Non Regulated_Com, E - Cool [Building w Oil Heat] | E | Yes | Grocery | Cooling | RET | 39.6661 | 78.2739 | 118.7178 | 158.7171 | 198.5101 | 238.4096 | 277.8594 | 318.2352 | 358.9845 | 398.8559
| Duct Sealing Non Regulated_Com, E - Vent [Building w Propane Heat] | E | Yes | Grocery | Ventilation | RET | 22.2282 | 43.8633 | 66.5274 | 88.9423 | 111.2416 | 133.6006 | 155.7075 | 178.3335 | 201.1686 | 223.5119
| Duct Sealing Non Regulated_Com, E - Cool [Building w Propane Heat] | E | Yes | Grocery | Cooling | RET | 11.9541 | 23.5892 | 35.7776 | 47.8321 | 59.8244 | 71.8488 | 83.7377 | 95.9056 | 108.1861 | 120.202
| Power Strip_Com, E - Plug [Tier 1] | E | Yes | Grocery | Plug Loads | NC | 0 | 0 | 0 | 0 | 0 | 0 | 0 | 0 | 0 | 0
| Power Strip_Com, E - Plug [Tier 1] | E | Yes | Grocery | Plug Loads | RET | 0 | 0 | 0 | 0 | 0 | 0 | 0 | 0 | 0 | 0
| Power Strip_Com, E - Plug [Tier 1] | E | Yes | Grocery | Plug Loads | REPL | 0 | 0 | 0 | 0 | 0 | 0 | 0 | 0 | 0 | 0
| Power Strip_Com, E - Plug [Tier 2] | E | Yes | Grocery | Plug Loads | NC | 62.9322 | 121.9834 | 178.8564 | 233.8943 | 285.9613 | 337.6641 | 389.2956 | 439.5467 | 427.2076 | 418.6315
| Power Strip_Com, E - Plug [Tier 2] | E | Yes | Grocery | Plug Loads | RET | 623.4599 | 1171.8557 | 1691.0187 | 2155.0364 | 2581.892 | 2978.385 | 3342.2588 | 3688.6374 | 3514.3504 | 3493.5141
| Power Strip_Com, E - Plug [Tier 2] | E | Yes | Grocery | Plug Loads | REPL | 807.4899 | 1436.245 | 2012.5708 | 2501.1344 | 2918.7069 | 3268.743 | 3546.9537 | 3762.2219 | 3261.6204 | 3020.8409
| Computer Power Management_Com, E - Plug | E | Yes | Grocery | Plug Loads | RET | 320.4955 | 632.4393 | 959.2189 | 1282.4065 | 1603.9269 | 1605.8121 | 1612.6156 | 1612.0659 | 1618.125 | 1618.7584
| Vending Machine Controls_Com, E - Plug [Non-Refrigerated] | E | No | Grocery | Plug Loads | RET | 93.1184 | 183.7522 | 278.6964 | 372.597 | 466.0132 | 466.5609 | 468.5377 | 468.378 | 470.1384 | 470.3224
| Vending Machine Controls_Com, E - Plug [Refrigerated] | E | Yes | Grocery | Plug Loads | RET | 279.3553 | 551.2566 | 836.0893 | 1117.791 | 1398.0396 | 1399.6828 | 1405.613 | 1405.1339 | 1410.4152 | 1410.9673
| Ovens_Com, E - Cook | E | Yes | Grocery | Cooking | NC | 90.7933 | 175.9874 | 258.0389 | 337.4431 | 412.5609 | 487.1534 | 561.6431 | 634.1411 | 706.4027 | 777.7747
| Ovens_Com, E - Cook | E | Yes | Grocery | Cooking | REPL | 776.6524 | 1532.5817 | 2324.4623 | 3107.6383 | 3886.7743 | 4667.9952 | 5440.4112 | 6230.9596 | 7028.8187 | 7809.4895
| Fryers_Com, E - Cook | E | Yes | Grocery | Cooking | NC | 14.8975 | 28.8763 | 42.3394 | 55.3682 | 67.6937 | 79.9329 | 92.1553 | 104.0509 | 115.9077 | 127.6185
| Fryers_Com, E - Cook | E | Yes | Grocery | Cooking | REPL | 127.4344 | 251.4685 | 381.4016 | 509.9064 | 637.7483 | 765.9323 | 892.6716 | 1022.3861 | 1153.3001 | 1281.3938
| Griddles_Com, E - Cook | E | Yes | Grocery | Cooking | NC | 4.1551 | 8.0539 | 11.809 | 15.4428 | 18.8806 | 22.2942 | 25.7032 | 29.021 | 32.328 | 35.5943
| Griddles_Com, E - Cook | E | Yes | Grocery | Cooking | REPL | 35.5429 | 70.1375 | 106.3773 | 142.2188 | 177.8754 | 213.6274 | 248.9765 | 285.1554 | 321.6688 | 357.3957
| Hot Food Holding Cabinet_Com, E - Cook | E | Yes | Grocery | Cooking | NC | 18.0805 | 35.0461 | 51.3858 | 67.1983 | 82.1572 | 97.0115 | 111.8454 | 126.2826 | 140.6728 | 154.8858
| Hot Food Holding Cabinet_Com, E - Cook | E | Yes | Grocery | Cooking | REPL | 154.6623 | 305.1977 | 462.8925 | 618.8539 | 774.0107 | 929.5828 | 1083.4014 | 1240.8309 | 1399.7162 | 1555.1787
| Steamers_Com, E - Cook | E | Yes | Grocery | Cooking | NC | 14.1951 | 27.5149 | 40.3433 | 52.7578 | 64.5022 | 76.1644 | 87.8105 | 99.1453 | 110.4431 | 121.6018
| Steamers_Com, E - Cook | E | Yes | Grocery | Cooking | REPL | 121.4264 | 239.6128 | 363.42 | 485.8663 | 607.6809 | 729.8216 | 850.5856 | 974.1845 | 1098.9265 | 1220.9811
| ES Refrigerator and Freezer_Com, E - Refr | E | Yes | Grocery | Refrigeration | NC | 48.8172 | 94.6238 | 138.7408 | 181.4343 | 221.8232 | 261.9296 | 301.9807 | 340.961 | 379.8142 | 418.189
| ES Refrigerator and Freezer_Com, E - Refr | E | Yes | Grocery | Refrigeration | REPL | 417.5856 | 824.0289 | 1249.8023 | 1670.8955 | 2089.8165 | 2509.8585 | 2925.1663 | 3350.2234 | 3779.2113 | 4198.9575
| Anti Sweat Heat Control_Com, E - Refr | E | Yes | Grocery | Refrigeration | NC | 1019.5223 | 1976.1714 | 2897.5326 | 3789.1662 | 4632.668 | 5470.2709 | 6306.7193 | 7120.8036 | 7932.2324 | 8733.6729
| Anti Sweat Heat Control_Com, E - Refr | E | Z | Grocery | Refrigeration | RET | 0 | 0 | 0 | 0 | 0 | 0 | 0 | 0 | 0 | 0
| Case Night Covers_Com, E - Refr | E | Yes | Grocery | Refrigeration | RET | 1132.8894 | 2235.5502 | 3390.6525 | 4533.0578 | 5669.5699 | 5676.2339 | 5700.2828 | 5698.3398 | 5719.7576 | 5721.9965
| Loading Dock Pit Seals_Com, E - Refr | E | No | Grocery | Refrigeration | NC | 34.2834 | 66.4526 | 97.4351 | 127.418 | 155.7824 | 183.9484 | 212.0755 | 239.4507 | 266.7365 | 293.6865
| Loading Dock Pit Seals_Com, E - Refr | E | No | Grocery | Refrigeration | RET | 351.9153 | 694.4405 | 1053.2559 | 1408.1272 | 1761.1678 | 2115.1532 | 2465.1489 | 2823.3607 | 3184.8851 | 3538.6212
| ECM Comp Cond Fan Motor_Com, E - Refr | E | Yes | Grocery | Refrigeration | NC | 367.2171 | 711.7881 | 1043.6491 | 1364.8025 | 1668.6196 | 1970.3119 | 2271.5884 | 2564.8098 | 2857.0746 | 3145.7418
| ECM Comp Cond Fan Motor_Com, E - Refr | E | Yes | Grocery | Refrigeration | RET | 5177.9709 | 10057.4608 | 15006.4127 | 19745.2672 | 24309.7076 | 28740.7761 | 32982.5373 | 37984.4415 | 43303.7979 | 48508.5595
| ECM Comp Cond Fan Motor_Com, E - Refr | E | Yes | Grocery | Refrigeration | REPL | 2512.9621 | 4469.6897 | 6263.254 | 7783.6962 | 9044.1952 | 10055.2928 | 10805.0693 | 11704.2619 | 12744.8039 | 13893.098
| Evap Fan Motor Replacement_Com, E - Refr | E | Yes | Grocery | Refrigeration | NC | 682.9707 | 1323.8229 | 1941.0362 | 2538.3351 | 3103.3909 | 3664.495 | 4224.8258 | 4770.175 | 5313.7453 | 5850.6246
| Evap Fan Motor Replacement_Com, E - Refr | E | Yes | Grocery | Refrigeration | RET | 9353.3136 | 17600.2492 | 25426.3189 | 32437.9022 | 38756.8176 | 44496.3409 | 49637.0834 | 54527.8115 | 59124.8558 | 63322.4663
| Evap Fan Motor Replacement_Com, E - Refr | E | Yes | Grocery | Refrigeration | REPL | 4673.7459 | 8312.9761 | 11648.7461 | 14476.5485 | 16820.8943 | 18701.3896 | 20095.8653 | 21109.5454 | 21715.2447 | 21899.5317
| Evap Fan Speed Controls_Com, E - Refr | E | Yes | Grocery | Refrigeration | NC | 1071.0576 | 2076.0638 | 3043.9985 | 3980.7027 | 4866.8423 | 5746.7847 | 6625.5143 | 7480.7492 | 8333.1946 | 9175.1467
| Evap Fan Speed Controls_Com, E - Refr | E | Yes | Grocery | Refrigeration | RET | 7006.4842 | 13826.0166 | 20969.8792 | 28035.2158 | 35064.1048 | 42111.8033 | 49080.0691 | 56211.9147 | 63409.7123 | 70452.4479
| LowHeat NoHeat Doors_Com, E - Refr | E | Yes | Grocery | Refrigeration | NC | 478.1189 | 926.7525 | 1358.8375 | 1776.9812 | 2172.5528 | 2565.3581 | 2957.622 | 3339.398 | 3719.9286 | 4095.775
| LowHeat NoHeat Doors_Com, E - Refr | E | Yes | Grocery | Refrigeration | RET | 4417.0543 | 8716.2496 | 13219.9105 | 17674.0667 | 22105.2455 | 26548.2822 | 30941.2427 | 35437.3277 | 39974.9905 | 44414.8985
| Refrigerated Vending Machine_Com, E - Refr | E | Yes | Grocery | Refrigeration | NC | 50.6596 | 98.195 | 143.977 | 188.2818 | 230.195 | 271.815 | 313.3777 | 353.8292 | 394.1487 | 433.9719
| Refrigerated Vending Machine_Com, E - Refr | E | Yes | Grocery | Refrigeration | REPL | 371.4391 | 732.9673 | 1111.6894 | 1486.2485 | 1858.8754 | 2232.4995 | 2601.9125 | 2979.9975 | 3361.5789 | 3734.9399
| Walk In Refrigeration_Com, E - Refr | E | Yes | Grocery | Refrigeration | NC | 762.6345 | 1478.2378 | 2167.4448 | 2834.4145 | 3465.3802 | 4091.9333 | 4717.6228 | 5326.5832 | 5933.5573 | 6533.0598
| Refrigeration Tune Up_Com, E - Refr | E | Yes | Grocery | Refrigeration | RET | 6109.8238 | 12056.6211 | 18286.2422 | 24447.3868 | 30576.748 | 36722.5117 | 42799.0082 | 42908.3263 | 43238.1827 | 43149.9976
| ES Ice Machine_Com, E - Refr | E | Yes | Grocery | Refrigeration | NC | 39.1582 | 75.9015 | 111.2895 | 145.5356 | 177.9331 | 210.1041 | 242.2307 | 273.4983 | 304.664 | 335.446
| ES Ice Machine_Com, E - Refr | E | Yes | Grocery | Refrigeration | REPL | 334.962 | 660.9863 | 1002.516 | 1340.2915 | 1676.3246 | 2013.2569 | 2346.3917 | 2687.3469 | 3031.4551 | 3368.1502
| Walk In Cooler Retroft_Com, E - Refr | E | Yes | Grocery | Refrigeration | RET | 1470.6122 | 2901.9846 | 4401.4317 | 5884.3966 | 7359.7115 | 8838.9742 | 10301.5648 | 11798.4895 | 13309.2571 | 14787.4783
| HE Built Up Refrig_Com, E - Refr | E | Yes | Grocery | Refrigeration | NC | 1076.6169 | 2086.8395 | 3059.7982 | 4001.3643 | 4892.1034 | 5776.6131 | 6659.9037 | 7519.5777 | 8376.4476 | 9222.7698
| HE Built Up Refrig_Com, E - Refr | E | No | Grocery | Refrigeration | RET | 8229.5461 | 16239.506 | 24630.4118 | 32929.0835 | 39045.2639 | 45240.6285 | 51243.6496 | 57462.7861 | 63770.5174 | 69890.3751
| Door Gasket Replacement_Com, E - Refr | E | Z | Grocery | Refrigeration | RET | 0 | 0 | 0 | 0 | 0 | 0 | 0 | 0 | 0 | 0
| EnergyStar Dehumidifier_Com, E - Appl | E | Yes | Grocery | Appliances | NC | 1.2038 | 2.3333 | 3.4212 | 4.4739 | 5.4698 | 6.4588 | 7.4464 | 8.4076 | 9.3657 | 10.312
| EnergyStar Dehumidifier_Com, E - Appl | E | Yes | Grocery | Appliances | REPL | 10.2971 | 20.3194 | 30.8184 | 41.2019 | 51.5319 | 61.8896 | 72.1305 | 82.6118 | 93.19 | 103.5404
| Clothes Washer Elec WH_Com, E - Appl [unit w/ elec dry - Washer] | E | Yes | Grocery | Appliances | NC | 0.49759 | 0.96449 | 1.4142 | 1.8493 | 2.261 | 2.6698 | 3.0781 | 2.9818 | 2.919 | 2.8724
| Clothes Washer Elec WH_Com, E - Appl [unit w/ elec dry - Washer] | E | Yes | Grocery | Appliances | REPL | 7.2967 | 14.3987 | 21.8385 | 29.1965 | 36.5165 | 43.8562 | 51.1131 | 51.2436 | 51.6375 | 51.5322
| Clothes Washer Elec WH_Com, E - Appl [unit w/ elec dry - Dryer] | E | Yes | Grocery | Appliances | NC | 0.070922 | 0.13747 | 0.20156 | 0.26359 | 0.32227 | 0.38054 | 0.43872 | 0.425 | 0.41605 | 0.40941
| Clothes Washer Elec WH_Com, E - Appl [unit w/ elec dry - Dryer] | E | Yes | Grocery | Appliances | REPL | 1.04 | 2.0523 | 3.1127 | 4.1614 | 5.2048 | 6.2509 | 7.2853 | 7.3039 | 7.36 | 7.345
| Clothes Washer Elec WH_Com, E - HWat [unit w/ elec dry - Water Heater] | E | Yes | Grocery | Water Heating | NC | 0.26837 | 0.52019 | 0.76272 | 0.99743 | 1.2195 | 1.4399 | 1.6601 | 1.6082 | 1.5743 | 1.5492
| Clothes Washer Elec WH_Com, E - HWat [unit w/ elec dry - Water Heater] | E | Yes | Grocery | Water Heating | REPL | 3.9354 | 7.7658 | 11.7784 | 15.7469 | 19.6949 | 23.6535 | 27.5674 | 27.6379 | 27.8503 | 27.7935
| Clothes Washer Elec WH_Com, E - Appl [unit w/ gas dry - Washer] | E | Yes | Grocery | Appliances | NC | 0.1244 | 0.24112 | 0.35354 | 0.46234 | 0.56526 | 0.66746 | 0.76952 | 0.74545 | 0.72974 | 0.7181
| Clothes Washer Elec WH_Com, E - Appl [unit w/ gas dry - Washer] | E | Yes | Grocery | Appliances | REPL | 1.8242 | 3.5997 | 5.4596 | 7.2991 | 9.1291 | 10.964 | 12.7783 | 12.8109 | 12.9094 | 12.8831
| Clothes Washer Elec WH_Com, E - HWat [unit w/ gas dry - Water Heater] | E | Yes | Grocery | Water Heating | NC | 0.067093 | 0.13005 | 0.19068 | 0.24936 | 0.30487 | 0.35999 | 0.41503 | 0.40205 | 0.39358 | 0.3873
| Clothes Washer Elec WH_Com, E - HWat [unit w/ gas dry - Water Heater] | E | Yes | Grocery | Water Heating | REPL | 0.98386 | 1.9415 | 2.9446 | 3.9367 | 4.9237 | 5.9134 | 6.8919 | 6.9095 | 6.9626 | 6.9484
| Clothes Washer Elec WH_Com, E - Appl [unit w/ propane dry - Washer] | E | Yes | Grocery | Appliances | NC | 0.049759 | 0.096449 | 0.14142 | 0.18493 | 0.2261 | 0.26698 | 0.30781 | 0.29818 | 0.2919 | 0.28724
| Clothes Washer Elec WH_Com, E - Appl [unit w/ propane dry - Washer] | E | Yes | Grocery | Appliances | REPL | 0.72967 | 1.4399 | 2.1838 | 2.9196 | 3.6517 | 4.3856 | 5.1113 | 5.1244 | 5.1638 | 5.1532
| Clothes Washer Elec WH_Com, E - HWat [unit w/ propane dry - Water Heater] | E | Yes | Grocery | Water Heating | NC | 0.026837 | 0.052019 | 0.076272 | 0.099743 | 0.12195 | 0.14399 | 0.16601 | 0.16082 | 0.15743 | 0.15492
| Clothes Washer Elec WH_Com, E - HWat [unit w/ propane dry - Water Heater] | E | Yes | Grocery | Water Heating | REPL | 0.39354 | 0.77658 | 1.1778 | 1.5747 | 1.9695 | 2.3653 | 2.7567 | 2.7638 | 2.785 | 2.7794
| Clothes Washer Gas WH_Com, E - Appl [unit w/ elec dry - Washer] | E | Yes | Grocery | Appliances | NC | 0.24879 | 0.48225 | 0.70709 | 0.92467 | 1.1305 | 1.3349 | 1.539 | 1.4909 | 1.4595 | 1.4362
| Clothes Washer Gas WH_Com, E - Appl [unit w/ elec dry - Washer] | E | Yes | Grocery | Appliances | REPL | 3.6484 | 7.1994 | 10.9192 | 14.5982 | 18.2583 | 21.9281 | 25.5565 | 25.6218 | 25.8188 | 25.7661
| Clothes Washer Gas WH_Com, E - Appl [unit w/ elec dry - Dryer] | E | Yes | Grocery | Appliances | NC | 0.035461 | 0.068736 | 0.10078 | 0.1318 | 0.16113 | 0.19027 | 0.21936 | 0.2125 | 0.20802 | 0.20471
| Clothes Washer Gas WH_Com, E - Appl [unit w/ elec dry - Dryer] | E | Yes | Grocery | Appliances | REPL | 0.52001 | 1.0261 | 1.5563 | 2.0807 | 2.6024 | 3.1255 | 3.6426 | 3.6519 | 3.68 | 3.6725
| Clothes Washer Gas WH_Com, E - Appl [unit w/ gas dry - Washer] | E | Yes | Grocery | Appliances | NC | 0.9703 | 1.8808 | 2.7576 | 3.6062 | 4.409 | 5.2062 | 6.0022 | 5.8145 | 5.692 | 5.6012
| Clothes Washer Gas WH_Com, E - Appl [unit w/ gas dry - Washer] | E | Yes | Grocery | Appliances | REPL | 14.2286 | 28.0775 | 42.5851 | 56.9331 | 71.2072 | 85.5195 | 99.6705 | 99.925 | 100.6932 | 100.4878
| Clothes Washer Gas WH_Com, E - Appl [unit w/ propane dry - Washer] | E | Yes | Grocery | Appliances | NC | 0.049759 | 0.096449 | 0.14142 | 0.18493 | 0.2261 | 0.26698 | 0.30781 | 0.29818 | 0.2919 | 0.28724
| Clothes Washer Gas WH_Com, E - Appl [unit w/ propane dry - Washer] | E | Yes | Grocery | Appliances | REPL | 0.72967 | 1.4399 | 2.1838 | 2.9196 | 3.6517 | 4.3856 | 5.1113 | 5.1244 | 5.1638 | 5.1532
| Clothes Washer Oil WH_Com, E - Appl [unit w/ elec dry - Washer] | E | Yes | Grocery | Appliances | NC | 0.29855 | 0.57869 | 0.8485 | 1.1096 | 1.3566 | 1.6019 | 1.8468 | 1.7891 | 1.7514 | 1.7235
| Clothes Washer Oil WH_Com, E - Appl [unit w/ elec dry - Washer] | E | Yes | Grocery | Appliances | REPL | 4.378 | 8.6392 | 13.1031 | 17.5179 | 21.9099 | 26.3137 | 30.6678 | 30.7462 | 30.9825 | 30.9193
| Clothes Washer Oil WH_Com, E - Appl [unit w/ elec dry - Dryer] | E | Yes | Grocery | Appliances | NC | 0.042553 | 0.082483 | 0.12094 | 0.15815 | 0.19336 | 0.22832 | 0.26323 | 0.255 | 0.24963 | 0.24565
| Clothes Washer Oil WH_Com, E - Appl [unit w/ elec dry - Dryer] | E | Yes | Grocery | Appliances | REPL | 0.62401 | 1.2314 | 1.8676 | 2.4969 | 3.1229 | 3.7505 | 4.3712 | 4.3823 | 4.416 | 4.407
| Clothes Washer Oil WH_Com, E - Appl [unit w/ gas dry - Washer] | E | Yes | Grocery | Appliances | NC | 0.049759 | 0.096449 | 0.14142 | 0.18493 | 0.2261 | 0.26698 | 0.30781 | 0.29818 | 0.2919 | 0.28724
| Clothes Washer Oil WH_Com, E - Appl [unit w/ gas dry - Washer] | E | Yes | Grocery | Appliances | REPL | 0.72967 | 1.4399 | 2.1838 | 2.9196 | 3.6517 | 4.3856 | 5.1113 | 5.1244 | 5.1638 | 5.1532
| Clothes Washer Oil WH_Com, E - Appl [unit w/ propane dry - Washer] | E | Yes | Grocery | Appliances | NC | 0.074638 | 0.14467 | 0.21213 | 0.2774 | 0.33915 | 0.40047 | 0.46171 | 0.44727 | 0.43785 | 0.43086
| Clothes Washer Oil WH_Com, E - Appl [unit w/ propane dry - Washer] | E | Yes | Grocery | Appliances | REPL | 1.0945 | 2.1598 | 3.2758 | 4.3795 | 5.4775 | 6.5784 | 7.667 | 7.6865 | 7.7456 | 7.7298
| Clothes Washer Propane WH_Com, E - Appl [unit w/ elec dry - Washer] | E | Yes | Grocery | Appliances | NC | 0.049759 | 0.096449 | 0.14142 | 0.18493 | 0.2261 | 0.26698 | 0.30781 | 0.29818 | 0.2919 | 0.28724
| Clothes Washer Propane WH_Com, E - Appl [unit w/ elec dry - Washer] | E | Yes | Grocery | Appliances | REPL | 0.72967 | 1.4399 | 2.1838 | 2.9196 | 3.6517 | 4.3856 | 5.1113 | 5.1244 | 5.1638 | 5.1532
| Clothes Washer Propane WH_Com, E - Appl [unit w/ elec dry - Dryer] | E | Yes | Grocery | Appliances | NC | 0.0070922 | 0.013747 | 0.020156 | 0.026359 | 0.032227 | 0.038054 | 0.043872 | 0.0425 | 0.041605 | 0.040941
| Clothes Washer Propane WH_Com, E - Appl [unit w/ elec dry - Dryer] | E | Yes | Grocery | Appliances | REPL | 0.104 | 0.20523 | 0.31127 | 0.41614 | 0.52048 | 0.62509 | 0.72853 | 0.73039 | 0.736 | 0.7345
| Clothes Washer Propane WH_Com, E - Appl [unit w/ gas dry - Washer] | E | Yes | Grocery | Appliances | NC | 0.024879 | 0.048225 | 0.070709 | 0.092467 | 0.11305 | 0.13349 | 0.1539 | 0.14909 | 0.14595 | 0.14362
| Clothes Washer Propane WH_Com, E - Appl [unit w/ gas dry - Washer] | E | Yes | Grocery | Appliances | REPL | 0.36484 | 0.71994 | 1.0919 | 1.4598 | 1.8258 | 2.1928 | 2.5557 | 2.5622 | 2.5819 | 2.5766
| Clothes Washer Propane WH_Com, E - Appl [unit w/ propane dry - Washer] | E | Yes | Grocery | Appliances | NC | 0.049759 | 0.096449 | 0.14142 | 0.18493 | 0.2261 | 0.26698 | 0.30781 | 0.29818 | 0.2919 | 0.28724
| Clothes Washer Propane WH_Com, E - Appl [unit w/ propane dry - Washer] | E | Yes | Grocery | Appliances | REPL | 0.72967 | 1.4399 | 2.1838 | 2.9196 | 3.6517 | 4.3856 | 5.1113 | 5.1244 | 5.1638 | 5.1532
| Dishwasher_Com, E - Appl [Building w elec WH] | E | Yes | Grocery | Appliances | NC | 0.72674 | 1.4087 | 2.0654 | 2.701 | 3.3023 | 3.8993 | 4.4956 | 5.0759 | 5.6543 | 6.2256
| Dishwasher_Com, E - Appl [Building w elec WH] | E | Yes | Grocery | Appliances | REPL | 5.8971 | 11.6369 | 17.6497 | 23.5964 | 29.5124 | 35.4442 | 41.3092 | 47.3118 | 53.37 | 59.2977
| Dishwasher_Com, E - HWat [Building w elec WH] | E | Yes | Grocery | Water Heating | NC | 0.09154 | 0.17743 | 0.26016 | 0.34022 | 0.41595 | 0.49116 | 0.56626 | 0.63935 | 0.71221 | 0.78417
| Dishwasher_Com, E - HWat [Building w elec WH] | E | Yes | Grocery | Water Heating | REPL | 0.7428 | 1.4658 | 2.2232 | 2.9722 | 3.7174 | 4.4645 | 5.2033 | 5.9594 | 6.7225 | 7.4691
| Dishwasher_Com, E - Appl [Building w gas WH] | E | Yes | Grocery | Appliances | NC | 1.8168 | 3.5216 | 5.1636 | 6.7525 | 8.2557 | 9.7483 | 11.2389 | 12.6897 | 14.1357 | 15.5639
| Dishwasher_Com, E - Appl [Building w gas WH] | E | Yes | Grocery | Appliances | REPL | 14.7429 | 29.0923 | 44.1243 | 58.991 | 73.781 | 88.6105 | 103.273 | 118.2796 | 133.425 | 148.2442
| Dishwasher_Com, E - Appl [Building w oil WH] | E | Yes | Grocery | Appliances | NC | 0.18168 | 0.35216 | 0.51636 | 0.67525 | 0.82557 | 0.97483 | 1.1239 | 1.269 | 1.4136 | 1.5564
| Dishwasher_Com, E - Appl [Building w oil WH] | E | Yes | Grocery | Appliances | REPL | 1.4743 | 2.9092 | 4.4124 | 5.8991 | 7.3781 | 8.8611 | 10.3273 | 11.828 | 13.3425 | 14.8244
| Dishwasher_Com, E - Appl [Building w propane WH] | E | Yes | Grocery | Appliances | NC | 0.18168 | 0.35216 | 0.51636 | 0.67525 | 0.82557 | 0.97483 | 1.1239 | 1.269 | 1.4136 | 1.5564
| Dishwasher_Com, E - Appl [Building w propane WH] | E | Yes | Grocery | Appliances | REPL | 1.4743 | 2.9092 | 4.4124 | 5.8991 | 7.3781 | 8.8611 | 10.3273 | 11.828 | 13.3425 | 14.8244
| Faucet Aerator_Com, E - HWat | E | Yes | Grocery | Water Heating | RET | 21.8392 | 43.0956 | 65.363 | 87.3856 | 109.2947 | 131.2623 | 152.9823 | 175.2123 | 197.6478 | 219.6
| Pre Rinse Sprayers_Com, E - HWat | E | Yes | Grocery | Water Heating | RET | 26.8216 | 52.9274 | 80.2749 | 83.332 | 86.8896 | 86.577 | 86.3048 | 86.6524 | 87.2199 | 87.4805
| Heat Pump Water Heater_Com, E - HWat | E | Yes | Grocery | Water Heating | NC | 23.7766 | 46.0868 | 67.5742 | 88.3682 | 108.0397 | 127.5737 | 147.0808 | 166.0662 | 184.9898 | 203.6804
| Heat Pump Water Heater_Com, E - HWat | E | Yes | Grocery | Water Heating | RET | 236.7419 | 444.8157 | 641.6422 | 817.4229 | 975.334 | 1120.6907 | 1252.8229 | 1377.349 | 1493.268 | 1598.0675
| Heat Pump Water Heater_Com, E - HWat | E | Yes | Grocery | Water Heating | REPL | 244.0638 | 434.1051 | 608.2996 | 755.9679 | 878.39 | 979.0448 | 1056.7192 | 1113.8583 | 1148.9602 | 1161.2266
| Clothes Dryer_Com, E - Appl | E | Yes | Grocery | Appliances | NC | 0.2119 | 0.41073 | 0.60223 | 0.78755 | 0.96287 | 1.137 | 1.3108 | 1.48 | 1.6487 | 1.8152
| Clothes Dryer_Com, E - Appl | E | Yes | Grocery | Appliances | RET | 2.0697 | 3.8926 | 5.6204 | 7.1666 | 8.5585 | 9.8213 | 10.9511 | 12.0216 | 13.0238 | 13.9351
| Clothes Dryer_Com, E - Appl | E | Yes | Grocery | Appliances | REPL | 1.5537 | 2.7634 | 3.8723 | 4.8124 | 5.5917 | 6.2168 | 6.6804 | 7.0149 | 7.2113 | 7.2654
| Pnemautic to DDC_Com, E - TotE [Building w Elec Heat] | E | Yes | Grocery | Total Electric | RET | 292.4839 | 577.1635 | 875.3822 | 1170.3229 | 1463.742 | 1757.9464 | 2048.8349 | 2346.5519 | 2647.0221 | 2941.0193
| Pnemautic to DDC_Com, E - TotE [Building w Gas Heat] | E | No | Grocery | Total Electric | RET | 309.6905 | 611.1177 | 926.8804 | 1239.1722 | 1549.853 | 1861.3653 | 2169.3665 | 2484.5981 | 2802.7448 | 3114.0376
| Pnemautic to DDC_Com, E - TotE [Building w Oil Heat] | E | No | Grocery | Total Electric | RET | 83.3242 | 164.425 | 249.383 | 333.407 | 416.9976 | 500.8119 | 583.6816 | 668.4966 | 754.096 | 837.8513
| Pnemautic to DDC_Com, E - TotE [Building w Propane Heat] | E | No | Grocery | Total Electric | RET | 25.1112 | 49.5523 | 75.1558 | 100.4779 | 125.6694 | 150.9283 | 175.9024 | 201.4629 | 227.2597 | 252.5008
| Data Center_Com, E - TotE [Building w Elec Heat] | E | Yes | Grocery | Total Electric | NC | 9.1999 | 17.8324 | 26.1466 | 34.1924 | 41.804 | 49.3623 | 56.9102 | 64.2563 | 71.5784 | 78.8104
| Data Center_Com, E - TotE [Building w Elec Heat] | E | Yes | Grocery | Total Electric | RET | 151.0976 | 298.1634 | 452.2236 | 604.5903 | 756.171 | 908.1574 | 1058.4308 | 1212.2318 | 1367.4551 | 1519.3344
| Data Center_Com, E - TotE [Building w Gas Heat] | E | Yes | Grocery | Total Electric | NC | 18.7865 | 36.4144 | 53.392 | 69.8219 | 85.3649 | 100.7992 | 116.2122 | 131.2131 | 146.165 | 160.933
| Data Center_Com, E - TotE [Building w Gas Heat] | E | Yes | Grocery | Total Electric | RET | 308.5454 | 608.8581 | 923.4533 | 1234.5904 | 1544.1225 | 1854.4829 | 2161.3453 | 2475.4113 | 2792.3817 | 3102.5235
| Data Center_Com, E - TotE [Building w Oil Heat] | E | Yes | Grocery | Total Electric | NC | 5.0546 | 9.7975 | 14.3655 | 18.786 | 22.968 | 27.1206 | 31.2676 | 35.3037 | 39.3266 | 43.3
| Data Center_Com, E - TotE [Building w Oil Heat] | E | Yes | Grocery | Total Electric | RET | 83.0161 | 163.8171 | 248.4609 | 332.1743 | 415.4558 | 498.9602 | 581.5234 | 666.0249 | 751.3077 | 834.7533
| Data Center_Com, E - TotE [Building w Propane Heat] | E | Yes | Grocery | Total Electric | NC | 1.5233 | 2.9526 | 4.3293 | 5.6615 | 6.9218 | 8.1733 | 9.423 | 10.6394 | 11.8517 | 13.0492
| Data Center_Com, E - TotE [Building w Propane Heat] | E | Yes | Grocery | Total Electric | RET | 25.0183 | 49.3691 | 74.8779 | 100.1064 | 125.2047 | 150.3702 | 175.252 | 200.718 | 226.4194 | 251.5672
| RCx_Com, E - TotE [Building w Elec Heat] | E | Yes | Grocery | Total Electric | RET | 1129.7265 | 2229.3088 | 3381.1862 | 4520.4021 | 5653.7411 | 6790.113 | 7913.6771 | 9063.6169 | 9094.4643 | 9130.4536
| RCx_Com, E - TotE [Building w Gas Heat] | E | Yes | Grocery | Total Electric | RET | 2306.9332 | 4552.3112 | 6904.4772 | 9230.7879 | 11545.098 | 13865.6013 | 16159.9508 | 18508.1601 | 18571.1513 | 18644.6425
| RCx_Com, E - TotE [Building w Oil Heat] | E | Yes | Grocery | Total Electric | RET | 620.6948 | 1224.8277 | 1857.6927 | 2483.6011 | 3106.2807 | 3730.6265 | 4347.9356 | 4979.736 | 4996.6841 | 5016.4574
| RCx_Com, E - TotE [Building w Propane Heat] | E | Yes | Grocery | Total Electric | RET | 187.057 | 369.1228 | 559.8475 | 748.4757 | 936.1309 | 1124.2882 | 1310.3249 | 1500.7287 | 1505.8363 | 1511.7953
| Commissioning_Com, E - TotE [Building w Elec Heat] | E | Yes | Grocery | Total Electric | NC | 0 | 0 | 0 | 0 | 0 | 0 | 0 | 0 | 0 | 0
| Commissioning_Com, E - TotE [Building w Gas Heat] | E | Yes | Grocery | Total Electric | NC | 0 | 0 | 0 | 0 | 0 | 0 | 0 | 0 | 0 | 0
| Commissioning_Com, E - TotE [Building w Oil Heat] | E | Yes | Grocery | Total Electric | NC | 0 | 0 | 0 | 0 | 0 | 0 | 0 | 0 | 0 | 0
| Commissioning_Com, E - TotE [Building w Propane Heat] | E | Yes | Grocery | Total Electric | NC | 0 | 0 | 0 | 0 | 0 | 0 | 0 | 0 | 0 | 0
| Integrated Building Design_Com, E - TotE [Building w Elec Heat] | E | Yes | Grocery | Total Electric | NC | 81.9424 | 158.8315 | 232.8844 | 304.548 | 372.3431 | 439.6641 | 506.8922 | 572.3229 | 637.5402 | 701.9546
| Integrated Building Design_Com, E - TotE [Building w Gas Heat] | E | Yes | Grocery | Total Electric | NC | 167.3288 | 324.3385 | 475.5566 | 621.8956 | 760.3351 | 897.8063 | 1035.0882 | 1168.6995 | 1301.8749 | 1433.4111
| Integrated Building Design_Com, E - TotE [Building w Oil Heat] | E | Yes | Grocery | Total Electric | NC | 45.0208 | 87.2653 | 127.9515 | 167.3249 | 204.5729 | 241.5604 | 278.4969 | 314.4459 | 350.2776 | 385.6682
| Integrated Building Design_Com, E - TotE [Building w Propane Heat] | E | Yes | Grocery | Total Electric | NC | 13.5678 | 26.2989 | 38.5604 | 50.4262 | 61.6515 | 72.7984 | 83.9298 | 94.7637 | 105.5621 | 116.2277
| Deep Energy Retrofit_Com, E - TotE [Building w Elec Heat] | E | Yes | Grocery | Total Electric | RET | 294.6847 | 581.5064 | 881.9691 | 1179.129 | 1474.7561 | 1771.1742 | 2064.2514 | 2364.2087 | 2666.9398 | 2963.1492
| Deep Energy Retrofit_Com, E - TotE [Building w Gas Heat] | E | Yes | Grocery | Total Electric | RET | 601.7544 | 1187.4524 | 1801.0056 | 2407.8146 | 3011.4933 | 3616.7873 | 4215.2594 | 4827.7805 | 5445.9659 | 6050.8338
| Deep Energy Retrofit_Com, E - TotE [Building w Oil Heat] | E | Yes | Grocery | Total Electric | RET | 161.9058 | 319.4915 | 484.5718 | 647.8375 | 810.2611 | 973.1192 | 1134.1418 | 1298.9445 | 1465.2711 | 1628.0146
| Deep Energy Retrofit_Com, E - TotE [Building w Propane Heat] | E | Yes | Grocery | Total Electric | RET | 48.7931 | 96.2842 | 146.034 | 195.2369 | 244.186 | 293.2661 | 341.7931 | 391.4592 | 441.5845 | 490.6301
| EMS_Com, E - TotE [Building w Elec Heat] | E | Yes | Grocery | Total Electric | NC | 149.0483 | 288.9049 | 423.6027 | 553.9544 | 677.2695 | 799.7223 | 922.0062 | 1041.0207 | 1159.6469 | 1276.8129
| EMS_Com, E - TotE [Building w Elec Heat] | E | Yes | Grocery | Total Electric | RET | 1865.6826 | 3681.5839 | 5583.8477 | 7465.2015 | 9336.8502 | 11213.5072 | 13069.0132 | 14968.0771 | 16884.7026 | 18760.0382
| EMS_Com, E - TotE [Building w Gas Heat] | E | Yes | Grocery | Total Electric | NC | 304.3609 | 589.952 | 865.0085 | 1131.1904 | 1383.0034 | 1633.0553 | 1882.7626 | 2125.7934 | 2368.0315 | 2607.2878
| EMS_Com, E - TotE [Building w Gas Heat] | E | Yes | Grocery | Total Electric | RET | 3809.7763 | 7517.8977 | 11402.3737 | 15244.151 | 19066.1101 | 22898.2965 | 26687.2917 | 30565.2335 | 34479.0366 | 38308.5247
| EMS_Com, E - TotE [Building w Oil Heat] | E | Yes | Grocery | Total Electric | NC | 81.8902 | 158.7303 | 232.7359 | 304.3538 | 372.1057 | 439.3837 | 506.569 | 571.958 | 637.1337 | 701.5071
| EMS_Com, E - TotE [Building w Oil Heat] | E | Yes | Grocery | Total Electric | RET | 1025.0441 | 2022.7373 | 3067.8798 | 4101.5339 | 5129.8559 | 6160.9295 | 7180.3824 | 8223.7668 | 9276.7999 | 10307.1476
| EMS_Com, E - TotE [Building w Propane Heat] | E | Yes | Grocery | Total Electric | NC | 24.679 | 47.8361 | 70.139 | 91.7222 | 112.1404 | 132.4158 | 152.6632 | 172.3693 | 192.0111 | 211.4112
| EMS_Com, E - TotE [Building w Propane Heat] | E | Yes | Grocery | Total Electric | RET | 308.9146 | 609.5865 | 924.5581 | 1236.0675 | 1545.9699 | 1856.7016 | 2163.9312 | 2478.373 | 2795.7225 | 3106.2354
| VFDs on HVAC Pumps_Com, E - Oth | E | Yes | Grocery | Other | RET | 205.2498 | 405.023 | 614.2972 | 821.271 | 1027.1771 | 1028.3845 | 1032.7415 | 1032.3895 | 1036.2698 | 1036.6754
| ECM Circulators_Com, E - Oth | E | Yes | Grocery | Other | RET | 286.035 | 564.4379 | 856.0813 | 1144.519 | 1431.4687 | 1719.1863 | 2003.6611 | 2294.814 | 2588.6593 | 2876.1742
| Motors_Com, E - Oth | E | Yes | Grocery | Other | NC | 3.6808 | 7.1345 | 10.4609 | 13.6799 | 16.7252 | 19.7492 | 22.769 | 25.708 | 28.6375 | 31.5309
| Motors_Com, E - Oth | E | Yes | Grocery | Other | RET | 112.2141 | 210.6212 | 303.5028 | 386.2693 | 460.4572 | 451.8341 | 445.2027 | 437.9018 | 432.6609 | 427.4676
| Motors_Com, E - Oth | E | Yes | Grocery | Other | REPL | 25.1883 | 44.8013 | 62.7789 | 78.0188 | 90.6533 | 100.7879 | 108.3032 | 113.488 | 116.1906 | 116.3594
| Ext Area Ltg_Com, E - ExtL | E | Yes | Grocery | Exterior Lighting | NC | 39.1476 | 75.881 | 111.2594 | 145.4963 | 177.8851 | 210.0473 | 242.1653 | 273.4244 | 304.5817 | 335.3554
| Ext Area Ltg_Com, E - ExtL | E | Yes | Grocery | Exterior Lighting | RET | 200.9229 | 386.7065 | 571.5949 | 745.3081 | 909.4844 | 1096.4911 | 1296.318 | 1500.8358 | 1707.245 | 1909.2074
| Ext Area Ltg_Com, E - ExtL | E | Yes | Grocery | Exterior Lighting | REPL | 352.0169 | 626.1162 | 877.3595 | 1090.3437 | 1266.915 | 1462.1996 | 1673.3186 | 1907.8522 | 2163.184 | 2431.2433
| Street Ltg_Com, E - ExtL | E | Yes | Grocery | Exterior Lighting | NC | 7.287 | 14.1246 | 20.7101 | 27.083 | 33.1119 | 39.0987 | 45.0772 | 50.8958 | 56.6955 | 62.4238
| Street Ltg_Com, E - ExtL | E | Yes | Grocery | Exterior Lighting | RET | 37.4002 | 71.9824 | 106.3979 | 138.7332 | 169.2933 | 204.1032 | 241.2994 | 279.3688 | 317.7902 | 355.3839
| Street Ltg_Com, E - ExtL | E | Yes | Grocery | Exterior Lighting | REPL | 65.5252 | 116.5466 | 163.3136 | 202.9589 | 235.8262 | 272.1769 | 311.4751 | 355.1316 | 402.6597 | 452.5568
| Ext Ltg Ctrls_Com, E - ExtL | E | Yes | Grocery | Exterior Lighting | RET | 241.6629 | 476.8776 | 723.2788 | 966.9716 | 1209.4073 | 1452.4917 | 1692.8364 | 1938.8232 | 1945.4219 | 1953.1204
| Ext Ltg Dsgn_Com, E - ExtL | E | Yes | Grocery | Exterior Lighting | NC | 4.7085 | 9.1267 | 13.3819 | 17.4998 | 21.3954 | 25.2637 | 29.1268 | 32.8865 | 36.634 | 40.3354
| Ext Ltg Dsgn_Com, E - ExtL | E | Yes | Grocery | Exterior Lighting | REPL | 32.2217 | 63.5837 | 96.4372 | 128.9296 | 161.2543 | 193.6656 | 225.7115 | 258.5098 | 291.6113 | 323.9997
| Int Ltg Ctrls_Com, E - IntL [No Heat] | E | Yes | Grocery | Interior Lighting | RET | 304.8867 | 601.6382 | 912.5029 | 1219.9506 | 1525.8123 | 1832.4924 | 2135.716 | 2446.0578 | 2454.3828 | 2464.0955
| Int Ltg Ctrls_Com, E - IntL [Electric Heat] | E | Yes | Grocery | Interior Lighting | RET | 569.3392 | 1123.4868 | 1703.9892 | 2278.1107 | 2849.2704 | 3421.9586 | 3988.1922 | 4567.7181 | 4583.264 | 4601.4013
| Int Ltg Ctrls_Com, E/G - IntL | E | Yes | Grocery | Interior Lighting | RET | 1559.9178 | 3078.2128 | 4668.7164 | 6241.737 | 7806.643 | 9375.7367 | 10927.1455 | 12514.9737 | 12557.5675 | 12607.2613
| Int Ltg Ctrls_Com, E/O - IntL | E | Yes | Grocery | Interior Lighting | RET | 360.0413 | 710.4758 | 1077.5766 | 1440.6421 | 1801.8348 | 2163.994 | 2522.0714 | 2888.5547 | 2898.3856 | 2909.8554
| Int Ltg Ctrls_Com, E/P - IntL | E | Yes | Grocery | Interior Lighting | RET | 7.1081 | 14.0266 | 21.2741 | 28.4419 | 35.5728 | 42.7227 | 49.7921 | 57.0274 | 57.2215 | 57.4479
| Exit Sign RetFit_Com, E - IntL [No Heat] | E | Yes | Grocery | Interior Lighting | RET | 4.2456 | 8.3779 | 12.7068 | 16.9881 | 21.2472 | 25.5178 | 29.7403 | 34.0618 | 38.4234 | 42.691
| Exit Sign RetFit_Com, E - IntL [Electric Heat] | E | Yes | Grocery | Interior Lighting | RET | 9.109 | 17.975 | 27.2627 | 36.4482 | 45.5864 | 54.749 | 63.8084 | 73.0804 | 82.4382 | 91.5943
| Exit Sign RetFit_Com, E/G - IntL | E | Yes | Grocery | Interior Lighting | RET | 22.2099 | 43.8272 | 66.4726 | 88.8691 | 111.15 | 133.4906 | 155.5793 | 178.1866 | 201.003 | 223.3278
| Exit Sign RetFit_Com, E/O - IntL | E | Yes | Grocery | Interior Lighting | RET | 5.1167 | 10.0969 | 15.3139 | 20.4736 | 25.6066 | 30.7534 | 35.8422 | 41.0505 | 46.3069 | 51.4501
| Exit Sign RetFit_Com, E/P - IntL | E | Yes | Grocery | Interior Lighting | RET | 0.10097 | 0.19925 | 0.30221 | 0.40403 | 0.50533 | 0.60689 | 0.70732 | 0.8101 | 0.91383 | 1.0153
| LED HiLo Bay_Com, E - IntL [No Heat] | E | Yes | Grocery | Interior Lighting | NC | 6.1584 | 11.9371 | 17.5026 | 22.8885 | 27.9837 | 33.0432 | 38.0958 | 43.0133 | 47.9147 | 52.7558
| LED HiLo Bay_Com, E - IntL [No Heat] | E | Yes | Grocery | Interior Lighting | RET | 4.6472 | 8.8658 | 12.9875 | 16.7894 | 20.317 | 23.6159 | 26.6579 | 29.5617 | 32.295 | 35.0571
| LED HiLo Bay_Com, E - IntL [No Heat] | E | Yes | Grocery | Interior Lighting | REPL | 32.8974 | 58.5131 | 81.9928 | 101.8971 | 118.3984 | 131.6348 | 141.4502 | 148.1474 | 151.5269 | 153.4218
| LED HiLo Bay_Com, E - IntL [Electric Heat] | E | Yes | Grocery | Interior Lighting | NC | 11.5112 | 22.3126 | 32.7155 | 42.7828 | 52.3067 | 61.7639 | 71.2081 | 80.3998 | 89.5615 | 98.6104
| LED HiLo Bay_Com, E - IntL [Electric Heat] | E | Yes | Grocery | Interior Lighting | RET | 8.6865 | 16.5719 | 24.2761 | 31.3825 | 37.9762 | 44.1424 | 49.8286 | 55.2563 | 60.3654 | 65.5281
| LED HiLo Bay_Com, E - IntL [Electric Heat] | E | Yes | Grocery | Interior Lighting | REPL | 61.4914 | 109.3718 | 153.2598 | 190.4645 | 221.3085 | 246.0497 | 264.3965 | 276.9148 | 283.2318 | 286.7737
| LED HiLo Bay_Com, E/G - IntL | E | Yes | Grocery | Interior Lighting | NC | 31.5782 | 61.2089 | 89.7467 | 117.3637 | 143.4899 | 169.4334 | 195.3411 | 220.5561 | 245.6889 | 270.5123
| LED HiLo Bay_Com, E/G - IntL | E | Yes | Grocery | Interior Lighting | RET | 23.8292 | 45.4608 | 66.5953 | 86.0899 | 104.1781 | 121.0934 | 136.6919 | 151.5816 | 165.597 | 179.7596
| LED HiLo Bay_Com, E/G - IntL | E | Yes | Grocery | Interior Lighting | REPL | 168.6858 | 300.0336 | 420.4289 | 522.4905 | 607.1031 | 674.9743 | 725.304 | 759.6448 | 776.974 | 786.6903
| LED HiLo Bay_Com, E/O - IntL | E | Yes | Grocery | Interior Lighting | NC | 7.275 | 14.1013 | 20.6758 | 27.0381 | 33.0571 | 39.0339 | 45.0025 | 50.8115 | 56.6016 | 62.3204
| LED HiLo Bay_Com, E/O - IntL | E | Yes | Grocery | Interior Lighting | RET | 5.4897 | 10.4732 | 15.3422 | 19.8333 | 24.0005 | 27.8974 | 31.491 | 34.9212 | 38.1501 | 41.4129
| LED HiLo Bay_Com, E/O - IntL | E | Yes | Grocery | Interior Lighting | REPL | 38.8617 | 69.1215 | 96.858 | 120.3709 | 139.8639 | 155.5 | 167.0949 | 175.0063 | 178.9986 | 181.237
| LED HiLo Bay_Com, E/P - IntL | E | Yes | Grocery | Interior Lighting | NC | 0.14357 | 0.27828 | 0.40802 | 0.53358 | 0.65235 | 0.7703 | 0.88809 | 1.0027 | 1.117 | 1.2298
| LED HiLo Bay_Com, E/P - IntL | E | Yes | Grocery | Interior Lighting | RET | 0.10834 | 0.20668 | 0.30276 | 0.39139 | 0.47363 | 0.55053 | 0.62145 | 0.68914 | 0.75286 | 0.81725
| LED HiLo Bay_Com, E/P - IntL | E | Yes | Grocery | Interior Lighting | REPL | 0.7669 | 1.3641 | 1.9114 | 2.3754 | 2.7601 | 3.0687 | 3.2975 | 3.4536 | 3.5324 | 3.5766
| Repl Scre_Com, E - IntL [No Heat] | E | Yes | Grocery | Interior Lighting | NC | 5.2392 | 10.1552 | 4.9161 | 0 | 0 | 0 | 0 | 0 | 0 | 0
| Repl Scre_Com, E - IntL [No Heat] | E | Yes | Grocery | Interior Lighting | RET | 24.8101 | 48.9583 | 24.1481 | 0 | 0 | 0 | 0 | 0 | 0 | 0
| Repl Scre_Com, E - IntL [No Heat] | E | Yes | Grocery | Interior Lighting | REPL | 268.8969 | 530.619 | 261.722 | 0 | 0 | 0 | 0 | 0 | 0 | 0
| Repl Scre_Com, E - IntL [Electric Heat] | E | Yes | Grocery | Interior Lighting | NC | 11.2407 | 21.7882 | 10.5475 | 0 | 0 | 0 | 0 | 0 | 0 | 0
| Repl Scre_Com, E - IntL [Electric Heat] | E | Yes | Grocery | Interior Lighting | RET | 53.2306 | 105.041 | 51.8103 | 0 | 0 | 0 | 0 | 0 | 0 | 0
| Repl Scre_Com, E - IntL [Electric Heat] | E | Yes | Grocery | Interior Lighting | REPL | 576.9239 | 1138.4539 | 561.53 | 0 | 0 | 0 | 0 | 0 | 0 | 0
| Repl Scre_Com, E/G - IntL | E | Yes | Grocery | Interior Lighting | NC | 27.4074 | 53.1247 | 25.7172 | 0 | 0 | 0 | 0 | 0 | 0 | 0
| Repl Scre_Com, E/G - IntL | E | Yes | Grocery | Interior Lighting | RET | 129.7884 | 256.1138 | 126.3253 | 0 | 0 | 0 | 0 | 0 | 0 | 0
| Repl Scre_Com, E/G - IntL | E | Yes | Grocery | Interior Lighting | REPL | 1406.6718 | 2775.8098 | 1369.1381 | 0 | 0 | 0 | 0 | 0 | 0 | 0
| Repl Scre_Com, E/O - IntL | E | Yes | Grocery | Interior Lighting | NC | 6.3141 | 12.2388 | 5.9247 | 0 | 0 | 0 | 0 | 0 | 0 | 0
| Repl Scre_Com, E/O - IntL | E | Yes | Grocery | Interior Lighting | RET | 29.9005 | 59.0033 | 29.1027 | 0 | 0 | 0 | 0 | 0 | 0 | 0
| Repl Scre_Com, E/O - IntL | E | Yes | Grocery | Interior Lighting | REPL | 324.0678 | 639.4887 | 315.4209 | 0 | 0 | 0 | 0 | 0 | 0 | 0
| Repl Scre_Com, E/P - IntL | E | Yes | Grocery | Interior Lighting | NC | 0.1246 | 0.24152 | 0.11692 | 0 | 0 | 0 | 0 | 0 | 0 | 0
| Repl Scre_Com, E/P - IntL | E | Yes | Grocery | Interior Lighting | RET | 0.59006 | 1.1644 | 0.57432 | 0 | 0 | 0 | 0 | 0 | 0 | 0
| Repl Scre_Com, E/P - IntL | E | Yes | Grocery | Interior Lighting | REPL | 6.3952 | 12.6198 | 6.2246 | 0 | 0 | 0 | 0 | 0 | 0 | 0
| Lin LED Fixture_Com, E - IntL [No Heat] | E | Yes | Grocery | Interior Lighting | NC | 6.9571 | 13.4852 | 19.7725 | 25.857 | 31.613 | 37.3287 | 43.0366 | 48.5918 | 54.1289 | 59.5979
| Lin LED Fixture_Com, E - IntL [No Heat] | E | Yes | Grocery | Interior Lighting | RET | 52.9894 | 100.5336 | 146.4459 | 188.3042 | 226.6917 | 262.1733 | 294.5129 | 325.0245 | 355.7419 | 385.7287
| Lin LED Fixture_Com, E - IntL [No Heat] | E | Yes | Grocery | Interior Lighting | REPL | 43.0342 | 76.543 | 107.2576 | 133.2951 | 154.881 | 172.196 | 185.0358 | 193.7967 | 200.1104 | 203.8144
| Lin LED Fixture_Com, E - IntL [Electric Heat] | E | Yes | Grocery | Interior Lighting | NC | 14.9267 | 28.9329 | 42.4224 | 55.4767 | 67.8263 | 80.0895 | 92.3358 | 104.2547 | 116.1347 | 127.8685
| Lin LED Fixture_Com, E - IntL [Electric Heat] | E | Yes | Grocery | Interior Lighting | RET | 113.6899 | 215.6969 | 314.2026 | 404.0106 | 486.3717 | 562.4982 | 631.8834 | 697.3466 | 763.2515 | 827.5889
| Lin LED Fixture_Com, E - IntL [Electric Heat] | E | Yes | Grocery | Interior Lighting | REPL | 92.3309 | 164.2246 | 230.1235 | 285.9873 | 332.3004 | 369.45 | 396.9981 | 415.7947 | 429.3409 | 437.288
| Lin LED Fixture_Com, E/G - IntL | E | Yes | Grocery | Interior Lighting | NC | 36.3947 | 70.5449 | 103.4354 | 135.2647 | 165.3759 | 195.2764 | 225.1357 | 254.1967 | 283.1629 | 311.7725
| Lin LED Fixture_Com, E/G - IntL | E | Yes | Grocery | Interior Lighting | RET | 277.2019 | 525.9181 | 766.0976 | 985.0698 | 1185.8849 | 1371.4987 | 1540.6757 | 1700.2899 | 1860.981 | 2017.8503
| Lin LED Fixture_Com, E/G - IntL | E | Yes | Grocery | Interior Lighting | REPL | 225.1237 | 400.417 | 561.0934 | 697.3022 | 810.224 | 900.8031 | 967.9718 | 1013.8022 | 1046.831 | 1066.2078
| Lin LED Fixture_Com, E/O - IntL | E | Yes | Grocery | Interior Lighting | NC | 8.3846 | 16.2521 | 23.8294 | 31.1622 | 38.0991 | 44.9876 | 51.8666 | 58.5616 | 65.2348 | 71.8259
| Lin LED Fixture_Com, E/O - IntL | E | Yes | Grocery | Interior Lighting | RET | 63.8615 | 121.1606 | 176.4929 | 226.9395 | 273.2032 | 315.9647 | 354.9395 | 391.7113 | 428.7312 | 464.8706
| Lin LED Fixture_Com, E/O - IntL | E | Yes | Grocery | Interior Lighting | REPL | 51.8638 | 92.2477 | 129.2642 | 160.6439 | 186.6587 | 207.5263 | 223.0005 | 233.5589 | 241.168 | 245.6321
| Lin LED Fixture_Com, E/P - IntL | E | Yes | Grocery | Interior Lighting | NC | 0.16546 | 0.32072 | 0.47025 | 0.61496 | 0.75186 | 0.88779 | 1.0235 | 1.1557 | 1.2874 | 1.4174
| Lin LED Fixture_Com, E/P - IntL | E | Yes | Grocery | Interior Lighting | RET | 1.2603 | 2.391 | 3.4829 | 4.4785 | 5.3914 | 6.2353 | 7.0044 | 7.7301 | 8.4607 | 9.1738
| Lin LED Fixture_Com, E/P - IntL | E | Yes | Grocery | Interior Lighting | REPL | 1.0235 | 1.8204 | 2.5509 | 3.1702 | 3.6836 | 4.0954 | 4.4007 | 4.6091 | 4.7593 | 4.8473
| LED Tube Repl_Com, E - IntL [No Heat] | E | Yes | Grocery | Interior Lighting | RET | 333.3832 | 632.5074 | 921.3648 | 1184.7168 | 1426.2317 | 1671.6534 | 1917.2809 | 2171.4784 | 2430.6353 | 2686.562
| LED Tube Repl_Com, E - IntL [No Heat] | E | Yes | Grocery | Interior Lighting | REPL | 397.6134 | 707.2167 | 991.0034 | 1231.5754 | 1431.0178 | 1617.4628 | 1788.4276 | 1949.7131 | 2098.6707 | 2230.8976
| LED Tube Repl_Com, E - IntL [Electric Heat] | E | Yes | Grocery | Interior Lighting | RET | 715.2805 | 1357.0577 | 1976.8071 | 2541.8342 | 3060.0093 | 3586.5667 | 4113.5655 | 4658.9515 | 5214.9779 | 5764.074
| LED Tube Repl_Com, E - IntL [Electric Heat] | E | Yes | Grocery | Interior Lighting | REPL | 853.0878 | 1517.3479 | 2126.2182 | 2642.3702 | 3070.2781 | 3470.2996 | 3837.1082 | 4183.1495 | 4502.741 | 4786.4365
| LED Tube Repl_Com, E/G - IntL | E | Yes | Grocery | Interior Lighting | RET | 1744.0168 | 3308.8157 | 4819.906 | 6197.5708 | 7460.9995 | 8744.8663 | 10029.8096 | 11359.5849 | 12715.3037 | 14054.125
| LED Tube Repl_Com, E/G - IntL | E | Yes | Grocery | Interior Lighting | REPL | 2080.0224 | 3699.6398 | 5184.2041 | 6442.7004 | 7486.0373 | 8461.3807 | 9355.7436 | 10199.4711 | 10978.7081 | 11670.4224
| LED Tube Repl_Com, E/O - IntL | E | Yes | Grocery | Interior Lighting | RET | 401.7851 | 762.2821 | 1110.4058 | 1427.7911 | 1718.8587 | 2014.6348 | 2310.659 | 2617.0114 | 2929.3408 | 3237.7773
| LED Tube Repl_Com, E/O - IntL | E | Yes | Grocery | Interior Lighting | REPL | 479.1938 | 852.3199 | 1194.3325 | 1484.2638 | 1724.6269 | 1949.3256 | 2155.3682 | 2349.7454 | 2529.2654 | 2688.6219
| LED Tube Repl_Com, E/P - IntL | E | Yes | Grocery | Interior Lighting | RET | 7.9289 | 15.043 | 21.913 | 28.1763 | 33.9203 | 39.7572 | 45.599 | 51.6446 | 57.8082 | 63.8949
| LED Tube Repl_Com, E/P - IntL | E | Yes | Grocery | Interior Lighting | REPL | 9.4565 | 16.8198 | 23.5692 | 29.2907 | 34.0341 | 38.4684 | 42.5344 | 46.3703 | 49.913 | 53.0578
| Repl pin CFL wLED_Com, E - IntL [No Heat] | E | Yes | Grocery | Interior Lighting | RET | 0.22773 | 0.43522 | 0.63868 | 0.82705 | 1.0025 | 1.1922 | 1.3925 | 1.6098 | 1.8406 | 2.0695
| Repl pin CFL wLED_Com, E - IntL [No Heat] | E | Yes | Grocery | Interior Lighting | REPL | 0.31993 | 0.56905 | 0.79739 | 0.99097 | 1.1514 | 1.3154 | 1.4804 | 1.6524 | 1.829 | 2.0048
| Repl pin CFL wLED_Com, E - IntL [Electric Heat] | E | Yes | Grocery | Interior Lighting | RET | 0.4886 | 0.93377 | 1.3703 | 1.7745 | 2.1508 | 2.5578 | 2.9876 | 3.4538 | 3.9491 | 4.4402
| Repl pin CFL wLED_Com, E - IntL [Electric Heat] | E | Yes | Grocery | Interior Lighting | REPL | 0.68642 | 1.2209 | 1.7108 | 2.1261 | 2.4704 | 2.8221 | 3.1762 | 3.5452 | 3.9241 | 4.3013
| Repl pin CFL wLED_Com, E/G - IntL | E | Yes | Grocery | Interior Lighting | RET | 1.1913 | 2.2768 | 3.3411 | 4.3265 | 5.2442 | 6.2365 | 7.2845 | 8.4211 | 9.6287 | 10.8262
| Repl pin CFL wLED_Com, E/G - IntL | E | Yes | Grocery | Interior Lighting | REPL | 1.6737 | 2.9769 | 4.1714 | 5.184 | 6.0235 | 6.881 | 7.7443 | 8.6439 | 9.5678 | 10.4876
| Repl pin CFL wLED_Com, E/O - IntL | E | Yes | Grocery | Interior Lighting | RET | 0.27446 | 0.52452 | 0.76973 | 0.99674 | 1.2081 | 1.4368 | 1.6782 | 1.94 | 2.2183 | 2.4941
| Repl pin CFL wLED_Com, E/O - IntL | E | Yes | Grocery | Interior Lighting | REPL | 0.38557 | 0.6858 | 0.961 | 1.1943 | 1.3877 | 1.5852 | 1.7841 | 1.9914 | 2.2042 | 2.4161
| Repl pin CFL wLED_Com, E/P - IntL | E | Yes | Grocery | Interior Lighting | RET | 0.0054162 | 0.010351 | 0.01519 | 0.01967 | 0.023842 | 0.028353 | 0.033118 | 0.038285 | 0.043775 | 0.04922
| Repl pin CFL wLED_Com, E/P - IntL | E | Yes | Grocery | Interior Lighting | REPL | 0.007609 | 0.013534 | 0.018965 | 0.023568 | 0.027385 | 0.031283 | 0.035208 | 0.039298 | 0.043499 | 0.04768
| Refrig Case LED_Com, E - IntL | E | Yes | Grocery | Interior Lighting | NC | 115.4995 | 223.8763 | 328.2554 | 429.2667 | 524.8252 | 619.7155 | 714.475 | 806.7009 | 898.6259 | 989.4194
| Refrig Case LED_Com, E - IntL | E | Yes | Grocery | Interior Lighting | RET | 592.7951 | 1140.9239 | 1686.4113 | 2198.9281 | 2683.3073 | 3144.699 | 3578.0809 | 3999.4586 | 4466.9049 | 4963.4812
| Refrig Case LED_Com, E - IntL | E | Yes | Grocery | Interior Lighting | REPL | 740.9938 | 1317.9715 | 1846.8374 | 2295.1682 | 2666.8498 | 2964.9909 | 3186.0764 | 3336.9268 | 3492.344 | 3647.5164
| Refrig Case Ctrls_Com, E - IntL | E | Yes | Grocery | Interior Lighting | RET | 464.2866 | 916.1848 | 1389.5748 | 1857.7612 | 2323.5325 | 2790.5501 | 3252.3042 | 3724.8979 | 3737.5753 | 3752.3659
| Stair Occ Sensor_Com, E - IntL [No Heat] | E | Yes | Grocery | Interior Lighting | NC | 5.19 | 10.06 | 14.7503 | 19.2893 | 23.5833 | 27.8473 | 32.1053 | 36.2496 | 40.3803 | 44.4601
| Stair Occ Sensor_Com, E - IntL [No Heat] | E | Yes | Grocery | Interior Lighting | RET | 39.9564 | 78.8466 | 119.5864 | 159.8784 | 199.9626 | 240.154 | 279.8924 | 320.5637 | 361.6111 | 401.7742
| Stair Occ Sensor_Com, E - IntL [Electric Heat] | E | Yes | Grocery | Interior Lighting | NC | 11.1353 | 21.584 | 31.6472 | 41.3857 | 50.5985 | 59.7469 | 68.8827 | 77.7742 | 86.6367 | 95.3901
| Stair Occ Sensor_Com, E - IntL [Electric Heat] | E | Yes | Grocery | Interior Lighting | RET | 85.7272 | 169.167 | 256.5751 | 343.0224 | 429.0238 | 515.2553 | 600.5149 | 687.7759 | 775.844 | 862.0147
| Stair Occ Sensor_Com, E/G - IntL | E | Yes | Grocery | Interior Lighting | NC | 27.1505 | 52.6266 | 77.163 | 100.9077 | 123.3707 | 145.6765 | 167.9516 | 189.6312 | 211.24 | 232.5828
| Stair Occ Sensor_Com, E/G - IntL | E | Yes | Grocery | Interior Lighting | RET | 209.0225 | 412.4677 | 625.5886 | 836.3668 | 1046.0577 | 1256.3097 | 1464.192 | 1676.9544 | 1891.6843 | 2101.7882
| Stair Occ Sensor_Com, E/O - IntL | E | Yes | Grocery | Interior Lighting | NC | 6.2549 | 12.1241 | 17.7767 | 23.247 | 28.422 | 33.5608 | 38.6926 | 43.6871 | 48.6653 | 53.5822
| Stair Occ Sensor_Com, E/O - IntL | E | Yes | Grocery | Interior Lighting | RET | 48.1544 | 95.024 | 144.1226 | 192.6815 | 240.9899 | 289.4276 | 337.3193 | 386.3353 | 435.8046 | 484.2082
| Stair Occ Sensor_Com, E/P - IntL | E | Yes | Grocery | Interior Lighting | NC | 0.12344 | 0.23926 | 0.35081 | 0.45876 | 0.56089 | 0.6623 | 0.76357 | 0.86213 | 0.96037 | 1.0574
| Stair Occ Sensor_Com, E/P - IntL | E | Yes | Grocery | Interior Lighting | RET | 0.95029 | 1.8752 | 2.8441 | 3.8024 | 4.7557 | 5.7116 | 6.6567 | 7.624 | 8.6002 | 9.5555
| Int Delamping_Com, E - IntL [No Heat] | E | Yes | Grocery | Interior Lighting | RET | 3.3778 | 6.6656 | 10.1096 | 13.5159 | 16.9045 | 20.3022 | 23.6617 | 27.1 | 30.57 | 33.9654
| Int Delamping_Com, E - IntL [Electric Heat] | E | Yes | Grocery | Interior Lighting | RET | 7.2472 | 14.3011 | 21.6905 | 28.9986 | 36.269 | 43.5589 | 50.7666 | 58.1435 | 65.5886 | 72.8734
| Int Delamping_Com, E/G - IntL | E | Yes | Grocery | Interior Lighting | RET | 17.6704 | 34.8694 | 52.8863 | 70.7051 | 88.4321 | 106.2065 | 123.7805 | 141.7671 | 159.92 | 177.6819
| Int Delamping_Com, E/O - IntL | E | Yes | Grocery | Interior Lighting | RET | 4.0709 | 8.0332 | 12.1839 | 16.289 | 20.3729 | 24.4678 | 28.5164 | 32.6602 | 36.8422 | 40.9342
| Int Delamping_Com, E/P - IntL | E | Yes | Grocery | Interior Lighting | RET | 0.080336 | 0.15853 | 0.24044 | 0.32145 | 0.40204 | 0.48285 | 0.56275 | 0.64452 | 0.72705 | 0.8078
| Int Ltg Dsgn_Com, E - IntL [No Heat] | E | Yes | Grocery | Interior Lighting | NC | 7.1574 | 13.8734 | 20.3416 | 26.6012 | 32.5228 | 38.4031 | 44.2752 | 49.9903 | 55.6868 | 61.3132
| Int Ltg Dsgn_Com, E - IntL [Electric Heat] | E | Yes | Grocery | Interior Lighting | NC | 15.3563 | 29.7656 | 43.6434 | 57.0734 | 69.7784 | 82.3946 | 94.9934 | 107.2553 | 119.4773 | 131.5488
| Int Ltg Dsgn_Com, E/G - IntL | E | Yes | Grocery | Interior Lighting | NC | 37.4422 | 72.5753 | 106.4124 | 139.1579 | 170.1356 | 200.8967 | 231.6155 | 261.5129 | 291.3128 | 320.7458
| Int Ltg Dsgn_Com, E/O - IntL | E | Yes | Grocery | Interior Lighting | NC | 8.6259 | 16.7198 | 24.5152 | 32.0591 | 39.1957 | 46.2824 | 53.3594 | 60.2471 | 67.1124 | 73.8931
| Int Ltg Dsgn_Com, E/P - IntL | E | Yes | Grocery | Interior Lighting | NC | 0.17022 | 0.32995 | 0.48379 | 0.63266 | 0.7735 | 0.91335 | 1.053 | 1.1889 | 1.3244 | 1.4582
| Room Air Conditioner_Com, E - Cool | E | Yes | Hospital | Cooling | NC | 0 | 0 | 0 | 0 | 0 | 0 | 0 | 0 | 0 | 0
| Room Air Conditioner_Com, E - Cool | E | Yes | Hospital | Cooling | RET | 0 | 0 | 0 | 0 | 0 | 0 | 0 | 0 | 0 | 0
| Room Air Conditioner_Com, E - Cool | E | Yes | Hospital | Cooling | REPL | 0 | 0 | 0 | 0 | 0 | 0 | 0 | 0 | 0 | 0
| Chiller Systems_Com, E - Cool | E | Yes | Hospital | Cooling | NC | 351.8669 | 682.0345 | 1000.0232 | 1307.7519 | 1598.869 | 1887.9503 | 2176.633 | 2457.5973 | 2737.6451 | 3014.2456
| Chiller Systems_Com, E - Cool | E | Yes | Hospital | Cooling | RET | 1607.7646 | 3129.5849 | 4679.9298 | 6171.0566 | 7613.6862 | 9020.3875 | 10372.9763 | 11719.238 | 11794.5881 | 11872.515
| Chiller Systems_Com, E - Cool | E | Yes | Hospital | Cooling | REPL | 1805.9377 | 3212.1381 | 4501.0812 | 5593.7455 | 6499.6019 | 7226.2262 | 7765.0523 | 8132.7023 | 8318.2272 | 8318.2272
| Chiller Tuneup_Com, E - Cool | E | Yes | Hospital | Cooling | RET | 302.7574 | 597.4364 | 906.1301 | 1211.4306 | 1515.1561 | 1516.937 | 1523.364 | 1522.8447 | 1528.5685 | 1529.1668
| Computer Room Air Conditioner_Com, E - Cool | E | Yes | Hospital | Cooling | NC | 8.4814 | 16.4397 | 24.1045 | 31.522 | 38.5391 | 45.5071 | 52.4654 | 59.2378 | 65.988 | 72.6552
| Computer Room Air Conditioner_Com, E - Cool | E | Yes | Hospital | Cooling | REPL | 43.5302 | 85.899 | 130.2827 | 174.1786 | 217.848 | 261.6343 | 304.927 | 349.2361 | 393.955 | 437.7104
| Mini Split Ductless AC_Com, E - Cool | E | Yes | Hospital | Cooling | NC | 0 | 0 | 0 | 0 | 0 | 0 | 0 | 0 | 0 | 0
| Mini Split Ductless AC_Com, E - Cool | E | Yes | Hospital | Cooling | RET | 0 | 0 | 0 | 0 | 0 | 0 | 0 | 0 | 0 | 0
| Mini Split Ductless AC_Com, E - Cool | E | Yes | Hospital | Cooling | REPL | 0 | 0 | 0 | 0 | 0 | 0 | 0 | 0 | 0 | 0
| Eff Unitary AC_Com, E - Cool | E | Yes | Hospital | Cooling | NC | 2.0766 | 4.0252 | 5.9019 | 7.718 | 9.4361 | 11.1421 | 12.8459 | 14.504 | 16.1568 | 17.7892
| Eff Unitary AC_Com, E - Cool | E | No | Hospital | Cooling | RET | 16.5149 | 31.8419 | 47.1515 | 61.589 | 75.2843 | 88.3779 | 100.7221 | 113.6103 | 126.8622 | 140.0568
| Eff Unitary AC_Com, E - Cool | E | Yes | Hospital | Cooling | REPL | 14.2108 | 26.3827 | 38.2641 | 49.155 | 59.1344 | 68.2829 | 76.4802 | 84.7261 | 92.9031 | 100.7618
| PTAC_Com, E - Cool | E | Yes | Hospital | Cooling | NC | 0 | 0 | 0 | 0 | 0 | 0 | 0 | 0 | 0 | 0
| PTAC_Com, E - Cool | E | Yes | Hospital | Cooling | RET | 0 | 0 | 0 | 0 | 0 | 0 | 0 | 0 | 0 | 0
| PTAC_Com, E - Cool | E | Yes | Hospital | Cooling | REPL | 0 | 0 | 0 | 0 | 0 | 0 | 0 | 0 | 0 | 0
| Unitary Equipment Economizer_Com, E - Cool | E | No | Hospital | Cooling | RET | 8.7152 | 17.1979 | 26.0839 | 34.8723 | 43.6154 | 52.3819 | 61.0495 | 69.9207 | 78.8738 | 87.6341
| AC Tuneup_Com, E - Cool [ASHP] | E | Yes | Hospital | Cooling | RET | 1.1631 | 2.2952 | 3.4811 | 4.654 | 5.8209 | 5.8277 | 5.8524 | 5.8504 | 5.8724 | 5.8747
| AC Tuneup_Com, E - Heat [ASHP] | E | Yes | Hospital | Space Heating | RET | 1.6194 | 3.1955 | 4.8466 | 6.4796 | 8.1041 | 8.1136 | 8.148 | 8.1452 | 8.1759 | 8.1791
| AC Tuneup_Com, E - Cool [Unitary AC] | E | Yes | Hospital | Cooling | RET | 5.5321 | 10.9165 | 16.5571 | 22.1356 | 27.6854 | 27.7179 | 27.8353 | 27.8258 | 27.9304 | 27.9414
| DCV_Com, E - Cool [Building w Elec Heat] | E | Yes | Hospital | Cooling | RET | 151.17 | 298.3064 | 452.4404 | 604.8802 | 756.5336 | 908.5928 | 1058.9382 | 1212.813 | 1368.1107 | 1520.0629
| DCV_Com, E - Heat [Building w Elec Heat] | E | Yes | Hospital | Space Heating | RET | 4.3993 | 8.6812 | 13.1667 | 17.603 | 22.0163 | 26.4415 | 30.8167 | 35.2947 | 39.8141 | 44.2362
| DCV_Com, E - Vent [Building w Elec Heat] | E | Yes | Hospital | Ventilation | RET | 192.0306 | 378.9373 | 574.7331 | 768.3768 | 961.0214 | 1154.1816 | 1345.1647 | 1540.6312 | 1737.9052 | 1930.9294
| DCV_Com, E - Cool [Building w Gas Heat] | E | Yes | Hospital | Cooling | RET | 308.6934 | 609.15 | 923.896 | 1235.1823 | 1544.8628 | 1855.372 | 2162.3816 | 2476.5982 | 2793.7205 | 3104.011
| DCV_Com, E - Vent [Building w Gas Heat] | E | Yes | Hospital | Ventilation | RET | 392.1319 | 773.8007 | 1173.6212 | 1569.0469 | 1962.4327 | 2356.8712 | 2746.8642 | 3146.0122 | 3548.8513 | 3943.0121
| DCV_Com, E - Cool [Building w Oil Heat] | E | Yes | Hospital | Cooling | RET | 83.0559 | 163.8956 | 248.58 | 332.3335 | 415.655 | 499.1994 | 581.8023 | 666.3442 | 751.6679 | 835.1535
| DCV_Com, E - Vent [Building w Oil Heat] | E | Yes | Hospital | Ventilation | RET | 105.5055 | 208.1959 | 315.7701 | 422.1619 | 528.0048 | 634.1309 | 739.0609 | 846.4542 | 954.8406 | 1060.892
| DCV_Com, E - Cool [Building w Propane Heat] | E | Yes | Hospital | Cooling | RET | 25.0303 | 49.3927 | 74.9138 | 100.1544 | 125.2647 | 150.4423 | 175.3361 | 200.8142 | 226.528 | 251.6878
| DCV_Com, E - Vent [Building w Propane Heat] | E | Yes | Hospital | Ventilation | RET | 31.7959 | 62.7434 | 95.1627 | 127.2257 | 159.1233 | 191.1062 | 222.7287 | 255.0935 | 287.7576 | 319.718
| Controls for Unitary AC_Com, E - Cool | E | No | Hospital | Cooling | RET | 17.1762 | 33.894 | 51.407 | 68.7274 | 85.9585 | 103.2358 | 120.3182 | 137.8017 | 155.4469 | 172.712
| Optimized Unitary AC Sys_Com, E - Cool [Building w Elec Heat] | E | No | Hospital | Cooling | NC | 1.5149 | 2.9364 | 4.3054 | 5.6302 | 6.8836 | 8.1282 | 9.371 | 10.5807 | 11.7864 | 12.9772
| Optimized Unitary AC Sys_Com, E - Heat [Building w Elec Heat] | E | No | Hospital | Space Heating | NC | 1.666 | 3.2293 | 4.7349 | 6.192 | 7.5703 | 8.9391 | 10.3059 | 11.6362 | 12.9622 | 14.2719
| Optimized Unitary AC Sys_Com, E - Cool [Building w Gas Heat] | E | Yes | Hospital | Cooling | NC | 3.0934 | 5.9961 | 8.7917 | 11.4971 | 14.0565 | 16.5979 | 19.1359 | 21.606 | 24.0681 | 26.4998
| Optimized Unitary AC Sys_Com, E - Cool [Building w Oil Heat] | E | Yes | Hospital | Cooling | NC | 0.83231 | 1.6133 | 2.3655 | 3.0934 | 3.782 | 4.4658 | 5.1486 | 5.8132 | 6.4757 | 7.1299
| Optimized Unitary AC Sys_Com, E - Cool [Building w Propane Heat] | E | Yes | Hospital | Cooling | NC | 0.25083 | 0.48619 | 0.71287 | 0.93224 | 1.1398 | 1.3458 | 1.5516 | 1.7519 | 1.9516 | 2.1487
| Optimized Chiller Sys_Com, E - Cool | E | No | Hospital | Cooling | NC | 138.7975 | 269.0354 | 394.4692 | 515.8559 | 630.69 | 744.721 | 858.5949 | 969.4241 | 1079.8917 | 1188.9996
| Cool Roof_Com, E - Cool [Building w Elec Heat] | E | Yes | Hospital | Cooling | NC | 11.9399 | 23.1435 | 33.9339 | 44.3761 | 54.2546 | 64.064 | 73.8599 | 83.3939 | 92.8968 | 102.2827
| Cool Roof_Com, E - Cool [Building w Elec Heat] | E | No | Hospital | Cooling | RET | 62.5067 | 123.3456 | 187.0778 | 250.1096 | 312.8162 | 375.6905 | 437.8563 | 501.4814 | 565.6948 | 628.5249
| Cool Roof_Com, E - Heat [Building w Elec Heat] | E | Yes | Hospital | Space Heating | NC | -0.18953 | -0.36737 | -0.53865 | -0.7044 | -0.86121 | -1.0169 | -1.1724 | -1.3237 | -1.4746 | -1.6236
| Cool Roof_Com, E - Heat [Building w Elec Heat] | E | No | Hospital | Space Heating | RET | -0.99219 | -1.9579 | -2.9696 | -3.9701 | -4.9655 | -5.9635 | -6.9503 | -7.9602 | -8.9795 | -9.9768
| Cool Roof_Com, E - Cool [Building w Gas Heat] | E | No | Hospital | Cooling | NC | 24.3817 | 47.2598 | 69.294 | 90.6172 | 110.7894 | 130.8205 | 150.824 | 170.2927 | 189.6979 | 208.8642
| Cool Roof_Com, E - Cool [Building w Gas Heat] | E | No | Hospital | Cooling | RET | 127.6404 | 251.8751 | 382.0182 | 510.7308 | 638.7794 | 767.1706 | 894.1148 | 1024.039 | 1155.1647 | 1283.4656
| Cool Roof_Com, E - Cool [Building w Oil Heat] | E | No | Hospital | Cooling | NC | 6.56 | 12.7155 | 18.644 | 24.3811 | 29.8086 | 35.1981 | 40.5801 | 45.8183 | 51.0394 | 56.1962
| Cool Roof_Com, E - Cool [Building w Oil Heat] | E | No | Hospital | Cooling | RET | 34.3425 | 67.7686 | 102.7844 | 137.4153 | 171.8676 | 206.412 | 240.5672 | 275.5241 | 310.8043 | 345.3244
| Cool Roof_Com, E - Cool [Building w Propane Heat] | E | No | Hospital | Cooling | NC | 1.977 | 3.832 | 5.6187 | 7.3477 | 8.9833 | 10.6075 | 12.2295 | 13.8081 | 15.3816 | 16.9357
| Cool Roof_Com, E - Cool [Building w Propane Heat] | E | No | Hospital | Cooling | RET | 10.3497 | 20.4232 | 30.9758 | 41.4125 | 51.7952 | 62.2058 | 72.499 | 83.0339 | 93.6662 | 104.0694
| GSHP_Com, E - Cool | E | Yes | Hospital | Cooling | RET | 4.423 | 8.2997 | 11.9567 | 15.2136 | 18.1313 | 20.7657 | 23.1112 | 25.273 | 27.2377 | 28.9687
| GSHP_Com, E - Cool | E | Yes | Hospital | Cooling | REPL | 1.7781 | 3.1626 | 4.4317 | 5.5075 | 6.3994 | 7.1148 | 7.6454 | 8.0074 | 8.19 | 8.19
| GSHP_Com, E - Heat | E | Yes | Hospital | Space Heating | RET | 8.0162 | 15.0422 | 21.6701 | 27.5728 | 32.8608 | 37.6354 | 41.8865 | 45.8044 | 49.3652 | 52.5025
| GSHP_Com, E - Heat | E | Yes | Hospital | Space Heating | REPL | 3.2226 | 5.7319 | 8.032 | 9.9818 | 11.5982 | 12.8948 | 13.8564 | 14.5124 | 14.8435 | 14.8435
| Unitary HP_Com, E - Cool | E | Yes | Hospital | Cooling | NC | 0.4808 | 0.93195 | 1.3665 | 1.7869 | 2.1847 | 2.5797 | 2.9742 | 3.3581 | 3.7408 | 4.1187
| Unitary HP_Com, E - Cool | E | No | Hospital | Cooling | RET | 2.376 | 4.5772 | 6.7721 | 8.8384 | 10.795 | 12.6625 | 14.42 | 16.4109 | 18.6047 | 20.9232
| Unitary HP_Com, E - Cool | E | Yes | Hospital | Cooling | REPL | 3.2902 | 5.8522 | 8.2005 | 10.1912 | 11.8416 | 13.1654 | 14.1471 | 15.2029 | 16.3199 | 17.4633
| Unitary HP_Com, E - Heat | E | Yes | Hospital | Space Heating | NC | 0.28499 | 0.5524 | 0.80995 | 1.0592 | 1.295 | 1.5291 | 1.7629 | 1.9905 | 2.2173 | 2.4413
| Unitary HP_Com, E - Heat | E | No | Hospital | Space Heating | RET | 1.4083 | 2.7131 | 4.0141 | 5.2388 | 6.3986 | 7.5055 | 8.5473 | 9.7273 | 11.0277 | 12.4019
| Unitary HP_Com, E - Heat | E | Yes | Hospital | Space Heating | REPL | 1.9502 | 3.4688 | 4.8607 | 6.0407 | 7.019 | 7.8036 | 8.3855 | 9.0113 | 9.6734 | 10.3512
| PTHP_Com, E - Cool | E | Yes | Hospital | Cooling | NC | 0 | 0 | 0 | 0 | 0 | 0 | 0 | 0 | 0 | 0
| PTHP_Com, E - Cool | E | Yes | Hospital | Cooling | RET | 0 | 0 | 0 | 0 | 0 | 0 | 0 | 0 | 0 | 0
| PTHP_Com, E - Cool | E | Yes | Hospital | Cooling | REPL | 0 | 0 | 0 | 0 | 0 | 0 | 0 | 0 | 0 | 0
| PTHP_Com, E - Heat | E | Yes | Hospital | Space Heating | NC | 0 | 0 | 0 | 0 | 0 | 0 | 0 | 0 | 0 | 0
| PTHP_Com, E - Heat | E | Yes | Hospital | Space Heating | RET | 0 | 0 | 0 | 0 | 0 | 0 | 0 | 0 | 0 | 0
| PTHP_Com, E - Heat | E | Yes | Hospital | Space Heating | REPL | 0 | 0 | 0 | 0 | 0 | 0 | 0 | 0 | 0 | 0
| Minisplit Ductless HP_Com, E - Cool | E | Yes | Hospital | Cooling | RET | 61.041 | 115.0567 | 166.5016 | 212.7595 | 254.5987 | 292.7394 | 324.1291 | 354.7353 | 384.0071 | 411.2733
| Minisplit Ductless HP_Com, E - Cool | E | Yes | Hospital | Cooling | REPL | 43.6747 | 77.6822 | 108.8539 | 135.2789 | 157.1861 | 174.7587 | 187.7896 | 197.5865 | 203.9014 | 206.5844
| Minisplit Ductless HP_Com, E - Heat | E | Yes | Hospital | Space Heating | RET | 25.7001 | 48.4424 | 70.1022 | 89.5782 | 107.1938 | 123.2522 | 137.6874 | 151.6524 | 165.0043 | 177.4081
| Minisplit Ductless HP_Com, E - Heat | E | Yes | Hospital | Space Heating | REPL | 18.8626 | 33.5501 | 47.0128 | 58.4255 | 67.887 | 75.4764 | 81.1043 | 85.3355 | 88.0628 | 89.2216
| Programmable TStat_Com, E - Cool [Building w Elec Heat] | E | Yes | Hospital | Cooling | NC | 0 | 0 | 0 | 0 | 0 | 0 | 0 | 0 | 0 | 0
| Programmable TStat_Com, E - Heat [Building w Elec Heat] | E | Yes | Hospital | Space Heating | NC | 0 | 0 | 0 | 0 | 0 | 0 | 0 | 0 | 0 | 0
| Programmable TStat_Com, E - Cool [Building w Gas Heat] | E | Yes | Hospital | Cooling | NC | 0 | 0 | 0 | 0 | 0 | 0 | 0 | 0 | 0 | 0
| Programmable TStat_Com, E - Cool [Building w Gas Heat] | E | Yes | Hospital | Cooling | RET | 0 | 0 | 0 | 0 | 0 | 0 | 0 | 0 | 0 | 0
| Programmable TStat_Com, E - Cool [Building w Propane Heat] | E | Yes | Hospital | Cooling | NC | 0 | 0 | 0 | 0 | 0 | 0 | 0 | 0 | 0 | 0
| Programmable TStat_Com, E - Cool [Building w Propane Heat] | E | Yes | Hospital | Cooling | RET | 0 | 0 | 0 | 0 | 0 | 0 | 0 | 0 | 0 | 0
| Programmable TStat_Com, E - Cool [Building w Oil Heat] | E | Yes | Hospital | Cooling | NC | 0 | 0 | 0 | 0 | 0 | 0 | 0 | 0 | 0 | 0
| Programmable TStat_Com, E - Cool [Building w Oil Heat] | E | Yes | Hospital | Cooling | RET | 0 | 0 | 0 | 0 | 0 | 0 | 0 | 0 | 0 | 0
| Smart TStat_Com, E - Cool [Building w Elec Heat] | E | Yes | Hospital | Cooling | NC | 1.1212 | 2.1732 | 3.1864 | 4.167 | 5.0945 | 6.0157 | 6.9355 | 7.8308 | 8.7231 | 9.6044
| Smart TStat_Com, E - Cool [Building w Elec Heat] | E | Yes | Hospital | Cooling | RET | 4.1271 | 8.1442 | 12.3522 | 16.514 | 20.6544 | 24.8058 | 28.9104 | 33.1114 | 37.3512 | 41.4997
| Smart TStat_Com, E - Heat [Building w Elec Heat] | E | Yes | Hospital | Space Heating | NC | 0.3068 | 0.59469 | 0.87195 | 1.1403 | 1.3941 | 1.6462 | 1.8979 | 2.1429 | 2.387 | 2.6282
| Smart TStat_Com, E - Heat [Building w Elec Heat] | E | Yes | Hospital | Space Heating | RET | 1.1294 | 2.2286 | 3.3801 | 4.519 | 5.652 | 6.788 | 7.9112 | 9.0608 | 10.221 | 11.3563
| Smart TStat_Com, E - Cool [Building w Gas Heat] | E | Yes | Hospital | Cooling | NC | 2.2895 | 4.4377 | 6.5068 | 8.509 | 10.4032 | 12.2842 | 14.1625 | 15.9906 | 17.8128 | 19.6125
| Smart TStat_Com, E - Cool [Building w Gas Heat] | E | Yes | Hospital | Cooling | RET | 8.4277 | 16.6306 | 25.2236 | 33.7221 | 42.1768 | 50.6541 | 59.0359 | 67.6144 | 76.2722 | 84.7436
| Smart TStat_Com, E - Cool [Building w Propane Heat] | E | Yes | Hospital | Cooling | NC | 0.61599 | 1.194 | 1.7507 | 2.2894 | 2.799 | 3.3051 | 3.8105 | 4.3024 | 4.7926 | 5.2769
| Smart TStat_Com, E - Cool [Building w Propane Heat] | E | Yes | Hospital | Cooling | RET | 2.2675 | 4.4746 | 6.7866 | 9.0731 | 11.3479 | 13.6288 | 15.884 | 18.1921 | 20.5215 | 22.8008
| Smart TStat_Com, E - Cool [Building w Oil Heat] | E | Yes | Hospital | Cooling | NC | 0.18564 | 0.35983 | 0.5276 | 0.68995 | 0.84354 | 0.99606 | 1.1484 | 1.2966 | 1.4443 | 1.5903
| Smart TStat_Com, E - Cool [Building w Oil Heat] | E | Yes | Hospital | Cooling | RET | 0.68336 | 1.3485 | 2.0452 | 2.7343 | 3.4199 | 4.1073 | 4.7869 | 5.4825 | 6.1845 | 6.8714
| Windows_Com, E - Cool [Building w Elec Heat] | E | No | Hospital | Cooling | NC | 24.5212 | 47.5301 | 69.6904 | 91.1356 | 111.4232 | 131.5689 | 151.6868 | 171.2669 | 190.7831 | 210.059
| Windows_Com, E - Heat [Building w Elec Heat] | E | No | Hospital | Space Heating | NC | 0.84558 | 1.639 | 2.4032 | 3.1427 | 3.8423 | 4.537 | 5.2307 | 5.9059 | 6.5789 | 7.2436
| Windows_Com, E - Cool [Building w Gas Heat] | E | Yes | Hospital | Cooling | NC | 50.0729 | 97.0579 | 142.3097 | 186.1014 | 227.5293 | 268.6674 | 309.7488 | 349.7318 | 389.5844 | 428.9464
| Windows_Com, E - Cool [Building w Oil Heat] | E | Yes | Hospital | Cooling | NC | 13.4724 | 26.114 | 38.2893 | 50.0718 | 61.2182 | 72.2866 | 83.3398 | 94.0975 | 104.8201 | 115.4107
| Windows_Com, E - Cool [Building w Propane Heat] | E | No | Hospital | Cooling | NC | 4.0601 | 7.8699 | 11.5391 | 15.09 | 18.4491 | 21.7848 | 25.1159 | 28.3579 | 31.5893 | 34.781
| Window Film_Com, E - Cool [Building w Elec Heat] | E | No | Hospital | Cooling | RET | 0 | 0 | 0 | 0 | 0 | 0 | 0 | 0 | 0 | 0
| Window Film_Com, E - Heat [Building w Elec Heat] | E | No | Hospital | Space Heating | RET | 0 | 0 | 0 | 0 | 0 | 0 | 0 | 0 | 0 | 0
| Window Film_Com, E - Cool [Building w Gas Heat] | E | No | Hospital | Cooling | RET | 0 | 0 | 0 | 0 | 0 | 0 | 0 | 0 | 0 | 0
| Window Film_Com, E - Cool [Building w Oil Heat] | E | No | Hospital | Cooling | RET | 0 | 0 | 0 | 0 | 0 | 0 | 0 | 0 | 0 | 0
| Window Film_Com, E - Cool [Building w Propane Heat] | E | No | Hospital | Cooling | RET | 0 | 0 | 0 | 0 | 0 | 0 | 0 | 0 | 0 | 0
| Motors and Fans_Com, E - Vent | E | Yes | Hospital | Ventilation | NC | 10.0634 | 19.5062 | 28.6006 | 37.4016 | 45.7276 | 53.9953 | 62.2516 | 70.2872 | 78.2965 | 86.2073
| Motors and Fans_Com, E - Vent | E | Yes | Hospital | Ventilation | RET | 102.2665 | 191.95 | 276.5978 | 352.0271 | 419.6384 | 411.7797 | 405.7362 | 399.0825 | 394.3062 | 389.5733
| Motors and Fans_Com, E - Vent | E | Yes | Hospital | Ventilation | REPL | 68.8663 | 122.4893 | 171.6409 | 213.3078 | 247.8511 | 275.5596 | 296.1068 | 310.2823 | 317.6714 | 318.1329
| ECM Furnace Motors_Com, E - Vent | E | Yes | Hospital | Ventilation | RET | 136.7233 | 269.7984 | 409.2025 | 547.0742 | 684.2347 | 821.7623 | 957.7398 | 1096.9093 | 1237.3659 | 1374.7966
| VFD on HVAC System_Com, E - Vent | E | Yes | Hospital | Ventilation | RET | 1249.1848 | 2465.038 | 3738.7159 | 4998.3935 | 6251.5729 | 7508.1057 | 8750.4766 | 10022.012 | 11305.3061 | 12560.9541
| Kitchen DCV_Com, E - Vent [Building w Elec Heat] | E | Yes | Hospital | Ventilation | NC | 8.0366 | 15.5777 | 22.8405 | 29.869 | 36.5181 | 43.1208 | 49.7143 | 56.1315 | 62.5278 | 68.8453
| Kitchen DCV_Com, E - Vent [Building w Elec Heat] | E | Yes | Hospital | Ventilation | RET | 76.7205 | 144.4493 | 208.8009 | 266.5262 | 318.6129 | 365.982 | 408.4616 | 449.1098 | 487.5446 | 522.8537
| Kitchen DCV_Com, E - Vent [Building w Elec Heat] | E | Yes | Hospital | Ventilation | REPL | 54.9968 | 97.8203 | 137.0728 | 170.3481 | 197.9344 | 220.0625 | 236.4716 | 248.5386 | 255.9461 | 258.5259
| Kitchen DCV_Com, E - Heat [Building w Elec Heat] | E | Yes | Hospital | Space Heating | NC | 0.4209 | 0.81584 | 1.1962 | 1.5643 | 1.9125 | 2.2583 | 2.6036 | 2.9397 | 3.2747 | 3.6056
| Kitchen DCV_Com, E - Heat [Building w Elec Heat] | E | Yes | Hospital | Space Heating | RET | 4.018 | 7.5651 | 10.9354 | 13.9586 | 16.6865 | 19.1673 | 21.392 | 23.5209 | 25.5338 | 27.383
| Kitchen DCV_Com, E - Heat [Building w Elec Heat] | E | Yes | Hospital | Space Heating | REPL | 2.8803 | 5.1231 | 7.1788 | 8.9215 | 10.3663 | 11.5252 | 12.3845 | 13.0165 | 13.4045 | 13.5396
| Kitchen DCV_Com, E - Vent [Building w Gas Heat] | E | Yes | Hospital | Ventilation | NC | 16.411 | 31.81 | 46.641 | 60.9934 | 74.5711 | 88.0538 | 101.5179 | 114.6221 | 127.6835 | 140.5841
| Kitchen DCV_Com, E - Vent [Building w Gas Heat] | E | Yes | Hospital | Ventilation | RET | 156.6655 | 294.9696 | 426.3772 | 544.2539 | 650.6165 | 747.3456 | 834.09 | 917.0947 | 995.5798 | 1067.6819
| Kitchen DCV_Com, E - Vent [Building w Gas Heat] | E | Yes | Hospital | Ventilation | REPL | 112.305 | 199.7517 | 279.9066 | 347.8556 | 404.1876 | 449.3739 | 482.8816 | 507.5227 | 522.6492 | 527.9172
| Kitchen DCV_Com, E - Vent [Building w Oil Heat] | E | Yes | Hospital | Ventilation | NC | 4.4155 | 8.5587 | 12.549 | 16.4107 | 20.0638 | 23.6914 | 27.314 | 30.8398 | 34.354 | 37.825
| Kitchen DCV_Com, E - Vent [Building w Oil Heat] | E | Yes | Hospital | Ventilation | RET | 42.1518 | 79.3634 | 114.7195 | 146.4349 | 175.0524 | 201.078 | 224.4171 | 246.7501 | 267.867 | 287.2665
| Kitchen DCV_Com, E - Vent [Building w Oil Heat] | E | Yes | Hospital | Ventilation | REPL | 30.2164 | 53.7444 | 75.3106 | 93.5927 | 108.7492 | 120.9068 | 129.9223 | 136.5522 | 140.622 | 142.0394
| Kitchen DCV_Com, E - Vent [Building w Oil Heat] | E | Yes | Hospital | Ventilation | NC | 4.4155 | 8.5587 | 12.549 | 16.4107 | 20.0638 | 23.6914 | 27.314 | 30.8398 | 34.354 | 37.825
| Kitchen DCV_Com, E - Vent [Building w Oil Heat] | E | Yes | Hospital | Ventilation | RET | 42.1518 | 79.3634 | 114.7195 | 146.4349 | 175.0524 | 201.078 | 224.4171 | 246.7501 | 267.867 | 287.2665
| Kitchen DCV_Com, E - Vent [Building w Oil Heat] | E | Yes | Hospital | Ventilation | REPL | 30.2164 | 53.7444 | 75.3106 | 93.5927 | 108.7492 | 120.9068 | 129.9223 | 136.5522 | 140.622 | 142.0394
| Duct Sealing Regulated_Com, E - Vent [Building w Elec Heat] | E | Yes | Hospital | Ventilation | RET | 129.3915 | 255.3305 | 387.2591 | 517.7374 | 647.5427 | 777.6953 | 906.3811 | 1038.0877 | 1171.0123 | 1301.0732
| Duct Sealing Regulated_Com, E - Heat [Building w Elec Heat] | E | Yes | Hospital | Space Heating | RET | 3.2879 | 6.488 | 9.8403 | 13.1558 | 16.4542 | 19.7614 | 23.0313 | 26.378 | 29.7556 | 33.0605
| Duct Sealing Regulated_Com, E - Cool [Building w Elec Heat] | E | Yes | Hospital | Cooling | RET | 4.0776 | 8.0464 | 12.2039 | 16.3157 | 20.4063 | 24.5079 | 28.5632 | 32.7138 | 36.9027 | 41.0014
| Duct Sealing Regulated_Com, E - Vent [Building w Gas Heat] | E | Yes | Hospital | Ventilation | RET | 264.2211 | 521.3921 | 790.7939 | 1057.2344 | 1322.3004 | 1588.0757 | 1850.8556 | 2119.8042 | 2391.2399 | 2656.8281
| Duct Sealing Regulated_Com, E - Cool [Building w Gas Heat] | E | Yes | Hospital | Cooling | RET | 8.3265 | 16.4309 | 24.9207 | 33.3171 | 41.6703 | 50.0458 | 58.3269 | 66.8024 | 75.3563 | 83.7259
| Duct Sealing Non Regulated_Com, E - Vent [Building w Oil Heat] | E | Yes | Hospital | Ventilation | RET | 71.0903 | 140.2838 | 212.768 | 284.4555 | 355.7732 | 427.2817 | 497.9842 | 570.3465 | 643.378 | 714.8362
| Duct Sealing Non Regulated_Com, E - Cool [Building w Oil Heat] | E | Yes | Hospital | Cooling | RET | 2.2403 | 4.4208 | 6.7051 | 8.9642 | 11.2117 | 13.4651 | 15.6932 | 17.9736 | 20.2751 | 22.527
| Duct Sealing Non Regulated_Com, E - Vent [Building w Propane Heat] | E | Yes | Hospital | Ventilation | RET | 21.4243 | 42.2769 | 64.1213 | 85.7255 | 107.2183 | 128.7687 | 150.0761 | 171.8837 | 193.893 | 215.4281
| Duct Sealing Non Regulated_Com, E - Cool [Building w Propane Heat] | E | Yes | Hospital | Cooling | RET | 0.67515 | 1.3323 | 2.0207 | 2.7015 | 3.3788 | 4.0579 | 4.7294 | 5.4167 | 6.1102 | 6.7889
| Power Strip_Com, E - Plug [Tier 1] | E | Yes | Hospital | Plug Loads | NC | 0 | 0 | 0 | 0 | 0 | 0 | 0 | 0 | 0 | 0
| Power Strip_Com, E - Plug [Tier 1] | E | Yes | Hospital | Plug Loads | RET | 0 | 0 | 0 | 0 | 0 | 0 | 0 | 0 | 0 | 0
| Power Strip_Com, E - Plug [Tier 1] | E | Yes | Hospital | Plug Loads | REPL | 0 | 0 | 0 | 0 | 0 | 0 | 0 | 0 | 0 | 0
| Power Strip_Com, E - Plug [Tier 2] | E | Yes | Hospital | Plug Loads | NC | 75.7817 | 146.8899 | 215.3752 | 281.6508 | 344.3488 | 406.6083 | 468.782 | 529.2933 | 514.4348 | 504.1076
| Power Strip_Com, E - Plug [Tier 2] | E | Yes | Hospital | Plug Loads | RET | 777.8904 | 1462.1234 | 2109.8826 | 2688.8372 | 3221.4245 | 3716.1286 | 4170.1336 | 4602.3099 | 4384.8522 | 4358.8548
| Power Strip_Com, E - Plug [Tier 2] | E | Yes | Hospital | Plug Loads | REPL | 972.363 | 1729.4973 | 2423.4972 | 3011.8156 | 3514.648 | 3936.1544 | 4271.1702 | 4530.3918 | 3927.5775 | 3637.6358
| Computer Power Management_Com, E - Plug | E | Yes | Hospital | Plug Loads | RET | 547.0067 | 1079.4178 | 1637.1499 | 2188.7513 | 2737.5072 | 2740.7249 | 2752.3367 | 2751.3985 | 2761.74 | 2762.821
| Vending Machine Controls_Com, E - Plug [Non-Refrigerated] | E | No | Hospital | Plug Loads | RET | 37.9074 | 74.8033 | 113.4539 | 151.6797 | 189.7083 | 189.9313 | 190.7359 | 190.6709 | 191.3876 | 191.4625
| Vending Machine Controls_Com, E - Plug [Refrigerated] | E | Yes | Hospital | Plug Loads | RET | 113.7221 | 224.4098 | 340.3617 | 455.039 | 569.1248 | 569.7938 | 572.2078 | 572.0128 | 574.1628 | 574.3875
| Ovens_Com, E - Cook | E | Yes | Hospital | Cooking | NC | 14.4801 | 28.0672 | 41.1532 | 53.8169 | 65.797 | 77.6933 | 89.5733 | 101.1356 | 112.6602 | 124.0429
| Ovens_Com, E - Cook | E | Yes | Hospital | Cooking | REPL | 123.8639 | 244.4228 | 370.7153 | 495.6196 | 619.8796 | 744.4721 | 867.6604 | 993.7405 | 1120.9865 | 1245.4913
| Fryers_Com, E - Cook | E | Yes | Hospital | Cooking | NC | 2.3759 | 4.6053 | 6.7525 | 8.8304 | 10.7961 | 12.748 | 14.6973 | 16.5945 | 18.4855 | 20.3532
| Fryers_Com, E - Cook | E | Yes | Hospital | Cooking | REPL | 20.3238 | 40.1053 | 60.8276 | 81.3221 | 101.7109 | 122.1542 | 142.3671 | 163.0546 | 183.9333 | 204.3622
| Griddles_Com, E - Cook | E | Yes | Hospital | Cooking | NC | 0.66267 | 1.2845 | 1.8833 | 2.4629 | 3.0112 | 3.5556 | 4.0993 | 4.6284 | 5.1558 | 5.6767
| Griddles_Com, E - Cook | E | Yes | Hospital | Cooking | REPL | 5.6685 | 11.1858 | 16.9655 | 22.6817 | 28.3683 | 34.0702 | 39.7079 | 45.4778 | 51.3011 | 56.999
| Hot Food Holding Cabinet_Com, E - Cook | E | Yes | Hospital | Cooking | NC | 2.8836 | 5.5893 | 8.1952 | 10.7171 | 13.1028 | 15.4718 | 17.8376 | 20.1401 | 22.4351 | 24.7019
| Hot Food Holding Cabinet_Com, E - Cook | E | Yes | Hospital | Cooking | REPL | 24.6662 | 48.6743 | 73.8241 | 98.6975 | 123.4426 | 148.2539 | 172.7856 | 197.8931 | 223.2328 | 248.0267
| Steamers_Com, E - Cook | E | Yes | Hospital | Cooking | NC | 2.2639 | 4.3882 | 6.4341 | 8.414 | 10.2871 | 12.147 | 14.0044 | 15.8121 | 17.6139 | 19.3936
| Steamers_Com, E - Cook | E | Yes | Hospital | Cooking | REPL | 19.3656 | 38.2145 | 57.9598 | 77.4881 | 96.9156 | 116.3951 | 135.6551 | 155.3672 | 175.2616 | 194.7274
| ES Refrigerator and Freezer_Com, E - Refr | E | Yes | Hospital | Refrigeration | NC | 22.6696 | 43.9411 | 64.428 | 84.2539 | 103.0096 | 121.6341 | 140.2329 | 158.3345 | 176.377 | 194.1974
| ES Refrigerator and Freezer_Com, E - Refr | E | Yes | Hospital | Refrigeration | REPL | 193.9172 | 382.6602 | 580.3796 | 775.9256 | 970.4629 | 1165.5208 | 1358.3802 | 1555.767 | 1754.9792 | 1949.8997
| Anti Sweat Heat Control_Com, E - Refr | E | Yes | Hospital | Refrigeration | NC | 15.7814 | 30.5896 | 44.8516 | 58.6534 | 71.7102 | 84.6756 | 97.6232 | 110.2246 | 122.7849 | 135.1906
| Anti Sweat Heat Control_Com, E - Refr | E | Z | Hospital | Refrigeration | RET | 0 | 0 | 0 | 0 | 0 | 0 | 0 | 0 | 0 | 0
| Case Night Covers_Com, E - Refr | E | Z | Hospital | Refrigeration | RET | 0 | 0 | 0 | 0 | 0 | 0 | 0 | 0 | 0 | 0
| Loading Dock Pit Seals_Com, E - Refr | E | No | Hospital | Refrigeration | NC | 6.3682 | 12.3436 | 18.0987 | 23.668 | 28.9367 | 34.1686 | 39.3932 | 44.4782 | 49.5465 | 54.5525
| Loading Dock Pit Seals_Com, E - Refr | E | No | Hospital | Refrigeration | RET | 65.3686 | 128.9929 | 195.6432 | 261.5608 | 327.1384 | 392.8915 | 457.9035 | 524.4416 | 591.5951 | 657.3019
| ECM Comp Cond Fan Motor_Com, E - Refr | E | Yes | Hospital | Refrigeration | NC | 4.2632 | 8.2635 | 12.1162 | 15.8446 | 19.3717 | 22.8742 | 26.3718 | 29.776 | 33.169 | 36.5203
| ECM Comp Cond Fan Motor_Com, E - Refr | E | Z | Hospital | Refrigeration | RET | 0 | 0 | 0 | 0 | 0 | 0 | 0 | 0 | 0 | 0
| ECM Comp Cond Fan Motor_Com, E - Refr | E | Yes | Hospital | Refrigeration | REPL | 29.1741 | 51.8905 | 72.7128 | 90.3643 | 104.9979 | 116.7362 | 125.4407 | 135.8798 | 147.9599 | 161.2909
| Evap Fan Motor Replacement_Com, E - Refr | E | Yes | Hospital | Refrigeration | NC | 7.9289 | 15.3688 | 22.5343 | 29.4686 | 36.0286 | 42.5427 | 49.0478 | 55.379 | 61.6895 | 67.9224
| Evap Fan Motor Replacement_Com, E - Refr | E | Z | Hospital | Refrigeration | RET | 0 | 0 | 0 | 0 | 0 | 0 | 0 | 0 | 0 | 0
| Evap Fan Motor Replacement_Com, E - Refr | E | Yes | Hospital | Refrigeration | REPL | 54.2595 | 96.5089 | 135.2353 | 168.0644 | 195.281 | 217.1124 | 233.3015 | 245.0697 | 252.1016 | 254.241
| Evap Fan Speed Controls_Com, E - Refr | E | Yes | Hospital | Refrigeration | NC | 12.4344 | 24.1019 | 35.3391 | 46.2137 | 56.5013 | 66.7169 | 76.9184 | 86.8472 | 96.7436 | 106.5182
| Evap Fan Speed Controls_Com, E - Refr | E | Z | Hospital | Refrigeration | RET | 0 | 0 | 0 | 0 | 0 | 0 | 0 | 0 | 0 | 0
| LowHeat NoHeat Doors_Com, E - Refr | E | Yes | Hospital | Refrigeration | NC | 7.4009 | 14.3454 | 21.0338 | 27.5063 | 33.6295 | 39.7098 | 45.7817 | 51.6913 | 57.5817 | 63.3995
| LowHeat NoHeat Doors_Com, E - Refr | E | Yes | Hospital | Refrigeration | RET | 68.3726 | 134.9209 | 204.6341 | 273.5811 | 342.1723 | 410.9471 | 478.9468 | 548.5428 | 618.7823 | 687.5087
| Refrigerated Vending Machine_Com, E - Refr | E | Yes | Hospital | Refrigeration | NC | 3.5288 | 6.8399 | 10.0289 | 13.1151 | 16.0346 | 18.9337 | 21.8288 | 24.6465 | 27.455 | 30.229
| Refrigerated Vending Machine_Com, E - Refr | E | Yes | Hospital | Refrigeration | REPL | 25.8732 | 51.056 | 77.4365 | 103.527 | 129.4829 | 155.5082 | 181.2403 | 207.5764 | 234.156 | 260.1631
| Walk In Refrigeration_Com, E - Refr | E | Yes | Hospital | Refrigeration | NC | 17.7075 | 34.323 | 50.3256 | 65.8119 | 80.4622 | 95.01 | 109.5378 | 123.6772 | 137.7704 | 151.6902
| Refrigeration Tune Up_Com, E - Refr | E | Yes | Hospital | Refrigeration | RET | 83.3629 | 164.5014 | 249.4988 | 333.5618 | 417.1913 | 501.0445 | 583.9526 | 585.4442 | 589.9448 | 588.7416
| ES Ice Machine_Com, E - Refr | E | Yes | Hospital | Refrigeration | NC | 2.7276 | 5.287 | 7.752 | 10.1375 | 12.3942 | 14.6351 | 16.873 | 19.051 | 21.2218 | 23.366
| ES Ice Machine_Com, E - Refr | E | Yes | Hospital | Refrigeration | REPL | 23.3323 | 46.042 | 69.8318 | 93.3601 | 116.767 | 140.2366 | 163.4416 | 187.1914 | 211.1607 | 234.6138
| Walk In Cooler Retroft_Com, E - Refr | E | Yes | Hospital | Refrigeration | RET | 34.1459 | 67.3808 | 102.1962 | 136.6289 | 170.8841 | 205.2309 | 239.1905 | 273.9474 | 309.0257 | 343.3483
| HE Built Up Refrig_Com, E - Refr | E | Yes | Hospital | Refrigeration | NC | 10.4158 | 20.1892 | 29.6021 | 38.7113 | 47.3288 | 55.886 | 64.4314 | 72.7483 | 81.0381 | 89.2259
| HE Built Up Refrig_Com, E - Refr | E | No | Hospital | Refrigeration | RET | 79.6169 | 157.1095 | 238.2875 | 318.5732 | 377.7443 | 437.6815 | 495.7579 | 555.925 | 616.9493 | 676.156
| Door Gasket Replacement_Com, E - Refr | E | Z | Hospital | Refrigeration | RET | 0 | 0 | 0 | 0 | 0 | 0 | 0 | 0 | 0 | 0
| EnergyStar Dehumidifier_Com, E - Appl | E | Yes | Hospital | Appliances | NC | 1.3231 | 2.5646 | 3.7604 | 4.9175 | 6.0122 | 7.0992 | 8.1848 | 9.2413 | 10.2943 | 11.3344
| EnergyStar Dehumidifier_Com, E - Appl | E | Yes | Hospital | Appliances | REPL | 11.3181 | 22.3342 | 33.8741 | 45.2873 | 56.6416 | 68.0262 | 79.2825 | 90.8031 | 102.4302 | 113.8069
| Clothes Washer Elec WH_Com, E - Appl [unit w/ elec dry - Washer] | E | Yes | Hospital | Appliances | NC | 5.4693 | 10.6013 | 15.5439 | 20.3271 | 24.8521 | 29.3455 | 33.8326 | 32.7747 | 32.084 | 31.5723
| Clothes Washer Elec WH_Com, E - Appl [unit w/ elec dry - Washer] | E | Yes | Hospital | Appliances | REPL | 80.2021 | 158.2641 | 240.0387 | 320.9145 | 401.373 | 482.0468 | 561.8114 | 563.2464 | 567.5763 | 566.4187
| Clothes Washer Elec WH_Com, E - Appl [unit w/ elec dry - Dryer] | E | Yes | Hospital | Appliances | NC | 0.77955 | 1.511 | 2.2155 | 2.8973 | 3.5422 | 4.1827 | 4.8222 | 4.6714 | 4.573 | 4.5001
| Clothes Washer Elec WH_Com, E - Appl [unit w/ elec dry - Dryer] | E | Yes | Hospital | Appliances | REPL | 11.4314 | 22.5577 | 34.2132 | 45.7406 | 57.2086 | 68.7072 | 80.0762 | 80.2807 | 80.8979 | 80.7329
| Clothes Washer Elec WH_Com, E - HWat [unit w/ elec dry - Water Heater] | E | Yes | Hospital | Water Heating | NC | 0.36805 | 0.71339 | 1.046 | 1.3679 | 1.6724 | 1.9748 | 2.2767 | 2.2055 | 2.159 | 2.1246
| Clothes Washer Elec WH_Com, E - HWat [unit w/ elec dry - Water Heater] | E | Yes | Hospital | Water Heating | REPL | 5.3971 | 10.6501 | 16.153 | 21.5954 | 27.0097 | 32.4385 | 37.8062 | 37.9027 | 38.1941 | 38.1162
| Clothes Washer Elec WH_Com, E - Appl [unit w/ gas dry - Washer] | E | Yes | Hospital | Appliances | NC | 1.3673 | 2.6503 | 3.886 | 5.0818 | 6.213 | 7.3364 | 8.4582 | 8.1937 | 8.021 | 7.8931
| Clothes Washer Elec WH_Com, E - Appl [unit w/ gas dry - Washer] | E | Yes | Hospital | Appliances | REPL | 20.0505 | 39.566 | 60.0097 | 80.2286 | 100.3432 | 120.5117 | 140.4529 | 140.8116 | 141.8941 | 141.6047
| Clothes Washer Elec WH_Com, E - HWat [unit w/ gas dry - Water Heater] | E | Yes | Hospital | Water Heating | NC | 0.092011 | 0.17835 | 0.2615 | 0.34197 | 0.4181 | 0.49369 | 0.56918 | 0.55138 | 0.53976 | 0.53115
| Clothes Washer Elec WH_Com, E - HWat [unit w/ gas dry - Water Heater] | E | Yes | Hospital | Water Heating | REPL | 1.3493 | 2.6625 | 4.0383 | 5.3988 | 6.7524 | 8.1096 | 9.4515 | 9.4757 | 9.5485 | 9.529
| Clothes Washer Elec WH_Com, E - Appl [unit w/ propane dry - Washer] | E | Yes | Hospital | Appliances | NC | 0.54693 | 1.0601 | 1.5544 | 2.0327 | 2.4852 | 2.9345 | 3.3833 | 3.2775 | 3.2084 | 3.1572
| Clothes Washer Elec WH_Com, E - Appl [unit w/ propane dry - Washer] | E | Yes | Hospital | Appliances | REPL | 8.0202 | 15.8264 | 24.0039 | 32.0914 | 40.1373 | 48.2047 | 56.1811 | 56.3246 | 56.7576 | 56.6419
| Clothes Washer Elec WH_Com, E - HWat [unit w/ propane dry - Water Heater] | E | Yes | Hospital | Water Heating | NC | 0.036805 | 0.071339 | 0.1046 | 0.13679 | 0.16724 | 0.19748 | 0.22767 | 0.22055 | 0.2159 | 0.21246
| Clothes Washer Elec WH_Com, E - HWat [unit w/ propane dry - Water Heater] | E | Yes | Hospital | Water Heating | REPL | 0.53971 | 1.065 | 1.6153 | 2.1595 | 2.701 | 3.2439 | 3.7806 | 3.7903 | 3.8194 | 3.8116
| Clothes Washer Gas WH_Com, E - Appl [unit w/ elec dry - Washer] | E | Yes | Hospital | Appliances | NC | 2.7346 | 5.3006 | 7.772 | 10.1636 | 12.4261 | 14.6727 | 16.9163 | 16.3873 | 16.042 | 15.7862
| Clothes Washer Gas WH_Com, E - Appl [unit w/ elec dry - Washer] | E | Yes | Hospital | Appliances | REPL | 40.101 | 79.1321 | 120.0194 | 160.4572 | 200.6865 | 241.0234 | 280.9057 | 281.6232 | 283.7882 | 283.2094
| Clothes Washer Gas WH_Com, E - Appl [unit w/ elec dry - Dryer] | E | Yes | Hospital | Appliances | NC | 0.38977 | 0.75551 | 1.1078 | 1.4486 | 1.7711 | 2.0913 | 2.4111 | 2.3357 | 2.2865 | 2.25
| Clothes Washer Gas WH_Com, E - Appl [unit w/ elec dry - Dryer] | E | Yes | Hospital | Appliances | REPL | 5.7157 | 11.2789 | 17.1066 | 22.8703 | 28.6043 | 34.3536 | 40.0381 | 40.1404 | 40.4489 | 40.3664
| Clothes Washer Gas WH_Com, E - Appl [unit w/ gas dry - Washer] | E | Yes | Hospital | Appliances | NC | 10.6651 | 20.6724 | 30.3107 | 39.6379 | 48.4617 | 57.2237 | 65.9737 | 63.9106 | 62.5638 | 61.566
| Clothes Washer Gas WH_Com, E - Appl [unit w/ gas dry - Washer] | E | Yes | Hospital | Appliances | REPL | 156.394 | 308.615 | 468.0755 | 625.7832 | 782.6773 | 939.9913 | 1095.5322 | 1098.3305 | 1106.7739 | 1104.5166
| Clothes Washer Gas WH_Com, E - Appl [unit w/ propane dry - Washer] | E | Yes | Hospital | Appliances | NC | 0.54693 | 1.0601 | 1.5544 | 2.0327 | 2.4852 | 2.9345 | 3.3833 | 3.2775 | 3.2084 | 3.1572
| Clothes Washer Gas WH_Com, E - Appl [unit w/ propane dry - Washer] | E | Yes | Hospital | Appliances | REPL | 8.0202 | 15.8264 | 24.0039 | 32.0914 | 40.1373 | 48.2047 | 56.1811 | 56.3246 | 56.7576 | 56.6419
| Clothes Washer Oil WH_Com, E - Appl [unit w/ elec dry - Washer] | E | Yes | Hospital | Appliances | NC | 3.2816 | 6.3608 | 9.3264 | 12.1963 | 14.9113 | 17.6073 | 20.2996 | 19.6648 | 19.2504 | 18.9434
| Clothes Washer Oil WH_Com, E - Appl [unit w/ elec dry - Washer] | E | Yes | Hospital | Appliances | REPL | 48.1212 | 94.9585 | 144.0232 | 192.5487 | 240.8238 | 289.2281 | 337.0868 | 337.9478 | 340.5458 | 339.8512
| Clothes Washer Oil WH_Com, E - Appl [unit w/ elec dry - Dryer] | E | Yes | Hospital | Appliances | NC | 0.46773 | 0.90661 | 1.3293 | 1.7384 | 2.1253 | 2.5096 | 2.8933 | 2.8029 | 2.7438 | 2.7
| Clothes Washer Oil WH_Com, E - Appl [unit w/ elec dry - Dryer] | E | Yes | Hospital | Appliances | REPL | 6.8588 | 13.5346 | 20.5279 | 27.4444 | 34.3251 | 41.2243 | 48.0457 | 48.1684 | 48.5387 | 48.4397
| Clothes Washer Oil WH_Com, E - Appl [unit w/ gas dry - Washer] | E | Yes | Hospital | Appliances | NC | 0.54693 | 1.0601 | 1.5544 | 2.0327 | 2.4852 | 2.9345 | 3.3833 | 3.2775 | 3.2084 | 3.1572
| Clothes Washer Oil WH_Com, E - Appl [unit w/ gas dry - Washer] | E | Yes | Hospital | Appliances | REPL | 8.0202 | 15.8264 | 24.0039 | 32.0914 | 40.1373 | 48.2047 | 56.1811 | 56.3246 | 56.7576 | 56.6419
| Clothes Washer Oil WH_Com, E - Appl [unit w/ propane dry - Washer] | E | Yes | Hospital | Appliances | NC | 0.82039 | 1.5902 | 2.3316 | 3.0491 | 3.7278 | 4.4018 | 5.0749 | 4.9162 | 4.8126 | 4.7358
| Clothes Washer Oil WH_Com, E - Appl [unit w/ propane dry - Washer] | E | Yes | Hospital | Appliances | REPL | 12.0303 | 23.7396 | 36.0058 | 48.1372 | 60.2059 | 72.307 | 84.2717 | 84.487 | 85.1365 | 84.9628
| Clothes Washer Propane WH_Com, E - Appl [unit w/ elec dry - Washer] | E | Yes | Hospital | Appliances | NC | 0.54693 | 1.0601 | 1.5544 | 2.0327 | 2.4852 | 2.9345 | 3.3833 | 3.2775 | 3.2084 | 3.1572
| Clothes Washer Propane WH_Com, E - Appl [unit w/ elec dry - Washer] | E | Yes | Hospital | Appliances | REPL | 8.0202 | 15.8264 | 24.0039 | 32.0914 | 40.1373 | 48.2047 | 56.1811 | 56.3246 | 56.7576 | 56.6419
| Clothes Washer Propane WH_Com, E - Appl [unit w/ elec dry - Dryer] | E | Yes | Hospital | Appliances | NC | 0.077955 | 0.1511 | 0.22155 | 0.28973 | 0.35422 | 0.41827 | 0.48222 | 0.46714 | 0.4573 | 0.45001
| Clothes Washer Propane WH_Com, E - Appl [unit w/ elec dry - Dryer] | E | Yes | Hospital | Appliances | REPL | 1.1431 | 2.2558 | 3.4213 | 4.5741 | 5.7209 | 6.8707 | 8.0076 | 8.0281 | 8.0898 | 8.0733
| Clothes Washer Propane WH_Com, E - Appl [unit w/ gas dry - Washer] | E | Yes | Hospital | Appliances | NC | 0.27346 | 0.53006 | 0.7772 | 1.0164 | 1.2426 | 1.4673 | 1.6916 | 1.6387 | 1.6042 | 1.5786
| Clothes Washer Propane WH_Com, E - Appl [unit w/ gas dry - Washer] | E | Yes | Hospital | Appliances | REPL | 4.0101 | 7.9132 | 12.0019 | 16.0457 | 20.0686 | 24.1023 | 28.0906 | 28.1623 | 28.3788 | 28.3209
| Clothes Washer Propane WH_Com, E - Appl [unit w/ propane dry - Washer] | E | Yes | Hospital | Appliances | NC | 0.54693 | 1.0601 | 1.5544 | 2.0327 | 2.4852 | 2.9345 | 3.3833 | 3.2775 | 3.2084 | 3.1572
| Clothes Washer Propane WH_Com, E - Appl [unit w/ propane dry - Washer] | E | Yes | Hospital | Appliances | REPL | 8.0202 | 15.8264 | 24.0039 | 32.0914 | 40.1373 | 48.2047 | 56.1811 | 56.3246 | 56.7576 | 56.6419
| Ozone Laundry_Com, E - HWat | E | Yes | Hospital | Water Heating | RET | 11.7794 | 23.2445 | 35.2548 | 47.1332 | 58.9502 | 70.7989 | 82.5141 | 94.5042 | 106.6052 | 118.4456
| Dishwasher_Com, E - Appl [Building w elec WH] | E | Yes | Hospital | Appliances | NC | 1.9171 | 3.716 | 5.4485 | 7.1252 | 8.7113 | 10.2863 | 11.8592 | 13.39 | 14.9158 | 16.4228
| Dishwasher_Com, E - Appl [Building w elec WH] | E | Yes | Hospital | Appliances | REPL | 15.5565 | 30.6979 | 46.5594 | 62.2466 | 77.8528 | 93.5008 | 108.9724 | 124.8072 | 140.7885 | 156.4255
| Dishwasher_Com, E - HWat [Building w elec WH] | E | Yes | Hospital | Water Heating | NC | 0.036155 | 0.07008 | 0.10275 | 0.13437 | 0.16429 | 0.19399 | 0.22365 | 0.25252 | 0.2813 | 0.30972
| Dishwasher_Com, E - HWat [Building w elec WH] | E | Yes | Hospital | Water Heating | REPL | 0.29338 | 0.57893 | 0.87807 | 1.1739 | 1.4682 | 1.7633 | 2.0551 | 2.3537 | 2.6551 | 2.95
| Dishwasher_Com, E - Appl [Building w gas WH] | E | Yes | Hospital | Appliances | NC | 4.7928 | 9.29 | 13.6213 | 17.8129 | 21.7782 | 25.7158 | 29.6479 | 33.475 | 37.2895 | 41.0571
| Dishwasher_Com, E - Appl [Building w gas WH] | E | Yes | Hospital | Appliances | REPL | 38.8912 | 76.7447 | 116.3985 | 155.6164 | 194.632 | 233.752 | 272.431 | 312.0181 | 351.9713 | 391.0637
| Dishwasher_Com, E - Appl [Building w oil WH] | E | Yes | Hospital | Appliances | NC | 0.47928 | 0.929 | 1.3621 | 1.7813 | 2.1778 | 2.5716 | 2.9648 | 3.3475 | 3.7289 | 4.1057
| Dishwasher_Com, E - Appl [Building w oil WH] | E | Yes | Hospital | Appliances | REPL | 3.8891 | 7.6745 | 11.6398 | 15.5616 | 19.4632 | 23.3752 | 27.2431 | 31.2018 | 35.1971 | 39.1064
| Dishwasher_Com, E - Appl [Building w propane WH] | E | Yes | Hospital | Appliances | NC | 0.47928 | 0.929 | 1.3621 | 1.7813 | 2.1778 | 2.5716 | 2.9648 | 3.3475 | 3.7289 | 4.1057
| Dishwasher_Com, E - Appl [Building w propane WH] | E | Yes | Hospital | Appliances | REPL | 3.8891 | 7.6745 | 11.6398 | 15.5616 | 19.4632 | 23.3752 | 27.2431 | 31.2018 | 35.1971 | 39.1064
| Faucet Aerator_Com, E - HWat | E | Yes | Hospital | Water Heating | RET | 1.198 | 2.3641 | 3.5856 | 4.7936 | 5.9955 | 7.2006 | 8.392 | 9.6115 | 10.8422 | 12.0464
| Heat Pump Water Heater_Com, E - HWat | E | Yes | Hospital | Water Heating | NC | 3.9129 | 7.5845 | 11.1206 | 14.5426 | 17.78 | 20.9946 | 24.2049 | 27.3293 | 30.4435 | 33.5194
| Heat Pump Water Heater_Com, E - HWat | E | Yes | Hospital | Water Heating | RET | 38.9603 | 73.2028 | 105.5942 | 134.5222 | 160.5095 | 184.4306 | 206.1755 | 226.6686 | 245.7452 | 262.9919
| Heat Pump Water Heater_Com, E - HWat | E | Yes | Hospital | Water Heating | REPL | 40.1653 | 71.4401 | 100.1071 | 124.4087 | 144.5555 | 161.1202 | 173.9029 | 183.3062 | 189.0829 | 191.1016
| Clothes Dryer_Com, E - Appl | E | Yes | Hospital | Appliances | NC | 2.7949 | 5.4175 | 7.9434 | 10.3877 | 12.7001 | 14.9963 | 17.2894 | 19.5211 | 21.7456 | 23.9427
| Clothes Dryer_Com, E - Appl | E | Yes | Hospital | Appliances | RET | 27.2996 | 51.3424 | 74.1321 | 94.5265 | 112.8852 | 129.5413 | 144.4428 | 158.5633 | 171.782 | 183.8017
| Clothes Dryer_Com, E - Appl | E | Yes | Hospital | Appliances | REPL | 20.4927 | 36.4494 | 51.0755 | 63.4744 | 73.7535 | 81.9988 | 88.1131 | 92.5256 | 95.1166 | 95.8295
| Pnemautic to DDC_Com, E - TotE [Building w Elec Heat] | E | Yes | Hospital | Total Electric | RET | 82.0622 | 161.9349 | 245.6061 | 328.3577 | 410.6823 | 493.2273 | 574.8419 | 658.3724 | 742.6754 | 825.1622
| Pnemautic to DDC_Com, E - TotE [Building w Gas Heat] | E | Yes | Hospital | Total Electric | RET | 86.8899 | 171.4614 | 260.055 | 347.6747 | 434.8425 | 522.2435 | 608.6595 | 697.1041 | 786.3665 | 873.706
| Pnemautic to DDC_Com, E - TotE [Building w Oil Heat] | E | Yes | Hospital | Total Electric | RET | 23.3783 | 46.1328 | 69.9694 | 93.5441 | 116.9971 | 140.5129 | 163.7636 | 187.5602 | 211.5768 | 235.0761
| Pnemautic to DDC_Com, E - TotE [Building w Propane Heat] | E | No | Hospital | Total Electric | RET | 7.0454 | 13.9029 | 21.0865 | 28.1911 | 35.2591 | 42.346 | 49.353 | 56.5245 | 63.7623 | 70.8442
| Data Center_Com, E - TotE [Building w Elec Heat] | E | Yes | Hospital | Total Electric | NC | 3.0975 | 6.0039 | 8.8031 | 11.5121 | 14.0747 | 16.6195 | 19.1608 | 21.6341 | 24.0993 | 26.5342
| Data Center_Com, E - TotE [Building w Elec Heat] | E | Yes | Hospital | Total Electric | RET | 50.8722 | 100.3869 | 152.2565 | 203.556 | 254.5908 | 305.7622 | 356.3569 | 408.1393 | 460.4005 | 511.5359
| Data Center_Com, E - TotE [Building w Gas Heat] | E | Yes | Hospital | Total Electric | NC | 6.3251 | 12.2601 | 17.9763 | 23.5079 | 28.741 | 33.9375 | 39.1268 | 44.1774 | 49.2115 | 54.1836
| Data Center_Com, E - TotE [Building w Gas Heat] | E | Yes | Hospital | Total Electric | RET | 103.8824 | 204.9929 | 310.9121 | 415.6671 | 519.8816 | 624.3751 | 727.6908 | 833.4318 | 940.1507 | 1044.5706
| Data Center_Com, E - TotE [Building w Oil Heat] | E | Yes | Hospital | Total Electric | NC | 1.7018 | 3.2987 | 4.8366 | 6.325 | 7.7329 | 9.1311 | 10.5273 | 11.8862 | 13.2407 | 14.5784
| Data Center_Com, E - TotE [Building w Oil Heat] | E | Yes | Hospital | Total Electric | RET | 27.9502 | 55.1546 | 83.6528 | 111.8378 | 139.8774 | 167.992 | 195.7897 | 224.24 | 252.9534 | 281.0482
| Data Center_Com, E - TotE [Building w Propane Heat] | E | Yes | Hospital | Total Electric | NC | 0.51287 | 0.99411 | 1.4576 | 1.9061 | 2.3305 | 2.7518 | 3.1726 | 3.5821 | 3.9903 | 4.3935
| Data Center_Com, E - TotE [Building w Propane Heat] | E | Yes | Hospital | Total Electric | RET | 8.4233 | 16.6218 | 25.2102 | 33.7042 | 42.1544 | 50.6273 | 59.0046 | 67.5786 | 76.2318 | 84.6987
| RCx_Com, E - TotE [Building w Elec Heat] | E | Yes | Hospital | Total Electric | RET | 352.1861 | 694.975 | 1054.0666 | 1409.211 | 1762.5233 | 2116.7811 | 2467.0462 | 2825.5337 | 2835.1502 | 2846.3697
| RCx_Com, E - TotE [Building w Gas Heat] | E | Yes | Hospital | Total Electric | RET | 719.174 | 1419.1585 | 2152.4335 | 2877.6484 | 3599.1221 | 4322.5265 | 5037.7776 | 5769.8192 | 5789.4563 | 5812.3668
| RCx_Com, E - TotE [Building w Oil Heat] | E | Yes | Hospital | Total Electric | RET | 193.4982 | 381.8334 | 579.1257 | 774.2493 | 968.3663 | 1163.0027 | 1355.4455 | 1552.4058 | 1557.6894 | 1563.8536
| RCx_Com, E - TotE [Building w Propane Heat] | E | Yes | Hospital | Total Electric | RET | 58.314 | 115.072 | 174.5294 | 233.3333 | 291.8338 | 350.4908 | 408.4867 | 467.8441 | 469.4364 | 471.2941
| Commissioning_Com, E - TotE [Building w Elec Heat] | E | Yes | Hospital | Total Electric | NC | 0 | 0 | 0 | 0 | 0 | 0 | 0 | 0 | 0 | 0
| Commissioning_Com, E - TotE [Building w Gas Heat] | E | Yes | Hospital | Total Electric | NC | 0 | 0 | 0 | 0 | 0 | 0 | 0 | 0 | 0 | 0
| Commissioning_Com, E - TotE [Building w Oil Heat] | E | Yes | Hospital | Total Electric | NC | 0 | 0 | 0 | 0 | 0 | 0 | 0 | 0 | 0 | 0
| Commissioning_Com, E - TotE [Building w Propane Heat] | E | Yes | Hospital | Total Electric | NC | 0 | 0 | 0 | 0 | 0 | 0 | 0 | 0 | 0 | 0
| Integrated Building Design_Com, E - TotE [Building w Elec Heat] | E | Yes | Hospital | Total Electric | NC | 22.9906 | 44.5634 | 65.3404 | 85.4471 | 104.4684 | 123.3566 | 142.2188 | 160.5767 | 178.8747 | 196.9475
| Integrated Building Design_Com, E - TotE [Building w Gas Heat] | E | Yes | Hospital | Total Electric | NC | 46.9475 | 90.9997 | 133.427 | 174.4853 | 213.3273 | 251.8977 | 290.4148 | 327.9022 | 365.2672 | 402.1724
| Integrated Building Design_Com, E - TotE [Building w Oil Heat] | E | Yes | Hospital | Total Electric | NC | 12.6315 | 24.484 | 35.8994 | 46.9464 | 57.397 | 67.7746 | 78.1379 | 88.2241 | 98.2774 | 108.207
| Integrated Building Design_Com, E - TotE [Building w Propane Heat] | E | Yes | Hospital | Total Electric | NC | 3.8067 | 7.3787 | 10.8189 | 14.1481 | 17.2976 | 20.425 | 23.5482 | 26.5879 | 29.6176 | 32.61
| Deep Energy Retrofit_Com, E - TotE [Building w Elec Heat] | E | Yes | Hospital | Total Electric | RET | 82.6797 | 163.1533 | 247.4542 | 330.8284 | 413.7725 | 496.9386 | 579.1673 | 663.3264 | 748.2637 | 831.3712
| Deep Energy Retrofit_Com, E - TotE [Building w Gas Heat] | E | Yes | Hospital | Total Electric | RET | 168.8343 | 333.1637 | 505.3084 | 675.5609 | 844.9351 | 1014.7626 | 1182.6759 | 1354.5311 | 1527.9755 | 1697.6833
| Deep Energy Retrofit_Com, E - TotE [Building w Oil Heat] | E | Yes | Hospital | Total Electric | RET | 45.4259 | 89.6398 | 135.9564 | 181.7639 | 227.3351 | 273.0282 | 318.2063 | 364.445 | 411.1113 | 456.7723
| Deep Energy Retrofit_Com, E - TotE [Building w Propane Heat] | E | Yes | Hospital | Total Electric | RET | 13.6899 | 27.0145 | 40.9728 | 54.7777 | 68.5113 | 82.2817 | 95.8969 | 109.8318 | 123.8954 | 137.6562
| EMS_Com, E - TotE [Building w Elec Heat] | E | Yes | Hospital | Total Electric | NC | 41.8185 | 81.0581 | 118.8503 | 155.4231 | 190.0216 | 224.3782 | 258.6874 | 292.0793 | 325.3623 | 358.2356
| EMS_Com, E - TotE [Building w Elec Heat] | E | Yes | Hospital | Total Electric | RET | 523.4549 | 1032.9426 | 1566.661 | 2094.5127 | 2619.6415 | 3146.1754 | 3666.775 | 4199.5956 | 4737.3435 | 5263.5067
| EMS_Com, E - TotE [Building w Gas Heat] | E | Yes | Hospital | Total Electric | NC | 85.3946 | 165.5229 | 242.6956 | 317.3783 | 388.0295 | 458.1866 | 528.247 | 596.4342 | 664.399 | 731.5271
| EMS_Com, E - TotE [Building w Gas Heat] | E | Yes | Hospital | Total Electric | RET | 1068.9095 | 2109.2977 | 3199.1657 | 4277.0537 | 5349.3814 | 6424.5785 | 7487.6574 | 8575.6921 | 9673.7884 | 10748.2285
| EMS_Com, E - TotE [Building w Oil Heat] | E | Yes | Hospital | Total Electric | NC | 22.9759 | 44.535 | 65.2988 | 85.3926 | 104.4017 | 123.278 | 142.1281 | 160.4743 | 178.7607 | 196.8219
| EMS_Com, E - TotE [Building w Oil Heat] | E | Yes | Hospital | Total Electric | RET | 287.5968 | 567.5197 | 860.7555 | 1150.768 | 1439.2844 | 1728.5729 | 2014.601 | 2307.3435 | 2602.7931 | 2891.8779
| EMS_Com, E - TotE [Building w Propane Heat] | E | Yes | Hospital | Total Electric | NC | 6.9242 | 13.4214 | 19.6789 | 25.7345 | 31.4633 | 37.1519 | 42.8328 | 48.3617 | 53.8726 | 59.3157
| EMS_Com, E - TotE [Building w Propane Heat] | E | Yes | Hospital | Total Electric | RET | 86.6722 | 171.0318 | 259.4034 | 346.8036 | 433.753 | 520.9351 | 607.1345 | 695.3575 | 784.3963 | 871.5169
| VFDs on HVAC Pumps_Com, E - Oth | E | Yes | Hospital | Other | RET | 293.3701 | 578.9123 | 878.0347 | 1173.869 | 1468.1772 | 1469.9029 | 1476.1306 | 1475.6274 | 1481.1737 | 1481.7535
| ECM Circulators_Com, E - Oth | E | Yes | Hospital | Other | RET | 203.5783 | 401.7246 | 609.2945 | 814.5828 | 1018.8121 | 1223.588 | 1426.0558 | 1633.2766 | 1842.4136 | 2047.0453
| Motors_Com, E - Oth | E | Yes | Hospital | Other | NC | 4.0457 | 7.8419 | 11.4981 | 15.0363 | 18.3836 | 21.7074 | 25.0266 | 28.2571 | 31.477 | 34.6574
| Motors_Com, E - Oth | E | Yes | Hospital | Other | RET | 123.3406 | 231.5052 | 333.5965 | 424.5696 | 506.1135 | 496.6354 | 489.3465 | 481.3217 | 475.5612 | 469.8529
| Motors_Com, E - Oth | E | Yes | Hospital | Other | REPL | 27.6859 | 49.2436 | 69.0037 | 85.7548 | 99.642 | 110.7815 | 119.0419 | 124.7408 | 127.7114 | 127.8969
| Ext Area Ltg_Com, E - ExtL | E | Yes | Hospital | Exterior Lighting | NC | 21.5453 | 41.7619 | 61.2328 | 80.0754 | 97.9009 | 115.6017 | 133.2782 | 150.482 | 167.6297 | 184.5663
| Ext Area Ltg_Com, E - ExtL | E | Yes | Hospital | Exterior Lighting | RET | 110.58 | 212.8279 | 314.5831 | 410.188 | 500.5441 | 603.4652 | 713.442 | 826.0005 | 939.5999 | 1050.752
| Ext Area Ltg_Com, E - ExtL | E | Yes | Hospital | Exterior Lighting | REPL | 193.7361 | 344.5895 | 482.8639 | 600.0819 | 697.2598 | 804.7367 | 920.9282 | 1050.0062 | 1190.5307 | 1338.0599
| Street Ltg_Com, E - ExtL | E | Yes | Hospital | Exterior Lighting | NC | 4.0105 | 7.7736 | 11.398 | 14.9054 | 18.2235 | 21.5183 | 24.8087 | 28.011 | 31.2029 | 34.3556
| Street Ltg_Com, E - ExtL | E | Yes | Hospital | Exterior Lighting | RET | 20.5836 | 39.6162 | 58.5572 | 76.3533 | 93.1723 | 112.3303 | 132.8016 | 153.7535 | 174.8991 | 195.5892
| Street Ltg_Com, E - ExtL | E | Yes | Hospital | Exterior Lighting | REPL | 36.0625 | 64.1426 | 89.8813 | 111.7005 | 129.7894 | 149.7954 | 171.4235 | 195.4504 | 221.6079 | 249.0693
| Ext Ltg Ctrls_Com, E - ExtL | E | Yes | Hospital | Exterior Lighting | RET | 133.0017 | 262.4545 | 398.064 | 532.1828 | 665.6098 | 799.3938 | 931.67 | 1067.0514 | 1070.683 | 1074.92
| Ext Ltg Dsgn_Com, E - ExtL | E | Yes | Hospital | Exterior Lighting | NC | 2.5914 | 5.023 | 7.3649 | 9.6312 | 11.7752 | 13.9042 | 16.0302 | 18.0994 | 20.1619 | 22.199
| Ext Ltg Dsgn_Com, E - ExtL | E | Yes | Hospital | Exterior Lighting | REPL | 17.7336 | 34.9939 | 53.0752 | 70.9577 | 88.748 | 106.5858 | 124.2227 | 142.2735 | 160.4913 | 178.3166
| Int Ltg Ctrls_Com, E - IntL [No Heat] | E | Yes | Hospital | Interior Lighting | RET | 82.2228 | 162.2516 | 246.0866 | 329 | 411.4857 | 494.1922 | 575.9664 | 659.6604 | 661.9055 | 664.5248
| Int Ltg Ctrls_Com, E - IntL [Electric Heat] | E | Yes | Hospital | Interior Lighting | RET | 73.8432 | 145.7161 | 221.0071 | 295.4706 | 369.5499 | 443.8275 | 517.2679 | 592.4323 | 594.4486 | 596.801
| Int Ltg Ctrls_Com, E/G - IntL | E | Yes | Hospital | Interior Lighting | RET | 822.6111 | 1623.2726 | 2462.0129 | 3291.5337 | 4116.7752 | 4944.2251 | 5762.3491 | 6599.6784 | 6622.14 | 6648.3456
| Int Ltg Ctrls_Com, E/O - IntL | E | Yes | Hospital | Interior Lighting | RET | 650.8514 | 1284.3363 | 1947.9491 | 2604.2675 | 3257.2001 | 3911.88 | 4559.1812 | 5221.6777 | 5239.4493 | 5260.1833
| Int Ltg Ctrls_Com, E/P - IntL | E | Yes | Hospital | Interior Lighting | RET | 0.29083 | 0.57389 | 0.87042 | 1.1637 | 1.4555 | 1.748 | 2.0372 | 2.3333 | 2.3412 | 2.3505
| Exit Sign RetFit_Com, E - IntL [No Heat] | E | Z | Hospital | Interior Lighting | RET | 0 | 0 | 0 | 0 | 0 | 0 | 0 | 0 | 0 | 0
| Exit Sign RetFit_Com, E - IntL [Electric Heat] | E | Z | Hospital | Interior Lighting | RET | 0 | 0 | 0 | 0 | 0 | 0 | 0 | 0 | 0 | 0
| Exit Sign RetFit_Com, E/G - IntL | E | Z | Hospital | Interior Lighting | RET | 0 | 0 | 0 | 0 | 0 | 0 | 0 | 0 | 0 | 0
| Exit Sign RetFit_Com, E/O - IntL | E | Z | Hospital | Interior Lighting | RET | 0 | 0 | 0 | 0 | 0 | 0 | 0 | 0 | 0 | 0
| Exit Sign RetFit_Com, E/P - IntL | E | Z | Hospital | Interior Lighting | RET | 0 | 0 | 0 | 0 | 0 | 0 | 0 | 0 | 0 | 0
| Repl Scre_Com, E - IntL [No Heat] | E | Yes | Hospital | Interior Lighting | NC | 1.8521 | 3.59 | 1.7379 | 0 | 0 | 0 | 0 | 0 | 0 | 0
| Repl Scre_Com, E - IntL [No Heat] | E | Yes | Hospital | Interior Lighting | RET | 0.22233 | 0.43874 | 0.2164 | 0 | 0 | 0 | 0 | 0 | 0 | 0
| Repl Scre_Com, E - IntL [No Heat] | E | Yes | Hospital | Interior Lighting | REPL | 95.0596 | 187.5828 | 92.5232 | 0 | 0 | 0 | 0 | 0 | 0 | 0
| Repl Scre_Com, E - IntL [Electric Heat] | E | Yes | Hospital | Interior Lighting | NC | 1.9093 | 3.7009 | 1.7916 | 0 | 0 | 0 | 0 | 0 | 0 | 0
| Repl Scre_Com, E - IntL [Electric Heat] | E | Yes | Hospital | Interior Lighting | RET | 0.2292 | 0.45228 | 0.22308 | 0 | 0 | 0 | 0 | 0 | 0 | 0
| Repl Scre_Com, E - IntL [Electric Heat] | E | Yes | Hospital | Interior Lighting | REPL | 97.9941 | 193.3735 | 95.3794 | 0 | 0 | 0 | 0 | 0 | 0 | 0
| Repl Scre_Com, E/G - IntL | E | Yes | Hospital | Interior Lighting | NC | 18.958 | 36.7469 | 17.7889 | 0 | 0 | 0 | 0 | 0 | 0 | 0
| Repl Scre_Com, E/G - IntL | E | Yes | Hospital | Interior Lighting | RET | 2.2758 | 4.4908 | 2.215 | 0 | 0 | 0 | 0 | 0 | 0 | 0
| Repl Scre_Com, E/G - IntL | E | Yes | Hospital | Interior Lighting | REPL | 973.0096 | 1920.0567 | 947.0471 | 0 | 0 | 0 | 0 | 0 | 0 | 0
| Repl Scre_Com, E/O - IntL | E | Yes | Hospital | Interior Lighting | NC | 14.9897 | 29.0549 | 14.0653 | 0 | 0 | 0 | 0 | 0 | 0 | 0
| Repl Scre_Com, E/O - IntL | E | Yes | Hospital | Interior Lighting | RET | 1.7994 | 3.5508 | 1.7514 | 0 | 0 | 0 | 0 | 0 | 0 | 0
| Repl Scre_Com, E/O - IntL | E | Yes | Hospital | Interior Lighting | REPL | 769.3359 | 1518.1439 | 748.808 | 0 | 0 | 0 | 0 | 0 | 0 | 0
| Repl Scre_Com, E/P - IntL | E | Yes | Hospital | Interior Lighting | NC | 0.0066831 | 0.012954 | 0.006271 | 0 | 0 | 0 | 0 | 0 | 0 | 0
| Repl Scre_Com, E/P - IntL | E | Yes | Hospital | Interior Lighting | RET | 0.00080226 | 0.0015831 | 0.00078085 | 0 | 0 | 0 | 0 | 0 | 0 | 0
| Repl Scre_Com, E/P - IntL | E | Yes | Hospital | Interior Lighting | REPL | 0.34301 | 0.67686 | 0.33385 | 0 | 0 | 0 | 0 | 0 | 0 | 0
| Lin LED Fixture_Com, E - IntL [No Heat] | E | Yes | Hospital | Interior Lighting | NC | 2.2856 | 4.4303 | 6.4958 | 8.4947 | 10.3857 | 12.2635 | 14.1387 | 15.9637 | 17.7828 | 19.5795
| Lin LED Fixture_Com, E - IntL [No Heat] | E | Yes | Hospital | Interior Lighting | RET | 23.4615 | 44.5121 | 64.8402 | 83.3733 | 100.3697 | 116.0795 | 130.3981 | 143.9073 | 157.5077 | 170.7847
| Lin LED Fixture_Com, E - IntL [No Heat] | E | Yes | Hospital | Interior Lighting | REPL | 14.1379 | 25.1465 | 35.237 | 43.791 | 50.8826 | 56.571 | 60.7893 | 63.6674 | 65.7417 | 66.9585
| Lin LED Fixture_Com, E - IntL [Electric Heat] | E | Yes | Hospital | Interior Lighting | NC | 2.3562 | 4.567 | 6.6963 | 8.7569 | 10.7063 | 12.6421 | 14.5751 | 16.4565 | 18.3318 | 20.1839
| Lin LED Fixture_Com, E - IntL [Electric Heat] | E | Yes | Hospital | Interior Lighting | RET | 24.1858 | 45.8862 | 66.8418 | 85.9471 | 103.4681 | 119.6629 | 134.4235 | 148.3498 | 162.37 | 176.0568
| Lin LED Fixture_Com, E - IntL [Electric Heat] | E | Yes | Hospital | Interior Lighting | REPL | 14.5744 | 25.9227 | 36.3248 | 45.1429 | 52.4534 | 58.3174 | 62.6658 | 65.6329 | 67.7711 | 69.0256
| Lin LED Fixture_Com, E/G - IntL | E | Yes | Hospital | Interior Lighting | NC | 23.395 | 45.3472 | 66.4897 | 86.95 | 106.3059 | 125.5264 | 144.7204 | 163.4012 | 182.021 | 200.4117
| Lin LED Fixture_Com, E/G - IntL | E | Yes | Hospital | Interior Lighting | RET | 240.147 | 455.6161 | 663.6897 | 853.3909 | 1027.362 | 1188.164 | 1334.7262 | 1473.0041 | 1612.2148 | 1748.1146
| Lin LED Fixture_Com, E/G - IntL | E | Yes | Hospital | Interior Lighting | REPL | 144.7126 | 257.3936 | 360.6786 | 448.2355 | 520.8232 | 579.0487 | 622.2257 | 651.686 | 672.9174 | 685.3731
| Lin LED Fixture_Com, E/O - IntL | E | Yes | Hospital | Interior Lighting | NC | 18.4979 | 35.855 | 52.5719 | 68.7494 | 84.0536 | 99.2508 | 114.427 | 129.1975 | 143.9198 | 158.4608
| Lin LED Fixture_Com, E/O - IntL | E | Yes | Hospital | Interior Lighting | RET | 189.8786 | 360.245 | 524.7639 | 674.7562 | 812.3111 | 939.4534 | 1055.3368 | 1164.6699 | 1274.7405 | 1382.1933
| Lin LED Fixture_Com, E/O - IntL | E | Yes | Hospital | Interior Lighting | REPL | 114.4209 | 203.5151 | 285.1801 | 354.4093 | 411.8027 | 457.8402 | 491.9793 | 515.2729 | 532.06 | 541.9085
| Lin LED Fixture_Com, E/P - IntL | E | Yes | Hospital | Interior Lighting | NC | 0.0082472 | 0.015986 | 0.023439 | 0.030652 | 0.037475 | 0.044251 | 0.051017 | 0.057602 | 0.064166 | 0.07065
| Lin LED Fixture_Com, E/P - IntL | E | Yes | Hospital | Interior Lighting | RET | 0.084657 | 0.16061 | 0.23397 | 0.30084 | 0.36217 | 0.41885 | 0.47052 | 0.51927 | 0.56834 | 0.61625
| Lin LED Fixture_Com, E/P - IntL | E | Yes | Hospital | Interior Lighting | REPL | 0.051014 | 0.090737 | 0.12715 | 0.15801 | 0.1836 | 0.20413 | 0.21935 | 0.22973 | 0.23722 | 0.24161
| LED Tube Repl_Com, E - IntL [No Heat] | E | Yes | Hospital | Interior Lighting | RET | 125.467 | 238.0408 | 346.7508 | 445.8619 | 536.7547 | 629.1179 | 721.5585 | 817.2244 | 914.7567 | 1011.0734
| LED Tube Repl_Com, E - IntL [No Heat] | E | Yes | Hospital | Interior Lighting | REPL | 111.0327 | 197.4888 | 276.7357 | 343.9149 | 399.6088 | 451.6732 | 499.4148 | 544.4534 | 586.0495 | 622.9736
| LED Tube Repl_Com, E - IntL [Electric Heat] | E | Yes | Hospital | Interior Lighting | RET | 129.3402 | 245.3892 | 357.4551 | 459.6258 | 553.3245 | 648.539 | 743.8333 | 842.4524 | 942.9955 | 1042.2856
| LED Tube Repl_Com, E - IntL [Electric Heat] | E | Yes | Hospital | Interior Lighting | REPL | 114.4604 | 203.5854 | 285.2786 | 354.5317 | 411.9449 | 465.6165 | 514.8319 | 561.2609 | 604.1411 | 642.205
| LED Tube Repl_Com, E/G - IntL | E | Yes | Hospital | Interior Lighting | RET | 1284.2529 | 2436.534 | 3549.2653 | 4563.7452 | 5494.1044 | 6439.5136 | 7385.7156 | 8364.9308 | 9363.2502 | 10349.1268
| LED Tube Repl_Com, E/G - IntL | E | Yes | Hospital | Interior Lighting | REPL | 1136.507 | 2021.4526 | 2832.6063 | 3520.2382 | 4090.3089 | 4623.2284 | 5111.9009 | 5572.9067 | 5998.6753 | 6376.6223
| LED Tube Repl_Com, E/O - IntL | E | Yes | Hospital | Interior Lighting | RET | 1015.4287 | 1926.5104 | 2806.321 | 3608.4465 | 4344.0597 | 5091.5727 | 5839.7125 | 6613.955 | 7403.3028 | 8182.8123
| LED Tube Repl_Com, E/O - IntL | E | Yes | Hospital | Interior Lighting | REPL | 898.6095 | 1598.3153 | 2239.6755 | 2783.37 | 3234.1115 | 3655.4785 | 4041.8604 | 4406.3669 | 4743.0122 | 5041.846
| LED Tube Repl_Com, E/P - IntL | E | Yes | Hospital | Interior Lighting | RET | 0.45273 | 0.85893 | 1.2512 | 1.6088 | 1.9368 | 2.2701 | 2.6036 | 2.9488 | 3.3008 | 3.6483
| LED Tube Repl_Com, E/P - IntL | E | Yes | Hospital | Interior Lighting | REPL | 0.40064 | 0.71261 | 0.99856 | 1.241 | 1.4419 | 1.6298 | 1.8021 | 1.9646 | 2.1147 | 2.2479
| Repl pin CFL wLED_Com, E - IntL [No Heat] | E | Yes | Hospital | Interior Lighting | RET | 4.1739 | 7.9769 | 11.706 | 15.1584 | 18.3735 | 21.8502 | 25.5219 | 29.5041 | 33.7352 | 37.9307
| Repl pin CFL wLED_Com, E - IntL [No Heat] | E | Yes | Hospital | Interior Lighting | REPL | 4.0668 | 7.2335 | 10.136 | 12.5966 | 14.6365 | 16.7201 | 18.818 | 21.0038 | 23.2489 | 25.4837
| Repl pin CFL wLED_Com, E - IntL [Electric Heat] | E | Yes | Hospital | Interior Lighting | RET | 4.3028 | 8.2231 | 12.0674 | 15.6264 | 18.9407 | 22.5247 | 26.3097 | 30.4149 | 34.7766 | 39.1016
| Repl pin CFL wLED_Com, E - IntL [Electric Heat] | E | Yes | Hospital | Interior Lighting | REPL | 4.1924 | 7.4568 | 10.4489 | 12.9855 | 15.0884 | 17.2363 | 19.3989 | 21.6522 | 23.9666 | 26.2704
| Repl pin CFL wLED_Com, E/G - IntL | E | Yes | Hospital | Interior Lighting | RET | 42.7236 | 81.6494 | 119.82 | 155.1582 | 188.067 | 223.6537 | 261.2364 | 301.9979 | 345.3058 | 388.2505
| Repl pin CFL wLED_Com, E/G - IntL | E | Yes | Hospital | Interior Lighting | REPL | 41.627 | 74.0401 | 103.7503 | 128.9363 | 149.8164 | 171.1435 | 192.617 | 214.9904 | 237.9702 | 260.8459
| Repl pin CFL wLED_Com, E/O - IntL | E | Yes | Hospital | Interior Lighting | RET | 33.7806 | 64.5583 | 94.7389 | 122.6799 | 148.7002 | 176.8378 | 206.5535 | 238.7826 | 273.0252 | 306.9806
| Repl pin CFL wLED_Com, E/O - IntL | E | Yes | Hospital | Interior Lighting | REPL | 32.9135 | 58.5418 | 82.033 | 101.9469 | 118.4563 | 135.3192 | 152.2978 | 169.9879 | 188.1575 | 206.2447
| Repl pin CFL wLED_Com, E/P - IntL | E | Yes | Hospital | Interior Lighting | RET | 0.015061 | 0.028783 | 0.042239 | 0.054697 | 0.066298 | 0.078843 | 0.092092 | 0.10646 | 0.12173 | 0.13687
| Repl pin CFL wLED_Com, E/P - IntL | E | Yes | Hospital | Interior Lighting | REPL | 0.014674 | 0.026101 | 0.036574 | 0.045453 | 0.052814 | 0.060332 | 0.067902 | 0.075789 | 0.08389 | 0.091954
| Refrig Case LED_Com, E - IntL | E | Yes | Hospital | Interior Lighting | NC | 12.7133 | 24.6425 | 36.1317 | 47.2503 | 57.7686 | 68.2134 | 78.6437 | 88.7952 | 98.9136 | 108.9074
| Refrig Case LED_Com, E - IntL | E | Yes | Hospital | Interior Lighting | RET | 65.2502 | 125.5838 | 185.6268 | 242.0406 | 295.3572 | 346.1435 | 393.8468 | 440.2287 | 491.6815 | 546.3406
| Refrig Case LED_Com, E - IntL | E | Yes | Hospital | Interior Lighting | REPL | 81.5627 | 145.0718 | 203.2852 | 252.6339 | 293.5457 | 326.3627 | 350.698 | 367.3024 | 384.4095 | 401.4897
| Refrig Case Ctrls_Com, E - IntL | E | Yes | Hospital | Interior Lighting | RET | 51.105 | 100.8464 | 152.9534 | 204.4876 | 255.756 | 307.1616 | 357.9878 | 410.0072 | 411.4026 | 413.0307
| Stair Occ Sensor_Com, E - IntL [No Heat] | E | Yes | Hospital | Interior Lighting | NC | 1.52 | 2.9463 | 4.32 | 5.6493 | 6.9069 | 8.1557 | 9.4027 | 10.6165 | 11.8262 | 13.0211
| Stair Occ Sensor_Com, E - IntL [No Heat] | E | Yes | Hospital | Interior Lighting | RET | 11.7021 | 23.0919 | 35.0234 | 46.8238 | 58.5633 | 70.3342 | 81.9725 | 93.8839 | 105.9056 | 117.6682
| Stair Occ Sensor_Com, E - IntL [Electric Heat] | E | Yes | Hospital | Interior Lighting | NC | 1.5669 | 3.0372 | 4.4533 | 5.8237 | 7.1201 | 8.4074 | 9.693 | 10.9442 | 12.1913 | 13.4231
| Stair Occ Sensor_Com, E - IntL [Electric Heat] | E | Yes | Hospital | Interior Lighting | RET | 12.0633 | 23.8048 | 36.1046 | 48.2693 | 60.3712 | 72.5055 | 84.503 | 96.7822 | 109.1749 | 121.3006
| Stair Occ Sensor_Com, E/G - IntL | E | Yes | Hospital | Interior Lighting | NC | 15.5585 | 30.1576 | 44.2181 | 57.825 | 70.6973 | 83.4797 | 96.2444 | 108.6678 | 121.0507 | 133.2812
| Stair Occ Sensor_Com, E/G - IntL | E | Yes | Hospital | Interior Lighting | RET | 119.78 | 236.3639 | 358.4924 | 479.2784 | 599.4414 | 719.9259 | 839.0525 | 960.9756 | 1084.0262 | 1204.4259
| Stair Occ Sensor_Com, E/O - IntL | E | Yes | Hospital | Interior Lighting | NC | 12.3018 | 23.8449 | 34.9622 | 45.7209 | 55.8987 | 66.0054 | 76.0982 | 85.9211 | 95.7119 | 105.3823
| Stair Occ Sensor_Com, E/O - IntL | E | Yes | Hospital | Interior Lighting | RET | 94.7072 | 186.8874 | 283.4515 | 378.9542 | 473.9643 | 569.2286 | 663.4192 | 759.8209 | 857.1141 | 952.3113
| Stair Occ Sensor_Com, E/P - IntL | E | Yes | Hospital | Interior Lighting | NC | 0.0054847 | 0.010631 | 0.015588 | 0.020385 | 0.024922 | 0.029428 | 0.033928 | 0.038308 | 0.042673 | 0.046985
| Stair Occ Sensor_Com, E/P - IntL | E | Yes | Hospital | Interior Lighting | RET | 0.042225 | 0.083323 | 0.12638 | 0.16896 | 0.21132 | 0.25379 | 0.29578 | 0.33877 | 0.38214 | 0.42459
| Int Delamping_Com, E - IntL [No Heat] | E | Yes | Hospital | Interior Lighting | RET | 1.1097 | 2.1898 | 3.3213 | 4.4403 | 5.5536 | 6.6698 | 7.7735 | 8.9031 | 10.0431 | 11.1585
| Int Delamping_Com, E - IntL [Electric Heat] | E | Yes | Hospital | Interior Lighting | RET | 1.144 | 2.2574 | 3.4238 | 4.5774 | 5.725 | 6.8757 | 8.0135 | 9.1779 | 10.3531 | 11.503
| Int Delamping_Com, E/G - IntL | E | Yes | Hospital | Interior Lighting | RET | 11.3588 | 22.4145 | 33.996 | 45.4502 | 56.8454 | 68.271 | 79.5678 | 91.1299 | 102.7988 | 114.2164
| Int Delamping_Com, E/O - IntL | E | Yes | Hospital | Interior Lighting | RET | 8.9811 | 17.7226 | 26.8799 | 35.9364 | 44.9463 | 53.9803 | 62.9124 | 72.0542 | 81.2806 | 90.3082
| Int Delamping_Com, E/P - IntL | E | Yes | Hospital | Interior Lighting | RET | 0.0040042 | 0.0079016 | 0.011984 | 0.016022 | 0.020039 | 0.024067 | 0.028049 | 0.032125 | 0.036239 | 0.040264
| Int Ltg Dsgn_Com, E - IntL [No Heat] | E | Yes | Hospital | Interior Lighting | NC | 1.9304 | 3.7418 | 5.4864 | 7.1747 | 8.7719 | 10.3578 | 11.9416 | 13.4831 | 15.0195 | 16.537
| Int Ltg Dsgn_Com, E - IntL [Electric Heat] | E | Yes | Hospital | Interior Lighting | NC | 1.99 | 3.8574 | 5.6558 | 7.3962 | 9.0426 | 10.6776 | 12.3103 | 13.8993 | 15.4832 | 17.0475
| Int Ltg Dsgn_Com, E/G - IntL | E | Yes | Hospital | Interior Lighting | NC | 19.7596 | 38.3006 | 56.1578 | 73.4387 | 89.7868 | 106.0206 | 122.232 | 138.01 | 153.7365 | 169.2694
| Int Ltg Dsgn_Com, E/O - IntL | E | Yes | Hospital | Interior Lighting | NC | 15.6235 | 30.2834 | 44.4026 | 58.0663 | 70.9924 | 83.828 | 96.646 | 109.1213 | 121.5558 | 133.8374
| Int Ltg Dsgn_Com, E/P - IntL | E | Yes | Hospital | Interior Lighting | NC | 0.0069657 | 0.013502 | 0.019797 | 0.025889 | 0.031652 | 0.037375 | 0.043089 | 0.048652 | 0.054195 | 0.059671
| Room Air Conditioner_Com, E - Cool | E | Yes | Food Service | Cooling | NC | 0 | 0 | 0 | 0 | 0 | 0 | 0 | 0 | 0 | 0
| Room Air Conditioner_Com, E - Cool | E | Yes | Food Service | Cooling | RET | 0 | 0 | 0 | 0 | 0 | 0 | 0 | 0 | 0 | 0
| Room Air Conditioner_Com, E - Cool | E | Yes | Food Service | Cooling | REPL | 0 | 0 | 0 | 0 | 0 | 0 | 0 | 0 | 0 | 0
| Chiller Systems_Com, E - Cool | E | Yes | Food Service | Cooling | NC | 46.3194 | 89.7823 | 131.642 | 172.151 | 210.4734 | 248.5277 | 286.5296 | 323.5154 | 360.3806 | 396.792
| Chiller Systems_Com, E - Cool | E | Yes | Food Service | Cooling | RET | 211.6444 | 411.9751 | 616.0608 | 812.3511 | 1002.2573 | 1187.4339 | 1365.4872 | 1542.7076 | 1552.6267 | 1562.8849
| Chiller Systems_Com, E - Cool | E | Yes | Food Service | Cooling | REPL | 237.7317 | 422.8423 | 592.5174 | 736.3545 | 855.6005 | 951.2525 | 1022.183 | 1070.58 | 1095.0023 | 1095.0023
| Chiller Tuneup_Com, E - Cool | E | Yes | Food Service | Cooling | RET | 39.8547 | 78.6459 | 119.282 | 159.4714 | 199.4535 | 199.6879 | 200.534 | 200.4656 | 201.2191 | 201.2978
| Mini Split Ductless AC_Com, E - Cool | E | Yes | Food Service | Cooling | NC | 0 | 0 | 0 | 0 | 0 | 0 | 0 | 0 | 0 | 0
| Mini Split Ductless AC_Com, E - Cool | E | Yes | Food Service | Cooling | RET | 0 | 0 | 0 | 0 | 0 | 0 | 0 | 0 | 0 | 0
| Mini Split Ductless AC_Com, E - Cool | E | Yes | Food Service | Cooling | REPL | 0 | 0 | 0 | 0 | 0 | 0 | 0 | 0 | 0 | 0
| Eff Unitary AC_Com, E - Cool | E | Yes | Food Service | Cooling | NC | 159.1898 | 308.5624 | 452.4251 | 591.6462 | 723.3518 | 854.1364 | 984.7407 | 1111.8531 | 1238.5508 | 1363.6889
| Eff Unitary AC_Com, E - Cool | E | No | Food Service | Cooling | RET | 1266.001 | 2440.9416 | 3614.5461 | 4721.2946 | 5771.1516 | 6774.8844 | 7721.1715 | 8709.1542 | 9725.0211 | 10736.4944
| Eff Unitary AC_Com, E - Cool | E | Yes | Food Service | Cooling | REPL | 1089.3769 | 2022.4493 | 2933.2535 | 3768.1343 | 4533.1366 | 5234.439 | 5862.8312 | 6494.9464 | 7121.7768 | 7724.2127
| PTAC_Com, E - Cool | E | Yes | Food Service | Cooling | NC | 0 | 0 | 0 | 0 | 0 | 0 | 0 | 0 | 0 | 0
| PTAC_Com, E - Cool | E | Yes | Food Service | Cooling | RET | 0 | 0 | 0 | 0 | 0 | 0 | 0 | 0 | 0 | 0
| PTAC_Com, E - Cool | E | Yes | Food Service | Cooling | REPL | 0 | 0 | 0 | 0 | 0 | 0 | 0 | 0 | 0 | 0
| Unitary Equipment Economizer_Com, E - Cool | E | No | Food Service | Cooling | RET | 653.2482 | 1289.066 | 1955.1226 | 2613.8579 | 3269.195 | 3926.2858 | 4575.9708 | 5240.907 | 5911.9923 | 6568.6204
| AC Tuneup_Com, E - Cool [ASHP] | E | Yes | Food Service | Cooling | RET | 77.76 | 153.4452 | 232.7298 | 311.143 | 389.1517 | 389.6091 | 391.2598 | 391.1264 | 392.5965 | 392.7502
| AC Tuneup_Com, E - Heat [ASHP] | E | Yes | Food Service | Space Heating | RET | 95.2238 | 187.9068 | 284.9977 | 381.0214 | 476.5497 | 477.1098 | 479.1312 | 478.9679 | 480.7682 | 480.9563
| AC Tuneup_Com, E - Cool [Unitary AC] | E | Yes | Food Service | Cooling | RET | 424.0781 | 836.8407 | 1269.2338 | 1696.8741 | 2122.3083 | 2124.8029 | 2133.8052 | 2133.0778 | 2141.0952 | 2141.9333
| DCV_Com, E - Cool [Building w Elec Heat] | E | Yes | Food Service | Cooling | RET | 362.8756 | 716.0687 | 1086.0593 | 1451.983 | 1816.0189 | 2181.0291 | 2541.9253 | 2911.2936 | 3284.0775 | 3648.8306
| DCV_Com, E - Cool [Building w Gas Heat] | E | Yes | Food Service | Cooling | RET | 741.0022 | 1462.2324 | 2217.7636 | 2964.99 | 3708.3617 | 4453.7226 | 5190.6828 | 5944.9432 | 6706.1785 | 7451.0146
| DCV_Com, E - Cool [Building w Oil Heat] | E | Yes | Food Service | Cooling | RET | 199.3713 | 393.4227 | 596.7031 | 797.7491 | 997.7578 | 1198.3019 | 1396.5856 | 1599.5241 | 1804.3392 | 2004.742
| DCV_Com, E - Cool [Building w Propane Heat] | E | Yes | Food Service | Cooling | RET | 60.0839 | 118.5647 | 179.8267 | 240.4153 | 300.6914 | 361.1288 | 420.885 | 482.044 | 543.7685 | 604.1633
| Controls for Unitary AC_Com, E - Cool | E | No | Food Service | Cooling | RET | 1316.6936 | 2598.2543 | 3940.7648 | 5268.5182 | 6589.4223 | 7913.8611 | 9223.3725 | 10563.6247 | 11916.2709 | 13239.777
| Optimized Unitary AC Sys_Com, E - Cool [Building w Elec Heat] | E | No | Food Service | Cooling | NC | 116.1285 | 225.0955 | 330.043 | 431.6044 | 527.6833 | 623.0903 | 718.3659 | 811.094 | 903.5197 | 994.8076
| Optimized Unitary AC Sys_Com, E - Heat [Building w Elec Heat] | E | No | Food Service | Space Heating | NC | 115.3016 | 223.4927 | 327.6929 | 428.5312 | 523.926 | 618.6536 | 713.2508 | 805.3186 | 897.0862 | 987.7241
| Optimized Unitary AC Sys_Com, E - Cool [Building w Gas Heat] | E | Yes | Food Service | Cooling | NC | 237.1377 | 459.6513 | 673.9571 | 881.3482 | 1077.5441 | 1272.368 | 1466.9232 | 1656.2767 | 1845.0125 | 2031.4251
| Optimized Unitary AC Sys_Com, E - Cool [Building w Oil Heat] | E | Yes | Food Service | Cooling | NC | 63.8034 | 123.672 | 181.3324 | 237.1322 | 289.92 | 342.3385 | 394.6849 | 445.6316 | 496.4121 | 546.5676
| Optimized Unitary AC Sys_Com, E - Cool [Building w Propane Heat] | E | Yes | Food Service | Cooling | NC | 19.2282 | 37.2707 | 54.6476 | 71.4639 | 87.3723 | 103.1696 | 118.945 | 134.2987 | 149.6023 | 164.7175
| Optimized Chiller Sys_Com, E - Cool | E | No | Food Service | Cooling | NC | 18.2711 | 35.4155 | 51.9275 | 67.9067 | 83.0233 | 98.0343 | 113.0245 | 127.6139 | 142.1558 | 156.5186
| Cool Roof_Com, E - Cool [Building w Elec Heat] | E | No | Food Service | Cooling | NC | 29.679 | 57.5277 | 84.3492 | 110.3052 | 134.8601 | 159.2433 | 183.5929 | 207.2915 | 230.9127 | 254.2432
| Cool Roof_Com, E - Cool [Building w Elec Heat] | E | No | Food Service | Cooling | RET | 155.3723 | 306.5989 | 465.0177 | 621.6951 | 777.5642 | 933.8505 | 1088.3753 | 1246.5276 | 1406.1424 | 1562.3186
| Cool Roof_Com, E - Heat [Building w Elec Heat] | E | No | Food Service | Space Heating | NC | -6.8464 | -13.2706 | -19.4578 | -25.4454 | -31.1097 | -36.7345 | -42.3515 | -47.8183 | -53.2673 | -58.6492
| Cool Roof_Com, E - Heat [Building w Elec Heat] | E | No | Food Service | Space Heating | RET | -35.8415 | -70.7266 | -107.2709 | -143.4134 | -179.3695 | -215.4219 | -251.0678 | -287.5506 | -324.3708 | -360.3977
| Cool Roof_Com, E - Cool [Building w Gas Heat] | E | No | Food Service | Cooling | NC | 60.6053 | 117.4732 | 172.2434 | 225.2464 | 275.3882 | 325.1794 | 374.9019 | 423.295 | 471.5303 | 519.1718
| Cool Roof_Com, E - Cool [Building w Gas Heat] | E | No | Food Service | Cooling | RET | 317.2746 | 626.0836 | 949.5791 | 1269.5188 | 1587.808 | 1906.9489 | 2222.4929 | 2545.4443 | 2871.3822 | 3190.2984
| Cool Roof_Com, E - Cool [Building w Oil Heat] | E | No | Food Service | Cooling | NC | 16.3062 | 31.6069 | 46.3431 | 60.6039 | 74.0949 | 87.4915 | 100.8697 | 113.8902 | 126.8682 | 139.6864
| Cool Roof_Com, E - Cool [Building w Oil Heat] | E | No | Food Service | Cooling | RET | 85.3647 | 168.4517 | 255.4902 | 341.5719 | 427.2096 | 513.0765 | 597.9756 | 684.8677 | 772.5633 | 858.3697
| Cool Roof_Com, E - Cool [Building w Propane Heat] | E | No | Food Service | Cooling | NC | 4.9142 | 9.5253 | 13.9663 | 18.264 | 22.3298 | 26.3671 | 30.3988 | 34.3228 | 38.2339 | 42.0969
| Cool Roof_Com, E - Cool [Building w Propane Heat] | E | No | Food Service | Cooling | RET | 25.7261 | 50.7658 | 76.9963 | 102.9386 | 128.7469 | 154.6244 | 180.2102 | 206.3966 | 232.8252 | 258.6844
| GSHP_Com, E - Cool | E | Yes | Food Service | Cooling | RET | 295.7003 | 554.8735 | 799.3585 | 1017.0972 | 1212.1595 | 1388.2831 | 1545.0949 | 1689.6188 | 1820.966 | 1936.6962
| GSHP_Com, E - Cool | E | Yes | Food Service | Cooling | REPL | 118.8745 | 211.4366 | 296.2803 | 368.2041 | 427.8315 | 475.661 | 511.1288 | 535.3291 | 547.5411 | 547.5411
| GSHP_Com, E - Heat | E | Yes | Food Service | Space Heating | RET | 471.3816 | 884.5344 | 1274.2726 | 1621.3741 | 1932.3265 | 2213.0885 | 2463.0652 | 2693.4535 | 2902.8366 | 3087.3243
| GSHP_Com, E - Heat | E | Yes | Food Service | Space Heating | REPL | 189.5001 | 337.0551 | 472.3061 | 586.9612 | 682.0143 | 758.2602 | 814.8001 | 853.3783 | 872.8457 | 872.8457
| Unitary HP_Com, E - Cool | E | Yes | Food Service | Cooling | NC | 32.1437 | 62.305 | 91.3538 | 119.4654 | 146.0595 | 172.4675 | 198.8392 | 224.5058 | 250.0886 | 275.3566
| Unitary HP_Com, E - Cool | E | No | Food Service | Cooling | RET | 158.8439 | 306.0065 | 452.7464 | 590.8867 | 721.6984 | 846.5457 | 964.0434 | 1097.1428 | 1243.8112 | 1398.8113
| Unitary HP_Com, E - Cool | E | Yes | Food Service | Cooling | REPL | 219.9674 | 391.2458 | 548.2421 | 681.3311 | 791.6665 | 880.171 | 945.8013 | 1016.3847 | 1091.0648 | 1167.5059
| Unitary HP_Com, E - Heat | E | Yes | Food Service | Space Heating | NC | 16.7582 | 32.483 | 47.6277 | 62.2837 | 76.1486 | 89.9166 | 103.6656 | 117.0469 | 130.3846 | 143.5582
| Unitary HP_Com, E - Heat | E | No | Food Service | Space Heating | RET | 82.8139 | 159.5377 | 236.0411 | 308.061 | 376.2602 | 441.3498 | 502.6077 | 571.9995 | 648.4657 | 729.2755
| Unitary HP_Com, E - Heat | E | Yes | Food Service | Space Heating | REPL | 114.6808 | 203.9775 | 285.8281 | 355.2145 | 412.7383 | 458.8805 | 493.0971 | 529.896 | 568.8307 | 608.6836
| PTHP_Com, E - Cool | E | Yes | Food Service | Cooling | NC | 0 | 0 | 0 | 0 | 0 | 0 | 0 | 0 | 0 | 0
| PTHP_Com, E - Cool | E | Yes | Food Service | Cooling | RET | 0 | 0 | 0 | 0 | 0 | 0 | 0 | 0 | 0 | 0
| PTHP_Com, E - Cool | E | Yes | Food Service | Cooling | REPL | 0 | 0 | 0 | 0 | 0 | 0 | 0 | 0 | 0 | 0
| PTHP_Com, E - Heat | E | Yes | Food Service | Space Heating | NC | 0 | 0 | 0 | 0 | 0 | 0 | 0 | 0 | 0 | 0
| PTHP_Com, E - Heat | E | Yes | Food Service | Space Heating | RET | 0 | 0 | 0 | 0 | 0 | 0 | 0 | 0 | 0 | 0
| PTHP_Com, E - Heat | E | Yes | Food Service | Space Heating | REPL | 0 | 0 | 0 | 0 | 0 | 0 | 0 | 0 | 0 | 0
| Minisplit Ductless HP_Com, E - Cool | E | Yes | Food Service | Cooling | RET | 357.7742 | 674.3717 | 975.9012 | 1247.0286 | 1492.2572 | 1715.8077 | 1899.7894 | 2079.1793 | 2250.7474 | 2410.5604
| Minisplit Ductless HP_Com, E - Cool | E | Yes | Food Service | Cooling | REPL | 255.9868 | 455.3118 | 638.016 | 792.8982 | 921.3009 | 1024.2979 | 1100.675 | 1158.0967 | 1195.1092 | 1210.8352
| Minisplit Ductless HP_Com, E - Heat | E | Yes | Food Service | Space Heating | RET | 592.8246 | 1117.4201 | 1617.0483 | 2066.3009 | 2472.6397 | 2843.0583 | 3176.0352 | 3498.1669 | 3806.1537 | 4092.2727
| Minisplit Ductless HP_Com, E - Heat | E | Yes | Food Service | Space Heating | REPL | 435.1045 | 773.9003 | 1084.4454 | 1347.7009 | 1565.9489 | 1741.0145 | 1870.8338 | 1968.4343 | 2031.345 | 2058.0747
| Programmable TStat_Com, E - Cool [Building w Elec Heat] | E | Yes | Food Service | Cooling | NC | 0 | 0 | 0 | 0 | 0 | 0 | 0 | 0 | 0 | 0
| Programmable TStat_Com, E - Heat [Building w Elec Heat] | E | Yes | Food Service | Space Heating | NC | 0 | 0 | 0 | 0 | 0 | 0 | 0 | 0 | 0 | 0
| Programmable TStat_Com, E - Cool [Building w Gas Heat] | E | Yes | Food Service | Cooling | NC | 0 | 0 | 0 | 0 | 0 | 0 | 0 | 0 | 0 | 0
| Programmable TStat_Com, E - Cool [Building w Gas Heat] | E | Yes | Food Service | Cooling | RET | 0 | 0 | 0 | 0 | 0 | 0 | 0 | 0 | 0 | 0
| Programmable TStat_Com, E - Cool [Building w Propane Heat] | E | Yes | Food Service | Cooling | NC | 0 | 0 | 0 | 0 | 0 | 0 | 0 | 0 | 0 | 0
| Programmable TStat_Com, E - Cool [Building w Propane Heat] | E | Yes | Food Service | Cooling | RET | 0 | 0 | 0 | 0 | 0 | 0 | 0 | 0 | 0 | 0
| Programmable TStat_Com, E - Cool [Building w Oil Heat] | E | Yes | Food Service | Cooling | NC | 0 | 0 | 0 | 0 | 0 | 0 | 0 | 0 | 0 | 0
| Programmable TStat_Com, E - Cool [Building w Oil Heat] | E | Yes | Food Service | Cooling | RET | 0 | 0 | 0 | 0 | 0 | 0 | 0 | 0 | 0 | 0
| Smart TStat_Com, E - Cool [Building w Elec Heat] | E | Yes | Food Service | Cooling | NC | 49.8836 | 96.6908 | 141.7715 | 185.3977 | 226.6688 | 267.6514 | 308.5774 | 348.4092 | 388.1111 | 427.3243
| Smart TStat_Com, E - Cool [Building w Elec Heat] | E | Yes | Food Service | Cooling | RET | 183.6264 | 362.3532 | 549.58 | 734.7488 | 918.9624 | 1103.6689 | 1286.2937 | 1473.2056 | 1661.8459 | 1846.4224
| Smart TStat_Com, E - Heat [Building w Elec Heat] | E | Yes | Food Service | Space Heating | NC | 28.8881 | 55.9946 | 82.1013 | 107.3656 | 131.2661 | 154.9995 | 178.7002 | 201.7672 | 224.7589 | 247.4677
| Smart TStat_Com, E - Heat [Building w Elec Heat] | E | Yes | Food Service | Space Heating | RET | 106.3399 | 209.8423 | 318.2672 | 425.5002 | 532.1801 | 639.1455 | 744.9053 | 853.1478 | 962.3913 | 1069.2814
| Smart TStat_Com, E - Cool [Building w Gas Heat] | E | Yes | Food Service | Cooling | NC | 101.8636 | 197.4454 | 289.5014 | 378.5872 | 462.8641 | 546.5516 | 630.1237 | 711.4614 | 792.5337 | 872.6081
| Smart TStat_Com, E - Cool [Building w Gas Heat] | E | Yes | Food Service | Cooling | RET | 374.9703 | 739.9353 | 1122.2577 | 1500.3776 | 1876.547 | 2253.7229 | 2626.6478 | 3008.3271 | 3393.536 | 3770.4464
| Smart TStat_Com, E - Cool [Building w Propane Heat] | E | Yes | Food Service | Cooling | NC | 27.407 | 53.1239 | 77.8922 | 101.8613 | 124.5365 | 147.0531 | 169.5387 | 191.4231 | 213.2361 | 234.7807
| Smart TStat_Com, E - Cool [Building w Propane Heat] | E | Yes | Food Service | Cooling | RET | 100.8881 | 199.0842 | 301.9504 | 403.686 | 504.8967 | 606.3782 | 706.716 | 809.4092 | 913.052 | 1014.4621
| Smart TStat_Com, E - Cool [Building w Oil Heat] | E | Yes | Food Service | Cooling | NC | 8.2596 | 16.0098 | 23.4741 | 30.6976 | 37.5312 | 44.317 | 51.0934 | 57.6886 | 64.2624 | 70.7552
| Smart TStat_Com, E - Cool [Building w Oil Heat] | E | Yes | Food Service | Cooling | RET | 30.4044 | 59.9974 | 90.9979 | 121.6577 | 152.1593 | 182.7425 | 212.981 | 243.9293 | 275.1639 | 305.7255
| Windows_Com, E - Cool [Building w Elec Heat] | E | No | Food Service | Cooling | NC | 60.952 | 118.1452 | 173.2287 | 226.5349 | 276.9636 | 327.0396 | 377.0465 | 425.7165 | 474.2277 | 522.1417
| Windows_Com, E - Heat [Building w Elec Heat] | E | No | Food Service | Space Heating | NC | 30.5454 | 59.2071 | 86.8116 | 113.5254 | 138.7972 | 163.8922 | 188.9527 | 213.343 | 237.6539 | 261.6655
| Windows_Com, E - Cool [Building w Gas Heat] | E | No | Food Service | Cooling | NC | 124.4658 | 241.2558 | 353.7378 | 462.5906 | 565.5674 | 667.824 | 769.9396 | 869.325 | 968.3862 | 1066.228
| Windows_Com, E - Cool [Building w Oil Heat] | E | No | Food Service | Cooling | NC | 33.4883 | 64.9114 | 95.1754 | 124.4629 | 152.1694 | 179.6822 | 207.1571 | 233.8973 | 260.5504 | 286.8753
| Windows_Com, E - Cool [Building w Propane Heat] | E | No | Food Service | Cooling | NC | 10.0923 | 19.5622 | 28.6827 | 37.509 | 45.8589 | 54.1503 | 62.4303 | 70.489 | 78.5213 | 86.4548
| Window Film_Com, E - Cool [Building w Elec Heat] | E | No | Food Service | Cooling | RET | 0 | 0 | 0 | 0 | 0 | 0 | 0 | 0 | 0 | 0
| Window Film_Com, E - Heat [Building w Elec Heat] | E | No | Food Service | Space Heating | RET | 0 | 0 | 0 | 0 | 0 | 0 | 0 | 0 | 0 | 0
| Window Film_Com, E - Cool [Building w Gas Heat] | E | No | Food Service | Cooling | RET | 0 | 0 | 0 | 0 | 0 | 0 | 0 | 0 | 0 | 0
| Window Film_Com, E - Cool [Building w Oil Heat] | E | No | Food Service | Cooling | RET | 0 | 0 | 0 | 0 | 0 | 0 | 0 | 0 | 0 | 0
| Window Film_Com, E - Cool [Building w Propane Heat] | E | No | Food Service | Cooling | RET | 0 | 0 | 0 | 0 | 0 | 0 | 0 | 0 | 0 | 0
| Motors and Fans_Com, E - Vent | E | Yes | Food Service | Ventilation | NC | 31.8785 | 61.7911 | 90.6002 | 118.4799 | 144.8546 | 171.0448 | 197.1989 | 222.6538 | 248.0256 | 273.0851
| Motors and Fans_Com, E - Vent | E | Yes | Food Service | Ventilation | RET | 323.9569 | 608.0538 | 876.1989 | 1115.1419 | 1329.319 | 1304.4246 | 1285.28 | 1264.2028 | 1249.0725 | 1234.0797
| Motors and Fans_Com, E - Vent | E | Yes | Food Service | Ventilation | REPL | 218.1528 | 388.0183 | 543.7195 | 675.7106 | 785.1358 | 872.9102 | 937.9991 | 982.9038 | 1006.3108 | 1007.7726
| ECM Furnace Motors_Com, E - Vent | E | Yes | Food Service | Ventilation | RET | 519.73 | 1025.5922 | 1555.5126 | 2079.6082 | 2601.0001 | 3123.7873 | 3640.6823 | 4169.7114 | 4703.6327 | 5226.0517
| VFD on HVAC System_Com, E - Vent | E | Yes | Food Service | Ventilation | RET | 3057.1431 | 6032.7133 | 9149.7987 | 12232.6209 | 15299.5398 | 18374.6659 | 21415.1331 | 24526.9752 | 27667.5941 | 30740.5548
| Kitchen DCV_Com, E - Vent [Building w Elec Heat] | E | Yes | Food Service | Ventilation | NC | 43.7071 | 84.7187 | 124.2176 | 162.4421 | 198.6031 | 234.5113 | 270.3699 | 305.2698 | 340.0559 | 374.4137
| Kitchen DCV_Com, E - Vent [Building w Elec Heat] | E | Yes | Food Service | Ventilation | RET | 417.2428 | 785.5843 | 1135.5588 | 1449.4965 | 1732.769 | 1990.3848 | 2221.4088 | 2442.4731 | 2651.5003 | 2843.5277
| Kitchen DCV_Com, E - Vent [Building w Elec Heat] | E | Yes | Food Service | Ventilation | REPL | 299.0988 | 531.9932 | 745.4675 | 926.4342 | 1076.4618 | 1196.8051 | 1286.0453 | 1351.6712 | 1391.9572 | 1405.9874
| Kitchen DCV_Com, E - Heat [Building w Elec Heat] | E | Yes | Food Service | Space Heating | NC | 93.4006 | 181.0413 | 265.4492 | 347.1337 | 424.4087 | 501.1433 | 577.7721 | 652.3522 | 726.6889 | 800.1106
| Kitchen DCV_Com, E - Heat [Building w Elec Heat] | E | Yes | Food Service | Space Heating | RET | 891.635 | 1678.7693 | 2426.654 | 3097.5292 | 3702.8739 | 4253.3909 | 4747.0821 | 5219.4897 | 5666.1742 | 6076.5308
| Kitchen DCV_Com, E - Heat [Building w Elec Heat] | E | Yes | Food Service | Space Heating | REPL | 639.1649 | 1136.853 | 1593.0411 | 1979.7613 | 2300.3657 | 2557.5355 | 2748.239 | 2888.4797 | 2974.5695 | 3004.5515
| Kitchen DCV_Com, E - Vent [Building w Gas Heat] | E | Yes | Food Service | Ventilation | NC | 89.251 | 172.998 | 253.6559 | 331.7113 | 405.5531 | 478.8786 | 552.1029 | 623.3695 | 694.4036 | 764.5634
| Kitchen DCV_Com, E - Vent [Building w Gas Heat] | E | Yes | Food Service | Ventilation | RET | 852.0215 | 1604.1852 | 2318.8429 | 2959.9125 | 3538.363 | 4064.4217 | 4536.1792 | 4987.5987 | 5414.438 | 5806.5633
| Kitchen DCV_Com, E - Vent [Building w Gas Heat] | E | Yes | Food Service | Ventilation | REPL | 610.7681 | 1086.3451 | 1522.2656 | 1891.8046 | 2198.1653 | 2443.9096 | 2626.1406 | 2760.1506 | 2842.4157 | 2871.0656
| Kitchen DCV_Com, E - Vent [Building w Oil Heat] | E | Yes | Food Service | Ventilation | NC | 24.0136 | 46.5462 | 68.2477 | 89.249 | 109.1166 | 128.8453 | 148.5467 | 167.7215 | 186.8336 | 205.7105
| Kitchen DCV_Com, E - Vent [Building w Oil Heat] | E | Yes | Food Service | Ventilation | RET | 229.2417 | 431.616 | 623.8992 | 796.3829 | 952.0187 | 1093.558 | 1220.4873 | 1341.9446 | 1456.7883 | 1562.2921
| Kitchen DCV_Com, E - Vent [Building w Oil Heat] | E | Yes | Food Service | Ventilation | REPL | 164.331 | 292.2879 | 409.5751 | 509.0018 | 591.4301 | 657.5491 | 706.5795 | 742.6357 | 764.7697 | 772.4781
| Kitchen DCV_Com, E - Vent [Building w Oil Heat] | E | Yes | Food Service | Ventilation | NC | 24.0136 | 46.5462 | 68.2477 | 89.249 | 109.1166 | 128.8453 | 148.5467 | 167.7215 | 186.8336 | 205.7105
| Kitchen DCV_Com, E - Vent [Building w Oil Heat] | E | Yes | Food Service | Ventilation | RET | 229.2417 | 431.616 | 623.8992 | 796.3829 | 952.0187 | 1093.558 | 1220.4873 | 1341.9446 | 1456.7883 | 1562.2921
| Kitchen DCV_Com, E - Vent [Building w Oil Heat] | E | Yes | Food Service | Ventilation | REPL | 164.331 | 292.2879 | 409.5751 | 509.0018 | 591.4301 | 657.5491 | 706.5795 | 742.6357 | 764.7697 | 772.4781
| Duct Sealing Regulated_Com, E - Vent [Building w Elec Heat] | E | Yes | Food Service | Ventilation | RET | 409.8829 | 808.8291 | 1226.7487 | 1640.0745 | 2051.2681 | 2463.5621 | 2871.2092 | 3288.4258 | 3709.5007 | 4121.5043
| Duct Sealing Regulated_Com, E - Heat [Building w Elec Heat] | E | Yes | Food Service | Space Heating | RET | 118.7689 | 234.3687 | 355.4663 | 475.2328 | 594.3814 | 713.8489 | 831.9699 | 952.8638 | 1074.8757 | 1194.2591
| Duct Sealing Regulated_Com, E - Cool [Building w Elec Heat] | E | Yes | Food Service | Cooling | RET | 305.635 | 603.1149 | 914.7426 | 1222.9449 | 1529.5572 | 1836.9901 | 2140.958 | 2452.0615 | 2766.0419 | 3073.2583
| Duct Sealing Regulated_Com, E - Vent [Building w Gas Heat] | E | Yes | Food Service | Ventilation | RET | 836.9924 | 1651.6516 | 2505.0553 | 3349.0782 | 4188.7471 | 5030.6629 | 5863.0898 | 6715.0579 | 7574.9045 | 8416.2275
| Duct Sealing Regulated_Com, E - Cool [Building w Gas Heat] | E | Yes | Food Service | Cooling | RET | 624.1153 | 1231.5775 | 1867.9301 | 2497.2878 | 3123.3988 | 3751.1854 | 4371.8963 | 5007.1784 | 5648.3353 | 6275.6798
| Duct Sealing Non Regulated_Com, E - Vent [Building w Oil Heat] | E | Yes | Food Service | Ventilation | RET | 225.198 | 444.3872 | 674.0007 | 901.0904 | 1127.0085 | 1353.5313 | 1577.5009 | 1806.7282 | 2038.0753 | 2264.4385
| Duct Sealing Non Regulated_Com, E - Cool [Building w Oil Heat] | E | Yes | Food Service | Cooling | RET | 167.9221 | 331.3636 | 502.5782 | 671.9109 | 840.3699 | 1009.2798 | 1176.286 | 1347.2126 | 1519.7199 | 1688.5108
| Duct Sealing Non Regulated_Com, E - Vent [Building w Propane Heat] | E | Yes | Food Service | Ventilation | RET | 67.8673 | 133.9237 | 203.1217 | 271.559 | 339.6433 | 407.9098 | 475.4069 | 544.4885 | 614.2089 | 682.4273
| Duct Sealing Non Regulated_Com, E - Cool [Building w Propane Heat] | E | Yes | Food Service | Cooling | RET | 50.6062 | 99.8621 | 151.4606 | 202.4918 | 253.2599 | 304.1638 | 354.4939 | 406.0056 | 457.9936 | 508.8616
| Power Strip_Com, E - Plug [Tier 1] | E | Yes | Food Service | Plug Loads | NC | 0 | 0 | 0 | 0 | 0 | 0 | 0 | 0 | 0 | 0
| Power Strip_Com, E - Plug [Tier 1] | E | Yes | Food Service | Plug Loads | RET | 0 | 0 | 0 | 0 | 0 | 0 | 0 | 0 | 0 | 0
| Power Strip_Com, E - Plug [Tier 1] | E | Yes | Food Service | Plug Loads | REPL | 0 | 0 | 0 | 0 | 0 | 0 | 0 | 0 | 0 | 0
| Power Strip_Com, E - Plug [Tier 2] | E | Yes | Food Service | Plug Loads | NC | 71.0322 | 137.684 | 201.8771 | 263.9991 | 322.7676 | 381.1251 | 439.4022 | 496.1212 | 482.1939 | 472.514
| Power Strip_Com, E - Plug [Tier 2] | E | Yes | Food Service | Plug Loads | RET | 697.3219 | 1310.6867 | 1891.3555 | 2410.3459 | 2887.7715 | 3331.2375 | 3738.2198 | 4125.6342 | 3930.6993 | 3907.3945
| Power Strip_Com, E - Plug [Tier 2] | E | Yes | Food Service | Plug Loads | REPL | 911.4226 | 1621.1054 | 2271.6107 | 2823.0577 | 3294.3764 | 3689.4659 | 4003.4854 | 4246.4609 | 3681.4265 | 3409.6562
| Computer Power Management_Com, E - Plug | E | Yes | Food Service | Plug Loads | RET | 289.6644 | 571.5998 | 866.9438 | 1159.0414 | 1449.6321 | 1451.336 | 1457.4849 | 1456.9881 | 1462.4644 | 1463.0368
| Vending Machine Controls_Com, E - Plug [Non-Refrigerated] | E | No | Food Service | Plug Loads | RET | 166.0553 | 327.6799 | 496.9911 | 664.4413 | 831.0276 | 832.0044 | 835.5294 | 835.2446 | 838.384 | 838.7121
| Vending Machine Controls_Com, E - Plug [Refrigerated] | E | Yes | Food Service | Plug Loads | RET | 498.166 | 983.0396 | 1490.9733 | 1993.3238 | 2493.0828 | 2496.0132 | 2506.5882 | 2505.7338 | 2515.1519 | 2516.1364
| Ovens_Com, E - Cook | E | Yes | Food Service | Cooking | NC | 387.1525 | 750.4296 | 1100.3066 | 1438.8947 | 1759.2054 | 2077.276 | 2394.9082 | 2704.0479 | 3012.1792 | 3316.5175
| Ovens_Com, E - Cook | E | Yes | Food Service | Cooking | REPL | 3311.7319 | 6535.0981 | 9911.7645 | 13251.3141 | 16573.6362 | 19904.8485 | 23198.5158 | 26569.502 | 29971.6616 | 33300.5285
| Fryers_Com, E - Cook | E | Yes | Food Service | Cooking | NC | 63.5246 | 123.1317 | 180.5401 | 236.0962 | 288.6533 | 340.8428 | 392.9605 | 443.6846 | 494.2433 | 544.1796
| Fryers_Com, E - Cook | E | Yes | Food Service | Cooking | REPL | 543.3944 | 1072.2896 | 1626.3385 | 2174.2973 | 2719.4293 | 3266.0201 | 3806.4504 | 4359.5674 | 4917.7993 | 5464.0052
| Griddles_Com, E - Cook | E | Yes | Food Service | Cooking | NC | 17.7178 | 34.3429 | 50.3547 | 65.85 | 80.5088 | 95.065 | 109.6012 | 123.7488 | 137.8502 | 151.778
| Griddles_Com, E - Cook | E | Yes | Food Service | Cooking | REPL | 151.559 | 299.0741 | 453.6048 | 606.4368 | 758.4805 | 910.9311 | 1061.6634 | 1215.9341 | 1371.6315 | 1523.9747
| Hot Food Holding Cabinet_Com, E - Cook | E | Yes | Food Service | Cooking | NC | 77.0974 | 149.4403 | 219.1146 | 286.5409 | 350.3275 | 413.6679 | 476.9211 | 538.483 | 599.8442 | 660.45
| Hot Food Holding Cabinet_Com, E - Cook | E | Yes | Food Service | Cooking | REPL | 659.497 | 1301.3969 | 1973.825 | 2638.8616 | 3300.4675 | 3963.8438 | 4619.7435 | 5291.0404 | 5968.5451 | 6631.4544
| Steamers_Com, E - Cook | E | Yes | Food Service | Cooking | NC | 60.5297 | 117.3265 | 172.0283 | 224.9652 | 275.0444 | 324.7734 | 374.4339 | 422.7666 | 470.9416 | 518.5237
| Steamers_Com, E - Cook | E | Yes | Food Service | Cooking | REPL | 517.7755 | 1021.7353 | 1549.663 | 2071.7877 | 2591.2189 | 3112.04 | 3626.9912 | 4154.0308 | 4685.9443 | 5206.3987
| ES Refrigerator and Freezer_Com, E - Refr | E | Yes | Food Service | Refrigeration | NC | 39.8207 | 77.1858 | 113.1725 | 147.9981 | 180.9438 | 213.6591 | 246.3293 | 278.126 | 309.819 | 341.1218
| ES Refrigerator and Freezer_Com, E - Refr | E | Yes | Food Service | Refrigeration | REPL | 340.6296 | 672.1703 | 1019.4788 | 1362.9696 | 1704.6885 | 2047.3217 | 2386.0933 | 2732.8175 | 3082.7481 | 3425.1402
| Anti Sweat Heat Control_Com, E - Refr | E | Yes | Food Service | Refrigeration | NC | 277.2122 | 537.3289 | 787.8507 | 1030.2895 | 1259.641 | 1487.3886 | 1714.8223 | 1936.175 | 2156.8058 | 2374.7207
| Anti Sweat Heat Control_Com, E - Refr | E | Z | Food Service | Refrigeration | RET | 0 | 0 | 0 | 0 | 0 | 0 | 0 | 0 | 0 | 0
| Case Night Covers_Com, E - Refr | E | Yes | Food Service | Refrigeration | RET | 94.8398 | 187.1491 | 283.8484 | 379.4849 | 474.628 | 475.1858 | 477.1991 | 477.0364 | 478.8294 | 479.0169
| Loading Dock Pit Seals_Com, E - Refr | E | No | Food Service | Refrigeration | NC | 167.7923 | 325.2369 | 476.8739 | 623.6183 | 762.4412 | 900.2933 | 1037.9554 | 1171.9368 | 1305.4812 | 1437.3817
| Loading Dock Pit Seals_Com, E - Refr | E | No | Food Service | Refrigeration | RET | 1722.3692 | 3398.781 | 5154.9212 | 6891.7578 | 8619.6347 | 10352.1354 | 12065.1096 | 13818.2958 | 15587.6946 | 17318.9753
| ECM Comp Cond Fan Motor_Com, E - Refr | E | Yes | Food Service | Refrigeration | NC | 284.5662 | 551.5834 | 808.7512 | 1057.6215 | 1293.0574 | 1526.8468 | 1760.3139 | 1987.5389 | 2214.0226 | 2437.7185
| ECM Comp Cond Fan Motor_Com, E - Refr | E | Yes | Food Service | Refrigeration | RET | 762.9654 | 1481.95 | 2211.1698 | 2909.4321 | 3581.9948 | 4234.9053 | 4859.9218 | 5596.944 | 6380.7423 | 7147.6552
| ECM Comp Cond Fan Motor_Com, E - Refr | E | Yes | Food Service | Refrigeration | REPL | 1947.3607 | 3463.6807 | 4853.561 | 6031.7919 | 7008.5858 | 7792.1121 | 8373.1337 | 9069.9418 | 9876.2854 | 10766.1287
| Evap Fan Motor Replacement_Com, E - Refr | E | Yes | Food Service | Refrigeration | NC | 529.252 | 1025.8654 | 1504.1603 | 1967.023 | 2404.8996 | 2839.7141 | 3273.9292 | 3696.5347 | 4117.7617 | 4533.8036
| Evap Fan Motor Replacement_Com, E - Refr | E | Yes | Food Service | Refrigeration | RET | 7920.6368 | 14904.363 | 21531.6887 | 27469.2854 | 32820.3125 | 37680.6947 | 42034.0133 | 46175.613 | 50068.5134 | 53623.1625
| Evap Fan Motor Replacement_Com, E - Refr | E | Yes | Food Service | Refrigeration | REPL | 3621.8092 | 6441.9449 | 9026.9212 | 11218.26 | 13034.9555 | 14492.201 | 15572.817 | 16358.3446 | 16827.717 | 16970.5258
| Evap Fan Speed Controls_Com, E - Refr | E | Yes | Food Service | Refrigeration | NC | 829.9909 | 1608.7967 | 2358.8749 | 3084.7517 | 3771.4447 | 4453.3353 | 5134.2861 | 5797.0303 | 6457.6127 | 7110.0636
| Evap Fan Speed Controls_Com, E - Refr | E | Yes | Food Service | Refrigeration | RET | 4481.5001 | 8843.4218 | 13412.7921 | 17931.9355 | 22427.7662 | 26935.6279 | 31392.6827 | 35954.3667 | 40558.2351 | 45062.9224
| LowHeat NoHeat Doors_Com, E - Refr | E | Yes | Food Service | Refrigeration | NC | 130.0024 | 251.9877 | 369.4734 | 483.1683 | 590.7258 | 697.5312 | 804.1893 | 907.9957 | 1011.4635 | 1113.6577
| LowHeat NoHeat Doors_Com, E - Refr | E | Yes | Food Service | Refrigeration | RET | 1201.0148 | 2369.9832 | 3594.5467 | 4805.6496 | 6010.5049 | 7218.5844 | 8413.0479 | 9635.5515 | 10869.3602 | 12076.589
| Refrigerated Vending Machine_Com, E - Refr | E | Yes | Food Service | Refrigeration | NC | 41.3236 | 80.0988 | 117.4437 | 153.5837 | 187.7728 | 221.7228 | 255.626 | 288.6227 | 321.5118 | 353.9961
| Refrigerated Vending Machine_Com, E - Refr | E | Yes | Food Service | Refrigeration | REPL | 302.9874 | 597.8902 | 906.8184 | 1212.3508 | 1516.3071 | 1821.0767 | 2122.4113 | 2430.8198 | 2742.0803 | 3046.6354
| Walk In Refrigeration_Com, E - Refr | E | Yes | Food Service | Refrigeration | NC | 1399.7029 | 2713.0868 | 3978.0243 | 5202.1485 | 6360.1927 | 7510.1382 | 8658.4987 | 9776.1555 | 10890.1666 | 11990.4649
| Refrigeration Tune Up_Com, E - Refr | E | Yes | Food Service | Refrigeration | RET | 4983.8568 | 9834.7308 | 14916.3077 | 19942.0274 | 24941.8211 | 29954.9945 | 34911.6657 | 35000.8379 | 35269.9057 | 35197.972
| ES Ice Machine_Com, E - Refr | E | Yes | Food Service | Refrigeration | NC | 111.7963 | 216.6981 | 317.7305 | 415.5031 | 507.9977 | 599.8455 | 691.5667 | 780.8356 | 869.8133 | 957.6957
| ES Ice Machine_Com, E - Refr | E | Yes | Food Service | Refrigeration | REPL | 956.3137 | 1887.1105 | 2862.1751 | 3826.5217 | 4785.8935 | 5747.8325 | 6698.9298 | 7672.3542 | 8654.7803 | 9616.0421
| Walk In Cooler Retroft_Com, E - Refr | E | Yes | Food Service | Refrigeration | RET | 2699.0912 | 5326.1635 | 8078.1767 | 10799.9394 | 13507.6617 | 16222.6296 | 18906.9981 | 21654.3821 | 24427.1726 | 27140.2288
| HE Built Up Refrig_Com, E - Refr | E | Yes | Food Service | Refrigeration | NC | 731.8411 | 1418.55 | 2079.9285 | 2719.9675 | 3325.4563 | 3926.7106 | 4527.1363 | 5111.5083 | 5693.9742 | 6269.2702
| HE Built Up Refrig_Com, E - Refr | E | No | Food Service | Refrigeration | RET | 5594.1164 | 11038.967 | 16742.7693 | 22383.8745 | 26541.4095 | 30752.7707 | 34833.3844 | 39060.9048 | 43348.6484 | 47508.683
| Door Gasket Replacement_Com, E - Refr | E | Z | Food Service | Refrigeration | RET | 0 | 0 | 0 | 0 | 0 | 0 | 0 | 0 | 0 | 0
| EnergyStar Dehumidifier_Com, E - Appl | E | Yes | Food Service | Appliances | NC | 2.5043 | 4.8541 | 7.1173 | 9.3074 | 11.3793 | 13.4367 | 15.4913 | 17.491 | 19.4841 | 21.4527
| EnergyStar Dehumidifier_Com, E - Appl | E | Yes | Food Service | Appliances | REPL | 21.4217 | 42.2718 | 64.1136 | 85.7152 | 107.2055 | 128.7532 | 150.0581 | 171.8631 | 193.8697 | 215.4023
| Clothes Washer Elec WH_Com, E - Appl [unit w/ elec dry - Washer] | E | Yes | Food Service | Appliances | NC | 3.1055 | 6.0195 | 8.826 | 11.5419 | 14.1113 | 16.6627 | 19.2105 | 18.6098 | 18.2176 | 17.9271
| Clothes Washer Elec WH_Com, E - Appl [unit w/ elec dry - Washer] | E | Yes | Food Service | Appliances | REPL | 45.5395 | 89.8639 | 136.2964 | 182.2184 | 227.9036 | 273.711 | 319.0021 | 319.8169 | 322.2755 | 321.6182
| Clothes Washer Elec WH_Com, E - Appl [unit w/ elec dry - Dryer] | E | Yes | Food Service | Appliances | NC | 0.44263 | 0.85797 | 1.258 | 1.6451 | 2.0113 | 2.375 | 2.7381 | 2.6525 | 2.5966 | 2.5552
| Clothes Washer Elec WH_Com, E - Appl [unit w/ elec dry - Dryer] | E | Yes | Food Service | Appliances | REPL | 6.4908 | 12.8085 | 19.4266 | 25.972 | 32.4836 | 39.0126 | 45.4681 | 45.5842 | 45.9346 | 45.8409
| Clothes Washer Elec WH_Com, E - HWat [unit w/ elec dry - Water Heater] | E | Yes | Food Service | Water Heating | NC | 3.2831 | 6.3638 | 9.3308 | 12.2021 | 14.9184 | 17.6157 | 20.3093 | 19.6742 | 19.2596 | 18.9524
| Clothes Washer Elec WH_Com, E - HWat [unit w/ elec dry - Water Heater] | E | Yes | Food Service | Water Heating | REPL | 48.1442 | 95.0038 | 144.092 | 192.6406 | 240.9387 | 289.3661 | 337.2477 | 338.1091 | 340.7083 | 340.0134
| Clothes Washer Elec WH_Com, E - Appl [unit w/ gas dry - Washer] | E | Yes | Food Service | Appliances | NC | 0.77638 | 1.5049 | 2.2065 | 2.8855 | 3.5278 | 4.1657 | 4.8026 | 4.6524 | 4.5544 | 4.4818
| Clothes Washer Elec WH_Com, E - Appl [unit w/ gas dry - Washer] | E | Yes | Food Service | Appliances | REPL | 11.3849 | 22.466 | 34.0741 | 45.5546 | 56.9759 | 68.4277 | 79.7505 | 79.9542 | 80.5689 | 80.4046
| Clothes Washer Elec WH_Com, E - HWat [unit w/ gas dry - Water Heater] | E | Yes | Food Service | Water Heating | NC | 0.82078 | 1.5909 | 2.3327 | 3.0505 | 3.7296 | 4.4039 | 5.0773 | 4.9185 | 4.8149 | 4.7381
| Clothes Washer Elec WH_Com, E - HWat [unit w/ gas dry - Water Heater] | E | Yes | Food Service | Water Heating | REPL | 12.036 | 23.7509 | 36.023 | 48.1601 | 60.2347 | 72.3415 | 84.3119 | 84.5273 | 85.1771 | 85.0034
| Clothes Washer Elec WH_Com, E - Appl [unit w/ propane dry - Washer] | E | Yes | Food Service | Appliances | NC | 0.31055 | 0.60195 | 0.8826 | 1.1542 | 1.4111 | 1.6663 | 1.9211 | 1.861 | 1.8218 | 1.7927
| Clothes Washer Elec WH_Com, E - Appl [unit w/ propane dry - Washer] | E | Yes | Food Service | Appliances | REPL | 4.554 | 8.9864 | 13.6296 | 18.2218 | 22.7904 | 27.3711 | 31.9002 | 31.9817 | 32.2275 | 32.1618
| Clothes Washer Elec WH_Com, E - HWat [unit w/ propane dry - Water Heater] | E | Yes | Food Service | Water Heating | NC | 0.32831 | 0.63638 | 0.93308 | 1.2202 | 1.4918 | 1.7616 | 2.0309 | 1.9674 | 1.926 | 1.8952
| Clothes Washer Elec WH_Com, E - HWat [unit w/ propane dry - Water Heater] | E | Yes | Food Service | Water Heating | REPL | 4.8144 | 9.5004 | 14.4092 | 19.2641 | 24.0939 | 28.9366 | 33.7248 | 33.8109 | 34.0708 | 34.0013
| Clothes Washer Gas WH_Com, E - Appl [unit w/ elec dry - Washer] | E | Yes | Food Service | Appliances | NC | 1.5528 | 3.0097 | 4.413 | 5.771 | 7.0556 | 8.3313 | 9.6053 | 9.3049 | 9.1088 | 8.9635
| Clothes Washer Gas WH_Com, E - Appl [unit w/ elec dry - Washer] | E | Yes | Food Service | Appliances | REPL | 22.7698 | 44.932 | 68.1482 | 91.1092 | 113.9518 | 136.8555 | 159.5011 | 159.9085 | 161.1377 | 160.8091
| Clothes Washer Gas WH_Com, E - Appl [unit w/ elec dry - Dryer] | E | Yes | Food Service | Appliances | NC | 0.22132 | 0.42899 | 0.62899 | 0.82255 | 1.0057 | 1.1875 | 1.3691 | 1.3262 | 1.2983 | 1.2776
| Clothes Washer Gas WH_Com, E - Appl [unit w/ elec dry - Dryer] | E | Yes | Food Service | Appliances | REPL | 3.2454 | 6.4043 | 9.7133 | 12.986 | 16.2418 | 19.5063 | 22.734 | 22.7921 | 22.9673 | 22.9205
| Clothes Washer Gas WH_Com, E - Appl [unit w/ gas dry - Washer] | E | Yes | Food Service | Appliances | NC | 6.0557 | 11.738 | 17.2107 | 22.5068 | 27.517 | 32.4922 | 37.4605 | 36.2891 | 35.5244 | 34.9578
| Clothes Washer Gas WH_Com, E - Appl [unit w/ gas dry - Washer] | E | Yes | Food Service | Appliances | REPL | 88.8021 | 175.2347 | 265.7779 | 355.3259 | 444.412 | 533.7364 | 622.0541 | 623.643 | 628.4372 | 627.1555
| Clothes Washer Gas WH_Com, E - Appl [unit w/ propane dry - Washer] | E | Yes | Food Service | Appliances | NC | 0.31055 | 0.60195 | 0.8826 | 1.1542 | 1.4111 | 1.6663 | 1.9211 | 1.861 | 1.8218 | 1.7927
| Clothes Washer Gas WH_Com, E - Appl [unit w/ propane dry - Washer] | E | Yes | Food Service | Appliances | REPL | 4.554 | 8.9864 | 13.6296 | 18.2218 | 22.7904 | 27.3711 | 31.9002 | 31.9817 | 32.2275 | 32.1618
| Clothes Washer Oil WH_Com, E - Appl [unit w/ elec dry - Washer] | E | Yes | Food Service | Appliances | NC | 1.8633 | 3.6117 | 5.2956 | 6.9252 | 8.4668 | 9.9976 | 11.5263 | 11.1659 | 10.9306 | 10.7562
| Clothes Washer Oil WH_Com, E - Appl [unit w/ elec dry - Washer] | E | Yes | Food Service | Appliances | REPL | 27.3237 | 53.9184 | 81.7778 | 109.3311 | 136.7422 | 164.2266 | 191.4013 | 191.8901 | 193.3653 | 192.9709
| Clothes Washer Oil WH_Com, E - Appl [unit w/ elec dry - Dryer] | E | Yes | Food Service | Appliances | NC | 0.26558 | 0.51478 | 0.75479 | 0.98706 | 1.2068 | 1.425 | 1.6429 | 1.5915 | 1.558 | 1.5331
| Clothes Washer Oil WH_Com, E - Appl [unit w/ elec dry - Dryer] | E | Yes | Food Service | Appliances | REPL | 3.8945 | 7.6851 | 11.656 | 15.5832 | 19.4902 | 23.4076 | 27.2808 | 27.3505 | 27.5608 | 27.5046
| Clothes Washer Oil WH_Com, E - Appl [unit w/ gas dry - Washer] | E | Yes | Food Service | Appliances | NC | 0.31055 | 0.60195 | 0.8826 | 1.1542 | 1.4111 | 1.6663 | 1.9211 | 1.861 | 1.8218 | 1.7927
| Clothes Washer Oil WH_Com, E - Appl [unit w/ gas dry - Washer] | E | Yes | Food Service | Appliances | REPL | 4.554 | 8.9864 | 13.6296 | 18.2218 | 22.7904 | 27.3711 | 31.9002 | 31.9817 | 32.2275 | 32.1618
| Clothes Washer Oil WH_Com, E - Appl [unit w/ propane dry - Washer] | E | Yes | Food Service | Appliances | NC | 0.46583 | 0.90292 | 1.3239 | 1.7313 | 2.1167 | 2.4994 | 2.8816 | 2.7915 | 2.7326 | 2.6891
| Clothes Washer Oil WH_Com, E - Appl [unit w/ propane dry - Washer] | E | Yes | Food Service | Appliances | REPL | 6.8309 | 13.4796 | 20.4445 | 27.3328 | 34.1855 | 41.0566 | 47.8503 | 47.9725 | 48.3413 | 48.2427
| Clothes Washer Propane WH_Com, E - Appl [unit w/ elec dry - Washer] | E | Yes | Food Service | Appliances | NC | 0.31055 | 0.60195 | 0.8826 | 1.1542 | 1.4111 | 1.6663 | 1.9211 | 1.861 | 1.8218 | 1.7927
| Clothes Washer Propane WH_Com, E - Appl [unit w/ elec dry - Washer] | E | Yes | Food Service | Appliances | REPL | 4.554 | 8.9864 | 13.6296 | 18.2218 | 22.7904 | 27.3711 | 31.9002 | 31.9817 | 32.2275 | 32.1618
| Clothes Washer Propane WH_Com, E - Appl [unit w/ elec dry - Dryer] | E | Yes | Food Service | Appliances | NC | 0.044263 | 0.085797 | 0.1258 | 0.16451 | 0.20113 | 0.2375 | 0.27381 | 0.26525 | 0.25966 | 0.25552
| Clothes Washer Propane WH_Com, E - Appl [unit w/ elec dry - Dryer] | E | Yes | Food Service | Appliances | REPL | 0.64908 | 1.2809 | 1.9427 | 2.5972 | 3.2484 | 3.9013 | 4.5468 | 4.5584 | 4.5935 | 4.5841
| Clothes Washer Propane WH_Com, E - Appl [unit w/ gas dry - Washer] | E | Yes | Food Service | Appliances | NC | 0.15528 | 0.30097 | 0.4413 | 0.5771 | 0.70556 | 0.83313 | 0.96053 | 0.93049 | 0.91088 | 0.89635
| Clothes Washer Propane WH_Com, E - Appl [unit w/ gas dry - Washer] | E | Yes | Food Service | Appliances | REPL | 2.277 | 4.4932 | 6.8148 | 9.1109 | 11.3952 | 13.6855 | 15.9501 | 15.9908 | 16.1138 | 16.0809
| Clothes Washer Propane WH_Com, E - Appl [unit w/ propane dry - Washer] | E | Yes | Food Service | Appliances | NC | 0.31055 | 0.60195 | 0.8826 | 1.1542 | 1.4111 | 1.6663 | 1.9211 | 1.861 | 1.8218 | 1.7927
| Clothes Washer Propane WH_Com, E - Appl [unit w/ propane dry - Washer] | E | Yes | Food Service | Appliances | REPL | 4.554 | 8.9864 | 13.6296 | 18.2218 | 22.7904 | 27.3711 | 31.9002 | 31.9817 | 32.2275 | 32.1618
| Dishwasher_Com, E - Appl [Building w elec WH] | E | Yes | Food Service | Appliances | NC | 12.0951 | 23.4442 | 34.3748 | 44.9526 | 54.9595 | 64.8964 | 74.8195 | 84.4774 | 94.1038 | 103.6116
| Dishwasher_Com, E - Appl [Building w elec WH] | E | Yes | Food Service | Appliances | REPL | 98.1459 | 193.673 | 293.7432 | 392.7135 | 491.1732 | 589.8964 | 687.5069 | 787.4089 | 888.2346 | 986.8883
| Dishwasher_Com, E - HWat [Building w elec WH] | E | Yes | Food Service | Water Heating | NC | 4.4794 | 8.6826 | 12.7307 | 16.6483 | 20.3543 | 24.0345 | 27.7095 | 31.2863 | 34.8515 | 38.3727
| Dishwasher_Com, E - HWat [Building w elec WH] | E | Yes | Food Service | Water Heating | REPL | 36.3485 | 71.7271 | 108.7882 | 145.442 | 181.9067 | 218.469 | 254.6192 | 291.618 | 328.959 | 365.4955
| Dishwasher_Com, E - Appl [Building w gas WH] | E | Yes | Food Service | Appliances | NC | 30.2377 | 58.6106 | 85.9369 | 112.3816 | 137.3987 | 162.2409 | 187.0489 | 211.1935 | 235.2594 | 259.029
| Dishwasher_Com, E - Appl [Building w gas WH] | E | Yes | Food Service | Appliances | REPL | 245.3647 | 484.1824 | 734.3581 | 981.7838 | 1227.9331 | 1474.7411 | 1718.7674 | 1968.5222 | 2220.5866 | 2467.2208
| Dishwasher_Com, E - Appl [Building w oil WH] | E | Yes | Food Service | Appliances | NC | 3.0238 | 5.8611 | 8.5937 | 11.2382 | 13.7399 | 16.2241 | 18.7049 | 21.1194 | 23.5259 | 25.9029
| Dishwasher_Com, E - Appl [Building w oil WH] | E | Yes | Food Service | Appliances | REPL | 24.5365 | 48.4182 | 73.4358 | 98.1784 | 122.7933 | 147.4741 | 171.8767 | 196.8522 | 222.0587 | 246.7221
| Dishwasher_Com, E - Appl [Building w propane WH] | E | Yes | Food Service | Appliances | NC | 3.0238 | 5.8611 | 8.5937 | 11.2382 | 13.7399 | 16.2241 | 18.7049 | 21.1194 | 23.5259 | 25.9029
| Dishwasher_Com, E - Appl [Building w propane WH] | E | Yes | Food Service | Appliances | REPL | 24.5365 | 48.4182 | 73.4358 | 98.1784 | 122.7933 | 147.4741 | 171.8767 | 196.8522 | 222.0587 | 246.7221
| Faucet Aerator_Com, E - HWat | E | Yes | Food Service | Water Heating | RET | 44.5285 | 87.8688 | 133.2703 | 178.1728 | 222.8436 | 267.634 | 311.9196 | 357.2448 | 402.9891 | 447.7479
| Pre Rinse Sprayers_Com, E - HWat | E | Yes | Food Service | Water Heating | RET | 422.484 | 833.695 | 1264.4628 | 1312.6166 | 1368.6555 | 1363.7315 | 1359.4431 | 1364.9193 | 1373.8579 | 1377.9624
| Heat Pump Water Heater_Com, E - HWat | E | Yes | Food Service | Water Heating | NC | 145.4359 | 281.9029 | 413.336 | 540.5285 | 660.8549 | 780.3398 | 899.6601 | 1015.7901 | 1131.5412 | 1245.8675
| Heat Pump Water Heater_Com, E - HWat | E | Yes | Food Service | Water Heating | RET | 1448.0973 | 2720.8381 | 3924.7819 | 4999.9929 | 5965.8999 | 6855.014 | 7663.2371 | 8424.9354 | 9133.9858 | 9775.0209
| Heat Pump Water Heater_Com, E - HWat | E | Yes | Food Service | Water Heating | REPL | 1492.8837 | 2655.3235 | 3720.8322 | 4624.0864 | 5372.9152 | 5988.598 | 6463.715 | 6813.2218 | 7027.9324 | 7102.9628
| Clothes Dryer_Com, E - Appl | E | Yes | Food Service | Appliances | NC | 1.3225 | 2.5634 | 3.7586 | 4.9152 | 6.0094 | 7.0959 | 8.1809 | 9.2369 | 10.2895 | 11.3291
| Clothes Dryer_Com, E - Appl | E | Yes | Food Service | Appliances | RET | 12.9175 | 24.2939 | 35.0774 | 44.7276 | 53.4144 | 61.2957 | 68.3467 | 75.0282 | 81.2829 | 86.9704
| Clothes Dryer_Com, E - Appl | E | Yes | Food Service | Appliances | REPL | 9.6966 | 17.2469 | 24.1677 | 30.0345 | 34.8983 | 38.7998 | 41.6929 | 43.7808 | 45.0068 | 45.3441
| Pnemautic to DDC_Com, E - TotE [Building w Elec Heat] | E | Yes | Food Service | Total Electric | RET | 397.4705 | 784.3353 | 1189.5991 | 1590.4082 | 1989.1497 | 2388.9582 | 2784.2606 | 3188.8426 | 3597.1661 | 3996.6931
| Pnemautic to DDC_Com, E - TotE [Building w Gas Heat] | E | No | Food Service | Total Electric | RET | 420.8534 | 830.4773 | 1259.5825 | 1683.9709 | 2106.1701 | 2529.4991 | 2948.0568 | 3376.4402 | 3808.7851 | 4231.816
| Pnemautic to DDC_Com, E - TotE [Building w Oil Heat] | E | No | Food Service | Total Electric | RET | 113.2332 | 223.4451 | 338.8985 | 453.0829 | 566.6782 | 680.5775 | 793.1931 | 908.4523 | 1024.7774 | 1138.5965
| Pnemautic to DDC_Com, E - TotE [Building w Propane Heat] | E | No | Food Service | Total Electric | RET | 34.1248 | 67.339 | 102.1329 | 136.5443 | 170.7782 | 205.1037 | 239.0423 | 273.7777 | 308.8342 | 343.1356
| RCx_Com, E - TotE [Building w Elec Heat] | E | Yes | Food Service | Total Electric | RET | 1313.483 | 2591.9187 | 3931.1555 | 5255.6714 | 6573.3545 | 7894.5638 | 9200.8821 | 10537.8661 | 10573.731 | 10615.5742
| RCx_Com, E - TotE [Building w Gas Heat] | E | Yes | Food Service | Total Electric | RET | 2682.1691 | 5292.7707 | 8027.53 | 10732.2285 | 13422.9744 | 16120.9208 | 18788.4595 | 21518.6185 | 21591.8556 | 21677.3006
| RCx_Com, E - TotE [Building w Oil Heat] | E | Yes | Food Service | Total Electric | RET | 721.6543 | 1424.053 | 2159.857 | 2887.573 | 3611.535 | 4337.4343 | 5055.1523 | 5789.7186 | 5809.4235 | 5832.413
| RCx_Com, E - TotE [Building w Propane Heat] | E | Yes | Food Service | Total Electric | RET | 217.4829 | 429.1628 | 650.9099 | 870.2196 | 1088.3979 | 1307.1601 | 1523.4567 | 1744.8308 | 1750.7692 | 1757.6975
| Commissioning_Com, E - TotE [Building w Elec Heat] | E | Yes | Food Service | Total Electric | NC | 0 | 0 | 0 | 0 | 0 | 0 | 0 | 0 | 0 | 0
| Commissioning_Com, E - TotE [Building w Gas Heat] | E | Yes | Food Service | Total Electric | NC | 0 | 0 | 0 | 0 | 0 | 0 | 0 | 0 | 0 | 0
| Commissioning_Com, E - TotE [Building w Oil Heat] | E | Yes | Food Service | Total Electric | NC | 0 | 0 | 0 | 0 | 0 | 0 | 0 | 0 | 0 | 0
| Commissioning_Com, E - TotE [Building w Propane Heat] | E | Yes | Food Service | Total Electric | NC | 0 | 0 | 0 | 0 | 0 | 0 | 0 | 0 | 0 | 0
| Integrated Building Design_Com, E - TotE [Building w Elec Heat] | E | Yes | Food Service | Total Electric | NC | 111.3555 | 215.8438 | 316.4779 | 413.865 | 505.995 | 597.4807 | 688.8403 | 777.7572 | 866.3841 | 953.92
| Integrated Building Design_Com, E - TotE [Building w Gas Heat] | E | Yes | Food Service | Total Electric | NC | 227.3911 | 440.7592 | 646.2568 | 845.124 | 1033.256 | 1220.0724 | 1406.6312 | 1588.2021 | 1769.1807 | 1947.9315
| Integrated Building Design_Com, E - TotE [Building w Oil Heat] | E | Yes | Food Service | Total Electric | NC | 61.181 | 118.589 | 173.8794 | 227.3859 | 278.004 | 328.2681 | 378.4629 | 427.3157 | 476.0091 | 524.1031
| Integrated Building Design_Com, E - TotE [Building w Propane Heat] | E | Yes | Food Service | Total Electric | NC | 18.4379 | 35.7388 | 52.4015 | 68.5266 | 83.7813 | 98.9292 | 114.0563 | 128.7789 | 143.4535 | 157.9475
| Deep Energy Retrofit_Com, E - TotE [Building w Elec Heat] | E | Yes | Food Service | Total Electric | RET | 400.4612 | 790.2371 | 1198.5503 | 1602.3754 | 2004.1172 | 2406.934 | 2805.2109 | 3212.8373 | 3624.2332 | 4026.7664
| Deep Energy Retrofit_Com, E - TotE [Building w Gas Heat] | E | Yes | Food Service | Total Electric | RET | 817.7531 | 1613.6864 | 2447.4734 | 3272.0955 | 4092.4635 | 4915.0269 | 5728.3194 | 6560.7039 | 7400.7859 | 8222.7701
| Deep Energy Retrofit_Com, E - TotE [Building w Oil Heat] | E | Yes | Food Service | Total Electric | RET | 220.0216 | 434.1724 | 658.508 | 880.3777 | 1101.1028 | 1322.4186 | 1541.2401 | 1765.1983 | 1991.2276 | 2212.3876
| Deep Energy Retrofit_Com, E - TotE [Building w Propane Heat] | E | Yes | Food Service | Total Electric | RET | 66.3073 | 130.8453 | 198.4527 | 265.3169 | 331.8362 | 398.5335 | 464.4791 | 531.9727 | 600.0905 | 666.7409
| EMS_Com, E - TotE [Building w Elec Heat] | E | Yes | Food Service | Total Electric | NC | 202.549 | 392.6068 | 575.6541 | 752.7953 | 920.3742 | 1086.7812 | 1252.9587 | 1414.6932 | 1575.9002 | 1735.1227
| EMS_Com, E - TotE [Building w Elec Heat] | E | Yes | Food Service | Total Electric | RET | 2535.3662 | 5003.0821 | 7588.1601 | 10144.8226 | 12688.2963 | 15238.5761 | 17760.1127 | 20340.8423 | 22945.4372 | 25493.9213
| EMS_Com, E - TotE [Building w Gas Heat] | E | Yes | Food Service | Total Electric | NC | 413.6107 | 801.7142 | 1175.5018 | 1537.2292 | 1879.43 | 2219.2376 | 2558.5769 | 2888.8433 | 3218.0323 | 3543.1693
| EMS_Com, E - TotE [Building w Gas Heat] | E | Yes | Food Service | Total Electric | RET | 5177.2889 | 10216.434 | 15495.2359 | 20716.0124 | 25909.8572 | 31117.6001 | 36266.6486 | 41536.5709 | 46855.2267 | 52059.303
| EMS_Com, E - TotE [Building w Oil Heat] | E | Yes | Food Service | Total Electric | NC | 111.2845 | 215.7062 | 316.2761 | 413.6011 | 505.6724 | 597.0997 | 688.4011 | 777.2613 | 865.8317 | 953.3118
| EMS_Com, E - TotE [Building w Oil Heat] | E | Yes | Food Service | Total Electric | RET | 1392.9819 | 2748.7953 | 4169.0899 | 5573.7724 | 6971.2088 | 8372.3845 | 9757.7681 | 11175.6736 | 12606.6911 | 14006.8803
| EMS_Com, E - TotE [Building w Propane Heat] | E | Yes | Food Service | Total Electric | NC | 33.5375 | 65.0068 | 95.3152 | 124.6458 | 152.393 | 179.9462 | 207.4615 | 234.241 | 260.9332 | 287.2968
| EMS_Com, E - TotE [Building w Propane Heat] | E | Yes | Food Service | Total Electric | RET | 419.7989 | 828.3965 | 1256.4266 | 1679.7518 | 2100.8931 | 2523.1614 | 2940.6705 | 3367.9806 | 3799.2423 | 4221.2132
| VFDs on HVAC Pumps_Com, E - Oth | E | Yes | Food Service | Other | RET | 554.2078 | 1093.6279 | 1658.7022 | 2217.5652 | 2773.5452 | 2776.8052 | 2788.5699 | 2787.6194 | 2798.097 | 2799.1922
| ECM Circulators_Com, E - Oth | E | Yes | Food Service | Other | RET | 576.8721 | 1138.3517 | 1726.5347 | 2308.2523 | 2886.9691 | 3467.2345 | 4040.9599 | 4628.1535 | 5220.7772 | 5800.634
| Motors_Com, E - Oth | E | Yes | Food Service | Other | NC | 7.6573 | 14.8424 | 21.7625 | 28.4593 | 34.7946 | 41.0855 | 47.3679 | 53.4822 | 59.5766 | 65.596
| Motors_Com, E - Oth | E | Yes | Food Service | Other | RET | 233.4467 | 438.1699 | 631.398 | 803.5828 | 957.921 | 939.9818 | 926.186 | 910.9976 | 900.0945 | 889.2905
| Motors_Com, E - Oth | E | Yes | Food Service | Other | REPL | 52.4011 | 93.2033 | 130.6033 | 162.308 | 188.5923 | 209.676 | 225.3106 | 236.0969 | 241.7193 | 242.0704
| Ext Area Ltg_Com, E - ExtL | E | Yes | Food Service | Exterior Lighting | NC | 42.8112 | 82.9823 | 121.6716 | 159.1126 | 194.5325 | 229.7047 | 264.8284 | 299.013 | 333.086 | 366.7397
| Ext Area Ltg_Com, E - ExtL | E | Yes | Food Service | Exterior Lighting | RET | 219.7263 | 422.8966 | 625.0878 | 815.058 | 994.5988 | 1199.1066 | 1417.6344 | 1641.2921 | 1867.018 | 2087.8812
| Ext Area Ltg_Com, E - ExtL | E | Yes | Food Service | Exterior Lighting | REPL | 384.9605 | 684.7115 | 959.4675 | 1192.3839 | 1385.4797 | 1599.0401 | 1829.9166 | 2086.3992 | 2365.6263 | 2658.772
| Street Ltg_Com, E - ExtL | E | Yes | Food Service | Exterior Lighting | NC | 7.969 | 15.4465 | 22.6482 | 29.6176 | 36.2107 | 42.7577 | 49.2957 | 55.6589 | 62.0013 | 68.2657
| Street Ltg_Com, E - ExtL | E | Yes | Food Service | Exterior Lighting | RET | 40.9003 | 78.7189 | 116.3552 | 151.7166 | 185.1367 | 223.2042 | 263.8815 | 305.5136 | 347.5307 | 388.6426
| Street Ltg_Com, E - ExtL | E | Yes | Food Service | Exterior Lighting | REPL | 71.6574 | 127.4536 | 178.5973 | 221.9529 | 257.8961 | 297.6487 | 340.6246 | 388.3668 | 440.3427 | 494.9095
| Ext Ltg Ctrls_Com, E - ExtL | E | Yes | Food Service | Exterior Lighting | RET | 264.279 | 521.5063 | 790.9671 | 1057.466 | 1322.5901 | 1588.4237 | 1851.2611 | 2120.2686 | 2127.4848 | 2135.9039
| Ext Ltg Dsgn_Com, E - ExtL | E | Yes | Food Service | Exterior Lighting | NC | 5.1492 | 9.9808 | 14.6342 | 19.1375 | 23.3977 | 27.6281 | 31.8526 | 35.9642 | 40.0624 | 44.1101
| Ext Ltg Dsgn_Com, E - ExtL | E | Yes | Food Service | Exterior Lighting | REPL | 35.2372 | 69.5342 | 105.4623 | 140.9955 | 176.3453 | 211.7898 | 246.8348 | 282.7025 | 318.9018 | 354.3214
| Int Ltg Ctrls_Com, E - IntL [No Heat] | E | Yes | Food Service | Interior Lighting | RET | 468.7662 | 925.0245 | 1402.982 | 1875.6858 | 2345.951 | 2817.4747 | 3283.6839 | 3760.8374 | 3773.6372 | 3788.5705
| Int Ltg Ctrls_Com, E - IntL [Electric Heat] | E | Yes | Food Service | Interior Lighting | RET | 410.026 | 809.1113 | 1227.1768 | 1640.6469 | 2051.984 | 2464.4218 | 2872.2112 | 3289.5735 | 3300.7693 | 3313.8314
| Int Ltg Ctrls_Com, E/G - IntL | E | Yes | Food Service | Interior Lighting | RET | 2040.9899 | 4027.5208 | 6108.5291 | 8166.6627 | 10214.1792 | 12267.1748 | 14297.0317 | 16374.5395 | 16430.2691 | 16495.2882
| Int Ltg Ctrls_Com, E/O - IntL | E | Yes | Food Service | Interior Lighting | RET | 192.2178 | 379.3068 | 575.2935 | 769.1259 | 961.9584 | 1155.307 | 1346.4763 | 1542.1334 | 1547.3819 | 1553.5053
| Int Ltg Ctrls_Com, E/P - IntL | E | Yes | Food Service | Interior Lighting | RET | 58.9701 | 116.3667 | 176.4931 | 235.9585 | 295.1172 | 354.4342 | 413.0826 | 473.1078 | 474.718 | 476.5966
| Exit Sign RetFit_Com, E - IntL [No Heat] | E | Yes | Food Service | Interior Lighting | RET | 17.5993 | 34.729 | 52.6734 | 70.4205 | 88.076 | 105.7789 | 123.2822 | 141.1963 | 159.2762 | 176.9665
| Exit Sign RetFit_Com, E - IntL [Electric Heat] | E | Yes | Food Service | Interior Lighting | RET | 17.701 | 34.9297 | 52.9777 | 70.8274 | 88.585 | 106.3901 | 123.9946 | 142.0123 | 160.1966 | 177.9892
| Exit Sign RetFit_Com, E/G - IntL | E | Yes | Food Service | Interior Lighting | RET | 78.9105 | 155.7155 | 236.1733 | 315.7466 | 394.9095 | 474.2842 | 552.7643 | 633.0867 | 714.1519 | 793.4707
| Exit Sign RetFit_Com, E/O - IntL | E | Yes | Food Service | Interior Lighting | RET | 7.3644 | 14.5322 | 22.041 | 29.4672 | 36.8551 | 44.2628 | 51.587 | 59.0831 | 66.6485 | 74.051
| Exit Sign RetFit_Com, E/P - IntL | E | Yes | Food Service | Interior Lighting | RET | 2.2587 | 4.4571 | 6.76 | 9.0376 | 11.3035 | 13.5755 | 15.8218 | 18.1209 | 20.4412 | 22.7116
| LED HiLo Bay_Com, E - IntL [No Heat] | E | Yes | Food Service | Interior Lighting | NC | 0.0005213 | 0.0010105 | 0.0014816 | 0.0019375 | 0.0023688 | 0.0027971 | 0.0032247 | 0.003641 | 0.0040559 | 0.0044657
| LED HiLo Bay_Com, E - IntL [No Heat] | E | Yes | Food Service | Interior Lighting | RET | 0.0053511 | 0.010209 | 0.014955 | 0.019332 | 0.023394 | 0.027193 | 0.030696 | 0.034039 | 0.037187 | 0.040367
| LED HiLo Bay_Com, E - IntL [No Heat] | E | Yes | Food Service | Interior Lighting | REPL | 0.0027847 | 0.004953 | 0.0069405 | 0.0086254 | 0.010022 | 0.011143 | 0.011974 | 0.01254 | 0.012826 | 0.012987
| LED HiLo Bay_Com, E - IntL [Electric Heat] | E | Yes | Food Service | Interior Lighting | NC | 0.00045678 | 0.0008854 | 0.0012982 | 0.0016977 | 0.0020756 | 0.0024509 | 0.0028256 | 0.0031904 | 0.0035539 | 0.003913
| LED HiLo Bay_Com, E - IntL [Electric Heat] | E | Yes | Food Service | Interior Lighting | RET | 0.0046888 | 0.0089452 | 0.013104 | 0.01694 | 0.020499 | 0.023827 | 0.026897 | 0.029826 | 0.032584 | 0.035371
| LED HiLo Bay_Com, E - IntL [Electric Heat] | E | Yes | Food Service | Interior Lighting | REPL | 0.0024401 | 0.00434 | 0.0060816 | 0.0075579 | 0.0087818 | 0.0097636 | 0.010492 | 0.010988 | 0.011239 | 0.01138
| LED HiLo Bay_Com, E/G - IntL | E | Yes | Food Service | Interior Lighting | NC | 0.0022911 | 0.0044408 | 0.0065113 | 0.008515 | 0.010411 | 0.012293 | 0.014172 | 0.016002 | 0.017825 | 0.019626
| LED HiLo Bay_Com, E/G - IntL | E | Yes | Food Service | Interior Lighting | RET | 0.023518 | 0.044866 | 0.065724 | 0.084964 | 0.10282 | 0.11951 | 0.1349 | 0.1496 | 0.16343 | 0.17741
| LED HiLo Bay_Com, E/G - IntL | E | Yes | Food Service | Interior Lighting | REPL | 0.012239 | 0.021768 | 0.030503 | 0.037908 | 0.044047 | 0.048971 | 0.052622 | 0.055114 | 0.056371 | 0.057076
| LED HiLo Bay_Com, E/O - IntL | E | Yes | Food Service | Interior Lighting | NC | 0.00021381 | 0.00041444 | 0.00060767 | 0.00079467 | 0.00097157 | 0.0011472 | 0.0013226 | 0.0014934 | 0.0016636 | 0.0018316
| LED HiLo Bay_Com, E/O - IntL | E | Yes | Food Service | Interior Lighting | RET | 0.0021948 | 0.0041872 | 0.0061338 | 0.0079293 | 0.0095953 | 0.011153 | 0.01259 | 0.013961 | 0.015252 | 0.016557
| LED HiLo Bay_Com, E/O - IntL | E | Yes | Food Service | Interior Lighting | REPL | 0.0011422 | 0.0020315 | 0.0028467 | 0.0035378 | 0.0041107 | 0.0045702 | 0.004911 | 0.0051435 | 0.0052609 | 0.0053267
| LED HiLo Bay_Com, E/P - IntL | E | Yes | Food Service | Interior Lighting | NC | 6.5577e-05 | 0.00012711 | 0.00018637 | 0.00024373 | 0.00029798 | 0.00035186 | 0.00040566 | 0.00045802 | 0.00051021 | 0.00056176
| LED HiLo Bay_Com, E/P - IntL | E | Yes | Food Service | Interior Lighting | RET | 0.00067314 | 0.0012842 | 0.0018812 | 0.0024319 | 0.0029429 | 0.0034207 | 0.0038614 | 0.004282 | 0.0046779 | 0.005078
| LED HiLo Bay_Com, E/P - IntL | E | Yes | Food Service | Interior Lighting | REPL | 0.0003503 | 0.00062307 | 0.00087309 | 0.001085 | 0.0012608 | 0.0014017 | 0.0015062 | 0.0015775 | 0.0016135 | 0.0016337
| Repl Scre_Com, E - IntL [No Heat] | E | Yes | Food Service | Interior Lighting | NC | 64.5982 | 125.2128 | 60.6145 | 0 | 0 | 0 | 0 | 0 | 0 | 0
| Repl Scre_Com, E - IntL [No Heat] | E | Yes | Food Service | Interior Lighting | RET | 411.1509 | 811.3312 | 400.1803 | 0 | 0 | 0 | 0 | 0 | 0 | 0
| Repl Scre_Com, E - IntL [No Heat] | E | Yes | Food Service | Interior Lighting | REPL | 3315.4695 | 6542.4736 | 3227.0041 | 0 | 0 | 0 | 0 | 0 | 0 | 0
| Repl Scre_Com, E - IntL [Electric Heat] | E | Yes | Food Service | Interior Lighting | NC | 64.9716 | 125.9363 | 60.9648 | 0 | 0 | 0 | 0 | 0 | 0 | 0
| Repl Scre_Com, E - IntL [Electric Heat] | E | Yes | Food Service | Interior Lighting | RET | 413.5269 | 816.0198 | 402.4929 | 0 | 0 | 0 | 0 | 0 | 0 | 0
| Repl Scre_Com, E - IntL [Electric Heat] | E | Yes | Food Service | Interior Lighting | REPL | 3334.6292 | 6580.2817 | 3245.6526 | 0 | 0 | 0 | 0 | 0 | 0 | 0
| Repl Scre_Com, E/G - IntL | E | Yes | Food Service | Interior Lighting | NC | 289.6413 | 561.4206 | 271.7793 | 0 | 0 | 0 | 0 | 0 | 0 | 0
| Repl Scre_Com, E/G - IntL | E | Yes | Food Service | Interior Lighting | RET | 1843.4909 | 3637.7925 | 1794.3016 | 0 | 0 | 0 | 0 | 0 | 0 | 0
| Repl Scre_Com, E/G - IntL | E | Yes | Food Service | Interior Lighting | REPL | 14865.6806 | 29334.7059 | 14469.0253 | 0 | 0 | 0 | 0 | 0 | 0 | 0
| Repl Scre_Com, E/O - IntL | E | Yes | Food Service | Interior Lighting | NC | 27.0309 | 52.3948 | 25.3639 | 0 | 0 | 0 | 0 | 0 | 0 | 0
| Repl Scre_Com, E/O - IntL | E | Yes | Food Service | Interior Lighting | RET | 172.0446 | 339.4986 | 167.454 | 0 | 0 | 0 | 0 | 0 | 0 | 0
| Repl Scre_Com, E/O - IntL | E | Yes | Food Service | Interior Lighting | REPL | 1387.3464 | 2737.6747 | 1350.3284 | 0 | 0 | 0 | 0 | 0 | 0 | 0
| Repl Scre_Com, E/P - IntL | E | Yes | Food Service | Interior Lighting | NC | 8.2904 | 16.0696 | 7.7792 | 0 | 0 | 0 | 0 | 0 | 0 | 0
| Repl Scre_Com, E/P - IntL | E | Yes | Food Service | Interior Lighting | RET | 52.7664 | 104.1248 | 51.3584 | 0 | 0 | 0 | 0 | 0 | 0 | 0
| Repl Scre_Com, E/P - IntL | E | Yes | Food Service | Interior Lighting | REPL | 425.5015 | 839.6496 | 414.148 | 0 | 0 | 0 | 0 | 0 | 0 | 0
| Lin LED Fixture_Com, E - IntL [No Heat] | E | Yes | Food Service | Interior Lighting | NC | 6.8738 | 13.3238 | 19.5358 | 25.5474 | 31.2344 | 36.8817 | 42.5212 | 48.01 | 53.4808 | 58.8843
| Lin LED Fixture_Com, E - IntL [No Heat] | E | Yes | Food Service | Interior Lighting | RET | 52.4171 | 99.4477 | 144.8641 | 186.2703 | 224.2432 | 259.3415 | 291.3318 | 321.5138 | 351.8995 | 381.5624
| Lin LED Fixture_Com, E - IntL [No Heat] | E | Yes | Food Service | Interior Lighting | REPL | 42.519 | 75.6265 | 105.9734 | 131.699 | 153.0265 | 170.1341 | 182.8202 | 191.4762 | 197.7143 | 201.374
| Lin LED Fixture_Com, E - IntL [Electric Heat] | E | Yes | Food Service | Interior Lighting | NC | 6.9136 | 13.4008 | 19.6487 | 25.695 | 31.4149 | 37.0949 | 42.767 | 48.2874 | 53.7899 | 59.2246
| Lin LED Fixture_Com, E - IntL [Electric Heat] | E | Yes | Food Service | Interior Lighting | RET | 52.72 | 100.0224 | 145.7012 | 187.3468 | 225.539 | 260.8402 | 293.0154 | 323.3718 | 353.9331 | 383.7674
| Lin LED Fixture_Com, E - IntL [Electric Heat] | E | Yes | Food Service | Interior Lighting | REPL | 42.7647 | 76.0636 | 106.5858 | 132.4601 | 153.9108 | 171.1173 | 183.8767 | 192.5827 | 198.8569 | 202.5377
| Lin LED Fixture_Com, E/G - IntL | E | Yes | Food Service | Interior Lighting | NC | 30.8205 | 59.7402 | 87.5932 | 114.5476 | 140.0469 | 165.3678 | 190.6539 | 215.2639 | 239.7936 | 264.0214
| Lin LED Fixture_Com, E/G - IntL | E | Yes | Food Service | Interior Lighting | RET | 235.0242 | 445.897 | 649.532 | 835.1865 | 1005.4465 | 1162.8183 | 1306.254 | 1441.5822 | 1577.8233 | 1710.8241
| Lin LED Fixture_Com, E/G - IntL | E | Yes | Food Service | Interior Lighting | REPL | 190.6437 | 339.0891 | 475.1563 | 590.5033 | 686.13 | 762.836 | 819.7172 | 858.5281 | 886.4982 | 902.9073
| Lin LED Fixture_Com, E/O - IntL | E | Yes | Food Service | Interior Lighting | NC | 2.8763 | 5.5753 | 8.1747 | 10.6902 | 13.0699 | 15.433 | 17.7929 | 20.0896 | 22.3789 | 24.6399
| Lin LED Fixture_Com, E/O - IntL | E | Yes | Food Service | Interior Lighting | RET | 21.9337 | 41.6135 | 60.6179 | 77.9442 | 93.8338 | 108.5205 | 121.9068 | 134.5363 | 147.2511 | 159.6634
| Lin LED Fixture_Com, E/O - IntL | E | Yes | Food Service | Interior Lighting | REPL | 17.7919 | 31.6456 | 44.3442 | 55.109 | 64.0334 | 71.192 | 76.5005 | 80.1225 | 82.7328 | 84.2642
| Lin LED Fixture_Com, E/P - IntL | E | Yes | Food Service | Interior Lighting | NC | 0.88218 | 1.7099 | 2.5072 | 3.2787 | 4.0086 | 4.7333 | 5.4571 | 6.1615 | 6.8636 | 7.5571
| Lin LED Fixture_Com, E/P - IntL | E | Yes | Food Service | Interior Lighting | RET | 6.7271 | 12.7629 | 18.5916 | 23.9056 | 28.779 | 33.2834 | 37.389 | 41.2625 | 45.1622 | 48.9691
| Lin LED Fixture_Com, E/P - IntL | E | Yes | Food Service | Interior Lighting | REPL | 5.4568 | 9.7058 | 13.6004 | 16.902 | 19.6392 | 21.8347 | 23.4628 | 24.5737 | 25.3743 | 25.844
| LED Tube Repl_Com, E - IntL [No Heat] | E | Yes | Food Service | Interior Lighting | RET | 329.7823 | 625.6756 | 911.413 | 1171.9205 | 1410.8267 | 1653.5976 | 1896.5721 | 2148.024 | 2404.3817 | 2657.5441
| LED Tube Repl_Com, E - IntL [No Heat] | E | Yes | Food Service | Interior Lighting | REPL | 392.8525 | 698.7487 | 979.1374 | 1216.8288 | 1413.8832 | 1598.0957 | 1767.0134 | 1926.3677 | 2073.5417 | 2204.1854
| LED Tube Repl_Com, E - IntL [Electric Heat] | E | Yes | Food Service | Interior Lighting | RET | 331.6881 | 629.2913 | 916.68 | 1178.6929 | 1418.9797 | 1663.1536 | 1907.5321 | 2160.4372 | 2418.2763 | 2672.9017
| LED Tube Repl_Com, E - IntL [Electric Heat] | E | Yes | Food Service | Interior Lighting | REPL | 395.1228 | 702.7866 | 984.7957 | 1223.8607 | 1422.0538 | 1607.3309 | 1777.2248 | 1937.5 | 2085.5245 | 2216.9231
| LED Tube Repl_Com, E/G - IntL | E | Yes | Food Service | Interior Lighting | RET | 1478.6558 | 2805.3626 | 4086.5328 | 5254.579 | 6325.7706 | 7414.2906 | 8503.7232 | 9631.1664 | 10780.6058 | 11915.7187
| LED Tube Repl_Com, E/G - IntL | E | Yes | Food Service | Interior Lighting | REPL | 1761.4459 | 3133.0026 | 4390.1908 | 5455.9356 | 6339.4749 | 7165.4346 | 7922.8168 | 8637.3189 | 9297.2078 | 9882.9791
| LED Tube Repl_Com, E/O - IntL | E | Yes | Food Service | Interior Lighting | RET | 137.9962 | 261.8117 | 381.3775 | 490.386 | 590.3554 | 691.942 | 793.6138 | 898.833 | 1006.1049 | 1112.0399
| LED Tube Repl_Com, E/O - IntL | E | Yes | Food Service | Interior Lighting | REPL | 164.3877 | 292.3889 | 409.7165 | 509.1777 | 591.6344 | 668.7174 | 739.4005 | 806.0817 | 867.6661 | 922.3335
| LED Tube Repl_Com, E/P - IntL | E | Yes | Food Service | Interior Lighting | RET | 42.3237 | 80.2981 | 116.9691 | 150.4022 | 181.063 | 212.2198 | 243.4027 | 275.6736 | 308.5741 | 341.0645
| LED Tube Repl_Com, E/P - IntL | E | Yes | Food Service | Interior Lighting | REPL | 50.418 | 89.6762 | 125.6608 | 156.1657 | 181.4553 | 205.0968 | 226.7754 | 247.2266 | 266.1147 | 282.8813
| Repl pin CFL wLED_Com, E - IntL [No Heat] | E | Yes | Food Service | Interior Lighting | RET | 12.9453 | 24.7399 | 36.3057 | 47.0132 | 56.9846 | 67.7675 | 79.1551 | 91.5059 | 104.6282 | 117.6406
| Repl pin CFL wLED_Com, E - IntL [No Heat] | E | Yes | Food Service | Interior Lighting | REPL | 16.0646 | 28.5734 | 40.0391 | 49.7588 | 57.8168 | 66.0473 | 74.3343 | 82.9686 | 91.837 | 100.6651
| Repl pin CFL wLED_Com, E - IntL [Electric Heat] | E | Yes | Food Service | Interior Lighting | RET | 13.0201 | 24.8829 | 36.5155 | 47.2849 | 57.3139 | 68.1591 | 79.6125 | 92.0347 | 105.2329 | 118.3204
| Repl pin CFL wLED_Com, E - IntL [Electric Heat] | E | Yes | Food Service | Interior Lighting | REPL | 16.1574 | 28.7385 | 40.2705 | 50.0464 | 58.1509 | 66.429 | 74.7639 | 83.4481 | 92.3677 | 101.2468
| Repl pin CFL wLED_Com, E/G - IntL | E | Yes | Food Service | Interior Lighting | RET | 58.0434 | 110.9271 | 162.785 | 210.7946 | 255.5038 | 303.8512 | 354.9102 | 410.2878 | 469.1251 | 527.4689
| Repl pin CFL wLED_Com, E/G - IntL | E | Yes | Food Service | Interior Lighting | REPL | 72.0294 | 128.1154 | 179.5247 | 223.1053 | 259.2352 | 296.1386 | 333.2953 | 372.0092 | 411.7724 | 451.3553
| Repl pin CFL wLED_Com, E/O - IntL | E | Yes | Food Service | Interior Lighting | RET | 5.4169 | 10.3523 | 15.192 | 19.6725 | 23.845 | 28.357 | 33.1222 | 38.2903 | 43.7813 | 49.2263
| Repl pin CFL wLED_Com, E/O - IntL | E | Yes | Food Service | Interior Lighting | REPL | 6.7222 | 11.9564 | 16.7542 | 20.8214 | 24.1932 | 27.6373 | 31.1049 | 34.7179 | 38.4288 | 42.1229
| Repl pin CFL wLED_Com, E/P - IntL | E | Yes | Food Service | Interior Lighting | RET | 1.6614 | 3.1751 | 4.6594 | 6.0336 | 7.3133 | 8.6972 | 10.1586 | 11.7437 | 13.4278 | 15.0978
| Repl pin CFL wLED_Com, E/P - IntL | E | Yes | Food Service | Interior Lighting | REPL | 2.0617 | 3.6671 | 5.1385 | 6.386 | 7.4201 | 8.4764 | 9.5399 | 10.648 | 11.7862 | 12.9192
| Refrig Case LED_Com, E - IntL | E | Yes | Food Service | Interior Lighting | NC | 25.2617 | 48.9656 | 71.7951 | 93.8879 | 114.7882 | 135.5424 | 156.2679 | 176.4392 | 196.5448 | 216.4029
| Refrig Case LED_Com, E - IntL | E | Yes | Food Service | Interior Lighting | RET | 129.6544 | 249.5395 | 368.8469 | 480.9431 | 586.8851 | 687.7993 | 782.5874 | 874.7499 | 976.9883 | 1085.5981
| Refrig Case LED_Com, E - IntL | E | Yes | Food Service | Interior Lighting | REPL | 162.068 | 288.2629 | 403.9349 | 501.9924 | 583.2856 | 648.4941 | 696.8493 | 729.8428 | 763.8352 | 797.7741
| Refrig Case Ctrls_Com, E - IntL | E | Yes | Food Service | Interior Lighting | RET | 101.5474 | 200.3852 | 303.9237 | 406.3241 | 508.1962 | 610.3409 | 711.3344 | 814.6987 | 817.4715 | 820.7065
| Stair Occ Sensor_Com, E - IntL [No Heat] | E | Yes | Food Service | Interior Lighting | NC | 4.6694 | 9.0509 | 13.2707 | 17.3544 | 21.2177 | 25.0539 | 28.8849 | 32.6134 | 36.3298 | 40.0004
| Stair Occ Sensor_Com, E - IntL [No Heat] | E | Yes | Food Service | Interior Lighting | RET | 35.9484 | 70.9376 | 107.5908 | 143.8412 | 179.9045 | 216.0643 | 251.8166 | 288.4082 | 325.3382 | 361.4726
| Stair Occ Sensor_Com, E - IntL [Electric Heat] | E | Yes | Food Service | Interior Lighting | NC | 4.6964 | 9.1032 | 13.3474 | 17.4547 | 21.3403 | 25.1987 | 29.0518 | 32.8019 | 36.5397 | 40.2315
| Stair Occ Sensor_Com, E - IntL [Electric Heat] | E | Yes | Food Service | Interior Lighting | RET | 36.1561 | 71.3475 | 108.2126 | 144.6724 | 180.9441 | 217.3129 | 253.2719 | 290.0749 | 327.2183 | 363.5615
| Stair Occ Sensor_Com, E/G - IntL | E | Yes | Food Service | Interior Lighting | NC | 20.9365 | 40.5818 | 59.5025 | 77.8127 | 95.1345 | 112.3352 | 129.5121 | 146.2298 | 162.8929 | 179.351
| Stair Occ Sensor_Com, E/G - IntL | E | Yes | Food Service | Interior Lighting | RET | 161.183 | 318.0652 | 482.4085 | 644.9454 | 806.6437 | 968.7748 | 1129.0786 | 1293.1455 | 1458.7296 | 1620.7465
| Stair Occ Sensor_Com, E/O - IntL | E | Yes | Food Service | Interior Lighting | NC | 1.9539 | 3.7873 | 5.5531 | 7.2619 | 8.8785 | 10.4837 | 12.0868 | 13.647 | 15.2021 | 16.738
| Stair Occ Sensor_Com, E/O - IntL | E | Yes | Food Service | Interior Lighting | RET | 15.0425 | 29.6836 | 45.021 | 60.1898 | 75.2804 | 90.4114 | 105.3718 | 120.6834 | 136.1366 | 151.2569
| Stair Occ Sensor_Com, E/P - IntL | E | Yes | Food Service | Interior Lighting | NC | 0.59927 | 1.1616 | 1.7031 | 2.2272 | 2.723 | 3.2154 | 3.707 | 4.1855 | 4.6625 | 5.1336
| Stair Occ Sensor_Com, E/P - IntL | E | Yes | Food Service | Interior Lighting | RET | 4.6136 | 9.104 | 13.808 | 18.4603 | 23.0886 | 27.7293 | 32.3177 | 37.0138 | 41.7533 | 46.3908
| Int Delamping_Com, E - IntL [No Heat] | E | Yes | Food Service | Interior Lighting | RET | 3.3374 | 6.5858 | 9.9886 | 13.354 | 16.7021 | 20.0591 | 23.3783 | 26.7755 | 30.204 | 33.5587
| Int Delamping_Com, E - IntL [Electric Heat] | E | Yes | Food Service | Interior Lighting | RET | 3.3567 | 6.6238 | 10.0463 | 13.4312 | 16.7986 | 20.1751 | 23.5134 | 26.9302 | 30.3785 | 33.7526
| Int Delamping_Com, E/G - IntL | E | Yes | Food Service | Interior Lighting | RET | 14.964 | 29.5288 | 44.7862 | 59.8759 | 74.8878 | 89.9399 | 104.8223 | 120.054 | 135.4267 | 150.4681
| Int Delamping_Com, E/O - IntL | E | Yes | Food Service | Interior Lighting | RET | 1.3965 | 2.7558 | 4.1797 | 5.5879 | 6.9889 | 8.3937 | 9.7826 | 11.2041 | 12.6388 | 14.0425
| Int Delamping_Com, E/P - IntL | E | Yes | Food Service | Interior Lighting | RET | 0.42832 | 0.8452 | 1.2819 | 1.7138 | 2.1435 | 2.5744 | 3.0003 | 3.4363 | 3.8763 | 4.3069
| Int Ltg Dsgn_Com, E - IntL [No Heat] | E | Yes | Food Service | Interior Lighting | NC | 11.0136 | 21.3479 | 31.3011 | 40.9331 | 50.0452 | 59.0935 | 68.1294 | 76.9237 | 85.6893 | 94.347
| Int Ltg Dsgn_Com, E - IntL [Electric Heat] | E | Yes | Food Service | Interior Lighting | NC | 11.0772 | 21.4713 | 31.482 | 41.1697 | 50.3344 | 59.435 | 68.5231 | 77.3682 | 86.1845 | 94.8922
| Int Ltg Dsgn_Com, E/G - IntL | E | Yes | Food Service | Interior Lighting | NC | 49.3819 | 95.7184 | 140.3458 | 183.5332 | 224.3893 | 264.9597 | 305.4741 | 344.9054 | 384.208 | 423.0268
| Int Ltg Dsgn_Com, E/O - IntL | E | Yes | Food Service | Interior Lighting | NC | 4.6086 | 8.933 | 13.0978 | 17.1283 | 20.9412 | 24.7275 | 28.5085 | 32.1884 | 35.8564 | 39.4792
| Int Ltg Dsgn_Com, E/P - IntL | E | Yes | Food Service | Interior Lighting | NC | 1.4135 | 2.7398 | 4.0171 | 5.2533 | 6.4227 | 7.584 | 8.7436 | 9.8723 | 10.9972 | 12.1083
| Room Air Conditioner_Com, E - Cool | E | Yes | Health Service | Cooling | NC | 0 | 0 | 0 | 0 | 0 | 0 | 0 | 0 | 0 | 0
| Room Air Conditioner_Com, E - Cool | E | Yes | Health Service | Cooling | RET | 0 | 0 | 0 | 0 | 0 | 0 | 0 | 0 | 0 | 0
| Room Air Conditioner_Com, E - Cool | E | Yes | Health Service | Cooling | REPL | 0 | 0 | 0 | 0 | 0 | 0 | 0 | 0 | 0 | 0
| Chiller Systems_Com, E - Cool | E | Yes | Health Service | Cooling | NC | 83.923 | 162.6706 | 238.5134 | 311.9091 | 381.3428 | 450.291 | 519.1441 | 586.1563 | 652.9499 | 718.9213
| Chiller Systems_Com, E - Cool | E | Yes | Health Service | Cooling | RET | 383.4645 | 746.4306 | 1116.2001 | 1471.8455 | 1815.924 | 2151.4333 | 2474.0364 | 2795.1304 | 2813.102 | 2831.6882
| Chiller Systems_Com, E - Cool | E | Yes | Health Service | Cooling | REPL | 430.7303 | 766.1202 | 1073.5433 | 1334.1523 | 1550.2061 | 1723.5118 | 1852.026 | 1939.7134 | 1983.9626 | 1983.9626
| Chiller Tuneup_Com, E - Cool | E | Yes | Health Service | Cooling | RET | 72.21 | 142.4933 | 216.1192 | 288.9357 | 361.3766 | 361.8014 | 363.3343 | 363.2104 | 364.5756 | 364.7183
| Computer Room Air Conditioner_Com, E - Cool | E | Yes | Health Service | Cooling | NC | 30.9344 | 59.961 | 87.917 | 114.9709 | 140.5644 | 165.979 | 191.3585 | 216.0595 | 240.6799 | 264.9972
| Computer Room Air Conditioner_Com, E - Cool | E | Yes | Health Service | Cooling | REPL | 158.7689 | 313.3014 | 475.1833 | 635.2858 | 794.5624 | 954.2652 | 1112.168 | 1273.7776 | 1436.8817 | 1596.472
| Mini Split Ductless AC_Com, E - Cool | E | Yes | Health Service | Cooling | NC | 0 | 0 | 0 | 0 | 0 | 0 | 0 | 0 | 0 | 0
| Mini Split Ductless AC_Com, E - Cool | E | Yes | Health Service | Cooling | RET | 0 | 0 | 0 | 0 | 0 | 0 | 0 | 0 | 0 | 0
| Mini Split Ductless AC_Com, E - Cool | E | Yes | Health Service | Cooling | REPL | 0 | 0 | 0 | 0 | 0 | 0 | 0 | 0 | 0 | 0
| Eff Unitary AC_Com, E - Cool | E | Yes | Health Service | Cooling | NC | 89.4601 | 173.4032 | 254.2499 | 332.4881 | 406.5028 | 480 | 553.3959 | 624.8293 | 696.0298 | 766.3538
| Eff Unitary AC_Com, E - Cool | E | No | Health Service | Cooling | RET | 711.4561 | 1371.7388 | 2031.2707 | 2653.2314 | 3243.2207 | 3807.2896 | 4339.0756 | 4894.2934 | 5465.1813 | 6033.6001
| Eff Unitary AC_Com, E - Cool | E | Yes | Health Service | Cooling | REPL | 612.1984 | 1136.5582 | 1648.4038 | 2117.5828 | 2547.492 | 2941.6037 | 3294.742 | 3649.9725 | 4002.2331 | 4340.7847
| PTAC_Com, E - Cool | E | Yes | Health Service | Cooling | NC | 0 | 0 | 0 | 0 | 0 | 0 | 0 | 0 | 0 | 0
| PTAC_Com, E - Cool | E | Yes | Health Service | Cooling | RET | 0 | 0 | 0 | 0 | 0 | 0 | 0 | 0 | 0 | 0
| PTAC_Com, E - Cool | E | Yes | Health Service | Cooling | REPL | 0 | 0 | 0 | 0 | 0 | 0 | 0 | 0 | 0 | 0
| Unitary Equipment Economizer_Com, E - Cool | E | No | Health Service | Cooling | RET | 417.4736 | 823.8078 | 1249.4669 | 1670.4472 | 2089.2557 | 2509.185 | 2924.3814 | 3349.3245 | 3778.1972 | 4197.8308
| AC Tuneup_Com, E - Cool [ASHP] | E | Yes | Health Service | Cooling | RET | 82.3917 | 162.5851 | 246.5923 | 329.6761 | 412.3313 | 412.816 | 414.565 | 414.4237 | 415.9813 | 416.1442
| AC Tuneup_Com, E - Heat [ASHP] | E | Yes | Health Service | Space Heating | RET | 160.2701 | 316.2637 | 479.6763 | 641.2926 | 802.0752 | 803.0179 | 806.4202 | 806.1453 | 809.1753 | 809.492
| AC Tuneup_Com, E - Cool [Unitary AC] | E | Yes | Health Service | Cooling | RET | 238.3197 | 470.2803 | 713.2728 | 953.5943 | 1192.676 | 1194.0779 | 1199.137 | 1198.7282 | 1203.2338 | 1203.7047
| DCV_Com, E - Cool [Building w Elec Heat] | E | Yes | Health Service | Cooling | RET | 266.8047 | 526.4904 | 798.5264 | 1067.5722 | 1335.2301 | 1603.6042 | 1868.9536 | 2140.532 | 2414.6219 | 2682.8071
| DCV_Com, E - Heat [Building w Elec Heat] | E | Yes | Health Service | Space Heating | RET | 472.1899 | 931.7805 | 1413.2287 | 1889.3849 | 2363.0847 | 2838.0521 | 3307.6664 | 3788.3048 | 4273.3879 | 4748.0209
| DCV_Com, E - Vent [Building w Elec Heat] | E | Yes | Health Service | Ventilation | RET | 1866.9462 | 3684.0772 | 5587.6292 | 7470.2571 | 9343.1732 | 11221.1014 | 13077.8639 | 14978.2138 | 16896.1373 | 18772.743
| DCV_Com, E - Cool [Building w Gas Heat] | E | Yes | Health Service | Cooling | RET | 544.8227 | 1075.1081 | 1630.6133 | 2180.0124 | 2726.5773 | 3274.6049 | 3816.4557 | 4371.0265 | 4930.7257 | 5478.3673
| DCV_Com, E - Vent [Building w Gas Heat] | E | Yes | Health Service | Ventilation | RET | 3812.3565 | 7522.989 | 11410.0956 | 15254.4747 | 19079.022 | 22913.804 | 26705.3651 | 30585.933 | 34502.3866 | 38334.4681
| DCV_Com, E - Cool [Building w Oil Heat] | E | Yes | Health Service | Cooling | RET | 146.588 | 289.2645 | 438.7267 | 586.5459 | 733.6026 | 881.0529 | 1026.8412 | 1176.052 | 1326.6425 | 1473.9889
| DCV_Com, E - Vent [Building w Oil Heat] | E | Yes | Health Service | Ventilation | RET | 1025.7383 | 2024.1071 | 3069.9574 | 4104.3116 | 5133.3299 | 6165.1019 | 7185.2451 | 8229.3361 | 9283.0824 | 10314.1278
| DCV_Com, E - Cool [Building w Propane Heat] | E | Yes | Health Service | Cooling | RET | 44.1768 | 87.1748 | 132.2178 | 176.7657 | 221.0837 | 265.5204 | 309.4562 | 354.4234 | 399.8064 | 444.2118
| DCV_Com, E - Vent [Building w Propane Heat] | E | Yes | Health Service | Ventilation | RET | 309.1238 | 609.9993 | 925.1842 | 1236.9046 | 1547.0169 | 1857.959 | 2165.3967 | 2480.0514 | 2797.6159 | 3108.3391
| Controls for Unitary AC_Com, E - Cool | E | No | Health Service | Cooling | RET | 739.9438 | 1460.144 | 2214.5961 | 2960.7553 | 3703.0652 | 4447.3616 | 5183.2693 | 5936.4523 | 6696.6005 | 7440.3728
| Optimized Unitary AC Sys_Com, E - Cool [Building w Elec Heat] | E | No | Health Service | Cooling | NC | 65.2609 | 126.4972 | 185.4746 | 242.5492 | 296.5428 | 350.1588 | 403.7009 | 455.8114 | 507.752 | 559.0532
| Optimized Unitary AC Sys_Com, E - Heat [Building w Elec Heat] | E | No | Health Service | Space Heating | NC | 178.8198 | 346.6119 | 508.2147 | 664.6034 | 812.5499 | 959.4619 | 1106.1713 | 1248.9582 | 1391.2793 | 1531.8485
| Optimized Unitary AC Sys_Com, E - Cool [Building w Gas Heat] | E | Yes | Health Service | Cooling | NC | 133.2646 | 258.3108 | 378.7444 | 495.2923 | 605.5487 | 715.0341 | 824.3685 | 930.7797 | 1036.8438 | 1141.6023
| Optimized Unitary AC Sys_Com, E - Cool [Building w Oil Heat] | E | Yes | Health Service | Cooling | NC | 35.8557 | 69.5001 | 101.9036 | 133.2615 | 162.9267 | 192.3844 | 221.8015 | 250.4321 | 278.9693 | 307.1552
| Optimized Unitary AC Sys_Com, E - Cool [Building w Propane Heat] | E | Yes | Health Service | Cooling | NC | 10.8057 | 20.9451 | 30.7104 | 40.1606 | 49.1007 | 57.9783 | 66.8437 | 75.472 | 84.0722 | 92.5665
| Optimized Chiller Sys_Com, E - Cool | E | No | Health Service | Cooling | NC | 33.1043 | 64.1671 | 94.084 | 123.0357 | 150.4245 | 177.6218 | 204.7816 | 231.2153 | 257.5627 | 283.5858
| Cool Roof_Com, E - Cool [Building w Elec Heat] | E | No | Health Service | Cooling | NC | 21.7744 | 42.206 | 61.884 | 80.927 | 98.9421 | 116.8311 | 134.6956 | 152.0823 | 169.4124 | 186.5292
| Cool Roof_Com, E - Cool [Building w Elec Heat] | E | No | Health Service | Cooling | RET | 113.9911 | 224.9407 | 341.1668 | 456.1155 | 570.4711 | 685.1327 | 798.5021 | 914.5327 | 1031.6364 | 1146.2173
| Cool Roof_Com, E - Heat [Building w Elec Heat] | E | No | Health Service | Space Heating | NC | -10.093 | -19.5636 | -28.6848 | -37.5117 | -45.8622 | -54.1542 | -62.4348 | -70.494 | -78.527 | -86.461
| Cool Roof_Com, E - Heat [Building w Elec Heat] | E | No | Health Service | Space Heating | RET | -52.8378 | -104.2657 | -158.1395 | -211.4211 | -264.4278 | -317.5764 | -370.126 | -423.9091 | -478.1897 | -531.3008
| Cool Roof_Com, E - Cool [Building w Gas Heat] | E | No | Health Service | Cooling | NC | 44.464 | 86.1859 | 126.3688 | 165.2552 | 202.0425 | 238.5725 | 275.0521 | 310.5564 | 345.9449 | 380.8978
| Cool Roof_Com, E - Cool [Building w Gas Heat] | E | No | Health Service | Cooling | RET | 232.7731 | 459.3351 | 696.6723 | 931.4006 | 1164.918 | 1399.0603 | 1630.5636 | 1867.5015 | 2106.6305 | 2340.6079
| Cool Roof_Com, E - Cool [Building w Oil Heat] | E | No | Health Service | Cooling | NC | 11.9633 | 23.1888 | 34.0003 | 44.4629 | 54.3608 | 64.1894 | 74.0045 | 83.5571 | 93.0786 | 102.4829
| Cool Roof_Com, E - Cool [Building w Oil Heat] | E | No | Health Service | Cooling | RET | 62.629 | 123.587 | 187.444 | 250.5991 | 313.4284 | 376.4259 | 438.7133 | 502.4629 | 566.8021 | 629.7552
| Cool Roof_Com, E - Cool [Building w Propane Heat] | E | No | Health Service | Cooling | NC | 3.6053 | 6.9884 | 10.2466 | 13.3997 | 16.3826 | 19.3446 | 22.3025 | 25.1814 | 28.0508 | 30.885
| Cool Roof_Com, E - Cool [Building w Propane Heat] | E | No | Health Service | Cooling | RET | 18.8743 | 37.2451 | 56.4895 | 75.5223 | 94.457 | 113.4424 | 132.2138 | 151.4258 | 170.8155 | 189.7875
| GSHP_Com, E - Cool | E | Yes | Health Service | Cooling | RET | 313.3136 | 587.9243 | 846.9719 | 1077.6802 | 1284.3612 | 1470.9756 | 1637.1278 | 1790.2602 | 1929.4311 | 2052.0546
| GSHP_Com, E - Cool | E | Yes | Health Service | Cooling | REPL | 125.9552 | 224.0307 | 313.9281 | 390.1361 | 453.3151 | 503.9935 | 541.574 | 567.2157 | 580.1552 | 580.1552
| GSHP_Com, E - Heat | E | Yes | Health Service | Space Heating | RET | 793.3768 | 1488.7495 | 2144.7133 | 2728.9157 | 3252.2762 | 3724.8234 | 4145.5562 | 4533.32 | 4885.7304 | 5196.2394
| GSHP_Com, E - Heat | E | Yes | Health Service | Space Heating | REPL | 318.9454 | 567.2935 | 794.9329 | 987.9076 | 1147.8903 | 1276.2189 | 1371.3806 | 1436.311 | 1469.0764 | 1469.0764
| Unitary HP_Com, E - Cool | E | Yes | Health Service | Cooling | NC | 34.0583 | 66.0162 | 96.7953 | 126.5813 | 154.7594 | 182.7405 | 210.683 | 237.8784 | 264.985 | 291.758
| Unitary HP_Com, E - Cool | E | No | Health Service | Cooling | RET | 168.3054 | 324.2337 | 479.7141 | 626.0826 | 764.686 | 896.9699 | 1021.4662 | 1162.4936 | 1317.8983 | 1482.1309
| Unitary HP_Com, E - Cool | E | Yes | Health Service | Cooling | REPL | 233.0696 | 414.5502 | 580.8979 | 721.9143 | 838.8218 | 932.598 | 1002.1375 | 1076.9252 | 1156.0536 | 1237.0478
| Unitary HP_Com, E - Heat | E | Yes | Health Service | Space Heating | NC | 28.2056 | 54.6717 | 80.1616 | 104.829 | 128.1649 | 151.3376 | 174.4783 | 197.0003 | 219.4489 | 241.6211
| Unitary HP_Com, E - Heat | E | No | Health Service | Space Heating | RET | 139.3831 | 268.516 | 397.278 | 518.4939 | 633.2791 | 742.8307 | 845.9331 | 962.7257 | 1091.425 | 1227.4351
| Unitary HP_Com, E - Heat | E | Yes | Health Service | Space Heating | REPL | 193.018 | 343.3121 | 481.0739 | 597.8575 | 694.675 | 772.3364 | 829.9259 | 891.8617 | 957.3924 | 1024.4682
| PTHP_Com, E - Cool | E | Yes | Health Service | Cooling | NC | 0 | 0 | 0 | 0 | 0 | 0 | 0 | 0 | 0 | 0
| PTHP_Com, E - Cool | E | Yes | Health Service | Cooling | RET | 0 | 0 | 0 | 0 | 0 | 0 | 0 | 0 | 0 | 0
| PTHP_Com, E - Cool | E | Yes | Health Service | Cooling | REPL | 0 | 0 | 0 | 0 | 0 | 0 | 0 | 0 | 0 | 0
| PTHP_Com, E - Heat | E | Yes | Health Service | Space Heating | NC | 0 | 0 | 0 | 0 | 0 | 0 | 0 | 0 | 0 | 0
| PTHP_Com, E - Heat | E | Yes | Health Service | Space Heating | RET | 0 | 0 | 0 | 0 | 0 | 0 | 0 | 0 | 0 | 0
| PTHP_Com, E - Heat | E | Yes | Health Service | Space Heating | REPL | 0 | 0 | 0 | 0 | 0 | 0 | 0 | 0 | 0 | 0
| Minisplit Ductless HP_Com, E - Cool | E | Yes | Health Service | Cooling | RET | 253.2785 | 477.4067 | 690.868 | 882.8067 | 1056.411 | 1214.6687 | 1344.9145 | 1471.9097 | 1593.3676 | 1706.5038
| Minisplit Ductless HP_Com, E - Cool | E | Yes | Health Service | Cooling | REPL | 181.2202 | 322.3281 | 451.6695 | 561.315 | 652.2149 | 725.1294 | 779.1989 | 819.8494 | 846.0515 | 857.1844
| Minisplit Ductless HP_Com, E - Heat | E | Yes | Health Service | Space Heating | RET | 532.5734 | 1003.8521 | 1452.7011 | 1856.2943 | 2221.3353 | 2554.1068 | 2853.2419 | 3142.634 | 3419.3189 | 3676.3584
| Minisplit Ductless HP_Com, E - Heat | E | Yes | Health Service | Space Heating | REPL | 390.8831 | 695.2457 | 974.2288 | 1210.7286 | 1406.7951 | 1564.0681 | 1680.6934 | 1768.3744 | 1824.8912 | 1848.9042
| Programmable TStat_Com, E - Cool [Building w Elec Heat] | E | Yes | Health Service | Cooling | NC | 0 | 0 | 0 | 0 | 0 | 0 | 0 | 0 | 0 | 0
| Programmable TStat_Com, E - Heat [Building w Elec Heat] | E | Yes | Health Service | Space Heating | NC | 0 | 0 | 0 | 0 | 0 | 0 | 0 | 0 | 0 | 0
| Programmable TStat_Com, E - Cool [Building w Gas Heat] | E | Yes | Health Service | Cooling | NC | 0 | 0 | 0 | 0 | 0 | 0 | 0 | 0 | 0 | 0
| Programmable TStat_Com, E - Cool [Building w Gas Heat] | E | Yes | Health Service | Cooling | RET | 0 | 0 | 0 | 0 | 0 | 0 | 0 | 0 | 0 | 0
| Programmable TStat_Com, E - Cool [Building w Propane Heat] | E | Yes | Health Service | Cooling | NC | 0 | 0 | 0 | 0 | 0 | 0 | 0 | 0 | 0 | 0
| Programmable TStat_Com, E - Cool [Building w Propane Heat] | E | Yes | Health Service | Cooling | RET | 0 | 0 | 0 | 0 | 0 | 0 | 0 | 0 | 0 | 0
| Programmable TStat_Com, E - Cool [Building w Oil Heat] | E | Yes | Health Service | Cooling | NC | 0 | 0 | 0 | 0 | 0 | 0 | 0 | 0 | 0 | 0
| Programmable TStat_Com, E - Cool [Building w Oil Heat] | E | Yes | Health Service | Cooling | RET | 0 | 0 | 0 | 0 | 0 | 0 | 0 | 0 | 0 | 0
| Smart TStat_Com, E - Cool [Building w Elec Heat] | E | Yes | Health Service | Cooling | NC | 32.0787 | 62.1792 | 91.1694 | 119.2242 | 145.7645 | 172.1192 | 198.4377 | 224.0524 | 249.5836 | 274.8005
| Smart TStat_Com, E - Cool [Building w Elec Heat] | E | Yes | Health Service | Cooling | RET | 118.0851 | 233.0194 | 353.4198 | 472.4968 | 590.9595 | 709.7392 | 827.1802 | 947.3781 | 1068.6875 | 1187.3836
| Smart TStat_Com, E - Heat [Building w Elec Heat] | E | Yes | Health Service | Space Heating | NC | 42.1107 | 81.6245 | 119.6808 | 156.5091 | 191.3494 | 225.9461 | 260.4951 | 294.1203 | 327.6359 | 360.7389
| Smart TStat_Com, E - Heat [Building w Elec Heat] | E | Yes | Health Service | Space Heating | RET | 155.0139 | 305.8915 | 463.9448 | 620.2607 | 775.7702 | 931.6959 | 1085.8642 | 1243.6516 | 1402.8982 | 1558.7141
| Smart TStat_Com, E - Cool [Building w Gas Heat] | E | Yes | Health Service | Cooling | NC | 65.5057 | 126.9717 | 186.1704 | 243.4591 | 297.6552 | 351.4723 | 405.2153 | 457.5213 | 509.6567 | 561.1503
| Smart TStat_Com, E - Cool [Building w Gas Heat] | E | Yes | Health Service | Cooling | RET | 241.1331 | 475.8321 | 721.6931 | 964.8517 | 1206.7558 | 1449.3073 | 1689.1251 | 1934.5726 | 2182.2899 | 2424.6706
| Smart TStat_Com, E - Cool [Building w Propane Heat] | E | Yes | Health Service | Cooling | NC | 17.6247 | 34.1625 | 50.0903 | 65.5042 | 80.086 | 94.5658 | 109.0257 | 123.099 | 137.1263 | 150.981
| Smart TStat_Com, E - Cool [Building w Propane Heat] | E | Yes | Health Service | Cooling | RET | 64.8784 | 128.0256 | 194.176 | 259.5994 | 324.6852 | 389.9452 | 454.4697 | 520.5088 | 587.1587 | 652.3727
| Smart TStat_Com, E - Cool [Building w Oil Heat] | E | Yes | Health Service | Cooling | NC | 5.3115 | 10.2955 | 15.0956 | 19.7408 | 24.1353 | 28.499 | 32.8568 | 37.098 | 41.3254 | 45.5007
| Smart TStat_Com, E - Cool [Building w Oil Heat] | E | Yes | Health Service | Cooling | RET | 19.5522 | 38.5827 | 58.5183 | 78.2347 | 97.8494 | 117.5167 | 136.9622 | 156.8642 | 176.9503 | 196.6037
| Windows_Com, E - Cool [Building w Elec Heat] | E | No | Health Service | Cooling | NC | 44.7183 | 86.6789 | 127.0917 | 166.2006 | 203.1983 | 239.9372 | 276.6256 | 312.333 | 347.9239 | 383.0767
| Windows_Com, E - Heat [Building w Elec Heat] | E | No | Health Service | Space Heating | NC | 45.0303 | 87.2836 | 127.9783 | 167.36 | 204.6158 | 241.611 | 278.5553 | 314.5118 | 350.351 | 385.7491
| Windows_Com, E - Cool [Building w Gas Heat] | E | Yes | Health Service | Cooling | NC | 91.3161 | 177.0008 | 259.5248 | 339.3862 | 414.9366 | 489.9586 | 564.8772 | 637.7927 | 710.4704 | 782.2534
| Windows_Com, E - Cool [Building w Oil Heat] | E | Yes | Health Service | Cooling | NC | 24.5692 | 47.6232 | 69.8268 | 91.314 | 111.6413 | 131.8264 | 151.9837 | 171.6021 | 191.1565 | 210.4702
| Windows_Com, E - Cool [Building w Propane Heat] | E | Yes | Health Service | Cooling | NC | 7.4043 | 14.3521 | 21.0435 | 27.519 | 33.645 | 39.7281 | 45.8029 | 51.7152 | 57.6083 | 63.4288
| Window Film_Com, E - Cool [Building w Elec Heat] | E | No | Health Service | Cooling | RET | 0 | 0 | 0 | 0 | 0 | 0 | 0 | 0 | 0 | 0
| Window Film_Com, E - Heat [Building w Elec Heat] | E | No | Health Service | Space Heating | RET | 0 | 0 | 0 | 0 | 0 | 0 | 0 | 0 | 0 | 0
| Window Film_Com, E - Cool [Building w Gas Heat] | E | No | Health Service | Cooling | RET | 0 | 0 | 0 | 0 | 0 | 0 | 0 | 0 | 0 | 0
| Window Film_Com, E - Cool [Building w Oil Heat] | E | No | Health Service | Cooling | RET | 0 | 0 | 0 | 0 | 0 | 0 | 0 | 0 | 0 | 0
| Window Film_Com, E - Cool [Building w Propane Heat] | E | No | Health Service | Cooling | RET | 0 | 0 | 0 | 0 | 0 | 0 | 0 | 0 | 0 | 0
| Motors and Fans_Com, E - Vent | E | Yes | Health Service | Ventilation | NC | 97.8374 | 189.6413 | 278.0588 | 363.6235 | 444.5693 | 524.9491 | 605.218 | 683.3408 | 761.2087 | 838.1182
| Motors and Fans_Com, E - Vent | E | Yes | Health Service | Ventilation | RET | 994.2477 | 1866.1621 | 2689.119 | 3422.4528 | 4079.778 | 4003.3751 | 3944.6191 | 3879.9316 | 3833.4957 | 3787.4814
| Motors and Fans_Com, E - Vent | E | Yes | Health Service | Ventilation | REPL | 669.527 | 1190.8568 | 1668.7151 | 2073.8057 | 2409.6397 | 2679.0258 | 2878.7883 | 3016.6041 | 3088.4419 | 3092.9285
| ECM Furnace Motors_Com, E - Vent | E | Yes | Health Service | Ventilation | RET | 1329.2413 | 2623.0149 | 3978.3191 | 5318.7257 | 6652.2176 | 7989.2779 | 9311.2686 | 10664.293 | 12029.8295 | 13365.9483
| VFD on HVAC System_Com, E - Vent | E | Yes | Health Service | Ventilation | RET | 11753.6151 | 23193.6122 | 35177.6842 | 47030.0262 | 58821.226 | 70643.9795 | 82333.482 | 94297.3951 | 106371.9448 | 118186.3729
| Kitchen DCV_Com, E - Vent [Building w Elec Heat] | E | Yes | Health Service | Ventilation | NC | 3.9408 | 7.6386 | 11.2 | 14.6464 | 17.9069 | 21.1445 | 24.3777 | 27.5244 | 30.6608 | 33.7587
| Kitchen DCV_Com, E - Vent [Building w Elec Heat] | E | Yes | Health Service | Ventilation | RET | 37.6203 | 70.8315 | 102.3867 | 130.6926 | 156.2336 | 179.4613 | 200.2914 | 220.2235 | 239.0702 | 256.3842
| Kitchen DCV_Com, E - Vent [Building w Elec Heat] | E | Yes | Health Service | Ventilation | REPL | 26.968 | 47.9667 | 67.2144 | 83.5311 | 97.0583 | 107.9089 | 115.9552 | 121.8723 | 125.5046 | 126.7696
| Kitchen DCV_Com, E - Heat [Building w Elec Heat] | E | Yes | Health Service | Space Heating | NC | 1.1305 | 2.1913 | 3.213 | 4.2016 | 5.137 | 6.0657 | 6.9933 | 7.896 | 8.7957 | 9.6844
| Kitchen DCV_Com, E - Heat [Building w Elec Heat] | E | Yes | Health Service | Space Heating | RET | 10.7922 | 20.3195 | 29.3718 | 37.4919 | 44.8189 | 51.4823 | 57.4578 | 63.1758 | 68.5824 | 73.5492
| Kitchen DCV_Com, E - Heat [Building w Elec Heat] | E | Yes | Health Service | Space Heating | REPL | 7.7363 | 13.7603 | 19.2819 | 23.9627 | 27.8432 | 30.956 | 33.2642 | 34.9616 | 36.0037 | 36.3666
| Kitchen DCV_Com, E - Vent [Building w Gas Heat] | E | Yes | Health Service | Ventilation | NC | 8.0472 | 15.5982 | 22.8707 | 29.9085 | 36.5663 | 43.1777 | 49.7799 | 56.2056 | 62.6103 | 68.9362
| Kitchen DCV_Com, E - Vent [Building w Gas Heat] | E | Yes | Health Service | Ventilation | RET | 76.8218 | 144.64 | 209.0765 | 266.878 | 319.0335 | 366.4651 | 409.0007 | 449.7025 | 488.1881 | 523.5438
| Kitchen DCV_Com, E - Vent [Building w Gas Heat] | E | Yes | Health Service | Ventilation | REPL | 55.0694 | 97.9494 | 137.2538 | 170.5729 | 198.1957 | 220.353 | 236.7837 | 248.8666 | 256.284 | 258.8672
| Kitchen DCV_Com, E - Vent [Building w Oil Heat] | E | Yes | Health Service | Ventilation | NC | 2.1652 | 4.1968 | 6.1535 | 8.0471 | 9.8384 | 11.6172 | 13.3936 | 15.1225 | 16.8457 | 18.5477
| Kitchen DCV_Com, E - Vent [Building w Oil Heat] | E | Yes | Health Service | Ventilation | RET | 20.6694 | 38.9163 | 56.2533 | 71.8052 | 85.8379 | 98.5997 | 110.0442 | 120.9953 | 131.3501 | 140.8627
| Kitchen DCV_Com, E - Vent [Building w Oil Heat] | E | Yes | Health Service | Ventilation | REPL | 14.8168 | 26.3539 | 36.929 | 45.8937 | 53.3258 | 59.2874 | 63.7081 | 66.9591 | 68.9548 | 69.6498
| Kitchen DCV_Com, E - Vent [Building w Oil Heat] | E | Yes | Health Service | Ventilation | NC | 2.1652 | 4.1968 | 6.1535 | 8.0471 | 9.8384 | 11.6172 | 13.3936 | 15.1225 | 16.8457 | 18.5477
| Kitchen DCV_Com, E - Vent [Building w Oil Heat] | E | Yes | Health Service | Ventilation | RET | 20.6694 | 38.9163 | 56.2533 | 71.8052 | 85.8379 | 98.5997 | 110.0442 | 120.9953 | 131.3501 | 140.8627
| Kitchen DCV_Com, E - Vent [Building w Oil Heat] | E | Yes | Health Service | Ventilation | REPL | 14.8168 | 26.3539 | 36.929 | 45.8937 | 53.3258 | 59.2874 | 63.7081 | 66.9591 | 68.9548 | 69.6498
| Duct Sealing Regulated_Com, E - Vent [Building w Elec Heat] | E | Yes | Health Service | Ventilation | RET | 1257.9609 | 2482.356 | 3764.9821 | 5033.5095 | 6295.493 | 7560.8536 | 8811.9527 | 10092.4213 | 11384.731 | 12649.2006
| Duct Sealing Regulated_Com, E - Heat [Building w Elec Heat] | E | Yes | Health Service | Space Heating | RET | 175.0899 | 345.5079 | 524.0309 | 700.5914 | 876.2412 | 1052.3611 | 1226.4959 | 1404.7185 | 1584.5893 | 1760.5851
| Duct Sealing Regulated_Com, E - Cool [Building w Elec Heat] | E | Yes | Health Service | Cooling | RET | 195.3232 | 385.4347 | 584.5877 | 781.5516 | 977.4994 | 1173.9716 | 1368.2294 | 1567.0474 | 1767.7039 | 1964.0378
| Duct Sealing Regulated_Com, E - Vent [Building w Gas Heat] | E | Yes | Health Service | Ventilation | RET | 2568.7915 | 5069.0406 | 7688.1992 | 10278.5678 | 12855.5735 | 15439.4754 | 17994.2548 | 20609.0076 | 23247.9404 | 25830.0227
| Duct Sealing Regulated_Com, E - Cool [Building w Gas Heat] | E | Yes | Health Service | Cooling | RET | 398.8555 | 787.0685 | 1193.7445 | 1595.9503 | 1996.0812 | 2397.2829 | 2793.9628 | 3199.9547 | 3609.7011 | 4010.6202
| Duct Sealing Non Regulated_Com, E - Vent [Building w Oil Heat] | E | Yes | Health Service | Ventilation | RET | 691.1494 | 1363.857 | 2068.558 | 2765.5128 | 3458.8723 | 4154.0872 | 4841.4665 | 5544.9821 | 6255.0034 | 6949.7288
| Duct Sealing Non Regulated_Com, E - Cool [Building w Oil Heat] | E | Yes | Health Service | Cooling | RET | 107.3146 | 211.7657 | 321.1844 | 429.4004 | 537.0581 | 645.0039 | 751.7331 | 860.9678 | 971.2126 | 1079.0824
| Duct Sealing Non Regulated_Com, E - Vent [Building w Propane Heat] | E | Yes | Health Service | Ventilation | RET | 208.2897 | 411.0217 | 623.3954 | 833.4346 | 1042.3904 | 1251.9053 | 1459.0588 | 1671.0753 | 1885.0524 | 2094.4198
| Duct Sealing Non Regulated_Com, E - Cool [Building w Propane Heat] | E | Yes | Health Service | Cooling | RET | 32.3411 | 63.8192 | 96.7944 | 129.4072 | 161.8517 | 194.383 | 226.5477 | 259.4674 | 292.6915 | 325.2
| Power Strip_Com, E - Plug [Tier 1] | E | Yes | Health Service | Plug Loads | NC | 0 | 0 | 0 | 0 | 0 | 0 | 0 | 0 | 0 | 0
| Power Strip_Com, E - Plug [Tier 1] | E | Yes | Health Service | Plug Loads | RET | 0 | 0 | 0 | 0 | 0 | 0 | 0 | 0 | 0 | 0
| Power Strip_Com, E - Plug [Tier 1] | E | Yes | Health Service | Plug Loads | REPL | 0 | 0 | 0 | 0 | 0 | 0 | 0 | 0 | 0 | 0
| Power Strip_Com, E - Plug [Tier 2] | E | Yes | Health Service | Plug Loads | NC | 362.2269 | 702.1155 | 1029.4666 | 1346.2558 | 1645.9442 | 1943.5368 | 2240.7192 | 2529.9558 | 2458.9342 | 2409.5715
| Power Strip_Com, E - Plug [Tier 2] | E | Yes | Health Service | Plug Loads | RET | 3665.2718 | 6889.2475 | 9941.3657 | 12669.2894 | 15178.7397 | 17509.691 | 19648.8766 | 21685.209 | 20660.5895 | 20538.0947
| Power Strip_Com, E - Plug [Tier 2] | E | Yes | Health Service | Plug Loads | REPL | 4647.7739 | 8266.781 | 11584.0142 | 14396.1025 | 16799.5788 | 18814.3265 | 20415.6602 | 21654.7069 | 18773.33 | 17387.4448
| Computer Power Management_Com, E - Plug | E | Yes | Health Service | Plug Loads | RET | 2375.2426 | 4687.1074 | 7108.9221 | 9504.1161 | 11886.954 | 11900.9259 | 11951.3475 | 11947.2737 | 11992.1788 | 11996.8729
| Vending Machine Controls_Com, E - Plug [Non-Refrigerated] | E | No | Health Service | Plug Loads | RET | 135.3085 | 267.0067 | 404.9682 | 541.4133 | 677.1545 | 677.9504 | 680.8228 | 680.5907 | 683.1488 | 683.4162
| Vending Machine Controls_Com, E - Plug [Refrigerated] | E | Yes | Health Service | Plug Loads | RET | 405.9256 | 801.02 | 1214.9047 | 1624.2399 | 2031.4635 | 2033.8513 | 2042.4683 | 2041.7721 | 2049.4463 | 2050.2485
| ES Refrigerator and Freezer_Com, E - Refr | E | Yes | Health Service | Refrigeration | NC | 46.9918 | 91.0856 | 133.553 | 174.6501 | 213.5287 | 252.1355 | 290.689 | 328.2118 | 365.6121 | 402.5521
| ES Refrigerator and Freezer_Com, E - Refr | E | Yes | Health Service | Refrigeration | REPL | 401.9712 | 793.2168 | 1203.0696 | 1608.4173 | 2011.6739 | 2416.0096 | 2815.7882 | 3224.9516 | 3637.8987 | 4041.9497
| Anti Sweat Heat Control_Com, E - Refr | E | Yes | Health Service | Refrigeration | NC | 32.7133 | 63.4093 | 92.9729 | 121.5827 | 148.6481 | 175.5242 | 202.3633 | 228.4847 | 254.521 | 280.2368
| Anti Sweat Heat Control_Com, E - Refr | E | Z | Health Service | Refrigeration | RET | 0 | 0 | 0 | 0 | 0 | 0 | 0 | 0 | 0 | 0
| Case Night Covers_Com, E - Refr | E | Yes | Health Service | Refrigeration | RET | 2.8157 | 5.5563 | 8.4272 | 11.2666 | 14.0913 | 14.1078 | 14.1676 | 14.1628 | 14.216 | 14.2216
| Loading Dock Pit Seals_Com, E - Refr | E | No | Health Service | Refrigeration | NC | 9.9004 | 19.1903 | 28.1375 | 36.7961 | 44.9872 | 53.121 | 61.2437 | 69.1491 | 77.0288 | 84.8115
| Loading Dock Pit Seals_Com, E - Refr | E | No | Health Service | Refrigeration | RET | 101.6269 | 200.5422 | 304.1617 | 406.6423 | 508.5942 | 610.819 | 711.8915 | 815.3368 | 919.7387 | 1021.8914
| ECM Comp Cond Fan Motor_Com, E - Refr | E | Yes | Health Service | Refrigeration | NC | 8.8372 | 17.1293 | 25.1156 | 32.8442 | 40.1557 | 47.4159 | 54.6662 | 61.7227 | 68.7561 | 75.7029
| ECM Comp Cond Fan Motor_Com, E - Refr | E | Yes | Health Service | Refrigeration | RET | 204.3586 | 396.937 | 592.257 | 779.285 | 959.4294 | 1134.31 | 1301.7193 | 1499.1291 | 1709.0677 | 1914.4836
| ECM Comp Cond Fan Motor_Com, E - Refr | E | Yes | Health Service | Refrigeration | REPL | 60.4749 | 107.564 | 150.7264 | 187.3162 | 217.6503 | 241.9826 | 260.0261 | 281.6654 | 306.7062 | 334.3401
| Evap Fan Motor Replacement_Com, E - Refr | E | Yes | Health Service | Refrigeration | NC | 16.4358 | 31.8581 | 46.7114 | 61.0855 | 74.6837 | 88.1868 | 101.6713 | 114.7952 | 127.8763 | 140.7964
| Evap Fan Motor Replacement_Com, E - Refr | E | Z | Health Service | Refrigeration | RET | 0 | 0 | 0 | 0 | 0 | 0 | 0 | 0 | 0 | 0
| Evap Fan Motor Replacement_Com, E - Refr | E | Yes | Health Service | Refrigeration | REPL | 112.4746 | 200.0534 | 280.3294 | 348.381 | 404.7981 | 450.0526 | 483.611 | 508.0054 | 522.5817 | 527.0166
| Evap Fan Speed Controls_Com, E - Refr | E | Yes | Health Service | Refrigeration | NC | 25.7752 | 49.9609 | 73.2544 | 95.7964 | 117.1215 | 138.2975 | 159.4443 | 180.0257 | 200.54 | 220.8017
| Evap Fan Speed Controls_Com, E - Refr | E | Z | Health Service | Refrigeration | RET | 0 | 0 | 0 | 0 | 0 | 0 | 0 | 0 | 0 | 0
| LowHeat NoHeat Doors_Com, E - Refr | E | Yes | Health Service | Refrigeration | NC | 15.3414 | 29.7366 | 43.6009 | 57.0179 | 69.7106 | 82.3145 | 94.901 | 107.151 | 119.3611 | 131.4208
| LowHeat NoHeat Doors_Com, E - Refr | E | Yes | Health Service | Refrigeration | RET | 141.7297 | 279.6777 | 424.1863 | 567.1065 | 709.2895 | 851.8529 | 992.8095 | 1137.0751 | 1282.6747 | 1425.1377
| Refrigerated Vending Machine_Com, E - Refr | E | Yes | Health Service | Refrigeration | NC | 7.3148 | 14.1785 | 20.789 | 27.1862 | 33.2381 | 39.2477 | 45.249 | 51.0898 | 56.9116 | 62.6617
| Refrigerated Vending Machine_Com, E - Refr | E | Yes | Health Service | Refrigeration | REPL | 53.6325 | 105.834 | 160.5182 | 214.6012 | 268.4052 | 322.3532 | 375.6932 | 430.2854 | 485.3824 | 539.2924
| Walk In Refrigeration_Com, E - Refr | E | Yes | Health Service | Refrigeration | NC | 36.7059 | 71.1482 | 104.32 | 136.4215 | 166.7901 | 196.9464 | 227.0611 | 256.3706 | 285.5845 | 314.4388
| Refrigeration Tune Up_Com, E - Refr | E | Yes | Health Service | Refrigeration | RET | 172.803 | 340.9951 | 517.1863 | 691.4408 | 864.7963 | 1038.6158 | 1210.4762 | 1213.568 | 1222.8973 | 1220.4032
| ES Ice Machine_Com, E - Refr | E | Yes | Health Service | Refrigeration | NC | 5.6541 | 10.9595 | 16.0692 | 21.0141 | 25.692 | 30.3372 | 34.976 | 39.4907 | 43.9908 | 48.4354
| ES Ice Machine_Com, E - Refr | E | Yes | Health Service | Refrigeration | REPL | 48.3656 | 95.4406 | 144.7545 | 193.5263 | 242.0465 | 290.6966 | 338.7983 | 388.0292 | 437.7154 | 486.3312
| Walk In Cooler Retroft_Com, E - Refr | E | Yes | Health Service | Refrigeration | RET | 70.7811 | 139.6737 | 211.8426 | 283.2183 | 354.2258 | 425.4233 | 495.8184 | 567.866 | 640.5798 | 711.7272
| HE Built Up Refrig_Com, E - Refr | E | Yes | Health Service | Refrigeration | NC | 21.5908 | 41.8502 | 61.3622 | 80.2447 | 98.1079 | 115.8461 | 133.5599 | 150.8001 | 167.9841 | 184.9565
| HE Built Up Refrig_Com, E - Refr | E | No | Health Service | Refrigeration | RET | 165.038 | 325.6724 | 493.9464 | 660.3708 | 783.0267 | 907.2706 | 1027.6571 | 1152.3778 | 1278.8751 | 1401.6047
| Door Gasket Replacement_Com, E - Refr | E | Z | Health Service | Refrigeration | RET | 0 | 0 | 0 | 0 | 0 | 0 | 0 | 0 | 0 | 0
| EnergyStar Dehumidifier_Com, E - Appl | E | Yes | Health Service | Appliances | NC | 5.9492 | 11.5314 | 16.9078 | 22.1107 | 27.0328 | 31.9204 | 36.8012 | 41.5516 | 46.2865 | 50.9631
| EnergyStar Dehumidifier_Com, E - Appl | E | Yes | Health Service | Appliances | REPL | 50.8896 | 100.4213 | 152.3087 | 203.6257 | 254.678 | 305.867 | 356.479 | 408.2791 | 460.5582 | 511.7111
| Clothes Washer Elec WH_Com, E - Appl [unit w/ elec dry - Washer] | E | Yes | Health Service | Appliances | NC | 12.2958 | 23.8333 | 34.9452 | 45.6986 | 55.8715 | 65.9732 | 76.0611 | 73.6826 | 72.1299 | 70.9795
| Clothes Washer Elec WH_Com, E - Appl [unit w/ elec dry - Washer] | E | Yes | Health Service | Appliances | REPL | 180.3067 | 355.8023 | 539.6444 | 721.4656 | 902.3489 | 1083.7162 | 1263.0393 | 1266.2654 | 1275.9998 | 1273.3974
| Clothes Washer Elec WH_Com, E - Appl [unit w/ elec dry - Dryer] | E | Yes | Health Service | Appliances | NC | 1.7525 | 3.397 | 4.9808 | 6.5135 | 7.9635 | 9.4033 | 10.8411 | 10.5021 | 10.2808 | 10.1169
| Clothes Washer Elec WH_Com, E - Appl [unit w/ elec dry - Dryer] | E | Yes | Health Service | Appliances | REPL | 25.6995 | 50.7133 | 76.9167 | 102.832 | 128.6137 | 154.4644 | 180.0237 | 180.4835 | 181.871 | 181.5001
| Clothes Washer Elec WH_Com, E - Appl [unit w/ gas dry - Washer] | E | Yes | Health Service | Appliances | NC | 3.0739 | 5.9583 | 8.7363 | 11.4246 | 13.9679 | 16.4933 | 19.0153 | 18.4206 | 18.0325 | 17.7449
| Clothes Washer Elec WH_Com, E - Appl [unit w/ gas dry - Washer] | E | Yes | Health Service | Appliances | REPL | 45.0767 | 88.9506 | 134.9111 | 180.3664 | 225.5872 | 270.929 | 315.7598 | 316.5664 | 318.9999 | 318.3493
| Clothes Washer Elec WH_Com, E - Appl [unit w/ propane dry - Washer] | E | Yes | Health Service | Appliances | NC | 1.2296 | 2.3833 | 3.4945 | 4.5699 | 5.5871 | 6.5973 | 7.6061 | 7.3683 | 7.213 | 7.0979
| Clothes Washer Elec WH_Com, E - Appl [unit w/ propane dry - Washer] | E | Yes | Health Service | Appliances | REPL | 18.0307 | 35.5802 | 53.9644 | 72.1466 | 90.2349 | 108.3716 | 126.3039 | 126.6265 | 127.6 | 127.3397
| Clothes Washer Gas WH_Com, E - Appl [unit w/ elec dry - Washer] | E | Yes | Health Service | Appliances | NC | 6.1479 | 11.9166 | 17.4726 | 22.8493 | 27.9357 | 32.9866 | 38.0305 | 36.8413 | 36.0649 | 35.4897
| Clothes Washer Gas WH_Com, E - Appl [unit w/ elec dry - Washer] | E | Yes | Health Service | Appliances | REPL | 90.1533 | 177.9012 | 269.8222 | 360.7328 | 451.1744 | 541.8581 | 631.5197 | 633.1327 | 637.9999 | 636.6987
| Clothes Washer Gas WH_Com, E - Appl [unit w/ elec dry - Dryer] | E | Yes | Health Service | Appliances | NC | 0.87627 | 1.6985 | 2.4904 | 3.2568 | 3.9817 | 4.7017 | 5.4206 | 5.2511 | 5.1404 | 5.0584
| Clothes Washer Gas WH_Com, E - Appl [unit w/ elec dry - Dryer] | E | Yes | Health Service | Appliances | REPL | 12.8497 | 25.3566 | 38.4583 | 51.416 | 64.3069 | 77.2322 | 90.0119 | 90.2418 | 90.9355 | 90.75
| Clothes Washer Gas WH_Com, E - Appl [unit w/ gas dry - Washer] | E | Yes | Health Service | Appliances | NC | 23.9767 | 46.4749 | 68.1431 | 89.1122 | 108.9493 | 128.6478 | 148.3191 | 143.681 | 140.6533 | 138.4099
| Clothes Washer Gas WH_Com, E - Appl [unit w/ gas dry - Washer] | E | Yes | Health Service | Appliances | REPL | 351.598 | 693.8145 | 1052.3065 | 1406.8579 | 1759.5803 | 2113.2465 | 2462.9267 | 2469.2176 | 2488.1996 | 2483.1248
| Clothes Washer Gas WH_Com, E - Appl [unit w/ propane dry - Washer] | E | Yes | Health Service | Appliances | NC | 1.2296 | 2.3833 | 3.4945 | 4.5699 | 5.5871 | 6.5973 | 7.6061 | 7.3683 | 7.213 | 7.0979
| Clothes Washer Gas WH_Com, E - Appl [unit w/ propane dry - Washer] | E | Yes | Health Service | Appliances | REPL | 18.0307 | 35.5802 | 53.9644 | 72.1466 | 90.2349 | 108.3716 | 126.3039 | 126.6265 | 127.6 | 127.3397
| Clothes Washer Oil WH_Com, E - Appl [unit w/ elec dry - Washer] | E | Yes | Health Service | Appliances | NC | 7.3775 | 14.3 | 20.9671 | 27.4191 | 33.5229 | 39.5839 | 45.6366 | 44.2095 | 43.2779 | 42.5877
| Clothes Washer Oil WH_Com, E - Appl [unit w/ elec dry - Washer] | E | Yes | Health Service | Appliances | REPL | 108.184 | 213.4814 | 323.7866 | 432.8794 | 541.4093 | 650.2297 | 757.8236 | 759.7593 | 765.5999 | 764.0384
| Clothes Washer Oil WH_Com, E - Appl [unit w/ elec dry - Dryer] | E | Yes | Health Service | Appliances | NC | 1.0515 | 2.0382 | 2.9885 | 3.9081 | 4.7781 | 5.642 | 6.5047 | 6.3013 | 6.1685 | 6.0701
| Clothes Washer Oil WH_Com, E - Appl [unit w/ elec dry - Dryer] | E | Yes | Health Service | Appliances | REPL | 15.4197 | 30.428 | 46.15 | 61.6992 | 77.1682 | 92.6786 | 108.0142 | 108.2901 | 109.1226 | 108.9
| Clothes Washer Oil WH_Com, E - Appl [unit w/ gas dry - Washer] | E | Yes | Health Service | Appliances | NC | 1.2296 | 2.3833 | 3.4945 | 4.5699 | 5.5871 | 6.5973 | 7.6061 | 7.3683 | 7.213 | 7.0979
| Clothes Washer Oil WH_Com, E - Appl [unit w/ gas dry - Washer] | E | Yes | Health Service | Appliances | REPL | 18.0307 | 35.5802 | 53.9644 | 72.1466 | 90.2349 | 108.3716 | 126.3039 | 126.6265 | 127.6 | 127.3397
| Clothes Washer Oil WH_Com, E - Appl [unit w/ propane dry - Washer] | E | Yes | Health Service | Appliances | NC | 1.8444 | 3.575 | 5.2418 | 6.8548 | 8.3807 | 9.896 | 11.4092 | 11.0524 | 10.8195 | 10.6469
| Clothes Washer Oil WH_Com, E - Appl [unit w/ propane dry - Washer] | E | Yes | Health Service | Appliances | REPL | 27.046 | 53.3703 | 80.9467 | 108.2198 | 135.3523 | 162.5574 | 189.4559 | 189.9398 | 191.4 | 191.0096
| Clothes Washer Propane WH_Com, E - Appl [unit w/ elec dry - Washer] | E | Yes | Health Service | Appliances | NC | 1.2296 | 2.3833 | 3.4945 | 4.5699 | 5.5871 | 6.5973 | 7.6061 | 7.3683 | 7.213 | 7.0979
| Clothes Washer Propane WH_Com, E - Appl [unit w/ elec dry - Washer] | E | Yes | Health Service | Appliances | REPL | 18.0307 | 35.5802 | 53.9644 | 72.1466 | 90.2349 | 108.3716 | 126.3039 | 126.6265 | 127.6 | 127.3397
| Clothes Washer Propane WH_Com, E - Appl [unit w/ elec dry - Dryer] | E | Yes | Health Service | Appliances | NC | 0.17525 | 0.3397 | 0.49808 | 0.65135 | 0.79635 | 0.94033 | 1.0841 | 1.0502 | 1.0281 | 1.0117
| Clothes Washer Propane WH_Com, E - Appl [unit w/ elec dry - Dryer] | E | Yes | Health Service | Appliances | REPL | 2.5699 | 5.0713 | 7.6917 | 10.2832 | 12.8614 | 15.4464 | 18.0024 | 18.0484 | 18.1871 | 18.15
| Clothes Washer Propane WH_Com, E - Appl [unit w/ gas dry - Washer] | E | Yes | Health Service | Appliances | NC | 0.61479 | 1.1917 | 1.7473 | 2.2849 | 2.7936 | 3.2987 | 3.8031 | 3.6841 | 3.6065 | 3.549
| Clothes Washer Propane WH_Com, E - Appl [unit w/ gas dry - Washer] | E | Yes | Health Service | Appliances | REPL | 9.0153 | 17.7901 | 26.9822 | 36.0733 | 45.1174 | 54.1858 | 63.152 | 63.3133 | 63.8 | 63.6699
| Clothes Washer Propane WH_Com, E - Appl [unit w/ propane dry - Washer] | E | Yes | Health Service | Appliances | NC | 1.2296 | 2.3833 | 3.4945 | 4.5699 | 5.5871 | 6.5973 | 7.6061 | 7.3683 | 7.213 | 7.0979
| Clothes Washer Propane WH_Com, E - Appl [unit w/ propane dry - Washer] | E | Yes | Health Service | Appliances | REPL | 18.0307 | 35.5802 | 53.9644 | 72.1466 | 90.2349 | 108.3716 | 126.3039 | 126.6265 | 127.6 | 127.3397
| Dishwasher_Com, E - Appl [Building w elec WH] | E | Yes | Health Service | Appliances | NC | 3.5916 | 6.9618 | 10.2076 | 13.3487 | 16.3203 | 19.271 | 22.2177 | 25.0856 | 27.9442 | 30.7676
| Dishwasher_Com, E - Appl [Building w elec WH] | E | Yes | Health Service | Appliances | REPL | 29.1445 | 57.5114 | 87.2273 | 116.6166 | 145.8543 | 175.1702 | 204.1558 | 233.8217 | 263.762 | 293.0573
| Dishwasher_Com, E - Appl [Building w gas WH] | E | Yes | Health Service | Appliances | NC | 8.9791 | 17.4045 | 25.519 | 33.3718 | 40.8007 | 48.1776 | 55.5443 | 62.7141 | 69.8605 | 76.9189
| Dishwasher_Com, E - Appl [Building w gas WH] | E | Yes | Health Service | Appliances | REPL | 72.8613 | 143.7784 | 218.0683 | 291.5415 | 364.6358 | 437.9256 | 510.3894 | 584.5543 | 659.4051 | 732.6433
| Dishwasher_Com, E - Appl [Building w oil WH] | E | Yes | Health Service | Appliances | NC | 0.89791 | 1.7404 | 2.5519 | 3.3372 | 4.0801 | 4.8178 | 5.5544 | 6.2714 | 6.986 | 7.6919
| Dishwasher_Com, E - Appl [Building w oil WH] | E | Yes | Health Service | Appliances | REPL | 7.2861 | 14.3778 | 21.8068 | 29.1542 | 36.4636 | 43.7926 | 51.0389 | 58.4554 | 65.9405 | 73.2643
| Dishwasher_Com, E - Appl [Building w propane WH] | E | Yes | Health Service | Appliances | NC | 0.89791 | 1.7404 | 2.5519 | 3.3372 | 4.0801 | 4.8178 | 5.5544 | 6.2714 | 6.986 | 7.6919
| Dishwasher_Com, E - Appl [Building w propane WH] | E | Yes | Health Service | Appliances | REPL | 7.2861 | 14.3778 | 21.8068 | 29.1542 | 36.4636 | 43.7926 | 51.0389 | 58.4554 | 65.9405 | 73.2643
| Clothes Dryer_Com, E - Appl | E | Yes | Health Service | Appliances | NC | 5.2362 | 10.1495 | 14.8816 | 19.461 | 23.7932 | 28.095 | 32.391 | 36.5721 | 40.7396 | 44.8557
| Clothes Dryer_Com, E - Appl | E | Yes | Health Service | Appliances | RET | 51.1448 | 96.1881 | 138.8837 | 177.0919 | 211.4862 | 242.6909 | 270.6081 | 297.0625 | 321.8272 | 344.3457
| Clothes Dryer_Com, E - Appl | E | Yes | Health Service | Appliances | REPL | 38.3923 | 68.2866 | 95.6881 | 118.917 | 138.1745 | 153.6217 | 165.0766 | 173.3433 | 178.1974 | 179.533
| Pnemautic to DDC_Com, E - TotE [Building w Elec Heat] | E | Yes | Health Service | Total Electric | RET | 440.5809 | 869.4059 | 1318.6254 | 1762.907 | 2204.8967 | 2648.0693 | 3086.2469 | 3534.7107 | 3987.3218 | 4430.1822
| Pnemautic to DDC_Com, E - TotE [Building w Gas Heat] | E | No | Health Service | Total Electric | RET | 466.5 | 920.5525 | 1396.1993 | 1866.6177 | 2334.6094 | 2803.8535 | 3267.8088 | 3742.6555 | 4221.8934 | 4690.807
| Pnemautic to DDC_Com, E - TotE [Building w Oil Heat] | E | Yes | Health Service | Total Electric | RET | 125.5147 | 247.6804 | 375.6561 | 502.2251 | 628.1412 | 754.3943 | 879.2244 | 1006.9848 | 1135.9268 | 1262.0909
| Pnemautic to DDC_Com, E - TotE [Building w Propane Heat] | E | No | Health Service | Total Electric | RET | 37.826 | 74.6427 | 113.2104 | 151.3541 | 189.3011 | 227.3496 | 264.9693 | 303.4721 | 342.331 | 380.3527
| Data Center_Com, E - TotE [Building w Elec Heat] | E | Yes | Health Service | Total Electric | NC | 166.2984 | 322.3413 | 472.6283 | 618.0662 | 755.6532 | 892.278 | 1028.7145 | 1161.5031 | 1293.8585 | 1424.5847
| Data Center_Com, E - TotE [Building w Elec Heat] | E | Yes | Health Service | Total Electric | RET | 2731.2559 | 5389.6346 | 8174.4431 | 10928.6408 | 13668.6304 | 16415.9524 | 19132.3101 | 21912.4342 | 24718.2676 | 27463.6549
| Data Center_Com, E - TotE [Building w Gas Heat] | E | Yes | Health Service | Total Electric | NC | 339.586 | 658.23 | 965.1202 | 1262.1086 | 1543.0651 | 1822.0567 | 2100.6639 | 2371.8219 | 2642.0954 | 2909.042
| Data Center_Com, E - TotE [Building w Gas Heat] | E | Yes | Health Service | Total Electric | RET | 5577.3012 | 11005.7851 | 16692.4422 | 22316.5912 | 27911.727 | 33521.8357 | 39068.7143 | 44745.8057 | 50475.3962 | 56081.5543
| Data Center_Com, E - TotE [Building w Oil Heat] | E | Yes | Health Service | Total Electric | NC | 91.3677 | 177.1009 | 259.6716 | 339.5782 | 415.1713 | 490.2357 | 565.1967 | 638.1535 | 710.8723 | 782.6959
| Data Center_Com, E - TotE [Building w Oil Heat] | E | Yes | Health Service | Total Electric | RET | 1500.6077 | 2961.1751 | 4491.2057 | 6004.4181 | 7509.8243 | 9019.2591 | 10511.6814 | 12039.1382 | 13580.7203 | 15089.0921
| Data Center_Com, E - TotE [Building w Propane Heat] | E | Yes | Health Service | Total Electric | NC | 27.5352 | 53.3724 | 78.2565 | 102.3377 | 125.119 | 147.7409 | 170.3317 | 192.3185 | 214.2335 | 235.8788
| Data Center_Com, E - TotE [Building w Propane Heat] | E | Yes | Health Service | Total Electric | RET | 452.2338 | 892.4008 | 1353.5018 | 1809.5342 | 2263.2142 | 2718.1082 | 3167.8752 | 3628.2005 | 4092.7826 | 4547.3563
| RCx_Com, E - TotE [Building w Elec Heat] | E | Yes | Health Service | Total Electric | RET | 1607.213 | 3171.5412 | 4810.2674 | 6430.9805 | 8043.3329 | 9660 | 11258.4462 | 12894.4157 | 12938.301 | 12989.5014
| RCx_Com, E - TotE [Building w Gas Heat] | E | Yes | Health Service | Total Electric | RET | 3281.9741 | 6476.3762 | 9822.701 | 13132.2427 | 16424.7116 | 19725.9913 | 22990.0631 | 26330.7589 | 26420.3738 | 26524.9265
| RCx_Com, E - TotE [Building w Oil Heat] | E | Yes | Health Service | Total Electric | RET | 883.0356 | 1742.5094 | 2642.859 | 3533.3118 | 4419.1711 | 5307.401 | 6185.6199 | 7084.455 | 7108.5664 | 7136.697
| RCx_Com, E - TotE [Building w Propane Heat] | E | Yes | Health Service | Total Electric | RET | 266.1179 | 525.1351 | 796.4708 | 1064.824 | 1331.7929 | 1599.4762 | 1864.1425 | 2135.0218 | 2142.2882 | 2150.7659
| Commissioning_Com, E - TotE [Building w Elec Heat] | E | Yes | Health Service | Total Electric | NC | 0 | 0 | 0 | 0 | 0 | 0 | 0 | 0 | 0 | 0
| Commissioning_Com, E - TotE [Building w Gas Heat] | E | Yes | Health Service | Total Electric | NC | 0 | 0 | 0 | 0 | 0 | 0 | 0 | 0 | 0 | 0
| Commissioning_Com, E - TotE [Building w Oil Heat] | E | Yes | Health Service | Total Electric | NC | 0 | 0 | 0 | 0 | 0 | 0 | 0 | 0 | 0 | 0
| Commissioning_Com, E - TotE [Building w Propane Heat] | E | Yes | Health Service | Total Electric | NC | 0 | 0 | 0 | 0 | 0 | 0 | 0 | 0 | 0 | 0
| Integrated Building Design_Com, E - TotE [Building w Elec Heat] | E | Yes | Health Service | Total Electric | NC | 123.4334 | 239.2547 | 350.8037 | 458.7536 | 560.8762 | 662.2846 | 763.5533 | 862.1143 | 960.3538 | 1057.3841
| Integrated Building Design_Com, E - TotE [Building w Gas Heat] | E | Yes | Health Service | Total Electric | NC | 252.0544 | 488.5648 | 716.351 | 936.7877 | 1145.325 | 1352.4038 | 1559.1972 | 1760.4616 | 1961.0695 | 2159.208
| Integrated Building Design_Com, E - TotE [Building w Oil Heat] | E | Yes | Health Service | Total Electric | NC | 67.8168 | 131.4514 | 192.7387 | 252.0486 | 308.1568 | 363.8727 | 419.5117 | 473.6632 | 527.638 | 580.9484
| Integrated Building Design_Com, E - TotE [Building w Propane Heat] | E | Yes | Health Service | Total Electric | NC | 20.4378 | 39.6151 | 58.0851 | 75.9592 | 92.8683 | 109.6593 | 126.427 | 142.7465 | 159.0127 | 175.0787
| Deep Energy Retrofit_Com, E - TotE [Building w Elec Heat] | E | Yes | Health Service | Total Electric | RET | 443.896 | 875.9478 | 1328.5475 | 1776.1721 | 2221.4876 | 2667.9948 | 3109.4695 | 3561.3079 | 4017.3246 | 4463.5174
| Deep Energy Retrofit_Com, E - TotE [Building w Gas Heat] | E | Yes | Health Service | Total Electric | RET | 906.4482 | 1788.7099 | 2712.9312 | 3626.9933 | 4536.3401 | 5448.1203 | 6349.6241 | 7272.2906 | 8203.4896 | 9114.6278
| Deep Energy Retrofit_Com, E - TotE [Building w Oil Heat] | E | Yes | Health Service | Total Electric | RET | 243.8855 | 481.2636 | 729.9311 | 975.8652 | 1220.5306 | 1465.8508 | 1708.406 | 1956.6552 | 2207.2001 | 2452.3475
| Deep Energy Retrofit_Com, E - TotE [Building w Propane Heat] | E | Yes | Health Service | Total Electric | RET | 73.4991 | 145.037 | 219.9772 | 294.0937 | 367.8278 | 441.7592 | 514.8574 | 589.6715 | 665.1775 | 739.0569
| EMS_Com, E - TotE [Building w Elec Heat] | E | Yes | Health Service | Total Electric | NC | 224.5178 | 435.1897 | 638.0907 | 834.445 | 1020.1998 | 1204.6556 | 1388.8571 | 1568.1336 | 1746.8254 | 1923.3175
| EMS_Com, E - TotE [Building w Elec Heat] | E | Yes | Health Service | Total Electric | RET | 2810.3569 | 5545.7261 | 8411.1868 | 11245.1498 | 14064.4937 | 16891.3818 | 19686.4092 | 22547.0497 | 25434.144 | 28259.0418
| EMS_Com, E - TotE [Building w Gas Heat] | E | Yes | Health Service | Total Electric | NC | 458.4717 | 888.6697 | 1302.9991 | 1703.9601 | 2083.2766 | 2459.9405 | 2836.0852 | 3202.1729 | 3567.0664 | 3927.4683
| EMS_Com, E - TotE [Building w Gas Heat] | E | Yes | Health Service | Total Electric | RET | 5738.8278 | 11324.5284 | 17175.8795 | 22962.9115 | 28720.0909 | 34492.6758 | 40200.2001 | 46041.7084 | 51937.2361 | 57705.7565
| EMS_Com, E - TotE [Building w Oil Heat] | E | Yes | Health Service | Total Electric | NC | 123.3547 | 239.1021 | 350.58 | 458.4611 | 560.5186 | 661.8623 | 763.0664 | 861.5646 | 959.7415 | 1056.7099
| EMS_Com, E - TotE [Building w Oil Heat] | E | Yes | Health Service | Total Electric | RET | 1544.0674 | 3046.935 | 4621.2775 | 6178.3146 | 7727.3197 | 9280.4696 | 10816.1147 | 12387.8089 | 13974.0374 | 15526.0939
| EMS_Com, E - TotE [Building w Propane Heat] | E | Yes | Health Service | Total Electric | NC | 37.175 | 72.0575 | 105.6533 | 138.1651 | 168.9219 | 199.4636 | 229.9631 | 259.6472 | 289.2345 | 318.4576
| EMS_Com, E - TotE [Building w Propane Heat] | E | Yes | Health Service | Total Electric | RET | 465.3312 | 918.246 | 1392.7011 | 1861.9409 | 2328.7601 | 2796.8285 | 3259.6214 | 3733.2784 | 4211.3155 | 4679.0543
| VFDs on HVAC Pumps_Com, E - Oth | E | Yes | Health Service | Other | RET | 1385.3493 | 2733.7337 | 4146.2459 | 5543.2317 | 6933.0109 | 6941.16 | 6970.5681 | 6968.1921 | 6994.3828 | 6997.1206
| ECM Circulators_Com, E - Oth | E | Yes | Health Service | Other | RET | 961.3353 | 1897.0196 | 2877.2042 | 3846.6144 | 4811.0238 | 5778.014 | 6734.1055 | 7712.6412 | 8700.226 | 9666.5353
| Motors_Com, E - Oth | E | Yes | Health Service | Other | NC | 18.1908 | 35.2598 | 51.6991 | 67.6081 | 82.6582 | 97.6031 | 112.5274 | 127.0527 | 141.5306 | 155.8302
| Motors_Com, E - Oth | E | Yes | Health Service | Other | RET | 554.5776 | 1040.9193 | 1499.9533 | 1908.9967 | 2275.6436 | 2233.0272 | 2200.2538 | 2164.1721 | 2138.2708 | 2112.6046
| Motors_Com, E - Oth | E | Yes | Health Service | Other | REPL | 124.4843 | 221.4145 | 310.2621 | 385.58 | 448.0212 | 498.1078 | 535.2494 | 560.8733 | 574.23 | 575.0642
| Ext Area Ltg_Com, E - ExtL | E | Yes | Health Service | Exterior Lighting | NC | 121.0994 | 234.7306 | 344.1703 | 450.079 | 550.2705 | 649.7614 | 749.1152 | 845.8125 | 942.1944 | 1037.3899
| Ext Area Ltg_Com, E - ExtL | E | Yes | Health Service | Exterior Lighting | RET | 621.5358 | 1196.2398 | 1768.1743 | 2305.5397 | 2813.4033 | 3391.8909 | 4010.0364 | 4642.6928 | 5281.1997 | 5905.9514
| Ext Area Ltg_Com, E - ExtL | E | Yes | Health Service | Exterior Lighting | REPL | 1088.9307 | 1936.8308 | 2714.028 | 3372.8745 | 3919.0809 | 4523.1754 | 5176.2517 | 5901.7591 | 6691.6038 | 7520.8196
| Street Ltg_Com, E - ExtL | E | Yes | Health Service | Exterior Lighting | NC | 22.5417 | 43.6932 | 64.0646 | 83.7787 | 102.4285 | 120.948 | 139.4419 | 157.4413 | 175.3821 | 193.102
| Street Ltg_Com, E - ExtL | E | Yes | Health Service | Exterior Lighting | RET | 115.694 | 222.6706 | 329.1317 | 429.158 | 523.6929 | 631.3738 | 746.4367 | 864.2007 | 983.0537 | 1099.3463
| Street Ltg_Com, E - ExtL | E | Yes | Health Service | Exterior Lighting | REPL | 202.6959 | 360.5258 | 505.1949 | 627.834 | 729.506 | 841.9534 | 963.5185 | 1098.5659 | 1245.5893 | 1399.9413
| Ext Ltg Ctrls_Com, E - ExtL | E | Yes | Health Service | Exterior Lighting | RET | 747.5612 | 1475.1754 | 2237.3942 | 2991.2347 | 3741.1864 | 4493.1449 | 5236.6283 | 5997.565 | 6017.9773 | 6041.7921
| Ext Ltg Dsgn_Com, E - ExtL | E | Yes | Health Service | Exterior Lighting | NC | 14.5654 | 28.2326 | 41.3956 | 54.1339 | 66.1846 | 78.151 | 90.1009 | 101.7313 | 113.3238 | 124.7736
| Ext Ltg Dsgn_Com, E - ExtL | E | Yes | Health Service | Exterior Lighting | REPL | 99.6748 | 196.6901 | 298.3192 | 398.8313 | 498.8248 | 599.086 | 698.2171 | 799.6753 | 902.0718 | 1002.2623
| Int Ltg Ctrls_Com, E - IntL [No Heat] | E | Yes | Health Service | Interior Lighting | RET | 540.7695 | 1067.1098 | 1618.4824 | 2163.7942 | 2706.2929 | 3250.2434 | 3788.0632 | 4338.5082 | 4353.274 | 4370.5011
| Int Ltg Ctrls_Com, E - IntL [Electric Heat] | E | Yes | Health Service | Interior Lighting | RET | 1379.2281 | 2721.6547 | 4127.9258 | 5518.739 | 6902.3774 | 8289.7186 | 9661.4234 | 11065.3289 | 11102.989 | 11146.9266
| Int Ltg Ctrls_Com, E/G - IntL | E | Yes | Health Service | Interior Lighting | RET | 5289.6354 | 10438.129 | 15831.48 | 21165.5468 | 26472.0969 | 31792.8475 | 37053.6294 | 42437.908 | 42582.3424 | 42750.8526
| Int Ltg Ctrls_Com, E/O - IntL | E | Yes | Health Service | Interior Lighting | RET | 1482.8559 | 2926.1453 | 4438.0761 | 5933.3876 | 7420.9853 | 8912.5639 | 10387.3312 | 11896.7187 | 11937.2084 | 11984.4472
| Int Ltg Ctrls_Com, E/P - IntL | E | Yes | Health Service | Interior Lighting | RET | 7.8486 | 15.4877 | 23.4902 | 31.4047 | 39.2784 | 47.1731 | 54.9789 | 62.9679 | 63.1822 | 63.4322
| Exit Sign RetFit_Com, E - IntL [No Heat] | E | Yes | Health Service | Interior Lighting | RET | 59.343 | 117.1025 | 177.6091 | 237.4505 | 296.9833 | 356.6753 | 415.6946 | 476.0994 | 537.0627 | 596.7127
| Exit Sign RetFit_Com, E - IntL [Electric Heat] | E | Yes | Health Service | Interior Lighting | RET | 174.7016 | 344.7417 | 522.8687 | 699.0378 | 874.298 | 1050.0273 | 1223.7759 | 1401.6033 | 1581.0752 | 1756.6807
| Exit Sign RetFit_Com, E/G - IntL | E | Yes | Health Service | Interior Lighting | RET | 603.0883 | 1190.0845 | 1804.9977 | 2413.1517 | 3018.1685 | 3624.8043 | 4224.6029 | 4838.4817 | 5458.0374 | 6064.246
| Exit Sign RetFit_Com, E/O - IntL | E | Yes | Health Service | Interior Lighting | RET | 166.7157 | 328.983 | 498.9675 | 667.0836 | 834.3324 | 1002.0287 | 1167.835 | 1337.5336 | 1508.8015 | 1676.3798
| Exit Sign RetFit_Com, E/P - IntL | E | Yes | Health Service | Interior Lighting | RET | 0.87852 | 1.7336 | 2.6293 | 3.5152 | 4.3966 | 5.2803 | 6.154 | 7.0482 | 7.9507 | 8.8338
| Repl Scre_Com, E - IntL [No Heat] | E | Yes | Health Service | Interior Lighting | NC | 34.5015 | 66.8753 | 32.3738 | 0 | 0 | 0 | 0 | 0 | 0 | 0
| Repl Scre_Com, E - IntL [No Heat] | E | Yes | Health Service | Interior Lighting | RET | 203.7815 | 402.1255 | 198.344 | 0 | 0 | 0 | 0 | 0 | 0 | 0
| Repl Scre_Com, E - IntL [No Heat] | E | Yes | Health Service | Interior Lighting | REPL | 1770.7706 | 3494.2924 | 1723.5218 | 0 | 0 | 0 | 0 | 0 | 0 | 0
| Repl Scre_Com, E - IntL [Electric Heat] | E | Yes | Health Service | Interior Lighting | NC | 101.57 | 196.8763 | 95.3063 | 0 | 0 | 0 | 0 | 0 | 0 | 0
| Repl Scre_Com, E - IntL [Electric Heat] | E | Yes | Health Service | Interior Lighting | RET | 599.9184 | 1183.8294 | 583.911 | 0 | 0 | 0 | 0 | 0 | 0 | 0
| Repl Scre_Com, E - IntL [Electric Heat] | E | Yes | Health Service | Interior Lighting | REPL | 5213.0252 | 10286.9533 | 5073.9281 | 0 | 0 | 0 | 0 | 0 | 0 | 0
| Repl Scre_Com, E/G - IntL | E | Yes | Health Service | Interior Lighting | NC | 350.6304 | 679.6375 | 329.0072 | 0 | 0 | 0 | 0 | 0 | 0 | 0
| Repl Scre_Com, E/G - IntL | E | Yes | Health Service | Interior Lighting | RET | 2070.9813 | 4086.7032 | 2015.7219 | 0 | 0 | 0 | 0 | 0 | 0 | 0
| Repl Scre_Com, E/G - IntL | E | Yes | Health Service | Interior Lighting | REPL | 17995.91 | 35511.642 | 17515.732 | 0 | 0 | 0 | 0 | 0 | 0 | 0
| Repl Scre_Com, E/O - IntL | E | Yes | Health Service | Interior Lighting | NC | 96.9271 | 187.8767 | 90.9496 | 0 | 0 | 0 | 0 | 0 | 0 | 0
| Repl Scre_Com, E/O - IntL | E | Yes | Health Service | Interior Lighting | RET | 572.4951 | 1129.7145 | 557.2194 | 0 | 0 | 0 | 0 | 0 | 0 | 0
| Repl Scre_Com, E/O - IntL | E | Yes | Health Service | Interior Lighting | REPL | 4974.7289 | 9816.7191 | 4841.9901 | 0 | 0 | 0 | 0 | 0 | 0 | 0
| Repl Scre_Com, E/P - IntL | E | Yes | Health Service | Interior Lighting | NC | 0.51076 | 0.99003 | 0.47927 | 0 | 0 | 0 | 0 | 0 | 0 | 0
| Repl Scre_Com, E/P - IntL | E | Yes | Health Service | Interior Lighting | RET | 3.0168 | 5.9531 | 2.9363 | 0 | 0 | 0 | 0 | 0 | 0 | 0
| Repl Scre_Com, E/P - IntL | E | Yes | Health Service | Interior Lighting | REPL | 26.2147 | 51.73 | 25.5153 | 0 | 0 | 0 | 0 | 0 | 0 | 0
| Lin LED Fixture_Com, E - IntL [No Heat] | E | Yes | Health Service | Interior Lighting | NC | 11.8232 | 22.9173 | 33.6022 | 43.9423 | 53.7242 | 63.4377 | 73.1379 | 82.5786 | 91.9886 | 101.2828
| Lin LED Fixture_Com, E - IntL [No Heat] | E | Yes | Health Service | Interior Lighting | RET | 104.3181 | 197.9163 | 288.3019 | 370.7067 | 446.2785 | 516.1297 | 579.7953 | 639.8622 | 700.3343 | 759.3682
| Lin LED Fixture_Com, E - IntL [No Heat] | E | Yes | Health Service | Interior Lighting | REPL | 73.1339 | 130.0799 | 182.2775 | 226.5264 | 263.2103 | 292.636 | 314.4565 | 329.3449 | 340.0747 | 346.3695
| Lin LED Fixture_Com, E - IntL [Electric Heat] | E | Yes | Health Service | Interior Lighting | NC | 34.8067 | 67.4669 | 98.9224 | 129.3629 | 158.1603 | 186.7562 | 215.3128 | 243.1058 | 270.8081 | 298.1695
| Lin LED Fixture_Com, E - IntL [Electric Heat] | E | Yes | Health Service | Interior Lighting | RET | 307.1052 | 582.6518 | 848.7408 | 1091.3348 | 1313.8129 | 1519.4499 | 1706.8769 | 1883.7096 | 2061.7353 | 2235.5269
| Lin LED Fixture_Com, E - IntL [Electric Heat] | E | Yes | Health Service | Interior Lighting | REPL | 215.3012 | 382.9463 | 536.6122 | 666.878 | 774.8728 | 861.4998 | 925.7379 | 969.5686 | 1001.1563 | 1019.6877
| Lin LED Fixture_Com, E/G - IntL | E | Yes | Health Service | Interior Lighting | NC | 120.1564 | 232.9029 | 341.4905 | 446.5745 | 545.9859 | 644.7021 | 743.2822 | 839.2266 | 934.858 | 1029.3123
| Lin LED Fixture_Com, E/G - IntL | E | Yes | Health Service | Interior Lighting | RET | 1060.1594 | 2011.3751 | 2929.9422 | 3767.4021 | 4535.4199 | 5245.3005 | 5892.318 | 6502.7632 | 7117.3267 | 7717.2735
| Lin LED Fixture_Com, E/G - IntL | E | Yes | Health Service | Interior Lighting | REPL | 743.2423 | 1321.9708 | 1852.4415 | 2302.1327 | 2674.9422 | 2973.9879 | 3195.7443 | 3347.0524 | 3456.0965 | 3520.069
| Lin LED Fixture_Com, E/O - IntL | E | Yes | Health Service | Interior Lighting | NC | 33.2156 | 64.3829 | 94.4005 | 123.4495 | 150.9305 | 178.2193 | 205.4704 | 231.993 | 258.429 | 284.5396
| Lin LED Fixture_Com, E/O - IntL | E | Yes | Health Service | Interior Lighting | RET | 293.0669 | 556.0178 | 809.9434 | 1041.448 | 1253.7562 | 1449.9932 | 1628.8526 | 1797.602 | 1967.4899 | 2133.3372
| Lin LED Fixture_Com, E/O - IntL | E | Yes | Health Service | Interior Lighting | REPL | 205.4594 | 365.4412 | 512.0827 | 636.3938 | 739.452 | 822.1192 | 883.4208 | 925.2479 | 955.3917 | 973.076
| Lin LED Fixture_Com, E/P - IntL | E | Yes | Health Service | Interior Lighting | NC | 0.17503 | 0.33927 | 0.49745 | 0.65053 | 0.79534 | 0.93914 | 1.0827 | 1.2225 | 1.3618 | 1.4994
| Lin LED Fixture_Com, E/P - IntL | E | Yes | Health Service | Interior Lighting | RET | 1.5443 | 2.93 | 4.2681 | 5.488 | 6.6068 | 7.6409 | 8.5834 | 9.4726 | 10.3678 | 11.2418
| Lin LED Fixture_Com, E/P - IntL | E | Yes | Health Service | Interior Lighting | REPL | 1.0827 | 1.9257 | 2.6985 | 3.3535 | 3.8966 | 4.3322 | 4.6553 | 4.8757 | 5.0345 | 5.1277
| LED Tube Repl_Com, E - IntL [No Heat] | E | Yes | Health Service | Interior Lighting | RET | 656.3177 | 1245.1912 | 1813.8527 | 2332.3029 | 2807.7631 | 3290.9147 | 3774.4714 | 4274.8995 | 4785.0909 | 5288.9232
| LED Tube Repl_Com, E - IntL [No Heat] | E | Yes | Health Service | Interior Lighting | REPL | 675.7185 | 1201.8693 | 1684.1466 | 2092.9832 | 2431.9228 | 2748.774 | 3039.3178 | 3313.4121 | 3566.5559 | 3791.267
| LED Tube Repl_Com, E - IntL [Electric Heat] | E | Yes | Health Service | Interior Lighting | RET | 1932.1535 | 3665.756 | 5339.8559 | 6866.137 | 8265.8588 | 9688.2234 | 11111.7806 | 12585.0061 | 14086.9738 | 15570.2212
| LED Tube Repl_Com, E - IntL [Electric Heat] | E | Yes | Health Service | Interior Lighting | REPL | 1989.2681 | 3538.2194 | 4958.0101 | 6161.5965 | 7159.4111 | 8092.1989 | 8947.5395 | 9754.4541 | 10499.6918 | 11161.2257
| LED Tube Repl_Com, E/G - IntL | E | Yes | Health Service | Interior Lighting | RET | 6669.9968 | 12654.5743 | 18433.7428 | 23702.6254 | 28534.612 | 33444.7638 | 38359.0327 | 43444.7616 | 48629.7117 | 53750.0374
| LED Tube Repl_Com, E/G - IntL | E | Yes | Health Service | Interior Lighting | REPL | 6867.1622 | 12214.3048 | 17115.5711 | 21270.4775 | 24715.0383 | 27935.1197 | 30887.8453 | 33673.399 | 36246.0379 | 38529.7221
| LED Tube Repl_Com, E/O - IntL | E | Yes | Health Service | Interior Lighting | RET | 1843.8315 | 3498.188 | 5095.762 | 6552.2742 | 7888.0123 | 9245.3582 | 10603.8422 | 12009.724 | 13443.0342 | 14858.4799
| LED Tube Repl_Com, E/O - IntL | E | Yes | Health Service | Interior Lighting | REPL | 1898.3353 | 3376.4814 | 4731.371 | 5879.9394 | 6832.1422 | 7722.2907 | 8538.5322 | 9308.5614 | 10019.733 | 10651.027
| LED Tube Repl_Com, E/P - IntL | E | Yes | Health Service | Interior Lighting | RET | 9.7162 | 18.434 | 26.8525 | 34.5277 | 41.5665 | 48.7191 | 55.8778 | 63.2862 | 70.8391 | 78.2979
| LED Tube Repl_Com, E/P - IntL | E | Yes | Health Service | Interior Lighting | REPL | 10.0034 | 17.7926 | 24.9323 | 30.9848 | 36.0025 | 40.6932 | 44.9945 | 49.0522 | 52.7998 | 56.1264
| Repl pin CFL wLED_Com, E - IntL [No Heat] | E | Yes | Health Service | Interior Lighting | RET | 27.3939 | 52.3527 | 76.8273 | 99.4857 | 120.5864 | 143.4043 | 167.5019 | 193.6376 | 221.4062 | 248.9419
| Repl pin CFL wLED_Com, E - IntL [No Heat] | E | Yes | Health Service | Interior Lighting | REPL | 31.5609 | 56.136 | 78.6618 | 97.7575 | 113.5884 | 129.7583 | 146.0391 | 163.0023 | 180.4252 | 197.7692
| Repl pin CFL wLED_Com, E - IntL [Electric Heat] | E | Yes | Health Service | Interior Lighting | RET | 80.6458 | 154.1226 | 226.1741 | 292.8789 | 354.998 | 422.1721 | 493.1138 | 570.0557 | 651.8045 | 732.8675
| Repl pin CFL wLED_Com, E - IntL [Electric Heat] | E | Yes | Health Service | Interior Lighting | REPL | 92.9132 | 165.2605 | 231.575 | 287.7911 | 334.3963 | 381.9993 | 429.929 | 479.8674 | 531.1592 | 582.2186
| Repl pin CFL wLED_Com, E/G - IntL | E | Yes | Health Service | Interior Lighting | RET | 278.3977 | 532.0474 | 780.7768 | 1011.0488 | 1225.4905 | 1457.3825 | 1702.2805 | 1967.8921 | 2250.0975 | 2529.9356
| Repl pin CFL wLED_Com, E/G - IntL | E | Yes | Health Service | Interior Lighting | REPL | 320.7462 | 570.4964 | 799.421 | 993.4852 | 1154.3712 | 1318.7016 | 1484.16 | 1656.5525 | 1833.6174 | 2009.8797
| Repl pin CFL wLED_Com, E/O - IntL | E | Yes | Health Service | Interior Lighting | RET | 76.9593 | 147.0774 | 215.8353 | 279.4909 | 338.7705 | 402.8739 | 470.5727 | 543.9975 | 622.0094 | 699.3669
| Repl pin CFL wLED_Com, E/O - IntL | E | Yes | Health Service | Interior Lighting | REPL | 88.666 | 157.7061 | 220.9893 | 274.6357 | 319.1105 | 364.5374 | 410.2762 | 457.9318 | 506.879 | 555.6044
| Repl pin CFL wLED_Com, E/P - IntL | E | Yes | Health Service | Interior Lighting | RET | 0.40554 | 0.77504 | 1.1374 | 1.4728 | 1.7852 | 2.123 | 2.4797 | 2.8666 | 3.2777 | 3.6854
| Repl pin CFL wLED_Com, E/P - IntL | E | Yes | Health Service | Interior Lighting | REPL | 0.46723 | 0.83104 | 1.1645 | 1.4472 | 1.6816 | 1.921 | 2.162 | 2.4131 | 2.671 | 2.9278
| Refrig Case LED_Com, E - IntL | E | Yes | Health Service | Interior Lighting | NC | 35.7287 | 69.254 | 101.5427 | 132.7896 | 162.3497 | 191.7031 | 221.016 | 249.5452 | 277.9814 | 306.0675
| Refrig Case LED_Com, E - IntL | E | Yes | Health Service | Interior Lighting | RET | 183.3755 | 352.9339 | 521.6753 | 680.2175 | 830.0556 | 972.7827 | 1106.8453 | 1237.1945 | 1381.7945 | 1535.4057
| Refrig Case LED_Com, E - IntL | E | Yes | Health Service | Interior Lighting | REPL | 229.2194 | 407.7019 | 571.3016 | 709.9884 | 824.9646 | 917.1917 | 985.5824 | 1032.2465 | 1080.3234 | 1128.3245
| Refrig Case Ctrls_Com, E - IntL | E | Yes | Health Service | Interior Lighting | RET | 143.6226 | 283.413 | 429.8517 | 574.6808 | 718.7627 | 863.2301 | 1006.0693 | 1152.2617 | 1156.1833 | 1160.7587
| Stair Occ Sensor_Com, E - IntL [No Heat] | E | Yes | Health Service | Interior Lighting | NC | 7.7945 | 15.1083 | 22.1523 | 28.969 | 35.4178 | 41.8214 | 48.2162 | 54.4401 | 60.6436 | 66.7708
| Stair Occ Sensor_Com, E - IntL [No Heat] | E | Yes | Health Service | Interior Lighting | RET | 60.007 | 118.4129 | 179.5965 | 240.1076 | 300.3065 | 360.6666 | 420.3463 | 481.427 | 543.0725 | 603.39
| Stair Occ Sensor_Com, E - IntL [Electric Heat] | E | Yes | Health Service | Interior Lighting | NC | 22.9464 | 44.4777 | 65.2147 | 85.2827 | 104.2674 | 123.1193 | 141.9453 | 160.2678 | 178.5307 | 196.5687
| Stair Occ Sensor_Com, E - IntL [Electric Heat] | E | Yes | Health Service | Interior Lighting | RET | 176.6565 | 348.5994 | 528.7197 | 706.8601 | 884.0815 | 1061.7772 | 1237.4701 | 1417.2874 | 1598.7676 | 1776.3381
| Stair Occ Sensor_Com, E/G - IntL | E | Yes | Health Service | Interior Lighting | NC | 79.2133 | 153.5416 | 225.1281 | 294.4049 | 359.942 | 425.0208 | 490.0099 | 553.2614 | 616.3066 | 678.5757
| Stair Occ Sensor_Com, E/G - IntL | E | Yes | Health Service | Interior Lighting | RET | 609.8369 | 1203.4017 | 1825.1958 | 2440.1552 | 3051.9422 | 3665.3663 | 4271.8767 | 4892.6249 | 5519.1135 | 6132.1057
| Stair Occ Sensor_Com, E/O - IntL | E | Yes | Health Service | Interior Lighting | NC | 21.8975 | 42.4445 | 62.2337 | 81.3843 | 99.5012 | 117.4913 | 135.4567 | 152.9417 | 170.3697 | 187.5832
| Stair Occ Sensor_Com, E/O - IntL | E | Yes | Health Service | Interior Lighting | RET | 168.5813 | 332.6643 | 504.551 | 674.5483 | 843.6686 | 1013.2416 | 1180.9032 | 1352.5008 | 1525.6852 | 1695.1387
| Stair Occ Sensor_Com, E/P - IntL | E | Yes | Health Service | Interior Lighting | NC | 0.11539 | 0.22366 | 0.32795 | 0.42886 | 0.52433 | 0.61913 | 0.7138 | 0.80594 | 0.89778 | 0.98848
| Stair Occ Sensor_Com, E/P - IntL | E | Yes | Health Service | Interior Lighting | RET | 0.88835 | 1.753 | 2.6588 | 3.5546 | 4.4458 | 5.3394 | 6.2229 | 7.1271 | 8.0397 | 8.9327
| Int Delamping_Com, E - IntL [No Heat] | E | Yes | Health Service | Interior Lighting | RET | 5.7404 | 11.3277 | 17.1807 | 22.9694 | 28.7281 | 34.5024 | 40.2115 | 46.0546 | 51.9518 | 57.7219
| Int Delamping_Com, E - IntL [Electric Heat] | E | Yes | Health Service | Interior Lighting | RET | 16.8994 | 33.348 | 50.5788 | 67.6202 | 84.5737 | 101.5725 | 118.3798 | 135.5816 | 152.9425 | 169.9294
| Int Delamping_Com, E/G - IntL | E | Yes | Health Service | Interior Lighting | RET | 58.3387 | 115.1207 | 174.6033 | 233.432 | 291.9572 | 350.639 | 408.6595 | 468.0419 | 527.9736 | 586.6141
| Int Delamping_Com, E/O - IntL | E | Yes | Health Service | Interior Lighting | RET | 16.1269 | 31.8236 | 48.2667 | 64.5291 | 80.7077 | 96.9295 | 112.9685 | 129.3839 | 145.9512 | 162.1616
| Int Delamping_Com, E/P - IntL | E | Yes | Health Service | Interior Lighting | RET | 0.084982 | 0.1677 | 0.25435 | 0.34004 | 0.4253 | 0.51078 | 0.5953 | 0.6818 | 0.7691 | 0.85452
| Int Ltg Dsgn_Com, E - IntL [No Heat] | E | Yes | Health Service | Interior Lighting | NC | 12.7077 | 24.6317 | 36.1159 | 47.2295 | 57.7432 | 68.1834 | 78.6091 | 88.7562 | 98.8701 | 108.8595
| Int Ltg Dsgn_Com, E - IntL [Electric Heat] | E | Yes | Health Service | Interior Lighting | NC | 37.4105 | 72.514 | 106.3226 | 139.0403 | 169.9919 | 200.7271 | 231.4198 | 261.292 | 291.0667 | 320.4749
| Int Ltg Dsgn_Com, E/G - IntL | E | Yes | Health Service | Interior Lighting | NC | 129.1451 | 250.3258 | 367.0366 | 479.9818 | 586.8299 | 692.9309 | 798.8856 | 902.0074 | 1004.7928 | 1106.313
| Int Ltg Dsgn_Com, E/O - IntL | E | Yes | Health Service | Interior Lighting | NC | 35.7004 | 69.1992 | 101.4624 | 132.6845 | 162.2213 | 191.5515 | 220.8412 | 249.3479 | 277.7615 | 305.8254
| Int Ltg Dsgn_Com, E/P - IntL | E | Yes | Health Service | Interior Lighting | NC | 0.18813 | 0.36465 | 0.53466 | 0.69919 | 0.85484 | 1.0094 | 1.1637 | 1.314 | 1.4637 | 1.6116
| Room Air Conditioner_Com, E - Cool | E | Yes | Lodging | Cooling | NC | 0 | 0 | 0 | 0 | 0 | 0 | 0 | 0 | 0 | 0
| Room Air Conditioner_Com, E - Cool | E | Yes | Lodging | Cooling | RET | 0 | 0 | 0 | 0 | 0 | 0 | 0 | 0 | 0 | 0
| Room Air Conditioner_Com, E - Cool | E | Yes | Lodging | Cooling | REPL | 0 | 0 | 0 | 0 | 0 | 0 | 0 | 0 | 0 | 0
| Chiller Systems_Com, E - Cool | E | Yes | Lodging | Cooling | NC | 32.731 | 63.4435 | 93.0231 | 121.6483 | 148.7283 | 175.619 | 202.4725 | 228.6081 | 254.6584 | 280.388
| Chiller Systems_Com, E - Cool | E | Yes | Lodging | Cooling | RET | 149.5558 | 291.117 | 435.3316 | 574.0376 | 708.2324 | 839.0851 | 964.9043 | 1090.1348 | 1097.144 | 1104.3928
| Chiller Systems_Com, E - Cool | E | Yes | Lodging | Cooling | REPL | 167.9901 | 298.7962 | 418.6949 | 520.3356 | 604.5992 | 672.1905 | 722.3126 | 756.5118 | 773.7695 | 773.7695
| Chiller Tuneup_Com, E - Cool | E | Yes | Lodging | Cooling | RET | 28.1628 | 55.5741 | 84.2891 | 112.6884 | 140.9413 | 141.1069 | 141.7048 | 141.6565 | 142.1889 | 142.2446
| Computer Room Air Conditioner_Com, E - Cool | E | Yes | Lodging | Cooling | NC | 3.2236 | 6.2484 | 9.1616 | 11.9809 | 14.6479 | 17.2963 | 19.9411 | 22.5151 | 25.0807 | 27.6148
| Computer Room Air Conditioner_Com, E - Cool | E | Yes | Lodging | Cooling | REPL | 16.545 | 32.6484 | 49.5178 | 66.2017 | 82.7996 | 99.4419 | 115.8966 | 132.7376 | 149.7343 | 166.3648
| Mini Split Ductless AC_Com, E - Cool | E | Yes | Lodging | Cooling | NC | 0 | 0 | 0 | 0 | 0 | 0 | 0 | 0 | 0 | 0
| Mini Split Ductless AC_Com, E - Cool | E | Yes | Lodging | Cooling | RET | 0 | 0 | 0 | 0 | 0 | 0 | 0 | 0 | 0 | 0
| Mini Split Ductless AC_Com, E - Cool | E | Yes | Lodging | Cooling | REPL | 0 | 0 | 0 | 0 | 0 | 0 | 0 | 0 | 0 | 0
| Eff Unitary AC_Com, E - Cool | E | Yes | Lodging | Cooling | NC | 25.9538 | 50.307 | 73.762 | 96.4601 | 117.933 | 139.2557 | 160.549 | 181.273 | 201.9294 | 222.3315
| Eff Unitary AC_Com, E - Cool | E | No | Lodging | Cooling | RET | 206.4048 | 397.9634 | 589.3041 | 769.7449 | 940.9102 | 1104.5556 | 1258.8353 | 1419.9128 | 1585.5366 | 1750.4439
| Eff Unitary AC_Com, E - Cool | E | Yes | Lodging | Cooling | REPL | 177.6086 | 329.7337 | 478.2283 | 614.3446 | 739.0682 | 853.4063 | 955.8574 | 1058.9154 | 1161.1119 | 1259.3311
| PTAC_Com, E - Cool | E | Yes | Lodging | Cooling | NC | 0 | 0 | 0 | 0 | 0 | 0 | 0 | 0 | 0 | 0
| PTAC_Com, E - Cool | E | Yes | Lodging | Cooling | RET | 0 | 0 | 0 | 0 | 0 | 0 | 0 | 0 | 0 | 0
| PTAC_Com, E - Cool | E | Yes | Lodging | Cooling | REPL | 0 | 0 | 0 | 0 | 0 | 0 | 0 | 0 | 0 | 0
| Unitary Equipment Economizer_Com, E - Cool | E | No | Lodging | Cooling | RET | 127.8389 | 252.2667 | 382.6121 | 511.5248 | 639.7725 | 768.3634 | 895.5049 | 1025.6311 | 1156.9607 | 1285.461
| Guest Room EM_Com, E - Cool [Building w Elec Heat] | E | Yes | Lodging | Cooling | RET | 342.3149 | 675.496 | 1024.5228 | 1369.7131 | 1713.1227 | 2057.4512 | 2397.8989 | 2746.3386 | 2755.6856 | 2766.5906
| Guest Room EM_Com, E - Heat [Building w Elec Heat] | E | Yes | Lodging | Space Heating | RET | 406.2064 | 801.5742 | 1215.7452 | 1625.3636 | 2032.869 | 2441.4648 | 2845.4555 | 3258.9299 | 3270.0214 | 3282.9618
| Guest Room EM_Com, E - Cool [Building w Gas Heat] | E | Yes | Lodging | Cooling | RET | 699.0167 | 1379.3818 | 2092.1043 | 2796.9926 | 3498.2446 | 4201.3731 | 4896.5769 | 5608.1005 | 5627.1873 | 5649.4557
| Guest Room EM_Com, E - Cool [Building w Oil Heat] | E | Yes | Lodging | Cooling | RET | 188.0748 | 371.1313 | 562.8937 | 752.5483 | 941.2245 | 1130.4057 | 1317.4546 | 1508.8944 | 1514.0299 | 1520.0213
| Guest Room EM_Com, E - Cool [Building w Propane Heat] | E | Yes | Lodging | Cooling | RET | 42.5097 | 83.8851 | 127.2282 | 170.095 | 212.7406 | 255.5003 | 297.7781 | 341.0484 | 342.2091 | 343.5633
| AC Tuneup_Com, E - Cool [ASHP] | E | Yes | Lodging | Cooling | RET | 29.068 | 57.3604 | 86.9983 | 116.3105 | 145.4714 | 145.6424 | 146.2595 | 146.2096 | 146.7592 | 146.8166
| AC Tuneup_Com, E - Heat [ASHP] | E | Yes | Lodging | Space Heating | RET | 49.9803 | 98.627 | 149.5873 | 199.9874 | 250.1276 | 250.4216 | 251.4825 | 251.3968 | 252.3417 | 252.4405
| AC Tuneup_Com, E - Cool [Unitary AC] | E | Yes | Lodging | Cooling | RET | 69.1403 | 136.4358 | 206.9319 | 276.653 | 346.0144 | 346.4211 | 347.8888 | 347.7702 | 349.0774 | 349.214
| DCV_Com, E - Cool [Building w Elec Heat] | E | Yes | Lodging | Cooling | RET | 84.6254 | 166.9928 | 253.2774 | 338.6137 | 423.5097 | 508.6329 | 592.7967 | 678.9362 | 765.8723 | 850.9356
| DCV_Com, E - Heat [Building w Elec Heat] | E | Yes | Lodging | Space Heating | RET | 156.0061 | 307.8494 | 466.9144 | 624.2308 | 780.7357 | 937.6595 | 1092.8145 | 1251.6119 | 1411.8777 | 1568.6909
| DCV_Com, E - Vent [Building w Elec Heat] | E | Yes | Lodging | Ventilation | RET | 300.9001 | 593.7714 | 900.5713 | 1203.9989 | 1505.8612 | 1808.5312 | 2107.79 | 2414.0739 | 2723.1901 | 3025.647
| DCV_Com, E - Cool [Building w Gas Heat] | E | Yes | Lodging | Cooling | RET | 172.8074 | 341.0039 | 517.1997 | 691.4586 | 864.8187 | 1038.6426 | 1210.5075 | 1386.4068 | 1563.9328 | 1737.6343
| DCV_Com, E - Vent [Building w Gas Heat] | E | Yes | Lodging | Ventilation | RET | 614.4464 | 1212.4978 | 1838.9919 | 2458.5995 | 3075.0108 | 3693.0716 | 4304.1664 | 4929.6066 | 5560.8306 | 6178.4562
| DCV_Com, E - Cool [Building w Oil Heat] | E | Yes | Lodging | Cooling | RET | 46.4949 | 91.7492 | 139.1558 | 186.0413 | 232.6849 | 279.4533 | 325.6946 | 373.0214 | 420.7859 | 467.5214
| DCV_Com, E - Vent [Building w Oil Heat] | E | Yes | Lodging | Ventilation | RET | 165.3206 | 326.2301 | 494.7922 | 661.5015 | 827.3508 | 993.6439 | 1158.0628 | 1326.3414 | 1496.1762 | 1662.3522
| DCV_Com, E - Cool [Building w Propane Heat] | E | Yes | Lodging | Cooling | RET | 14.012 | 27.6502 | 41.937 | 56.0667 | 70.1236 | 84.218 | 98.1536 | 112.4164 | 126.811 | 140.8956
| DCV_Com, E - Vent [Building w Propane Heat] | E | Yes | Lodging | Ventilation | RET | 49.8222 | 98.315 | 149.1141 | 199.3548 | 249.3363 | 299.4516 | 349.0021 | 399.7157 | 450.8983 | 500.9783
| Controls for Unitary AC_Com, E - Cool | E | No | Lodging | Cooling | RET | 214.6695 | 423.6111 | 642.4898 | 858.9625 | 1074.3185 | 1290.2508 | 1503.7494 | 1722.2598 | 1942.791 | 2158.5712
| Optimized Unitary AC Sys_Com, E - Cool [Building w Elec Heat] | E | No | Lodging | Cooling | NC | 18.9332 | 36.6989 | 53.8092 | 70.3674 | 86.0318 | 101.5867 | 117.1201 | 132.2382 | 147.307 | 162.1903
| Optimized Unitary AC Sys_Com, E - Heat [Building w Elec Heat] | E | No | Lodging | Space Heating | NC | 59.08 | 114.5165 | 167.9082 | 219.5772 | 268.4571 | 316.9951 | 365.4661 | 412.6413 | 459.6625 | 506.1049
| Optimized Unitary AC Sys_Com, E - Cool [Building w Gas Heat] | E | Yes | Lodging | Cooling | NC | 38.6622 | 74.9401 | 109.8798 | 143.6922 | 175.6794 | 207.4428 | 239.1625 | 270.0341 | 300.805 | 331.1971
| Optimized Unitary AC Sys_Com, E - Cool [Building w Oil Heat] | E | Yes | Lodging | Cooling | NC | 10.4023 | 20.1631 | 29.5639 | 38.6613 | 47.2676 | 55.8138 | 64.3482 | 72.6544 | 80.9335 | 89.1106
| Optimized Unitary AC Sys_Com, E - Cool [Building w Propane Heat] | E | Yes | Lodging | Cooling | NC | 3.1349 | 6.0765 | 8.9096 | 11.6512 | 14.2449 | 16.8204 | 19.3924 | 21.8956 | 24.3907 | 26.855
| Optimized Chiller Sys_Com, E - Cool | E | Yes | Lodging | Cooling | NC | 12.9111 | 25.0259 | 36.6939 | 47.9854 | 58.6674 | 69.2747 | 79.8673 | 90.1768 | 100.4526 | 110.6019
| Cool Roof_Com, E - Cool [Building w Elec Heat] | E | No | Lodging | Cooling | NC | 11.3453 | 21.991 | 32.244 | 42.1661 | 51.5527 | 60.8736 | 70.1816 | 79.2408 | 88.2705 | 97.189
| Cool Roof_Com, E - Cool [Building w Elec Heat] | E | No | Lodging | Cooling | RET | 59.3938 | 117.2029 | 177.7612 | 237.6539 | 297.2377 | 356.9809 | 416.0507 | 476.5072 | 537.5228 | 597.224
| Cool Roof_Com, E - Heat [Building w Elec Heat] | E | No | Lodging | Space Heating | NC | -3.3939 | -6.5785 | -9.6456 | -12.6137 | -15.4217 | -18.21 | -20.9944 | -23.7044 | -26.4056 | -29.0735
| Cool Roof_Com, E - Heat [Building w Elec Heat] | E | No | Lodging | Space Heating | RET | -17.7673 | -35.0605 | -53.1762 | -71.0927 | -88.9168 | -106.7886 | -124.459 | -142.5442 | -160.7966 | -178.6558
| Cool Roof_Com, E - Cool [Building w Gas Heat] | E | No | Lodging | Cooling | NC | 23.1675 | 44.9062 | 65.8431 | 86.1044 | 105.272 | 124.3056 | 143.3129 | 161.812 | 180.2508 | 198.4626
| Cool Roof_Com, E - Cool [Building w Gas Heat] | E | No | Lodging | Cooling | RET | 121.2839 | 239.3315 | 362.9934 | 485.296 | 606.9677 | 728.965 | 849.5873 | 973.0412 | 1097.6367 | 1219.5481
| Cool Roof_Com, E - Cool [Building w Oil Heat] | E | No | Lodging | Cooling | NC | 6.2334 | 12.0823 | 17.7155 | 23.1669 | 28.3241 | 33.4452 | 38.5592 | 43.5365 | 48.4976 | 53.3976
| Cool Roof_Com, E - Cool [Building w Oil Heat] | E | No | Lodging | Cooling | RET | 32.6322 | 64.3936 | 97.6656 | 130.5719 | 163.3085 | 196.1326 | 228.5868 | 261.8028 | 295.326 | 328.127
| Cool Roof_Com, E - Cool [Building w Propane Heat] | E | No | Lodging | Cooling | NC | 1.8785 | 3.6412 | 5.3389 | 6.9818 | 8.536 | 10.0793 | 11.6205 | 13.1205 | 14.6156 | 16.0923
| Cool Roof_Com, E - Cool [Building w Propane Heat] | E | No | Lodging | Cooling | RET | 9.8343 | 19.4061 | 29.4332 | 39.3501 | 49.2158 | 59.1079 | 68.8885 | 78.8988 | 89.0015 | 98.8867
| GSHP_Com, E - Cool | E | Yes | Lodging | Cooling | RET | 110.5377 | 207.421 | 298.8136 | 380.208 | 453.1255 | 518.9635 | 577.5824 | 631.6078 | 680.7077 | 723.9695
| GSHP_Com, E - Cool | E | Yes | Lodging | Cooling | REPL | 44.4373 | 79.0385 | 110.7546 | 137.6409 | 159.9306 | 177.8101 | 191.0685 | 200.115 | 204.6801 | 204.6801
| GSHP_Com, E - Heat | E | Yes | Lodging | Space Heating | RET | 247.415 | 464.2673 | 668.83 | 851.0138 | 1014.224 | 1161.5881 | 1292.7939 | 1413.7182 | 1523.6176 | 1620.45
| GSHP_Com, E - Heat | E | Yes | Lodging | Space Heating | REPL | 99.4633 | 176.9108 | 247.9002 | 308.0795 | 357.9702 | 397.9895 | 427.6658 | 447.9143 | 458.1323 | 458.1323
| Unitary HP_Com, E - Cool | E | Yes | Lodging | Cooling | NC | 12.0158 | 23.2907 | 34.1496 | 44.6582 | 54.5995 | 64.4713 | 74.3294 | 83.924 | 93.4873 | 102.9329
| Unitary HP_Com, E - Cool | E | Yes | Lodging | Cooling | RET | 59.3785 | 114.3904 | 169.2442 | 220.8834 | 269.783 | 316.453 | 360.3756 | 410.1304 | 464.9575 | 522.8991
| Unitary HP_Com, E - Cool | E | Yes | Lodging | Cooling | REPL | 82.2275 | 146.2543 | 204.9421 | 254.693 | 295.9382 | 329.0227 | 353.5564 | 379.9416 | 407.8583 | 436.4333
| Unitary HP_Com, E - Heat | E | Yes | Lodging | Space Heating | NC | 8.7959 | 17.0494 | 24.9984 | 32.691 | 39.9683 | 47.1947 | 54.4111 | 61.4347 | 68.4352 | 75.3497
| Unitary HP_Com, E - Heat | E | Yes | Lodging | Space Heating | RET | 43.4667 | 83.7368 | 123.8913 | 161.6926 | 197.4884 | 231.6521 | 263.8047 | 300.2265 | 340.3615 | 382.7763
| Unitary HP_Com, E - Heat | E | Yes | Lodging | Space Heating | REPL | 60.1928 | 107.0621 | 150.0231 | 186.4422 | 216.6348 | 240.8535 | 258.8128 | 278.1275 | 298.5633 | 319.481
| PTHP_Com, E - Cool | E | Yes | Lodging | Cooling | NC | 0 | 0 | 0 | 0 | 0 | 0 | 0 | 0 | 0 | 0
| PTHP_Com, E - Cool | E | Yes | Lodging | Cooling | RET | 0 | 0 | 0 | 0 | 0 | 0 | 0 | 0 | 0 | 0
| PTHP_Com, E - Cool | E | Yes | Lodging | Cooling | REPL | 0 | 0 | 0 | 0 | 0 | 0 | 0 | 0 | 0 | 0
| PTHP_Com, E - Heat | E | Yes | Lodging | Space Heating | NC | 0 | 0 | 0 | 0 | 0 | 0 | 0 | 0 | 0 | 0
| PTHP_Com, E - Heat | E | Yes | Lodging | Space Heating | RET | 0 | 0 | 0 | 0 | 0 | 0 | 0 | 0 | 0 | 0
| PTHP_Com, E - Heat | E | Yes | Lodging | Space Heating | REPL | 0 | 0 | 0 | 0 | 0 | 0 | 0 | 0 | 0 | 0
| Minisplit Ductless HP_Com, E - Cool | E | Yes | Lodging | Cooling | RET | 1001.6425 | 1888.0045 | 2732.1815 | 3491.2433 | 4177.7976 | 4803.6608 | 5318.7451 | 5820.9738 | 6301.3046 | 6748.725
| Minisplit Ductless HP_Com, E - Cool | E | Yes | Lodging | Cooling | REPL | 716.6733 | 1274.7137 | 1786.2214 | 2219.8373 | 2579.3198 | 2867.6754 | 3081.5046 | 3242.2653 | 3345.8872 | 3389.9145
| Minisplit Ductless HP_Com, E - Heat | E | Yes | Lodging | Space Heating | RET | 246.2291 | 464.1193 | 671.6394 | 858.236 | 1027.0085 | 1180.8615 | 1319.1631 | 1452.9602 | 1580.8822 | 1699.7215
| Minisplit Ductless HP_Com, E - Heat | E | Yes | Lodging | Space Heating | REPL | 180.7202 | 321.4387 | 450.4233 | 559.7663 | 650.4153 | 723.1287 | 777.049 | 817.5873 | 843.7172 | 854.8193
| Programmable TStat_Com, E - Cool [Building w Elec Heat] | E | Yes | Lodging | Cooling | NC | 0 | 0 | 0 | 0 | 0 | 0 | 0 | 0 | 0 | 0
| Programmable TStat_Com, E - Heat [Building w Elec Heat] | E | Yes | Lodging | Space Heating | NC | 0 | 0 | 0 | 0 | 0 | 0 | 0 | 0 | 0 | 0
| Programmable TStat_Com, E - Cool [Building w Gas Heat] | E | Yes | Lodging | Cooling | NC | 0 | 0 | 0 | 0 | 0 | 0 | 0 | 0 | 0 | 0
| Programmable TStat_Com, E - Cool [Building w Gas Heat] | E | Yes | Lodging | Cooling | RET | 0 | 0 | 0 | 0 | 0 | 0 | 0 | 0 | 0 | 0
| Programmable TStat_Com, E - Cool [Building w Propane Heat] | E | Yes | Lodging | Cooling | NC | 0 | 0 | 0 | 0 | 0 | 0 | 0 | 0 | 0 | 0
| Programmable TStat_Com, E - Cool [Building w Propane Heat] | E | Yes | Lodging | Cooling | RET | 0 | 0 | 0 | 0 | 0 | 0 | 0 | 0 | 0 | 0
| Programmable TStat_Com, E - Cool [Building w Oil Heat] | E | Yes | Lodging | Cooling | NC | 0 | 0 | 0 | 0 | 0 | 0 | 0 | 0 | 0 | 0
| Programmable TStat_Com, E - Cool [Building w Oil Heat] | E | Yes | Lodging | Cooling | RET | 0 | 0 | 0 | 0 | 0 | 0 | 0 | 0 | 0 | 0
| Smart TStat_Com, E - Cool [Building w Elec Heat] | E | Yes | Lodging | Cooling | NC | 17.3064 | 33.5455 | 49.1856 | 64.3211 | 78.6395 | 92.8579 | 107.0566 | 120.8756 | 134.6496 | 148.2541
| Smart TStat_Com, E - Cool [Building w Elec Heat] | E | Yes | Lodging | Cooling | RET | 63.7066 | 125.7133 | 190.669 | 254.9107 | 318.821 | 382.9023 | 446.2614 | 511.1078 | 576.5539 | 640.5901
| Smart TStat_Com, E - Heat [Building w Elec Heat] | E | Yes | Lodging | Space Heating | NC | 7.0048 | 13.5775 | 19.9079 | 26.034 | 31.8294 | 37.5842 | 43.3311 | 48.9244 | 54.4995 | 60.0059
| Smart TStat_Com, E - Heat [Building w Elec Heat] | E | Yes | Lodging | Space Heating | RET | 25.7852 | 50.8825 | 77.1733 | 103.1751 | 129.0428 | 154.9797 | 180.6243 | 206.8709 | 233.3602 | 259.2789
| Smart TStat_Com, E - Cool [Building w Gas Heat] | E | Yes | Lodging | Cooling | NC | 35.3401 | 68.5009 | 100.4384 | 131.3455 | 160.5842 | 189.6183 | 218.6125 | 246.8315 | 274.9584 | 302.739
| Smart TStat_Com, E - Cool [Building w Gas Heat] | E | Yes | Lodging | Cooling | RET | 130.0906 | 256.7101 | 389.3514 | 520.5348 | 651.0414 | 781.8973 | 911.2783 | 1043.6965 | 1177.3393 | 1308.103
| Smart TStat_Com, E - Cool [Building w Propane Heat] | E | Yes | Lodging | Cooling | NC | 9.5085 | 18.4306 | 27.0236 | 35.3393 | 43.2062 | 51.018 | 58.8191 | 66.4115 | 73.9793 | 81.4538
| Smart TStat_Com, E - Cool [Building w Propane Heat] | E | Yes | Lodging | Cooling | RET | 35.0017 | 69.0694 | 104.7574 | 140.0531 | 175.1668 | 210.3743 | 245.1851 | 280.8131 | 316.7705 | 351.9533
| Smart TStat_Com, E - Cool [Building w Oil Heat] | E | Yes | Lodging | Cooling | NC | 2.8655 | 5.5544 | 8.144 | 10.6501 | 13.0209 | 15.3751 | 17.7261 | 20.0143 | 22.2949 | 24.5475
| Smart TStat_Com, E - Cool [Building w Oil Heat] | E | Yes | Lodging | Cooling | RET | 10.5484 | 20.8153 | 31.5704 | 42.2074 | 52.7895 | 63.3999 | 73.8907 | 84.6278 | 95.4642 | 106.0671
| Windows_Com, E - Cool [Building w Elec Heat] | E | No | Lodging | Cooling | NC | 23.3 | 45.1631 | 66.2197 | 86.597 | 105.8742 | 125.0167 | 144.1327 | 162.7377 | 181.2819 | 199.5979
| Windows_Com, E - Heat [Building w Elec Heat] | E | No | Lodging | Space Heating | NC | 15.1419 | 29.3501 | 43.0341 | 56.2767 | 68.8043 | 81.2444 | 93.6673 | 105.7581 | 117.8095 | 129.7124
| Windows_Com, E - Cool [Building w Gas Heat] | E | No | Lodging | Cooling | NC | 47.5792 | 92.2243 | 135.2226 | 176.8335 | 216.1981 | 255.2875 | 294.3231 | 332.3149 | 370.1828 | 407.5846
| Windows_Com, E - Cool [Building w Oil Heat] | E | Yes | Lodging | Cooling | NC | 12.8015 | 24.8135 | 36.3825 | 47.5781 | 58.1695 | 68.6867 | 79.1895 | 89.4114 | 99.6 | 109.6632
| Windows_Com, E - Cool [Building w Propane Heat] | E | No | Lodging | Cooling | NC | 3.8579 | 7.478 | 10.9645 | 14.3385 | 17.5304 | 20.6999 | 23.8651 | 26.9457 | 30.0162 | 33.0489
| Window Film_Com, E - Cool [Building w Elec Heat] | E | No | Lodging | Cooling | RET | 0 | 0 | 0 | 0 | 0 | 0 | 0 | 0 | 0 | 0
| Window Film_Com, E - Heat [Building w Elec Heat] | E | No | Lodging | Space Heating | RET | 0 | 0 | 0 | 0 | 0 | 0 | 0 | 0 | 0 | 0
| Window Film_Com, E - Cool [Building w Gas Heat] | E | No | Lodging | Cooling | RET | 0 | 0 | 0 | 0 | 0 | 0 | 0 | 0 | 0 | 0
| Window Film_Com, E - Cool [Building w Oil Heat] | E | No | Lodging | Cooling | RET | 0 | 0 | 0 | 0 | 0 | 0 | 0 | 0 | 0 | 0
| Window Film_Com, E - Cool [Building w Propane Heat] | E | No | Lodging | Cooling | RET | 0 | 0 | 0 | 0 | 0 | 0 | 0 | 0 | 0 | 0
| Motors and Fans_Com, E - Vent | E | Yes | Lodging | Ventilation | NC | 15.7687 | 30.5649 | 44.8154 | 58.6061 | 71.6523 | 84.6073 | 97.5444 | 110.1356 | 122.6858 | 135.0815
| Motors and Fans_Com, E - Vent | E | Yes | Lodging | Ventilation | RET | 160.2452 | 300.7737 | 433.4116 | 551.6047 | 657.5474 | 645.2334 | 635.7635 | 625.3377 | 617.8535 | 610.4373
| Motors and Fans_Com, E - Vent | E | Yes | Lodging | Ventilation | REPL | 107.9092 | 191.9332 | 268.9507 | 334.2401 | 388.3673 | 431.7849 | 463.9811 | 486.1932 | 497.7714 | 498.4945
| ECM Furnace Motors_Com, E - Vent | E | Yes | Lodging | Ventilation | RET | 224.9488 | 443.8953 | 673.2548 | 900.0931 | 1125.7612 | 1352.0332 | 1575.755 | 1804.7286 | 2035.8196 | 2261.9323
| VFD on HVAC System_Com, E - Vent | E | Yes | Lodging | Ventilation | RET | 946.8256 | 1868.3873 | 2833.7776 | 3788.5562 | 4738.4095 | 5690.8046 | 6632.4655 | 7596.2318 | 8568.9107 | 9520.6351
| Kitchen DCV_Com, E - Vent [Building w Elec Heat] | E | Yes | Lodging | Ventilation | NC | 16.5674 | 32.1131 | 47.0853 | 61.5745 | 75.2815 | 88.8927 | 102.4851 | 115.7141 | 128.8999 | 141.9234
| Kitchen DCV_Com, E - Vent [Building w Elec Heat] | E | Yes | Lodging | Ventilation | RET | 158.158 | 297.7797 | 430.4393 | 549.439 | 656.8149 | 754.4654 | 842.0363 | 925.8318 | 1005.0646 | 1077.8535
| Kitchen DCV_Com, E - Vent [Building w Elec Heat] | E | Yes | Lodging | Ventilation | REPL | 113.3749 | 201.6547 | 282.5732 | 351.1696 | 408.0383 | 453.655 | 487.482 | 512.3578 | 527.6284 | 532.9466
| Kitchen DCV_Com, E - Heat [Building w Elec Heat] | E | Yes | Lodging | Space Heating | NC | 9.9158 | 19.2201 | 28.1811 | 36.8531 | 45.0569 | 53.2034 | 61.3386 | 69.2563 | 77.1482 | 84.9429
| Kitchen DCV_Com, E - Heat [Building w Elec Heat] | E | Yes | Lodging | Space Heating | RET | 94.6595 | 178.2248 | 257.6233 | 328.846 | 393.1119 | 451.5569 | 503.9692 | 554.1218 | 601.5436 | 645.1087
| Kitchen DCV_Com, E - Heat [Building w Elec Heat] | E | Yes | Lodging | Space Heating | REPL | 67.8563 | 120.6928 | 169.1236 | 210.1793 | 244.216 | 271.5182 | 291.764 | 306.6525 | 315.7922 | 318.9752
| Kitchen DCV_Com, E - Vent [Building w Gas Heat] | E | Yes | Lodging | Ventilation | NC | 33.8311 | 65.5758 | 96.1495 | 125.7368 | 153.727 | 181.5213 | 209.2774 | 236.2914 | 263.2172 | 289.8116
| Kitchen DCV_Com, E - Vent [Building w Gas Heat] | E | Yes | Lodging | Ventilation | RET | 322.9631 | 608.0745 | 878.9691 | 1121.9698 | 1341.2344 | 1540.6396 | 1719.4617 | 1890.5745 | 2052.3701 | 2201.0072
| Kitchen DCV_Com, E - Vent [Building w Gas Heat] | E | Yes | Lodging | Ventilation | REPL | 231.5147 | 411.7846 | 577.0225 | 717.0981 | 833.2257 | 926.3763 | 995.4519 | 1046.249 | 1077.432 | 1088.2919
| Kitchen DCV_Com, E - Vent [Building w Oil Heat] | E | Yes | Lodging | Ventilation | NC | 9.1025 | 17.6436 | 25.8696 | 33.8303 | 41.3612 | 48.8394 | 56.3074 | 63.5757 | 70.8202 | 77.9756
| Kitchen DCV_Com, E - Vent [Building w Oil Heat] | E | Yes | Lodging | Ventilation | RET | 86.8952 | 163.6062 | 236.4921 | 301.873 | 360.8675 | 414.5187 | 462.6319 | 508.6709 | 552.203 | 592.1947
| Kitchen DCV_Com, E - Vent [Building w Oil Heat] | E | Yes | Lodging | Ventilation | REPL | 62.2905 | 110.7932 | 155.2515 | 192.9397 | 224.1846 | 249.2473 | 267.8325 | 281.4998 | 289.8898 | 292.8117
| Kitchen DCV_Com, E - Vent [Building w Oil Heat] | E | Yes | Lodging | Ventilation | NC | 9.1025 | 17.6436 | 25.8696 | 33.8303 | 41.3612 | 48.8394 | 56.3074 | 63.5757 | 70.8202 | 77.9756
| Kitchen DCV_Com, E - Vent [Building w Oil Heat] | E | Yes | Lodging | Ventilation | RET | 86.8952 | 163.6062 | 236.4921 | 301.873 | 360.8675 | 414.5187 | 462.6319 | 508.6709 | 552.203 | 592.1947
| Kitchen DCV_Com, E - Vent [Building w Oil Heat] | E | Yes | Lodging | Ventilation | REPL | 62.2905 | 110.7932 | 155.2515 | 192.9397 | 224.1846 | 249.2473 | 267.8325 | 281.4998 | 289.8898 | 292.8117
| Duct Sealing Regulated_Com, E - Vent [Building w Elec Heat] | E | Yes | Lodging | Ventilation | RET | 202.7485 | 400.0871 | 606.811 | 811.2625 | 1014.6594 | 1218.6005 | 1420.2431 | 1626.6192 | 1834.9038 | 2038.7013
| Duct Sealing Regulated_Com, E - Heat [Building w Elec Heat] | E | Yes | Lodging | Space Heating | RET | 58.8759 | 116.1809 | 176.2112 | 235.5817 | 294.6459 | 353.8682 | 412.423 | 472.3523 | 532.8359 | 592.0164
| Duct Sealing Regulated_Com, E - Cool [Building w Elec Heat] | E | Yes | Lodging | Cooling | RET | 59.8119 | 118.0279 | 179.0126 | 239.327 | 299.3302 | 359.4939 | 418.9796 | 479.8617 | 541.3068 | 601.4282
| Duct Sealing Regulated_Com, E - Vent [Building w Gas Heat] | E | Yes | Lodging | Ventilation | RET | 414.0181 | 816.9892 | 1239.1251 | 1656.6209 | 2071.9629 | 2488.4165 | 2900.1763 | 3321.6021 | 3746.9251 | 4163.0854
| Duct Sealing Regulated_Com, E - Cool [Building w Gas Heat] | E | Yes | Lodging | Cooling | RET | 122.1377 | 241.0163 | 365.5488 | 488.7124 | 611.2406 | 734.0967 | 855.5681 | 979.8911 | 1105.3637 | 1228.1333
| Duct Sealing Non Regulated_Com, E - Vent [Building w Oil Heat] | E | Yes | Lodging | Ventilation | RET | 111.3942 | 219.816 | 333.3943 | 445.7242 | 557.4746 | 669.524 | 780.3105 | 893.6978 | 1008.1336 | 1120.1041
| Duct Sealing Non Regulated_Com, E - Cool [Building w Oil Heat] | E | Yes | Lodging | Cooling | RET | 32.8619 | 64.847 | 98.3532 | 131.4911 | 164.4581 | 197.5133 | 230.1959 | 263.6458 | 297.405 | 330.4369
| Duct Sealing Non Regulated_Com, E - Vent [Building w Propane Heat] | E | Yes | Lodging | Ventilation | RET | 33.5705 | 66.2453 | 100.4741 | 134.3266 | 168.0045 | 201.7725 | 235.1599 | 269.3311 | 303.8183 | 337.5626
| Duct Sealing Non Regulated_Com, E - Cool [Building w Propane Heat] | E | Yes | Lodging | Cooling | RET | 9.9035 | 19.5427 | 29.6404 | 39.6271 | 49.5623 | 59.524 | 69.3735 | 79.4542 | 89.6281 | 99.5828
| Power Strip_Com, E - Plug [Tier 1] | E | Yes | Lodging | Plug Loads | NC | 0 | 0 | 0 | 0 | 0 | 0 | 0 | 0 | 0 | 0
| Power Strip_Com, E - Plug [Tier 1] | E | Yes | Lodging | Plug Loads | RET | 0 | 0 | 0 | 0 | 0 | 0 | 0 | 0 | 0 | 0
| Power Strip_Com, E - Plug [Tier 1] | E | Yes | Lodging | Plug Loads | REPL | 0 | 0 | 0 | 0 | 0 | 0 | 0 | 0 | 0 | 0
| Power Strip_Com, E - Plug [Tier 2] | E | Yes | Lodging | Plug Loads | NC | 46.7758 | 90.667 | 132.9392 | 173.8474 | 212.5474 | 250.9767 | 289.3531 | 326.7034 | 317.5321 | 311.1577
| Power Strip_Com, E - Plug [Tier 2] | E | Yes | Lodging | Plug Loads | RET | 472.056 | 887.2767 | 1280.3637 | 1631.6971 | 1954.8931 | 2255.0999 | 2530.6088 | 2792.8712 | 2660.9089 | 2645.1326
| Power Strip_Com, E - Plug [Tier 2] | E | Yes | Lodging | Plug Loads | REPL | 600.1858 | 1067.5228 | 1495.8905 | 1859.0268 | 2169.3973 | 2429.5698 | 2636.3565 | 2796.3596 | 2424.2758 | 2245.3109
| Computer Power Management_Com, E - Plug | E | Yes | Lodging | Plug Loads | RET | 367.2769 | 724.7538 | 1099.232 | 1469.5938 | 1838.0451 | 1840.2056 | 1848.0021 | 1847.3722 | 1854.3157 | 1855.0416
| Vending Machine Controls_Com, E - Plug [Non-Refrigerated] | E | No | Lodging | Plug Loads | RET | 123.2879 | 243.2861 | 368.9913 | 493.3148 | 616.9969 | 617.7221 | 620.3392 | 620.1278 | 622.4586 | 622.7022
| Vending Machine Controls_Com, E - Plug [Refrigerated] | E | Yes | Lodging | Plug Loads | RET | 369.8636 | 729.8583 | 1106.9739 | 1479.9443 | 1850.9906 | 1853.1662 | 1861.0177 | 1860.3833 | 1867.3758 | 1868.1067
| Ovens_Com, E - Cook | E | Yes | Lodging | Cooking | NC | 30.3176 | 58.7655 | 86.1641 | 112.6787 | 137.7619 | 162.6698 | 187.5433 | 211.7518 | 235.8813 | 259.7138
| Ovens_Com, E - Cook | E | Yes | Lodging | Cooking | REPL | 259.339 | 511.7582 | 776.1822 | 1037.6997 | 1297.868 | 1558.7326 | 1816.657 | 2080.6362 | 2347.0565 | 2607.7374
| Fryers_Com, E - Cook | E | Yes | Lodging | Cooking | NC | 4.9746 | 9.6423 | 14.1379 | 18.4885 | 22.6042 | 26.6911 | 30.7724 | 34.7446 | 38.7038 | 42.6143
| Fryers_Com, E - Cook | E | Yes | Lodging | Cooking | REPL | 42.5528 | 83.9701 | 127.3573 | 170.2675 | 212.9563 | 255.7594 | 298.08 | 341.3942 | 385.1089 | 427.8818
| Griddles_Com, E - Cook | E | Yes | Lodging | Cooking | NC | 1.3875 | 2.6894 | 3.9432 | 5.1567 | 6.3046 | 7.4445 | 8.5828 | 9.6907 | 10.7949 | 11.8856
| Griddles_Com, E - Cook | E | Yes | Lodging | Cooking | REPL | 11.8685 | 23.4202 | 35.5214 | 47.4896 | 59.396 | 71.3343 | 83.138 | 95.2188 | 107.4114 | 119.3412
| Hot Food Holding Cabinet_Com, E - Cook | E | Yes | Lodging | Cooking | NC | 6.0374 | 11.7025 | 17.1587 | 22.4388 | 27.4339 | 32.394 | 37.3473 | 42.1682 | 46.9733 | 51.7193
| Hot Food Holding Cabinet_Com, E - Cook | E | Yes | Lodging | Cooking | REPL | 51.6447 | 101.9113 | 154.5686 | 206.6471 | 258.4569 | 310.4054 | 361.7684 | 414.3371 | 467.3919 | 519.3038
| Steamers_Com, E - Cook | E | Yes | Lodging | Cooking | NC | 4.74 | 9.1877 | 13.4714 | 17.6168 | 21.5385 | 25.4327 | 29.3216 | 33.1065 | 36.8791 | 40.6052
| Steamers_Com, E - Cook | E | Yes | Lodging | Cooking | REPL | 40.5466 | 80.0113 | 121.3529 | 162.24 | 202.9162 | 243.7013 | 284.0267 | 325.2988 | 366.9525 | 407.7089
| ES Refrigerator and Freezer_Com, E - Refr | E | Yes | Lodging | Refrigeration | NC | 131.8364 | 255.5425 | 374.6854 | 489.9842 | 599.0591 | 707.3711 | 815.5338 | 920.8046 | 1025.732 | 1129.3678
| ES Refrigerator and Freezer_Com, E - Refr | E | Yes | Lodging | Refrigeration | REPL | 1127.7381 | 2225.3853 | 3375.2354 | 4512.4463 | 5643.7907 | 6778.1624 | 7899.7491 | 9047.665 | 10206.1963 | 11339.7694
| Anti Sweat Heat Control_Com, E - Refr | E | Yes | Lodging | Refrigeration | NC | 11.1246 | 21.5631 | 31.6167 | 41.3458 | 50.5497 | 59.6893 | 68.8163 | 77.6992 | 86.5532 | 95.2981
| Anti Sweat Heat Control_Com, E - Refr | E | Z | Lodging | Refrigeration | RET | 0 | 0 | 0 | 0 | 0 | 0 | 0 | 0 | 0 | 0
| Loading Dock Pit Seals_Com, E - Refr | E | No | Lodging | Refrigeration | NC | 2.8056 | 5.4383 | 7.9738 | 10.4275 | 12.7487 | 15.0538 | 17.3556 | 19.5959 | 21.8289 | 24.0344
| Loading Dock Pit Seals_Com, E - Refr | E | No | Lodging | Refrigeration | RET | 28.7996 | 56.8308 | 86.1951 | 115.2367 | 144.1284 | 173.0974 | 201.74 | 231.0549 | 260.6409 | 289.5895
| ECM Comp Cond Fan Motor_Com, E - Refr | E | Yes | Lodging | Refrigeration | NC | 6.0104 | 11.6501 | 17.0818 | 22.3382 | 27.3109 | 32.2488 | 37.1799 | 41.9792 | 46.7628 | 51.4875
| ECM Comp Cond Fan Motor_Com, E - Refr | E | Z | Lodging | Refrigeration | RET | 0 | 0 | 0 | 0 | 0 | 0 | 0 | 0 | 0 | 0
| ECM Comp Cond Fan Motor_Com, E - Refr | E | Yes | Lodging | Refrigeration | REPL | 41.1306 | 73.157 | 102.513 | 127.3986 | 148.0297 | 164.5787 | 176.8505 | 191.5679 | 208.5989 | 227.3934
| Evap Fan Motor Replacement_Com, E - Refr | E | Yes | Lodging | Refrigeration | NC | 11.1784 | 21.6675 | 31.7697 | 41.5459 | 50.7943 | 59.9781 | 69.1493 | 78.0752 | 86.972 | 95.7593
| Evap Fan Motor Replacement_Com, E - Refr | E | Yes | Lodging | Refrigeration | RET | 180.3049 | 339.2821 | 490.1462 | 625.3093 | 747.1198 | 857.7613 | 956.86 | 1051.1392 | 1139.7569 | 1220.6748
| Evap Fan Motor Replacement_Com, E - Refr | E | Yes | Lodging | Refrigeration | REPL | 76.4969 | 136.0615 | 190.6593 | 236.943 | 275.3137 | 306.0925 | 328.9164 | 345.5077 | 355.4214 | 358.4377
| Evap Fan Speed Controls_Com, E - Refr | E | Yes | Lodging | Refrigeration | NC | 17.5304 | 33.9797 | 49.8222 | 65.1536 | 79.6574 | 94.0597 | 108.4422 | 122.4402 | 136.3924 | 150.173
| Evap Fan Speed Controls_Com, E - Refr | E | Yes | Lodging | Refrigeration | RET | 118.925 | 234.6768 | 355.9336 | 475.8576 | 595.1629 | 714.7874 | 833.0637 | 954.1166 | 1076.2889 | 1195.8292
| LowHeat NoHeat Doors_Com, E - Refr | E | Yes | Lodging | Refrigeration | NC | 5.217 | 10.1123 | 14.8271 | 19.3897 | 23.706 | 27.9921 | 32.2723 | 36.4381 | 40.5903 | 44.6914
| LowHeat NoHeat Doors_Com, E - Refr | E | Yes | Lodging | Refrigeration | RET | 48.197 | 95.108 | 144.2501 | 192.8519 | 241.2031 | 289.6836 | 337.6178 | 386.6771 | 436.1902 | 484.6366
| Refrigerated Vending Machine_Com, E - Refr | E | Yes | Lodging | Refrigeration | NC | 4.1458 | 8.036 | 11.7826 | 15.4084 | 18.8384 | 22.2445 | 25.6458 | 28.9563 | 32.2559 | 35.5149
| Refrigerated Vending Machine_Com, E - Refr | E | Yes | Lodging | Refrigeration | REPL | 30.3974 | 59.9837 | 90.9771 | 121.6299 | 152.1245 | 182.7007 | 212.9323 | 243.8736 | 275.101 | 305.6556
| Walk In Refrigeration_Com, E - Refr | E | Yes | Lodging | Refrigeration | NC | 40.5675 | 78.6333 | 115.2949 | 150.7737 | 184.3372 | 217.6661 | 250.9489 | 283.3419 | 315.6293 | 347.5192
| Refrigeration Tune Up_Com, E - Refr | E | Yes | Lodging | Refrigeration | RET | 170.106 | 335.6732 | 509.1145 | 680.6494 | 851.2993 | 1022.406 | 1191.5841 | 1194.6277 | 1203.8114 | 1201.3562
| ES Ice Machine_Com, E - Refr | E | Yes | Lodging | Refrigeration | NC | 16.0229 | 31.0577 | 45.5379 | 59.5509 | 72.8074 | 85.9713 | 99.117 | 111.9112 | 124.6637 | 137.2592
| ES Ice Machine_Com, E - Refr | E | Yes | Lodging | Refrigeration | REPL | 137.0611 | 270.4651 | 410.2136 | 548.426 | 685.9255 | 823.7928 | 960.1063 | 1099.6198 | 1240.4234 | 1378.1937
| Walk In Cooler Retroft_Com, E - Refr | E | Yes | Lodging | Refrigeration | RET | 78.2277 | 154.368 | 234.1295 | 313.0142 | 391.4921 | 470.1799 | 547.9808 | 627.6081 | 707.9718 | 786.6042
| Door Gasket Replacement_Com, E - Refr | E | Z | Lodging | Refrigeration | RET | 0 | 0 | 0 | 0 | 0 | 0 | 0 | 0 | 0 | 0
| EnergyStar Dehumidifier_Com, E - Appl | E | Yes | Lodging | Appliances | NC | 2.8148 | 5.456 | 7.9998 | 10.4615 | 12.7904 | 15.1029 | 17.4123 | 19.6599 | 21.9002 | 24.1129
| EnergyStar Dehumidifier_Com, E - Appl | E | Yes | Lodging | Appliances | REPL | 24.0781 | 47.5137 | 72.0638 | 96.3441 | 120.4992 | 144.7189 | 168.6656 | 193.1745 | 217.91 | 242.1127
| Clothes Washer Elec WH_Com, E - Appl [unit w/ elec dry - Washer] | E | Yes | Lodging | Appliances | NC | 23.2706 | 45.1062 | 66.1363 | 86.4879 | 105.7408 | 124.8591 | 143.9511 | 139.4497 | 136.5111 | 134.3338
| Clothes Washer Elec WH_Com, E - Appl [unit w/ elec dry - Washer] | E | Yes | Lodging | Appliances | REPL | 341.2436 | 673.3819 | 1021.3164 | 1365.4263 | 1707.7612 | 2051.012 | 2390.3942 | 2396.4999 | 2414.9229 | 2409.9976
| Clothes Washer Elec WH_Com, E - Appl [unit w/ elec dry - Dryer] | E | Yes | Lodging | Appliances | NC | 3.3168 | 6.4291 | 9.4265 | 12.3273 | 15.0715 | 17.7964 | 20.5177 | 19.8761 | 19.4572 | 19.1469
| Clothes Washer Elec WH_Com, E - Appl [unit w/ elec dry - Dryer] | E | Yes | Lodging | Appliances | REPL | 48.6382 | 95.9786 | 145.5704 | 194.6171 | 243.4109 | 292.3351 | 340.708 | 341.5783 | 344.2041 | 343.5021
| Clothes Washer Elec WH_Com, E - HWat [unit w/ elec dry - Water Heater] | E | Yes | Lodging | Water Heating | NC | 6.6115 | 12.8152 | 18.7901 | 24.5723 | 30.0423 | 35.474 | 40.8983 | 39.6194 | 38.7845 | 38.1659
| Clothes Washer Elec WH_Com, E - HWat [unit w/ elec dry - Water Heater] | E | Yes | Lodging | Water Heating | REPL | 96.9515 | 191.3162 | 290.1687 | 387.9346 | 485.1962 | 582.718 | 679.1407 | 680.8754 | 686.1096 | 684.7103
| Clothes Washer Elec WH_Com, E - Appl [unit w/ gas dry - Washer] | E | Yes | Lodging | Appliances | NC | 5.8177 | 11.2765 | 16.5341 | 21.622 | 26.4352 | 31.2148 | 35.9878 | 34.8624 | 34.1278 | 33.5835
| Clothes Washer Elec WH_Com, E - Appl [unit w/ gas dry - Washer] | E | Yes | Lodging | Appliances | REPL | 85.3109 | 168.3455 | 255.3291 | 341.3566 | 426.9403 | 512.753 | 597.5986 | 599.125 | 603.7307 | 602.4994
| Clothes Washer Elec WH_Com, E - HWat [unit w/ gas dry - Water Heater] | E | Yes | Lodging | Water Heating | NC | 1.6529 | 3.2038 | 4.6975 | 6.1431 | 7.5106 | 8.8685 | 10.2246 | 9.9048 | 9.6961 | 9.5415
| Clothes Washer Elec WH_Com, E - HWat [unit w/ gas dry - Water Heater] | E | Yes | Lodging | Water Heating | REPL | 24.2379 | 47.829 | 72.5422 | 96.9836 | 121.299 | 145.6795 | 169.7852 | 170.2188 | 171.5274 | 171.1776
| Clothes Washer Elec WH_Com, E - Appl [unit w/ propane dry - Washer] | E | Yes | Lodging | Appliances | NC | 2.3271 | 4.5106 | 6.6136 | 8.6488 | 10.5741 | 12.4859 | 14.3951 | 13.945 | 13.6511 | 13.4334
| Clothes Washer Elec WH_Com, E - Appl [unit w/ propane dry - Washer] | E | Yes | Lodging | Appliances | REPL | 34.1244 | 67.3382 | 102.1316 | 136.5426 | 170.7761 | 205.1012 | 239.0394 | 239.65 | 241.4923 | 240.9998
| Clothes Washer Elec WH_Com, E - HWat [unit w/ propane dry - Water Heater] | E | Yes | Lodging | Water Heating | NC | 0.66115 | 1.2815 | 1.879 | 2.4572 | 3.0042 | 3.5474 | 4.0898 | 3.9619 | 3.8784 | 3.8166
| Clothes Washer Elec WH_Com, E - HWat [unit w/ propane dry - Water Heater] | E | Yes | Lodging | Water Heating | REPL | 9.6952 | 19.1316 | 29.0169 | 38.7935 | 48.5196 | 58.2718 | 67.9141 | 68.0875 | 68.611 | 68.471
| Clothes Washer Gas WH_Com, E - Appl [unit w/ elec dry - Washer] | E | Yes | Lodging | Appliances | NC | 11.6353 | 22.5531 | 33.0681 | 43.2439 | 52.8704 | 62.4296 | 71.9756 | 69.7248 | 68.2555 | 67.1669
| Clothes Washer Gas WH_Com, E - Appl [unit w/ elec dry - Washer] | E | Yes | Lodging | Appliances | REPL | 170.6218 | 336.691 | 510.6582 | 682.7132 | 853.8806 | 1025.506 | 1195.1971 | 1198.2499 | 1207.4614 | 1204.9988
| Clothes Washer Gas WH_Com, E - Appl [unit w/ elec dry - Dryer] | E | Yes | Lodging | Appliances | NC | 1.6584 | 3.2145 | 4.7133 | 6.1637 | 7.5357 | 8.8982 | 10.2588 | 9.938 | 9.7286 | 9.5734
| Clothes Washer Gas WH_Com, E - Appl [unit w/ elec dry - Dryer] | E | Yes | Lodging | Appliances | REPL | 24.3191 | 47.9893 | 72.7852 | 97.3086 | 121.7054 | 146.1676 | 170.354 | 170.7891 | 172.1021 | 171.7511
| Clothes Washer Gas WH_Com, E - Appl [unit w/ gas dry - Washer] | E | Yes | Lodging | Appliances | NC | 45.3777 | 87.9571 | 128.9658 | 168.6513 | 206.1946 | 243.4753 | 280.7047 | 271.9268 | 266.1966 | 261.9509
| Clothes Washer Gas WH_Com, E - Appl [unit w/ gas dry - Washer] | E | Yes | Lodging | Appliances | REPL | 665.425 | 1313.0947 | 1991.567 | 2662.5814 | 3330.1343 | 3999.4735 | 4661.2688 | 4673.1747 | 4709.0996 | 4699.4952
| Clothes Washer Gas WH_Com, E - Appl [unit w/ propane dry - Washer] | E | Yes | Lodging | Appliances | NC | 2.3271 | 4.5106 | 6.6136 | 8.6488 | 10.5741 | 12.4859 | 14.3951 | 13.945 | 13.6511 | 13.4334
| Clothes Washer Gas WH_Com, E - Appl [unit w/ propane dry - Washer] | E | Yes | Lodging | Appliances | REPL | 34.1244 | 67.3382 | 102.1316 | 136.5426 | 170.7761 | 205.1012 | 239.0394 | 239.65 | 241.4923 | 240.9998
| Clothes Washer Oil WH_Com, E - Appl [unit w/ elec dry - Washer] | E | Yes | Lodging | Appliances | NC | 13.9624 | 27.0637 | 39.6818 | 51.8927 | 63.4445 | 74.9155 | 86.3707 | 83.6698 | 81.9066 | 80.6003
| Clothes Washer Oil WH_Com, E - Appl [unit w/ elec dry - Washer] | E | Yes | Lodging | Appliances | REPL | 204.7462 | 404.0291 | 612.7898 | 819.2558 | 1024.6567 | 1230.6072 | 1434.2365 | 1437.8999 | 1448.9537 | 1445.9985
| Clothes Washer Oil WH_Com, E - Appl [unit w/ elec dry - Dryer] | E | Yes | Lodging | Appliances | NC | 1.9901 | 3.8574 | 5.6559 | 7.3964 | 9.0429 | 10.6779 | 12.3106 | 11.9256 | 11.6743 | 11.4881
| Clothes Washer Oil WH_Com, E - Appl [unit w/ elec dry - Dryer] | E | Yes | Lodging | Appliances | REPL | 29.1829 | 57.5871 | 87.3423 | 116.7703 | 146.0465 | 175.4011 | 204.4248 | 204.947 | 206.5225 | 206.1013
| Clothes Washer Oil WH_Com, E - Appl [unit w/ gas dry - Washer] | E | Yes | Lodging | Appliances | NC | 2.3271 | 4.5106 | 6.6136 | 8.6488 | 10.5741 | 12.4859 | 14.3951 | 13.945 | 13.6511 | 13.4334
| Clothes Washer Oil WH_Com, E - Appl [unit w/ gas dry - Washer] | E | Yes | Lodging | Appliances | REPL | 34.1244 | 67.3382 | 102.1316 | 136.5426 | 170.7761 | 205.1012 | 239.0394 | 239.65 | 241.4923 | 240.9998
| Clothes Washer Oil WH_Com, E - Appl [unit w/ propane dry - Washer] | E | Yes | Lodging | Appliances | NC | 3.4906 | 6.7659 | 9.9204 | 12.9732 | 15.8611 | 18.7289 | 21.5927 | 20.9174 | 20.4767 | 20.1501
| Clothes Washer Oil WH_Com, E - Appl [unit w/ propane dry - Washer] | E | Yes | Lodging | Appliances | REPL | 51.1865 | 101.0073 | 153.1975 | 204.814 | 256.1642 | 307.6518 | 358.5591 | 359.475 | 362.2384 | 361.4996
| Clothes Washer Propane WH_Com, E - Appl [unit w/ elec dry - Washer] | E | Yes | Lodging | Appliances | NC | 2.3271 | 4.5106 | 6.6136 | 8.6488 | 10.5741 | 12.4859 | 14.3951 | 13.945 | 13.6511 | 13.4334
| Clothes Washer Propane WH_Com, E - Appl [unit w/ elec dry - Washer] | E | Yes | Lodging | Appliances | REPL | 34.1244 | 67.3382 | 102.1316 | 136.5426 | 170.7761 | 205.1012 | 239.0394 | 239.65 | 241.4923 | 240.9998
| Clothes Washer Propane WH_Com, E - Appl [unit w/ elec dry - Dryer] | E | Yes | Lodging | Appliances | NC | 0.33168 | 0.64291 | 0.94265 | 1.2327 | 1.5071 | 1.7796 | 2.0518 | 1.9876 | 1.9457 | 1.9147
| Clothes Washer Propane WH_Com, E - Appl [unit w/ elec dry - Dryer] | E | Yes | Lodging | Appliances | REPL | 4.8638 | 9.5979 | 14.557 | 19.4617 | 24.3411 | 29.2335 | 34.0708 | 34.1578 | 34.4204 | 34.3502
| Clothes Washer Propane WH_Com, E - Appl [unit w/ gas dry - Washer] | E | Yes | Lodging | Appliances | NC | 1.1635 | 2.2553 | 3.3068 | 4.3244 | 5.287 | 6.243 | 7.1976 | 6.9725 | 6.8256 | 6.7167
| Clothes Washer Propane WH_Com, E - Appl [unit w/ gas dry - Washer] | E | Yes | Lodging | Appliances | REPL | 17.0622 | 33.6691 | 51.0658 | 68.2713 | 85.3881 | 102.5506 | 119.5197 | 119.825 | 120.7461 | 120.4999
| Clothes Washer Propane WH_Com, E - Appl [unit w/ propane dry - Washer] | E | Yes | Lodging | Appliances | NC | 2.3271 | 4.5106 | 6.6136 | 8.6488 | 10.5741 | 12.4859 | 14.3951 | 13.945 | 13.6511 | 13.4334
| Clothes Washer Propane WH_Com, E - Appl [unit w/ propane dry - Washer] | E | Yes | Lodging | Appliances | REPL | 34.1244 | 67.3382 | 102.1316 | 136.5426 | 170.7761 | 205.1012 | 239.0394 | 239.65 | 241.4923 | 240.9998
| Ozone Laundry_Com, E - HWat | E | Yes | Lodging | Water Heating | RET | 117.5568 | 231.9768 | 351.8386 | 470.3828 | 588.3155 | 706.5638 | 823.4793 | 943.1394 | 1063.9061 | 1182.0711
| Dishwasher_Com, E - Appl [Building w elec WH] | E | Yes | Lodging | Appliances | NC | 3.3987 | 6.5878 | 9.6593 | 12.6317 | 15.4437 | 18.2359 | 21.0243 | 23.7382 | 26.4432 | 29.1149
| Dishwasher_Com, E - Appl [Building w elec WH] | E | Yes | Lodging | Appliances | REPL | 27.579 | 54.4222 | 82.542 | 110.3527 | 138.02 | 165.7612 | 193.1899 | 221.2624 | 249.5945 | 277.3162
| Dishwasher_Com, E - HWat [Building w elec WH] | E | Yes | Lodging | Water Heating | NC | 0.30069 | 0.58283 | 0.85456 | 1.1175 | 1.3663 | 1.6133 | 1.86 | 2.1001 | 2.3394 | 2.5758
| Dishwasher_Com, E - HWat [Building w elec WH] | E | Yes | Lodging | Water Heating | REPL | 2.4399 | 4.8147 | 7.3025 | 9.7629 | 12.2106 | 14.6649 | 17.0915 | 19.5751 | 22.0816 | 24.5342
| Dishwasher_Com, E - Appl [Building w gas WH] | E | Yes | Lodging | Appliances | NC | 8.4968 | 16.4696 | 24.1483 | 31.5793 | 38.6091 | 45.5898 | 52.5608 | 59.3455 | 66.108 | 72.7873
| Dishwasher_Com, E - Appl [Building w gas WH] | E | Yes | Lodging | Appliances | REPL | 68.9476 | 136.0555 | 206.3551 | 275.8818 | 345.0499 | 414.4031 | 482.9747 | 553.1559 | 623.9862 | 693.2905
| Dishwasher_Com, E - Appl [Building w oil WH] | E | Yes | Lodging | Appliances | NC | 0.84968 | 1.647 | 2.4148 | 3.1579 | 3.8609 | 4.559 | 5.2561 | 5.9346 | 6.6108 | 7.2787
| Dishwasher_Com, E - Appl [Building w oil WH] | E | Yes | Lodging | Appliances | REPL | 6.8948 | 13.6056 | 20.6355 | 27.5882 | 34.505 | 41.4403 | 48.2975 | 55.3156 | 62.3986 | 69.3291
| Dishwasher_Com, E - Appl [Building w propane WH] | E | Yes | Lodging | Appliances | NC | 0.84968 | 1.647 | 2.4148 | 3.1579 | 3.8609 | 4.559 | 5.2561 | 5.9346 | 6.6108 | 7.2787
| Dishwasher_Com, E - Appl [Building w propane WH] | E | Yes | Lodging | Appliances | REPL | 6.8948 | 13.6056 | 20.6355 | 27.5882 | 34.505 | 41.4403 | 48.2975 | 55.3156 | 62.3986 | 69.3291
| Faucet Aerator_Com, E - HWat | E | Yes | Lodging | Water Heating | RET | 11.956 | 23.593 | 35.7835 | 47.84 | 59.8342 | 71.8606 | 83.7514 | 95.9214 | 108.2039 | 120.2218
| Pre Rinse Sprayers_Com, E - HWat | E | Yes | Lodging | Water Heating | RET | 1.8582 | 3.6669 | 5.5615 | 5.7733 | 6.0198 | 5.9981 | 5.9793 | 6.0034 | 6.0427 | 6.0607
| Heat Pump Water Heater_Com, E - HWat | E | Yes | Lodging | Water Heating | NC | 39.05 | 75.6918 | 110.9821 | 145.1336 | 177.4417 | 209.5238 | 241.5616 | 272.7429 | 303.8225 | 334.5194
| Heat Pump Water Heater_Com, E - HWat | E | Yes | Lodging | Water Heating | RET | 388.8188 | 730.5538 | 1053.8166 | 1342.5142 | 1601.8633 | 1840.5933 | 2057.6038 | 2262.1222 | 2452.5046 | 2624.6245
| Heat Pump Water Heater_Com, E - HWat | E | Yes | Lodging | Water Heating | REPL | 400.8441 | 712.9629 | 999.0554 | 1241.5821 | 1442.645 | 1607.9578 | 1735.5283 | 1829.372 | 1887.0224 | 1907.1684
| Clothes Dryer_Com, E - Appl | E | Yes | Lodging | Appliances | NC | 14.8649 | 28.8131 | 42.2467 | 55.247 | 67.5454 | 79.7579 | 91.9535 | 103.823 | 115.6539 | 127.3391
| Clothes Dryer_Com, E - Appl | E | Yes | Lodging | Appliances | RET | 145.1928 | 273.0644 | 394.2712 | 502.7391 | 600.3795 | 688.9654 | 768.2185 | 843.3188 | 913.6222 | 977.5492
| Clothes Dryer_Com, E - Appl | E | Yes | Lodging | Appliances | REPL | 108.9903 | 193.856 | 271.6451 | 337.5885 | 392.2579 | 436.1105 | 468.6292 | 492.0972 | 505.8773 | 509.6691
| Pnemautic to DDC_Com, E - TotE [Building w Elec Heat] | E | Yes | Lodging | Total Electric | RET | 147.4699 | 291.0048 | 441.3662 | 590.0748 | 738.0162 | 886.3535 | 1033.019 | 1183.1274 | 1334.624 | 1482.8568
| Pnemautic to DDC_Com, E - TotE [Building w Gas Heat] | E | No | Lodging | Total Electric | RET | 156.1454 | 308.1245 | 467.3315 | 624.7885 | 781.4332 | 938.4971 | 1093.7908 | 1252.7301 | 1413.1391 | 1570.0924
| Pnemautic to DDC_Com, E - TotE [Building w Oil Heat] | E | No | Lodging | Total Electric | RET | 42.0119 | 82.9028 | 125.7385 | 168.1032 | 210.2495 | 252.5085 | 294.2913 | 337.0548 | 380.2139 | 422.4432
| Pnemautic to DDC_Com, E - TotE [Building w Propane Heat] | E | No | Lodging | Total Electric | RET | 12.661 | 24.9842 | 37.8934 | 50.6608 | 63.3623 | 76.0978 | 88.6897 | 101.5772 | 114.584 | 127.3105
| RCx_Com, E - TotE [Building w Elec Heat] | E | Yes | Lodging | Total Electric | RET | 506.3166 | 999.1232 | 1515.3673 | 2025.9368 | 2533.8724 | 3043.1673 | 3546.7221 | 4062.0977 | 4075.9228 | 4092.0524
| RCx_Com, E - TotE [Building w Gas Heat] | E | Yes | Lodging | Total Electric | RET | 1033.9126 | 2040.2377 | 3094.4226 | 4137.0198 | 5174.2386 | 6214.2331 | 7242.506 | 8294.9176 | 8323.1488 | 8356.0858
| RCx_Com, E - TotE [Building w Oil Heat] | E | Yes | Lodging | Total Electric | RET | 278.1806 | 548.9387 | 832.5737 | 1113.091 | 1392.1612 | 1671.9782 | 1948.6414 | 2231.7993 | 2239.3951 | 2248.257
| RCx_Com, E - TotE [Building w Propane Heat] | E | Yes | Lodging | Total Electric | RET | 83.8345 | 165.4321 | 250.9103 | 335.449 | 419.5516 | 503.8793 | 587.2565 | 672.591 | 674.8801 | 677.5508
| Commissioning_Com, E - TotE [Building w Elec Heat] | E | Yes | Lodging | Total Electric | NC | 0 | 0 | 0 | 0 | 0 | 0 | 0 | 0 | 0 | 0
| Commissioning_Com, E - TotE [Building w Gas Heat] | E | Yes | Lodging | Total Electric | NC | 0 | 0 | 0 | 0 | 0 | 0 | 0 | 0 | 0 | 0
| Commissioning_Com, E - TotE [Building w Oil Heat] | E | Yes | Lodging | Total Electric | NC | 0 | 0 | 0 | 0 | 0 | 0 | 0 | 0 | 0 | 0
| Commissioning_Com, E - TotE [Building w Propane Heat] | E | Yes | Lodging | Total Electric | NC | 0 | 0 | 0 | 0 | 0 | 0 | 0 | 0 | 0 | 0
| Integrated Building Design_Com, E - TotE [Building w Elec Heat] | E | Yes | Lodging | Total Electric | NC | 41.3152 | 80.0826 | 117.4199 | 153.5526 | 187.7347 | 221.6779 | 255.5742 | 288.5642 | 321.4467 | 353.9243
| Integrated Building Design_Com, E - TotE [Building w Gas Heat] | E | Yes | Lodging | Total Electric | NC | 84.3669 | 163.5309 | 239.7748 | 313.5587 | 383.3596 | 452.6724 | 521.8897 | 589.2562 | 656.4031 | 722.7234
| Integrated Building Design_Com, E - TotE [Building w Oil Heat] | E | Yes | Lodging | Total Electric | NC | 22.6994 | 43.999 | 64.5129 | 84.3649 | 103.1453 | 121.7943 | 140.4177 | 158.5431 | 176.6093 | 194.4532
| Integrated Building Design_Com, E - TotE [Building w Propane Heat] | E | Yes | Lodging | Total Electric | NC | 6.8409 | 13.2599 | 19.4421 | 25.4248 | 31.0846 | 36.7048 | 42.3173 | 47.7797 | 53.2243 | 58.6018
| Deep Energy Retrofit_Com, E - TotE [Building w Elec Heat] | E | Yes | Lodging | Total Electric | RET | 148.5795 | 293.1945 | 444.6873 | 594.5148 | 743.5695 | 893.0229 | 1040.792 | 1192.0299 | 1344.6664 | 1494.0147
| Deep Energy Retrofit_Com, E - TotE [Building w Gas Heat] | E | Yes | Lodging | Total Electric | RET | 303.4035 | 598.7114 | 908.0639 | 1214.016 | 1518.3897 | 1823.5779 | 2125.3265 | 2434.1586 | 2745.8466 | 3050.8199
| Deep Energy Retrofit_Com, E - TotE [Building w Oil Heat] | E | Yes | Lodging | Total Electric | RET | 81.6326 | 161.087 | 244.3203 | 326.6386 | 408.5322 | 490.645 | 571.8324 | 654.9256 | 738.7872 | 820.8421
| Deep Energy Retrofit_Com, E - TotE [Building w Propane Heat] | E | Yes | Lodging | Total Electric | RET | 24.6014 | 48.5463 | 73.6301 | 98.4381 | 123.1182 | 147.8643 | 172.3315 | 197.373 | 222.6462 | 247.3748
| EMS_Com, E - TotE [Building w Elec Heat] | E | Yes | Lodging | Total Electric | NC | 75.1499 | 145.6654 | 213.5797 | 279.3028 | 341.4781 | 403.2186 | 464.8739 | 524.8808 | 584.692 | 643.7669
| EMS_Com, E - TotE [Building w Elec Heat] | E | Yes | Lodging | Total Electric | RET | 940.674 | 1856.2482 | 2815.3664 | 3763.9417 | 4707.6237 | 5653.8309 | 6589.3738 | 7546.8786 | 8513.2378 | 9458.7788
| EMS_Com, E - TotE [Building w Gas Heat] | E | Yes | Lodging | Total Electric | NC | 153.4582 | 297.4528 | 436.1358 | 570.3442 | 697.3079 | 823.3837 | 949.2856 | 1071.8214 | 1193.9574 | 1314.59
| EMS_Com, E - TotE [Building w Gas Heat] | E | Yes | Lodging | Total Electric | RET | 1920.8826 | 3790.511 | 5749.0571 | 7686.0746 | 9613.0998 | 11545.2815 | 13455.6863 | 15410.9379 | 17384.2706 | 19315.0919
| EMS_Com, E - TotE [Building w Oil Heat] | E | Yes | Lodging | Total Electric | NC | 41.2889 | 80.0315 | 117.3451 | 153.4547 | 187.615 | 221.5365 | 255.4112 | 288.3802 | 321.2417 | 353.6986
| EMS_Com, E - TotE [Building w Oil Heat] | E | Yes | Lodging | Total Electric | RET | 516.8255 | 1019.8606 | 1546.8197 | 2067.9863 | 2586.4645 | 3106.33 | 3620.3364 | 4146.409 | 4677.3465 | 5196.846
| EMS_Com, E - TotE [Building w Propane Heat] | E | Yes | Lodging | Total Electric | NC | 12.4431 | 24.1189 | 35.3639 | 46.2462 | 56.541 | 66.7638 | 76.9725 | 86.9083 | 96.8117 | 106.5931
| EMS_Com, E - TotE [Building w Propane Heat] | E | Yes | Lodging | Total Electric | RET | 155.7542 | 307.3525 | 466.1606 | 623.2231 | 779.4754 | 936.1457 | 1091.0504 | 1249.5914 | 1409.5985 | 1566.1585
| VFDs on HVAC Pumps_Com, E - Oth | E | Yes | Lodging | Other | RET | 294.1083 | 580.369 | 880.2439 | 1176.8226 | 1471.8714 | 1473.6014 | 1479.8447 | 1479.3403 | 1484.9006 | 1485.4818
| ECM Circulators_Com, E - Oth | E | Yes | Lodging | Other | RET | 353.2336 | 697.042 | 1057.2016 | 1413.4023 | 1767.7655 | 2123.0769 | 2474.3838 | 2833.9375 | 3196.8163 | 3551.8775
| Motors_Com, E - Oth | E | Yes | Lodging | Other | NC | 8.6068 | 16.6829 | 24.4611 | 31.9883 | 39.1092 | 46.1803 | 53.2416 | 60.1141 | 66.9642 | 73.73
| Motors_Com, E - Oth | E | Yes | Lodging | Other | RET | 262.3946 | 492.504 | 709.6928 | 903.229 | 1076.7055 | 1056.5418 | 1041.0353 | 1023.9635 | 1011.7084 | 999.5647
| Motors_Com, E - Oth | E | Yes | Lodging | Other | REPL | 58.8989 | 104.7608 | 146.7984 | 182.4346 | 211.9782 | 235.6764 | 253.2497 | 265.3734 | 271.6931 | 272.0878
| Ext Area Ltg_Com, E - ExtL | E | Yes | Lodging | Exterior Lighting | NC | 31.3724 | 60.8101 | 89.162 | 116.5991 | 142.555 | 168.3295 | 194.0684 | 219.1192 | 244.0882 | 268.7499
| Ext Area Ltg_Com, E - ExtL | E | Yes | Lodging | Exterior Lighting | RET | 161.0173 | 309.9021 | 458.0695 | 597.2812 | 728.8502 | 878.7152 | 1038.8542 | 1202.7524 | 1368.1662 | 1530.0166
| Ext Area Ltg_Com, E - ExtL | E | Yes | Lodging | Exterior Lighting | REPL | 282.1022 | 501.7622 | 703.1057 | 873.7888 | 1015.2909 | 1171.7898 | 1340.978 | 1528.9305 | 1733.5505 | 1948.37
| Street Ltg_Com, E - ExtL | E | Yes | Lodging | Exterior Lighting | NC | 5.8397 | 11.3193 | 16.5968 | 21.704 | 26.5355 | 31.3332 | 36.1243 | 40.7873 | 45.4351 | 50.0257
| Street Ltg_Com, E - ExtL | E | Yes | Lodging | Exterior Lighting | RET | 29.9721 | 57.6858 | 85.266 | 111.1792 | 135.6697 | 163.5659 | 193.3745 | 223.8829 | 254.6734 | 284.8005
| Street Ltg_Com, E - ExtL | E | Yes | Lodging | Exterior Lighting | REPL | 52.5111 | 93.3991 | 130.8776 | 162.6489 | 188.9884 | 218.1194 | 249.6125 | 284.5984 | 322.6868 | 362.6737
| Ext Ltg Ctrls_Com, E - ExtL | E | Yes | Lodging | Exterior Lighting | RET | 193.6658 | 382.1641 | 579.6272 | 774.9198 | 969.2049 | 1164.01 | 1356.6194 | 1553.7503 | 1559.0384 | 1565.208
| Ext Ltg Dsgn_Com, E - ExtL | E | Yes | Lodging | Exterior Lighting | NC | 3.7734 | 7.314 | 10.7241 | 14.0241 | 17.146 | 20.2461 | 23.3419 | 26.3549 | 29.3581 | 32.3243
| Ext Ltg Dsgn_Com, E - ExtL | E | Yes | Lodging | Exterior Lighting | REPL | 25.8221 | 50.9552 | 77.2836 | 103.3226 | 129.2273 | 155.2013 | 180.8826 | 207.1667 | 233.6939 | 259.6496
| Int Ltg Ctrls_Com, E - IntL [No Heat] | E | Yes | Lodging | Interior Lighting | RET | 595.6188 | 1175.3449 | 1782.6422 | 2383.2641 | 2980.7875 | 3579.9099 | 4172.2798 | 4778.5556 | 4794.819 | 4813.7935
| Int Ltg Ctrls_Com, E - IntL [Electric Heat] | E | Yes | Lodging | Interior Lighting | RET | 309.3648 | 610.4749 | 925.9055 | 1237.8689 | 1548.2229 | 1859.4075 | 2167.0848 | 2481.9848 | 2490.432 | 2500.2874
| Int Ltg Ctrls_Com, E/G - IntL | E | Yes | Lodging | Interior Lighting | RET | 968.3357 | 1910.8336 | 2898.1558 | 3874.6252 | 4846.0574 | 5820.0892 | 6783.1429 | 7768.8042 | 7795.2448 | 7826.0928
| Int Ltg Ctrls_Com, E/O - IntL | E | Yes | Lodging | Interior Lighting | RET | 401.8991 | 793.0744 | 1202.8536 | 1608.1285 | 2011.3128 | 2415.5759 | 2815.2827 | 3224.3727 | 3235.3466 | 3248.1498
| Int Ltg Ctrls_Com, E/P - IntL | E | Yes | Lodging | Interior Lighting | RET | 28.687 | 56.6086 | 85.8581 | 114.7861 | 143.5649 | 172.4207 | 200.9512 | 230.1515 | 230.9348 | 231.8487
| Exit Sign RetFit_Com, E - IntL [No Heat] | E | Yes | Lodging | Interior Lighting | RET | 28.5855 | 56.4082 | 85.5542 | 114.3798 | 143.0567 | 171.8104 | 200.2399 | 229.3369 | 258.7029 | 287.4363
| Exit Sign RetFit_Com, E - IntL [Electric Heat] | E | Yes | Lodging | Interior Lighting | RET | 17.0562 | 33.6572 | 51.0478 | 68.2472 | 85.3579 | 102.5144 | 119.4775 | 136.8388 | 154.3607 | 171.5051
| Exit Sign RetFit_Com, E/G - IntL | E | Yes | Lodging | Interior Lighting | RET | 47.6184 | 93.9662 | 142.5182 | 190.5365 | 238.3072 | 286.2057 | 333.5643 | 382.0347 | 430.9533 | 478.818
| Exit Sign RetFit_Com, E/O - IntL | E | Yes | Lodging | Interior Lighting | RET | 19.6965 | 38.8675 | 58.9502 | 78.8121 | 98.5716 | 118.384 | 137.973 | 158.022 | 178.2563 | 198.0547
| Exit Sign RetFit_Com, E/P - IntL | E | Yes | Lodging | Interior Lighting | RET | 1.4046 | 2.7718 | 4.2039 | 5.6203 | 7.0295 | 8.4423 | 9.8393 | 11.2691 | 12.712 | 14.1239
| LED HiLo Bay_Com, E - IntL [No Heat] | E | Yes | Lodging | Interior Lighting | NC | 0.60775 | 1.178 | 1.7273 | 2.2588 | 2.7616 | 3.2609 | 3.7595 | 4.2448 | 4.7285 | 5.2062
| LED HiLo Bay_Com, E - IntL [No Heat] | E | Yes | Lodging | Interior Lighting | RET | 6.2385 | 11.9016 | 17.4346 | 22.5383 | 27.2738 | 31.7022 | 35.7859 | 39.684 | 43.3532 | 47.061
| LED HiLo Bay_Com, E - IntL [No Heat] | E | Yes | Lodging | Interior Lighting | REPL | 3.2465 | 5.7744 | 8.0915 | 10.0558 | 11.6842 | 12.9904 | 13.9591 | 14.62 | 14.9535 | 15.1405
| LED HiLo Bay_Com, E - IntL [Electric Heat] | E | Yes | Lodging | Interior Lighting | NC | 0.31592 | 0.61236 | 0.89786 | 1.1742 | 1.4355 | 1.6951 | 1.9543 | 2.2065 | 2.458 | 2.7063
| LED HiLo Bay_Com, E - IntL [Electric Heat] | E | Yes | Lodging | Interior Lighting | RET | 3.2429 | 6.1867 | 9.0629 | 11.7159 | 14.1775 | 16.4795 | 18.6023 | 20.6286 | 22.536 | 24.4634
| LED HiLo Bay_Com, E - IntL [Electric Heat] | E | Yes | Lodging | Interior Lighting | REPL | 1.6876 | 3.0017 | 4.2061 | 5.2272 | 6.0737 | 6.7527 | 7.2562 | 7.5998 | 7.7732 | 7.8704
| LED HiLo Bay_Com, E/G - IntL | E | Yes | Lodging | Interior Lighting | NC | 0.99234 | 1.9235 | 2.8203 | 3.6882 | 4.5092 | 5.3244 | 6.1386 | 6.931 | 7.7208 | 8.5009
| LED HiLo Bay_Com, E/G - IntL | E | Yes | Lodging | Interior Lighting | RET | 10.1863 | 19.4332 | 28.4676 | 36.801 | 44.5332 | 51.764 | 58.4319 | 64.7968 | 70.788 | 76.8422
| LED HiLo Bay_Com, E/G - IntL | E | Yes | Lodging | Interior Lighting | REPL | 5.301 | 9.4286 | 13.212 | 16.4193 | 19.0782 | 21.2111 | 22.7927 | 23.8718 | 24.4164 | 24.7218
| LED HiLo Bay_Com, E/O - IntL | E | Yes | Lodging | Interior Lighting | NC | 0.41047 | 0.79562 | 1.1666 | 1.5255 | 1.8651 | 2.2024 | 2.5391 | 2.8669 | 3.1936 | 3.5162
| LED HiLo Bay_Com, E/O - IntL | E | Yes | Lodging | Interior Lighting | RET | 4.2134 | 8.0382 | 11.7751 | 15.2221 | 18.4204 | 21.4113 | 24.1693 | 26.8021 | 29.2802 | 31.7844
| LED HiLo Bay_Com, E/O - IntL | E | Yes | Lodging | Interior Lighting | REPL | 2.1926 | 3.9 | 5.4649 | 6.7915 | 7.8914 | 8.7736 | 9.4278 | 9.8742 | 10.0994 | 10.2257
| LED HiLo Bay_Com, E/P - IntL | E | Yes | Lodging | Interior Lighting | NC | 0.029272 | 0.056738 | 0.083191 | 0.10879 | 0.13301 | 0.15706 | 0.18107 | 0.20445 | 0.22774 | 0.25075
| LED HiLo Bay_Com, E/P - IntL | E | Yes | Lodging | Interior Lighting | RET | 0.30047 | 0.57323 | 0.83972 | 1.0855 | 1.3136 | 1.5269 | 1.7236 | 1.9113 | 2.0881 | 2.2666
| LED HiLo Bay_Com, E/P - IntL | E | Yes | Lodging | Interior Lighting | REPL | 0.15636 | 0.27812 | 0.38972 | 0.48433 | 0.56276 | 0.62567 | 0.67233 | 0.70416 | 0.72022 | 0.72923
| Repl Scre_Com, E - IntL [No Heat] | E | Yes | Lodging | Interior Lighting | NC | 105.8162 | 205.1067 | 99.2906 | 0 | 0 | 0 | 0 | 0 | 0 | 0
| Repl Scre_Com, E - IntL [No Heat] | E | Yes | Lodging | Interior Lighting | RET | 216.6423 | 427.504 | 210.8617 | 0 | 0 | 0 | 0 | 0 | 0 | 0
| Repl Scre_Com, E - IntL [No Heat] | E | Yes | Lodging | Interior Lighting | REPL | 5430.9573 | 10717.0025 | 5286.0452 | 0 | 0 | 0 | 0 | 0 | 0 | 0
| Repl Scre_Com, E - IntL [Electric Heat] | E | Yes | Lodging | Interior Lighting | NC | 63.1375 | 122.3814 | 59.2439 | 0 | 0 | 0 | 0 | 0 | 0 | 0
| Repl Scre_Com, E - IntL [Electric Heat] | E | Yes | Lodging | Interior Lighting | RET | 129.2643 | 255.0796 | 125.8152 | 0 | 0 | 0 | 0 | 0 | 0 | 0
| Repl Scre_Com, E - IntL [Electric Heat] | E | Yes | Lodging | Interior Lighting | REPL | 3240.4986 | 6394.5323 | 3154.0337 | 0 | 0 | 0 | 0 | 0 | 0 | 0
| Repl Scre_Com, E/G - IntL | E | Yes | Lodging | Interior Lighting | NC | 176.271 | 341.6715 | 165.4005 | 0 | 0 | 0 | 0 | 0 | 0 | 0
| Repl Scre_Com, E/G - IntL | E | Yes | Lodging | Interior Lighting | RET | 360.8878 | 712.1461 | 351.2583 | 0 | 0 | 0 | 0 | 0 | 0 | 0
| Repl Scre_Com, E/G - IntL | E | Yes | Lodging | Interior Lighting | REPL | 9047.014 | 17852.63 | 8805.616 | 0 | 0 | 0 | 0 | 0 | 0 | 0
| Repl Scre_Com, E/O - IntL | E | Yes | Lodging | Interior Lighting | NC | 72.9114 | 141.3265 | 68.415 | 0 | 0 | 0 | 0 | 0 | 0 | 0
| Repl Scre_Com, E/O - IntL | E | Yes | Lodging | Interior Lighting | RET | 149.2749 | 294.5668 | 145.2919 | 0 | 0 | 0 | 0 | 0 | 0 | 0
| Repl Scre_Com, E/O - IntL | E | Yes | Lodging | Interior Lighting | REPL | 3742.139 | 7384.428 | 3642.289 | 0 | 0 | 0 | 0 | 0 | 0 | 0
| Repl Scre_Com, E/P - IntL | E | Yes | Lodging | Interior Lighting | NC | 5.1995 | 10.0784 | 4.8789 | 0 | 0 | 0 | 0 | 0 | 0 | 0
| Repl Scre_Com, E/P - IntL | E | Yes | Lodging | Interior Lighting | RET | 10.6453 | 21.0065 | 10.3612 | 0 | 0 | 0 | 0 | 0 | 0 | 0
| Repl Scre_Com, E/P - IntL | E | Yes | Lodging | Interior Lighting | REPL | 266.8639 | 526.6072 | 259.7433 | 0 | 0 | 0 | 0 | 0 | 0 | 0
| Lin LED Fixture_Com, E - IntL [No Heat] | E | Yes | Lodging | Interior Lighting | NC | 6.2093 | 12.0357 | 17.6472 | 23.0777 | 28.2149 | 33.3163 | 38.4106 | 43.3688 | 48.3107 | 53.1918
| Lin LED Fixture_Com, E - IntL [No Heat] | E | Yes | Lodging | Interior Lighting | RET | 57.4279 | 108.9543 | 158.7123 | 204.0767 | 245.6795 | 284.1331 | 319.1815 | 352.2487 | 385.5391 | 418.0376
| Lin LED Fixture_Com, E - IntL [No Heat] | E | Yes | Lodging | Interior Lighting | REPL | 38.4086 | 68.3156 | 95.7287 | 118.9675 | 138.2331 | 153.687 | 165.1467 | 172.9658 | 178.6009 | 181.9068
| Lin LED Fixture_Com, E - IntL [Electric Heat] | E | Yes | Lodging | Interior Lighting | NC | 3.7049 | 7.1814 | 10.5296 | 13.7698 | 16.8351 | 19.8789 | 22.9185 | 25.8769 | 28.8256 | 31.7381
| Lin LED Fixture_Com, E - IntL [Electric Heat] | E | Yes | Lodging | Interior Lighting | RET | 34.2656 | 65.01 | 94.6991 | 121.7668 | 146.59 | 169.5342 | 190.4466 | 210.1769 | 230.0403 | 249.4312
| Lin LED Fixture_Com, E - IntL [Electric Heat] | E | Yes | Lodging | Interior Lighting | REPL | 22.9173 | 40.762 | 57.1186 | 70.9845 | 82.4798 | 91.7007 | 98.5383 | 103.2038 | 106.5661 | 108.5387
| Lin LED Fixture_Com, E/G - IntL | E | Yes | Lodging | Interior Lighting | NC | 10.3436 | 20.0494 | 29.3972 | 38.4433 | 47.0011 | 55.4991 | 63.9853 | 72.2447 | 80.4771 | 88.6082
| Lin LED Fixture_Com, E/G - IntL | E | Yes | Lodging | Interior Lighting | RET | 95.6647 | 181.4987 | 264.3866 | 339.9557 | 409.2587 | 473.3155 | 531.6999 | 586.7841 | 642.2399 | 696.3767
| Lin LED Fixture_Com, E/G - IntL | E | Yes | Lodging | Interior Lighting | REPL | 63.9819 | 113.8016 | 159.4671 | 198.1787 | 230.272 | 256.0153 | 275.1051 | 288.1305 | 297.5175 | 303.0246
| Lin LED Fixture_Com, E/O - IntL | E | Yes | Lodging | Interior Lighting | NC | 4.2785 | 8.2931 | 12.1596 | 15.9014 | 19.4412 | 22.9562 | 26.4664 | 29.8828 | 33.2879 | 36.6512
| Lin LED Fixture_Com, E/O - IntL | E | Yes | Lodging | Interior Lighting | RET | 39.57 | 75.0737 | 109.3589 | 140.6167 | 169.2827 | 195.7787 | 219.9283 | 242.713 | 265.6513 | 288.0441
| Lin LED Fixture_Com, E/O - IntL | E | Yes | Lodging | Interior Lighting | REPL | 26.465 | 47.0721 | 65.9608 | 81.9732 | 95.248 | 105.8962 | 113.7924 | 119.1801 | 123.0629 | 125.3408
| Lin LED Fixture_Com, E/P - IntL | E | Yes | Lodging | Interior Lighting | NC | 0.30511 | 0.59141 | 0.86714 | 1.134 | 1.3864 | 1.6371 | 1.8874 | 2.131 | 2.3739 | 2.6137
| Lin LED Fixture_Com, E/P - IntL | E | Yes | Lodging | Interior Lighting | RET | 2.8219 | 5.3537 | 7.7987 | 10.0278 | 12.0721 | 13.9616 | 15.6838 | 17.3086 | 18.9444 | 20.5413
| Lin LED Fixture_Com, E/P - IntL | E | Yes | Lodging | Interior Lighting | REPL | 1.8873 | 3.3569 | 4.7039 | 5.8458 | 6.7924 | 7.5518 | 8.1149 | 8.4991 | 8.776 | 8.9385
| LED Tube Repl_Com, E - IntL [No Heat] | E | Yes | Lodging | Interior Lighting | RET | 361.3076 | 685.4867 | 998.539 | 1283.9495 | 1545.6938 | 1811.6722 | 2077.8737 | 2353.363 | 2634.227 | 2911.5903
| LED Tube Repl_Com, E - IntL [No Heat] | E | Yes | Lodging | Interior Lighting | REPL | 354.8748 | 631.1994 | 884.4824 | 1099.1958 | 1277.2005 | 1443.6049 | 1596.1931 | 1740.1423 | 1873.0887 | 1991.1028
| LED Tube Repl_Com, E - IntL [Electric Heat] | E | Yes | Lodging | Interior Lighting | RET | 215.582 | 409.0105 | 595.8 | 766.0964 | 922.2718 | 1080.9736 | 1239.8085 | 1404.1851 | 1571.7687 | 1737.2636
| LED Tube Repl_Com, E - IntL [Electric Heat] | E | Yes | Lodging | Interior Lighting | REPL | 211.7437 | 376.6188 | 527.7456 | 655.859 | 762.0694 | 861.3582 | 952.4033 | 1038.2937 | 1117.6191 | 1188.0347
| LED Tube Repl_Com, E/G - IntL | E | Yes | Lodging | Interior Lighting | RET | 601.8746 | 1141.8996 | 1663.3893 | 2138.8327 | 2574.8524 | 3017.9254 | 3461.3699 | 3920.2863 | 4388.1561 | 4850.1943
| LED Tube Repl_Com, E/G - IntL | E | Yes | Lodging | Interior Lighting | REPL | 591.1586 | 1051.4665 | 1473.3912 | 1831.0656 | 2127.5901 | 2404.7903 | 2658.9752 | 2898.7692 | 3120.2344 | 3316.8249
| LED Tube Repl_Com, E/O - IntL | E | Yes | Lodging | Interior Lighting | RET | 248.9549 | 472.3268 | 688.0319 | 884.6907 | 1065.0426 | 1248.312 | 1431.7351 | 1621.5578 | 1815.084 | 2006.198
| LED Tube Repl_Com, E/O - IntL | E | Yes | Lodging | Interior Lighting | REPL | 244.5224 | 434.9207 | 609.4425 | 757.3883 | 880.0404 | 994.6994 | 1099.8386 | 1199.0251 | 1290.6303 | 1371.9466
| LED Tube Repl_Com, E/P - IntL | E | Yes | Lodging | Interior Lighting | RET | 17.7538 | 33.6831 | 49.0658 | 63.0901 | 75.9516 | 89.0211 | 102.1016 | 115.6385 | 129.4394 | 143.0684
| LED Tube Repl_Com, E/P - IntL | E | Yes | Lodging | Interior Lighting | REPL | 17.4377 | 31.0156 | 43.4613 | 54.0118 | 62.7585 | 70.9352 | 78.433 | 85.5063 | 92.039 | 97.8379
| Repl pin CFL wLED_Com, E - IntL [No Heat] | E | Yes | Lodging | Interior Lighting | RET | 16.2374 | 31.0314 | 45.5384 | 58.9689 | 71.4761 | 85.001 | 99.2846 | 114.7762 | 131.2357 | 147.5571
| Repl pin CFL wLED_Com, E - IntL [No Heat] | E | Yes | Lodging | Interior Lighting | REPL | 46.3293 | 82.4039 | 115.4703 | 143.5014 | 166.7401 | 190.4764 | 214.3756 | 239.2764 | 264.852 | 290.3118
| Repl pin CFL wLED_Com, E - IntL [Electric Heat] | E | Yes | Lodging | Interior Lighting | RET | 9.6884 | 18.5155 | 27.1715 | 35.1851 | 42.6478 | 50.7177 | 59.2403 | 68.4837 | 78.3046 | 88.0432
| Repl pin CFL wLED_Com, E - IntL [Electric Heat] | E | Yes | Lodging | Interior Lighting | REPL | 27.6434 | 49.168 | 68.8978 | 85.6232 | 99.4891 | 113.6519 | 127.9118 | 142.7694 | 158.0297 | 173.2208
| Repl pin CFL wLED_Com, E/G - IntL | E | Yes | Lodging | Interior Lighting | RET | 27.0486 | 51.6928 | 75.8589 | 98.2317 | 119.0665 | 141.5967 | 165.3906 | 191.1969 | 218.6155 | 245.8041
| Repl pin CFL wLED_Com, E/G - IntL | E | Yes | Lodging | Interior Lighting | REPL | 77.1765 | 137.2702 | 192.353 | 239.0479 | 277.7595 | 317.3 | 357.1118 | 398.5921 | 441.1966 | 483.6081
| Repl pin CFL wLED_Com, E/O - IntL | E | Yes | Lodging | Interior Lighting | RET | 11.1882 | 21.3818 | 31.3777 | 40.6318 | 49.2498 | 58.569 | 68.4109 | 79.0853 | 90.4265 | 101.6726
| Repl pin CFL wLED_Com, E/O - IntL | E | Yes | Lodging | Interior Lighting | REPL | 31.9227 | 56.7794 | 79.5635 | 98.878 | 114.8904 | 131.2456 | 147.713 | 164.8706 | 182.4933 | 200.036
| Repl pin CFL wLED_Com, E/P - IntL | E | Yes | Lodging | Interior Lighting | RET | 0.79787 | 1.5248 | 2.2376 | 2.8976 | 3.5122 | 4.1767 | 4.8786 | 5.6398 | 6.4486 | 7.2506
| Repl pin CFL wLED_Com, E/P - IntL | E | Yes | Lodging | Interior Lighting | REPL | 2.2765 | 4.0491 | 5.6739 | 7.0513 | 8.1932 | 9.3595 | 10.5339 | 11.7575 | 13.0142 | 14.2652
| Refrig Case LED_Com, E - IntL | E | Yes | Lodging | Interior Lighting | NC | 9.256 | 17.9412 | 26.306 | 34.4009 | 42.0589 | 49.6633 | 57.2572 | 64.6481 | 72.0148 | 79.2909
| Refrig Case LED_Com, E - IntL | E | Yes | Lodging | Interior Lighting | RET | 47.5059 | 91.4323 | 135.147 | 176.2195 | 215.0371 | 252.0125 | 286.7432 | 320.512 | 357.9726 | 397.7676
| Refrig Case LED_Com, E - IntL | E | Yes | Lodging | Interior Lighting | REPL | 59.3824 | 105.6207 | 148.0034 | 183.9321 | 213.7182 | 237.6109 | 255.3285 | 267.4174 | 279.8724 | 292.3077
| Refrig Case Ctrls_Com, E - IntL | E | Yes | Lodging | Interior Lighting | RET | 37.2074 | 73.422 | 111.3589 | 148.8788 | 186.2052 | 223.6314 | 260.6359 | 298.509 | 299.5249 | 300.7102
| Stair Occ Sensor_Com, E - IntL [No Heat] | E | Yes | Lodging | Interior Lighting | NC | 4.1625 | 8.0684 | 11.8302 | 15.4706 | 18.9144 | 22.3342 | 25.7493 | 29.0731 | 32.386 | 35.6582
| Stair Occ Sensor_Com, E - IntL [No Heat] | E | Yes | Lodging | Interior Lighting | RET | 32.0461 | 63.2371 | 95.9115 | 128.2267 | 160.3752 | 192.6098 | 224.4811 | 257.1005 | 290.0216 | 322.2335
| Stair Occ Sensor_Com, E - IntL [Electric Heat] | E | Yes | Lodging | Interior Lighting | NC | 2.4837 | 4.8142 | 7.0587 | 9.2308 | 11.2857 | 13.3262 | 15.3639 | 17.3471 | 19.3238 | 21.2762
| Stair Occ Sensor_Com, E - IntL [Electric Heat] | E | Yes | Lodging | Interior Lighting | RET | 19.121 | 37.7318 | 57.2277 | 76.5092 | 95.6914 | 114.9248 | 133.9415 | 153.4046 | 173.0477 | 192.2676
| Stair Occ Sensor_Com, E/G - IntL | E | Yes | Lodging | Interior Lighting | NC | 6.9341 | 13.4405 | 19.707 | 25.7712 | 31.5081 | 37.2049 | 42.8938 | 48.4306 | 53.9494 | 59.4002
| Stair Occ Sensor_Com, E/G - IntL | E | Yes | Lodging | Interior Lighting | RET | 53.3831 | 105.3417 | 159.7715 | 213.603 | 267.1568 | 320.8539 | 373.9457 | 428.284 | 483.1247 | 536.7839
| Stair Occ Sensor_Com, E/O - IntL | E | Yes | Lodging | Interior Lighting | NC | 2.8682 | 5.5594 | 8.1514 | 10.6598 | 13.0328 | 15.3892 | 17.7423 | 20.0325 | 22.3152 | 24.5699
| Stair Occ Sensor_Com, E/O - IntL | E | Yes | Lodging | Interior Lighting | RET | 22.081 | 43.5728 | 66.0867 | 88.3531 | 110.5047 | 132.7156 | 154.6761 | 177.1522 | 199.8361 | 222.0313
| Stair Occ Sensor_Com, E/P - IntL | E | Yes | Lodging | Interior Lighting | NC | 0.20454 | 0.39646 | 0.58131 | 0.76019 | 0.92941 | 1.0974 | 1.2653 | 1.4286 | 1.5914 | 1.7522
| Stair Occ Sensor_Com, E/P - IntL | E | Yes | Lodging | Interior Lighting | RET | 1.5747 | 3.1073 | 4.7129 | 6.3007 | 7.8804 | 9.4644 | 11.0304 | 12.6333 | 14.2509 | 15.8338
| Int Delamping_Com, E - IntL [No Heat] | E | Yes | Lodging | Interior Lighting | RET | 3.0148 | 5.9491 | 9.023 | 12.0631 | 15.0875 | 18.12 | 21.1183 | 24.187 | 27.2841 | 30.3145
| Int Delamping_Com, E - IntL [Electric Heat] | E | Yes | Lodging | Interior Lighting | RET | 1.7988 | 3.5497 | 5.3838 | 7.1977 | 9.0023 | 10.8117 | 12.6007 | 14.4317 | 16.2797 | 18.0878
| Int Delamping_Com, E/G - IntL | E | Yes | Lodging | Interior Lighting | RET | 5.0221 | 9.9101 | 15.0307 | 20.095 | 25.1331 | 30.1847 | 35.1794 | 40.2913 | 45.4505 | 50.4986
| Int Delamping_Com, E/O - IntL | E | Yes | Lodging | Interior Lighting | RET | 2.0773 | 4.0992 | 6.2172 | 8.3119 | 10.3959 | 12.4854 | 14.5513 | 16.6658 | 18.7998 | 20.8879
| Int Delamping_Com, E/P - IntL | E | Yes | Lodging | Interior Lighting | RET | 0.14814 | 0.29232 | 0.44337 | 0.59275 | 0.74136 | 0.89037 | 1.0377 | 1.1885 | 1.3407 | 1.4896
| Int Ltg Dsgn_Com, E - IntL [No Heat] | E | Yes | Lodging | Interior Lighting | NC | 14.0056 | 27.1475 | 39.8046 | 52.0534 | 63.6409 | 75.1474 | 86.638 | 97.8215 | 108.9684 | 119.9781
| Int Ltg Dsgn_Com, E - IntL [Electric Heat] | E | Yes | Lodging | Interior Lighting | NC | 8.3567 | 16.1981 | 23.7503 | 31.0588 | 37.9727 | 44.8383 | 51.6945 | 58.3673 | 65.0184 | 71.5876
| Int Ltg Dsgn_Com, E/G - IntL | E | Yes | Lodging | Interior Lighting | NC | 23.3309 | 45.2229 | 66.3075 | 86.7117 | 106.0145 | 125.1823 | 144.3237 | 162.9532 | 181.5221 | 199.8623
| Int Ltg Dsgn_Com, E/O - IntL | E | Yes | Lodging | Interior Lighting | NC | 9.6504 | 18.7057 | 27.4269 | 35.8668 | 43.851 | 51.7795 | 59.697 | 67.4028 | 75.0834 | 82.6696
| Int Ltg Dsgn_Com, E/P - IntL | E | Yes | Lodging | Interior Lighting | NC | 0.6882 | 1.334 | 1.9559 | 2.5578 | 3.1272 | 3.6926 | 4.2572 | 4.8067 | 5.3544 | 5.8954
| Room Air Conditioner_Com, E - Cool | E | Yes | Small Retail | Cooling | NC | 0 | 0 | 0 | 0 | 0 | 0 | 0 | 0 | 0 | 0
| Room Air Conditioner_Com, E - Cool | E | Yes | Small Retail | Cooling | RET | 0 | 0 | 0 | 0 | 0 | 0 | 0 | 0 | 0 | 0
| Room Air Conditioner_Com, E - Cool | E | Yes | Small Retail | Cooling | REPL | 0 | 0 | 0 | 0 | 0 | 0 | 0 | 0 | 0 | 0
| Computer Room Air Conditioner_Com, E - Cool | E | Yes | Small Retail | Cooling | NC | 2.3826 | 4.6182 | 6.7714 | 8.8551 | 10.8264 | 12.7838 | 14.7386 | 16.6411 | 18.5373 | 20.4103
| Computer Room Air Conditioner_Com, E - Cool | E | Yes | Small Retail | Cooling | REPL | 12.2285 | 24.1307 | 36.599 | 48.9302 | 61.1978 | 73.4982 | 85.66 | 98.1073 | 110.6697 | 122.9614
| Mini Split Ductless AC_Com, E - Cool | E | Yes | Small Retail | Cooling | NC | 0 | 0 | 0 | 0 | 0 | 0 | 0 | 0 | 0 | 0
| Mini Split Ductless AC_Com, E - Cool | E | Yes | Small Retail | Cooling | RET | 0 | 0 | 0 | 0 | 0 | 0 | 0 | 0 | 0 | 0
| Mini Split Ductless AC_Com, E - Cool | E | Yes | Small Retail | Cooling | REPL | 0 | 0 | 0 | 0 | 0 | 0 | 0 | 0 | 0 | 0
| Eff Unitary AC_Com, E - Cool | E | Yes | Small Retail | Cooling | NC | 87.4933 | 169.591 | 248.6603 | 325.1784 | 397.566 | 469.4474 | 541.2297 | 611.0927 | 680.7279 | 749.5058
| Eff Unitary AC_Com, E - Cool | E | No | Small Retail | Cooling | RET | 695.815 | 1341.5816 | 1986.614 | 2594.9011 | 3171.9198 | 3723.5878 | 4243.6828 | 4786.6943 | 5345.0314 | 5900.9538
| Eff Unitary AC_Com, E - Cool | E | Yes | Small Retail | Cooling | REPL | 598.7395 | 1111.5714 | 1612.1643 | 2071.0285 | 2491.4864 | 2876.9337 | 3222.3084 | 3569.7293 | 3914.2455 | 4245.3542
| PTAC_Com, E - Cool | E | Yes | Small Retail | Cooling | NC | 0 | 0 | 0 | 0 | 0 | 0 | 0 | 0 | 0 | 0
| PTAC_Com, E - Cool | E | Yes | Small Retail | Cooling | RET | 0 | 0 | 0 | 0 | 0 | 0 | 0 | 0 | 0 | 0
| PTAC_Com, E - Cool | E | Yes | Small Retail | Cooling | REPL | 0 | 0 | 0 | 0 | 0 | 0 | 0 | 0 | 0 | 0
| Unitary Equipment Economizer_Com, E - Cool | E | No | Small Retail | Cooling | RET | 359.0246 | 708.4696 | 1074.5337 | 1436.5741 | 1796.7468 | 2157.8833 | 2514.9496 | 2880.398 | 3249.2259 | 3610.1081
| AC Tuneup_Com, E - Cool [ASHP] | E | Yes | Small Retail | Cooling | RET | 42.7295 | 84.3189 | 127.8862 | 170.9746 | 213.8407 | 214.0921 | 214.9991 | 214.9258 | 215.7337 | 215.8181
| AC Tuneup_Com, E - Heat [ASHP] | E | Yes | Small Retail | Space Heating | RET | 60.681 | 119.7428 | 181.6136 | 242.8042 | 303.6792 | 304.0362 | 305.3243 | 305.2202 | 306.3674 | 306.4874
| AC Tuneup_Com, E - Cool [Unitary AC] | E | Yes | Small Retail | Cooling | RET | 233.0803 | 459.9414 | 697.5918 | 932.6299 | 1166.4555 | 1167.8266 | 1172.7744 | 1172.3746 | 1176.7811 | 1177.2418
| DCV_Com, E - Cool [Building w Elec Heat] | E | Yes | Small Retail | Cooling | RET | 199.4361 | 393.5507 | 596.8973 | 798.0086 | 998.0824 | 1198.6917 | 1397.04 | 1600.0444 | 1804.9262 | 2005.3942
| DCV_Com, E - Heat [Building w Elec Heat] | E | Yes | Small Retail | Space Heating | RET | 202.2422 | 399.088 | 605.2955 | 809.2365 | 1012.1254 | 1215.5572 | 1416.6962 | 1622.5569 | 1830.3213 | 2033.6098
| DCV_Com, E - Vent [Building w Elec Heat] | E | Yes | Small Retail | Ventilation | RET | 412.1172 | 813.238 | 1233.4356 | 1649.0145 | 2062.4495 | 2476.9909 | 2886.86 | 3306.3509 | 3729.721 | 4143.9705
| DCV_Com, E - Cool [Building w Gas Heat] | E | Yes | Small Retail | Cooling | RET | 407.2541 | 803.6417 | 1218.881 | 1629.5559 | 2038.1124 | 2447.7621 | 2852.7948 | 3267.3356 | 3685.7099 | 4095.0712
| DCV_Com, E - Vent [Building w Gas Heat] | E | Yes | Small Retail | Ventilation | RET | 841.5548 | 1660.6547 | 2518.7102 | 3367.3338 | 4211.5797 | 5058.0849 | 5895.0492 | 6751.6613 | 7616.195 | 8462.104
| DCV_Com, E - Cool [Building w Oil Heat] | E | Yes | Small Retail | Cooling | RET | 109.5743 | 216.2248 | 327.9475 | 438.4422 | 548.3669 | 658.5857 | 767.5622 | 879.097 | 991.6633 | 1101.8045
| DCV_Com, E - Vent [Building w Oil Heat] | E | Yes | Small Retail | Ventilation | RET | 226.4256 | 446.8095 | 677.6747 | 906.0022 | 1133.1518 | 1360.9093 | 1586.0998 | 1816.5766 | 2049.1848 | 2276.7819
| DCV_Com, E - Cool [Building w Propane Heat] | E | Yes | Small Retail | Cooling | RET | 33.0221 | 65.163 | 98.8326 | 132.1321 | 165.2597 | 198.4761 | 231.318 | 264.9309 | 298.8547 | 332.0476
| DCV_Com, E - Vent [Building w Propane Heat] | E | Yes | Small Retail | Ventilation | RET | 68.2372 | 134.6537 | 204.2289 | 273.0393 | 341.4947 | 410.1333 | 477.9983 | 547.4565 | 617.5569 | 686.1472
| Controls for Unitary AC_Com, E - Cool | E | No | Small Retail | Cooling | RET | 723.6765 | 1428.0433 | 2165.9091 | 2895.6642 | 3621.6548 | 4349.5881 | 5069.3171 | 5805.9417 | 6549.3783 | 7276.7991
| Optimized Unitary AC Sys_Com, E - Cool [Building w Elec Heat] | E | No | Small Retail | Cooling | NC | 63.8261 | 123.7162 | 181.3971 | 237.2169 | 290.0234 | 342.4607 | 394.8257 | 445.7906 | 496.5893 | 546.7626
| Optimized Unitary AC Sys_Com, E - Heat [Building w Elec Heat] | E | No | Small Retail | Space Heating | NC | 76.5897 | 148.4563 | 217.6718 | 284.6542 | 348.0207 | 410.9441 | 473.7807 | 534.9373 | 595.8944 | 656.1012
| Optimized Unitary AC Sys_Com, E - Cool [Building w Gas Heat] | E | Yes | Small Retail | Cooling | NC | 130.3348 | 252.6319 | 370.4179 | 484.4035 | 592.236 | 699.3143 | 806.2451 | 910.3169 | 1014.0492 | 1116.5046
| Optimized Unitary AC Sys_Com, E - Cool [Building w Oil Heat] | E | Yes | Small Retail | Cooling | NC | 35.0674 | 67.9722 | 99.6632 | 130.3318 | 159.3448 | 188.1549 | 216.9253 | 244.9264 | 272.8363 | 300.4025
| Optimized Unitary AC Sys_Com, E - Cool [Building w Propane Heat] | E | Yes | Small Retail | Cooling | NC | 10.5682 | 20.4846 | 30.0352 | 39.2777 | 48.0213 | 56.7037 | 65.3741 | 73.8128 | 82.2239 | 90.5314
| Cool Roof_Com, E - Cool [Building w Elec Heat] | E | No | Small Retail | Cooling | NC | 16.7708 | 32.5074 | 47.6635 | 62.3306 | 76.2059 | 89.9842 | 103.7435 | 117.1349 | 130.4827 | 143.6661
| Cool Roof_Com, E - Cool [Building w Elec Heat] | E | No | Small Retail | Cooling | RET | 87.7968 | 173.2509 | 262.7692 | 351.3035 | 439.381 | 527.6943 | 615.0121 | 704.3798 | 794.5739 | 882.825
| Cool Roof_Com, E - Heat [Building w Elec Heat] | E | No | Small Retail | Space Heating | NC | -4.3971 | -8.5231 | -12.4969 | -16.3424 | -19.9804 | -23.5929 | -27.2004 | -30.7115 | -34.2112 | -37.6677
| Cool Roof_Com, E - Heat [Building w Elec Heat] | E | No | Small Retail | Space Heating | RET | -23.0194 | -45.4246 | -68.8953 | -92.108 | -115.201 | -138.3558 | -161.2497 | -184.6809 | -208.3289 | -231.4674
| Cool Roof_Com, E - Cool [Building w Gas Heat] | E | No | Small Retail | Cooling | NC | 34.2465 | 66.381 | 97.3302 | 127.2808 | 155.6146 | 183.7503 | 211.8472 | 239.1928 | 266.4493 | 293.3703
| Cool Roof_Com, E - Cool [Building w Gas Heat] | E | No | Small Retail | Cooling | RET | 179.2835 | 353.7833 | 536.5821 | 717.3715 | 897.2284 | 1077.5665 | 1255.8721 | 1438.3634 | 1622.5423 | 1802.7534
| Cool Roof_Com, E - Cool [Building w Oil Heat] | E | No | Small Retail | Cooling | NC | 9.2142 | 17.8602 | 26.1873 | 34.2457 | 41.8691 | 49.4392 | 56.9988 | 64.3563 | 71.6898 | 78.9331
| Cool Roof_Com, E - Cool [Building w Oil Heat] | E | No | Small Retail | Cooling | RET | 48.2374 | 95.1876 | 144.3708 | 193.0133 | 241.4049 | 289.926 | 337.9002 | 387.0006 | 436.5551 | 485.042
| Cool Roof_Com, E - Cool [Building w Propane Heat] | E | No | Small Retail | Cooling | NC | 2.7769 | 5.3825 | 7.892 | 10.3205 | 12.618 | 14.8993 | 17.1776 | 19.3949 | 21.605 | 23.7878
| Cool Roof_Com, E - Cool [Building w Propane Heat] | E | No | Small Retail | Cooling | RET | 14.5372 | 28.6864 | 43.5086 | 58.1679 | 72.7515 | 87.3742 | 101.832 | 116.6293 | 131.5634 | 146.1757
| GSHP_Com, E - Cool | E | Yes | Small Retail | Cooling | RET | 162.4888 | 304.9057 | 439.2513 | 558.8998 | 666.0875 | 762.8682 | 849.0371 | 928.4536 | 1000.6296 | 1064.2239
| GSHP_Com, E - Cool | E | Yes | Small Retail | Cooling | REPL | 65.3221 | 116.1854 | 162.8075 | 202.3299 | 235.0954 | 261.378 | 280.8677 | 294.1659 | 300.8765 | 300.8765
| GSHP_Com, E - Heat | E | Yes | Small Retail | Space Heating | RET | 300.3859 | 563.6658 | 812.0248 | 1033.2137 | 1231.3668 | 1410.2812 | 1569.5777 | 1716.3917 | 1849.8202 | 1967.3842
| GSHP_Com, E - Heat | E | Yes | Small Retail | Space Heating | REPL | 120.7581 | 214.7869 | 300.975 | 374.0385 | 434.6107 | 483.1981 | 519.2279 | 543.8117 | 556.2172 | 556.2172
| Unitary HP_Com, E - Cool | E | Yes | Small Retail | Cooling | NC | 17.6631 | 34.2369 | 50.1994 | 65.6468 | 80.2604 | 94.7717 | 109.2631 | 123.367 | 137.4249 | 151.3098
| Unitary HP_Com, E - Cool | E | No | Small Retail | Cooling | RET | 87.2855 | 168.1521 | 248.7863 | 324.6951 | 396.5767 | 465.181 | 529.7465 | 602.8852 | 683.4803 | 768.6535
| Unitary HP_Com, E - Cool | E | Yes | Small Retail | Cooling | REPL | 120.8731 | 214.9915 | 301.2617 | 374.3947 | 435.0246 | 483.6582 | 519.7224 | 558.5083 | 599.5453 | 641.5501
| Unitary HP_Com, E - Heat | E | Yes | Small Retail | Space Heating | NC | 10.6791 | 20.6996 | 30.3505 | 39.69 | 48.5254 | 57.299 | 66.0604 | 74.5877 | 83.0871 | 91.4818
| Unitary HP_Com, E - Heat | E | No | Small Retail | Space Heating | RET | 52.7728 | 101.6647 | 150.4162 | 196.3106 | 239.7702 | 281.2483 | 320.2846 | 364.5042 | 413.232 | 464.7277
| Unitary HP_Com, E - Heat | E | Yes | Small Retail | Space Heating | REPL | 73.0799 | 129.9838 | 182.1427 | 226.359 | 263.0157 | 292.4196 | 314.224 | 337.6739 | 362.485 | 387.881
| PTHP_Com, E - Cool | E | Yes | Small Retail | Cooling | NC | 0 | 0 | 0 | 0 | 0 | 0 | 0 | 0 | 0 | 0
| PTHP_Com, E - Cool | E | Yes | Small Retail | Cooling | RET | 0 | 0 | 0 | 0 | 0 | 0 | 0 | 0 | 0 | 0
| PTHP_Com, E - Cool | E | Yes | Small Retail | Cooling | REPL | 0 | 0 | 0 | 0 | 0 | 0 | 0 | 0 | 0 | 0
| PTHP_Com, E - Heat | E | Yes | Small Retail | Space Heating | NC | 0 | 0 | 0 | 0 | 0 | 0 | 0 | 0 | 0 | 0
| PTHP_Com, E - Heat | E | Yes | Small Retail | Space Heating | RET | 0 | 0 | 0 | 0 | 0 | 0 | 0 | 0 | 0 | 0
| PTHP_Com, E - Heat | E | Yes | Small Retail | Space Heating | REPL | 0 | 0 | 0 | 0 | 0 | 0 | 0 | 0 | 0 | 0
| Minisplit Ductless HP_Com, E - Cool | E | Yes | Small Retail | Cooling | RET | 291.9548 | 550.308 | 796.3653 | 1017.6136 | 1217.7277 | 1400.1518 | 1550.2865 | 1696.6742 | 1836.6791 | 1967.0914
| Minisplit Ductless HP_Com, E - Cool | E | Yes | Small Retail | Cooling | REPL | 208.8931 | 371.5484 | 520.6407 | 647.0293 | 751.8098 | 835.8585 | 898.1846 | 945.0425 | 975.2458 | 988.0787
| Minisplit Ductless HP_Com, E - Heat | E | Yes | Small Retail | Space Heating | RET | 388.9319 | 733.1011 | 1060.8901 | 1355.6294 | 1622.2144 | 1865.2334 | 2083.6882 | 2295.0278 | 2497.0874 | 2684.8003
| Minisplit Ductless HP_Com, E - Heat | E | Yes | Small Retail | Space Heating | REPL | 285.4572 | 507.7296 | 711.4676 | 884.1805 | 1027.3656 | 1142.2201 | 1227.3901 | 1291.4225 | 1332.696 | 1350.2325
| Programmable TStat_Com, E - Cool [Building w Elec Heat] | E | Yes | Small Retail | Cooling | NC | 0 | 0 | 0 | 0 | 0 | 0 | 0 | 0 | 0 | 0
| Programmable TStat_Com, E - Heat [Building w Elec Heat] | E | Yes | Small Retail | Space Heating | NC | 0 | 0 | 0 | 0 | 0 | 0 | 0 | 0 | 0 | 0
| Programmable TStat_Com, E - Cool [Building w Gas Heat] | E | Yes | Small Retail | Cooling | NC | 0 | 0 | 0 | 0 | 0 | 0 | 0 | 0 | 0 | 0
| Programmable TStat_Com, E - Cool [Building w Gas Heat] | E | Yes | Small Retail | Cooling | RET | 0 | 0 | 0 | 0 | 0 | 0 | 0 | 0 | 0 | 0
| Programmable TStat_Com, E - Cool [Building w Propane Heat] | E | Yes | Small Retail | Cooling | NC | 0 | 0 | 0 | 0 | 0 | 0 | 0 | 0 | 0 | 0
| Programmable TStat_Com, E - Cool [Building w Propane Heat] | E | Yes | Small Retail | Cooling | RET | 0 | 0 | 0 | 0 | 0 | 0 | 0 | 0 | 0 | 0
| Programmable TStat_Com, E - Cool [Building w Oil Heat] | E | Yes | Small Retail | Cooling | NC | 0 | 0 | 0 | 0 | 0 | 0 | 0 | 0 | 0 | 0
| Programmable TStat_Com, E - Cool [Building w Oil Heat] | E | Yes | Small Retail | Cooling | RET | 0 | 0 | 0 | 0 | 0 | 0 | 0 | 0 | 0 | 0
| Smart TStat_Com, E - Cool [Building w Elec Heat] | E | Yes | Small Retail | Cooling | NC | 28.1879 | 54.6374 | 80.1113 | 104.7633 | 128.0846 | 151.2427 | 174.3689 | 196.8768 | 219.3113 | 241.4697
| Smart TStat_Com, E - Cool [Building w Elec Heat] | E | Yes | Small Retail | Cooling | RET | 103.7624 | 204.7562 | 310.5531 | 415.1871 | 519.2814 | 623.6542 | 726.8506 | 832.4696 | 939.0652 | 1043.3645
| Smart TStat_Com, E - Heat [Building w Elec Heat] | E | Yes | Small Retail | Space Heating | NC | 19.2883 | 37.3871 | 54.8182 | 71.687 | 87.6452 | 103.4917 | 119.3164 | 134.718 | 150.0694 | 165.2318
| Smart TStat_Com, E - Heat [Building w Elec Heat] | E | Yes | Small Retail | Space Heating | RET | 71.0021 | 140.1097 | 212.5039 | 284.1024 | 355.3316 | 426.7514 | 497.3662 | 569.6387 | 642.5795 | 713.9489
| Smart TStat_Com, E - Cool [Building w Gas Heat] | E | Yes | Small Retail | Cooling | NC | 57.5604 | 111.5712 | 163.5896 | 213.9297 | 261.5523 | 308.8419 | 356.0663 | 402.028 | 447.8399 | 493.0878
| Smart TStat_Com, E - Cool [Building w Gas Heat] | E | Yes | Small Retail | Cooling | RET | 211.8858 | 418.1179 | 634.1582 | 847.8238 | 1060.3871 | 1273.5193 | 1484.2493 | 1699.9262 | 1917.5976 | 2130.5797
| Smart TStat_Com, E - Cool [Building w Propane Heat] | E | Yes | Small Retail | Cooling | NC | 15.487 | 30.0189 | 44.0148 | 57.5591 | 70.3723 | 83.0958 | 95.8019 | 108.1682 | 120.4941 | 132.6684
| Smart TStat_Com, E - Cool [Building w Propane Heat] | E | Yes | Small Retail | Cooling | RET | 57.0092 | 112.4972 | 170.6242 | 228.1123 | 285.3038 | 342.6483 | 399.3465 | 457.3758 | 515.9416 | 573.2458
| Smart TStat_Com, E - Cool [Building w Oil Heat] | E | Yes | Small Retail | Cooling | NC | 4.6673 | 9.0467 | 13.2646 | 17.3464 | 21.2079 | 25.0424 | 28.8715 | 32.5983 | 36.313 | 39.9819
| Smart TStat_Com, E - Cool [Building w Oil Heat] | E | Yes | Small Retail | Cooling | RET | 17.1807 | 33.903 | 51.4205 | 68.7455 | 85.9812 | 103.2629 | 120.3499 | 137.838 | 155.4878 | 172.7574
| Windows_Com, E - Cool [Building w Elec Heat] | E | No | Small Retail | Cooling | NC | 34.4424 | 66.7607 | 97.887 | 128.0089 | 156.5048 | 184.8014 | 213.059 | 240.5611 | 267.9735 | 295.0485
| Windows_Com, E - Heat [Building w Elec Heat] | E | No | Small Retail | Space Heating | NC | 19.618 | 38.0261 | 55.7552 | 72.9123 | 89.1432 | 105.2607 | 121.3559 | 137.0207 | 152.6345 | 168.056
| Windows_Com, E - Cool [Building w Gas Heat] | E | No | Small Retail | Cooling | NC | 70.3323 | 136.3273 | 199.8879 | 261.3977 | 319.5872 | 377.3697 | 435.0726 | 491.2326 | 547.2095 | 602.4973
| Windows_Com, E - Cool [Building w Oil Heat] | E | No | Small Retail | Cooling | NC | 18.9233 | 36.6797 | 53.7811 | 70.3307 | 85.9869 | 101.5337 | 117.059 | 132.1692 | 147.2301 | 162.1057
| Windows_Com, E - Cool [Building w Propane Heat] | E | No | Small Retail | Cooling | NC | 5.7029 | 11.0541 | 16.2079 | 21.1954 | 25.9136 | 30.5989 | 35.2777 | 39.8315 | 44.3703 | 48.8533
| Window Film_Com, E - Cool [Building w Elec Heat] | E | No | Small Retail | Cooling | RET | 0 | 0 | 0 | 0 | 0 | 0 | 0 | 0 | 0 | 0
| Window Film_Com, E - Heat [Building w Elec Heat] | E | No | Small Retail | Space Heating | RET | 0 | 0 | 0 | 0 | 0 | 0 | 0 | 0 | 0 | 0
| Window Film_Com, E - Cool [Building w Gas Heat] | E | No | Small Retail | Cooling | RET | 0 | 0 | 0 | 0 | 0 | 0 | 0 | 0 | 0 | 0
| Window Film_Com, E - Cool [Building w Oil Heat] | E | No | Small Retail | Cooling | RET | 0 | 0 | 0 | 0 | 0 | 0 | 0 | 0 | 0 | 0
| Window Film_Com, E - Cool [Building w Propane Heat] | E | No | Small Retail | Cooling | RET | 0 | 0 | 0 | 0 | 0 | 0 | 0 | 0 | 0 | 0
| Motors and Fans_Com, E - Vent | E | Yes | Small Retail | Ventilation | NC | 19.8693 | 38.5132 | 56.4694 | 73.8463 | 90.2851 | 106.609 | 122.9104 | 138.7759 | 154.5897 | 170.2088
| Motors and Fans_Com, E - Vent | E | Yes | Small Retail | Ventilation | RET | 201.9163 | 378.9886 | 546.1184 | 695.0471 | 828.5396 | 813.0234 | 801.0909 | 787.9539 | 778.5235 | 769.1787
| Motors and Fans_Com, E - Vent | E | Yes | Small Retail | Ventilation | REPL | 135.9706 | 241.8445 | 338.8902 | 421.1578 | 489.3604 | 544.0686 | 584.6372 | 612.6255 | 627.2146 | 628.1258
| ECM Furnace Motors_Com, E - Vent | E | Yes | Small Retail | Ventilation | RET | 369.7118 | 729.5587 | 1106.5195 | 1479.3368 | 1850.2308 | 2222.1174 | 2589.8125 | 2966.1392 | 3345.9461 | 3717.5707
| VFD on HVAC System_Com, E - Vent | E | Yes | Small Retail | Ventilation | RET | 1987.9282 | 3922.8132 | 5949.7194 | 7954.3456 | 9948.6307 | 11948.2526 | 13925.3372 | 15948.8338 | 17991.0428 | 19989.2566
| Kitchen DCV_Com, E - Vent [Building w Elec Heat] | E | Yes | Small Retail | Ventilation | NC | 0.39654 | 0.76863 | 1.127 | 1.4738 | 1.8019 | 2.1277 | 2.453 | 2.7696 | 3.0852 | 3.3969
| Kitchen DCV_Com, E - Vent [Building w Elec Heat] | E | Yes | Small Retail | Ventilation | RET | 3.7855 | 7.1274 | 10.3026 | 13.1509 | 15.7209 | 18.0582 | 20.1542 | 22.1598 | 24.0563 | 25.7985
| Kitchen DCV_Com, E - Vent [Building w Elec Heat] | E | Yes | Small Retail | Ventilation | REPL | 2.7136 | 4.8266 | 6.7634 | 8.4053 | 9.7664 | 10.8583 | 11.6679 | 12.2633 | 12.6288 | 12.7561
| Kitchen DCV_Com, E - Heat [Building w Elec Heat] | E | Yes | Small Retail | Space Heating | NC | 0.22451 | 0.43517 | 0.63807 | 0.83442 | 1.0202 | 1.2046 | 1.3888 | 1.5681 | 1.7468 | 1.9233
| Kitchen DCV_Com, E - Heat [Building w Elec Heat] | E | Yes | Small Retail | Space Heating | RET | 2.1432 | 4.0353 | 5.833 | 7.4456 | 8.9007 | 10.224 | 11.4107 | 12.5462 | 13.62 | 14.6063
| Kitchen DCV_Com, E - Heat [Building w Elec Heat] | E | Yes | Small Retail | Space Heating | REPL | 1.5364 | 2.7327 | 3.8292 | 4.7588 | 5.5295 | 6.1476 | 6.606 | 6.9431 | 7.1501 | 7.2221
| Kitchen DCV_Com, E - Vent [Building w Gas Heat] | E | Yes | Small Retail | Ventilation | NC | 0.80975 | 1.5696 | 2.3013 | 3.0095 | 3.6795 | 4.3447 | 5.0091 | 5.6556 | 6.3001 | 6.9367
| Kitchen DCV_Com, E - Vent [Building w Gas Heat] | E | Yes | Small Retail | Ventilation | RET | 7.7301 | 14.5543 | 21.0382 | 26.8544 | 32.1025 | 36.8753 | 41.1554 | 45.251 | 49.1236 | 52.6812
| Kitchen DCV_Com, E - Vent [Building w Gas Heat] | E | Yes | Small Retail | Ventilation | REPL | 5.5413 | 9.8561 | 13.8111 | 17.1638 | 19.9433 | 22.1729 | 23.8262 | 25.042 | 25.7884 | 26.0483
| Kitchen DCV_Com, E - Vent [Building w Oil Heat] | E | Yes | Small Retail | Ventilation | NC | 0.21787 | 0.4223 | 0.61919 | 0.80973 | 0.98998 | 1.169 | 1.3477 | 1.5217 | 1.6951 | 1.8664
| Kitchen DCV_Com, E - Vent [Building w Oil Heat] | E | Yes | Small Retail | Ventilation | RET | 2.0798 | 3.9159 | 5.6605 | 7.2253 | 8.6374 | 9.9215 | 11.0731 | 12.1751 | 13.217 | 14.1742
| Kitchen DCV_Com, E - Vent [Building w Oil Heat] | E | Yes | Small Retail | Ventilation | REPL | 1.4909 | 2.6518 | 3.716 | 4.618 | 5.3659 | 5.9657 | 6.4106 | 6.7377 | 6.9385 | 7.0085
| Kitchen DCV_Com, E - Vent [Building w Oil Heat] | E | Yes | Small Retail | Ventilation | NC | 0.21787 | 0.4223 | 0.61919 | 0.80973 | 0.98998 | 1.169 | 1.3477 | 1.5217 | 1.6951 | 1.8664
| Kitchen DCV_Com, E - Vent [Building w Oil Heat] | E | Yes | Small Retail | Ventilation | RET | 2.0798 | 3.9159 | 5.6605 | 7.2253 | 8.6374 | 9.9215 | 11.0731 | 12.1751 | 13.217 | 14.1742
| Kitchen DCV_Com, E - Vent [Building w Oil Heat] | E | Yes | Small Retail | Ventilation | REPL | 1.4909 | 2.6518 | 3.716 | 4.618 | 5.3659 | 5.9657 | 6.4106 | 6.7377 | 6.9385 | 7.0085
| Duct Sealing Regulated_Com, E - Vent [Building w Elec Heat] | E | Yes | Small Retail | Ventilation | RET | 277.6873 | 547.9652 | 831.0972 | 1111.1171 | 1389.6923 | 1669.0131 | 1945.1857 | 2227.8415 | 2513.1111 | 2792.2352
| Duct Sealing Regulated_Com, E - Heat [Building w Elec Heat] | E | Yes | Small Retail | Space Heating | RET | 76.2799 | 150.5245 | 228.3001 | 305.2208 | 381.7446 | 458.4733 | 534.3371 | 611.9819 | 690.3447 | 767.0193
| Duct Sealing Regulated_Com, E - Cool [Building w Elec Heat] | E | Yes | Small Retail | Cooling | RET | 167.9767 | 331.4714 | 502.7417 | 672.1295 | 840.6433 | 1009.6082 | 1176.6687 | 1347.6509 | 1520.2143 | 1689.0601
| Duct Sealing Regulated_Com, E - Vent [Building w Gas Heat] | E | Yes | Small Retail | Ventilation | RET | 567.0453 | 1118.9603 | 1697.1239 | 2268.9322 | 2837.7908 | 3408.1716 | 3972.1239 | 4549.3149 | 5131.8435 | 5701.8227
| Duct Sealing Regulated_Com, E - Cool [Building w Gas Heat] | E | Yes | Small Retail | Cooling | RET | 343.0132 | 676.874 | 1026.6128 | 1372.5072 | 1716.6173 | 2061.6482 | 2402.7904 | 2751.9409 | 3104.3202 | 3449.1082
| Duct Sealing Non Regulated_Com, E - Vent [Building w Oil Heat] | E | Yes | Small Retail | Ventilation | RET | 152.5671 | 301.0633 | 456.6218 | 610.4704 | 763.5253 | 916.9898 | 1068.7247 | 1224.0216 | 1380.7545 | 1534.111
| Duct Sealing Non Regulated_Com, E - Cool [Building w Oil Heat] | E | Yes | Small Retail | Cooling | RET | 92.2899 | 182.1172 | 276.2166 | 369.2816 | 461.8666 | 554.6993 | 646.4858 | 740.4269 | 835.2367 | 928.0041
| Duct Sealing Non Regulated_Com, E - Vent [Building w Propane Heat] | E | Yes | Small Retail | Ventilation | RET | 45.9787 | 90.7306 | 137.6108 | 183.9757 | 230.1014 | 276.3506 | 322.0785 | 368.8799 | 416.114 | 462.3306
| Duct Sealing Non Regulated_Com, E - Cool [Building w Propane Heat] | E | Yes | Small Retail | Cooling | RET | 27.8131 | 54.8841 | 83.2426 | 111.2893 | 139.1914 | 167.1681 | 194.8296 | 223.1403 | 251.7129 | 279.6699
| Power Strip_Com, E - Plug [Tier 1] | E | Yes | Small Retail | Plug Loads | NC | 0 | 0 | 0 | 0 | 0 | 0 | 0 | 0 | 0 | 0
| Power Strip_Com, E - Plug [Tier 1] | E | Yes | Small Retail | Plug Loads | RET | 0 | 0 | 0 | 0 | 0 | 0 | 0 | 0 | 0 | 0
| Power Strip_Com, E - Plug [Tier 1] | E | Yes | Small Retail | Plug Loads | REPL | 0 | 0 | 0 | 0 | 0 | 0 | 0 | 0 | 0 | 0
| Power Strip_Com, E - Plug [Tier 2] | E | Yes | Small Retail | Plug Loads | NC | 60.9078 | 118.0595 | 173.103 | 226.3706 | 276.7626 | 326.8023 | 376.773 | 425.4077 | 413.4655 | 405.1652
| Power Strip_Com, E - Plug [Tier 2] | E | Yes | Small Retail | Plug Loads | RET | 611.714 | 1149.778 | 1659.1599 | 2114.4356 | 2533.2492 | 2922.2723 | 3279.2908 | 3619.1436 | 3448.1402 | 3427.6965
| Power Strip_Com, E - Plug [Tier 2] | E | Yes | Small Retail | Plug Loads | REPL | 781.5151 | 1390.0448 | 1947.8317 | 2420.6795 | 2824.8198 | 3163.5961 | 3432.8576 | 3641.2011 | 3156.7026 | 2923.6685
| Computer Power Management_Com, E - Plug | E | Yes | Small Retail | Plug Loads | RET | 310.186 | 612.0954 | 928.3634 | 1241.1549 | 1552.3328 | 1554.1574 | 1560.742 | 1560.21 | 1566.0742 | 1566.6872
| Vending Machine Controls_Com, E - Plug [Non-Refrigerated] | E | No | Small Retail | Plug Loads | RET | 90.123 | 177.8414 | 269.7315 | 360.6115 | 451.0228 | 451.5529 | 453.466 | 453.3115 | 455.0153 | 455.1934
| Vending Machine Controls_Com, E - Plug [Refrigerated] | E | Yes | Small Retail | Plug Loads | RET | 270.3691 | 533.5241 | 809.1945 | 1081.8346 | 1353.0683 | 1354.6587 | 1360.3981 | 1359.9344 | 1365.0459 | 1365.5802
| Ovens_Com, E - Cook | E | Yes | Small Retail | Cooking | NC | 13.4717 | 26.1126 | 38.2873 | 50.0691 | 61.2149 | 72.2828 | 83.3354 | 94.0925 | 104.8145 | 115.4045
| Ovens_Com, E - Cook | E | Yes | Small Retail | Cooking | REPL | 115.238 | 227.4012 | 344.8987 | 461.1047 | 576.7112 | 692.6271 | 807.2365 | 924.5364 | 1042.921 | 1158.7552
| Fryers_Com, E - Cook | E | Yes | Small Retail | Cooking | NC | 2.2105 | 4.2846 | 6.2822 | 8.2154 | 10.0442 | 11.8603 | 13.6738 | 15.4388 | 17.1981 | 18.9358
| Fryers_Com, E - Cook | E | Yes | Small Retail | Cooking | REPL | 18.9084 | 37.3124 | 56.5915 | 75.6588 | 94.6277 | 113.6474 | 132.4527 | 151.6994 | 171.1242 | 190.1305
| Griddles_Com, E - Cook | E | Yes | Small Retail | Cooking | NC | 0.61652 | 1.195 | 1.7522 | 2.2914 | 2.8015 | 3.308 | 3.8138 | 4.3061 | 4.7968 | 5.2814
| Griddles_Com, E - Cook | E | Yes | Small Retail | Cooking | REPL | 5.2738 | 10.4069 | 15.784 | 21.1021 | 26.3928 | 31.6976 | 36.9426 | 42.3107 | 47.7285 | 53.0296
| Hot Food Holding Cabinet_Com, E - Cook | E | Yes | Small Retail | Cooking | NC | 2.6828 | 5.2001 | 7.6245 | 9.9707 | 12.1903 | 14.3944 | 16.5954 | 18.7375 | 20.8727 | 22.9816
| Hot Food Holding Cabinet_Com, E - Cook | E | Yes | Small Retail | Cooking | REPL | 22.9485 | 45.2846 | 68.683 | 91.8242 | 114.846 | 137.9295 | 160.7528 | 184.1118 | 207.6869 | 230.7541
| Steamers_Com, E - Cook | E | Yes | Small Retail | Cooking | NC | 2.1062 | 4.0826 | 5.9861 | 7.8281 | 9.5707 | 11.3011 | 13.0291 | 14.711 | 16.3873 | 18.043
| Steamers_Com, E - Cook | E | Yes | Small Retail | Cooking | REPL | 18.017 | 35.5532 | 53.9235 | 72.0918 | 90.1664 | 108.2894 | 126.2081 | 144.5474 | 163.0563 | 181.1665
| ES Refrigerator and Freezer_Com, E - Refr | E | Yes | Small Retail | Refrigeration | NC | 244.1875 | 473.3161 | 693.9929 | 907.5495 | 1109.578 | 1310.1937 | 1510.5328 | 1705.5155 | 1899.8622 | 2091.8165
| ES Refrigerator and Freezer_Com, E - Refr | E | Yes | Small Retail | Refrigeration | REPL | 2088.7981 | 4121.8616 | 6251.6157 | 8357.9592 | 10453.4368 | 12554.5218 | 14631.9261 | 16758.0975 | 18903.9308 | 21003.5365
| Anti Sweat Heat Control_Com, E - Refr | E | Yes | Small Retail | Refrigeration | NC | 56.6637 | 109.833 | 161.0411 | 210.597 | 257.4777 | 304.0306 | 350.5193 | 395.7651 | 440.8632 | 485.4062
| Anti Sweat Heat Control_Com, E - Refr | E | Z | Small Retail | Refrigeration | RET | 0 | 0 | 0 | 0 | 0 | 0 | 0 | 0 | 0 | 0
| Case Night Covers_Com, E - Refr | E | Yes | Small Retail | Refrigeration | RET | 28.254 | 55.754 | 84.5619 | 113.0532 | 141.3975 | 141.5637 | 142.1635 | 142.115 | 142.6492 | 142.705
| Loading Dock Pit Seals_Com, E - Refr | E | No | Small Retail | Refrigeration | NC | 11.4326 | 22.1601 | 32.4919 | 42.4904 | 51.9491 | 61.3417 | 70.7213 | 79.8502 | 88.9492 | 97.9363
| Loading Dock Pit Seals_Com, E - Refr | E | No | Small Retail | Refrigeration | RET | 117.354 | 231.5766 | 351.2316 | 469.5713 | 587.3006 | 705.3449 | 822.0587 | 941.5124 | 1062.0708 | 1180.0319
| ECM Comp Cond Fan Motor_Com, E - Refr | E | Yes | Small Retail | Refrigeration | NC | 6.1228 | 11.8681 | 17.4014 | 22.7562 | 27.8219 | 32.8522 | 37.8756 | 42.7646 | 47.6378 | 52.4509
| ECM Comp Cond Fan Motor_Com, E - Refr | E | Yes | Small Retail | Refrigeration | RET | 20.2272 | 39.2884 | 58.6209 | 77.1327 | 94.9632 | 112.2727 | 128.8426 | 148.382 | 169.1615 | 189.4933
| ECM Comp Cond Fan Motor_Com, E - Refr | E | Yes | Small Retail | Refrigeration | REPL | 41.9002 | 74.5259 | 104.4311 | 129.7823 | 150.7994 | 167.6581 | 180.1595 | 195.1523 | 212.5019 | 231.6481
| Evap Fan Motor Replacement_Com, E - Refr | E | Yes | Small Retail | Refrigeration | NC | 11.3876 | 22.0729 | 32.3641 | 42.3232 | 51.7447 | 61.1004 | 70.4431 | 79.536 | 88.5993 | 97.551
| Evap Fan Motor Replacement_Com, E - Refr | E | Yes | Small Retail | Refrigeration | RET | 183.6786 | 345.6303 | 499.3172 | 637.0093 | 761.099 | 873.8107 | 974.7636 | 1070.8068 | 1161.0827 | 1243.5145
| Evap Fan Motor Replacement_Com, E - Refr | E | Yes | Small Retail | Refrigeration | REPL | 77.9282 | 138.6073 | 194.2267 | 241.3764 | 280.4651 | 311.8197 | 335.0707 | 351.9724 | 362.0716 | 365.1443
| Evap Fan Speed Controls_Com, E - Refr | E | Yes | Small Retail | Refrigeration | NC | 17.8584 | 34.6155 | 50.7544 | 66.3727 | 81.1478 | 95.8197 | 110.4713 | 124.7311 | 138.9445 | 152.9828
| Evap Fan Speed Controls_Com, E - Refr | E | Z | Small Retail | Refrigeration | RET | 0 | 0 | 0 | 0 | 0 | 0 | 0 | 0 | 0 | 0
| LowHeat NoHeat Doors_Com, E - Refr | E | Yes | Small Retail | Refrigeration | NC | 26.5732 | 51.5077 | 75.5224 | 98.7623 | 120.7477 | 142.5793 | 164.3808 | 185.5994 | 206.7488 | 227.6379
| LowHeat NoHeat Doors_Com, E - Refr | E | Yes | Small Retail | Refrigeration | RET | 245.4942 | 484.4379 | 734.7455 | 982.3018 | 1228.5809 | 1475.5192 | 1719.6742 | 1969.5608 | 2221.7583 | 2468.5226
| Refrigerated Vending Machine_Com, E - Refr | E | Yes | Small Retail | Refrigeration | NC | 126.7017 | 245.5897 | 360.0924 | 470.9006 | 575.7272 | 679.8208 | 783.7708 | 884.9416 | 985.7823 | 1085.3818
| Refrigerated Vending Machine_Com, E - Refr | E | Yes | Small Retail | Refrigeration | REPL | 928.9848 | 1833.1819 | 2780.3816 | 3717.1697 | 4649.1252 | 5583.5745 | 6507.4919 | 7453.0984 | 8407.4493 | 9341.2407
| Walk In Refrigeration_Com, E - Refr | E | Yes | Small Retail | Refrigeration | NC | 31.7897 | 61.6189 | 90.3478 | 118.1498 | 144.451 | 170.5683 | 196.6495 | 222.0335 | 247.3346 | 272.3243
| Refrigeration Tune Up_Com, E - Refr | E | Yes | Small Retail | Refrigeration | RET | 262.5588 | 518.1119 | 785.8188 | 1050.5831 | 1313.9815 | 1578.0848 | 1839.2115 | 1843.9092 | 1858.0842 | 1854.2946
| ES Ice Machine_Com, E - Refr | E | Yes | Small Retail | Refrigeration | NC | 9.7936 | 18.9833 | 27.834 | 36.3991 | 44.5018 | 52.5479 | 60.5829 | 68.4031 | 76.1977 | 83.8964
| ES Ice Machine_Com, E - Refr | E | Yes | Small Retail | Refrigeration | REPL | 83.7754 | 165.3154 | 250.7334 | 335.2125 | 419.2558 | 503.524 | 586.8424 | 672.1167 | 758.1796 | 842.3884
| Walk In Cooler Retroft_Com, E - Refr | E | Yes | Small Retail | Refrigeration | RET | 61.301 | 120.9664 | 183.4694 | 245.2854 | 306.7824 | 368.4441 | 429.4107 | 491.8086 | 554.7835 | 616.4017
| HE Built Up Refrig_Com, E - Refr | E | Yes | Small Retail | Refrigeration | NC | 44.8777 | 86.9879 | 127.5447 | 166.793 | 203.9226 | 240.7925 | 277.6116 | 313.4463 | 349.1641 | 384.4422
| HE Built Up Refrig_Com, E - Refr | E | No | Small Retail | Refrigeration | RET | 343.0406 | 676.9281 | 1026.6948 | 1372.6169 | 1627.5639 | 1885.8117 | 2136.0418 | 2395.2805 | 2658.2121 | 2913.3125
| Door Gasket Replacement_Com, E - Refr | E | Z | Small Retail | Refrigeration | RET | 0 | 0 | 0 | 0 | 0 | 0 | 0 | 0 | 0 | 0
| EnergyStar Dehumidifier_Com, E - Appl | E | Yes | Small Retail | Appliances | NC | 2.2864 | 4.4318 | 6.4981 | 8.4977 | 10.3893 | 12.2677 | 14.1436 | 15.9693 | 17.789 | 19.5863
| EnergyStar Dehumidifier_Com, E - Appl | E | Yes | Small Retail | Appliances | REPL | 19.5581 | 38.5943 | 58.5358 | 78.2582 | 97.8788 | 117.5519 | 137.0033 | 156.9113 | 177.0034 | 196.6626
| Clothes Washer Elec WH_Com, E - Appl [unit w/ elec dry - Washer] | E | Yes | Small Retail | Appliances | NC | 0.37804 | 0.73277 | 1.0744 | 1.405 | 1.7178 | 2.0284 | 2.3386 | 2.2654 | 2.2177 | 2.1823
| Clothes Washer Elec WH_Com, E - Appl [unit w/ elec dry - Washer] | E | Yes | Small Retail | Appliances | REPL | 5.5437 | 10.9395 | 16.5918 | 22.1821 | 27.7435 | 33.3198 | 38.8333 | 38.9324 | 39.2317 | 39.1517
| Clothes Washer Elec WH_Com, E - Appl [unit w/ elec dry - Dryer] | E | Yes | Small Retail | Appliances | NC | 0.053883 | 0.10444 | 0.15314 | 0.20026 | 0.24484 | 0.28911 | 0.33332 | 0.3229 | 0.31609 | 0.31105
| Clothes Washer Elec WH_Com, E - Appl [unit w/ elec dry - Dryer] | E | Yes | Small Retail | Appliances | REPL | 0.79015 | 1.5592 | 2.3649 | 3.1617 | 3.9543 | 4.7491 | 5.535 | 5.5491 | 5.5918 | 5.5804
| Clothes Washer Elec WH_Com, E - HWat [unit w/ elec dry - Water Heater] | E | Yes | Small Retail | Water Heating | NC | 0.0037461 | 0.0072613 | 0.010647 | 0.013923 | 0.017022 | 0.0201 | 0.023173 | 0.022449 | 0.021976 | 0.021625
| Clothes Washer Elec WH_Com, E - HWat [unit w/ elec dry - Water Heater] | E | Yes | Small Retail | Water Heating | REPL | 0.054934 | 0.1084 | 0.16441 | 0.21981 | 0.27492 | 0.33017 | 0.38481 | 0.38579 | 0.38876 | 0.38796
| Clothes Washer Elec WH_Com, E - Appl [unit w/ gas dry - Washer] | E | Yes | Small Retail | Appliances | NC | 0.094511 | 0.18319 | 0.26861 | 0.35126 | 0.42945 | 0.5071 | 0.58464 | 0.56636 | 0.55442 | 0.54558
| Clothes Washer Elec WH_Com, E - Appl [unit w/ gas dry - Washer] | E | Yes | Small Retail | Appliances | REPL | 1.3859 | 2.7349 | 4.148 | 5.5455 | 6.9359 | 8.33 | 9.7083 | 9.7331 | 9.8079 | 9.7879
| Clothes Washer Elec WH_Com, E - HWat [unit w/ gas dry - Water Heater] | E | Yes | Small Retail | Water Heating | NC | 0.00093653 | 0.0018153 | 0.0026617 | 0.0034807 | 0.0042556 | 0.005025 | 0.0057934 | 0.0056122 | 0.0054939 | 0.0054063
| Clothes Washer Elec WH_Com, E - HWat [unit w/ gas dry - Water Heater] | E | Yes | Small Retail | Water Heating | REPL | 0.013733 | 0.0271 | 0.041103 | 0.054952 | 0.068729 | 0.082544 | 0.096202 | 0.096448 | 0.097189 | 0.096991
| Clothes Washer Elec WH_Com, E - Appl [unit w/ propane dry - Washer] | E | Yes | Small Retail | Appliances | NC | 0.037804 | 0.073277 | 0.10744 | 0.1405 | 0.17178 | 0.20284 | 0.23386 | 0.22654 | 0.22177 | 0.21823
| Clothes Washer Elec WH_Com, E - Appl [unit w/ propane dry - Washer] | E | Yes | Small Retail | Appliances | REPL | 0.55437 | 1.0939 | 1.6592 | 2.2182 | 2.7744 | 3.332 | 3.8833 | 3.8932 | 3.9232 | 3.9152
| Clothes Washer Elec WH_Com, E - HWat [unit w/ propane dry - Water Heater] | E | Yes | Small Retail | Water Heating | NC | 0.00037461 | 0.00072613 | 0.0010647 | 0.0013923 | 0.0017022 | 0.00201 | 0.0023173 | 0.0022449 | 0.0021976 | 0.0021625
| Clothes Washer Elec WH_Com, E - HWat [unit w/ propane dry - Water Heater] | E | Yes | Small Retail | Water Heating | REPL | 0.0054934 | 0.01084 | 0.016441 | 0.021981 | 0.027492 | 0.033017 | 0.038481 | 0.038579 | 0.038876 | 0.038796
| Clothes Washer Gas WH_Com, E - Appl [unit w/ elec dry - Washer] | E | Yes | Small Retail | Appliances | NC | 0.18902 | 0.36639 | 0.53721 | 0.70252 | 0.85891 | 1.0142 | 1.1693 | 1.1327 | 1.1088 | 1.0912
| Clothes Washer Gas WH_Com, E - Appl [unit w/ elec dry - Washer] | E | Yes | Small Retail | Appliances | REPL | 2.7718 | 5.4697 | 8.2959 | 11.091 | 13.8718 | 16.6599 | 19.4166 | 19.4662 | 19.6159 | 19.5759
| Clothes Washer Gas WH_Com, E - Appl [unit w/ elec dry - Dryer] | E | Yes | Small Retail | Appliances | NC | 0.026942 | 0.052222 | 0.07657 | 0.10013 | 0.12242 | 0.14456 | 0.16666 | 0.16145 | 0.15805 | 0.15553
| Clothes Washer Gas WH_Com, E - Appl [unit w/ elec dry - Dryer] | E | Yes | Small Retail | Appliances | REPL | 0.39508 | 0.77961 | 1.1824 | 1.5808 | 1.9772 | 2.3746 | 2.7675 | 2.7746 | 2.7959 | 2.7902
| Clothes Washer Gas WH_Com, E - Appl [unit w/ gas dry - Washer] | E | Yes | Small Retail | Appliances | NC | 0.73719 | 1.4289 | 2.0951 | 2.7398 | 3.3497 | 3.9554 | 4.5602 | 4.4176 | 4.3245 | 4.2555
| Clothes Washer Gas WH_Com, E - Appl [unit w/ gas dry - Washer] | E | Yes | Small Retail | Appliances | REPL | 10.8102 | 21.3319 | 32.3541 | 43.2551 | 54.0998 | 64.9736 | 75.7249 | 75.9183 | 76.5019 | 76.3459
| Clothes Washer Gas WH_Com, E - Appl [unit w/ propane dry - Washer] | E | Yes | Small Retail | Appliances | NC | 0.037804 | 0.073277 | 0.10744 | 0.1405 | 0.17178 | 0.20284 | 0.23386 | 0.22654 | 0.22177 | 0.21823
| Clothes Washer Gas WH_Com, E - Appl [unit w/ propane dry - Washer] | E | Yes | Small Retail | Appliances | REPL | 0.55437 | 1.0939 | 1.6592 | 2.2182 | 2.7744 | 3.332 | 3.8833 | 3.8932 | 3.9232 | 3.9152
| Clothes Washer Oil WH_Com, E - Appl [unit w/ elec dry - Washer] | E | Yes | Small Retail | Appliances | NC | 0.22683 | 0.43966 | 0.64465 | 0.84303 | 1.0307 | 1.217 | 1.4031 | 1.3593 | 1.3306 | 1.3094
| Clothes Washer Oil WH_Com, E - Appl [unit w/ elec dry - Washer] | E | Yes | Small Retail | Appliances | REPL | 3.3262 | 6.5637 | 9.9551 | 13.3093 | 16.6461 | 19.9919 | 23.3 | 23.3595 | 23.539 | 23.491
| Clothes Washer Oil WH_Com, E - Appl [unit w/ elec dry - Dryer] | E | Yes | Small Retail | Appliances | NC | 0.03233 | 0.062666 | 0.091884 | 0.12016 | 0.14691 | 0.17347 | 0.19999 | 0.19374 | 0.18966 | 0.18663
| Clothes Washer Oil WH_Com, E - Appl [unit w/ elec dry - Dryer] | E | Yes | Small Retail | Appliances | REPL | 0.47409 | 0.93553 | 1.4189 | 1.897 | 2.3726 | 2.8495 | 3.321 | 3.3295 | 3.3551 | 3.3482
| Clothes Washer Oil WH_Com, E - Appl [unit w/ gas dry - Washer] | E | Yes | Small Retail | Appliances | NC | 0.037804 | 0.073277 | 0.10744 | 0.1405 | 0.17178 | 0.20284 | 0.23386 | 0.22654 | 0.22177 | 0.21823
| Clothes Washer Oil WH_Com, E - Appl [unit w/ gas dry - Washer] | E | Yes | Small Retail | Appliances | REPL | 0.55437 | 1.0939 | 1.6592 | 2.2182 | 2.7744 | 3.332 | 3.8833 | 3.8932 | 3.9232 | 3.9152
| Clothes Washer Oil WH_Com, E - Appl [unit w/ propane dry - Washer] | E | Yes | Small Retail | Appliances | NC | 0.056707 | 0.10992 | 0.16116 | 0.21076 | 0.25767 | 0.30426 | 0.35078 | 0.33982 | 0.33265 | 0.32735
| Clothes Washer Oil WH_Com, E - Appl [unit w/ propane dry - Washer] | E | Yes | Small Retail | Appliances | REPL | 0.83155 | 1.6409 | 2.4888 | 3.3273 | 4.1615 | 4.998 | 5.825 | 5.8399 | 5.8848 | 5.8728
| Clothes Washer Propane WH_Com, E - Appl [unit w/ elec dry - Washer] | E | Yes | Small Retail | Appliances | NC | 0.037804 | 0.073277 | 0.10744 | 0.1405 | 0.17178 | 0.20284 | 0.23386 | 0.22654 | 0.22177 | 0.21823
| Clothes Washer Propane WH_Com, E - Appl [unit w/ elec dry - Washer] | E | Yes | Small Retail | Appliances | REPL | 0.55437 | 1.0939 | 1.6592 | 2.2182 | 2.7744 | 3.332 | 3.8833 | 3.8932 | 3.9232 | 3.9152
| Clothes Washer Propane WH_Com, E - Appl [unit w/ elec dry - Dryer] | E | Yes | Small Retail | Appliances | NC | 0.0053883 | 0.010444 | 0.015314 | 0.020026 | 0.024484 | 0.028911 | 0.033332 | 0.03229 | 0.031609 | 0.031105
| Clothes Washer Propane WH_Com, E - Appl [unit w/ elec dry - Dryer] | E | Yes | Small Retail | Appliances | REPL | 0.079015 | 0.15592 | 0.23649 | 0.31617 | 0.39543 | 0.47491 | 0.5535 | 0.55491 | 0.55918 | 0.55804
| Clothes Washer Propane WH_Com, E - Appl [unit w/ gas dry - Washer] | E | Yes | Small Retail | Appliances | NC | 0.018902 | 0.036639 | 0.053721 | 0.070252 | 0.085891 | 0.10142 | 0.11693 | 0.11327 | 0.11088 | 0.10912
| Clothes Washer Propane WH_Com, E - Appl [unit w/ gas dry - Washer] | E | Yes | Small Retail | Appliances | REPL | 0.27718 | 0.54697 | 0.82959 | 1.1091 | 1.3872 | 1.666 | 1.9417 | 1.9466 | 1.9616 | 1.9576
| Clothes Washer Propane WH_Com, E - Appl [unit w/ propane dry - Washer] | E | Yes | Small Retail | Appliances | NC | 0.037804 | 0.073277 | 0.10744 | 0.1405 | 0.17178 | 0.20284 | 0.23386 | 0.22654 | 0.22177 | 0.21823
| Clothes Washer Propane WH_Com, E - Appl [unit w/ propane dry - Washer] | E | Yes | Small Retail | Appliances | REPL | 0.55437 | 1.0939 | 1.6592 | 2.2182 | 2.7744 | 3.332 | 3.8833 | 3.8932 | 3.9232 | 3.9152
| Dishwasher_Com, E - Appl [Building w elec WH] | E | Yes | Small Retail | Appliances | NC | 0.11043 | 0.21405 | 0.31384 | 0.41042 | 0.50178 | 0.5925 | 0.6831 | 0.77128 | 0.85917 | 0.94598
| Dishwasher_Com, E - Appl [Building w elec WH] | E | Yes | Small Retail | Appliances | REPL | 0.89607 | 1.7682 | 2.6819 | 3.5855 | 4.4844 | 5.3858 | 6.2769 | 7.1891 | 8.1096 | 9.0103
| Dishwasher_Com, E - HWat [Building w elec WH] | E | Yes | Small Retail | Water Heating | NC | 7.6667e-05 | 0.00014861 | 0.00021789 | 0.00028494 | 0.00034837 | 0.00041136 | 0.00047426 | 0.00053548 | 0.0005965 | 0.00065676
| Dishwasher_Com, E - HWat [Building w elec WH] | E | Yes | Small Retail | Water Heating | REPL | 0.00062212 | 0.0012276 | 0.001862 | 0.0024893 | 0.0031134 | 0.0037392 | 0.0043579 | 0.0049912 | 0.0056303 | 0.0062556
| Dishwasher_Com, E - Appl [Building w gas WH] | E | Yes | Small Retail | Appliances | NC | 0.27607 | 0.53512 | 0.78461 | 1.026 | 1.2545 | 1.4813 | 1.7078 | 1.9282 | 2.1479 | 2.3649
| Dishwasher_Com, E - Appl [Building w gas WH] | E | Yes | Small Retail | Appliances | REPL | 2.2402 | 4.4206 | 6.7047 | 8.9637 | 11.211 | 13.4644 | 15.6924 | 17.9726 | 20.274 | 22.5258
| Dishwasher_Com, E - Appl [Building w oil WH] | E | Yes | Small Retail | Appliances | NC | 0.027607 | 0.053512 | 0.078461 | 0.1026 | 0.12545 | 0.14813 | 0.17078 | 0.19282 | 0.21479 | 0.23649
| Dishwasher_Com, E - Appl [Building w oil WH] | E | Yes | Small Retail | Appliances | REPL | 0.22402 | 0.44206 | 0.67047 | 0.89637 | 1.1211 | 1.3464 | 1.5692 | 1.7973 | 2.0274 | 2.2526
| Dishwasher_Com, E - Appl [Building w propane WH] | E | Yes | Small Retail | Appliances | NC | 0.027607 | 0.053512 | 0.078461 | 0.1026 | 0.12545 | 0.14813 | 0.17078 | 0.19282 | 0.21479 | 0.23649
| Dishwasher_Com, E - Appl [Building w propane WH] | E | Yes | Small Retail | Appliances | REPL | 0.22402 | 0.44206 | 0.67047 | 0.89637 | 1.1211 | 1.3464 | 1.5692 | 1.7973 | 2.0274 | 2.2526
| Faucet Aerator_Com, E - HWat | E | Yes | Small Retail | Water Heating | RET | 2.2864 | 4.5117 | 6.8429 | 9.1485 | 11.4422 | 13.742 | 16.0159 | 18.3432 | 20.692 | 22.9902
| Pre Rinse Sprayers_Com, E - HWat | E | Yes | Small Retail | Water Heating | RET | 1.4974 | 2.9549 | 4.4816 | 4.6523 | 4.8509 | 4.8335 | 4.8183 | 4.8377 | 4.8694 | 4.8839
| Heat Pump Water Heater_Com, E - HWat | E | Yes | Small Retail | Water Heating | NC | 1.2446 | 2.4124 | 3.5372 | 4.6257 | 5.6554 | 6.6779 | 7.699 | 8.6928 | 9.6834 | 10.6618
| Heat Pump Water Heater_Com, E - HWat | E | Yes | Small Retail | Water Heating | RET | 12.3924 | 23.2841 | 33.5871 | 42.7885 | 51.0544 | 58.6632 | 65.5797 | 72.0981 | 78.166 | 83.6518
| Heat Pump Water Heater_Com, E - HWat | E | Yes | Small Retail | Water Heating | REPL | 12.7757 | 22.7235 | 31.8418 | 39.5716 | 45.9798 | 51.2487 | 55.3146 | 58.3055 | 60.143 | 60.7851
| Clothes Dryer_Com, E - Appl | E | Yes | Small Retail | Appliances | NC | 2.0124 | 3.9007 | 5.7193 | 7.4793 | 9.1443 | 10.7976 | 12.4486 | 14.0555 | 15.6572 | 17.2391
| Clothes Dryer_Com, E - Appl | E | Yes | Small Retail | Appliances | RET | 19.6561 | 36.9673 | 53.3763 | 68.0606 | 81.2791 | 93.2718 | 104.0011 | 114.1681 | 123.6858 | 132.3402
| Clothes Dryer_Com, E - Appl | E | Yes | Small Retail | Appliances | REPL | 14.7551 | 26.2441 | 36.7752 | 45.7026 | 53.1037 | 59.0404 | 63.4428 | 66.6199 | 68.4854 | 68.9988
| Pnemautic to DDC_Com, E - TotE [Building w Elec Heat] | E | Yes | Small Retail | Total Electric | RET | 188.108 | 371.1968 | 562.9931 | 752.6812 | 941.3908 | 1130.6053 | 1317.6873 | 1509.161 | 1702.4053 | 1891.4866
| Pnemautic to DDC_Com, E - TotE [Building w Gas Heat] | E | No | Small Retail | Total Electric | RET | 199.1743 | 393.0341 | 596.1137 | 796.961 | 996.7722 | 1197.1181 | 1395.206 | 1597.9439 | 1802.5567 | 2002.7616
| Pnemautic to DDC_Com, E - TotE [Building w Oil Heat] | E | No | Small Retail | Total Electric | RET | 53.5891 | 105.7483 | 160.3881 | 214.4273 | 268.1878 | 322.0921 | 375.3889 | 429.9368 | 484.9891 | 538.8555
| Pnemautic to DDC_Com, E - TotE [Building w Propane Heat] | E | No | Small Retail | Total Electric | RET | 16.15 | 31.8691 | 48.3357 | 64.6213 | 80.823 | 97.068 | 113.1299 | 129.5688 | 146.1598 | 162.3933
| RCx_Com, E - TotE [Building w Elec Heat] | E | Yes | Small Retail | Total Electric | RET | 645.8418 | 1274.4509 | 1932.956 | 2584.2227 | 3232.1298 | 3881.7706 | 4524.0896 | 5181.487 | 5199.1218 | 5219.6962
| RCx_Com, E - TotE [Building w Gas Heat] | E | Yes | Small Retail | Total Electric | RET | 1318.8272 | 2602.4645 | 3947.1503 | 5277.0553 | 6600.0997 | 7926.6846 | 9238.318 | 10580.7419 | 10616.7527 | 10658.7661
| RCx_Com, E - TotE [Building w Oil Heat] | E | Yes | Small Retail | Total Electric | RET | 354.8387 | 700.2093 | 1062.0054 | 1419.8247 | 1775.798 | 2132.724 | 2485.6271 | 2846.8146 | 2856.5036 | 2867.8075
| RCx_Com, E - TotE [Building w Propane Heat] | E | Yes | Small Retail | Total Electric | RET | 106.9367 | 211.0201 | 320.0535 | 427.8885 | 535.1671 | 642.7329 | 749.0863 | 857.9363 | 860.8563 | 864.2629
| Commissioning_Com, E - TotE [Building w Elec Heat] | E | Yes | Small Retail | Total Electric | NC | 0 | 0 | 0 | 0 | 0 | 0 | 0 | 0 | 0 | 0
| Commissioning_Com, E - TotE [Building w Gas Heat] | E | Yes | Small Retail | Total Electric | NC | 0 | 0 | 0 | 0 | 0 | 0 | 0 | 0 | 0 | 0
| Commissioning_Com, E - TotE [Building w Oil Heat] | E | Yes | Small Retail | Total Electric | NC | 0 | 0 | 0 | 0 | 0 | 0 | 0 | 0 | 0 | 0
| Commissioning_Com, E - TotE [Building w Propane Heat] | E | Yes | Small Retail | Total Electric | NC | 0 | 0 | 0 | 0 | 0 | 0 | 0 | 0 | 0 | 0
| Integrated Building Design_Com, E - TotE [Building w Elec Heat] | E | Yes | Small Retail | Total Electric | NC | 52.7004 | 102.1509 | 149.7773 | 195.867 | 239.4687 | 282.7655 | 326.0026 | 368.0837 | 410.0275 | 451.455
| Integrated Building Design_Com, E - TotE [Building w Gas Heat] | E | Yes | Small Retail | Total Electric | NC | 107.6158 | 208.595 | 305.8494 | 399.9658 | 489.0017 | 577.415 | 665.7064 | 751.6372 | 837.2876 | 921.8837
| Integrated Building Design_Com, E - TotE [Building w Oil Heat] | E | Yes | Small Retail | Total Electric | NC | 28.9547 | 56.1238 | 82.2907 | 107.6133 | 131.569 | 155.3571 | 179.1125 | 202.2327 | 225.2775 | 248.0386
| Integrated Building Design_Com, E - TotE [Building w Propane Heat] | E | Yes | Small Retail | Total Electric | NC | 8.726 | 16.9139 | 24.7997 | 32.4311 | 39.6506 | 46.8195 | 53.9786 | 60.9463 | 67.8912 | 74.7507
| Deep Energy Retrofit_Com, E - TotE [Building w Elec Heat] | E | Yes | Small Retail | Total Electric | RET | 189.5234 | 373.9899 | 567.2294 | 758.3448 | 948.4743 | 1139.1126 | 1327.6023 | 1520.5167 | 1715.2152 | 1905.7192
| Deep Energy Retrofit_Com, E - TotE [Building w Gas Heat] | E | Yes | Small Retail | Total Electric | RET | 387.0122 | 763.6979 | 1158.2984 | 1548.5614 | 1936.8112 | 2326.0999 | 2711.0011 | 3104.9378 | 3502.5175 | 3891.5321
| Deep Energy Retrofit_Com, E - TotE [Building w Oil Heat] | E | Yes | Small Retail | Total Electric | RET | 104.128 | 205.4777 | 311.6474 | 416.6501 | 521.1111 | 625.8517 | 729.4118 | 835.4029 | 942.3742 | 1047.041
| Deep Energy Retrofit_Com, E - TotE [Building w Propane Heat] | E | Yes | Small Retail | Total Electric | RET | 31.3808 | 61.9242 | 93.9203 | 125.5646 | 157.0458 | 188.6111 | 219.8207 | 251.763 | 284.0006 | 315.5437
| EMS_Com, E - TotE [Building w Elec Heat] | E | Yes | Small Retail | Total Electric | NC | 95.8589 | 185.8063 | 272.4357 | 356.2701 | 435.579 | 514.3332 | 592.9789 | 669.5218 | 745.8151 | 821.1692
| EMS_Com, E - TotE [Building w Elec Heat] | E | Yes | Small Retail | Total Electric | RET | 1199.8948 | 2367.7732 | 3591.1948 | 4801.1683 | 6004.9001 | 7211.8529 | 8405.2027 | 9626.5663 | 10859.2244 | 12065.3275
| EMS_Com, E - TotE [Building w Gas Heat] | E | Yes | Small Retail | Total Electric | NC | 195.7466 | 379.4216 | 556.3214 | 727.5136 | 889.4645 | 1050.2829 | 1210.8796 | 1367.1824 | 1522.9754 | 1676.8506
| EMS_Com, E - TotE [Building w Gas Heat] | E | Yes | Small Retail | Total Electric | RET | 2450.2188 | 4835.0593 | 7333.3205 | 9804.1204 | 12262.1745 | 14726.8061 | 17163.6598 | 19657.7185 | 22174.8411 | 24637.7373
| EMS_Com, E - TotE [Building w Oil Heat] | E | Yes | Small Retail | Total Electric | NC | 52.6668 | 102.0857 | 149.6817 | 195.7421 | 239.316 | 282.5852 | 325.7947 | 367.849 | 409.766 | 451.1671
| EMS_Com, E - TotE [Building w Oil Heat] | E | Yes | Small Retail | Total Electric | RET | 659.2467 | 1300.9029 | 1973.0756 | 2637.8598 | 3299.2146 | 3962.3391 | 4617.9898 | 5289.0318 | 5966.2794 | 6628.937
| EMS_Com, E - TotE [Building w Propane Heat] | E | Yes | Small Retail | Total Electric | NC | 15.8721 | 30.7653 | 45.1092 | 58.9902 | 72.122 | 85.1619 | 98.1838 | 110.8576 | 123.49 | 135.9669
| EMS_Com, E - TotE [Building w Propane Heat] | E | Yes | Small Retail | Total Electric | RET | 198.6753 | 392.0494 | 594.6201 | 794.9642 | 994.2748 | 1194.1187 | 1391.7103 | 1593.9403 | 1798.0405 | 1997.7437
| VFDs on HVAC Pumps_Com, E - Oth | E | Yes | Small Retail | Other | RET | 230.8936 | 455.6262 | 691.047 | 923.88 | 1155.5119 | 1156.8701 | 1161.7715 | 1161.3755 | 1165.7406 | 1166.1969
| ECM Circulators_Com, E - Oth | E | Yes | Small Retail | Other | RET | 393.277 | 776.0602 | 1177.0483 | 1573.6287 | 1968.1632 | 2363.7536 | 2754.8853 | 3155.1989 | 3559.2144 | 3954.5261
| Motors_Com, E - Oth | E | Yes | Small Retail | Other | NC | 6.4319 | 12.4671 | 18.2797 | 23.9047 | 29.2261 | 34.5103 | 39.7872 | 44.923 | 50.042 | 55.0981
| Motors_Com, E - Oth | E | Yes | Small Retail | Other | RET | 196.0862 | 368.0458 | 530.35 | 674.9786 | 804.6167 | 789.5485 | 777.9606 | 765.2029 | 756.0448 | 746.9698
| Motors_Com, E - Oth | E | Yes | Small Retail | Other | REPL | 44.0149 | 78.2872 | 109.7017 | 136.3325 | 158.4103 | 176.1198 | 189.2522 | 198.3123 | 203.0349 | 203.3299
| Ext Area Ltg_Com, E - ExtL | E | Yes | Small Retail | Exterior Lighting | NC | 74.9213 | 145.2222 | 212.9299 | 278.453 | 340.4391 | 401.9917 | 463.4595 | 523.2838 | 582.9129 | 641.8081
| Ext Area Ltg_Com, E - ExtL | E | Yes | Small Retail | Exterior Lighting | RET | 384.5292 | 740.0847 | 1093.9268 | 1426.3818 | 1740.5847 | 2098.4811 | 2480.9128 | 2872.322 | 3267.3509 | 3653.8696
| Ext Area Ltg_Com, E - ExtL | E | Yes | Small Retail | Exterior Lighting | REPL | 673.6952 | 1198.2705 | 1679.1037 | 2086.7161 | 2424.6408 | 2798.3795 | 3202.422 | 3651.276 | 4139.9338 | 4652.9496
| Street Ltg_Com, E - ExtL | E | Yes | Small Retail | Exterior Lighting | NC | 13.946 | 27.032 | 39.6352 | 51.8318 | 63.3701 | 74.8276 | 86.2693 | 97.4052 | 108.5047 | 119.4675
| Street Ltg_Com, E - ExtL | E | Yes | Small Retail | Exterior Lighting | RET | 71.5771 | 137.7609 | 203.6259 | 265.5097 | 323.9961 | 390.6157 | 461.8024 | 534.6601 | 608.1916 | 680.139
| Street Ltg_Com, E - ExtL | E | Yes | Small Retail | Exterior Lighting | REPL | 125.403 | 223.0486 | 312.5519 | 388.4258 | 451.3278 | 520.8963 | 596.1056 | 679.6562 | 770.6161 | 866.1099
| Ext Ltg Ctrls_Com, E - ExtL | E | Yes | Small Retail | Exterior Lighting | RET | 462.4981 | 912.6554 | 1384.2218 | 1850.6047 | 2314.5817 | 2779.8004 | 3239.7756 | 3710.5488 | 3723.1774 | 3737.911
| Ext Ltg Dsgn_Com, E - ExtL | E | Yes | Small Retail | Exterior Lighting | NC | 9.0113 | 17.4668 | 25.6104 | 33.4913 | 40.9468 | 48.3501 | 55.7433 | 62.9387 | 70.1107 | 77.1944
| Ext Ltg Dsgn_Com, E - ExtL | E | Yes | Small Retail | Exterior Lighting | REPL | 61.6664 | 121.6874 | 184.5629 | 246.7473 | 308.6109 | 370.64 | 431.9701 | 494.7398 | 558.0901 | 620.0755
| Int Ltg Ctrls_Com, E - IntL [No Heat] | E | Yes | Small Retail | Interior Lighting | RET | 709.3905 | 1399.8525 | 2123.1522 | 2838.5014 | 3550.1603 | 4263.7236 | 4969.2446 | 5691.3276 | 5710.6977 | 5733.2965
| Int Ltg Ctrls_Com, E - IntL [Electric Heat] | E | Yes | Small Retail | Interior Lighting | RET | 652.6675 | 1287.9201 | 1953.3847 | 2611.5345 | 3266.2891 | 3922.7958 | 4571.9032 | 5236.2484 | 5254.0696 | 5274.8614
| Int Ltg Ctrls_Com, E/G - IntL | E | Yes | Small Retail | Interior Lighting | RET | 3374.488 | 6658.9357 | 10099.5884 | 13502.4212 | 16887.6999 | 20282.0377 | 23638.1189 | 27072.9839 | 27165.1249 | 27272.6249
| Int Ltg Ctrls_Com, E/O - IntL | E | Yes | Small Retail | Interior Lighting | RET | 754.343 | 1488.5582 | 2257.6919 | 3018.3712 | 3775.1264 | 4533.9067 | 5284.135 | 6051.9749 | 6072.5723 | 6096.6032
| Int Ltg Ctrls_Com, E/P - IntL | E | Yes | Small Retail | Interior Lighting | RET | 31.9345 | 63.0169 | 95.5776 | 127.7803 | 159.817 | 191.9393 | 223.6997 | 256.2056 | 257.0775 | 258.0949
| Exit Sign RetFit_Com, E - IntL [No Heat] | E | Yes | Small Retail | Interior Lighting | RET | 26.9542 | 53.1893 | 80.672 | 107.8526 | 134.8931 | 162.0058 | 188.8131 | 216.2496 | 243.9398 | 271.0335
| Exit Sign RetFit_Com, E - IntL [Electric Heat] | E | Yes | Small Retail | Interior Lighting | RET | 28.4927 | 56.2251 | 85.2764 | 114.0084 | 142.5922 | 171.2525 | 199.5898 | 228.5922 | 257.8629 | 286.503
| Exit Sign RetFit_Com, E/G - IntL | E | Yes | Small Retail | Interior Lighting | RET | 131.5711 | 259.6315 | 393.7823 | 526.4585 | 658.4503 | 790.7953 | 921.6487 | 1055.5739 | 1190.7375 | 1322.9893
| Exit Sign RetFit_Com, E/O - IntL | E | Yes | Small Retail | Interior Lighting | RET | 29.2675 | 57.7541 | 87.5954 | 117.1088 | 146.4698 | 175.9095 | 205.0174 | 234.8085 | 264.8752 | 294.2941
| Exit Sign RetFit_Com, E/P - IntL | E | Yes | Small Retail | Interior Lighting | RET | 1.2376 | 2.4422 | 3.704 | 4.952 | 6.1936 | 7.4385 | 8.6693 | 9.9291 | 11.2005 | 12.4445
| LED HiLo Bay_Com, E - IntL [No Heat] | E | Yes | Small Retail | Interior Lighting | NC | 7.3181 | 14.185 | 20.7985 | 27.1987 | 33.2533 | 39.2656 | 45.2697 | 51.1132 | 56.9376 | 62.6904
| LED HiLo Bay_Com, E - IntL [No Heat] | E | Yes | Small Retail | Interior Lighting | RET | 56.841 | 108.44 | 158.8532 | 205.3549 | 248.5016 | 288.8506 | 326.0585 | 361.5755 | 395.0073 | 428.7902
| LED HiLo Bay_Com, E - IntL [No Heat] | E | Yes | Small Retail | Interior Lighting | REPL | 39.0924 | 69.5318 | 97.433 | 121.0855 | 140.6942 | 156.4231 | 168.0869 | 176.0452 | 180.0612 | 182.313
| LED HiLo Bay_Com, E - IntL [Electric Heat] | E | Yes | Small Retail | Interior Lighting | NC | 6.7395 | 13.0633 | 19.1539 | 25.048 | 30.6239 | 36.1608 | 41.6901 | 47.0716 | 52.4355 | 57.7333
| LED HiLo Bay_Com, E - IntL [Electric Heat] | E | Yes | Small Retail | Interior Lighting | RET | 52.3465 | 99.8654 | 146.2924 | 189.1171 | 228.8521 | 266.0107 | 300.2765 | 332.9851 | 363.7734 | 394.885
| LED HiLo Bay_Com, E - IntL [Electric Heat] | E | Yes | Small Retail | Interior Lighting | REPL | 36.0013 | 64.0338 | 89.7288 | 111.5111 | 129.5693 | 144.0545 | 154.796 | 162.125 | 165.8235 | 167.8971
| LED HiLo Bay_Com, E/G - IntL | E | Yes | Small Retail | Interior Lighting | NC | 35.0142 | 67.869 | 99.512 | 130.1339 | 159.1029 | 187.8693 | 216.596 | 244.5547 | 272.4221 | 299.9465
| LED HiLo Bay_Com, E/G - IntL | E | Yes | Small Retail | Interior Lighting | RET | 271.9599 | 518.8389 | 760.0445 | 982.5353 | 1188.9737 | 1382.0264 | 1560.0502 | 1729.9842 | 1889.9409 | 2051.5777
| LED HiLo Bay_Com, E/G - IntL | E | Yes | Small Retail | Interior Lighting | REPL | 187.0403 | 332.68 | 466.1754 | 579.3423 | 673.1615 | 748.4177 | 804.2238 | 842.3011 | 861.5159 | 872.2894
| LED HiLo Bay_Com, E/O - IntL | E | Yes | Small Retail | Interior Lighting | NC | 7.7888 | 15.0972 | 22.1361 | 28.9478 | 35.3919 | 41.7908 | 48.181 | 54.4003 | 60.5993 | 66.722
| LED HiLo Bay_Com, E/O - IntL | E | Yes | Small Retail | Interior Lighting | RET | 60.4965 | 115.4138 | 169.0691 | 218.5614 | 264.4828 | 307.4267 | 347.0274 | 384.8286 | 420.4104 | 456.3659
| LED HiLo Bay_Com, E/O - IntL | E | Yes | Small Retail | Interior Lighting | REPL | 41.6064 | 74.0034 | 103.699 | 128.8726 | 149.7423 | 166.4828 | 178.8966 | 187.3668 | 191.641 | 194.0376
| LED HiLo Bay_Com, E/P - IntL | E | Yes | Small Retail | Interior Lighting | NC | 0.32935 | 0.6384 | 0.93604 | 1.2241 | 1.4966 | 1.7672 | 2.0374 | 2.3004 | 2.5625 | 2.8214
| LED HiLo Bay_Com, E/P - IntL | E | Yes | Small Retail | Interior Lighting | RET | 2.5581 | 4.8804 | 7.1492 | 9.2421 | 11.1839 | 12.9998 | 14.6744 | 16.2728 | 17.7774 | 19.2978
| LED HiLo Bay_Com, E/P - IntL | E | Yes | Small Retail | Interior Lighting | REPL | 1.7594 | 3.1293 | 4.385 | 5.4495 | 6.332 | 7.0399 | 7.5648 | 7.923 | 8.1037 | 8.205
| Repl Scre_Com, E - IntL [No Heat] | E | Yes | Small Retail | Interior Lighting | NC | 51.8814 | 100.5633 | 48.6819 | 0 | 0 | 0 | 0 | 0 | 0 | 0
| Repl Scre_Com, E - IntL [No Heat] | E | Yes | Small Retail | Interior Lighting | RET | 195.8063 | 386.3879 | 190.5816 | 0 | 0 | 0 | 0 | 0 | 0 | 0
| Repl Scre_Com, E - IntL [No Heat] | E | Yes | Small Retail | Interior Lighting | REPL | 2662.7837 | 5254.5173 | 2591.7336 | 0 | 0 | 0 | 0 | 0 | 0 | 0
| Repl Scre_Com, E - IntL [Electric Heat] | E | Yes | Small Retail | Interior Lighting | NC | 54.8426 | 106.303 | 51.4605 | 0 | 0 | 0 | 0 | 0 | 0 | 0
| Repl Scre_Com, E - IntL [Electric Heat] | E | Yes | Small Retail | Interior Lighting | RET | 206.9821 | 408.4414 | 201.4593 | 0 | 0 | 0 | 0 | 0 | 0 | 0
| Repl Scre_Com, E - IntL [Electric Heat] | E | Yes | Small Retail | Interior Lighting | REPL | 2814.7648 | 5554.4244 | 2739.6596 | 0 | 0 | 0 | 0 | 0 | 0 | 0
| Repl Scre_Com, E/G - IntL | E | Yes | Small Retail | Interior Lighting | NC | 253.2474 | 490.8772 | 237.6298 | 0 | 0 | 0 | 0 | 0 | 0 | 0
| Repl Scre_Com, E/G - IntL | E | Yes | Small Retail | Interior Lighting | RET | 955.7846 | 1886.0664 | 930.2817 | 0 | 0 | 0 | 0 | 0 | 0 | 0
| Repl Scre_Com, E/G - IntL | E | Yes | Small Retail | Interior Lighting | REPL | 12997.7832 | 25648.7516 | 12650.9684 | 0 | 0 | 0 | 0 | 0 | 0 | 0
| Repl Scre_Com, E/O - IntL | E | Yes | Small Retail | Interior Lighting | NC | 56.334 | 109.1938 | 52.8599 | 0 | 0 | 0 | 0 | 0 | 0 | 0
| Repl Scre_Com, E/O - IntL | E | Yes | Small Retail | Interior Lighting | RET | 212.6108 | 419.5485 | 206.9377 | 0 | 0 | 0 | 0 | 0 | 0 | 0
| Repl Scre_Com, E/O - IntL | E | Yes | Small Retail | Interior Lighting | REPL | 2891.309 | 5705.4704 | 2814.1614 | 0 | 0 | 0 | 0 | 0 | 0 | 0
| Repl Scre_Com, E/P - IntL | E | Yes | Small Retail | Interior Lighting | NC | 2.3821 | 4.6174 | 2.2352 | 0 | 0 | 0 | 0 | 0 | 0 | 0
| Repl Scre_Com, E/P - IntL | E | Yes | Small Retail | Interior Lighting | RET | 8.9904 | 17.741 | 8.7505 | 0 | 0 | 0 | 0 | 0 | 0 | 0
| Repl Scre_Com, E/P - IntL | E | Yes | Small Retail | Interior Lighting | REPL | 122.2615 | 241.2607 | 118.9992 | 0 | 0 | 0 | 0 | 0 | 0 | 0
| Lin LED Fixture_Com, E - IntL [No Heat] | E | Yes | Small Retail | Interior Lighting | NC | 12.4742 | 24.179 | 35.4522 | 46.3616 | 56.682 | 66.9304 | 77.1645 | 87.1251 | 97.0532 | 106.859
| Lin LED Fixture_Com, E - IntL [No Heat] | E | Yes | Small Retail | Interior Lighting | RET | 75.8182 | 143.8452 | 209.5373 | 269.4289 | 324.3544 | 375.1221 | 421.3941 | 465.0506 | 509.0016 | 551.9073
| Lin LED Fixture_Com, E - IntL [No Heat] | E | Yes | Small Retail | Interior Lighting | REPL | 77.1604 | 137.2417 | 192.313 | 238.9981 | 277.7017 | 308.7474 | 331.7692 | 347.4774 | 358.7979 | 365.4393
| Lin LED Fixture_Com, E - IntL [Electric Heat] | E | Yes | Small Retail | Interior Lighting | NC | 13.1861 | 25.5591 | 37.4756 | 49.0077 | 59.9172 | 70.7505 | 81.5688 | 92.0979 | 102.5926 | 112.9581
| Lin LED Fixture_Com, E - IntL [Electric Heat] | E | Yes | Small Retail | Interior Lighting | RET | 80.1456 | 152.0553 | 221.4968 | 284.8069 | 342.8672 | 396.5326 | 445.4456 | 491.5938 | 538.0534 | 583.408
| Lin LED Fixture_Com, E - IntL [Electric Heat] | E | Yes | Small Retail | Interior Lighting | REPL | 81.5644 | 145.0749 | 203.2894 | 252.6392 | 293.5518 | 326.3695 | 350.7053 | 367.3101 | 379.2767 | 386.2971
| Lin LED Fixture_Com, E/G - IntL | E | Yes | Small Retail | Interior Lighting | NC | 60.8898 | 118.0245 | 173.0518 | 226.3036 | 276.6807 | 326.7056 | 376.6615 | 425.2817 | 473.7434 | 521.6085
| Lin LED Fixture_Com, E/G - IntL | E | Yes | Small Retail | Interior Lighting | RET | 370.0895 | 702.1481 | 1022.8094 | 1315.1571 | 1583.2634 | 1831.0746 | 2056.941 | 2270.0405 | 2484.5776 | 2694.0122
| Lin LED Fixture_Com, E/G - IntL | E | Yes | Small Retail | Interior Lighting | REPL | 376.6413 | 669.9145 | 938.7328 | 1166.6158 | 1355.5386 | 1507.0813 | 1619.4573 | 1696.1334 | 1751.392 | 1783.8103
| Lin LED Fixture_Com, E/O - IntL | E | Yes | Small Retail | Interior Lighting | NC | 13.5447 | 26.2541 | 38.4947 | 50.3404 | 61.5466 | 72.6745 | 83.787 | 94.6024 | 105.3825 | 116.0299
| Lin LED Fixture_Com, E/O - IntL | E | Yes | Small Retail | Interior Lighting | RET | 82.3251 | 156.1903 | 227.5202 | 292.5519 | 352.1911 | 407.3158 | 457.559 | 504.9622 | 552.6851 | 599.2731
| Lin LED Fixture_Com, E/O - IntL | E | Yes | Small Retail | Interior Lighting | REPL | 83.7825 | 149.02 | 208.8177 | 259.5094 | 301.5346 | 335.2447 | 360.2423 | 377.2986 | 389.5907 | 396.802
| Lin LED Fixture_Com, E/P - IntL | E | Yes | Small Retail | Interior Lighting | NC | 0.57275 | 1.1102 | 1.6278 | 2.1287 | 2.6026 | 3.0731 | 3.543 | 4.0003 | 4.4562 | 4.9064
| Lin LED Fixture_Com, E/P - IntL | E | Yes | Small Retail | Interior Lighting | RET | 3.4812 | 6.6046 | 9.6209 | 12.3708 | 14.8927 | 17.2237 | 19.3483 | 21.3528 | 23.3708 | 25.3408
| Lin LED Fixture_Com, E/P - IntL | E | Yes | Small Retail | Interior Lighting | REPL | 3.5428 | 6.3014 | 8.83 | 10.9736 | 12.7506 | 14.1761 | 15.2332 | 15.9544 | 16.4742 | 16.7791
| LED Tube Repl_Com, E - IntL [No Heat] | E | Yes | Small Retail | Interior Lighting | RET | 477.0104 | 905.0025 | 1318.3047 | 1695.1132 | 2040.6768 | 2391.8305 | 2743.2786 | 3106.9887 | 3477.7948 | 3843.9792
| LED Tube Repl_Com, E - IntL [No Heat] | E | Yes | Small Retail | Interior Lighting | REPL | 712.921 | 1268.0396 | 1776.8693 | 2208.2148 | 2565.8152 | 2900.111 | 3206.651 | 3495.8359 | 3762.9168 | 3999.9997
| LED Tube Repl_Com, E - IntL [Electric Heat] | E | Yes | Small Retail | Interior Lighting | RET | 504.2363 | 956.6565 | 1393.5483 | 1791.8636 | 2157.1506 | 2528.3467 | 2899.8541 | 3284.3234 | 3676.2936 | 4063.3784
| LED Tube Repl_Com, E - IntL [Electric Heat] | E | Yes | Small Retail | Interior Lighting | REPL | 753.6117 | 1340.4144 | 1878.286 | 2334.251 | 2712.2618 | 3065.6379 | 3389.674 | 3695.3644 | 3977.6893 | 4228.3039
| LED Tube Repl_Com, E/G - IntL | E | Yes | Small Retail | Interior Lighting | RET | 2328.4198 | 4417.5676 | 6435.0095 | 8274.3163 | 9961.1078 | 11675.1858 | 13390.7011 | 15166.0711 | 16976.0781 | 18763.5254
| LED Tube Repl_Com, E/G - IntL | E | Yes | Small Retail | Interior Lighting | REPL | 3479.9644 | 6189.6521 | 8673.3902 | 10778.9071 | 12524.4533 | 14156.2435 | 15652.5501 | 17064.1416 | 18367.8375 | 19525.1044
| LED Tube Repl_Com, E/O - IntL | E | Yes | Small Retail | Interior Lighting | RET | 517.9484 | 982.6717 | 1431.4442 | 1840.5912 | 2215.8118 | 2597.1021 | 2978.7122 | 3373.6367 | 3776.2661 | 4173.8772
| LED Tube Repl_Com, E/O - IntL | E | Yes | Small Retail | Interior Lighting | REPL | 774.1053 | 1376.8653 | 1929.3637 | 2397.7282 | 2786.0185 | 3149.0043 | 3481.8522 | 3795.8555 | 4085.8579 | 4343.2876
| LED Tube Repl_Com, E/P - IntL | E | Yes | Small Retail | Interior Lighting | RET | 21.9019 | 41.5531 | 60.5298 | 77.831 | 93.6975 | 109.8207 | 125.9574 | 142.6571 | 159.6826 | 176.496
| LED Tube Repl_Com, E/P - IntL | E | Yes | Small Retail | Interior Lighting | REPL | 32.7337 | 58.2219 | 81.5848 | 101.39 | 117.8092 | 133.1583 | 147.2331 | 160.511 | 172.774 | 183.6596
| Repl pin CFL wLED_Com, E - IntL [No Heat] | E | Yes | Small Retail | Interior Lighting | RET | 14.8183 | 28.3193 | 41.5584 | 53.8151 | 65.2292 | 77.5721 | 90.6073 | 104.745 | 119.766 | 134.6609
| Repl pin CFL wLED_Com, E - IntL [No Heat] | E | Yes | Small Retail | Interior Lighting | REPL | 28.8889 | 51.3834 | 72.0022 | 89.4812 | 103.9718 | 118.7727 | 133.6752 | 149.2023 | 165.1502 | 181.0257
| Repl pin CFL wLED_Com, E - IntL [Electric Heat] | E | Yes | Small Retail | Interior Lighting | RET | 15.664 | 29.9357 | 43.9304 | 56.8867 | 68.9522 | 81.9996 | 95.7788 | 110.7235 | 126.6018 | 142.3469
| Repl pin CFL wLED_Com, E - IntL [Electric Heat] | E | Yes | Small Retail | Interior Lighting | REPL | 30.5378 | 54.3162 | 76.1118 | 94.5884 | 109.9061 | 125.5518 | 141.3049 | 157.7182 | 174.5763 | 191.358
| Repl pin CFL wLED_Com, E/G - IntL | E | Yes | Small Retail | Interior Lighting | RET | 72.3321 | 138.2343 | 202.8582 | 262.6865 | 318.4018 | 378.651 | 442.2794 | 511.2895 | 584.6109 | 657.3173
| Repl pin CFL wLED_Com, E/G - IntL | E | Yes | Small Retail | Interior Lighting | REPL | 141.0149 | 250.8168 | 351.4627 | 436.7824 | 507.5153 | 579.7626 | 652.5058 | 728.2976 | 806.1436 | 883.6367
| Repl pin CFL wLED_Com, E/O - IntL | E | Yes | Small Retail | Interior Lighting | RET | 16.09 | 30.7497 | 45.1251 | 58.4336 | 70.8273 | 84.2295 | 98.3834 | 113.7345 | 130.0446 | 146.2178
| Repl pin CFL wLED_Com, E/O - IntL | E | Yes | Small Retail | Interior Lighting | REPL | 31.3683 | 55.7933 | 78.1816 | 97.1606 | 112.8949 | 128.9661 | 145.1475 | 162.0071 | 179.3237 | 196.5617
| Repl pin CFL wLED_Com, E/P - IntL | E | Yes | Small Retail | Interior Lighting | RET | 0.68038 | 1.3003 | 1.9082 | 2.4709 | 2.995 | 3.5617 | 4.1602 | 4.8094 | 5.499 | 6.1829
| Repl pin CFL wLED_Com, E/P - IntL | E | Yes | Small Retail | Interior Lighting | REPL | 1.3264 | 2.3593 | 3.306 | 4.1085 | 4.7739 | 5.4534 | 6.1377 | 6.8506 | 7.5829 | 8.3118
| Refrig Case LED_Com, E - IntL | E | Yes | Small Retail | Interior Lighting | NC | 221.0447 | 428.4578 | 628.22 | 821.5369 | 1004.4183 | 1186.0207 | 1367.3728 | 1543.8761 | 1719.8037 | 1893.5657
| Refrig Case LED_Com, E - IntL | E | Yes | Small Retail | Interior Lighting | RET | 1134.5 | 2183.5171 | 3227.4791 | 4208.3413 | 5135.3536 | 6018.3719 | 6847.7846 | 7654.2236 | 8548.8293 | 9499.1844
| Refrig Case LED_Com, E - IntL | E | Yes | Small Retail | Interior Lighting | REPL | 1418.125 | 2522.3535 | 3534.505 | 4392.5271 | 5103.857 | 5674.4438 | 6097.5606 | 6386.2603 | 6683.7 | 6980.6713
| Refrig Case Ctrls_Com, E - IntL | E | Yes | Small Retail | Interior Lighting | RET | 888.5586 | 1753.4081 | 2659.3889 | 3555.4112 | 4446.8111 | 5340.5965 | 6224.3083 | 7128.7651 | 7153.0274 | 7181.3339
| Stair Occ Sensor_Com, E - IntL [No Heat] | E | Yes | Small Retail | Interior Lighting | NC | 9.6662 | 18.7364 | 27.4719 | 35.9256 | 43.923 | 51.8644 | 59.7949 | 67.5133 | 75.2066 | 82.8052
| Stair Occ Sensor_Com, E - IntL [No Heat] | E | Yes | Small Retail | Interior Lighting | RET | 74.4171 | 146.8486 | 222.7248 | 297.767 | 372.4221 | 447.277 | 521.2882 | 597.0368 | 673.4859 | 748.2881
| Stair Occ Sensor_Com, E - IntL [Electric Heat] | E | Yes | Small Retail | Interior Lighting | NC | 10.2179 | 19.8058 | 29.0399 | 37.9761 | 46.4299 | 54.8246 | 63.2077 | 71.3667 | 79.4991 | 87.5314
| Stair Occ Sensor_Com, E - IntL [Electric Heat] | E | Yes | Small Retail | Interior Lighting | RET | 78.6646 | 155.2301 | 235.4371 | 314.7624 | 393.6785 | 472.8058 | 551.0413 | 631.1133 | 711.9258 | 790.9974
| Stair Occ Sensor_Com, E/G - IntL | E | Yes | Small Retail | Interior Lighting | NC | 47.1836 | 91.4573 | 134.098 | 175.3629 | 214.4002 | 253.1645 | 291.8754 | 329.5513 | 367.1042 | 404.195
| Stair Occ Sensor_Com, E/G - IntL | E | Yes | Small Retail | Interior Lighting | RET | 363.2505 | 716.8086 | 1087.1815 | 1453.4833 | 1817.8954 | 2183.2827 | 2544.5518 | 2914.3017 | 3287.4709 | 3652.6009
| Stair Occ Sensor_Com, E/O - IntL | E | Yes | Small Retail | Interior Lighting | NC | 10.4958 | 20.3443 | 29.8296 | 39.0088 | 47.6925 | 56.3155 | 64.9266 | 73.3075 | 81.661 | 89.9117
| Stair Occ Sensor_Com, E/O - IntL | E | Yes | Small Retail | Interior Lighting | RET | 80.8037 | 159.4514 | 241.8395 | 323.322 | 404.3841 | 485.6632 | 566.0262 | 648.2757 | 731.2858 | 812.5076
| Stair Occ Sensor_Com, E/P - IntL | E | Yes | Small Retail | Interior Lighting | NC | 0.44382 | 0.86028 | 1.2614 | 1.6495 | 2.0167 | 2.3813 | 2.7455 | 3.0999 | 3.4531 | 3.802
| Stair Occ Sensor_Com, E/P - IntL | E | Yes | Small Retail | Interior Lighting | RET | 3.4169 | 6.7425 | 10.2264 | 13.6719 | 17.0997 | 20.5367 | 23.9349 | 27.4129 | 30.923 | 34.3576
| Int Delamping_Com, E - IntL [No Heat] | E | Yes | Small Retail | Interior Lighting | RET | 6.0565 | 11.9514 | 18.1266 | 24.234 | 30.3098 | 36.4019 | 42.4254 | 48.5902 | 54.8121 | 60.8999
| Int Delamping_Com, E - IntL [Electric Heat] | E | Yes | Small Retail | Interior Lighting | RET | 6.4022 | 12.6335 | 19.1612 | 25.6171 | 32.0398 | 38.4796 | 44.8468 | 51.3636 | 57.9405 | 64.3758
| Int Delamping_Com, E/G - IntL | E | Yes | Small Retail | Interior Lighting | RET | 29.5634 | 58.3379 | 88.481 | 118.2927 | 147.9506 | 177.6878 | 207.09 | 237.1823 | 267.5529 | 297.2692
| Int Delamping_Com, E/O - IntL | E | Yes | Small Retail | Interior Lighting | RET | 6.5763 | 12.9771 | 19.6823 | 26.3138 | 32.9111 | 39.526 | 46.0664 | 52.7603 | 59.5162 | 66.1264
| Int Delamping_Com, E/P - IntL | E | Yes | Small Retail | Interior Lighting | RET | 0.27808 | 0.54875 | 0.83228 | 1.1127 | 1.3917 | 1.6714 | 1.948 | 2.231 | 2.5167 | 2.7962
| Int Ltg Dsgn_Com, E - IntL [No Heat] | E | Yes | Small Retail | Interior Lighting | NC | 16.6617 | 32.2959 | 47.3534 | 61.925 | 75.7101 | 89.3988 | 103.0685 | 116.3728 | 129.6337 | 142.7314
| Int Ltg Dsgn_Com, E - IntL [Electric Heat] | E | Yes | Small Retail | Interior Lighting | NC | 17.6127 | 34.1392 | 50.0561 | 65.4595 | 80.0313 | 94.5013 | 108.9513 | 123.0149 | 137.0327 | 150.8779
| Int Ltg Dsgn_Com, E/G - IntL | E | Yes | Small Retail | Interior Lighting | NC | 81.3304 | 157.6452 | 231.1449 | 302.2732 | 369.5619 | 436.38 | 503.106 | 568.048 | 632.7781 | 696.7114
| Int Ltg Dsgn_Com, E/O - IntL | E | Yes | Small Retail | Interior Lighting | NC | 18.0916 | 35.0676 | 51.4173 | 67.2396 | 82.2077 | 97.0711 | 111.9141 | 126.3602 | 140.7592 | 154.9809
| Int Ltg Dsgn_Com, E/P - IntL | E | Yes | Small Retail | Interior Lighting | NC | 0.76502 | 1.4829 | 2.1742 | 2.8433 | 3.4762 | 4.1047 | 4.7324 | 5.3432 | 5.9521 | 6.5535
| Room Air Conditioner_Com, E - Cool | E | Yes | Large Retail | Cooling | NC | 0 | 0 | 0 | 0 | 0 | 0 | 0 | 0 | 0 | 0
| Room Air Conditioner_Com, E - Cool | E | Yes | Large Retail | Cooling | RET | 0 | 0 | 0 | 0 | 0 | 0 | 0 | 0 | 0 | 0
| Room Air Conditioner_Com, E - Cool | E | Yes | Large Retail | Cooling | REPL | 0 | 0 | 0 | 0 | 0 | 0 | 0 | 0 | 0 | 0
| Chiller Systems_Com, E - Cool | E | Yes | Large Retail | Cooling | NC | 68.296 | 132.3803 | 194.1007 | 253.8296 | 310.3343 | 366.4439 | 422.4761 | 477.0102 | 531.3664 | 585.0535
| Chiller Systems_Com, E - Cool | E | Yes | Large Retail | Cooling | RET | 312.0609 | 607.4404 | 908.3564 | 1197.7784 | 1477.7872 | 1750.8226 | 2013.3548 | 2274.6591 | 2289.2842 | 2304.4095
| Chiller Systems_Com, E - Cool | E | Yes | Large Retail | Cooling | REPL | 350.5256 | 623.4637 | 873.6426 | 1085.7245 | 1261.5477 | 1402.5827 | 1507.1668 | 1578.5263 | 1614.5359 | 1614.5359
| Chiller Tuneup_Com, E - Cool | E | Yes | Large Retail | Cooling | RET | 58.764 | 115.9601 | 175.8764 | 235.134 | 294.086 | 294.4316 | 295.6791 | 295.5783 | 296.6893 | 296.8054
| Computer Room Air Conditioner_Com, E - Cool | E | Yes | Large Retail | Cooling | NC | 10.8152 | 20.9635 | 30.7374 | 40.196 | 49.144 | 58.0294 | 66.9026 | 75.5385 | 84.1463 | 92.6481
| Computer Room Air Conditioner_Com, E - Cool | E | Yes | Large Retail | Cooling | REPL | 55.5086 | 109.5361 | 166.1332 | 222.1081 | 277.7942 | 333.6293 | 388.8352 | 445.337 | 502.3613 | 558.1571
| Mini Split Ductless AC_Com, E - Cool | E | Yes | Large Retail | Cooling | NC | 0 | 0 | 0 | 0 | 0 | 0 | 0 | 0 | 0 | 0
| Mini Split Ductless AC_Com, E - Cool | E | Yes | Large Retail | Cooling | RET | 0 | 0 | 0 | 0 | 0 | 0 | 0 | 0 | 0 | 0
| Mini Split Ductless AC_Com, E - Cool | E | Yes | Large Retail | Cooling | REPL | 0 | 0 | 0 | 0 | 0 | 0 | 0 | 0 | 0 | 0
| Eff Unitary AC_Com, E - Cool | E | Yes | Large Retail | Cooling | NC | 127.9477 | 248.0049 | 363.6336 | 475.5315 | 581.389 | 686.5062 | 791.4785 | 893.6441 | 995.4766 | 1096.0555
| Eff Unitary AC_Com, E - Cool | E | No | Large Retail | Cooling | RET | 1017.5395 | 1961.8898 | 2905.1663 | 3794.7076 | 4638.5229 | 5445.2661 | 6205.8377 | 6999.922 | 7816.4179 | 8629.3825
| Eff Unitary AC_Com, E - Cool | E | Yes | Large Retail | Cooling | REPL | 875.5791 | 1625.5295 | 2357.582 | 3028.6116 | 3643.477 | 4207.1439 | 4712.2097 | 5220.2679 | 5724.0784 | 6208.2821
| PTAC_Com, E - Cool | E | Yes | Large Retail | Cooling | NC | 0 | 0 | 0 | 0 | 0 | 0 | 0 | 0 | 0 | 0
| PTAC_Com, E - Cool | E | Yes | Large Retail | Cooling | RET | 0 | 0 | 0 | 0 | 0 | 0 | 0 | 0 | 0 | 0
| PTAC_Com, E - Cool | E | Yes | Large Retail | Cooling | REPL | 0 | 0 | 0 | 0 | 0 | 0 | 0 | 0 | 0 | 0
| Unitary Equipment Economizer_Com, E - Cool | E | No | Large Retail | Cooling | RET | 532.3683 | 1050.5317 | 1593.3383 | 2130.1784 | 2664.2491 | 3199.749 | 3729.2134 | 4271.107 | 4818.0118 | 5353.1346
| AC Tuneup_Com, E - Cool [ASHP] | E | Yes | Large Retail | Cooling | RET | 68.126 | 134.4342 | 203.896 | 272.5943 | 340.9381 | 341.3389 | 342.785 | 342.6682 | 343.9561 | 344.0908
| AC Tuneup_Com, E - Heat [ASHP] | E | Yes | Large Retail | Space Heating | RET | 25.4989 | 50.3174 | 76.3162 | 102.0293 | 127.6097 | 127.7597 | 128.301 | 128.2573 | 128.7393 | 128.7897
| AC Tuneup_Com, E - Cool [Unitary AC] | E | Yes | Large Retail | Cooling | RET | 340.8498 | 672.6049 | 1020.1379 | 1363.8507 | 1705.7905 | 1707.7955 | 1715.031 | 1714.4464 | 1720.8904 | 1721.564
| DCV_Com, E - Cool [Building w Elec Heat] | E | Yes | Large Retail | Cooling | RET | 324.1294 | 639.6101 | 970.0948 | 1296.9468 | 1622.1127 | 1948.1487 | 2270.51 | 2600.4388 | 2933.4186 | 3259.225
| DCV_Com, E - Heat [Building w Elec Heat] | E | Yes | Large Retail | Space Heating | RET | 82.9219 | 163.6313 | 248.1791 | 331.7975 | 414.9846 | 498.3943 | 580.864 | 665.2695 | 750.4557 | 833.8066
| DCV_Com, E - Vent [Building w Elec Heat] | E | Yes | Large Retail | Ventilation | RET | 779.9937 | 1539.175 | 2334.4622 | 3121.0076 | 3903.4955 | 4688.0773 | 5463.8163 | 6257.7657 | 7059.0573 | 7843.0866
| DCV_Com, E - Cool [Building w Gas Heat] | E | Yes | Large Retail | Cooling | RET | 661.8813 | 1306.1018 | 1980.9609 | 2648.4018 | 3312.3996 | 3978.1743 | 4636.4452 | 5310.169 | 5990.1231 | 6655.429
| DCV_Com, E - Vent [Building w Gas Heat] | E | Yes | Large Retail | Ventilation | RET | 1592.7689 | 3143.0385 | 4767.0374 | 6373.1851 | 7971.0473 | 9573.1854 | 11157.2662 | 12778.5333 | 14414.7931 | 16015.803
| DCV_Com, E - Cool [Building w Oil Heat] | E | Yes | Large Retail | Cooling | RET | 178.0833 | 351.4148 | 532.9899 | 712.569 | 891.2218 | 1070.3526 | 1247.4645 | 1428.7341 | 1611.68 | 1790.6847
| DCV_Com, E - Vent [Building w Oil Heat] | E | Yes | Large Retail | Ventilation | RET | 428.5444 | 845.6541 | 1282.6012 | 1714.7452 | 2144.66 | 2575.7253 | 3001.9321 | 3438.1441 | 3878.39 | 4309.1517
| DCV_Com, E - Cool [Building w Propane Heat] | E | Yes | Large Retail | Cooling | RET | 53.6685 | 105.9049 | 160.6256 | 214.7449 | 268.5849 | 322.5691 | 375.9448 | 430.5735 | 485.7074 | 539.6535
| DCV_Com, E - Vent [Building w Propane Heat] | E | Yes | Large Retail | Ventilation | RET | 129.1492 | 254.8524 | 386.5338 | 516.7678 | 646.33 | 776.2389 | 904.6836 | 1036.1436 | 1168.8193 | 1298.6367
| Controls for Unitary AC_Com, E - Cool | E | No | Large Retail | Cooling | RET | 1058.2833 | 2088.3288 | 3167.3622 | 4234.5348 | 5296.2022 | 6360.7107 | 7413.2213 | 8490.4397 | 9577.6196 | 10641.3785
| Optimized Unitary AC Sys_Com, E - Cool [Building w Elec Heat] | E | No | Large Retail | Cooling | NC | 93.3375 | 180.9189 | 265.2698 | 346.899 | 424.1218 | 500.8045 | 577.3815 | 651.9111 | 726.1976 | 799.5697
| Optimized Unitary AC Sys_Com, E - Heat [Building w Elec Heat] | E | No | Large Retail | Space Heating | NC | 31.4028 | 60.869 | 89.2483 | 116.7119 | 142.693 | 168.4924 | 194.2563 | 219.3313 | 244.3245 | 269.0101
| Optimized Unitary AC Sys_Com, E - Cool [Building w Gas Heat] | E | Yes | Large Retail | Cooling | NC | 190.5978 | 369.4415 | 541.6883 | 708.3775 | 866.0686 | 1022.6569 | 1179.0293 | 1331.2209 | 1482.9159 | 1632.7438
| Optimized Unitary AC Sys_Com, E - Cool [Building w Oil Heat] | E | Yes | Large Retail | Cooling | NC | 51.2815 | 99.4005 | 145.7446 | 190.5934 | 233.0212 | 275.1522 | 317.2252 | 358.1733 | 398.9878 | 439.2999
| Optimized Unitary AC Sys_Com, E - Cool [Building w Propane Heat] | E | Yes | Large Retail | Cooling | NC | 15.4546 | 29.9561 | 43.9226 | 57.4386 | 70.2249 | 82.9218 | 95.6012 | 107.9417 | 120.2418 | 132.3905
| Optimized Chiller Sys_Com, E - Cool | E | No | Large Retail | Cooling | NC | 26.9401 | 52.2187 | 76.565 | 100.1257 | 122.4145 | 144.5475 | 166.65 | 188.1615 | 209.6028 | 230.7803
| Cool Roof_Com, E - Cool [Building w Elec Heat] | E | No | Large Retail | Cooling | NC | 25.3758 | 49.1868 | 72.1194 | 94.3121 | 115.3068 | 136.1547 | 156.9738 | 177.2363 | 197.4327 | 217.3805
| Cool Roof_Com, E - Cool [Building w Elec Heat] | E | No | Large Retail | Cooling | RET | 132.8449 | 262.1452 | 397.5948 | 531.5556 | 664.8253 | 798.4517 | 930.5719 | 1065.7937 | 1202.266 | 1335.7983
| Cool Roof_Com, E - Heat [Building w Elec Heat] | E | No | Large Retail | Space Heating | NC | -5.4892 | -10.6399 | -15.6006 | -20.4013 | -24.9428 | -29.4525 | -33.956 | -38.3392 | -42.708 | -47.023
| Cool Roof_Com, E - Heat [Building w Elec Heat] | E | No | Large Retail | Space Heating | RET | -28.7366 | -56.7063 | -86.0063 | -114.9843 | -143.8127 | -172.7183 | -201.2981 | -230.5488 | -260.0701 | -288.9553
| Cool Roof_Com, E - Cool [Building w Gas Heat] | E | No | Large Retail | Cooling | NC | 51.8182 | 100.4408 | 147.2698 | 192.5879 | 235.4597 | 278.0317 | 320.5449 | 361.9215 | 403.1632 | 443.8971
| Cool Roof_Com, E - Cool [Building w Gas Heat] | E | No | Large Retail | Cooling | RET | 271.273 | 535.3078 | 811.8998 | 1085.4514 | 1357.5919 | 1630.4607 | 1900.254 | 2176.3807 | 2455.061 | 2727.7376
| Cool Roof_Com, E - Cool [Building w Oil Heat] | E | No | Large Retail | Cooling | NC | 13.942 | 27.0242 | 39.6239 | 51.817 | 63.3519 | 74.8062 | 86.2446 | 97.3772 | 108.4736 | 119.4333
| Cool Roof_Com, E - Cool [Building w Oil Heat] | E | No | Large Retail | Cooling | RET | 72.9877 | 144.0279 | 218.4467 | 292.0475 | 365.2686 | 438.6856 | 511.2752 | 585.5688 | 660.5495 | 733.9148
| Cool Roof_Com, E - Cool [Building w Propane Heat] | E | No | Large Retail | Cooling | NC | 4.2017 | 8.1442 | 11.9413 | 15.6159 | 19.0922 | 22.5441 | 25.9913 | 29.3463 | 32.6904 | 35.9933
| Cool Roof_Com, E - Cool [Building w Propane Heat] | E | No | Large Retail | Cooling | RET | 21.9961 | 43.4053 | 65.8327 | 88.0135 | 110.0799 | 132.2054 | 154.0815 | 176.4712 | 199.0679 | 221.1778
| GSHP_Com, E - Cool | E | Yes | Large Retail | Cooling | RET | 259.0648 | 486.128 | 700.3228 | 891.085 | 1061.9802 | 1216.2831 | 1353.6669 | 1480.2851 | 1595.3593 | 1696.7511
| GSHP_Com, E - Cool | E | Yes | Large Retail | Cooling | REPL | 104.1467 | 185.2409 | 259.573 | 322.5859 | 374.8257 | 416.7294 | 447.803 | 469.005 | 479.7041 | 479.7041
| GSHP_Com, E - Heat | E | Yes | Large Retail | Space Heating | RET | 126.2258 | 236.8592 | 341.2227 | 434.169 | 517.4353 | 592.6173 | 659.5557 | 721.2487 | 777.317 | 826.7188
| GSHP_Com, E - Heat | E | Yes | Large Retail | Space Heating | REPL | 50.744 | 90.2561 | 126.4734 | 157.1755 | 182.6287 | 203.0457 | 218.1859 | 228.5163 | 233.7292 | 233.7292
| Unitary HP_Com, E - Cool | E | Yes | Large Retail | Cooling | NC | 28.1612 | 54.5858 | 80.0357 | 104.6644 | 127.9636 | 151.0998 | 174.2042 | 196.6908 | 219.1041 | 241.2415
| Unitary HP_Com, E - Cool | E | No | Large Retail | Cooling | RET | 139.1641 | 268.0942 | 396.6539 | 517.6794 | 632.2843 | 741.6638 | 844.6042 | 961.2134 | 1089.7105 | 1225.507
| Unitary HP_Com, E - Cool | E | Yes | Large Retail | Cooling | REPL | 192.7147 | 342.7728 | 480.3182 | 596.9183 | 693.5838 | 771.1231 | 828.6222 | 890.4607 | 955.8884 | 1022.8589
| Unitary HP_Com, E - Heat | E | Yes | Large Retail | Space Heating | NC | 4.4875 | 8.6982 | 12.7537 | 16.6782 | 20.391 | 24.0777 | 27.7594 | 31.3426 | 34.9142 | 38.4418
| Unitary HP_Com, E - Heat | E | No | Large Retail | Space Heating | RET | 22.1758 | 42.7207 | 63.2067 | 82.4921 | 100.7543 | 118.1839 | 134.5875 | 153.1691 | 173.6451 | 195.2842
| Unitary HP_Com, E - Heat | E | Yes | Large Retail | Space Heating | REPL | 30.709 | 54.6208 | 76.5386 | 95.1188 | 110.5224 | 122.8783 | 132.0407 | 141.8947 | 152.3206 | 162.9923
| PTHP_Com, E - Cool | E | Yes | Large Retail | Cooling | NC | 0 | 0 | 0 | 0 | 0 | 0 | 0 | 0 | 0 | 0
| PTHP_Com, E - Cool | E | Yes | Large Retail | Cooling | RET | 0 | 0 | 0 | 0 | 0 | 0 | 0 | 0 | 0 | 0
| PTHP_Com, E - Cool | E | Yes | Large Retail | Cooling | REPL | 0 | 0 | 0 | 0 | 0 | 0 | 0 | 0 | 0 | 0
| PTHP_Com, E - Heat | E | Yes | Large Retail | Space Heating | NC | 0 | 0 | 0 | 0 | 0 | 0 | 0 | 0 | 0 | 0
| PTHP_Com, E - Heat | E | Yes | Large Retail | Space Heating | RET | 0 | 0 | 0 | 0 | 0 | 0 | 0 | 0 | 0 | 0
| PTHP_Com, E - Heat | E | Yes | Large Retail | Space Heating | REPL | 0 | 0 | 0 | 0 | 0 | 0 | 0 | 0 | 0 | 0
| Minisplit Ductless HP_Com, E - Cool | E | Yes | Large Retail | Cooling | RET | 84.1728 | 158.6581 | 229.5984 | 293.386 | 351.0804 | 403.6747 | 446.9597 | 489.1644 | 529.5289 | 567.1278
| Minisplit Ductless HP_Com, E - Cool | E | Yes | Large Retail | Cooling | REPL | 60.2255 | 107.1203 | 150.1048 | 186.5436 | 216.7526 | 240.9846 | 258.9537 | 272.4631 | 281.171 | 284.8708
| Minisplit Ductless HP_Com, E - Heat | E | Yes | Large Retail | Space Heating | RET | 1348.0015 | 2540.8595 | 3676.9453 | 4698.4839 | 5622.4425 | 6464.7235 | 7221.8672 | 7954.3502 | 8654.67 | 9305.2651
| Minisplit Ductless HP_Com, E - Heat | E | Yes | Large Retail | Space Heating | REPL | 989.3678 | 1759.7429 | 2465.8796 | 3064.4865 | 3560.7524 | 3958.8274 | 4254.0187 | 4475.9489 | 4618.9991 | 4679.7787
| Programmable TStat_Com, E - Cool [Building w Elec Heat] | E | Yes | Large Retail | Cooling | NC | 0 | 0 | 0 | 0 | 0 | 0 | 0 | 0 | 0 | 0
| Programmable TStat_Com, E - Heat [Building w Elec Heat] | E | Yes | Large Retail | Space Heating | NC | 0 | 0 | 0 | 0 | 0 | 0 | 0 | 0 | 0 | 0
| Programmable TStat_Com, E - Cool [Building w Gas Heat] | E | Yes | Large Retail | Cooling | NC | 0 | 0 | 0 | 0 | 0 | 0 | 0 | 0 | 0 | 0
| Programmable TStat_Com, E - Cool [Building w Gas Heat] | E | Yes | Large Retail | Cooling | RET | 0 | 0 | 0 | 0 | 0 | 0 | 0 | 0 | 0 | 0
| Programmable TStat_Com, E - Cool [Building w Propane Heat] | E | Yes | Large Retail | Cooling | NC | 0 | 0 | 0 | 0 | 0 | 0 | 0 | 0 | 0 | 0
| Programmable TStat_Com, E - Cool [Building w Propane Heat] | E | Yes | Large Retail | Cooling | RET | 0 | 0 | 0 | 0 | 0 | 0 | 0 | 0 | 0 | 0
| Programmable TStat_Com, E - Cool [Building w Oil Heat] | E | Yes | Large Retail | Cooling | NC | 0 | 0 | 0 | 0 | 0 | 0 | 0 | 0 | 0 | 0
| Programmable TStat_Com, E - Cool [Building w Oil Heat] | E | Yes | Large Retail | Cooling | RET | 0 | 0 | 0 | 0 | 0 | 0 | 0 | 0 | 0 | 0
| Smart TStat_Com, E - Cool [Building w Elec Heat] | E | Yes | Large Retail | Cooling | NC | 38.9734 | 75.5433 | 110.7643 | 144.8488 | 177.0935 | 209.1126 | 241.0876 | 272.2077 | 303.2262 | 333.863
| Smart TStat_Com, E - Cool [Building w Elec Heat] | E | Yes | Large Retail | Cooling | RET | 143.465 | 283.1019 | 429.3798 | 574.0498 | 717.9735 | 862.2824 | 1004.9648 | 1150.9967 | 1298.379 | 1442.5862
| Smart TStat_Com, E - Heat [Building w Elec Heat] | E | Yes | Large Retail | Space Heating | NC | 14.9392 | 28.9571 | 42.458 | 55.5232 | 67.8832 | 80.1567 | 92.4133 | 104.3422 | 116.2322 | 127.9759
| Smart TStat_Com, E - Heat [Building w Elec Heat] | E | Yes | Large Retail | Space Heating | RET | 54.9928 | 108.5182 | 164.5892 | 220.0439 | 275.2126 | 330.5288 | 385.2217 | 441.1984 | 497.6927 | 552.9701
| Smart TStat_Com, E - Cool [Building w Gas Heat] | E | Yes | Large Retail | Cooling | NC | 79.5847 | 154.2615 | 226.1837 | 295.7854 | 361.6298 | 427.0138 | 492.3076 | 555.8557 | 619.1965 | 681.7576
| Smart TStat_Com, E - Cool [Building w Gas Heat] | E | Yes | Large Retail | Cooling | RET | 292.9595 | 578.102 | 876.8056 | 1172.2259 | 1466.1221 | 1760.8049 | 2052.1663 | 2350.3675 | 2651.3263 | 2945.8015
| Smart TStat_Com, E - Cool [Building w Propane Heat] | E | Yes | Large Retail | Cooling | NC | 21.4128 | 41.505 | 60.8561 | 79.5829 | 97.2988 | 114.8907 | 132.4584 | 149.5564 | 166.5987 | 183.4311
| Smart TStat_Com, E - Cool [Building w Propane Heat] | E | Yes | Large Retail | Cooling | RET | 78.8226 | 155.5419 | 235.91 | 315.3947 | 394.4693 | 473.7555 | 552.1482 | 632.381 | 713.3559 | 792.5863
| Smart TStat_Com, E - Cool [Building w Oil Heat] | E | Yes | Large Retail | Cooling | NC | 6.4531 | 12.5083 | 18.34 | 23.9837 | 29.3226 | 34.6243 | 39.9186 | 45.0714 | 50.2074 | 55.2801
| Smart TStat_Com, E - Cool [Building w Oil Heat] | E | Yes | Large Retail | Cooling | RET | 23.7545 | 46.8752 | 71.0955 | 95.0496 | 118.8801 | 142.7743 | 166.3993 | 190.5789 | 214.982 | 238.8594
| Windows_Com, E - Cool [Building w Elec Heat] | E | No | Large Retail | Cooling | NC | 52.1146 | 101.0153 | 148.1123 | 193.6896 | 236.8067 | 279.6222 | 322.3786 | 363.9919 | 405.4695 | 446.4365
| Windows_Com, E - Heat [Building w Elec Heat] | E | No | Large Retail | Space Heating | NC | 24.4903 | 47.4704 | 69.6028 | 91.021 | 111.2831 | 131.4035 | 151.4962 | 171.0516 | 190.5432 | 209.795
| Windows_Com, E - Cool [Building w Gas Heat] | E | No | Large Retail | Cooling | NC | 106.4195 | 206.2762 | 302.4494 | 395.5197 | 483.5659 | 570.9963 | 658.3062 | 743.2817 | 827.9801 | 911.6358
| Windows_Com, E - Cool [Building w Oil Heat] | E | No | Large Retail | Cooling | NC | 28.6328 | 55.4999 | 81.3759 | 106.417 | 130.1064 | 153.6301 | 177.1214 | 199.9846 | 222.7732 | 245.2813
| Windows_Com, E - Cool [Building w Propane Heat] | E | No | Large Retail | Cooling | NC | 8.629 | 16.7258 | 24.524 | 32.0706 | 39.2098 | 46.2991 | 53.3786 | 60.2688 | 67.1365 | 73.9197
| Window Film_Com, E - Cool [Building w Elec Heat] | E | No | Large Retail | Cooling | RET | 0 | 0 | 0 | 0 | 0 | 0 | 0 | 0 | 0 | 0
| Window Film_Com, E - Heat [Building w Elec Heat] | E | No | Large Retail | Space Heating | RET | 0 | 0 | 0 | 0 | 0 | 0 | 0 | 0 | 0 | 0
| Window Film_Com, E - Cool [Building w Gas Heat] | E | No | Large Retail | Cooling | RET | 0 | 0 | 0 | 0 | 0 | 0 | 0 | 0 | 0 | 0
| Window Film_Com, E - Cool [Building w Oil Heat] | E | No | Large Retail | Cooling | RET | 0 | 0 | 0 | 0 | 0 | 0 | 0 | 0 | 0 | 0
| Window Film_Com, E - Cool [Building w Propane Heat] | E | No | Large Retail | Cooling | RET | 0 | 0 | 0 | 0 | 0 | 0 | 0 | 0 | 0 | 0
| Motors and Fans_Com, E - Vent | E | Yes | Large Retail | Ventilation | NC | 37.6056 | 72.892 | 106.8769 | 139.7652 | 170.8782 | 201.7736 | 232.6264 | 262.6543 | 292.5842 | 322.1457
| Motors and Fans_Com, E - Vent | E | Yes | Large Retail | Ventilation | RET | 382.1569 | 717.2928 | 1033.611 | 1315.481 | 1568.1357 | 1538.7689 | 1516.1849 | 1491.3211 | 1473.4727 | 1455.7863
| Motors and Fans_Com, E - Vent | E | Yes | Large Retail | Ventilation | REPL | 257.3447 | 457.7271 | 641.4005 | 797.1043 | 926.1881 | 1029.7315 | 1106.5138 | 1159.4858 | 1187.0979 | 1188.8224
| ECM Furnace Motors_Com, E - Vent | E | Yes | Large Retail | Ventilation | RET | 721.9489 | 1424.6343 | 2160.7387 | 2888.7518 | 3613.0093 | 4339.2049 | 5057.2158 | 5792.0819 | 6533.7438 | 7259.4281
| VFD on HVAC System_Com, E - Vent | E | Yes | Large Retail | Ventilation | RET | 4418.4707 | 8719.0448 | 13224.1499 | 17679.7345 | 22112.3342 | 26556.7958 | 30951.165 | 35448.6918 | 39987.8097 | 44429.1416
| Kitchen DCV_Com, E - Vent [Building w Elec Heat] | E | Yes | Large Retail | Ventilation | NC | 1.7686 | 3.4281 | 5.0264 | 6.5732 | 8.0364 | 9.4894 | 10.9405 | 12.3527 | 13.7603 | 15.1506
| Kitchen DCV_Com, E - Vent [Building w Elec Heat] | E | Yes | Large Retail | Ventilation | RET | 16.8836 | 31.7885 | 45.9501 | 58.6535 | 70.1161 | 80.5404 | 89.8888 | 98.8341 | 107.2923 | 115.0627
| Kitchen DCV_Com, E - Vent [Building w Elec Heat] | E | Yes | Large Retail | Ventilation | REPL | 12.103 | 21.527 | 30.1652 | 37.4879 | 43.5588 | 48.4284 | 52.0395 | 54.6951 | 56.3252 | 56.8929
| Kitchen DCV_Com, E - Heat [Building w Elec Heat] | E | Yes | Large Retail | Space Heating | NC | 0.66046 | 1.2802 | 1.8771 | 2.4547 | 3.0011 | 3.5437 | 4.0856 | 4.6129 | 5.1386 | 5.6578
| Kitchen DCV_Com, E - Heat [Building w Elec Heat] | E | Yes | Large Retail | Space Heating | RET | 6.305 | 11.871 | 17.1595 | 21.9034 | 26.184 | 30.0768 | 33.5678 | 36.9083 | 40.067 | 42.9687
| Kitchen DCV_Com, E - Heat [Building w Elec Heat] | E | Yes | Large Retail | Space Heating | REPL | 4.5197 | 8.039 | 11.2648 | 13.9994 | 16.2665 | 18.085 | 19.4335 | 20.4252 | 21.0339 | 21.246
| Kitchen DCV_Com, E - Vent [Building w Gas Heat] | E | Yes | Large Retail | Ventilation | NC | 3.6115 | 7.0003 | 10.2641 | 13.4226 | 16.4106 | 19.3777 | 22.3407 | 25.2245 | 28.0989 | 30.9379
| Kitchen DCV_Com, E - Vent [Building w Gas Heat] | E | Yes | Large Retail | Ventilation | RET | 34.4768 | 64.913 | 93.8314 | 119.7721 | 143.179 | 164.4658 | 183.5554 | 201.822 | 219.0939 | 234.9612
| Kitchen DCV_Com, E - Vent [Building w Gas Heat] | E | Yes | Large Retail | Ventilation | REPL | 24.7146 | 43.9587 | 61.5981 | 76.5514 | 88.9482 | 98.8922 | 106.2661 | 111.6888 | 115.0177 | 116.177
| Kitchen DCV_Com, E - Vent [Building w Oil Heat] | E | Yes | Large Retail | Ventilation | NC | 0.9717 | 1.8835 | 2.7616 | 3.6114 | 4.4154 | 5.2137 | 6.0109 | 6.7868 | 7.5602 | 8.324
| Kitchen DCV_Com, E - Vent [Building w Oil Heat] | E | Yes | Large Retail | Ventilation | RET | 9.2762 | 17.4652 | 25.2459 | 32.2254 | 38.5232 | 44.2506 | 49.3867 | 54.3015 | 58.9486 | 63.2178
| Kitchen DCV_Com, E - Vent [Building w Oil Heat] | E | Yes | Large Retail | Ventilation | REPL | 6.6496 | 11.8274 | 16.5734 | 20.5966 | 23.9321 | 26.6076 | 28.5916 | 30.0506 | 30.9462 | 31.2581
| Kitchen DCV_Com, E - Vent [Building w Oil Heat] | E | Yes | Large Retail | Ventilation | NC | 0.9717 | 1.8835 | 2.7616 | 3.6114 | 4.4154 | 5.2137 | 6.0109 | 6.7868 | 7.5602 | 8.324
| Kitchen DCV_Com, E - Vent [Building w Oil Heat] | E | Yes | Large Retail | Ventilation | RET | 9.2762 | 17.4652 | 25.2459 | 32.2254 | 38.5232 | 44.2506 | 49.3867 | 54.3015 | 58.9486 | 63.2178
| Kitchen DCV_Com, E - Vent [Building w Oil Heat] | E | Yes | Large Retail | Ventilation | REPL | 6.6496 | 11.8274 | 16.5734 | 20.5966 | 23.9321 | 26.6076 | 28.5916 | 30.0506 | 30.9462 | 31.2581
| Duct Sealing Regulated_Com, E - Vent [Building w Elec Heat] | E | Yes | Large Retail | Ventilation | RET | 525.565 | 1037.1065 | 1572.9764 | 2102.9559 | 2630.2015 | 3158.858 | 3681.5562 | 4216.5247 | 4756.4403 | 5284.7246
| Duct Sealing Regulated_Com, E - Heat [Building w Elec Heat] | E | Yes | Large Retail | Space Heating | RET | 95.2251 | 187.9093 | 285.0014 | 381.0263 | 476.5559 | 572.3411 | 667.0467 | 763.9756 | 861.8008 | 957.5185
| Duct Sealing Regulated_Com, E - Cool [Building w Elec Heat] | E | Yes | Large Retail | Cooling | RET | 249.079 | 491.5119 | 745.4747 | 996.6459 | 1246.5214 | 1497.0656 | 1744.7859 | 1998.3215 | 2254.2016 | 2504.5694
| Duct Sealing Regulated_Com, E - Vent [Building w Gas Heat] | E | Yes | Large Retail | Ventilation | RET | 1073.2184 | 2117.8005 | 3212.0619 | 4294.295 | 5370.9453 | 6450.4768 | 7517.8411 | 8610.2618 | 9712.7846 | 10791.5559
| Duct Sealing Regulated_Com, E - Cool [Building w Gas Heat] | E | Yes | Large Retail | Cooling | RET | 508.6263 | 1003.6811 | 1522.2803 | 2035.1789 | 2545.4317 | 3057.0499 | 3562.9018 | 4080.6286 | 4603.143 | 5114.401
| Duct Sealing Non Regulated_Com, E - Vent [Building w Oil Heat] | E | Yes | Large Retail | Ventilation | RET | 288.7561 | 569.8074 | 864.2253 | 1155.4069 | 1445.0864 | 1735.541 | 2022.7221 | 2316.6447 | 2613.2853 | 2903.5354
| Duct Sealing Non Regulated_Com, E - Cool [Building w Oil Heat] | E | Yes | Large Retail | Cooling | RET | 136.8491 | 270.0467 | 409.579 | 547.5776 | 684.8643 | 822.5183 | 958.621 | 1097.9186 | 1238.5044 | 1376.0615
| Duct Sealing Non Regulated_Com, E - Vent [Building w Propane Heat] | E | Yes | Large Retail | Ventilation | RET | 87.0216 | 171.7212 | 260.4491 | 348.2016 | 435.5015 | 523.035 | 609.5819 | 698.1605 | 787.5583 | 875.0301
| Duct Sealing Non Regulated_Com, E - Cool [Building w Propane Heat] | E | Yes | Large Retail | Cooling | RET | 41.2418 | 81.3832 | 123.4336 | 165.0219 | 206.3956 | 247.88 | 288.8968 | 330.8766 | 373.2445 | 414.6997
| Power Strip_Com, E - Plug [Tier 1] | E | Yes | Large Retail | Plug Loads | NC | 0 | 0 | 0 | 0 | 0 | 0 | 0 | 0 | 0 | 0
| Power Strip_Com, E - Plug [Tier 1] | E | Yes | Large Retail | Plug Loads | RET | 0 | 0 | 0 | 0 | 0 | 0 | 0 | 0 | 0 | 0
| Power Strip_Com, E - Plug [Tier 1] | E | Yes | Large Retail | Plug Loads | REPL | 0 | 0 | 0 | 0 | 0 | 0 | 0 | 0 | 0 | 0
| Power Strip_Com, E - Plug [Tier 2] | E | Yes | Large Retail | Plug Loads | NC | 103.8234 | 201.244 | 295.0711 | 385.8709 | 471.7692 | 557.0667 | 642.2467 | 725.1492 | 704.7926 | 690.6441
| Power Strip_Com, E - Plug [Tier 2] | E | Yes | Large Retail | Plug Loads | RET | 1033.7487 | 1943.0348 | 2803.8504 | 3573.2306 | 4280.9928 | 4938.4114 | 5541.7446 | 6116.0692 | 5827.0868 | 5792.5386
| Power Strip_Com, E - Plug [Tier 2] | E | Yes | Large Retail | Plug Loads | REPL | 1332.1694 | 2369.4683 | 3320.2711 | 4126.2866 | 4815.1836 | 5392.6612 | 5851.6439 | 6206.786 | 5380.9106 | 4983.6809
| Computer Power Management_Com, E - Plug | E | Yes | Large Retail | Plug Loads | RET | 528.7426 | 1043.377 | 1582.4868 | 2115.6707 | 2646.1041 | 2649.2144 | 2660.4385 | 2659.5316 | 2669.5278 | 2670.5727
| Vending Machine Controls_Com, E - Plug [Non-Refrigerated] | E | No | Large Retail | Plug Loads | RET | 153.6236 | 303.1481 | 459.7839 | 614.6979 | 768.8128 | 769.7164 | 772.9775 | 772.7141 | 775.6184 | 775.922
| Vending Machine Controls_Com, E - Plug [Refrigerated] | E | Yes | Large Retail | Plug Loads | RET | 460.8708 | 909.4444 | 1379.3517 | 1844.0937 | 2306.4383 | 2309.1492 | 2318.9326 | 2318.1422 | 2326.8551 | 2327.7659
| Ovens_Com, E - Cook | E | Yes | Large Retail | Cooking | NC | 17.9741 | 34.8398 | 51.0834 | 66.8028 | 81.6738 | 96.4407 | 111.1872 | 125.5395 | 139.8449 | 153.9743
| Ovens_Com, E - Cook | E | Yes | Large Retail | Cooking | REPL | 153.7521 | 303.4017 | 460.1686 | 615.2122 | 769.4559 | 924.1125 | 1077.0259 | 1233.529 | 1391.4794 | 1546.027
| Fryers_Com, E - Cook | E | Yes | Large Retail | Cooking | NC | 2.9492 | 5.7166 | 8.3818 | 10.9611 | 13.4012 | 15.8241 | 18.2438 | 20.5987 | 22.946 | 25.2644
| Fryers_Com, E - Cook | E | Yes | Large Retail | Cooking | REPL | 25.2279 | 49.7827 | 75.5052 | 100.945 | 126.2536 | 151.6299 | 176.7202 | 202.3995 | 228.3162 | 253.6746
| Griddles_Com, E - Cook | E | Yes | Large Retail | Cooking | NC | 0.82257 | 1.5944 | 2.3378 | 3.0572 | 3.7377 | 4.4135 | 5.0884 | 5.7452 | 6.3999 | 7.0465
| Griddles_Com, E - Cook | E | Yes | Large Retail | Cooking | REPL | 7.0364 | 13.885 | 21.0593 | 28.1547 | 35.2136 | 42.2913 | 49.2893 | 56.4516 | 63.6801 | 70.7528
| Hot Food Holding Cabinet_Com, E - Cook | E | Yes | Large Retail | Cooking | NC | 3.5794 | 6.938 | 10.1727 | 13.3031 | 16.2645 | 19.2052 | 22.1418 | 24.9999 | 27.8487 | 30.6624
| Hot Food Holding Cabinet_Com, E - Cook | E | Yes | Large Retail | Cooking | REPL | 30.6181 | 60.4193 | 91.6378 | 122.5131 | 153.2292 | 184.0274 | 214.4785 | 245.6445 | 277.0987 | 307.8752
| Steamers_Com, E - Cook | E | Yes | Large Retail | Cooking | NC | 2.8102 | 5.4471 | 7.9867 | 10.4443 | 12.7694 | 15.0781 | 17.3837 | 19.6276 | 21.8642 | 24.0732
| Steamers_Com, E - Cook | E | Yes | Large Retail | Cooking | REPL | 24.0385 | 47.4356 | 71.9454 | 96.1859 | 120.3012 | 144.4811 | 168.3885 | 192.8571 | 217.552 | 241.7149
| ES Refrigerator and Freezer_Com, E - Refr | E | Yes | Large Retail | Refrigeration | NC | 561.609 | 1088.5839 | 1596.1204 | 2087.2812 | 2551.9284 | 3013.3262 | 3474.088 | 3922.5304 | 4369.51 | 4810.9876
| ES Refrigerator and Freezer_Com, E - Refr | E | Yes | Large Retail | Refrigeration | REPL | 4804.0455 | 9479.9065 | 14378.1469 | 19222.5451 | 24041.9529 | 28874.2571 | 33652.0978 | 38542.0985 | 43477.3196 | 48306.2214
| Anti Sweat Heat Control_Com, E - Refr | E | Yes | Large Retail | Refrigeration | NC | 372.3469 | 721.7315 | 1058.2283 | 1383.8681 | 1691.9293 | 1997.8361 | 2303.3213 | 2600.6388 | 2896.9864 | 3189.6862
| Anti Sweat Heat Control_Com, E - Refr | E | Z | Large Retail | Refrigeration | RET | 0 | 0 | 0 | 0 | 0 | 0 | 0 | 0 | 0 | 0
| Case Night Covers_Com, E - Refr | E | Yes | Large Retail | Refrigeration | RET | 124.7301 | 246.1321 | 373.3078 | 499.0856 | 624.2146 | 624.9483 | 627.596 | 627.3821 | 629.7402 | 629.9867
| Loading Dock Pit Seals_Com, E - Refr | E | No | Large Retail | Refrigeration | NC | 37.5626 | 72.8088 | 106.7549 | 139.6057 | 170.6831 | 201.5432 | 232.3608 | 262.3544 | 292.2502 | 321.778
| Loading Dock Pit Seals_Com, E - Refr | E | No | Large Retail | Refrigeration | RET | 385.5764 | 760.8645 | 1154.0011 | 1542.8162 | 1929.6255 | 2317.47 | 2700.9431 | 3093.4183 | 3489.5229 | 3877.0943
| ECM Comp Cond Fan Motor_Com, E - Refr | E | Yes | Large Retail | Refrigeration | NC | 50.2927 | 97.4839 | 142.9344 | 186.9184 | 228.5281 | 269.8468 | 311.1086 | 351.2671 | 391.2946 | 430.8294
| ECM Comp Cond Fan Motor_Com, E - Refr | E | Yes | Large Retail | Refrigeration | RET | 363.4426 | 705.9347 | 1053.3024 | 1385.9233 | 1706.302 | 2017.3194 | 2315.0492 | 2666.1336 | 3039.5001 | 3404.8231
| ECM Comp Cond Fan Motor_Com, E - Refr | E | Yes | Large Retail | Refrigeration | REPL | 344.1662 | 612.1526 | 857.7927 | 1066.0269 | 1238.6603 | 1377.1366 | 1479.8233 | 1602.9735 | 1745.4823 | 1902.7485
| Evap Fan Motor Replacement_Com, E - Refr | E | Yes | Large Retail | Refrigeration | NC | 93.5372 | 181.306 | 265.8373 | 347.6412 | 425.0292 | 501.876 | 578.6169 | 653.3059 | 727.7514 | 801.2804
| Evap Fan Motor Replacement_Com, E - Refr | E | Yes | Large Retail | Refrigeration | RET | 1436.8845 | 2703.8038 | 3906.0684 | 4983.2092 | 5953.9402 | 6835.6632 | 7625.3997 | 8376.7282 | 9082.9401 | 9727.7898
| Evap Fan Motor Replacement_Com, E - Refr | E | Yes | Large Retail | Refrigeration | REPL | 640.0994 | 1138.5152 | 1595.3702 | 1982.6558 | 2303.729 | 2561.2748 | 2752.2572 | 2891.0871 | 2974.0415 | 2999.2808
| Evap Fan Speed Controls_Com, E - Refr | E | Yes | Large Retail | Refrigeration | NC | 146.6882 | 284.3302 | 416.895 | 545.1827 | 666.5451 | 787.0589 | 907.4065 | 1024.5364 | 1141.2842 | 1256.595
| Evap Fan Speed Controls_Com, E - Refr | E | Yes | Large Retail | Refrigeration | RET | 426.4812 | 841.5828 | 1276.4262 | 1706.4898 | 2134.3348 | 2563.3247 | 2987.4796 | 3421.5915 | 3859.7179 | 4288.4057
| LowHeat NoHeat Doors_Com, E - Refr | E | Yes | Large Retail | Refrigeration | NC | 174.6172 | 338.4658 | 496.2706 | 648.9838 | 793.4533 | 936.9125 | 1080.174 | 1219.605 | 1358.5813 | 1495.8468
| LowHeat NoHeat Doors_Com, E - Refr | E | Yes | Large Retail | Refrigeration | RET | 1613.1835 | 3183.3229 | 4828.1366 | 6454.8703 | 8073.2123 | 9695.885 | 11300.2691 | 12942.3159 | 14599.5477 | 16221.0778
| Refrigerated Vending Machine_Com, E - Refr | E | Yes | Large Retail | Refrigeration | NC | 499.5468 | 968.2869 | 1419.7366 | 1856.6203 | 2269.9204 | 2680.3301 | 3090.1741 | 3489.0601 | 3886.645 | 4279.3358
| Refrigerated Vending Machine_Com, E - Refr | E | Yes | Large Retail | Refrigeration | REPL | 3662.7093 | 7227.688 | 10962.2136 | 14655.6887 | 18330.1106 | 22014.365 | 25657.0953 | 29385.3387 | 33148.0592 | 36829.7196
| Walk In Refrigeration_Com, E - Refr | E | Yes | Large Retail | Refrigeration | NC | 313.343 | 607.3623 | 890.5362 | 1164.5735 | 1423.8179 | 1681.2492 | 1938.3258 | 2188.5288 | 2437.9158 | 2684.2329
| Refrigeration Tune Up_Com, E - Refr | E | Yes | Large Retail | Refrigeration | RET | 1380.2547 | 2723.6805 | 4130.9983 | 5522.8467 | 6907.5151 | 8295.8889 | 9668.6147 | 9693.3105 | 9767.8275 | 9747.9058
| ES Ice Machine_Com, E - Refr | E | Yes | Large Retail | Refrigeration | NC | 10.7259 | 20.7904 | 30.4836 | 39.8641 | 48.7382 | 57.5502 | 66.3501 | 74.9147 | 83.4514 | 91.8829
| ES Ice Machine_Com, E - Refr | E | Yes | Large Retail | Refrigeration | REPL | 91.7504 | 181.0526 | 274.6019 | 367.123 | 459.1667 | 551.4568 | 642.7067 | 736.0987 | 830.3543 | 922.5794
| Walk In Cooler Retroft_Com, E - Refr | E | Yes | Large Retail | Refrigeration | RET | 604.2292 | 1192.336 | 1808.4126 | 2417.7171 | 3023.8786 | 3631.662 | 4232.5954 | 4847.6356 | 5468.3634 | 6075.7189
| HE Built Up Refrig_Com, E - Refr | E | Yes | Large Retail | Refrigeration | NC | 245.7493 | 476.3433 | 698.4315 | 913.354 | 1116.6747 | 1318.5735 | 1520.1939 | 1716.4237 | 1912.0134 | 2105.1954
| HE Built Up Refrig_Com, E - Refr | E | No | Large Retail | Refrigeration | RET | 1878.4815 | 3706.8402 | 5622.1538 | 7516.414 | 8912.4973 | 10326.6553 | 11696.9088 | 13116.4929 | 14556.2998 | 15953.2224
| Door Gasket Replacement_Com, E - Refr | E | Z | Large Retail | Refrigeration | RET | 0 | 0 | 0 | 0 | 0 | 0 | 0 | 0 | 0 | 0
| EnergyStar Dehumidifier_Com, E - Appl | E | Yes | Large Retail | Appliances | NC | 3.1867 | 6.1768 | 9.0566 | 11.8436 | 14.48 | 17.0981 | 19.7125 | 22.2571 | 24.7933 | 27.2983
| EnergyStar Dehumidifier_Com, E - Appl | E | Yes | Large Retail | Appliances | REPL | 27.2589 | 53.7905 | 81.5839 | 109.0718 | 136.4178 | 163.8371 | 190.9473 | 218.694 | 246.6972 | 274.0971
| Clothes Washer Elec WH_Com, E - Appl [unit w/ elec dry - Washer] | E | Yes | Large Retail | Appliances | NC | 0.5269 | 1.0213 | 1.4975 | 1.9583 | 2.3942 | 2.8271 | 3.2594 | 3.1574 | 3.0909 | 3.0416
| Clothes Washer Elec WH_Com, E - Appl [unit w/ elec dry - Washer] | E | Yes | Large Retail | Appliances | REPL | 7.7265 | 15.2468 | 23.1248 | 30.9161 | 38.6673 | 46.4393 | 54.1236 | 54.2618 | 54.679 | 54.5674
| Clothes Washer Elec WH_Com, E - Appl [unit w/ elec dry - Dryer] | E | Yes | Large Retail | Appliances | NC | 0.0751 | 0.14557 | 0.21344 | 0.27912 | 0.34125 | 0.40295 | 0.46456 | 0.45004 | 0.44055 | 0.43353
| Clothes Washer Elec WH_Com, E - Appl [unit w/ elec dry - Dryer] | E | Yes | Large Retail | Appliances | REPL | 1.1013 | 2.1732 | 3.296 | 4.4065 | 5.5113 | 6.6191 | 7.7144 | 7.7341 | 7.7935 | 7.7776
| Clothes Washer Elec WH_Com, E - HWat [unit w/ elec dry - Water Heater] | E | Yes | Large Retail | Water Heating | NC | 0.35459 | 0.68731 | 1.0078 | 1.3179 | 1.6112 | 1.9026 | 2.1935 | 2.1249 | 2.0801 | 2.0469
| Clothes Washer Elec WH_Com, E - HWat [unit w/ elec dry - Water Heater] | E | Yes | Large Retail | Water Heating | REPL | 5.1998 | 10.2608 | 15.5625 | 20.8059 | 26.0223 | 31.2526 | 36.424 | 36.5171 | 36.7978 | 36.7228
| Clothes Washer Elec WH_Com, E - Appl [unit w/ gas dry - Washer] | E | Yes | Large Retail | Appliances | NC | 0.13172 | 0.25532 | 0.37437 | 0.48957 | 0.59855 | 0.70677 | 0.81484 | 0.78936 | 0.77272 | 0.7604
| Clothes Washer Elec WH_Com, E - Appl [unit w/ gas dry - Washer] | E | Yes | Large Retail | Appliances | REPL | 1.9316 | 3.8117 | 5.7812 | 7.729 | 9.6668 | 11.6098 | 13.5309 | 13.5655 | 13.6697 | 13.6419
| Clothes Washer Elec WH_Com, E - HWat [unit w/ gas dry - Water Heater] | E | Yes | Large Retail | Water Heating | NC | 0.088648 | 0.17183 | 0.25194 | 0.32947 | 0.40281 | 0.47564 | 0.54837 | 0.53122 | 0.52003 | 0.51173
| Clothes Washer Elec WH_Com, E - HWat [unit w/ gas dry - Water Heater] | E | Yes | Large Retail | Water Heating | REPL | 1.2999 | 2.5652 | 3.8906 | 5.2015 | 6.5056 | 7.8132 | 9.106 | 9.1293 | 9.1995 | 9.1807
| Clothes Washer Elec WH_Com, E - Appl [unit w/ propane dry - Washer] | E | Yes | Large Retail | Appliances | NC | 0.05269 | 0.10213 | 0.14975 | 0.19583 | 0.23942 | 0.28271 | 0.32594 | 0.31574 | 0.30909 | 0.30416
| Clothes Washer Elec WH_Com, E - Appl [unit w/ propane dry - Washer] | E | Yes | Large Retail | Appliances | REPL | 0.77265 | 1.5247 | 2.3125 | 3.0916 | 3.8667 | 4.6439 | 5.4124 | 5.4262 | 5.4679 | 5.4567
| Clothes Washer Elec WH_Com, E - HWat [unit w/ propane dry - Water Heater] | E | Yes | Large Retail | Water Heating | NC | 0.035459 | 0.068731 | 0.10078 | 0.13179 | 0.16112 | 0.19026 | 0.21935 | 0.21249 | 0.20801 | 0.20469
| Clothes Washer Elec WH_Com, E - HWat [unit w/ propane dry - Water Heater] | E | Yes | Large Retail | Water Heating | REPL | 0.51998 | 1.0261 | 1.5562 | 2.0806 | 2.6022 | 3.1253 | 3.6424 | 3.6517 | 3.6798 | 3.6723
| Clothes Washer Gas WH_Com, E - Appl [unit w/ elec dry - Washer] | E | Yes | Large Retail | Appliances | NC | 0.26345 | 0.51065 | 0.74873 | 0.97913 | 1.1971 | 1.4135 | 1.6297 | 1.5787 | 1.5454 | 1.5208
| Clothes Washer Gas WH_Com, E - Appl [unit w/ elec dry - Washer] | E | Yes | Large Retail | Appliances | REPL | 3.8632 | 7.6234 | 11.5624 | 15.4581 | 19.3337 | 23.2196 | 27.0618 | 27.1309 | 27.3395 | 27.2837
| Clothes Washer Gas WH_Com, E - Appl [unit w/ elec dry - Dryer] | E | Yes | Large Retail | Appliances | NC | 0.03755 | 0.072784 | 0.10672 | 0.13956 | 0.17062 | 0.20147 | 0.23228 | 0.22502 | 0.22028 | 0.21676
| Clothes Washer Gas WH_Com, E - Appl [unit w/ elec dry - Dryer] | E | Yes | Large Retail | Appliances | REPL | 0.55064 | 1.0866 | 1.648 | 2.2033 | 2.7557 | 3.3095 | 3.8572 | 3.867 | 3.8968 | 3.8888
| Clothes Washer Gas WH_Com, E - Appl [unit w/ gas dry - Washer] | E | Yes | Large Retail | Appliances | NC | 1.0274 | 1.9915 | 2.9201 | 3.8186 | 4.6687 | 5.5128 | 6.3557 | 6.157 | 6.0273 | 5.9311
| Clothes Washer Gas WH_Com, E - Appl [unit w/ gas dry - Washer] | E | Yes | Large Retail | Appliances | REPL | 15.0666 | 29.7312 | 45.0933 | 60.2865 | 75.4013 | 90.5565 | 105.541 | 105.8106 | 106.624 | 106.4065
| Clothes Washer Gas WH_Com, E - Appl [unit w/ propane dry - Washer] | E | Yes | Large Retail | Appliances | NC | 0.05269 | 0.10213 | 0.14975 | 0.19583 | 0.23942 | 0.28271 | 0.32594 | 0.31574 | 0.30909 | 0.30416
| Clothes Washer Gas WH_Com, E - Appl [unit w/ propane dry - Washer] | E | Yes | Large Retail | Appliances | REPL | 0.77265 | 1.5247 | 2.3125 | 3.0916 | 3.8667 | 4.6439 | 5.4124 | 5.4262 | 5.4679 | 5.4567
| Clothes Washer Oil WH_Com, E - Appl [unit w/ elec dry - Washer] | E | Yes | Large Retail | Appliances | NC | 0.31614 | 0.61278 | 0.89848 | 1.175 | 1.4365 | 1.6962 | 1.9556 | 1.8945 | 1.8545 | 1.825
| Clothes Washer Oil WH_Com, E - Appl [unit w/ elec dry - Washer] | E | Yes | Large Retail | Appliances | REPL | 4.6359 | 9.1481 | 13.8749 | 18.5497 | 23.2004 | 27.8636 | 32.4741 | 32.5571 | 32.8074 | 32.7405
| Clothes Washer Oil WH_Com, E - Appl [unit w/ elec dry - Dryer] | E | Yes | Large Retail | Appliances | NC | 0.04506 | 0.087341 | 0.12806 | 0.16747 | 0.20475 | 0.24177 | 0.27874 | 0.27002 | 0.26433 | 0.26012
| Clothes Washer Oil WH_Com, E - Appl [unit w/ elec dry - Dryer] | E | Yes | Large Retail | Appliances | REPL | 0.66076 | 1.3039 | 1.9776 | 2.6439 | 3.3068 | 3.9715 | 4.6286 | 4.6404 | 4.6761 | 4.6666
| Clothes Washer Oil WH_Com, E - Appl [unit w/ gas dry - Washer] | E | Yes | Large Retail | Appliances | NC | 0.05269 | 0.10213 | 0.14975 | 0.19583 | 0.23942 | 0.28271 | 0.32594 | 0.31574 | 0.30909 | 0.30416
| Clothes Washer Oil WH_Com, E - Appl [unit w/ gas dry - Washer] | E | Yes | Large Retail | Appliances | REPL | 0.77265 | 1.5247 | 2.3125 | 3.0916 | 3.8667 | 4.6439 | 5.4124 | 5.4262 | 5.4679 | 5.4567
| Clothes Washer Oil WH_Com, E - Appl [unit w/ propane dry - Washer] | E | Yes | Large Retail | Appliances | NC | 0.079034 | 0.15319 | 0.22462 | 0.29374 | 0.35913 | 0.42406 | 0.4889 | 0.47362 | 0.46363 | 0.45624
| Clothes Washer Oil WH_Com, E - Appl [unit w/ propane dry - Washer] | E | Yes | Large Retail | Appliances | REPL | 1.159 | 2.287 | 3.4687 | 4.6374 | 5.8001 | 6.9659 | 8.1185 | 8.1393 | 8.2018 | 8.1851
| Clothes Washer Propane WH_Com, E - Appl [unit w/ elec dry - Washer] | E | Yes | Large Retail | Appliances | NC | 0.05269 | 0.10213 | 0.14975 | 0.19583 | 0.23942 | 0.28271 | 0.32594 | 0.31574 | 0.30909 | 0.30416
| Clothes Washer Propane WH_Com, E - Appl [unit w/ elec dry - Washer] | E | Yes | Large Retail | Appliances | REPL | 0.77265 | 1.5247 | 2.3125 | 3.0916 | 3.8667 | 4.6439 | 5.4124 | 5.4262 | 5.4679 | 5.4567
| Clothes Washer Propane WH_Com, E - Appl [unit w/ elec dry - Dryer] | E | Yes | Large Retail | Appliances | NC | 0.00751 | 0.014557 | 0.021344 | 0.027912 | 0.034125 | 0.040295 | 0.046456 | 0.045004 | 0.044055 | 0.043353
| Clothes Washer Propane WH_Com, E - Appl [unit w/ elec dry - Dryer] | E | Yes | Large Retail | Appliances | REPL | 0.11013 | 0.21732 | 0.3296 | 0.44065 | 0.55113 | 0.66191 | 0.77144 | 0.77341 | 0.77935 | 0.77776
| Clothes Washer Propane WH_Com, E - Appl [unit w/ gas dry - Washer] | E | Yes | Large Retail | Appliances | NC | 0.026345 | 0.051065 | 0.074873 | 0.097913 | 0.11971 | 0.14135 | 0.16297 | 0.15787 | 0.15454 | 0.15208
| Clothes Washer Propane WH_Com, E - Appl [unit w/ gas dry - Washer] | E | Yes | Large Retail | Appliances | REPL | 0.38632 | 0.76234 | 1.1562 | 1.5458 | 1.9334 | 2.322 | 2.7062 | 2.7131 | 2.7339 | 2.7284
| Clothes Washer Propane WH_Com, E - Appl [unit w/ propane dry - Washer] | E | Yes | Large Retail | Appliances | NC | 0.05269 | 0.10213 | 0.14975 | 0.19583 | 0.23942 | 0.28271 | 0.32594 | 0.31574 | 0.30909 | 0.30416
| Clothes Washer Propane WH_Com, E - Appl [unit w/ propane dry - Washer] | E | Yes | Large Retail | Appliances | REPL | 0.77265 | 1.5247 | 2.3125 | 3.0916 | 3.8667 | 4.6439 | 5.4124 | 5.4262 | 5.4679 | 5.4567
| Dishwasher_Com, E - Appl [Building w elec WH] | E | Yes | Large Retail | Appliances | NC | 0.15391 | 0.29833 | 0.43742 | 0.57202 | 0.69935 | 0.8258 | 0.95207 | 1.075 | 1.1975 | 1.3184
| Dishwasher_Com, E - Appl [Building w elec WH] | E | Yes | Large Retail | Appliances | REPL | 1.2489 | 2.4645 | 3.7379 | 4.9972 | 6.2501 | 7.5064 | 8.7485 | 10.0197 | 11.3027 | 12.5581
| Dishwasher_Com, E - HWat [Building w elec WH] | E | Yes | Large Retail | Water Heating | NC | 0.0072569 | 0.014066 | 0.020625 | 0.026971 | 0.032975 | 0.038937 | 0.044891 | 0.050686 | 0.056461 | 0.062166
| Dishwasher_Com, E - HWat [Building w elec WH] | E | Yes | Large Retail | Water Heating | REPL | 0.058887 | 0.1162 | 0.17624 | 0.23562 | 0.2947 | 0.35393 | 0.4125 | 0.47244 | 0.53293 | 0.59212
| Dishwasher_Com, E - Appl [Building w gas WH] | E | Yes | Large Retail | Appliances | NC | 0.38477 | 0.74581 | 1.0935 | 1.43 | 1.7484 | 2.0645 | 2.3802 | 2.6874 | 2.9937 | 3.2961
| Dishwasher_Com, E - Appl [Building w gas WH] | E | Yes | Large Retail | Appliances | REPL | 3.1222 | 6.1612 | 9.3446 | 12.4931 | 15.6253 | 18.7659 | 21.8711 | 25.0492 | 28.2567 | 31.3951
| Dishwasher_Com, E - Appl [Building w oil WH] | E | Yes | Large Retail | Appliances | NC | 0.038477 | 0.074581 | 0.10935 | 0.143 | 0.17484 | 0.20645 | 0.23802 | 0.26874 | 0.29937 | 0.32961
| Dishwasher_Com, E - Appl [Building w oil WH] | E | Yes | Large Retail | Appliances | REPL | 0.31222 | 0.61612 | 0.93446 | 1.2493 | 1.5625 | 1.8766 | 2.1871 | 2.5049 | 2.8257 | 3.1395
| Dishwasher_Com, E - Appl [Building w propane WH] | E | Yes | Large Retail | Appliances | NC | 0.038477 | 0.074581 | 0.10935 | 0.143 | 0.17484 | 0.20645 | 0.23802 | 0.26874 | 0.29937 | 0.32961
| Dishwasher_Com, E - Appl [Building w propane WH] | E | Yes | Large Retail | Appliances | REPL | 0.31222 | 0.61612 | 0.93446 | 1.2493 | 1.5625 | 1.8766 | 2.1871 | 2.5049 | 2.8257 | 3.1395
| Faucet Aerator_Com, E - HWat | E | Yes | Large Retail | Water Heating | RET | 216.416 | 427.0574 | 647.7167 | 865.9505 | 1083.0585 | 1300.7475 | 1515.9829 | 1736.2711 | 1958.5963 | 2176.132
| Pre Rinse Sprayers_Com, E - HWat | E | Yes | Large Retail | Water Heating | RET | 4.5634 | 9.005 | 13.6578 | 14.1779 | 14.7832 | 14.73 | 14.6837 | 14.7428 | 14.8394 | 14.8837
| Heat Pump Water Heater_Com, E - HWat | E | Yes | Large Retail | Water Heating | NC | 117.8073 | 228.3494 | 334.8141 | 437.8436 | 535.3115 | 632.0977 | 728.7505 | 822.8191 | 916.5809 | 1009.1885
| Heat Pump Water Heater_Com, E - HWat | E | Yes | Large Retail | Water Heating | RET | 1173.0004 | 2203.957 | 3179.186 | 4050.1379 | 4832.5502 | 5552.7582 | 6207.4422 | 6824.4396 | 7398.7909 | 7918.0477
| Heat Pump Water Heater_Com, E - HWat | E | Yes | Large Retail | Water Heating | REPL | 1209.2787 | 2150.8883 | 3013.9809 | 3745.6428 | 4352.2156 | 4850.9364 | 5235.7948 | 5518.9053 | 5692.8271 | 5753.6039
| Clothes Dryer_Com, E - Appl | E | Yes | Large Retail | Appliances | NC | 2.8048 | 5.4366 | 7.9713 | 10.4242 | 12.7448 | 15.0491 | 17.3502 | 19.5898 | 21.8221 | 24.0269
| Clothes Dryer_Com, E - Appl | E | Yes | Large Retail | Appliances | RET | 27.3956 | 51.523 | 74.3928 | 94.859 | 113.2822 | 129.9969 | 144.9508 | 159.121 | 172.3862 | 184.4482
| Clothes Dryer_Com, E - Appl | E | Yes | Large Retail | Appliances | REPL | 20.5648 | 36.5776 | 51.2552 | 63.6977 | 74.0129 | 82.2872 | 88.423 | 92.851 | 95.4511 | 96.1665
| Pnemautic to DDC_Com, E - TotE [Building w Elec Heat] | E | Yes | Large Retail | Total Electric | RET | 340.2006 | 671.3238 | 1018.1949 | 1361.2531 | 1702.5416 | 2044.7434 | 2383.0884 | 2729.376 | 3078.8658 | 3420.8267
| Pnemautic to DDC_Com, E - TotE [Building w Gas Heat] | E | No | Large Retail | Total Electric | RET | 360.2144 | 710.8174 | 1078.0946 | 1441.3348 | 1802.7011 | 2165.0344 | 2523.284 | 2889.9434 | 3259.9936 | 3622.0718
| Pnemautic to DDC_Com, E - TotE [Building w Oil Heat] | E | No | Large Retail | Total Electric | RET | 96.9179 | 191.2499 | 290.0681 | 387.8001 | 485.028 | 582.516 | 678.9053 | 777.5573 | 877.1216 | 974.541
| Pnemautic to DDC_Com, E - TotE [Building w Propane Heat] | E | No | Large Retail | Total Electric | RET | 29.2079 | 57.6364 | 87.417 | 116.8702 | 146.1715 | 175.5512 | 204.5997 | 234.3302 | 264.3356 | 293.6946
| Data Center_Com, E - TotE [Building w Elec Heat] | E | Yes | Large Retail | Total Electric | NC | 64.2048 | 124.4502 | 182.4732 | 238.6242 | 291.7441 | 344.4924 | 397.1681 | 448.4354 | 499.5354 | 550.0064
| Data Center_Com, E - TotE [Building w Elec Heat] | E | Yes | Large Retail | Total Electric | RET | 1054.4886 | 2080.8406 | 3156.0049 | 4219.3508 | 5277.2114 | 6337.9028 | 7386.6394 | 8459.9951 | 9543.2767 | 10603.2212
| Data Center_Com, E - TotE [Building w Gas Heat] | E | Yes | Large Retail | Total Electric | NC | 131.108 | 254.1307 | 372.6155 | 487.2773 | 595.7496 | 703.4632 | 811.0284 | 915.7176 | 1020.0653 | 1123.1286
| Data Center_Com, E - TotE [Building w Gas Heat] | E | Yes | Large Retail | Total Electric | RET | 2153.2953 | 4249.1349 | 6444.6505 | 8616.0329 | 10776.2138 | 12942.1754 | 15083.7251 | 17275.5475 | 19487.639 | 21652.0753
| Data Center_Com, E - TotE [Building w Oil Heat] | E | Yes | Large Retail | Total Electric | NC | 35.2754 | 68.3755 | 100.2545 | 131.105 | 160.2901 | 189.2712 | 218.2122 | 246.3795 | 274.4549 | 302.1848
| Data Center_Com, E - TotE [Building w Oil Heat] | E | Yes | Large Retail | Total Electric | RET | 579.3575 | 1143.2563 | 1733.9734 | 2318.1974 | 2899.4076 | 3482.173 | 4058.3703 | 4648.0939 | 5243.2709 | 5825.626
| Data Center_Com, E - TotE [Building w Propane Heat] | E | Yes | Large Retail | Total Electric | NC | 10.6309 | 20.6061 | 30.2134 | 39.5107 | 48.3062 | 57.0401 | 65.762 | 74.2507 | 82.7117 | 91.0685
| Data Center_Com, E - TotE [Building w Propane Heat] | E | Yes | Large Retail | Total Electric | RET | 174.5993 | 344.5398 | 522.5626 | 698.6285 | 873.7861 | 1049.4125 | 1223.0594 | 1400.7827 | 1580.1495 | 1755.6522
| RCx_Com, E - TotE [Building w Elec Heat] | E | Yes | Large Retail | Total Electric | RET | 1460.0375 | 2881.1172 | 4369.782 | 5842.0834 | 7306.7896 | 8775.4155 | 10227.4888 | 11713.6496 | 11753.5161 | 11800.0281
| RCx_Com, E - TotE [Building w Gas Heat] | E | Yes | Large Retail | Total Electric | RET | 2981.4375 | 5883.3221 | 8923.2176 | 11929.6983 | 14920.6695 | 17919.6447 | 20884.8193 | 23919.6012 | 24001.0099 | 24095.9886
| RCx_Com, E - TotE [Building w Oil Heat] | E | Yes | Large Retail | Total Electric | RET | 802.1744 | 1582.9445 | 2400.8474 | 3209.7598 | 4014.4992 | 4821.3922 | 5619.1909 | 6435.718 | 6457.6215 | 6483.1761
| RCx_Com, E - TotE [Building w Propane Heat] | E | Yes | Large Retail | Total Electric | RET | 241.749 | 477.0474 | 723.5365 | 967.3161 | 1209.8381 | 1453.0091 | 1693.4394 | 1939.5138 | 1946.1148 | 1953.8161
| Commissioning_Com, E - TotE [Building w Elec Heat] | E | Yes | Large Retail | Total Electric | NC | 0 | 0 | 0 | 0 | 0 | 0 | 0 | 0 | 0 | 0
| Commissioning_Com, E - TotE [Building w Gas Heat] | E | Yes | Large Retail | Total Electric | NC | 0 | 0 | 0 | 0 | 0 | 0 | 0 | 0 | 0 | 0
| Commissioning_Com, E - TotE [Building w Oil Heat] | E | Yes | Large Retail | Total Electric | NC | 0 | 0 | 0 | 0 | 0 | 0 | 0 | 0 | 0 | 0
| Commissioning_Com, E - TotE [Building w Propane Heat] | E | Yes | Large Retail | Total Electric | NC | 0 | 0 | 0 | 0 | 0 | 0 | 0 | 0 | 0 | 0
| Integrated Building Design_Com, E - TotE [Building w Elec Heat] | E | Yes | Large Retail | Total Electric | NC | 95.3108 | 184.7438 | 270.878 | 354.233 | 433.0884 | 511.3923 | 589.5883 | 665.6935 | 741.5505 | 816.4738
| Integrated Building Design_Com, E - TotE [Building w Gas Heat] | E | Yes | Large Retail | Total Electric | NC | 194.6273 | 377.2521 | 553.1404 | 723.3537 | 884.3786 | 1044.2774 | 1203.9558 | 1359.3649 | 1514.267 | 1667.2624
| Integrated Building Design_Com, E - TotE [Building w Oil Heat] | E | Yes | Large Retail | Total Electric | NC | 52.3657 | 101.502 | 148.8259 | 194.6228 | 237.9476 | 280.9693 | 323.9318 | 365.7456 | 407.423 | 448.5874
| Integrated Building Design_Com, E - TotE [Building w Propane Heat] | E | Yes | Large Retail | Total Electric | NC | 15.7813 | 30.5894 | 44.8512 | 58.6529 | 71.7096 | 84.6749 | 97.6224 | 110.2237 | 122.7839 | 135.1895
| Deep Energy Retrofit_Com, E - TotE [Building w Elec Heat] | E | Yes | Large Retail | Total Electric | RET | 342.7605 | 676.3752 | 1025.8564 | 1371.496 | 1715.3525 | 2060.1292 | 2401.0201 | 2749.9133 | 3102.033 | 3446.5669
| Deep Energy Retrofit_Com, E - TotE [Building w Gas Heat] | E | Yes | Large Retail | Total Electric | RET | 699.9265 | 1381.1772 | 2094.8275 | 2800.6332 | 3502.798 | 4206.8417 | 4902.9504 | 5615.4002 | 6334.4384 | 7037.9864
| Deep Energy Retrofit_Com, E - TotE [Building w Oil Heat] | E | Yes | Large Retail | Total Electric | RET | 188.3196 | 371.6143 | 563.6264 | 753.5278 | 942.4497 | 1131.877 | 1319.1694 | 1510.8585 | 1704.3202 | 1893.6141
| Deep Energy Retrofit_Com, E - TotE [Building w Propane Heat] | E | Yes | Large Retail | Total Electric | RET | 56.7533 | 111.9923 | 169.8585 | 227.0885 | 284.0233 | 341.1105 | 397.5543 | 455.3231 | 513.6261 | 570.6731
| EMS_Com, E - TotE [Building w Elec Heat] | E | Yes | Large Retail | Total Electric | NC | 173.3645 | 336.0378 | 492.7106 | 644.3283 | 787.7614 | 930.1915 | 1072.4253 | 1210.8561 | 1348.8354 | 1485.1163
| EMS_Com, E - TotE [Building w Elec Heat] | E | Yes | Large Retail | Total Electric | RET | 2170.0561 | 4282.2094 | 6494.8146 | 8683.0985 | 10860.0941 | 13042.915 | 15201.1341 | 17410.0175 | 19639.3274 | 21820.6114
| EMS_Com, E - TotE [Building w Gas Heat] | E | Yes | Large Retail | Total Electric | NC | 354.0153 | 686.1986 | 1006.1288 | 1315.7364 | 1608.631 | 1899.4772 | 2189.9225 | 2472.6022 | 2754.3598 | 3032.6492
| EMS_Com, E - TotE [Building w Gas Heat] | E | Yes | Large Retail | Total Electric | RET | 4431.3155 | 8744.3918 | 13262.5938 | 17731.1309 | 22176.6169 | 26633.9985 | 31041.1426 | 35551.7443 | 40104.0579 | 44558.301
| EMS_Com, E - TotE [Building w Oil Heat] | E | Yes | Large Retail | Total Electric | NC | 95.25 | 184.626 | 270.7052 | 354.0071 | 432.8122 | 511.0662 | 589.2123 | 665.2691 | 741.0777 | 815.9532
| EMS_Com, E - TotE [Building w Oil Heat] | E | Yes | Large Retail | Total Electric | RET | 1192.2731 | 2352.7332 | 3568.3836 | 4770.6714 | 5966.7572 | 7166.0435 | 8351.8131 | 9565.4187 | 10790.247 | 11988.6889
| EMS_Com, E - TotE [Building w Propane Heat] | E | Yes | Large Retail | Total Electric | NC | 28.7052 | 55.6402 | 81.5817 | 106.6861 | 130.4354 | 154.0185 | 177.5692 | 200.4902 | 223.3365 | 245.9015
| EMS_Com, E - TotE [Building w Propane Heat] | E | Yes | Large Retail | Total Electric | RET | 359.3119 | 709.0364 | 1075.3935 | 1437.7235 | 1798.1844 | 2159.6099 | 2516.9619 | 2882.7027 | 3251.8257 | 3612.9967
| VFDs on HVAC Pumps_Com, E - Oth | E | Yes | Large Retail | Other | RET | 1049.0333 | 2070.0755 | 3139.6776 | 4197.5224 | 5249.9102 | 5256.0809 | 5278.3498 | 5276.5506 | 5296.383 | 5298.4562
| ECM Circulators_Com, E - Oth | E | Yes | Large Retail | Other | RET | 921.762 | 1818.9288 | 2758.7641 | 3688.2686 | 4612.9781 | 5540.1621 | 6456.8961 | 7395.1504 | 8342.0813 | 9268.6124
| Motors_Com, E - Oth | E | Yes | Large Retail | Other | NC | 8.9644 | 17.3759 | 25.4771 | 33.317 | 40.7337 | 48.0985 | 55.4531 | 62.6111 | 69.7457 | 76.7926
| Motors_Com, E - Oth | E | Yes | Large Retail | Other | RET | 273.2938 | 512.9613 | 739.1716 | 940.7467 | 1121.4289 | 1100.4277 | 1084.2771 | 1066.4961 | 1053.7321 | 1041.0839
| Motors_Com, E - Oth | E | Yes | Large Retail | Other | REPL | 61.3454 | 109.1123 | 152.896 | 190.0124 | 220.7832 | 245.4657 | 263.769 | 276.3963 | 282.9785 | 283.3896
| Ext Area Ltg_Com, E - ExtL | E | Yes | Large Retail | Exterior Lighting | NC | 86.068 | 166.8281 | 244.6094 | 319.8809 | 391.0893 | 461.7996 | 532.4125 | 601.1374 | 669.6381 | 737.2956
| Ext Area Ltg_Com, E - ExtL | E | Yes | Large Retail | Exterior Lighting | RET | 441.739 | 850.1937 | 1256.68 | 1638.5973 | 1999.547 | 2410.6908 | 2850.0202 | 3299.6629 | 3753.4637 | 4197.4883
| Ext Area Ltg_Com, E - ExtL | E | Yes | Large Retail | Exterior Lighting | REPL | 773.9268 | 1376.5478 | 1928.9189 | 2397.1754 | 2785.3762 | 3214.7193 | 3678.8749 | 4194.5088 | 4755.8686 | 5345.2104
| Street Ltg_Com, E - ExtL | E | Yes | Large Retail | Exterior Lighting | NC | 16.0209 | 31.0537 | 45.5321 | 59.5433 | 72.7982 | 85.9604 | 99.1044 | 111.897 | 124.6479 | 137.2418
| Street Ltg_Com, E - ExtL | E | Yes | Large Retail | Exterior Lighting | RET | 82.2262 | 158.2569 | 233.9211 | 305.012 | 372.1999 | 448.7311 | 530.5088 | 614.2063 | 698.6777 | 781.3294
| Street Ltg_Com, E - ExtL | E | Yes | Large Retail | Exterior Lighting | REPL | 144.0604 | 256.2335 | 359.053 | 446.2153 | 518.4758 | 598.3947 | 684.7936 | 780.7748 | 885.2675 | 994.9688
| Ext Ltg Ctrls_Com, E - ExtL | E | Yes | Large Retail | Exterior Lighting | RET | 531.308 | 1048.4393 | 1590.1648 | 2125.9357 | 2658.9427 | 3193.376 | 3721.7859 | 4262.6002 | 4277.1076 | 4294.0333
| Ext Ltg Dsgn_Com, E - ExtL | E | Yes | Large Retail | Exterior Lighting | NC | 10.3519 | 20.0655 | 29.4207 | 38.4741 | 47.0388 | 55.5436 | 64.0367 | 72.3027 | 80.5417 | 88.6793
| Ext Ltg Dsgn_Com, E - ExtL | E | Yes | Large Retail | Exterior Lighting | REPL | 70.8411 | 139.7919 | 212.022 | 283.4581 | 354.5257 | 425.7835 | 496.2381 | 568.3467 | 641.1221 | 712.3297
| Int Ltg Ctrls_Com, E - IntL [No Heat] | E | Yes | Large Retail | Interior Lighting | RET | 902.7991 | 1781.5092 | 2702.0098 | 3612.3922 | 4518.0782 | 5426.1879 | 6324.0625 | 7243.0147 | 7267.6658 | 7296.426
| Int Ltg Ctrls_Com, E - IntL [Electric Heat] | E | Yes | Large Retail | Interior Lighting | RET | 749.7707 | 1479.5355 | 2244.0072 | 3000.0757 | 3752.244 | 4506.425 | 5252.1059 | 6015.2917 | 6035.7643 | 6059.6495
| Int Ltg Ctrls_Com, E/G - IntL | E | Yes | Large Retail | Interior Lighting | RET | 3876.5407 | 7649.6448 | 11602.194 | 15511.2965 | 19400.2333 | 23299.5769 | 27154.9721 | 31100.8726 | 31206.7223 | 31330.216
| Int Ltg Ctrls_Com, E/O - IntL | E | Yes | Large Retail | Interior Lighting | RET | 775.2803 | 1529.8739 | 2320.3554 | 3102.1477 | 3879.9071 | 4659.7478 | 5430.7991 | 6219.9509 | 6241.12 | 6265.8179
| Int Ltg Ctrls_Com, E/P - IntL | E | Yes | Large Retail | Interior Lighting | RET | 65.087 | 128.4373 | 194.8004 | 260.4341 | 325.7292 | 391.1991 | 455.931 | 522.1826 | 523.9598 | 526.0332
| Exit Sign RetFit_Com, E - IntL [No Heat] | E | Yes | Large Retail | Interior Lighting | RET | 34.306 | 67.6966 | 102.6753 | 137.2695 | 171.6852 | 206.193 | 240.3119 | 275.2317 | 310.4745 | 344.958
| Exit Sign RetFit_Com, E - IntL [Electric Heat] | E | Yes | Large Retail | Interior Lighting | RET | 32.7318 | 64.5902 | 97.9638 | 130.9705 | 163.8069 | 196.7313 | 229.2845 | 262.6019 | 296.2275 | 329.1286
| Exit Sign RetFit_Com, E/G - IntL | E | Yes | Large Retail | Interior Lighting | RET | 151.1461 | 298.2591 | 452.3688 | 604.7844 | 756.4138 | 908.449 | 1058.7706 | 1212.621 | 1367.8941 | 1519.8222
| Exit Sign RetFit_Com, E/O - IntL | E | Yes | Large Retail | Interior Lighting | RET | 30.0798 | 59.3571 | 90.0267 | 120.3592 | 150.5352 | 180.792 | 210.7077 | 241.3258 | 272.2269 | 302.4624
| Exit Sign RetFit_Com, E/P - IntL | E | Yes | Large Retail | Interior Lighting | RET | 2.5224 | 4.9775 | 7.5494 | 10.093 | 12.6234 | 15.1607 | 17.6693 | 20.2368 | 22.8281 | 25.3636
| LED HiLo Bay_Com, E - IntL [No Heat] | E | Yes | Large Retail | Interior Lighting | NC | 9.3142 | 18.0539 | 26.4713 | 34.6171 | 42.3232 | 49.9754 | 57.617 | 65.0543 | 72.4674 | 79.7892
| LED HiLo Bay_Com, E - IntL [No Heat] | E | Yes | Large Retail | Interior Lighting | RET | 72.3444 | 138.017 | 202.1805 | 261.3655 | 316.2805 | 367.6347 | 414.9911 | 460.1954 | 502.7457 | 545.7429
| LED HiLo Bay_Com, E - IntL [No Heat] | E | Yes | Large Retail | Interior Lighting | REPL | 49.7549 | 88.4967 | 124.0079 | 154.1116 | 179.0686 | 199.0876 | 213.9326 | 224.0617 | 229.173 | 232.0389
| LED HiLo Bay_Com, E - IntL [Electric Heat] | E | Yes | Large Retail | Interior Lighting | NC | 7.7422 | 15.0069 | 22.0036 | 28.7746 | 35.1801 | 41.5408 | 47.8927 | 54.0748 | 60.2367 | 66.3228
| LED HiLo Bay_Com, E - IntL [Electric Heat] | E | Yes | Large Retail | Interior Lighting | RET | 60.1345 | 114.7233 | 168.0576 | 217.2538 | 262.9005 | 305.5874 | 344.9513 | 382.5263 | 417.8952 | 453.6356
| LED HiLo Bay_Com, E - IntL [Electric Heat] | E | Yes | Large Retail | Interior Lighting | REPL | 41.3575 | 73.5607 | 103.0786 | 128.1015 | 148.8464 | 165.4867 | 177.8263 | 186.2458 | 190.4945 | 192.8767
| LED HiLo Bay_Com, E/G - IntL | E | Yes | Large Retail | Interior Lighting | NC | 40.2235 | 77.9665 | 114.3172 | 149.4951 | 182.7741 | 215.8203 | 248.8209 | 280.9392 | 312.9528 | 344.5723
| LED HiLo Bay_Com, E/G - IntL | E | Yes | Large Retail | Interior Lighting | RET | 312.4218 | 596.0312 | 873.1231 | 1128.7158 | 1365.8679 | 1587.6428 | 1792.1528 | 1987.3693 | 2171.1242 | 2356.8092
| LED HiLo Bay_Com, E/G - IntL | E | Yes | Large Retail | Interior Lighting | REPL | 214.868 | 382.1758 | 535.5325 | 665.5362 | 773.3137 | 859.7665 | 923.8753 | 967.6178 | 989.6913 | 1002.0677
| LED HiLo Bay_Com, E/O - IntL | E | Yes | Large Retail | Interior Lighting | NC | 8.005 | 15.5162 | 22.7505 | 29.7513 | 36.3742 | 42.9508 | 49.5183 | 55.9102 | 62.2813 | 68.5739
| LED HiLo Bay_Com, E/O - IntL | E | Yes | Large Retail | Interior Lighting | RET | 62.1756 | 118.6172 | 173.7617 | 224.6277 | 271.8237 | 315.9595 | 356.6594 | 395.5097 | 432.0791 | 469.0326
| LED HiLo Bay_Com, E/O - IntL | E | Yes | Large Retail | Interior Lighting | REPL | 42.7612 | 76.0575 | 106.5772 | 132.4495 | 153.8985 | 171.1036 | 183.862 | 192.5673 | 196.9601 | 199.4232
| LED HiLo Bay_Com, E/P - IntL | E | Yes | Large Retail | Interior Lighting | NC | 0.67127 | 1.3011 | 1.9078 | 2.4949 | 3.0502 | 3.6017 | 4.1525 | 4.6885 | 5.2227 | 5.7504
| LED HiLo Bay_Com, E/P - IntL | E | Yes | Large Retail | Interior Lighting | RET | 5.2139 | 9.9469 | 14.5711 | 18.8366 | 22.7943 | 26.4954 | 29.9084 | 33.1662 | 36.2328 | 39.3316
| LED HiLo Bay_Com, E/P - IntL | E | Yes | Large Retail | Interior Lighting | REPL | 3.5858 | 6.3779 | 8.9372 | 11.1068 | 12.9055 | 14.3482 | 15.4181 | 16.1481 | 16.5165 | 16.723
| Repl Scre_Com, E - IntL [No Heat] | E | Yes | Large Retail | Interior Lighting | NC | 66.0321 | 127.992 | 61.9599 | 0 | 0 | 0 | 0 | 0 | 0 | 0
| Repl Scre_Com, E - IntL [No Heat] | E | Yes | Large Retail | Interior Lighting | RET | 249.2125 | 491.7754 | 242.5629 | 0 | 0 | 0 | 0 | 0 | 0 | 0
| Repl Scre_Com, E - IntL [No Heat] | E | Yes | Large Retail | Interior Lighting | REPL | 3389.059 | 6687.689 | 3298.63 | 0 | 0 | 0 | 0 | 0 | 0 | 0
| Repl Scre_Com, E - IntL [Electric Heat] | E | Yes | Large Retail | Interior Lighting | NC | 63.002 | 122.1187 | 59.1167 | 0 | 0 | 0 | 0 | 0 | 0 | 0
| Repl Scre_Com, E - IntL [Electric Heat] | E | Yes | Large Retail | Interior Lighting | RET | 237.7767 | 469.2089 | 231.4322 | 0 | 0 | 0 | 0 | 0 | 0 | 0
| Repl Scre_Com, E - IntL [Electric Heat] | E | Yes | Large Retail | Interior Lighting | REPL | 3233.5425 | 6380.8055 | 3147.2631 | 0 | 0 | 0 | 0 | 0 | 0 | 0
| Repl Scre_Com, E/G - IntL | E | Yes | Large Retail | Interior Lighting | NC | 290.9253 | 563.9093 | 272.9841 | 0 | 0 | 0 | 0 | 0 | 0 | 0
| Repl Scre_Com, E/G - IntL | E | Yes | Large Retail | Interior Lighting | RET | 1097.9852 | 2166.6732 | 1068.688 | 0 | 0 | 0 | 0 | 0 | 0 | 0
| Repl Scre_Com, E/G - IntL | E | Yes | Large Retail | Interior Lighting | REPL | 14931.5791 | 29464.7446 | 14533.1655 | 0 | 0 | 0 | 0 | 0 | 0 | 0
| Repl Scre_Com, E/O - IntL | E | Yes | Large Retail | Interior Lighting | NC | 57.8975 | 112.2246 | 54.327 | 0 | 0 | 0 | 0 | 0 | 0 | 0
| Repl Scre_Com, E/O - IntL | E | Yes | Large Retail | Interior Lighting | RET | 218.5119 | 431.1933 | 212.6814 | 0 | 0 | 0 | 0 | 0 | 0 | 0
| Repl Scre_Com, E/O - IntL | E | Yes | Large Retail | Interior Lighting | REPL | 2971.559 | 5863.829 | 2892.27 | 0 | 0 | 0 | 0 | 0 | 0 | 0
| Repl Scre_Com, E/P - IntL | E | Yes | Large Retail | Interior Lighting | NC | 4.8551 | 9.4108 | 4.5557 | 0 | 0 | 0 | 0 | 0 | 0 | 0
| Repl Scre_Com, E/P - IntL | E | Yes | Large Retail | Interior Lighting | RET | 18.3237 | 36.1586 | 17.8348 | 0 | 0 | 0 | 0 | 0 | 0 | 0
| Repl Scre_Com, E/P - IntL | E | Yes | Large Retail | Interior Lighting | REPL | 249.1859 | 491.7228 | 242.537 | 0 | 0 | 0 | 0 | 0 | 0 | 0
| Lin LED Fixture_Com, E - IntL [No Heat] | E | Yes | Large Retail | Interior Lighting | NC | 15.8765 | 30.7739 | 45.1217 | 59.0067 | 72.1421 | 85.1856 | 98.2112 | 110.8885 | 123.5245 | 136.0049
| Lin LED Fixture_Com, E - IntL [No Heat] | E | Yes | Large Retail | Interior Lighting | RET | 96.4976 | 183.079 | 266.6887 | 342.9158 | 412.8222 | 477.4368 | 536.3295 | 591.8933 | 647.832 | 702.4403
| Lin LED Fixture_Com, E - IntL [No Heat] | E | Yes | Large Retail | Interior Lighting | REPL | 98.2059 | 174.6744 | 244.7664 | 304.1849 | 353.4449 | 392.9583 | 422.2594 | 442.252 | 456.6602 | 465.113
| Lin LED Fixture_Com, E - IntL [Electric Heat] | E | Yes | Large Retail | Interior Lighting | NC | 15.1479 | 29.3617 | 43.0512 | 56.299 | 68.8317 | 81.2767 | 93.7045 | 105.8001 | 117.8562 | 129.7639
| Lin LED Fixture_Com, E - IntL [Electric Heat] | E | Yes | Large Retail | Interior Lighting | RET | 92.0696 | 174.6779 | 254.4509 | 327.1801 | 393.8787 | 455.5283 | 511.7185 | 564.7326 | 618.1044 | 670.2068
| Lin LED Fixture_Com, E - IntL [Electric Heat] | E | Yes | Large Retail | Interior Lighting | REPL | 93.6995 | 166.6589 | 233.5346 | 290.2265 | 337.2261 | 374.9263 | 402.8829 | 421.9581 | 435.7051 | 443.77
| Lin LED Fixture_Com, E/G - IntL | E | Yes | Large Retail | Interior Lighting | NC | 69.9489 | 135.5841 | 198.7982 | 259.9727 | 317.845 | 375.3125 | 432.7008 | 488.5547 | 544.2264 | 599.2128
| Lin LED Fixture_Com, E/G - IntL | E | Yes | Large Retail | Interior Lighting | RET | 425.1511 | 806.6129 | 1174.9819 | 1510.8248 | 1818.8196 | 2103.4999 | 2362.9705 | 2607.7746 | 2854.2303 | 3094.8244
| Lin LED Fixture_Com, E/G - IntL | E | Yes | Large Retail | Interior Lighting | REPL | 432.6776 | 769.5836 | 1078.3964 | 1340.1836 | 1557.2141 | 1731.3032 | 1860.3984 | 1948.4822 | 2011.9621 | 2049.2036
| Lin LED Fixture_Com, E/O - IntL | E | Yes | Large Retail | Interior Lighting | NC | 13.9207 | 26.9828 | 39.5632 | 51.7376 | 63.2549 | 74.6916 | 86.1125 | 97.2281 | 108.3074 | 119.2504
| Lin LED Fixture_Com, E/O - IntL | E | Yes | Large Retail | Interior Lighting | RET | 84.61 | 160.5254 | 233.8351 | 300.6718 | 361.9664 | 418.6211 | 470.2588 | 518.9777 | 568.0252 | 615.9063
| Lin LED Fixture_Com, E/O - IntL | E | Yes | Large Retail | Interior Lighting | REPL | 86.1079 | 153.1561 | 214.6135 | 266.7122 | 309.9038 | 344.5496 | 370.2411 | 387.7708 | 400.404 | 407.8155
| Lin LED Fixture_Com, E/P - IntL | E | Yes | Large Retail | Interior Lighting | NC | 1.1673 | 2.2627 | 3.3176 | 4.3386 | 5.3044 | 6.2634 | 7.2211 | 8.1533 | 9.0823 | 10
| Lin LED Fixture_Com, E/P - IntL | E | Yes | Large Retail | Interior Lighting | RET | 7.0951 | 13.4612 | 19.6087 | 25.2134 | 30.3534 | 35.1043 | 39.4345 | 43.5199 | 47.6329 | 51.648
| Lin LED Fixture_Com, E/P - IntL | E | Yes | Large Retail | Interior Lighting | REPL | 7.2207 | 12.8432 | 17.9968 | 22.3657 | 25.9876 | 28.8929 | 31.0473 | 32.5173 | 33.5767 | 34.1982
| LED Tube Repl_Com, E - IntL [No Heat] | E | Yes | Large Retail | Interior Lighting | RET | 607.1152 | 1151.8424 | 1677.8728 | 2157.4561 | 2597.2723 | 3044.2032 | 3491.5089 | 3954.4212 | 4426.3648 | 4892.4261
| LED Tube Repl_Com, E - IntL [No Heat] | E | Yes | Large Retail | Interior Lighting | REPL | 907.3705 | 1613.898 | 2261.5111 | 2810.5063 | 3265.6423 | 3691.1174 | 4081.2664 | 4449.3266 | 4789.2539 | 5091.0012
| LED Tube Repl_Com, E - IntL [Electric Heat] | E | Yes | Large Retail | Interior Lighting | RET | 579.256 | 1098.9868 | 1600.8789 | 2058.4551 | 2478.0891 | 2904.5114 | 3331.2912 | 3772.9614 | 4223.2486 | 4667.9234
| LED Tube Repl_Com, E - IntL [Electric Heat] | E | Yes | Large Retail | Interior Lighting | REPL | 865.7332 | 1539.8397 | 2157.7353 | 2681.5383 | 3115.7891 | 3521.7401 | 3893.986 | 4245.1567 | 4569.4855 | 4857.3863
| LED Tube Repl_Com, E/G - IntL | E | Yes | Large Retail | Interior Lighting | RET | 2674.8396 | 5074.8085 | 7392.4031 | 9505.36 | 11443.1104 | 13412.2071 | 15382.9548 | 17422.4624 | 19501.7603 | 21555.142
| LED Tube Repl_Com, E/G - IntL | E | Yes | Large Retail | Interior Lighting | REPL | 3997.7096 | 7110.5417 | 9963.8076 | 12382.581 | 14387.8277 | 16262.3938 | 17981.3192 | 19602.9258 | 21100.5841 | 22430.028
| LED Tube Repl_Com, E/O - IntL | E | Yes | Large Retail | Interior Lighting | RET | 532.3244 | 1009.9463 | 1471.1747 | 1891.6779 | 2277.3129 | 2669.1862 | 3061.388 | 3467.2739 | 3881.0785 | 4289.7255
| LED Tube Repl_Com, E/O - IntL | E | Yes | Large Retail | Interior Lighting | REPL | 795.591 | 1415.081 | 1982.9143 | 2464.2785 | 2863.3461 | 3236.4067 | 3578.4929 | 3901.2116 | 4199.2632 | 4463.838
| LED Tube Repl_Com, E/P - IntL | E | Yes | Large Retail | Interior Lighting | RET | 44.6391 | 84.691 | 123.3682 | 158.6303 | 190.9685 | 223.8298 | 256.7187 | 290.755 | 325.4554 | 359.7233
| LED Tube Repl_Com, E/P - IntL | E | Yes | Large Retail | Interior Lighting | REPL | 66.7158 | 118.6644 | 166.2812 | 206.6469 | 240.1115 | 271.3952 | 300.0815 | 327.1437 | 352.1374 | 374.3239
| Repl pin CFL wLED_Com, E - IntL [No Heat] | E | Yes | Large Retail | Interior Lighting | RET | 18.86 | 36.0434 | 52.8935 | 68.4932 | 83.0205 | 98.73 | 115.3205 | 133.3143 | 152.4322 | 171.3898
| Repl pin CFL wLED_Com, E - IntL [No Heat] | E | Yes | Large Retail | Interior Lighting | REPL | 36.7684 | 65.3983 | 91.6408 | 113.8872 | 132.3302 | 151.1681 | 170.1352 | 189.8973 | 210.1949 | 230.4006
| Repl pin CFL wLED_Com, E - IntL [Electric Heat] | E | Yes | Large Retail | Interior Lighting | RET | 17.9945 | 34.3894 | 50.4663 | 65.3502 | 79.2109 | 94.1995 | 110.0287 | 127.1968 | 145.4374 | 163.5251
| Repl pin CFL wLED_Com, E - IntL [Electric Heat] | E | Yes | Large Retail | Interior Lighting | REPL | 35.0812 | 62.3973 | 87.4356 | 108.6612 | 126.2579 | 144.2313 | 162.3281 | 181.1833 | 200.5495 | 219.828
| Repl pin CFL wLED_Com, E/G - IntL | E | Yes | Large Retail | Interior Lighting | RET | 83.0936 | 158.8007 | 233.0392 | 301.7687 | 365.7733 | 434.9863 | 508.0813 | 587.3586 | 671.5887 | 755.1122
| Repl pin CFL wLED_Com, E/G - IntL | E | Yes | Large Retail | Interior Lighting | REPL | 161.995 | 288.133 | 403.7529 | 501.7664 | 583.0229 | 666.0191 | 749.5849 | 836.6529 | 926.0807 | 1015.1032
| Repl pin CFL wLED_Com, E/O - IntL | E | Yes | Large Retail | Interior Lighting | RET | 16.5366 | 31.6032 | 46.3775 | 60.0555 | 72.7932 | 86.5674 | 101.1141 | 116.8912 | 133.654 | 150.2762
| Repl pin CFL wLED_Com, E/O - IntL | E | Yes | Large Retail | Interior Lighting | REPL | 32.2389 | 57.3418 | 80.3516 | 99.8574 | 116.0284 | 132.5456 | 149.1762 | 166.5037 | 184.3009 | 202.0174
| Repl pin CFL wLED_Com, E/P - IntL | E | Yes | Large Retail | Interior Lighting | RET | 1.3867 | 2.6501 | 3.8891 | 5.0361 | 6.1042 | 7.2593 | 8.4791 | 9.8021 | 11.2078 | 12.6017
| Repl pin CFL wLED_Com, E/P - IntL | E | Yes | Large Retail | Interior Lighting | REPL | 2.7035 | 4.8085 | 6.738 | 8.3737 | 9.7298 | 11.1149 | 12.5095 | 13.9625 | 15.4549 | 16.9406
| Refrig Case LED_Com, E - IntL | E | Yes | Large Retail | Interior Lighting | NC | 253.9315 | 492.2033 | 721.6859 | 943.7643 | 1153.8546 | 1362.4756 | 1570.8091 | 1773.5723 | 1975.6742 | 2175.2883
| Refrig Case LED_Com, E - IntL | E | Yes | Large Retail | Interior Lighting | RET | 1303.2897 | 2508.3784 | 3707.6599 | 4834.4537 | 5899.3858 | 6913.7786 | 7866.5905 | 8793.0106 | 9820.7147 | 10912.4626
| Refrig Case LED_Com, E - IntL | E | Yes | Large Retail | Interior Lighting | REPL | 1629.1121 | 2897.6265 | 4060.3647 | 5046.0424 | 5863.2032 | 6518.6813 | 7004.749 | 7336.4011 | 7678.0935 | 8019.2479
| Refrig Case Ctrls_Com, E - IntL | E | Yes | Large Retail | Interior Lighting | RET | 1020.7574 | 2014.2782 | 3055.0499 | 4084.3813 | 5108.4028 | 6135.1646 | 7150.354 | 8189.375 | 8217.2469 | 8249.7649
| Stair Occ Sensor_Com, E - IntL [No Heat] | E | Yes | Large Retail | Interior Lighting | NC | 12.3027 | 23.8467 | 34.9649 | 45.7243 | 55.903 | 66.0104 | 76.104 | 85.9276 | 95.7192 | 105.3903
| Stair Occ Sensor_Com, E - IntL [No Heat] | E | Yes | Large Retail | Interior Lighting | RET | 94.7144 | 186.9016 | 283.4731 | 378.9831 | 474.0004 | 569.272 | 663.4698 | 759.8788 | 857.1794 | 952.3839
| Stair Occ Sensor_Com, E - IntL [Electric Heat] | E | Yes | Large Retail | Interior Lighting | NC | 11.7382 | 22.7524 | 33.3604 | 43.6262 | 53.3377 | 62.9814 | 72.6117 | 81.9846 | 91.3269 | 100.5542
| Stair Occ Sensor_Com, E - IntL [Electric Heat] | E | Yes | Large Retail | Interior Lighting | RET | 90.3682 | 178.3251 | 270.4652 | 361.5924 | 452.2496 | 543.1493 | 633.0246 | 725.0096 | 817.8454 | 908.6811
| Stair Occ Sensor_Com, E/G - IntL | E | Yes | Large Retail | Interior Lighting | NC | 54.2035 | 105.0643 | 154.049 | 201.4531 | 246.2984 | 290.83 | 335.3003 | 378.5815 | 421.7216 | 464.3306
| Stair Occ Sensor_Com, E/G - IntL | E | Yes | Large Retail | Interior Lighting | RET | 417.2946 | 823.4546 | 1248.9312 | 1669.7309 | 2088.3598 | 2508.1091 | 2923.1274 | 3347.8883 | 3776.5772 | 4196.0308
| Stair Occ Sensor_Com, E/O - IntL | E | Yes | Large Retail | Interior Lighting | NC | 10.7871 | 20.909 | 30.6575 | 40.0915 | 49.0163 | 57.8786 | 66.7287 | 75.3422 | 83.9275 | 92.4072
| Stair Occ Sensor_Com, E/O - IntL | E | Yes | Large Retail | Interior Lighting | RET | 83.0465 | 163.8771 | 248.5519 | 332.296 | 415.608 | 499.1431 | 581.7366 | 666.2689 | 751.583 | 835.0592
| Stair Occ Sensor_Com, E/P - IntL | E | Yes | Large Retail | Interior Lighting | NC | 0.90458 | 1.7534 | 2.5708 | 3.362 | 4.1104 | 4.8535 | 5.5957 | 6.318 | 7.0379 | 7.749
| Stair Occ Sensor_Com, E/P - IntL | E | Yes | Large Retail | Interior Lighting | RET | 6.964 | 13.7422 | 20.8428 | 27.8653 | 34.8516 | 41.8566 | 48.7827 | 55.8713 | 63.0255 | 70.0255
| Int Delamping_Com, E - IntL [No Heat] | E | Yes | Large Retail | Interior Lighting | RET | 7.7084 | 15.2111 | 23.0706 | 30.8438 | 38.5768 | 46.3306 | 53.9969 | 61.8432 | 69.7621 | 77.5104
| Int Delamping_Com, E - IntL [Electric Heat] | E | Yes | Large Retail | Interior Lighting | RET | 7.3547 | 14.5131 | 22.012 | 29.4284 | 36.8066 | 44.2046 | 51.5191 | 59.0054 | 66.5609 | 73.9536
| Int Delamping_Com, E/G - IntL | E | Yes | Large Retail | Interior Lighting | RET | 33.9618 | 67.0174 | 101.6451 | 135.8921 | 169.9625 | 204.1241 | 237.9006 | 272.47 | 307.3591 | 341.4966
| Int Delamping_Com, E/O - IntL | E | Yes | Large Retail | Interior Lighting | RET | 6.7588 | 13.3372 | 20.2286 | 27.0441 | 33.8245 | 40.6231 | 47.345 | 54.2247 | 61.1681 | 67.9618
| Int Delamping_Com, E/P - IntL | E | Yes | Large Retail | Interior Lighting | RET | 0.56677 | 1.1184 | 1.6963 | 2.2678 | 2.8364 | 3.4065 | 3.9702 | 4.5471 | 5.1294 | 5.6991
| Int Ltg Dsgn_Com, E - IntL [No Heat] | E | Yes | Large Retail | Interior Lighting | NC | 21.2062 | 41.1046 | 60.269 | 78.8151 | 96.3601 | 113.7823 | 131.1805 | 148.1136 | 164.9914 | 181.6615
| Int Ltg Dsgn_Com, E - IntL [Electric Heat] | E | Yes | Large Retail | Interior Lighting | NC | 20.2331 | 39.2184 | 57.5034 | 75.1985 | 91.9383 | 108.5611 | 125.1609 | 141.317 | 157.4203 | 173.3254
| Int Ltg Dsgn_Com, E/G - IntL | E | Yes | Large Retail | Interior Lighting | NC | 93.4306 | 181.0994 | 265.5344 | 347.2451 | 424.5449 | 501.3042 | 577.9576 | 652.5615 | 726.9221 | 800.3674
| Int Ltg Dsgn_Com, E/O - IntL | E | Yes | Large Retail | Interior Lighting | NC | 18.5938 | 36.0409 | 52.8445 | 69.1058 | 84.4894 | 99.7654 | 115.0203 | 129.8674 | 144.666 | 159.2825
| Int Ltg Dsgn_Com, E/P - IntL | E | Yes | Large Retail | Interior Lighting | NC | 1.5592 | 3.0223 | 4.4314 | 5.795 | 7.085 | 8.366 | 9.6453 | 10.8903 | 12.1313 | 13.3569
| Room Air Conditioner_Com, E - Cool | E | Yes | Warehouse | Cooling | NC | 0 | 0 | 0 | 0 | 0 | 0 | 0 | 0 | 0 | 0
| Room Air Conditioner_Com, E - Cool | E | Yes | Warehouse | Cooling | RET | 0 | 0 | 0 | 0 | 0 | 0 | 0 | 0 | 0 | 0
| Room Air Conditioner_Com, E - Cool | E | Yes | Warehouse | Cooling | REPL | 0 | 0 | 0 | 0 | 0 | 0 | 0 | 0 | 0 | 0
| Fast Acting Doors_Com, E - Cool | E | Yes | Warehouse | Cooling | NC | 0 | 0 | 0 | 0 | 0 | 0 | 0 | 0 | 0 | 0
| Fast Acting Doors_Com, E - Cool | E | Yes | Warehouse | Cooling | RET | 0 | 0 | 0 | 0 | 0 | 0 | 0 | 0 | 0 | 0
| Fast Acting Doors_Com, E - Cool | E | Yes | Warehouse | Cooling | REPL | 0 | 0 | 0 | 0 | 0 | 0 | 0 | 0 | 0 | 0
| Mini Split Ductless AC_Com, E - Cool | E | Yes | Warehouse | Cooling | NC | 0 | 0 | 0 | 0 | 0 | 0 | 0 | 0 | 0 | 0
| Mini Split Ductless AC_Com, E - Cool | E | Yes | Warehouse | Cooling | RET | 0 | 0 | 0 | 0 | 0 | 0 | 0 | 0 | 0 | 0
| Mini Split Ductless AC_Com, E - Cool | E | Yes | Warehouse | Cooling | REPL | 0 | 0 | 0 | 0 | 0 | 0 | 0 | 0 | 0 | 0
| Eff Unitary AC_Com, E - Cool | E | Yes | Warehouse | Cooling | NC | 71.2159 | 138.0399 | 202.399 | 264.6816 | 323.6021 | 382.1105 | 440.5383 | 497.4038 | 554.0839 | 610.0663
| Eff Unitary AC_Com, E - Cool | E | No | Warehouse | Cooling | RET | 566.3642 | 1091.9912 | 1617.0204 | 2112.1406 | 2581.8096 | 3030.8443 | 3454.1797 | 3896.1683 | 4350.6313 | 4803.1288
| Eff Unitary AC_Com, E - Cool | E | Yes | Warehouse | Cooling | REPL | 487.3488 | 904.7725 | 1312.2341 | 1685.7303 | 2027.9654 | 2341.7033 | 2622.8238 | 2905.6099 | 3186.0317 | 3455.5402
| PTAC_Com, E - Cool | E | Yes | Warehouse | Cooling | NC | 0 | 0 | 0 | 0 | 0 | 0 | 0 | 0 | 0 | 0
| PTAC_Com, E - Cool | E | Yes | Warehouse | Cooling | RET | 0 | 0 | 0 | 0 | 0 | 0 | 0 | 0 | 0 | 0
| PTAC_Com, E - Cool | E | Yes | Warehouse | Cooling | REPL | 0 | 0 | 0 | 0 | 0 | 0 | 0 | 0 | 0 | 0
| Unitary Equipment Economizer_Com, E - Cool | E | No | Warehouse | Cooling | RET | 334.7867 | 660.6404 | 1001.9914 | 1339.5902 | 1675.4475 | 2012.2035 | 2345.1641 | 2685.9409 | 3029.869 | 3366.3879
| AC Tuneup_Com, E - Cool [ASHP] | E | Yes | Warehouse | Cooling | RET | 67.4722 | 133.144 | 201.9391 | 269.978 | 337.6659 | 338.0628 | 339.4951 | 339.3794 | 340.655 | 340.7883
| AC Tuneup_Com, E - Heat [ASHP] | E | Yes | Warehouse | Space Heating | RET | 42.3095 | 83.4901 | 126.6292 | 169.2941 | 211.7389 | 211.9878 | 212.886 | 212.8134 | 213.6133 | 213.6969
| AC Tuneup_Com, E - Cool [Unitary AC] | E | Yes | Warehouse | Cooling | RET | 189.7176 | 374.373 | 567.8104 | 759.1216 | 949.4459 | 950.5618 | 954.5892 | 954.2638 | 957.8505 | 958.2254
| DCV_Com, E - Cool [Building w Elec Heat] | E | Yes | Warehouse | Cooling | RET | 185.9721 | 366.9819 | 556.6004 | 744.1346 | 930.7014 | 1117.7674 | 1302.7251 | 1492.0246 | 1683.0747 | 1870.009
| DCV_Com, E - Heat [Building w Elec Heat] | E | Yes | Warehouse | Space Heating | RET | 118.7965 | 234.4232 | 355.5489 | 475.3433 | 594.5196 | 714.0149 | 832.1634 | 953.0854 | 1075.1256 | 1194.5368
| DCV_Com, E - Vent [Building w Elec Heat] | E | Yes | Warehouse | Ventilation | RET | 125.6196 | 247.8874 | 375.9701 | 502.6449 | 628.6663 | 755.0249 | 879.9593 | 1007.8266 | 1136.8763 | 1263.1459
| DCV_Com, E - Cool [Building w Gas Heat] | E | Yes | Warehouse | Cooling | RET | 379.7602 | 749.3874 | 1136.5937 | 1519.5438 | 1900.5184 | 2282.5125 | 2660.2012 | 3046.7562 | 3436.8858 | 3818.6109
| DCV_Com, E - Vent [Building w Gas Heat] | E | Yes | Warehouse | Ventilation | RET | 256.5188 | 506.1931 | 767.7416 | 1026.4151 | 1283.7542 | 1541.782 | 1796.9016 | 2058.0101 | 2321.5332 | 2579.3793
| DCV_Com, E - Cool [Building w Oil Heat] | E | Yes | Warehouse | Cooling | RET | 102.1769 | 201.6274 | 305.8076 | 408.8427 | 511.3463 | 614.1242 | 715.7437 | 819.7488 | 924.7156 | 1027.4211
| DCV_Com, E - Vent [Building w Oil Heat] | E | Yes | Warehouse | Ventilation | RET | 69.018 | 136.1944 | 206.5657 | 276.1634 | 345.4021 | 414.8261 | 483.4676 | 553.7205 | 624.623 | 693.9981
| DCV_Com, E - Cool [Building w Propane Heat] | E | Yes | Warehouse | Cooling | RET | 30.7927 | 60.7639 | 92.1604 | 123.2118 | 154.103 | 185.0769 | 215.7016 | 247.0453 | 278.6789 | 309.6309
| DCV_Com, E - Vent [Building w Propane Heat] | E | Yes | Warehouse | Ventilation | RET | 20.7998 | 41.0445 | 62.2521 | 83.2266 | 104.0928 | 125.0149 | 145.7012 | 166.8731 | 188.2408 | 209.1482
| Controls for Unitary AC_Com, E - Cool | E | No | Warehouse | Cooling | RET | 589.0423 | 1162.3673 | 1762.9591 | 2356.9492 | 2947.875 | 3540.3822 | 4126.2115 | 4725.793 | 5330.9192 | 5923.0091
| Optimized Unitary AC Sys_Com, E - Cool [Building w Elec Heat] | E | No | Warehouse | Cooling | NC | 51.9518 | 100.6998 | 147.6496 | 193.0846 | 236.0669 | 278.7486 | 321.3715 | 362.8548 | 404.2028 | 445.0418
| Optimized Unitary AC Sys_Com, E - Heat [Building w Elec Heat] | E | No | Warehouse | Space Heating | NC | 44.9886 | 87.2028 | 127.8598 | 167.2051 | 204.4264 | 241.3874 | 278.2975 | 314.2207 | 350.0267 | 385.392
| Optimized Unitary AC Sys_Com, E - Cool [Building w Gas Heat] | E | Yes | Warehouse | Cooling | NC | 106.087 | 205.6318 | 301.5046 | 394.2841 | 482.0552 | 569.2125 | 656.2497 | 740.9598 | 825.3935 | 908.7879
| Optimized Unitary AC Sys_Com, E - Cool [Building w Oil Heat] | E | Yes | Warehouse | Cooling | NC | 28.5434 | 55.3265 | 81.1217 | 106.0846 | 129.7 | 153.1502 | 176.5681 | 199.3598 | 222.0773 | 244.5151
| Optimized Unitary AC Sys_Com, E - Cool [Building w Propane Heat] | E | Yes | Warehouse | Cooling | NC | 8.602 | 16.6736 | 24.4474 | 31.9704 | 39.0873 | 46.1544 | 53.2118 | 60.0805 | 66.9268 | 73.6888
| Cool Roof_Com, E - Cool [Building w Elec Heat] | E | No | Warehouse | Cooling | NC | 14.823 | 28.7318 | 42.1276 | 55.0912 | 67.355 | 79.533 | 91.6942 | 103.5303 | 115.3278 | 126.98
| Cool Roof_Com, E - Cool [Building w Elec Heat] | E | No | Warehouse | Cooling | RET | 77.5996 | 153.1287 | 232.2499 | 310.5013 | 388.3491 | 466.4052 | 543.5815 | 622.5696 | 702.2881 | 780.2893
| Cool Roof_Com, E - Heat [Building w Elec Heat] | E | No | Warehouse | Space Heating | NC | -2.3973 | -4.6468 | -6.8134 | -8.91 | -10.8934 | -12.863 | -14.8298 | -16.7441 | -18.6521 | -20.5367
| Cool Roof_Com, E - Heat [Building w Elec Heat] | E | No | Warehouse | Space Heating | RET | -12.5503 | -24.7657 | -37.5621 | -50.2178 | -62.8083 | -75.4324 | -87.9142 | -100.6891 | -113.5821 | -126.1973
| Cool Roof_Com, E - Cool [Building w Gas Heat] | E | No | Warehouse | Cooling | NC | 30.2689 | 58.6712 | 86.0258 | 112.4977 | 137.5407 | 162.4086 | 187.2422 | 211.4118 | 235.5025 | 259.2968
| Cool Roof_Com, E - Cool [Building w Gas Heat] | E | No | Warehouse | Cooling | RET | 158.4606 | 312.6931 | 474.2607 | 634.0524 | 793.0198 | 952.4125 | 1110.0088 | 1271.3046 | 1434.0921 | 1593.3726
| Cool Roof_Com, E - Cool [Building w Oil Heat] | E | No | Warehouse | Cooling | NC | 8.144 | 15.7858 | 23.1458 | 30.2682 | 37.0062 | 43.697 | 50.3787 | 56.8817 | 63.3634 | 69.7654
| Cool Roof_Com, E - Cool [Building w Oil Heat] | E | No | Warehouse | Cooling | RET | 42.6348 | 84.132 | 127.6028 | 170.5958 | 213.3669 | 256.2525 | 298.6548 | 342.0524 | 385.8514 | 428.7068
| Cool Roof_Com, E - Cool [Building w Propane Heat] | E | No | Warehouse | Cooling | NC | 2.4543 | 4.7573 | 6.9754 | 9.1218 | 11.1525 | 13.1689 | 15.1825 | 17.1423 | 19.0957 | 21.025
| Cool Roof_Com, E - Cool [Building w Propane Heat] | E | No | Warehouse | Cooling | RET | 12.8487 | 25.3546 | 38.4553 | 51.412 | 64.3018 | 77.2261 | 90.0047 | 103.0834 | 116.2829 | 129.1981
| GSHP_Com, E - Cool | E | Yes | Warehouse | Cooling | RET | 256.5784 | 481.4623 | 693.6013 | 882.5326 | 1051.7876 | 1204.6096 | 1340.6748 | 1466.0778 | 1580.0475 | 1680.4662
| GSHP_Com, E - Cool | E | Yes | Warehouse | Cooling | REPL | 103.1471 | 183.463 | 257.0817 | 319.4898 | 371.2282 | 412.7298 | 443.5051 | 464.5037 | 475.1 | 475.1
| GSHP_Com, E - Heat | E | Yes | Warehouse | Space Heating | RET | 209.4426 | 393.0133 | 566.1805 | 720.4034 | 858.5648 | 983.312 | 1094.3807 | 1196.7461 | 1289.7785 | 1371.7494
| GSHP_Com, E - Heat | E | Yes | Warehouse | Space Heating | REPL | 84.198 | 149.7592 | 209.8534 | 260.7966 | 303.0303 | 336.9076 | 362.0292 | 379.1701 | 387.8198 | 387.8198
| Unitary HP_Com, E - Cool | E | Yes | Warehouse | Cooling | NC | 27.891 | 54.0619 | 79.2675 | 103.6598 | 126.7354 | 149.6496 | 172.5323 | 194.8031 | 217.0012 | 238.9262
| Unitary HP_Com, E - Cool | E | No | Warehouse | Cooling | RET | 137.8285 | 265.5211 | 392.8469 | 512.7109 | 626.2158 | 734.5455 | 836.4979 | 951.9879 | 1079.2518 | 1213.7449
| Unitary HP_Com, E - Cool | E | Yes | Warehouse | Cooling | REPL | 190.8651 | 339.483 | 475.7082 | 591.1892 | 686.927 | 763.7221 | 820.6693 | 881.9143 | 946.7141 | 1013.0418
| Unitary HP_Com, E - Heat | E | Yes | Warehouse | Space Heating | NC | 7.446 | 14.4327 | 21.1618 | 27.6737 | 33.8341 | 39.9514 | 46.0603 | 52.0059 | 57.9321 | 63.7853
| Unitary HP_Com, E - Heat | E | No | Warehouse | Space Heating | RET | 36.7956 | 70.8852 | 104.877 | 136.8766 | 167.1786 | 196.0991 | 223.3169 | 254.1489 | 288.1241 | 324.0292
| Unitary HP_Com, E - Heat | E | Yes | Warehouse | Space Heating | REPL | 50.9546 | 90.6306 | 126.9982 | 157.8277 | 183.3865 | 203.8882 | 219.0912 | 235.4416 | 252.7409 | 270.4482
| PTHP_Com, E - Cool | E | Yes | Warehouse | Cooling | NC | 0 | 0 | 0 | 0 | 0 | 0 | 0 | 0 | 0 | 0
| PTHP_Com, E - Cool | E | Yes | Warehouse | Cooling | RET | 0 | 0 | 0 | 0 | 0 | 0 | 0 | 0 | 0 | 0
| PTHP_Com, E - Cool | E | Yes | Warehouse | Cooling | REPL | 0 | 0 | 0 | 0 | 0 | 0 | 0 | 0 | 0 | 0
| PTHP_Com, E - Heat | E | Yes | Warehouse | Space Heating | NC | 0 | 0 | 0 | 0 | 0 | 0 | 0 | 0 | 0 | 0
| PTHP_Com, E - Heat | E | Yes | Warehouse | Space Heating | RET | 0 | 0 | 0 | 0 | 0 | 0 | 0 | 0 | 0 | 0
| PTHP_Com, E - Heat | E | Yes | Warehouse | Space Heating | REPL | 0 | 0 | 0 | 0 | 0 | 0 | 0 | 0 | 0 | 0
| Minisplit Ductless HP_Com, E - Cool | E | Yes | Warehouse | Cooling | RET | 102.9556 | 194.0619 | 280.8321 | 358.8536 | 429.4223 | 493.7527 | 546.6966 | 598.319 | 647.6907 | 693.6796
| Minisplit Ductless HP_Com, E - Cool | E | Yes | Warehouse | Cooling | REPL | 73.6645 | 131.0237 | 183.5999 | 228.1699 | 265.1199 | 294.7591 | 316.7379 | 333.2619 | 343.9129 | 348.4383
| Minisplit Ductless HP_Com, E - Heat | E | Yes | Warehouse | Space Heating | RET | 53.7069 | 101.2326 | 146.4964 | 187.1965 | 224.0087 | 257.5668 | 287.7328 | 316.9163 | 344.8184 | 370.7393
| Minisplit Ductless HP_Com, E - Heat | E | Yes | Warehouse | Space Heating | REPL | 39.4183 | 70.1115 | 98.2453 | 122.0949 | 141.8671 | 157.7272 | 169.4881 | 178.3303 | 184.0296 | 186.4512
| Programmable TStat_Com, E - Cool [Building w Elec Heat] | E | Yes | Warehouse | Cooling | NC | 0 | 0 | 0 | 0 | 0 | 0 | 0 | 0 | 0 | 0
| Programmable TStat_Com, E - Heat [Building w Elec Heat] | E | Yes | Warehouse | Space Heating | NC | 0 | 0 | 0 | 0 | 0 | 0 | 0 | 0 | 0 | 0
| Programmable TStat_Com, E - Cool [Building w Gas Heat] | E | Yes | Warehouse | Cooling | NC | 0 | 0 | 0 | 0 | 0 | 0 | 0 | 0 | 0 | 0
| Programmable TStat_Com, E - Cool [Building w Gas Heat] | E | Yes | Warehouse | Cooling | RET | 0 | 0 | 0 | 0 | 0 | 0 | 0 | 0 | 0 | 0
| Programmable TStat_Com, E - Cool [Building w Propane Heat] | E | Yes | Warehouse | Cooling | NC | 0 | 0 | 0 | 0 | 0 | 0 | 0 | 0 | 0 | 0
| Programmable TStat_Com, E - Cool [Building w Propane Heat] | E | Yes | Warehouse | Cooling | RET | 0 | 0 | 0 | 0 | 0 | 0 | 0 | 0 | 0 | 0
| Programmable TStat_Com, E - Cool [Building w Oil Heat] | E | Yes | Warehouse | Cooling | NC | 0 | 0 | 0 | 0 | 0 | 0 | 0 | 0 | 0 | 0
| Programmable TStat_Com, E - Cool [Building w Oil Heat] | E | Yes | Warehouse | Cooling | RET | 0 | 0 | 0 | 0 | 0 | 0 | 0 | 0 | 0 | 0
| Smart TStat_Com, E - Cool [Building w Elec Heat] | E | Yes | Warehouse | Cooling | NC | 24.914 | 48.2916 | 70.8068 | 92.5956 | 113.2082 | 133.6766 | 154.1169 | 174.0106 | 193.8394 | 213.4242
| Smart TStat_Com, E - Cool [Building w Elec Heat] | E | Yes | Warehouse | Cooling | RET | 91.7109 | 180.9748 | 274.4839 | 366.9652 | 458.9694 | 551.2198 | 642.4305 | 735.7824 | 829.9975 | 922.1829
| Smart TStat_Com, E - Heat [Building w Elec Heat] | E | Yes | Warehouse | Space Heating | NC | 14.5453 | 28.1935 | 41.3384 | 54.0591 | 66.0931 | 78.043 | 89.9764 | 101.5907 | 113.1672 | 124.6011
| Smart TStat_Com, E - Heat [Building w Elec Heat] | E | Yes | Warehouse | Space Heating | RET | 53.5426 | 105.6566 | 160.249 | 214.2414 | 267.9552 | 321.8128 | 375.0633 | 429.5639 | 484.5686 | 538.3882
| Smart TStat_Com, E - Cool [Building w Gas Heat] | E | Yes | Warehouse | Cooling | NC | 50.8751 | 98.6127 | 144.5895 | 189.0828 | 231.1743 | 272.9714 | 314.711 | 355.3345 | 395.8255 | 435.8181
| Smart TStat_Com, E - Cool [Building w Gas Heat] | E | Yes | Warehouse | Cooling | RET | 187.2763 | 369.5556 | 560.5039 | 749.3533 | 937.2284 | 1125.6064 | 1311.8611 | 1502.4882 | 1694.8782 | 1883.1235
| Smart TStat_Com, E - Cool [Building w Propane Heat] | E | Yes | Warehouse | Cooling | NC | 13.6883 | 26.5324 | 38.9027 | 50.8739 | 62.1989 | 73.4447 | 84.6749 | 95.605 | 106.4993 | 117.2596
| Smart TStat_Com, E - Cool [Building w Propane Heat] | E | Yes | Warehouse | Cooling | RET | 50.3879 | 99.4312 | 150.8071 | 201.6182 | 252.1672 | 302.8514 | 352.9644 | 404.2538 | 456.0175 | 506.6661
| Smart TStat_Com, E - Cool [Building w Oil Heat] | E | Yes | Warehouse | Cooling | NC | 4.1252 | 7.996 | 11.724 | 15.3317 | 18.7447 | 22.1338 | 25.5182 | 28.8122 | 32.0954 | 35.3382
| Smart TStat_Com, E - Cool [Building w Oil Heat] | E | Yes | Warehouse | Cooling | RET | 15.1852 | 29.9653 | 45.4483 | 60.7611 | 75.9949 | 91.2695 | 106.3719 | 121.8288 | 137.4287 | 152.6925
| Windows_Com, E - Cool [Building w Elec Heat] | E | No | Warehouse | Cooling | NC | 30.4421 | 59.0068 | 86.5179 | 113.1413 | 138.3275 | 163.3377 | 188.3133 | 212.6212 | 236.8497 | 260.7801
| Windows_Com, E - Heat [Building w Elec Heat] | E | No | Warehouse | Space Heating | NC | 10.6958 | 20.732 | 30.3981 | 39.7522 | 48.6014 | 57.3887 | 66.1639 | 74.7045 | 83.2172 | 91.6251
| Windows_Com, E - Cool [Building w Gas Heat] | E | No | Warehouse | Cooling | NC | 62.1636 | 120.4936 | 176.6719 | 231.0377 | 282.4687 | 333.5401 | 384.541 | 434.1784 | 483.6538 | 532.5202
| Windows_Com, E - Cool [Building w Oil Heat] | E | No | Warehouse | Cooling | NC | 16.7255 | 32.4195 | 47.5347 | 62.1621 | 76 | 89.741 | 103.4632 | 116.8184 | 130.1301 | 143.2779
| Windows_Com, E - Cool [Building w Propane Heat] | E | Yes | Warehouse | Cooling | NC | 5.0405 | 9.7702 | 14.3254 | 18.7336 | 22.9039 | 27.045 | 31.1804 | 35.2052 | 39.2169 | 43.1792
| Window Film_Com, E - Cool [Building w Elec Heat] | E | No | Warehouse | Cooling | RET | 0 | 0 | 0 | 0 | 0 | 0 | 0 | 0 | 0 | 0
| Window Film_Com, E - Heat [Building w Elec Heat] | E | No | Warehouse | Space Heating | RET | 0 | 0 | 0 | 0 | 0 | 0 | 0 | 0 | 0 | 0
| Window Film_Com, E - Cool [Building w Gas Heat] | E | No | Warehouse | Cooling | RET | 0 | 0 | 0 | 0 | 0 | 0 | 0 | 0 | 0 | 0
| Window Film_Com, E - Cool [Building w Oil Heat] | E | No | Warehouse | Cooling | RET | 0 | 0 | 0 | 0 | 0 | 0 | 0 | 0 | 0 | 0
| Window Film_Com, E - Cool [Building w Propane Heat] | E | No | Warehouse | Cooling | RET | 0 | 0 | 0 | 0 | 0 | 0 | 0 | 0 | 0 | 0
| Motors and Fans_Com, E - Vent | E | Yes | Warehouse | Ventilation | NC | 6.5831 | 12.7602 | 18.7095 | 24.4668 | 29.9134 | 35.3218 | 40.7228 | 45.9794 | 51.2188 | 56.3938
| Motors and Fans_Com, E - Vent | E | Yes | Warehouse | Ventilation | RET | 66.8991 | 125.5669 | 180.9405 | 230.2837 | 274.5126 | 269.3718 | 265.4183 | 261.0657 | 257.9412 | 254.8451
| Motors and Fans_Com, E - Vent | E | Yes | Warehouse | Ventilation | REPL | 45.0499 | 80.1282 | 112.2814 | 139.5384 | 162.1354 | 180.2614 | 193.7026 | 202.9757 | 207.8094 | 208.1113
| ECM Furnace Motors_Com, E - Vent | E | Yes | Warehouse | Ventilation | RET | 203.9222 | 402.4032 | 610.3237 | 815.9588 | 1020.533 | 1225.6547 | 1428.4646 | 1636.0354 | 1845.5257 | 2050.5029
| VFD on HVAC System_Com, E - Vent | E | Yes | Warehouse | Ventilation | RET | 724.533 | 1429.7335 | 2168.4726 | 2899.0914 | 3625.9412 | 4354.7361 | 5075.317 | 5812.8135 | 6557.1299 | 7285.4116
| Kitchen DCV_Com, E - Vent [Building w Elec Heat] | E | Yes | Warehouse | Ventilation | NC | 0.12227 | 0.237 | 0.34749 | 0.45442 | 0.55558 | 0.65603 | 0.75635 | 0.85398 | 0.95129 | 1.0474
| Kitchen DCV_Com, E - Vent [Building w Elec Heat] | E | Yes | Warehouse | Ventilation | RET | 1.1672 | 2.1976 | 3.1767 | 4.0549 | 4.8473 | 5.568 | 6.2143 | 6.8327 | 7.4174 | 7.9546
| Kitchen DCV_Com, E - Vent [Building w Elec Heat] | E | Yes | Warehouse | Ventilation | REPL | 0.83671 | 1.4882 | 2.0854 | 2.5916 | 3.0113 | 3.348 | 3.5976 | 3.7812 | 3.8939 | 3.9332
| Kitchen DCV_Com, E - Heat [Building w Elec Heat] | E | Yes | Warehouse | Space Heating | NC | 0.12382 | 0.24 | 0.3519 | 0.46018 | 0.56262 | 0.66435 | 0.76593 | 0.8648 | 0.96335 | 1.0607
| Kitchen DCV_Com, E - Heat [Building w Elec Heat] | E | Yes | Warehouse | Space Heating | RET | 1.182 | 2.2255 | 3.2169 | 4.1063 | 4.9088 | 5.6386 | 6.293 | 6.9193 | 7.5115 | 8.0555
| Kitchen DCV_Com, E - Heat [Building w Elec Heat] | E | Yes | Warehouse | Space Heating | REPL | 0.84732 | 1.5071 | 2.1118 | 2.6245 | 3.0495 | 3.3904 | 3.6432 | 3.8292 | 3.9433 | 3.983
| Kitchen DCV_Com, E - Vent [Building w Gas Heat] | E | Yes | Warehouse | Ventilation | NC | 0.24967 | 0.48395 | 0.70959 | 0.92794 | 1.1345 | 1.3396 | 1.5445 | 1.7438 | 1.9426 | 2.1388
| Kitchen DCV_Com, E - Vent [Building w Gas Heat] | E | Yes | Warehouse | Ventilation | RET | 2.3835 | 4.4876 | 6.4868 | 8.2802 | 9.8984 | 11.37 | 12.6897 | 13.9525 | 15.1466 | 16.2435
| Kitchen DCV_Com, E - Vent [Building w Gas Heat] | E | Yes | Warehouse | Ventilation | REPL | 1.7086 | 3.039 | 4.2585 | 5.2922 | 6.1492 | 6.8367 | 7.3465 | 7.7214 | 7.9515 | 8.0317
| Kitchen DCV_Com, E - Vent [Building w Oil Heat] | E | Yes | Warehouse | Ventilation | NC | 0.067177 | 0.13021 | 0.19092 | 0.24967 | 0.30525 | 0.36044 | 0.41555 | 0.46919 | 0.52266 | 0.57546
| Kitchen DCV_Com, E - Vent [Building w Oil Heat] | E | Yes | Warehouse | Ventilation | RET | 0.64129 | 1.2074 | 1.7453 | 2.2278 | 2.6632 | 3.0592 | 3.4142 | 3.754 | 4.0753 | 4.3704
| Kitchen DCV_Com, E - Vent [Building w Oil Heat] | E | Yes | Warehouse | Ventilation | REPL | 0.45971 | 0.81766 | 1.1458 | 1.4239 | 1.6545 | 1.8395 | 1.9766 | 2.0775 | 2.1394 | 2.161
| Kitchen DCV_Com, E - Vent [Building w Oil Heat] | E | Yes | Warehouse | Ventilation | NC | 0.067177 | 0.13021 | 0.19092 | 0.24967 | 0.30525 | 0.36044 | 0.41555 | 0.46919 | 0.52266 | 0.57546
| Kitchen DCV_Com, E - Vent [Building w Oil Heat] | E | Yes | Warehouse | Ventilation | RET | 0.64129 | 1.2074 | 1.7453 | 2.2278 | 2.6632 | 3.0592 | 3.4142 | 3.754 | 4.0753 | 4.3704
| Kitchen DCV_Com, E - Vent [Building w Oil Heat] | E | Yes | Warehouse | Ventilation | REPL | 0.45971 | 0.81766 | 1.1458 | 1.4239 | 1.6545 | 1.8395 | 1.9766 | 2.0775 | 2.1394 | 2.161
| Duct Sealing Regulated_Com, E - Vent [Building w Elec Heat] | E | Yes | Warehouse | Ventilation | RET | 84.6434 | 167.0282 | 253.3312 | 338.6855 | 423.5996 | 508.7408 | 592.9225 | 679.0803 | 766.0349 | 851.1162
| Duct Sealing Regulated_Com, E - Heat [Building w Elec Heat] | E | Yes | Warehouse | Space Heating | RET | 41.5883 | 82.0668 | 124.4705 | 166.4081 | 208.1293 | 249.9622 | 291.3236 | 333.656 | 376.3798 | 418.1832
| Duct Sealing Regulated_Com, E - Cool [Building w Elec Heat] | E | Yes | Warehouse | Cooling | RET | 156.6366 | 309.0936 | 468.8014 | 626.7537 | 783.8911 | 941.449 | 1097.2312 | 1256.6703 | 1417.5838 | 1575.0308
| Duct Sealing Regulated_Com, E - Vent [Building w Gas Heat] | E | Yes | Warehouse | Ventilation | RET | 172.8441 | 341.0763 | 517.3094 | 691.6054 | 865.0022 | 1038.8631 | 1210.7644 | 1386.7011 | 1564.2647 | 1738.0031
| Duct Sealing Regulated_Com, E - Cool [Building w Gas Heat] | E | Yes | Warehouse | Cooling | RET | 319.8562 | 631.1779 | 957.3056 | 1279.8486 | 1600.7276 | 1922.4653 | 2240.5769 | 2566.156 | 2894.746 | 3216.2572
| Duct Sealing Non Regulated_Com, E - Vent [Building w Oil Heat] | E | Yes | Warehouse | Ventilation | RET | 46.5048 | 91.7687 | 139.1853 | 186.0807 | 232.7342 | 279.5126 | 325.7637 | 373.1006 | 420.8752 | 467.6206
| Duct Sealing Non Regulated_Com, E - Cool [Building w Oil Heat] | E | Yes | Warehouse | Cooling | RET | 86.0593 | 169.8223 | 257.5691 | 344.3512 | 430.6858 | 517.2513 | 602.8412 | 690.4403 | 778.8495 | 865.3541
| Duct Sealing Non Regulated_Com, E - Vent [Building w Propane Heat] | E | Yes | Warehouse | Ventilation | RET | 14.015 | 27.6561 | 41.9459 | 56.0786 | 70.1385 | 84.2359 | 98.1745 | 112.4402 | 126.8379 | 140.9255
| Duct Sealing Non Regulated_Com, E - Cool [Building w Propane Heat] | E | Yes | Warehouse | Cooling | RET | 25.9354 | 51.1789 | 77.6228 | 103.7761 | 129.7945 | 155.8825 | 181.6765 | 208.076 | 234.7196 | 260.7893
| Power Strip_Com, E - Plug [Tier 1] | E | Yes | Warehouse | Plug Loads | NC | 0 | 0 | 0 | 0 | 0 | 0 | 0 | 0 | 0 | 0
| Power Strip_Com, E - Plug [Tier 1] | E | Yes | Warehouse | Plug Loads | RET | 0 | 0 | 0 | 0 | 0 | 0 | 0 | 0 | 0 | 0
| Power Strip_Com, E - Plug [Tier 1] | E | Yes | Warehouse | Plug Loads | REPL | 0 | 0 | 0 | 0 | 0 | 0 | 0 | 0 | 0 | 0
| Power Strip_Com, E - Plug [Tier 2] | E | Yes | Warehouse | Plug Loads | NC | 96.728 | 187.4908 | 274.9057 | 359.5001 | 439.528 | 518.9963 | 598.355 | 675.5919 | 656.6265 | 643.4448
| Power Strip_Com, E - Plug [Tier 2] | E | Yes | Warehouse | Plug Loads | RET | 834.2651 | 1568.0853 | 2262.7884 | 2883.7005 | 3454.8851 | 3985.4409 | 4472.3483 | 4935.8449 | 4702.6277 | 4674.7463
| Power Strip_Com, E - Plug [Tier 2] | E | Yes | Warehouse | Plug Loads | REPL | 1241.1277 | 2207.5366 | 3093.3607 | 3844.2924 | 4486.1095 | 5024.1217 | 5451.7371 | 5782.6085 | 5013.1742 | 4643.0915
| Computer Power Management_Com, E - Plug | E | Yes | Warehouse | Plug Loads | RET | 610.2441 | 1204.2053 | 1826.4147 | 2441.7847 | 3053.9802 | 3057.5698 | 3070.5241 | 3069.4774 | 3081.0144 | 3082.2204
| Vending Machine Controls_Com, E - Plug [Non-Refrigerated] | E | No | Warehouse | Plug Loads | RET | 113.9808 | 224.9203 | 341.136 | 456.0742 | 570.4195 | 571.0899 | 573.5095 | 573.314 | 575.4689 | 575.6941
| Vending Machine Controls_Com, E - Plug [Refrigerated] | E | Yes | Warehouse | Plug Loads | RET | 341.9424 | 674.7609 | 1023.4079 | 1368.2225 | 1711.2584 | 1713.2698 | 1720.5286 | 1719.9421 | 1726.4067 | 1727.0824
| Ovens_Com, E - Cook | E | Yes | Warehouse | Cooking | NC | 0.91307 | 1.7698 | 2.595 | 3.3935 | 4.149 | 4.8991 | 5.6482 | 6.3773 | 7.104 | 7.8218
| Ovens_Com, E - Cook | E | Yes | Warehouse | Cooking | REPL | 7.8105 | 15.4126 | 23.3762 | 31.2523 | 39.0877 | 46.9441 | 54.712 | 62.6622 | 70.686 | 78.5369
| Fryers_Com, E - Cook | E | Yes | Warehouse | Cooking | NC | 0.14982 | 0.2904 | 0.42579 | 0.55682 | 0.68077 | 0.80385 | 0.92677 | 1.0464 | 1.1656 | 1.2834
| Fryers_Com, E - Cook | E | Yes | Warehouse | Cooking | REPL | 1.2816 | 2.5289 | 3.8356 | 5.1279 | 6.4136 | 7.7027 | 8.9772 | 10.2817 | 11.5983 | 12.8865
| Griddles_Com, E - Cook | E | Yes | Warehouse | Cooking | NC | 0.041786 | 0.080995 | 0.11876 | 0.1553 | 0.18987 | 0.2242 | 0.25849 | 0.29185 | 0.32511 | 0.35796
| Griddles_Com, E - Cook | E | Yes | Warehouse | Cooking | REPL | 0.35744 | 0.70534 | 1.0698 | 1.4302 | 1.7888 | 2.1484 | 2.5039 | 2.8677 | 3.2349 | 3.5942
| Hot Food Holding Cabinet_Com, E - Cook | E | Yes | Warehouse | Cooking | NC | 0.18183 | 0.35244 | 0.51677 | 0.67579 | 0.82622 | 0.97561 | 1.1248 | 1.27 | 1.4147 | 1.5576
| Hot Food Holding Cabinet_Com, E - Cook | E | Yes | Warehouse | Cooking | REPL | 1.5554 | 3.0692 | 4.6551 | 6.2236 | 7.7839 | 9.3484 | 10.8953 | 12.4785 | 14.0764 | 15.6398
| Steamers_Com, E - Cook | E | Yes | Warehouse | Cooking | NC | 0.14275 | 0.27671 | 0.40572 | 0.53056 | 0.64867 | 0.76595 | 0.88308 | 0.99706 | 1.1107 | 1.2229
| Steamers_Com, E - Cook | E | Yes | Warehouse | Cooking | REPL | 1.2211 | 2.4097 | 3.6548 | 4.8862 | 6.1112 | 7.3395 | 8.554 | 9.797 | 11.0515 | 12.2789
| ES Refrigerator and Freezer_Com, E - Refr | E | Yes | Warehouse | Refrigeration | NC | 8.0417 | 15.5874 | 22.8549 | 29.8878 | 36.5411 | 43.1478 | 49.7455 | 56.1667 | 62.5671 | 68.8886
| ES Refrigerator and Freezer_Com, E - Refr | E | Yes | Warehouse | Refrigeration | REPL | 68.7892 | 135.7429 | 205.8808 | 275.2478 | 344.2569 | 413.4507 | 481.8647 | 551.8846 | 622.5521 | 691.6972
| Loading Dock Pit Seals_Com, E - Refr | E | No | Warehouse | Refrigeration | NC | 56.4753 | 109.4678 | 160.5055 | 209.8965 | 256.6214 | 303.0194 | 349.3535 | 394.4488 | 439.397 | 483.7919
| Loading Dock Pit Seals_Com, E - Refr | E | No | Warehouse | Refrigeration | RET | 579.7125 | 1143.9567 | 1735.0359 | 2319.6178 | 2901.1841 | 3484.3067 | 4060.857 | 4650.9418 | 5246.4835 | 5829.1955
| ECM Comp Cond Fan Motor_Com, E - Refr | E | Yes | Warehouse | Refrigeration | NC | 111.9101 | 216.9187 | 318.0539 | 415.926 | 508.5148 | 600.4561 | 692.2707 | 781.6304 | 870.6986 | 958.6705
| ECM Comp Cond Fan Motor_Com, E - Refr | E | Z | Warehouse | Refrigeration | RET | 0 | 0 | 0 | 0 | 0 | 0 | 0 | 0 | 0 | 0
| ECM Comp Cond Fan Motor_Com, E - Refr | E | Yes | Warehouse | Refrigeration | REPL | 765.8297 | 1362.146 | 1908.7379 | 2372.0954 | 2756.2347 | 3064.3685 | 3292.8642 | 3566.8948 | 3884.0019 | 4233.9465
| Evap Fan Motor Replacement_Com, E - Refr | E | Yes | Warehouse | Refrigeration | NC | 196.8859 | 381.63 | 559.5595 | 731.748 | 894.6416 | 1056.396 | 1217.9274 | 1375.14 | 1531.8397 | 1686.6106
| Evap Fan Motor Replacement_Com, E - Refr | E | Yes | Warehouse | Refrigeration | RET | 3175.7144 | 5975.7822 | 8632.9542 | 11013.585 | 13159.0354 | 15107.7659 | 16853.1933 | 18513.7338 | 20074.5603 | 21499.7677
| Evap Fan Motor Replacement_Com, E - Refr | E | Yes | Warehouse | Refrigeration | REPL | 1347.3415 | 2396.4542 | 3358.0857 | 4173.2809 | 4849.1059 | 5391.2127 | 5793.2104 | 6085.4328 | 6260.043 | 6313.169
| Evap Fan Speed Controls_Com, E - Refr | E | Yes | Warehouse | Refrigeration | NC | 308.7631 | 598.485 | 877.52 | 1147.5519 | 1403.0071 | 1656.6758 | 1909.9948 | 2156.5408 | 2402.2827 | 2644.9996
| Evap Fan Speed Controls_Com, E - Refr | E | Yes | Warehouse | Refrigeration | RET | 3141.9427 | 6200.05 | 9403.5978 | 12571.9319 | 15723.9217 | 18884.3463 | 22009.1506 | 25207.3096 | 28435.0437 | 31593.2428
| Refrigerated Vending Machine_Com, E - Refr | E | Yes | Warehouse | Refrigeration | NC | 8.3452 | 16.1757 | 23.7174 | 31.0158 | 37.9202 | 44.7763 | 51.6229 | 58.2865 | 64.9284 | 71.4885
| Refrigerated Vending Machine_Com, E - Refr | E | Yes | Warehouse | Refrigeration | REPL | 61.1874 | 120.7422 | 183.1294 | 244.8308 | 306.2139 | 367.7612 | 428.6149 | 490.8971 | 553.7552 | 615.2593
| Walk In Refrigeration_Com, E - Refr | E | Yes | Warehouse | Refrigeration | NC | 94.222 | 182.6334 | 267.7835 | 350.1863 | 428.1409 | 505.5503 | 582.853 | 658.0888 | 733.0793 | 807.1466
| Refrigeration Tune Up_Com, E - Refr | E | Yes | Warehouse | Refrigeration | RET | 1006.4755 | 1986.0956 | 3012.3055 | 4027.2351 | 5036.9291 | 6049.325 | 7050.3105 | 7068.3186 | 7122.6561 | 7108.1293
| Walk In Cooler Retroft_Com, E - Refr | E | Yes | Warehouse | Refrigeration | RET | 181.6912 | 358.5345 | 543.7882 | 727.0056 | 909.2778 | 1092.0378 | 1272.738 | 1457.6801 | 1644.3324 | 1826.9637
| Door Gasket Replacement_Com, E - Refr | E | Z | Warehouse | Refrigeration | RET | 0 | 0 | 0 | 0 | 0 | 0 | 0 | 0 | 0 | 0
| EnergyStar Dehumidifier_Com, E - Appl | E | Yes | Warehouse | Appliances | NC | 4.2736 | 8.2836 | 12.1457 | 15.8832 | 19.419 | 22.93 | 26.4362 | 29.8486 | 33.25 | 36.6094
| EnergyStar Dehumidifier_Com, E - Appl | E | Yes | Warehouse | Appliances | REPL | 36.5566 | 72.1377 | 109.411 | 146.2747 | 182.9481 | 219.7197 | 256.0769 | 293.2875 | 330.8423 | 367.588
| Clothes Washer Elec WH_Com, E - Appl [unit w/ elec dry - Washer] | E | Yes | Warehouse | Appliances | NC | 0.70661 | 1.3697 | 2.0082 | 2.6262 | 3.2108 | 3.7914 | 4.3711 | 4.2344 | 4.1452 | 4.0791
| Clothes Washer Elec WH_Com, E - Appl [unit w/ elec dry - Washer] | E | Yes | Warehouse | Appliances | REPL | 10.3619 | 20.4473 | 31.0123 | 41.4612 | 51.8562 | 62.2791 | 72.5844 | 72.7698 | 73.3292 | 73.1797
| Clothes Washer Elec WH_Com, E - Appl [unit w/ elec dry - Dryer] | E | Yes | Warehouse | Appliances | NC | 0.10072 | 0.19522 | 0.28624 | 0.37432 | 0.45765 | 0.54039 | 0.62302 | 0.60354 | 0.59082 | 0.5814
| Clothes Washer Elec WH_Com, E - Appl [unit w/ elec dry - Dryer] | E | Yes | Warehouse | Appliances | REPL | 1.4769 | 2.9144 | 4.4203 | 5.9096 | 7.3912 | 8.8768 | 10.3456 | 10.372 | 10.4518 | 10.4305
| Clothes Washer Elec WH_Com, E - HWat [unit w/ elec dry - Water Heater] | E | Yes | Warehouse | Water Heating | NC | 0.0065961 | 0.012785 | 0.018747 | 0.024515 | 0.029973 | 0.035392 | 0.040803 | 0.039527 | 0.038694 | 0.038077
| Clothes Washer Elec WH_Com, E - HWat [unit w/ elec dry - Water Heater] | E | Yes | Warehouse | Water Heating | REPL | 0.096727 | 0.19087 | 0.2895 | 0.38703 | 0.48407 | 0.58137 | 0.67756 | 0.6793 | 0.68452 | 0.68312
| Clothes Washer Elec WH_Com, E - Appl [unit w/ gas dry - Washer] | E | Yes | Warehouse | Appliances | NC | 0.17665 | 0.34241 | 0.50206 | 0.65655 | 0.80271 | 0.94784 | 1.0928 | 1.0586 | 1.0363 | 1.0198
| Clothes Washer Elec WH_Com, E - Appl [unit w/ gas dry - Washer] | E | Yes | Warehouse | Appliances | REPL | 2.5905 | 5.1118 | 7.7531 | 10.3653 | 12.9641 | 15.5698 | 18.1461 | 18.1925 | 18.3323 | 18.2949
| Clothes Washer Elec WH_Com, E - HWat [unit w/ gas dry - Water Heater] | E | Yes | Warehouse | Water Heating | NC | 0.001649 | 0.0031964 | 0.0046866 | 0.0061288 | 0.0074931 | 0.0088479 | 0.010201 | 0.0098819 | 0.0096736 | 0.0095193
| Clothes Washer Elec WH_Com, E - HWat [unit w/ gas dry - Water Heater] | E | Yes | Warehouse | Water Heating | REPL | 0.024182 | 0.047718 | 0.072374 | 0.096759 | 0.12102 | 0.14534 | 0.16939 | 0.16982 | 0.17113 | 0.17078
| Clothes Washer Elec WH_Com, E - Appl [unit w/ propane dry - Washer] | E | Yes | Warehouse | Appliances | NC | 0.070661 | 0.13697 | 0.20082 | 0.26262 | 0.32108 | 0.37914 | 0.43711 | 0.42344 | 0.41452 | 0.40791
| Clothes Washer Elec WH_Com, E - Appl [unit w/ propane dry - Washer] | E | Yes | Warehouse | Appliances | REPL | 1.0362 | 2.0447 | 3.1012 | 4.1461 | 5.1856 | 6.2279 | 7.2584 | 7.277 | 7.3329 | 7.318
| Clothes Washer Elec WH_Com, E - HWat [unit w/ propane dry - Water Heater] | E | Yes | Warehouse | Water Heating | NC | 0.00065961 | 0.0012785 | 0.0018747 | 0.0024515 | 0.0029973 | 0.0035392 | 0.0040803 | 0.0039527 | 0.0038694 | 0.0038077
| Clothes Washer Elec WH_Com, E - HWat [unit w/ propane dry - Water Heater] | E | Yes | Warehouse | Water Heating | REPL | 0.0096727 | 0.019087 | 0.02895 | 0.038703 | 0.048407 | 0.058137 | 0.067756 | 0.06793 | 0.068452 | 0.068312
| Clothes Washer Gas WH_Com, E - Appl [unit w/ elec dry - Washer] | E | Yes | Warehouse | Appliances | NC | 0.35331 | 0.68483 | 1.0041 | 1.3131 | 1.6054 | 1.8957 | 2.1855 | 2.1172 | 2.0726 | 2.0395
| Clothes Washer Gas WH_Com, E - Appl [unit w/ elec dry - Washer] | E | Yes | Warehouse | Appliances | REPL | 5.1809 | 10.2236 | 15.5062 | 20.7306 | 25.9281 | 31.1395 | 36.2922 | 36.3849 | 36.6646 | 36.5898
| Clothes Washer Gas WH_Com, E - Appl [unit w/ elec dry - Dryer] | E | Yes | Warehouse | Appliances | NC | 0.050358 | 0.09761 | 0.14312 | 0.18716 | 0.22882 | 0.27019 | 0.31151 | 0.30177 | 0.29541 | 0.2907
| Clothes Washer Gas WH_Com, E - Appl [unit w/ elec dry - Dryer] | E | Yes | Warehouse | Appliances | REPL | 0.73845 | 1.4572 | 2.2101 | 2.9548 | 3.6956 | 4.4384 | 5.1728 | 5.186 | 5.2259 | 5.2152
| Clothes Washer Gas WH_Com, E - Appl [unit w/ gas dry - Washer] | E | Yes | Warehouse | Appliances | NC | 1.3779 | 2.6708 | 3.9161 | 5.1211 | 6.2611 | 7.3931 | 8.5236 | 8.2571 | 8.0831 | 7.9541
| Clothes Washer Gas WH_Com, E - Appl [unit w/ gas dry - Washer] | E | Yes | Warehouse | Appliances | REPL | 20.2057 | 39.8722 | 60.474 | 80.8494 | 101.1197 | 121.4442 | 141.5396 | 141.9011 | 142.992 | 142.7004
| Clothes Washer Gas WH_Com, E - Appl [unit w/ propane dry - Washer] | E | Yes | Warehouse | Appliances | NC | 0.070661 | 0.13697 | 0.20082 | 0.26262 | 0.32108 | 0.37914 | 0.43711 | 0.42344 | 0.41452 | 0.40791
| Clothes Washer Gas WH_Com, E - Appl [unit w/ propane dry - Washer] | E | Yes | Warehouse | Appliances | REPL | 1.0362 | 2.0447 | 3.1012 | 4.1461 | 5.1856 | 6.2279 | 7.2584 | 7.277 | 7.3329 | 7.318
| Clothes Washer Oil WH_Com, E - Appl [unit w/ elec dry - Washer] | E | Yes | Warehouse | Appliances | NC | 0.42397 | 0.82179 | 1.2049 | 1.5757 | 1.9265 | 2.2748 | 2.6226 | 2.5406 | 2.4871 | 2.4474
| Clothes Washer Oil WH_Com, E - Appl [unit w/ elec dry - Washer] | E | Yes | Warehouse | Appliances | REPL | 6.2171 | 12.2684 | 18.6074 | 24.8767 | 31.1137 | 37.3674 | 43.5506 | 43.6619 | 43.9975 | 43.9078
| Clothes Washer Oil WH_Com, E - Appl [unit w/ elec dry - Dryer] | E | Yes | Warehouse | Appliances | NC | 0.060429 | 0.11713 | 0.17174 | 0.22459 | 0.27459 | 0.32423 | 0.37381 | 0.36212 | 0.35449 | 0.34884
| Clothes Washer Oil WH_Com, E - Appl [unit w/ elec dry - Dryer] | E | Yes | Warehouse | Appliances | REPL | 0.88614 | 1.7486 | 2.6522 | 3.5457 | 4.4347 | 5.3261 | 6.2074 | 6.2232 | 6.2711 | 6.2583
| Clothes Washer Oil WH_Com, E - Appl [unit w/ gas dry - Washer] | E | Yes | Warehouse | Appliances | NC | 0.070661 | 0.13697 | 0.20082 | 0.26262 | 0.32108 | 0.37914 | 0.43711 | 0.42344 | 0.41452 | 0.40791
| Clothes Washer Oil WH_Com, E - Appl [unit w/ gas dry - Washer] | E | Yes | Warehouse | Appliances | REPL | 1.0362 | 2.0447 | 3.1012 | 4.1461 | 5.1856 | 6.2279 | 7.2584 | 7.277 | 7.3329 | 7.318
| Clothes Washer Oil WH_Com, E - Appl [unit w/ propane dry - Washer] | E | Yes | Warehouse | Appliances | NC | 0.10599 | 0.20545 | 0.30123 | 0.39393 | 0.48162 | 0.5687 | 0.65566 | 0.63516 | 0.62177 | 0.61186
| Clothes Washer Oil WH_Com, E - Appl [unit w/ propane dry - Washer] | E | Yes | Warehouse | Appliances | REPL | 1.5543 | 3.0671 | 4.6518 | 6.2192 | 7.7784 | 9.3419 | 10.8877 | 10.9155 | 10.9994 | 10.977
| Clothes Washer Propane WH_Com, E - Appl [unit w/ elec dry - Washer] | E | Yes | Warehouse | Appliances | NC | 0.070661 | 0.13697 | 0.20082 | 0.26262 | 0.32108 | 0.37914 | 0.43711 | 0.42344 | 0.41452 | 0.40791
| Clothes Washer Propane WH_Com, E - Appl [unit w/ elec dry - Washer] | E | Yes | Warehouse | Appliances | REPL | 1.0362 | 2.0447 | 3.1012 | 4.1461 | 5.1856 | 6.2279 | 7.2584 | 7.277 | 7.3329 | 7.318
| Clothes Washer Propane WH_Com, E - Appl [unit w/ elec dry - Dryer] | E | Yes | Warehouse | Appliances | NC | 0.010072 | 0.019522 | 0.028624 | 0.037432 | 0.045765 | 0.054039 | 0.062302 | 0.060354 | 0.059082 | 0.05814
| Clothes Washer Propane WH_Com, E - Appl [unit w/ elec dry - Dryer] | E | Yes | Warehouse | Appliances | REPL | 0.14769 | 0.29144 | 0.44203 | 0.59096 | 0.73912 | 0.88768 | 1.0346 | 1.0372 | 1.0452 | 1.043
| Clothes Washer Propane WH_Com, E - Appl [unit w/ gas dry - Washer] | E | Yes | Warehouse | Appliances | NC | 0.035331 | 0.068483 | 0.10041 | 0.13131 | 0.16054 | 0.18957 | 0.21855 | 0.21172 | 0.20726 | 0.20395
| Clothes Washer Propane WH_Com, E - Appl [unit w/ gas dry - Washer] | E | Yes | Warehouse | Appliances | REPL | 0.51809 | 1.0224 | 1.5506 | 2.0731 | 2.5928 | 3.114 | 3.6292 | 3.6385 | 3.6665 | 3.659
| Clothes Washer Propane WH_Com, E - Appl [unit w/ propane dry - Washer] | E | Yes | Warehouse | Appliances | NC | 0.070661 | 0.13697 | 0.20082 | 0.26262 | 0.32108 | 0.37914 | 0.43711 | 0.42344 | 0.41452 | 0.40791
| Clothes Washer Propane WH_Com, E - Appl [unit w/ propane dry - Washer] | E | Yes | Warehouse | Appliances | REPL | 1.0362 | 2.0447 | 3.1012 | 4.1461 | 5.1856 | 6.2279 | 7.2584 | 7.277 | 7.3329 | 7.318
| Dishwasher_Com, E - Appl [Building w elec WH] | E | Yes | Warehouse | Appliances | NC | 0.1032 | 0.20004 | 0.29331 | 0.38356 | 0.46895 | 0.55373 | 0.6384 | 0.72081 | 0.80295 | 0.88408
| Dishwasher_Com, E - Appl [Building w elec WH] | E | Yes | Warehouse | Appliances | REPL | 0.83744 | 1.6525 | 2.5064 | 3.3509 | 4.191 | 5.0333 | 5.8662 | 6.7186 | 7.5789 | 8.4207
| Dishwasher_Com, E - HWat [Building w elec WH] | E | Yes | Warehouse | Water Heating | NC | 6.7497e-05 | 0.00013083 | 0.00019183 | 0.00025086 | 0.0003067 | 0.00036216 | 0.00041753 | 0.00047143 | 0.00052515 | 0.00057821
| Dishwasher_Com, E - HWat [Building w elec WH] | E | Yes | Warehouse | Water Heating | REPL | 0.00054771 | 0.0010808 | 0.0016392 | 0.0021916 | 0.002741 | 0.0032919 | 0.0038367 | 0.0043942 | 0.0049568 | 0.0055074
| Dishwasher_Com, E - Appl [Building w gas WH] | E | Yes | Warehouse | Appliances | NC | 0.25801 | 0.5001 | 0.73327 | 0.95891 | 1.1724 | 1.3843 | 1.596 | 1.802 | 2.0074 | 2.2102
| Dishwasher_Com, E - Appl [Building w gas WH] | E | Yes | Warehouse | Appliances | REPL | 2.0936 | 4.1313 | 6.266 | 8.3772 | 10.4775 | 12.5834 | 14.6655 | 16.7966 | 18.9474 | 21.0518
| Dishwasher_Com, E - Appl [Building w oil WH] | E | Yes | Warehouse | Appliances | NC | 0.025801 | 0.05001 | 0.073327 | 0.095891 | 0.11724 | 0.13843 | 0.1596 | 0.1802 | 0.20074 | 0.22102
| Dishwasher_Com, E - Appl [Building w oil WH] | E | Yes | Warehouse | Appliances | REPL | 0.20936 | 0.41313 | 0.6266 | 0.83772 | 1.0477 | 1.2583 | 1.4666 | 1.6797 | 1.8947 | 2.1052
| Dishwasher_Com, E - Appl [Building w propane WH] | E | Yes | Warehouse | Appliances | NC | 0.025801 | 0.05001 | 0.073327 | 0.095891 | 0.11724 | 0.13843 | 0.1596 | 0.1802 | 0.20074 | 0.22102
| Dishwasher_Com, E - Appl [Building w propane WH] | E | Yes | Warehouse | Appliances | REPL | 0.20936 | 0.41313 | 0.6266 | 0.83772 | 1.0477 | 1.2583 | 1.4666 | 1.6797 | 1.8947 | 2.1052
| Faucet Aerator_Com, E - HWat | E | Yes | Warehouse | Water Heating | RET | 4.0258 | 7.9442 | 12.0489 | 16.1085 | 20.1472 | 24.1967 | 28.2005 | 32.2983 | 36.4341 | 40.4807
| Pre Rinse Sprayers_Com, E - HWat | E | Yes | Warehouse | Water Heating | RET | 0.40006 | 0.78945 | 1.1974 | 1.2429 | 1.296 | 1.2914 | 1.2873 | 1.2925 | 1.3009 | 1.3048
| Heat Pump Water Heater_Com, E - HWat | E | Yes | Warehouse | Water Heating | NC | 2.1915 | 4.2478 | 6.2283 | 8.1448 | 9.9579 | 11.7584 | 13.5563 | 15.3062 | 17.0504 | 18.7731
| Heat Pump Water Heater_Com, E - HWat | E | Yes | Warehouse | Water Heating | RET | 21.8203 | 40.9983 | 59.1396 | 75.3412 | 89.8957 | 103.2931 | 115.4716 | 126.9491 | 137.6333 | 147.2925
| Heat Pump Water Heater_Com, E - HWat | E | Yes | Warehouse | Water Heating | REPL | 22.4952 | 40.0111 | 56.0665 | 69.6769 | 80.9605 | 90.2377 | 97.3969 | 102.6634 | 105.8987 | 107.0293
| Clothes Dryer_Com, E - Appl | E | Yes | Warehouse | Appliances | NC | 2.2569 | 4.3745 | 6.4141 | 8.3879 | 10.2551 | 12.1093 | 13.9609 | 15.763 | 17.5592 | 19.3333
| Clothes Dryer_Com, E - Appl | E | Yes | Warehouse | Appliances | RET | 22.0439 | 41.4581 | 59.8603 | 76.3285 | 91.1527 | 104.6023 | 116.6349 | 128.037 | 138.7109 | 148.4166
| Clothes Dryer_Com, E - Appl | E | Yes | Warehouse | Appliances | REPL | 16.5475 | 29.4322 | 41.2426 | 51.2544 | 59.5546 | 66.2126 | 71.1497 | 74.7128 | 76.8049 | 77.3806
| Pnemautic to DDC_Com, E - TotE [Building w Elec Heat] | E | No | Warehouse | Total Electric | RET | 201.1528 | 396.9383 | 602.0352 | 804.8776 | 1006.6736 | 1209.0097 | 1409.0652 | 1613.8171 | 1820.4624 | 2022.656
| Pnemautic to DDC_Com, E - TotE [Building w Gas Heat] | E | No | Warehouse | Total Electric | RET | 212.9865 | 420.2899 | 637.4525 | 852.228 | 1065.8956 | 1280.1349 | 1491.9596 | 1708.7569 | 1927.5591 | 2141.6475
| Pnemautic to DDC_Com, E - TotE [Building w Oil Heat] | E | No | Warehouse | Total Electric | RET | 57.3053 | 113.0816 | 171.5106 | 229.2973 | 286.7859 | 344.4283 | 401.4211 | 459.7517 | 518.6218 | 576.2236
| Pnemautic to DDC_Com, E - TotE [Building w Propane Heat] | E | Yes | Warehouse | Total Electric | RET | 17.2699 | 34.0791 | 51.6876 | 69.1027 | 86.4278 | 103.7994 | 120.9751 | 138.5541 | 156.2956 | 173.6549
| RCx_Com, E - TotE [Building w Elec Heat] | E | Yes | Warehouse | Total Electric | RET | 820.1222 | 1618.3613 | 2454.5638 | 3281.5748 | 4104.3195 | 4929.2658 | 5744.9145 | 6579.7104 | 6602.104 | 6628.2304
| RCx_Com, E - TotE [Building w Gas Heat] | E | Yes | Warehouse | Total Electric | RET | 1674.7125 | 3304.7391 | 5012.2882 | 6701.0678 | 8381.1355 | 10065.6992 | 11731.2766 | 13435.9533 | 13481.6817 | 13535.0324
| RCx_Com, E - TotE [Building w Oil Heat] | E | Yes | Warehouse | Total Electric | RET | 450.5918 | 889.1607 | 1348.5874 | 1802.9641 | 2254.9968 | 2708.2392 | 3156.3732 | 3615.0271 | 3627.3306 | 3641.6849
| RCx_Com, E - TotE [Building w Propane Heat] | E | Yes | Warehouse | Total Electric | RET | 135.7936 | 267.9638 | 406.4199 | 543.3541 | 679.5819 | 816.1743 | 951.2271 | 1089.4503 | 1093.1582 | 1097.4841
| Commissioning_Com, E - TotE [Building w Elec Heat] | E | Yes | Warehouse | Total Electric | NC | 0 | 0 | 0 | 0 | 0 | 0 | 0 | 0 | 0 | 0
| Commissioning_Com, E - TotE [Building w Gas Heat] | E | Yes | Warehouse | Total Electric | NC | 0 | 0 | 0 | 0 | 0 | 0 | 0 | 0 | 0 | 0
| Commissioning_Com, E - TotE [Building w Oil Heat] | E | Yes | Warehouse | Total Electric | NC | 0 | 0 | 0 | 0 | 0 | 0 | 0 | 0 | 0 | 0
| Commissioning_Com, E - TotE [Building w Propane Heat] | E | Yes | Warehouse | Total Electric | NC | 0 | 0 | 0 | 0 | 0 | 0 | 0 | 0 | 0 | 0
| Integrated Building Design_Com, E - TotE [Building w Elec Heat] | E | Yes | Warehouse | Total Electric | NC | 56.3551 | 109.2348 | 160.1639 | 209.4498 | 256.0752 | 302.3745 | 348.6099 | 393.6092 | 438.4617 | 482.7621
| Integrated Building Design_Com, E - TotE [Building w Gas Heat] | E | Yes | Warehouse | Total Electric | NC | 115.0786 | 223.0605 | 327.0592 | 427.7023 | 522.9127 | 617.4571 | 711.8713 | 803.7611 | 895.3512 | 985.8138
| Integrated Building Design_Com, E - TotE [Building w Oil Heat] | E | Yes | Warehouse | Total Electric | NC | 30.9626 | 60.0158 | 87.9973 | 115.076 | 140.6929 | 166.1307 | 191.5334 | 216.2569 | 240.8998 | 265.2394
| Integrated Building Design_Com, E - TotE [Building w Propane Heat] | E | Yes | Warehouse | Total Electric | NC | 9.3311 | 18.0868 | 26.5195 | 34.6801 | 42.4002 | 50.0663 | 57.7219 | 65.1727 | 72.5993 | 79.9344
| Deep Energy Retrofit_Com, E - TotE [Building w Elec Heat] | E | Yes | Warehouse | Total Electric | RET | 202.6664 | 399.9251 | 606.5652 | 810.9339 | 1014.2484 | 1218.1069 | 1419.6678 | 1625.9604 | 1834.1606 | 2037.8756
| Deep Energy Retrofit_Com, E - TotE [Building w Gas Heat] | E | Yes | Warehouse | Total Electric | RET | 413.8504 | 816.6582 | 1238.6232 | 1655.9499 | 2071.1237 | 2487.4085 | 2899.0015 | 3320.2567 | 3745.4074 | 4161.3991
| Deep Energy Retrofit_Com, E - TotE [Building w Oil Heat] | E | Yes | Warehouse | Total Electric | RET | 111.349 | 219.727 | 333.2593 | 445.5436 | 557.2488 | 669.2528 | 779.9945 | 893.3358 | 1007.7252 | 1119.6504
| Deep Energy Retrofit_Com, E - TotE [Building w Propane Heat] | E | Yes | Warehouse | Total Electric | RET | 33.5569 | 66.2185 | 100.4334 | 134.2722 | 167.9365 | 201.6908 | 235.0647 | 269.222 | 303.6953 | 337.4258
| EMS_Com, E - TotE [Building w Elec Heat] | E | Yes | Warehouse | Total Electric | NC | 102.5065 | 198.6914 | 291.3284 | 380.9765 | 465.7852 | 550.0008 | 634.1003 | 715.9513 | 797.5353 | 878.115
| EMS_Com, E - TotE [Building w Elec Heat] | E | Yes | Warehouse | Total Electric | RET | 1283.1042 | 2531.9717 | 3840.2342 | 5134.116 | 6421.3233 | 7711.975 | 8988.0802 | 10294.142 | 11612.2816 | 12902.0245
| EMS_Com, E - TotE [Building w Gas Heat] | E | Yes | Warehouse | Total Electric | NC | 209.3211 | 405.7334 | 594.9008 | 777.9646 | 951.1464 | 1123.1171 | 1294.8507 | 1461.9927 | 1628.5895 | 1793.1356
| EMS_Com, E - TotE [Building w Gas Heat] | E | Yes | Warehouse | Total Electric | RET | 2620.1347 | 5170.3573 | 7841.866 | 10484.009 | 13112.5224 | 15748.0693 | 18353.9121 | 21020.9269 | 23712.6049 | 26346.2962
| EMS_Com, E - TotE [Building w Oil Heat] | E | Yes | Warehouse | Total Electric | NC | 56.3191 | 109.1651 | 160.0618 | 209.3162 | 255.9119 | 302.1817 | 348.3877 | 393.3583 | 438.1822 | 482.4543
| EMS_Com, E - TotE [Building w Oil Heat] | E | Yes | Warehouse | Total Electric | RET | 704.9636 | 1391.1169 | 2109.903 | 2820.788 | 3528.006 | 4237.1163 | 4938.2346 | 5655.8115 | 6380.0243 | 7088.6354
| EMS_Com, E - TotE [Building w Propane Heat] | E | Yes | Warehouse | Total Electric | NC | 16.9727 | 32.8988 | 48.2374 | 63.081 | 77.1234 | 91.0676 | 104.9926 | 118.5452 | 132.0537 | 145.3959
| EMS_Com, E - TotE [Building w Propane Heat] | E | Yes | Warehouse | Total Electric | RET | 212.4529 | 419.2369 | 635.8554 | 850.0928 | 1063.225 | 1276.9276 | 1488.2216 | 1704.4757 | 1922.7296 | 2136.2817
| VFDs on HVAC Pumps_Com, E - Oth | E | Yes | Warehouse | Other | RET | 968.5746 | 1911.3051 | 2898.8709 | 3875.5813 | 4847.2531 | 4852.9506 | 4873.5115 | 4871.8502 | 4890.1616 | 4892.0758
| ECM Circulators_Com, E - Oth | E | Yes | Warehouse | Other | RET | 1277.0336 | 2519.9925 | 3822.0653 | 5109.8256 | 6390.9427 | 7675.4882 | 8945.5559 | 10245.4384 | 11557.3417 | 12840.9826
| Motors_Com, E - Oth | E | Yes | Warehouse | Other | NC | 13.0674 | 25.3289 | 37.1381 | 48.5663 | 59.3776 | 70.1133 | 80.8341 | 91.2684 | 101.6686 | 111.9408
| Motors_Com, E - Oth | E | Yes | Warehouse | Other | RET | 398.3812 | 747.7451 | 1077.4925 | 1371.3291 | 1634.7101 | 1604.0966 | 1580.5538 | 1554.6345 | 1536.0282 | 1517.591
| Motors_Com, E - Oth | E | Yes | Warehouse | Other | REPL | 89.4234 | 159.0532 | 222.877 | 276.9817 | 321.8363 | 357.8161 | 384.4968 | 402.9037 | 412.4985 | 413.0978
| Ext Area Ltg_Com, E - ExtL | E | Yes | Warehouse | Exterior Lighting | NC | 94.2962 | 182.7773 | 267.9945 | 350.4623 | 428.4783 | 505.9487 | 583.3123 | 658.6074 | 733.657 | 807.7827
| Ext Area Ltg_Com, E - ExtL | E | Yes | Warehouse | Exterior Lighting | RET | 483.9703 | 931.4741 | 1376.8214 | 1795.2508 | 2190.7081 | 2641.1581 | 3122.4885 | 3615.118 | 4112.3032 | 4598.7775
| Ext Area Ltg_Com, E - ExtL | E | Yes | Warehouse | Exterior Lighting | REPL | 847.9159 | 1508.1489 | 2113.3278 | 2626.3507 | 3051.6643 | 3522.0536 | 4030.5834 | 4595.5131 | 5210.5402 | 5856.2243
| Street Ltg_Com, E - ExtL | E | Yes | Warehouse | Exterior Lighting | NC | 17.5525 | 34.0226 | 49.8851 | 65.2358 | 79.7579 | 94.1784 | 108.579 | 122.5946 | 136.5645 | 150.3624
| Street Ltg_Com, E - ExtL | E | Yes | Warehouse | Exterior Lighting | RET | 90.0873 | 173.3866 | 256.2845 | 334.1718 | 407.7831 | 491.6308 | 581.2266 | 672.9257 | 765.4728 | 856.0262
| Street Ltg_Com, E - ExtL | E | Yes | Warehouse | Exterior Lighting | REPL | 157.8329 | 280.73 | 393.3793 | 488.8745 | 568.0433 | 655.6025 | 750.2613 | 855.4185 | 969.901 | 1090.09
| Ext Ltg Ctrls_Com, E - ExtL | E | Yes | Warehouse | Exterior Lighting | RET | 582.1022 | 1148.6724 | 1742.1881 | 2329.1798 | 2913.1435 | 3498.6698 | 4077.5968 | 4670.1142 | 4686.0086 | 4704.5524
| Ext Ltg Dsgn_Com, E - ExtL | E | Yes | Warehouse | Exterior Lighting | NC | 11.3416 | 21.9838 | 32.2334 | 42.1524 | 51.5358 | 60.8537 | 70.1587 | 79.215 | 88.2417 | 97.1572
| Ext Ltg Dsgn_Com, E - ExtL | E | Yes | Warehouse | Exterior Lighting | REPL | 77.6136 | 153.1563 | 232.2917 | 310.5573 | 388.4191 | 466.4893 | 543.6796 | 622.6819 | 702.4148 | 780.43
| Int Ltg Ctrls_Com, E - IntL [No Heat] | E | Yes | Warehouse | Interior Lighting | RET | 1335.9824 | 2636.3172 | 3998.4947 | 5345.6989 | 6685.9534 | 8029.7945 | 9358.4895 | 10718.3756 | 10754.8548 | 10797.4148
| Int Ltg Ctrls_Com, E - IntL [Electric Heat] | E | Yes | Warehouse | Interior Lighting | RET | 549.1949 | 1083.7359 | 1643.6991 | 2197.5071 | 2748.4582 | 3300.8837 | 3847.0829 | 4406.1042 | 4421.1001 | 4438.5956
| Int Ltg Ctrls_Com, E/G - IntL | E | Yes | Warehouse | Interior Lighting | RET | 4142.7036 | 8174.8687 | 12398.7995 | 16576.3006 | 20732.2514 | 24899.3236 | 29019.4299 | 33236.2555 | 33349.3728 | 33481.3455
| Int Ltg Ctrls_Com, E/O - IntL | E | Yes | Warehouse | Interior Lighting | RET | 949.5034 | 1873.6715 | 2841.7922 | 3799.2712 | 4751.8108 | 5706.8995 | 6651.2237 | 7617.7158 | 7643.6421 | 7673.8902
| Int Ltg Ctrls_Com, E/P - IntL | E | Yes | Warehouse | Interior Lighting | RET | 123.8471 | 244.3896 | 370.665 | 495.5524 | 619.7955 | 744.3711 | 867.5426 | 993.6056 | 996.9873 | 1000.9326
| Exit Sign RetFit_Com, E - IntL [No Heat] | E | Yes | Warehouse | Interior Lighting | RET | 99.6456 | 196.6323 | 298.2316 | 398.7142 | 498.6784 | 598.9101 | 698.0121 | 799.4405 | 901.8069 | 1001.9681
| Exit Sign RetFit_Com, E - IntL [Electric Heat] | E | Yes | Warehouse | Interior Lighting | RET | 47.0171 | 92.7796 | 140.7186 | 188.1306 | 235.298 | 282.5917 | 329.3523 | 377.2106 | 425.5115 | 472.7718
| Exit Sign RetFit_Com, E/G - IntL | E | Yes | Warehouse | Interior Lighting | RET | 317.9325 | 627.3818 | 951.5481 | 1272.1512 | 1591.1004 | 1910.9031 | 2227.1014 | 2550.7224 | 2877.3362 | 3196.9137
| Exit Sign RetFit_Com, E/O - IntL | E | Yes | Warehouse | Interior Lighting | RET | 72.3608 | 142.7909 | 216.5705 | 289.5392 | 362.1314 | 434.9179 | 506.884 | 580.5396 | 654.8762 | 727.6115
| Exit Sign RetFit_Com, E/P - IntL | E | Yes | Warehouse | Interior Lighting | RET | 9.4155 | 18.5798 | 28.1799 | 37.6745 | 47.1201 | 56.591 | 65.9551 | 75.5391 | 85.2117 | 94.6759
| LED HiLo Bay_Com, E - IntL [No Heat] | E | Yes | Warehouse | Interior Lighting | NC | 126.5265 | 245.2503 | 359.5946 | 470.2497 | 574.9314 | 678.8811 | 782.6874 | 883.7183 | 984.4197 | 1083.8815
| LED HiLo Bay_Com, E - IntL [No Heat] | E | Yes | Warehouse | Interior Lighting | RET | 1248.2057 | 2381.2984 | 3488.3521 | 4509.5108 | 5456.9946 | 6343.0425 | 7160.1128 | 7940.0531 | 8674.2015 | 9416.0606
| LED HiLo Bay_Com, E - IntL [No Heat] | E | Yes | Warehouse | Interior Lighting | REPL | 675.8856 | 1202.1665 | 1684.5631 | 2093.5008 | 2432.5243 | 2704.4688 | 2906.1285 | 3043.7242 | 3113.1583 | 3152.0894
| LED HiLo Bay_Com, E - IntL [Electric Heat] | E | Yes | Warehouse | Interior Lighting | NC | 52.0114 | 100.8154 | 147.8191 | 193.3062 | 236.3379 | 279.0686 | 321.7404 | 363.2713 | 404.6668 | 445.5527
| LED HiLo Bay_Com, E - IntL [Electric Heat] | E | Yes | Warehouse | Interior Lighting | RET | 513.1017 | 978.8837 | 1433.9618 | 1853.7309 | 2243.2144 | 2607.4434 | 2943.3176 | 3263.9287 | 3565.7161 | 3870.6732
| LED HiLo Bay_Com, E - IntL [Electric Heat] | E | Yes | Warehouse | Interior Lighting | REPL | 277.8372 | 494.1763 | 692.4757 | 860.5783 | 999.9412 | 1111.7298 | 1194.6263 | 1251.188 | 1279.7303 | 1295.7338
| LED HiLo Bay_Com, E/G - IntL | E | Yes | Warehouse | Interior Lighting | NC | 395.7021 | 767.0014 | 1124.6048 | 1470.67 | 1798.0541 | 2123.1487 | 2447.7952 | 2763.7616 | 3078.6974 | 3389.7565
| LED HiLo Bay_Com, E/G - IntL | E | Yes | Warehouse | Interior Lighting | RET | 3903.6681 | 7447.3289 | 10909.5548 | 14103.1505 | 17066.334 | 19837.3811 | 22392.7058 | 24831.9097 | 27127.9026 | 29448.0103
| LED HiLo Bay_Com, E/G - IntL | E | Yes | Warehouse | Interior Lighting | REPL | 2113.7806 | 3759.6841 | 5268.3424 | 6547.2639 | 7607.5339 | 8458.0198 | 9088.6949 | 9519.0151 | 9736.1649 | 9857.9189
| LED HiLo Bay_Com, E/O - IntL | E | Yes | Warehouse | Interior Lighting | NC | 90.061 | 174.5681 | 255.9579 | 334.7217 | 409.2337 | 483.2246 | 557.1135 | 629.0269 | 700.7057 | 771.5021
| LED HiLo Bay_Com, E/O - IntL | E | Yes | Warehouse | Interior Lighting | RET | 888.4674 | 1694.9979 | 2482.9939 | 3209.8503 | 3884.2652 | 4514.9502 | 5096.5373 | 5651.6955 | 6174.2591 | 6702.3112
| LED HiLo Bay_Com, E/O - IntL | E | Yes | Warehouse | Interior Lighting | REPL | 481.0925 | 855.6969 | 1199.0647 | 1490.1448 | 1731.4603 | 1925.0292 | 2068.5697 | 2166.5098 | 2215.9326 | 2243.6436
| LED HiLo Bay_Com, E/P - IntL | E | Yes | Warehouse | Interior Lighting | NC | 11.7186 | 22.7146 | 33.3049 | 43.5536 | 53.249 | 62.8766 | 72.4909 | 81.8482 | 91.1749 | 100.3869
| LED HiLo Bay_Com, E/P - IntL | E | Yes | Warehouse | Interior Lighting | RET | 115.6063 | 220.551 | 323.084 | 417.6617 | 505.4157 | 587.4796 | 663.155 | 735.3915 | 803.3868 | 872.0962
| LED HiLo Bay_Com, E/P - IntL | E | Yes | Warehouse | Interior Lighting | REPL | 62.5991 | 111.3422 | 156.0208 | 193.8958 | 225.2954 | 250.4824 | 269.1597 | 281.9035 | 288.3343 | 291.9401
| Repl Scre_Com, E - IntL [No Heat] | E | Yes | Warehouse | Interior Lighting | NC | 26.986 | 52.3077 | 25.3218 | 0 | 0 | 0 | 0 | 0 | 0 | 0
| Repl Scre_Com, E - IntL [No Heat] | E | Yes | Warehouse | Interior Lighting | RET | 93.7709 | 185.0398 | 91.2689 | 0 | 0 | 0 | 0 | 0 | 0 | 0
| Repl Scre_Com, E - IntL [No Heat] | E | Yes | Warehouse | Interior Lighting | REPL | 1385.0403 | 2733.1241 | 1348.0838 | 0 | 0 | 0 | 0 | 0 | 0 | 0
| Repl Scre_Com, E - IntL [Electric Heat] | E | Yes | Warehouse | Interior Lighting | NC | 12.7331 | 24.6811 | 11.9479 | 0 | 0 | 0 | 0 | 0 | 0 | 0
| Repl Scre_Com, E - IntL [Electric Heat] | E | Yes | Warehouse | Interior Lighting | RET | 44.2452 | 87.3098 | 43.0646 | 0 | 0 | 0 | 0 | 0 | 0 | 0
| Repl Scre_Com, E - IntL [Electric Heat] | E | Yes | Warehouse | Interior Lighting | REPL | 653.5219 | 1289.606 | 636.0842 | 0 | 0 | 0 | 0 | 0 | 0 | 0
| Repl Scre_Com, E/G - IntL | E | Yes | Warehouse | Interior Lighting | NC | 86.1024 | 166.8949 | 80.7925 | 0 | 0 | 0 | 0 | 0 | 0 | 0
| Repl Scre_Com, E/G - IntL | E | Yes | Warehouse | Interior Lighting | RET | 299.1887 | 590.3943 | 291.2056 | 0 | 0 | 0 | 0 | 0 | 0 | 0
| Repl Scre_Com, E/G - IntL | E | Yes | Warehouse | Interior Lighting | REPL | 4419.1571 | 8720.3995 | 4301.2424 | 0 | 0 | 0 | 0 | 0 | 0 | 0
| Repl Scre_Com, E/O - IntL | E | Yes | Warehouse | Interior Lighting | NC | 19.5967 | 37.985 | 18.3882 | 0 | 0 | 0 | 0 | 0 | 0 | 0
| Repl Scre_Com, E/O - IntL | E | Yes | Warehouse | Interior Lighting | RET | 68.0948 | 134.3726 | 66.2778 | 0 | 0 | 0 | 0 | 0 | 0 | 0
| Repl Scre_Com, E/O - IntL | E | Yes | Warehouse | Interior Lighting | REPL | 1005.7918 | 1984.7464 | 978.9546 | 0 | 0 | 0 | 0 | 0 | 0 | 0
| Repl Scre_Com, E/P - IntL | E | Yes | Warehouse | Interior Lighting | NC | 2.5499 | 4.9426 | 2.3927 | 0 | 0 | 0 | 0 | 0 | 0 | 0
| Repl Scre_Com, E/P - IntL | E | Yes | Warehouse | Interior Lighting | RET | 8.8604 | 17.4844 | 8.624 | 0 | 0 | 0 | 0 | 0 | 0 | 0
| Repl Scre_Com, E/P - IntL | E | Yes | Warehouse | Interior Lighting | REPL | 130.8724 | 258.2527 | 127.3803 | 0 | 0 | 0 | 0 | 0 | 0 | 0
| Lin LED Fixture_Com, E - IntL [No Heat] | E | Yes | Warehouse | Interior Lighting | NC | 16.4227 | 31.8327 | 46.6742 | 61.0368 | 74.6242 | 88.1165 | 101.5902 | 114.7037 | 127.7743 | 140.6841
| Lin LED Fixture_Com, E - IntL [No Heat] | E | Yes | Warehouse | Interior Lighting | RET | 136.8337 | 259.6061 | 378.1646 | 486.2546 | 585.3819 | 677.0054 | 760.5153 | 839.3048 | 918.6259 | 996.0604
| Lin LED Fixture_Com, E - IntL [No Heat] | E | Yes | Warehouse | Interior Lighting | REPL | 101.5847 | 180.6841 | 253.1876 | 314.6504 | 365.6052 | 406.4781 | 436.7873 | 457.4678 | 472.3717 | 481.1153
| Lin LED Fixture_Com, E - IntL [Electric Heat] | E | Yes | Warehouse | Interior Lighting | NC | 7.7489 | 15.02 | 22.0229 | 28.7998 | 35.2109 | 41.5772 | 47.9346 | 54.1221 | 60.2895 | 66.3809
| Lin LED Fixture_Com, E - IntL [Electric Heat] | E | Yes | Warehouse | Interior Lighting | RET | 64.564 | 122.4934 | 178.4344 | 229.4359 | 276.2085 | 319.4404 | 358.844 | 396.0203 | 433.4474 | 469.9843
| Lin LED Fixture_Com, E - IntL [Electric Heat] | E | Yes | Warehouse | Interior Lighting | REPL | 47.9321 | 85.2545 | 119.4649 | 148.4657 | 172.5083 | 191.7939 | 206.0951 | 215.8531 | 222.8854 | 227.011
| Lin LED Fixture_Com, E/G - IntL | E | Yes | Warehouse | Interior Lighting | NC | 52.3989 | 101.5664 | 148.9202 | 194.7462 | 238.0984 | 281.1474 | 324.1371 | 365.9774 | 407.6812 | 448.8717
| Lin LED Fixture_Com, E/G - IntL | E | Yes | Warehouse | Interior Lighting | RET | 436.5862 | 828.308 | 1206.5848 | 1551.4607 | 1867.7395 | 2160.0767 | 2426.5262 | 2677.9147 | 2930.9992 | 3178.0644
| Lin LED Fixture_Com, E/G - IntL | E | Yes | Warehouse | Interior Lighting | REPL | 324.1197 | 576.4968 | 807.8292 | 1003.9345 | 1166.5126 | 1296.9231 | 1393.6286 | 1459.6124 | 1507.1653 | 1535.063
| Lin LED Fixture_Com, E/O - IntL | E | Yes | Warehouse | Interior Lighting | NC | 11.9259 | 23.1163 | 33.894 | 44.3239 | 54.1907 | 63.9886 | 73.773 | 83.2958 | 92.7875 | 102.1623
| Lin LED Fixture_Com, E/O - IntL | E | Yes | Warehouse | Interior Lighting | RET | 99.3662 | 188.5213 | 274.6164 | 353.1095 | 425.094 | 491.6294 | 552.2727 | 609.4883 | 667.0899 | 723.3214
| Lin LED Fixture_Com, E/O - IntL | E | Yes | Warehouse | Interior Lighting | REPL | 73.769 | 131.2096 | 183.8604 | 228.4936 | 265.496 | 295.1772 | 317.1872 | 332.205 | 343.028 | 349.3774
| Lin LED Fixture_Com, E/P - IntL | E | Yes | Warehouse | Interior Lighting | NC | 1.5518 | 3.0079 | 4.4102 | 5.7674 | 7.0512 | 8.3261 | 9.5992 | 10.8383 | 12.0734 | 13.2932
| Lin LED Fixture_Com, E/P - IntL | E | Yes | Warehouse | Interior Lighting | RET | 12.9294 | 24.5302 | 35.7327 | 45.9462 | 55.3127 | 63.9702 | 71.861 | 79.3058 | 86.8009 | 94.1177
| Lin LED Fixture_Com, E/P - IntL | E | Yes | Warehouse | Interior Lighting | REPL | 9.5987 | 17.0728 | 23.9237 | 29.7313 | 34.546 | 38.4081 | 41.272 | 43.2261 | 44.6344 | 45.4605
| LED Tube Repl_Com, E - IntL [No Heat] | E | Yes | Warehouse | Interior Lighting | RET | 860.8895 | 1633.3126 | 2379.2238 | 3059.273 | 3682.9324 | 4316.6805 | 4950.96 | 5607.3697 | 6276.5858 | 6937.4609
| LED Tube Repl_Com, E - IntL [No Heat] | E | Yes | Warehouse | Interior Lighting | REPL | 938.5887 | 1669.4244 | 2339.3187 | 2907.2022 | 3377.9972 | 3818.1108 | 4221.6829 | 4602.4062 | 4954.0289 | 5266.1578
| LED Tube Repl_Com, E - IntL [Electric Heat] | E | Yes | Warehouse | Interior Lighting | RET | 406.2049 | 770.6675 | 1122.6206 | 1443.4972 | 1737.7666 | 2036.7964 | 2336.0769 | 2645.7993 | 2961.5644 | 3273.3938
| LED Tube Repl_Com, E - IntL [Electric Heat] | E | Yes | Warehouse | Interior Lighting | REPL | 442.8667 | 787.7065 | 1103.7916 | 1371.7436 | 1593.885 | 1801.5497 | 1991.9724 | 2171.6141 | 2337.5249 | 2484.8008
| LED Tube Repl_Com, E/G - IntL | E | Yes | Warehouse | Interior Lighting | RET | 2746.7835 | 5211.3032 | 7591.2331 | 9761.0212 | 11750.8904 | 13772.9489 | 15796.703 | 17891.0662 | 20026.29 | 22134.9006
| LED Tube Repl_Com, E/G - IntL | E | Yes | Warehouse | Interior Lighting | REPL | 2994.6932 | 5326.5226 | 7463.9104 | 9275.8189 | 10777.9536 | 12182.1953 | 13469.8462 | 14684.5952 | 15806.4944 | 16802.3838
| LED Tube Repl_Com, E/O - IntL | E | Yes | Warehouse | Interior Lighting | RET | 625.1627 | 1186.0827 | 1727.7502 | 2221.5899 | 2674.4803 | 3134.697 | 3595.2996 | 4071.9727 | 4557.9455 | 5037.8613
| LED Tube Repl_Com, E/O - IntL | E | Yes | Warehouse | Interior Lighting | REPL | 681.5865 | 1212.3064 | 1698.7718 | 2111.1588 | 2453.0418 | 2772.6445 | 3065.7114 | 3342.186 | 3597.5281 | 3824.1906
| LED Tube Repl_Com, E/P - IntL | E | Yes | Warehouse | Interior Lighting | RET | 81.3454 | 154.3316 | 224.8127 | 289.0705 | 348 | 407.8828 | 467.8158 | 529.8399 | 593.0741 | 655.5201
| LED Tube Repl_Com, E/P - IntL | E | Yes | Warehouse | Interior Lighting | REPL | 88.6872 | 157.7438 | 221.042 | 274.7013 | 319.1867 | 360.773 | 398.9065 | 434.881 | 468.1058 | 497.5988
| Repl pin CFL wLED_Com, E - IntL [No Heat] | E | Yes | Warehouse | Interior Lighting | RET | 9.7992 | 18.7272 | 27.4821 | 35.5873 | 43.1353 | 51.2975 | 59.9175 | 69.2666 | 79.1998 | 89.0497
| Repl pin CFL wLED_Com, E - IntL [No Heat] | E | Yes | Warehouse | Interior Lighting | REPL | 17.4857 | 31.1009 | 43.5809 | 54.1604 | 62.9312 | 71.8898 | 80.9099 | 90.3079 | 99.9607 | 109.5698
| Repl pin CFL wLED_Com, E - IntL [Electric Heat] | E | Yes | Warehouse | Interior Lighting | RET | 4.6237 | 8.8363 | 12.9672 | 16.7916 | 20.3531 | 24.2044 | 28.2717 | 32.683 | 37.3699 | 42.0175
| Repl pin CFL wLED_Com, E - IntL [Electric Heat] | E | Yes | Warehouse | Interior Lighting | REPL | 8.2505 | 14.6748 | 20.5634 | 25.5552 | 29.6937 | 33.9207 | 38.1768 | 42.6112 | 47.1658 | 51.6998
| Repl pin CFL wLED_Com, E/G - IntL | E | Yes | Warehouse | Interior Lighting | RET | 31.2655 | 59.7517 | 87.6853 | 113.546 | 137.629 | 163.6716 | 191.1749 | 221.0045 | 252.6976 | 284.1249
| Repl pin CFL wLED_Com, E/G - IntL | E | Yes | Warehouse | Interior Lighting | REPL | 55.7904 | 99.2318 | 139.0507 | 172.8061 | 200.7905 | 229.3741 | 258.1538 | 288.1396 | 318.9382 | 349.5971
| Repl pin CFL wLED_Com, E/O - IntL | E | Yes | Warehouse | Interior Lighting | RET | 7.116 | 13.5994 | 19.957 | 25.8429 | 31.3241 | 37.2514 | 43.5111 | 50.3002 | 57.5135 | 64.6663
| Repl pin CFL wLED_Com, E/O - IntL | E | Yes | Warehouse | Interior Lighting | REPL | 12.6978 | 22.585 | 31.6477 | 39.3303 | 45.6995 | 52.2051 | 58.7553 | 65.58 | 72.5897 | 79.5676
| Repl pin CFL wLED_Com, E/P - IntL | E | Yes | Warehouse | Interior Lighting | RET | 0.92592 | 1.7695 | 2.5968 | 3.3626 | 4.0759 | 4.8471 | 5.6616 | 6.545 | 7.4836 | 8.4143
| Repl pin CFL wLED_Com, E/P - IntL | E | Yes | Warehouse | Interior Lighting | REPL | 1.6522 | 2.9387 | 4.118 | 5.1176 | 5.9464 | 6.7929 | 7.6452 | 8.5332 | 9.4453 | 10.3532
| Refrig Case LED_Com, E - IntL | E | Yes | Warehouse | Interior Lighting | NC | 27.8208 | 53.9259 | 79.0681 | 103.399 | 126.4166 | 149.2731 | 172.0982 | 194.313 | 216.4553 | 238.3251
| Refrig Case LED_Com, E - IntL | E | Yes | Warehouse | Interior Lighting | RET | 142.7887 | 274.8185 | 406.212 | 529.6638 | 646.338 | 757.4751 | 861.8654 | 963.3642 | 1075.9597 | 1195.5718
| Refrig Case LED_Com, E - IntL | E | Yes | Warehouse | Interior Lighting | REPL | 178.4859 | 317.4646 | 444.8545 | 552.8455 | 642.3738 | 714.1882 | 767.4419 | 803.7777 | 841.2136 | 878.5906
| Refrig Case Ctrls_Com, E - IntL | E | Yes | Warehouse | Interior Lighting | RET | 111.8344 | 220.6848 | 334.7119 | 447.4857 | 559.6777 | 672.17 | 783.3944 | 897.2297 | 900.2834 | 903.8461
| Stair Occ Sensor_Com, E - IntL [No Heat] | E | Yes | Warehouse | Interior Lighting | NC | 10.9563 | 21.2369 | 31.1383 | 40.7203 | 49.7849 | 58.7862 | 67.7751 | 76.5237 | 85.2437 | 93.8564
| Stair Occ Sensor_Com, E - IntL [No Heat] | E | Yes | Warehouse | Interior Lighting | RET | 84.3488 | 166.447 | 252.4497 | 337.5071 | 422.1256 | 506.9706 | 590.8594 | 676.7174 | 763.3694 | 848.1547
| Stair Occ Sensor_Com, E - IntL [Electric Heat] | E | Yes | Warehouse | Interior Lighting | NC | 5.1697 | 10.0205 | 14.6924 | 19.2136 | 23.4907 | 27.7379 | 31.9792 | 36.1072 | 40.2217 | 44.2855
| Stair Occ Sensor_Com, E - IntL [Electric Heat] | E | Yes | Warehouse | Interior Lighting | RET | 39.7994 | 78.5369 | 119.1167 | 159.2504 | 199.1771 | 239.2107 | 278.793 | 319.3045 | 360.1907 | 400.196
| Stair Occ Sensor_Com, E/G - IntL | E | Yes | Warehouse | Interior Lighting | NC | 34.9575 | 67.7592 | 99.351 | 129.9234 | 158.8455 | 187.5654 | 216.2456 | 244.1591 | 271.9814 | 299.4613
| Stair Occ Sensor_Com, E/G - IntL | E | Yes | Warehouse | Interior Lighting | RET | 269.1263 | 531.0716 | 805.4748 | 1076.8616 | 1346.8485 | 1617.5579 | 1885.2162 | 2159.1578 | 2435.6326 | 2706.1514
| Stair Occ Sensor_Com, E/O - IntL | E | Yes | Warehouse | Interior Lighting | NC | 7.9563 | 15.4219 | 22.6121 | 29.5703 | 36.1529 | 42.6895 | 49.2171 | 55.5701 | 61.9025 | 68.1568
| Stair Occ Sensor_Com, E/O - IntL | E | Yes | Warehouse | Interior Lighting | RET | 61.2526 | 120.8709 | 183.3245 | 245.0917 | 306.5402 | 368.1531 | 429.0716 | 491.4202 | 554.3454 | 615.9149
| Stair Occ Sensor_Com, E/P - IntL | E | Yes | Warehouse | Interior Lighting | NC | 1.0353 | 2.0067 | 2.9423 | 3.8477 | 4.7042 | 5.5547 | 6.4041 | 7.2307 | 8.0547 | 8.8685
| Stair Occ Sensor_Com, E/P - IntL | E | Yes | Warehouse | Interior Lighting | RET | 7.9701 | 15.7276 | 23.854 | 31.891 | 39.8866 | 47.9036 | 55.8303 | 63.943 | 72.1307 | 80.1421
| Int Delamping_Com, E - IntL [No Heat] | E | Yes | Warehouse | Interior Lighting | RET | 7.9736 | 15.7344 | 23.8644 | 31.905 | 39.9041 | 47.9246 | 55.8547 | 63.9709 | 72.1623 | 80.1771
| Int Delamping_Com, E - IntL [Electric Heat] | E | Yes | Warehouse | Interior Lighting | RET | 3.7623 | 7.4242 | 11.2602 | 15.0541 | 18.8285 | 22.6129 | 26.3547 | 30.1843 | 34.0493 | 37.831
| Int Delamping_Com, E/G - IntL | E | Yes | Warehouse | Interior Lighting | RET | 25.4408 | 50.2029 | 76.1425 | 101.7971 | 127.3193 | 152.9098 | 178.2119 | 204.1079 | 230.2434 | 255.8159
| Int Delamping_Com, E/O - IntL | E | Yes | Warehouse | Interior Lighting | RET | 5.7903 | 11.4261 | 17.3299 | 23.1688 | 28.9776 | 34.802 | 40.5607 | 46.4546 | 52.403 | 58.2232
| Int Delamping_Com, E/P - IntL | E | Yes | Warehouse | Interior Lighting | RET | 0.75342 | 1.4867 | 2.2549 | 3.0147 | 3.7705 | 4.5284 | 5.2777 | 6.0446 | 6.8186 | 7.5759
| Int Ltg Dsgn_Com, E - IntL [No Heat] | E | Yes | Warehouse | Interior Lighting | NC | 31.414 | 60.8907 | 89.2801 | 116.7536 | 142.7439 | 168.5525 | 194.3256 | 219.4095 | 244.4116 | 269.106
| Int Ltg Dsgn_Com, E - IntL [Electric Heat] | E | Yes | Warehouse | Interior Lighting | NC | 14.8225 | 28.7309 | 42.1262 | 55.0894 | 67.3528 | 79.5304 | 91.6912 | 103.5269 | 115.324 | 126.9758
| Int Ltg Dsgn_Com, E/G - IntL | E | Yes | Warehouse | Interior Lighting | NC | 100.2306 | 194.28 | 284.8602 | 372.5179 | 455.4437 | 537.7895 | 620.0218 | 700.0555 | 779.8281 | 858.6188
| Int Ltg Dsgn_Com, E/O - IntL | E | Yes | Warehouse | Interior Lighting | NC | 22.8123 | 44.2178 | 64.8336 | 84.7844 | 103.6581 | 122.3999 | 141.1158 | 159.3313 | 177.4874 | 195.42
| Int Ltg Dsgn_Com, E/P - IntL | E | Yes | Warehouse | Interior Lighting | NC | 2.9683 | 5.7536 | 8.4361 | 11.032 | 13.4879 | 15.9265 | 18.3618 | 20.732 | 23.0944 | 25.4278

## Table D2
Table D2. Cumulative Electric Savings by Technology - Long Island/Hudson Valley
Return to List of Tables
Cumulative MWh Saved at Meter
| Measure Name | Primary Fuel - Electric (E), Gas (G), Oil (O), or Propane (P) | Cost Effective? | Building Type | End Use | New Construction (NC), Replacement (REPL), or Retrofit (RET) | 2020 | 2021 | 2022 | 2023 | 2024 | 2025 | 2026 | 2027 | 2028 | 2029
| Room Air Conditioner_Com, E - Cool | E | Yes | Small Office | Cooling | NC | 0 | 0 | 0 | 0 | 0 | 0 | 0 | 0 | 0 | 0
| Room Air Conditioner_Com, E - Cool | E | Yes | Small Office | Cooling | RET | 0 | 0 | 0 | 0 | 0 | 0 | 0 | 0 | 0 | 0
| Room Air Conditioner_Com, E - Cool | E | Yes | Small Office | Cooling | REPL | 0 | 0 | 0 | 0 | 0 | 0 | 0 | 0 | 0 | 0
| Computer Room Air Conditioner_Com, E - Cool | E | Yes | Small Office | Cooling | NC | 13.3142 | 25.9695 | 38.1045 | 49.8963 | 60.9741 | 71.981 | 82.8079 | 93.3297 | 103.7416 | 114.0341
| Computer Room Air Conditioner_Com, E - Cool | E | Yes | Small Office | Cooling | REPL | 68.3344 | 135.4068 | 206.8627 | 278.4627 | 349.3749 | 420.7769 | 490.8785 | 562.6794 | 634.0489 | 703.7802
| Mini Split Ductless AC_Com, E - Cool | E | No | Small Office | Cooling | NC | 0 | 0 | 0 | 0 | 0 | 0 | 0 | 0 | 0 | 0
| Mini Split Ductless AC_Com, E - Cool | E | No | Small Office | Cooling | RET | 0 | 0 | 0 | 0 | 0 | 0 | 0 | 0 | 0 | 0
| Mini Split Ductless AC_Com, E - Cool | E | No | Small Office | Cooling | REPL | 0 | 0 | 0 | 0 | 0 | 0 | 0 | 0 | 0 | 0
| Eff Unitary AC_Com, E - Cool | E | Yes | Small Office | Cooling | NC | 40.1539 | 78.3207 | 114.9183 | 150.481 | 183.8899 | 217.0855 | 249.7381 | 281.4702 | 312.8713 | 343.9123
| Eff Unitary AC_Com, E - Cool | E | No | Small Office | Cooling | RET | 319.335 | 618.2026 | 921.8015 | 1211.8715 | 1485.8003 | 1748.7997 | 1995.0063 | 2252.2535 | 2512.7629 | 2771.7715
| Eff Unitary AC_Com, E - Cool | E | Yes | Small Office | Cooling | REPL | 274.7835 | 512.1275 | 747.7428 | 966.5584 | 1166.1629 | 1349.9191 | 1513.4153 | 1678.003 | 1838.7476 | 1993.0138
| PTAC_Com, E - Cool | E | Yes | Small Office | Cooling | NC | 0 | 0 | 0 | 0 | 0 | 0 | 0 | 0 | 0 | 0
| PTAC_Com, E - Cool | E | No | Small Office | Cooling | RET | 0 | 0 | 0 | 0 | 0 | 0 | 0 | 0 | 0 | 0
| PTAC_Com, E - Cool | E | Yes | Small Office | Cooling | REPL | 0 | 0 | 0 | 0 | 0 | 0 | 0 | 0 | 0 | 0
| Unitary Equipment Economizer_Com, E - Cool | E | No | Small Office | Cooling | RET | 330.4124 | 654.723 | 1000.2288 | 1346.4315 | 1689.3081 | 2034.5534 | 2373.5109 | 2720.6847 | 3065.7727 | 3402.9397
| AC Tuneup_Com, E - Cool [ASHP] | E | Yes | Small Office | Cooling | RET | 29.2129 | 57.8863 | 88.4337 | 119.0426 | 149.3575 | 150.669 | 151.9639 | 152.1114 | 152.0129 | 151.508
| AC Tuneup_Com, E - Heat [ASHP] | E | Yes | Small Office | Space Heating | RET | 23.5772 | 46.719 | 71.3733 | 96.0772 | 120.5439 | 121.6023 | 122.6474 | 122.7665 | 122.6869 | 122.2795
| AC Tuneup_Com, E - Cool [Unitary AC] | E | Yes | Small Office | Cooling | RET | 106.9691 | 211.9628 | 323.8183 | 435.8994 | 546.9037 | 551.7058 | 556.4476 | 556.9876 | 556.6268 | 554.7783
| DCV_Com, E - Cool [Building w Elec Heat] | E | Yes | Small Office | Cooling | RET | 98.4722 | 195.126 | 298.0965 | 401.2746 | 503.4616 | 606.3544 | 707.3733 | 810.8409 | 913.6869 | 1014.1722
| DCV_Com, E - Heat [Building w Elec Heat] | E | Yes | Small Office | Space Heating | RET | 76.5459 | 151.6782 | 231.7207 | 311.9247 | 391.3582 | 471.3404 | 549.8659 | 630.2948 | 710.2406 | 788.3513
| DCV_Com, E - Vent [Building w Elec Heat] | E | Yes | Small Office | Ventilation | RET | 379.0428 | 751.0859 | 1147.4436 | 1544.6007 | 1937.9423 | 2334.0011 | 2722.8467 | 3121.1179 | 3516.9963 | 3903.7879
| DCV_Com, E - Cool [Building w Gas Heat] | E | Yes | Small Office | Cooling | RET | 201.0831 | 398.4527 | 608.7214 | 819.4141 | 1028.0827 | 1238.1928 | 1444.4762 | 1655.76 | 1865.7744 | 2070.9681
| DCV_Com, E - Vent [Building w Gas Heat] | E | Yes | Small Office | Ventilation | RET | 774.0161 | 1533.7384 | 2343.112 | 3154.1179 | 3957.3325 | 4766.0959 | 5560.1294 | 6373.4103 | 7181.8052 | 7971.6444
| DCV_Com, E - Cool [Building w Oil Heat] | E | Yes | Small Office | Cooling | RET | 54.1027 | 107.2062 | 163.7803 | 220.4685 | 276.6121 | 333.1435 | 388.6453 | 445.4925 | 501.9982 | 557.2069
| DCV_Com, E - Vent [Building w Oil Heat] | E | Yes | Small Office | Ventilation | RET | 208.2539 | 412.6619 | 630.4289 | 848.6351 | 1064.745 | 1282.3478 | 1495.9875 | 1714.8058 | 1932.3095 | 2144.8207
| DCV_Com, E - Cool [Building w Propane Heat] | E | Yes | Small Office | Cooling | RET | 16.3048 | 32.3084 | 49.358 | 66.4419 | 83.3618 | 100.3985 | 117.1249 | 134.2568 | 151.2858 | 167.9238
| DCV_Com, E - Vent [Building w Propane Heat] | E | Yes | Small Office | Ventilation | RET | 62.7609 | 124.3627 | 189.9905 | 255.7507 | 320.8791 | 386.4575 | 450.8415 | 516.7861 | 582.3346 | 646.3784
| Controls for Unitary AC_Com, E - Cool | E | No | Small Office | Cooling | RET | 332.1217 | 658.11 | 1005.4031 | 1353.3967 | 1698.0472 | 2045.0785 | 2385.7894 | 2734.7591 | 3081.6323 | 3420.5435
| Optimized Unitary AC Sys_Com, E - Cool [Building w Elec Heat] | E | No | Small Office | Cooling | NC | 29.2922 | 57.1348 | 83.8326 | 109.7755 | 134.1472 | 158.3633 | 182.1833 | 205.3318 | 228.2388 | 250.8831
| Optimized Unitary AC Sys_Com, E - Heat [Building w Elec Heat] | E | No | Small Office | Space Heating | NC | 28.9882 | 56.5418 | 82.9626 | 108.6363 | 132.7551 | 156.7198 | 180.2926 | 203.2009 | 225.8702 | 248.2795
| Optimized Unitary AC Sys_Com, E - Cool [Building w Gas Heat] | E | Yes | Small Office | Cooling | NC | 59.8154 | 116.6708 | 171.1885 | 224.1646 | 273.9324 | 323.3823 | 372.0234 | 419.2933 | 466.0701 | 512.3104
| Optimized Unitary AC Sys_Com, E - Cool [Building w Oil Heat] | E | Yes | Small Office | Cooling | NC | 16.0937 | 31.391 | 46.0593 | 60.3129 | 73.7032 | 87.008 | 100.0952 | 112.8135 | 125.3991 | 137.8403
| Optimized Unitary AC Sys_Com, E - Cool [Building w Propane Heat] | E | Yes | Small Office | Cooling | NC | 4.8501 | 9.4602 | 13.8808 | 18.1763 | 22.2117 | 26.2214 | 30.1654 | 33.9983 | 37.7912 | 41.5405
| Cool Roof_Com, E - Cool [Building w Elec Heat] | E | No | Small Office | Cooling | NC | 9.3717 | 18.2797 | 26.8214 | 35.1216 | 42.9191 | 50.6668 | 58.2878 | 65.6939 | 73.0228 | 80.2676
| Cool Roof_Com, E - Cool [Building w Elec Heat] | E | No | Small Office | Cooling | RET | 49.0619 | 97.2179 | 148.521 | 199.9276 | 250.8403 | 302.1047 | 352.4355 | 403.9863 | 455.2274 | 505.2923
| Cool Roof_Com, E - Heat [Building w Elec Heat] | E | No | Small Office | Space Heating | NC | -2.251 | -4.3905 | -6.4421 | -8.4357 | -10.3086 | -12.1695 | -13.9999 | -15.7788 | -17.5391 | -19.2792
| Cool Roof_Com, E - Heat [Building w Elec Heat] | E | No | Small Office | Space Heating | RET | -11.784 | -23.3504 | -35.6727 | -48.0198 | -60.2483 | -72.5613 | -84.6501 | -97.0319 | -109.3393 | -121.3642
| Cool Roof_Com, E - Cool [Building w Gas Heat] | E | No | Small Office | Cooling | NC | 19.1374 | 37.3277 | 54.7701 | 71.7193 | 87.642 | 103.463 | 119.0253 | 134.1488 | 149.1146 | 163.9087
| Cool Roof_Com, E - Cool [Building w Gas Heat] | E | No | Small Office | Cooling | RET | 100.1859 | 198.5216 | 303.284 | 408.2577 | 512.2229 | 616.9064 | 719.6832 | 824.9514 | 929.5871 | 1031.8211
| Cool Roof_Com, E - Cool [Building w Oil Heat] | E | No | Small Office | Cooling | NC | 5.149 | 10.0432 | 14.7362 | 19.2965 | 23.5806 | 27.8374 | 32.0245 | 36.0936 | 40.1202 | 44.1007
| Cool Roof_Com, E - Cool [Building w Oil Heat] | E | No | Small Office | Cooling | RET | 26.9556 | 53.4135 | 81.6005 | 109.8443 | 137.8168 | 165.9825 | 193.6353 | 221.9583 | 250.1112 | 277.6179
| Cool Roof_Com, E - Cool [Building w Propane Heat] | E | No | Small Office | Cooling | NC | 1.5517 | 3.0267 | 4.441 | 5.8153 | 7.1064 | 8.3893 | 9.6511 | 10.8774 | 12.0909 | 13.2905
| Cool Roof_Com, E - Cool [Building w Propane Heat] | E | No | Small Office | Cooling | RET | 8.1235 | 16.0971 | 24.5917 | 33.1035 | 41.5334 | 50.0217 | 58.3553 | 66.8909 | 75.3753 | 83.6649
| GSHP_Com, E - Cool | E | Yes | Small Office | Cooling | RET | 111.0888 | 209.2768 | 303.4737 | 388.4691 | 464.2721 | 533.0043 | 593.7704 | 649.8166 | 699.9831 | 744.121
| GSHP_Com, E - Cool | E | Yes | Small Office | Cooling | REPL | 44.6588 | 79.7261 | 112.4152 | 140.4911 | 163.6628 | 182.3282 | 196.0724 | 205.4572 | 210.1215 | 210.1215
| GSHP_Com, E - Heat | E | Yes | Small Office | Space Heating | RET | 116.7131 | 219.8723 | 318.8383 | 408.1369 | 487.7778 | 559.9899 | 623.8325 | 682.7163 | 735.4227 | 781.7953
| GSHP_Com, E - Heat | E | Yes | Small Office | Space Heating | REPL | 46.9198 | 83.7625 | 118.1067 | 147.604 | 171.9489 | 191.5594 | 205.9993 | 215.8593 | 220.7597 | 220.7597
| Unitary HP_Com, E - Cool | E | Yes | Small Office | Cooling | NC | 12.0757 | 23.5539 | 34.5601 | 45.2551 | 55.3024 | 65.2855 | 75.1053 | 84.6483 | 94.0918 | 103.4269
| Unitary HP_Com, E - Cool | E | No | Small Office | Cooling | RET | 59.6745 | 115.4272 | 171.9642 | 225.8879 | 276.7226 | 325.4442 | 370.9757 | 422.5916 | 478.6097 | 537.7247
| Unitary HP_Com, E - Cool | E | Yes | Small Office | Cooling | REPL | 82.6374 | 147.5264 | 208.015 | 259.967 | 302.8444 | 337.3832 | 362.8156 | 390.1878 | 418.7109 | 447.8645
| Unitary HP_Com, E - Heat | E | Yes | Small Office | Space Heating | NC | 4.1493 | 8.0933 | 11.8751 | 15.5499 | 19.0023 | 22.4325 | 25.8067 | 29.0857 | 32.3305 | 35.5381
| Unitary HP_Com, E - Heat | E | No | Small Office | Space Heating | RET | 20.5045 | 39.6615 | 59.088 | 77.6165 | 95.0836 | 111.8247 | 127.4696 | 145.2052 | 164.4534 | 184.7657
| Unitary HP_Com, E - Heat | E | Yes | Small Office | Space Heating | REPL | 28.3947 | 50.691 | 71.4753 | 89.3263 | 104.0593 | 115.927 | 124.6658 | 134.071 | 143.8717 | 153.8891
| PTHP_Com, E - Cool | E | Yes | Small Office | Cooling | NC | 0 | 0 | 0 | 0 | 0 | 0 | 0 | 0 | 0 | 0
| PTHP_Com, E - Cool | E | Yes | Small Office | Cooling | RET | 0 | 0 | 0 | 0 | 0 | 0 | 0 | 0 | 0 | 0
| PTHP_Com, E - Cool | E | Yes | Small Office | Cooling | REPL | 0 | 0 | 0 | 0 | 0 | 0 | 0 | 0 | 0 | 0
| PTHP_Com, E - Heat | E | Yes | Small Office | Space Heating | NC | 0 | 0 | 0 | 0 | 0 | 0 | 0 | 0 | 0 | 0
| PTHP_Com, E - Heat | E | Yes | Small Office | Space Heating | RET | 0 | 0 | 0 | 0 | 0 | 0 | 0 | 0 | 0 | 0
| PTHP_Com, E - Heat | E | Yes | Small Office | Space Heating | REPL | 0 | 0 | 0 | 0 | 0 | 0 | 0 | 0 | 0 | 0
| Minisplit Ductless HP_Com, E - Cool | E | Yes | Small Office | Cooling | RET | 370.6146 | 701.3427 | 1021.6813 | 1313.5101 | 1576.2825 | 1816.8369 | 2013.9764 | 2206.1697 | 2386.7234 | 2554.4687
| Minisplit Ductless HP_Com, E - Cool | E | Yes | Small Office | Cooling | REPL | 265.174 | 473.3956 | 667.4967 | 834.2046 | 971.7932 | 1082.6245 | 1164.2341 | 1225.6354 | 1264.6149 | 1281.1527
| Minisplit Ductless HP_Com, E - Heat | E | Yes | Small Office | Space Heating | RET | 327.5858 | 619.9161 | 903.0631 | 1161.0103 | 1393.2745 | 1605.9003 | 1795.692 | 1979.4393 | 2152.4629 | 2312.9695
| Minisplit Ductless HP_Com, E - Heat | E | Yes | Small Office | Space Heating | REPL | 240.4321 | 429.2258 | 605.2164 | 756.3697 | 881.1208 | 981.611 | 1055.6061 | 1111.2784 | 1146.6209 | 1161.6157
| Programmable TStat_Com, E - Cool [Building w Elec Heat] | E | Yes | Small Office | Cooling | NC | 0 | 0 | 0 | 0 | 0 | 0 | 0 | 0 | 0 | 0
| Programmable TStat_Com, E - Heat [Building w Elec Heat] | E | Yes | Small Office | Space Heating | NC | 0 | 0 | 0 | 0 | 0 | 0 | 0 | 0 | 0 | 0
| Programmable TStat_Com, E - Cool [Building w Gas Heat] | E | Yes | Small Office | Cooling | NC | 0 | 0 | 0 | 0 | 0 | 0 | 0 | 0 | 0 | 0
| Programmable TStat_Com, E - Cool [Building w Gas Heat] | E | Yes | Small Office | Cooling | RET | 0 | 0 | 0 | 0 | 0 | 0 | 0 | 0 | 0 | 0
| Programmable TStat_Com, E - Cool [Building w Propane Heat] | E | Yes | Small Office | Cooling | NC | 0 | 0 | 0 | 0 | 0 | 0 | 0 | 0 | 0 | 0
| Programmable TStat_Com, E - Cool [Building w Propane Heat] | E | Yes | Small Office | Cooling | RET | 0 | 0 | 0 | 0 | 0 | 0 | 0 | 0 | 0 | 0
| Programmable TStat_Com, E - Cool [Building w Oil Heat] | E | Yes | Small Office | Cooling | NC | 0 | 0 | 0 | 0 | 0 | 0 | 0 | 0 | 0 | 0
| Programmable TStat_Com, E - Cool [Building w Oil Heat] | E | Yes | Small Office | Cooling | RET | 0 | 0 | 0 | 0 | 0 | 0 | 0 | 0 | 0 | 0
| Smart TStat_Com, E - Cool [Building w Elec Heat] | E | Yes | Small Office | Cooling | NC | 16.6773 | 32.5293 | 47.7295 | 62.4999 | 76.3758 | 90.163 | 103.7248 | 116.9042 | 129.9462 | 142.8385
| Smart TStat_Com, E - Cool [Building w Elec Heat] | E | No | Small Office | Cooling | RET | 61.3908 | 121.6478 | 185.843 | 250.1676 | 313.8742 | 378.0209 | 440.9994 | 505.5044 | 569.6219 | 632.2677
| Smart TStat_Com, E - Heat [Building w Elec Heat] | E | Yes | Small Office | Space Heating | NC | 6.0066 | 11.716 | 17.1907 | 22.5105 | 27.5082 | 32.4739 | 37.3584 | 42.1052 | 46.8025 | 51.446
| Smart TStat_Com, E - Heat [Building w Elec Heat] | E | No | Small Office | Space Heating | RET | 22.111 | 43.8137 | 66.9348 | 90.1025 | 113.0477 | 136.1513 | 158.8342 | 182.0669 | 205.16 | 227.7231
| Smart TStat_Com, E - Cool [Building w Gas Heat] | E | Yes | Small Office | Cooling | NC | 34.0555 | 66.4257 | 97.465 | 127.6265 | 155.9615 | 184.1154 | 211.8089 | 238.7217 | 265.3537 | 291.6803
| Smart TStat_Com, E - Cool [Building w Gas Heat] | E | Yes | Small Office | Cooling | RET | 125.3617 | 248.4083 | 379.4965 | 510.8492 | 640.9399 | 771.9293 | 900.5331 | 1032.2542 | 1163.1839 | 1291.1083
| Smart TStat_Com, E - Cool [Building w Propane Heat] | E | Yes | Small Office | Cooling | NC | 9.1628 | 17.8723 | 26.2236 | 34.3387 | 41.9624 | 49.5374 | 56.9885 | 64.2296 | 71.3951 | 78.4784
| Smart TStat_Com, E - Cool [Building w Propane Heat] | E | Yes | Small Office | Cooling | RET | 33.7293 | 66.8358 | 102.1059 | 137.4472 | 172.4489 | 207.6924 | 242.294 | 277.7344 | 312.9619 | 347.3808
| Smart TStat_Com, E - Cool [Building w Oil Heat] | E | Yes | Small Office | Cooling | NC | 2.7614 | 5.3861 | 7.9029 | 10.3486 | 12.6461 | 14.9289 | 17.1745 | 19.3567 | 21.5161 | 23.6508
| Smart TStat_Com, E - Cool [Building w Oil Heat] | E | Yes | Small Office | Cooling | RET | 10.1649 | 20.1421 | 30.7714 | 41.4221 | 51.9704 | 62.5917 | 73.0195 | 83.7 | 94.3164 | 104.6891
| Windows_Com, E - Cool [Building w Elec Heat] | E | No | Small Office | Cooling | NC | 19.2468 | 37.5412 | 55.0834 | 72.1296 | 88.1434 | 104.0549 | 119.7062 | 134.9162 | 149.9676 | 164.8464
| Windows_Com, E - Heat [Building w Elec Heat] | E | No | Small Office | Space Heating | NC | 10.0428 | 19.5885 | 28.7418 | 37.6363 | 45.9921 | 54.2945 | 62.4611 | 70.3976 | 78.2512 | 86.0147
| Windows_Com, E - Cool [Building w Gas Heat] | E | Yes | Small Office | Cooling | NC | 39.3026 | 76.6602 | 112.4819 | 147.2906 | 179.9912 | 212.483 | 244.4433 | 275.5027 | 306.2381 | 336.6209
| Windows_Com, E - Cool [Building w Oil Heat] | E | Yes | Small Office | Cooling | NC | 10.5746 | 20.6259 | 30.264 | 39.6295 | 48.4278 | 57.1699 | 65.769 | 74.1257 | 82.3953 | 90.57
| Windows_Com, E - Cool [Building w Propane Heat] | E | Yes | Small Office | Cooling | NC | 3.1868 | 6.216 | 9.1206 | 11.943 | 14.5945 | 17.2291 | 19.8206 | 22.3391 | 24.8312 | 27.2948
| Window Film_Com, E - Cool [Building w Elec Heat] | E | No | Small Office | Cooling | RET | 0 | 0 | 0 | 0 | 0 | 0 | 0 | 0 | 0 | 0
| Window Film_Com, E - Heat [Building w Elec Heat] | E | No | Small Office | Space Heating | RET | 0 | 0 | 0 | 0 | 0 | 0 | 0 | 0 | 0 | 0
| Window Film_Com, E - Cool [Building w Gas Heat] | E | No | Small Office | Cooling | RET | 0 | 0 | 0 | 0 | 0 | 0 | 0 | 0 | 0 | 0
| Window Film_Com, E - Cool [Building w Oil Heat] | E | No | Small Office | Cooling | RET | 0 | 0 | 0 | 0 | 0 | 0 | 0 | 0 | 0 | 0
| Window Film_Com, E - Cool [Building w Propane Heat] | E | No | Small Office | Cooling | RET | 0 | 0 | 0 | 0 | 0 | 0 | 0 | 0 | 0 | 0
| Motors and Fans_Com, E - Vent | E | Yes | Small Office | Ventilation | NC | 18.076 | 35.2575 | 51.7326 | 67.7418 | 82.7815 | 97.7251 | 112.4243 | 126.7091 | 140.8449 | 154.8186
| Motors and Fans_Com, E - Vent | E | No | Small Office | Ventilation | RET | 183.6929 | 346.1438 | 502.0779 | 642.8579 | 768.4821 | 758.6211 | 749.9266 | 738.2751 | 727.5065 | 717.3021
| Motors and Fans_Com, E - Vent | E | Yes | Small Office | Ventilation | REPL | 123.699 | 220.8306 | 311.3753 | 389.1416 | 453.3243 | 505.0251 | 543.0945 | 569.3781 | 582.8716 | 583.7132
| ECM Furnace Motors_Com, E - Vent | E | Yes | Small Office | Ventilation | RET | 302.2584 | 598.9349 | 915.0006 | 1231.7038 | 1545.3644 | 1861.1918 | 2171.2671 | 2488.8587 | 2804.5422 | 3112.9796
| VFD on HVAC System_Com, E - Vent | E | Yes | Small Office | Ventilation | RET | 1637.0597 | 3243.8875 | 4955.7289 | 6671.0228 | 8369.8379 | 10080.3886 | 11759.7855 | 13479.8909 | 15189.6624 | 16860.1882
| Kitchen DCV_Com, E - Vent [Building w Elec Heat] | E | Yes | Small Office | Ventilation | NC | 1.2914 | 2.5188 | 3.6958 | 4.8395 | 5.914 | 6.9815 | 8.0317 | 9.0522 | 10.062 | 11.0603
| Kitchen DCV_Com, E - Vent [Building w Elec Heat] | E | Yes | Small Office | Ventilation | RET | 12.3278 | 23.3026 | 33.9073 | 43.5452 | 52.2027 | 60.1094 | 67.1501 | 73.8923 | 80.1711 | 85.9309
| Kitchen DCV_Com, E - Vent [Building w Elec Heat] | E | Yes | Small Office | Ventilation | REPL | 8.8371 | 15.7763 | 22.2448 | 27.8005 | 32.3857 | 36.0793 | 38.799 | 40.8005 | 42.0106 | 42.4314
| Kitchen DCV_Com, E - Heat [Building w Elec Heat] | E | Yes | Small Office | Space Heating | NC | 0.40694 | 0.79373 | 1.1646 | 1.525 | 1.8636 | 2.2 | 2.5309 | 2.8525 | 3.1708 | 3.4853
| Kitchen DCV_Com, E - Heat [Building w Elec Heat] | E | Yes | Small Office | Space Heating | RET | 3.8848 | 7.3432 | 10.6849 | 13.722 | 16.4502 | 18.9418 | 21.1605 | 23.2851 | 25.2637 | 27.0787
| Kitchen DCV_Com, E - Heat [Building w Elec Heat] | E | Yes | Small Office | Space Heating | REPL | 2.7848 | 4.9714 | 7.0098 | 8.7605 | 10.2054 | 11.3694 | 12.2264 | 12.8571 | 13.2385 | 13.3711
| Kitchen DCV_Com, E - Vent [Building w Gas Heat] | E | Yes | Small Office | Ventilation | NC | 2.637 | 5.1435 | 7.5469 | 9.8824 | 12.0765 | 14.2565 | 16.4009 | 18.4848 | 20.547 | 22.5855
| Kitchen DCV_Com, E - Vent [Building w Gas Heat] | E | Yes | Small Office | Ventilation | RET | 25.1737 | 47.5846 | 69.2397 | 88.9204 | 106.5994 | 122.745 | 137.1224 | 150.8902 | 163.7116 | 175.4733
| Kitchen DCV_Com, E - Vent [Building w Gas Heat] | E | Yes | Small Office | Ventilation | REPL | 18.0456 | 32.2156 | 45.4246 | 56.7694 | 66.1326 | 73.6749 | 79.2286 | 83.3157 | 85.7868 | 86.6462
| Kitchen DCV_Com, E - Vent [Building w Oil Heat] | E | Yes | Small Office | Ventilation | NC | 0.7095 | 1.3839 | 2.0306 | 2.6589 | 3.2492 | 3.8358 | 4.4128 | 4.9734 | 5.5283 | 6.0768
| Kitchen DCV_Com, E - Vent [Building w Oil Heat] | E | Yes | Small Office | Ventilation | RET | 6.7731 | 12.8029 | 18.6294 | 23.9246 | 28.6812 | 33.0253 | 36.8936 | 40.598 | 44.0476 | 47.2122
| Kitchen DCV_Com, E - Vent [Building w Oil Heat] | E | Yes | Small Office | Ventilation | REPL | 4.8553 | 8.6678 | 12.2218 | 15.2742 | 17.7934 | 19.8227 | 21.3169 | 22.4166 | 23.0815 | 23.3127
| Kitchen DCV_Com, E - Vent [Building w Oil Heat] | E | Yes | Small Office | Ventilation | NC | 0.7095 | 1.3839 | 2.0306 | 2.6589 | 3.2492 | 3.8358 | 4.4128 | 4.9734 | 5.5283 | 6.0768
| Kitchen DCV_Com, E - Vent [Building w Oil Heat] | E | Yes | Small Office | Ventilation | RET | 6.7731 | 12.8029 | 18.6294 | 23.9246 | 28.6812 | 33.0253 | 36.8936 | 40.598 | 44.0476 | 47.2122
| Kitchen DCV_Com, E - Vent [Building w Oil Heat] | E | Yes | Small Office | Ventilation | REPL | 4.8553 | 8.6678 | 12.2218 | 15.2742 | 17.7934 | 19.8227 | 21.3169 | 22.4166 | 23.0815 | 23.3127
| Duct Sealing Regulated_Com, E - Vent [Building w Elec Heat] | E | Yes | Small Office | Ventilation | RET | 255.4016 | 506.0867 | 773.1552 | 1040.7623 | 1305.7986 | 1572.6657 | 1834.6725 | 2103.0302 | 2369.7758 | 2630.3986
| Duct Sealing Regulated_Com, E - Heat [Building w Elec Heat] | E | Yes | Small Office | Space Heating | RET | 39.0489 | 77.3767 | 118.2094 | 159.1245 | 199.6465 | 240.4484 | 280.5072 | 321.537 | 362.3203 | 402.1675
| Duct Sealing Regulated_Com, E - Cool [Building w Elec Heat] | E | Yes | Small Office | Cooling | RET | 82.9391 | 164.3465 | 251.0743 | 337.9769 | 424.0448 | 510.7071 | 595.7912 | 682.9376 | 769.5605 | 854.1951
| Duct Sealing Regulated_Com, E - Vent [Building w Gas Heat] | E | Yes | Small Office | Ventilation | RET | 521.5373 | 1033.4433 | 1578.8046 | 2125.2659 | 2666.4773 | 3211.4275 | 3746.4526 | 4294.4468 | 4839.1487 | 5371.3477
| Duct Sealing Regulated_Com, E - Cool [Building w Gas Heat] | E | Yes | Small Office | Cooling | RET | 169.3639 | 335.6002 | 512.7007 | 690.1584 | 865.9113 | 1042.8783 | 1216.6223 | 1394.5778 | 1571.4642 | 1744.2903
| Duct Sealing Non Regulated_Com, E - Vent [Building w Oil Heat] | E | Yes | Small Office | Ventilation | RET | 140.3229 | 278.0544 | 424.7872 | 571.816 | 717.4324 | 864.0546 | 1008.0065 | 1155.4477 | 1302.0032 | 1445.1946
| Duct Sealing Non Regulated_Com, E - Cool [Building w Oil Heat] | E | Yes | Small Office | Cooling | RET | 45.5684 | 90.2953 | 137.9453 | 185.6914 | 232.9788 | 280.5929 | 327.3398 | 375.2198 | 422.8122 | 469.3122
| Duct Sealing Non Regulated_Com, E - Vent [Building w Propane Heat] | E | Yes | Small Office | Ventilation | RET | 42.2887 | 83.7964 | 128.0169 | 172.3266 | 216.2105 | 260.3977 | 303.78 | 348.2139 | 392.3809 | 435.5341
| Duct Sealing Non Regulated_Com, E - Cool [Building w Propane Heat] | E | Yes | Small Office | Cooling | RET | 13.7328 | 27.212 | 41.5722 | 55.9613 | 70.2122 | 84.5615 | 98.6495 | 113.0789 | 127.4217 | 141.4353
| Power Strip_Com, E - Plug [Tier 1] | E | Yes | Small Office | Plug Loads | NC | 0 | 0 | 0 | 0 | 0 | 0 | 0 | 0 | 0 | 0
| Power Strip_Com, E - Plug [Tier 1] | E | Yes | Small Office | Plug Loads | RET | 0 | 0 | 0 | 0 | 0 | 0 | 0 | 0 | 0 | 0
| Power Strip_Com, E - Plug [Tier 1] | E | Yes | Small Office | Plug Loads | REPL | 0 | 0 | 0 | 0 | 0 | 0 | 0 | 0 | 0 | 0
| Power Strip_Com, E - Plug [Tier 2] | E | Yes | Small Office | Plug Loads | NC | 177.5187 | 346.2528 | 508.0492 | 665.2703 | 812.9701 | 959.7261 | 1104.0821 | 1244.3686 | 1207.0751 | 1178.3581
| Power Strip_Com, E - Plug [Tier 2] | E | Yes | Small Office | Plug Loads | RET | 1776.9082 | 3353.0705 | 4870.5619 | 6244.706 | 7503.146 | 8677.0059 | 9746.7295 | 10765.7812 | 10290.3727 | 10240.635
| Power Strip_Com, E - Plug [Tier 2] | E | Yes | Small Office | Plug Loads | REPL | 2277.7629 | 4066.3222 | 5733.5909 | 7165.5605 | 8383.9845 | 9409.6564 | 10219.143 | 10845.9588 | 9448.2835 | 8770.748
| Computer Power Management_Com, E - Plug | E | Yes | Small Office | Plug Loads | RET | 1397.9788 | 2770.1409 | 4231.98 | 5696.7675 | 7147.4828 | 7210.2409 | 7272.2118 | 7279.2689 | 7274.5531 | 7250.3952
| Vending Machine Controls_Com, E - Plug [Non-Refrigerated] | E | No | Small Office | Plug Loads | RET | 62.1126 | 123.0781 | 188.028 | 253.1089 | 317.5646 | 320.3529 | 323.1063 | 323.4199 | 323.2104 | 322.137
| Vending Machine Controls_Com, E - Plug [Refrigerated] | E | Yes | Small Office | Plug Loads | RET | 186.3377 | 369.2343 | 564.084 | 759.3267 | 952.6937 | 961.0588 | 969.319 | 970.2596 | 969.6311 | 966.411
| ES Refrigerator and Freezer_Com, E - Refr | E | Yes | Small Office | Refrigeration | NC | 27.2602 | 53.1715 | 78.0173 | 102.1606 | 124.8417 | 147.378 | 169.5456 | 191.0884 | 212.4064 | 233.4799
| ES Refrigerator and Freezer_Com, E - Refr | E | Yes | Small Office | Refrigeration | REPL | 233.186 | 462.0658 | 705.9039 | 950.2338 | 1192.2164 | 1435.8706 | 1675.0873 | 1920.1025 | 2163.6458 | 2401.5988
| Anti Sweat Heat Control_Com, E - Refr | E | Yes | Small Office | Refrigeration | NC | 1.0584 | 2.0644 | 3.029 | 3.9664 | 4.847 | 5.7219 | 6.5826 | 7.419 | 8.2466 | 9.0648
| Anti Sweat Heat Control_Com, E - Refr | E | Z | Small Office | Refrigeration | RET | 0 | 0 | 0 | 0 | 0 | 0 | 0 | 0 | 0 | 0
| ECM Comp Cond Fan Motor_Com, E - Refr | E | Yes | Small Office | Refrigeration | NC | 0.57044 | 1.1127 | 1.6326 | 2.1378 | 2.6124 | 3.084 | 3.5479 | 3.9987 | 4.4448 | 4.8858
| ECM Comp Cond Fan Motor_Com, E - Refr | E | Z | Small Office | Refrigeration | RET | 0 | 0 | 0 | 0 | 0 | 0 | 0 | 0 | 0 | 0
| ECM Comp Cond Fan Motor_Com, E - Refr | E | Yes | Small Office | Refrigeration | REPL | 3.9037 | 6.969 | 9.8264 | 12.2805 | 14.306 | 15.9376 | 17.139 | 18.5808 | 20.2242 | 22.035
| Evap Fan Motor Replacement_Com, E - Refr | E | Yes | Small Office | Refrigeration | NC | 0.53047 | 1.0347 | 1.5182 | 1.988 | 2.4294 | 2.8679 | 3.2993 | 3.7185 | 4.1333 | 4.5434
| Evap Fan Motor Replacement_Com, E - Refr | E | Z | Small Office | Refrigeration | RET | 0 | 0 | 0 | 0 | 0 | 0 | 0 | 0 | 0 | 0
| Evap Fan Motor Replacement_Com, E - Refr | E | Yes | Small Office | Refrigeration | REPL | 3.6301 | 6.4806 | 9.1378 | 11.42 | 13.3035 | 14.8208 | 15.938 | 16.7507 | 17.229 | 17.3743
| Evap Fan Speed Controls_Com, E - Refr | E | Yes | Small Office | Refrigeration | NC | 0.8319 | 1.6226 | 2.3809 | 3.1176 | 3.8098 | 4.4975 | 5.174 | 5.8315 | 6.482 | 7.1251
| Evap Fan Speed Controls_Com, E - Refr | E | Z | Small Office | Refrigeration | RET | 0 | 0 | 0 | 0 | 0 | 0 | 0 | 0 | 0 | 0
| LowHeat NoHeat Doors_Com, E - Refr | E | Yes | Small Office | Refrigeration | NC | 0.49805 | 0.97146 | 1.4254 | 1.8665 | 2.2809 | 2.6926 | 3.0976 | 3.4912 | 3.8807 | 4.2657
| LowHeat NoHeat Doors_Com, E - Refr | E | Yes | Small Office | Refrigeration | RET | 4.6012 | 9.1174 | 13.9288 | 18.7499 | 23.5246 | 28.3324 | 33.0526 | 37.8872 | 42.6928 | 47.388
| Refrigerated Vending Machine_Com, E - Refr | E | Yes | Small Office | Refrigeration | NC | 9.4435 | 18.4196 | 27.0267 | 35.3904 | 43.2476 | 51.0546 | 58.7339 | 66.1967 | 73.5817 | 80.882
| Refrigerated Vending Machine_Com, E - Refr | E | Yes | Small Office | Refrigeration | REPL | 69.2401 | 137.2016 | 209.6047 | 282.1537 | 354.0058 | 426.3543 | 497.3851 | 570.1377 | 642.4532 | 713.1088
| Walk In Refrigeration_Com, E - Refr | E | Yes | Small Office | Refrigeration | NC | 1.777 | 3.4661 | 5.0858 | 6.6596 | 8.1382 | 9.6073 | 11.0523 | 12.4567 | 13.8463 | 15.2201
| Refrigeration Tune Up_Com, E - Refr | E | Yes | Small Office | Refrigeration | RET | 14.677 | 29.083 | 44.4304 | 59.8088 | 75.0395 | 90.3753 | 105.4319 | 106.1765 | 107.0994 | 106.729
| ES Ice Machine_Com, E - Refr | E | Yes | Small Office | Refrigeration | NC | 1.4684 | 2.8641 | 4.2025 | 5.503 | 6.7247 | 7.9387 | 9.1328 | 10.2932 | 11.4415 | 12.5767
| ES Ice Machine_Com, E - Refr | E | Yes | Small Office | Refrigeration | REPL | 12.5608 | 24.8897 | 38.0243 | 51.1854 | 64.2201 | 77.3448 | 90.2304 | 103.4285 | 116.5472 | 129.3648
| Walk In Cooler Retroft_Com, E - Refr | E | Yes | Small Office | Refrigeration | RET | 3.4267 | 6.7902 | 10.3734 | 13.9639 | 17.5199 | 21.1004 | 24.6158 | 28.2163 | 31.7952 | 35.292
| Door Gasket Replacement_Com, E - Refr | E | Z | Small Office | Refrigeration | RET | 0 | 0 | 0 | 0 | 0 | 0 | 0 | 0 | 0 | 0
| EnergyStar Dehumidifier_Com, E - Appl | E | Yes | Small Office | Appliances | NC | 1.3815 | 2.6946 | 3.9537 | 5.1772 | 6.3266 | 7.4687 | 8.592 | 9.6838 | 10.7641 | 11.832
| EnergyStar Dehumidifier_Com, E - Appl | E | Yes | Small Office | Appliances | REPL | 11.8171 | 23.416 | 35.773 | 48.1549 | 60.4178 | 72.7654 | 84.8882 | 97.3048 | 109.6468 | 121.7055
| Clothes Washer Elec WH_Com, E - Appl [unit w/ elec dry - Washer] | E | Yes | Small Office | Appliances | NC | 1.1421 | 2.2277 | 3.2686 | 4.2801 | 5.2303 | 6.1745 | 7.1032 | 6.8728 | 6.6985 | 6.5675
| Clothes Washer Elec WH_Com, E - Appl [unit w/ elec dry - Washer] | E | Yes | Small Office | Appliances | REPL | 16.7477 | 33.1861 | 50.6989 | 68.2469 | 85.6264 | 103.126 | 120.3068 | 121.1564 | 122.2095 | 121.7869
| Clothes Washer Elec WH_Com, E - Appl [unit w/ elec dry - Dryer] | E | Yes | Small Office | Appliances | NC | 0.16278 | 0.31751 | 0.46588 | 0.61005 | 0.74549 | 0.88007 | 1.0124 | 0.9796 | 0.95475 | 0.93608
| Clothes Washer Elec WH_Com, E - Appl [unit w/ elec dry - Dryer] | E | Yes | Small Office | Appliances | REPL | 2.3871 | 4.7301 | 7.2262 | 9.7274 | 12.2045 | 14.6988 | 17.1476 | 17.2687 | 17.4188 | 17.3585
| Clothes Washer Elec WH_Com, E - HWat [unit w/ elec dry - Water Heater] | E | Yes | Small Office | Water Heating | NC | 0.13064 | 0.25482 | 0.37389 | 0.48959 | 0.59829 | 0.70629 | 0.81253 | 0.78617 | 0.76623 | 0.75124
| Clothes Washer Elec WH_Com, E - HWat [unit w/ elec dry - Water Heater] | E | Yes | Small Office | Water Heating | REPL | 1.9157 | 3.7961 | 5.7993 | 7.8066 | 9.7946 | 11.7964 | 13.7617 | 13.8588 | 13.9793 | 13.931
| Clothes Washer Elec WH_Com, E - Appl [unit w/ gas dry - Washer] | E | Yes | Small Office | Appliances | NC | 0.28552 | 0.55691 | 0.81715 | 1.07 | 1.3076 | 1.5436 | 1.7758 | 1.7182 | 1.6746 | 1.6419
| Clothes Washer Elec WH_Com, E - Appl [unit w/ gas dry - Washer] | E | Yes | Small Office | Appliances | REPL | 4.1869 | 8.2965 | 12.6747 | 17.0617 | 21.4066 | 25.7815 | 30.0767 | 30.2891 | 30.5524 | 30.4467
| Clothes Washer Elec WH_Com, E - HWat [unit w/ gas dry - Water Heater] | E | Yes | Small Office | Water Heating | NC | 0.03266 | 0.063704 | 0.093472 | 0.1224 | 0.14957 | 0.17657 | 0.20313 | 0.19654 | 0.19156 | 0.18781
| Clothes Washer Elec WH_Com, E - HWat [unit w/ gas dry - Water Heater] | E | Yes | Small Office | Water Heating | REPL | 0.47893 | 0.94902 | 1.4498 | 1.9517 | 2.4487 | 2.9491 | 3.4404 | 3.4647 | 3.4948 | 3.4827
| Clothes Washer Elec WH_Com, E - Appl [unit w/ propane dry - Washer] | E | Yes | Small Office | Appliances | NC | 0.11421 | 0.22277 | 0.32686 | 0.42801 | 0.52303 | 0.61745 | 0.71032 | 0.68728 | 0.66985 | 0.65675
| Clothes Washer Elec WH_Com, E - Appl [unit w/ propane dry - Washer] | E | Yes | Small Office | Appliances | REPL | 1.6748 | 3.3186 | 5.0699 | 6.8247 | 8.5626 | 10.3126 | 12.0307 | 12.1156 | 12.221 | 12.1787
| Clothes Washer Elec WH_Com, E - HWat [unit w/ propane dry - Water Heater] | E | Yes | Small Office | Water Heating | NC | 0.013064 | 0.025482 | 0.037389 | 0.048959 | 0.059829 | 0.070629 | 0.081253 | 0.078617 | 0.076623 | 0.075124
| Clothes Washer Elec WH_Com, E - HWat [unit w/ propane dry - Water Heater] | E | Yes | Small Office | Water Heating | REPL | 0.19157 | 0.37961 | 0.57993 | 0.78066 | 0.97946 | 1.1796 | 1.3762 | 1.3859 | 1.3979 | 1.3931
| Clothes Washer Gas WH_Com, E - Appl [unit w/ elec dry - Washer] | E | Yes | Small Office | Appliances | NC | 0.57104 | 1.1138 | 1.6343 | 2.14 | 2.6152 | 3.0873 | 3.5516 | 3.4364 | 3.3493 | 3.2837
| Clothes Washer Gas WH_Com, E - Appl [unit w/ elec dry - Washer] | E | Yes | Small Office | Appliances | REPL | 8.3739 | 16.5931 | 25.3494 | 34.1235 | 42.8132 | 51.563 | 60.1534 | 60.5782 | 61.1048 | 60.8934
| Clothes Washer Gas WH_Com, E - Appl [unit w/ elec dry - Dryer] | E | Yes | Small Office | Appliances | NC | 0.081392 | 0.15876 | 0.23294 | 0.30503 | 0.37275 | 0.44003 | 0.50622 | 0.4898 | 0.47738 | 0.46804
| Clothes Washer Gas WH_Com, E - Appl [unit w/ elec dry - Dryer] | E | Yes | Small Office | Appliances | REPL | 1.1935 | 2.365 | 3.6131 | 4.8637 | 6.1023 | 7.3494 | 8.5738 | 8.6343 | 8.7094 | 8.6793
| Clothes Washer Gas WH_Com, E - Appl [unit w/ gas dry - Washer] | E | Yes | Small Office | Appliances | NC | 2.2271 | 4.3439 | 6.3738 | 8.3462 | 10.1991 | 12.0403 | 13.8513 | 13.402 | 13.0621 | 12.8066
| Clothes Washer Gas WH_Com, E - Appl [unit w/ gas dry - Washer] | E | Yes | Small Office | Appliances | REPL | 32.658 | 64.7129 | 98.8628 | 133.0815 | 166.9715 | 201.0956 | 234.5982 | 236.2549 | 238.3086 | 237.4844
| Clothes Washer Gas WH_Com, E - Appl [unit w/ propane dry - Washer] | E | Yes | Small Office | Appliances | NC | 0.11421 | 0.22277 | 0.32686 | 0.42801 | 0.52303 | 0.61745 | 0.71032 | 0.68728 | 0.66985 | 0.65675
| Clothes Washer Gas WH_Com, E - Appl [unit w/ propane dry - Washer] | E | Yes | Small Office | Appliances | REPL | 1.6748 | 3.3186 | 5.0699 | 6.8247 | 8.5626 | 10.3126 | 12.0307 | 12.1156 | 12.221 | 12.1787
| Clothes Washer Oil WH_Com, E - Appl [unit w/ elec dry - Washer] | E | Yes | Small Office | Appliances | NC | 0.68525 | 1.3366 | 1.9612 | 2.5681 | 3.1382 | 3.7047 | 4.2619 | 4.1237 | 4.0191 | 3.9405
| Clothes Washer Oil WH_Com, E - Appl [unit w/ elec dry - Washer] | E | Yes | Small Office | Appliances | REPL | 10.0486 | 19.9117 | 30.4193 | 40.9482 | 51.3759 | 61.8756 | 72.1841 | 72.6938 | 73.3257 | 73.0721
| Clothes Washer Oil WH_Com, E - Appl [unit w/ elec dry - Dryer] | E | Yes | Small Office | Appliances | NC | 0.09767 | 0.19051 | 0.27953 | 0.36603 | 0.44729 | 0.52804 | 0.60746 | 0.58776 | 0.57285 | 0.56165
| Clothes Washer Oil WH_Com, E - Appl [unit w/ elec dry - Dryer] | E | Yes | Small Office | Appliances | REPL | 1.4323 | 2.8381 | 4.3357 | 5.8364 | 7.3227 | 8.8193 | 10.2886 | 10.3612 | 10.4513 | 10.4151
| Clothes Washer Oil WH_Com, E - Appl [unit w/ gas dry - Washer] | E | Yes | Small Office | Appliances | NC | 0.11421 | 0.22277 | 0.32686 | 0.42801 | 0.52303 | 0.61745 | 0.71032 | 0.68728 | 0.66985 | 0.65675
| Clothes Washer Oil WH_Com, E - Appl [unit w/ gas dry - Washer] | E | Yes | Small Office | Appliances | REPL | 1.6748 | 3.3186 | 5.0699 | 6.8247 | 8.5626 | 10.3126 | 12.0307 | 12.1156 | 12.221 | 12.1787
| Clothes Washer Oil WH_Com, E - Appl [unit w/ propane dry - Washer] | E | Yes | Small Office | Appliances | NC | 0.17131 | 0.33415 | 0.49029 | 0.64201 | 0.78455 | 0.92618 | 1.0655 | 1.0309 | 1.0048 | 0.98512
| Clothes Washer Oil WH_Com, E - Appl [unit w/ propane dry - Washer] | E | Yes | Small Office | Appliances | REPL | 2.5122 | 4.9779 | 7.6048 | 10.237 | 12.844 | 15.4689 | 18.046 | 18.1735 | 18.3314 | 18.268
| Clothes Washer Propane WH_Com, E - Appl [unit w/ elec dry - Washer] | E | Yes | Small Office | Appliances | NC | 0.11421 | 0.22277 | 0.32686 | 0.42801 | 0.52303 | 0.61745 | 0.71032 | 0.68728 | 0.66985 | 0.65675
| Clothes Washer Propane WH_Com, E - Appl [unit w/ elec dry - Washer] | E | Yes | Small Office | Appliances | REPL | 1.6748 | 3.3186 | 5.0699 | 6.8247 | 8.5626 | 10.3126 | 12.0307 | 12.1156 | 12.221 | 12.1787
| Clothes Washer Propane WH_Com, E - Appl [unit w/ elec dry - Dryer] | E | Yes | Small Office | Appliances | NC | 0.016278 | 0.031751 | 0.046588 | 0.061005 | 0.074549 | 0.088007 | 0.10124 | 0.09796 | 0.095475 | 0.093608
| Clothes Washer Propane WH_Com, E - Appl [unit w/ elec dry - Dryer] | E | Yes | Small Office | Appliances | REPL | 0.23871 | 0.47301 | 0.72262 | 0.97274 | 1.2205 | 1.4699 | 1.7148 | 1.7269 | 1.7419 | 1.7359
| Clothes Washer Propane WH_Com, E - Appl [unit w/ gas dry - Washer] | E | Yes | Small Office | Appliances | NC | 0.057104 | 0.11138 | 0.16343 | 0.214 | 0.26152 | 0.30873 | 0.35516 | 0.34364 | 0.33493 | 0.32837
| Clothes Washer Propane WH_Com, E - Appl [unit w/ gas dry - Washer] | E | Yes | Small Office | Appliances | REPL | 0.83739 | 1.6593 | 2.5349 | 3.4123 | 4.2813 | 5.1563 | 6.0153 | 6.0578 | 6.1105 | 6.0893
| Clothes Washer Propane WH_Com, E - Appl [unit w/ propane dry - Washer] | E | Yes | Small Office | Appliances | NC | 0.11421 | 0.22277 | 0.32686 | 0.42801 | 0.52303 | 0.61745 | 0.71032 | 0.68728 | 0.66985 | 0.65675
| Clothes Washer Propane WH_Com, E - Appl [unit w/ propane dry - Washer] | E | Yes | Small Office | Appliances | REPL | 1.6748 | 3.3186 | 5.0699 | 6.8247 | 8.5626 | 10.3126 | 12.0307 | 12.1156 | 12.221 | 12.1787
| Dishwasher_Com, E - Appl [Building w elec WH] | E | Yes | Small Office | Appliances | NC | 0.83402 | 1.6268 | 2.3869 | 3.1256 | 3.8195 | 4.509 | 5.1872 | 5.8463 | 6.4985 | 7.1433
| Dishwasher_Com, E - Appl [Building w elec WH] | E | Yes | Small Office | Appliances | REPL | 6.7677 | 13.4104 | 20.4872 | 27.5783 | 34.6013 | 41.6728 | 48.6155 | 55.7265 | 62.7948 | 69.7008
| Dishwasher_Com, E - HWat [Building w elec WH] | E | Yes | Small Office | Water Heating | NC | 0.02228 | 0.043458 | 0.063766 | 0.083498 | 0.10204 | 0.12046 | 0.13857 | 0.15618 | 0.17361 | 0.19083
| Dishwasher_Com, E - HWat [Building w elec WH] | E | Yes | Small Office | Water Heating | REPL | 0.1808 | 0.35825 | 0.54731 | 0.73674 | 0.92436 | 1.1133 | 1.2987 | 1.4887 | 1.6775 | 1.862
| Dishwasher_Com, E - Appl [Building w gas WH] | E | Yes | Small Office | Appliances | NC | 2.085 | 4.0669 | 5.9673 | 7.8139 | 9.5488 | 11.2725 | 12.968 | 14.6158 | 16.2463 | 17.8581
| Dishwasher_Com, E - Appl [Building w gas WH] | E | Yes | Small Office | Appliances | REPL | 16.9192 | 33.526 | 51.2181 | 68.9458 | 86.5033 | 104.182 | 121.5388 | 139.3163 | 156.987 | 174.2521
| Dishwasher_Com, E - Appl [Building w oil WH] | E | Yes | Small Office | Appliances | NC | 0.2085 | 0.40669 | 0.59673 | 0.78139 | 0.95488 | 1.1272 | 1.2968 | 1.4616 | 1.6246 | 1.7858
| Dishwasher_Com, E - Appl [Building w oil WH] | E | Yes | Small Office | Appliances | REPL | 1.6919 | 3.3526 | 5.1218 | 6.8946 | 8.6503 | 10.4182 | 12.1539 | 13.9316 | 15.6987 | 17.4252
| Dishwasher_Com, E - Appl [Building w propane WH] | E | Yes | Small Office | Appliances | NC | 0.2085 | 0.40669 | 0.59673 | 0.78139 | 0.95488 | 1.1272 | 1.2968 | 1.4616 | 1.6246 | 1.7858
| Dishwasher_Com, E - Appl [Building w propane WH] | E | Yes | Small Office | Appliances | REPL | 1.6919 | 3.3526 | 5.1218 | 6.8946 | 8.6503 | 10.4182 | 12.1539 | 13.9316 | 15.6987 | 17.4252
| Faucet Aerator_Com, E - HWat | E | Yes | Small Office | Water Heating | RET | 10.6312 | 21.066 | 32.1828 | 43.322 | 54.3542 | 65.4626 | 76.3688 | 87.5392 | 98.6426 | 109.4911
| Pre Rinse Sprayers_Com, E - HWat | E | Yes | Small Office | Water Heating | RET | 0.67763 | 1.3428 | 2.0513 | 2.1553 | 2.2636 | 2.2663 | 2.2562 | 2.2644 | 2.2639 | 2.2594
| Heat Pump Water Heater_Com, E - HWat | E | Yes | Small Office | Water Heating | NC | 5.7871 | 11.2879 | 16.5625 | 21.6879 | 26.5029 | 31.2872 | 35.9932 | 40.5666 | 45.0922 | 49.566
| Heat Pump Water Heater_Com, E - HWat | E | No | Small Office | Water Heating | RET | 57.6222 | 108.6941 | 157.8261 | 202.2817 | 242.0395 | 278.7909 | 311.9641 | 343.2511 | 371.9353 | 397.8306
| Heat Pump Water Heater_Com, E - HWat | E | Yes | Small Office | Water Heating | REPL | 59.4043 | 106.0501 | 149.5327 | 186.8786 | 217.7012 | 243.1504 | 262.6514 | 277.0075 | 285.6935 | 288.7244
| Clothes Dryer_Com, E - Appl | E | Yes | Small Office | Appliances | NC | 1.2159 | 2.3716 | 3.4799 | 4.5567 | 5.5684 | 6.5736 | 7.5624 | 8.5233 | 9.4741 | 10.4141
| Clothes Dryer_Com, E - Appl | E | Yes | Small Office | Appliances | RET | 11.8764 | 22.4242 | 32.5922 | 41.8111 | 50.0727 | 57.5998 | 64.2867 | 70.6278 | 76.4743 | 81.7828
| Clothes Dryer_Com, E - Appl | E | Yes | Small Office | Appliances | REPL | 8.9151 | 15.9155 | 22.4412 | 28.0459 | 32.6716 | 36.3977 | 39.1414 | 41.123 | 42.2689 | 42.5838
| Pnemautic to DDC_Com, E - TotE [Building w Elec Heat] | E | No | Small Office | Total Electric | RET | 120.3162 | 238.4105 | 364.2228 | 490.2888 | 615.1438 | 740.8612 | 864.289 | 990.7087 | 1116.3689 | 1239.1447
| Pnemautic to DDC_Com, E - TotE [Building w Gas Heat] | E | No | Small Office | Total Electric | RET | 127.3943 | 252.436 | 385.6498 | 519.1322 | 651.3323 | 784.4456 | 915.1346 | 1048.9915 | 1182.0441 | 1312.0428
| Pnemautic to DDC_Com, E - TotE [Building w Oil Heat] | E | No | Small Office | Total Electric | RET | 34.2762 | 67.9195 | 103.7615 | 139.6758 | 175.245 | 211.06 | 246.2227 | 282.2377 | 318.0364 | 353.0133
| Pnemautic to DDC_Com, E - TotE [Building w Propane Heat] | E | Yes | Small Office | Total Electric | RET | 10.3297 | 20.4687 | 31.2703 | 42.0937 | 52.8131 | 63.6065 | 74.2034 | 85.0572 | 95.8457 | 106.3866
| Data Center_Com, E - TotE [Building w Elec Heat] | E | Yes | Small Office | Total Electric | NC | 45.4137 | 88.58 | 129.9715 | 170.1925 | 207.9778 | 245.5216 | 282.4514 | 318.3402 | 353.8545 | 388.9615
| Data Center_Com, E - TotE [Building w Elec Heat] | E | No | Small Office | Total Electric | RET | 745.8661 | 1477.9581 | 2257.8957 | 3039.4063 | 3813.409 | 4592.7585 | 5357.914 | 6141.6168 | 6920.6114 | 7681.7251
| Data Center_Com, E - TotE [Building w Gas Heat] | E | Yes | Small Office | Total Electric | NC | 92.736 | 180.8829 | 265.4055 | 347.5379 | 424.6964 | 501.362 | 576.7737 | 650.0595 | 722.5808 | 794.2703
| Data Center_Com, E - TotE [Building w Gas Heat] | E | No | Small Office | Total Electric | RET | 1523.0795 | 3018.032 | 4610.6864 | 6206.553 | 7787.0882 | 9378.5419 | 10941.0109 | 12541.3539 | 14132.0827 | 15686.2982
| Data Center_Com, E - TotE [Building w Oil Heat] | E | Yes | Small Office | Total Electric | NC | 24.9512 | 48.6677 | 71.409 | 93.5073 | 114.2672 | 134.8946 | 155.1846 | 174.9026 | 194.4149 | 213.7034
| Data Center_Com, E - TotE [Building w Oil Heat] | E | No | Small Office | Total Electric | RET | 409.794 | 812.0203 | 1240.534 | 1669.9118 | 2095.1647 | 2523.3552 | 2943.7472 | 3374.3295 | 3802.325 | 4220.4964
| Data Center_Com, E - TotE [Building w Propane Heat] | E | Yes | Small Office | Total Electric | NC | 7.5195 | 14.6668 | 21.5203 | 28.18 | 34.4364 | 40.6528 | 46.7675 | 52.7099 | 58.5903 | 64.4032
| Data Center_Com, E - TotE [Building w Propane Heat] | E | No | Small Office | Total Electric | RET | 123.4984 | 244.7162 | 373.8562 | 503.2565 | 631.4138 | 760.4563 | 887.1486 | 1016.912 | 1145.8958 | 1271.9189
| RCx_Com, E - TotE [Building w Elec Heat] | E | Yes | Small Office | Total Electric | RET | 387.2703 | 767.3889 | 1172.3499 | 1578.1277 | 1980.0072 | 2384.6629 | 2781.9487 | 3188.8647 | 3206.0658 | 3221.1345
| RCx_Com, E - TotE [Building w Gas Heat] | E | Yes | Small Office | Total Electric | RET | 790.8169 | 1567.0297 | 2393.9715 | 3222.5811 | 4043.2303 | 4869.5486 | 5680.8174 | 6511.7513 | 6546.8763 | 6577.647
| RCx_Com, E - TotE [Building w Oil Heat] | E | Yes | Small Office | Total Electric | RET | 212.7742 | 421.6191 | 644.113 | 867.0555 | 1087.8563 | 1310.1824 | 1528.4594 | 1752.0273 | 1761.4779 | 1769.757
| RCx_Com, E - TotE [Building w Propane Heat] | E | Yes | Small Office | Total Electric | RET | 64.1232 | 127.0621 | 194.1145 | 261.302 | 327.8441 | 394.8459 | 460.6274 | 528.0034 | 530.8515 | 533.3466
| Commissioning_Com, E - TotE [Building w Elec Heat] | E | Yes | Small Office | Total Electric | NC | 0 | 0 | 0 | 0 | 0 | 0 | 0 | 0 | 0 | 0
| Commissioning_Com, E - TotE [Building w Gas Heat] | E | Yes | Small Office | Total Electric | NC | 0 | 0 | 0 | 0 | 0 | 0 | 0 | 0 | 0 | 0
| Commissioning_Com, E - TotE [Building w Oil Heat] | E | Yes | Small Office | Total Electric | NC | 0 | 0 | 0 | 0 | 0 | 0 | 0 | 0 | 0 | 0
| Commissioning_Com, E - TotE [Building w Propane Heat] | E | Yes | Small Office | Total Electric | NC | 0 | 0 | 0 | 0 | 0 | 0 | 0 | 0 | 0 | 0
| Integrated Building Design_Com, E - TotE [Building w Elec Heat] | E | Yes | Small Office | Total Electric | NC | 33.7079 | 65.7476 | 96.4701 | 126.3237 | 154.3695 | 182.236 | 209.6468 | 236.2849 | 262.645 | 288.7029
| Integrated Building Design_Com, E - TotE [Building w Gas Heat] | E | Yes | Small Office | Total Electric | NC | 68.8324 | 134.2585 | 196.9946 | 257.9566 | 315.2268 | 372.131 | 428.1046 | 482.5003 | 536.3285 | 589.5393
| Integrated Building Design_Com, E - TotE [Building w Oil Heat] | E | Yes | Small Office | Total Electric | NC | 18.5198 | 36.1231 | 53.0026 | 69.4048 | 84.8137 | 100.1242 | 115.1842 | 129.8197 | 144.3025 | 158.6192
| Integrated Building Design_Com, E - TotE [Building w Propane Heat] | E | Yes | Small Office | Total Electric | NC | 5.5813 | 10.8863 | 15.9732 | 20.9163 | 25.5601 | 30.1741 | 34.7127 | 39.1234 | 43.488 | 47.8026
| Deep Energy Retrofit_Com, E - TotE [Building w Elec Heat] | E | Yes | Small Office | Total Electric | RET | 121.2215 | 240.2044 | 366.9634 | 493.978 | 619.7725 | 746.4359 | 870.7924 | 998.1633 | 1124.769 | 1248.4686
| Deep Energy Retrofit_Com, E - TotE [Building w Gas Heat] | E | Yes | Small Office | Total Electric | RET | 247.5377 | 490.5042 | 749.3496 | 1008.717 | 1265.5928 | 1524.243 | 1778.1825 | 2038.2775 | 2296.8099 | 2549.408
| Deep Energy Retrofit_Com, E - TotE [Building w Oil Heat] | E | Yes | Small Office | Total Electric | RET | 66.6016 | 131.9732 | 201.6172 | 271.4016 | 340.5156 | 410.1071 | 478.4311 | 548.4113 | 617.971 | 685.9341
| Deep Energy Retrofit_Com, E - TotE [Building w Propane Heat] | E | Yes | Small Office | Total Electric | RET | 20.0715 | 39.7724 | 60.7608 | 81.7915 | 102.6202 | 123.5928 | 144.1834 | 165.2731 | 186.2362 | 206.718
| EMS_Com, E - TotE [Building w Elec Heat] | E | Yes | Small Office | Total Electric | NC | 61.3125 | 119.591 | 175.4732 | 229.7752 | 280.7887 | 331.4762 | 381.3348 | 429.7879 | 477.7354 | 525.133
| EMS_Com, E - TotE [Building w Elec Heat] | E | Yes | Small Office | Total Electric | RET | 767.4674 | 1520.7619 | 2323.2876 | 3127.4318 | 3923.8508 | 4725.7714 | 5513.0869 | 6319.4868 | 7121.0422 | 7904.1988
| EMS_Com, E - TotE [Building w Gas Heat] | E | Yes | Small Office | Total Electric | NC | 125.2019 | 244.2081 | 358.3212 | 469.2075 | 573.3784 | 676.8838 | 778.6964 | 877.6389 | 975.5491 | 1072.3363
| EMS_Com, E - TotE [Building w Gas Heat] | E | Yes | Small Office | Total Electric | RET | 1567.19 | 3105.4385 | 4744.2185 | 6386.3036 | 8012.6134 | 9650.1578 | 11257.8782 | 12904.5695 | 14541.368 | 16140.5957
| EMS_Com, E - TotE [Building w Oil Heat] | E | Yes | Small Office | Total Electric | NC | 33.6864 | 65.7057 | 96.4086 | 126.2432 | 154.271 | 182.1198 | 209.5131 | 236.1342 | 262.4776 | 288.5188
| EMS_Com, E - TotE [Building w Oil Heat] | E | Yes | Small Office | Total Electric | RET | 421.6622 | 835.5376 | 1276.4616 | 1718.2748 | 2155.8436 | 2596.4352 | 3029.0024 | 3472.0549 | 3912.4458 | 4342.728
| EMS_Com, E - TotE [Building w Propane Heat] | E | Yes | Small Office | Total Electric | NC | 10.152 | 19.8015 | 29.0544 | 38.0456 | 46.4922 | 54.8849 | 63.1404 | 71.1631 | 79.1021 | 86.9501
| EMS_Com, E - TotE [Building w Propane Heat] | E | Yes | Small Office | Total Electric | RET | 127.0751 | 251.8036 | 384.6836 | 517.8315 | 649.7004 | 782.4802 | 912.8417 | 1046.3632 | 1179.0825 | 1308.7554
| VFDs on HVAC Pumps_Com, E - Oth | E | Yes | Small Office | Other | RET | 125.4029 | 248.49 | 379.6213 | 511.0172 | 641.1507 | 646.7803 | 652.3393 | 652.9723 | 652.5493 | 650.3823
| ECM Circulators_Com, E - Oth | E | Yes | Small Office | Other | RET | 189.8636 | 376.221 | 574.7577 | 773.6948 | 970.7207 | 1169.1077 | 1363.8816 | 1563.3767 | 1761.6733 | 1955.4183
| Motors_Com, E - Oth | E | Yes | Small Office | Other | NC | 3.8439 | 7.4977 | 11.0011 | 14.4056 | 17.6038 | 20.7816 | 23.9075 | 26.9452 | 29.9512 | 32.9228
| Motors_Com, E - Oth | E | No | Small Office | Other | RET | 117.1891 | 220.8265 | 320.3065 | 410.1187 | 490.2621 | 483.9712 | 478.4245 | 470.9912 | 464.1213 | 457.6112
| Motors_Com, E - Oth | E | Yes | Small Office | Other | REPL | 26.3051 | 46.9605 | 66.2152 | 82.7525 | 96.4012 | 107.3956 | 115.4912 | 121.0805 | 123.9499 | 124.1289
| Ext Area Ltg_Com, E - ExtL | E | Yes | Small Office | Exterior Lighting | NC | 31.1514 | 60.7613 | 89.1537 | 116.7433 | 142.662 | 168.4151 | 193.7471 | 218.3649 | 242.7259 | 266.8075
| Ext Area Ltg_Com, E - ExtL | E | Yes | Small Office | Exterior Lighting | RET | 159.883 | 308.9669 | 459.8527 | 603.4833 | 738.6216 | 893.202 | 1057.2198 | 1225.2134 | 1392.1978 | 1555.3492
| Ext Area Ltg_Com, E - ExtL | E | Yes | Small Office | Exterior Lighting | REPL | 280.115 | 500.0686 | 705.1062 | 881.2071 | 1026.5481 | 1187.971 | 1361.2573 | 1553.9063 | 1760.469 | 1977.0155
| Street Ltg_Com, E - ExtL | E | Yes | Small Office | Exterior Lighting | NC | 5.7986 | 11.3102 | 16.5953 | 21.7308 | 26.5554 | 31.3491 | 36.0645 | 40.6469 | 45.1815 | 49.6641
| Street Ltg_Com, E - ExtL | E | Yes | Small Office | Exterior Lighting | RET | 29.761 | 57.5117 | 85.598 | 112.3337 | 137.4886 | 166.2625 | 196.7931 | 228.0638 | 259.1466 | 289.516
| Street Ltg_Com, E - ExtL | E | Yes | Small Office | Exterior Lighting | REPL | 52.1412 | 93.0838 | 131.25 | 164.0298 | 191.0838 | 221.1314 | 253.3873 | 289.2474 | 327.6974 | 368.0058
| Ext Ltg Ctrls_Com, E - ExtL | E | Yes | Small Office | Exterior Lighting | RET | 192.3016 | 381.0519 | 582.1379 | 783.6294 | 983.1853 | 1184.1197 | 1381.3945 | 1583.4513 | 1591.9926 | 1599.475
| Ext Ltg Dsgn_Com, E - ExtL | E | Yes | Small Office | Exterior Lighting | NC | 3.7468 | 7.3082 | 10.7231 | 14.0415 | 17.1589 | 20.2564 | 23.3032 | 26.2642 | 29.1942 | 32.0907
| Ext Ltg Dsgn_Com, E - ExtL | E | Yes | Small Office | Exterior Lighting | REPL | 25.6402 | 50.8069 | 77.6184 | 104.4839 | 131.0914 | 157.8826 | 184.1859 | 211.1268 | 237.9059 | 264.0703
| Int Ltg Ctrls_Com, E - IntL [No Heat] | E | Yes | Small Office | Interior Lighting | RET | 438.5951 | 869.0905 | 1327.7208 | 1787.2761 | 2242.4165 | 2700.701 | 3150.6389 | 3611.4833 | 3630.964 | 3648.0297
| Int Ltg Ctrls_Com, E - IntL [Electric Heat] | E | Yes | Small Office | Interior Lighting | RET | 219.1523 | 434.2576 | 663.4209 | 893.0464 | 1120.4659 | 1349.4564 | 1574.2764 | 1804.546 | 1814.2799 | 1822.8071
| Int Ltg Ctrls_Com, E/G - IntL | E | Yes | Small Office | Interior Lighting | RET | 1388.4246 | 2751.2089 | 4203.0573 | 5657.8339 | 7098.6346 | 8549.3883 | 9973.72 | 11432.5773 | 11494.2458 | 11548.2694
| Int Ltg Ctrls_Com, E/O - IntL | E | Yes | Small Office | Interior Lighting | RET | 180.137 | 356.9474 | 545.3132 | 734.0589 | 920.9913 | 1109.215 | 1294.0107 | 1483.2858 | 1491.2868 | 1498.296
| Int Ltg Ctrls_Com, E/P - IntL | E | Yes | Small Office | Interior Lighting | RET | 45.5363 | 90.2317 | 137.8482 | 185.5607 | 232.8148 | 280.3954 | 327.1093 | 374.9557 | 376.9782 | 378.75
| Exit Sign RetFit_Com, E - IntL [No Heat] | E | Yes | Small Office | Interior Lighting | RET | 17.9413 | 35.5512 | 54.3121 | 73.1108 | 91.7289 | 110.4756 | 128.8809 | 147.7323 | 166.4704 | 184.7785
| Exit Sign RetFit_Com, E - IntL [Electric Heat] | E | Yes | Small Office | Interior Lighting | RET | 9.579 | 18.981 | 28.9976 | 39.0343 | 48.9746 | 58.9836 | 68.8103 | 78.8752 | 88.8796 | 98.6544
| Exit Sign RetFit_Com, E/G - IntL | E | Yes | Small Office | Interior Lighting | RET | 58.1906 | 115.3066 | 176.1555 | 237.127 | 297.5128 | 358.3157 | 418.0112 | 479.1538 | 539.929 | 599.3092
| Exit Sign RetFit_Com, E/O - IntL | E | Yes | Small Office | Interior Lighting | RET | 7.5054 | 14.8722 | 22.7204 | 30.5845 | 38.373 | 46.2153 | 53.9148 | 61.8009 | 69.6397 | 77.2985
| Exit Sign RetFit_Com, E/P - IntL | E | No | Small Office | Interior Lighting | RET | 1.8939 | 3.7528 | 5.7332 | 7.7176 | 9.6829 | 11.6618 | 13.6047 | 15.5947 | 17.5727 | 19.5053
| LED HiLo Bay_Com, E - IntL [No Heat] | E | Yes | Small Office | Interior Lighting | NC | 3.6856 | 7.1889 | 10.5481 | 13.8123 | 16.8788 | 19.9257 | 22.9228 | 25.8355 | 28.7177 | 31.5669
| LED HiLo Bay_Com, E - IntL [No Heat] | E | Yes | Small Office | Interior Lighting | RET | 36.1016 | 69.1504 | 101.9882 | 132.6766 | 161.0236 | 187.6444 | 212.0205 | 235.3063 | 256.8935 | 278.6761
| LED HiLo Bay_Com, E - IntL [No Heat] | E | Yes | Small Office | Interior Lighting | REPL | 19.6881 | 35.1476 | 49.5588 | 61.9362 | 72.1516 | 80.3804 | 86.4395 | 90.5769 | 92.6331 | 93.7844
| LED HiLo Bay_Com, E - IntL [Electric Heat] | E | Yes | Small Office | Interior Lighting | NC | 1.842 | 3.5928 | 5.2716 | 6.903 | 8.4355 | 9.9583 | 11.4562 | 12.9118 | 14.3523 | 15.7762
| LED HiLo Bay_Com, E - IntL [Electric Heat] | E | Yes | Small Office | Interior Lighting | RET | 18.0425 | 34.5593 | 50.9707 | 66.3078 | 80.4748 | 93.7791 | 105.9616 | 117.5991 | 128.3878 | 139.274
| LED HiLo Bay_Com, E - IntL [Electric Heat] | E | Yes | Small Office | Interior Lighting | REPL | 9.8395 | 17.5658 | 24.768 | 30.9539 | 36.0592 | 40.1717 | 43.1999 | 45.2676 | 46.2953 | 46.8707
| LED HiLo Bay_Com, E/G - IntL | E | Yes | Small Office | Interior Lighting | NC | 11.7438 | 22.9065 | 33.6102 | 44.0112 | 53.7823 | 63.4911 | 73.041 | 82.3217 | 91.5056 | 100.5841
| LED HiLo Bay_Com, E/G - IntL | E | Yes | Small Office | Interior Lighting | RET | 115.0334 | 220.3396 | 324.9735 | 422.7586 | 513.0829 | 597.9071 | 675.5785 | 749.7758 | 818.5612 | 887.9687
| LED HiLo Bay_Com, E/G - IntL | E | Yes | Small Office | Interior Lighting | REPL | 62.7337 | 111.9939 | 157.9135 | 197.3525 | 229.9026 | 256.1226 | 275.4294 | 288.6127 | 295.1647 | 298.833
| LED HiLo Bay_Com, E/O - IntL | E | No | Small Office | Interior Lighting | NC | 1.5147 | 2.9545 | 4.335 | 5.6765 | 6.9368 | 8.189 | 9.4208 | 10.6178 | 11.8023 | 12.9733
| LED HiLo Bay_Com, E/O - IntL | E | No | Small Office | Interior Lighting | RET | 14.8369 | 28.4192 | 41.9149 | 54.5271 | 66.1771 | 77.1176 | 87.1356 | 96.7056 | 105.5774 | 114.5296
| LED HiLo Bay_Com, E/O - IntL | E | No | Small Office | Interior Lighting | REPL | 8.0913 | 14.4449 | 20.3676 | 25.4544 | 29.6527 | 33.0345 | 35.5247 | 37.2251 | 38.0701 | 38.5433
| LED HiLo Bay_Com, E/P - IntL | E | No | Small Office | Interior Lighting | NC | 0.38222 | 0.74552 | 1.0939 | 1.4324 | 1.7504 | 2.0664 | 2.3772 | 2.6793 | 2.9782 | 3.2736
| LED HiLo Bay_Com, E/P - IntL | E | No | Small Office | Interior Lighting | RET | 3.7439 | 7.1712 | 10.5767 | 13.7592 | 16.6989 | 19.4597 | 21.9876 | 24.4024 | 26.6411 | 28.9001
| LED HiLo Bay_Com, E/P - IntL | E | No | Small Office | Interior Lighting | REPL | 2.0417 | 3.645 | 5.1395 | 6.4231 | 7.4825 | 8.3358 | 8.9642 | 9.3933 | 9.6065 | 9.7259
| Repl Scre_Com, E - IntL [No Heat] | E | Yes | Small Office | Interior Lighting | NC | 12.1097 | 23.6202 | 11.5105 | 0 | 0 | 0 | 0 | 0 | 0 | 0
| Repl Scre_Com, E - IntL [No Heat] | E | Yes | Small Office | Interior Lighting | RET | 62.5532 | 123.9512 | 61.398 | 0 | 0 | 0 | 0 | 0 | 0 | 0
| Repl Scre_Com, E - IntL [No Heat] | E | Yes | Small Office | Interior Lighting | REPL | 621.5243 | 1231.5708 | 610.0465 | 0 | 0 | 0 | 0 | 0 | 0 | 0
| Repl Scre_Com, E - IntL [Electric Heat] | E | Yes | Small Office | Interior Lighting | NC | 6.4654 | 12.6109 | 6.1455 | 0 | 0 | 0 | 0 | 0 | 0 | 0
| Repl Scre_Com, E - IntL [Electric Heat] | E | Yes | Small Office | Interior Lighting | RET | 33.3975 | 66.1783 | 32.7808 | 0 | 0 | 0 | 0 | 0 | 0 | 0
| Repl Scre_Com, E - IntL [Electric Heat] | E | Yes | Small Office | Interior Lighting | REPL | 331.8356 | 657.5431 | 325.7075 | 0 | 0 | 0 | 0 | 0 | 0 | 0
| Repl Scre_Com, E/G - IntL | E | Yes | Small Office | Interior Lighting | NC | 39.2765 | 76.6095 | 37.3329 | 0 | 0 | 0 | 0 | 0 | 0 | 0
| Repl Scre_Com, E/G - IntL | E | Yes | Small Office | Interior Lighting | RET | 202.8846 | 402.0225 | 199.1379 | 0 | 0 | 0 | 0 | 0 | 0 | 0
| Repl Scre_Com, E/G - IntL | E | Yes | Small Office | Interior Lighting | REPL | 2015.8472 | 3994.4676 | 1978.6203 | 0 | 0 | 0 | 0 | 0 | 0 | 0
| Repl Scre_Com, E/O - IntL | E | Yes | Small Office | Interior Lighting | NC | 5.0659 | 9.881 | 4.8152 | 0 | 0 | 0 | 0 | 0 | 0 | 0
| Repl Scre_Com, E/O - IntL | E | Yes | Small Office | Interior Lighting | RET | 26.1679 | 51.8526 | 25.6847 | 0 | 0 | 0 | 0 | 0 | 0 | 0
| Repl Scre_Com, E/O - IntL | E | Yes | Small Office | Interior Lighting | REPL | 260.0025 | 515.2036 | 255.201 | 0 | 0 | 0 | 0 | 0 | 0 | 0
| Repl Scre_Com, E/P - IntL | E | No | Small Office | Interior Lighting | NC | 1.2783 | 2.4934 | 1.215 | 0 | 0 | 0 | 0 | 0 | 0 | 0
| Repl Scre_Com, E/P - IntL | E | No | Small Office | Interior Lighting | RET | 6.6031 | 13.0843 | 6.4812 | 0 | 0 | 0 | 0 | 0 | 0 | 0
| Repl Scre_Com, E/P - IntL | E | No | Small Office | Interior Lighting | REPL | 65.6083 | 130.0051 | 64.3967 | 0 | 0 | 0 | 0 | 0 | 0 | 0
| Lin LED Fixture_Com, E - IntL [No Heat] | E | Yes | Small Office | Interior Lighting | NC | 11.8397 | 23.0935 | 33.8846 | 44.3706 | 54.2215 | 64.0095 | 73.6374 | 82.9938 | 92.2527 | 101.4054
| Lin LED Fixture_Com, E - IntL [No Heat] | E | No | Small Office | Interior Lighting | RET | 87.8699 | 167.3757 | 245.4568 | 317.5799 | 383.4268 | 444.5462 | 499.862 | 552.0901 | 603.8759 | 654.357
| Lin LED Fixture_Com, E - IntL [No Heat] | E | Yes | Small Office | Interior Lighting | REPL | 73.236 | 130.7428 | 184.3498 | 230.3913 | 268.3906 | 299.0001 | 321.5391 | 336.9293 | 347.853 | 354.2524
| Lin LED Fixture_Com, E - IntL [Electric Heat] | E | Yes | Small Office | Interior Lighting | NC | 6.3213 | 12.3298 | 18.0912 | 23.6897 | 28.9492 | 34.175 | 39.3154 | 44.3109 | 49.2543 | 54.141
| Lin LED Fixture_Com, E - IntL [Electric Heat] | E | No | Small Office | Interior Lighting | RET | 46.9143 | 89.3629 | 131.0509 | 169.5578 | 204.7139 | 237.3459 | 266.8794 | 294.7643 | 322.413 | 349.3652
| Lin LED Fixture_Com, E - IntL [Electric Heat] | E | Yes | Small Office | Interior Lighting | REPL | 39.1011 | 69.8044 | 98.4255 | 123.0073 | 143.2954 | 159.638 | 171.6717 | 179.8886 | 185.7209 | 189.1375
| Lin LED Fixture_Com, E/G - IntL | E | Yes | Small Office | Interior Lighting | NC | 38.4008 | 74.9014 | 109.9011 | 143.9112 | 175.8615 | 207.6078 | 238.8348 | 269.1816 | 299.2118 | 328.8975
| Lin LED Fixture_Com, E/G - IntL | E | No | Small Office | Interior Lighting | RET | 284.9967 | 542.865 | 796.1128 | 1030.0364 | 1243.6038 | 1441.8378 | 1621.2488 | 1790.6451 | 1958.6065 | 2122.3367
| Lin LED Fixture_Com, E/G - IntL | E | Yes | Small Office | Interior Lighting | REPL | 237.533 | 424.0502 | 597.9187 | 747.2494 | 870.4962 | 969.7748 | 1042.8776 | 1092.7941 | 1128.224 | 1148.9795
| Lin LED Fixture_Com, E/O - IntL | E | No | Small Office | Interior Lighting | NC | 4.9529 | 9.6607 | 14.175 | 18.5616 | 22.6825 | 26.7771 | 30.8047 | 34.7189 | 38.5921 | 42.421
| Lin LED Fixture_Com, E/O - IntL | E | No | Small Office | Interior Lighting | RET | 36.7587 | 70.0183 | 102.6821 | 132.8534 | 160.3991 | 185.9672 | 209.1075 | 230.9561 | 252.6197 | 273.7375
| Lin LED Fixture_Com, E/O - IntL | E | No | Small Office | Interior Lighting | REPL | 30.6368 | 54.6937 | 77.1191 | 96.3797 | 112.276 | 125.0809 | 134.5096 | 140.9478 | 145.5175 | 148.1946
| Lin LED Fixture_Com, E/P - IntL | E | No | Small Office | Interior Lighting | NC | 1.2498 | 2.4378 | 3.5769 | 4.6838 | 5.7236 | 6.7569 | 7.7732 | 8.7609 | 9.7382 | 10.7044
| Lin LED Fixture_Com, E/P - IntL | E | No | Small Office | Interior Lighting | RET | 9.2756 | 17.6682 | 25.9105 | 33.5239 | 40.4747 | 46.9265 | 52.7656 | 58.2788 | 63.7454 | 69.0742
| Lin LED Fixture_Com, E/P - IntL | E | No | Small Office | Interior Lighting | REPL | 7.7308 | 13.8013 | 19.46 | 24.3202 | 28.3314 | 31.5626 | 33.9418 | 35.5664 | 36.7195 | 37.395
| LED Tube Repl_Com, E - IntL [No Heat] | E | Yes | Small Office | Interior Lighting | RET | 552.834 | 1053.0447 | 1544.2924 | 1998.0553 | 2412.3314 | 2835.086 | 3255.2244 | 3690.3464 | 4127.2522 | 4558.0903
| LED Tube Repl_Com, E - IntL [No Heat] | E | Yes | Small Office | Interior Lighting | REPL | 676.6613 | 1207.9935 | 1703.2936 | 2128.6927 | 2479.7863 | 2809.3847 | 3109.4954 | 3392.8265 | 3650.5458 | 3878.9886
| LED Tube Repl_Com, E - IntL [Electric Heat] | E | Yes | Small Office | Interior Lighting | RET | 295.1614 | 562.227 | 824.5071 | 1066.7738 | 1287.9584 | 1513.6696 | 1737.984 | 1970.2983 | 2203.565 | 2433.592
| LED Tube Repl_Com, E - IntL [Electric Heat] | E | Yes | Small Office | Interior Lighting | REPL | 361.2736 | 644.955 | 909.3987 | 1136.5219 | 1323.9729 | 1499.9475 | 1660.1784 | 1811.4506 | 1949.0485 | 2071.0155
| LED Tube Repl_Com, E/G - IntL | E | Yes | Small Office | Interior Lighting | RET | 1793.0578 | 3415.4375 | 5008.7467 | 6480.4777 | 7824.1379 | 9195.297 | 10557.9707 | 11969.2424 | 13386.2993 | 14783.6765
| LED Tube Repl_Com, E/G - IntL | E | Yes | Small Office | Interior Lighting | REPL | 2194.6782 | 3917.9972 | 5524.4497 | 6904.1861 | 8042.9207 | 9111.9377 | 10085.3145 | 11004.2685 | 11840.1533 | 12581.0831
| LED Tube Repl_Com, E/O - IntL | E | Yes | Small Office | Interior Lighting | RET | 231.2673 | 440.5207 | 646.0246 | 835.8474 | 1009.1517 | 1186.0029 | 1361.7596 | 1543.7844 | 1726.5554 | 1906.7881
| LED Tube Repl_Com, E/O - IntL | E | Yes | Small Office | Interior Lighting | REPL | 283.068 | 505.3405 | 712.5396 | 890.497 | 1037.3702 | 1175.2513 | 1300.7967 | 1419.3227 | 1527.1346 | 1622.6992
| LED Tube Repl_Com, E/P - IntL | E | Yes | Small Office | Interior Lighting | RET | 58.3574 | 111.1598 | 163.0161 | 210.9155 | 254.6466 | 299.2728 | 343.6227 | 389.5544 | 435.6743 | 481.1538
| LED Tube Repl_Com, E/P - IntL | E | Yes | Small Office | Interior Lighting | REPL | 71.4286 | 127.5163 | 179.8003 | 224.7056 | 261.7672 | 296.5597 | 328.2395 | 358.1481 | 385.353 | 409.4675
| Repl pin CFL wLED_Com, E - IntL [No Heat] | E | Yes | Small Office | Interior Lighting | RET | 6.5527 | 12.5733 | 18.5774 | 24.2091 | 29.4302 | 35.1 | 41.0457 | 47.4991 | 54.2521 | 60.9388
| Repl pin CFL wLED_Com, E - IntL [No Heat] | E | Yes | Small Office | Interior Lighting | REPL | 7.5895 | 13.5489 | 19.1042 | 23.8755 | 27.8134 | 31.8525 | 35.8908 | 40.1016 | 44.361 | 48.5951
| Repl pin CFL wLED_Com, E - IntL [Electric Heat] | E | Yes | Small Office | Interior Lighting | RET | 3.4985 | 6.713 | 9.9186 | 12.9254 | 15.713 | 18.7401 | 21.9145 | 25.3601 | 28.9655 | 32.5356
| Repl pin CFL wLED_Com, E - IntL [Electric Heat] | E | Yes | Small Office | Interior Lighting | REPL | 4.0521 | 7.2338 | 10.1998 | 12.7473 | 14.8497 | 17.0063 | 19.1623 | 21.4105 | 23.6846 | 25.9452
| Repl pin CFL wLED_Com, E/G - IntL | E | Yes | Small Office | Interior Lighting | RET | 21.253 | 40.7802 | 60.2539 | 78.5197 | 95.4536 | 113.8429 | 133.1273 | 154.0583 | 175.9609 | 197.6483
| Repl pin CFL wLED_Com, E/G - IntL | E | Yes | Small Office | Interior Lighting | REPL | 24.6156 | 43.9444 | 61.9624 | 77.4376 | 90.2096 | 103.3102 | 116.4081 | 130.0651 | 143.8803 | 157.6129
| Repl pin CFL wLED_Com, E/O - IntL | E | No | Small Office | Interior Lighting | RET | 2.7412 | 5.2598 | 7.7715 | 10.1274 | 12.3115 | 14.6834 | 17.1707 | 19.8703 | 22.6953 | 25.4925
| Repl pin CFL wLED_Com, E/O - IntL | E | No | Small Office | Interior Lighting | REPL | 3.1749 | 5.6679 | 7.9919 | 9.9878 | 11.6352 | 13.3249 | 15.0142 | 16.7757 | 18.5576 | 20.3288
| Repl pin CFL wLED_Com, E/P - IntL | E | No | Small Office | Interior Lighting | RET | 0.69171 | 1.3272 | 1.961 | 2.5555 | 3.1067 | 3.7052 | 4.3328 | 5.014 | 5.7269 | 6.4327
| Repl pin CFL wLED_Com, E/P - IntL | E | No | Small Office | Interior Lighting | REPL | 0.80115 | 1.4302 | 2.0166 | 2.5203 | 2.936 | 3.3624 | 3.7887 | 4.2331 | 4.6828 | 5.1297
| Refrig Case LED_Com, E - IntL | E | Yes | Small Office | Interior Lighting | NC | 9.1908 | 17.9268 | 26.3036 | 34.4435 | 42.0904 | 49.6885 | 57.1624 | 64.4255 | 71.6129 | 78.7178
| Refrig Case LED_Com, E - IntL | E | Yes | Small Office | Interior Lighting | RET | 47.1713 | 91.1564 | 135.6732 | 178.0494 | 217.92 | 256.0588 | 291.6308 | 326.2433 | 364.0596 | 404.1745
| Refrig Case LED_Com, E - IntL | E | Yes | Small Office | Interior Lighting | REPL | 58.9641 | 105.2642 | 148.4245 | 185.4937 | 216.0879 | 240.7323 | 258.879 | 271.27 | 283.8432 | 296.3785
| Refrig Case Ctrls_Com, E - IntL | E | No | Small Office | Interior Lighting | RET | 36.9453 | 73.2083 | 111.8413 | 150.5521 | 188.8911 | 227.4949 | 265.3957 | 304.2152 | 305.8561 | 307.2937
| Stair Occ Sensor_Com, E - IntL [No Heat] | E | Yes | Small Office | Interior Lighting | NC | 7.7826 | 15.1801 | 22.2734 | 29.1661 | 35.6414 | 42.0754 | 48.4041 | 54.5544 | 60.6405 | 66.6569
| Stair Occ Sensor_Com, E - IntL [No Heat] | E | Yes | Small Office | Interior Lighting | RET | 59.9157 | 118.7249 | 181.3776 | 244.1566 | 306.3325 | 368.9379 | 430.4032 | 493.3583 | 555.9352 | 617.0757
| Stair Occ Sensor_Com, E - IntL [Electric Heat] | E | Yes | Small Office | Interior Lighting | NC | 4.1552 | 8.1047 | 11.8919 | 15.572 | 19.0292 | 22.4643 | 25.8432 | 29.1269 | 32.3764 | 35.5885
| Stair Occ Sensor_Com, E - IntL [Electric Heat] | E | Yes | Small Office | Interior Lighting | RET | 31.9893 | 63.3879 | 96.8386 | 130.3567 | 163.5528 | 196.9782 | 229.7948 | 263.407 | 296.8172 | 329.4605
| Stair Occ Sensor_Com, E/G - IntL | E | Yes | Small Office | Interior Lighting | NC | 25.242 | 49.235 | 72.2414 | 94.5972 | 115.5992 | 136.467 | 156.9935 | 176.9414 | 196.6811 | 216.1945
| Stair Occ Sensor_Com, E/G - IntL | E | Yes | Small Office | Interior Lighting | RET | 194.3301 | 385.0715 | 588.2787 | 791.8957 | 993.5566 | 1196.6106 | 1395.9664 | 1600.1546 | 1803.1161 | 2001.4188
| Stair Occ Sensor_Com, E/O - IntL | E | No | Small Office | Interior Lighting | NC | 3.2557 | 6.3503 | 9.3176 | 12.2011 | 14.9099 | 17.6014 | 20.2489 | 22.8218 | 25.3678 | 27.8846
| Stair Occ Sensor_Com, E/O - IntL | E | No | Small Office | Interior Lighting | RET | 25.0646 | 49.6662 | 75.8758 | 102.1381 | 128.1482 | 154.338 | 180.0508 | 206.3868 | 232.5646 | 258.1416
| Stair Occ Sensor_Com, E/P - IntL | E | No | Small Office | Interior Lighting | NC | 0.82153 | 1.6024 | 2.3512 | 3.0788 | 3.7623 | 4.4415 | 5.1096 | 5.7588 | 6.4012 | 7.0363
| Stair Occ Sensor_Com, E/P - IntL | E | No | Small Office | Interior Lighting | RET | 6.3247 | 12.5326 | 19.1463 | 25.7733 | 32.3366 | 38.9452 | 45.4335 | 52.0791 | 58.6847 | 65.1388
| Int Delamping_Com, E - IntL [No Heat] | E | Yes | Small Office | Interior Lighting | RET | 5.7484 | 11.3907 | 17.4018 | 23.4249 | 29.3902 | 35.3967 | 41.2939 | 47.3339 | 53.3377 | 59.2036
| Int Delamping_Com, E - IntL [Electric Heat] | E | Yes | Small Office | Interior Lighting | RET | 3.0691 | 6.0816 | 9.2909 | 12.5067 | 15.6916 | 18.8985 | 22.047 | 25.2719 | 28.4773 | 31.6092
| Int Delamping_Com, E/G - IntL | E | Yes | Small Office | Interior Lighting | RET | 18.6445 | 36.9446 | 56.4408 | 75.9763 | 95.3241 | 114.8055 | 133.9322 | 153.5225 | 172.9951 | 192.0207
| Int Delamping_Com, E/O - IntL | E | Yes | Small Office | Interior Lighting | RET | 2.4048 | 4.7651 | 7.2797 | 9.7994 | 12.2948 | 14.8075 | 17.2745 | 19.8012 | 22.3128 | 24.7667
| Int Delamping_Com, E/P - IntL | E | Yes | Small Office | Interior Lighting | RET | 0.60681 | 1.2024 | 1.8369 | 2.4727 | 3.1024 | 3.7365 | 4.359 | 4.9966 | 5.6303 | 6.2496
| Int Ltg Dsgn_Com, E - IntL [No Heat] | E | Yes | Small Office | Interior Lighting | NC | 10.3103 | 20.1104 | 29.5075 | 38.639 | 47.2174 | 55.741 | 64.1252 | 72.273 | 80.3359 | 88.3063
| Int Ltg Dsgn_Com, E - IntL [Electric Heat] | E | Yes | Small Office | Interior Lighting | NC | 5.5047 | 10.7371 | 15.7543 | 20.6296 | 25.2096 | 29.7604 | 34.2368 | 38.587 | 42.8918 | 47.1472
| Int Ltg Dsgn_Com, E/G - IntL | E | Yes | Small Office | Interior Lighting | NC | 33.4404 | 65.2259 | 95.7045 | 125.3213 | 153.1445 | 180.7899 | 207.9831 | 234.4098 | 260.5608 | 286.4118
| Int Ltg Dsgn_Com, E/O - IntL | E | Yes | Small Office | Interior Lighting | NC | 4.3131 | 8.4128 | 12.3439 | 16.1639 | 19.7525 | 23.3181 | 26.8255 | 30.234 | 33.6069 | 36.9412
| Int Ltg Dsgn_Com, E/P - IntL | E | Yes | Small Office | Interior Lighting | NC | 1.0884 | 2.1229 | 3.1148 | 4.0787 | 4.9843 | 5.884 | 6.7691 | 7.6292 | 8.4803 | 9.3216
| Room Air Conditioner_Com, E - Cool | E | Yes | Large Office | Cooling | NC | 0 | 0 | 0 | 0 | 0 | 0 | 0 | 0 | 0 | 0
| Room Air Conditioner_Com, E - Cool | E | Yes | Large Office | Cooling | RET | 0 | 0 | 0 | 0 | 0 | 0 | 0 | 0 | 0 | 0
| Room Air Conditioner_Com, E - Cool | E | Yes | Large Office | Cooling | REPL | 0 | 0 | 0 | 0 | 0 | 0 | 0 | 0 | 0 | 0
| Chiller Systems_Com, E - Cool | E | Yes | Large Office | Cooling | NC | 802.712 | 1565.7013 | 2297.3191 | 3008.2485 | 3676.1236 | 4339.7317 | 4992.4867 | 5626.8406 | 6254.5765 | 6875.1123
| Chiller Systems_Com, E - Cool | E | Yes | Large Office | Cooling | RET | 3667.7841 | 7168.8076 | 10796.0426 | 14330.6171 | 17734.9436 | 21068.4973 | 24251.3122 | 27421.6057 | 27643.7092 | 27842.3433
| Chiller Systems_Com, E - Cool | E | Yes | Large Office | Cooling | REPL | 4119.8752 | 7354.9096 | 10370.561 | 12960.6181 | 15098.2636 | 16820.1936 | 18088.1203 | 18953.8945 | 19384.1809 | 19384.1809
| Chiller Tuneup_Com, E - Cool | E | Yes | Large Office | Cooling | RET | 690.6787 | 1368.6026 | 2090.8318 | 2814.5177 | 3531.2511 | 3562.2571 | 3592.8742 | 3596.3608 | 3594.0309 | 3582.0956
| Computer Room Air Conditioner_Com, E - Cool | E | Yes | Large Office | Cooling | NC | 67.1441 | 130.9656 | 192.1629 | 251.6297 | 307.4952 | 363.0037 | 417.6044 | 470.666 | 523.1739 | 575.0796
| Computer Room Air Conditioner_Com, E - Cool | E | Yes | Large Office | Cooling | REPL | 344.6135 | 682.8629 | 1043.2185 | 1404.3009 | 1761.9144 | 2121.9982 | 2475.5241 | 2837.6193 | 3197.5392 | 3549.1975
| Mini Split Ductless AC_Com, E - Cool | E | Yes | Large Office | Cooling | NC | 0 | 0 | 0 | 0 | 0 | 0 | 0 | 0 | 0 | 0
| Mini Split Ductless AC_Com, E - Cool | E | Yes | Large Office | Cooling | RET | 0 | 0 | 0 | 0 | 0 | 0 | 0 | 0 | 0 | 0
| Mini Split Ductless AC_Com, E - Cool | E | Yes | Large Office | Cooling | REPL | 0 | 0 | 0 | 0 | 0 | 0 | 0 | 0 | 0 | 0
| Eff Unitary AC_Com, E - Cool | E | Yes | Large Office | Cooling | NC | 29.142 | 56.8418 | 83.4027 | 109.2126 | 133.4594 | 157.5512 | 181.2491 | 204.2789 | 227.0685 | 249.5966
| Eff Unitary AC_Com, E - Cool | E | No | Large Office | Cooling | RET | 231.7595 | 448.6646 | 669.0036 | 879.5238 | 1078.3295 | 1269.2031 | 1447.8892 | 1634.588 | 1823.6544 | 2011.6317
| Eff Unitary AC_Com, E - Cool | E | Yes | Large Office | Cooling | REPL | 199.426 | 371.6799 | 542.6793 | 701.4862 | 846.3505 | 979.7128 | 1098.3712 | 1217.8219 | 1334.4834 | 1446.4431
| PTAC_Com, E - Cool | E | Yes | Large Office | Cooling | NC | 0 | 0 | 0 | 0 | 0 | 0 | 0 | 0 | 0 | 0
| PTAC_Com, E - Cool | E | No | Large Office | Cooling | RET | 0 | 0 | 0 | 0 | 0 | 0 | 0 | 0 | 0 | 0
| PTAC_Com, E - Cool | E | Yes | Large Office | Cooling | REPL | 0 | 0 | 0 | 0 | 0 | 0 | 0 | 0 | 0 | 0
| Unitary Equipment Economizer_Com, E - Cool | E | No | Large Office | Cooling | RET | 227.9614 | 451.713 | 690.0877 | 928.9433 | 1165.5041 | 1403.6992 | 1637.556 | 1877.0816 | 2115.1681 | 2347.7897
| AC Tuneup_Com, E - Cool [ASHP] | E | Yes | Large Office | Cooling | RET | 16.3225 | 32.3435 | 49.4116 | 66.5142 | 83.4524 | 84.1851 | 84.9087 | 84.9911 | 84.936 | 84.654
| AC Tuneup_Com, E - Heat [ASHP] | E | Yes | Large Office | Space Heating | RET | 39.1145 | 77.5066 | 118.4078 | 159.3915 | 199.9815 | 201.7374 | 203.4713 | 203.6688 | 203.5368 | 202.8609
| AC Tuneup_Com, E - Cool [Unitary AC] | E | Yes | Large Office | Cooling | RET | 77.6335 | 153.8334 | 235.0133 | 316.3569 | 396.919 | 400.4042 | 403.8456 | 404.2375 | 403.9756 | 402.634
| DCV_Com, E - Cool [Building w Elec Heat] | E | Yes | Large Office | Cooling | RET | 401.7579 | 796.0964 | 1216.2068 | 1637.1645 | 2054.078 | 2473.8716 | 2886.0197 | 3308.1581 | 3727.7605 | 4137.7315
| DCV_Com, E - Heat [Building w Elec Heat] | E | Yes | Large Office | Space Heating | RET | 155.6918 | 308.5085 | 471.3124 | 634.4446 | 796.0097 | 958.6908 | 1118.4091 | 1281.999 | 1444.606 | 1603.4806
| DCV_Com, E - Vent [Building w Elec Heat] | E | Yes | Large Office | Ventilation | RET | 1274.3543 | 2525.1749 | 3857.7423 | 5192.9973 | 6515.4245 | 7846.9872 | 9154.2986 | 10493.299 | 11824.2552 | 13124.6609
| DCV_Com, E - Cool [Building w Gas Heat] | E | Yes | Large Office | Cooling | RET | 820.4009 | 1625.6512 | 2483.5284 | 3343.1358 | 4194.4849 | 5051.7153 | 5893.3332 | 6755.3518 | 7612.1917 | 8449.3638
| DCV_Com, E - Vent [Building w Gas Heat] | E | Yes | Large Office | Ventilation | RET | 2602.2672 | 5156.478 | 7877.618 | 10604.2462 | 13304.6798 | 16023.7681 | 18693.3347 | 21427.6111 | 24145.461 | 26800.9259
| DCV_Com, E - Cool [Building w Oil Heat] | E | Yes | Large Office | Cooling | RET | 220.734 | 437.3916 | 668.2088 | 899.4915 | 1128.5523 | 1359.1955 | 1585.6381 | 1817.5695 | 2048.1077 | 2273.3541
| DCV_Com, E - Vent [Building w Oil Heat] | E | Yes | Large Office | Ventilation | RET | 700.1562 | 1387.3826 | 2119.5223 | 2853.1386 | 3579.7071 | 4311.2948 | 5029.5583 | 5765.2325 | 6496.4869 | 7210.9563
| DCV_Com, E - Cool [Building w Propane Heat] | E | Yes | Large Office | Cooling | RET | 66.522 | 131.8155 | 201.3762 | 271.0772 | 340.1086 | 409.6168 | 477.8592 | 547.7557 | 617.2323 | 685.1142
| DCV_Com, E - Vent [Building w Propane Heat] | E | Yes | Large Office | Ventilation | RET | 211.0041 | 418.1115 | 638.7543 | 859.8422 | 1078.806 | 1299.2825 | 1515.7435 | 1737.4515 | 1957.8276 | 2173.1452
| Controls for Unitary AC_Com, E - Cool | E | No | Large Office | Cooling | RET | 241.0395 | 477.6277 | 729.678 | 982.2367 | 1232.3691 | 1484.2293 | 1731.5026 | 1984.7697 | 2236.5152 | 2482.4823
| Optimized Unitary AC Sys_Com, E - Cool [Building w Elec Heat] | E | No | Large Office | Cooling | NC | 21.259 | 41.4659 | 60.8421 | 79.6703 | 97.3583 | 114.9332 | 132.2207 | 149.0209 | 165.6459 | 182.0801
| Optimized Unitary AC Sys_Com, E - Heat [Building w Elec Heat] | E | No | Large Office | Space Heating | NC | 58.961 | 115.0043 | 168.7432 | 220.9626 | 270.0195 | 318.763 | 366.7093 | 413.304 | 459.4126 | 504.9924
| Optimized Unitary AC Sys_Com, E - Cool [Building w Gas Heat] | E | Yes | Large Office | Cooling | NC | 43.4114 | 84.6746 | 124.2412 | 162.689 | 198.8083 | 234.6969 | 269.9985 | 304.3049 | 338.2535 | 371.8127
| Optimized Unitary AC Sys_Com, E - Cool [Building w Oil Heat] | E | Yes | Large Office | Cooling | NC | 11.6801 | 22.7822 | 33.4279 | 43.7725 | 53.4906 | 63.1467 | 72.6448 | 81.8751 | 91.0092 | 100.0385
| Optimized Unitary AC Sys_Com, E - Cool [Building w Propane Heat] | E | Yes | Large Office | Cooling | NC | 3.52 | 6.8658 | 10.0741 | 13.1916 | 16.1203 | 19.0303 | 21.8927 | 24.6745 | 27.4272 | 30.1483
| Optimized Chiller Sys_Com, E - Cool | E | No | Large Office | Cooling | NC | 316.6379 | 617.6067 | 906.2007 | 1186.634 | 1450.0841 | 1711.851 | 1969.3368 | 2219.5641 | 2467.1808 | 2711.9574
| Cool Roof_Com, E - Cool [Building w Elec Heat] | E | No | Large Office | Cooling | NC | 31.5081 | 61.457 | 90.1745 | 118.0799 | 144.2954 | 170.3434 | 195.9654 | 220.8651 | 245.505 | 269.8623
| Cool Roof_Com, E - Cool [Building w Elec Heat] | E | No | Large Office | Cooling | RET | 164.9478 | 326.8496 | 499.3323 | 672.1629 | 843.3332 | 1015.6859 | 1184.8996 | 1358.215 | 1530.4892 | 1698.809
| Cool Roof_Com, E - Heat [Building w Elec Heat] | E | No | Large Office | Space Heating | NC | -7.5678 | -14.7611 | -21.6587 | -28.3612 | -34.6577 | -40.9141 | -47.0682 | -53.0487 | -58.9669 | -64.8172
| Cool Roof_Com, E - Heat [Building w Elec Heat] | E | No | Large Office | Space Heating | RET | -39.6182 | -78.5047 | -119.9327 | -161.4442 | -202.5569 | -243.9536 | -284.5964 | -326.2243 | -367.6022 | -408.0302
| Cool Roof_Com, E - Cool [Building w Gas Heat] | E | No | Large Office | Cooling | NC | 64.3404 | 125.4969 | 184.1389 | 241.1226 | 294.6553 | 347.846 | 400.1668 | 451.0127 | 501.3281 | 551.0664
| Cool Roof_Com, E - Cool [Building w Gas Heat] | E | No | Large Office | Cooling | RET | 336.8281 | 667.436 | 1019.6506 | 1372.5756 | 1722.11 | 2074.0591 | 2419.5982 | 2773.5131 | 3125.3019 | 3469.0157
| Cool Roof_Com, E - Cool [Building w Oil Heat] | E | No | Large Office | Cooling | NC | 17.3112 | 33.7657 | 49.5437 | 64.8755 | 79.2788 | 93.5901 | 107.6674 | 121.3478 | 134.8854 | 148.2678
| Cool Roof_Com, E - Cool [Building w Oil Heat] | E | No | Large Office | Cooling | RET | 90.6257 | 179.5778 | 274.3434 | 369.3 | 463.3445 | 558.0385 | 651.008 | 746.231 | 840.882 | 933.3603
| Cool Roof_Com, E - Cool [Building w Propane Heat] | E | No | Large Office | Cooling | NC | 5.217 | 10.1759 | 14.9308 | 19.5514 | 23.892 | 28.205 | 32.4474 | 36.5702 | 40.65 | 44.6831
| Cool Roof_Com, E - Cool [Building w Propane Heat] | E | No | Large Office | Cooling | RET | 27.3116 | 54.1189 | 82.6781 | 111.2949 | 139.6368 | 168.1745 | 196.1924 | 224.8895 | 253.4142 | 281.2841
| GSHP_Com, E - Cool | E | Yes | Large Office | Cooling | RET | 62.07 | 116.9318 | 169.5637 | 217.0542 | 259.4086 | 297.8121 | 331.7647 | 363.0802 | 391.1103 | 415.7721
| GSHP_Com, E - Cool | E | Yes | Large Office | Cooling | REPL | 24.9528 | 44.5463 | 62.8112 | 78.4983 | 91.4454 | 101.8745 | 109.554 | 114.7977 | 117.4038 | 117.4038
| GSHP_Com, E - Heat | E | Yes | Large Office | Space Heating | RET | 193.6263 | 364.7668 | 528.9507 | 677.0966 | 809.2203 | 929.0196 | 1034.9341 | 1132.622 | 1220.0615 | 1296.9934
| GSHP_Com, E - Heat | E | Yes | Large Office | Space Heating | REPL | 77.8397 | 138.9615 | 195.9383 | 244.8741 | 285.2621 | 317.7958 | 341.7516 | 358.1093 | 366.239 | 366.239
| Unitary HP_Com, E - Cool | E | Yes | Large Office | Cooling | NC | 6.7472 | 13.1606 | 19.3102 | 25.2859 | 30.8998 | 36.4778 | 41.9645 | 47.2966 | 52.5731 | 57.789
| Unitary HP_Com, E - Cool | E | No | Large Office | Cooling | RET | 33.3427 | 64.4941 | 96.0837 | 126.2132 | 154.6167 | 181.8395 | 207.2799 | 236.1199 | 267.4196 | 300.4497
| Unitary HP_Com, E - Cool | E | Yes | Large Office | Cooling | REPL | 46.173 | 82.4293 | 116.2268 | 145.2546 | 169.212 | 188.5103 | 202.7205 | 218.0145 | 233.9516 | 250.2409
| Unitary HP_Com, E - Heat | E | Yes | Large Office | Space Heating | NC | 6.8837 | 13.4267 | 19.7007 | 25.7972 | 31.5246 | 37.2154 | 42.8131 | 48.253 | 53.6362 | 58.9576
| Unitary HP_Com, E - Heat | E | No | Large Office | Space Heating | RET | 34.0169 | 65.7982 | 98.0266 | 128.7653 | 157.7432 | 185.5165 | 211.4713 | 240.8944 | 272.8271 | 306.525
| Unitary HP_Com, E - Heat | E | Yes | Large Office | Space Heating | REPL | 47.1067 | 84.0961 | 118.5771 | 148.1918 | 172.6336 | 192.3222 | 206.8197 | 222.423 | 238.6823 | 255.3011
| PTHP_Com, E - Cool | E | Yes | Large Office | Cooling | NC | 0 | 0 | 0 | 0 | 0 | 0 | 0 | 0 | 0 | 0
| PTHP_Com, E - Cool | E | Yes | Large Office | Cooling | RET | 0 | 0 | 0 | 0 | 0 | 0 | 0 | 0 | 0 | 0
| PTHP_Com, E - Cool | E | Yes | Large Office | Cooling | REPL | 0 | 0 | 0 | 0 | 0 | 0 | 0 | 0 | 0 | 0
| PTHP_Com, E - Heat | E | Yes | Large Office | Space Heating | NC | 0 | 0 | 0 | 0 | 0 | 0 | 0 | 0 | 0 | 0
| PTHP_Com, E - Heat | E | Yes | Large Office | Space Heating | RET | 0 | 0 | 0 | 0 | 0 | 0 | 0 | 0 | 0 | 0
| PTHP_Com, E - Heat | E | Yes | Large Office | Space Heating | REPL | 0 | 0 | 0 | 0 | 0 | 0 | 0 | 0 | 0 | 0
| Minisplit Ductless HP_Com, E - Cool | E | Yes | Large Office | Cooling | RET | 115.702 | 218.9519 | 318.9583 | 410.0642 | 492.0989 | 567.1975 | 628.7424 | 688.7432 | 745.1102 | 797.4785
| Minisplit Ductless HP_Com, E - Cool | E | Yes | Large Office | Cooling | REPL | 82.7846 | 147.7892 | 208.3855 | 260.43 | 303.3837 | 337.9841 | 363.4617 | 382.6306 | 394.7996 | 399.9625
| Minisplit Ductless HP_Com, E - Heat | E | Yes | Large Office | Space Heating | RET | 1790.4834 | 3388.271 | 4935.8652 | 6345.7253 | 7615.21 | 8777.3574 | 9814.7007 | 10819.0071 | 11764.7005 | 12641.9805
| Minisplit Ductless HP_Com, E - Heat | E | Yes | Large Office | Space Heating | REPL | 1314.1281 | 2346.0161 | 3307.9268 | 4134.0846 | 4815.9354 | 5365.1842 | 5769.6184 | 6073.9065 | 6267.0777 | 6349.0346
| Programmable TStat_Com, E - Cool [Building w Elec Heat] | E | Yes | Large Office | Cooling | NC | 0 | 0 | 0 | 0 | 0 | 0 | 0 | 0 | 0 | 0
| Programmable TStat_Com, E - Heat [Building w Elec Heat] | E | Yes | Large Office | Space Heating | NC | 0 | 0 | 0 | 0 | 0 | 0 | 0 | 0 | 0 | 0
| Programmable TStat_Com, E - Cool [Building w Gas Heat] | E | Yes | Large Office | Cooling | NC | 0 | 0 | 0 | 0 | 0 | 0 | 0 | 0 | 0 | 0
| Programmable TStat_Com, E - Cool [Building w Gas Heat] | E | Yes | Large Office | Cooling | RET | 0 | 0 | 0 | 0 | 0 | 0 | 0 | 0 | 0 | 0
| Programmable TStat_Com, E - Cool [Building w Propane Heat] | E | Yes | Large Office | Cooling | NC | 0 | 0 | 0 | 0 | 0 | 0 | 0 | 0 | 0 | 0
| Programmable TStat_Com, E - Cool [Building w Propane Heat] | E | Yes | Large Office | Cooling | RET | 0 | 0 | 0 | 0 | 0 | 0 | 0 | 0 | 0 | 0
| Programmable TStat_Com, E - Cool [Building w Oil Heat] | E | Yes | Large Office | Cooling | NC | 0 | 0 | 0 | 0 | 0 | 0 | 0 | 0 | 0 | 0
| Programmable TStat_Com, E - Cool [Building w Oil Heat] | E | Yes | Large Office | Cooling | RET | 0 | 0 | 0 | 0 | 0 | 0 | 0 | 0 | 0 | 0
| Smart TStat_Com, E - Cool [Building w Elec Heat] | E | Yes | Large Office | Cooling | NC | 10.3059 | 20.1017 | 29.4948 | 38.6223 | 47.197 | 55.7169 | 64.0975 | 72.2418 | 80.3012 | 88.2682
| Smart TStat_Com, E - Cool [Building w Elec Heat] | E | Yes | Large Office | Cooling | RET | 37.9369 | 75.1732 | 114.8431 | 154.5929 | 193.9609 | 233.6009 | 272.5189 | 312.3803 | 352.0022 | 390.7146
| Smart TStat_Com, E - Heat [Building w Elec Heat] | E | Yes | Large Office | Space Heating | NC | 5.4177 | 10.5674 | 15.5053 | 20.3036 | 24.8113 | 29.2902 | 33.6958 | 37.9772 | 42.214 | 46.4022
| Smart TStat_Com, E - Heat [Building w Elec Heat] | E | Yes | Large Office | Space Heating | RET | 19.9433 | 39.5182 | 60.3725 | 81.2689 | 101.9645 | 122.803 | 143.262 | 164.217 | 185.0461 | 205.397
| Smart TStat_Com, E - Cool [Building w Gas Heat] | E | Yes | Large Office | Cooling | NC | 21.0448 | 41.0483 | 60.2292 | 78.8678 | 96.3776 | 113.7755 | 130.8889 | 147.5199 | 163.9773 | 180.246
| Smart TStat_Com, E - Cool [Building w Gas Heat] | E | Yes | Large Office | Cooling | RET | 77.4682 | 153.5058 | 234.5128 | 315.6831 | 396.0737 | 477.0196 | 556.4912 | 637.8893 | 718.7983 | 797.8502
| Smart TStat_Com, E - Cool [Building w Propane Heat] | E | Yes | Large Office | Cooling | NC | 5.6622 | 11.0443 | 16.205 | 21.2199 | 25.931 | 30.612 | 35.2165 | 39.6911 | 44.1191 | 48.4963
| Smart TStat_Com, E - Cool [Building w Propane Heat] | E | Yes | Large Office | Cooling | RET | 20.8433 | 41.3017 | 63.0971 | 84.9365 | 106.5661 | 128.3451 | 149.7274 | 171.6281 | 193.3972 | 214.6666
| Smart TStat_Com, E - Cool [Building w Oil Heat] | E | Yes | Large Office | Cooling | NC | 1.7064 | 3.3284 | 4.8837 | 6.395 | 7.8147 | 9.2255 | 10.6131 | 11.9616 | 13.2961 | 14.6152
| Smart TStat_Com, E - Cool [Building w Oil Heat] | E | Yes | Large Office | Cooling | RET | 6.2815 | 12.447 | 19.0154 | 25.5971 | 32.1155 | 38.679 | 45.1229 | 51.7231 | 58.2836 | 64.6934
| Windows_Com, E - Cool [Building w Elec Heat] | E | No | Large Office | Cooling | NC | 64.7085 | 126.2148 | 185.1922 | 242.5019 | 296.3409 | 349.8359 | 402.456 | 453.5927 | 504.196 | 554.2188
| Windows_Com, E - Heat [Building w Elec Heat] | E | No | Large Office | Space Heating | NC | 33.7641 | 65.8573 | 96.6309 | 126.5344 | 154.6269 | 182.5399 | 209.9964 | 236.6789 | 263.083 | 289.1843
| Windows_Com, E - Cool [Building w Gas Heat] | E | No | Large Office | Cooling | NC | 132.1365 | 257.7342 | 378.1677 | 495.1957 | 605.1364 | 714.3747 | 821.8264 | 926.249 | 1029.5823 | 1131.7303
| Windows_Com, E - Cool [Building w Oil Heat] | E | No | Large Office | Cooling | NC | 35.5522 | 69.345 | 101.7484 | 133.2355 | 162.8157 | 192.207 | 221.1175 | 249.2131 | 277.0155 | 304.4991
| Windows_Com, E - Cool [Building w Propane Heat] | E | No | Large Office | Cooling | NC | 10.7143 | 20.8983 | 30.6636 | 40.1528 | 49.0673 | 57.9249 | 66.6376 | 75.1046 | 83.4834 | 91.766
| Window Film_Com, E - Cool [Building w Elec Heat] | E | No | Large Office | Cooling | RET | 0 | 0 | 0 | 0 | 0 | 0 | 0 | 0 | 0 | 0
| Window Film_Com, E - Heat [Building w Elec Heat] | E | No | Large Office | Space Heating | RET | 0 | 0 | 0 | 0 | 0 | 0 | 0 | 0 | 0 | 0
| Window Film_Com, E - Cool [Building w Gas Heat] | E | No | Large Office | Cooling | RET | 0 | 0 | 0 | 0 | 0 | 0 | 0 | 0 | 0 | 0
| Window Film_Com, E - Cool [Building w Oil Heat] | E | No | Large Office | Cooling | RET | 0 | 0 | 0 | 0 | 0 | 0 | 0 | 0 | 0 | 0
| Window Film_Com, E - Cool [Building w Propane Heat] | E | No | Large Office | Cooling | RET | 0 | 0 | 0 | 0 | 0 | 0 | 0 | 0 | 0 | 0
| Motors and Fans_Com, E - Vent | E | Yes | Large Office | Ventilation | NC | 62.7757 | 122.4448 | 179.6606 | 235.2585 | 287.4893 | 339.3864 | 390.4348 | 440.0441 | 489.1358 | 537.6645
| Motors and Fans_Com, E - Vent | E | No | Large Office | Ventilation | RET | 637.9415 | 1202.1121 | 1743.6507 | 2232.561 | 2668.8373 | 2634.5914 | 2604.3965 | 2563.9324 | 2526.5346 | 2491.0957
| Motors and Fans_Com, E - Vent | E | Yes | Large Office | Ventilation | REPL | 429.5902 | 766.9157 | 1081.3656 | 1351.4376 | 1574.3356 | 1753.8857 | 1886.0958 | 1977.3754 | 2024.2366 | 2027.159
| ECM Furnace Motors_Com, E - Vent | E | Yes | Large Office | Ventilation | RET | 1179.5207 | 2337.2591 | 3570.6609 | 4806.5503 | 6030.5666 | 7263.0384 | 8473.0637 | 9712.4198 | 10944.3302 | 12147.9637
| VFD on HVAC System_Com, E - Vent | E | Yes | Large Office | Ventilation | RET | 8348.8205 | 16543.4619 | 25273.6605 | 34021.4664 | 42685.2328 | 51408.849 | 59973.5849 | 68745.9289 | 77465.5715 | 85985.0655
| Kitchen DCV_Com, E - Vent [Building w Elec Heat] | E | Yes | Large Office | Ventilation | NC | 8.8247 | 17.2127 | 25.2559 | 33.0716 | 40.4139 | 47.7094 | 54.8856 | 61.8594 | 68.7605 | 75.5824
| Kitchen DCV_Com, E - Vent [Building w Elec Heat] | E | Yes | Large Office | Ventilation | RET | 84.2438 | 159.242 | 231.7109 | 297.5727 | 356.7356 | 410.7669 | 458.8809 | 504.9549 | 547.8617 | 587.2222
| Kitchen DCV_Com, E - Vent [Building w Elec Heat] | E | Yes | Large Office | Ventilation | REPL | 60.3899 | 107.8096 | 152.0135 | 189.979 | 221.313 | 246.5533 | 265.1388 | 278.8166 | 287.086 | 289.9618
| Kitchen DCV_Com, E - Heat [Building w Elec Heat] | E | Yes | Large Office | Space Heating | NC | 2.7809 | 5.4241 | 7.9587 | 10.4216 | 12.7353 | 15.0343 | 17.2956 | 19.4932 | 21.6679 | 23.8177
| Kitchen DCV_Com, E - Heat [Building w Elec Heat] | E | Yes | Large Office | Space Heating | RET | 26.5471 | 50.1806 | 73.0171 | 93.7717 | 112.4152 | 129.4416 | 144.6034 | 159.1223 | 172.6432 | 185.0465
| Kitchen DCV_Com, E - Heat [Building w Elec Heat] | E | Yes | Large Office | Space Heating | REPL | 19.0302 | 33.9731 | 47.9028 | 59.8665 | 69.7405 | 77.6943 | 83.551 | 87.8612 | 90.4671 | 91.3733
| Kitchen DCV_Com, E - Vent [Building w Gas Heat] | E | Yes | Large Office | Ventilation | NC | 18.0203 | 35.1489 | 51.5732 | 67.5331 | 82.5264 | 97.424 | 112.0779 | 126.3187 | 140.4109 | 154.3415
| Kitchen DCV_Com, E - Vent [Building w Gas Heat] | E | Yes | Large Office | Ventilation | RET | 172.0283 | 325.1765 | 473.1601 | 607.6519 | 728.464 | 838.7976 | 937.0476 | 1031.1322 | 1118.749 | 1199.1242
| Kitchen DCV_Com, E - Vent [Building w Gas Heat] | E | Yes | Large Office | Ventilation | REPL | 123.3178 | 220.1501 | 310.4158 | 387.9425 | 451.9273 | 503.4688 | 541.4209 | 569.3512 | 586.2377 | 592.1102
| Kitchen DCV_Com, E - Vent [Building w Oil Heat] | E | Yes | Large Office | Ventilation | NC | 4.8485 | 9.457 | 13.8761 | 18.1702 | 22.2042 | 26.2125 | 30.1552 | 33.9868 | 37.7784 | 41.5265
| Kitchen DCV_Com, E - Vent [Building w Oil Heat] | E | Yes | Large Office | Ventilation | RET | 46.2853 | 87.4908 | 127.3067 | 163.4925 | 195.9978 | 225.6837 | 252.1185 | 277.4325 | 301.0064 | 322.6318
| Kitchen DCV_Com, E - Vent [Building w Oil Heat] | E | Yes | Large Office | Ventilation | REPL | 33.1794 | 59.2328 | 83.5193 | 104.3783 | 121.5939 | 135.4614 | 145.6727 | 153.1875 | 157.7309 | 159.3109
| Kitchen DCV_Com, E - Vent [Building w Oil Heat] | E | Yes | Large Office | Ventilation | NC | 4.8485 | 9.457 | 13.8761 | 18.1702 | 22.2042 | 26.2125 | 30.1552 | 33.9868 | 37.7784 | 41.5265
| Kitchen DCV_Com, E - Vent [Building w Oil Heat] | E | Yes | Large Office | Ventilation | RET | 46.2853 | 87.4908 | 127.3067 | 163.4925 | 195.9978 | 225.6837 | 252.1185 | 277.4325 | 301.0064 | 322.6318
| Kitchen DCV_Com, E - Vent [Building w Oil Heat] | E | Yes | Large Office | Ventilation | REPL | 33.1794 | 59.2328 | 83.5193 | 104.3783 | 121.5939 | 135.4614 | 145.6727 | 153.1875 | 157.7309 | 159.3109
| Duct Sealing Regulated_Com, E - Vent [Building w Elec Heat] | E | Yes | Large Office | Ventilation | RET | 858.6685 | 1701.4798 | 2599.3727 | 3499.0765 | 4390.1369 | 5287.3528 | 6168.228 | 7070.4555 | 7967.2627 | 8843.4849
| Duct Sealing Regulated_Com, E - Heat [Building w Elec Heat] | E | Yes | Large Office | Space Heating | RET | 131.2838 | 260.1431 | 397.4239 | 534.9817 | 671.2179 | 808.3952 | 943.0742 | 1081.0178 | 1218.1327 | 1352.1002
| Duct Sealing Regulated_Com, E - Cool [Building w Elec Heat] | E | Yes | Large Office | Cooling | RET | 57.2221 | 113.3876 | 173.2236 | 233.1804 | 292.5611 | 352.3521 | 411.0541 | 471.179 | 530.9428 | 589.3347
| Duct Sealing Regulated_Com, E - Vent [Building w Gas Heat] | E | Yes | Large Office | Ventilation | RET | 1753.4252 | 3474.4696 | 5307.9921 | 7145.2125 | 8964.7828 | 10796.9229 | 12595.6947 | 14438.0686 | 16269.3742 | 18058.6443
| Duct Sealing Regulated_Com, E - Cool [Building w Gas Heat] | E | Yes | Large Office | Cooling | RET | 116.8492 | 231.5406 | 353.7275 | 476.1609 | 597.4181 | 719.5129 | 839.384 | 962.1608 | 1084.2 | 1203.438
| Duct Sealing Non Regulated_Com, E - Vent [Building w Oil Heat] | E | Yes | Large Office | Ventilation | RET | 471.77 | 934.8277 | 1428.1484 | 1922.464 | 2412.0308 | 2904.9795 | 3388.9503 | 3884.6525 | 4377.3766 | 4858.7909
| Duct Sealing Non Regulated_Com, E - Cool [Building w Oil Heat] | E | Yes | Large Office | Cooling | RET | 31.439 | 62.2974 | 95.1726 | 128.1141 | 160.7391 | 193.5894 | 225.8415 | 258.8754 | 291.7108 | 323.7925
| Duct Sealing Non Regulated_Com, E - Vent [Building w Propane Heat] | E | Yes | Large Office | Ventilation | RET | 142.176 | 281.7263 | 430.397 | 579.3674 | 726.9068 | 875.4653 | 1021.3182 | 1170.7065 | 1319.1974 | 1464.2799
| Duct Sealing Non Regulated_Com, E - Cool [Building w Propane Heat] | E | Yes | Large Office | Cooling | RET | 9.4747 | 18.7744 | 28.6819 | 38.6094 | 48.4415 | 58.3415 | 68.0612 | 78.0165 | 87.912 | 97.5804
| Power Strip_Com, E - Plug [Tier 1] | E | Yes | Large Office | Plug Loads | NC | 0 | 0 | 0 | 0 | 0 | 0 | 0 | 0 | 0 | 0
| Power Strip_Com, E - Plug [Tier 1] | E | Yes | Large Office | Plug Loads | RET | 0 | 0 | 0 | 0 | 0 | 0 | 0 | 0 | 0 | 0
| Power Strip_Com, E - Plug [Tier 1] | E | Yes | Large Office | Plug Loads | REPL | 0 | 0 | 0 | 0 | 0 | 0 | 0 | 0 | 0 | 0
| Power Strip_Com, E - Plug [Tier 2] | E | Yes | Large Office | Plug Loads | NC | 596.8237 | 1164.1132 | 1708.0778 | 2236.6603 | 2733.2316 | 3226.6303 | 3711.9596 | 4183.6076 | 4058.2256 | 3961.6779
| Power Strip_Com, E - Plug [Tier 2] | E | Yes | Large Office | Plug Loads | RET | 5868.5922 | 11074.1809 | 16085.9975 | 20624.3813 | 24780.6291 | 28657.5346 | 32190.5091 | 35556.1295 | 33985.9988 | 33821.7301
| Power Strip_Com, E - Plug [Tier 2] | E | Yes | Large Office | Plug Loads | REPL | 7657.9125 | 13671.1066 | 19276.5178 | 24090.8457 | 28187.2266 | 31635.5687 | 34357.0887 | 36464.4637 | 31765.4343 | 29487.538
| Computer Power Management_Com, E - Plug | E | Yes | Large Office | Plug Loads | RET | 4700.0499 | 9313.3031 | 14228.0535 | 19152.7161 | 24030.0679 | 24241.0628 | 24449.411 | 24473.1372 | 24457.2824 | 24376.0628
| Vending Machine Controls_Com, E - Plug [Non-Refrigerated] | E | No | Large Office | Plug Loads | RET | 208.8245 | 413.7926 | 632.1562 | 850.9603 | 1067.6624 | 1077.0369 | 1086.2939 | 1087.3481 | 1086.6436 | 1083.035
| Vending Machine Controls_Com, E - Plug [Refrigerated] | E | Yes | Large Office | Plug Loads | RET | 626.4734 | 1241.3777 | 1896.4687 | 2552.881 | 3202.9871 | 3231.1108 | 3258.8817 | 3262.0442 | 3259.9309 | 3249.1051
| ES Refrigerator and Freezer_Com, E - Refr | E | Yes | Large Office | Refrigeration | NC | 87.8833 | 171.4177 | 251.5174 | 329.3521 | 402.4731 | 475.127 | 546.5926 | 616.0435 | 684.77 | 752.7081
| ES Refrigerator and Freezer_Com, E - Refr | E | Yes | Large Office | Refrigeration | REPL | 751.7607 | 1489.6385 | 2275.74 | 3063.4269 | 3843.5465 | 4629.0553 | 5400.2579 | 6190.1543 | 6975.3053 | 7742.4341
| Anti Sweat Heat Control_Com, E - Refr | E | Yes | Large Office | Refrigeration | NC | 7.1166 | 13.881 | 20.3673 | 26.6701 | 32.5913 | 38.4746 | 44.2617 | 49.8857 | 55.451 | 60.9525
| Anti Sweat Heat Control_Com, E - Refr | E | Z | Large Office | Refrigeration | RET | 0 | 0 | 0 | 0 | 0 | 0 | 0 | 0 | 0 | 0
| Case Night Covers_Com, E - Refr | E | No | Large Office | Refrigeration | RET | 3.0553 | 6.0543 | 9.2492 | 12.4505 | 15.6211 | 15.7583 | 15.8937 | 15.9091 | 15.8988 | 15.846
| Loading Dock Pit Seals_Com, E - Refr | E | No | Large Office | Refrigeration | NC | 3.9667 | 7.7372 | 11.3526 | 14.8657 | 18.1662 | 21.4455 | 24.6712 | 27.8059 | 30.908 | 33.9745
| Loading Dock Pit Seals_Com, E - Refr | E | No | Large Office | Refrigeration | RET | 40.7181 | 80.6842 | 123.2623 | 165.9262 | 208.1803 | 250.7263 | 292.4974 | 335.281 | 377.8076 | 419.3581
| ECM Comp Cond Fan Motor_Com, E - Refr | E | Yes | Large Office | Refrigeration | NC | 4.7946 | 9.352 | 13.7219 | 17.9683 | 21.9576 | 25.9213 | 29.8202 | 33.6092 | 37.3587 | 41.0652
| ECM Comp Cond Fan Motor_Com, E - Refr | E | Yes | Large Office | Refrigeration | RET | 110.8752 | 216.2409 | 324.922 | 430.3581 | 531.4596 | 630.0211 | 723.7094 | 834.2696 | 950.0694 | 1063.2112
| ECM Comp Cond Fan Motor_Com, E - Refr | E | Yes | Large Office | Refrigeration | REPL | 32.8108 | 58.5747 | 82.5914 | 103.2187 | 120.243 | 133.9565 | 144.0543 | 156.1734 | 169.9857 | 185.2063
| Evap Fan Motor Replacement_Com, E - Refr | E | Yes | Large Office | Refrigeration | NC | 3.5669 | 6.9573 | 10.2083 | 13.3674 | 16.3352 | 19.284 | 22.1845 | 25.0033 | 27.7927 | 30.5501
| Evap Fan Motor Replacement_Com, E - Refr | E | Yes | Large Office | Refrigeration | RET | 57.5334 | 108.6894 | 158.0595 | 202.8733 | 243.0794 | 279.7531 | 312.3701 | 343.424 | 372.172 | 398.3842
| Evap Fan Motor Replacement_Com, E - Refr | E | Yes | Large Office | Refrigeration | REPL | 24.4093 | 43.5762 | 61.4432 | 76.7888 | 89.4538 | 99.6559 | 107.1681 | 112.6329 | 115.849 | 116.8261
| Evap Fan Speed Controls_Com, E - Refr | E | Yes | Large Office | Refrigeration | NC | 5.5938 | 10.9107 | 16.009 | 20.9632 | 25.6173 | 30.2417 | 34.7905 | 39.2111 | 43.5855 | 47.9097
| Evap Fan Speed Controls_Com, E - Refr | E | Z | Large Office | Refrigeration | RET | 0 | 0 | 0 | 0 | 0 | 0 | 0 | 0 | 0 | 0
| LowHeat NoHeat Doors_Com, E - Refr | E | Yes | Large Office | Refrigeration | NC | 3.3489 | 6.5321 | 9.5844 | 12.5505 | 15.3368 | 18.1054 | 20.8287 | 23.4753 | 26.0942 | 28.6831
| LowHeat NoHeat Doors_Com, E - Refr | E | Yes | Large Office | Refrigeration | RET | 30.9387 | 61.3061 | 93.6581 | 126.0754 | 158.1812 | 190.5089 | 222.2477 | 254.7559 | 287.0688 | 318.64
| Refrigerated Vending Machine_Com, E - Refr | E | Yes | Large Office | Refrigeration | NC | 39.6866 | 77.4092 | 113.5808 | 148.7296 | 181.7498 | 214.559 | 246.8316 | 278.1944 | 309.23 | 339.9097
| Refrigerated Vending Machine_Com, E - Refr | E | Yes | Large Office | Refrigeration | REPL | 290.9845 | 576.5953 | 880.872 | 1185.7625 | 1487.7239 | 1791.7712 | 2090.2811 | 2396.0267 | 2699.9356 | 2996.8686
| Walk In Refrigeration_Com, E - Refr | E | Yes | Large Office | Refrigeration | NC | 3.983 | 7.7688 | 11.3991 | 14.9266 | 18.2405 | 21.5333 | 24.7722 | 27.9198 | 31.0346 | 34.1136
| Refrigeration Tune Up_Com, E - Refr | E | Yes | Large Office | Refrigeration | RET | 49.3445 | 97.7778 | 149.3764 | 201.0791 | 252.2851 | 303.8448 | 354.4655 | 356.9687 | 360.0716 | 358.8263
| ES Ice Machine_Com, E - Refr | E | Yes | Large Office | Refrigeration | NC | 0.98736 | 1.9259 | 2.8258 | 3.7002 | 4.5218 | 5.338 | 6.1409 | 6.9212 | 7.6933 | 8.4566
| ES Ice Machine_Com, E - Refr | E | Yes | Large Office | Refrigeration | REPL | 8.446 | 16.736 | 25.5678 | 34.4174 | 43.182 | 52.0071 | 60.6715 | 69.546 | 78.3671 | 86.9857
| Walk In Cooler Retroft_Com, E - Refr | E | Yes | Large Office | Refrigeration | RET | 7.6805 | 15.2191 | 23.2505 | 31.298 | 39.2683 | 47.2935 | 55.1727 | 63.2428 | 71.2644 | 79.1019
| Door Gasket Replacement_Com, E - Refr | E | Z | Large Office | Refrigeration | RET | 0 | 0 | 0 | 0 | 0 | 0 | 0 | 0 | 0 | 0
| EnergyStar Dehumidifier_Com, E - Appl | E | Yes | Large Office | Appliances | NC | 4.6445 | 9.0592 | 13.2924 | 17.4058 | 21.2702 | 25.1099 | 28.8867 | 32.5571 | 36.1892 | 39.7797
| EnergyStar Dehumidifier_Com, E - Appl | E | Yes | Large Office | Appliances | REPL | 39.7296 | 78.7255 | 120.27 | 161.8982 | 203.1265 | 244.6397 | 285.3968 | 327.1418 | 368.636 | 409.1778
| Clothes Washer Elec WH_Com, E - Appl [unit w/ elec dry - Washer] | E | Yes | Large Office | Appliances | NC | 3.8397 | 7.4895 | 10.9891 | 14.3898 | 17.5845 | 20.7589 | 23.8813 | 23.1066 | 22.5206 | 22.0801
| Clothes Washer Elec WH_Com, E - Appl [unit w/ elec dry - Washer] | E | Yes | Large Office | Appliances | REPL | 56.3063 | 111.5728 | 170.4512 | 229.4484 | 287.8788 | 346.7128 | 404.4753 | 407.3316 | 410.8724 | 409.4513
| Clothes Washer Elec WH_Com, E - Appl [unit w/ elec dry - Dryer] | E | Yes | Large Office | Appliances | NC | 0.54729 | 1.0675 | 1.5663 | 2.051 | 2.5064 | 2.9588 | 3.4039 | 3.2934 | 3.2099 | 3.1471
| Clothes Washer Elec WH_Com, E - Appl [unit w/ elec dry - Dryer] | E | Yes | Large Office | Appliances | REPL | 8.0255 | 15.9027 | 24.2948 | 32.7038 | 41.032 | 49.4177 | 57.6507 | 58.0579 | 58.5625 | 58.36
| Clothes Washer Elec WH_Com, E - HWat [unit w/ elec dry - Water Heater] | E | Yes | Large Office | Water Heating | NC | 0.51093 | 0.99658 | 1.4623 | 1.9148 | 2.3399 | 2.7623 | 3.1778 | 3.0747 | 2.9967 | 2.9381
| Clothes Washer Elec WH_Com, E - HWat [unit w/ elec dry - Water Heater] | E | Yes | Large Office | Water Heating | REPL | 7.4924 | 14.8464 | 22.681 | 30.5314 | 38.3064 | 46.1352 | 53.8213 | 54.2014 | 54.6725 | 54.4834
| Clothes Washer Elec WH_Com, E - Appl [unit w/ gas dry - Washer] | E | Yes | Large Office | Appliances | NC | 0.95993 | 1.8724 | 2.7473 | 3.5975 | 4.3961 | 5.1897 | 5.9703 | 5.7767 | 5.6302 | 5.52
| Clothes Washer Elec WH_Com, E - Appl [unit w/ gas dry - Washer] | E | Yes | Large Office | Appliances | REPL | 14.0766 | 27.8932 | 42.6128 | 57.3621 | 71.9697 | 86.6782 | 101.1188 | 101.8329 | 102.7181 | 102.3628
| Clothes Washer Elec WH_Com, E - HWat [unit w/ gas dry - Water Heater] | E | Yes | Large Office | Water Heating | NC | 0.12773 | 0.24914 | 0.36556 | 0.47869 | 0.58497 | 0.69057 | 0.79444 | 0.76867 | 0.74917 | 0.73452
| Clothes Washer Elec WH_Com, E - HWat [unit w/ gas dry - Water Heater] | E | Yes | Large Office | Water Heating | REPL | 1.8731 | 3.7116 | 5.6703 | 7.6329 | 9.5766 | 11.5338 | 13.4553 | 13.5503 | 13.6681 | 13.6209
| Clothes Washer Elec WH_Com, E - Appl [unit w/ propane dry - Washer] | E | Yes | Large Office | Appliances | NC | 0.38397 | 0.74895 | 1.0989 | 1.439 | 1.7585 | 2.0759 | 2.3881 | 2.3107 | 2.2521 | 2.208
| Clothes Washer Elec WH_Com, E - Appl [unit w/ propane dry - Washer] | E | Yes | Large Office | Appliances | REPL | 5.6306 | 11.1573 | 17.0451 | 22.9448 | 28.7879 | 34.6713 | 40.4475 | 40.7332 | 41.0872 | 40.9451
| Clothes Washer Elec WH_Com, E - HWat [unit w/ propane dry - Water Heater] | E | Yes | Large Office | Water Heating | NC | 0.051093 | 0.099658 | 0.14623 | 0.19148 | 0.23399 | 0.27623 | 0.31778 | 0.30747 | 0.29967 | 0.29381
| Clothes Washer Elec WH_Com, E - HWat [unit w/ propane dry - Water Heater] | E | Yes | Large Office | Water Heating | REPL | 0.74924 | 1.4846 | 2.2681 | 3.0531 | 3.8306 | 4.6135 | 5.3821 | 5.4201 | 5.4673 | 5.4483
| Clothes Washer Gas WH_Com, E - Appl [unit w/ elec dry - Washer] | E | Yes | Large Office | Appliances | NC | 1.9199 | 3.7447 | 5.4946 | 7.1949 | 8.7923 | 10.3794 | 11.9407 | 11.5533 | 11.2603 | 11.0401
| Clothes Washer Gas WH_Com, E - Appl [unit w/ elec dry - Washer] | E | Yes | Large Office | Appliances | REPL | 28.1532 | 55.7864 | 85.2256 | 114.7242 | 143.9394 | 173.3564 | 202.2377 | 203.6658 | 205.4362 | 204.7257
| Clothes Washer Gas WH_Com, E - Appl [unit w/ elec dry - Dryer] | E | Yes | Large Office | Appliances | NC | 0.27364 | 0.53374 | 0.78315 | 1.0255 | 1.2532 | 1.4794 | 1.7019 | 1.6467 | 1.605 | 1.5736
| Clothes Washer Gas WH_Com, E - Appl [unit w/ elec dry - Dryer] | E | Yes | Large Office | Appliances | REPL | 4.0127 | 7.9514 | 12.1474 | 16.3519 | 20.516 | 24.7089 | 28.8254 | 29.0289 | 29.2813 | 29.18
| Clothes Washer Gas WH_Com, E - Appl [unit w/ gas dry - Washer] | E | Yes | Large Office | Appliances | NC | 7.4875 | 14.6044 | 21.4288 | 28.0601 | 34.2899 | 40.4798 | 46.5685 | 45.0579 | 43.9152 | 43.0562
| Clothes Washer Gas WH_Com, E - Appl [unit w/ gas dry - Washer] | E | Yes | Large Office | Appliances | REPL | 109.7973 | 217.567 | 332.3799 | 447.4244 | 561.3636 | 676.09 | 788.7268 | 794.2967 | 801.2011 | 798.4301
| Clothes Washer Gas WH_Com, E - Appl [unit w/ propane dry - Washer] | E | Yes | Large Office | Appliances | NC | 0.38397 | 0.74895 | 1.0989 | 1.439 | 1.7585 | 2.0759 | 2.3881 | 2.3107 | 2.2521 | 2.208
| Clothes Washer Gas WH_Com, E - Appl [unit w/ propane dry - Washer] | E | Yes | Large Office | Appliances | REPL | 5.6306 | 11.1573 | 17.0451 | 22.9448 | 28.7879 | 34.6713 | 40.4475 | 40.7332 | 41.0872 | 40.9451
| Clothes Washer Oil WH_Com, E - Appl [unit w/ elec dry - Washer] | E | Yes | Large Office | Appliances | NC | 2.3038 | 4.4937 | 6.5935 | 8.6339 | 10.5507 | 12.4553 | 14.3288 | 13.864 | 13.5124 | 13.2481
| Clothes Washer Oil WH_Com, E - Appl [unit w/ elec dry - Washer] | E | Yes | Large Office | Appliances | REPL | 33.7838 | 66.9437 | 102.2707 | 137.669 | 172.7273 | 208.0277 | 242.6852 | 244.399 | 246.5234 | 245.6708
| Clothes Washer Oil WH_Com, E - Appl [unit w/ elec dry - Dryer] | E | Yes | Large Office | Appliances | NC | 0.32837 | 0.64049 | 0.93978 | 1.2306 | 1.5038 | 1.7753 | 2.0423 | 1.9761 | 1.9259 | 1.8883
| Clothes Washer Oil WH_Com, E - Appl [unit w/ elec dry - Dryer] | E | Yes | Large Office | Appliances | REPL | 4.8153 | 9.5416 | 14.5769 | 19.6223 | 24.6192 | 29.6506 | 34.5904 | 34.8347 | 35.1375 | 35.016
| Clothes Washer Oil WH_Com, E - Appl [unit w/ gas dry - Washer] | E | Yes | Large Office | Appliances | NC | 0.38397 | 0.74895 | 1.0989 | 1.439 | 1.7585 | 2.0759 | 2.3881 | 2.3107 | 2.2521 | 2.208
| Clothes Washer Oil WH_Com, E - Appl [unit w/ gas dry - Washer] | E | Yes | Large Office | Appliances | REPL | 5.6306 | 11.1573 | 17.0451 | 22.9448 | 28.7879 | 34.6713 | 40.4475 | 40.7332 | 41.0872 | 40.9451
| Clothes Washer Oil WH_Com, E - Appl [unit w/ propane dry - Washer] | E | Yes | Large Office | Appliances | NC | 0.57596 | 1.1234 | 1.6484 | 2.1585 | 2.6377 | 3.1138 | 3.5822 | 3.466 | 3.3781 | 3.312
| Clothes Washer Oil WH_Com, E - Appl [unit w/ propane dry - Washer] | E | Yes | Large Office | Appliances | REPL | 8.4459 | 16.7359 | 25.5677 | 34.4173 | 43.1818 | 52.0069 | 60.6713 | 61.0997 | 61.6309 | 61.4177
| Clothes Washer Propane WH_Com, E - Appl [unit w/ elec dry - Washer] | E | Yes | Large Office | Appliances | NC | 0.38397 | 0.74895 | 1.0989 | 1.439 | 1.7585 | 2.0759 | 2.3881 | 2.3107 | 2.2521 | 2.208
| Clothes Washer Propane WH_Com, E - Appl [unit w/ elec dry - Washer] | E | Yes | Large Office | Appliances | REPL | 5.6306 | 11.1573 | 17.0451 | 22.9448 | 28.7879 | 34.6713 | 40.4475 | 40.7332 | 41.0872 | 40.9451
| Clothes Washer Propane WH_Com, E - Appl [unit w/ elec dry - Dryer] | E | Yes | Large Office | Appliances | NC | 0.054729 | 0.10675 | 0.15663 | 0.2051 | 0.25064 | 0.29588 | 0.34039 | 0.32934 | 0.32099 | 0.31471
| Clothes Washer Propane WH_Com, E - Appl [unit w/ elec dry - Dryer] | E | Yes | Large Office | Appliances | REPL | 0.80255 | 1.5903 | 2.4295 | 3.2704 | 4.1032 | 4.9418 | 5.7651 | 5.8058 | 5.8563 | 5.836
| Clothes Washer Propane WH_Com, E - Appl [unit w/ gas dry - Washer] | E | Yes | Large Office | Appliances | NC | 0.19199 | 0.37447 | 0.54946 | 0.71949 | 0.87923 | 1.0379 | 1.1941 | 1.1553 | 1.126 | 1.104
| Clothes Washer Propane WH_Com, E - Appl [unit w/ gas dry - Washer] | E | Yes | Large Office | Appliances | REPL | 2.8153 | 5.5786 | 8.5226 | 11.4724 | 14.3939 | 17.3356 | 20.2238 | 20.3666 | 20.5436 | 20.4726
| Clothes Washer Propane WH_Com, E - Appl [unit w/ propane dry - Washer] | E | Yes | Large Office | Appliances | NC | 0.38397 | 0.74895 | 1.0989 | 1.439 | 1.7585 | 2.0759 | 2.3881 | 2.3107 | 2.2521 | 2.208
| Clothes Washer Propane WH_Com, E - Appl [unit w/ propane dry - Washer] | E | Yes | Large Office | Appliances | REPL | 5.6306 | 11.1573 | 17.0451 | 22.9448 | 28.7879 | 34.6713 | 40.4475 | 40.7332 | 41.0872 | 40.9451
| Dishwasher_Com, E - Appl [Building w elec WH] | E | Yes | Large Office | Appliances | NC | 2.804 | 5.4692 | 8.0249 | 10.5083 | 12.8413 | 15.1594 | 17.4396 | 19.6555 | 21.8482 | 24.0159
| Dishwasher_Com, E - Appl [Building w elec WH] | E | Yes | Large Office | Appliances | REPL | 22.7532 | 45.0862 | 68.8787 | 92.7192 | 116.3307 | 140.1053 | 163.4469 | 187.3544 | 211.1181 | 234.3364
| Dishwasher_Com, E - HWat [Building w elec WH] | E | Yes | Large Office | Water Heating | NC | 0.087138 | 0.16996 | 0.24938 | 0.32656 | 0.39906 | 0.4711 | 0.54196 | 0.61082 | 0.67896 | 0.74632
| Dishwasher_Com, E - HWat [Building w elec WH] | E | Yes | Large Office | Water Heating | REPL | 0.70708 | 1.4011 | 2.1405 | 2.8814 | 3.6151 | 4.354 | 5.0793 | 5.8223 | 6.5608 | 7.2823
| Dishwasher_Com, E - Appl [Building w gas WH] | E | Yes | Large Office | Appliances | NC | 7.01 | 13.6731 | 20.0623 | 26.2707 | 32.1032 | 37.8984 | 43.5989 | 49.1386 | 54.6206 | 60.0397
| Dishwasher_Com, E - Appl [Building w gas WH] | E | Yes | Large Office | Appliances | REPL | 56.8829 | 112.7154 | 172.1968 | 231.7981 | 290.8268 | 350.2633 | 408.6174 | 468.3859 | 527.7953 | 585.8411
| Dishwasher_Com, E - Appl [Building w oil WH] | E | Yes | Large Office | Appliances | NC | 0.701 | 1.3673 | 2.0062 | 2.6271 | 3.2103 | 3.7898 | 4.3599 | 4.9139 | 5.4621 | 6.004
| Dishwasher_Com, E - Appl [Building w oil WH] | E | Yes | Large Office | Appliances | REPL | 5.6883 | 11.2715 | 17.2197 | 23.1798 | 29.0827 | 35.0263 | 40.8617 | 46.8386 | 52.7795 | 58.5841
| Dishwasher_Com, E - Appl [Building w propane WH] | E | Yes | Large Office | Appliances | NC | 0.701 | 1.3673 | 2.0062 | 2.6271 | 3.2103 | 3.7898 | 4.3599 | 4.9139 | 5.4621 | 6.004
| Dishwasher_Com, E - Appl [Building w propane WH] | E | Yes | Large Office | Appliances | REPL | 5.6883 | 11.2715 | 17.2197 | 23.1798 | 29.0827 | 35.0263 | 40.8617 | 46.8386 | 52.7795 | 58.5841
| Faucet Aerator_Com, E - HWat | E | Yes | Large Office | Water Heating | RET | 41.5781 | 82.3883 | 125.8656 | 169.4307 | 212.5772 | 256.0218 | 298.6751 | 342.3623 | 385.7871 | 428.2151
| Pre Rinse Sprayers_Com, E - HWat | E | Yes | Large Office | Water Heating | RET | 5.1041 | 10.114 | 15.4513 | 16.2342 | 17.0499 | 17.0705 | 16.9943 | 17.0564 | 17.0524 | 17.0183
| Heat Pump Water Heater_Com, E - HWat | E | Yes | Large Office | Water Heating | NC | 22.6333 | 44.1465 | 64.7752 | 84.8205 | 103.6519 | 122.363 | 140.7681 | 158.6543 | 176.3539 | 193.8505
| Heat Pump Water Heater_Com, E - HWat | E | No | Large Office | Water Heating | RET | 225.358 | 425.0982 | 617.2514 | 791.1156 | 946.6067 | 1090.3399 | 1220.079 | 1342.4411 | 1454.6239 | 1555.8994
| Heat Pump Water Heater_Com, E - HWat | E | Yes | Large Office | Water Heating | REPL | 232.3278 | 414.7577 | 584.8162 | 730.8746 | 851.4206 | 950.9512 | 1027.2188 | 1083.3649 | 1117.3355 | 1129.1893
| Clothes Dryer_Com, E - Appl | E | Yes | Large Office | Appliances | NC | 4.0879 | 7.9736 | 11.6994 | 15.3199 | 18.7212 | 22.1007 | 25.4249 | 28.6555 | 31.8523 | 35.0125
| Clothes Dryer_Com, E - Appl | E | Yes | Large Office | Appliances | RET | 39.9288 | 75.391 | 109.5759 | 140.5704 | 168.3461 | 193.6525 | 216.1339 | 237.4531 | 257.1089 | 274.9563
| Clothes Dryer_Com, E - Appl | E | Yes | Large Office | Appliances | REPL | 29.9729 | 53.5085 | 75.4479 | 94.2911 | 109.8429 | 122.3703 | 131.5947 | 138.2567 | 142.1095 | 143.1681
| Pnemautic to DDC_Com, E - TotE [Building w Elec Heat] | E | No | Large Office | Total Electric | RET | 404.5069 | 801.5438 | 1224.5288 | 1648.3669 | 2068.1333 | 2490.7994 | 2905.7676 | 3330.7946 | 3753.2682 | 4166.0444
| Pnemautic to DDC_Com, E - TotE [Building w Gas Heat] | E | No | Large Office | Total Electric | RET | 428.3038 | 848.6981 | 1296.5671 | 1745.3393 | 2189.8002 | 2637.3315 | 3076.7121 | 3526.7431 | 3974.0706 | 4411.1301
| Pnemautic to DDC_Com, E - TotE [Building w Oil Heat] | E | No | Large Office | Total Electric | RET | 115.2378 | 228.3475 | 348.8495 | 469.5944 | 589.1794 | 709.5905 | 827.8086 | 948.8922 | 1069.2485 | 1186.8421
| Pnemautic to DDC_Com, E - TotE [Building w Propane Heat] | E | No | Large Office | Total Electric | RET | 34.7289 | 68.8164 | 105.1318 | 141.5203 | 177.5593 | 213.8472 | 249.4743 | 285.9649 | 322.2363 | 357.6752
| Data Center_Com, E - TotE [Building w Elec Heat] | E | Yes | Large Office | Total Electric | NC | 254.4704 | 496.3481 | 728.2806 | 953.6547 | 1165.38 | 1375.7525 | 1582.6845 | 1783.7831 | 1982.7837 | 2179.5018
| Data Center_Com, E - TotE [Building w Elec Heat] | E | No | Large Office | Total Electric | RET | 4179.3764 | 8281.5716 | 12651.8639 | 17030.9703 | 21368.007 | 25735.0042 | 30022.4667 | 34413.8567 | 38778.8648 | 43043.6794
| Data Center_Com, E - TotE [Building w Gas Heat] | E | Yes | Large Office | Total Electric | NC | 519.6356 | 1013.5567 | 1487.1695 | 1947.3896 | 2379.7386 | 2809.3253 | 3231.8862 | 3642.5352 | 4048.9 | 4450.6038
| Data Center_Com, E - TotE [Building w Gas Heat] | E | No | Large Office | Total Electric | RET | 8534.4039 | 16911.2016 | 25835.4611 | 34777.7194 | 43634.0701 | 52551.6009 | 61306.7197 | 70274.0615 | 79187.5304 | 87896.4016
| Data Center_Com, E - TotE [Building w Oil Heat] | E | Yes | Large Office | Total Electric | NC | 139.8112 | 272.7038 | 400.1322 | 523.9573 | 640.2835 | 755.8665 | 869.5592 | 980.0468 | 1089.3818 | 1197.4627
| Data Center_Com, E - TotE [Building w Oil Heat] | E | No | Large Office | Total Electric | RET | 2296.2346 | 4550.0643 | 6951.192 | 9357.1624 | 11740.0188 | 14139.3361 | 16494.9555 | 18907.6747 | 21305.8992 | 23649.0753
| Data Center_Com, E - TotE [Building w Propane Heat] | E | Yes | Large Office | Total Electric | NC | 42.1345 | 82.1839 | 120.5867 | 157.9035 | 192.9604 | 227.7933 | 262.0565 | 295.3539 | 328.3039 | 360.8759
| Data Center_Com, E - TotE [Building w Propane Heat] | E | No | Large Office | Total Electric | RET | 692.0096 | 1371.2398 | 2094.8608 | 2819.9411 | 3538.0557 | 4261.1311 | 4971.0373 | 5698.1516 | 6420.8976 | 7127.0538
| RCx_Com, E - TotE [Building w Elec Heat] | E | Yes | Large Office | Total Electric | RET | 1736.0205 | 3439.9817 | 5255.3044 | 7074.2884 | 8875.7975 | 10689.7515 | 12470.6686 | 14294.7549 | 14371.8622 | 14439.4108
| RCx_Com, E - TotE [Building w Gas Heat] | E | Yes | Large Office | Total Electric | RET | 3545.0026 | 7024.5391 | 10731.4791 | 14445.8954 | 18124.6276 | 21828.7727 | 25465.4554 | 29190.2908 | 29347.7461 | 29485.6821
| RCx_Com, E - TotE [Building w Oil Heat] | E | Yes | Large Office | Total Electric | RET | 953.8051 | 1889.9961 | 2887.3714 | 3886.7583 | 4876.5442 | 5873.1675 | 6851.6397 | 7853.8299 | 7896.1942 | 7933.3068
| RCx_Com, E - TotE [Building w Propane Heat] | E | Yes | Large Office | Total Electric | RET | 287.4455 | 569.5827 | 870.1588 | 1171.3412 | 1469.6301 | 1769.9796 | 2064.859 | 2366.8861 | 2379.6533 | 2390.8378
| Commissioning_Com, E - TotE [Building w Elec Heat] | E | Yes | Large Office | Total Electric | NC | 0 | 0 | 0 | 0 | 0 | 0 | 0 | 0 | 0 | 0
| Commissioning_Com, E - TotE [Building w Gas Heat] | E | Yes | Large Office | Total Electric | NC | 0 | 0 | 0 | 0 | 0 | 0 | 0 | 0 | 0 | 0
| Commissioning_Com, E - TotE [Building w Oil Heat] | E | Yes | Large Office | Total Electric | NC | 0 | 0 | 0 | 0 | 0 | 0 | 0 | 0 | 0 | 0
| Commissioning_Com, E - TotE [Building w Propane Heat] | E | Yes | Large Office | Total Electric | NC | 0 | 0 | 0 | 0 | 0 | 0 | 0 | 0 | 0 | 0
| Integrated Building Design_Com, E - TotE [Building w Elec Heat] | E | Yes | Large Office | Total Electric | NC | 113.3269 | 221.0457 | 324.3355 | 424.7045 | 518.9951 | 612.6833 | 704.8393 | 794.3973 | 883.0211 | 970.6283
| Integrated Building Design_Com, E - TotE [Building w Gas Heat] | E | Yes | Large Office | Total Electric | NC | 231.4167 | 451.3815 | 662.3022 | 867.2585 | 1059.8026 | 1251.1165 | 1439.3016 | 1622.1817 | 1803.1538 | 1982.0503
| Integrated Building Design_Com, E - TotE [Building w Oil Heat] | E | Yes | Large Office | Total Electric | NC | 62.2641 | 121.447 | 178.1965 | 233.3413 | 285.1465 | 336.6207 | 387.2531 | 436.4581 | 485.1498 | 533.283
| Integrated Building Design_Com, E - TotE [Building w Propane Heat] | E | Yes | Large Office | Total Electric | NC | 18.7644 | 36.6001 | 53.7026 | 70.3214 | 85.9338 | 101.4464 | 116.7053 | 131.5341 | 146.2082 | 160.714
| Deep Energy Retrofit_Com, E - TotE [Building w Elec Heat] | E | Yes | Large Office | Total Electric | RET | 407.5507 | 807.575 | 1233.7428 | 1660.7701 | 2083.695 | 2509.5415 | 2927.6321 | 3355.8572 | 3781.5097 | 4197.3919
| Deep Energy Retrofit_Com, E - TotE [Building w Gas Heat] | E | Yes | Large Office | Total Electric | RET | 832.2299 | 1649.0909 | 2519.3375 | 3391.3392 | 4254.9637 | 5124.5541 | 5978.307 | 6852.7547 | 7721.949 | 8571.1921
| Deep Energy Retrofit_Com, E - TotE [Building w Oil Heat] | E | Yes | Large Office | Total Electric | RET | 223.9166 | 443.6982 | 677.8435 | 912.461 | 1144.8245 | 1378.7933 | 1608.5008 | 1843.7764 | 2077.6386 | 2306.1327
| Deep Energy Retrofit_Com, E - TotE [Building w Propane Heat] | E | Yes | Large Office | Total Electric | RET | 67.4811 | 133.7161 | 204.2797 | 274.9857 | 345.0125 | 415.523 | 484.7493 | 555.6536 | 626.132 | 694.9926
| EMS_Com, E - TotE [Building w Elec Heat] | E | Yes | Large Office | Total Electric | NC | 206.1347 | 402.0687 | 589.9466 | 772.5118 | 944.0207 | 1114.4338 | 1282.0599 | 1444.9606 | 1606.1618 | 1765.5141
| EMS_Com, E - TotE [Building w Elec Heat] | E | Yes | Large Office | Total Electric | RET | 2580.2502 | 5112.8507 | 7810.9679 | 10514.5268 | 13192.113 | 15888.196 | 18535.1762 | 21246.3188 | 23941.1737 | 26574.1714
| EMS_Com, E - TotE [Building w Gas Heat] | E | Yes | Large Office | Total Electric | NC | 420.9329 | 821.0356 | 1204.6876 | 1577.4907 | 1927.7167 | 2275.7051 | 2618.0023 | 2950.6502 | 3279.8276 | 3605.2294
| EMS_Com, E - TotE [Building w Gas Heat] | E | Yes | Large Office | Total Electric | RET | 5268.9434 | 10440.5846 | 15950.2158 | 21470.9588 | 26938.665 | 32444.1422 | 37849.3501 | 43385.5793 | 48888.5486 | 54265.204
| EMS_Com, E - TotE [Building w Oil Heat] | E | Yes | Large Office | Total Electric | NC | 113.2546 | 220.9048 | 324.1287 | 424.4337 | 518.6642 | 612.2927 | 704.3899 | 793.8908 | 882.4581 | 970.0095
| EMS_Com, E - TotE [Building w Oil Heat] | E | No | Large Office | Total Electric | RET | 1417.6421 | 2809.1044 | 4291.5051 | 5776.8954 | 7248.0159 | 8729.2989 | 10183.6038 | 11673.1608 | 13153.7691 | 14600.3917
| EMS_Com, E - TotE [Building w Propane Heat] | E | Yes | Large Office | Total Electric | NC | 34.1312 | 66.5734 | 97.6817 | 127.9104 | 156.3083 | 184.5249 | 212.2799 | 239.2526 | 265.9439 | 292.329
| EMS_Com, E - TotE [Building w Propane Heat] | E | No | Large Office | Total Electric | RET | 427.2307 | 846.5717 | 1293.3185 | 1740.9664 | 2184.3137 | 2630.7237 | 3069.0034 | 3517.9069 | 3964.1136 | 4400.0781
| VFDs on HVAC Pumps_Com, E - Oth | E | Yes | Large Office | Other | RET | 2154.4318 | 4269.0774 | 6521.9248 | 8779.3157 | 11015.02 | 11111.7369 | 11207.2406 | 11218.1163 | 11210.8487 | 11173.6189
| ECM Circulators_Com, E - Oth | E | Yes | Large Office | Other | RET | 1855.1898 | 3676.1195 | 5616.0553 | 7559.9036 | 9485.0774 | 11423.5505 | 13326.7189 | 15276.0197 | 17213.6099 | 19106.725
| Motors_Com, E - Oth | E | Yes | Large Office | Other | NC | 13.3495 | 26.0384 | 38.2055 | 50.0286 | 61.1357 | 72.1718 | 83.0275 | 93.5771 | 104.0166 | 114.3365
| Motors_Com, E - Oth | E | No | Large Office | Other | RET | 406.9822 | 766.9014 | 1112.3823 | 1424.2884 | 1702.616 | 1680.7684 | 1661.5052 | 1635.6907 | 1611.8323 | 1589.2236
| Motors_Com, E - Oth | E | Yes | Large Office | Other | REPL | 91.354 | 163.0876 | 229.9566 | 287.3885 | 334.7886 | 372.9706 | 401.0856 | 420.4966 | 430.4618 | 431.0833
| Ext Area Ltg_Com, E - ExtL | E | Yes | Large Office | Exterior Lighting | NC | 104.4555 | 203.7419 | 298.9461 | 391.4581 | 478.3675 | 564.7216 | 649.6635 | 732.2108 | 813.897 | 894.6462
| Ext Area Ltg_Com, E - ExtL | E | Yes | Large Office | Exterior Lighting | RET | 536.1121 | 1036.0131 | 1541.9564 | 2023.5719 | 2476.7111 | 2995.0428 | 3545.0197 | 4108.328 | 4668.2521 | 5215.3238
| Ext Area Ltg_Com, E - ExtL | E | Yes | Large Office | Exterior Lighting | REPL | 939.2684 | 1676.8066 | 2364.3289 | 2954.8222 | 3442.1726 | 3983.4483 | 4564.504 | 5210.4854 | 5903.1217 | 6629.2351
| Street Ltg_Com, E - ExtL | E | Yes | Large Office | Exterior Lighting | NC | 19.4436 | 37.925 | 55.6465 | 72.8668 | 89.0443 | 105.1185 | 120.9297 | 136.2953 | 151.5005 | 166.5313
| Street Ltg_Com, E - ExtL | E | Yes | Large Office | Exterior Lighting | RET | 99.793 | 192.8457 | 287.023 | 376.672 | 461.0203 | 557.5036 | 659.8775 | 764.7329 | 868.9583 | 970.7914
| Street Ltg_Com, E - ExtL | E | Yes | Large Office | Exterior Lighting | REPL | 174.8374 | 312.1243 | 440.1012 | 550.0169 | 640.7333 | 741.4875 | 849.6464 | 969.8908 | 1098.8196 | 1233.9799
| Ext Ltg Ctrls_Com, E - ExtL | E | Yes | Large Office | Exterior Lighting | RET | 644.8166 | 1277.7252 | 1951.9973 | 2627.6293 | 3296.7706 | 3970.5343 | 4632.027 | 5309.5542 | 5338.1944 | 5363.2842
| Ext Ltg Dsgn_Com, E - ExtL | E | Yes | Large Office | Exterior Lighting | NC | 12.5635 | 24.5054 | 35.9562 | 47.0832 | 57.5363 | 67.9227 | 78.1392 | 88.0677 | 97.8926 | 107.6049
| Ext Ltg Dsgn_Com, E - ExtL | E | Yes | Large Office | Exterior Lighting | REPL | 85.9755 | 170.3634 | 260.2663 | 350.3506 | 439.5694 | 529.4046 | 617.6036 | 707.9406 | 797.7348 | 885.4679
| Int Ltg Ctrls_Com, E - IntL [No Heat] | E | Yes | Large Office | Interior Lighting | RET | 1258.2831 | 2493.3293 | 3809.0913 | 5127.5071 | 6433.2569 | 7748.0269 | 9038.8514 | 10360.9654 | 10416.8534 | 10465.8132
| Int Ltg Ctrls_Com, E - IntL [Electric Heat] | E | Yes | Large Office | Interior Lighting | RET | 734.8513 | 1456.132 | 2224.5516 | 2994.521 | 3757.0934 | 4524.9337 | 5278.7895 | 6050.9188 | 6083.558 | 6112.1511
| Int Ltg Ctrls_Com, E/G - IntL | E | Yes | Large Office | Interior Lighting | RET | 4655.5998 | 9225.2239 | 14093.4938 | 18971.5821 | 23802.807 | 28667.4062 | 33443.4082 | 38335.1798 | 38541.9634 | 38723.1127
| Int Ltg Ctrls_Com, E/O - IntL | E | Yes | Large Office | Interior Lighting | RET | 884.56 | 1752.7847 | 2677.7518 | 3604.5844 | 4522.5131 | 5446.7828 | 6354.2191 | 7283.6515 | 7322.9402 | 7357.3584
| Int Ltg Ctrls_Com, E/P - IntL | E | Yes | Large Office | Interior Lighting | RET | 91.7719 | 181.849 | 277.8131 | 373.9707 | 469.2046 | 565.0963 | 659.2416 | 755.6689 | 759.745 | 763.3159
| Exit Sign RetFit_Com, E - IntL [No Heat] | E | Yes | Large Office | Interior Lighting | RET | 51.4618 | 101.9732 | 155.7858 | 209.7069 | 263.11 | 316.882 | 369.6747 | 423.7471 | 477.4946 | 530.0084
| Exit Sign RetFit_Com, E - IntL [Electric Heat] | E | Yes | Large Office | Interior Lighting | RET | 32.1197 | 63.6463 | 97.2332 | 130.8879 | 164.2193 | 197.781 | 230.7314 | 264.4805 | 298.0268 | 330.8032
| Exit Sign RetFit_Com, E/G - IntL | E | Yes | Large Office | Interior Lighting | RET | 195.1221 | 386.6408 | 590.6762 | 795.123 | 997.6058 | 1201.4873 | 1401.6556 | 1606.6759 | 1810.4645 | 2009.5755
| Exit Sign RetFit_Com, E/O - IntL | E | Yes | Large Office | Interior Lighting | RET | 36.8551 | 73.0295 | 111.5682 | 150.1845 | 188.4299 | 226.9395 | 264.7477 | 303.4724 | 341.9644 | 379.5729
| Exit Sign RetFit_Com, E/P - IntL | E | No | Large Office | Interior Lighting | RET | 3.8169 | 7.5632 | 11.5544 | 15.5537 | 19.5146 | 23.5028 | 27.4183 | 31.4288 | 35.4152 | 39.3101
| LED HiLo Bay_Com, E - IntL [No Heat] | E | Yes | Large Office | Interior Lighting | NC | 10.5716 | 20.6202 | 30.2555 | 39.6184 | 48.4142 | 57.1539 | 65.7506 | 74.105 | 82.3722 | 90.5447
| LED HiLo Bay_Com, E - IntL [No Heat] | E | Yes | Large Office | Interior Lighting | RET | 103.5518 | 198.3471 | 292.5374 | 380.5623 | 461.8713 | 538.229 | 608.1479 | 674.9395 | 736.8592 | 799.3391
| LED HiLo Bay_Com, E - IntL [No Heat] | E | Yes | Large Office | Interior Lighting | REPL | 56.4722 | 100.8156 | 142.1519 | 177.6544 | 206.9557 | 230.5586 | 247.9384 | 259.8057 | 265.7038 | 269.006
| LED HiLo Bay_Com, E - IntL [Electric Heat] | E | Yes | Large Office | Interior Lighting | NC | 6.1764 | 12.0472 | 17.6765 | 23.1467 | 28.2856 | 33.3917 | 38.4143 | 43.2952 | 48.1253 | 52.9
| LED HiLo Bay_Com, E - IntL [Electric Heat] | E | Yes | Large Office | Interior Lighting | RET | 60.4992 | 115.8826 | 170.9125 | 222.3404 | 269.8444 | 314.4558 | 355.3053 | 394.3277 | 430.5038 | 467.0072
| LED HiLo Bay_Com, E - IntL [Electric Heat] | E | Yes | Large Office | Interior Lighting | REPL | 32.9934 | 58.9007 | 83.051 | 103.7931 | 120.9121 | 134.7019 | 144.8559 | 151.7893 | 155.2352 | 157.1645
| LED HiLo Bay_Com, E/G - IntL | E | Yes | Large Office | Interior Lighting | NC | 39.3788 | 76.809 | 112.7001 | 147.5763 | 180.3404 | 212.8952 | 244.9175 | 276.0372 | 306.8322 | 337.2739
| LED HiLo Bay_Com, E/G - IntL | E | Yes | Large Office | Interior Lighting | RET | 385.7247 | 738.8323 | 1089.686 | 1417.5742 | 1720.4455 | 2004.8738 | 2265.3182 | 2514.113 | 2744.7608 | 2977.4949
| LED HiLo Bay_Com, E/G - IntL | E | Yes | Large Office | Interior Lighting | REPL | 210.3557 | 375.5326 | 529.508 | 661.7531 | 770.8986 | 858.8182 | 923.557 | 967.7624 | 989.7323 | 1002.0328
| LED HiLo Bay_Com, E/O - IntL | E | No | Large Office | Interior Lighting | NC | 7.438 | 14.5078 | 21.287 | 27.8745 | 34.0631 | 40.2121 | 46.2606 | 52.1385 | 57.9551 | 63.705
| LED HiLo Bay_Com, E/O - IntL | E | No | Large Office | Interior Lighting | RET | 72.8565 | 139.5522 | 205.8222 | 267.7545 | 324.9615 | 378.6849 | 427.8782 | 474.8711 | 518.4363 | 562.3957
| LED HiLo Bay_Com, E/O - IntL | E | No | Large Office | Interior Lighting | REPL | 39.7324 | 70.9314 | 100.0146 | 124.9934 | 145.609 | 162.2154 | 174.4434 | 182.793 | 186.9428 | 189.2661
| LED HiLo Bay_Com, E/P - IntL | E | No | Large Office | Interior Lighting | NC | 0.7703 | 1.5025 | 2.2046 | 2.8868 | 3.5277 | 4.1645 | 4.7909 | 5.3997 | 6.0021 | 6.5975
| LED HiLo Bay_Com, E/P - IntL | E | No | Large Office | Interior Lighting | RET | 7.5453 | 14.4526 | 21.3158 | 27.7297 | 33.6543 | 39.2181 | 44.3128 | 49.1795 | 53.6913 | 58.2439
| LED HiLo Bay_Com, E/P - IntL | E | No | Large Office | Interior Lighting | REPL | 4.1149 | 7.3459 | 10.3579 | 12.9448 | 15.0798 | 16.7997 | 18.0661 | 18.9308 | 19.3605 | 19.6012
| Repl Scre_Com, E - IntL [No Heat] | E | Yes | Large Office | Interior Lighting | NC | 34.7348 | 67.7508 | 33.0159 | 0 | 0 | 0 | 0 | 0 | 0 | 0
| Repl Scre_Com, E - IntL [No Heat] | E | Yes | Large Office | Interior Lighting | RET | 179.4242 | 355.5349 | 176.1107 | 0 | 0 | 0 | 0 | 0 | 0 | 0
| Repl Scre_Com, E - IntL [No Heat] | E | Yes | Large Office | Interior Lighting | REPL | 1782.7458 | 3532.5695 | 1749.8236 | 0 | 0 | 0 | 0 | 0 | 0 | 0
| Repl Scre_Com, E - IntL [Electric Heat] | E | Yes | Large Office | Interior Lighting | NC | 21.6796 | 42.2864 | 20.6068 | 0 | 0 | 0 | 0 | 0 | 0 | 0
| Repl Scre_Com, E - IntL [Electric Heat] | E | Yes | Large Office | Interior Lighting | RET | 111.9871 | 221.906 | 109.919 | 0 | 0 | 0 | 0 | 0 | 0 | 0
| Repl Scre_Com, E - IntL [Electric Heat] | E | Yes | Large Office | Interior Lighting | REPL | 1112.6954 | 2204.8425 | 1092.1471 | 0 | 0 | 0 | 0 | 0 | 0 | 0
| Repl Scre_Com, E/G - IntL | E | Yes | Large Office | Interior Lighting | NC | 131.7003 | 256.8833 | 125.183 | 0 | 0 | 0 | 0 | 0 | 0 | 0
| Repl Scre_Com, E/G - IntL | E | Yes | Large Office | Interior Lighting | RET | 680.3032 | 1348.0431 | 667.7399 | 0 | 0 | 0 | 0 | 0 | 0 | 0
| Repl Scre_Com, E/G - IntL | E | Yes | Large Office | Interior Lighting | REPL | 6759.444 | 13394.0605 | 6634.6165 | 0 | 0 | 0 | 0 | 0 | 0 | 0
| Repl Scre_Com, E/O - IntL | E | Yes | Large Office | Interior Lighting | NC | 24.8758 | 48.5207 | 23.6448 | 0 | 0 | 0 | 0 | 0 | 0 | 0
| Repl Scre_Com, E/O - IntL | E | Yes | Large Office | Interior Lighting | RET | 128.4971 | 254.6213 | 126.1242 | 0 | 0 | 0 | 0 | 0 | 0 | 0
| Repl Scre_Com, E/O - IntL | E | Yes | Large Office | Interior Lighting | REPL | 1276.7384 | 2529.899 | 1253.1607 | 0 | 0 | 0 | 0 | 0 | 0 | 0
| Repl Scre_Com, E/P - IntL | E | No | Large Office | Interior Lighting | NC | 2.5762 | 5.025 | 2.4488 | 0 | 0 | 0 | 0 | 0 | 0 | 0
| Repl Scre_Com, E/P - IntL | E | No | Large Office | Interior Lighting | RET | 13.3077 | 26.3696 | 13.0619 | 0 | 0 | 0 | 0 | 0 | 0 | 0
| Repl Scre_Com, E/P - IntL | E | No | Large Office | Interior Lighting | REPL | 132.2241 | 262.0064 | 129.7823 | 0 | 0 | 0 | 0 | 0 | 0 | 0
| Lin LED Fixture_Com, E - IntL [No Heat] | E | Yes | Large Office | Interior Lighting | NC | 33.9604 | 66.2402 | 97.1928 | 127.2701 | 155.5259 | 183.6012 | 211.2173 | 238.0549 | 264.6126 | 290.8656
| Lin LED Fixture_Com, E - IntL [No Heat] | E | No | Large Office | Interior Lighting | RET | 252.0412 | 480.0911 | 704.0547 | 910.9287 | 1099.8003 | 1275.1117 | 1433.7765 | 1583.5848 | 1732.1241 | 1876.9214
| Lin LED Fixture_Com, E - IntL [No Heat] | E | Yes | Large Office | Interior Lighting | REPL | 210.066 | 375.0153 | 528.7787 | 660.8417 | 769.8369 | 857.6354 | 922.285 | 966.4294 | 997.7624 | 1016.1179
| Lin LED Fixture_Com, E - IntL [Electric Heat] | E | Yes | Large Office | Interior Lighting | NC | 21.1963 | 41.3436 | 60.6626 | 79.4352 | 97.071 | 114.5941 | 131.8306 | 148.5813 | 165.1571 | 181.5429
| Lin LED Fixture_Com, E - IntL [Electric Heat] | E | No | Large Office | Interior Lighting | RET | 157.3108 | 299.6474 | 439.4336 | 568.5534 | 686.437 | 795.8571 | 894.8873 | 988.3897 | 1081.1 | 1171.4748
| Lin LED Fixture_Com, E - IntL [Electric Heat] | E | Yes | Large Office | Interior Lighting | REPL | 131.1121 | 234.0647 | 330.0356 | 412.4623 | 480.4913 | 535.2905 | 575.6414 | 603.194 | 622.7504 | 634.2069
| Lin LED Fixture_Com, E/G - IntL | E | Yes | Large Office | Interior Lighting | NC | 128.7638 | 251.1557 | 368.5152 | 482.5561 | 589.6906 | 696.1407 | 800.8498 | 902.6071 | 1003.3028 | 1102.8436
| Lin LED Fixture_Com, E/G - IntL | E | No | Large Office | Interior Lighting | RET | 955.6375 | 1820.3095 | 2669.4879 | 3453.8694 | 4169.9936 | 4834.7026 | 5436.295 | 6004.3069 | 6567.5071 | 7116.5195
| Lin LED Fixture_Com, E/G - IntL | E | Yes | Large Office | Interior Lighting | REPL | 796.4845 | 1421.905 | 2004.9128 | 2505.6416 | 2918.9069 | 3251.803 | 3496.9279 | 3664.3057 | 3783.1076 | 3852.7041
| Lin LED Fixture_Com, E/O - IntL | E | No | Large Office | Interior Lighting | NC | 24.3212 | 47.4388 | 69.606 | 91.1462 | 111.382 | 131.4886 | 151.2662 | 170.4864 | 189.506 | 208.3075
| Lin LED Fixture_Com, E/O - IntL | E | No | Large Office | Interior Lighting | RET | 180.5029 | 343.824 | 504.2186 | 652.3743 | 787.6374 | 913.189 | 1026.8191 | 1134.1064 | 1240.4849 | 1344.1836
| Lin LED Fixture_Com, E/O - IntL | E | No | Large Office | Interior Lighting | REPL | 150.4417 | 268.5725 | 378.6923 | 473.271 | 551.3294 | 614.2076 | 660.5073 | 692.122 | 714.5615 | 727.7071
| Lin LED Fixture_Com, E/P - IntL | E | No | Large Office | Interior Lighting | NC | 2.5188 | 4.913 | 7.2087 | 9.4395 | 11.5352 | 13.6175 | 15.6657 | 17.6562 | 19.626 | 21.5732
| Lin LED Fixture_Com, E/P - IntL | E | No | Large Office | Interior Lighting | RET | 18.6936 | 35.6078 | 52.2189 | 67.5625 | 81.5709 | 94.5735 | 106.3415 | 117.4526 | 128.4696 | 139.209
| Lin LED Fixture_Com, E/P - IntL | E | No | Large Office | Interior Lighting | REPL | 15.5803 | 27.8144 | 39.2189 | 49.0138 | 57.0979 | 63.6098 | 68.4048 | 71.6789 | 74.0028 | 75.3642
| LED Tube Repl_Com, E - IntL [No Heat] | E | Yes | Large Office | Interior Lighting | RET | 1585.7185 | 3020.4952 | 4429.5629 | 5731.1111 | 6919.3979 | 8132.0038 | 9337.1054 | 10585.1854 | 11838.3818 | 13074.1739
| LED Tube Repl_Com, E - IntL [No Heat] | E | Yes | Large Office | Interior Lighting | REPL | 1940.8978 | 3464.9416 | 4885.6329 | 6105.8243 | 7112.8818 | 8058.2837 | 8919.1045 | 9731.7958 | 10471.0235 | 11126.2762
| LED Tube Repl_Com, E - IntL [Electric Heat] | E | Yes | Large Office | Interior Lighting | RET | 989.7214 | 1885.2329 | 2764.6983 | 3577.0557 | 4318.7213 | 5075.5656 | 5827.7261 | 6606.7115 | 7388.8902 | 8160.2061
| LED Tube Repl_Com, E - IntL [Electric Heat] | E | Yes | Large Office | Interior Lighting | REPL | 1211.4055 | 2162.6329 | 3049.353 | 3810.9318 | 4439.4837 | 5029.5534 | 5566.8321 | 6074.0709 | 6535.4577 | 6944.4317
| LED Tube Repl_Com, E/G - IntL | E | Yes | Large Office | Interior Lighting | RET | 6012.3968 | 11452.484 | 16795.0933 | 21730.0325 | 26235.5307 | 30833.2368 | 35402.4901 | 40134.6996 | 44886.3083 | 49571.9275
| LED Tube Repl_Com, E/G - IntL | E | Yes | Large Office | Interior Lighting | REPL | 7359.0916 | 13137.6435 | 18524.3246 | 23150.7917 | 26969.1426 | 30553.7204 | 33817.6013 | 36898.9946 | 39701.8443 | 42186.295
| LED Tube Repl_Com, E/O - IntL | E | Yes | Large Office | Interior Lighting | RET | 1135.6345 | 2163.1699 | 3172.2934 | 4104.4154 | 4955.4236 | 5823.8482 | 6686.8987 | 7580.7286 | 8478.2227 | 9363.2526
| LED Tube Repl_Com, E/O - IntL | E | Yes | Large Office | Interior Lighting | REPL | 1390.0011 | 2481.4664 | 3498.9144 | 4372.7715 | 5093.9898 | 5771.0526 | 6387.5414 | 6969.5617 | 7498.97 | 7968.2384
| LED Tube Repl_Com, E/P - IntL | E | Yes | Large Office | Interior Lighting | RET | 117.6108 | 224.0265 | 328.5354 | 425.0696 | 513.2034 | 603.141 | 692.5219 | 785.0905 | 878.0386 | 969.6958
| LED Tube Repl_Com, E/P - IntL | E | Yes | Large Office | Interior Lighting | REPL | 143.9541 | 256.9906 | 362.3615 | 452.8617 | 527.5539 | 597.6732 | 661.5193 | 721.7956 | 776.6232 | 825.2226
| Repl pin CFL wLED_Com, E - IntL [No Heat] | E | Yes | Large Office | Interior Lighting | RET | 18.7954 | 36.0646 | 53.2865 | 69.4401 | 84.4159 | 100.6788 | 117.7332 | 136.2439 | 155.6137 | 174.7934
| Repl pin CFL wLED_Com, E - IntL [No Heat] | E | Yes | Large Office | Interior Lighting | REPL | 21.7692 | 38.8629 | 54.7974 | 68.4831 | 79.7783 | 91.364 | 102.9473 | 115.0251 | 127.2427 | 139.3875
| Repl pin CFL wLED_Com, E - IntL [Electric Heat] | E | Yes | Large Office | Interior Lighting | RET | 11.7311 | 22.5096 | 33.2586 | 43.3408 | 52.6879 | 62.8384 | 73.4828 | 85.0362 | 97.1258 | 109.0968
| Repl pin CFL wLED_Com, E - IntL [Electric Heat] | E | Yes | Large Office | Interior Lighting | REPL | 13.5872 | 24.2562 | 34.2016 | 42.7435 | 49.7934 | 57.0246 | 64.2543 | 71.7926 | 79.4182 | 86.9983
| Repl pin CFL wLED_Com, E/G - IntL | E | Yes | Large Office | Interior Lighting | RET | 71.2646 | 136.7423 | 202.0405 | 263.2884 | 320.0707 | 381.7328 | 446.3961 | 516.5811 | 590.0236 | 662.7451
| Repl pin CFL wLED_Com, E/G - IntL | E | Yes | Large Office | Interior Lighting | REPL | 82.5398 | 147.3522 | 207.7694 | 259.66 | 302.4867 | 346.415 | 390.3342 | 436.1283 | 482.4525 | 528.5003
| Repl pin CFL wLED_Com, E/O - IntL | E | No | Large Office | Interior Lighting | RET | 13.4606 | 25.8282 | 38.1619 | 49.7305 | 60.4556 | 72.1025 | 84.3163 | 97.5729 | 111.4449 | 125.1807
| Repl pin CFL wLED_Com, E/O - IntL | E | No | Large Office | Interior Lighting | REPL | 15.5903 | 27.8322 | 39.2439 | 49.0451 | 57.1343 | 65.4316 | 73.7272 | 82.3768 | 91.1267 | 99.8243
| Repl pin CFL wLED_Com, E/P - IntL | E | No | Large Office | Interior Lighting | RET | 1.394 | 2.6749 | 3.9522 | 5.1503 | 6.261 | 7.4672 | 8.7321 | 10.105 | 11.5417 | 12.9642
| Repl pin CFL wLED_Com, E/P - IntL | E | No | Large Office | Interior Lighting | REPL | 1.6146 | 2.8824 | 4.0643 | 5.0793 | 5.9171 | 6.7764 | 7.6355 | 8.5313 | 9.4374 | 10.3382
| Refrig Case LED_Com, E - IntL | E | Yes | Large Office | Interior Lighting | NC | 30.8181 | 60.1112 | 88.1999 | 115.4943 | 141.1357 | 166.6133 | 191.6742 | 216.0286 | 240.129 | 263.9529
| Refrig Case LED_Com, E - IntL | E | Yes | Large Office | Interior Lighting | RET | 158.1724 | 305.6613 | 454.9328 | 597.0268 | 730.7192 | 858.6044 | 977.8827 | 1093.9437 | 1220.7474 | 1355.259
| Refrig Case LED_Com, E - IntL | E | Yes | Large Office | Interior Lighting | REPL | 197.7155 | 352.967 | 497.6901 | 621.9886 | 724.5756 | 807.2122 | 868.0608 | 909.6099 | 951.7698 | 993.8026
| Refrig Case Ctrls_Com, E - IntL | E | No | Large Office | Interior Lighting | RET | 123.8832 | 245.4786 | 375.0208 | 504.8243 | 633.3808 | 762.8253 | 889.9124 | 1020.08 | 1025.5824 | 1030.4027
| Stair Occ Sensor_Com, E - IntL [No Heat] | E | Yes | Large Office | Interior Lighting | NC | 22.3232 | 43.5417 | 63.8878 | 83.6585 | 102.232 | 120.6867 | 138.8396 | 156.4808 | 173.938 | 191.1949
| Stair Occ Sensor_Com, E - IntL [No Heat] | E | Yes | Large Office | Interior Lighting | RET | 171.8588 | 340.5439 | 520.2534 | 700.3253 | 878.6672 | 1058.2412 | 1234.5446 | 1415.1216 | 1594.6137 | 1769.9858
| Stair Occ Sensor_Com, E - IntL [Electric Heat] | E | Yes | Large Office | Interior Lighting | NC | 13.933 | 27.1764 | 39.8754 | 52.2152 | 63.8078 | 75.3262 | 86.6563 | 97.667 | 108.5629 | 119.3337
| Stair Occ Sensor_Com, E - IntL [Electric Heat] | E | Yes | Large Office | Interior Lighting | RET | 107.2652 | 212.5495 | 324.7146 | 437.1059 | 548.4175 | 660.498 | 770.5373 | 883.2438 | 995.2733 | 1104.7313
| Stair Occ Sensor_Com, E/G - IntL | E | Yes | Large Office | Interior Lighting | NC | 84.6404 | 165.0924 | 242.2364 | 317.199 | 387.6218 | 457.5947 | 526.4232 | 593.3114 | 659.5018 | 724.9331
| Stair Occ Sensor_Com, E/G - IntL | E | Yes | Large Office | Interior Lighting | RET | 651.6185 | 1291.2035 | 1972.5883 | 2655.3474 | 3331.5472 | 4012.4182 | 4680.8888 | 5365.563 | 6046.1239 | 6711.0634
| Stair Occ Sensor_Com, E/O - IntL | E | No | Large Office | Interior Lighting | NC | 15.9871 | 31.183 | 45.7541 | 59.9132 | 73.2148 | 86.4315 | 99.432 | 112.0659 | 124.5681 | 136.9269
| Stair Occ Sensor_Com, E/O - IntL | E | No | Large Office | Interior Lighting | RET | 123.0791 | 243.8853 | 372.5867 | 501.5477 | 629.2698 | 757.8742 | 884.1364 | 1013.4591 | 1142.0049 | 1267.6001
| Stair Occ Sensor_Com, E/P - IntL | E | No | Large Office | Interior Lighting | NC | 1.6557 | 3.2294 | 4.7385 | 6.2049 | 7.5824 | 8.9512 | 10.2976 | 11.606 | 12.9008 | 14.1807
| Stair Occ Sensor_Com, E/P - IntL | E | No | Large Office | Interior Lighting | RET | 12.7466 | 25.2577 | 38.5866 | 51.9423 | 65.1697 | 78.4885 | 91.5647 | 104.9579 | 118.2706 | 131.2777
| Int Delamping_Com, E - IntL [No Heat] | E | Yes | Large Office | Interior Lighting | RET | 16.4885 | 32.6726 | 49.9143 | 67.1908 | 84.3013 | 101.5301 | 118.445 | 135.77 | 152.9909 | 169.8165
| Int Delamping_Com, E - IntL [Electric Heat] | E | Yes | Large Office | Interior Lighting | RET | 10.2913 | 20.3925 | 31.1539 | 41.9369 | 52.6164 | 63.3697 | 73.9271 | 84.7404 | 95.4888 | 105.9904
| Int Delamping_Com, E/G - IntL | E | Yes | Large Office | Interior Lighting | RET | 62.5178 | 123.881 | 189.2546 | 254.7601 | 319.6362 | 384.9605 | 449.0951 | 514.7843 | 580.0789 | 643.8747
| Int Delamping_Com, E/O - IntL | E | Yes | Large Office | Interior Lighting | RET | 11.8085 | 23.3989 | 35.7468 | 48.1196 | 60.3736 | 72.7122 | 84.8261 | 97.2336 | 109.5665 | 121.6164
| Int Delamping_Com, E/P - IntL | E | Yes | Large Office | Interior Lighting | RET | 1.2229 | 2.4233 | 3.7021 | 4.9835 | 6.2525 | 7.5304 | 8.7849 | 10.0699 | 11.3471 | 12.5951
| Int Ltg Dsgn_Com, E - IntL [No Heat] | E | Yes | Large Office | Interior Lighting | NC | 29.5735 | 57.6835 | 84.6378 | 110.8298 | 135.4357 | 159.8843 | 183.9331 | 207.304 | 230.431 | 253.2928
| Int Ltg Dsgn_Com, E - IntL [Electric Heat] | E | Yes | Large Office | Interior Lighting | NC | 18.4582 | 36.003 | 52.8264 | 69.1741 | 84.5318 | 99.7913 | 114.8013 | 129.3881 | 143.8228 | 158.0919
| Int Ltg Dsgn_Com, E/G - IntL | E | Yes | Large Office | Interior Lighting | NC | 112.1306 | 218.7124 | 320.9119 | 420.2215 | 513.5168 | 606.216 | 697.3992 | 786.0119 | 873.7002 | 960.3827
| Int Ltg Dsgn_Com, E/O - IntL | E | Yes | Large Office | Interior Lighting | NC | 21.1795 | 41.3109 | 60.6145 | 79.3723 | 96.9942 | 114.5034 | 131.7263 | 148.4636 | 165.0264 | 181.3992
| Int Ltg Dsgn_Com, E/P - IntL | E | Yes | Large Office | Interior Lighting | NC | 2.1934 | 4.2783 | 6.2775 | 8.2201 | 10.0451 | 11.8584 | 13.6421 | 15.3755 | 17.0908 | 18.7864
| Room Air Conditioner_Com, E - Cool | E | Yes | Education | Cooling | NC | 0 | 0 | 0 | 0 | 0 | 0 | 0 | 0 | 0 | 0
| Room Air Conditioner_Com, E - Cool | E | No | Education | Cooling | RET | 0 | 0 | 0 | 0 | 0 | 0 | 0 | 0 | 0 | 0
| Room Air Conditioner_Com, E - Cool | E | Yes | Education | Cooling | REPL | 0 | 0 | 0 | 0 | 0 | 0 | 0 | 0 | 0 | 0
| Chiller Systems_Com, E - Cool | E | Yes | Education | Cooling | NC | 184.2308 | 359.3449 | 527.2589 | 690.4246 | 843.709 | 996.014 | 1145.8282 | 1291.419 | 1435.491 | 1577.9105
| Chiller Systems_Com, E - Cool | E | Yes | Education | Cooling | RET | 841.795 | 1645.3167 | 2477.8052 | 3289.0272 | 4070.3559 | 4835.4415 | 5565.9309 | 6293.5466 | 6344.5217 | 6390.1103
| Chiller Systems_Com, E - Cool | E | Yes | Education | Cooling | REPL | 945.5546 | 1688.029 | 2380.1527 | 2974.598 | 3465.2101 | 3860.4111 | 4151.4136 | 4350.1179 | 4448.8731 | 4448.8731
| Chiller Tuneup_Com, E - Cool | E | Yes | Education | Cooling | RET | 158.518 | 314.1087 | 479.8679 | 645.9614 | 810.4592 | 817.5754 | 824.6024 | 825.4026 | 824.8678 | 822.1286
| Computer Room Air Conditioner_Com, E - Cool | E | Yes | Education | Cooling | NC | 21.9867 | 42.8854 | 62.9248 | 82.3976 | 100.691 | 118.8676 | 136.747 | 154.1223 | 171.3163 | 188.3131
| Computer Room Air Conditioner_Com, E - Cool | E | Yes | Education | Cooling | REPL | 112.8456 | 223.6074 | 341.6079 | 459.8463 | 576.9489 | 694.8604 | 810.6245 | 929.1946 | 1047.0524 | 1162.205
| Mini Split Ductless AC_Com, E - Cool | E | No | Education | Cooling | NC | 0 | 0 | 0 | 0 | 0 | 0 | 0 | 0 | 0 | 0
| Mini Split Ductless AC_Com, E - Cool | E | No | Education | Cooling | RET | 0 | 0 | 0 | 0 | 0 | 0 | 0 | 0 | 0 | 0
| Mini Split Ductless AC_Com, E - Cool | E | No | Education | Cooling | REPL | 0 | 0 | 0 | 0 | 0 | 0 | 0 | 0 | 0 | 0
| Eff Unitary AC_Com, E - Cool | E | No | Education | Cooling | NC | 87.9999 | 171.6451 | 251.851 | 329.789 | 403.0069 | 475.7571 | 547.3175 | 616.8606 | 685.6781 | 753.7064
| Eff Unitary AC_Com, E - Cool | E | No | Education | Cooling | RET | 699.8437 | 1354.8316 | 2020.1888 | 2655.8962 | 3256.2292 | 3832.6099 | 4372.1879 | 4935.9619 | 5506.8854 | 6074.52
| Eff Unitary AC_Com, E - Cool | E | No | Education | Cooling | REPL | 602.2062 | 1122.3611 | 1638.7276 | 2118.2764 | 2555.7228 | 2958.4367 | 3316.7493 | 3677.4541 | 4029.7367 | 4367.8212
| PTAC_Com, E - Cool | E | Yes | Education | Cooling | NC | 0 | 0 | 0 | 0 | 0 | 0 | 0 | 0 | 0 | 0
| PTAC_Com, E - Cool | E | No | Education | Cooling | RET | 0 | 0 | 0 | 0 | 0 | 0 | 0 | 0 | 0 | 0
| PTAC_Com, E - Cool | E | Yes | Education | Cooling | REPL | 0 | 0 | 0 | 0 | 0 | 0 | 0 | 0 | 0 | 0
| Unitary Equipment Economizer_Com, E - Cool | E | No | Education | Cooling | RET | 496.4921 | 983.8153 | 1502.9874 | 2023.2065 | 2538.4279 | 3057.2085 | 3566.5408 | 4088.2192 | 4606.7635 | 5113.4052
| AC Tuneup_Com, E - Cool [ASHP] | E | Yes | Education | Cooling | RET | 146.9851 | 291.2559 | 444.9554 | 598.9648 | 751.4948 | 758.0932 | 764.6089 | 765.3509 | 764.8551 | 762.3151
| AC Tuneup_Com, E - Heat [ASHP] | E | Yes | Education | Space Heating | RET | 56.2006 | 111.3633 | 170.1311 | 229.0175 | 287.3381 | 289.8611 | 292.3524 | 292.6361 | 292.4465 | 291.4754
| AC Tuneup_Com, E - Cool [Unitary AC] | E | Yes | Education | Cooling | RET | 234.4298 | 464.5304 | 709.6691 | 955.3022 | 1198.5756 | 1209.0996 | 1219.4916 | 1220.675 | 1219.8842 | 1215.8331
| DCV_Com, E - Cool [Building w Elec Heat] | E | Yes | Education | Cooling | RET | 352.4134 | 698.3188 | 1066.8306 | 1436.0857 | 1801.7933 | 2170.0273 | 2531.5548 | 2901.8456 | 3269.9119 | 3629.5296
| DCV_Com, E - Heat [Building w Elec Heat] | E | Yes | Education | Space Heating | RET | 196.0369 | 388.4535 | 593.4454 | 798.8507 | 1002.2827 | 1207.1201 | 1408.2268 | 1614.2083 | 1818.9524 | 2018.9968
| DCV_Com, E - Vent [Building w Elec Heat] | E | Yes | Education | Ventilation | RET | 502.5145 | 995.7491 | 1521.2187 | 2047.7481 | 2569.2192 | 3094.2927 | 3609.8032 | 4137.8095 | 4662.6438 | 5175.4312
| DCV_Com, E - Cool [Building w Gas Heat] | E | Yes | Education | Cooling | RET | 719.6381 | 1425.9865 | 2178.498 | 2932.5272 | 3679.3125 | 4431.2567 | 5169.5059 | 5925.6502 | 6677.2518 | 7411.6014
| DCV_Com, E - Vent [Building w Gas Heat] | E | Yes | Education | Ventilation | RET | 1026.1488 | 2033.3475 | 3106.3713 | 4181.5592 | 5246.4178 | 6318.6326 | 7371.3194 | 8449.5232 | 9521.2496 | 10568.3758
| DCV_Com, E - Cool [Building w Oil Heat] | E | Yes | Education | Cooling | RET | 193.6231 | 383.6706 | 586.1385 | 789.0148 | 989.942 | 1192.2573 | 1390.8878 | 1594.3332 | 1796.5563 | 1994.1376
| DCV_Com, E - Vent [Building w Oil Heat] | E | Yes | Education | Ventilation | RET | 276.0917 | 547.0848 | 835.7886 | 1125.0746 | 1411.5815 | 1700.0675 | 1983.2995 | 2273.3969 | 2561.7516 | 2843.4874
| DCV_Com, E - Cool [Building w Propane Heat] | E | Yes | Education | Cooling | RET | 58.3516 | 115.6257 | 176.6429 | 237.7831 | 298.336 | 359.3071 | 419.1679 | 480.4796 | 541.423 | 600.9675
| DCV_Com, E - Vent [Building w Propane Heat] | E | Yes | Education | Ventilation | RET | 83.205 | 164.8734 | 251.8792 | 339.0605 | 425.4042 | 512.3445 | 597.7013 | 685.1271 | 772.0277 | 856.9336
| Controls for Unitary AC_Com, E - Cool | E | No | Education | Cooling | RET | 727.8665 | 1442.2914 | 2203.4073 | 2966.0581 | 3721.3823 | 4481.9242 | 5228.6147 | 5993.4048 | 6753.6004 | 7496.3466
| Optimized Unitary AC Sys_Com, E - Cool [Building w Elec Heat] | E | No | Education | Cooling | NC | 64.1957 | 125.2146 | 183.7247 | 240.5802 | 293.9925 | 347.0636 | 399.2667 | 449.9982 | 500.2005 | 549.8269
| Optimized Unitary AC Sys_Com, E - Heat [Building w Elec Heat] | E | No | Education | Space Heating | NC | 74.2398 | 144.8058 | 212.4703 | 278.2215 | 339.9907 | 401.3653 | 461.7361 | 520.4051 | 578.462 | 635.853
| Optimized Unitary AC Sys_Com, E - Cool [Building w Gas Heat] | E | Yes | Education | Cooling | NC | 131.0894 | 255.6918 | 375.171 | 491.2715 | 600.341 | 708.7136 | 815.3138 | 918.909 | 1021.4234 | 1122.762
| Optimized Unitary AC Sys_Com, E - Cool [Building w Oil Heat] | E | Yes | Education | Cooling | NC | 35.2704 | 68.7955 | 100.9421 | 132.1797 | 161.5255 | 190.6838 | 219.3653 | 247.2382 | 274.8203 | 302.0861
| Optimized Unitary AC Sys_Com, E - Cool [Building w Propane Heat] | E | Yes | Education | Cooling | NC | 10.6293 | 20.7327 | 30.4206 | 39.8346 | 48.6785 | 57.4658 | 66.1095 | 74.5095 | 82.8218 | 91.0388
| Optimized Chiller Sys_Com, E - Cool | E | No | Education | Cooling | NC | 72.6717 | 141.7472 | 207.9826 | 272.345 | 332.8095 | 392.8878 | 451.9835 | 509.4133 | 566.2439 | 622.4227
| Cool Roof_Com, E - Cool [Building w Elec Heat] | E | No | Education | Cooling | NC | 30.9525 | 60.3733 | 88.5845 | 115.9978 | 141.7511 | 167.3397 | 192.5099 | 216.9706 | 241.176 | 265.1038
| Cool Roof_Com, E - Cool [Building w Elec Heat] | E | No | Education | Cooling | RET | 162.0393 | 321.0863 | 490.5277 | 660.3108 | 828.4628 | 997.7764 | 1164.0064 | 1334.2657 | 1503.5022 | 1668.8541
| Cool Roof_Com, E - Heat [Building w Elec Heat] | E | No | Education | Space Heating | NC | -5.5361 | -10.7983 | -15.8441 | -20.7472 | -25.3534 | -29.9301 | -34.4321 | -38.807 | -43.1364 | -47.4161
| Cool Roof_Com, E - Heat [Building w Elec Heat] | E | No | Education | Space Heating | RET | -28.9821 | -57.429 | -87.7351 | -118.1022 | -148.1777 | -178.4609 | -208.1925 | -238.6449 | -268.9143 | -298.4889
| Cool Roof_Com, E - Cool [Building w Gas Heat] | E | No | Education | Cooling | NC | 63.2059 | 123.284 | 180.892 | 236.8709 | 289.4597 | 341.7125 | 393.1107 | 443.06 | 492.4882 | 541.3495
| Cool Roof_Com, E - Cool [Building w Gas Heat] | E | No | Education | Cooling | RET | 330.8889 | 655.6672 | 1001.6712 | 1348.3731 | 1691.7443 | 2037.4874 | 2376.9337 | 2724.6081 | 3070.1938 | 3407.847
| Cool Roof_Com, E - Cool [Building w Oil Heat] | E | No | Education | Cooling | NC | 17.0059 | 33.1703 | 48.6701 | 63.7316 | 77.8809 | 91.9399 | 105.7689 | 119.2081 | 132.507 | 145.6535
| Cool Roof_Com, E - Cool [Building w Oil Heat] | E | No | Education | Cooling | RET | 89.0277 | 176.4113 | 269.5059 | 362.7882 | 455.1743 | 548.1987 | 639.5288 | 733.0728 | 826.0548 | 916.9025
| Cool Roof_Com, E - Cool [Building w Propane Heat] | E | No | Education | Cooling | NC | 5.125 | 9.9964 | 14.6676 | 19.2066 | 23.4708 | 27.7077 | 31.8753 | 35.9254 | 39.9333 | 43.8952
| Cool Roof_Com, E - Cool [Building w Propane Heat] | E | No | Education | Cooling | RET | 26.83 | 53.1646 | 81.2202 | 109.3324 | 137.1746 | 165.2091 | 192.733 | 220.924 | 248.9458 | 276.3243
| GSHP_Com, E - Cool | E | No | Education | Cooling | RET | 558.9448 | 1052.9796 | 1526.9327 | 1954.5883 | 2335.9925 | 2681.8195 | 2987.565 | 3269.5627 | 3521.976 | 3744.0568
| GSHP_Com, E - Cool | E | Yes | Education | Cooling | REPL | 224.7014 | 401.1429 | 565.6191 | 706.8829 | 823.4719 | 917.3874 | 986.5412 | 1033.7612 | 1057.2294 | 1057.2294
| GSHP_Com, E - Heat | E | No | Education | Space Heating | RET | 278.2068 | 524.1055 | 760.0089 | 972.8684 | 1162.7069 | 1334.8373 | 1487.0178 | 1627.3781 | 1753.0132 | 1863.5508
| GSHP_Com, E - Heat | E | Yes | Education | Space Heating | REPL | 111.8419 | 199.6632 | 281.5288 | 351.8409 | 409.8714 | 456.6165 | 491.0368 | 514.5399 | 526.2208 | 526.2208
| Unitary HP_Com, E - Cool | E | Yes | Education | Cooling | NC | 60.7592 | 118.5118 | 173.8897 | 227.7017 | 278.2548 | 328.485 | 377.8936 | 425.9094 | 473.4243 | 520.3941
| Unitary HP_Com, E - Cool | E | No | Education | Cooling | RET | 300.2533 | 580.774 | 865.2407 | 1136.5588 | 1392.3341 | 1637.4778 | 1866.5701 | 2126.2761 | 2408.1325 | 2705.5705
| Unitary HP_Com, E - Cool | E | Yes | Education | Cooling | REPL | 415.7913 | 742.2816 | 1046.631 | 1308.028 | 1523.7662 | 1697.549 | 1825.5124 | 1963.2359 | 2106.7506 | 2253.4375
| Unitary HP_Com, E - Heat | E | Yes | Education | Space Heating | NC | 9.8906 | 19.2918 | 28.3064 | 37.0661 | 45.2953 | 53.472 | 61.5149 | 69.3311 | 77.0657 | 84.7116
| Unitary HP_Com, E - Heat | E | No | Education | Space Heating | RET | 48.8763 | 94.5405 | 140.847 | 185.0131 | 226.6491 | 266.5545 | 303.847 | 346.1228 | 392.0044 | 440.4224
| Unitary HP_Com, E - Heat | E | Yes | Education | Space Heating | REPL | 67.684 | 120.8312 | 170.3743 | 212.9255 | 248.0441 | 276.3331 | 297.1634 | 319.5826 | 342.9444 | 366.8226
| PTHP_Com, E - Cool | E | Yes | Education | Cooling | NC | 0 | 0 | 0 | 0 | 0 | 0 | 0 | 0 | 0 | 0
| PTHP_Com, E - Cool | E | No | Education | Cooling | RET | 0 | 0 | 0 | 0 | 0 | 0 | 0 | 0 | 0 | 0
| PTHP_Com, E - Cool | E | Yes | Education | Cooling | REPL | 0 | 0 | 0 | 0 | 0 | 0 | 0 | 0 | 0 | 0
| PTHP_Com, E - Heat | E | Yes | Education | Space Heating | NC | 0 | 0 | 0 | 0 | 0 | 0 | 0 | 0 | 0 | 0
| PTHP_Com, E - Heat | E | No | Education | Space Heating | RET | 0 | 0 | 0 | 0 | 0 | 0 | 0 | 0 | 0 | 0
| PTHP_Com, E - Heat | E | Yes | Education | Space Heating | REPL | 0 | 0 | 0 | 0 | 0 | 0 | 0 | 0 | 0 | 0
| Minisplit Ductless HP_Com, E - Cool | E | Yes | Education | Cooling | RET | 789.384 | 1493.8126 | 2176.1123 | 2797.6879 | 3357.3753 | 3869.7399 | 4289.6337 | 4698.9924 | 5083.5598 | 5440.8459
| Minisplit Ductless HP_Com, E - Cool | E | Yes | Education | Cooling | REPL | 564.8027 | 1008.3006 | 1421.7228 | 1776.7994 | 2069.8539 | 2305.9171 | 2479.7399 | 2610.5207 | 2693.5443 | 2728.7688
| Minisplit Ductless HP_Com, E - Heat | E | Yes | Education | Space Heating | RET | 836.3392 | 1582.6696 | 2305.5547 | 2964.1038 | 3557.0832 | 4099.9251 | 4584.4707 | 5053.5846 | 5495.3203 | 5905.0999
| Minisplit Ductless HP_Com, E - Heat | E | Yes | Education | Space Heating | REPL | 613.8325 | 1095.8298 | 1545.1407 | 1931.041 | 2249.5352 | 2506.0906 | 2695.0028 | 2837.1366 | 2927.3673 | 2965.6495
| Programmable TStat_Com, E - Cool [Building w Elec Heat] | E | Yes | Education | Cooling | NC | 0 | 0 | 0 | 0 | 0 | 0 | 0 | 0 | 0 | 0
| Programmable TStat_Com, E - Heat [Building w Elec Heat] | E | Yes | Education | Space Heating | NC | 0 | 0 | 0 | 0 | 0 | 0 | 0 | 0 | 0 | 0
| Programmable TStat_Com, E - Cool [Building w Gas Heat] | E | Yes | Education | Cooling | NC | 0 | 0 | 0 | 0 | 0 | 0 | 0 | 0 | 0 | 0
| Programmable TStat_Com, E - Cool [Building w Gas Heat] | E | Yes | Education | Cooling | RET | 0 | 0 | 0 | 0 | 0 | 0 | 0 | 0 | 0 | 0
| Programmable TStat_Com, E - Cool [Building w Propane Heat] | E | Yes | Education | Cooling | NC | 0 | 0 | 0 | 0 | 0 | 0 | 0 | 0 | 0 | 0
| Programmable TStat_Com, E - Cool [Building w Propane Heat] | E | Yes | Education | Cooling | RET | 0 | 0 | 0 | 0 | 0 | 0 | 0 | 0 | 0 | 0
| Programmable TStat_Com, E - Cool [Building w Oil Heat] | E | Yes | Education | Cooling | NC | 0 | 0 | 0 | 0 | 0 | 0 | 0 | 0 | 0 | 0
| Programmable TStat_Com, E - Cool [Building w Oil Heat] | E | Yes | Education | Cooling | RET | 0 | 0 | 0 | 0 | 0 | 0 | 0 | 0 | 0 | 0
| Smart TStat_Com, E - Cool [Building w Elec Heat] | E | No | Education | Cooling | NC | 44.5776 | 86.9493 | 127.5789 | 167.0595 | 204.1491 | 241.0018 | 277.2517 | 312.4798 | 347.3404 | 381.8011
| Smart TStat_Com, E - Cool [Building w Elec Heat] | E | No | Education | Cooling | RET | 164.0948 | 325.1593 | 496.75 | 668.6868 | 838.9719 | 1010.4333 | 1178.7719 | 1351.191 | 1522.5742 | 1690.0236
| Smart TStat_Com, E - Heat [Building w Elec Heat] | E | No | Education | Space Heating | NC | 3.6008 | 7.0235 | 10.3054 | 13.4945 | 16.4904 | 19.4673 | 22.3954 | 25.241 | 28.0569 | 30.8405
| Smart TStat_Com, E - Heat [Building w Elec Heat] | E | No | Education | Space Heating | RET | 13.255 | 26.2652 | 40.1257 | 54.0142 | 67.7692 | 81.6192 | 95.217 | 109.1445 | 122.9882 | 136.5142
| Smart TStat_Com, E - Cool [Building w Gas Heat] | E | Yes | Education | Cooling | NC | 91.0288 | 177.553 | 260.5196 | 341.1401 | 416.8782 | 492.1324 | 566.1558 | 638.0926 | 709.2788 | 779.6485
| Smart TStat_Com, E - Cool [Building w Gas Heat] | E | Yes | Education | Cooling | RET | 335.0862 | 663.9844 | 1014.3775 | 1365.4773 | 1713.2041 | 2063.3331 | 2407.0852 | 2759.1699 | 3109.1394 | 3451.0757
| Smart TStat_Com, E - Cool [Building w Propane Heat] | E | Yes | Education | Cooling | NC | 24.4919 | 47.7717 | 70.0944 | 91.7859 | 112.1637 | 132.4113 | 152.3278 | 171.6828 | 190.8359 | 209.7693
| Smart TStat_Com, E - Cool [Building w Propane Heat] | E | Yes | Education | Cooling | RET | 90.157 | 178.6491 | 272.9246 | 367.3902 | 460.9483 | 555.1526 | 647.6413 | 742.3719 | 836.5333 | 928.5334
| Smart TStat_Com, E - Cool [Building w Oil Heat] | E | Yes | Education | Cooling | NC | 7.381 | 14.3968 | 21.1242 | 27.6612 | 33.8024 | 39.9044 | 45.9066 | 51.7395 | 57.5117 | 63.2176
| Smart TStat_Com, E - Cool [Building w Oil Heat] | E | Yes | Education | Cooling | RET | 27.1704 | 53.839 | 82.2505 | 110.7193 | 138.9147 | 167.3048 | 195.1778 | 223.7265 | 252.1036 | 279.8295
| Windows_Com, E - Cool [Building w Elec Heat] | E | No | Education | Cooling | NC | 63.5675 | 123.9893 | 181.9268 | 238.2259 | 291.1155 | 343.6672 | 395.3595 | 445.5946 | 495.3055 | 544.4463
| Windows_Com, E - Heat [Building w Elec Heat] | E | No | Education | Space Heating | NC | 24.6996 | 48.177 | 70.689 | 92.5645 | 113.1151 | 133.5345 | 153.6199 | 173.1391 | 192.4547 | 211.5487
| Windows_Com, E - Cool [Building w Gas Heat] | E | No | Education | Cooling | NC | 129.8066 | 253.1896 | 371.4996 | 486.464 | 594.4661 | 701.7782 | 807.3352 | 909.9166 | 1011.4278 | 1111.7746
| Windows_Com, E - Cool [Building w Oil Heat] | E | Yes | Education | Cooling | NC | 34.9253 | 68.1222 | 99.9543 | 130.8862 | 159.9448 | 188.8178 | 217.2186 | 244.8187 | 272.131 | 299.1299
| Windows_Com, E - Cool [Building w Propane Heat] | E | Yes | Education | Cooling | NC | 10.5253 | 20.5298 | 30.1229 | 39.4448 | 48.2021 | 56.9035 | 65.4625 | 73.7803 | 82.0113 | 90.1479
| Window Film_Com, E - Cool [Building w Elec Heat] | E | No | Education | Cooling | RET | 0 | 0 | 0 | 0 | 0 | 0 | 0 | 0 | 0 | 0
| Window Film_Com, E - Heat [Building w Elec Heat] | E | No | Education | Space Heating | RET | 0 | 0 | 0 | 0 | 0 | 0 | 0 | 0 | 0 | 0
| Window Film_Com, E - Cool [Building w Gas Heat] | E | No | Education | Cooling | RET | 0 | 0 | 0 | 0 | 0 | 0 | 0 | 0 | 0 | 0
| Window Film_Com, E - Cool [Building w Oil Heat] | E | No | Education | Cooling | RET | 0 | 0 | 0 | 0 | 0 | 0 | 0 | 0 | 0 | 0
| Window Film_Com, E - Cool [Building w Propane Heat] | E | No | Education | Cooling | RET | 0 | 0 | 0 | 0 | 0 | 0 | 0 | 0 | 0 | 0
| Motors and Fans_Com, E - Vent | E | No | Education | Ventilation | NC | 26.3343 | 51.3654 | 75.3674 | 98.6906 | 120.6014 | 142.3721 | 163.7869 | 184.5979 | 205.1918 | 225.5495
| Motors and Fans_Com, E - Vent | E | No | Education | Ventilation | RET | 267.6156 | 504.2844 | 731.4591 | 936.5564 | 1119.5737 | 1105.2076 | 1092.5409 | 1075.5663 | 1059.8779 | 1045.0114
| Motors and Fans_Com, E - Vent | E | No | Education | Ventilation | REPL | 180.2125 | 321.7201 | 453.6314 | 566.9263 | 660.4317 | 735.7527 | 791.2147 | 829.5064 | 849.1646 | 850.3905
| ECM Furnace Motors_Com, E - Vent | E | Yes | Education | Ventilation | RET | 543.8314 | 1077.6197 | 1646.2936 | 2216.1144 | 2780.4609 | 3348.706 | 3906.6019 | 4478.021 | 5046.0073 | 5600.9561
| VFD on HVAC System_Com, E - Vent | E | Yes | Education | Ventilation | RET | 2475.5071 | 4905.2987 | 7493.8881 | 10087.6984 | 12656.5901 | 15243.2278 | 17782.756 | 20383.842 | 22969.3015 | 25495.415
| Kitchen DCV_Com, E - Vent [Building w Elec Heat] | E | Yes | Education | Ventilation | NC | 3.4075 | 6.6463 | 9.7519 | 12.7698 | 15.6049 | 18.4218 | 21.1927 | 23.8855 | 26.5502 | 29.1843
| Kitchen DCV_Com, E - Vent [Building w Elec Heat] | E | Yes | Education | Ventilation | RET | 32.5287 | 61.4874 | 89.4695 | 114.9005 | 137.7447 | 158.6076 | 177.1857 | 194.976 | 211.5435 | 226.7415
| Kitchen DCV_Com, E - Vent [Building w Elec Heat] | E | Yes | Education | Ventilation | REPL | 23.3181 | 41.628 | 58.6963 | 73.3558 | 85.4546 | 95.2006 | 102.3769 | 107.6582 | 110.8513 | 111.9617
| Kitchen DCV_Com, E - Heat [Building w Elec Heat] | E | Yes | Education | Space Heating | NC | 1.992 | 3.8854 | 5.7009 | 7.4652 | 9.1225 | 10.7693 | 12.3892 | 13.9634 | 15.5211 | 17.061
| Kitchen DCV_Com, E - Heat [Building w Elec Heat] | E | Yes | Education | Space Heating | RET | 19.0162 | 35.9453 | 52.3035 | 67.1703 | 80.525 | 92.7214 | 103.582 | 113.9822 | 123.6675 | 132.5522
| Kitchen DCV_Com, E - Heat [Building w Elec Heat] | E | Yes | Education | Space Heating | REPL | 13.6316 | 24.3356 | 34.3136 | 42.8835 | 49.9564 | 55.6539 | 59.8491 | 62.9366 | 64.8032 | 65.4524
| Kitchen DCV_Com, E - Vent [Building w Gas Heat] | E | Yes | Education | Ventilation | NC | 6.9581 | 13.5719 | 19.9137 | 26.0763 | 31.8656 | 37.6179 | 43.2761 | 48.7749 | 54.2162 | 59.5952
| Kitchen DCV_Com, E - Vent [Building w Gas Heat] | E | Yes | Education | Ventilation | RET | 66.4245 | 125.559 | 182.6992 | 234.63 | 281.2786 | 323.8813 | 361.8181 | 398.1466 | 431.9777 | 463.0126
| Kitchen DCV_Com, E - Vent [Building w Gas Heat] | E | Yes | Education | Ventilation | REPL | 47.6162 | 85.0056 | 119.8595 | 149.7945 | 174.5007 | 194.4022 | 209.0565 | 219.8411 | 226.3614 | 228.6289
| Kitchen DCV_Com, E - Vent [Building w Oil Heat] | E | Yes | Education | Ventilation | NC | 1.8721 | 3.6516 | 5.3579 | 7.016 | 8.5736 | 10.1213 | 11.6437 | 13.1232 | 14.5872 | 16.0345
| Kitchen DCV_Com, E - Vent [Building w Oil Heat] | E | Yes | Education | Ventilation | RET | 17.8719 | 33.7824 | 49.1564 | 63.1287 | 75.6798 | 87.1423 | 97.3494 | 107.1238 | 116.2263 | 124.5764
| Kitchen DCV_Com, E - Vent [Building w Oil Heat] | E | Yes | Education | Ventilation | REPL | 12.8114 | 22.8713 | 32.2489 | 40.3032 | 46.9505 | 52.3051 | 56.248 | 59.1496 | 60.9039 | 61.514
| Kitchen DCV_Com, E - Vent [Building w Oil Heat] | E | Yes | Education | Ventilation | NC | 1.8721 | 3.6516 | 5.3579 | 7.016 | 8.5736 | 10.1213 | 11.6437 | 13.1232 | 14.5872 | 16.0345
| Kitchen DCV_Com, E - Vent [Building w Oil Heat] | E | Yes | Education | Ventilation | RET | 17.8719 | 33.7824 | 49.1564 | 63.1287 | 75.6798 | 87.1423 | 97.3494 | 107.1238 | 116.2263 | 124.5764
| Kitchen DCV_Com, E - Vent [Building w Oil Heat] | E | Yes | Education | Ventilation | REPL | 12.8114 | 22.8713 | 32.2489 | 40.3032 | 46.9505 | 52.3051 | 56.248 | 59.1496 | 60.9039 | 61.514
| Duct Sealing Regulated_Com, E - Vent [Building w Elec Heat] | E | Yes | Education | Ventilation | RET | 338.5977 | 670.9424 | 1025.0074 | 1379.7865 | 1731.1572 | 2084.9553 | 2432.3097 | 2788.0839 | 3141.7208 | 3487.2404
| Duct Sealing Regulated_Com, E - Heat [Building w Elec Heat] | E | Yes | Education | Space Heating | RET | 96.0388 | 190.3041 | 290.73 | 391.3584 | 491.0201 | 591.3703 | 689.8929 | 790.8036 | 891.1081 | 989.1102
| Duct Sealing Regulated_Com, E - Cool [Building w Elec Heat] | E | Yes | Education | Cooling | RET | 232.2936 | 460.2974 | 703.2022 | 946.597 | 1187.6535 | 1430.3752 | 1668.6763 | 1912.7538 | 2155.365 | 2392.4073
| Duct Sealing Regulated_Com, E - Vent [Building w Gas Heat] | E | Yes | Education | Ventilation | RET | 691.426 | 1370.0833 | 2093.0939 | 2817.5627 | 3535.0716 | 4257.5372 | 4966.8446 | 5693.3456 | 6415.4821 | 7121.0427
| Duct Sealing Regulated_Com, E - Cool [Building w Gas Heat] | E | Yes | Education | Cooling | RET | 474.35 | 939.9401 | 1435.9587 | 1932.9776 | 2425.2217 | 2920.8663 | 3407.4838 | 3905.8969 | 4401.3157 | 4885.3628
| Duct Sealing Non Regulated_Com, E - Vent [Building w Oil Heat] | E | Yes | Education | Ventilation | RET | 186.0325 | 368.6295 | 563.16 | 758.0828 | 951.1331 | 1145.5169 | 1336.3605 | 1531.8302 | 1726.1255 | 1915.961
| Duct Sealing Non Regulated_Com, E - Cool [Building w Oil Heat] | E | Yes | Education | Cooling | RET | 127.6268 | 252.8968 | 386.3536 | 520.0797 | 652.521 | 785.8773 | 916.8048 | 1050.9059 | 1184.2015 | 1314.4373
| Duct Sealing Non Regulated_Com, E - Vent [Building w Propane Heat] | E | Yes | Education | Ventilation | RET | 56.0641 | 111.0928 | 169.7179 | 228.4612 | 286.6402 | 345.2211 | 402.7351 | 461.6433 | 520.1975 | 577.4077
| Duct Sealing Non Regulated_Com, E - Cool [Building w Propane Heat] | E | Yes | Education | Cooling | RET | 38.4625 | 76.2148 | 116.4343 | 156.7349 | 196.6484 | 236.8376 | 276.2948 | 316.7085 | 356.8794 | 396.1282
| Power Strip_Com, E - Plug [Tier 1] | E | Yes | Education | Plug Loads | NC | 0 | 0 | 0 | 0 | 0 | 0 | 0 | 0 | 0 | 0
| Power Strip_Com, E - Plug [Tier 1] | E | Yes | Education | Plug Loads | RET | 0 | 0 | 0 | 0 | 0 | 0 | 0 | 0 | 0 | 0
| Power Strip_Com, E - Plug [Tier 1] | E | Yes | Education | Plug Loads | REPL | 0 | 0 | 0 | 0 | 0 | 0 | 0 | 0 | 0 | 0
| Power Strip_Com, E - Plug [Tier 2] | E | Yes | Education | Plug Loads | NC | 436.0151 | 850.4537 | 1247.8521 | 1634.013 | 1996.7877 | 2357.2447 | 2711.8066 | 3056.3734 | 2964.7744 | 2894.2406
| Power Strip_Com, E - Plug [Tier 2] | E | Yes | Education | Plug Loads | RET | 4383.2447 | 8271.2929 | 12014.6129 | 15404.3265 | 18508.6232 | 21404.2794 | 24043.054 | 26556.832 | 25384.1032 | 25261.4111
| Power Strip_Com, E - Plug [Tier 2] | E | Yes | Education | Plug Loads | REPL | 5594.5591 | 9987.5539 | 14082.6391 | 17599.7911 | 20592.4401 | 23111.6585 | 25099.8902 | 26639.4526 | 23206.533 | 21542.3947
| Computer Power Management_Com, E - Plug | E | Yes | Education | Plug Loads | RET | 4402.4299 | 8723.5595 | 13327.0946 | 17939.9142 | 22508.4188 | 22706.0529 | 22901.208 | 22923.4317 | 22908.5809 | 22832.5044
| Vending Machine Controls_Com, E - Plug [Non-Refrigerated] | E | No | Education | Plug Loads | RET | 266.7123 | 528.4992 | 807.3951 | 1086.8535 | 1363.6271 | 1375.6004 | 1387.4235 | 1388.7698 | 1387.8701 | 1383.2612
| Vending Machine Controls_Com, E - Plug [Refrigerated] | E | Yes | Education | Plug Loads | RET | 800.137 | 1585.4977 | 2422.1854 | 3260.5605 | 4090.8813 | 4126.8011 | 4162.2704 | 4166.3095 | 4163.6104 | 4149.7836
| Ovens_Com, E - Cook | E | Yes | Education | Cooking | NC | 10.8086 | 21.0823 | 30.9336 | 40.5063 | 49.4993 | 58.4349 | 67.2243 | 75.7659 | 84.2184 | 92.574
| Ovens_Com, E - Cook | E | Yes | Education | Cooking | REPL | 92.4575 | 183.2076 | 279.8886 | 376.7645 | 472.7099 | 569.318 | 664.1666 | 761.3143 | 857.8784 | 952.226
| Fryers_Com, E - Cook | E | Yes | Education | Cooking | NC | 1.7735 | 3.4592 | 5.0756 | 6.6463 | 8.1219 | 9.5881 | 11.0303 | 12.4318 | 13.8187 | 15.1897
| Fryers_Com, E - Cook | E | Yes | Education | Cooking | REPL | 15.1706 | 30.061 | 45.9246 | 61.8201 | 77.563 | 93.4146 | 108.9775 | 124.9177 | 140.7621 | 156.2428
| Griddles_Com, E - Cook | E | Yes | Education | Cooking | NC | 0.49465 | 0.96482 | 1.4157 | 1.8537 | 2.2653 | 2.6742 | 3.0765 | 3.4674 | 3.8542 | 4.2366
| Griddles_Com, E - Cook | E | Yes | Education | Cooking | REPL | 4.2313 | 8.3844 | 12.8089 | 17.2424 | 21.6332 | 26.0544 | 30.3951 | 34.841 | 39.2602 | 43.5779
| Hot Food Holding Cabinet_Com, E - Cook | E | Yes | Education | Cooking | NC | 2.1524 | 4.1983 | 6.1601 | 8.0664 | 9.8573 | 11.6367 | 13.387 | 15.088 | 16.7712 | 18.4352
| Hot Food Holding Cabinet_Com, E - Cook | E | Yes | Education | Cooking | REPL | 18.4119 | 36.4839 | 55.7369 | 75.0287 | 94.1353 | 113.3738 | 132.2619 | 151.6078 | 170.8376 | 189.6259
| Steamers_Com, E - Cook | E | Yes | Education | Cooking | NC | 1.6899 | 3.2961 | 4.8363 | 6.333 | 7.739 | 9.1361 | 10.5102 | 11.8457 | 13.1672 | 14.4736
| Steamers_Com, E - Cook | E | Yes | Education | Cooking | REPL | 14.4553 | 28.6437 | 43.7594 | 58.9056 | 73.9062 | 89.0105 | 103.8397 | 119.0283 | 134.1257 | 148.8766
| ES Refrigerator and Freezer_Com, E - Refr | E | Yes | Education | Refrigeration | NC | 27.3348 | 53.3169 | 78.2307 | 102.44 | 125.1832 | 147.781 | 170.0093 | 191.611 | 212.9873 | 234.1184
| ES Refrigerator and Freezer_Com, E - Refr | E | Yes | Education | Refrigeration | REPL | 233.8237 | 463.3294 | 707.8344 | 952.8324 | 1195.4768 | 1439.7974 | 1679.6682 | 1925.3535 | 2169.5628 | 2408.1666
| Anti Sweat Heat Control_Com, E - Refr | E | Yes | Education | Refrigeration | NC | 77.4726 | 151.1115 | 221.7226 | 290.3369 | 354.796 | 418.8432 | 481.8429 | 543.0667 | 603.6517 | 663.5419
| Anti Sweat Heat Control_Com, E - Refr | E | Z | Education | Refrigeration | RET | 0 | 0 | 0 | 0 | 0 | 0 | 0 | 0 | 0 | 0
| Case Night Covers_Com, E - Refr | E | No | Education | Refrigeration | RET | 26.6089 | 52.7263 | 80.5507 | 108.4311 | 136.0438 | 137.2383 | 138.4178 | 138.5522 | 138.4624 | 138.0026
| Loading Dock Pit Seals_Com, E - Refr | E | No | Education | Refrigeration | NC | 4.3183 | 8.4228 | 12.3587 | 16.1832 | 19.7761 | 23.346 | 26.8576 | 30.2702 | 33.6471 | 36.9854
| Loading Dock Pit Seals_Com, E - Refr | E | No | Education | Refrigeration | RET | 44.3266 | 87.8346 | 134.186 | 180.6309 | 226.6296 | 272.9461 | 318.4191 | 364.9943 | 411.2896 | 456.5224
| ECM Comp Cond Fan Motor_Com, E - Refr | E | Yes | Education | Refrigeration | NC | 20.8781 | 40.723 | 59.752 | 78.2429 | 95.6139 | 112.874 | 129.8518 | 146.351 | 162.6781 | 178.8178
| ECM Comp Cond Fan Motor_Com, E - Refr | E | Z | Education | Refrigeration | RET | 0 | 0 | 0 | 0 | 0 | 0 | 0 | 0 | 0 | 0
| ECM Comp Cond Fan Motor_Com, E - Refr | E | Yes | Education | Refrigeration | REPL | 142.8742 | 255.0628 | 359.6434 | 449.4646 | 523.5966 | 583.3118 | 627.2826 | 680.0553 | 740.2006 | 806.4784
| Evap Fan Motor Replacement_Com, E - Refr | E | Yes | Education | Refrigeration | NC | 38.8302 | 75.7389 | 111.1301 | 145.5204 | 177.8281 | 209.9293 | 241.5056 | 272.1917 | 302.5576 | 332.5753
| Evap Fan Motor Replacement_Com, E - Refr | E | Yes | Education | Refrigeration | RET | 501.0566 | 946.5735 | 1376.5364 | 1766.8185 | 2116.9724 | 2436.3624 | 2720.4233 | 2990.8711 | 3241.2364 | 3469.5179
| Evap Fan Motor Replacement_Com, E - Refr | E | Yes | Education | Refrigeration | REPL | 265.7254 | 474.3799 | 668.8846 | 835.9391 | 973.8139 | 1084.8756 | 1166.6548 | 1226.1467 | 1261.1573 | 1271.794
| Evap Fan Speed Controls_Com, E - Refr | E | Yes | Education | Refrigeration | NC | 60.8949 | 118.7763 | 174.2779 | 228.21 | 278.876 | 329.2182 | 378.7372 | 426.8602 | 474.4811 | 521.5558
| Evap Fan Speed Controls_Com, E - Refr | E | Yes | Education | Refrigeration | RET | 619.6602 | 1227.877 | 1875.8436 | 2525.117 | 3168.1529 | 3815.6309 | 4451.3166 | 5102.4112 | 5749.5943 | 6381.9221
| LowHeat NoHeat Doors_Com, E - Refr | E | Yes | Education | Refrigeration | NC | 36.4571 | 71.1102 | 104.3384 | 136.627 | 166.9602 | 197.0996 | 226.7461 | 255.5568 | 284.067 | 312.2502
| LowHeat NoHeat Doors_Com, E - Refr | E | Yes | Education | Refrigeration | RET | 336.8057 | 667.3916 | 1019.5828 | 1372.4843 | 1721.9954 | 2073.9211 | 2419.4372 | 2773.3286 | 3125.0939 | 3468.7849
| Refrigerated Vending Machine_Com, E - Refr | E | Yes | Education | Refrigeration | NC | 69.1259 | 134.831 | 197.8345 | 259.0565 | 316.5708 | 373.7177 | 429.93 | 484.5576 | 538.6153 | 592.053
| Refrigerated Vending Machine_Com, E - Refr | E | Yes | Education | Refrigeration | REPL | 506.8353 | 1004.3107 | 1534.2985 | 2065.3551 | 2591.31 | 3120.8981 | 3640.8411 | 4173.3873 | 4702.7343 | 5219.9307
| Walk In Refrigeration_Com, E - Refr | E | Yes | Education | Refrigeration | NC | 164.7661 | 321.3787 | 471.552 | 617.4786 | 754.5679 | 890.7813 | 1024.767 | 1154.9757 | 1283.8259 | 1411.1982
| Refrigeration Tune Up_Com, E - Refr | E | Yes | Education | Refrigeration | RET | 558.6624 | 1107.008 | 1691.1904 | 2276.551 | 2856.2881 | 3440.03 | 4013.1405 | 4041.4806 | 4076.6111 | 4062.5118
| ES Ice Machine_Com, E - Refr | E | Yes | Education | Refrigeration | NC | 12.8984 | 25.1585 | 36.9145 | 48.3381 | 59.0698 | 69.733 | 80.2218 | 90.4149 | 100.5017 | 110.4728
| ES Ice Machine_Com, E - Refr | E | Yes | Education | Refrigeration | REPL | 110.3338 | 218.63 | 334.0038 | 449.6104 | 564.1063 | 679.3931 | 792.5803 | 908.5111 | 1023.7455 | 1136.3348
| Walk In Cooler Retroft_Com, E - Refr | E | Yes | Education | Refrigeration | RET | 317.7238 | 629.5801 | 961.8176 | 1294.7252 | 1624.4346 | 1956.4216 | 2282.3623 | 2616.2037 | 2948.0395 | 3272.2585
| Door Gasket Replacement_Com, E - Refr | E | Z | Education | Refrigeration | RET | 0 | 0 | 0 | 0 | 0 | 0 | 0 | 0 | 0 | 0
| EnergyStar Dehumidifier_Com, E - Appl | E | Yes | Education | Appliances | NC | 2.8504 | 5.5597 | 8.1576 | 10.6821 | 13.0537 | 15.4101 | 17.728 | 19.9806 | 22.2096 | 24.4131
| EnergyStar Dehumidifier_Com, E - Appl | E | Yes | Education | Appliances | REPL | 24.3824 | 48.3145 | 73.8107 | 99.3583 | 124.6605 | 150.1374 | 175.1504 | 200.7696 | 226.235 | 251.1158
| Clothes Washer Elec WH_Com, E - Appl [unit w/ elec dry - Washer] | E | Yes | Education | Appliances | NC | 1.1782 | 2.2982 | 3.3721 | 4.4156 | 5.3959 | 6.3699 | 7.3281 | 7.0904 | 6.9105 | 6.7754
| Clothes Washer Elec WH_Com, E - Appl [unit w/ elec dry - Washer] | E | Yes | Education | Appliances | REPL | 17.2778 | 34.2366 | 52.3037 | 70.4072 | 88.3368 | 106.3903 | 124.1149 | 124.9914 | 126.0779 | 125.6419
| Clothes Washer Elec WH_Com, E - Appl [unit w/ elec dry - Dryer] | E | Yes | Education | Appliances | NC | 0.16794 | 0.32756 | 0.48063 | 0.62936 | 0.76909 | 0.90792 | 1.0445 | 1.0106 | 0.98497 | 0.96571
| Clothes Washer Elec WH_Com, E - Appl [unit w/ elec dry - Dryer] | E | Yes | Education | Appliances | REPL | 2.4626 | 4.8798 | 7.455 | 10.0353 | 12.5908 | 15.164 | 17.6904 | 17.8153 | 17.9702 | 17.908
| Clothes Washer Elec WH_Com, E - HWat [unit w/ elec dry - Water Heater] | E | Yes | Education | Water Heating | NC | 0.443 | 0.86408 | 1.2678 | 1.6602 | 2.0288 | 2.395 | 2.7553 | 2.6659 | 2.5983 | 2.5474
| Clothes Washer Elec WH_Com, E - HWat [unit w/ elec dry - Water Heater] | E | Yes | Education | Water Heating | REPL | 6.4962 | 12.8725 | 19.6654 | 26.4721 | 33.2134 | 40.0012 | 46.6654 | 46.995 | 47.4035 | 47.2395
| Clothes Washer Elec WH_Com, E - Appl [unit w/ gas dry - Washer] | E | Yes | Education | Appliances | NC | 0.29456 | 0.57454 | 0.84301 | 1.1039 | 1.349 | 1.5925 | 1.832 | 1.7726 | 1.7276 | 1.6938
| Clothes Washer Elec WH_Com, E - Appl [unit w/ gas dry - Washer] | E | Yes | Education | Appliances | REPL | 4.3195 | 8.5591 | 13.0759 | 17.6018 | 22.0842 | 26.5976 | 31.0287 | 31.2479 | 31.5195 | 31.4105
| Clothes Washer Elec WH_Com, E - HWat [unit w/ gas dry - Water Heater] | E | Yes | Education | Water Heating | NC | 0.11075 | 0.21602 | 0.31696 | 0.41505 | 0.50719 | 0.59875 | 0.68881 | 0.66647 | 0.64957 | 0.63686
| Clothes Washer Elec WH_Com, E - HWat [unit w/ gas dry - Water Heater] | E | Yes | Education | Water Heating | REPL | 1.6241 | 3.2181 | 4.9164 | 6.618 | 8.3033 | 10.0003 | 11.6664 | 11.7487 | 11.8509 | 11.8099
| Clothes Washer Elec WH_Com, E - Appl [unit w/ propane dry - Washer] | E | Yes | Education | Appliances | NC | 0.11782 | 0.22982 | 0.33721 | 0.44156 | 0.53959 | 0.63699 | 0.73281 | 0.70904 | 0.69105 | 0.67754
| Clothes Washer Elec WH_Com, E - Appl [unit w/ propane dry - Washer] | E | Yes | Education | Appliances | REPL | 1.7278 | 3.4237 | 5.2304 | 7.0407 | 8.8337 | 10.639 | 12.4115 | 12.4991 | 12.6078 | 12.5642
| Clothes Washer Elec WH_Com, E - HWat [unit w/ propane dry - Water Heater] | E | Yes | Education | Water Heating | NC | 0.0443 | 0.086408 | 0.12678 | 0.16602 | 0.20288 | 0.2395 | 0.27553 | 0.26659 | 0.25983 | 0.25474
| Clothes Washer Elec WH_Com, E - HWat [unit w/ propane dry - Water Heater] | E | Yes | Education | Water Heating | REPL | 0.64962 | 1.2872 | 1.9665 | 2.6472 | 3.3213 | 4.0001 | 4.6665 | 4.6995 | 4.7403 | 4.724
| Clothes Washer Gas WH_Com, E - Appl [unit w/ elec dry - Washer] | E | Yes | Education | Appliances | NC | 0.58912 | 1.1491 | 1.686 | 2.2078 | 2.6979 | 3.185 | 3.664 | 3.5452 | 3.4553 | 3.3877
| Clothes Washer Gas WH_Com, E - Appl [unit w/ elec dry - Washer] | E | Yes | Education | Appliances | REPL | 8.6389 | 17.1183 | 26.1518 | 35.2036 | 44.1684 | 53.1951 | 62.0575 | 62.4957 | 63.039 | 62.8209
| Clothes Washer Gas WH_Com, E - Appl [unit w/ elec dry - Dryer] | E | Yes | Education | Appliances | NC | 0.083968 | 0.16378 | 0.24031 | 0.31468 | 0.38454 | 0.45396 | 0.52224 | 0.5053 | 0.49249 | 0.48285
| Clothes Washer Gas WH_Com, E - Appl [unit w/ elec dry - Dryer] | E | Yes | Education | Appliances | REPL | 1.2313 | 2.4399 | 3.7275 | 5.0176 | 6.2954 | 7.582 | 8.8452 | 8.9076 | 8.9851 | 8.954
| Clothes Washer Gas WH_Com, E - Appl [unit w/ gas dry - Washer] | E | Yes | Education | Appliances | NC | 2.2976 | 4.4814 | 6.5755 | 8.6104 | 10.522 | 12.4214 | 14.2898 | 13.8262 | 13.4756 | 13.212
| Clothes Washer Gas WH_Com, E - Appl [unit w/ gas dry - Washer] | E | Yes | Education | Appliances | REPL | 33.6918 | 66.7613 | 101.9922 | 137.294 | 172.2568 | 207.461 | 242.0241 | 243.7333 | 245.8519 | 245.0016
| Clothes Washer Gas WH_Com, E - Appl [unit w/ propane dry - Washer] | E | Yes | Education | Appliances | NC | 0.11782 | 0.22982 | 0.33721 | 0.44156 | 0.53959 | 0.63699 | 0.73281 | 0.70904 | 0.69105 | 0.67754
| Clothes Washer Gas WH_Com, E - Appl [unit w/ propane dry - Washer] | E | Yes | Education | Appliances | REPL | 1.7278 | 3.4237 | 5.2304 | 7.0407 | 8.8337 | 10.639 | 12.4115 | 12.4991 | 12.6078 | 12.5642
| Clothes Washer Oil WH_Com, E - Appl [unit w/ elec dry - Washer] | E | Yes | Education | Appliances | NC | 0.70694 | 1.3789 | 2.0232 | 2.6493 | 3.2375 | 3.822 | 4.3968 | 4.2542 | 4.1463 | 4.0652
| Clothes Washer Oil WH_Com, E - Appl [unit w/ elec dry - Washer] | E | Yes | Education | Appliances | REPL | 10.3667 | 20.542 | 31.3822 | 42.2443 | 53.0021 | 63.8342 | 74.469 | 74.9948 | 75.6467 | 75.3851
| Clothes Washer Oil WH_Com, E - Appl [unit w/ elec dry - Dryer] | E | Yes | Education | Appliances | NC | 0.10076 | 0.19654 | 0.28838 | 0.37762 | 0.46145 | 0.54475 | 0.62669 | 0.60636 | 0.59098 | 0.57943
| Clothes Washer Oil WH_Com, E - Appl [unit w/ elec dry - Dryer] | E | Yes | Education | Appliances | REPL | 1.4776 | 2.9279 | 4.473 | 6.0212 | 7.5545 | 9.0984 | 10.6142 | 10.6892 | 10.7821 | 10.7448
| Clothes Washer Oil WH_Com, E - Appl [unit w/ gas dry - Washer] | E | Yes | Education | Appliances | NC | 0.11782 | 0.22982 | 0.33721 | 0.44156 | 0.53959 | 0.63699 | 0.73281 | 0.70904 | 0.69105 | 0.67754
| Clothes Washer Oil WH_Com, E - Appl [unit w/ gas dry - Washer] | E | Yes | Education | Appliances | REPL | 1.7278 | 3.4237 | 5.2304 | 7.0407 | 8.8337 | 10.639 | 12.4115 | 12.4991 | 12.6078 | 12.5642
| Clothes Washer Oil WH_Com, E - Appl [unit w/ propane dry - Washer] | E | Yes | Education | Appliances | NC | 0.17674 | 0.34473 | 0.50581 | 0.66234 | 0.80938 | 0.95549 | 1.0992 | 1.0636 | 1.0366 | 1.0163
| Clothes Washer Oil WH_Com, E - Appl [unit w/ propane dry - Washer] | E | Yes | Education | Appliances | REPL | 2.5917 | 5.1355 | 7.8456 | 10.5611 | 13.2505 | 15.9585 | 18.6172 | 18.7487 | 18.9117 | 18.8463
| Clothes Washer Propane WH_Com, E - Appl [unit w/ elec dry - Washer] | E | Yes | Education | Appliances | NC | 0.11782 | 0.22982 | 0.33721 | 0.44156 | 0.53959 | 0.63699 | 0.73281 | 0.70904 | 0.69105 | 0.67754
| Clothes Washer Propane WH_Com, E - Appl [unit w/ elec dry - Washer] | E | Yes | Education | Appliances | REPL | 1.7278 | 3.4237 | 5.2304 | 7.0407 | 8.8337 | 10.639 | 12.4115 | 12.4991 | 12.6078 | 12.5642
| Clothes Washer Propane WH_Com, E - Appl [unit w/ elec dry - Dryer] | E | Yes | Education | Appliances | NC | 0.016794 | 0.032756 | 0.048063 | 0.062936 | 0.076909 | 0.090792 | 0.10445 | 0.10106 | 0.098497 | 0.096571
| Clothes Washer Propane WH_Com, E - Appl [unit w/ elec dry - Dryer] | E | Yes | Education | Appliances | REPL | 0.24626 | 0.48798 | 0.7455 | 1.0035 | 1.2591 | 1.5164 | 1.769 | 1.7815 | 1.797 | 1.7908
| Clothes Washer Propane WH_Com, E - Appl [unit w/ gas dry - Washer] | E | Yes | Education | Appliances | NC | 0.058912 | 0.11491 | 0.1686 | 0.22078 | 0.26979 | 0.3185 | 0.3664 | 0.35452 | 0.34553 | 0.33877
| Clothes Washer Propane WH_Com, E - Appl [unit w/ gas dry - Washer] | E | Yes | Education | Appliances | REPL | 0.86389 | 1.7118 | 2.6152 | 3.5204 | 4.4168 | 5.3195 | 6.2057 | 6.2496 | 6.3039 | 6.2821
| Clothes Washer Propane WH_Com, E - Appl [unit w/ propane dry - Washer] | E | Yes | Education | Appliances | NC | 0.11782 | 0.22982 | 0.33721 | 0.44156 | 0.53959 | 0.63699 | 0.73281 | 0.70904 | 0.69105 | 0.67754
| Clothes Washer Propane WH_Com, E - Appl [unit w/ propane dry - Washer] | E | Yes | Education | Appliances | REPL | 1.7278 | 3.4237 | 5.2304 | 7.0407 | 8.8337 | 10.639 | 12.4115 | 12.4991 | 12.6078 | 12.5642
| Ozone Laundry_Com, E - HWat | E | Yes | Education | Water Heating | RET | 61.645 | 122.1517 | 186.6127 | 251.2037 | 315.1742 | 379.5866 | 442.8259 | 507.5981 | 571.9812 | 634.8864
| Dishwasher_Com, E - Appl [Building w elec WH] | E | Yes | Education | Appliances | NC | 3.4417 | 6.713 | 9.8499 | 12.8981 | 15.7616 | 18.6069 | 21.4056 | 24.1254 | 26.8169 | 29.4775
| Dishwasher_Com, E - Appl [Building w elec WH] | E | Yes | Education | Appliances | REPL | 27.9276 | 55.3395 | 84.5429 | 113.8051 | 142.7863 | 171.9676 | 200.6175 | 229.9619 | 259.1299 | 287.6285
| Dishwasher_Com, E - HWat [Building w elec WH] | E | Yes | Education | Water Heating | NC | 0.30221 | 0.58946 | 0.86491 | 1.1326 | 1.384 | 1.6338 | 1.8796 | 2.1184 | 2.3548 | 2.5884
| Dishwasher_Com, E - HWat [Building w elec WH] | E | Yes | Education | Water Heating | REPL | 2.4523 | 4.8593 | 7.4236 | 9.9931 | 12.5379 | 15.1003 | 17.616 | 20.1927 | 22.7539 | 25.2563
| Dishwasher_Com, E - Appl [Building w gas WH] | E | Yes | Education | Appliances | NC | 8.6042 | 16.7826 | 24.6247 | 32.2451 | 39.404 | 46.5172 | 53.514 | 60.3136 | 67.0422 | 73.6937
| Dishwasher_Com, E - Appl [Building w gas WH] | E | Yes | Education | Appliances | REPL | 69.8191 | 138.3487 | 211.3572 | 284.5128 | 356.9657 | 429.9191 | 501.5438 | 574.9047 | 647.8248 | 719.0712
| Dishwasher_Com, E - Appl [Building w oil WH] | E | Yes | Education | Appliances | NC | 0.86042 | 1.6783 | 2.4625 | 3.2245 | 3.9404 | 4.6517 | 5.3514 | 6.0314 | 6.7042 | 7.3694
| Dishwasher_Com, E - Appl [Building w oil WH] | E | Yes | Education | Appliances | REPL | 6.9819 | 13.8349 | 21.1357 | 28.4513 | 35.6966 | 42.9919 | 50.1544 | 57.4905 | 64.7825 | 71.9071
| Dishwasher_Com, E - Appl [Building w propane WH] | E | Yes | Education | Appliances | NC | 0.86042 | 1.6783 | 2.4625 | 3.2245 | 3.9404 | 4.6517 | 5.3514 | 6.0314 | 6.7042 | 7.3694
| Dishwasher_Com, E - Appl [Building w propane WH] | E | Yes | Education | Appliances | REPL | 6.9819 | 13.8349 | 21.1357 | 28.4513 | 35.6966 | 42.9919 | 50.1544 | 57.4905 | 64.7825 | 71.9071
| Faucet Aerator_Com, E - HWat | E | Yes | Education | Water Heating | RET | 72.1 | 142.8686 | 218.2621 | 293.8078 | 368.6277 | 443.9644 | 517.9291 | 593.6866 | 668.989 | 742.563
| Pre Rinse Sprayers_Com, E - HWat | E | Yes | Education | Water Heating | RET | 1.8275 | 3.6212 | 5.5322 | 5.8125 | 6.1046 | 6.1119 | 6.0847 | 6.1069 | 6.1055 | 6.0933
| Heat Pump Water Heater_Com, E - HWat | E | Yes | Education | Water Heating | NC | 39.2481 | 76.5539 | 112.3259 | 147.0863 | 179.7416 | 212.1883 | 244.1043 | 275.1206 | 305.8133 | 336.154
| Heat Pump Water Heater_Com, E - HWat | E | No | Education | Water Heating | RET | 390.7907 | 737.158 | 1070.3685 | 1371.8645 | 1641.4999 | 1890.7459 | 2115.725 | 2327.9117 | 2522.4467 | 2698.0674
| Heat Pump Water Heater_Com, E - HWat | E | Yes | Education | Water Heating | REPL | 402.877 | 719.2267 | 1014.1231 | 1267.4013 | 1476.4388 | 1649.0336 | 1781.2884 | 1878.6507 | 1937.5587 | 1958.1143
| Clothes Dryer_Com, E - Appl | E | Yes | Education | Appliances | NC | 5.0176 | 9.7869 | 14.3601 | 18.8039 | 22.9787 | 27.1268 | 31.207 | 35.1722 | 39.0961 | 42.9749
| Clothes Dryer_Com, E - Appl | E | Yes | Education | Appliances | RET | 49.0093 | 92.5362 | 134.4953 | 172.5384 | 206.6309 | 237.6923 | 265.2863 | 291.4539 | 315.5798 | 337.4859
| Clothes Dryer_Com, E - Appl | E | Yes | Education | Appliances | REPL | 36.7893 | 65.6772 | 92.606 | 115.7345 | 134.823 | 150.1994 | 161.5216 | 169.6986 | 174.4275 | 175.7269
| Pnemautic to DDC_Com, E - TotE [Building w Elec Heat] | E | No | Education | Total Electric | RET | 259.9658 | 515.1308 | 786.9721 | 1059.3615 | 1329.1342 | 1600.7704 | 1867.4594 | 2140.6129 | 2412.1255 | 2677.4057
| Pnemautic to DDC_Com, E - TotE [Building w Gas Heat] | E | No | Education | Total Electric | RET | 275.2595 | 545.4357 | 833.2691 | 1121.6831 | 1407.3263 | 1694.9427 | 1977.3209 | 2266.5439 | 2554.0293 | 2834.9158
| Pnemautic to DDC_Com, E - TotE [Building w Oil Heat] | E | Yes | Education | Total Electric | RET | 74.0603 | 146.7529 | 224.1963 | 301.7958 | 378.6499 | 456.0349 | 532.0105 | 609.8278 | 687.1775 | 762.7518
| Pnemautic to DDC_Com, E - TotE [Building w Propane Heat] | E | Yes | Education | Total Electric | RET | 22.3193 | 44.2265 | 67.5654 | 90.9513 | 114.1126 | 137.4339 | 160.3305 | 183.782 | 207.0927 | 229.8683
| Data Center_Com, E - TotE [Building w Elec Heat] | E | Yes | Education | Total Electric | NC | 39.2499 | 76.5575 | 112.3312 | 147.0932 | 179.7501 | 212.1983 | 244.1158 | 275.1336 | 305.8277 | 336.1699
| Data Center_Com, E - TotE [Building w Elec Heat] | E | No | Education | Total Electric | RET | 644.6337 | 1277.3629 | 1951.4438 | 2626.8842 | 3295.8357 | 3969.4084 | 4630.7135 | 5308.0485 | 5981.3144 | 6639.1262
| Data Center_Com, E - TotE [Building w Gas Heat] | E | Yes | Education | Total Electric | NC | 80.1494 | 156.3326 | 229.3834 | 300.3685 | 367.0547 | 433.3148 | 498.4913 | 561.8305 | 624.5088 | 686.4683
| Data Center_Com, E - TotE [Building w Gas Heat] | E | No | Education | Total Electric | RET | 1316.3602 | 2608.4109 | 3984.903 | 5364.1713 | 6730.189 | 8105.6433 | 9456.0469 | 10839.1841 | 12214.0119 | 13557.2822
| Data Center_Com, E - TotE [Building w Oil Heat] | E | Yes | Education | Total Electric | NC | 21.5647 | 42.0623 | 61.717 | 80.816 | 98.7584 | 116.5861 | 134.1222 | 151.164 | 168.028 | 184.6986
| Data Center_Com, E - TotE [Building w Oil Heat] | E | No | Education | Total Electric | RET | 354.1749 | 701.8092 | 1072.163 | 1443.2638 | 1810.7994 | 2180.8739 | 2544.2084 | 2916.3501 | 3286.2561 | 3647.6714
| Data Center_Com, E - TotE [Building w Propane Heat] | E | Yes | Education | Total Electric | NC | 6.4989 | 12.6762 | 18.5995 | 24.3553 | 29.7625 | 35.1352 | 40.42 | 45.5559 | 50.6381 | 55.6621
| Data Center_Com, E - TotE [Building w Propane Heat] | E | No | Education | Total Electric | RET | 106.7367 | 211.5022 | 323.1147 | 434.9522 | 545.7154 | 657.2437 | 766.7408 | 878.892 | 990.3696 | 1099.2882
| RCx_Com, E - TotE [Building w Elec Heat] | E | Yes | Education | Total Electric | RET | 892.5553 | 1768.6277 | 2701.9553 | 3637.1653 | 4563.3909 | 5496.0148 | 6411.6532 | 7349.4865 | 7389.1304 | 7423.8597
| RCx_Com, E - TotE [Building w Gas Heat] | E | Yes | Education | Total Electric | RET | 1822.623 | 3611.5873 | 5517.4686 | 7427.1937 | 9318.5722 | 11223.0165 | 13092.7758 | 15007.8578 | 15088.8116 | 15159.7299
| RCx_Com, E - TotE [Building w Oil Heat] | E | Yes | Education | Total Electric | RET | 490.3881 | 971.7201 | 1484.5094 | 1998.3328 | 2507.22 | 3019.6226 | 3522.693 | 4037.9578 | 4059.7389 | 4078.8199
| RCx_Com, E - TotE [Building w Propane Heat] | E | Yes | Education | Total Electric | RET | 147.7868 | 292.8445 | 447.3823 | 602.2318 | 755.5937 | 910.015 | 1061.6239 | 1216.9077 | 1223.4718 | 1229.2222
| Commissioning_Com, E - TotE [Building w Elec Heat] | E | Yes | Education | Total Electric | NC | 0 | 0 | 0 | 0 | 0 | 0 | 0 | 0 | 0 | 0
| Commissioning_Com, E - TotE [Building w Gas Heat] | E | Yes | Education | Total Electric | NC | 0 | 0 | 0 | 0 | 0 | 0 | 0 | 0 | 0 | 0
| Commissioning_Com, E - TotE [Building w Oil Heat] | E | Yes | Education | Total Electric | NC | 0 | 0 | 0 | 0 | 0 | 0 | 0 | 0 | 0 | 0
| Commissioning_Com, E - TotE [Building w Propane Heat] | E | Yes | Education | Total Electric | NC | 0 | 0 | 0 | 0 | 0 | 0 | 0 | 0 | 0 | 0
| Integrated Building Design_Com, E - TotE [Building w Elec Heat] | E | Yes | Education | Total Electric | NC | 72.8322 | 142.0602 | 208.4418 | 272.9463 | 333.5443 | 393.7552 | 452.9814 | 510.538 | 567.4941 | 623.797
| Integrated Building Design_Com, E - TotE [Building w Gas Heat] | E | Yes | Education | Total Electric | NC | 148.7253 | 290.0909 | 425.644 | 557.3639 | 681.1069 | 804.0593 | 925.0008 | 1042.5329 | 1158.8389 | 1273.8109
| Integrated Building Design_Com, E - TotE [Building w Oil Heat] | E | Yes | Education | Total Electric | NC | 40.0155 | 78.0508 | 114.5222 | 149.9622 | 183.2561 | 216.3372 | 248.8772 | 280.5 | 311.7928 | 342.7268
| Integrated Building Design_Com, E - TotE [Building w Propane Heat] | E | Yes | Education | Total Electric | NC | 12.0593 | 23.5219 | 34.5132 | 45.1937 | 55.2274 | 65.1969 | 75.0034 | 84.5335 | 93.9641 | 103.2866
| Deep Energy Retrofit_Com, E - TotE [Building w Elec Heat] | E | Yes | Education | Total Electric | RET | 261.922 | 519.007 | 792.8937 | 1067.3327 | 1339.1353 | 1612.8154 | 1881.5112 | 2156.72 | 2430.2756 | 2697.5519
| Deep Energy Retrofit_Com, E - TotE [Building w Gas Heat] | E | Yes | Education | Total Electric | RET | 534.852 | 1059.8268 | 1619.1111 | 2179.5233 | 2734.5518 | 3293.4144 | 3842.0986 | 4404.0829 | 4962.6909 | 5508.4768
| Deep Energy Retrofit_Com, E - TotE [Building w Oil Heat] | E | Yes | Education | Total Electric | RET | 143.9053 | 285.153 | 435.6319 | 586.4144 | 735.7482 | 886.1137 | 1033.7406 | 1184.946 | 1335.243 | 1482.0901
| Deep Energy Retrofit_Com, E - TotE [Building w Propane Heat] | E | Yes | Education | Total Electric | RET | 43.3683 | 85.9357 | 131.2851 | 176.726 | 221.7303 | 267.0455 | 311.5354 | 357.1038 | 402.3983 | 446.6532
| EMS_Com, E - TotE [Building w Elec Heat] | E | Yes | Education | Total Electric | NC | 132.4773 | 258.3989 | 379.143 | 496.4727 | 606.6969 | 716.2169 | 823.9458 | 928.6377 | 1032.2374 | 1134.6489
| EMS_Com, E - TotE [Building w Elec Heat] | E | Yes | Education | Total Electric | RET | 1658.2581 | 3285.8929 | 5019.901 | 6757.4062 | 8478.2195 | 10210.9203 | 11912.0639 | 13654.443 | 15386.3545 | 17078.512
| EMS_Com, E - TotE [Building w Gas Heat] | E | Yes | Education | Total Electric | NC | 270.5224 | 527.6577 | 774.2206 | 1013.8113 | 1238.8922 | 1462.5351 | 1682.5204 | 1896.3043 | 2107.8578 | 2316.9849
| EMS_Com, E - TotE [Building w Gas Heat] | E | Yes | Education | Total Electric | RET | 3386.2095 | 6709.8856 | 10250.7787 | 13798.8132 | 17312.7623 | 20850.9858 | 24324.7689 | 27882.756 | 31419.3677 | 34874.8009
| EMS_Com, E - TotE [Building w Oil Heat] | E | Yes | Education | Total Electric | NC | 72.7857 | 141.9696 | 208.3089 | 272.7722 | 333.3317 | 393.5042 | 452.6926 | 510.2125 | 567.1323 | 623.3992
| EMS_Com, E - TotE [Building w Oil Heat] | E | Yes | Education | Total Electric | RET | 911.0808 | 1805.3366 | 2758.036 | 3712.6568 | 4658.1067 | 5610.0879 | 6544.7309 | 7502.0295 | 8453.5769 | 9383.2828
| EMS_Com, E - TotE [Building w Propane Heat] | E | Yes | Education | Total Electric | NC | 21.9352 | 42.785 | 62.7775 | 82.2046 | 100.4552 | 118.5892 | 136.4267 | 153.7613 | 170.915 | 187.872
| EMS_Com, E - TotE [Building w Propane Heat] | E | Yes | Education | Total Electric | RET | 274.5698 | 544.0691 | 831.1814 | 1118.8727 | 1403.8002 | 1690.696 | 1972.3667 | 2260.8651 | 2547.6302 | 2827.813
| VFDs on HVAC Pumps_Com, E - Oth | E | Yes | Education | Other | RET | 293.8698 | 582.3127 | 889.6066 | 1197.5203 | 1502.4758 | 1515.6682 | 1528.6952 | 1530.1787 | 1529.1873 | 1524.1091
| ECM Circulators_Com, E - Oth | E | Yes | Education | Other | RET | 528.3513 | 1046.9454 | 1599.432 | 2153.0329 | 2701.3154 | 3253.3854 | 3795.4008 | 4350.5546 | 4902.3731 | 5441.5254
| Motors_Com, E - Oth | E | Yes | Education | Other | NC | 8.7156 | 17 | 24.9437 | 32.6628 | 39.9144 | 47.1196 | 54.2071 | 61.0947 | 67.9105 | 74.6481
| Motors_Com, E - Oth | E | No | Education | Other | RET | 265.711 | 500.6956 | 726.2536 | 929.8912 | 1111.606 | 1097.3422 | 1084.7656 | 1067.9117 | 1052.335 | 1037.5743
| Motors_Com, E - Oth | E | Yes | Education | Other | REPL | 59.6433 | 106.4768 | 150.1344 | 187.6305 | 218.5772 | 243.5055 | 261.8613 | 274.5343 | 281.0404 | 281.4462
| Ext Area Ltg_Com, E - ExtL | E | Yes | Education | Exterior Lighting | NC | 70.0818 | 136.6956 | 200.5704 | 262.639 | 320.9487 | 378.8859 | 435.8755 | 491.2586 | 546.0639 | 600.2406
| Ext Area Ltg_Com, E - ExtL | E | Yes | Education | Exterior Lighting | RET | 359.691 | 695.0872 | 1034.5372 | 1357.6651 | 1661.6876 | 2009.4493 | 2378.4426 | 2756.3802 | 3132.0473 | 3499.0915
| Ext Area Ltg_Com, E - ExtL | E | Yes | Education | Exterior Lighting | REPL | 630.1787 | 1125.0116 | 1586.2875 | 1982.4643 | 2309.4399 | 2672.5953 | 3062.4401 | 3495.8452 | 3960.5523 | 4447.72
| Street Ltg_Com, E - ExtL | E | Yes | Education | Exterior Lighting | NC | 13.0452 | 25.4448 | 37.3346 | 48.8882 | 59.7421 | 70.5266 | 81.1348 | 91.4439 | 101.6455 | 111.7301
| Street Ltg_Com, E - ExtL | E | Yes | Education | Exterior Lighting | RET | 66.9537 | 129.385 | 192.5709 | 252.7187 | 309.31 | 374.0431 | 442.7283 | 513.0785 | 583.0059 | 651.3283
| Street Ltg_Com, E - ExtL | E | Yes | Education | Exterior Lighting | REPL | 117.3028 | 209.412 | 295.2749 | 369.0201 | 429.884 | 497.4826 | 570.0491 | 650.724 | 737.2256 | 827.908
| Ext Ltg Ctrls_Com, E - ExtL | E | Yes | Education | Exterior Lighting | RET | 432.6236 | 857.2579 | 1309.6439 | 1762.9424 | 2211.886 | 2663.931 | 3107.743 | 3562.313 | 3581.5284 | 3598.3618
| Ext Ltg Dsgn_Com, E - ExtL | E | Yes | Education | Exterior Lighting | NC | 8.4292 | 16.4413 | 24.1239 | 31.5893 | 38.6026 | 45.571 | 52.4256 | 59.0868 | 65.6786 | 72.1948
| Ext Ltg Dsgn_Com, E - ExtL | E | Yes | Education | Exterior Lighting | REPL | 57.6831 | 114.3011 | 174.6192 | 235.059 | 294.9181 | 355.1908 | 414.3657 | 474.9751 | 535.2203 | 594.0826
| Int Ltg Ctrls_Com, E - IntL [No Heat] | E | Yes | Education | Interior Lighting | RET | 847.246 | 1678.8457 | 2564.7943 | 3452.5297 | 4331.7366 | 5217.0172 | 6086.1745 | 6976.4 | 7014.0314 | 7046.9977
| Int Ltg Ctrls_Com, E - IntL [Electric Heat] | E | Yes | Education | Interior Lighting | RET | 414.8342 | 822.0077 | 1255.7917 | 1690.4507 | 2120.9339 | 2554.3909 | 2979.9535 | 3415.8316 | 3434.257 | 3450.3982
| Int Ltg Ctrls_Com, E/G - IntL | E | Yes | Education | Interior Lighting | RET | 3093.9012 | 6130.6669 | 9365.8989 | 12607.656 | 15818.2696 | 19051.0624 | 22224.9775 | 25475.8278 | 25613.2468 | 25733.6305
| Int Ltg Ctrls_Com, E/O - IntL | E | Yes | Education | Interior Lighting | RET | 667.2234 | 1322.1251 | 2019.8276 | 2718.9372 | 3411.3305 | 4108.507 | 4792.9859 | 5494.0566 | 5523.6921 | 5549.6537
| Int Ltg Ctrls_Com, E/P - IntL | E | Yes | Education | Interior Lighting | RET | 130.1425 | 257.8816 | 393.9691 | 530.331 | 665.3829 | 801.3677 | 934.8759 | 1071.6203 | 1077.4008 | 1082.4646
| Exit Sign RetFit_Com, E - IntL [No Heat] | E | Yes | Education | Interior Lighting | RET | 26.6846 | 52.8765 | 80.7801 | 108.74 | 136.4312 | 164.3138 | 191.6885 | 219.7268 | 247.5967 | 274.8268
| Exit Sign RetFit_Com, E - IntL [Electric Heat] | E | Yes | Education | Interior Lighting | RET | 13.9503 | 27.6429 | 42.2305 | 56.8474 | 71.324 | 85.9005 | 100.2116 | 114.8695 | 129.4394 | 143.6749
| Exit Sign RetFit_Com, E/G - IntL | E | Yes | Education | Interior Lighting | RET | 99.6969 | 197.5528 | 301.8039 | 406.2653 | 509.7231 | 613.8957 | 716.1709 | 820.9254 | 925.0505 | 1026.7855
| Exit Sign RetFit_Com, E/O - IntL | E | Yes | Education | Interior Lighting | RET | 21.4086 | 42.4219 | 64.8084 | 87.2401 | 109.4563 | 131.826 | 153.7883 | 176.2829 | 198.6424 | 220.4887
| Exit Sign RetFit_Com, E/P - IntL | E | No | Education | Interior Lighting | RET | 4.1671 | 8.2573 | 12.6148 | 16.981 | 21.3053 | 25.6595 | 29.9344 | 34.3129 | 38.6652 | 42.9175
| LED HiLo Bay_Com, E - IntL [No Heat] | E | Yes | Education | Interior Lighting | NC | 5.1633 | 10.071 | 14.777 | 19.3499 | 23.6459 | 27.9144 | 32.1131 | 36.1934 | 40.2312 | 44.2227
| LED HiLo Bay_Com, E - IntL [No Heat] | E | Yes | Education | Interior Lighting | RET | 50.3852 | 96.5098 | 142.34 | 185.1704 | 224.7329 | 261.8863 | 295.9068 | 328.4056 | 358.5339 | 388.9348
| LED HiLo Bay_Com, E - IntL [No Heat] | E | Yes | Education | Interior Lighting | REPL | 27.5814 | 49.2391 | 69.428 | 86.7677 | 101.0786 | 112.6065 | 121.0949 | 126.891 | 129.7717 | 131.3845
| LED HiLo Bay_Com, E - IntL [Electric Heat] | E | No | Education | Interior Lighting | NC | 2.5267 | 4.9283 | 7.2313 | 9.469 | 11.5713 | 13.6601 | 15.7148 | 17.7116 | 19.6875 | 21.6407
| LED HiLo Bay_Com, E - IntL [Electric Heat] | E | No | Education | Interior Lighting | RET | 24.6564 | 47.2279 | 69.6553 | 90.6147 | 109.975 | 128.1563 | 144.8046 | 160.7081 | 175.4517 | 190.3286
| LED HiLo Bay_Com, E - IntL [Electric Heat] | E | No | Education | Interior Lighting | REPL | 13.4972 | 24.0956 | 33.9752 | 42.4605 | 49.4637 | 55.105 | 59.2588 | 62.0952 | 63.5049 | 64.2941
| LED HiLo Bay_Com, E/G - IntL | E | Yes | Education | Interior Lighting | NC | 18.9515 | 36.9652 | 54.2382 | 71.0228 | 86.7909 | 102.4583 | 117.8694 | 132.8461 | 147.6665 | 162.317
| LED HiLo Bay_Com, E/G - IntL | E | Yes | Education | Interior Lighting | RET | 184.9363 | 354.2343 | 522.4516 | 679.6581 | 824.8703 | 961.2398 | 1086.1103 | 1205.3954 | 1315.9798 | 1427.5645
| LED HiLo Bay_Com, E/G - IntL | E | Yes | Education | Interior Lighting | REPL | 101.2361 | 180.7294 | 254.8318 | 318.4763 | 371.0039 | 413.3162 | 444.4725 | 465.7468 | 476.3201 | 482.2398
| LED HiLo Bay_Com, E/O - IntL | E | No | Education | Interior Lighting | NC | 4.0696 | 7.9378 | 11.6469 | 15.2512 | 18.6372 | 22.0016 | 25.3109 | 28.527 | 31.7094 | 34.8554
| LED HiLo Bay_Com, E/O - IntL | E | No | Education | Interior Lighting | RET | 39.7126 | 76.0672 | 112.1896 | 145.9477 | 177.1301 | 206.4136 | 233.2279 | 258.8428 | 282.5894 | 306.5507
| LED HiLo Bay_Com, E/O - IntL | E | No | Education | Interior Lighting | REPL | 21.7391 | 38.8093 | 54.7218 | 68.3886 | 79.6682 | 88.7542 | 95.4446 | 100.013 | 102.2835 | 103.5547
| LED HiLo Bay_Com, E/P - IntL | E | No | Education | Interior Lighting | NC | 0.79213 | 1.5451 | 2.267 | 2.9686 | 3.6277 | 4.2825 | 4.9267 | 5.5527 | 6.1721 | 6.7845
| LED HiLo Bay_Com, E/P - IntL | E | No | Education | Interior Lighting | RET | 7.7299 | 14.8062 | 21.8374 | 28.4083 | 34.4778 | 40.1778 | 45.3971 | 50.383 | 55.0052 | 59.6692
| LED HiLo Bay_Com, E/P - IntL | E | No | Education | Interior Lighting | REPL | 4.2315 | 7.5541 | 10.6514 | 13.3116 | 15.5072 | 17.2757 | 18.578 | 19.4672 | 19.9092 | 20.1566
| Repl Scre_Com, E - IntL [No Heat] | E | Yes | Education | Interior Lighting | NC | 30.4123 | 59.3196 | 28.9073 | 0 | 0 | 0 | 0 | 0 | 0 | 0
| Repl Scre_Com, E - IntL [No Heat] | E | Yes | Education | Interior Lighting | RET | 118.5464 | 234.9036 | 116.3572 | 0 | 0 | 0 | 0 | 0 | 0 | 0
| Repl Scre_Com, E - IntL [No Heat] | E | Yes | Education | Interior Lighting | REPL | 1560.8944 | 3092.9636 | 1532.0692 | 0 | 0 | 0 | 0 | 0 | 0 | 0
| Repl Scre_Com, E - IntL [Electric Heat] | E | Yes | Education | Interior Lighting | NC | 15.899 | 31.0113 | 15.1123 | 0 | 0 | 0 | 0 | 0 | 0 | 0
| Repl Scre_Com, E - IntL [Electric Heat] | E | Yes | Education | Interior Lighting | RET | 61.9741 | 122.8037 | 60.8296 | 0 | 0 | 0 | 0 | 0 | 0 | 0
| Repl Scre_Com, E - IntL [Electric Heat] | E | Yes | Education | Interior Lighting | REPL | 816.0095 | 1616.9496 | 800.9401 | 0 | 0 | 0 | 0 | 0 | 0 | 0
| Repl Scre_Com, E/G - IntL | E | Yes | Education | Interior Lighting | NC | 113.6239 | 221.6251 | 108.0012 | 0 | 0 | 0 | 0 | 0 | 0 | 0
| Repl Scre_Com, E/G - IntL | E | Yes | Education | Interior Lighting | RET | 442.9034 | 877.6276 | 434.7242 | 0 | 0 | 0 | 0 | 0 | 0 | 0
| Repl Scre_Com, E/G - IntL | E | Yes | Education | Interior Lighting | REPL | 5831.6855 | 11555.6764 | 5723.991 | 0 | 0 | 0 | 0 | 0 | 0 | 0
| Repl Scre_Com, E/O - IntL | E | Yes | Education | Interior Lighting | NC | 24.3992 | 47.5911 | 23.1918 | 0 | 0 | 0 | 0 | 0 | 0 | 0
| Repl Scre_Com, E/O - IntL | E | Yes | Education | Interior Lighting | RET | 95.1077 | 188.459 | 93.3513 | 0 | 0 | 0 | 0 | 0 | 0 | 0
| Repl Scre_Com, E/O - IntL | E | Yes | Education | Interior Lighting | REPL | 1252.2778 | 2481.4297 | 1229.1519 | 0 | 0 | 0 | 0 | 0 | 0 | 0
| Repl Scre_Com, E/P - IntL | E | No | Education | Interior Lighting | NC | 4.7492 | 9.2635 | 4.5142 | 0 | 0 | 0 | 0 | 0 | 0 | 0
| Repl Scre_Com, E/P - IntL | E | No | Education | Interior Lighting | RET | 18.5124 | 36.683 | 18.1706 | 0 | 0 | 0 | 0 | 0 | 0 | 0
| Repl Scre_Com, E/P - IntL | E | No | Education | Interior Lighting | REPL | 243.7521 | 483.0028 | 239.2507 | 0 | 0 | 0 | 0 | 0 | 0 | 0
| Lin LED Fixture_Com, E - IntL [No Heat] | E | Yes | Education | Interior Lighting | NC | 21.1679 | 41.2883 | 60.5814 | 79.329 | 96.9411 | 114.4408 | 131.6543 | 148.3825 | 164.9362 | 181.3
| Lin LED Fixture_Com, E - IntL [No Heat] | E | No | Education | Interior Lighting | RET | 197.8876 | 376.9387 | 552.7814 | 715.2064 | 863.4971 | 1001.141 | 1125.7151 | 1243.3356 | 1359.9597 | 1473.6458
| Lin LED Fixture_Com, E - IntL [No Heat] | E | Yes | Education | Interior Lighting | REPL | 130.9367 | 233.7515 | 329.5941 | 411.9105 | 479.8485 | 534.5744 | 574.8712 | 602.387 | 621.9172 | 633.3584
| Lin LED Fixture_Com, E - IntL [Electric Heat] | E | No | Education | Interior Lighting | NC | 11.0662 | 21.5848 | 31.6709 | 41.4718 | 50.6792 | 59.8277 | 68.8266 | 77.5719 | 86.2259 | 94.7806
| Lin LED Fixture_Com, E - IntL [Electric Heat] | E | No | Education | Interior Lighting | RET | 103.4523 | 197.0572 | 288.9849 | 373.8979 | 451.4218 | 523.3797 | 588.505 | 649.995 | 710.9641 | 770.3974
| Lin LED Fixture_Com, E - IntL [Electric Heat] | E | No | Education | Interior Lighting | REPL | 68.4515 | 122.2014 | 172.3063 | 215.3399 | 250.8568 | 279.4665 | 300.5331 | 314.9178 | 325.1279 | 331.1092
| Lin LED Fixture_Com, E/G - IntL | E | Yes | Education | Interior Lighting | NC | 79.0858 | 154.2579 | 226.3393 | 296.3823 | 362.1835 | 427.5643 | 491.8759 | 554.3745 | 616.221 | 677.3582
| Lin LED Fixture_Com, E/G - IntL | E | No | Education | Interior Lighting | RET | 739.3315 | 1408.2873 | 2065.2566 | 2672.0954 | 3226.1268 | 3740.3807 | 4205.8043 | 4645.2482 | 5080.9696 | 5505.7146
| Lin LED Fixture_Com, E/G - IntL | E | Yes | Education | Interior Lighting | REPL | 489.1948 | 873.3233 | 1231.4023 | 1538.9462 | 1792.7706 | 1997.2329 | 2147.7867 | 2250.5889 | 2323.5561 | 2366.3018
| Lin LED Fixture_Com, E/O - IntL | E | No | Education | Interior Lighting | NC | 16.9826 | 33.1249 | 48.6034 | 63.6442 | 77.7742 | 91.8138 | 105.6239 | 119.0446 | 132.3254 | 145.4538
| Lin LED Fixture_Com, E/O - IntL | E | No | Education | Interior Lighting | RET | 158.7617 | 302.4112 | 443.4867 | 573.7974 | 692.7684 | 803.1976 | 903.1412 | 997.506 | 1091.0715 | 1182.2799
| Lin LED Fixture_Com, E/O - IntL | E | No | Education | Interior Lighting | REPL | 105.0481 | 187.5347 | 264.4275 | 330.4685 | 384.9739 | 428.8795 | 461.209 | 483.2844 | 498.9532 | 508.1322
| Lin LED Fixture_Com, E/P - IntL | E | No | Education | Interior Lighting | NC | 3.3056 | 6.4477 | 9.4605 | 12.3882 | 15.1385 | 17.8713 | 20.5594 | 23.1717 | 25.7567 | 28.3121
| Lin LED Fixture_Com, E/P - IntL | E | No | Education | Interior Lighting | RET | 30.9025 | 58.8634 | 86.3234 | 111.6879 | 134.8453 | 156.34 | 175.7937 | 194.1616 | 212.3738 | 230.1272
| Lin LED Fixture_Com, E/P - IntL | E | No | Education | Interior Lighting | REPL | 20.4473 | 36.5031 | 51.47 | 64.3247 | 74.934 | 83.4801 | 89.7729 | 94.0699 | 97.1197 | 98.9064
| LED Tube Repl_Com, E - IntL [No Heat] | E | Yes | Education | Interior Lighting | RET | 1245.0108 | 2371.5112 | 3477.8264 | 4499.7238 | 5432.6951 | 6384.7603 | 7330.9337 | 8310.851 | 9294.7854 | 10265.0551
| LED Tube Repl_Com, E - IntL [No Heat] | E | Yes | Education | Interior Lighting | REPL | 1209.7848 | 2159.7395 | 3045.2734 | 3805.8332 | 4433.5442 | 5022.8245 | 5559.3844 | 6065.9446 | 6526.714 | 6935.1409
| LED Tube Repl_Com, E - IntL [Electric Heat] | E | Yes | Education | Interior Lighting | RET | 650.8708 | 1239.7863 | 1818.1494 | 2352.3803 | 2840.1221 | 3337.8458 | 3832.4894 | 4344.7738 | 4859.1582 | 5366.3989
| LED Tube Repl_Com, E - IntL [Electric Heat] | E | Yes | Education | Interior Lighting | REPL | 632.4552 | 1129.0757 | 1592.0179 | 1989.6259 | 2317.7827 | 2625.8485 | 2906.3531 | 3171.1743 | 3412.0568 | 3625.5755
| LED Tube Repl_Com, E/G - IntL | E | Yes | Education | Interior Lighting | RET | 4651.5071 | 8860.2452 | 12993.5694 | 16811.4984 | 20297.1893 | 23854.217 | 27389.2322 | 31050.3189 | 34726.4139 | 38351.4558
| LED Tube Repl_Com, E/G - IntL | E | Yes | Education | Interior Lighting | REPL | 4519.8985 | 8069.0414 | 11377.5003 | 14219.0414 | 16564.2437 | 18765.8643 | 20770.5153 | 22663.0839 | 24384.573 | 25910.5038
| LED Tube Repl_Com, E/O - IntL | E | Yes | Education | Interior Lighting | RET | 998.85 | 1902.6213 | 2790.1983 | 3610.0484 | 4358.5548 | 5122.3797 | 5881.4778 | 6667.6481 | 7457.0412 | 8235.4713
| LED Tube Repl_Com, E/O - IntL | E | Yes | Education | Interior Lighting | REPL | 970.5888 | 1732.7206 | 2443.1687 | 3053.3524 | 3556.9537 | 4029.7228 | 4460.1953 | 4866.5995 | 5236.2667 | 5563.9403
| LED Tube Repl_Com, E/P - IntL | E | Yes | Education | Interior Lighting | RET | 194.4232 | 370.3395 | 543.1037 | 702.6851 | 848.3796 | 997.0558 | 1144.812 | 1297.8377 | 1451.4907 | 1603.0097
| LED Tube Repl_Com, E/P - IntL | E | Yes | Education | Interior Lighting | REPL | 188.9222 | 337.2689 | 475.5554 | 594.3259 | 692.3504 | 784.3734 | 868.1636 | 947.269 | 1019.2236 | 1083.0043
| Repl pin CFL wLED_Com, E - IntL [No Heat] | E | Yes | Education | Interior Lighting | RET | 35.0678 | 67.288 | 99.4198 | 129.5586 | 157.5 | 187.8426 | 219.662 | 254.1985 | 290.3381 | 326.1227
| Repl pin CFL wLED_Com, E - IntL [No Heat] | E | Yes | Education | Interior Lighting | REPL | 40.3362 | 72.0093 | 101.5344 | 126.8927 | 147.8216 | 169.2889 | 190.7517 | 213.1307 | 235.7688 | 258.2718
| Repl pin CFL wLED_Com, E - IntL [Electric Heat] | E | No | Education | Interior Lighting | RET | 18.3329 | 35.177 | 51.975 | 67.7311 | 82.3383 | 98.2009 | 114.8356 | 132.8907 | 151.7839 | 170.4915
| Repl pin CFL wLED_Com, E - IntL [Electric Heat] | E | No | Education | Interior Lighting | REPL | 21.0871 | 37.6452 | 53.0805 | 66.3374 | 77.2787 | 88.5014 | 99.7218 | 111.4212 | 123.256 | 135.0202
| Repl pin CFL wLED_Com, E/G - IntL | E | Yes | Education | Interior Lighting | RET | 131.0175 | 251.3958 | 371.4443 | 484.0462 | 588.4384 | 701.802 | 820.6832 | 949.7157 | 1084.7372 | 1218.433
| Repl pin CFL wLED_Com, E/G - IntL | E | Yes | Education | Interior Lighting | REPL | 150.7008 | 269.0351 | 379.3445 | 474.0862 | 552.2791 | 632.4832 | 712.6708 | 796.2814 | 880.86 | 964.9339
| Repl pin CFL wLED_Com, E/O - IntL | E | No | Education | Interior Lighting | RET | 28.1343 | 53.9839 | 79.7628 | 103.9426 | 126.3594 | 150.7028 | 176.2309 | 203.939 | 232.9331 | 261.6425
| Repl pin CFL wLED_Com, E/O - IntL | E | No | Education | Interior Lighting | REPL | 32.361 | 57.7718 | 81.4593 | 101.8038 | 118.5947 | 135.8175 | 153.0367 | 170.991 | 189.1531 | 207.2069
| Repl pin CFL wLED_Com, E/P - IntL | E | No | Education | Interior Lighting | RET | 5.4763 | 10.5078 | 15.5256 | 20.2321 | 24.5955 | 29.3338 | 34.3028 | 39.6961 | 45.3397 | 50.9279
| Repl pin CFL wLED_Com, E/P - IntL | E | No | Education | Interior Lighting | REPL | 6.299 | 11.2451 | 15.8558 | 19.8158 | 23.0841 | 26.4365 | 29.7881 | 33.2829 | 36.8181 | 40.3322
| Refrig Case LED_Com, E - IntL | E | Yes | Education | Interior Lighting | NC | 41.3533 | 80.6603 | 118.351 | 154.976 | 189.3829 | 223.57 | 257.198 | 289.8781 | 322.2171 | 354.1853
| Refrig Case LED_Com, E - IntL | E | Yes | Education | Interior Lighting | RET | 212.2437 | 410.1516 | 610.4517 | 801.1205 | 980.5157 | 1152.1184 | 1312.172 | 1467.9085 | 1638.0601 | 1818.5545
| Refrig Case LED_Com, E - IntL | E | Yes | Education | Interior Lighting | REPL | 265.3046 | 473.6288 | 667.8255 | 834.6155 | 972.2719 | 1083.1578 | 1164.8076 | 1220.5602 | 1277.1324 | 1333.5341
| Refrig Case Ctrls_Com, E - IntL | E | No | Education | Interior Lighting | RET | 166.2327 | 329.3955 | 503.2217 | 677.3986 | 849.9021 | 1023.5973 | 1194.129 | 1368.7944 | 1376.1778 | 1382.646
| Stair Occ Sensor_Com, E - IntL [No Heat] | E | Yes | Education | Interior Lighting | NC | 14.1159 | 27.5333 | 40.399 | 52.9009 | 64.6456 | 76.3154 | 87.7942 | 98.9495 | 109.9884 | 120.9007
| Stair Occ Sensor_Com, E - IntL [No Heat] | E | Yes | Education | Interior Lighting | RET | 108.6737 | 215.3405 | 328.9785 | 442.8456 | 555.6189 | 669.1711 | 780.6553 | 894.8419 | 1008.3425 | 1119.2378
| Stair Occ Sensor_Com, E - IntL [Electric Heat] | E | Yes | Education | Interior Lighting | NC | 7.3796 | 14.3939 | 21.1199 | 27.6557 | 33.7957 | 39.8964 | 45.8974 | 51.7292 | 57.5001 | 63.2049
| Stair Occ Sensor_Com, E - IntL [Electric Heat] | E | Yes | Education | Interior Lighting | RET | 56.8128 | 112.5764 | 171.9844 | 231.5123 | 290.4682 | 349.8315 | 408.1135 | 467.8084 | 527.1446 | 585.1188
| Stair Occ Sensor_Com, E/G - IntL | E | Yes | Education | Interior Lighting | NC | 52.7387 | 102.8676 | 150.9354 | 197.6439 | 241.5237 | 285.1232 | 328.0096 | 369.6871 | 410.9298 | 451.6994
| Stair Occ Sensor_Com, E/G - IntL | E | Yes | Education | Interior Lighting | RET | 406.0177 | 804.5375 | 1229.1023 | 1654.5234 | 2075.8576 | 2500.1023 | 2916.6204 | 3343.2348 | 3767.2863 | 4181.6042
| Stair Occ Sensor_Com, E/O - IntL | E | No | Education | Interior Lighting | NC | 11.3249 | 22.0895 | 32.4114 | 42.4414 | 51.864 | 61.2265 | 70.4358 | 79.3854 | 88.2418 | 96.9965
| Stair Occ Sensor_Com, E/O - IntL | E | No | Education | Interior Lighting | RET | 87.187 | 172.7639 | 263.9336 | 355.2872 | 445.7631 | 536.8641 | 626.3059 | 717.9158 | 808.9752 | 897.9446
| Stair Occ Sensor_Com, E/P - IntL | E | No | Education | Interior Lighting | NC | 2.2044 | 4.2996 | 6.3088 | 8.2611 | 10.0952 | 11.9175 | 13.7101 | 15.4521 | 17.176 | 18.8801
| Stair Occ Sensor_Com, E/P - IntL | E | No | Education | Interior Lighting | RET | 16.9707 | 33.628 | 51.3739 | 69.1556 | 86.7665 | 104.499 | 121.9086 | 139.7401 | 157.4646 | 174.7822
| Int Delamping_Com, E - IntL [No Heat] | E | Yes | Education | Interior Lighting | RET | 10.2775 | 20.3652 | 31.1122 | 41.8808 | 52.546 | 63.2849 | 73.8282 | 84.6271 | 95.361 | 105.8486
| Int Delamping_Com, E - IntL [Electric Heat] | E | Yes | Education | Interior Lighting | RET | 5.3729 | 10.6466 | 16.2649 | 21.8946 | 27.4702 | 33.0843 | 38.5961 | 44.2416 | 49.8532 | 55.3359
| Int Delamping_Com, E/G - IntL | E | Yes | Education | Interior Lighting | RET | 38.3979 | 76.0868 | 116.2388 | 156.4717 | 196.3181 | 236.4398 | 275.8308 | 316.1766 | 356.2801 | 395.463
| Int Delamping_Com, E/O - IntL | E | Yes | Education | Interior Lighting | RET | 8.2455 | 16.3386 | 24.9607 | 33.6002 | 42.1567 | 50.7724 | 59.231 | 67.8948 | 76.5065 | 84.9205
| Int Delamping_Com, E/P - IntL | E | Yes | Education | Interior Lighting | RET | 1.605 | 3.1803 | 4.8585 | 6.5402 | 8.2057 | 9.8827 | 11.5291 | 13.2155 | 14.8918 | 16.5295
| Int Ltg Dsgn_Com, E - IntL [No Heat] | E | Yes | Education | Interior Lighting | NC | 19.9217 | 38.8576 | 57.0149 | 74.6588 | 91.2341 | 107.7035 | 123.9036 | 139.647 | 155.2262 | 170.6267
| Int Ltg Dsgn_Com, E - IntL [Electric Heat] | E | Yes | Education | Interior Lighting | NC | 10.4147 | 20.3141 | 29.8064 | 39.0304 | 47.6957 | 56.3056 | 64.7747 | 73.0051 | 81.1497 | 89.2008
| Int Ltg Dsgn_Com, E/G - IntL | E | Yes | Education | Interior Lighting | NC | 74.4299 | 145.1766 | 213.0144 | 278.9339 | 340.8614 | 402.3931 | 462.9185 | 521.7378 | 579.9433 | 637.4813
| Int Ltg Dsgn_Com, E/O - IntL | E | Yes | Education | Interior Lighting | NC | 15.9828 | 31.1748 | 45.742 | 59.8974 | 73.1955 | 86.4086 | 99.4057 | 112.0363 | 124.5352 | 136.8907
| Int Ltg Dsgn_Com, E/P - IntL | E | Yes | Education | Interior Lighting | NC | 3.111 | 6.0681 | 8.9036 | 11.6588 | 14.2473 | 16.8192 | 19.349 | 21.8075 | 24.2404 | 26.6454
| Room Air Conditioner_Com, E - Cool | E | Yes | Grocery | Cooling | NC | 0 | 0 | 0 | 0 | 0 | 0 | 0 | 0 | 0 | 0
| Room Air Conditioner_Com, E - Cool | E | Yes | Grocery | Cooling | RET | 0 | 0 | 0 | 0 | 0 | 0 | 0 | 0 | 0 | 0
| Room Air Conditioner_Com, E - Cool | E | Yes | Grocery | Cooling | REPL | 0 | 0 | 0 | 0 | 0 | 0 | 0 | 0 | 0 | 0
| Chiller Systems_Com, E - Cool | E | Yes | Grocery | Cooling | NC | 5.6404 | 11.0016 | 16.1424 | 21.1379 | 25.8308 | 30.4937 | 35.0804 | 39.5378 | 43.9486 | 48.3089
| Chiller Systems_Com, E - Cool | E | Yes | Grocery | Cooling | RET | 25.7722 | 50.3726 | 75.8599 | 100.696 | 124.617 | 148.0407 | 170.4052 | 192.6817 | 194.2423 | 195.638
| Chiller Systems_Com, E - Cool | E | Yes | Grocery | Cooling | REPL | 28.9489 | 51.6803 | 72.8702 | 91.0696 | 106.09 | 118.1894 | 127.0987 | 133.1821 | 136.2056 | 136.2056
| Chiller Tuneup_Com, E - Cool | E | Yes | Grocery | Cooling | RET | 4.8531 | 9.6167 | 14.6915 | 19.7766 | 24.8128 | 25.0307 | 25.2458 | 25.2703 | 25.254 | 25.1701
| Mini Split Ductless AC_Com, E - Cool | E | Yes | Grocery | Cooling | NC | 0 | 0 | 0 | 0 | 0 | 0 | 0 | 0 | 0 | 0
| Mini Split Ductless AC_Com, E - Cool | E | No | Grocery | Cooling | RET | 0 | 0 | 0 | 0 | 0 | 0 | 0 | 0 | 0 | 0
| Mini Split Ductless AC_Com, E - Cool | E | Yes | Grocery | Cooling | REPL | 0 | 0 | 0 | 0 | 0 | 0 | 0 | 0 | 0 | 0
| Eff Unitary AC_Com, E - Cool | E | Yes | Grocery | Cooling | NC | 21.0805 | 41.1178 | 60.3312 | 79.0014 | 96.5408 | 113.9682 | 131.1106 | 147.7698 | 164.2551 | 180.5514
| Eff Unitary AC_Com, E - Cool | E | No | Grocery | Cooling | RET | 167.6485 | 324.5517 | 483.9389 | 636.2234 | 780.034 | 918.1068 | 1047.3634 | 1182.4162 | 1319.1817 | 1455.1593
| Eff Unitary AC_Com, E - Cool | E | Yes | Grocery | Cooling | REPL | 144.2593 | 268.8631 | 392.5594 | 507.4359 | 612.2268 | 708.6974 | 794.5317 | 880.939 | 965.3287 | 1046.3173
| PTAC_Com, E - Cool | E | Yes | Grocery | Cooling | NC | 0 | 0 | 0 | 0 | 0 | 0 | 0 | 0 | 0 | 0
| PTAC_Com, E - Cool | E | No | Grocery | Cooling | RET | 0 | 0 | 0 | 0 | 0 | 0 | 0 | 0 | 0 | 0
| PTAC_Com, E - Cool | E | Yes | Grocery | Cooling | REPL | 0 | 0 | 0 | 0 | 0 | 0 | 0 | 0 | 0 | 0
| Unitary Equipment Economizer_Com, E - Cool | E | No | Grocery | Cooling | RET | 79.5318 | 157.5949 | 240.7597 | 324.0923 | 406.6243 | 489.7265 | 571.3151 | 654.8814 | 737.9457 | 819.1034
| AC Tuneup_Com, E - Cool [ASHP] | E | Yes | Grocery | Cooling | RET | 4.9399 | 9.7886 | 14.9542 | 20.1302 | 25.2564 | 25.4782 | 25.6972 | 25.7221 | 25.7055 | 25.6201
| AC Tuneup_Com, E - Heat [ASHP] | E | Yes | Grocery | Space Heating | RET | 33.1579 | 65.7035 | 100.376 | 135.1185 | 169.5272 | 171.0158 | 172.4856 | 172.653 | 172.5411 | 171.9682
| AC Tuneup_Com, E - Cool [Unitary AC] | E | Yes | Grocery | Cooling | RET | 56.158 | 111.2789 | 170.0022 | 228.8439 | 287.1204 | 289.6414 | 292.1308 | 292.4143 | 292.2249 | 291.2544
| DCV_Com, E - Cool [Building w Elec Heat] | E | Yes | Grocery | Cooling | RET | 44.1795 | 87.543 | 133.7406 | 180.0314 | 225.8775 | 272.0402 | 317.3622 | 363.7828 | 409.9246 | 455.0072
| DCV_Com, E - Heat [Building w Elec Heat] | E | Yes | Grocery | Space Heating | RET | 105.1206 | 208.2999 | 318.2224 | 428.3666 | 537.4527 | 647.2923 | 755.1315 | 865.5847 | 975.3743 | 1082.6439
| DCV_Com, E - Vent [Building w Elec Heat] | E | Yes | Grocery | Ventilation | RET | 102.6879 | 203.4794 | 310.858 | 418.4533 | 525.0149 | 632.3126 | 737.6562 | 845.5532 | 952.8021 | 1057.5892
| DCV_Com, E - Cool [Building w Gas Heat] | E | Yes | Grocery | Cooling | RET | 90.2157 | 178.7653 | 273.1021 | 367.6292 | 461.2481 | 555.5138 | 648.0626 | 742.8548 | 837.0775 | 929.1375
| DCV_Com, E - Vent [Building w Gas Heat] | E | Yes | Grocery | Ventilation | RET | 209.6915 | 415.5106 | 634.7809 | 854.4934 | 1072.0951 | 1291.2001 | 1506.3146 | 1726.6434 | 1945.6486 | 2159.6267
| DCV_Com, E - Cool [Building w Oil Heat] | E | Yes | Grocery | Cooling | RET | 24.2731 | 48.0979 | 73.4798 | 98.9129 | 124.1017 | 149.4644 | 174.3653 | 199.8697 | 225.2209 | 249.9902
| DCV_Com, E - Vent [Building w Oil Heat] | E | Yes | Grocery | Ventilation | RET | 56.4188 | 111.7957 | 170.7917 | 229.9068 | 288.4539 | 347.4054 | 405.2833 | 464.5642 | 523.4889 | 581.061
| DCV_Com, E - Cool [Building w Propane Heat] | E | Yes | Grocery | Cooling | RET | 7.3151 | 14.4951 | 22.1444 | 29.8091 | 37.4002 | 45.0437 | 52.548 | 60.2342 | 67.8742 | 75.3388
| DCV_Com, E - Vent [Building w Propane Heat] | E | Yes | Grocery | Ventilation | RET | 17.0028 | 33.6916 | 51.471 | 69.2863 | 86.9305 | 104.6966 | 122.1391 | 140.0044 | 157.7623 | 175.1127
| Controls for Unitary AC_Com, E - Cool | E | No | Grocery | Cooling | RET | 174.3614 | 345.5028 | 527.8291 | 710.5231 | 891.462 | 1073.6509 | 1252.5216 | 1435.7281 | 1617.8339 | 1795.7597
| Optimized Unitary AC Sys_Com, E - Cool [Building w Elec Heat] | E | No | Grocery | Cooling | NC | 15.3782 | 29.9953 | 44.0115 | 57.6313 | 70.4263 | 83.1395 | 95.6449 | 107.7977 | 119.8237 | 131.7118
| Optimized Unitary AC Sys_Com, E - Heat [Building w Elec Heat] | E | No | Grocery | Space Heating | NC | 39.8095 | 77.649 | 113.9327 | 149.1903 | 182.3127 | 215.2235 | 247.5961 | 279.0561 | 310.1879 | 340.9626
| Optimized Unitary AC Sys_Com, E - Cool [Building w Gas Heat] | E | Yes | Grocery | Cooling | NC | 31.4026 | 61.2513 | 89.8727 | 117.6847 | 143.8125 | 169.7733 | 195.3095 | 220.1259 | 244.6833 | 268.9591
| Optimized Unitary AC Sys_Com, E - Cool [Building w Oil Heat] | E | Yes | Grocery | Cooling | NC | 8.4491 | 16.48 | 24.1808 | 31.6638 | 38.6936 | 45.6786 | 52.5492 | 59.2262 | 65.8336 | 72.3651
| Optimized Unitary AC Sys_Com, E - Cool [Building w Propane Heat] | E | Yes | Grocery | Cooling | NC | 2.5463 | 4.9665 | 7.2873 | 9.5424 | 11.661 | 13.766 | 15.8366 | 17.8488 | 19.8401 | 21.8085
| Optimized Chiller Sys_Com, E - Cool | E | No | Grocery | Cooling | NC | 2.2249 | 4.3397 | 6.3675 | 8.338 | 10.1892 | 12.0286 | 13.8378 | 15.5961 | 17.336 | 19.0559
| Cool Roof_Com, E - Cool [Building w Elec Heat] | E | No | Grocery | Cooling | NC | 3.614 | 7.0492 | 10.3432 | 13.544 | 16.551 | 19.5388 | 22.4777 | 25.3337 | 28.16 | 30.9538
| Cool Roof_Com, E - Cool [Building w Elec Heat] | E | No | Grocery | Cooling | RET | 18.9199 | 37.4904 | 57.2745 | 77.0985 | 96.7321 | 116.5014 | 135.9105 | 155.7902 | 175.5504 | 194.8571
| Cool Roof_Com, E - Heat [Building w Elec Heat] | E | No | Grocery | Space Heating | NC | -2.9199 | -5.6954 | -8.3567 | -10.9427 | -13.3722 | -15.7861 | -18.1606 | -20.4681 | -22.7515 | -25.0088
| Cool Roof_Com, E - Heat [Building w Elec Heat] | E | No | Grocery | Space Heating | RET | -15.2861 | -30.2899 | -46.2743 | -62.2909 | -78.1536 | -94.1259 | -109.8073 | -125.8689 | -141.8339 | -157.4325
| Cool Roof_Com, E - Cool [Building w Gas Heat] | E | No | Grocery | Cooling | NC | 7.38 | 14.3948 | 21.1211 | 27.6573 | 33.7976 | 39.8987 | 45.9 | 51.7321 | 57.5034 | 63.2085
| Cool Roof_Com, E - Cool [Building w Gas Heat] | E | No | Grocery | Cooling | RET | 38.6349 | 76.5564 | 116.9561 | 157.4374 | 197.5297 | 237.899 | 277.5331 | 318.1279 | 358.4789 | 397.9036
| Cool Roof_Com, E - Cool [Building w Oil Heat] | E | No | Grocery | Cooling | NC | 1.9856 | 3.873 | 5.6828 | 7.4414 | 9.0935 | 10.735 | 12.3497 | 13.9189 | 15.4717 | 17.0066
| Cool Roof_Com, E - Cool [Building w Oil Heat] | E | No | Grocery | Cooling | RET | 10.395 | 20.598 | 31.4678 | 42.3595 | 53.1466 | 64.0082 | 74.672 | 85.5943 | 96.451 | 107.0584
| Cool Roof_Com, E - Cool [Building w Propane Heat] | E | No | Grocery | Cooling | NC | 0.5984 | 1.1672 | 1.7126 | 2.2426 | 2.7405 | 3.2352 | 3.7218 | 4.1947 | 4.6626 | 5.1252
| Cool Roof_Com, E - Cool [Building w Propane Heat] | E | No | Grocery | Cooling | RET | 3.1327 | 6.2075 | 9.4834 | 12.7658 | 16.0166 | 19.29 | 22.5037 | 25.7953 | 29.0672 | 32.2639
| GSHP_Com, E - Cool | E | Yes | Grocery | Cooling | RET | 18.7852 | 35.3888 | 51.3176 | 65.6903 | 78.5087 | 90.1313 | 100.4069 | 109.8844 | 118.3675 | 125.8313
| GSHP_Com, E - Cool | E | Yes | Grocery | Cooling | REPL | 7.5518 | 13.4817 | 19.0095 | 23.7571 | 27.6755 | 30.8318 | 33.1559 | 34.7429 | 35.5317 | 35.5317
| GSHP_Com, E - Heat | E | Yes | Grocery | Space Heating | RET | 164.1398 | 309.2181 | 448.3993 | 573.9847 | 685.9879 | 787.5435 | 877.3288 | 960.1402 | 1034.264 | 1099.4803
| GSHP_Com, E - Heat | E | Yes | Grocery | Space Heating | REPL | 65.9859 | 117.7997 | 166.0998 | 207.5833 | 241.8209 | 269.4001 | 289.7078 | 303.5745 | 310.4661 | 310.4661
| Unitary HP_Com, E - Cool | E | Yes | Grocery | Cooling | NC | 2.042 | 3.983 | 5.8441 | 7.6527 | 9.3517 | 11.0398 | 12.7004 | 14.3141 | 15.911 | 17.4895
| Unitary HP_Com, E - Cool | E | No | Grocery | Cooling | RET | 10.091 | 19.5188 | 29.0792 | 38.1978 | 46.7939 | 55.0328 | 62.7322 | 71.4605 | 80.9332 | 90.9296
| Unitary HP_Com, E - Cool | E | Yes | Grocery | Cooling | REPL | 13.974 | 24.9468 | 35.1755 | 43.9606 | 51.2112 | 57.0517 | 61.3523 | 65.981 | 70.8043 | 75.7341
| Unitary HP_Com, E - Heat | E | Yes | Grocery | Space Heating | NC | 5.8354 | 11.382 | 16.7005 | 21.8687 | 26.7239 | 31.548 | 36.2933 | 40.9048 | 45.4682 | 49.9792
| Unitary HP_Com, E - Heat | E | No | Grocery | Space Heating | RET | 28.8366 | 55.7781 | 83.0986 | 109.1563 | 133.7212 | 157.265 | 179.2673 | 204.2097 | 231.2795 | 259.8458
| Unitary HP_Com, E - Heat | E | Yes | Grocery | Space Heating | REPL | 39.933 | 71.2895 | 100.5195 | 125.6244 | 146.3441 | 163.0343 | 175.3241 | 188.5512 | 202.3345 | 216.4224
| PTHP_Com, E - Cool | E | Yes | Grocery | Cooling | NC | 0 | 0 | 0 | 0 | 0 | 0 | 0 | 0 | 0 | 0
| PTHP_Com, E - Cool | E | Yes | Grocery | Cooling | RET | 0 | 0 | 0 | 0 | 0 | 0 | 0 | 0 | 0 | 0
| PTHP_Com, E - Cool | E | Yes | Grocery | Cooling | REPL | 0 | 0 | 0 | 0 | 0 | 0 | 0 | 0 | 0 | 0
| PTHP_Com, E - Heat | E | Yes | Grocery | Space Heating | NC | 0 | 0 | 0 | 0 | 0 | 0 | 0 | 0 | 0 | 0
| PTHP_Com, E - Heat | E | Yes | Grocery | Space Heating | RET | 0 | 0 | 0 | 0 | 0 | 0 | 0 | 0 | 0 | 0
| PTHP_Com, E - Heat | E | Yes | Grocery | Space Heating | REPL | 0 | 0 | 0 | 0 | 0 | 0 | 0 | 0 | 0 | 0
| Minisplit Ductless HP_Com, E - Cool | E | Yes | Grocery | Cooling | RET | 43.7 | 82.6968 | 120.4687 | 154.8788 | 185.8629 | 214.2272 | 237.4723 | 260.1342 | 281.4237 | 301.2029
| Minisplit Ductless HP_Com, E - Cool | E | Yes | Grocery | Cooling | REPL | 31.2672 | 55.8191 | 78.706 | 98.3629 | 114.5862 | 127.6546 | 137.2774 | 144.5173 | 149.1135 | 151.0635
| Minisplit Ductless HP_Com, E - Heat | E | Yes | Grocery | Space Heating | RET | 380.7692 | 720.5591 | 1049.6749 | 1349.4996 | 1619.4718 | 1866.6173 | 2087.2216 | 2300.8002 | 2501.914 | 2688.4788
| Minisplit Ductless HP_Com, E - Heat | E | Yes | Grocery | Space Heating | REPL | 279.4662 | 498.9103 | 703.4729 | 879.166 | 1024.1702 | 1140.975 | 1226.9831 | 1291.6939 | 1332.7742 | 1350.2034
| Programmable TStat_Com, E - Cool [Building w Elec Heat] | E | Yes | Grocery | Cooling | NC | 0 | 0 | 0 | 0 | 0 | 0 | 0 | 0 | 0 | 0
| Programmable TStat_Com, E - Heat [Building w Elec Heat] | E | Yes | Grocery | Space Heating | NC | 0 | 0 | 0 | 0 | 0 | 0 | 0 | 0 | 0 | 0
| Programmable TStat_Com, E - Cool [Building w Gas Heat] | E | Yes | Grocery | Cooling | NC | 0 | 0 | 0 | 0 | 0 | 0 | 0 | 0 | 0 | 0
| Programmable TStat_Com, E - Cool [Building w Gas Heat] | E | Yes | Grocery | Cooling | RET | 0 | 0 | 0 | 0 | 0 | 0 | 0 | 0 | 0 | 0
| Programmable TStat_Com, E - Cool [Building w Propane Heat] | E | Yes | Grocery | Cooling | NC | 0 | 0 | 0 | 0 | 0 | 0 | 0 | 0 | 0 | 0
| Programmable TStat_Com, E - Cool [Building w Propane Heat] | E | Yes | Grocery | Cooling | RET | 0 | 0 | 0 | 0 | 0 | 0 | 0 | 0 | 0 | 0
| Programmable TStat_Com, E - Cool [Building w Oil Heat] | E | Yes | Grocery | Cooling | NC | 0 | 0 | 0 | 0 | 0 | 0 | 0 | 0 | 0 | 0
| Programmable TStat_Com, E - Cool [Building w Oil Heat] | E | Yes | Grocery | Cooling | RET | 0 | 0 | 0 | 0 | 0 | 0 | 0 | 0 | 0 | 0
| Smart TStat_Com, E - Cool [Building w Elec Heat] | E | Yes | Grocery | Cooling | NC | 6.4313 | 12.5443 | 18.406 | 24.102 | 29.453 | 34.7698 | 39.9996 | 45.082 | 50.1114 | 55.0832
| Smart TStat_Com, E - Cool [Building w Elec Heat] | E | Yes | Grocery | Cooling | RET | 23.6743 | 46.9113 | 71.6671 | 96.4727 | 121.04 | 145.7771 | 170.0636 | 194.9388 | 219.6646 | 243.8229
| Smart TStat_Com, E - Heat [Building w Elec Heat] | E | Yes | Grocery | Space Heating | NC | 17.879 | 34.8733 | 51.1689 | 67.0036 | 81.8794 | 96.6601 | 111.1991 | 125.3283 | 139.31 | 153.1314
| Smart TStat_Com, E - Heat [Building w Elec Heat] | E | Yes | Grocery | Space Heating | RET | 65.8146 | 130.4137 | 199.2347 | 268.1946 | 336.4919 | 405.261 | 472.7776 | 541.9309 | 610.6687 | 677.8287
| Smart TStat_Com, E - Cool [Building w Gas Heat] | E | Yes | Grocery | Cooling | NC | 13.1329 | 25.6159 | 37.5856 | 49.2169 | 60.1438 | 71.0009 | 81.6804 | 92.0588 | 102.329 | 112.4813
| Smart TStat_Com, E - Cool [Building w Gas Heat] | E | Yes | Grocery | Cooling | RET | 48.3435 | 95.7943 | 146.3461 | 197 | 247.1672 | 297.6809 | 347.2747 | 398.0706 | 448.5613 | 497.8931
| Smart TStat_Com, E - Cool [Building w Propane Heat] | E | Yes | Grocery | Cooling | NC | 3.5335 | 6.8921 | 10.1127 | 13.2421 | 16.1821 | 19.1032 | 21.9766 | 24.769 | 27.5322 | 30.2638
| Smart TStat_Com, E - Cool [Building w Propane Heat] | E | Yes | Grocery | Cooling | RET | 13.0071 | 25.774 | 39.3753 | 53.0041 | 66.5019 | 80.0929 | 93.4364 | 107.1034 | 120.6882 | 133.9613
| Smart TStat_Com, E - Cool [Building w Oil Heat] | E | Yes | Grocery | Cooling | NC | 1.0649 | 2.0771 | 3.0476 | 3.9907 | 4.8767 | 5.7571 | 6.623 | 7.4646 | 8.2973 | 9.1205
| Smart TStat_Com, E - Cool [Building w Oil Heat] | E | Yes | Grocery | Cooling | RET | 3.9199 | 7.7674 | 11.8664 | 15.9737 | 20.0415 | 24.1374 | 28.1587 | 32.2774 | 36.3715 | 40.3715
| Windows_Com, E - Cool [Building w Elec Heat] | E | No | Grocery | Cooling | NC | 7.4222 | 14.4771 | 21.2419 | 27.8155 | 33.9909 | 40.1269 | 46.1626 | 52.0281 | 57.8324 | 63.5701
| Windows_Com, E - Heat [Building w Elec Heat] | E | No | Grocery | Space Heating | NC | 13.0274 | 25.4101 | 37.2836 | 48.8214 | 59.6605 | 70.4303 | 81.024 | 91.3191 | 101.5067 | 111.5775
| Windows_Com, E - Cool [Building w Gas Heat] | E | No | Grocery | Cooling | NC | 15.1563 | 29.5627 | 43.3767 | 56.8 | 69.4104 | 81.9403 | 94.2653 | 106.2428 | 118.0953 | 129.8119
| Windows_Com, E - Cool [Building w Oil Heat] | E | No | Grocery | Cooling | NC | 4.0779 | 7.954 | 11.6708 | 15.2824 | 18.6753 | 22.0466 | 25.3627 | 28.5853 | 31.7743 | 34.9267
| Windows_Com, E - Cool [Building w Propane Heat] | E | Yes | Grocery | Cooling | NC | 1.2289 | 2.3971 | 3.5172 | 4.6056 | 5.6281 | 6.6441 | 7.6435 | 8.6147 | 9.5757 | 10.5258
| Window Film_Com, E - Cool [Building w Elec Heat] | E | No | Grocery | Cooling | RET | 0 | 0 | 0 | 0 | 0 | 0 | 0 | 0 | 0 | 0
| Window Film_Com, E - Heat [Building w Elec Heat] | E | No | Grocery | Space Heating | RET | 0 | 0 | 0 | 0 | 0 | 0 | 0 | 0 | 0 | 0
| Window Film_Com, E - Cool [Building w Gas Heat] | E | No | Grocery | Cooling | RET | 0 | 0 | 0 | 0 | 0 | 0 | 0 | 0 | 0 | 0
| Window Film_Com, E - Cool [Building w Oil Heat] | E | No | Grocery | Cooling | RET | 0 | 0 | 0 | 0 | 0 | 0 | 0 | 0 | 0 | 0
| Window Film_Com, E - Cool [Building w Propane Heat] | E | No | Grocery | Cooling | RET | 0 | 0 | 0 | 0 | 0 | 0 | 0 | 0 | 0 | 0
| Motors and Fans_Com, E - Vent | E | Yes | Grocery | Ventilation | NC | 5.3814 | 10.4964 | 15.4012 | 20.1672 | 24.6447 | 29.0935 | 33.4695 | 37.7222 | 41.9305 | 46.0906
| Motors and Fans_Com, E - Vent | E | No | Grocery | Ventilation | RET | 54.6867 | 103.0495 | 149.4722 | 191.3834 | 228.7827 | 225.847 | 223.2586 | 219.7898 | 216.584 | 213.546
| Motors and Fans_Com, E - Vent | E | Yes | Grocery | Ventilation | REPL | 36.8261 | 65.7429 | 92.6987 | 115.8503 | 134.9579 | 150.3496 | 161.6832 | 169.508 | 173.5251 | 173.7756
| ECM Furnace Motors_Com, E - Vent | E | Yes | Grocery | Ventilation | RET | 105.2819 | 208.6195 | 318.7107 | 429.0239 | 538.2774 | 648.2856 | 756.2903 | 866.9129 | 976.871 | 1084.3052
| VFD on HVAC System_Com, E - Vent | E | Yes | Grocery | Ventilation | RET | 522.7638 | 1035.8737 | 1582.5176 | 2130.264 | 2672.7482 | 3218.98 | 3755.2634 | 4304.5463 | 4850.5292 | 5383.9798
| Kitchen DCV_Com, E - Vent [Building w Elec Heat] | E | Yes | Grocery | Ventilation | NC | 2.5502 | 4.9742 | 7.2986 | 9.5572 | 11.679 | 13.7873 | 15.8611 | 17.8764 | 19.8707 | 21.8421
| Kitchen DCV_Com, E - Vent [Building w Elec Heat] | E | Yes | Grocery | Ventilation | RET | 24.3451 | 46.0184 | 66.9608 | 85.9938 | 103.0909 | 118.7052 | 132.6093 | 145.924 | 158.3234 | 169.6979
| Kitchen DCV_Com, E - Vent [Building w Elec Heat] | E | Yes | Grocery | Ventilation | REPL | 17.4517 | 31.1553 | 43.9295 | 54.9009 | 63.956 | 71.25 | 76.6209 | 80.5736 | 82.9633 | 83.7944
| Kitchen DCV_Com, E - Heat [Building w Elec Heat] | E | Yes | Grocery | Space Heating | NC | 3.8479 | 7.5054 | 11.0126 | 14.4205 | 17.6221 | 20.8032 | 23.9323 | 26.9731 | 29.9823 | 32.9569
| Kitchen DCV_Com, E - Heat [Building w Elec Heat] | E | Yes | Grocery | Space Heating | RET | 36.7336 | 69.4358 | 101.0351 | 129.7534 | 155.5507 | 179.1105 | 200.0901 | 220.1802 | 238.8893 | 256.052
| Kitchen DCV_Com, E - Heat [Building w Elec Heat] | E | Yes | Grocery | Space Heating | REPL | 26.3324 | 47.0092 | 66.2839 | 82.8383 | 96.5012 | 107.507 | 115.611 | 121.575 | 125.1808 | 126.4348
| Kitchen DCV_Com, E - Vent [Building w Gas Heat] | E | Yes | Grocery | Ventilation | NC | 5.2076 | 10.1575 | 14.9038 | 19.516 | 23.8488 | 28.154 | 32.3887 | 36.5041 | 40.5765 | 44.6022
| Kitchen DCV_Com, E - Vent [Building w Gas Heat] | E | Yes | Grocery | Ventilation | RET | 49.7135 | 93.9709 | 136.7358 | 175.6018 | 210.5146 | 242.3993 | 270.792 | 297.9809 | 323.3008 | 346.5279
| Kitchen DCV_Com, E - Vent [Building w Gas Heat] | E | Yes | Grocery | Ventilation | REPL | 35.6369 | 63.6199 | 89.7053 | 112.1092 | 130.5999 | 145.4945 | 156.4621 | 164.5335 | 169.4134 | 171.1105
| Kitchen DCV_Com, E - Vent [Building w Oil Heat] | E | Yes | Grocery | Ventilation | NC | 1.4011 | 2.7329 | 4.01 | 5.2509 | 6.4167 | 7.575 | 8.7144 | 9.8217 | 10.9174 | 12.0005
| Kitchen DCV_Com, E - Vent [Building w Oil Heat] | E | Yes | Grocery | Ventilation | RET | 13.3757 | 25.2835 | 36.7896 | 47.2468 | 56.6403 | 65.219 | 72.8583 | 80.1736 | 86.9861 | 93.2355
| Kitchen DCV_Com, E - Vent [Building w Oil Heat] | E | Yes | Grocery | Ventilation | REPL | 9.5883 | 17.1173 | 24.1358 | 30.1637 | 35.1387 | 39.1462 | 42.0971 | 44.2688 | 45.5817 | 46.0383
| Kitchen DCV_Com, E - Vent [Building w Oil Heat] | E | Yes | Grocery | Ventilation | NC | 1.4011 | 2.7329 | 4.01 | 5.2509 | 6.4167 | 7.575 | 8.7144 | 9.8217 | 10.9174 | 12.0005
| Kitchen DCV_Com, E - Vent [Building w Oil Heat] | E | Yes | Grocery | Ventilation | RET | 13.3757 | 25.2835 | 36.7896 | 47.2468 | 56.6403 | 65.219 | 72.8583 | 80.1736 | 86.9861 | 93.2355
| Kitchen DCV_Com, E - Vent [Building w Oil Heat] | E | Yes | Grocery | Ventilation | REPL | 9.5883 | 17.1173 | 24.1358 | 30.1637 | 35.1387 | 39.1462 | 42.0971 | 44.2688 | 45.5817 | 46.0383
| Duct Sealing Regulated_Com, E - Vent [Building w Elec Heat] | E | Yes | Grocery | Ventilation | RET | 69.1918 | 137.1058 | 209.4582 | 281.9566 | 353.7586 | 426.0565 | 497.0377 | 569.7395 | 642.0044 | 712.6107
| Duct Sealing Regulated_Com, E - Heat [Building w Elec Heat] | E | Yes | Grocery | Space Heating | RET | 50.6539 | 100.3724 | 153.3402 | 206.4148 | 258.9796 | 311.9075 | 363.8714 | 417.0949 | 469.9987 | 521.6881
| Duct Sealing Regulated_Com, E - Cool [Building w Elec Heat] | E | Yes | Grocery | Cooling | RET | 37.2105 | 73.7339 | 112.6442 | 151.633 | 190.2472 | 229.1282 | 267.301 | 306.3992 | 345.2624 | 383.2336
| Duct Sealing Regulated_Com, E - Vent [Building w Gas Heat] | E | Yes | Grocery | Ventilation | RET | 141.2915 | 279.9738 | 427.7196 | 575.7634 | 722.3849 | 870.0193 | 1014.9649 | 1163.424 | 1310.9911 | 1455.171
| Duct Sealing Regulated_Com, E - Cool [Building w Gas Heat] | E | Yes | Grocery | Cooling | RET | 75.9849 | 150.5666 | 230.0226 | 309.6388 | 388.4901 | 467.8861 | 545.8362 | 625.6757 | 705.0356 | 782.5738
| Duct Sealing Non Regulated_Com, E - Vent [Building w Oil Heat] | E | Yes | Grocery | Ventilation | RET | 38.0154 | 75.3287 | 115.0806 | 154.9127 | 194.3622 | 234.0841 | 273.0826 | 313.0265 | 352.7303 | 391.5228
| Duct Sealing Non Regulated_Com, E - Cool [Building w Oil Heat] | E | Yes | Grocery | Cooling | RET | 20.4442 | 40.5109 | 61.889 | 83.3102 | 104.5257 | 125.8877 | 146.8606 | 168.3419 | 189.6942 | 210.5564
| Duct Sealing Non Regulated_Com, E - Vent [Building w Propane Heat] | E | Yes | Grocery | Ventilation | RET | 11.4566 | 22.7016 | 34.6815 | 46.6856 | 58.5744 | 70.5453 | 82.2981 | 94.3359 | 106.3013 | 117.9921
| Duct Sealing Non Regulated_Com, E - Cool [Building w Propane Heat] | E | Yes | Grocery | Cooling | RET | 6.1612 | 12.2086 | 18.6513 | 25.107 | 31.5006 | 37.9384 | 44.259 | 50.7327 | 57.1676 | 63.4548
| Power Strip_Com, E - Plug [Tier 1] | E | Yes | Grocery | Plug Loads | NC | 0 | 0 | 0 | 0 | 0 | 0 | 0 | 0 | 0 | 0
| Power Strip_Com, E - Plug [Tier 1] | E | Yes | Grocery | Plug Loads | RET | 0 | 0 | 0 | 0 | 0 | 0 | 0 | 0 | 0 | 0
| Power Strip_Com, E - Plug [Tier 1] | E | Yes | Grocery | Plug Loads | REPL | 0 | 0 | 0 | 0 | 0 | 0 | 0 | 0 | 0 | 0
| Power Strip_Com, E - Plug [Tier 2] | E | Yes | Grocery | Plug Loads | NC | 32.4357 | 63.2663 | 92.8292 | 121.5562 | 148.5435 | 175.3583 | 201.7346 | 227.3673 | 220.5532 | 215.3061
| Power Strip_Com, E - Plug [Tier 2] | E | Yes | Grocery | Plug Loads | RET | 321.3357 | 606.3686 | 880.7914 | 1129.2913 | 1356.8673 | 1569.1479 | 1762.5965 | 1946.8816 | 1860.9089 | 1851.9143
| Power Strip_Com, E - Plug [Tier 2] | E | Yes | Grocery | Plug Loads | REPL | 416.1861 | 742.9863 | 1047.6247 | 1309.2699 | 1531.8967 | 1719.3044 | 1867.2114 | 1981.7414 | 1726.3623 | 1602.565
| Computer Power Management_Com, E - Plug | E | Yes | Grocery | Plug Loads | RET | 165.1857 | 327.3209 | 500.0523 | 673.1321 | 844.5492 | 851.9647 | 859.2872 | 860.1211 | 859.5638 | 856.7093
| Vending Machine Controls_Com, E - Plug [Non-Refrigerated] | E | No | Grocery | Plug Loads | RET | 47.9939 | 95.1015 | 145.2878 | 195.5753 | 245.3797 | 247.5342 | 249.6617 | 249.904 | 249.7421 | 248.9128
| Vending Machine Controls_Com, E - Plug [Refrigerated] | E | Yes | Grocery | Plug Loads | RET | 143.9817 | 285.3045 | 435.8633 | 586.7258 | 736.139 | 742.6027 | 748.9852 | 749.712 | 749.2264 | 746.7383
| Ovens_Com, E - Cook | E | Yes | Grocery | Cooking | NC | 46.7955 | 91.2753 | 133.9262 | 175.3711 | 214.3061 | 252.9922 | 291.0457 | 328.0265 | 364.6215 | 400.7967
| Ovens_Com, E - Cook | E | Yes | Grocery | Cooking | REPL | 400.2922 | 793.1922 | 1211.77 | 1631.1919 | 2046.5845 | 2464.8467 | 2875.4912 | 3296.0897 | 3714.1613 | 4122.6367
| Fryers_Com, E - Cook | E | Yes | Grocery | Cooking | NC | 7.6783 | 14.9766 | 21.9748 | 28.7752 | 35.1637 | 41.5114 | 47.7553 | 53.8231 | 59.8277 | 65.7634
| Fryers_Com, E - Cook | E | Yes | Grocery | Cooking | REPL | 65.6806 | 130.1483 | 198.8292 | 267.6486 | 335.8069 | 404.4361 | 471.8153 | 540.8278 | 609.4257 | 676.449
| Griddles_Com, E - Cook | E | Yes | Grocery | Cooking | NC | 2.1416 | 4.1771 | 6.129 | 8.0257 | 9.8076 | 11.578 | 13.3195 | 15.0119 | 16.6866 | 18.3422
| Griddles_Com, E - Cook | E | Yes | Grocery | Cooking | REPL | 18.3191 | 36.2999 | 55.4558 | 74.6503 | 93.6605 | 112.8019 | 131.5948 | 150.8432 | 169.9759 | 188.6695
| Hot Food Holding Cabinet_Com, E - Cook | E | Yes | Grocery | Cooking | NC | 9.3188 | 18.1765 | 26.67 | 34.9233 | 42.6768 | 50.3808 | 57.9587 | 65.3231 | 72.6106 | 79.8145
| Hot Food Holding Cabinet_Com, E - Cook | E | Yes | Grocery | Cooking | REPL | 79.714 | 157.956 | 241.3114 | 324.8349 | 407.556 | 490.8486 | 572.6242 | 656.382 | 739.6366 | 820.9803
| Steamers_Com, E - Cook | E | Yes | Grocery | Cooking | NC | 7.3163 | 14.2705 | 20.9388 | 27.4185 | 33.5059 | 39.5543 | 45.5038 | 51.2856 | 57.007 | 62.6629
| Steamers_Com, E - Cook | E | Yes | Grocery | Cooking | REPL | 62.584 | 124.0123 | 189.4552 | 255.0301 | 319.975 | 385.3685 | 449.5711 | 515.3299 | 580.6936 | 644.557
| ES Refrigerator and Freezer_Com, E - Refr | E | Yes | Grocery | Refrigeration | NC | 24.7798 | 48.3334 | 70.9185 | 92.865 | 113.4824 | 133.968 | 154.1187 | 173.7012 | 193.0795 | 212.2355
| ES Refrigerator and Freezer_Com, E - Refr | E | Yes | Grocery | Refrigeration | REPL | 211.9684 | 420.0224 | 641.6736 | 863.7719 | 1083.7365 | 1305.2206 | 1522.6709 | 1745.3921 | 1966.7754 | 2183.077
| Anti Sweat Heat Control_Com, E - Refr | E | Yes | Grocery | Refrigeration | NC | 526.7349 | 1027.404 | 1507.4874 | 1973.995 | 2412.2508 | 2847.7065 | 3276.0405 | 3692.2999 | 4104.2164 | 4511.4084
| Anti Sweat Heat Control_Com, E - Refr | E | Z | Grocery | Refrigeration | RET | 0 | 0 | 0 | 0 | 0 | 0 | 0 | 0 | 0 | 0
| Case Night Covers_Com, E - Refr | E | No | Grocery | Refrigeration | RET | 583.8993 | 1157.0156 | 1767.5877 | 2379.3913 | 2985.3172 | 3011.5297 | 3037.4133 | 3040.3609 | 3038.3912 | 3028.3011
| Loading Dock Pit Seals_Com, E - Refr | E | No | Grocery | Refrigeration | NC | 19.5732 | 38.1779 | 56.0175 | 73.3527 | 89.6381 | 105.8195 | 121.7361 | 137.2042 | 152.5108 | 167.6418
| Loading Dock Pit Seals_Com, E - Refr | E | No | Grocery | Refrigeration | RET | 200.917 | 398.1237 | 608.2186 | 818.7374 | 1027.2337 | 1237.1702 | 1443.2833 | 1654.3926 | 1864.2335 | 2069.2579
| ECM Comp Cond Fan Motor_Com, E - Refr | E | Yes | Grocery | Refrigeration | NC | 189.2663 | 369.1667 | 541.6702 | 709.2956 | 866.7697 | 1023.2376 | 1177.1465 | 1326.7167 | 1474.7265 | 1621.0387
| ECM Comp Cond Fan Motor_Com, E - Refr | E | Yes | Grocery | Refrigeration | RET | 2668.7633 | 5204.9149 | 7820.8668 | 10358.7117 | 12792.2212 | 15164.5954 | 17419.6704 | 20080.852 | 22868.1514 | 25591.4717
| ECM Comp Cond Fan Motor_Com, E - Refr | E | Yes | Grocery | Refrigeration | REPL | 1295.1987 | 2312.2227 | 3260.2776 | 4074.5349 | 4746.5639 | 5287.901 | 5686.5094 | 6164.9102 | 6710.1458 | 7310.975
| Evap Fan Motor Replacement_Com, E - Refr | E | Yes | Grocery | Refrigeration | NC | 352.008 | 686.5966 | 1007.4281 | 1319.1873 | 1612.0661 | 1903.0738 | 2189.3221 | 2467.5011 | 2742.778 | 3014.8974
| Evap Fan Motor Replacement_Com, E - Refr | E | Yes | Grocery | Refrigeration | RET | 4820.7648 | 9107.1718 | 13243.9306 | 16998.9124 | 20367.8123 | 23440.7272 | 26173.7333 | 28775.7656 | 31184.5793 | 33380.9215
| Evap Fan Motor Replacement_Com, E - Refr | E | Yes | Grocery | Refrigeration | REPL | 2408.8821 | 4300.3997 | 6063.6445 | 7578.0452 | 8827.9219 | 9834.7307 | 10576.0847 | 11115.3967 | 11432.7782 | 11529.2038
| Evap Fan Speed Controls_Com, E - Refr | E | Yes | Grocery | Refrigeration | NC | 552.0308 | 1076.7439 | 1579.8828 | 2068.7939 | 2528.0965 | 2984.4645 | 3433.3688 | 3869.6185 | 4301.3169 | 4728.0638
| Evap Fan Speed Controls_Com, E - Refr | E | Yes | Grocery | Refrigeration | RET | 3611.1922 | 7155.6959 | 10931.849 | 14715.618 | 18463.0367 | 22236.3427 | 25940.9267 | 29735.3094 | 33506.8967 | 37191.9118
| LowHeat NoHeat Doors_Com, E - Refr | E | Yes | Grocery | Refrigeration | NC | 247.8714 | 483.4767 | 709.3948 | 928.9244 | 1135.1592 | 1340.0764 | 1541.6422 | 1737.5259 | 1931.366 | 2122.9828
| LowHeat NoHeat Doors_Com, E - Refr | E | Yes | Grocery | Refrigeration | RET | 2289.9355 | 4537.5825 | 6932.1234 | 9331.4936 | 11707.8133 | 14100.5488 | 16449.7061 | 18855.8068 | 21247.4524 | 23584.2007
| Refrigerated Vending Machine_Com, E - Refr | E | Yes | Grocery | Refrigeration | NC | 26.1103 | 50.9285 | 74.7263 | 97.8511 | 119.5755 | 141.1611 | 162.3936 | 183.0276 | 203.4464 | 223.6309
| Refrigerated Vending Machine_Com, E - Refr | E | Yes | Grocery | Refrigeration | REPL | 191.4424 | 379.3494 | 579.537 | 780.1283 | 978.7925 | 1178.8292 | 1375.2226 | 1576.3766 | 1776.3221 | 1971.6782
| Walk In Refrigeration_Com, E - Refr | E | Yes | Grocery | Refrigeration | NC | 393.0673 | 766.6834 | 1124.9378 | 1473.0615 | 1800.1027 | 2125.0544 | 2444.6916 | 2755.3183 | 3062.7043 | 3366.5647
| Refrigeration Tune Up_Com, E - Refr | E | Yes | Grocery | Refrigeration | RET | 3149.047 | 6239.94 | 9532.8369 | 12832.3751 | 16100.2148 | 19390.629 | 22621.1159 | 22780.8625 | 22978.8849 | 22899.4103
| ES Ice Machine_Com, E - Refr | E | Yes | Grocery | Refrigeration | NC | 19.488 | 38.0116 | 55.7735 | 73.0332 | 89.2477 | 105.3585 | 121.2059 | 136.6065 | 151.8465 | 166.9116
| ES Ice Machine_Com, E - Refr | E | Yes | Grocery | Refrigeration | REPL | 166.7016 | 330.3246 | 504.6412 | 679.3093 | 852.2995 | 1026.4846 | 1197.4974 | 1372.6555 | 1546.7613 | 1716.8707
| Walk In Cooler Retroft_Com, E - Refr | E | Yes | Grocery | Refrigeration | RET | 757.9641 | 1501.9307 | 2294.519 | 3088.7057 | 3875.2628 | 4667.2535 | 5444.8199 | 6241.2344 | 7032.8643 | 7806.3233
| HE Built Up Refrig_Com, E - Refr | E | Yes | Grocery | Refrigeration | NC | 554.8961 | 1082.3327 | 1588.0831 | 2079.532 | 2541.2185 | 2999.9553 | 3451.1896 | 3889.7036 | 4323.6428 | 4752.6047
| HE Built Up Refrig_Com, E - Refr | E | No | Grocery | Refrigeration | RET | 4241.567 | 8404.8045 | 12840.1283 | 17284.3973 | 20583.1634 | 23932.7015 | 27130.779 | 30432.0046 | 33717.5564 | 36893.5181
| Door Gasket Replacement_Com, E - Refr | E | Z | Grocery | Refrigeration | RET | 0 | 0 | 0 | 0 | 0 | 0 | 0 | 0 | 0 | 0
| EnergyStar Dehumidifier_Com, E - Appl | E | Yes | Grocery | Appliances | NC | 0.62043 | 1.2102 | 1.7756 | 2.3251 | 2.8413 | 3.3542 | 3.8588 | 4.3491 | 4.8343 | 5.3139
| EnergyStar Dehumidifier_Com, E - Appl | E | Yes | Grocery | Appliances | REPL | 5.3072 | 10.5164 | 16.066 | 21.6268 | 27.1342 | 32.6796 | 38.1241 | 43.7005 | 49.2434 | 54.6591
| Clothes Washer Elec WH_Com, E - Appl [unit w/ elec dry - Washer] | E | Yes | Grocery | Appliances | NC | 0.25646 | 0.50023 | 0.73398 | 0.96111 | 1.1745 | 1.3865 | 1.5951 | 1.5433 | 1.5042 | 1.4748
| Clothes Washer Elec WH_Com, E - Appl [unit w/ elec dry - Washer] | E | Yes | Grocery | Appliances | REPL | 3.7608 | 7.4521 | 11.3847 | 15.3252 | 19.2278 | 23.1574 | 27.0154 | 27.2062 | 27.4427 | 27.3478
| Clothes Washer Elec WH_Com, E - Appl [unit w/ elec dry - Dryer] | E | Yes | Grocery | Appliances | NC | 0.036554 | 0.071299 | 0.10462 | 0.13699 | 0.1674 | 0.19762 | 0.22735 | 0.21997 | 0.21439 | 0.2102
| Clothes Washer Elec WH_Com, E - Appl [unit w/ elec dry - Dryer] | E | Yes | Grocery | Appliances | REPL | 0.53603 | 1.0622 | 1.6227 | 2.1843 | 2.7406 | 3.3007 | 3.8506 | 3.8778 | 3.9115 | 3.8979
| Clothes Washer Elec WH_Com, E - HWat [unit w/ elec dry - Water Heater] | E | Yes | Grocery | Water Heating | NC | 0.13832 | 0.2698 | 0.39587 | 0.51837 | 0.63346 | 0.74781 | 0.86029 | 0.83238 | 0.81127 | 0.7954
| Clothes Washer Elec WH_Com, E - HWat [unit w/ elec dry - Water Heater] | E | Yes | Grocery | Water Heating | REPL | 2.0283 | 4.0192 | 6.1402 | 8.2655 | 10.3704 | 12.4898 | 14.5706 | 14.6735 | 14.801 | 14.7498
| Clothes Washer Elec WH_Com, E - Appl [unit w/ gas dry - Washer] | E | Yes | Grocery | Appliances | NC | 0.064115 | 0.12506 | 0.18349 | 0.24028 | 0.29362 | 0.34663 | 0.39877 | 0.38583 | 0.37605 | 0.36869
| Clothes Washer Elec WH_Com, E - Appl [unit w/ gas dry - Washer] | E | Yes | Grocery | Appliances | REPL | 0.94019 | 1.863 | 2.8462 | 3.8313 | 4.807 | 5.7894 | 6.7539 | 6.8016 | 6.8607 | 6.837
| Clothes Washer Elec WH_Com, E - HWat [unit w/ gas dry - Water Heater] | E | Yes | Grocery | Water Heating | NC | 0.03458 | 0.067449 | 0.098966 | 0.12959 | 0.15836 | 0.18695 | 0.21507 | 0.20809 | 0.20282 | 0.19885
| Clothes Washer Elec WH_Com, E - HWat [unit w/ gas dry - Water Heater] | E | Yes | Grocery | Water Heating | REPL | 0.50709 | 1.0048 | 1.5351 | 2.0664 | 2.5926 | 3.1224 | 3.6426 | 3.6684 | 3.7003 | 3.6875
| Clothes Washer Elec WH_Com, E - Appl [unit w/ propane dry - Washer] | E | Yes | Grocery | Appliances | NC | 0.025646 | 0.050023 | 0.073398 | 0.096111 | 0.11745 | 0.13865 | 0.15951 | 0.15433 | 0.15042 | 0.14748
| Clothes Washer Elec WH_Com, E - Appl [unit w/ propane dry - Washer] | E | Yes | Grocery | Appliances | REPL | 0.37608 | 0.74521 | 1.1385 | 1.5325 | 1.9228 | 2.3157 | 2.7015 | 2.7206 | 2.7443 | 2.7348
| Clothes Washer Elec WH_Com, E - HWat [unit w/ propane dry - Water Heater] | E | Yes | Grocery | Water Heating | NC | 0.013832 | 0.02698 | 0.039587 | 0.051837 | 0.063346 | 0.074781 | 0.086029 | 0.083238 | 0.081127 | 0.07954
| Clothes Washer Elec WH_Com, E - HWat [unit w/ propane dry - Water Heater] | E | Yes | Grocery | Water Heating | REPL | 0.20283 | 0.40192 | 0.61402 | 0.82655 | 1.037 | 1.249 | 1.4571 | 1.4673 | 1.4801 | 1.475
| Clothes Washer Gas WH_Com, E - Appl [unit w/ elec dry - Washer] | E | Yes | Grocery | Appliances | NC | 0.12823 | 0.25012 | 0.36699 | 0.48056 | 0.58725 | 0.69326 | 0.79753 | 0.77166 | 0.75209 | 0.73738
| Clothes Washer Gas WH_Com, E - Appl [unit w/ elec dry - Washer] | E | Yes | Grocery | Appliances | REPL | 1.8804 | 3.726 | 5.6923 | 7.6626 | 9.6139 | 11.5787 | 13.5077 | 13.6031 | 13.7214 | 13.6739
| Clothes Washer Gas WH_Com, E - Appl [unit w/ elec dry - Dryer] | E | Yes | Grocery | Appliances | NC | 0.018277 | 0.035649 | 0.052308 | 0.068495 | 0.083702 | 0.098811 | 0.11367 | 0.10999 | 0.1072 | 0.1051
| Clothes Washer Gas WH_Com, E - Appl [unit w/ elec dry - Dryer] | E | Yes | Grocery | Appliances | REPL | 0.26802 | 0.53108 | 0.81134 | 1.0922 | 1.3703 | 1.6503 | 1.9253 | 1.9389 | 1.9557 | 1.949
| Clothes Washer Gas WH_Com, E - Appl [unit w/ gas dry - Washer] | E | Yes | Grocery | Appliances | NC | 0.5001 | 0.97545 | 1.4313 | 1.8742 | 2.2903 | 2.7037 | 3.1104 | 3.0095 | 2.9332 | 2.8758
| Clothes Washer Gas WH_Com, E - Appl [unit w/ gas dry - Washer] | E | Yes | Grocery | Appliances | REPL | 7.3335 | 14.5316 | 22.2001 | 29.8841 | 37.4942 | 45.157 | 52.6801 | 53.0521 | 53.5133 | 53.3282
| Clothes Washer Gas WH_Com, E - Appl [unit w/ propane dry - Washer] | E | Yes | Grocery | Appliances | NC | 0.025646 | 0.050023 | 0.073398 | 0.096111 | 0.11745 | 0.13865 | 0.15951 | 0.15433 | 0.15042 | 0.14748
| Clothes Washer Gas WH_Com, E - Appl [unit w/ propane dry - Washer] | E | Yes | Grocery | Appliances | REPL | 0.37608 | 0.74521 | 1.1385 | 1.5325 | 1.9228 | 2.3157 | 2.7015 | 2.7206 | 2.7443 | 2.7348
| Clothes Washer Oil WH_Com, E - Appl [unit w/ elec dry - Washer] | E | Yes | Grocery | Appliances | NC | 0.15388 | 0.30014 | 0.44039 | 0.57667 | 0.7047 | 0.83191 | 0.95704 | 0.92599 | 0.90251 | 0.88486
| Clothes Washer Oil WH_Com, E - Appl [unit w/ elec dry - Washer] | E | Yes | Grocery | Appliances | REPL | 2.2565 | 4.4713 | 6.8308 | 9.1951 | 11.5367 | 13.8944 | 16.2093 | 16.3237 | 16.4656 | 16.4087
| Clothes Washer Oil WH_Com, E - Appl [unit w/ elec dry - Dryer] | E | Yes | Grocery | Appliances | NC | 0.021932 | 0.042779 | 0.062769 | 0.082194 | 0.10044 | 0.11857 | 0.13641 | 0.13198 | 0.12864 | 0.12612
| Clothes Washer Oil WH_Com, E - Appl [unit w/ elec dry - Dryer] | E | Yes | Grocery | Appliances | REPL | 0.32162 | 0.6373 | 0.97361 | 1.3106 | 1.6443 | 1.9804 | 2.3103 | 2.3267 | 2.3469 | 2.3388
| Clothes Washer Oil WH_Com, E - Appl [unit w/ gas dry - Washer] | E | Yes | Grocery | Appliances | NC | 0.025646 | 0.050023 | 0.073398 | 0.096111 | 0.11745 | 0.13865 | 0.15951 | 0.15433 | 0.15042 | 0.14748
| Clothes Washer Oil WH_Com, E - Appl [unit w/ gas dry - Washer] | E | Yes | Grocery | Appliances | REPL | 0.37608 | 0.74521 | 1.1385 | 1.5325 | 1.9228 | 2.3157 | 2.7015 | 2.7206 | 2.7443 | 2.7348
| Clothes Washer Oil WH_Com, E - Appl [unit w/ propane dry - Washer] | E | Yes | Grocery | Appliances | NC | 0.038469 | 0.075035 | 0.1101 | 0.14417 | 0.17617 | 0.20798 | 0.23926 | 0.2315 | 0.22563 | 0.22121
| Clothes Washer Oil WH_Com, E - Appl [unit w/ propane dry - Washer] | E | Yes | Grocery | Appliances | REPL | 0.56412 | 1.1178 | 1.7077 | 2.2988 | 2.8842 | 3.4736 | 4.0523 | 4.0809 | 4.1164 | 4.1022
| Clothes Washer Propane WH_Com, E - Appl [unit w/ elec dry - Washer] | E | Yes | Grocery | Appliances | NC | 0.025646 | 0.050023 | 0.073398 | 0.096111 | 0.11745 | 0.13865 | 0.15951 | 0.15433 | 0.15042 | 0.14748
| Clothes Washer Propane WH_Com, E - Appl [unit w/ elec dry - Washer] | E | Yes | Grocery | Appliances | REPL | 0.37608 | 0.74521 | 1.1385 | 1.5325 | 1.9228 | 2.3157 | 2.7015 | 2.7206 | 2.7443 | 2.7348
| Clothes Washer Propane WH_Com, E - Appl [unit w/ elec dry - Dryer] | E | Yes | Grocery | Appliances | NC | 0.0036554 | 0.0071299 | 0.010462 | 0.013699 | 0.01674 | 0.019762 | 0.022735 | 0.021997 | 0.021439 | 0.02102
| Clothes Washer Propane WH_Com, E - Appl [unit w/ elec dry - Dryer] | E | Yes | Grocery | Appliances | REPL | 0.053603 | 0.10622 | 0.16227 | 0.21843 | 0.27406 | 0.33007 | 0.38506 | 0.38778 | 0.39115 | 0.38979
| Clothes Washer Propane WH_Com, E - Appl [unit w/ gas dry - Washer] | E | Yes | Grocery | Appliances | NC | 0.012823 | 0.025012 | 0.036699 | 0.048056 | 0.058725 | 0.069326 | 0.079753 | 0.077166 | 0.075209 | 0.073738
| Clothes Washer Propane WH_Com, E - Appl [unit w/ gas dry - Washer] | E | Yes | Grocery | Appliances | REPL | 0.18804 | 0.3726 | 0.56923 | 0.76626 | 0.96139 | 1.1579 | 1.3508 | 1.3603 | 1.3721 | 1.3674
| Clothes Washer Propane WH_Com, E - Appl [unit w/ propane dry - Washer] | E | Yes | Grocery | Appliances | NC | 0.025646 | 0.050023 | 0.073398 | 0.096111 | 0.11745 | 0.13865 | 0.15951 | 0.15433 | 0.15042 | 0.14748
| Clothes Washer Propane WH_Com, E - Appl [unit w/ propane dry - Washer] | E | Yes | Grocery | Appliances | REPL | 0.37608 | 0.74521 | 1.1385 | 1.5325 | 1.9228 | 2.3157 | 2.7015 | 2.7206 | 2.7443 | 2.7348
| Dishwasher_Com, E - Appl [Building w elec WH] | E | Yes | Grocery | Appliances | NC | 0.37457 | 0.7306 | 1.072 | 1.4037 | 1.7154 | 2.025 | 2.3296 | 2.6256 | 2.9185 | 3.2081
| Dishwasher_Com, E - Appl [Building w elec WH] | E | Yes | Grocery | Appliances | REPL | 3.0394 | 6.0227 | 9.201 | 12.3857 | 15.5398 | 18.7156 | 21.8337 | 25.0273 | 28.2017 | 31.3033
| Dishwasher_Com, E - HWat [Building w elec WH] | E | Yes | Grocery | Water Heating | NC | 0.04718 | 0.092026 | 0.13503 | 0.17681 | 0.21607 | 0.25507 | 0.29344 | 0.33072 | 0.36762 | 0.40409
| Dishwasher_Com, E - HWat [Building w elec WH] | E | Yes | Grocery | Water Heating | REPL | 0.38285 | 0.75862 | 1.159 | 1.5601 | 1.9574 | 2.3574 | 2.7502 | 3.1524 | 3.5523 | 3.943
| Dishwasher_Com, E - Appl [Building w gas WH] | E | Yes | Grocery | Appliances | NC | 0.93641 | 1.8265 | 2.68 | 3.5093 | 4.2884 | 5.0626 | 5.8241 | 6.5641 | 7.2964 | 8.0203
| Dishwasher_Com, E - Appl [Building w gas WH] | E | Yes | Grocery | Appliances | REPL | 7.5986 | 15.0568 | 23.0025 | 30.9642 | 38.8494 | 46.7891 | 54.5842 | 62.5682 | 70.5043 | 78.2582
| Dishwasher_Com, E - Appl [Building w oil WH] | E | Yes | Grocery | Appliances | NC | 0.093641 | 0.18265 | 0.268 | 0.35093 | 0.42884 | 0.50626 | 0.58241 | 0.65641 | 0.72964 | 0.80203
| Dishwasher_Com, E - Appl [Building w oil WH] | E | Yes | Grocery | Appliances | REPL | 0.75986 | 1.5057 | 2.3003 | 3.0964 | 3.8849 | 4.6789 | 5.4584 | 6.2568 | 7.0504 | 7.8258
| Dishwasher_Com, E - Appl [Building w propane WH] | E | Yes | Grocery | Appliances | NC | 0.093641 | 0.18265 | 0.268 | 0.35093 | 0.42884 | 0.50626 | 0.58241 | 0.65641 | 0.72964 | 0.80203
| Dishwasher_Com, E - Appl [Building w propane WH] | E | Yes | Grocery | Appliances | REPL | 0.75986 | 1.5057 | 2.3003 | 3.0964 | 3.8849 | 4.6789 | 5.4584 | 6.2568 | 7.0504 | 7.8258
| Faucet Aerator_Com, E - HWat | E | Yes | Grocery | Water Heating | RET | 11.2561 | 22.3043 | 34.0745 | 45.8685 | 57.5492 | 69.3106 | 80.8577 | 92.6848 | 104.4408 | 115.927
| Pre Rinse Sprayers_Com, E - HWat | E | Yes | Grocery | Water Heating | RET | 13.824 | 27.3928 | 41.8483 | 43.9684 | 46.1778 | 46.2335 | 46.0271 | 46.1953 | 46.1845 | 46.0923
| Heat Pump Water Heater_Com, E - HWat | E | Yes | Grocery | Water Heating | NC | 12.2546 | 23.9028 | 35.072 | 45.9255 | 56.1216 | 66.2526 | 76.2179 | 85.9022 | 95.4856 | 104.959
| Heat Pump Water Heater_Com, E - HWat | E | No | Grocery | Water Heating | RET | 122.0185 | 230.1664 | 334.2063 | 428.3439 | 512.5334 | 590.3567 | 660.603 | 726.8551 | 787.5957 | 842.4306
| Heat Pump Water Heater_Com, E - HWat | E | Yes | Grocery | Water Heating | REPL | 125.7922 | 224.5676 | 316.6446 | 395.7268 | 460.9956 | 514.8857 | 556.1803 | 586.5802 | 604.9733 | 611.3915
| Clothes Dryer_Com, E - Appl | E | Yes | Grocery | Appliances | NC | 0.10922 | 0.21303 | 0.31257 | 0.4093 | 0.50017 | 0.59045 | 0.67927 | 0.76558 | 0.85098 | 0.93541
| Clothes Dryer_Com, E - Appl | E | Yes | Grocery | Appliances | RET | 1.0668 | 2.0142 | 2.9275 | 3.7556 | 4.4976 | 5.1737 | 5.7743 | 6.3439 | 6.8691 | 7.3459
| Clothes Dryer_Com, E - Appl | E | Yes | Grocery | Appliances | REPL | 0.80077 | 1.4296 | 2.0157 | 2.5191 | 2.9346 | 3.2693 | 3.5158 | 3.6937 | 3.7967 | 3.825
| Pnemautic to DDC_Com, E - TotE [Building w Elec Heat] | E | No | Grocery | Total Electric | RET | 150.7483 | 298.7127 | 456.3472 | 614.2997 | 770.7347 | 928.2504 | 1082.8973 | 1241.2928 | 1398.7368 | 1552.5668
| Pnemautic to DDC_Com, E - TotE [Building w Gas Heat] | E | No | Grocery | Total Electric | RET | 159.6167 | 316.2858 | 483.1938 | 650.4385 | 816.0765 | 982.8588 | 1146.6035 | 1314.3173 | 1481.0236 | 1643.9033
| Pnemautic to DDC_Com, E - TotE [Building w Oil Heat] | E | No | Grocery | Total Electric | RET | 42.9459 | 85.0987 | 130.0063 | 175.0046 | 219.5705 | 264.4443 | 308.5008 | 353.6253 | 398.4786 | 442.3024
| Pnemautic to DDC_Com, E - TotE [Building w Propane Heat] | E | Yes | Grocery | Total Electric | RET | 12.9425 | 25.6459 | 39.1796 | 52.7406 | 66.1713 | 79.6948 | 92.972 | 106.571 | 120.0884 | 133.2954
| Data Center_Com, E - TotE [Building w Elec Heat] | E | Yes | Grocery | Total Electric | NC | 4.7417 | 9.2487 | 13.5705 | 17.77 | 21.7152 | 25.6352 | 29.4911 | 33.2383 | 36.9464 | 40.6119
| Data Center_Com, E - TotE [Building w Elec Heat] | E | No | Grocery | Total Electric | RET | 77.8768 | 154.3154 | 235.7496 | 317.348 | 398.1626 | 479.5354 | 559.4262 | 641.2535 | 722.5892 | 802.058
| Data Center_Com, E - TotE [Building w Gas Heat] | E | Yes | Grocery | Total Electric | NC | 9.6827 | 18.8862 | 27.7113 | 36.2868 | 44.3431 | 52.3478 | 60.2216 | 67.8735 | 75.4455 | 82.9307
| Data Center_Com, E - TotE [Building w Gas Heat] | E | No | Grocery | Total Electric | RET | 159.0265 | 315.1163 | 481.4072 | 648.0336 | 813.0591 | 979.2247 | 1142.3639 | 1309.4576 | 1475.5475 | 1637.825
| Data Center_Com, E - TotE [Building w Oil Heat] | E | Yes | Grocery | Total Electric | NC | 2.6052 | 5.0814 | 7.4559 | 9.7632 | 11.9308 | 14.0845 | 16.203 | 18.2618 | 20.2991 | 22.313
| Data Center_Com, E - TotE [Building w Oil Heat] | E | No | Grocery | Total Electric | RET | 42.7871 | 84.784 | 129.5256 | 174.3575 | 218.7586 | 263.4665 | 307.3601 | 352.3178 | 397.0053 | 440.667
| Data Center_Com, E - TotE [Building w Propane Heat] | E | Yes | Grocery | Total Electric | NC | 0.78512 | 1.5314 | 2.247 | 2.9423 | 3.5955 | 4.2446 | 4.8831 | 5.5035 | 6.1175 | 6.7244
| Data Center_Com, E - TotE [Building w Propane Heat] | E | No | Grocery | Total Electric | RET | 12.8946 | 25.5511 | 39.0348 | 52.5456 | 65.9267 | 79.4001 | 92.6282 | 106.177 | 119.6443 | 132.8026
| RCx_Com, E - TotE [Building w Elec Heat] | E | Yes | Grocery | Total Electric | RET | 582.2691 | 1153.7854 | 1762.6528 | 2372.7483 | 2976.9826 | 3585.391 | 4182.7186 | 4794.5254 | 4820.3875 | 4843.0436
| RCx_Com, E - TotE [Building w Gas Heat] | E | Yes | Grocery | Total Electric | RET | 1189.0099 | 2356.0622 | 3599.3866 | 4845.2186 | 6079.082 | 7321.469 | 8541.2288 | 9790.5554 | 9843.3666 | 9889.631
| RCx_Com, E - TotE [Building w Oil Heat] | E | Yes | Grocery | Total Electric | RET | 319.9105 | 633.9132 | 968.4374 | 1303.6363 | 1635.6149 | 1969.8869 | 2298.0709 | 2634.21 | 2648.4192 | 2660.8669
| RCx_Com, E - TotE [Building w Propane Heat] | E | Yes | Grocery | Total Electric | RET | 96.4105 | 191.0406 | 291.8552 | 392.8731 | 492.9206 | 593.6592 | 692.563 | 793.8643 | 798.1465 | 801.8978
| Commissioning_Com, E - TotE [Building w Elec Heat] | E | Yes | Grocery | Total Electric | NC | 0 | 0 | 0 | 0 | 0 | 0 | 0 | 0 | 0 | 0
| Commissioning_Com, E - TotE [Building w Gas Heat] | E | Yes | Grocery | Total Electric | NC | 0 | 0 | 0 | 0 | 0 | 0 | 0 | 0 | 0 | 0
| Commissioning_Com, E - TotE [Building w Oil Heat] | E | Yes | Grocery | Total Electric | NC | 0 | 0 | 0 | 0 | 0 | 0 | 0 | 0 | 0 | 0
| Commissioning_Com, E - TotE [Building w Propane Heat] | E | Yes | Grocery | Total Electric | NC | 0 | 0 | 0 | 0 | 0 | 0 | 0 | 0 | 0 | 0
| Integrated Building Design_Com, E - TotE [Building w Elec Heat] | E | Yes | Grocery | Total Electric | NC | 42.2337 | 82.3775 | 120.8707 | 158.2753 | 193.4148 | 228.3297 | 262.6736 | 296.0494 | 329.077 | 361.7257
| Integrated Building Design_Com, E - TotE [Building w Gas Heat] | E | Yes | Grocery | Total Electric | NC | 86.2424 | 168.2171 | 246.8213 | 323.2027 | 394.9584 | 466.2557 | 536.3869 | 604.5412 | 671.9844 | 738.654
| Integrated Building Design_Com, E - TotE [Building w Oil Heat] | E | Yes | Grocery | Total Electric | NC | 23.2041 | 45.2599 | 66.4088 | 86.9597 | 106.266 | 125.449 | 144.3183 | 162.6556 | 180.8016 | 198.7395
| Integrated Building Design_Com, E - TotE [Building w Propane Heat] | E | Yes | Grocery | Total Electric | NC | 6.9929 | 13.6398 | 20.0134 | 26.2068 | 32.0251 | 37.8062 | 43.4928 | 49.019 | 54.4877 | 59.8935
| Deep Energy Retrofit_Com, E - TotE [Building w Elec Heat] | E | Yes | Grocery | Total Electric | RET | 151.8826 | 300.9604 | 459.781 | 618.922 | 776.5341 | 935.235 | 1091.0456 | 1250.633 | 1409.2616 | 1564.2491
| Deep Energy Retrofit_Com, E - TotE [Building w Gas Heat] | E | Yes | Grocery | Total Electric | RET | 310.1485 | 614.5695 | 938.8858 | 1263.8561 | 1585.7045 | 1909.7762 | 2227.9457 | 2553.8276 | 2877.7518 | 3194.2406
| Deep Energy Retrofit_Com, E - TotE [Building w Oil Heat] | E | Yes | Grocery | Total Electric | RET | 83.4474 | 165.3538 | 252.6131 | 340.0484 | 426.6437 | 513.8372 | 599.4427 | 687.1233 | 774.2771 | 859.4304
| Deep Energy Retrofit_Com, E - TotE [Building w Propane Heat] | E | Yes | Grocery | Total Electric | RET | 25.1483 | 49.8322 | 76.1293 | 102.4794 | 128.5764 | 154.8536 | 180.6523 | 207.0764 | 233.3417 | 259.0041
| EMS_Com, E - TotE [Building w Elec Heat] | E | Yes | Grocery | Total Electric | NC | 76.8206 | 149.8396 | 219.8564 | 287.8933 | 351.8098 | 415.3179 | 477.7874 | 538.4959 | 598.571 | 657.9571
| EMS_Com, E - TotE [Building w Elec Heat] | E | Yes | Grocery | Total Electric | RET | 961.5862 | 1905.4147 | 2910.9266 | 3918.4664 | 4916.327 | 5921.0808 | 6907.5354 | 7917.9014 | 8922.1976 | 9903.4413
| EMS_Com, E - TotE [Building w Gas Heat] | E | Yes | Grocery | Total Electric | NC | 156.8698 | 305.9767 | 448.953 | 587.8861 | 718.4054 | 848.0909 | 975.6553 | 1099.6238 | 1222.2989 | 1343.5669
| EMS_Com, E - TotE [Building w Gas Heat] | E | Yes | Grocery | Total Electric | RET | 1963.586 | 3890.9103 | 5944.1938 | 8001.6184 | 10039.2777 | 12091.0132 | 14105.3811 | 16168.577 | 18219.3779 | 20223.1051
| EMS_Com, E - TotE [Building w Oil Heat] | E | Yes | Grocery | Total Electric | NC | 42.2068 | 82.3249 | 120.7936 | 158.1744 | 193.2915 | 228.1841 | 262.5062 | 295.8606 | 328.8671 | 361.4951
| EMS_Com, E - TotE [Building w Oil Heat] | E | Yes | Grocery | Total Electric | RET | 528.3151 | 1046.8737 | 1599.3224 | 2152.8854 | 2701.1303 | 3253.1625 | 3795.1408 | 4350.2565 | 4902.0373 | 5441.1526
| EMS_Com, E - TotE [Building w Propane Heat] | E | Yes | Grocery | Total Electric | NC | 12.7197 | 24.81 | 36.4032 | 47.6686 | 58.2517 | 68.7672 | 79.1107 | 89.1627 | 99.1097 | 108.9427
| EMS_Com, E - TotE [Building w Propane Heat] | E | Yes | Grocery | Total Electric | RET | 159.2168 | 315.4933 | 481.9832 | 648.8089 | 814.0319 | 980.3962 | 1143.7307 | 1311.0243 | 1477.3129 | 1639.7845
| VFDs on HVAC Pumps_Com, E - Oth | E | Yes | Grocery | Other | RET | 105.7872 | 209.6208 | 320.2405 | 431.0832 | 540.8611 | 545.6101 | 550.2995 | 550.8335 | 550.4767 | 548.6486
| ECM Circulators_Com, E - Oth | E | Yes | Grocery | Other | RET | 147.4245 | 292.1265 | 446.2855 | 600.7553 | 753.7412 | 907.7839 | 1059.021 | 1213.9242 | 1367.8967 | 1518.335
| Motors_Com, E - Oth | E | Yes | Grocery | Other | NC | 1.8971 | 3.7003 | 5.4294 | 7.1095 | 8.688 | 10.2563 | 11.799 | 13.2982 | 14.7817 | 16.2483
| Motors_Com, E - Oth | E | No | Grocery | Other | RET | 57.8359 | 108.9838 | 158.0798 | 202.4045 | 241.9574 | 238.8527 | 236.1152 | 232.4467 | 229.0562 | 225.8434
| Motors_Com, E - Oth | E | Yes | Grocery | Other | REPL | 12.9823 | 23.1763 | 32.679 | 40.8406 | 47.5766 | 53.0026 | 56.998 | 59.7564 | 61.1726 | 61.2609
| Ext Area Ltg_Com, E - ExtL | E | Yes | Grocery | Exterior Lighting | NC | 20.177 | 39.3554 | 57.7454 | 75.6153 | 92.403 | 109.0834 | 125.491 | 141.4361 | 157.2149 | 172.8127
| Ext Area Ltg_Com, E - ExtL | E | Yes | Grocery | Exterior Lighting | RET | 103.5571 | 200.1195 | 297.8491 | 390.8795 | 478.4093 | 578.5318 | 684.7671 | 793.5775 | 901.7342 | 1007.4083
| Ext Area Ltg_Com, E - ExtL | E | Yes | Grocery | Exterior Lighting | REPL | 181.432 | 323.8972 | 456.7012 | 570.7627 | 664.9008 | 769.4554 | 881.6939 | 1006.4737 | 1140.2655 | 1280.5238
| Street Ltg_Com, E - ExtL | E | Yes | Grocery | Exterior Lighting | NC | 3.7558 | 7.3257 | 10.7488 | 14.0752 | 17.2001 | 20.305 | 23.3592 | 26.3272 | 29.2643 | 32.1677
| Street Ltg_Com, E - ExtL | E | Yes | Grocery | Exterior Lighting | RET | 19.2763 | 37.2507 | 55.4423 | 72.7591 | 89.0521 | 107.6891 | 127.464 | 147.7182 | 167.8507 | 187.5211
| Street Ltg_Com, E - ExtL | E | Yes | Grocery | Exterior Lighting | REPL | 33.7721 | 60.2909 | 85.0113 | 106.243 | 123.7661 | 143.2281 | 164.1204 | 187.3471 | 212.2514 | 238.3594
| Ext Ltg Ctrls_Com, E - ExtL | E | Yes | Grocery | Exterior Lighting | RET | 124.5548 | 246.8094 | 377.0539 | 507.5611 | 636.8145 | 766.9608 | 894.7368 | 1025.6101 | 1031.1423 | 1035.9888
| Ext Ltg Dsgn_Com, E - ExtL | E | Yes | Grocery | Exterior Lighting | NC | 2.4268 | 4.7335 | 6.9454 | 9.0947 | 11.1139 | 13.1202 | 15.0936 | 17.0114 | 18.9092 | 20.7853
| Ext Ltg Dsgn_Com, E - ExtL | E | Yes | Grocery | Exterior Lighting | REPL | 16.6073 | 32.9079 | 50.2739 | 67.6748 | 84.9086 | 102.2614 | 119.2982 | 136.748 | 154.093 | 171.0398
| Int Ltg Ctrls_Com, E - IntL [No Heat] | E | Yes | Grocery | Interior Lighting | RET | 214.0636 | 424.174 | 648.0161 | 872.3097 | 1094.4485 | 1318.1218 | 1537.7214 | 1762.6442 | 1772.152 | 1780.4812
| Int Ltg Ctrls_Com, E - IntL [Electric Heat] | E | Yes | Grocery | Interior Lighting | RET | 279.65 | 554.1357 | 846.5602 | 1139.5745 | 1429.7739 | 1721.9779 | 2008.8602 | 2302.6964 | 2315.1174 | 2325.9985
| Int Ltg Ctrls_Com, E/G - IntL | E | Yes | Grocery | Interior Lighting | RET | 800.1237 | 1585.4715 | 2422.1452 | 3260.5064 | 4090.8135 | 4926.8565 | 5747.6728 | 6588.3857 | 6623.9241 | 6655.0569
| Int Ltg Ctrls_Com, E/O - IntL | E | Yes | Grocery | Interior Lighting | RET | 95.2929 | 188.8261 | 288.472 | 388.3189 | 487.2066 | 586.7775 | 684.5348 | 784.6618 | 788.8944 | 792.6022
| Int Ltg Ctrls_Com, E/P - IntL | E | Yes | Grocery | Interior Lighting | RET | 30.5238 | 60.4839 | 92.402 | 124.3845 | 156.0598 | 187.9538 | 219.267 | 251.3392 | 252.695 | 253.8826
| Exit Sign RetFit_Com, E - IntL [No Heat] | E | Yes | Grocery | Interior Lighting | RET | 2.9813 | 5.9076 | 9.0251 | 12.1489 | 15.2427 | 18.3578 | 21.4162 | 24.5488 | 27.6625 | 30.7048
| Exit Sign RetFit_Com, E - IntL [Electric Heat] | E | Yes | Grocery | Interior Lighting | RET | 4.1642 | 8.2515 | 12.6059 | 16.9691 | 21.2904 | 25.6415 | 29.9134 | 34.2888 | 38.6379 | 42.8873
| Exit Sign RetFit_Com, E/G - IntL | E | Yes | Grocery | Interior Lighting | RET | 11.3662 | 22.5224 | 34.4078 | 46.3171 | 58.112 | 69.9884 | 81.6486 | 93.5913 | 105.4623 | 117.0608
| Exit Sign RetFit_Com, E/O - IntL | E | Yes | Grocery | Interior Lighting | RET | 1.3512 | 2.6774 | 4.0903 | 5.506 | 6.9082 | 8.32 | 9.7061 | 11.1258 | 12.537 | 13.9158
| Exit Sign RetFit_Com, E/P - IntL | E | No | Grocery | Interior Lighting | RET | 0.43262 | 0.85725 | 1.3096 | 1.7629 | 2.2119 | 2.6639 | 3.1077 | 3.5623 | 4.0141 | 4.4556
| LED HiLo Bay_Com, E - IntL [No Heat] | E | Yes | Grocery | Interior Lighting | NC | 4.3245 | 8.4351 | 12.3766 | 16.2066 | 19.8047 | 23.3799 | 26.8965 | 30.314 | 33.6959 | 37.039
| LED HiLo Bay_Com, E - IntL [No Heat] | E | Yes | Grocery | Interior Lighting | RET | 3.2633 | 6.2507 | 9.219 | 11.993 | 14.5554 | 16.9617 | 19.1652 | 21.27 | 23.2214 | 25.1904
| LED HiLo Bay_Com, E - IntL [No Heat] | E | Yes | Grocery | Interior Lighting | REPL | 23.101 | 41.2405 | 58.1498 | 72.6728 | 84.659 | 94.3142 | 101.4237 | 106.2783 | 108.691 | 110.0418
| LED HiLo Bay_Com, E - IntL [Electric Heat] | E | Yes | Grocery | Interior Lighting | NC | 5.6541 | 11.0285 | 16.1818 | 21.1895 | 25.8938 | 30.5682 | 35.166 | 39.6343 | 44.0559 | 48.4269
| LED HiLo Bay_Com, E - IntL [Electric Heat] | E | Yes | Grocery | Interior Lighting | RET | 4.2667 | 8.1725 | 12.0535 | 15.6804 | 19.0306 | 22.1768 | 25.0576 | 27.8097 | 30.361 | 32.9353
| LED HiLo Bay_Com, E - IntL [Electric Heat] | E | Yes | Grocery | Interior Lighting | REPL | 30.2035 | 53.9201 | 76.0284 | 95.0166 | 110.6881 | 123.3118 | 132.6072 | 138.9544 | 142.1089 | 143.875
| LED HiLo Bay_Com, E/G - IntL | E | Yes | Grocery | Interior Lighting | NC | 16.1973 | 31.593 | 46.3558 | 60.7011 | 74.1776 | 87.568 | 100.7394 | 113.5396 | 126.2061 | 138.7274
| LED HiLo Bay_Com, E/G - IntL | E | Yes | Grocery | Interior Lighting | RET | 12.2226 | 23.4117 | 34.5294 | 44.9193 | 54.5165 | 63.5293 | 71.7821 | 79.6658 | 86.9744 | 94.3492
| LED HiLo Bay_Com, E/G - IntL | E | Yes | Grocery | Interior Lighting | REPL | 86.5235 | 154.464 | 217.7971 | 272.1921 | 317.0858 | 353.2489 | 379.8772 | 398.0598 | 407.0964 | 412.1559
| LED HiLo Bay_Com, E/O - IntL | E | No | Grocery | Interior Lighting | NC | 1.9255 | 3.7557 | 5.5106 | 7.2159 | 8.818 | 10.4098 | 11.9756 | 13.4972 | 15.0029 | 16.4914
| LED HiLo Bay_Com, E/O - IntL | E | No | Grocery | Interior Lighting | RET | 1.453 | 2.7831 | 4.1047 | 5.3398 | 6.4807 | 7.5521 | 8.5332 | 9.4704 | 10.3392 | 11.2159
| LED HiLo Bay_Com, E/O - IntL | E | No | Grocery | Interior Lighting | REPL | 10.2856 | 18.3621 | 25.891 | 32.3572 | 37.6941 | 41.993 | 45.1585 | 47.32 | 48.3942 | 48.9957
| LED HiLo Bay_Com, E/P - IntL | E | No | Grocery | Interior Lighting | NC | 0.6165 | 1.2025 | 1.7644 | 2.3104 | 2.8233 | 3.333 | 3.8343 | 4.3215 | 4.8036 | 5.2802
| LED HiLo Bay_Com, E/P - IntL | E | No | Grocery | Interior Lighting | RET | 0.46522 | 0.89109 | 1.3143 | 1.7097 | 2.075 | 2.418 | 2.7322 | 3.0322 | 3.3104 | 3.5911
| LED HiLo Bay_Com, E/P - IntL | E | No | Grocery | Interior Lighting | REPL | 3.2932 | 5.8792 | 8.2898 | 10.3601 | 12.0689 | 13.4453 | 14.4588 | 15.1509 | 15.4949 | 15.6874
| Repl Scre_Com, E - IntL [No Heat] | E | Yes | Grocery | Interior Lighting | NC | 3.679 | 7.1759 | 3.4969 | 0 | 0 | 0 | 0 | 0 | 0 | 0
| Repl Scre_Com, E - IntL [No Heat] | E | Yes | Grocery | Interior Lighting | RET | 17.422 | 34.5222 | 17.1002 | 0 | 0 | 0 | 0 | 0 | 0 | 0
| Repl Scre_Com, E - IntL [No Heat] | E | Yes | Grocery | Interior Lighting | REPL | 188.8227 | 374.1584 | 185.3357 | 0 | 0 | 0 | 0 | 0 | 0 | 0
| Repl Scre_Com, E - IntL [Electric Heat] | E | Yes | Grocery | Interior Lighting | NC | 5.1387 | 10.0231 | 4.8844 | 0 | 0 | 0 | 0 | 0 | 0 | 0
| Repl Scre_Com, E - IntL [Electric Heat] | E | Yes | Grocery | Interior Lighting | RET | 24.3343 | 48.2193 | 23.8849 | 0 | 0 | 0 | 0 | 0 | 0 | 0
| Repl Scre_Com, E - IntL [Electric Heat] | E | Yes | Grocery | Interior Lighting | REPL | 263.7401 | 522.6097 | 258.8696 | 0 | 0 | 0 | 0 | 0 | 0 | 0
| Repl Scre_Com, E/G - IntL | E | Yes | Grocery | Interior Lighting | NC | 14.026 | 27.358 | 13.332 | 0 | 0 | 0 | 0 | 0 | 0 | 0
| Repl Scre_Com, E/G - IntL | E | Yes | Grocery | Interior Lighting | RET | 66.4206 | 131.6146 | 65.194 | 0 | 0 | 0 | 0 | 0 | 0 | 0
| Repl Scre_Com, E/G - IntL | E | Yes | Grocery | Interior Lighting | REPL | 719.8789 | 1426.4638 | 706.5848 | 0 | 0 | 0 | 0 | 0 | 0 | 0
| Repl Scre_Com, E/O - IntL | E | Yes | Grocery | Interior Lighting | NC | 1.6674 | 3.2522 | 1.5849 | 0 | 0 | 0 | 0 | 0 | 0 | 0
| Repl Scre_Com, E/O - IntL | E | Yes | Grocery | Interior Lighting | RET | 7.8958 | 15.6459 | 7.75 | 0 | 0 | 0 | 0 | 0 | 0 | 0
| Repl Scre_Com, E/O - IntL | E | Yes | Grocery | Interior Lighting | REPL | 85.5767 | 169.573 | 83.9963 | 0 | 0 | 0 | 0 | 0 | 0 | 0
| Repl Scre_Com, E/P - IntL | E | No | Grocery | Interior Lighting | NC | 0.53386 | 1.0413 | 0.50744 | 0 | 0 | 0 | 0 | 0 | 0 | 0
| Repl Scre_Com, E/P - IntL | E | No | Grocery | Interior Lighting | RET | 2.5281 | 5.0095 | 2.4814 | 0 | 0 | 0 | 0 | 0 | 0 | 0
| Repl Scre_Com, E/P - IntL | E | No | Grocery | Interior Lighting | REPL | 27.3999 | 54.2939 | 26.8939 | 0 | 0 | 0 | 0 | 0 | 0 | 0
| Lin LED Fixture_Com, E - IntL [No Heat] | E | Yes | Grocery | Interior Lighting | NC | 4.8854 | 9.529 | 13.9817 | 18.3085 | 22.3733 | 26.4121 | 30.3848 | 34.2455 | 38.066 | 41.8427
| Lin LED Fixture_Com, E - IntL [No Heat] | E | Yes | Grocery | Interior Lighting | RET | 37.2098 | 70.8777 | 103.9423 | 134.4839 | 162.3678 | 188.2497 | 211.674 | 233.7908 | 255.7202 | 277.0972
| Lin LED Fixture_Com, E - IntL [No Heat] | E | Yes | Grocery | Interior Lighting | REPL | 30.2192 | 53.9481 | 76.0678 | 95.0658 | 110.7454 | 123.3757 | 132.6759 | 139.0263 | 143.5337 | 146.1743
| Lin LED Fixture_Com, E - IntL [Electric Heat] | E | Yes | Grocery | Interior Lighting | NC | 6.8237 | 13.3098 | 19.5291 | 25.5726 | 31.2501 | 36.8913 | 42.4403 | 47.8328 | 53.1691 | 58.4442
| Lin LED Fixture_Com, E - IntL [Electric Heat] | E | No | Grocery | Interior Lighting | RET | 51.9732 | 98.9992 | 145.1825 | 187.8419 | 226.7889 | 262.9397 | 295.6579 | 326.5497 | 357.1799 | 387.0384
| Lin LED Fixture_Com, E - IntL [Electric Heat] | E | Yes | Grocery | Interior Lighting | REPL | 42.2089 | 75.3525 | 106.2485 | 132.7841 | 154.6847 | 172.3263 | 185.3164 | 194.1864 | 200.4822 | 204.1704
| Lin LED Fixture_Com, E/G - IntL | E | Yes | Grocery | Interior Lighting | NC | 18.6253 | 36.329 | 53.3048 | 69.8005 | 85.2972 | 100.6949 | 115.8408 | 130.5597 | 145.1251 | 159.5234
| Lin LED Fixture_Com, E/G - IntL | E | No | Grocery | Interior Lighting | RET | 141.861 | 270.2184 | 396.2759 | 512.7145 | 619.0206 | 717.6943 | 806.9985 | 891.3178 | 974.9229 | 1056.4218
| Lin LED Fixture_Com, E/G - IntL | E | Yes | Grocery | Interior Lighting | REPL | 115.2094 | 205.6748 | 290.0053 | 362.4344 | 422.2122 | 470.3647 | 505.8214 | 530.0321 | 547.2165 | 557.2834
| Lin LED Fixture_Com, E/O - IntL | E | No | Grocery | Interior Lighting | NC | 2.2141 | 4.3187 | 6.3367 | 8.2976 | 10.1398 | 11.9703 | 13.7707 | 15.5205 | 17.252 | 18.9636
| Lin LED Fixture_Com, E/O - IntL | E | No | Grocery | Interior Lighting | RET | 16.8639 | 32.1226 | 47.1079 | 60.9497 | 73.587 | 85.317 | 95.9332 | 105.9567 | 115.8954 | 125.5837
| Lin LED Fixture_Com, E/O - IntL | E | No | Grocery | Interior Lighting | REPL | 13.6957 | 24.4499 | 34.4748 | 43.0849 | 50.1911 | 55.9153 | 60.1303 | 63.0084 | 65.0512 | 66.2479
| Lin LED Fixture_Com, E/P - IntL | E | No | Grocery | Interior Lighting | NC | 0.70892 | 1.3828 | 2.0289 | 2.6567 | 3.2466 | 3.8326 | 4.4091 | 4.9693 | 5.5237 | 6.0718
| Lin LED Fixture_Com, E/P - IntL | E | No | Grocery | Interior Lighting | RET | 5.3995 | 10.285 | 15.083 | 19.5149 | 23.5611 | 27.3168 | 30.7159 | 33.9252 | 37.1074 | 40.2094
| Lin LED Fixture_Com, E/P - IntL | E | No | Grocery | Interior Lighting | REPL | 4.3851 | 7.8284 | 11.0381 | 13.7949 | 16.0702 | 17.903 | 19.2525 | 20.174 | 20.8281 | 21.2113
| LED Tube Repl_Com, E - IntL [No Heat] | E | Yes | Grocery | Interior Lighting | RET | 234.1058 | 445.9274 | 653.9536 | 846.1062 | 1021.5376 | 1200.5593 | 1378.4731 | 1562.732 | 1747.7463 | 1930.1911
| LED Tube Repl_Com, E - IntL [No Heat] | E | Yes | Grocery | Interior Lighting | REPL | 279.209 | 498.4513 | 702.8257 | 878.3571 | 1023.228 | 1159.2293 | 1283.0632 | 1399.9734 | 1506.3155 | 1600.5773
| LED Tube Repl_Com, E - IntL [Electric Heat] | E | Yes | Grocery | Interior Lighting | RET | 326.9897 | 622.8538 | 913.4166 | 1181.8077 | 1426.8434 | 1676.8939 | 1925.3969 | 2182.7624 | 2441.183 | 2696.0147
| LED Tube Repl_Com, E - IntL [Electric Heat] | E | Yes | Grocery | Interior Lighting | REPL | 389.9882 | 696.2171 | 981.6792 | 1226.8545 | 1429.2044 | 1619.1658 | 1792.1321 | 1955.4276 | 2103.962 | 2235.6232
| LED Tube Repl_Com, E/G - IntL | E | Yes | Grocery | Interior Lighting | RET | 892.5188 | 1700.0802 | 2493.1714 | 3225.7455 | 3894.5706 | 4577.0835 | 5255.3728 | 5957.8524 | 6663.2117 | 7358.7751
| LED Tube Repl_Com, E/G - IntL | E | Yes | Grocery | Interior Lighting | REPL | 1064.4731 | 1900.3253 | 2679.4945 | 3348.7007 | 3901.015 | 4419.5147 | 4891.6264 | 5337.3418 | 5742.7666 | 6102.1358
| LED Tube Repl_Com, E/O - IntL | E | Yes | Grocery | Interior Lighting | RET | 106.0995 | 202.0996 | 296.3795 | 383.4653 | 462.9729 | 544.1077 | 624.7403 | 708.2487 | 792.0993 | 874.7854
| LED Tube Repl_Com, E/O - IntL | E | Yes | Grocery | Interior Lighting | REPL | 126.5408 | 225.904 | 318.5289 | 398.0818 | 463.739 | 525.3765 | 581.4994 | 634.4845 | 682.68 | 725.4006
| LED Tube Repl_Com, E/P - IntL | E | Yes | Grocery | Interior Lighting | RET | 33.9709 | 64.7082 | 94.8948 | 122.7779 | 148.2347 | 174.2124 | 200.0293 | 226.767 | 253.6143 | 280.0888
| LED Tube Repl_Com, E/P - IntL | E | Yes | Grocery | Interior Lighting | REPL | 40.5158 | 72.3299 | 101.9866 | 127.4578 | 148.48 | 168.215 | 186.1845 | 203.1492 | 218.5805 | 232.2587
| Repl pin CFL wLED_Com, E - IntL [No Heat] | E | Yes | Grocery | Interior Lighting | RET | 0.15992 | 0.30685 | 0.45338 | 0.59081 | 0.71823 | 0.8566 | 1.0017 | 1.1592 | 1.324 | 1.4872
| Repl pin CFL wLED_Com, E - IntL [No Heat] | E | Yes | Grocery | Interior Lighting | REPL | 0.22466 | 0.40107 | 0.56552 | 0.70675 | 0.82332 | 0.94289 | 1.0624 | 1.1871 | 1.3132 | 1.4385
| Repl pin CFL wLED_Com, E - IntL [Electric Heat] | E | Yes | Grocery | Interior Lighting | RET | 0.22336 | 0.42859 | 0.63326 | 0.82523 | 1.0032 | 1.1965 | 1.3991 | 1.6191 | 1.8493 | 2.0772
| Repl pin CFL wLED_Com, E - IntL [Electric Heat] | E | Yes | Grocery | Interior Lighting | REPL | 0.3138 | 0.5602 | 0.78989 | 0.98717 | 1.15 | 1.317 | 1.484 | 1.6581 | 1.8342 | 2.0092
| Repl pin CFL wLED_Com, E/G - IntL | E | Yes | Grocery | Interior Lighting | RET | 0.60967 | 1.1698 | 1.7285 | 2.2525 | 2.7382 | 3.2658 | 3.819 | 4.4194 | 5.0477 | 5.6698
| Repl pin CFL wLED_Com, E/G - IntL | E | Yes | Grocery | Interior Lighting | REPL | 0.85651 | 1.5291 | 2.156 | 2.6945 | 3.1389 | 3.5947 | 4.0505 | 4.5257 | 5.0064 | 5.4842
| Repl pin CFL wLED_Com, E/O - IntL | E | No | Grocery | Interior Lighting | RET | 0.072476 | 0.13907 | 0.20547 | 0.26776 | 0.32551 | 0.38822 | 0.45398 | 0.52536 | 0.60005 | 0.67401
| Repl pin CFL wLED_Com, E/O - IntL | E | No | Grocery | Interior Lighting | REPL | 0.10182 | 0.18177 | 0.2563 | 0.32031 | 0.37314 | 0.42733 | 0.48151 | 0.538 | 0.59514 | 0.65194
| Repl pin CFL wLED_Com, E/P - IntL | E | No | Grocery | Interior Lighting | RET | 0.023205 | 0.044526 | 0.065789 | 0.085733 | 0.10422 | 0.1243 | 0.14536 | 0.16821 | 0.19213 | 0.2158
| Repl pin CFL wLED_Com, E/P - IntL | E | No | Grocery | Interior Lighting | REPL | 0.0326 | 0.058199 | 0.082062 | 0.10256 | 0.11947 | 0.13682 | 0.15417 | 0.17226 | 0.19055 | 0.20874
| Refrig Case LED_Com, E - IntL | E | Yes | Grocery | Interior Lighting | NC | 59.5293 | 116.1127 | 170.3697 | 223.0923 | 272.6221 | 321.8354 | 370.2439 | 417.2877 | 463.8407 | 509.8598
| Refrig Case LED_Com, E - IntL | E | Yes | Grocery | Interior Lighting | RET | 305.5308 | 590.4249 | 878.7625 | 1153.2356 | 1411.4801 | 1658.5071 | 1888.9087 | 2113.0959 | 2358.034 | 2617.8607
| Refrig Case LED_Com, E - IntL | E | Yes | Grocery | Interior Lighting | REPL | 381.9135 | 681.802 | 961.3537 | 1201.4527 | 1399.613 | 1559.2364 | 1676.7735 | 1757.031 | 1838.4683 | 1919.6602
| Refrig Case Ctrls_Com, E - IntL | E | Yes | Grocery | Interior Lighting | RET | 239.2966 | 474.1741 | 724.402 | 975.1344 | 1223.4582 | 1473.4973 | 1718.9826 | 1970.4184 | 1981.047 | 1990.3581
| Stair Occ Sensor_Com, E - IntL [No Heat] | E | Yes | Grocery | Interior Lighting | NC | 3.6445 | 7.1087 | 10.4304 | 13.6582 | 16.6905 | 19.7034 | 22.6671 | 25.5472 | 28.3973 | 31.2147
| Stair Occ Sensor_Com, E - IntL [No Heat] | E | Yes | Grocery | Interior Lighting | RET | 28.0579 | 55.5976 | 84.9371 | 114.3358 | 143.4521 | 172.7696 | 201.5531 | 231.0342 | 260.3383 | 288.9698
| Stair Occ Sensor_Com, E - IntL [Electric Heat] | E | Yes | Grocery | Interior Lighting | NC | 5.0905 | 9.9291 | 14.5688 | 19.0772 | 23.3126 | 27.521 | 31.6605 | 35.6834 | 39.6642 | 43.5994
| Stair Occ Sensor_Com, E - IntL [Electric Heat] | E | Yes | Grocery | Interior Lighting | RET | 39.1901 | 77.6565 | 118.6368 | 159.6998 | 200.3683 | 241.3177 | 281.5213 | 322.6995 | 363.6303 | 403.6216
| Stair Occ Sensor_Com, E/G - IntL | E | Yes | Grocery | Interior Lighting | NC | 13.8945 | 27.1015 | 39.7654 | 52.0713 | 63.6318 | 75.1186 | 86.4174 | 97.3978 | 108.2636 | 119.0047
| Stair Occ Sensor_Com, E/G - IntL | E | Yes | Grocery | Interior Lighting | RET | 106.9694 | 211.9635 | 323.8193 | 435.9008 | 546.9054 | 658.677 | 768.4128 | 880.8087 | 992.5293 | 1101.6855
| Stair Occ Sensor_Com, E/O - IntL | E | No | Grocery | Interior Lighting | NC | 1.6517 | 3.2217 | 4.7272 | 6.19 | 7.5643 | 8.9298 | 10.273 | 11.5783 | 12.87 | 14.1469
| Stair Occ Sensor_Com, E/O - IntL | E | No | Grocery | Interior Lighting | RET | 12.7162 | 25.1975 | 38.4945 | 51.8184 | 65.0142 | 78.3012 | 91.3462 | 104.7075 | 117.9884 | 130.9645
| Stair Occ Sensor_Com, E/P - IntL | E | No | Grocery | Interior Lighting | NC | 0.52885 | 1.0315 | 1.5135 | 1.9819 | 2.4219 | 2.8592 | 3.2892 | 3.7071 | 4.1207 | 4.5295
| Stair Occ Sensor_Com, E/P - IntL | E | No | Grocery | Interior Lighting | RET | 4.0715 | 8.0677 | 12.3252 | 16.5912 | 20.8162 | 25.0705 | 29.2472 | 33.5252 | 37.7775 | 41.9322
| Int Delamping_Com, E - IntL [No Heat] | E | Yes | Grocery | Interior Lighting | RET | 2.372 | 4.7001 | 7.1805 | 9.6658 | 12.1272 | 14.6057 | 17.039 | 19.5313 | 22.0086 | 24.4291
| Int Delamping_Com, E - IntL [Electric Heat] | E | Yes | Grocery | Interior Lighting | RET | 3.3131 | 6.565 | 10.0294 | 13.5008 | 16.9388 | 20.4006 | 23.7994 | 27.2805 | 30.7407 | 34.1215
| Int Delamping_Com, E/G - IntL | E | Yes | Grocery | Interior Lighting | RET | 9.043 | 17.9191 | 27.3752 | 36.8504 | 46.2345 | 55.6835 | 64.9604 | 74.4622 | 83.9069 | 93.1348
| Int Delamping_Com, E/O - IntL | E | Yes | Grocery | Interior Lighting | RET | 1.075 | 2.1302 | 3.2543 | 4.3806 | 5.4962 | 6.6195 | 7.7223 | 8.8518 | 9.9746 | 11.0715
| Int Delamping_Com, E/P - IntL | E | Yes | Grocery | Interior Lighting | RET | 0.34419 | 0.68203 | 1.042 | 1.4026 | 1.7598 | 2.1194 | 2.4725 | 2.8342 | 3.1937 | 3.5449
| Int Ltg Dsgn_Com, E - IntL [No Heat] | E | Yes | Grocery | Interior Lighting | NC | 5.026 | 9.8033 | 14.3841 | 18.8355 | 23.0172 | 27.1722 | 31.2593 | 35.2312 | 39.1616 | 43.0469
| Int Ltg Dsgn_Com, E - IntL [Electric Heat] | E | Yes | Grocery | Interior Lighting | NC | 7.0201 | 13.6928 | 20.0912 | 26.3086 | 32.1495 | 37.9531 | 43.6618 | 49.2095 | 54.6994 | 60.1263
| Int Ltg Dsgn_Com, E/G - IntL | E | Yes | Grocery | Interior Lighting | NC | 19.1614 | 37.3746 | 54.8389 | 71.8094 | 87.7522 | 103.5931 | 119.1749 | 134.3174 | 149.302 | 164.1147
| Int Ltg Dsgn_Com, E/O - IntL | E | Yes | Grocery | Interior Lighting | NC | 2.2778 | 4.443 | 6.5191 | 8.5365 | 10.4317 | 12.3148 | 14.1671 | 15.9672 | 17.7485 | 19.5094
| Int Ltg Dsgn_Com, E/P - IntL | E | Yes | Grocery | Interior Lighting | NC | 0.72932 | 1.4225 | 2.0873 | 2.7332 | 3.34 | 3.9429 | 4.536 | 5.1124 | 5.6827 | 6.2465
| Room Air Conditioner_Com, E - Cool | E | Yes | Hospital | Cooling | NC | 0 | 0 | 0 | 0 | 0 | 0 | 0 | 0 | 0 | 0
| Room Air Conditioner_Com, E - Cool | E | Yes | Hospital | Cooling | RET | 0 | 0 | 0 | 0 | 0 | 0 | 0 | 0 | 0 | 0
| Room Air Conditioner_Com, E - Cool | E | Yes | Hospital | Cooling | REPL | 0 | 0 | 0 | 0 | 0 | 0 | 0 | 0 | 0 | 0
| Chiller Systems_Com, E - Cool | E | Yes | Hospital | Cooling | NC | 405.886 | 791.6865 | 1161.6242 | 1521.1009 | 1858.8076 | 2194.3566 | 2524.4178 | 2845.1747 | 3162.5851 | 3476.3549
| Chiller Systems_Com, E - Cool | E | Yes | Hospital | Cooling | RET | 1854.5907 | 3624.8601 | 5458.9474 | 7246.1815 | 8967.5567 | 10653.146 | 12262.5153 | 13865.5532 | 13977.8583 | 14078.2964
| Chiller Systems_Com, E - Cool | E | Yes | Hospital | Cooling | REPL | 2083.1876 | 3718.9613 | 5243.8054 | 6553.4506 | 7634.3369 | 8505.0194 | 9146.1382 | 9583.9111 | 9801.4826 | 9801.4826
| Chiller Tuneup_Com, E - Cool | E | Yes | Hospital | Cooling | RET | 349.2371 | 692.0248 | 1057.2152 | 1423.1422 | 1785.5537 | 1801.2317 | 1816.713 | 1818.476 | 1817.2979 | 1811.2629
| Computer Room Air Conditioner_Com, E - Cool | E | Yes | Hospital | Cooling | NC | 9.7835 | 19.0828 | 27.9997 | 36.6645 | 44.8046 | 52.8927 | 60.8484 | 68.5799 | 76.2308 | 83.7939
| Computer Room Air Conditioner_Com, E - Cool | E | Yes | Hospital | Cooling | REPL | 50.213 | 99.4988 | 152.0056 | 204.6183 | 256.7255 | 309.1927 | 360.7044 | 413.4647 | 465.908 | 517.1475
| Mini Split Ductless AC_Com, E - Cool | E | Yes | Hospital | Cooling | NC | 0 | 0 | 0 | 0 | 0 | 0 | 0 | 0 | 0 | 0
| Mini Split Ductless AC_Com, E - Cool | E | Yes | Hospital | Cooling | RET | 0 | 0 | 0 | 0 | 0 | 0 | 0 | 0 | 0 | 0
| Mini Split Ductless AC_Com, E - Cool | E | Yes | Hospital | Cooling | REPL | 0 | 0 | 0 | 0 | 0 | 0 | 0 | 0 | 0 | 0
| Eff Unitary AC_Com, E - Cool | E | Yes | Hospital | Cooling | NC | 2.3954 | 4.6723 | 6.8556 | 8.9771 | 10.9702 | 12.9505 | 14.8984 | 16.7914 | 18.6647 | 20.5165
| Eff Unitary AC_Com, E - Cool | E | No | Hospital | Cooling | RET | 19.0503 | 36.8796 | 54.9911 | 72.2955 | 88.637 | 104.3266 | 119.0143 | 134.3607 | 149.9016 | 165.3531
| Eff Unitary AC_Com, E - Cool | E | Yes | Hospital | Cooling | REPL | 16.3925 | 30.5515 | 44.6074 | 57.6611 | 69.5687 | 80.5309 | 90.2845 | 100.1031 | 109.6925 | 118.8954
| PTAC_Com, E - Cool | E | Yes | Hospital | Cooling | NC | 0 | 0 | 0 | 0 | 0 | 0 | 0 | 0 | 0 | 0
| PTAC_Com, E - Cool | E | No | Hospital | Cooling | RET | 0 | 0 | 0 | 0 | 0 | 0 | 0 | 0 | 0 | 0
| PTAC_Com, E - Cool | E | Yes | Hospital | Cooling | REPL | 0 | 0 | 0 | 0 | 0 | 0 | 0 | 0 | 0 | 0
| Unitary Equipment Economizer_Com, E - Cool | E | No | Hospital | Cooling | RET | 10.0532 | 19.9207 | 30.4331 | 40.9667 | 51.3991 | 61.9036 | 72.2167 | 82.7799 | 93.2796 | 103.5383
| AC Tuneup_Com, E - Cool [ASHP] | E | Yes | Hospital | Cooling | RET | 1.3417 | 2.6586 | 4.0616 | 5.4674 | 6.8597 | 6.9199 | 6.9794 | 6.9861 | 6.9816 | 6.9584
| AC Tuneup_Com, E - Heat [ASHP] | E | Yes | Hospital | Space Heating | RET | 1.868 | 3.7014 | 5.6547 | 7.612 | 9.5504 | 9.6343 | 9.7171 | 9.7265 | 9.7202 | 9.6879
| AC Tuneup_Com, E - Cool [Unitary AC] | E | Yes | Hospital | Cooling | RET | 6.3814 | 12.6449 | 19.3177 | 26.0041 | 32.6261 | 32.9126 | 33.1955 | 33.2277 | 33.2062 | 33.0959
| DCV_Com, E - Cool [Building w Elec Heat] | E | Yes | Hospital | Cooling | RET | 174.3778 | 345.5354 | 527.8788 | 710.5901 | 891.546 | 1073.752 | 1252.6395 | 1435.8633 | 1617.9863 | 1795.9289
| DCV_Com, E - Heat [Building w Elec Heat] | E | Yes | Hospital | Space Heating | RET | 5.0747 | 10.0556 | 15.3621 | 20.6793 | 25.9454 | 31.2479 | 36.4538 | 41.7859 | 47.0859 | 52.2643
| DCV_Com, E - Vent [Building w Elec Heat] | E | Yes | Hospital | Ventilation | RET | 221.5114 | 438.9321 | 670.5623 | 902.6596 | 1132.5271 | 1363.9826 | 1591.2227 | 1823.971 | 2055.3211 | 2281.3608
| DCV_Com, E - Cool [Building w Gas Heat] | E | Yes | Hospital | Cooling | RET | 356.0844 | 705.5929 | 1077.9434 | 1451.0449 | 1820.562 | 2192.6317 | 2557.9251 | 2932.0731 | 3303.9734 | 3667.3371
| DCV_Com, E - Vent [Building w Gas Heat] | E | Yes | Hospital | Ventilation | RET | 452.3325 | 896.3117 | 1369.3069 | 1843.2561 | 2312.6522 | 2785.2908 | 3249.3214 | 3724.6001 | 4197.0234 | 4658.6028
| DCV_Com, E - Cool [Building w Oil Heat] | E | Yes | Hospital | Cooling | RET | 95.8067 | 189.8442 | 290.0274 | 390.4127 | 489.8336 | 589.9412 | 688.2257 | 788.8926 | 888.9547 | 986.7199
| DCV_Com, E - Vent [Building w Oil Heat] | E | Yes | Hospital | Ventilation | RET | 121.7029 | 241.1583 | 368.4206 | 495.9396 | 622.2335 | 749.3999 | 874.2502 | 1002.1269 | 1129.2353 | 1253.4262
| DCV_Com, E - Cool [Building w Propane Heat] | E | Yes | Hospital | Cooling | RET | 28.873 | 57.2128 | 87.4047 | 117.6575 | 147.6197 | 177.7889 | 207.4086 | 237.7463 | 267.9017 | 297.365
| DCV_Com, E - Vent [Building w Propane Heat] | E | Yes | Hospital | Ventilation | RET | 36.6772 | 72.6772 | 111.0298 | 149.4599 | 187.5207 | 225.8445 | 263.4703 | 302.0081 | 340.3144 | 377.7414
| Controls for Unitary AC_Com, E - Cool | E | No | Hospital | Cooling | RET | 19.8131 | 39.2603 | 59.9784 | 80.7384 | 101.2989 | 122.0014 | 142.3269 | 163.1451 | 183.8382 | 204.0563
| Optimized Unitary AC Sys_Com, E - Cool [Building w Elec Heat] | E | No | Hospital | Cooling | NC | 1.7475 | 3.4084 | 5.0011 | 6.5488 | 8.0027 | 9.4473 | 10.8683 | 12.2493 | 13.6158 | 14.9667
| Optimized Unitary AC Sys_Com, E - Heat [Building w Elec Heat] | E | No | Hospital | Space Heating | NC | 1.9218 | 3.7485 | 5.5001 | 7.2021 | 8.8011 | 10.3899 | 11.9526 | 13.4714 | 14.9742 | 16.4599
| Optimized Unitary AC Sys_Com, E - Cool [Building w Gas Heat] | E | Yes | Hospital | Cooling | NC | 3.5684 | 6.9601 | 10.2124 | 13.3728 | 16.3417 | 19.2917 | 22.1935 | 25.0134 | 27.8039 | 30.5624
| Optimized Unitary AC Sys_Com, E - Cool [Building w Oil Heat] | E | Yes | Hospital | Cooling | NC | 0.96009 | 1.8727 | 2.7477 | 3.598 | 4.3968 | 5.1906 | 5.9713 | 6.73 | 7.4808 | 8.223
| Optimized Unitary AC Sys_Com, E - Cool [Building w Propane Heat] | E | Yes | Hospital | Cooling | NC | 0.28934 | 0.56436 | 0.82807 | 1.0843 | 1.3251 | 1.5643 | 1.7996 | 2.0282 | 2.2545 | 2.4781
| Optimized Chiller Sys_Com, E - Cool | E | No | Hospital | Cooling | NC | 160.1058 | 312.2887 | 458.2144 | 600.0136 | 733.2254 | 865.5861 | 995.7821 | 1122.3079 | 1247.5136 | 1371.2833
| Cool Roof_Com, E - Cool [Building w Elec Heat] | E | No | Hospital | Cooling | NC | 13.773 | 26.8644 | 39.4175 | 51.6157 | 63.0751 | 74.4613 | 85.6613 | 96.5456 | 107.3163 | 117.9635
| Cool Roof_Com, E - Cool [Building w Elec Heat] | E | No | Hospital | Cooling | RET | 72.1028 | 142.8741 | 218.2706 | 293.8191 | 368.6419 | 443.9816 | 517.9491 | 593.7096 | 669.0149 | 742.5917
| Cool Roof_Com, E - Heat [Building w Elec Heat] | E | No | Hospital | Space Heating | NC | -0.21862 | -0.42643 | -0.62569 | -0.81932 | -1.0012 | -1.182 | -1.3597 | -1.5325 | -1.7035 | -1.8725
| Cool Roof_Com, E - Heat [Building w Elec Heat] | E | No | Hospital | Space Heating | RET | -1.1445 | -2.2679 | -3.4647 | -4.6639 | -5.8516 | -7.0475 | -8.2216 | -9.4242 | -10.6195 | -11.7875
| Cool Roof_Com, E - Cool [Building w Gas Heat] | E | No | Hospital | Cooling | NC | 28.1248 | 54.8578 | 80.4917 | 105.4007 | 128.8012 | 152.0521 | 174.9229 | 197.1489 | 219.143 | 240.8848
| Cool Roof_Com, E - Cool [Building w Gas Heat] | E | No | Hospital | Cooling | RET | 147.236 | 291.7529 | 445.7147 | 599.987 | 752.7772 | 906.6228 | 1057.6666 | 1212.3716 | 1366.1472 | 1516.3931
| Cool Roof_Com, E - Cool [Building w Oil Heat] | E | No | Hospital | Cooling | NC | 7.5672 | 14.7598 | 21.6568 | 28.3587 | 34.6548 | 40.9106 | 47.0641 | 53.0441 | 58.9618 | 64.8116
| Cool Roof_Com, E - Cool [Building w Oil Heat] | E | No | Hospital | Cooling | RET | 39.6148 | 78.4979 | 119.9223 | 161.4302 | 202.5394 | 243.9325 | 284.5718 | 326.1961 | 367.5704 | 407.995
| Cool Roof_Com, E - Cool [Building w Propane Heat] | E | No | Hospital | Cooling | NC | 2.2805 | 4.4481 | 6.5266 | 8.5464 | 10.4438 | 12.3291 | 14.1836 | 15.9858 | 17.7691 | 19.5321
| Cool Roof_Com, E - Cool [Building w Propane Heat] | E | No | Hospital | Cooling | RET | 11.9386 | 23.6567 | 36.1406 | 48.6498 | 61.0387 | 73.5132 | 85.7606 | 98.3048 | 110.7736 | 122.9563
| GSHP_Com, E - Cool | E | Yes | Hospital | Cooling | RET | 5.1021 | 9.6116 | 13.9379 | 17.8415 | 21.323 | 24.4797 | 27.2706 | 29.8446 | 32.1487 | 34.1758
| GSHP_Com, E - Cool | E | Yes | Hospital | Cooling | REPL | 2.0511 | 3.6616 | 5.163 | 6.4524 | 7.5167 | 8.3739 | 9.0052 | 9.4362 | 9.6504 | 9.6504
| GSHP_Com, E - Heat | E | Yes | Hospital | Space Heating | RET | 9.2469 | 17.42 | 25.2608 | 32.3357 | 38.6455 | 44.3667 | 49.4248 | 54.09 | 58.2658 | 61.9398
| GSHP_Com, E - Heat | E | Yes | Hospital | Space Heating | REPL | 3.7173 | 6.6363 | 9.3573 | 11.6943 | 13.6231 | 15.1768 | 16.3208 | 17.102 | 17.4903 | 17.4903
| Unitary HP_Com, E - Cool | E | Yes | Hospital | Cooling | NC | 0.55461 | 1.0818 | 1.5873 | 2.0785 | 2.5399 | 2.9984 | 3.4494 | 3.8877 | 4.3214 | 4.7502
| Unitary HP_Com, E - Cool | E | No | Hospital | Cooling | RET | 2.7407 | 5.3013 | 7.8979 | 10.3745 | 12.7093 | 14.9469 | 17.0381 | 19.4087 | 21.9815 | 24.6965
| Unitary HP_Com, E - Cool | E | Yes | Hospital | Cooling | REPL | 3.7954 | 6.7756 | 9.5537 | 11.9397 | 13.909 | 15.4953 | 16.6633 | 17.9205 | 19.2305 | 20.5694
| Unitary HP_Com, E - Heat | E | Yes | Hospital | Space Heating | NC | 0.32874 | 0.64121 | 0.94083 | 1.232 | 1.5055 | 1.7773 | 2.0446 | 2.3044 | 2.5615 | 2.8156
| Unitary HP_Com, E - Heat | E | No | Hospital | Space Heating | RET | 1.6245 | 3.1423 | 4.6814 | 6.1494 | 7.5333 | 8.8596 | 10.0991 | 11.5043 | 13.0292 | 14.6385
| Unitary HP_Com, E - Heat | E | Yes | Hospital | Space Heating | REPL | 2.2496 | 4.0161 | 5.6628 | 7.0771 | 8.2444 | 9.1846 | 9.877 | 10.6221 | 11.3986 | 12.1923
| PTHP_Com, E - Cool | E | Yes | Hospital | Cooling | NC | 0 | 0 | 0 | 0 | 0 | 0 | 0 | 0 | 0 | 0
| PTHP_Com, E - Cool | E | Yes | Hospital | Cooling | RET | 0 | 0 | 0 | 0 | 0 | 0 | 0 | 0 | 0 | 0
| PTHP_Com, E - Cool | E | Yes | Hospital | Cooling | REPL | 0 | 0 | 0 | 0 | 0 | 0 | 0 | 0 | 0 | 0
| PTHP_Com, E - Heat | E | Yes | Hospital | Space Heating | NC | 0 | 0 | 0 | 0 | 0 | 0 | 0 | 0 | 0 | 0
| PTHP_Com, E - Heat | E | Yes | Hospital | Space Heating | RET | 0 | 0 | 0 | 0 | 0 | 0 | 0 | 0 | 0 | 0
| PTHP_Com, E - Heat | E | Yes | Hospital | Space Heating | REPL | 0 | 0 | 0 | 0 | 0 | 0 | 0 | 0 | 0 | 0
| Minisplit Ductless HP_Com, E - Cool | E | Yes | Hospital | Cooling | RET | 70.4121 | 133.2463 | 194.1065 | 249.5503 | 299.4737 | 345.176 | 382.6301 | 419.1444 | 453.4473 | 485.3168
| Minisplit Ductless HP_Com, E - Cool | E | Yes | Hospital | Cooling | REPL | 50.3797 | 89.9392 | 126.8159 | 158.4883 | 184.6284 | 205.685 | 221.1898 | 232.8552 | 240.2608 | 243.4028
| Minisplit Ductless HP_Com, E - Heat | E | Yes | Hospital | Space Heating | RET | 29.6456 | 56.1007 | 81.7248 | 105.0683 | 126.0876 | 145.3296 | 162.5053 | 179.1339 | 194.7921 | 209.3175
| Minisplit Ductless HP_Com, E - Heat | E | Yes | Hospital | Space Heating | REPL | 21.7585 | 38.8438 | 54.7704 | 68.4494 | 79.739 | 88.8331 | 95.5295 | 100.5677 | 103.7661 | 105.1231
| Programmable TStat_Com, E - Cool [Building w Elec Heat] | E | Yes | Hospital | Cooling | NC | 0 | 0 | 0 | 0 | 0 | 0 | 0 | 0 | 0 | 0
| Programmable TStat_Com, E - Heat [Building w Elec Heat] | E | Yes | Hospital | Space Heating | NC | 0 | 0 | 0 | 0 | 0 | 0 | 0 | 0 | 0 | 0
| Programmable TStat_Com, E - Cool [Building w Gas Heat] | E | Yes | Hospital | Cooling | NC | 0 | 0 | 0 | 0 | 0 | 0 | 0 | 0 | 0 | 0
| Programmable TStat_Com, E - Cool [Building w Gas Heat] | E | Yes | Hospital | Cooling | RET | 0 | 0 | 0 | 0 | 0 | 0 | 0 | 0 | 0 | 0
| Programmable TStat_Com, E - Cool [Building w Propane Heat] | E | Yes | Hospital | Cooling | NC | 0 | 0 | 0 | 0 | 0 | 0 | 0 | 0 | 0 | 0
| Programmable TStat_Com, E - Cool [Building w Propane Heat] | E | Yes | Hospital | Cooling | RET | 0 | 0 | 0 | 0 | 0 | 0 | 0 | 0 | 0 | 0
| Programmable TStat_Com, E - Cool [Building w Oil Heat] | E | Yes | Hospital | Cooling | NC | 0 | 0 | 0 | 0 | 0 | 0 | 0 | 0 | 0 | 0
| Programmable TStat_Com, E - Cool [Building w Oil Heat] | E | Yes | Hospital | Cooling | RET | 0 | 0 | 0 | 0 | 0 | 0 | 0 | 0 | 0 | 0
| Smart TStat_Com, E - Cool [Building w Elec Heat] | E | Yes | Hospital | Cooling | NC | 1.3693 | 2.6708 | 3.9188 | 5.1315 | 6.2708 | 7.4028 | 8.5163 | 9.5984 | 10.6692 | 11.7277
| Smart TStat_Com, E - Cool [Building w Elec Heat] | E | Yes | Hospital | Cooling | RET | 5.0405 | 9.9879 | 15.2586 | 20.54 | 25.7706 | 31.0373 | 36.2082 | 41.5043 | 46.7687 | 51.9122
| Smart TStat_Com, E - Heat [Building w Elec Heat] | E | Yes | Hospital | Space Heating | NC | 0.3747 | 0.73086 | 1.0724 | 1.4042 | 1.716 | 2.0258 | 2.3305 | 2.6266 | 2.9196 | 3.2093
| Smart TStat_Com, E - Heat [Building w Elec Heat] | E | Yes | Hospital | Space Heating | RET | 1.3793 | 2.7331 | 4.1755 | 5.6207 | 7.052 | 8.4933 | 9.9082 | 11.3575 | 12.7981 | 14.2056
| Smart TStat_Com, E - Cool [Building w Gas Heat] | E | Yes | Hospital | Cooling | NC | 2.7961 | 5.4539 | 8.0023 | 10.4788 | 12.8052 | 15.1168 | 17.3905 | 19.6002 | 21.7868 | 23.9483
| Smart TStat_Com, E - Cool [Building w Gas Heat] | E | Yes | Hospital | Cooling | RET | 10.2928 | 20.3955 | 31.1585 | 41.9432 | 52.6242 | 63.3791 | 73.9381 | 84.753 | 95.503 | 106.0062
| Smart TStat_Com, E - Cool [Building w Propane Heat] | E | Yes | Hospital | Cooling | NC | 0.75231 | 1.4674 | 2.1531 | 2.8194 | 3.4453 | 4.0673 | 4.679 | 5.2736 | 5.8619 | 6.4435
| Smart TStat_Com, E - Cool [Building w Propane Heat] | E | Yes | Hospital | Cooling | RET | 2.7693 | 5.4875 | 8.3834 | 11.2851 | 14.1589 | 17.0525 | 19.8935 | 22.8033 | 25.6957 | 28.5216
| Smart TStat_Com, E - Cool [Building w Oil Heat] | E | Yes | Hospital | Cooling | NC | 0.22672 | 0.44223 | 0.64887 | 0.84967 | 1.0383 | 1.2257 | 1.4101 | 1.5893 | 1.7666 | 1.9418
| Smart TStat_Com, E - Cool [Building w Oil Heat] | E | Yes | Hospital | Cooling | RET | 0.83459 | 1.6538 | 2.5265 | 3.4009 | 4.267 | 5.1391 | 5.9952 | 6.8722 | 7.7438 | 8.5955
| Windows_Com, E - Cool [Building w Elec Heat] | E | No | Hospital | Cooling | NC | 28.2857 | 55.1716 | 80.9521 | 106.0036 | 129.538 | 152.922 | 175.9235 | 198.2767 | 220.3966 | 242.2628
| Windows_Com, E - Heat [Building w Elec Heat] | E | No | Hospital | Space Heating | NC | 0.9754 | 1.9025 | 2.7915 | 3.6554 | 4.467 | 5.2733 | 6.0665 | 6.8373 | 7.6001 | 8.3542
| Windows_Com, E - Cool [Building w Gas Heat] | E | Yes | Hospital | Cooling | NC | 57.7602 | 112.662 | 165.3065 | 216.4624 | 264.5202 | 312.2709 | 359.2408 | 404.8865 | 450.056 | 494.7075
| Windows_Com, E - Cool [Building w Oil Heat] | E | Yes | Hospital | Cooling | NC | 15.5407 | 30.3124 | 44.4768 | 58.2405 | 71.1708 | 84.0184 | 96.656 | 108.9372 | 121.0904 | 133.1041
| Windows_Com, E - Cool [Building w Propane Heat] | E | No | Hospital | Cooling | NC | 4.6835 | 9.1352 | 13.4038 | 17.5518 | 21.4485 | 25.3204 | 29.1289 | 32.8301 | 36.4927 | 40.1132
| Window Film_Com, E - Cool [Building w Elec Heat] | E | No | Hospital | Cooling | RET | 0 | 0 | 0 | 0 | 0 | 0 | 0 | 0 | 0 | 0
| Window Film_Com, E - Heat [Building w Elec Heat] | E | No | Hospital | Space Heating | RET | 0 | 0 | 0 | 0 | 0 | 0 | 0 | 0 | 0 | 0
| Window Film_Com, E - Cool [Building w Gas Heat] | E | No | Hospital | Cooling | RET | 0 | 0 | 0 | 0 | 0 | 0 | 0 | 0 | 0 | 0
| Window Film_Com, E - Cool [Building w Oil Heat] | E | No | Hospital | Cooling | RET | 0 | 0 | 0 | 0 | 0 | 0 | 0 | 0 | 0 | 0
| Window Film_Com, E - Cool [Building w Propane Heat] | E | No | Hospital | Cooling | RET | 0 | 0 | 0 | 0 | 0 | 0 | 0 | 0 | 0 | 0
| Motors and Fans_Com, E - Vent | E | Yes | Hospital | Ventilation | NC | 11.6083 | 22.6422 | 33.2224 | 43.5034 | 53.1618 | 62.7585 | 72.1982 | 81.3719 | 90.4498 | 99.4236
| Motors and Fans_Com, E - Vent | E | Yes | Hospital | Ventilation | RET | 117.9665 | 222.2916 | 322.4315 | 412.8396 | 493.5147 | 487.1821 | 481.5985 | 474.116 | 467.2005 | 460.6472
| Motors and Fans_Com, E - Vent | E | Yes | Hospital | Ventilation | REPL | 79.4387 | 141.8161 | 199.9634 | 249.9045 | 291.1222 | 324.3242 | 348.7721 | 365.6513 | 374.3168 | 374.8572
| ECM Furnace Motors_Com, E - Vent | E | Yes | Hospital | Ventilation | RET | 157.7132 | 312.5139 | 477.4316 | 642.6818 | 806.3445 | 971.1378 | 1132.9298 | 1298.6436 | 1463.3618 | 1624.2992
| VFD on HVAC System_Com, E - Vent | E | Yes | Hospital | Ventilation | RET | 1440.9613 | 2855.3121 | 4362.0971 | 5871.9211 | 7367.2403 | 8872.8893 | 10351.1164 | 11865.1755 | 13370.1387 | 14840.5573
| Kitchen DCV_Com, E - Vent [Building w Elec Heat] | E | Yes | Hospital | Ventilation | NC | 9.2704 | 18.0821 | 26.5315 | 34.7419 | 42.4551 | 50.1191 | 57.6577 | 64.9838 | 72.2334 | 79.3999
| Kitchen DCV_Com, E - Vent [Building w Elec Heat] | E | Yes | Hospital | Ventilation | RET | 88.4988 | 167.2848 | 243.4139 | 312.6023 | 374.7532 | 431.5136 | 482.0576 | 530.4587 | 575.5326 | 616.8811
| Kitchen DCV_Com, E - Vent [Building w Elec Heat] | E | Yes | Hospital | Ventilation | REPL | 63.44 | 113.2547 | 159.6913 | 199.5743 | 232.4909 | 259.006 | 278.5302 | 292.8988 | 301.5859 | 304.6069
| Kitchen DCV_Com, E - Heat [Building w Elec Heat] | E | Yes | Hospital | Space Heating | NC | 0.48551 | 0.947 | 1.3895 | 1.8195 | 2.2235 | 2.6248 | 3.0197 | 3.4033 | 3.783 | 4.1583
| Kitchen DCV_Com, E - Heat [Building w Elec Heat] | E | Yes | Hospital | Space Heating | RET | 4.6349 | 8.7611 | 12.7481 | 16.3717 | 19.6266 | 22.5993 | 25.2464 | 27.7813 | 30.1419 | 32.3074
| Kitchen DCV_Com, E - Heat [Building w Elec Heat] | E | Yes | Hospital | Space Heating | REPL | 3.3225 | 5.9314 | 8.3634 | 10.4521 | 12.1761 | 13.5647 | 14.5872 | 15.3397 | 15.7947 | 15.9529
| Kitchen DCV_Com, E - Vent [Building w Gas Heat] | E | Yes | Hospital | Ventilation | NC | 18.9305 | 36.9242 | 54.178 | 70.944 | 86.6946 | 102.3446 | 117.7386 | 132.6986 | 147.5026 | 162.1368
| Kitchen DCV_Com, E - Vent [Building w Gas Heat] | E | Yes | Hospital | Ventilation | RET | 180.7169 | 341.6003 | 497.058 | 638.3426 | 765.2566 | 881.1629 | 984.3752 | 1083.2117 | 1175.2538 | 1259.6884
| Kitchen DCV_Com, E - Vent [Building w Gas Heat] | E | Yes | Hospital | Ventilation | REPL | 129.5462 | 231.2693 | 326.094 | 407.5363 | 474.7529 | 528.8976 | 568.7665 | 598.1075 | 615.8469 | 622.0159
| Kitchen DCV_Com, E - Vent [Building w Oil Heat] | E | Yes | Hospital | Ventilation | NC | 5.0934 | 9.9347 | 14.5769 | 19.0879 | 23.3257 | 27.5364 | 31.6783 | 35.7034 | 39.6865 | 43.6239
| Kitchen DCV_Com, E - Vent [Building w Oil Heat] | E | Yes | Hospital | Ventilation | RET | 48.623 | 91.9097 | 133.7366 | 171.7501 | 205.8971 | 237.0824 | 264.8523 | 291.4449 | 316.2094 | 338.927
| Kitchen DCV_Com, E - Vent [Building w Oil Heat] | E | Yes | Hospital | Ventilation | REPL | 34.8552 | 62.2244 | 87.7376 | 109.6502 | 127.7352 | 142.3032 | 153.0302 | 160.9246 | 165.6974 | 167.3573
| Kitchen DCV_Com, E - Vent [Building w Oil Heat] | E | Yes | Hospital | Ventilation | NC | 5.0934 | 9.9347 | 14.5769 | 19.0879 | 23.3257 | 27.5364 | 31.6783 | 35.7034 | 39.6865 | 43.6239
| Kitchen DCV_Com, E - Vent [Building w Oil Heat] | E | Yes | Hospital | Ventilation | RET | 48.623 | 91.9097 | 133.7366 | 171.7501 | 205.8971 | 237.0824 | 264.8523 | 291.4449 | 316.2094 | 338.927
| Kitchen DCV_Com, E - Vent [Building w Oil Heat] | E | Yes | Hospital | Ventilation | REPL | 34.8552 | 62.2244 | 87.7376 | 109.6502 | 127.7352 | 142.3032 | 153.0302 | 160.9246 | 165.6974 | 167.3573
| Duct Sealing Regulated_Com, E - Vent [Building w Elec Heat] | E | Yes | Hospital | Ventilation | RET | 149.2559 | 295.7554 | 451.8294 | 608.2181 | 763.1044 | 919.0607 | 1072.1766 | 1229.004 | 1384.8892 | 1537.1963
| Duct Sealing Regulated_Com, E - Heat [Building w Elec Heat] | E | Yes | Hospital | Space Heating | RET | 3.7926 | 7.5152 | 11.4811 | 15.4549 | 19.3906 | 23.3535 | 27.2442 | 31.2292 | 35.1903 | 39.0604
| Duct Sealing Regulated_Com, E - Cool [Building w Elec Heat] | E | Yes | Hospital | Cooling | RET | 4.7036 | 9.3203 | 14.2387 | 19.1671 | 24.0481 | 28.9628 | 33.788 | 38.7302 | 43.6427 | 48.4424
| Duct Sealing Regulated_Com, E - Vent [Building w Gas Heat] | E | Yes | Hospital | Ventilation | RET | 304.7847 | 603.9408 | 922.6482 | 1241.9984 | 1558.2806 | 1876.7477 | 2189.4146 | 2509.6606 | 2827.9826 | 3138.998
| Duct Sealing Regulated_Com, E - Cool [Building w Gas Heat] | E | Yes | Hospital | Cooling | RET | 9.6048 | 19.0323 | 29.0759 | 39.1397 | 49.1069 | 59.1429 | 68.9961 | 79.0882 | 89.1196 | 98.9208
| Duct Sealing Non Regulated_Com, E - Vent [Building w Oil Heat] | E | Yes | Hospital | Ventilation | RET | 82.0042 | 162.4941 | 248.2443 | 334.1674 | 419.2651 | 504.9507 | 589.0757 | 675.2398 | 760.8864 | 844.567
| Duct Sealing Non Regulated_Com, E - Cool [Building w Oil Heat] | E | Yes | Hospital | Cooling | RET | 2.5842 | 5.1208 | 7.823 | 10.5308 | 13.2125 | 15.9128 | 18.5638 | 21.2792 | 23.9782 | 26.6153
| Duct Sealing Non Regulated_Com, E - Vent [Building w Propane Heat] | E | Yes | Hospital | Ventilation | RET | 24.7134 | 48.9704 | 74.8127 | 100.7071 | 126.3527 | 152.1755 | 177.528 | 203.4951 | 229.3061 | 254.5247
| Duct Sealing Non Regulated_Com, E - Cool [Building w Propane Heat] | E | Yes | Hospital | Cooling | RET | 0.7788 | 1.5432 | 2.3576 | 3.1736 | 3.9818 | 4.7956 | 5.5945 | 6.4128 | 7.2262 | 8.021
| Power Strip_Com, E - Plug [Tier 1] | E | Yes | Hospital | Plug Loads | NC | 0 | 0 | 0 | 0 | 0 | 0 | 0 | 0 | 0 | 0
| Power Strip_Com, E - Plug [Tier 1] | E | Yes | Hospital | Plug Loads | RET | 0 | 0 | 0 | 0 | 0 | 0 | 0 | 0 | 0 | 0
| Power Strip_Com, E - Plug [Tier 1] | E | Yes | Hospital | Plug Loads | REPL | 0 | 0 | 0 | 0 | 0 | 0 | 0 | 0 | 0 | 0
| Power Strip_Com, E - Plug [Tier 2] | E | Yes | Hospital | Plug Loads | NC | 87.4158 | 170.5057 | 250.1793 | 327.5998 | 400.3318 | 472.5991 | 543.6844 | 612.7659 | 594.4014 | 580.2603
| Power Strip_Com, E - Plug [Tier 2] | E | Yes | Hospital | Plug Loads | RET | 897.3132 | 1693.2525 | 2459.564 | 3153.4871 | 3788.9812 | 4381.7637 | 4921.9587 | 5436.5652 | 5196.4908 | 5171.3739
| Power Strip_Com, E - Plug [Tier 2] | E | Yes | Hospital | Plug Loads | REPL | 1121.6415 | 2002.3838 | 2823.3989 | 3528.5454 | 4128.5353 | 4633.6082 | 5032.2246 | 5340.8882 | 4652.6294 | 4318.9898
| Computer Power Management_Com, E - Plug | E | Yes | Hospital | Plug Loads | RET | 630.9839 | 1250.3153 | 1910.1229 | 2571.2611 | 3226.0479 | 3254.3741 | 3282.3449 | 3285.5302 | 3283.4017 | 3272.4979
| Vending Machine Controls_Com, E - Plug [Non-Refrigerated] | E | No | Hospital | Plug Loads | RET | 43.727 | 86.6464 | 132.3708 | 178.1875 | 223.564 | 225.527 | 227.4653 | 227.6861 | 227.5386 | 226.7829
| Vending Machine Controls_Com, E - Plug [Refrigerated] | E | Yes | Hospital | Plug Loads | RET | 131.1809 | 259.9392 | 397.1125 | 534.5624 | 670.6919 | 676.5809 | 682.396 | 683.0582 | 682.6157 | 680.3488
| Ovens_Com, E - Cook | E | Yes | Hospital | Cooking | NC | 16.7031 | 32.5797 | 47.8034 | 62.5967 | 76.494 | 90.3026 | 103.8854 | 117.0852 | 130.1474 | 143.0597
| Ovens_Com, E - Cook | E | Yes | Hospital | Cooking | REPL | 142.8796 | 283.1207 | 432.5272 | 582.2349 | 730.5045 | 879.7983 | 1026.3731 | 1176.5008 | 1325.7266 | 1471.5271
| Fryers_Com, E - Cook | E | Yes | Hospital | Cooking | NC | 2.7407 | 5.3457 | 7.8437 | 10.271 | 12.5513 | 14.817 | 17.0457 | 19.2115 | 21.3548 | 23.4735
| Fryers_Com, E - Cook | E | Yes | Hospital | Cooking | REPL | 23.4439 | 46.4549 | 70.9698 | 95.5341 | 119.8624 | 144.3587 | 168.409 | 193.0422 | 217.5274 | 241.4506
| Griddles_Com, E - Cook | E | Yes | Hospital | Cooking | NC | 0.76441 | 1.491 | 2.1877 | 2.8647 | 3.5007 | 4.1326 | 4.7542 | 5.3583 | 5.9561 | 6.547
| Griddles_Com, E - Cook | E | Yes | Hospital | Cooking | REPL | 6.5388 | 12.9568 | 19.7943 | 26.6456 | 33.431 | 40.2633 | 46.9712 | 53.8417 | 60.6709 | 67.3434
| Hot Food Holding Cabinet_Com, E - Cook | E | Yes | Hospital | Cooking | NC | 3.3263 | 6.4879 | 9.5196 | 12.4655 | 15.233 | 17.9828 | 20.6877 | 23.3163 | 25.9175 | 28.4889
| Hot Food Holding Cabinet_Com, E - Cook | E | Yes | Hospital | Cooking | REPL | 28.453 | 56.3805 | 86.1333 | 115.946 | 145.4724 | 175.2027 | 204.3915 | 234.2879 | 264.0047 | 293.0393
| Steamers_Com, E - Cook | E | Yes | Hospital | Cooking | NC | 2.6115 | 5.0937 | 7.4739 | 9.7867 | 11.9595 | 14.1184 | 16.242 | 18.3058 | 20.348 | 22.3668
| Steamers_Com, E - Cook | E | Yes | Hospital | Cooking | REPL | 22.3386 | 44.2647 | 67.6238 | 91.03 | 114.2113 | 137.5528 | 160.4691 | 183.941 | 207.2718 | 230.0671
| ES Refrigerator and Freezer_Com, E - Refr | E | Yes | Hospital | Refrigeration | NC | 25.754 | 50.2335 | 73.7065 | 96.5157 | 117.9436 | 139.2346 | 160.1774 | 180.5298 | 200.6699 | 220.579
| ES Refrigerator and Freezer_Com, E - Refr | E | Yes | Hospital | Refrigeration | REPL | 220.3013 | 436.5343 | 666.8991 | 897.7285 | 1126.3403 | 1356.5314 | 1582.5302 | 1814.007 | 2044.0933 | 2268.8982
| Anti Sweat Heat Control_Com, E - Refr | E | Yes | Hospital | Refrigeration | NC | 18.2481 | 35.5931 | 52.225 | 68.3866 | 83.5694 | 98.6552 | 113.4943 | 127.9151 | 142.1854 | 156.292
| Anti Sweat Heat Control_Com, E - Refr | E | Z | Hospital | Refrigeration | RET | 0 | 0 | 0 | 0 | 0 | 0 | 0 | 0 | 0 | 0
| Case Night Covers_Com, E - Refr | E | Z | Hospital | Refrigeration | RET | 0 | 0 | 0 | 0 | 0 | 0 | 0 | 0 | 0 | 0
| Loading Dock Pit Seals_Com, E - Refr | E | No | Hospital | Refrigeration | NC | 8.1371 | 15.8715 | 23.2879 | 30.4946 | 37.2648 | 43.9918 | 50.6087 | 57.0392 | 63.4025 | 69.6929
| Loading Dock Pit Seals_Com, E - Refr | E | No | Hospital | Refrigeration | RET | 83.5262 | 165.5099 | 252.8516 | 340.3694 | 427.0465 | 514.3224 | 600.0087 | 687.772 | 775.0081 | 860.2418
| ECM Comp Cond Fan Motor_Com, E - Refr | E | Yes | Hospital | Refrigeration | NC | 4.9177 | 9.592 | 14.0741 | 18.4295 | 22.5211 | 26.5866 | 30.5856 | 34.4718 | 38.3175 | 42.1191
| ECM Comp Cond Fan Motor_Com, E - Refr | E | Z | Hospital | Refrigeration | RET | 0 | 0 | 0 | 0 | 0 | 0 | 0 | 0 | 0 | 0
| ECM Comp Cond Fan Motor_Com, E - Refr | E | Yes | Hospital | Refrigeration | REPL | 33.6529 | 60.078 | 84.7111 | 105.8678 | 123.329 | 137.3945 | 147.7514 | 160.1816 | 174.3484 | 189.9596
| Evap Fan Motor Replacement_Com, E - Refr | E | Yes | Hospital | Refrigeration | NC | 9.1462 | 17.8397 | 26.1758 | 34.2762 | 41.886 | 49.4472 | 56.8847 | 64.1126 | 71.2651 | 78.3355
| Evap Fan Motor Replacement_Com, E - Refr | E | Z | Hospital | Refrigeration | RET | 0 | 0 | 0 | 0 | 0 | 0 | 0 | 0 | 0 | 0
| Evap Fan Motor Replacement_Com, E - Refr | E | Yes | Hospital | Refrigeration | REPL | 62.5895 | 111.7364 | 157.5505 | 196.8988 | 229.3741 | 255.5338 | 274.7963 | 288.8091 | 297.0556 | 299.561
| Evap Fan Speed Controls_Com, E - Refr | E | Yes | Hospital | Refrigeration | NC | 14.3433 | 27.9768 | 41.0498 | 53.7531 | 65.687 | 77.5447 | 89.2085 | 100.5435 | 111.7603 | 122.8483
| Evap Fan Speed Controls_Com, E - Refr | E | Z | Hospital | Refrigeration | RET | 0 | 0 | 0 | 0 | 0 | 0 | 0 | 0 | 0 | 0
| LowHeat NoHeat Doors_Com, E - Refr | E | Yes | Hospital | Refrigeration | NC | 8.5872 | 16.7494 | 24.5761 | 32.1814 | 39.3262 | 46.4253 | 53.4082 | 60.1944 | 66.9097 | 73.5481
| LowHeat NoHeat Doors_Com, E - Refr | E | Yes | Hospital | Refrigeration | RET | 79.3319 | 157.1988 | 240.1546 | 323.2778 | 405.6024 | 488.4957 | 569.8793 | 653.2356 | 736.0911 | 817.0448
| Refrigerated Vending Machine_Com, E - Refr | E | Yes | Hospital | Refrigeration | NC | 4.0705 | 7.9396 | 11.6496 | 15.2547 | 18.6414 | 22.0066 | 25.3166 | 28.5334 | 31.7166 | 34.8633
| Refrigerated Vending Machine_Com, E - Refr | E | Yes | Hospital | Refrigeration | REPL | 29.8453 | 59.1394 | 90.348 | 121.6195 | 152.5906 | 183.7757 | 214.3928 | 245.7521 | 276.9229 | 307.3783
| Walk In Refrigeration_Com, E - Refr | E | Yes | Hospital | Refrigeration | NC | 20.426 | 39.8412 | 58.4581 | 76.5485 | 93.5434 | 110.4297 | 127.0399 | 143.1818 | 159.1553 | 174.9456
| Refrigeration Tune Up_Com, E - Refr | E | Yes | Hospital | Refrigeration | RET | 96.1608 | 190.5458 | 291.0994 | 391.8557 | 491.644 | 592.1217 | 690.7694 | 695.6475 | 701.6944 | 699.2676
| ES Ice Machine_Com, E - Refr | E | Yes | Hospital | Refrigeration | NC | 3.0381 | 5.9259 | 8.6949 | 11.3856 | 13.9134 | 16.4251 | 18.8956 | 21.2965 | 23.6724 | 26.021
| ES Ice Machine_Com, E - Refr | E | Yes | Hospital | Refrigeration | REPL | 25.9882 | 51.4966 | 78.672 | 105.9022 | 132.8708 | 160.0257 | 186.686 | 213.9926 | 241.1351 | 267.6547
| Walk In Cooler Retroft_Com, E - Refr | E | Yes | Hospital | Refrigeration | RET | 39.3881 | 78.0487 | 119.2361 | 160.5065 | 201.3804 | 242.5366 | 282.9433 | 324.3295 | 365.467 | 405.6603
| HE Built Up Refrig_Com, E - Refr | E | Yes | Hospital | Refrigeration | NC | 12.0148 | 23.435 | 34.3857 | 45.0267 | 55.0233 | 64.956 | 74.7263 | 84.2212 | 93.617 | 102.905
| HE Built Up Refrig_Com, E - Refr | E | No | Hospital | Refrigeration | RET | 91.8398 | 181.9836 | 278.0187 | 374.2475 | 445.6735 | 518.1988 | 587.4447 | 658.9239 | 730.0638 | 798.8308
| Door Gasket Replacement_Com, E - Refr | E | Z | Hospital | Refrigeration | RET | 0 | 0 | 0 | 0 | 0 | 0 | 0 | 0 | 0 | 0
| EnergyStar Dehumidifier_Com, E - Appl | E | Yes | Hospital | Appliances | NC | 1.5262 | 2.977 | 4.368 | 5.7198 | 6.9897 | 8.2514 | 9.4925 | 10.6987 | 11.8922 | 13.0721
| EnergyStar Dehumidifier_Com, E - Appl | E | Yes | Hospital | Appliances | REPL | 13.0556 | 25.8702 | 39.5222 | 53.2018 | 66.7499 | 80.3916 | 93.7849 | 107.5029 | 121.1384 | 134.4609
| Clothes Washer Elec WH_Com, E - Appl [unit w/ elec dry - Washer] | E | Yes | Hospital | Appliances | NC | 6.3089 | 12.3056 | 18.0558 | 23.6433 | 28.8925 | 34.1081 | 39.2385 | 37.9656 | 37.0028 | 36.279
| Clothes Washer Elec WH_Com, E - Appl [unit w/ elec dry - Washer] | E | Yes | Hospital | Appliances | REPL | 92.5148 | 183.3211 | 280.062 | 376.998 | 473.0028 | 569.6707 | 664.5781 | 669.2713 | 675.0889 | 672.754
| Clothes Washer Elec WH_Com, E - Appl [unit w/ elec dry - Dryer] | E | Yes | Hospital | Appliances | NC | 0.89922 | 1.7539 | 2.5735 | 3.3699 | 4.1181 | 4.8615 | 5.5927 | 5.4113 | 5.2741 | 5.1709
| Clothes Washer Elec WH_Com, E - Appl [unit w/ elec dry - Dryer] | E | Yes | Hospital | Appliances | REPL | 13.1863 | 26.1291 | 39.9178 | 53.7343 | 67.4181 | 81.1964 | 94.7237 | 95.3927 | 96.2219 | 95.8891
| Clothes Washer Elec WH_Com, E - HWat [unit w/ elec dry - Water Heater] | E | Yes | Hospital | Water Heating | NC | 0.42455 | 0.82809 | 1.215 | 1.591 | 1.9443 | 2.2952 | 2.6405 | 2.5548 | 2.49 | 2.4413
| Clothes Washer Elec WH_Com, E - HWat [unit w/ elec dry - Water Heater] | E | Yes | Hospital | Water Heating | REPL | 6.2256 | 12.3363 | 18.8463 | 25.3694 | 31.8299 | 38.335 | 44.7217 | 45.0375 | 45.429 | 45.2719
| Clothes Washer Elec WH_Com, E - Appl [unit w/ gas dry - Washer] | E | Yes | Hospital | Appliances | NC | 1.5772 | 3.0764 | 4.5139 | 5.9108 | 7.2231 | 8.527 | 9.8096 | 9.4914 | 9.2507 | 9.0698
| Clothes Washer Elec WH_Com, E - Appl [unit w/ gas dry - Washer] | E | Yes | Hospital | Appliances | REPL | 23.1287 | 45.8303 | 70.0155 | 94.2495 | 118.2507 | 142.4177 | 166.1445 | 167.3178 | 168.7722 | 168.1885
| Clothes Washer Elec WH_Com, E - HWat [unit w/ gas dry - Water Heater] | E | Yes | Hospital | Water Heating | NC | 0.10614 | 0.20702 | 0.30376 | 0.39776 | 0.48607 | 0.57381 | 0.66012 | 0.63871 | 0.62251 | 0.61033
| Clothes Washer Elec WH_Com, E - HWat [unit w/ gas dry - Water Heater] | E | Yes | Hospital | Water Heating | REPL | 1.5564 | 3.0841 | 4.7116 | 6.3424 | 7.9575 | 9.5838 | 11.1804 | 11.2594 | 11.3572 | 11.318
| Clothes Washer Elec WH_Com, E - Appl [unit w/ propane dry - Washer] | E | Yes | Hospital | Appliances | NC | 0.63089 | 1.2306 | 1.8056 | 2.3643 | 2.8893 | 3.4108 | 3.9238 | 3.7966 | 3.7003 | 3.6279
| Clothes Washer Elec WH_Com, E - Appl [unit w/ propane dry - Washer] | E | Yes | Hospital | Appliances | REPL | 9.2515 | 18.3321 | 28.0062 | 37.6998 | 47.3003 | 56.9671 | 66.4578 | 66.9271 | 67.5089 | 67.2754
| Clothes Washer Elec WH_Com, E - HWat [unit w/ propane dry - Water Heater] | E | Yes | Hospital | Water Heating | NC | 0.042455 | 0.082809 | 0.1215 | 0.1591 | 0.19443 | 0.22952 | 0.26405 | 0.25548 | 0.249 | 0.24413
| Clothes Washer Elec WH_Com, E - HWat [unit w/ propane dry - Water Heater] | E | Yes | Hospital | Water Heating | REPL | 0.62256 | 1.2336 | 1.8846 | 2.5369 | 3.183 | 3.8335 | 4.4722 | 4.5037 | 4.5429 | 4.5272
| Clothes Washer Gas WH_Com, E - Appl [unit w/ elec dry - Washer] | E | Yes | Hospital | Appliances | NC | 3.1545 | 6.1528 | 9.0279 | 11.8217 | 14.4463 | 17.0541 | 19.6192 | 18.9828 | 18.5014 | 18.1395
| Clothes Washer Gas WH_Com, E - Appl [unit w/ elec dry - Washer] | E | Yes | Hospital | Appliances | REPL | 46.2574 | 91.6605 | 140.031 | 188.499 | 236.5014 | 284.8354 | 332.2891 | 334.6356 | 337.5444 | 336.377
| Clothes Washer Gas WH_Com, E - Appl [unit w/ elec dry - Dryer] | E | Yes | Hospital | Appliances | NC | 0.44961 | 0.87697 | 1.2868 | 1.685 | 2.0591 | 2.4308 | 2.7964 | 2.7057 | 2.637 | 2.5855
| Clothes Washer Gas WH_Com, E - Appl [unit w/ elec dry - Dryer] | E | Yes | Hospital | Appliances | REPL | 6.5932 | 13.0646 | 19.9589 | 26.8672 | 33.709 | 40.5982 | 47.3619 | 47.6963 | 48.1109 | 47.9445
| Clothes Washer Gas WH_Com, E - Appl [unit w/ gas dry - Washer] | E | Yes | Hospital | Appliances | NC | 12.3024 | 23.996 | 35.2088 | 46.1045 | 56.3404 | 66.5109 | 76.515 | 74.033 | 72.1554 | 70.7441
| Clothes Washer Gas WH_Com, E - Appl [unit w/ gas dry - Washer] | E | Yes | Hospital | Appliances | REPL | 180.4038 | 357.4761 | 546.1209 | 735.1461 | 922.3554 | 1110.8579 | 1295.9273 | 1305.0789 | 1316.4233 | 1311.8704
| Clothes Washer Gas WH_Com, E - Appl [unit w/ propane dry - Washer] | E | Yes | Hospital | Appliances | NC | 0.63089 | 1.2306 | 1.8056 | 2.3643 | 2.8893 | 3.4108 | 3.9238 | 3.7966 | 3.7003 | 3.6279
| Clothes Washer Gas WH_Com, E - Appl [unit w/ propane dry - Washer] | E | Yes | Hospital | Appliances | REPL | 9.2515 | 18.3321 | 28.0062 | 37.6998 | 47.3003 | 56.9671 | 66.4578 | 66.9271 | 67.5089 | 67.2754
| Clothes Washer Oil WH_Com, E - Appl [unit w/ elec dry - Washer] | E | Yes | Hospital | Appliances | NC | 3.7854 | 7.3834 | 10.8335 | 14.186 | 17.3355 | 20.4649 | 23.5431 | 22.7794 | 22.2017 | 21.7674
| Clothes Washer Oil WH_Com, E - Appl [unit w/ elec dry - Washer] | E | Yes | Hospital | Appliances | REPL | 55.5089 | 109.9927 | 168.0372 | 226.1988 | 283.8017 | 341.8024 | 398.7469 | 401.5628 | 405.0533 | 403.6524
| Clothes Washer Oil WH_Com, E - Appl [unit w/ elec dry - Dryer] | E | Yes | Hospital | Appliances | NC | 0.53953 | 1.0524 | 1.5441 | 2.022 | 2.4709 | 2.9169 | 3.3556 | 3.2468 | 3.1645 | 3.1026
| Clothes Washer Oil WH_Com, E - Appl [unit w/ elec dry - Dryer] | E | Yes | Hospital | Appliances | REPL | 7.9118 | 15.6775 | 23.9507 | 32.2406 | 40.4509 | 48.7178 | 56.8342 | 57.2356 | 57.7331 | 57.5334
| Clothes Washer Oil WH_Com, E - Appl [unit w/ gas dry - Washer] | E | Yes | Hospital | Appliances | NC | 0.63089 | 1.2306 | 1.8056 | 2.3643 | 2.8893 | 3.4108 | 3.9238 | 3.7966 | 3.7003 | 3.6279
| Clothes Washer Oil WH_Com, E - Appl [unit w/ gas dry - Washer] | E | Yes | Hospital | Appliances | REPL | 9.2515 | 18.3321 | 28.0062 | 37.6998 | 47.3003 | 56.9671 | 66.4578 | 66.9271 | 67.5089 | 67.2754
| Clothes Washer Oil WH_Com, E - Appl [unit w/ propane dry - Washer] | E | Yes | Hospital | Appliances | NC | 0.94634 | 1.8458 | 2.7084 | 3.5465 | 4.3339 | 5.1162 | 5.8858 | 5.6948 | 5.5504 | 5.4419
| Clothes Washer Oil WH_Com, E - Appl [unit w/ propane dry - Washer] | E | Yes | Hospital | Appliances | REPL | 13.8772 | 27.4982 | 42.0093 | 56.5497 | 70.9504 | 85.4506 | 99.6867 | 100.3907 | 101.2633 | 100.9131
| Clothes Washer Propane WH_Com, E - Appl [unit w/ elec dry - Washer] | E | Yes | Hospital | Appliances | NC | 0.63089 | 1.2306 | 1.8056 | 2.3643 | 2.8893 | 3.4108 | 3.9238 | 3.7966 | 3.7003 | 3.6279
| Clothes Washer Propane WH_Com, E - Appl [unit w/ elec dry - Washer] | E | Yes | Hospital | Appliances | REPL | 9.2515 | 18.3321 | 28.0062 | 37.6998 | 47.3003 | 56.9671 | 66.4578 | 66.9271 | 67.5089 | 67.2754
| Clothes Washer Propane WH_Com, E - Appl [unit w/ elec dry - Dryer] | E | Yes | Hospital | Appliances | NC | 0.089922 | 0.17539 | 0.25735 | 0.33699 | 0.41181 | 0.48615 | 0.55927 | 0.54113 | 0.52741 | 0.51709
| Clothes Washer Propane WH_Com, E - Appl [unit w/ elec dry - Dryer] | E | Yes | Hospital | Appliances | REPL | 1.3186 | 2.6129 | 3.9918 | 5.3734 | 6.7418 | 8.1196 | 9.4724 | 9.5393 | 9.6222 | 9.5889
| Clothes Washer Propane WH_Com, E - Appl [unit w/ gas dry - Washer] | E | Yes | Hospital | Appliances | NC | 0.31545 | 0.61528 | 0.90279 | 1.1822 | 1.4446 | 1.7054 | 1.9619 | 1.8983 | 1.8501 | 1.814
| Clothes Washer Propane WH_Com, E - Appl [unit w/ gas dry - Washer] | E | Yes | Hospital | Appliances | REPL | 4.6257 | 9.1661 | 14.0031 | 18.8499 | 23.6501 | 28.4835 | 33.2289 | 33.4636 | 33.7544 | 33.6377
| Clothes Washer Propane WH_Com, E - Appl [unit w/ propane dry - Washer] | E | Yes | Hospital | Appliances | NC | 0.63089 | 1.2306 | 1.8056 | 2.3643 | 2.8893 | 3.4108 | 3.9238 | 3.7966 | 3.7003 | 3.6279
| Clothes Washer Propane WH_Com, E - Appl [unit w/ propane dry - Washer] | E | Yes | Hospital | Appliances | REPL | 9.2515 | 18.3321 | 28.0062 | 37.6998 | 47.3003 | 56.9671 | 66.4578 | 66.9271 | 67.5089 | 67.2754
| Ozone Laundry_Com, E - HWat | E | Yes | Hospital | Water Heating | RET | 13.5878 | 26.9246 | 41.1331 | 55.3702 | 69.4706 | 83.6684 | 97.6075 | 111.8846 | 126.0759 | 139.9415
| Dishwasher_Com, E - Appl [Building w elec WH] | E | Yes | Hospital | Appliances | NC | 2.2114 | 4.3134 | 6.329 | 8.2876 | 10.1275 | 11.9557 | 13.754 | 15.5017 | 17.231 | 18.9406
| Dishwasher_Com, E - Appl [Building w elec WH] | E | Yes | Hospital | Appliances | REPL | 17.9447 | 35.5581 | 54.3226 | 73.1249 | 91.7465 | 110.4969 | 128.9057 | 147.7607 | 166.5025 | 184.8141
| Dishwasher_Com, E - HWat [Building w elec WH] | E | Yes | Hospital | Water Heating | NC | 0.041706 | 0.081347 | 0.11936 | 0.1563 | 0.191 | 0.22547 | 0.25939 | 0.29235 | 0.32496 | 0.3572
| Dishwasher_Com, E - HWat [Building w elec WH] | E | Yes | Hospital | Water Heating | REPL | 0.33842 | 0.67059 | 1.0245 | 1.3791 | 1.7303 | 2.0839 | 2.431 | 2.7866 | 3.1401 | 3.4854
| Dishwasher_Com, E - Appl [Building w gas WH] | E | Yes | Hospital | Appliances | NC | 5.5286 | 10.7836 | 15.8225 | 20.7189 | 25.3188 | 29.8894 | 34.3851 | 38.7542 | 43.0776 | 47.3515
| Dishwasher_Com, E - Appl [Building w gas WH] | E | Yes | Hospital | Appliances | REPL | 44.8619 | 88.8952 | 135.8064 | 182.8122 | 229.3664 | 276.2422 | 322.2642 | 369.4018 | 416.2563 | 462.0352
| Dishwasher_Com, E - Appl [Building w oil WH] | E | Yes | Hospital | Appliances | NC | 0.55286 | 1.0784 | 1.5822 | 2.0719 | 2.5319 | 2.9889 | 3.4385 | 3.8754 | 4.3078 | 4.7351
| Dishwasher_Com, E - Appl [Building w oil WH] | E | Yes | Hospital | Appliances | REPL | 4.4862 | 8.8895 | 13.5806 | 18.2812 | 22.9366 | 27.6242 | 32.2264 | 36.9402 | 41.6256 | 46.2035
| Dishwasher_Com, E - Appl [Building w propane WH] | E | Yes | Hospital | Appliances | NC | 0.55286 | 1.0784 | 1.5822 | 2.0719 | 2.5319 | 2.9889 | 3.4385 | 3.8754 | 4.3078 | 4.7351
| Dishwasher_Com, E - Appl [Building w propane WH] | E | Yes | Hospital | Appliances | REPL | 4.4862 | 8.8895 | 13.5806 | 18.2812 | 22.9366 | 27.6242 | 32.2264 | 36.9402 | 41.6256 | 46.2035
| Faucet Aerator_Com, E - HWat | E | Yes | Hospital | Water Heating | RET | 1.3819 | 2.7384 | 4.1834 | 5.6314 | 7.0655 | 8.5094 | 9.9271 | 11.3792 | 12.8225 | 14.2327
| Heat Pump Water Heater_Com, E - HWat | E | Yes | Hospital | Water Heating | NC | 4.5136 | 8.8038 | 12.9177 | 16.9152 | 20.6706 | 24.402 | 28.0724 | 31.6393 | 35.169 | 38.6582
| Heat Pump Water Heater_Com, E - HWat | E | No | Hospital | Water Heating | RET | 44.9416 | 84.7743 | 123.0941 | 157.7666 | 188.7751 | 217.4388 | 243.3117 | 267.7135 | 290.0854 | 310.282
| Heat Pump Water Heater_Com, E - HWat | E | Yes | Hospital | Water Heating | REPL | 46.3315 | 82.7122 | 116.6258 | 145.7532 | 169.7928 | 189.6415 | 204.851 | 216.0478 | 222.8223 | 225.1862
| Clothes Dryer_Com, E - Appl | E | Yes | Hospital | Appliances | NC | 3.224 | 6.2885 | 9.227 | 12.0824 | 14.7648 | 17.4302 | 20.0519 | 22.5997 | 25.121 | 27.6133
| Clothes Dryer_Com, E - Appl | E | Yes | Hospital | Appliances | RET | 31.4907 | 59.4586 | 86.4192 | 110.8636 | 132.7695 | 152.7279 | 170.4583 | 187.2721 | 202.7741 | 216.8497
| Clothes Dryer_Com, E - Appl | E | Yes | Hospital | Appliances | REPL | 23.6387 | 42.2005 | 59.5035 | 74.3646 | 86.6298 | 96.5098 | 103.7848 | 109.0389 | 112.0775 | 112.9123
| Pnemautic to DDC_Com, E - TotE [Building w Elec Heat] | E | Yes | Hospital | Total Electric | RET | 94.6605 | 187.573 | 286.5577 | 385.742 | 483.9735 | 582.8835 | 679.9922 | 779.4547 | 878.3197 | 974.9154
| Pnemautic to DDC_Com, E - TotE [Building w Gas Heat] | E | Yes | Hospital | Total Electric | RET | 100.2294 | 198.6078 | 303.4157 | 408.435 | 512.4453 | 617.1742 | 719.9957 | 825.3095 | 929.9907 | 1032.269
| Pnemautic to DDC_Com, E - TotE [Building w Oil Heat] | E | Yes | Hospital | Total Electric | RET | 26.9673 | 53.4367 | 81.6359 | 109.892 | 137.8766 | 166.0546 | 193.7193 | 222.0547 | 250.2198 | 277.7384
| Pnemautic to DDC_Com, E - TotE [Building w Propane Heat] | E | No | Hospital | Total Electric | RET | 8.1271 | 16.1041 | 24.6024 | 33.1178 | 41.5515 | 50.0434 | 58.3806 | 66.92 | 75.408 | 83.7012
| Data Center_Com, E - TotE [Building w Elec Heat] | E | Yes | Hospital | Total Electric | NC | 3.573 | 6.9692 | 10.2257 | 13.3901 | 16.363 | 19.3168 | 22.2223 | 25.0459 | 27.84 | 30.6021
| Data Center_Com, E - TotE [Building w Elec Heat] | E | No | Hospital | Total Electric | RET | 58.6821 | 116.2805 | 177.6433 | 239.1298 | 300.0256 | 361.3421 | 421.5418 | 483.2008 | 544.4893 | 604.3711
| Data Center_Com, E - TotE [Building w Gas Heat] | E | Yes | Hospital | Total Electric | NC | 7.2961 | 14.2312 | 20.8812 | 27.3431 | 33.4136 | 39.4454 | 45.3785 | 51.1444 | 56.8501 | 62.4904
| Data Center_Com, E - TotE [Building w Gas Heat] | E | No | Hospital | Total Electric | RET | 119.8305 | 237.4481 | 362.7526 | 488.3097 | 612.6607 | 737.8706 | 860.8002 | 986.7095 | 1111.8625 | 1234.1427
| Data Center_Com, E - TotE [Building w Oil Heat] | E | Yes | Hospital | Total Electric | NC | 1.9631 | 3.829 | 5.6182 | 7.3568 | 8.9901 | 10.613 | 12.2094 | 13.7607 | 15.2959 | 16.8134
| Data Center_Com, E - TotE [Building w Oil Heat] | E | No | Hospital | Total Electric | RET | 32.2412 | 63.8869 | 97.6008 | 131.3828 | 164.8402 | 198.5287 | 231.6037 | 265.4804 | 299.1535 | 332.0538
| Data Center_Com, E - TotE [Building w Propane Heat] | E | Yes | Hospital | Total Electric | NC | 0.59161 | 1.1539 | 1.6931 | 2.2171 | 2.7093 | 3.1984 | 3.6795 | 4.147 | 4.6097 | 5.067
| Data Center_Com, E - TotE [Building w Propane Heat] | E | No | Hospital | Total Electric | RET | 9.7164 | 19.2534 | 29.4137 | 39.5945 | 49.6774 | 59.83 | 69.7977 | 80.0071 | 90.155 | 100.0701
| RCx_Com, E - TotE [Building w Elec Heat] | E | Yes | Hospital | Total Electric | RET | 406.2542 | 805.0061 | 1229.8182 | 1655.487 | 2077.0665 | 2501.5584 | 2918.319 | 3345.1819 | 3363.2262 | 3379.0335
| RCx_Com, E - TotE [Building w Gas Heat] | E | Yes | Hospital | Total Electric | RET | 829.5825 | 1643.845 | 2511.3232 | 3380.551 | 4241.4282 | 5108.2524 | 5959.2894 | 6830.9554 | 6867.8022 | 6900.0813
| RCx_Com, E - TotE [Building w Oil Heat] | E | Yes | Hospital | Total Electric | RET | 223.2044 | 442.2868 | 675.6872 | 909.5583 | 1141.1827 | 1374.4072 | 1603.384 | 1837.9112 | 1847.825 | 1856.5099
| RCx_Com, E - TotE [Building w Propane Heat] | E | Yes | Hospital | Total Electric | RET | 67.2665 | 133.2907 | 203.6299 | 274.111 | 343.915 | 414.2011 | 483.2072 | 553.886 | 556.8737 | 559.4911
| Commissioning_Com, E - TotE [Building w Elec Heat] | E | Yes | Hospital | Total Electric | NC | 0 | 0 | 0 | 0 | 0 | 0 | 0 | 0 | 0 | 0
| Commissioning_Com, E - TotE [Building w Gas Heat] | E | Yes | Hospital | Total Electric | NC | 0 | 0 | 0 | 0 | 0 | 0 | 0 | 0 | 0 | 0
| Commissioning_Com, E - TotE [Building w Oil Heat] | E | Yes | Hospital | Total Electric | NC | 0 | 0 | 0 | 0 | 0 | 0 | 0 | 0 | 0 | 0
| Commissioning_Com, E - TotE [Building w Propane Heat] | E | Yes | Hospital | Total Electric | NC | 0 | 0 | 0 | 0 | 0 | 0 | 0 | 0 | 0 | 0
| Integrated Building Design_Com, E - TotE [Building w Elec Heat] | E | Yes | Hospital | Total Electric | NC | 26.5201 | 51.7279 | 75.8993 | 99.3871 | 121.4525 | 143.3769 | 164.9427 | 185.9006 | 206.6399 | 227.1412
| Integrated Building Design_Com, E - TotE [Building w Gas Heat] | E | Yes | Hospital | Total Electric | NC | 54.1549 | 105.6299 | 154.9884 | 202.9512 | 248.0093 | 292.7796 | 336.8176 | 379.6143 | 421.9644 | 463.8288
| Integrated Building Design_Com, E - TotE [Building w Oil Heat] | E | Yes | Hospital | Total Electric | NC | 14.5707 | 28.4204 | 41.7006 | 54.6053 | 66.7285 | 78.7742 | 90.6229 | 102.1376 | 113.5322 | 124.796
| Integrated Building Design_Com, E - TotE [Building w Propane Heat] | E | Yes | Hospital | Total Electric | NC | 4.3911 | 8.565 | 12.5672 | 16.4562 | 20.1098 | 23.7399 | 27.3108 | 30.7809 | 34.2149 | 37.6094
| Deep Energy Retrofit_Com, E - TotE [Building w Elec Heat] | E | Yes | Hospital | Total Electric | RET | 95.3728 | 188.9844 | 288.7139 | 388.6445 | 487.6151 | 587.2694 | 685.1088 | 785.3197 | 884.9286 | 982.2511
| Deep Energy Retrofit_Com, E - TotE [Building w Gas Heat] | E | Yes | Hospital | Total Electric | RET | 194.754 | 385.9114 | 589.5619 | 793.623 | 995.7238 | 1199.2207 | 1399.0113 | 1603.6449 | 1807.0491 | 2005.7844
| Deep Energy Retrofit_Com, E - TotE [Building w Oil Heat] | E | Yes | Hospital | Total Electric | RET | 52.3998 | 103.8319 | 158.6253 | 213.5292 | 267.9057 | 322.6578 | 376.4127 | 431.4707 | 486.1978 | 539.6688
| Deep Energy Retrofit_Com, E - TotE [Building w Propane Heat] | E | Yes | Hospital | Total Electric | RET | 15.7916 | 31.2915 | 47.8044 | 64.3507 | 80.738 | 97.2385 | 113.4384 | 130.0311 | 146.524 | 162.6384
| EMS_Com, E - TotE [Building w Elec Heat] | E | Yes | Hospital | Total Electric | NC | 48.2385 | 94.09 | 138.0561 | 180.7791 | 220.9147 | 260.7938 | 300.0208 | 338.1419 | 375.8654 | 413.1562
| EMS_Com, E - TotE [Building w Elec Heat] | E | Yes | Hospital | Total Electric | RET | 603.8163 | 1196.4819 | 1827.8808 | 2460.5532 | 3087.1476 | 3718.0705 | 4337.5026 | 4971.9496 | 5602.5851 | 6218.7451
| EMS_Com, E - TotE [Building w Gas Heat] | E | Yes | Hospital | Total Electric | NC | 98.5045 | 192.1344 | 281.9145 | 369.1559 | 451.1139 | 532.5483 | 612.6509 | 690.4953 | 767.5277 | 843.6765
| EMS_Com, E - TotE [Building w Gas Heat] | E | Yes | Hospital | Total Electric | RET | 1233.0099 | 2443.2496 | 3732.584 | 5024.5187 | 6304.042 | 7592.4042 | 8857.302 | 10152.8607 | 11440.6361 | 12698.8521
| EMS_Com, E - TotE [Building w Oil Heat] | E | Yes | Hospital | Total Electric | NC | 26.5032 | 51.6949 | 75.8509 | 99.3237 | 121.375 | 143.2854 | 164.8375 | 185.7821 | 206.5081 | 226.9964
| EMS_Com, E - TotE [Building w Oil Heat] | E | Yes | Hospital | Total Electric | RET | 331.749 | 657.3716 | 1004.275 | 1351.8781 | 1696.1418 | 2042.7837 | 2383.1124 | 2731.6905 | 3078.1745 | 3416.7054
| EMS_Com, E - TotE [Building w Propane Heat] | E | Yes | Hospital | Total Electric | NC | 7.9872 | 15.5792 | 22.859 | 29.9329 | 36.5784 | 43.1815 | 49.6766 | 55.9886 | 62.2348 | 68.4093
| EMS_Com, E - TotE [Building w Propane Heat] | E | Yes | Hospital | Total Electric | RET | 99.9782 | 198.1102 | 302.6555 | 407.4116 | 511.1614 | 615.6279 | 718.1917 | 823.2417 | 927.6606 | 1029.6827
| VFDs on HVAC Pumps_Com, E - Oth | E | Yes | Hospital | Other | RET | 338.4087 | 670.5679 | 1024.4353 | 1379.0163 | 1730.1909 | 1745.3828 | 1760.3841 | 1762.0924 | 1760.9508 | 1755.1029
| ECM Circulators_Com, E - Oth | E | Yes | Hospital | Other | RET | 234.8319 | 465.3272 | 710.8863 | 956.9407 | 1200.6313 | 1446.0053 | 1686.9104 | 1933.655 | 2178.9172 | 2418.5498
| Motors_Com, E - Oth | E | Yes | Hospital | Other | NC | 4.6668 | 9.1027 | 13.3562 | 17.4894 | 21.3723 | 25.2304 | 29.0254 | 32.7134 | 36.3629 | 39.9706
| Motors_Com, E - Oth | E | No | Hospital | Other | RET | 142.276 | 268.0993 | 388.8752 | 497.9137 | 595.2136 | 587.576 | 580.8418 | 571.8174 | 563.4768 | 555.5731
| Motors_Com, E - Oth | E | Yes | Hospital | Other | REPL | 31.9362 | 57.0134 | 80.39 | 100.4675 | 117.038 | 130.386 | 140.2146 | 147.0004 | 150.4842 | 150.7014
| Ext Area Ltg_Com, E - ExtL | E | Yes | Hospital | Exterior Lighting | NC | 24.8529 | 48.476 | 71.1278 | 93.139 | 113.8173 | 134.3634 | 154.5735 | 174.2139 | 193.6493 | 212.8619
| Ext Area Ltg_Com, E - ExtL | E | Yes | Hospital | Exterior Lighting | RET | 127.5564 | 246.4971 | 366.8754 | 481.4655 | 589.2802 | 712.6061 | 843.4613 | 977.4885 | 1110.7104 | 1240.8744
| Ext Area Ltg_Com, E - ExtL | E | Yes | Hospital | Exterior Lighting | REPL | 223.4787 | 398.9601 | 562.5413 | 703.0365 | 818.9911 | 947.776 | 1086.0257 | 1239.7232 | 1404.5211 | 1577.2842
| Street Ltg_Com, E - ExtL | E | Yes | Hospital | Exterior Lighting | NC | 4.6262 | 9.0234 | 13.2399 | 17.3371 | 21.1862 | 25.0107 | 28.7726 | 32.4285 | 36.0463 | 39.6226
| Street Ltg_Com, E - ExtL | E | Yes | Hospital | Exterior Lighting | RET | 23.7436 | 45.8835 | 68.291 | 89.621 | 109.6899 | 132.646 | 157.0037 | 181.9518 | 206.75 | 230.979
| Street Ltg_Com, E - ExtL | E | Yes | Hospital | Exterior Lighting | REPL | 41.5988 | 74.2633 | 104.7126 | 130.8647 | 152.4487 | 176.421 | 202.1551 | 230.7647 | 261.4405 | 293.599
| Ext Ltg Ctrls_Com, E - ExtL | E | Yes | Hospital | Exterior Lighting | RET | 153.4203 | 304.0073 | 464.4359 | 625.188 | 784.3958 | 944.7034 | 1102.0914 | 1263.2944 | 1270.1088 | 1276.0784
| Ext Ltg Dsgn_Com, E - ExtL | E | Yes | Hospital | Exterior Lighting | NC | 2.9892 | 5.8305 | 8.555 | 11.2024 | 13.6895 | 16.1608 | 18.5915 | 20.9538 | 23.2915 | 25.6023
| Ext Ltg Dsgn_Com, E - ExtL | E | Yes | Hospital | Exterior Lighting | REPL | 20.456 | 40.5343 | 61.9248 | 83.3584 | 104.5861 | 125.9605 | 146.9455 | 168.4393 | 189.8039 | 210.6781
| Int Ltg Ctrls_Com, E - IntL [No Heat] | E | Yes | Hospital | Interior Lighting | RET | 94.5228 | 187.3001 | 286.1408 | 385.1809 | 483.2694 | 582.0356 | 679.003 | 778.3208 | 782.5192 | 786.197
| Int Ltg Ctrls_Com, E - IntL [Electric Heat] | E | Yes | Hospital | Interior Lighting | RET | 81.1763 | 160.8536 | 245.7381 | 330.7938 | 415.0323 | 499.8528 | 583.1285 | 668.4228 | 672.0283 | 675.1869
| Int Ltg Ctrls_Com, E/G - IntL | E | Yes | Hospital | Interior Lighting | RET | 944.333 | 1871.2268 | 2858.6973 | 3848.1595 | 4828.1159 | 5814.8419 | 6783.597 | 7775.8346 | 7817.7782 | 7854.5222
| Int Ltg Ctrls_Com, E/O - IntL | E | Yes | Hospital | Interior Lighting | RET | 747.158 | 1480.5181 | 2261.8066 | 3044.6708 | 3820.0141 | 4600.7136 | 5367.1944 | 6152.2546 | 6185.4405 | 6214.5124
| Int Ltg Ctrls_Com, E/P - IntL | E | Yes | Hospital | Interior Lighting | RET | 0.33386 | 0.66156 | 1.0107 | 1.3605 | 1.7069 | 2.0558 | 2.3983 | 2.7491 | 2.7639 | 2.7769
| Exit Sign RetFit_Com, E - IntL [No Heat] | E | Z | Hospital | Interior Lighting | RET | 0 | 0 | 0 | 0 | 0 | 0 | 0 | 0 | 0 | 0
| Exit Sign RetFit_Com, E - IntL [Electric Heat] | E | Z | Hospital | Interior Lighting | RET | 0 | 0 | 0 | 0 | 0 | 0 | 0 | 0 | 0 | 0
| Exit Sign RetFit_Com, E/G - IntL | E | Z | Hospital | Interior Lighting | RET | 0 | 0 | 0 | 0 | 0 | 0 | 0 | 0 | 0 | 0
| Exit Sign RetFit_Com, E/O - IntL | E | Z | Hospital | Interior Lighting | RET | 0 | 0 | 0 | 0 | 0 | 0 | 0 | 0 | 0 | 0
| Exit Sign RetFit_Com, E/P - IntL | E | Z | Hospital | Interior Lighting | RET | 0 | 0 | 0 | 0 | 0 | 0 | 0 | 0 | 0 | 0
| Repl Scre_Com, E - IntL [No Heat] | E | Yes | Hospital | Interior Lighting | NC | 2.1292 | 4.153 | 2.0238 | 0 | 0 | 0 | 0 | 0 | 0 | 0
| Repl Scre_Com, E - IntL [No Heat] | E | Yes | Hospital | Interior Lighting | RET | 0.2556 | 0.50647 | 0.25087 | 0 | 0 | 0 | 0 | 0 | 0 | 0
| Repl Scre_Com, E - IntL [No Heat] | E | Yes | Hospital | Interior Lighting | REPL | 109.28 | 216.542 | 107.2619 | 0 | 0 | 0 | 0 | 0 | 0 | 0
| Repl Scre_Com, E - IntL [Electric Heat] | E | Yes | Hospital | Interior Lighting | NC | 1.9535 | 3.8103 | 1.8568 | 0 | 0 | 0 | 0 | 0 | 0 | 0
| Repl Scre_Com, E - IntL [Electric Heat] | E | Yes | Hospital | Interior Lighting | RET | 0.2345 | 0.46467 | 0.23017 | 0 | 0 | 0 | 0 | 0 | 0 | 0
| Repl Scre_Com, E - IntL [Electric Heat] | E | Yes | Hospital | Interior Lighting | REPL | 100.2612 | 198.6709 | 98.4097 | 0 | 0 | 0 | 0 | 0 | 0 | 0
| Repl Scre_Com, E/G - IntL | E | Yes | Hospital | Interior Lighting | NC | 21.7137 | 42.353 | 20.6392 | 0 | 0 | 0 | 0 | 0 | 0 | 0
| Repl Scre_Com, E/G - IntL | E | Yes | Hospital | Interior Lighting | RET | 2.6066 | 5.165 | 2.5584 | 0 | 0 | 0 | 0 | 0 | 0 | 0
| Repl Scre_Com, E/G - IntL | E | Yes | Hospital | Interior Lighting | REPL | 1114.4458 | 2208.311 | 1093.8652 | 0 | 0 | 0 | 0 | 0 | 0 | 0
| Repl Scre_Com, E/O - IntL | E | Yes | Hospital | Interior Lighting | NC | 17.1685 | 33.4875 | 16.3189 | 0 | 0 | 0 | 0 | 0 | 0 | 0
| Repl Scre_Com, E/O - IntL | E | Yes | Hospital | Interior Lighting | RET | 2.061 | 4.0839 | 2.0229 | 0 | 0 | 0 | 0 | 0 | 0 | 0
| Repl Scre_Com, E/O - IntL | E | Yes | Hospital | Interior Lighting | REPL | 881.1662 | 1746.0599 | 864.8936 | 0 | 0 | 0 | 0 | 0 | 0 | 0
| Repl Scre_Com, E/P - IntL | E | Yes | Hospital | Interior Lighting | NC | 0.0076546 | 0.01493 | 0.0072758 | 0 | 0 | 0 | 0 | 0 | 0 | 0
| Repl Scre_Com, E/P - IntL | E | Yes | Hospital | Interior Lighting | RET | 0.00091888 | 0.0018208 | 0.00090191 | 0 | 0 | 0 | 0 | 0 | 0 | 0
| Repl Scre_Com, E/P - IntL | E | Yes | Hospital | Interior Lighting | REPL | 0.39287 | 0.77848 | 0.38561 | 0 | 0 | 0 | 0 | 0 | 0 | 0
| Lin LED Fixture_Com, E - IntL [No Heat] | E | Yes | Hospital | Interior Lighting | NC | 2.6275 | 5.125 | 7.5198 | 9.8469 | 12.0331 | 14.2053 | 16.3419 | 18.4184 | 20.4732 | 22.5044
| Lin LED Fixture_Com, E - IntL [No Heat] | E | Yes | Hospital | Interior Lighting | RET | 26.9712 | 51.3751 | 75.3417 | 97.4796 | 117.691 | 136.4512 | 153.4301 | 169.4613 | 185.3567 | 200.8516
| Lin LED Fixture_Com, E - IntL [No Heat] | E | Yes | Hospital | Interior Lighting | REPL | 16.2529 | 29.015 | 40.9118 | 51.1295 | 59.5625 | 66.3555 | 71.3575 | 74.7729 | 77.1972 | 78.6173
| Lin LED Fixture_Com, E - IntL [Electric Heat] | E | Yes | Hospital | Interior Lighting | NC | 2.4107 | 4.7021 | 6.8992 | 9.0343 | 11.04 | 13.0329 | 14.9933 | 16.8983 | 18.7835 | 20.6471
| Lin LED Fixture_Com, E - IntL [Electric Heat] | E | Yes | Hospital | Interior Lighting | RET | 24.7453 | 47.1352 | 69.1238 | 89.4346 | 107.978 | 125.19 | 140.7677 | 155.4758 | 170.0593 | 184.2755
| Lin LED Fixture_Com, E - IntL [Electric Heat] | E | Yes | Hospital | Interior Lighting | REPL | 14.9115 | 26.6205 | 37.5353 | 46.9098 | 54.6468 | 60.8792 | 65.4684 | 68.602 | 70.8261 | 72.1291
| Lin LED Fixture_Com, E/G - IntL | E | Yes | Hospital | Interior Lighting | NC | 26.7957 | 52.2654 | 76.6878 | 100.4196 | 122.7143 | 144.8665 | 166.6564 | 187.832 | 208.7867 | 229.5011
| Lin LED Fixture_Com, E/G - IntL | E | Yes | Hospital | Interior Lighting | RET | 275.0547 | 523.9274 | 768.3407 | 994.1039 | 1200.2211 | 1391.5397 | 1564.692 | 1728.179 | 1890.2812 | 2048.2997
| Lin LED Fixture_Com, E/G - IntL | E | Yes | Hospital | Interior Lighting | REPL | 165.748 | 295.8976 | 417.2212 | 521.4225 | 607.4228 | 676.6983 | 727.7086 | 762.5398 | 787.2624 | 801.7454
| Lin LED Fixture_Com, E/O - IntL | E | Yes | Hospital | Interior Lighting | NC | 21.1867 | 41.325 | 60.6353 | 79.3995 | 97.0273 | 114.5425 | 131.7713 | 148.5144 | 165.0828 | 181.4611
| Lin LED Fixture_Com, E/O - IntL | E | No | Hospital | Interior Lighting | RET | 217.4793 | 414.2571 | 607.509 | 786.0147 | 948.9867 | 1100.2579 | 1237.1654 | 1366.4307 | 1494.6011 | 1619.5426
| Lin LED Fixture_Com, E/O - IntL | E | Yes | Hospital | Interior Lighting | REPL | 131.053 | 233.9593 | 329.887 | 412.2766 | 480.275 | 535.0495 | 575.3822 | 602.9224 | 622.47 | 633.9213
| Lin LED Fixture_Com, E/P - IntL | E | No | Hospital | Interior Lighting | NC | 0.0094461 | 0.018425 | 0.027034 | 0.0354 | 0.043259 | 0.051069 | 0.05875 | 0.066215 | 0.073602 | 0.080904
| Lin LED Fixture_Com, E/P - IntL | E | No | Hospital | Interior Lighting | RET | 0.096963 | 0.1847 | 0.27086 | 0.35044 | 0.4231 | 0.49055 | 0.55159 | 0.60922 | 0.66637 | 0.72207
| Lin LED Fixture_Com, E/P - IntL | E | No | Hospital | Interior Lighting | REPL | 0.05843 | 0.10431 | 0.14708 | 0.18381 | 0.21413 | 0.23855 | 0.25653 | 0.26881 | 0.27753 | 0.28263
| LED Tube Repl_Com, E - IntL [No Heat] | E | Yes | Hospital | Interior Lighting | RET | 144.2362 | 274.7428 | 402.9109 | 521.2991 | 629.3851 | 739.6832 | 849.2986 | 962.8234 | 1076.8135 | 1189.2206
| LED Tube Repl_Com, E - IntL [No Heat] | E | Yes | Hospital | Interior Lighting | REPL | 127.6426 | 227.871 | 321.3024 | 401.548 | 467.7769 | 529.951 | 586.5626 | 640.0091 | 688.6242 | 731.7167
| LED Tube Repl_Com, E - IntL [Electric Heat] | E | Yes | Hospital | Interior Lighting | RET | 132.3325 | 252.0684 | 369.6589 | 478.2766 | 577.4424 | 678.6376 | 779.2066 | 883.3622 | 987.9448 | 1091.075
| LED Tube Repl_Com, E - IntL [Electric Heat] | E | Yes | Hospital | Interior Lighting | REPL | 117.1084 | 209.065 | 294.7855 | 368.4085 | 429.1715 | 486.2145 | 538.154 | 587.1895 | 631.7925 | 671.3286
| LED Tube Repl_Com, E/G - IntL | E | Yes | Hospital | Interior Lighting | RET | 1470.9314 | 2801.8474 | 4108.9154 | 5316.247 | 6418.5161 | 7543.3437 | 8661.2104 | 9818.9443 | 10981.4242 | 12127.7597
| LED Tube Repl_Com, E/G - IntL | E | Yes | Hospital | Interior Lighting | REPL | 1301.7092 | 2323.8454 | 3276.6658 | 4095.0161 | 4770.4232 | 5404.4794 | 5981.8093 | 6526.8601 | 7022.6407 | 7462.1015
| LED Tube Repl_Com, E/O - IntL | E | Yes | Hospital | Interior Lighting | RET | 1163.031 | 2215.3551 | 3248.8232 | 4203.4321 | 5074.9704 | 5964.3453 | 6848.2163 | 7763.6094 | 8682.7551 | 9589.1358
| LED Tube Repl_Com, E/O - IntL | E | Yes | Hospital | Interior Lighting | REPL | 1029.231 | 1837.4102 | 2590.783 | 3237.8334 | 3771.862 | 4273.1954 | 4729.6766 | 5160.6355 | 5552.6376 | 5900.109
| LED Tube Repl_Com, E/P - IntL | E | Yes | Hospital | Interior Lighting | RET | 0.51854 | 0.98771 | 1.4485 | 1.8741 | 2.2627 | 2.6592 | 3.0533 | 3.4614 | 3.8712 | 4.2753
| LED Tube Repl_Com, E/P - IntL | E | Yes | Hospital | Interior Lighting | REPL | 0.45888 | 0.81921 | 1.1551 | 1.4436 | 1.6817 | 1.9052 | 2.1087 | 2.3009 | 2.4756 | 2.6306
| Repl pin CFL wLED_Com, E - IntL [No Heat] | E | Yes | Hospital | Interior Lighting | RET | 4.7983 | 9.2071 | 13.6037 | 17.7276 | 21.5508 | 25.7026 | 30.0565 | 34.7821 | 39.7271 | 44.6236
| Repl pin CFL wLED_Com, E - IntL [No Heat] | E | Yes | Hospital | Interior Lighting | REPL | 4.6752 | 8.3463 | 11.7684 | 14.7076 | 17.1333 | 19.6215 | 22.1092 | 24.703 | 27.3269 | 29.9351
| Repl pin CFL wLED_Com, E - IntL [Electric Heat] | E | Yes | Hospital | Interior Lighting | RET | 4.4023 | 8.4472 | 12.481 | 16.2645 | 19.7722 | 23.5814 | 27.5759 | 31.9116 | 36.4485 | 40.9408
| Repl pin CFL wLED_Com, E - IntL [Electric Heat] | E | Yes | Hospital | Interior Lighting | REPL | 4.2893 | 7.6575 | 10.7972 | 13.4938 | 15.7193 | 18.0022 | 20.2845 | 22.6643 | 25.0716 | 27.4646
| Repl pin CFL wLED_Com, E/G - IntL | E | Yes | Hospital | Interior Lighting | RET | 48.9339 | 93.8942 | 138.7313 | 180.7872 | 219.7768 | 262.1172 | 306.5183 | 354.7109 | 405.1403 | 455.0746
| Repl pin CFL wLED_Com, E/G - IntL | E | Yes | Hospital | Interior Lighting | REPL | 47.6779 | 85.1159 | 120.015 | 149.9888 | 174.7271 | 200.1016 | 225.4709 | 251.9232 | 278.6817 | 305.2806
| Repl pin CFL wLED_Com, E/O - IntL | E | Yes | Hospital | Interior Lighting | RET | 38.6909 | 74.24 | 109.6916 | 142.9442 | 173.7724 | 207.2499 | 242.3569 | 280.4616 | 320.3349 | 359.8168
| Repl pin CFL wLED_Com, E/O - IntL | E | Yes | Hospital | Interior Lighting | REPL | 37.6978 | 67.2991 | 94.893 | 118.5927 | 138.1526 | 158.2157 | 178.2746 | 199.1898 | 220.3471 | 241.3782
| Repl pin CFL wLED_Com, E/P - IntL | E | No | Hospital | Interior Lighting | RET | 0.01725 | 0.0331 | 0.048906 | 0.063731 | 0.077476 | 0.092402 | 0.10805 | 0.12504 | 0.14282 | 0.16042
| Repl pin CFL wLED_Com, E/P - IntL | E | No | Hospital | Interior Lighting | REPL | 0.016808 | 0.030005 | 0.042308 | 0.052874 | 0.061595 | 0.07054 | 0.079483 | 0.088808 | 0.098241 | 0.10762
| Refrig Case LED_Com, E - IntL | E | Yes | Hospital | Interior Lighting | NC | 14.665 | 28.6044 | 41.9705 | 54.9588 | 67.1604 | 79.2841 | 91.2095 | 102.7988 | 114.2671 | 125.6039
| Refrig Case LED_Com, E - IntL | E | Yes | Hospital | Interior Lighting | RET | 75.2675 | 145.4511 | 216.483 | 284.0994 | 347.7179 | 408.573 | 465.3324 | 520.5609 | 580.9013 | 644.9096
| Refrig Case LED_Com, E - IntL | E | Yes | Hospital | Interior Lighting | REPL | 94.0843 | 167.9618 | 236.8293 | 295.9777 | 344.7944 | 384.1176 | 413.0729 | 432.8443 | 452.9064 | 472.908
| Refrig Case Ctrls_Com, E - IntL | E | Yes | Hospital | Interior Lighting | RET | 58.9507 | 116.8127 | 178.4563 | 240.2242 | 301.3987 | 362.9958 | 423.4711 | 485.4123 | 488.0306 | 490.3244
| Stair Occ Sensor_Com, E - IntL [No Heat] | E | Yes | Hospital | Interior Lighting | NC | 1.7474 | 3.4083 | 5.001 | 6.5486 | 8.0024 | 9.447 | 10.868 | 12.2489 | 13.6154 | 14.9662
| Stair Occ Sensor_Com, E - IntL [No Heat] | E | Yes | Hospital | Interior Lighting | RET | 13.4526 | 26.6569 | 40.724 | 54.8196 | 68.7797 | 82.8363 | 96.6368 | 110.7719 | 124.8221 | 138.5497
| Stair Occ Sensor_Com, E - IntL [Electric Heat] | E | Yes | Hospital | Interior Lighting | NC | 1.6032 | 3.127 | 4.5882 | 6.0081 | 7.342 | 8.6674 | 9.9711 | 11.238 | 12.4917 | 13.7311
| Stair Occ Sensor_Com, E - IntL [Electric Heat] | E | Yes | Hospital | Interior Lighting | RET | 12.3424 | 24.4569 | 37.3631 | 50.2954 | 63.1034 | 75.9999 | 88.6615 | 101.63 | 114.5206 | 127.1153
| Stair Occ Sensor_Com, E/G - IntL | E | Yes | Hospital | Interior Lighting | NC | 17.8201 | 34.7584 | 51.0002 | 66.7828 | 81.6095 | 96.3415 | 110.8326 | 124.9152 | 138.8509 | 152.6267
| Stair Occ Sensor_Com, E/G - IntL | E | Yes | Hospital | Interior Lighting | RET | 137.1911 | 271.8487 | 415.3068 | 559.0542 | 701.4206 | 844.7705 | 985.5096 | 1129.6603 | 1272.9449 | 1412.9406
| Stair Occ Sensor_Com, E/O - IntL | E | No | Hospital | Interior Lighting | NC | 14.0899 | 27.4826 | 40.3247 | 52.8036 | 64.5267 | 76.175 | 87.6328 | 98.7675 | 109.7861 | 120.6783
| Stair Occ Sensor_Com, E/O - IntL | E | No | Hospital | Interior Lighting | RET | 108.4738 | 214.9444 | 328.3733 | 442.0311 | 554.5969 | 667.9403 | 779.2194 | 893.1959 | 1006.4877 | 1117.179
| Stair Occ Sensor_Com, E/P - IntL | E | No | Hospital | Interior Lighting | NC | 0.006282 | 0.012253 | 0.017979 | 0.023542 | 0.028769 | 0.033963 | 0.039071 | 0.044035 | 0.048948 | 0.053804
| Stair Occ Sensor_Com, E/P - IntL | E | No | Hospital | Interior Lighting | RET | 0.048363 | 0.095833 | 0.1464 | 0.19708 | 0.24727 | 0.2978 | 0.34741 | 0.39823 | 0.44874 | 0.49809
| Int Delamping_Com, E - IntL [No Heat] | E | Yes | Hospital | Interior Lighting | RET | 1.2757 | 2.5279 | 3.8619 | 5.1986 | 6.5224 | 7.8554 | 9.1641 | 10.5046 | 11.8369 | 13.1387
| Int Delamping_Com, E - IntL [Electric Heat] | E | Yes | Hospital | Interior Lighting | RET | 1.1704 | 2.3193 | 3.5432 | 4.7695 | 5.9841 | 7.2071 | 8.4078 | 9.6376 | 10.8601 | 12.0544
| Int Delamping_Com, E/G - IntL | E | Yes | Hospital | Interior Lighting | RET | 13.0099 | 25.7796 | 39.3838 | 53.0154 | 66.5161 | 80.1101 | 93.4564 | 107.1263 | 120.7141 | 133.9899
| Int Delamping_Com, E/O - IntL | E | Yes | Hospital | Interior Lighting | RET | 10.2866 | 20.3833 | 31.1398 | 41.918 | 52.5927 | 63.3411 | 73.8938 | 84.7023 | 95.4458 | 105.9427
| Int Delamping_Com, E/P - IntL | E | Yes | Hospital | Interior Lighting | RET | 0.0045863 | 0.0090879 | 0.013884 | 0.018689 | 0.023448 | 0.028241 | 0.032945 | 0.037764 | 0.042554 | 0.047234
| Int Ltg Dsgn_Com, E - IntL [No Heat] | E | Yes | Hospital | Interior Lighting | NC | 2.2192 | 4.3286 | 6.3513 | 8.3168 | 10.1632 | 11.9979 | 13.8025 | 15.5563 | 17.2918 | 19.0074
| Int Ltg Dsgn_Com, E - IntL [Electric Heat] | E | Yes | Hospital | Interior Lighting | NC | 2.0361 | 3.9714 | 5.8271 | 7.6304 | 9.3245 | 11.0077 | 12.6634 | 14.2725 | 15.8647 | 17.4387
| Int Ltg Dsgn_Com, E/G - IntL | E | Yes | Hospital | Interior Lighting | NC | 22.6319 | 44.1438 | 64.7712 | 84.8153 | 103.6455 | 122.3554 | 140.7594 | 158.6445 | 176.343 | 193.8386
| Int Ltg Dsgn_Com, E/O - IntL | E | Yes | Hospital | Interior Lighting | NC | 17.8945 | 34.9034 | 51.213 | 67.0615 | 81.9501 | 96.7436 | 111.2951 | 125.4365 | 139.4303 | 153.2636
| Int Ltg Dsgn_Com, E/P - IntL | E | Yes | Hospital | Interior Lighting | NC | 0.0079782 | 0.015562 | 0.022833 | 0.029899 | 0.036537 | 0.043133 | 0.049621 | 0.055926 | 0.062165 | 0.068332
| Room Air Conditioner_Com, E - Cool | E | Yes | Food Service | Cooling | NC | 0 | 0 | 0 | 0 | 0 | 0 | 0 | 0 | 0 | 0
| Room Air Conditioner_Com, E - Cool | E | Yes | Food Service | Cooling | RET | 0 | 0 | 0 | 0 | 0 | 0 | 0 | 0 | 0 | 0
| Room Air Conditioner_Com, E - Cool | E | Yes | Food Service | Cooling | REPL | 0 | 0 | 0 | 0 | 0 | 0 | 0 | 0 | 0 | 0
| Chiller Systems_Com, E - Cool | E | Yes | Food Service | Cooling | NC | 23.131 | 45.1174 | 66.1998 | 86.686 | 105.9315 | 125.0541 | 143.864 | 162.1436 | 180.2325 | 198.1139
| Chiller Systems_Com, E - Cool | E | Yes | Food Service | Cooling | RET | 105.6912 | 206.5771 | 311.0998 | 412.9525 | 511.0519 | 607.1119 | 698.8282 | 790.1837 | 796.5839 | 802.3077
| Chiller Systems_Com, E - Cool | E | Yes | Food Service | Cooling | REPL | 118.7187 | 211.9398 | 298.8391 | 373.4745 | 435.0731 | 484.6924 | 521.2291 | 546.1773 | 558.5765 | 558.5765
| Chiller Tuneup_Com, E - Cool | E | Yes | Food Service | Cooling | RET | 19.9027 | 39.4378 | 60.2496 | 81.1034 | 101.7569 | 102.6504 | 103.5326 | 103.6331 | 103.566 | 103.222
| Mini Split Ductless AC_Com, E - Cool | E | No | Food Service | Cooling | NC | 0 | 0 | 0 | 0 | 0 | 0 | 0 | 0 | 0 | 0
| Mini Split Ductless AC_Com, E - Cool | E | No | Food Service | Cooling | RET | 0 | 0 | 0 | 0 | 0 | 0 | 0 | 0 | 0 | 0
| Mini Split Ductless AC_Com, E - Cool | E | No | Food Service | Cooling | REPL | 0 | 0 | 0 | 0 | 0 | 0 | 0 | 0 | 0 | 0
| Eff Unitary AC_Com, E - Cool | E | Yes | Food Service | Cooling | NC | 79.4964 | 155.0588 | 227.5144 | 297.9211 | 364.064 | 429.7843 | 494.4297 | 557.2528 | 619.4204 | 680.875
| Eff Unitary AC_Com, E - Cool | E | No | Food Service | Cooling | RET | 632.2172 | 1223.913 | 1824.9761 | 2399.2545 | 2941.5768 | 3462.2612 | 3949.6993 | 4458.9954 | 4974.75 | 5487.5335
| Eff Unitary AC_Com, E - Cool | E | Yes | Food Service | Cooling | REPL | 544.0144 | 1013.9063 | 1480.3759 | 1913.5854 | 2308.761 | 2672.5602 | 2996.2487 | 3322.0984 | 3640.3395 | 3945.7546
| PTAC_Com, E - Cool | E | Yes | Food Service | Cooling | NC | 0 | 0 | 0 | 0 | 0 | 0 | 0 | 0 | 0 | 0
| PTAC_Com, E - Cool | E | No | Food Service | Cooling | RET | 0 | 0 | 0 | 0 | 0 | 0 | 0 | 0 | 0 | 0
| PTAC_Com, E - Cool | E | Yes | Food Service | Cooling | REPL | 0 | 0 | 0 | 0 | 0 | 0 | 0 | 0 | 0 | 0
| Unitary Equipment Economizer_Com, E - Cool | E | No | Food Service | Cooling | RET | 326.2199 | 646.4155 | 987.5373 | 1329.347 | 1667.8731 | 2008.7377 | 2343.3942 | 2686.1628 | 3026.8721 | 3359.7609
| AC Tuneup_Com, E - Cool [ASHP] | E | Yes | Food Service | Cooling | RET | 38.8319 | 76.9467 | 117.5524 | 158.2401 | 198.5368 | 200.2801 | 202.0014 | 202.1975 | 202.0665 | 201.3954
| AC Tuneup_Com, E - Heat [ASHP] | E | Yes | Food Service | Space Heating | RET | 47.553 | 94.2278 | 143.953 | 193.7786 | 243.1254 | 245.2602 | 247.3681 | 247.6082 | 247.4478 | 246.626
| AC Tuneup_Com, E - Cool [Unitary AC] | E | Yes | Food Service | Cooling | RET | 211.7767 | 419.6424 | 641.0931 | 862.9905 | 1082.7561 | 1092.2632 | 1101.651 | 1102.7201 | 1102.0057 | 1098.3461
| DCV_Com, E - Cool [Building w Elec Heat] | E | Yes | Food Service | Cooling | RET | 181.2133 | 359.0801 | 548.5712 | 738.4446 | 926.4938 | 1115.8422 | 1301.7419 | 1492.1479 | 1681.41 | 1866.3277
| DCV_Com, E - Cool [Building w Gas Heat] | E | Yes | Food Service | Cooling | RET | 370.0426 | 733.2515 | 1120.1979 | 1507.9246 | 1891.9264 | 2278.581 | 2658.1936 | 3047.0079 | 3433.4863 | 3811.0936
| DCV_Com, E - Cool [Building w Oil Heat] | E | Yes | Food Service | Cooling | RET | 99.5623 | 197.2859 | 301.3962 | 405.7165 | 509.0346 | 613.0664 | 715.2036 | 819.8165 | 923.8009 | 1025.3985
| DCV_Com, E - Cool [Building w Propane Heat] | E | Yes | Food Service | Cooling | RET | 30.0048 | 59.4555 | 90.8309 | 122.2696 | 153.4063 | 184.7581 | 215.5388 | 247.0657 | 278.4032 | 309.0214
| Controls for Unitary AC_Com, E - Cool | E | No | Food Service | Cooling | RET | 657.5321 | 1302.9215 | 1990.49 | 2679.4452 | 3361.7817 | 4048.8318 | 4723.3688 | 5414.2566 | 6100.9937 | 6771.9677
| Optimized Unitary AC Sys_Com, E - Cool [Building w Elec Heat] | E | No | Food Service | Cooling | NC | 57.9924 | 113.115 | 165.9712 | 217.3327 | 265.5838 | 313.5265 | 360.6852 | 406.5145 | 451.8656 | 496.6966
| Optimized Unitary AC Sys_Com, E - Heat [Building w Elec Heat] | E | No | Food Service | Space Heating | NC | 57.5795 | 112.3096 | 164.7894 | 215.7852 | 263.6927 | 311.2941 | 358.117 | 403.6199 | 448.6481 | 493.1599
| Optimized Unitary AC Sys_Com, E - Cool [Building w Gas Heat] | E | Yes | Food Service | Cooling | NC | 118.4221 | 230.9841 | 338.9179 | 443.7995 | 542.3295 | 640.23 | 736.5293 | 830.114 | 922.7223 | 1014.2684
| Optimized Unitary AC Sys_Com, E - Cool [Building w Oil Heat] | E | Yes | Food Service | Cooling | NC | 31.8622 | 62.1477 | 91.188 | 119.407 | 145.9171 | 172.2579 | 198.1678 | 223.3473 | 248.2642 | 272.8953
| Optimized Unitary AC Sys_Com, E - Cool [Building w Propane Heat] | E | Yes | Food Service | Cooling | NC | 9.6022 | 18.7293 | 27.4811 | 35.9854 | 43.9746 | 51.9129 | 59.7213 | 67.3095 | 74.8187 | 82.2417
| Optimized Chiller Sys_Com, E - Cool | E | No | Food Service | Cooling | NC | 9.1243 | 17.797 | 26.1132 | 34.1942 | 41.7858 | 49.3289 | 56.7486 | 63.9592 | 71.0945 | 78.148
| Cool Roof_Com, E - Cool [Building w Elec Heat] | E | No | Food Service | Cooling | NC | 14.8211 | 28.9088 | 42.4173 | 55.5438 | 67.8753 | 80.128 | 92.1804 | 103.893 | 115.4834 | 126.9409
| Cool Roof_Com, E - Cool [Building w Elec Heat] | E | No | Food Service | Cooling | RET | 77.59 | 153.7472 | 234.8816 | 316.1796 | 396.6966 | 477.7698 | 557.3664 | 638.8925 | 719.9287 | 799.1049
| Cool Roof_Com, E - Heat [Building w Elec Heat] | E | No | Food Service | Space Heating | NC | -3.419 | -6.6687 | -9.7849 | -12.8129 | -15.6576 | -18.484 | -21.2643 | -23.9662 | -26.6399 | -29.2829
| Cool Roof_Com, E - Heat [Building w Elec Heat] | E | No | Food Service | Space Heating | RET | -17.8986 | -35.4666 | -54.1828 | -72.9367 | -91.5105 | -110.2126 | -128.574 | -147.3806 | -166.0741 | -184.3386
| Cool Roof_Com, E - Cool [Building w Gas Heat] | E | No | Food Service | Cooling | NC | 30.2652 | 59.0326 | 86.6173 | 113.4219 | 138.6033 | 163.6237 | 188.235 | 212.1524 | 235.8203 | 259.2168
| Cool Roof_Com, E - Cool [Building w Gas Heat] | E | No | Food Service | Cooling | RET | 158.441 | 313.9561 | 479.6347 | 645.6476 | 810.0655 | 975.6193 | 1138.1579 | 1304.6363 | 1470.1147 | 1631.7947
| Cool Roof_Com, E - Cool [Building w Oil Heat] | E | No | Food Service | Cooling | NC | 8.143 | 15.8831 | 23.3049 | 30.5169 | 37.2921 | 44.024 | 50.6458 | 57.0809 | 63.4489 | 69.7439
| Cool Roof_Com, E - Cool [Building w Oil Heat] | E | No | Food Service | Cooling | RET | 42.6295 | 84.4718 | 129.0487 | 173.7155 | 217.9532 | 262.4965 | 306.2285 | 351.0205 | 395.5435 | 439.0445
| Cool Roof_Com, E - Cool [Building w Propane Heat] | E | No | Food Service | Cooling | NC | 2.454 | 4.7866 | 7.0233 | 9.1968 | 11.2386 | 13.2674 | 15.263 | 17.2023 | 19.1214 | 21.0185
| Cool Roof_Com, E - Cool [Building w Propane Heat] | E | No | Food Service | Cooling | RET | 12.8471 | 25.457 | 38.891 | 52.3521 | 65.6839 | 79.1078 | 92.2872 | 105.7861 | 119.2038 | 132.3136
| GSHP_Com, E - Cool | E | Yes | Food Service | Cooling | RET | 147.6672 | 278.1859 | 403.3992 | 516.3812 | 617.1441 | 708.5078 | 789.2825 | 863.7833 | 930.4681 | 989.1395
| GSHP_Com, E - Cool | E | Yes | Food Service | Cooling | REPL | 59.3637 | 105.9776 | 149.4305 | 186.7509 | 217.5524 | 242.3639 | 260.6336 | 273.1086 | 279.3086 | 279.3086
| GSHP_Com, E - Heat | E | Yes | Food Service | Space Heating | RET | 235.3991 | 443.4614 | 643.0663 | 823.1731 | 983.8011 | 1129.4459 | 1258.2103 | 1376.9734 | 1483.277 | 1576.8061
| GSHP_Com, E - Heat | E | Yes | Food Service | Space Heating | REPL | 94.6328 | 168.941 | 238.21 | 297.7031 | 346.8045 | 386.3569 | 415.4809 | 435.3676 | 445.2512 | 445.2512
| Unitary HP_Com, E - Cool | E | Yes | Food Service | Cooling | NC | 16.0519 | 31.3095 | 45.9398 | 60.1563 | 73.5119 | 86.7822 | 99.8354 | 112.5207 | 125.0736 | 137.4825
| Unitary HP_Com, E - Cool | E | No | Food Service | Cooling | RET | 79.3237 | 153.4342 | 228.5873 | 300.2666 | 367.8397 | 432.604 | 493.1277 | 561.7393 | 636.2027 | 714.7826
| Unitary HP_Com, E - Cool | E | Yes | Food Service | Cooling | REPL | 109.8476 | 196.1028 | 276.5086 | 345.5669 | 402.5626 | 448.4742 | 482.2807 | 518.6658 | 556.5808 | 595.3339
| Unitary HP_Com, E - Heat | E | Yes | Food Service | Space Heating | NC | 8.3687 | 16.3233 | 23.9509 | 31.3627 | 38.3257 | 45.2442 | 52.0496 | 58.6631 | 65.2076 | 71.677
| Unitary HP_Com, E - Heat | E | No | Food Service | Space Heating | RET | 41.3557 | 79.9935 | 119.1748 | 156.5451 | 191.7746 | 225.5397 | 257.094 | 292.8649 | 331.6867 | 372.6546
| Unitary HP_Com, E - Heat | E | Yes | Food Service | Space Heating | REPL | 57.2695 | 102.2389 | 144.1588 | 180.1626 | 209.8776 | 233.8137 | 251.4389 | 270.4084 | 290.1755 | 310.3796
| PTHP_Com, E - Cool | E | Yes | Food Service | Cooling | NC | 0 | 0 | 0 | 0 | 0 | 0 | 0 | 0 | 0 | 0
| PTHP_Com, E - Cool | E | Yes | Food Service | Cooling | RET | 0 | 0 | 0 | 0 | 0 | 0 | 0 | 0 | 0 | 0
| PTHP_Com, E - Cool | E | Yes | Food Service | Cooling | REPL | 0 | 0 | 0 | 0 | 0 | 0 | 0 | 0 | 0 | 0
| PTHP_Com, E - Heat | E | Yes | Food Service | Space Heating | NC | 0 | 0 | 0 | 0 | 0 | 0 | 0 | 0 | 0 | 0
| PTHP_Com, E - Heat | E | Yes | Food Service | Space Heating | RET | 0 | 0 | 0 | 0 | 0 | 0 | 0 | 0 | 0 | 0
| PTHP_Com, E - Heat | E | Yes | Food Service | Space Heating | REPL | 0 | 0 | 0 | 0 | 0 | 0 | 0 | 0 | 0 | 0
| Minisplit Ductless HP_Com, E - Cool | E | Yes | Food Service | Cooling | RET | 178.6657 | 338.1031 | 492.5318 | 633.2165 | 759.8937 | 875.8601 | 970.8971 | 1063.5495 | 1150.5908 | 1231.4574
| Minisplit Ductless HP_Com, E - Cool | E | Yes | Food Service | Cooling | REPL | 127.835 | 228.2144 | 321.7866 | 402.1531 | 468.4817 | 521.9112 | 561.2536 | 590.8539 | 609.6451 | 617.6177
| Minisplit Ductless HP_Com, E - Heat | E | Yes | Food Service | Space Heating | RET | 296.0455 | 560.2299 | 816.1151 | 1049.2268 | 1259.1284 | 1451.2823 | 1622.8007 | 1788.8566 | 1945.2212 | 2090.2741
| Minisplit Ductless HP_Com, E - Heat | E | Yes | Food Service | Space Heating | REPL | 217.283 | 387.8994 | 546.9455 | 683.5456 | 796.2854 | 887.1004 | 953.9711 | 1004.2833 | 1036.2229 | 1049.774
| Programmable TStat_Com, E - Cool [Building w Elec Heat] | E | Yes | Food Service | Cooling | NC | 0 | 0 | 0 | 0 | 0 | 0 | 0 | 0 | 0 | 0
| Programmable TStat_Com, E - Heat [Building w Elec Heat] | E | Yes | Food Service | Space Heating | NC | 0 | 0 | 0 | 0 | 0 | 0 | 0 | 0 | 0 | 0
| Programmable TStat_Com, E - Cool [Building w Gas Heat] | E | Yes | Food Service | Cooling | NC | 0 | 0 | 0 | 0 | 0 | 0 | 0 | 0 | 0 | 0
| Programmable TStat_Com, E - Cool [Building w Gas Heat] | E | Yes | Food Service | Cooling | RET | 0 | 0 | 0 | 0 | 0 | 0 | 0 | 0 | 0 | 0
| Programmable TStat_Com, E - Cool [Building w Propane Heat] | E | Yes | Food Service | Cooling | NC | 0 | 0 | 0 | 0 | 0 | 0 | 0 | 0 | 0 | 0
| Programmable TStat_Com, E - Cool [Building w Propane Heat] | E | Yes | Food Service | Cooling | RET | 0 | 0 | 0 | 0 | 0 | 0 | 0 | 0 | 0 | 0
| Programmable TStat_Com, E - Cool [Building w Oil Heat] | E | Yes | Food Service | Cooling | NC | 0 | 0 | 0 | 0 | 0 | 0 | 0 | 0 | 0 | 0
| Programmable TStat_Com, E - Cool [Building w Oil Heat] | E | Yes | Food Service | Cooling | RET | 0 | 0 | 0 | 0 | 0 | 0 | 0 | 0 | 0 | 0
| Smart TStat_Com, E - Cool [Building w Elec Heat] | E | Yes | Food Service | Cooling | NC | 26.3746 | 51.4441 | 75.4828 | 98.8417 | 120.7861 | 142.5902 | 164.0377 | 184.8806 | 205.506 | 225.8949
| Smart TStat_Com, E - Cool [Building w Elec Heat] | E | No | Food Service | Cooling | RET | 97.0877 | 192.3825 | 293.9052 | 395.6326 | 496.3828 | 597.829 | 697.4275 | 799.4403 | 900.8403 | 999.9127
| Smart TStat_Com, E - Heat [Building w Elec Heat] | E | Yes | Food Service | Space Heating | NC | 15.2738 | 29.7918 | 43.7128 | 57.2402 | 69.9484 | 82.5754 | 94.9958 | 107.0662 | 119.0106 | 130.818
| Smart TStat_Com, E - Heat [Building w Elec Heat] | E | No | Food Service | Space Heating | RET | 56.2244 | 111.4106 | 170.2034 | 229.1147 | 287.4602 | 346.2086 | 403.8871 | 462.9638 | 521.6855 | 579.0593
| Smart TStat_Com, E - Cool [Building w Gas Heat] | E | Yes | Food Service | Cooling | NC | 53.8577 | 105.0503 | 154.138 | 201.8376 | 246.6485 | 291.1731 | 334.9695 | 377.5313 | 419.6491 | 461.2838
| Smart TStat_Com, E - Cool [Building w Gas Heat] | E | Yes | Food Service | Cooling | RET | 198.2558 | 392.8504 | 600.1626 | 807.8929 | 1013.6276 | 1220.7835 | 1424.1666 | 1632.4796 | 1839.5412 | 2041.8499
| Smart TStat_Com, E - Cool [Building w Propane Heat] | E | Yes | Food Service | Cooling | NC | 14.4908 | 28.2644 | 41.4718 | 54.3057 | 66.3623 | 78.3419 | 90.1256 | 101.5772 | 112.9092 | 124.1113
| Smart TStat_Com, E - Cool [Building w Propane Heat] | E | Yes | Food Service | Cooling | RET | 53.342 | 105.6988 | 161.4775 | 217.3686 | 272.7228 | 328.4594 | 383.1809 | 439.2288 | 494.94 | 549.3724
| Smart TStat_Com, E - Cool [Building w Oil Heat] | E | Yes | Food Service | Cooling | NC | 4.367 | 8.518 | 12.4982 | 16.3659 | 19.9994 | 23.6097 | 27.1609 | 30.612 | 34.0271 | 37.4031
| Smart TStat_Com, E - Cool [Building w Oil Heat] | E | Yes | Food Service | Cooling | RET | 16.0755 | 31.8542 | 48.664 | 65.5078 | 82.1897 | 98.9869 | 115.4781 | 132.3691 | 149.1587 | 165.5628
| Windows_Com, E - Cool [Building w Elec Heat] | E | No | Food Service | Cooling | NC | 30.4383 | 59.3703 | 87.1128 | 114.0708 | 139.3962 | 164.5597 | 189.3118 | 213.366 | 237.1694 | 260.6997
| Windows_Com, E - Heat [Building w Elec Heat] | E | No | Food Service | Space Heating | NC | 15.2538 | 29.7528 | 43.6556 | 57.1653 | 69.8568 | 82.4673 | 94.8715 | 106.926 | 118.8548 | 130.6467
| Windows_Com, E - Cool [Building w Gas Heat] | E | No | Food Service | Cooling | NC | 62.1559 | 121.2359 | 177.8868 | 232.9357 | 284.6509 | 336.0356 | 386.5799 | 435.6995 | 484.3065 | 532.3561
| Windows_Com, E - Cool [Building w Oil Heat] | E | No | Food Service | Cooling | NC | 16.7234 | 32.6193 | 47.8616 | 62.6728 | 76.5871 | 90.4125 | 104.0117 | 117.2277 | 130.3057 | 143.2337
| Windows_Com, E - Cool [Building w Propane Heat] | E | Yes | Food Service | Cooling | NC | 5.0399 | 9.8304 | 14.4239 | 18.8875 | 23.0808 | 27.2473 | 31.3457 | 35.3286 | 39.2699 | 43.1659
| Window Film_Com, E - Cool [Building w Elec Heat] | E | No | Food Service | Cooling | RET | 0 | 0 | 0 | 0 | 0 | 0 | 0 | 0 | 0 | 0
| Window Film_Com, E - Heat [Building w Elec Heat] | E | No | Food Service | Space Heating | RET | 0 | 0 | 0 | 0 | 0 | 0 | 0 | 0 | 0 | 0
| Window Film_Com, E - Cool [Building w Gas Heat] | E | No | Food Service | Cooling | RET | 0 | 0 | 0 | 0 | 0 | 0 | 0 | 0 | 0 | 0
| Window Film_Com, E - Cool [Building w Oil Heat] | E | No | Food Service | Cooling | RET | 0 | 0 | 0 | 0 | 0 | 0 | 0 | 0 | 0 | 0
| Window Film_Com, E - Cool [Building w Propane Heat] | E | No | Food Service | Cooling | RET | 0 | 0 | 0 | 0 | 0 | 0 | 0 | 0 | 0 | 0
| Motors and Fans_Com, E - Vent | E | Yes | Food Service | Ventilation | NC | 15.9195 | 31.0513 | 45.5608 | 59.6601 | 72.9055 | 86.0663 | 99.0118 | 111.5925 | 124.0418 | 136.3484
| Motors and Fans_Com, E - Vent | E | No | Food Service | Ventilation | RET | 161.778 | 304.8482 | 442.179 | 566.1637 | 676.8007 | 668.1161 | 660.4589 | 650.1974 | 640.7136 | 631.7265
| Motors and Fans_Com, E - Vent | E | Yes | Food Service | Ventilation | REPL | 108.9414 | 194.4851 | 274.2276 | 342.7162 | 399.2418 | 444.7746 | 478.3022 | 501.4502 | 513.3339 | 514.075
| ECM Furnace Motors_Com, E - Vent | E | Yes | Food Service | Ventilation | RET | 259.5434 | 514.2938 | 785.6933 | 1057.6401 | 1326.9744 | 1598.1692 | 1864.4249 | 2137.1346 | 2408.2059 | 2673.0551
| VFD on HVAC System_Com, E - Vent | E | Yes | Food Service | Ventilation | RET | 1526.6799 | 3025.1664 | 4621.5859 | 6221.225 | 7805.4965 | 9400.7122 | 10966.8749 | 12571.001 | 14165.4902 | 15723.3798
| Kitchen DCV_Com, E - Vent [Building w Elec Heat] | E | Yes | Food Service | Ventilation | NC | 21.8265 | 42.5729 | 62.4662 | 81.7971 | 99.9572 | 118.0013 | 135.7504 | 152.999 | 170.0678 | 186.9407
| Kitchen DCV_Com, E - Vent [Building w Elec Heat] | E | Yes | Food Service | Ventilation | RET | 208.3632 | 393.8587 | 573.0986 | 735.997 | 882.3265 | 1015.9642 | 1134.966 | 1248.9227 | 1355.0455 | 1452.3971
| Kitchen DCV_Com, E - Vent [Building w Elec Heat] | E | Yes | Food Service | Ventilation | REPL | 149.3643 | 266.6491 | 375.9803 | 469.8817 | 547.3811 | 609.809 | 655.7771 | 689.6067 | 710.0598 | 717.1727
| Kitchen DCV_Com, E - Heat [Building w Elec Heat] | E | Yes | Food Service | Space Heating | NC | 46.6425 | 90.9769 | 133.4884 | 174.7978 | 213.6055 | 252.1652 | 290.0943 | 326.9542 | 363.4295 | 399.4865
| Kitchen DCV_Com, E - Heat [Building w Elec Heat] | E | Yes | Food Service | Space Heating | RET | 445.2658 | 841.6638 | 1224.6939 | 1572.8029 | 1885.5045 | 2171.0841 | 2425.3874 | 2668.9091 | 2895.6904 | 3103.7276
| Kitchen DCV_Com, E - Heat [Building w Elec Heat] | E | Yes | Food Service | Space Heating | REPL | 319.187 | 569.8209 | 803.4582 | 1004.1227 | 1169.7366 | 1303.1429 | 1401.3754 | 1473.6682 | 1517.3759 | 1532.5758
| Kitchen DCV_Com, E - Vent [Building w Gas Heat] | E | Yes | Food Service | Ventilation | NC | 44.5703 | 86.935 | 127.5578 | 167.0319 | 204.1155 | 240.9621 | 277.2061 | 312.4283 | 347.2831 | 381.7382
| Kitchen DCV_Com, E - Vent [Building w Gas Heat] | E | Yes | Food Service | Ventilation | RET | 425.4836 | 804.2705 | 1170.2833 | 1502.9266 | 1801.7355 | 2074.6274 | 2317.6325 | 2550.3351 | 2767.041 | 2965.8356
| Kitchen DCV_Com, E - Vent [Building w Gas Heat] | E | Yes | Food Service | Ventilation | REPL | 305.0061 | 544.505 | 767.7623 | 959.5116 | 1117.7676 | 1245.247 | 1339.1153 | 1408.1962 | 1449.9621 | 1464.4867
| Kitchen DCV_Com, E - Vent [Building w Oil Heat] | E | Yes | Food Service | Ventilation | NC | 11.9919 | 23.3904 | 34.3202 | 44.941 | 54.9185 | 64.8323 | 74.584 | 84.0608 | 93.4387 | 102.709
| Kitchen DCV_Com, E - Vent [Building w Oil Heat] | E | Yes | Food Service | Ventilation | RET | 114.479 | 216.394 | 314.872 | 404.3718 | 484.7682 | 558.1914 | 623.5735 | 686.1836 | 744.4896 | 797.9766
| Kitchen DCV_Com, E - Vent [Building w Oil Heat] | E | Yes | Food Service | Ventilation | REPL | 82.0638 | 146.5025 | 206.5712 | 258.1626 | 300.7424 | 335.0415 | 360.2973 | 378.884 | 390.1214 | 394.0293
| Kitchen DCV_Com, E - Vent [Building w Oil Heat] | E | Yes | Food Service | Ventilation | NC | 11.9919 | 23.3904 | 34.3202 | 44.941 | 54.9185 | 64.8323 | 74.584 | 84.0608 | 93.4387 | 102.709
| Kitchen DCV_Com, E - Vent [Building w Oil Heat] | E | Yes | Food Service | Ventilation | RET | 114.479 | 216.394 | 314.872 | 404.3718 | 484.7682 | 558.1914 | 623.5735 | 686.1836 | 744.4896 | 797.9766
| Kitchen DCV_Com, E - Vent [Building w Oil Heat] | E | Yes | Food Service | Ventilation | REPL | 82.0638 | 146.5025 | 206.5712 | 258.1626 | 300.7424 | 335.0415 | 360.2973 | 378.884 | 390.1214 | 394.0293
| Duct Sealing Regulated_Com, E - Vent [Building w Elec Heat] | E | Yes | Food Service | Ventilation | RET | 204.6878 | 405.5957 | 619.6338 | 834.1035 | 1046.5129 | 1260.3896 | 1470.3711 | 1685.4424 | 1899.2217 | 2108.094
| Duct Sealing Regulated_Com, E - Heat [Building w Elec Heat] | E | Yes | Food Service | Space Heating | RET | 59.3109 | 117.5266 | 179.5469 | 241.6923 | 303.2406 | 365.2142 | 426.059 | 488.3787 | 550.324 | 610.8474
| Duct Sealing Regulated_Com, E - Cool [Building w Elec Heat] | E | Yes | Food Service | Cooling | RET | 152.6284 | 302.4382 | 462.0387 | 621.9612 | 780.3472 | 939.8274 | 1096.4031 | 1256.7741 | 1416.1817 | 1571.9302
| Duct Sealing Regulated_Com, E - Vent [Building w Gas Heat] | E | Yes | Food Service | Ventilation | RET | 417.9783 | 828.2378 | 1265.3096 | 1703.2629 | 2137.0088 | 2573.751 | 3002.539 | 3441.7208 | 3878.2641 | 4304.787
| Duct Sealing Regulated_Com, E - Cool [Building w Gas Heat] | E | Yes | Food Service | Cooling | RET | 311.6715 | 617.5873 | 943.4961 | 1270.0622 | 1593.491 | 1919.154 | 2238.8859 | 2566.368 | 2891.8827 | 3209.9257
| Duct Sealing Non Regulated_Com, E - Vent [Building w Oil Heat] | E | Yes | Food Service | Ventilation | RET | 112.4597 | 222.8425 | 340.4394 | 458.2735 | 574.9755 | 692.4838 | 807.8519 | 926.0164 | 1043.4711 | 1158.2298
| Duct Sealing Non Regulated_Com, E - Cool [Building w Oil Heat] | E | Yes | Food Service | Cooling | RET | 83.8572 | 166.1657 | 253.8535 | 341.7182 | 428.7387 | 516.3604 | 602.3862 | 690.4973 | 778.0791 | 863.6505
| Duct Sealing Non Regulated_Com, E - Vent [Building w Propane Heat] | E | Yes | Food Service | Ventilation | RET | 33.8916 | 67.1574 | 102.5973 | 138.1086 | 173.2787 | 208.6918 | 243.46 | 279.0709 | 314.4679 | 349.0524
| Duct Sealing Non Regulated_Com, E - Cool [Building w Propane Heat] | E | Yes | Food Service | Cooling | RET | 25.2718 | 50.0769 | 76.5031 | 102.9826 | 129.2077 | 155.614 | 181.5394 | 208.0932 | 234.4875 | 260.2759
| Power Strip_Com, E - Plug [Tier 1] | E | Yes | Food Service | Plug Loads | NC | 0 | 0 | 0 | 0 | 0 | 0 | 0 | 0 | 0 | 0
| Power Strip_Com, E - Plug [Tier 1] | E | Yes | Food Service | Plug Loads | RET | 0 | 0 | 0 | 0 | 0 | 0 | 0 | 0 | 0 | 0
| Power Strip_Com, E - Plug [Tier 1] | E | Yes | Food Service | Plug Loads | REPL | 0 | 0 | 0 | 0 | 0 | 0 | 0 | 0 | 0 | 0
| Power Strip_Com, E - Plug [Tier 2] | E | Yes | Food Service | Plug Loads | NC | 35.4722 | 69.189 | 101.5195 | 132.9357 | 162.4494 | 191.7745 | 220.62 | 248.6524 | 241.2003 | 235.462
| Power Strip_Com, E - Plug [Tier 2] | E | Yes | Food Service | Plug Loads | RET | 348.2295 | 657.1178 | 954.5081 | 1223.8059 | 1470.4286 | 1700.4757 | 1910.1147 | 2109.8233 | 2016.6552 | 2006.9078
| Power Strip_Com, E - Plug [Tier 2] | E | Yes | Food Service | Plug Loads | REPL | 455.1474 | 812.5411 | 1145.6982 | 1431.8374 | 1675.3055 | 1880.2574 | 2042.0107 | 2167.2624 | 1887.9759 | 1752.5894
| Computer Power Management_Com, E - Plug | E | Yes | Food Service | Plug Loads | RET | 144.653 | 286.6347 | 437.8955 | 589.4613 | 739.5711 | 746.0649 | 752.4772 | 753.2074 | 752.7195 | 750.2198
| Vending Machine Controls_Com, E - Plug [Non-Refrigerated] | E | No | Food Service | Plug Loads | RET | 82.9249 | 164.3185 | 251.0314 | 337.9193 | 423.9724 | 427.6951 | 431.3711 | 431.7897 | 431.51 | 430.077
| Vending Machine Controls_Com, E - Plug [Refrigerated] | E | Yes | Food Service | Plug Loads | RET | 248.7748 | 492.9554 | 753.0943 | 1013.7579 | 1271.9173 | 1283.0853 | 1294.1132 | 1295.3691 | 1294.5299 | 1290.2309
| Ovens_Com, E - Cook | E | Yes | Food Service | Cooking | NC | 193.3367 | 377.106 | 553.3194 | 724.5499 | 885.4106 | 1045.2435 | 1202.4624 | 1355.2494 | 1506.4423 | 1655.9011
| Ovens_Com, E - Cook | E | Yes | Food Service | Cooking | REPL | 1653.8168 | 3277.0924 | 5006.4565 | 6739.3083 | 8455.5128 | 10183.5729 | 11880.1605 | 13617.8731 | 15345.1462 | 17032.7717
| Fryers_Com, E - Cook | E | Yes | Food Service | Cooking | NC | 31.723 | 61.8762 | 90.7896 | 118.8853 | 145.2796 | 171.5053 | 197.302 | 222.3715 | 247.1795 | 271.703
| Fryers_Com, E - Cook | E | Yes | Food Service | Cooking | REPL | 271.361 | 537.7107 | 821.4676 | 1105.7967 | 1387.3944 | 1670.9373 | 1949.3162 | 2234.4429 | 2517.8567 | 2794.7651
| Griddles_Com, E - Cook | E | Yes | Food Service | Cooking | NC | 8.8479 | 17.258 | 25.3223 | 33.1585 | 40.5202 | 47.8348 | 55.0298 | 62.022 | 68.9412 | 75.7811
| Griddles_Com, E - Cook | E | Yes | Food Service | Cooking | REPL | 75.6857 | 149.9738 | 229.1169 | 308.4196 | 386.9605 | 466.0439 | 543.687 | 623.2122 | 702.2596 | 779.4925
| Hot Food Holding Cabinet_Com, E - Cook | E | Yes | Food Service | Cooking | NC | 38.501 | 75.0968 | 110.1878 | 144.2866 | 176.3203 | 208.1494 | 239.4579 | 269.8838 | 299.9923 | 329.7555
| Hot Food Holding Cabinet_Com, E - Cook | E | Yes | Food Service | Cooking | REPL | 329.3404 | 652.5989 | 996.9838 | 1342.0633 | 1683.8275 | 2027.9528 | 2365.8106 | 2711.858 | 3055.8265 | 3391.8996
| Steamers_Com, E - Cook | E | Yes | Food Service | Cooking | NC | 30.2274 | 58.959 | 86.5092 | 113.2804 | 138.4303 | 163.4195 | 188 | 211.8876 | 235.526 | 258.8932
| Steamers_Com, E - Cook | E | Yes | Food Service | Cooking | REPL | 258.5674 | 512.3597 | 782.7386 | 1053.6627 | 1321.9842 | 1592.1591 | 1857.4135 | 2129.0976 | 2399.1496 | 2663.0028
| ES Refrigerator and Freezer_Com, E - Refr | E | Yes | Food Service | Refrigeration | NC | 19.5847 | 38.2002 | 56.0503 | 73.3957 | 89.6906 | 105.8814 | 121.8075 | 137.2845 | 152.6001 | 167.7401
| ES Refrigerator and Freezer_Com, E - Refr | E | Yes | Food Service | Refrigeration | REPL | 167.5289 | 331.9641 | 507.1458 | 682.6808 | 856.5295 | 1031.5792 | 1203.4407 | 1379.4681 | 1554.438 | 1725.3917
| Anti Sweat Heat Control_Com, E - Refr | E | Yes | Food Service | Refrigeration | NC | 138.7681 | 270.6691 | 397.1468 | 520.048 | 635.5063 | 750.2269 | 863.0713 | 972.7346 | 1081.2538 | 1188.5283
| Anti Sweat Heat Control_Com, E - Refr | E | Z | Food Service | Refrigeration | RET | 0 | 0 | 0 | 0 | 0 | 0 | 0 | 0 | 0 | 0
| Case Night Covers_Com, E - Refr | E | No | Food Service | Refrigeration | RET | 47.3612 | 93.8478 | 143.3725 | 192.9971 | 242.145 | 244.2711 | 246.3706 | 246.6097 | 246.4499 | 245.6315
| Loading Dock Pit Seals_Com, E - Refr | E | No | Food Service | Refrigeration | NC | 92.818 | 181.0429 | 265.6402 | 347.8454 | 425.0722 | 501.8055 | 577.2839 | 650.6346 | 723.22 | 794.9729
| Loading Dock Pit Seals_Com, E - Refr | E | No | Food Service | Refrigeration | RET | 952.7668 | 1887.9387 | 2884.2283 | 3882.5273 | 4871.2357 | 5866.7742 | 6844.1812 | 7845.2805 | 8840.3654 | 9812.6095
| ECM Comp Cond Fan Motor_Com, E - Refr | E | Yes | Food Service | Refrigeration | NC | 142.107 | 277.1818 | 406.7028 | 532.5612 | 650.7976 | 768.2786 | 883.8382 | 996.1402 | 1107.2706 | 1217.1263
| ECM Comp Cond Fan Motor_Com, E - Refr | E | Yes | Food Service | Refrigeration | RET | 381.0106 | 743.0887 | 1116.5596 | 1478.8794 | 1826.3036 | 2164.9997 | 2486.9493 | 2866.8775 | 3264.8111 | 3653.6107
| ECM Comp Cond Fan Motor_Com, E - Refr | E | Yes | Food Service | Refrigeration | REPL | 972.4755 | 1736.0887 | 2447.9178 | 3059.2875 | 3563.8678 | 3970.3206 | 4269.6082 | 4628.8064 | 5038.1863 | 5489.3074
| Evap Fan Motor Replacement_Com, E - Refr | E | Yes | Food Service | Refrigeration | NC | 264.2985 | 515.5181 | 756.4084 | 990.4868 | 1210.3894 | 1428.887 | 1643.8112 | 1852.6766 | 2059.363 | 2263.6788
| Evap Fan Motor Replacement_Com, E - Refr | E | Yes | Food Service | Refrigeration | RET | 3955.4176 | 7472.3967 | 10866.5902 | 13947.5371 | 16711.7055 | 19233.0195 | 21475.4396 | 23610.3963 | 25586.818 | 27388.9076
| Evap Fan Motor Replacement_Com, E - Refr | E | Yes | Food Service | Refrigeration | REPL | 1808.6636 | 3228.8738 | 4552.7729 | 5689.8321 | 6628.2784 | 7384.2217 | 7940.8534 | 8345.7857 | 8584.0856 | 8656.4849
| Evap Fan Speed Controls_Com, E - Refr | E | Yes | Food Service | Refrigeration | NC | 414.4819 | 808.4528 | 1186.2251 | 1553.3149 | 1898.1735 | 2240.8288 | 2577.8801 | 2905.4299 | 3229.5625 | 3549.9774
| Evap Fan Speed Controls_Com, E - Refr | E | Yes | Food Service | Refrigeration | RET | 2237.9772 | 4434.6253 | 6774.8343 | 9119.7631 | 11442.1644 | 13780.609 | 16076.4643 | 18427.9708 | 20765.3502 | 23049.0779
| LowHeat NoHeat Doors_Com, E - Refr | E | Yes | Food Service | Refrigeration | NC | 65.3016 | 127.3717 | 186.8897 | 244.7247 | 299.0572 | 353.0425 | 406.1449 | 457.7504 | 508.8174 | 559.2988
| LowHeat NoHeat Doors_Com, E - Refr | E | Yes | Food Service | Refrigeration | RET | 603.2824 | 1195.4239 | 1826.2645 | 2458.3774 | 3084.4177 | 3714.7827 | 4333.6671 | 4967.5531 | 5597.631 | 6213.2462
| Refrigerated Vending Machine_Com, E - Refr | E | Yes | Food Service | Refrigeration | NC | 20.6362 | 40.2513 | 59.0598 | 77.3365 | 94.5063 | 111.5665 | 128.3476 | 144.6556 | 160.7936 | 176.7464
| Refrigerated Vending Machine_Com, E - Refr | E | Yes | Food Service | Refrigeration | REPL | 151.3062 | 299.8182 | 458.0362 | 616.5733 | 773.5873 | 931.6859 | 1086.9052 | 1245.887 | 1403.9136 | 1558.313
| Walk In Refrigeration_Com, E - Refr | E | Yes | Food Service | Refrigeration | NC | 698.9854 | 1363.381 | 2000.4591 | 2619.5219 | 3201.0941 | 3778.9506 | 4347.3565 | 4899.739 | 5446.3587 | 5986.7088
| Refrigeration Tune Up_Com, E - Refr | E | Yes | Food Service | Refrigeration | RET | 2488.8447 | 4931.7274 | 7534.2637 | 10142.0489 | 12724.7812 | 15325.3553 | 17878.5659 | 18004.8214 | 18161.328 | 18098.5155
| ES Ice Machine_Com, E - Refr | E | Yes | Food Service | Refrigeration | NC | 53.908 | 105.1483 | 154.2819 | 202.026 | 246.8787 | 291.4449 | 335.2822 | 377.8837 | 420.0408 | 461.7143
| ES Ice Machine_Com, E - Refr | E | Yes | Food Service | Refrigeration | REPL | 461.1332 | 913.7505 | 1395.9485 | 1879.119 | 2357.6477 | 2839.4821 | 3312.541 | 3797.0668 | 4278.6818 | 4749.2418
| Walk In Cooler Retroft_Com, E - Refr | E | Yes | Food Service | Refrigeration | RET | 1347.8756 | 2670.8597 | 4080.3069 | 5492.5966 | 6891.3187 | 8299.7032 | 9682.4372 | 11098.6886 | 12506.4315 | 13881.8614
| HE Built Up Refrig_Com, E - Refr | E | Yes | Food Service | Refrigeration | NC | 365.4677 | 712.8501 | 1045.9493 | 1369.6292 | 1673.7069 | 1975.8419 | 2273.0355 | 2561.8513 | 2847.6539 | 3130.1785
| HE Built Up Refrig_Com, E - Refr | E | No | Food Service | Refrigeration | RET | 2793.5969 | 5535.6041 | 8456.8138 | 11383.9151 | 13556.5609 | 15762.6463 | 17868.9762 | 20043.2419 | 22207.1844 | 24298.9484
| Door Gasket Replacement_Com, E - Refr | E | Z | Food Service | Refrigeration | RET | 0 | 0 | 0 | 0 | 0 | 0 | 0 | 0 | 0 | 0
| EnergyStar Dehumidifier_Com, E - Appl | E | Yes | Food Service | Appliances | NC | 1.2506 | 2.4393 | 3.5791 | 4.6867 | 5.7272 | 6.7611 | 7.778 | 8.7663 | 9.7443 | 10.7111
| EnergyStar Dehumidifier_Com, E - Appl | E | Yes | Food Service | Appliances | REPL | 10.6976 | 21.1977 | 32.3839 | 43.5928 | 54.6939 | 65.8718 | 76.846 | 88.0863 | 99.2591 | 110.1754
| Clothes Washer Elec WH_Com, E - Appl [unit w/ elec dry - Washer] | E | Yes | Food Service | Appliances | NC | 1.5508 | 3.0249 | 4.4384 | 5.8119 | 7.1022 | 8.3843 | 9.6454 | 9.3325 | 9.0959 | 8.9179
| Clothes Washer Elec WH_Com, E - Appl [unit w/ elec dry - Washer] | E | Yes | Food Service | Appliances | REPL | 22.7416 | 45.0632 | 68.8436 | 92.672 | 116.2715 | 140.034 | 163.3637 | 164.5174 | 165.9475 | 165.3735
| Clothes Washer Elec WH_Com, E - Appl [unit w/ elec dry - Dryer] | E | Yes | Food Service | Appliances | NC | 0.22104 | 0.43115 | 0.63261 | 0.82838 | 1.0123 | 1.195 | 1.3748 | 1.3302 | 1.2965 | 1.2711
| Clothes Washer Elec WH_Com, E - Appl [unit w/ elec dry - Dryer] | E | Yes | Food Service | Appliances | REPL | 3.2414 | 6.423 | 9.8124 | 13.2087 | 16.5724 | 19.9593 | 23.2846 | 23.449 | 23.6528 | 23.571
| Clothes Washer Elec WH_Com, E - HWat [unit w/ elec dry - Water Heater] | E | Yes | Food Service | Water Heating | NC | 1.6395 | 3.1979 | 4.6923 | 6.1443 | 7.5085 | 8.8639 | 10.1971 | 9.8663 | 9.6161 | 9.428
| Clothes Washer Elec WH_Com, E - HWat [unit w/ elec dry - Water Heater] | E | Yes | Food Service | Water Heating | REPL | 24.0423 | 47.6406 | 72.7812 | 97.9725 | 122.9218 | 148.0434 | 172.7075 | 173.9271 | 175.439 | 174.8322
| Clothes Washer Elec WH_Com, E - Appl [unit w/ gas dry - Washer] | E | Yes | Food Service | Appliances | NC | 0.38771 | 0.75623 | 1.1096 | 1.453 | 1.7756 | 2.0961 | 2.4114 | 2.3331 | 2.274 | 2.2295
| Clothes Washer Elec WH_Com, E - Appl [unit w/ gas dry - Washer] | E | Yes | Food Service | Appliances | REPL | 5.6854 | 11.2658 | 17.2109 | 23.168 | 29.0679 | 35.0085 | 40.8409 | 41.1293 | 41.4869 | 41.3434
| Clothes Washer Elec WH_Com, E - HWat [unit w/ gas dry - Water Heater] | E | Yes | Food Service | Water Heating | NC | 0.40988 | 0.79948 | 1.1731 | 1.5361 | 1.8771 | 2.216 | 2.5493 | 2.4666 | 2.404 | 2.357
| Clothes Washer Elec WH_Com, E - HWat [unit w/ gas dry - Water Heater] | E | Yes | Food Service | Water Heating | REPL | 6.0106 | 11.9102 | 18.1953 | 24.4931 | 30.7304 | 37.0108 | 43.1769 | 43.4818 | 43.8597 | 43.708
| Clothes Washer Elec WH_Com, E - Appl [unit w/ propane dry - Washer] | E | Yes | Food Service | Appliances | NC | 0.15508 | 0.30249 | 0.44384 | 0.58119 | 0.71022 | 0.83843 | 0.96454 | 0.93325 | 0.90959 | 0.89179
| Clothes Washer Elec WH_Com, E - Appl [unit w/ propane dry - Washer] | E | Yes | Food Service | Appliances | REPL | 2.2742 | 4.5063 | 6.8844 | 9.2672 | 11.6272 | 14.0034 | 16.3364 | 16.4517 | 16.5947 | 16.5374
| Clothes Washer Elec WH_Com, E - HWat [unit w/ propane dry - Water Heater] | E | Yes | Food Service | Water Heating | NC | 0.16395 | 0.31979 | 0.46923 | 0.61443 | 0.75085 | 0.88639 | 1.0197 | 0.98663 | 0.96161 | 0.9428
| Clothes Washer Elec WH_Com, E - HWat [unit w/ propane dry - Water Heater] | E | Yes | Food Service | Water Heating | REPL | 2.4042 | 4.7641 | 7.2781 | 9.7972 | 12.2922 | 14.8043 | 17.2707 | 17.3927 | 17.5439 | 17.4832
| Clothes Washer Gas WH_Com, E - Appl [unit w/ elec dry - Washer] | E | Yes | Food Service | Appliances | NC | 0.77542 | 1.5125 | 2.2192 | 2.906 | 3.5511 | 4.1922 | 4.8227 | 4.6663 | 4.5479 | 4.459
| Clothes Washer Gas WH_Com, E - Appl [unit w/ elec dry - Washer] | E | Yes | Food Service | Appliances | REPL | 11.3708 | 22.5316 | 34.4218 | 46.336 | 58.1358 | 70.017 | 81.6819 | 82.2587 | 82.9737 | 82.6868
| Clothes Washer Gas WH_Com, E - Appl [unit w/ elec dry - Dryer] | E | Yes | Food Service | Appliances | NC | 0.11052 | 0.21557 | 0.31631 | 0.41419 | 0.50615 | 0.59752 | 0.68739 | 0.66509 | 0.64823 | 0.63555
| Clothes Washer Gas WH_Com, E - Appl [unit w/ elec dry - Dryer] | E | Yes | Food Service | Appliances | REPL | 1.6207 | 3.2115 | 4.9062 | 6.6044 | 8.2862 | 9.9797 | 11.6423 | 11.7245 | 11.8264 | 11.7855
| Clothes Washer Gas WH_Com, E - Appl [unit w/ gas dry - Washer] | E | Yes | Food Service | Appliances | NC | 3.0241 | 5.8986 | 8.6549 | 11.3332 | 13.8494 | 16.3494 | 18.8086 | 18.1985 | 17.7369 | 17.39
| Clothes Washer Gas WH_Com, E - Appl [unit w/ gas dry - Washer] | E | Yes | Food Service | Appliances | REPL | 44.3461 | 87.8732 | 134.2451 | 180.7105 | 226.7294 | 273.0663 | 318.5593 | 320.8089 | 323.5975 | 322.4783
| Clothes Washer Gas WH_Com, E - Appl [unit w/ propane dry - Washer] | E | Yes | Food Service | Appliances | NC | 0.15508 | 0.30249 | 0.44384 | 0.58119 | 0.71022 | 0.83843 | 0.96454 | 0.93325 | 0.90959 | 0.89179
| Clothes Washer Gas WH_Com, E - Appl [unit w/ propane dry - Washer] | E | Yes | Food Service | Appliances | REPL | 2.2742 | 4.5063 | 6.8844 | 9.2672 | 11.6272 | 14.0034 | 16.3364 | 16.4517 | 16.5947 | 16.5374
| Clothes Washer Oil WH_Com, E - Appl [unit w/ elec dry - Washer] | E | Yes | Food Service | Appliances | NC | 0.9305 | 1.815 | 2.663 | 3.4871 | 4.2613 | 5.0306 | 5.7873 | 5.5995 | 5.4575 | 5.3508
| Clothes Washer Oil WH_Com, E - Appl [unit w/ elec dry - Washer] | E | Yes | Food Service | Appliances | REPL | 13.645 | 27.0379 | 41.3062 | 55.6032 | 69.7629 | 84.0204 | 98.0182 | 98.7104 | 99.5685 | 99.2241
| Clothes Washer Oil WH_Com, E - Appl [unit w/ elec dry - Dryer] | E | Yes | Food Service | Appliances | NC | 0.13263 | 0.25869 | 0.37957 | 0.49703 | 0.60738 | 0.71702 | 0.82487 | 0.79811 | 0.77787 | 0.76266
| Clothes Washer Oil WH_Com, E - Appl [unit w/ elec dry - Dryer] | E | Yes | Food Service | Appliances | REPL | 1.9448 | 3.8538 | 5.8875 | 7.9252 | 9.9435 | 11.9756 | 13.9708 | 14.0694 | 14.1917 | 14.1426
| Clothes Washer Oil WH_Com, E - Appl [unit w/ gas dry - Washer] | E | Yes | Food Service | Appliances | NC | 0.15508 | 0.30249 | 0.44384 | 0.58119 | 0.71022 | 0.83843 | 0.96454 | 0.93325 | 0.90959 | 0.89179
| Clothes Washer Oil WH_Com, E - Appl [unit w/ gas dry - Washer] | E | Yes | Food Service | Appliances | REPL | 2.2742 | 4.5063 | 6.8844 | 9.2672 | 11.6272 | 14.0034 | 16.3364 | 16.4517 | 16.5947 | 16.5374
| Clothes Washer Oil WH_Com, E - Appl [unit w/ propane dry - Washer] | E | Yes | Food Service | Appliances | NC | 0.23262 | 0.45374 | 0.66576 | 0.87179 | 1.0653 | 1.2576 | 1.4468 | 1.3999 | 1.3644 | 1.3377
| Clothes Washer Oil WH_Com, E - Appl [unit w/ propane dry - Washer] | E | Yes | Food Service | Appliances | REPL | 3.4112 | 6.7595 | 10.3265 | 13.9008 | 17.4407 | 21.0051 | 24.5046 | 24.6776 | 24.8921 | 24.806
| Clothes Washer Propane WH_Com, E - Appl [unit w/ elec dry - Washer] | E | Yes | Food Service | Appliances | NC | 0.15508 | 0.30249 | 0.44384 | 0.58119 | 0.71022 | 0.83843 | 0.96454 | 0.93325 | 0.90959 | 0.89179
| Clothes Washer Propane WH_Com, E - Appl [unit w/ elec dry - Washer] | E | Yes | Food Service | Appliances | REPL | 2.2742 | 4.5063 | 6.8844 | 9.2672 | 11.6272 | 14.0034 | 16.3364 | 16.4517 | 16.5947 | 16.5374
| Clothes Washer Propane WH_Com, E - Appl [unit w/ elec dry - Dryer] | E | Yes | Food Service | Appliances | NC | 0.022104 | 0.043115 | 0.063261 | 0.082838 | 0.10123 | 0.1195 | 0.13748 | 0.13302 | 0.12965 | 0.12711
| Clothes Washer Propane WH_Com, E - Appl [unit w/ elec dry - Dryer] | E | Yes | Food Service | Appliances | REPL | 0.32414 | 0.6423 | 0.98124 | 1.3209 | 1.6572 | 1.9959 | 2.3285 | 2.3449 | 2.3653 | 2.3571
| Clothes Washer Propane WH_Com, E - Appl [unit w/ gas dry - Washer] | E | Yes | Food Service | Appliances | NC | 0.077542 | 0.15125 | 0.22192 | 0.2906 | 0.35511 | 0.41922 | 0.48227 | 0.46663 | 0.45479 | 0.4459
| Clothes Washer Propane WH_Com, E - Appl [unit w/ gas dry - Washer] | E | Yes | Food Service | Appliances | REPL | 1.1371 | 2.2532 | 3.4422 | 4.6336 | 5.8136 | 7.0017 | 8.1682 | 8.2259 | 8.2974 | 8.2687
| Clothes Washer Propane WH_Com, E - Appl [unit w/ propane dry - Washer] | E | Yes | Food Service | Appliances | NC | 0.15508 | 0.30249 | 0.44384 | 0.58119 | 0.71022 | 0.83843 | 0.96454 | 0.93325 | 0.90959 | 0.89179
| Clothes Washer Propane WH_Com, E - Appl [unit w/ propane dry - Washer] | E | Yes | Food Service | Appliances | REPL | 2.2742 | 4.5063 | 6.8844 | 9.2672 | 11.6272 | 14.0034 | 16.3364 | 16.4517 | 16.5947 | 16.5374
| Dishwasher_Com, E - Appl [Building w elec WH] | E | Yes | Food Service | Appliances | NC | 6.04 | 11.7812 | 17.2863 | 22.6357 | 27.6612 | 32.6545 | 37.5662 | 42.3395 | 47.0629 | 51.7322
| Dishwasher_Com, E - Appl [Building w elec WH] | E | Yes | Food Service | Appliances | REPL | 49.0122 | 97.1193 | 148.3704 | 199.7249 | 250.586 | 301.7985 | 352.0782 | 403.5768 | 454.7659 | 504.7801
| Dishwasher_Com, E - HWat [Building w elec WH] | E | Yes | Food Service | Water Heating | NC | 2.2369 | 4.3632 | 6.402 | 8.3832 | 10.2444 | 12.0937 | 13.9127 | 15.6805 | 17.4298 | 19.1591
| Dishwasher_Com, E - HWat [Building w elec WH] | E | Yes | Food Service | Water Heating | REPL | 18.1517 | 35.9683 | 54.9492 | 73.9684 | 92.8049 | 111.7715 | 130.3927 | 149.4652 | 168.4232 | 186.946
| Dishwasher_Com, E - Appl [Building w gas WH] | E | Yes | Food Service | Appliances | NC | 15.1001 | 29.453 | 43.2158 | 56.5893 | 69.153 | 81.6364 | 93.9156 | 105.8487 | 117.6572 | 129.3304
| Dishwasher_Com, E - Appl [Building w gas WH] | E | Yes | Food Service | Appliances | REPL | 122.5305 | 242.7983 | 370.9261 | 499.3122 | 626.465 | 754.4962 | 880.1956 | 1008.9419 | 1136.9148 | 1261.9502
| Dishwasher_Com, E - Appl [Building w oil WH] | E | Yes | Food Service | Appliances | NC | 1.51 | 2.9453 | 4.3216 | 5.6589 | 6.9153 | 8.1636 | 9.3916 | 10.5849 | 11.7657 | 12.933
| Dishwasher_Com, E - Appl [Building w oil WH] | E | Yes | Food Service | Appliances | REPL | 12.2531 | 24.2798 | 37.0926 | 49.9312 | 62.6465 | 75.4496 | 88.0196 | 100.8942 | 113.6915 | 126.195
| Dishwasher_Com, E - Appl [Building w propane WH] | E | Yes | Food Service | Appliances | NC | 1.51 | 2.9453 | 4.3216 | 5.6589 | 6.9153 | 8.1636 | 9.3916 | 10.5849 | 11.7657 | 12.933
| Dishwasher_Com, E - Appl [Building w propane WH] | E | Yes | Food Service | Appliances | REPL | 12.2531 | 24.2798 | 37.0926 | 49.9312 | 62.6465 | 75.4496 | 88.0196 | 100.8942 | 113.6915 | 126.195
| Faucet Aerator_Com, E - HWat | E | Yes | Food Service | Water Heating | RET | 22.2367 | 44.0627 | 67.3152 | 90.6145 | 113.69 | 136.925 | 159.7367 | 183.1014 | 206.3258 | 229.017
| Pre Rinse Sprayers_Com, E - HWat | E | Yes | Food Service | Water Heating | RET | 210.9806 | 418.065 | 638.6833 | 671.0409 | 704.7596 | 705.6108 | 702.4603 | 705.0269 | 704.8619 | 703.4544
| Heat Pump Water Heater_Com, E - HWat | E | Yes | Food Service | Water Heating | NC | 72.628 | 141.6619 | 207.8574 | 272.181 | 332.6092 | 392.6513 | 451.7115 | 509.1067 | 565.9031 | 622.0481
| Heat Pump Water Heater_Com, E - HWat | E | No | Food Service | Water Heating | RET | 723.1527 | 1364.1003 | 1980.7016 | 2538.6156 | 3037.572 | 3498.7982 | 3915.1187 | 4307.7672 | 4667.7514 | 4992.735
| Heat Pump Water Heater_Com, E - HWat | E | Yes | Food Service | Water Heating | REPL | 745.5182 | 1330.9186 | 1876.6203 | 2345.3079 | 2732.1288 | 3051.513 | 3296.2486 | 3476.4162 | 3585.4245 | 3623.4625
| Clothes Dryer_Com, E - Appl | E | Yes | Food Service | Appliances | NC | 0.66043 | 1.2882 | 1.8901 | 2.475 | 3.0245 | 3.5705 | 4.1076 | 4.6295 | 5.1459 | 5.6565
| Clothes Dryer_Com, E - Appl | E | Yes | Food Service | Appliances | RET | 6.4507 | 12.1799 | 17.7027 | 22.71 | 27.1974 | 31.2858 | 34.9178 | 38.362 | 41.5375 | 44.4209
| Clothes Dryer_Com, E - Appl | E | Yes | Food Service | Appliances | REPL | 4.8423 | 8.6446 | 12.1891 | 15.2333 | 17.7458 | 19.7697 | 21.2599 | 22.3362 | 22.9587 | 23.1297
| Pnemautic to DDC_Com, E - TotE [Building w Elec Heat] | E | No | Food Service | Total Electric | RET | 198.4893 | 393.3131 | 600.8694 | 808.8444 | 1014.8214 | 1222.2213 | 1425.8439 | 1634.4023 | 1841.7077 | 2044.2547
| Pnemautic to DDC_Com, E - TotE [Building w Gas Heat] | E | No | Food Service | Total Electric | RET | 210.1663 | 416.4514 | 636.2182 | 856.4282 | 1074.5227 | 1294.1238 | 1509.7254 | 1730.5531 | 1950.0542 | 2164.5169
| Pnemautic to DDC_Com, E - TotE [Building w Oil Heat] | E | No | Food Service | Total Electric | RET | 56.5466 | 112.0489 | 171.1785 | 230.4274 | 289.107 | 348.1921 | 406.201 | 465.6161 | 524.6743 | 582.3768
| Pnemautic to DDC_Com, E - TotE [Building w Propane Heat] | E | Yes | Food Service | Total Electric | RET | 17.0413 | 33.7678 | 51.5876 | 69.4432 | 87.1274 | 104.9336 | 122.4156 | 140.3214 | 158.1196 | 175.5092
| RCx_Com, E - TotE [Building w Elec Heat] | E | Yes | Food Service | Total Electric | RET | 655.9288 | 1299.7444 | 1985.6363 | 2672.9116 | 3353.5842 | 4038.959 | 4711.8513 | 5401.0544 | 5430.1882 | 5455.7103
| RCx_Com, E - TotE [Building w Gas Heat] | E | Yes | Food Service | Total Electric | RET | 1339.425 | 2654.1146 | 4054.7251 | 5458.1605 | 6848.1131 | 8247.6676 | 9621.7325 | 11029.1046 | 11088.5967 | 11140.7137
| RCx_Com, E - TotE [Building w Oil Heat] | E | Yes | Food Service | Total Electric | RET | 360.3806 | 714.1061 | 1090.9491 | 1468.5521 | 1842.5276 | 2219.0864 | 2588.7872 | 2967.4494 | 2983.4561 | 2997.4785
| RCx_Com, E - TotE [Building w Propane Heat] | E | Yes | Food Service | Total Electric | RET | 108.6069 | 215.2081 | 328.7762 | 442.5733 | 555.2772 | 668.7597 | 780.1753 | 894.2917 | 899.1156 | 903.3415
| Commissioning_Com, E - TotE [Building w Elec Heat] | E | Yes | Food Service | Total Electric | NC | 0 | 0 | 0 | 0 | 0 | 0 | 0 | 0 | 0 | 0
| Commissioning_Com, E - TotE [Building w Gas Heat] | E | Yes | Food Service | Total Electric | NC | 0 | 0 | 0 | 0 | 0 | 0 | 0 | 0 | 0 | 0
| Commissioning_Com, E - TotE [Building w Oil Heat] | E | Yes | Food Service | Total Electric | NC | 0 | 0 | 0 | 0 | 0 | 0 | 0 | 0 | 0 | 0
| Commissioning_Com, E - TotE [Building w Propane Heat] | E | Yes | Food Service | Total Electric | NC | 0 | 0 | 0 | 0 | 0 | 0 | 0 | 0 | 0 | 0
| Integrated Building Design_Com, E - TotE [Building w Elec Heat] | E | Yes | Food Service | Total Electric | NC | 55.6089 | 108.4659 | 159.1496 | 208.4001 | 254.668 | 300.6403 | 345.8607 | 389.8063 | 433.2935 | 476.2819
| Integrated Building Design_Com, E - TotE [Building w Gas Heat] | E | Yes | Food Service | Total Electric | NC | 113.5549 | 221.4904 | 324.988 | 425.5589 | 520.0392 | 613.9159 | 706.2572 | 795.9955 | 884.7975 | 972.581
| Integrated Building Design_Com, E - TotE [Building w Oil Heat] | E | Yes | Food Service | Total Electric | NC | 30.5526 | 59.5934 | 87.44 | 114.4993 | 139.9198 | 165.1779 | 190.0229 | 214.1675 | 238.0603 | 261.679
| Integrated Building Design_Com, E - TotE [Building w Propane Heat] | E | Yes | Food Service | Total Electric | NC | 9.2076 | 17.9595 | 26.3516 | 34.5063 | 42.1672 | 49.7792 | 57.2667 | 64.5431 | 71.7435 | 78.8614
| Deep Energy Retrofit_Com, E - TotE [Building w Elec Heat] | E | Yes | Food Service | Total Electric | RET | 199.9828 | 396.2726 | 605.3907 | 814.9306 | 1022.4575 | 1231.418 | 1436.5727 | 1646.7004 | 1855.5657 | 2059.6367
| Deep Energy Retrofit_Com, E - TotE [Building w Gas Heat] | E | Yes | Food Service | Total Electric | RET | 408.3706 | 809.1997 | 1236.2248 | 1664.1112 | 2087.8869 | 2514.59 | 2933.5218 | 3362.6084 | 3789.1172 | 4205.836
| Deep Energy Retrofit_Com, E - TotE [Building w Oil Heat] | E | Yes | Food Service | Total Electric | RET | 109.8746 | 217.7202 | 332.614 | 447.7395 | 561.759 | 676.5661 | 789.2823 | 904.7308 | 1019.4856 | 1131.6064
| Deep Energy Retrofit_Com, E - TotE [Building w Propane Heat] | E | Yes | Food Service | Total Electric | RET | 33.1126 | 65.6137 | 100.2389 | 134.934 | 169.2957 | 203.8948 | 237.8638 | 272.6561 | 307.2395 | 341.029
| EMS_Com, E - TotE [Building w Elec Heat] | E | Yes | Food Service | Total Electric | NC | 101.1492 | 197.2929 | 289.4835 | 379.0672 | 463.2257 | 546.8464 | 629.0996 | 709.0341 | 788.1346 | 866.3279
| EMS_Com, E - TotE [Building w Elec Heat] | E | Yes | Food Service | Total Electric | RET | 1266.1144 | 2508.8472 | 3832.7983 | 5159.4195 | 6473.2961 | 7796.2489 | 9095.1073 | 10425.4498 | 11747.8 | 13039.7973
| EMS_Com, E - TotE [Building w Gas Heat] | E | Yes | Food Service | Total Electric | NC | 206.5494 | 402.8776 | 591.1335 | 774.0659 | 945.9198 | 1116.6758 | 1284.6391 | 1447.8675 | 1609.393 | 1769.0659
| EMS_Com, E - TotE [Building w Gas Heat] | E | Yes | Food Service | Total Electric | RET | 2585.441 | 5123.1365 | 7826.6817 | 10535.6794 | 13218.6522 | 15920.1591 | 18572.4644 | 21289.0611 | 23989.3374 | 26627.6321
| EMS_Com, E - TotE [Building w Oil Heat] | E | Yes | Food Service | Total Electric | NC | 55.5734 | 108.3967 | 159.0481 | 208.2673 | 254.5056 | 300.4486 | 345.6402 | 389.5578 | 433.0172 | 475.9782
| EMS_Com, E - TotE [Building w Oil Heat] | E | No | Food Service | Total Electric | RET | 695.629 | 1378.4118 | 2105.8175 | 2834.6903 | 3556.5609 | 4283.4182 | 4997.0374 | 5727.9547 | 6454.4809 | 7164.3306
| EMS_Com, E - TotE [Building w Propane Heat] | E | Yes | Food Service | Total Electric | NC | 16.748 | 32.6672 | 47.9319 | 62.7649 | 76.6996 | 90.5453 | 104.1646 | 117.3999 | 130.4972 | 143.4442
| EMS_Com, E - TotE [Building w Propane Heat] | E | Yes | Food Service | Total Electric | RET | 209.6397 | 415.408 | 634.6242 | 854.2825 | 1071.8305 | 1290.8814 | 1505.9428 | 1726.2173 | 1945.1684 | 2159.0937
| VFDs on HVAC Pumps_Com, E - Oth | E | Yes | Food Service | Other | RET | 276.761 | 548.411 | 837.8146 | 1127.8018 | 1415.0032 | 1427.4275 | 1439.6961 | 1441.0932 | 1440.1596 | 1435.377
| ECM Circulators_Com, E - Oth | E | Yes | Food Service | Other | RET | 288.0791 | 570.8382 | 872.0769 | 1173.9232 | 1472.8696 | 1773.8812 | 2069.4105 | 2372.1034 | 2672.9779 | 2966.9462
| Motors_Com, E - Oth | E | Yes | Food Service | Other | NC | 3.8239 | 7.4586 | 10.9439 | 14.3306 | 17.5122 | 20.6734 | 23.783 | 26.8049 | 29.7953 | 32.7514
| Motors_Com, E - Oth | E | No | Food Service | Other | RET | 116.5789 | 219.6768 | 318.6388 | 407.9834 | 487.7095 | 481.4514 | 475.9335 | 468.539 | 461.7048 | 455.2286
| Motors_Com, E - Oth | E | Yes | Food Service | Other | REPL | 26.1681 | 46.716 | 65.8704 | 82.3216 | 95.8992 | 106.8364 | 114.8898 | 120.4501 | 123.3046 | 123.4826
| Ext Area Ltg_Com, E - ExtL | E | Yes | Food Service | Exterior Lighting | NC | 21.3791 | 41.7003 | 61.1859 | 80.1206 | 97.9085 | 115.5828 | 132.968 | 149.8631 | 166.582 | 183.1091
| Ext Area Ltg_Com, E - ExtL | E | Yes | Food Service | Exterior Lighting | RET | 109.7272 | 212.043 | 315.5955 | 414.1688 | 506.9137 | 613.0018 | 725.5667 | 840.8602 | 955.4611 | 1067.4314
| Ext Area Ltg_Com, E - ExtL | E | Yes | Food Service | Exterior Lighting | REPL | 192.2421 | 343.1956 | 483.9122 | 604.7697 | 704.5168 | 815.3008 | 934.2267 | 1066.4411 | 1208.2045 | 1356.8196
| Street Ltg_Com, E - ExtL | E | Yes | Food Service | Exterior Lighting | NC | 3.9796 | 7.7622 | 11.3893 | 14.9138 | 18.2249 | 21.5148 | 24.7509 | 27.8958 | 31.0079 | 34.0843
| Street Ltg_Com, E - ExtL | E | Yes | Food Service | Exterior Lighting | RET | 20.4249 | 39.4701 | 58.7456 | 77.0943 | 94.358 | 114.1054 | 135.0585 | 156.5195 | 177.8515 | 198.6939
| Street Ltg_Com, E - ExtL | E | Yes | Food Service | Exterior Lighting | REPL | 35.7843 | 63.8832 | 90.0764 | 112.5731 | 131.1402 | 151.7618 | 173.8989 | 198.5096 | 224.8977 | 252.5613
| Ext Ltg Ctrls_Com, E - ExtL | E | Yes | Food Service | Exterior Lighting | RET | 131.976 | 261.5147 | 399.5194 | 537.8025 | 674.757 | 812.6577 | 948.0468 | 1086.7177 | 1092.5796 | 1097.7148
| Ext Ltg Dsgn_Com, E - ExtL | E | Yes | Food Service | Exterior Lighting | NC | 2.5714 | 5.0156 | 7.3592 | 9.6366 | 11.7761 | 13.9019 | 15.9929 | 18.025 | 20.0359 | 22.0237
| Ext Ltg Dsgn_Com, E - ExtL | E | Yes | Food Service | Exterior Lighting | REPL | 17.5968 | 34.8686 | 53.2693 | 71.707 | 89.9676 | 108.3544 | 126.4062 | 144.8957 | 163.2741 | 181.2306
| Int Ltg Ctrls_Com, E - IntL [No Heat] | E | Yes | Food Service | Interior Lighting | RET | 220.2642 | 436.4608 | 666.7868 | 897.5774 | 1126.1507 | 1356.3031 | 1582.2638 | 1813.7017 | 1823.485 | 1832.0555
| Int Ltg Ctrls_Com, E - IntL [Electric Heat] | E | Yes | Food Service | Interior Lighting | RET | 195.1358 | 386.6679 | 590.7176 | 795.1788 | 997.6758 | 1201.5716 | 1401.7539 | 1606.7887 | 1615.4558 | 1623.0486
| Int Ltg Ctrls_Com, E/G - IntL | E | Yes | Food Service | Interior Lighting | RET | 1014.3273 | 2009.9228 | 3070.585 | 4133.3864 | 5185.9775 | 6245.84 | 7286.3995 | 8352.1821 | 8397.2346 | 8436.7021
| Int Ltg Ctrls_Com, E/O - IntL | E | Yes | Food Service | Interior Lighting | RET | 23.4428 | 46.4527 | 70.9665 | 95.5296 | 119.8568 | 144.352 | 168.4011 | 193.0332 | 194.0744 | 194.9866
| Int Ltg Ctrls_Com, E/P - IntL | E | Yes | Food Service | Interior Lighting | RET | 86.3842 | 171.1732 | 261.5035 | 352.016 | 441.6589 | 531.9211 | 620.5394 | 711.3058 | 715.1427 | 718.5039
| Exit Sign RetFit_Com, E - IntL [No Heat] | E | Yes | Food Service | Interior Lighting | RET | 8.2703 | 16.3879 | 25.036 | 33.7016 | 42.2839 | 50.9254 | 59.4096 | 68.0995 | 76.7372 | 85.1765
| Exit Sign RetFit_Com, E - IntL [Electric Heat] | E | Yes | Food Service | Interior Lighting | RET | 7.8404 | 15.536 | 23.7345 | 31.9496 | 40.0857 | 48.2781 | 56.3212 | 64.5593 | 72.748 | 80.7486
| Exit Sign RetFit_Com, E/G - IntL | E | Yes | Food Service | Interior Lighting | RET | 39.1276 | 77.5327 | 118.4477 | 159.4452 | 200.0488 | 240.9329 | 281.0725 | 322.185 | 363.0505 | 402.978
| Exit Sign RetFit_Com, E/O - IntL | E | Yes | Food Service | Interior Lighting | RET | 0.89611 | 1.7757 | 2.7127 | 3.6517 | 4.5816 | 5.5179 | 6.4372 | 7.3788 | 8.3147 | 9.2291
| Exit Sign RetFit_Com, E/P - IntL | E | No | Food Service | Interior Lighting | RET | 3.3011 | 6.5413 | 9.9933 | 13.4522 | 16.8779 | 20.3272 | 23.7137 | 27.1824 | 30.6301 | 33.9988
| LED HiLo Bay_Com, E - IntL [No Heat] | E | Yes | Food Service | Interior Lighting | NC | 0.00024497 | 0.00047782 | 0.00070109 | 0.00091806 | 0.0011219 | 0.0013244 | 0.0015236 | 0.0017172 | 0.0019088 | 0.0020981
| LED HiLo Bay_Com, E - IntL [No Heat] | E | Yes | Food Service | Interior Lighting | RET | 0.0025146 | 0.0048166 | 0.0071038 | 0.0092414 | 0.011216 | 0.01307 | 0.014768 | 0.01639 | 0.017894 | 0.019411
| LED HiLo Bay_Com, E - IntL [No Heat] | E | Yes | Food Service | Interior Lighting | REPL | 0.0013086 | 0.0023361 | 0.003294 | 0.0041167 | 0.0047957 | 0.0053426 | 0.0057453 | 0.0060203 | 0.006157 | 0.0062335
| LED HiLo Bay_Com, E - IntL [Electric Heat] | E | Yes | Food Service | Interior Lighting | NC | 0.00021739 | 0.00042402 | 0.00062215 | 0.00081468 | 0.00099556 | 0.0011753 | 0.0013521 | 0.0015238 | 0.0016938 | 0.0018619
| LED HiLo Bay_Com, E - IntL [Electric Heat] | E | Yes | Food Service | Interior Lighting | RET | 0.0022315 | 0.0042742 | 0.006304 | 0.0082008 | 0.009953 | 0.011598 | 0.013105 | 0.014544 | 0.015879 | 0.017225
| LED HiLo Bay_Com, E - IntL [Electric Heat] | E | Yes | Food Service | Interior Lighting | REPL | 0.0011613 | 0.0020731 | 0.0029231 | 0.0036532 | 0.0042557 | 0.004741 | 0.0050984 | 0.0053425 | 0.0054637 | 0.0055317
| LED HiLo Bay_Com, E/G - IntL | E | Yes | Food Service | Interior Lighting | NC | 0.0011386 | 0.0022209 | 0.0032586 | 0.0042671 | 0.0052144 | 0.0061557 | 0.0070816 | 0.0079814 | 0.0088718 | 0.009752
| LED HiLo Bay_Com, E/G - IntL | E | Yes | Food Service | Interior Lighting | RET | 0.011688 | 0.022387 | 0.033018 | 0.042953 | 0.052131 | 0.060749 | 0.068641 | 0.076179 | 0.083168 | 0.09022
| LED HiLo Bay_Com, E/G - IntL | E | Yes | Food Service | Interior Lighting | REPL | 0.0060823 | 0.010858 | 0.01531 | 0.019134 | 0.02229 | 0.024832 | 0.026704 | 0.027982 | 0.028617 | 0.028973
| LED HiLo Bay_Com, E/O - IntL | E | No | Food Service | Interior Lighting | NC | 2.6077e-05 | 5.0863e-05 | 7.463e-05 | 9.7726e-05 | 0.00011942 | 0.00014098 | 0.00016219 | 0.00018279 | 0.00020319 | 0.00022334
| LED HiLo Bay_Com, E/O - IntL | E | No | Food Service | Interior Lighting | RET | 0.00026768 | 0.00051272 | 0.00075619 | 0.00098373 | 0.0011939 | 0.0013913 | 0.001572 | 0.0017447 | 0.0019047 | 0.0020662
| LED HiLo Bay_Com, E/O - IntL | E | No | Food Service | Interior Lighting | REPL | 0.0001393 | 0.00024868 | 0.00035064 | 0.00043822 | 0.00051049 | 0.00056871 | 0.00061158 | 0.00064086 | 0.0006554 | 0.00066355
| LED HiLo Bay_Com, E/P - IntL | E | No | Food Service | Interior Lighting | NC | 9.6063e-05 | 0.00018737 | 0.00027493 | 0.00036001 | 0.00043993 | 0.00051935 | 0.00059747 | 0.00067338 | 0.0007485 | 0.00082277
| LED HiLo Bay_Com, E/P - IntL | E | No | Food Service | Interior Lighting | RET | 0.00098608 | 0.0018888 | 0.0027857 | 0.0036239 | 0.0043982 | 0.0051253 | 0.0057911 | 0.0064271 | 0.0070168 | 0.0076117
| LED HiLo Bay_Com, E/P - IntL | E | No | Food Service | Interior Lighting | REPL | 0.00051315 | 0.0009161 | 0.0012917 | 0.0016143 | 0.0018806 | 0.0020951 | 0.002253 | 0.0023608 | 0.0024144 | 0.0024444
| Repl Scre_Com, E - IntL [No Heat] | E | Yes | Food Service | Interior Lighting | NC | 30.3562 | 59.2102 | 28.854 | 0 | 0 | 0 | 0 | 0 | 0 | 0
| Repl Scre_Com, E - IntL [No Heat] | E | Yes | Food Service | Interior Lighting | RET | 193.2093 | 382.8507 | 189.6413 | 0 | 0 | 0 | 0 | 0 | 0 | 0
| Repl Scre_Com, E - IntL [No Heat] | E | Yes | Food Service | Interior Lighting | REPL | 1558.0161 | 3087.26 | 1529.244 | 0 | 0 | 0 | 0 | 0 | 0 | 0
| Repl Scre_Com, E - IntL [Electric Heat] | E | Yes | Food Service | Interior Lighting | NC | 28.7781 | 56.1322 | 27.354 | 0 | 0 | 0 | 0 | 0 | 0 | 0
| Repl Scre_Com, E - IntL [Electric Heat] | E | Yes | Food Service | Interior Lighting | RET | 183.1653 | 362.9481 | 179.7828 | 0 | 0 | 0 | 0 | 0 | 0 | 0
| Repl Scre_Com, E - IntL [Electric Heat] | E | Yes | Food Service | Interior Lighting | REPL | 1477.0222 | 2926.7681 | 1449.7459 | 0 | 0 | 0 | 0 | 0 | 0 | 0
| Repl Scre_Com, E/G - IntL | E | Yes | Food Service | Interior Lighting | NC | 143.618 | 280.129 | 136.511 | 0 | 0 | 0 | 0 | 0 | 0 | 0
| Repl Scre_Com, E/G - IntL | E | Yes | Food Service | Interior Lighting | RET | 914.0911 | 1811.3015 | 897.2104 | 0 | 0 | 0 | 0 | 0 | 0 | 0
| Repl Scre_Com, E/G - IntL | E | Yes | Food Service | Interior Lighting | REPL | 7371.1165 | 14606.1096 | 7234.9931 | 0 | 0 | 0 | 0 | 0 | 0 | 0
| Repl Scre_Com, E/O - IntL | E | Yes | Food Service | Interior Lighting | NC | 3.2892 | 6.4156 | 3.1264 | 0 | 0 | 0 | 0 | 0 | 0 | 0
| Repl Scre_Com, E/O - IntL | E | Yes | Food Service | Interior Lighting | RET | 20.9348 | 41.483 | 20.5482 | 0 | 0 | 0 | 0 | 0 | 0 | 0
| Repl Scre_Com, E/O - IntL | E | Yes | Food Service | Interior Lighting | REPL | 168.8156 | 334.5136 | 165.698 | 0 | 0 | 0 | 0 | 0 | 0 | 0
| Repl Scre_Com, E/P - IntL | E | No | Food Service | Interior Lighting | NC | 12.1169 | 23.6341 | 11.5173 | 0 | 0 | 0 | 0 | 0 | 0 | 0
| Repl Scre_Com, E/P - IntL | E | No | Food Service | Interior Lighting | RET | 77.1207 | 152.8173 | 75.6965 | 0 | 0 | 0 | 0 | 0 | 0 | 0
| Repl Scre_Com, E/P - IntL | E | No | Food Service | Interior Lighting | REPL | 621.892 | 1232.2995 | 610.4075 | 0 | 0 | 0 | 0 | 0 | 0 | 0
| Lin LED Fixture_Com, E - IntL [No Heat] | E | Yes | Food Service | Interior Lighting | NC | 3.2302 | 6.3005 | 9.2446 | 12.1054 | 14.793 | 17.4634 | 20.0902 | 22.6428 | 25.1689 | 27.666
| Lin LED Fixture_Com, E - IntL [No Heat] | E | Yes | Food Service | Interior Lighting | RET | 24.632 | 46.9193 | 68.8073 | 89.0251 | 107.4835 | 124.6167 | 140.1231 | 154.7638 | 169.2806 | 183.4316
| Lin LED Fixture_Com, E - IntL [No Heat] | E | Yes | Food Service | Interior Lighting | REPL | 19.9806 | 35.67 | 50.2953 | 62.8566 | 73.2238 | 81.5749 | 87.7241 | 91.9229 | 94.9032 | 96.6491
| Lin LED Fixture_Com, E - IntL [Electric Heat] | E | Yes | Food Service | Interior Lighting | NC | 3.0623 | 5.973 | 8.764 | 11.4761 | 14.024 | 16.5556 | 19.0458 | 21.4657 | 23.8605 | 26.2278
| Lin LED Fixture_Com, E - IntL [Electric Heat] | E | No | Food Service | Interior Lighting | RET | 23.3515 | 44.4802 | 65.2303 | 84.3971 | 101.896 | 118.1385 | 132.8387 | 146.7184 | 160.4805 | 173.8959
| Lin LED Fixture_Com, E - IntL [Electric Heat] | E | Yes | Food Service | Interior Lighting | REPL | 18.9419 | 33.8157 | 47.6807 | 59.589 | 69.4173 | 77.3342 | 83.1637 | 87.1443 | 89.9696 | 91.6248
| Lin LED Fixture_Com, E/G - IntL | E | Yes | Food Service | Interior Lighting | NC | 15.2823 | 29.8083 | 43.737 | 57.2719 | 69.9871 | 82.621 | 95.0484 | 107.1254 | 119.0764 | 130.8903
| Lin LED Fixture_Com, E/G - IntL | E | No | Food Service | Interior Lighting | RET | 116.5363 | 221.9796 | 325.5337 | 421.1859 | 508.5145 | 589.5732 | 662.935 | 732.2018 | 800.8819 | 867.8318
| Lin LED Fixture_Com, E/G - IntL | E | Yes | Food Service | Interior Lighting | REPL | 94.5303 | 168.7579 | 237.9518 | 297.3805 | 346.4287 | 385.9382 | 415.0307 | 434.8959 | 448.9958 | 457.2558
| Lin LED Fixture_Com, E/O - IntL | E | No | Food Service | Interior Lighting | NC | 0.35 | 0.68268 | 1.0017 | 1.3117 | 1.6029 | 1.8922 | 2.1768 | 2.4534 | 2.7271 | 2.9977
| Lin LED Fixture_Com, E/O - IntL | E | No | Food Service | Interior Lighting | RET | 2.6689 | 5.0838 | 7.4555 | 9.6461 | 11.6462 | 13.5026 | 15.1827 | 16.7691 | 18.342 | 19.8754
| Lin LED Fixture_Com, E/O - IntL | E | No | Food Service | Interior Lighting | REPL | 2.165 | 3.8649 | 5.4496 | 6.8107 | 7.934 | 8.8389 | 9.5052 | 9.9601 | 10.283 | 10.4722
| Lin LED Fixture_Com, E/P - IntL | E | No | Food Service | Interior Lighting | NC | 1.2893 | 2.5149 | 3.69 | 4.832 | 5.9047 | 6.9706 | 8.0191 | 9.038 | 10.0463 | 11.0431
| Lin LED Fixture_Com, E/P - IntL | E | No | Food Service | Interior Lighting | RET | 9.832 | 18.7281 | 27.4649 | 35.5349 | 42.9027 | 49.7416 | 55.931 | 61.775 | 67.5694 | 73.2179
| Lin LED Fixture_Com, E/P - IntL | E | No | Food Service | Interior Lighting | REPL | 7.9754 | 14.2379 | 20.0757 | 25.0896 | 29.2278 | 32.5611 | 35.0156 | 36.6916 | 37.8812 | 38.5781
| LED Tube Repl_Com, E - IntL [No Heat] | E | Yes | Food Service | Interior Lighting | RET | 154.9724 | 295.1932 | 432.9014 | 560.1018 | 676.2331 | 794.7412 | 912.5158 | 1034.4907 | 1156.9657 | 1277.7397
| LED Tube Repl_Com, E - IntL [No Heat] | E | Yes | Food Service | Interior Lighting | REPL | 184.6105 | 329.5715 | 464.7021 | 580.7618 | 676.5492 | 766.4721 | 848.3499 | 925.6499 | 995.9623 | 1058.2874
| LED Tube Repl_Com, E - IntL [Electric Heat] | E | Yes | Food Service | Interior Lighting | RET | 146.9161 | 279.8475 | 410.3969 | 530.9848 | 641.079 | 753.4264 | 865.0785 | 980.7125 | 1096.8205 | 1211.3161
| LED Tube Repl_Com, E - IntL [Electric Heat] | E | Yes | Food Service | Interior Lighting | REPL | 175.0135 | 312.4387 | 440.5444 | 550.5708 | 641.3786 | 726.6268 | 804.2483 | 877.5298 | 944.187 | 1003.272
| LED Tube Repl_Com, E/G - IntL | E | Yes | Food Service | Interior Lighting | RET | 733.1884 | 1396.5858 | 2048.0962 | 2649.8928 | 3199.3208 | 3759.9932 | 4317.1958 | 4894.2703 | 5473.7105 | 6045.1035
| LED Tube Repl_Com, E/G - IntL | E | Yes | Food Service | Interior Lighting | REPL | 873.4092 | 1559.2331 | 2198.548 | 2747.6374 | 3200.816 | 3626.2494 | 4013.6211 | 4379.3344 | 4711.9889 | 5006.8544
| LED Tube Repl_Com, E/O - IntL | E | Yes | Food Service | Interior Lighting | RET | 16.7917 | 31.985 | 46.9061 | 60.6887 | 73.2718 | 86.1125 | 98.8738 | 112.0901 | 125.3606 | 138.4468
| LED Tube Repl_Com, E/O - IntL | E | Yes | Food Service | Interior Lighting | REPL | 20.0031 | 35.71 | 50.3518 | 62.9272 | 73.3061 | 83.0495 | 91.9212 | 100.2969 | 107.9154 | 114.6685
| LED Tube Repl_Com, E/P - IntL | E | Yes | Food Service | Interior Lighting | RET | 61.8582 | 117.8282 | 172.7954 | 223.5682 | 269.9228 | 317.226 | 364.2365 | 412.9236 | 461.8102 | 510.0179
| LED Tube Repl_Com, E/P - IntL | E | Yes | Food Service | Interior Lighting | REPL | 73.6885 | 131.5506 | 185.4888 | 231.8148 | 270.0489 | 305.9422 | 338.6243 | 369.4791 | 397.5447 | 422.4221
| Repl pin CFL wLED_Com, E - IntL [No Heat] | E | Yes | Food Service | Interior Lighting | RET | 6.0833 | 11.6726 | 17.2466 | 22.4749 | 27.322 | 32.5856 | 38.1054 | 44.0965 | 50.3658 | 56.5734
| Repl pin CFL wLED_Com, E - IntL [No Heat] | E | Yes | Food Service | Interior Lighting | REPL | 7.5491 | 13.4769 | 19.0027 | 23.7486 | 27.6656 | 31.6833 | 35.7002 | 39.8885 | 44.1254 | 48.3369
| Repl pin CFL wLED_Com, E - IntL [Electric Heat] | E | Yes | Food Service | Interior Lighting | RET | 5.7671 | 11.0658 | 16.3501 | 21.3065 | 25.9016 | 30.8916 | 36.1245 | 41.8042 | 47.7475 | 53.6325
| Repl pin CFL wLED_Com, E - IntL [Electric Heat] | E | Yes | Food Service | Interior Lighting | REPL | 7.1567 | 12.7763 | 18.0148 | 22.5141 | 26.2274 | 30.0362 | 33.8443 | 37.8149 | 41.8315 | 45.8241
| Repl pin CFL wLED_Com, E/G - IntL | E | Yes | Food Service | Interior Lighting | RET | 28.7807 | 55.2243 | 81.5955 | 106.3308 | 129.2627 | 154.1654 | 180.2801 | 208.6248 | 238.2851 | 267.6541
| Repl pin CFL wLED_Com, E/G - IntL | E | Yes | Food Service | Interior Lighting | REPL | 35.7156 | 63.7605 | 89.9035 | 112.357 | 130.8885 | 149.8966 | 168.9008 | 188.7163 | 208.7612 | 228.6864
| Repl pin CFL wLED_Com, E/O - IntL | E | No | Food Service | Interior Lighting | RET | 0.65914 | 1.2648 | 1.8687 | 2.4352 | 2.9604 | 3.5307 | 4.1288 | 4.778 | 5.4573 | 6.1299
| Repl pin CFL wLED_Com, E/O - IntL | E | No | Food Service | Interior Lighting | REPL | 0.81797 | 1.4603 | 2.059 | 2.5732 | 2.9976 | 3.433 | 3.8682 | 4.322 | 4.7811 | 5.2374
| Repl pin CFL wLED_Com, E/P - IntL | E | No | Food Service | Interior Lighting | RET | 2.4282 | 4.6592 | 6.8841 | 8.971 | 10.9057 | 13.0067 | 15.21 | 17.6014 | 20.1038 | 22.5817
| Repl pin CFL wLED_Com, E/P - IntL | E | No | Food Service | Interior Lighting | REPL | 3.0133 | 5.3794 | 7.585 | 9.4794 | 11.0429 | 12.6466 | 14.25 | 15.9218 | 17.6129 | 19.294
| Refrig Case LED_Com, E - IntL | E | Yes | Food Service | Interior Lighting | NC | 12.6152 | 24.6062 | 36.1041 | 47.2769 | 57.7731 | 68.2022 | 78.4607 | 88.4301 | 98.2954 | 108.0476
| Refrig Case LED_Com, E - IntL | E | Yes | Food Service | Interior Lighting | RET | 64.747 | 125.1207 | 186.2241 | 244.3895 | 299.1157 | 351.4648 | 400.2906 | 447.7996 | 499.7059 | 554.7675
| Refrig Case LED_Com, E - IntL | E | Yes | Food Service | Interior Lighting | REPL | 80.9337 | 144.485 | 203.7266 | 254.6075 | 296.6009 | 330.4277 | 355.3357 | 372.3436 | 389.6015 | 406.8074
| Refrig Case Ctrls_Com, E - IntL | E | Yes | Food Service | Interior Lighting | RET | 50.7109 | 100.4853 | 153.5126 | 206.6469 | 259.2708 | 312.2582 | 364.2805 | 417.5639 | 419.8163 | 421.7894
| Stair Occ Sensor_Com, E - IntL [No Heat] | E | Yes | Food Service | Interior Lighting | NC | 2.1943 | 4.28 | 6.2799 | 8.2233 | 10.049 | 11.863 | 13.6473 | 15.3814 | 17.0974 | 18.7936
| Stair Occ Sensor_Com, E - IntL [No Heat] | E | Yes | Food Service | Interior Lighting | RET | 16.893 | 33.474 | 51.1387 | 68.8389 | 86.3692 | 104.0205 | 121.3504 | 139.1003 | 156.7436 | 173.982
| Stair Occ Sensor_Com, E - IntL [Electric Heat] | E | Yes | Food Service | Interior Lighting | NC | 2.0802 | 4.0575 | 5.9534 | 7.7958 | 9.5266 | 11.2463 | 12.9379 | 14.5818 | 16.2085 | 17.8166
| Stair Occ Sensor_Com, E - IntL [Electric Heat] | E | Yes | Food Service | Interior Lighting | RET | 16.0148 | 31.7338 | 48.4802 | 65.2603 | 81.8793 | 98.613 | 115.042 | 131.8692 | 148.5953 | 164.9375
| Stair Occ Sensor_Com, E/G - IntL | E | Yes | Food Service | Interior Lighting | NC | 10.3813 | 20.2489 | 29.7108 | 38.9051 | 47.5425 | 56.1249 | 64.5668 | 72.7708 | 80.8891 | 88.9144
| Stair Occ Sensor_Com, E/G - IntL | E | Yes | Food Service | Interior Lighting | RET | 79.9222 | 158.3685 | 241.9417 | 325.6833 | 408.6205 | 492.1306 | 574.1198 | 658.0964 | 741.5685 | 823.1245
| Stair Occ Sensor_Com, E/O - IntL | E | No | Food Service | Interior Lighting | NC | 0.23776 | 0.46375 | 0.68044 | 0.89102 | 1.0888 | 1.2854 | 1.4787 | 1.6666 | 1.8525 | 2.0363
| Stair Occ Sensor_Com, E/O - IntL | E | No | Food Service | Interior Lighting | RET | 1.8304 | 3.627 | 5.541 | 7.4589 | 9.3584 | 11.2709 | 13.1487 | 15.0719 | 16.9836 | 18.8515
| Stair Occ Sensor_Com, E/P - IntL | E | No | Food Service | Interior Lighting | NC | 0.87586 | 1.7084 | 2.5067 | 3.2824 | 4.0111 | 4.7352 | 5.4474 | 6.1396 | 6.8245 | 7.5016
| Stair Occ Sensor_Com, E/P - IntL | E | No | Food Service | Interior Lighting | RET | 6.7429 | 13.3614 | 20.4123 | 27.4775 | 34.4748 | 41.5205 | 48.4378 | 55.5228 | 62.5652 | 69.446
| Int Delamping_Com, E - IntL [No Heat] | E | Yes | Food Service | Interior Lighting | RET | 1.5683 | 3.1077 | 4.7476 | 6.3909 | 8.0184 | 9.6571 | 11.266 | 12.9139 | 14.5519 | 16.1523
| Int Delamping_Com, E - IntL [Electric Heat] | E | Yes | Food Service | Interior Lighting | RET | 1.4868 | 2.9461 | 4.5008 | 6.0587 | 7.6016 | 9.1551 | 10.6804 | 12.2426 | 13.7954 | 15.3126
| Int Delamping_Com, E/G - IntL | E | Yes | Food Service | Interior Lighting | RET | 7.4199 | 14.7027 | 22.4616 | 30.236 | 37.9358 | 45.6888 | 53.3006 | 61.0969 | 68.8463 | 76.4179
| Int Delamping_Com, E/O - IntL | E | Yes | Food Service | Interior Lighting | RET | 0.16993 | 0.33673 | 0.51442 | 0.69248 | 0.86882 | 1.0464 | 1.2207 | 1.3993 | 1.5767 | 1.7501
| Int Delamping_Com, E/P - IntL | E | Yes | Food Service | Interior Lighting | RET | 0.62601 | 1.2405 | 1.8951 | 2.551 | 3.2006 | 3.8547 | 4.4969 | 5.1547 | 5.8085 | 6.4473
| Int Ltg Dsgn_Com, E - IntL [No Heat] | E | Yes | Food Service | Interior Lighting | NC | 5.1755 | 10.0949 | 14.8121 | 19.3958 | 23.702 | 27.9807 | 32.1893 | 36.2794 | 40.3267 | 44.3277
| Int Ltg Dsgn_Com, E - IntL [Electric Heat] | E | Yes | Food Service | Interior Lighting | NC | 4.9065 | 9.5702 | 14.0421 | 18.3875 | 22.4699 | 26.5261 | 30.516 | 34.3934 | 38.2303 | 42.0233
| Int Ltg Dsgn_Com, E/G - IntL | E | Yes | Food Service | Interior Lighting | NC | 24.4859 | 47.7601 | 70.0774 | 91.7635 | 112.1364 | 132.3791 | 152.2907 | 171.641 | 190.7894 | 209.7182
| Int Ltg Dsgn_Com, E/O - IntL | E | Yes | Food Service | Interior Lighting | NC | 0.56078 | 1.0938 | 1.6049 | 2.1016 | 2.5682 | 3.0318 | 3.4878 | 3.931 | 4.3695 | 4.803
| Int Ltg Dsgn_Com, E/P - IntL | E | Yes | Food Service | Interior Lighting | NC | 2.0658 | 4.0295 | 5.9123 | 7.742 | 9.4608 | 11.1687 | 12.8486 | 14.4811 | 16.0967 | 17.6937
| Room Air Conditioner_Com, E - Cool | E | Yes | Health Service | Cooling | NC | 0 | 0 | 0 | 0 | 0 | 0 | 0 | 0 | 0 | 0
| Room Air Conditioner_Com, E - Cool | E | Yes | Health Service | Cooling | RET | 0 | 0 | 0 | 0 | 0 | 0 | 0 | 0 | 0 | 0
| Room Air Conditioner_Com, E - Cool | E | Yes | Health Service | Cooling | REPL | 0 | 0 | 0 | 0 | 0 | 0 | 0 | 0 | 0 | 0
| Chiller Systems_Com, E - Cool | E | Yes | Health Service | Cooling | NC | 14.8874 | 29.0381 | 42.607 | 55.7922 | 68.1789 | 80.4864 | 92.5927 | 104.3577 | 115.9999 | 127.5087
| Chiller Systems_Com, E - Cool | E | Yes | Health Service | Cooling | RET | 68.0242 | 132.9557 | 200.2278 | 265.7815 | 328.9196 | 390.745 | 449.7748 | 508.5724 | 512.6916 | 516.3756
| Chiller Systems_Com, E - Cool | E | Yes | Health Service | Cooling | REPL | 76.4089 | 136.4072 | 192.3367 | 240.373 | 280.0186 | 311.9542 | 335.4697 | 351.5267 | 359.507 | 359.507
| Chiller Tuneup_Com, E - Cool | E | Yes | Health Service | Cooling | RET | 12.8096 | 25.3827 | 38.7774 | 52.1992 | 65.492 | 66.0671 | 66.6349 | 66.6996 | 66.6564 | 66.435
| Computer Room Air Conditioner_Com, E - Cool | E | Yes | Health Service | Cooling | NC | 5.4876 | 10.7036 | 15.7051 | 20.5652 | 25.131 | 29.6676 | 34.13 | 38.4667 | 42.758 | 47.0002
| Computer Room Air Conditioner_Com, E - Cool | E | Yes | Health Service | Cooling | REPL | 28.1646 | 55.8091 | 85.2603 | 114.7709 | 143.998 | 173.427 | 202.32 | 231.9133 | 261.3289 | 290.0693
| Mini Split Ductless AC_Com, E - Cool | E | No | Health Service | Cooling | NC | 0 | 0 | 0 | 0 | 0 | 0 | 0 | 0 | 0 | 0
| Mini Split Ductless AC_Com, E - Cool | E | No | Health Service | Cooling | RET | 0 | 0 | 0 | 0 | 0 | 0 | 0 | 0 | 0 | 0
| Mini Split Ductless AC_Com, E - Cool | E | No | Health Service | Cooling | REPL | 0 | 0 | 0 | 0 | 0 | 0 | 0 | 0 | 0 | 0
| Eff Unitary AC_Com, E - Cool | E | Yes | Health Service | Cooling | NC | 15.8697 | 30.954 | 45.4181 | 59.4732 | 72.6772 | 85.7967 | 98.7017 | 111.243 | 123.6533 | 135.9214
| Eff Unitary AC_Com, E - Cool | E | No | Health Service | Cooling | RET | 126.2079 | 244.3266 | 364.3153 | 478.9571 | 587.2195 | 691.1624 | 788.4684 | 890.1379 | 993.0967 | 1095.4624
| Eff Unitary AC_Com, E - Cool | E | Yes | Health Service | Cooling | REPL | 108.6002 | 202.4035 | 295.5237 | 382.0042 | 460.8921 | 533.5164 | 598.1335 | 663.182 | 726.7117 | 787.6809
| PTAC_Com, E - Cool | E | Yes | Health Service | Cooling | NC | 0 | 0 | 0 | 0 | 0 | 0 | 0 | 0 | 0 | 0
| PTAC_Com, E - Cool | E | No | Health Service | Cooling | RET | 0 | 0 | 0 | 0 | 0 | 0 | 0 | 0 | 0 | 0
| PTAC_Com, E - Cool | E | Yes | Health Service | Cooling | REPL | 0 | 0 | 0 | 0 | 0 | 0 | 0 | 0 | 0 | 0
| Unitary Equipment Economizer_Com, E - Cool | E | No | Health Service | Cooling | RET | 74.0572 | 146.7468 | 224.187 | 301.7834 | 378.6343 | 456.0162 | 531.9886 | 609.8027 | 687.1493 | 762.7204
| AC Tuneup_Com, E - Cool [ASHP] | E | Yes | Health Service | Cooling | RET | 14.6158 | 28.9617 | 44.2451 | 59.5594 | 74.7265 | 75.3827 | 76.0306 | 76.1043 | 76.055 | 75.8025
| AC Tuneup_Com, E - Heat [ASHP] | E | Yes | Health Service | Space Heating | RET | 28.4309 | 56.3368 | 86.0665 | 115.8561 | 145.3595 | 146.6358 | 147.8962 | 148.0397 | 147.9438 | 147.4525
| AC Tuneup_Com, E - Cool [Unitary AC] | E | Yes | Health Service | Cooling | RET | 42.2764 | 83.7721 | 127.9798 | 172.2766 | 216.1478 | 218.0457 | 219.9198 | 220.1332 | 219.9906 | 219.26
| DCV_Com, E - Cool [Building w Elec Heat] | E | Yes | Health Service | Cooling | RET | 47.3295 | 93.785 | 143.2765 | 192.8679 | 241.9828 | 291.437 | 339.9906 | 389.721 | 439.1527 | 487.4498
| DCV_Com, E - Heat [Building w Elec Heat] | E | Yes | Health Service | Space Heating | RET | 83.7636 | 165.9803 | 253.5702 | 341.3368 | 428.2602 | 515.7841 | 601.7139 | 689.7267 | 777.2107 | 862.6866
| DCV_Com, E - Vent [Building w Elec Heat] | E | Yes | Health Service | Ventilation | RET | 331.1847 | 656.2534 | 1002.5668 | 1349.5786 | 1693.2567 | 2039.309 | 2379.0588 | 2727.044 | 3072.9386 | 3410.8937
| DCV_Com, E - Cool [Building w Gas Heat] | E | Yes | Health Service | Cooling | RET | 96.6482 | 191.5116 | 292.5747 | 393.8416 | 494.1357 | 595.1226 | 694.2703 | 795.8213 | 896.7622 | 995.3862
| DCV_Com, E - Vent [Building w Gas Heat] | E | Yes | Health Service | Ventilation | RET | 676.2885 | 1340.0878 | 2047.2695 | 2755.8774 | 3457.6778 | 4164.3263 | 4858.1048 | 5568.7004 | 6275.027 | 6965.1407
| DCV_Com, E - Cool [Building w Oil Heat] | E | Yes | Health Service | Cooling | RET | 26.0038 | 51.5274 | 78.719 | 105.9655 | 132.9503 | 160.1215 | 186.7978 | 214.1207 | 241.2795 | 267.8149
| DCV_Com, E - Vent [Building w Oil Heat] | E | Yes | Health Service | Ventilation | RET | 181.9596 | 360.559 | 550.8306 | 741.486 | 930.3098 | 1120.438 | 1307.1034 | 1498.2936 | 1688.3352 | 1874.0146
| DCV_Com, E - Cool [Building w Propane Heat] | E | Yes | Health Service | Cooling | RET | 7.8367 | 15.5287 | 23.7233 | 31.9345 | 40.0668 | 48.2553 | 56.2947 | 64.5289 | 72.7137 | 80.7106
| DCV_Com, E - Vent [Building w Propane Heat] | E | Yes | Health Service | Ventilation | RET | 54.8367 | 108.6606 | 166.0022 | 223.4595 | 280.3648 | 337.6632 | 393.918 | 451.5364 | 508.8087 | 564.7664
| Controls for Unitary AC_Com, E - Cool | E | No | Health Service | Cooling | RET | 131.2615 | 260.0989 | 397.3564 | 534.8908 | 671.1039 | 808.258 | 942.9141 | 1080.8343 | 1217.9258 | 1351.8707
| Optimized Unitary AC Sys_Com, E - Cool [Building w Elec Heat] | E | No | Health Service | Cooling | NC | 11.5769 | 22.5809 | 33.1324 | 43.3856 | 53.0178 | 62.5885 | 72.0027 | 81.1515 | 90.2048 | 99.1543
| Optimized Unitary AC Sys_Com, E - Heat [Building w Elec Heat] | E | No | Health Service | Space Heating | NC | 31.7215 | 61.8733 | 90.7853 | 118.8798 | 145.2729 | 171.4973 | 197.2928 | 222.3612 | 247.168 | 271.6903
| Optimized Unitary AC Sys_Com, E - Cool [Building w Gas Heat] | E | Yes | Health Service | Cooling | NC | 23.6403 | 46.1108 | 67.6573 | 88.5946 | 108.2639 | 127.8075 | 147.0315 | 165.7135 | 184.2007 | 202.4758
| Optimized Unitary AC Sys_Com, E - Cool [Building w Oil Heat] | E | Yes | Health Service | Cooling | NC | 6.3606 | 12.4064 | 18.2036 | 23.8369 | 29.1291 | 34.3874 | 39.5597 | 44.5863 | 49.5603 | 54.4774
| Optimized Unitary AC Sys_Com, E - Cool [Building w Propane Heat] | E | Yes | Health Service | Cooling | NC | 1.9169 | 3.7389 | 5.486 | 7.1837 | 8.7785 | 10.3632 | 11.922 | 13.4368 | 14.9359 | 16.4177
| Optimized Chiller Sys_Com, E - Cool | E | No | Health Service | Cooling | NC | 5.8725 | 11.4544 | 16.8068 | 22.0078 | 26.8939 | 31.7487 | 36.5241 | 41.1649 | 45.7574 | 50.2971
| Cool Roof_Com, E - Cool [Building w Elec Heat] | E | No | Health Service | Cooling | NC | 3.8626 | 7.5341 | 11.0547 | 14.4757 | 17.6895 | 20.8828 | 24.0238 | 27.0763 | 30.097 | 33.083
| Cool Roof_Com, E - Cool [Building w Elec Heat] | E | No | Health Service | Cooling | RET | 20.2213 | 40.0692 | 61.2143 | 82.4019 | 103.3861 | 124.5152 | 145.2595 | 166.5066 | 187.626 | 208.2607
| Cool Roof_Com, E - Heat [Building w Elec Heat] | E | No | Health Service | Space Heating | NC | -1.7904 | -3.4923 | -5.1241 | -6.7098 | -8.1995 | -9.6797 | -11.1357 | -12.5506 | -13.9507 | -15.3348
| Cool Roof_Com, E - Heat [Building w Elec Heat] | E | No | Health Service | Space Heating | RET | -9.3731 | -18.5731 | -28.3744 | -38.1954 | -47.9221 | -57.7159 | -67.3314 | -77.18 | -86.9694 | -96.5341
| Cool Roof_Com, E - Cool [Building w Gas Heat] | E | No | Health Service | Cooling | NC | 7.8876 | 15.3849 | 22.574 | 29.5597 | 36.1224 | 42.6432 | 49.0573 | 55.2906 | 61.4589 | 67.5564
| Cool Roof_Com, E - Cool [Building w Gas Heat] | E | No | Health Service | Cooling | RET | 41.2925 | 81.8225 | 125.0012 | 168.2671 | 211.1173 | 254.2635 | 296.6239 | 340.0111 | 383.1376 | 425.2743
| Cool Roof_Com, E - Cool [Building w Oil Heat] | E | No | Health Service | Cooling | NC | 2.1222 | 4.1394 | 6.0737 | 7.9532 | 9.719 | 11.4734 | 13.1992 | 14.8763 | 16.5359 | 18.1765
| Cool Roof_Com, E - Cool [Building w Oil Heat] | E | No | Health Service | Cooling | RET | 11.11 | 22.0148 | 33.6324 | 45.2733 | 56.8024 | 68.4112 | 79.8085 | 91.4821 | 103.0856 | 114.4227
| Cool Roof_Com, E - Cool [Building w Propane Heat] | E | No | Health Service | Cooling | NC | 0.63957 | 1.2475 | 1.8304 | 2.3968 | 2.929 | 3.4577 | 3.9778 | 4.4832 | 4.9834 | 5.4778
| Cool Roof_Com, E - Cool [Building w Propane Heat] | E | No | Health Service | Cooling | RET | 3.3482 | 6.6345 | 10.1357 | 13.6439 | 17.1184 | 20.6169 | 24.0517 | 27.5697 | 31.0666 | 34.4832
| GSHP_Com, E - Cool | E | Yes | Health Service | Cooling | RET | 55.5799 | 104.7053 | 151.8339 | 194.3587 | 232.2845 | 266.6726 | 297.075 | 325.1161 | 350.2154 | 372.2984
| GSHP_Com, E - Cool | E | Yes | Health Service | Cooling | REPL | 22.3437 | 39.8885 | 56.2436 | 70.2904 | 81.8837 | 91.2224 | 98.0989 | 102.7943 | 105.1279 | 105.1279
| GSHP_Com, E - Heat | E | Yes | Health Service | Space Heating | RET | 140.7401 | 265.1362 | 384.4757 | 492.1577 | 588.1938 | 675.2717 | 752.2573 | 823.2632 | 886.8199 | 942.7389
| GSHP_Com, E - Heat | E | Yes | Health Service | Space Heating | REPL | 56.5789 | 101.0062 | 142.4207 | 177.9904 | 207.347 | 230.9946 | 248.4072 | 260.2971 | 266.2063 | 266.2063
| Unitary HP_Com, E - Cool | E | Yes | Health Service | Cooling | NC | 6.0417 | 11.7845 | 17.2911 | 22.642 | 27.6689 | 32.6636 | 37.5767 | 42.3512 | 47.076 | 51.7465
| Unitary HP_Com, E - Cool | E | No | Health Service | Cooling | RET | 29.8563 | 57.7505 | 86.0371 | 113.0162 | 138.4498 | 162.8262 | 185.6065 | 211.4309 | 239.4579 | 269.0343
| Unitary HP_Com, E - Cool | E | Yes | Health Service | Cooling | REPL | 41.3451 | 73.8104 | 104.074 | 130.0666 | 151.519 | 168.7995 | 181.5238 | 195.2186 | 209.4893 | 224.0755
| Unitary HP_Com, E - Heat | E | Yes | Health Service | Space Heating | NC | 5.0035 | 9.7594 | 14.3197 | 18.7511 | 22.9141 | 27.0506 | 31.1193 | 35.0734 | 38.9862 | 42.8542
| Unitary HP_Com, E - Heat | E | No | Health Service | Space Heating | RET | 24.7257 | 47.8264 | 71.2521 | 93.595 | 114.658 | 134.8454 | 153.7111 | 175.0977 | 198.3084 | 222.8023
| Unitary HP_Com, E - Heat | E | Yes | Health Service | Space Heating | REPL | 34.2402 | 61.1265 | 86.1895 | 107.7154 | 125.4813 | 139.7923 | 150.33 | 161.6714 | 173.4898 | 185.5694
| PTHP_Com, E - Cool | E | Yes | Health Service | Cooling | NC | 0 | 0 | 0 | 0 | 0 | 0 | 0 | 0 | 0 | 0
| PTHP_Com, E - Cool | E | Yes | Health Service | Cooling | RET | 0 | 0 | 0 | 0 | 0 | 0 | 0 | 0 | 0 | 0
| PTHP_Com, E - Cool | E | Yes | Health Service | Cooling | REPL | 0 | 0 | 0 | 0 | 0 | 0 | 0 | 0 | 0 | 0
| PTHP_Com, E - Heat | E | Yes | Health Service | Space Heating | NC | 0 | 0 | 0 | 0 | 0 | 0 | 0 | 0 | 0 | 0
| PTHP_Com, E - Heat | E | Yes | Health Service | Space Heating | RET | 0 | 0 | 0 | 0 | 0 | 0 | 0 | 0 | 0 | 0
| PTHP_Com, E - Heat | E | Yes | Health Service | Space Heating | REPL | 0 | 0 | 0 | 0 | 0 | 0 | 0 | 0 | 0 | 0
| Minisplit Ductless HP_Com, E - Cool | E | Yes | Health Service | Cooling | RET | 44.93 | 85.0246 | 123.8596 | 159.2384 | 191.0946 | 220.2573 | 244.1567 | 267.4565 | 289.3453 | 309.6812
| Minisplit Ductless HP_Com, E - Cool | E | Yes | Health Service | Cooling | REPL | 32.1474 | 57.3903 | 80.9214 | 101.1316 | 117.8116 | 131.2478 | 141.1415 | 148.5852 | 153.3107 | 155.3156
| Minisplit Ductless HP_Com, E - Heat | E | Yes | Health Service | Space Heating | RET | 94.4752 | 178.7828 | 260.442 | 334.8335 | 401.8181 | 463.1391 | 517.8747 | 570.8672 | 620.7669 | 667.0567
| Minisplit Ductless HP_Com, E - Heat | E | Yes | Health Service | Space Heating | REPL | 69.3402 | 123.788 | 174.5434 | 218.1358 | 254.1138 | 283.0951 | 304.4351 | 320.4909 | 330.6837 | 335.0081
| Programmable TStat_Com, E - Cool [Building w Elec Heat] | E | Yes | Health Service | Cooling | NC | 0 | 0 | 0 | 0 | 0 | 0 | 0 | 0 | 0 | 0
| Programmable TStat_Com, E - Heat [Building w Elec Heat] | E | Yes | Health Service | Space Heating | NC | 0 | 0 | 0 | 0 | 0 | 0 | 0 | 0 | 0 | 0
| Programmable TStat_Com, E - Cool [Building w Gas Heat] | E | Yes | Health Service | Cooling | NC | 0 | 0 | 0 | 0 | 0 | 0 | 0 | 0 | 0 | 0
| Programmable TStat_Com, E - Cool [Building w Gas Heat] | E | Yes | Health Service | Cooling | RET | 0 | 0 | 0 | 0 | 0 | 0 | 0 | 0 | 0 | 0
| Programmable TStat_Com, E - Cool [Building w Propane Heat] | E | Yes | Health Service | Cooling | NC | 0 | 0 | 0 | 0 | 0 | 0 | 0 | 0 | 0 | 0
| Programmable TStat_Com, E - Cool [Building w Propane Heat] | E | Yes | Health Service | Cooling | RET | 0 | 0 | 0 | 0 | 0 | 0 | 0 | 0 | 0 | 0
| Programmable TStat_Com, E - Cool [Building w Oil Heat] | E | Yes | Health Service | Cooling | NC | 0 | 0 | 0 | 0 | 0 | 0 | 0 | 0 | 0 | 0
| Programmable TStat_Com, E - Cool [Building w Oil Heat] | E | Yes | Health Service | Cooling | RET | 0 | 0 | 0 | 0 | 0 | 0 | 0 | 0 | 0 | 0
| Smart TStat_Com, E - Cool [Building w Elec Heat] | E | Yes | Health Service | Cooling | NC | 6.0249 | 11.7517 | 17.2431 | 22.5791 | 27.592 | 32.5729 | 37.4723 | 42.2335 | 46.9452 | 51.6027
| Smart TStat_Com, E - Cool [Building w Elec Heat] | E | Yes | Health Service | Cooling | RET | 22.1784 | 43.9472 | 67.1388 | 90.3771 | 113.3921 | 136.5662 | 159.3182 | 182.6217 | 205.7851 | 228.4169
| Smart TStat_Com, E - Heat [Building w Elec Heat] | E | Yes | Health Service | Space Heating | NC | 7.9091 | 15.4268 | 22.6355 | 29.6403 | 36.2208 | 42.7594 | 49.191 | 55.4412 | 61.6263 | 67.7405
| Smart TStat_Com, E - Heat [Building w Elec Heat] | E | Yes | Health Service | Space Heating | RET | 29.1143 | 57.6909 | 88.1351 | 118.6407 | 148.8533 | 179.2745 | 209.1417 | 239.7329 | 270.1403 | 299.8498
| Smart TStat_Com, E - Cool [Building w Gas Heat] | E | Yes | Health Service | Cooling | NC | 12.3031 | 23.9974 | 35.2108 | 46.1072 | 56.3436 | 66.5147 | 76.5194 | 86.2421 | 95.8633 | 105.3742
| Smart TStat_Com, E - Cool [Building w Gas Heat] | E | Yes | Health Service | Cooling | RET | 45.2889 | 89.7415 | 137.0993 | 184.5525 | 231.5499 | 278.872 | 325.3322 | 372.9185 | 420.219 | 466.4338
| Smart TStat_Com, E - Cool [Building w Propane Heat] | E | Yes | Health Service | Cooling | NC | 3.3102 | 6.4566 | 9.4737 | 12.4054 | 15.1596 | 17.8962 | 20.588 | 23.204 | 25.7926 | 28.3516
| Smart TStat_Com, E - Cool [Building w Propane Heat] | E | Yes | Health Service | Cooling | RET | 12.1853 | 24.1455 | 36.8874 | 49.655 | 62.3 | 75.0322 | 87.5327 | 100.3361 | 113.0626 | 125.4969
| Smart TStat_Com, E - Cool [Building w Oil Heat] | E | Yes | Health Service | Cooling | NC | 0.99759 | 1.9458 | 2.8551 | 3.7386 | 4.5686 | 5.3933 | 6.2046 | 6.9929 | 7.773 | 8.5442
| Smart TStat_Com, E - Cool [Building w Oil Heat] | E | Yes | Health Service | Cooling | RET | 3.6722 | 7.2767 | 11.1167 | 14.9644 | 18.7752 | 22.6123 | 26.3795 | 30.238 | 34.0733 | 37.8206
| Windows_Com, E - Cool [Building w Elec Heat] | E | No | Health Service | Cooling | NC | 7.9328 | 15.473 | 22.7031 | 29.7288 | 36.3291 | 42.8872 | 49.338 | 55.6069 | 61.8105 | 67.9429
| Windows_Com, E - Heat [Building w Elec Heat] | E | No | Health Service | Space Heating | NC | 7.9881 | 15.5809 | 22.8615 | 29.9362 | 36.5825 | 43.1863 | 49.6821 | 55.9948 | 62.2417 | 68.4169
| Windows_Com, E - Cool [Building w Gas Heat] | E | No | Health Service | Cooling | NC | 16.1989 | 31.5962 | 46.3604 | 60.7071 | 74.185 | 87.5768 | 100.7495 | 113.5509 | 126.2188 | 138.7413
| Windows_Com, E - Cool [Building w Oil Heat] | E | Yes | Health Service | Cooling | NC | 4.3584 | 8.5012 | 12.4736 | 16.3336 | 19.9599 | 23.5631 | 27.1073 | 30.5516 | 33.9599 | 37.3292
| Windows_Com, E - Cool [Building w Propane Heat] | E | Yes | Health Service | Cooling | NC | 1.3135 | 2.562 | 3.7591 | 4.9224 | 6.0153 | 7.1011 | 8.1692 | 9.2072 | 10.2344 | 11.2498
| Window Film_Com, E - Cool [Building w Elec Heat] | E | No | Health Service | Cooling | RET | 0 | 0 | 0 | 0 | 0 | 0 | 0 | 0 | 0 | 0
| Window Film_Com, E - Heat [Building w Elec Heat] | E | No | Health Service | Space Heating | RET | 0 | 0 | 0 | 0 | 0 | 0 | 0 | 0 | 0 | 0
| Window Film_Com, E - Cool [Building w Gas Heat] | E | No | Health Service | Cooling | RET | 0 | 0 | 0 | 0 | 0 | 0 | 0 | 0 | 0 | 0
| Window Film_Com, E - Cool [Building w Oil Heat] | E | No | Health Service | Cooling | RET | 0 | 0 | 0 | 0 | 0 | 0 | 0 | 0 | 0 | 0
| Window Film_Com, E - Cool [Building w Propane Heat] | E | No | Health Service | Cooling | RET | 0 | 0 | 0 | 0 | 0 | 0 | 0 | 0 | 0 | 0
| Motors and Fans_Com, E - Vent | E | Yes | Health Service | Ventilation | NC | 17.3558 | 33.8527 | 49.6713 | 65.0425 | 79.4829 | 93.8311 | 107.9446 | 121.6602 | 135.2327 | 148.6495
| Motors and Fans_Com, E - Vent | E | No | Health Service | Ventilation | RET | 176.3734 | 332.3512 | 482.0718 | 617.2421 | 737.8606 | 728.3926 | 720.0445 | 708.8573 | 698.5178 | 688.7199
| Motors and Fans_Com, E - Vent | E | Yes | Health Service | Ventilation | REPL | 118.77 | 212.0313 | 298.9681 | 373.6356 | 435.2608 | 484.9015 | 521.454 | 546.6903 | 559.6461 | 560.4541
| ECM Furnace Motors_Com, E - Vent | E | Yes | Health Service | Ventilation | RET | 235.7992 | 467.2439 | 713.8145 | 960.8824 | 1205.5767 | 1451.9614 | 1693.8588 | 1941.6198 | 2187.8923 | 2428.5119
| VFD on HVAC System_Com, E - Vent | E | Yes | Health Service | Ventilation | RET | 2085.0187 | 4131.533 | 6311.7963 | 8496.4569 | 10660.1296 | 12838.749 | 14977.69 | 17168.4787 | 19346.1058 | 21473.7482
| Kitchen DCV_Com, E - Vent [Building w Elec Heat] | E | Yes | Health Service | Ventilation | NC | 0.69908 | 1.3636 | 2.0007 | 2.6199 | 3.2015 | 3.7794 | 4.3479 | 4.9004 | 5.4471 | 5.9875
| Kitchen DCV_Com, E - Vent [Building w Elec Heat] | E | Yes | Health Service | Ventilation | RET | 6.6736 | 12.6148 | 18.3556 | 23.5731 | 28.2598 | 32.5401 | 36.3516 | 40.0014 | 43.4004 | 46.5185
| Kitchen DCV_Com, E - Vent [Building w Elec Heat] | E | Yes | Health Service | Ventilation | REPL | 4.784 | 8.5404 | 12.0422 | 15.0497 | 17.5319 | 19.5314 | 21.0037 | 22.0872 | 22.7423 | 22.9701
| Kitchen DCV_Com, E - Heat [Building w Elec Heat] | E | Yes | Health Service | Space Heating | NC | 0.20054 | 0.39117 | 0.57395 | 0.75156 | 0.91842 | 1.0842 | 1.2473 | 1.4058 | 1.5626 | 1.7176
| Kitchen DCV_Com, E - Heat [Building w Elec Heat] | E | Yes | Health Service | Space Heating | RET | 1.9145 | 3.6188 | 5.2657 | 6.7624 | 8.1069 | 9.3348 | 10.4282 | 11.4753 | 12.4503 | 13.3448
| Kitchen DCV_Com, E - Heat [Building w Elec Heat] | E | Yes | Health Service | Space Heating | REPL | 1.3724 | 2.45 | 3.4546 | 4.3173 | 5.0294 | 5.603 | 6.0254 | 6.3362 | 6.5241 | 6.5895
| Kitchen DCV_Com, E - Vent [Building w Gas Heat] | E | Yes | Health Service | Ventilation | NC | 1.4275 | 2.7844 | 4.0855 | 5.3498 | 6.5376 | 7.7177 | 8.8786 | 10.0067 | 11.123 | 12.2266
| Kitchen DCV_Com, E - Vent [Building w Gas Heat] | E | Yes | Health Service | Ventilation | RET | 13.6277 | 25.7598 | 37.4827 | 48.1369 | 57.7073 | 66.4477 | 74.2309 | 81.6841 | 88.6249 | 94.992
| Kitchen DCV_Com, E - Vent [Building w Gas Heat] | E | Yes | Health Service | Ventilation | REPL | 9.769 | 17.4398 | 24.5905 | 30.732 | 35.8007 | 39.8837 | 42.8902 | 45.1028 | 46.4405 | 46.9057
| Kitchen DCV_Com, E - Vent [Building w Oil Heat] | E | Yes | Health Service | Ventilation | NC | 0.38409 | 0.74917 | 1.0992 | 1.4394 | 1.759 | 2.0765 | 2.3888 | 2.6924 | 2.9927 | 3.2896
| Kitchen DCV_Com, E - Vent [Building w Oil Heat] | E | Yes | Health Service | Ventilation | RET | 3.6666 | 6.9308 | 10.085 | 12.9515 | 15.5265 | 17.8782 | 19.9723 | 21.9776 | 23.8451 | 25.5582
| Kitchen DCV_Com, E - Vent [Building w Oil Heat] | E | Yes | Health Service | Ventilation | REPL | 2.6284 | 4.6923 | 6.6162 | 8.2686 | 9.6324 | 10.731 | 11.5399 | 12.1352 | 12.4951 | 12.6203
| Kitchen DCV_Com, E - Vent [Building w Oil Heat] | E | Yes | Health Service | Ventilation | NC | 0.38409 | 0.74917 | 1.0992 | 1.4394 | 1.759 | 2.0765 | 2.3888 | 2.6924 | 2.9927 | 3.2896
| Kitchen DCV_Com, E - Vent [Building w Oil Heat] | E | Yes | Health Service | Ventilation | RET | 3.6666 | 6.9308 | 10.085 | 12.9515 | 15.5265 | 17.8782 | 19.9723 | 21.9776 | 23.8451 | 25.5582
| Kitchen DCV_Com, E - Vent [Building w Oil Heat] | E | Yes | Health Service | Ventilation | REPL | 2.6284 | 4.6923 | 6.6162 | 8.2686 | 9.6324 | 10.731 | 11.5399 | 12.1352 | 12.4951 | 12.6203
| Duct Sealing Regulated_Com, E - Vent [Building w Elec Heat] | E | Yes | Health Service | Ventilation | RET | 223.1545 | 442.1879 | 675.5362 | 909.3552 | 1140.9278 | 1374.1001 | 1603.0258 | 1837.5006 | 2070.5667 | 2298.2831
| Duct Sealing Regulated_Com, E - Heat [Building w Elec Heat] | E | Yes | Health Service | Space Heating | RET | 31.0599 | 61.5461 | 94.0248 | 126.569 | 158.8006 | 191.2548 | 223.1179 | 255.7534 | 288.1928 | 319.8876
| Duct Sealing Regulated_Com, E - Cool [Building w Elec Heat] | E | Yes | Health Service | Cooling | RET | 34.6491 | 68.6584 | 104.8903 | 141.1953 | 177.1515 | 213.3561 | 248.9014 | 285.3082 | 321.4963 | 356.8538
| Duct Sealing Regulated_Com, E - Vent [Building w Gas Heat] | E | Yes | Health Service | Ventilation | RET | 455.6877 | 902.9602 | 1379.464 | 1856.9288 | 2329.8066 | 2805.9511 | 3273.4237 | 3752.2278 | 4228.1554 | 4693.1587
| Duct Sealing Regulated_Com, E - Cool [Building w Gas Heat] | E | Yes | Health Service | Cooling | RET | 70.7545 | 140.2024 | 214.189 | 288.3248 | 361.7484 | 435.6792 | 508.2636 | 582.6073 | 656.5045 | 728.7054
| Duct Sealing Non Regulated_Com, E - Vent [Building w Oil Heat] | E | Yes | Health Service | Ventilation | RET | 122.6056 | 242.9471 | 371.1534 | 499.6183 | 626.849 | 754.9586 | 880.7351 | 1009.5603 | 1137.6116 | 1262.7236
| Duct Sealing Non Regulated_Com, E - Cool [Building w Oil Heat] | E | Yes | Health Service | Cooling | RET | 19.0369 | 37.7223 | 57.6289 | 77.5756 | 97.3307 | 117.2222 | 136.7515 | 156.7541 | 176.6366 | 196.0627
| Duct Sealing Non Regulated_Com, E - Vent [Building w Propane Heat] | E | Yes | Health Service | Ventilation | RET | 36.9493 | 73.2163 | 111.8534 | 150.5685 | 188.9117 | 227.5197 | 265.4246 | 304.2483 | 342.8387 | 380.5434
| Duct Sealing Non Regulated_Com, E - Cool [Building w Propane Heat] | E | Yes | Health Service | Cooling | RET | 5.7371 | 11.3683 | 17.3675 | 23.3787 | 29.3323 | 35.3269 | 41.2124 | 47.2405 | 53.2325 | 59.0869
| Power Strip_Com, E - Plug [Tier 1] | E | Yes | Health Service | Plug Loads | NC | 0 | 0 | 0 | 0 | 0 | 0 | 0 | 0 | 0 | 0
| Power Strip_Com, E - Plug [Tier 1] | E | Yes | Health Service | Plug Loads | RET | 0 | 0 | 0 | 0 | 0 | 0 | 0 | 0 | 0 | 0
| Power Strip_Com, E - Plug [Tier 1] | E | Yes | Health Service | Plug Loads | REPL | 0 | 0 | 0 | 0 | 0 | 0 | 0 | 0 | 0 | 0
| Power Strip_Com, E - Plug [Tier 2] | E | Yes | Health Service | Plug Loads | NC | 64.2568 | 125.3338 | 183.8996 | 240.8092 | 294.2724 | 347.394 | 399.6468 | 450.4266 | 436.9274 | 426.5326
| Power Strip_Com, E - Plug [Tier 2] | E | Yes | Health Service | Plug Loads | RET | 650.1966 | 1226.9373 | 1782.2095 | 2285.0288 | 2745.5103 | 3175.0427 | 3566.4701 | 3939.356 | 3765.3971 | 3747.1973
| Power Strip_Com, E - Plug [Tier 2] | E | Yes | Health Service | Plug Loads | REPL | 824.4864 | 1471.8947 | 2075.3993 | 2593.7322 | 3034.7675 | 3406.032 | 3699.0435 | 3925.9333 | 3420.014 | 3174.7651
| Computer Power Management_Com, E - Plug | E | Yes | Health Service | Plug Loads | RET | 421.3534 | 834.9255 | 1275.5265 | 1717.0161 | 2154.2643 | 2173.1798 | 2191.8579 | 2193.9849 | 2192.5636 | 2185.2823
| Vending Machine Controls_Com, E - Plug [Non-Refrigerated] | E | No | Health Service | Plug Loads | RET | 24.0029 | 47.5625 | 72.6619 | 97.8119 | 122.7202 | 123.7978 | 124.8618 | 124.983 | 124.902 | 124.4872
| Vending Machine Controls_Com, E - Plug [Refrigerated] | E | Yes | Health Service | Plug Loads | RET | 72.0087 | 142.6876 | 217.9857 | 293.4356 | 368.1607 | 371.3933 | 374.5854 | 374.9489 | 374.706 | 373.4616
| ES Refrigerator and Freezer_Com, E - Refr | E | Yes | Health Service | Refrigeration | NC | 8.2099 | 16.0134 | 23.4962 | 30.7673 | 37.5981 | 44.3852 | 51.0614 | 57.5493 | 63.9696 | 70.3162
| ES Refrigerator and Freezer_Com, E - Refr | E | Yes | Health Service | Refrigeration | REPL | 70.2277 | 139.1585 | 212.5943 | 286.1782 | 359.0551 | 432.4355 | 504.4795 | 578.2697 | 651.6167 | 723.2801
| Anti Sweat Heat Control_Com, E - Refr | E | Yes | Health Service | Refrigeration | NC | 5.8171 | 11.3464 | 16.6483 | 21.8003 | 26.6403 | 31.4493 | 36.1797 | 40.7768 | 45.3259 | 49.8228
| Anti Sweat Heat Control_Com, E - Refr | E | Z | Health Service | Refrigeration | RET | 0 | 0 | 0 | 0 | 0 | 0 | 0 | 0 | 0 | 0
| Case Night Covers_Com, E - Refr | E | No | Health Service | Refrigeration | RET | 0.49949 | 0.98975 | 1.5121 | 2.0354 | 2.5538 | 2.5762 | 2.5983 | 2.6008 | 2.5992 | 2.5905
| Loading Dock Pit Seals_Com, E - Refr | E | No | Health Service | Refrigeration | NC | 1.9455 | 3.7946 | 5.5678 | 7.2908 | 8.9095 | 10.5178 | 12.0998 | 13.6372 | 15.1586 | 16.6625
| Loading Dock Pit Seals_Com, E - Refr | E | No | Health Service | Refrigeration | RET | 19.9699 | 39.571 | 60.4531 | 81.3773 | 102.1005 | 122.9669 | 143.4532 | 164.4361 | 185.293 | 205.6711
| ECM Comp Cond Fan Motor_Com, E - Refr | E | Yes | Health Service | Refrigeration | NC | 1.5677 | 3.0577 | 4.4865 | 5.875 | 7.1793 | 8.4753 | 9.7501 | 10.9889 | 12.2149 | 13.4267
| ECM Comp Cond Fan Motor_Com, E - Refr | E | Yes | Health Service | Refrigeration | RET | 36.252 | 70.7025 | 106.2371 | 140.7107 | 173.767 | 205.9928 | 236.6253 | 272.7743 | 310.6364 | 347.6295
| ECM Comp Cond Fan Motor_Com, E - Refr | E | Yes | Health Service | Refrigeration | REPL | 10.7279 | 19.1517 | 27.0042 | 33.7486 | 39.3149 | 43.7987 | 47.1003 | 51.0628 | 55.5788 | 60.5554
| Evap Fan Motor Replacement_Com, E - Refr | E | Yes | Health Service | Refrigeration | NC | 2.9156 | 5.6869 | 8.3443 | 10.9266 | 13.3524 | 15.7628 | 18.1337 | 20.4378 | 22.7179 | 24.9718
| Evap Fan Motor Replacement_Com, E - Refr | E | Z | Health Service | Refrigeration | RET | 0 | 0 | 0 | 0 | 0 | 0 | 0 | 0 | 0 | 0
| Evap Fan Motor Replacement_Com, E - Refr | E | Yes | Health Service | Refrigeration | REPL | 19.9523 | 35.6194 | 50.224 | 62.7675 | 73.12 | 81.4592 | 87.5997 | 92.0667 | 94.6955 | 95.4942
| Evap Fan Speed Controls_Com, E - Refr | E | Yes | Health Service | Refrigeration | NC | 4.5724 | 8.9185 | 13.0859 | 17.1354 | 20.9397 | 24.7197 | 28.4379 | 32.0513 | 35.627 | 39.1616
| Evap Fan Speed Controls_Com, E - Refr | E | Z | Health Service | Refrigeration | RET | 0 | 0 | 0 | 0 | 0 | 0 | 0 | 0 | 0 | 0
| LowHeat NoHeat Doors_Com, E - Refr | E | Yes | Health Service | Refrigeration | NC | 2.7374 | 5.3394 | 7.8344 | 10.2588 | 12.5364 | 14.7995 | 17.0255 | 19.1888 | 21.3295 | 23.4457
| LowHeat NoHeat Doors_Com, E - Refr | E | Yes | Health Service | Refrigeration | RET | 25.2895 | 50.1119 | 76.5566 | 103.0546 | 129.2981 | 155.7228 | 181.6663 | 208.2386 | 234.6514 | 260.4578
| Refrigerated Vending Machine_Com, E - Refr | E | Yes | Health Service | Refrigeration | NC | 1.2976 | 2.531 | 3.7137 | 4.8629 | 5.9425 | 7.0153 | 8.0704 | 9.0959 | 10.1106 | 11.1137
| Refrigerated Vending Machine_Com, E - Refr | E | Yes | Health Service | Refrigeration | REPL | 9.5141 | 18.8525 | 28.8012 | 38.7699 | 48.6429 | 58.5841 | 68.3442 | 78.3409 | 88.2776 | 97.9862
| Walk In Refrigeration_Com, E - Refr | E | Yes | Health Service | Refrigeration | NC | 6.5114 | 12.7006 | 18.6353 | 24.4022 | 29.8198 | 35.2028 | 40.4978 | 45.6435 | 50.7356 | 55.7692
| Refrigeration Tune Up_Com, E - Refr | E | Yes | Health Service | Refrigeration | RET | 30.6542 | 60.7423 | 92.7967 | 124.9159 | 156.7264 | 188.7567 | 220.2037 | 221.7587 | 223.6864 | 222.9127
| ES Ice Machine_Com, E - Refr | E | Yes | Health Service | Refrigeration | NC | 0.96849 | 1.8891 | 2.7718 | 3.6295 | 4.4353 | 5.236 | 6.0235 | 6.7889 | 7.5463 | 8.295
| ES Ice Machine_Com, E - Refr | E | Yes | Health Service | Refrigeration | REPL | 8.2845 | 16.4161 | 25.0791 | 33.7595 | 42.3566 | 51.013 | 59.5118 | 68.2166 | 76.8691 | 85.323
| Walk In Cooler Retroft_Com, E - Refr | E | Yes | Health Service | Refrigeration | RET | 12.5561 | 24.8804 | 38.0101 | 51.1663 | 64.1961 | 77.3159 | 90.1968 | 103.3899 | 116.5037 | 129.3165
| HE Built Up Refrig_Com, E - Refr | E | Yes | Health Service | Refrigeration | NC | 3.8301 | 7.4706 | 10.9615 | 14.3536 | 17.5403 | 20.7067 | 23.8213 | 26.848 | 29.8432 | 32.8041
| HE Built Up Refrig_Com, E - Refr | E | No | Health Service | Refrigeration | RET | 29.2767 | 58.0128 | 88.6269 | 119.3028 | 142.072 | 165.1916 | 187.2658 | 210.052 | 232.73 | 254.6515
| Door Gasket Replacement_Com, E - Refr | E | Z | Health Service | Refrigeration | RET | 0 | 0 | 0 | 0 | 0 | 0 | 0 | 0 | 0 | 0
| EnergyStar Dehumidifier_Com, E - Appl | E | Yes | Health Service | Appliances | NC | 1.0553 | 2.0585 | 3.0203 | 3.955 | 4.8331 | 5.7055 | 6.5637 | 7.3977 | 8.223 | 9.0389
| EnergyStar Dehumidifier_Com, E - Appl | E | Yes | Health Service | Appliances | REPL | 9.0275 | 17.8883 | 27.3282 | 36.7871 | 46.1551 | 55.5879 | 64.8488 | 74.3343 | 83.7628 | 92.9748
| Clothes Washer Elec WH_Com, E - Appl [unit w/ elec dry - Washer] | E | Yes | Health Service | Appliances | NC | 2.1812 | 4.2544 | 6.2425 | 8.1743 | 9.9891 | 11.7923 | 13.566 | 13.1259 | 12.793 | 12.5428
| Clothes Washer Elec WH_Com, E - Appl [unit w/ elec dry - Washer] | E | Yes | Health Service | Appliances | REPL | 31.9853 | 63.3799 | 96.8263 | 130.3402 | 163.532 | 196.9532 | 229.7657 | 231.3883 | 233.3996 | 232.5924
| Clothes Washer Elec WH_Com, E - Appl [unit w/ elec dry - Dryer] | E | Yes | Health Service | Appliances | NC | 0.31089 | 0.6064 | 0.88975 | 1.1651 | 1.4238 | 1.6808 | 1.9336 | 1.8709 | 1.8234 | 1.7878
| Clothes Washer Elec WH_Com, E - Appl [unit w/ elec dry - Dryer] | E | Yes | Health Service | Appliances | REPL | 4.5589 | 9.0337 | 13.8009 | 18.5777 | 23.3086 | 28.0722 | 32.749 | 32.9803 | 33.2669 | 33.1519
| Clothes Washer Elec WH_Com, E - Appl [unit w/ gas dry - Washer] | E | Yes | Health Service | Appliances | NC | 0.5453 | 1.0636 | 1.5606 | 2.0436 | 2.4973 | 2.9481 | 3.3915 | 3.2815 | 3.1983 | 3.1357
| Clothes Washer Elec WH_Com, E - Appl [unit w/ gas dry - Washer] | E | Yes | Health Service | Appliances | REPL | 7.9963 | 15.845 | 24.2066 | 32.585 | 40.883 | 49.2383 | 57.4414 | 57.8471 | 58.3499 | 58.1481
| Clothes Washer Elec WH_Com, E - Appl [unit w/ propane dry - Washer] | E | Yes | Health Service | Appliances | NC | 0.21812 | 0.42544 | 0.62425 | 0.81743 | 0.99891 | 1.1792 | 1.3566 | 1.3126 | 1.2793 | 1.2543
| Clothes Washer Elec WH_Com, E - Appl [unit w/ propane dry - Washer] | E | Yes | Health Service | Appliances | REPL | 3.1985 | 6.338 | 9.6826 | 13.034 | 16.3532 | 19.6953 | 22.9766 | 23.1388 | 23.34 | 23.2592
| Clothes Washer Gas WH_Com, E - Appl [unit w/ elec dry - Washer] | E | Yes | Health Service | Appliances | NC | 1.0906 | 2.1272 | 3.1212 | 4.0871 | 4.9945 | 5.8961 | 6.783 | 6.563 | 6.3965 | 6.2714
| Clothes Washer Gas WH_Com, E - Appl [unit w/ elec dry - Washer] | E | Yes | Health Service | Appliances | REPL | 15.9926 | 31.69 | 48.4132 | 65.1701 | 81.766 | 98.4766 | 114.8829 | 115.6941 | 116.6998 | 116.2962
| Clothes Washer Gas WH_Com, E - Appl [unit w/ elec dry - Dryer] | E | Yes | Health Service | Appliances | NC | 0.15545 | 0.3032 | 0.44488 | 0.58255 | 0.71188 | 0.84039 | 0.96679 | 0.93543 | 0.91171 | 0.89388
| Clothes Washer Gas WH_Com, E - Appl [unit w/ elec dry - Dryer] | E | Yes | Health Service | Appliances | REPL | 2.2795 | 4.5168 | 6.9004 | 9.2888 | 11.6543 | 14.0361 | 16.3745 | 16.4901 | 16.6335 | 16.5759
| Clothes Washer Gas WH_Com, E - Appl [unit w/ gas dry - Washer] | E | Yes | Health Service | Appliances | NC | 4.2533 | 8.2962 | 12.1728 | 15.9398 | 19.4787 | 22.9949 | 26.4537 | 25.5955 | 24.9464 | 24.4585
| Clothes Washer Gas WH_Com, E - Appl [unit w/ gas dry - Washer] | E | Yes | Health Service | Appliances | REPL | 62.3713 | 123.5908 | 188.8113 | 254.1633 | 318.8875 | 384.0588 | 448.0431 | 451.2072 | 455.1293 | 453.5552
| Clothes Washer Gas WH_Com, E - Appl [unit w/ propane dry - Washer] | E | Yes | Health Service | Appliances | NC | 0.21812 | 0.42544 | 0.62425 | 0.81743 | 0.99891 | 1.1792 | 1.3566 | 1.3126 | 1.2793 | 1.2543
| Clothes Washer Gas WH_Com, E - Appl [unit w/ propane dry - Washer] | E | Yes | Health Service | Appliances | REPL | 3.1985 | 6.338 | 9.6826 | 13.034 | 16.3532 | 19.6953 | 22.9766 | 23.1388 | 23.34 | 23.2592
| Clothes Washer Oil WH_Com, E - Appl [unit w/ elec dry - Washer] | E | Yes | Health Service | Appliances | NC | 1.3087 | 2.5527 | 3.7455 | 4.9046 | 5.9934 | 7.0754 | 8.1396 | 7.8756 | 7.6758 | 7.5257
| Clothes Washer Oil WH_Com, E - Appl [unit w/ elec dry - Washer] | E | Yes | Health Service | Appliances | REPL | 19.1912 | 38.0279 | 58.0958 | 78.2041 | 98.1192 | 118.1719 | 137.8594 | 138.833 | 140.0398 | 139.5554
| Clothes Washer Oil WH_Com, E - Appl [unit w/ elec dry - Dryer] | E | Yes | Health Service | Appliances | NC | 0.18653 | 0.36384 | 0.53385 | 0.69906 | 0.85426 | 1.0085 | 1.1602 | 1.1225 | 1.0941 | 1.0727
| Clothes Washer Oil WH_Com, E - Appl [unit w/ elec dry - Dryer] | E | Yes | Health Service | Appliances | REPL | 2.7354 | 5.4202 | 8.2805 | 11.1466 | 13.9851 | 16.8433 | 19.6494 | 19.7882 | 19.9602 | 19.8911
| Clothes Washer Oil WH_Com, E - Appl [unit w/ gas dry - Washer] | E | Yes | Health Service | Appliances | NC | 0.21812 | 0.42544 | 0.62425 | 0.81743 | 0.99891 | 1.1792 | 1.3566 | 1.3126 | 1.2793 | 1.2543
| Clothes Washer Oil WH_Com, E - Appl [unit w/ gas dry - Washer] | E | Yes | Health Service | Appliances | REPL | 3.1985 | 6.338 | 9.6826 | 13.034 | 16.3532 | 19.6953 | 22.9766 | 23.1388 | 23.34 | 23.2592
| Clothes Washer Oil WH_Com, E - Appl [unit w/ propane dry - Washer] | E | Yes | Health Service | Appliances | NC | 0.32718 | 0.63817 | 0.93637 | 1.2261 | 1.4984 | 1.7688 | 2.0349 | 1.9689 | 1.919 | 1.8814
| Clothes Washer Oil WH_Com, E - Appl [unit w/ propane dry - Washer] | E | Yes | Health Service | Appliances | REPL | 4.7978 | 9.507 | 14.5239 | 19.551 | 24.5298 | 29.543 | 34.4649 | 34.7082 | 35.0099 | 34.8889
| Clothes Washer Propane WH_Com, E - Appl [unit w/ elec dry - Washer] | E | Yes | Health Service | Appliances | NC | 0.21812 | 0.42544 | 0.62425 | 0.81743 | 0.99891 | 1.1792 | 1.3566 | 1.3126 | 1.2793 | 1.2543
| Clothes Washer Propane WH_Com, E - Appl [unit w/ elec dry - Washer] | E | Yes | Health Service | Appliances | REPL | 3.1985 | 6.338 | 9.6826 | 13.034 | 16.3532 | 19.6953 | 22.9766 | 23.1388 | 23.34 | 23.2592
| Clothes Washer Propane WH_Com, E - Appl [unit w/ elec dry - Dryer] | E | Yes | Health Service | Appliances | NC | 0.031089 | 0.06064 | 0.088975 | 0.11651 | 0.14238 | 0.16808 | 0.19336 | 0.18709 | 0.18234 | 0.17878
| Clothes Washer Propane WH_Com, E - Appl [unit w/ elec dry - Dryer] | E | Yes | Health Service | Appliances | REPL | 0.45589 | 0.90337 | 1.3801 | 1.8578 | 2.3309 | 2.8072 | 3.2749 | 3.298 | 3.3267 | 3.3152
| Clothes Washer Propane WH_Com, E - Appl [unit w/ gas dry - Washer] | E | Yes | Health Service | Appliances | NC | 0.10906 | 0.21272 | 0.31212 | 0.40871 | 0.49945 | 0.58961 | 0.6783 | 0.6563 | 0.63965 | 0.62714
| Clothes Washer Propane WH_Com, E - Appl [unit w/ gas dry - Washer] | E | Yes | Health Service | Appliances | REPL | 1.5993 | 3.169 | 4.8413 | 6.517 | 8.1766 | 9.8477 | 11.4883 | 11.5694 | 11.67 | 11.6296
| Clothes Washer Propane WH_Com, E - Appl [unit w/ propane dry - Washer] | E | Yes | Health Service | Appliances | NC | 0.21812 | 0.42544 | 0.62425 | 0.81743 | 0.99891 | 1.1792 | 1.3566 | 1.3126 | 1.2793 | 1.2543
| Clothes Washer Propane WH_Com, E - Appl [unit w/ propane dry - Washer] | E | Yes | Health Service | Appliances | REPL | 3.1985 | 6.338 | 9.6826 | 13.034 | 16.3532 | 19.6953 | 22.9766 | 23.1388 | 23.34 | 23.2592
| Dishwasher_Com, E - Appl [Building w elec WH] | E | Yes | Health Service | Appliances | NC | 0.63713 | 1.2427 | 1.8234 | 2.3877 | 2.9178 | 3.4446 | 3.9627 | 4.4662 | 4.9644 | 5.457
| Dishwasher_Com, E - Appl [Building w elec WH] | E | Yes | Health Service | Appliances | REPL | 5.1701 | 10.2446 | 15.6509 | 21.068 | 26.4331 | 31.8352 | 37.139 | 42.5713 | 47.971 | 53.2467
| Dishwasher_Com, E - Appl [Building w gas WH] | E | Yes | Health Service | Appliances | NC | 1.5928 | 3.1069 | 4.5586 | 5.9693 | 7.2946 | 8.6114 | 9.9067 | 11.1654 | 12.4111 | 13.6424
| Dishwasher_Com, E - Appl [Building w gas WH] | E | Yes | Health Service | Appliances | REPL | 12.9251 | 25.6116 | 39.1271 | 52.67 | 66.0827 | 79.5881 | 92.8475 | 106.4283 | 119.9275 | 133.1169
| Dishwasher_Com, E - Appl [Building w oil WH] | E | Yes | Health Service | Appliances | NC | 0.15928 | 0.31069 | 0.45586 | 0.59693 | 0.72946 | 0.86114 | 0.99067 | 1.1165 | 1.2411 | 1.3642
| Dishwasher_Com, E - Appl [Building w oil WH] | E | Yes | Health Service | Appliances | REPL | 1.2925 | 2.5612 | 3.9127 | 5.267 | 6.6083 | 7.9588 | 9.2847 | 10.6428 | 11.9927 | 13.3117
| Dishwasher_Com, E - Appl [Building w propane WH] | E | Yes | Health Service | Appliances | NC | 0.15928 | 0.31069 | 0.45586 | 0.59693 | 0.72946 | 0.86114 | 0.99067 | 1.1165 | 1.2411 | 1.3642
| Dishwasher_Com, E - Appl [Building w propane WH] | E | Yes | Health Service | Appliances | REPL | 1.2925 | 2.5612 | 3.9127 | 5.267 | 6.6083 | 7.9588 | 9.2847 | 10.6428 | 11.9927 | 13.3117
| Clothes Dryer_Com, E - Appl | E | Yes | Health Service | Appliances | NC | 0.92887 | 1.8118 | 2.6584 | 3.481 | 4.2539 | 5.0218 | 5.7771 | 6.5112 | 7.2376 | 7.9557
| Clothes Dryer_Com, E - Appl | E | Yes | Health Service | Appliances | RET | 9.0728 | 17.1306 | 24.8982 | 31.9409 | 38.2522 | 44.0024 | 49.1107 | 53.9549 | 58.4212 | 62.4765
| Clothes Dryer_Com, E - Appl | E | Yes | Health Service | Appliances | REPL | 6.8106 | 12.1584 | 17.1435 | 21.4252 | 24.9589 | 27.8054 | 29.9014 | 31.4152 | 32.2906 | 32.5311
| Pnemautic to DDC_Com, E - TotE [Building w Elec Heat] | E | No | Health Service | Total Electric | RET | 78.1563 | 154.8693 | 236.5959 | 318.4872 | 399.5919 | 481.2568 | 561.4344 | 643.5555 | 725.1832 | 804.9373
| Pnemautic to DDC_Com, E - TotE [Building w Gas Heat] | E | No | Health Service | Total Electric | RET | 82.7542 | 163.9802 | 250.5147 | 337.2236 | 423.0996 | 509.5688 | 594.4632 | 681.4154 | 767.8453 | 852.2912
| Pnemautic to DDC_Com, E - TotE [Building w Oil Heat] | E | No | Health Service | Total Electric | RET | 22.2655 | 44.1199 | 67.4025 | 90.7321 | 113.8376 | 137.1027 | 159.944 | 183.3391 | 206.5936 | 229.3143
| Pnemautic to DDC_Com, E - TotE [Building w Propane Heat] | E | No | Health Service | Total Electric | RET | 6.7101 | 13.2963 | 20.3129 | 27.3437 | 34.3069 | 41.3182 | 48.2019 | 55.2524 | 62.2605 | 69.1078
| Data Center_Com, E - TotE [Building w Elec Heat] | E | Yes | Health Service | Total Electric | NC | 29.5003 | 57.5408 | 84.4283 | 110.5555 | 135.1005 | 159.4886 | 183.4779 | 206.7909 | 229.8607 | 252.6659
| Data Center_Com, E - TotE [Building w Elec Heat] | E | No | Health Service | Total Electric | RET | 484.5079 | 960.0684 | 1466.7088 | 1974.3711 | 2477.1563 | 2983.4148 | 3480.453 | 3989.5393 | 4495.5671 | 4989.9798
| Data Center_Com, E - TotE [Building w Gas Heat] | E | Yes | Health Service | Total Electric | NC | 60.2405 | 117.4999 | 172.405 | 225.7575 | 275.879 | 325.6802 | 374.667 | 422.2728 | 469.382 | 515.9509
| Data Center_Com, E - TotE [Building w Gas Heat] | E | No | Health Service | Total Electric | RET | 989.3788 | 1960.4865 | 2995.0606 | 4031.7212 | 5058.4227 | 6092.2168 | 7107.1826 | 8146.7511 | 9180.0743 | 10189.6788
| Data Center_Com, E - TotE [Building w Oil Heat] | E | Yes | Health Service | Total Electric | NC | 16.2081 | 31.6141 | 46.3866 | 60.7415 | 74.227 | 87.6263 | 100.8065 | 113.6151 | 126.2902 | 138.8198
| Data Center_Com, E - TotE [Building w Oil Heat] | E | No | Health Service | Total Electric | RET | 266.1985 | 527.4811 | 805.8397 | 1084.7598 | 1361.0002 | 1639.1489 | 1912.2318 | 2191.9342 | 2469.9563 | 2741.5967
| Data Center_Com, E - TotE [Building w Propane Heat] | E | Yes | Health Service | Total Electric | NC | 4.8846 | 9.5274 | 13.9794 | 18.3055 | 22.3696 | 26.4077 | 30.3798 | 34.2399 | 38.0597 | 41.8357
| Data Center_Com, E - TotE [Building w Propane Heat] | E | No | Health Service | Total Electric | RET | 80.2235 | 158.9655 | 242.8536 | 326.9109 | 410.1607 | 493.9856 | 576.2838 | 660.5769 | 744.3636 | 826.2271
| RCx_Com, E - TotE [Building w Elec Heat] | E | Yes | Health Service | Total Electric | RET | 285.1097 | 564.9541 | 863.0877 | 1161.8226 | 1457.6876 | 1755.5964 | 2048.0795 | 2347.6524 | 2360.3158 | 2371.4094
| RCx_Com, E - TotE [Building w Gas Heat] | E | Yes | Health Service | Total Electric | RET | 582.2019 | 1153.6522 | 1762.4494 | 2372.4744 | 2976.639 | 3584.9771 | 4182.2358 | 4793.972 | 4819.8312 | 4842.4846
| RCx_Com, E - TotE [Building w Oil Heat] | E | Yes | Health Service | Total Electric | RET | 156.6451 | 310.3973 | 474.198 | 638.329 | 800.8833 | 964.5605 | 1125.2566 | 1289.8481 | 1296.8056 | 1302.9007
| RCx_Com, E - TotE [Building w Propane Heat] | E | Yes | Health Service | Total Electric | RET | 47.2077 | 93.5436 | 142.9077 | 192.3714 | 241.3599 | 290.6868 | 339.1154 | 388.7178 | 390.8146 | 392.6514
| Commissioning_Com, E - TotE [Building w Elec Heat] | E | Yes | Health Service | Total Electric | NC | 0 | 0 | 0 | 0 | 0 | 0 | 0 | 0 | 0 | 0
| Commissioning_Com, E - TotE [Building w Gas Heat] | E | Yes | Health Service | Total Electric | NC | 0 | 0 | 0 | 0 | 0 | 0 | 0 | 0 | 0 | 0
| Commissioning_Com, E - TotE [Building w Oil Heat] | E | Yes | Health Service | Total Electric | NC | 0 | 0 | 0 | 0 | 0 | 0 | 0 | 0 | 0 | 0
| Commissioning_Com, E - TotE [Building w Propane Heat] | E | Yes | Health Service | Total Electric | NC | 0 | 0 | 0 | 0 | 0 | 0 | 0 | 0 | 0 | 0
| Integrated Building Design_Com, E - TotE [Building w Elec Heat] | E | Yes | Health Service | Total Electric | NC | 21.8963 | 42.7091 | 62.6661 | 82.0588 | 100.277 | 118.3789 | 136.1847 | 153.4885 | 170.6119 | 187.5388
| Integrated Building Design_Com, E - TotE [Building w Gas Heat] | E | Yes | Health Service | Total Electric | NC | 44.7129 | 87.2131 | 127.9659 | 167.5663 | 204.7685 | 241.733 | 278.0929 | 313.4279 | 348.3942 | 382.9595
| Integrated Building Design_Com, E - TotE [Building w Oil Heat] | E | Yes | Health Service | Total Electric | NC | 12.0303 | 23.4652 | 34.43 | 45.0848 | 55.0942 | 65.0398 | 74.8226 | 84.3297 | 93.7376 | 103.0376
| Integrated Building Design_Com, E - TotE [Building w Propane Heat] | E | Yes | Health Service | Total Electric | NC | 3.6255 | 7.0717 | 10.3761 | 13.5871 | 16.6036 | 19.6008 | 22.5491 | 25.4142 | 28.2494 | 31.0522
| Deep Energy Retrofit_Com, E - TotE [Building w Elec Heat] | E | Yes | Health Service | Total Electric | RET | 78.7444 | 156.0346 | 238.3761 | 320.8837 | 402.5986 | 484.878 | 565.6589 | 648.3979 | 730.6399 | 810.994
| Deep Energy Retrofit_Com, E - TotE [Building w Gas Heat] | E | Yes | Health Service | Total Electric | RET | 160.7983 | 318.6271 | 486.7708 | 655.2535 | 822.1177 | 990.1346 | 1155.0914 | 1324.0468 | 1491.9871 | 1656.0726
| Deep Energy Retrofit_Com, E - TotE [Building w Oil Heat] | E | Yes | Health Service | Total Electric | RET | 43.2638 | 85.7286 | 130.9687 | 176.3001 | 221.1959 | 266.4019 | 310.7846 | 356.243 | 401.4284 | 445.5767
| Deep Energy Retrofit_Com, E - TotE [Building w Propane Heat] | E | Yes | Health Service | Total Electric | RET | 13.0383 | 25.8358 | 39.4697 | 53.131 | 66.6612 | 80.2848 | 93.6602 | 107.3599 | 120.9773 | 134.2822
| EMS_Com, E - TotE [Building w Elec Heat] | E | Yes | Health Service | Total Electric | NC | 39.8281 | 77.6852 | 113.9858 | 149.2599 | 182.3978 | 215.324 | 247.7117 | 279.1863 | 310.3326 | 341.1217
| EMS_Com, E - TotE [Building w Elec Heat] | E | Yes | Health Service | Total Electric | RET | 498.54 | 987.8733 | 1509.1868 | 2031.5517 | 2548.8983 | 3069.8188 | 3581.2519 | 4105.082 | 4625.7652 | 5134.4967
| EMS_Com, E - TotE [Building w Gas Heat] | E | Yes | Health Service | Total Electric | NC | 81.33 | 158.6354 | 232.7623 | 304.793 | 372.4615 | 439.6976 | 505.8342 | 570.1063 | 633.708 | 696.5801
| EMS_Com, E - TotE [Building w Gas Heat] | E | No | Health Service | Total Electric | RET | 1018.0326 | 2017.265 | 3081.8018 | 4148.4856 | 5204.9219 | 6268.6561 | 7313.0168 | 8382.6927 | 9445.9423 | 10484.7864
| EMS_Com, E - TotE [Building w Oil Heat] | E | Yes | Health Service | Total Electric | NC | 21.8824 | 42.6818 | 62.6261 | 82.0065 | 100.2131 | 118.3034 | 136.0978 | 153.3907 | 170.5031 | 187.4192
| EMS_Com, E - TotE [Building w Oil Heat] | E | Yes | Health Service | Total Electric | RET | 273.908 | 542.7577 | 829.178 | 1116.1759 | 1400.4167 | 1686.621 | 1967.6128 | 2255.4158 | 2541.4897 | 2820.9972
| EMS_Com, E - TotE [Building w Propane Heat] | E | Yes | Health Service | Total Electric | NC | 6.5946 | 12.8629 | 18.8735 | 24.714 | 30.2009 | 35.6528 | 41.0154 | 46.2269 | 51.384 | 56.482
| EMS_Com, E - TotE [Building w Propane Heat] | E | Yes | Health Service | Total Electric | RET | 82.5469 | 163.5693 | 249.887 | 336.3787 | 422.0396 | 508.2921 | 592.9738 | 679.7082 | 765.9215 | 850.1558
| VFDs on HVAC Pumps_Com, E - Oth | E | Yes | Health Service | Other | RET | 245.7524 | 486.9664 | 743.9449 | 1001.4417 | 1256.4647 | 1267.497 | 1278.391 | 1279.6316 | 1278.8026 | 1274.5558
| ECM Circulators_Com, E - Oth | E | Yes | Health Service | Other | RET | 170.5349 | 337.9206 | 516.2457 | 694.9304 | 871.8985 | 1050.0891 | 1225.0344 | 1404.2203 | 1582.3297 | 1756.3509
| Motors_Com, E - Oth | E | Yes | Health Service | Other | NC | 3.2269 | 6.2942 | 9.2353 | 12.0933 | 14.7782 | 17.4459 | 20.07 | 22.6201 | 25.1436 | 27.6382
| Motors_Com, E - Oth | E | No | Health Service | Other | RET | 98.3786 | 185.3809 | 268.893 | 344.2891 | 411.5684 | 406.2873 | 401.6309 | 395.3908 | 389.6236 | 384.1584
| Motors_Com, E - Oth | E | Yes | Health Service | Other | REPL | 22.0827 | 39.4227 | 55.5867 | 69.4696 | 80.9275 | 90.1571 | 96.9533 | 101.6454 | 104.0543 | 104.2045
| Ext Area Ltg_Com, E - ExtL | E | Yes | Health Service | Exterior Lighting | NC | 21.4823 | 41.9015 | 61.4811 | 80.5071 | 98.3809 | 116.1404 | 133.6095 | 150.5862 | 167.3857 | 183.9926
| Ext Area Ltg_Com, E - ExtL | E | Yes | Health Service | Exterior Lighting | RET | 110.2566 | 213.0661 | 317.1182 | 416.167 | 509.3595 | 615.9594 | 729.0674 | 844.9172 | 960.0709 | 1072.5815
| Ext Area Ltg_Com, E - ExtL | E | Yes | Health Service | Exterior Lighting | REPL | 193.1696 | 344.8514 | 486.247 | 607.6876 | 707.9159 | 819.2345 | 938.7341 | 1071.5864 | 1214.0338 | 1363.366
| Street Ltg_Com, E - ExtL | E | Yes | Health Service | Exterior Lighting | NC | 3.9988 | 7.7996 | 11.4442 | 14.9858 | 18.3128 | 21.6186 | 24.8704 | 28.0304 | 31.1575 | 34.2488
| Street Ltg_Com, E - ExtL | E | Yes | Health Service | Exterior Lighting | RET | 20.5234 | 39.6606 | 59.029 | 77.4662 | 94.8132 | 114.656 | 135.7101 | 157.2747 | 178.7096 | 199.6526
| Street Ltg_Com, E - ExtL | E | Yes | Health Service | Exterior Lighting | REPL | 35.957 | 64.1914 | 90.511 | 113.1163 | 131.773 | 152.494 | 174.738 | 199.4674 | 225.9828 | 253.7798
| Ext Ltg Ctrls_Com, E - ExtL | E | Yes | Health Service | Exterior Lighting | RET | 132.6127 | 262.7765 | 401.447 | 540.3972 | 678.0126 | 816.5786 | 952.6209 | 1091.9609 | 1097.851 | 1103.011
| Ext Ltg Dsgn_Com, E - ExtL | E | Yes | Health Service | Exterior Lighting | NC | 2.5838 | 5.0398 | 7.3947 | 9.6831 | 11.8329 | 13.969 | 16.0701 | 18.112 | 20.1326 | 22.13
| Ext Ltg Dsgn_Com, E - ExtL | E | Yes | Health Service | Exterior Lighting | REPL | 17.6817 | 35.0369 | 53.5263 | 72.053 | 90.4017 | 108.8771 | 127.0161 | 145.5948 | 164.0618 | 182.105
| Int Ltg Ctrls_Com, E - IntL [No Heat] | E | Yes | Health Service | Interior Lighting | RET | 153.7225 | 304.6062 | 465.3508 | 626.4196 | 785.9411 | 946.5645 | 1104.2626 | 1265.7832 | 1272.6109 | 1278.5923
| Int Ltg Ctrls_Com, E - IntL [Electric Heat] | E | Yes | Health Service | Interior Lighting | RET | 233.1674 | 462.0289 | 705.8475 | 950.1579 | 1192.1212 | 1435.756 | 1674.9536 | 1919.9492 | 1930.3056 | 1939.3782
| Int Ltg Ctrls_Com, E/G - IntL | E | Yes | Health Service | Interior Lighting | RET | 933.833 | 1850.4207 | 2826.9117 | 3805.372 | 4774.4324 | 5750.187 | 6708.1706 | 7689.3756 | 7730.8528 | 7767.1883
| Int Ltg Ctrls_Com, E/O - IntL | E | Yes | Health Service | Interior Lighting | RET | 185.5436 | 367.6608 | 561.6801 | 756.0908 | 948.6338 | 1142.5068 | 1332.8489 | 1527.8049 | 1536.0461 | 1543.2656
| Int Ltg Ctrls_Com, E/P - IntL | E | Yes | Health Service | Interior Lighting | RET | 16.4817 | 32.659 | 49.8935 | 67.1628 | 84.2662 | 101.4878 | 118.3957 | 135.7135 | 136.4455 | 137.0868
| Exit Sign RetFit_Com, E - IntL [No Heat] | E | Yes | Health Service | Interior Lighting | RET | 16.9037 | 33.4953 | 51.1712 | 68.8827 | 86.4241 | 104.0866 | 121.4275 | 139.1887 | 156.8433 | 174.0925
| Exit Sign RetFit_Com, E - IntL [Electric Heat] | E | Yes | Health Service | Interior Lighting | RET | 27.488 | 54.4683 | 83.2119 | 112.0135 | 140.5384 | 169.2604 | 197.4593 | 226.3416 | 255.0505 | 283.1004
| Exit Sign RetFit_Com, E/G - IntL | E | Yes | Health Service | Interior Lighting | RET | 106.2272 | 210.4926 | 321.5723 | 432.876 | 543.1104 | 654.1063 | 763.0807 | 874.6966 | 985.642 | 1094.0408
| Exit Sign RetFit_Com, E/O - IntL | E | Yes | Health Service | Interior Lighting | RET | 20.813 | 41.2417 | 63.0054 | 84.8131 | 106.4112 | 128.1585 | 149.5098 | 171.3786 | 193.1161 | 214.3546
| Exit Sign RetFit_Com, E/P - IntL | E | No | Health Service | Interior Lighting | RET | 1.8407 | 3.6473 | 5.5721 | 7.5007 | 9.4108 | 11.3341 | 13.2223 | 15.1564 | 17.0788 | 18.9571
| Repl Scre_Com, E - IntL [No Heat] | E | Yes | Health Service | Interior Lighting | NC | 9.8277 | 19.169 | 9.3413 | 0 | 0 | 0 | 0 | 0 | 0 | 0
| Repl Scre_Com, E - IntL [No Heat] | E | Yes | Health Service | Interior Lighting | RET | 58.0467 | 115.0215 | 56.9747 | 0 | 0 | 0 | 0 | 0 | 0 | 0
| Repl Scre_Com, E - IntL [No Heat] | E | Yes | Health Service | Interior Lighting | REPL | 504.4002 | 999.4855 | 495.0853 | 0 | 0 | 0 | 0 | 0 | 0 | 0
| Repl Scre_Com, E - IntL [Electric Heat] | E | Yes | Health Service | Interior Lighting | NC | 15.9813 | 31.1717 | 15.1904 | 0 | 0 | 0 | 0 | 0 | 0 | 0
| Repl Scre_Com, E - IntL [Electric Heat] | E | Yes | Health Service | Interior Lighting | RET | 94.3926 | 187.042 | 92.6494 | 0 | 0 | 0 | 0 | 0 | 0 | 0
| Repl Scre_Com, E - IntL [Electric Heat] | E | Yes | Health Service | Interior Lighting | REPL | 820.2298 | 1625.3123 | 805.0825 | 0 | 0 | 0 | 0 | 0 | 0 | 0
| Repl Scre_Com, E/G - IntL | E | Yes | Health Service | Interior Lighting | NC | 61.7596 | 120.4629 | 58.7034 | 0 | 0 | 0 | 0 | 0 | 0 | 0
| Repl Scre_Com, E/G - IntL | E | Yes | Health Service | Interior Lighting | RET | 364.7799 | 722.8233 | 358.0434 | 0 | 0 | 0 | 0 | 0 | 0 | 0
| Repl Scre_Com, E/G - IntL | E | Yes | Health Service | Interior Lighting | REPL | 3169.7757 | 6281.0148 | 3111.2391 | 0 | 0 | 0 | 0 | 0 | 0 | 0
| Repl Scre_Com, E/O - IntL | E | Yes | Health Service | Interior Lighting | NC | 12.1005 | 23.6022 | 11.5017 | 0 | 0 | 0 | 0 | 0 | 0 | 0
| Repl Scre_Com, E/O - IntL | E | Yes | Health Service | Interior Lighting | RET | 71.471 | 141.6222 | 70.1512 | 0 | 0 | 0 | 0 | 0 | 0 | 0
| Repl Scre_Com, E/O - IntL | E | Yes | Health Service | Interior Lighting | REPL | 621.0517 | 1230.6343 | 609.5827 | 0 | 0 | 0 | 0 | 0 | 0 | 0
| Repl Scre_Com, E/P - IntL | E | Yes | Health Service | Interior Lighting | NC | 1.0701 | 2.0873 | 1.0172 | 0 | 0 | 0 | 0 | 0 | 0 | 0
| Repl Scre_Com, E/P - IntL | E | Yes | Health Service | Interior Lighting | RET | 6.3208 | 12.5248 | 6.204 | 0 | 0 | 0 | 0 | 0 | 0 | 0
| Repl Scre_Com, E/P - IntL | E | Yes | Health Service | Interior Lighting | REPL | 54.9246 | 108.8348 | 53.9103 | 0 | 0 | 0 | 0 | 0 | 0 | 0
| Lin LED Fixture_Com, E - IntL [No Heat] | E | Yes | Health Service | Interior Lighting | NC | 3.3678 | 6.569 | 9.6385 | 12.6212 | 15.4234 | 18.2075 | 20.9462 | 23.6077 | 26.2414 | 28.8449
| Lin LED Fixture_Com, E - IntL [No Heat] | E | Yes | Health Service | Interior Lighting | RET | 29.7148 | 56.6011 | 83.0056 | 107.3953 | 129.6626 | 150.3312 | 169.0372 | 186.6991 | 204.2114 | 221.2825
| Lin LED Fixture_Com, E - IntL [No Heat] | E | Yes | Health Service | Interior Lighting | REPL | 20.832 | 37.1899 | 52.4385 | 65.535 | 76.344 | 85.0509 | 91.4621 | 95.8399 | 98.9471 | 100.7674
| Lin LED Fixture_Com, E - IntL [Electric Heat] | E | Yes | Health Service | Interior Lighting | NC | 5.4766 | 10.6821 | 15.6737 | 20.524 | 25.0807 | 29.6082 | 34.0617 | 38.3896 | 42.6724 | 46.906
| Lin LED Fixture_Com, E - IntL [Electric Heat] | E | Yes | Health Service | Interior Lighting | RET | 48.3207 | 92.0418 | 134.9795 | 174.6408 | 210.8507 | 244.4609 | 274.8797 | 303.6006 | 332.0781 | 359.8383
| Lin LED Fixture_Com, E - IntL [Electric Heat] | E | Yes | Health Service | Interior Lighting | REPL | 33.876 | 60.4763 | 85.2728 | 106.5697 | 124.1467 | 138.3054 | 148.731 | 155.8499 | 160.9028 | 163.8628
| Lin LED Fixture_Com, E/G - IntL | E | Yes | Health Service | Interior Lighting | NC | 21.1642 | 41.2811 | 60.5708 | 79.3151 | 96.9242 | 114.4208 | 131.6312 | 148.3565 | 164.9073 | 181.2683
| Lin LED Fixture_Com, E/G - IntL | E | Yes | Health Service | Interior Lighting | RET | 186.7351 | 355.6951 | 521.6277 | 674.8988 | 814.8321 | 944.7186 | 1062.272 | 1173.2636 | 1283.315 | 1390.594
| Lin LED Fixture_Com, E/G - IntL | E | Yes | Health Service | Interior Lighting | REPL | 130.9137 | 233.7106 | 329.5363 | 411.8383 | 479.7645 | 534.4807 | 574.7705 | 602.2815 | 621.8083 | 633.2475
| Lin LED Fixture_Com, E/O - IntL | E | Yes | Health Service | Interior Lighting | NC | 4.1467 | 8.0882 | 11.8676 | 15.5401 | 18.9903 | 22.4184 | 25.7904 | 29.0674 | 32.3102 | 35.5157
| Lin LED Fixture_Com, E/O - IntL | E | No | Health Service | Interior Lighting | RET | 36.5869 | 69.6911 | 102.2021 | 132.2324 | 159.6494 | 185.098 | 208.1301 | 229.8766 | 251.4389 | 272.458
| Lin LED Fixture_Com, E/O - IntL | E | Yes | Health Service | Interior Lighting | REPL | 25.6498 | 45.7907 | 64.5658 | 80.6912 | 93.9999 | 104.7204 | 112.6143 | 118.0045 | 121.8304 | 124.0717
| Lin LED Fixture_Com, E/P - IntL | E | No | Health Service | Interior Lighting | NC | 0.36672 | 0.7153 | 1.0495 | 1.3743 | 1.6795 | 1.9826 | 2.2809 | 2.5707 | 2.8574 | 3.1409
| Lin LED Fixture_Com, E/P - IntL | E | No | Health Service | Interior Lighting | RET | 3.2357 | 6.1633 | 9.0386 | 11.6944 | 14.1191 | 16.3697 | 18.4066 | 20.3298 | 22.2368 | 24.0956
| Lin LED Fixture_Com, E/P - IntL | E | No | Health Service | Interior Lighting | REPL | 2.2684 | 4.0496 | 5.7101 | 7.1362 | 8.3132 | 9.2613 | 9.9594 | 10.4361 | 10.7744 | 10.9727
| LED Tube Repl_Com, E - IntL [No Heat] | E | Yes | Health Service | Interior Lighting | RET | 186.9507 | 356.1058 | 522.23 | 675.678 | 815.7728 | 958.7348 | 1100.8121 | 1247.9564 | 1395.7038 | 1541.3994
| LED Tube Repl_Com, E - IntL [No Heat] | E | Yes | Health Service | Interior Lighting | REPL | 192.4769 | 343.6149 | 484.5035 | 605.5086 | 705.3776 | 799.1321 | 884.4989 | 965.0927 | 1038.4012 | 1103.382
| LED Tube Repl_Com, E - IntL [Electric Heat] | E | Yes | Health Service | Interior Lighting | RET | 304.0096 | 579.0811 | 849.2238 | 1098.7531 | 1326.5682 | 1559.0457 | 1790.0845 | 2029.363 | 2269.6224 | 2506.5452
| LED Tube Repl_Com, E - IntL [Electric Heat] | E | Yes | Health Service | Interior Lighting | REPL | 312.9962 | 558.769 | 787.8748 | 984.6473 | 1147.049 | 1299.5079 | 1438.327 | 1569.3845 | 1688.5951 | 1794.2635
| LED Tube Repl_Com, E/G - IntL | E | Yes | Health Service | Interior Lighting | RET | 1174.8444 | 2237.8574 | 3281.8229 | 4246.1281 | 5126.519 | 6024.9276 | 6917.7765 | 7842.4676 | 8770.9493 | 9686.5365
| LED Tube Repl_Com, E/G - IntL | E | Yes | Health Service | Interior Lighting | REPL | 1209.5729 | 2159.3612 | 3044.7399 | 3805.1665 | 4432.7676 | 5021.9446 | 5558.4106 | 6064.882 | 6525.5708 | 6933.9261
| LED Tube Repl_Com, E/O - IntL | E | Yes | Health Service | Interior Lighting | RET | 230.1863 | 438.4617 | 643.005 | 831.9406 | 1004.4349 | 1180.4594 | 1355.3946 | 1536.5686 | 1718.4853 | 1897.8756
| LED Tube Repl_Com, E/O - IntL | E | Yes | Health Service | Interior Lighting | REPL | 236.9907 | 423.082 | 596.5535 | 745.5433 | 868.5087 | 983.9457 | 1089.0551 | 1188.2876 | 1278.55 | 1358.5587
| LED Tube Repl_Com, E/P - IntL | E | Yes | Health Service | Interior Lighting | RET | 20.3572 | 38.7767 | 56.8661 | 73.5752 | 88.8302 | 104.3975 | 119.8684 | 135.891 | 151.9794 | 167.8443
| LED Tube Repl_Com, E/P - IntL | E | Yes | Health Service | Interior Lighting | REPL | 20.959 | 37.4165 | 52.758 | 65.9344 | 76.8092 | 87.0182 | 96.3138 | 105.0898 | 113.0724 | 120.1482
| Repl pin CFL wLED_Com, E - IntL [No Heat] | E | Yes | Health Service | Interior Lighting | RET | 7.8031 | 14.9726 | 22.1224 | 28.8287 | 35.046 | 41.7977 | 48.878 | 56.5629 | 64.6044 | 72.5671
| Repl pin CFL wLED_Com, E - IntL [No Heat] | E | Yes | Health Service | Interior Lighting | REPL | 8.9901 | 16.0493 | 22.6298 | 28.2816 | 32.9462 | 37.7308 | 42.5144 | 47.5022 | 52.5477 | 57.5632
| Repl pin CFL wLED_Com, E - IntL [Electric Heat] | E | Yes | Health Service | Interior Lighting | RET | 12.689 | 24.3476 | 35.9743 | 46.8797 | 56.9901 | 67.9693 | 79.4829 | 91.9797 | 105.0565 | 118.0049
| Repl pin CFL wLED_Com, E - IntL [Electric Heat] | E | Yes | Health Service | Interior Lighting | REPL | 14.6192 | 26.0986 | 36.7995 | 45.9902 | 53.5755 | 61.3559 | 69.1348 | 77.2457 | 85.4505 | 93.6063
| Repl pin CFL wLED_Com, E/G - IntL | E | Yes | Health Service | Interior Lighting | RET | 49.0366 | 94.0912 | 139.0224 | 181.1666 | 220.238 | 262.6672 | 307.1614 | 355.4551 | 405.9904 | 456.0294
| Repl pin CFL wLED_Com, E/G - IntL | E | Yes | Health Service | Interior Lighting | REPL | 56.4958 | 100.8578 | 142.2114 | 177.7288 | 207.0423 | 237.1098 | 267.1711 | 298.5156 | 330.2231 | 361.7413
| Repl pin CFL wLED_Com, E/O - IntL | E | Yes | Health Service | Interior Lighting | RET | 9.6077 | 18.4352 | 27.2386 | 35.4958 | 43.1511 | 51.4642 | 60.1819 | 69.644 | 79.5454 | 89.3495
| Repl pin CFL wLED_Com, E/O - IntL | E | Yes | Health Service | Interior Lighting | REPL | 11.0692 | 19.761 | 27.8634 | 34.8223 | 40.5656 | 46.4567 | 52.3466 | 58.4879 | 64.7004 | 70.8757
| Repl pin CFL wLED_Com, E/P - IntL | E | No | Health Service | Interior Lighting | RET | 0.84969 | 1.6304 | 2.4089 | 3.1392 | 3.8162 | 4.5514 | 5.3224 | 6.1592 | 7.0348 | 7.9019
| Repl pin CFL wLED_Com, E/P - IntL | E | No | Health Service | Interior Lighting | REPL | 0.97894 | 1.7476 | 2.4642 | 3.0796 | 3.5875 | 4.1085 | 4.6294 | 5.1726 | 5.722 | 6.2681
| Refrig Case LED_Com, E - IntL | E | Yes | Health Service | Interior Lighting | NC | 6.338 | 12.3625 | 18.1392 | 23.7525 | 29.0259 | 34.2656 | 39.4196 | 44.4284 | 49.3848 | 54.2845
| Refrig Case LED_Com, E - IntL | E | Yes | Health Service | Interior Lighting | RET | 32.5297 | 62.8622 | 93.5613 | 122.7843 | 150.2794 | 176.5803 | 201.111 | 224.98 | 251.0585 | 278.722
| Refrig Case LED_Com, E - IntL | E | Yes | Health Service | Interior Lighting | REPL | 40.6621 | 72.5911 | 102.3547 | 127.9179 | 149.0159 | 166.011 | 178.5251 | 187.07 | 195.7406 | 204.3851
| Refrig Case Ctrls_Com, E - IntL | E | Yes | Health Service | Interior Lighting | RET | 25.4778 | 50.485 | 77.1266 | 103.822 | 130.2609 | 156.8824 | 183.019 | 209.7893 | 210.9209 | 211.9122
| Stair Occ Sensor_Com, E - IntL [No Heat] | E | Yes | Health Service | Interior Lighting | NC | 2.2202 | 4.3306 | 6.3542 | 8.3206 | 10.1679 | 12.0034 | 13.8088 | 15.5634 | 17.2997 | 19.016
| Stair Occ Sensor_Com, E - IntL [No Heat] | E | Yes | Health Service | Interior Lighting | RET | 17.0929 | 33.8701 | 51.7438 | 69.6535 | 87.3912 | 105.2514 | 122.7863 | 140.7463 | 158.5984 | 176.0407
| Stair Occ Sensor_Com, E - IntL [Electric Heat] | E | Yes | Health Service | Interior Lighting | NC | 3.6104 | 7.0422 | 10.3329 | 13.5305 | 16.5345 | 19.5192 | 22.4552 | 25.3084 | 28.1318 | 30.9229
| Stair Occ Sensor_Com, E - IntL [Electric Heat] | E | Yes | Health Service | Interior Lighting | RET | 27.7956 | 55.0778 | 84.1431 | 113.267 | 142.1111 | 171.1544 | 199.6689 | 228.8744 | 257.9046 | 286.2684
| Stair Occ Sensor_Com, E/G - IntL | E | Yes | Health Service | Interior Lighting | NC | 13.9525 | 27.2146 | 39.9314 | 52.2886 | 63.8974 | 75.4321 | 86.7781 | 97.8042 | 108.7154 | 119.5014
| Stair Occ Sensor_Com, E/G - IntL | E | Yes | Health Service | Interior Lighting | RET | 107.4159 | 212.8481 | 325.1707 | 437.7199 | 549.1879 | 661.4259 | 771.6197 | 884.4846 | 996.6715 | 1106.2832
| Stair Occ Sensor_Com, E/O - IntL | E | No | Health Service | Interior Lighting | NC | 2.7337 | 5.3321 | 7.8237 | 10.2449 | 12.5194 | 14.7793 | 17.0024 | 19.1627 | 21.3005 | 23.4138
| Stair Occ Sensor_Com, E/O - IntL | E | No | Health Service | Interior Lighting | RET | 21.0459 | 41.7032 | 63.7104 | 85.7621 | 107.602 | 129.5927 | 151.1828 | 173.2964 | 195.2771 | 216.7532
| Stair Occ Sensor_Com, E/P - IntL | E | No | Health Service | Interior Lighting | NC | 0.24176 | 0.47156 | 0.69191 | 0.90603 | 1.1072 | 1.3071 | 1.5037 | 1.6947 | 1.8838 | 2.0707
| Stair Occ Sensor_Com, E/P - IntL | E | No | Health Service | Interior Lighting | RET | 1.8613 | 3.6881 | 5.6344 | 7.5846 | 9.5161 | 11.4609 | 13.3703 | 15.326 | 17.2699 | 19.1692
| Int Delamping_Com, E - IntL [No Heat] | E | Yes | Health Service | Interior Lighting | RET | 1.6352 | 3.2401 | 4.95 | 6.6632 | 8.3601 | 10.0686 | 11.7461 | 13.4642 | 15.172 | 16.8405
| Int Delamping_Com, E - IntL [Electric Heat] | E | Yes | Health Service | Interior Lighting | RET | 2.659 | 5.2689 | 8.0494 | 10.8354 | 13.5947 | 16.3731 | 19.1009 | 21.8948 | 24.6719 | 27.3852
| Int Delamping_Com, E/G - IntL | E | Yes | Health Service | Interior Lighting | RET | 10.2757 | 20.3616 | 31.1067 | 41.8735 | 52.5368 | 63.2738 | 73.8153 | 84.6122 | 95.3443 | 105.8301
| Int Delamping_Com, E/O - IntL | E | Yes | Health Service | Interior Lighting | RET | 2.0133 | 3.9894 | 6.0947 | 8.2042 | 10.2935 | 12.3972 | 14.4626 | 16.578 | 18.6807 | 20.7352
| Int Delamping_Com, E/P - IntL | E | Yes | Health Service | Interior Lighting | RET | 0.17805 | 0.35282 | 0.539 | 0.72557 | 0.91034 | 1.0964 | 1.279 | 1.4661 | 1.6521 | 1.8338
| Int Ltg Dsgn_Com, E - IntL [No Heat] | E | Yes | Health Service | Interior Lighting | NC | 3.6198 | 7.0604 | 10.3595 | 13.5654 | 16.5771 | 19.5696 | 22.5132 | 25.3737 | 28.2044 | 31.0027
| Int Ltg Dsgn_Com, E - IntL [Electric Heat] | E | Yes | Health Service | Interior Lighting | NC | 5.8863 | 11.4812 | 16.8462 | 22.0594 | 26.9569 | 31.8231 | 36.6097 | 41.2614 | 45.8646 | 50.415
| Int Ltg Dsgn_Com, E/G - IntL | E | Yes | Health Service | Interior Lighting | NC | 22.7474 | 44.3692 | 65.102 | 85.2485 | 104.1749 | 122.9803 | 141.4783 | 159.4547 | 177.2437 | 194.8285
| Int Ltg Dsgn_Com, E/O - IntL | E | Yes | Health Service | Interior Lighting | NC | 4.4569 | 8.6932 | 12.7554 | 16.7027 | 20.4109 | 24.0954 | 27.7197 | 31.2418 | 34.7272 | 38.1726
| Int Ltg Dsgn_Com, E/P - IntL | E | Yes | Health Service | Interior Lighting | NC | 0.39416 | 0.76881 | 1.1281 | 1.4772 | 1.8051 | 2.131 | 2.4515 | 2.763 | 3.0712 | 3.3759
| Room Air Conditioner_Com, E - Cool | E | Yes | Lodging | Cooling | NC | 0 | 0 | 0 | 0 | 0 | 0 | 0 | 0 | 0 | 0
| Room Air Conditioner_Com, E - Cool | E | Yes | Lodging | Cooling | RET | 0 | 0 | 0 | 0 | 0 | 0 | 0 | 0 | 0 | 0
| Room Air Conditioner_Com, E - Cool | E | Yes | Lodging | Cooling | REPL | 0 | 0 | 0 | 0 | 0 | 0 | 0 | 0 | 0 | 0
| Chiller Systems_Com, E - Cool | E | Yes | Lodging | Cooling | NC | 13.1993 | 25.7455 | 37.7758 | 49.4659 | 60.448 | 71.36 | 82.0935 | 92.5245 | 102.8466 | 113.0503
| Chiller Systems_Com, E - Cool | E | Yes | Lodging | Cooling | RET | 60.3109 | 117.8797 | 177.5238 | 235.6443 | 291.6231 | 346.4381 | 398.7744 | 450.9049 | 454.557 | 457.8233
| Chiller Systems_Com, E - Cool | E | Yes | Lodging | Cooling | REPL | 67.7448 | 120.9398 | 170.5275 | 213.1168 | 248.267 | 276.5815 | 297.4305 | 311.6668 | 318.7422 | 318.7422
| Chiller Tuneup_Com, E - Cool | E | Yes | Lodging | Cooling | RET | 11.3571 | 22.5045 | 34.3804 | 46.2803 | 58.0658 | 58.5757 | 59.0791 | 59.1365 | 59.0981 | 58.9019
| Computer Room Air Conditioner_Com, E - Cool | E | Yes | Lodging | Cooling | NC | 1.3 | 2.5356 | 3.7204 | 4.8718 | 5.9534 | 7.0281 | 8.0852 | 9.1125 | 10.1291 | 11.1341
| Computer Room Air Conditioner_Com, E - Cool | E | Yes | Lodging | Cooling | REPL | 6.672 | 13.2209 | 20.1977 | 27.1886 | 34.1123 | 41.0838 | 47.9284 | 54.9389 | 61.9073 | 68.7157
| Mini Split Ductless AC_Com, E - Cool | E | Yes | Lodging | Cooling | NC | 0 | 0 | 0 | 0 | 0 | 0 | 0 | 0 | 0 | 0
| Mini Split Ductless AC_Com, E - Cool | E | No | Lodging | Cooling | RET | 0 | 0 | 0 | 0 | 0 | 0 | 0 | 0 | 0 | 0
| Mini Split Ductless AC_Com, E - Cool | E | Yes | Lodging | Cooling | REPL | 0 | 0 | 0 | 0 | 0 | 0 | 0 | 0 | 0 | 0
| Eff Unitary AC_Com, E - Cool | E | Yes | Lodging | Cooling | NC | 10.4663 | 20.4147 | 29.954 | 39.2236 | 47.9318 | 56.5844 | 65.0954 | 73.3666 | 81.5514 | 89.6424
| Eff Unitary AC_Com, E - Cool | E | No | Lodging | Cooling | RET | 83.2362 | 161.1375 | 240.272 | 315.8801 | 387.281 | 455.8331 | 520.008 | 587.0607 | 654.9637 | 722.4756
| Eff Unitary AC_Com, E - Cool | E | Yes | Lodging | Cooling | REPL | 71.6236 | 133.4885 | 194.9028 | 251.9381 | 303.966 | 351.8629 | 394.479 | 437.3796 | 479.2784 | 519.4887
| PTAC_Com, E - Cool | E | Yes | Lodging | Cooling | NC | 0 | 0 | 0 | 0 | 0 | 0 | 0 | 0 | 0 | 0
| PTAC_Com, E - Cool | E | No | Lodging | Cooling | RET | 0 | 0 | 0 | 0 | 0 | 0 | 0 | 0 | 0 | 0
| PTAC_Com, E - Cool | E | Yes | Lodging | Cooling | REPL | 0 | 0 | 0 | 0 | 0 | 0 | 0 | 0 | 0 | 0
| Unitary Equipment Economizer_Com, E - Cool | E | No | Lodging | Cooling | RET | 51.5532 | 102.1543 | 156.0625 | 210.0794 | 263.5773 | 317.4448 | 370.3313 | 424.4997 | 478.3426 | 530.9497
| Guest Room EM_Com, E - Cool [Building w Elec Heat] | E | Yes | Lodging | Cooling | RET | 138.0443 | 273.5393 | 417.8895 | 562.5308 | 705.7826 | 850.0239 | 991.6383 | 1136.6853 | 1142.8167 | 1148.188
| Guest Room EM_Com, E - Heat [Building w Elec Heat] | E | Yes | Lodging | Space Heating | RET | 163.8096 | 324.5941 | 495.8866 | 667.5245 | 837.5136 | 1008.6769 | 1176.7229 | 1348.8423 | 1356.1181 | 1362.4919
| Guest Room EM_Com, E - Cool [Building w Gas Heat] | E | Yes | Lodging | Cooling | RET | 281.8903 | 558.5748 | 853.342 | 1148.7037 | 1441.2278 | 1735.7727 | 2024.9532 | 2321.1433 | 2333.6638 | 2344.6321
| Guest Room EM_Com, E - Cool [Building w Oil Heat] | E | Yes | Lodging | Cooling | RET | 75.8443 | 150.288 | 229.597 | 309.0659 | 387.7713 | 467.0205 | 544.8263 | 624.5181 | 627.8868 | 630.8379
| Guest Room EM_Com, E - Cool [Building w Propane Heat] | E | Yes | Lodging | Cooling | RET | 17.1427 | 33.9689 | 51.8947 | 69.8567 | 87.6461 | 105.5585 | 123.1445 | 141.1569 | 141.9183 | 142.5854
| AC Tuneup_Com, E - Cool [ASHP] | E | Yes | Lodging | Cooling | RET | 11.7222 | 23.2278 | 35.4855 | 47.7678 | 59.9322 | 60.4584 | 60.9781 | 61.0372 | 60.9977 | 60.7951
| AC Tuneup_Com, E - Heat [ASHP] | E | Yes | Lodging | Space Heating | RET | 20.1554 | 39.9386 | 61.0147 | 82.1333 | 103.0491 | 103.9539 | 104.8473 | 104.9491 | 104.8811 | 104.5328
| AC Tuneup_Com, E - Cool [Unitary AC] | E | Yes | Lodging | Cooling | RET | 27.882 | 55.2491 | 84.4048 | 113.6193 | 142.5531 | 143.8048 | 145.0408 | 145.1815 | 145.0874 | 144.6056
| DCV_Com, E - Cool [Building w Elec Heat] | E | Yes | Lodging | Cooling | RET | 34.1266 | 67.623 | 103.3086 | 139.0661 | 174.4801 | 210.1387 | 245.1479 | 281.0057 | 316.6481 | 351.4724
| DCV_Com, E - Heat [Building w Elec Heat] | E | Yes | Lodging | Space Heating | RET | 62.9121 | 124.6623 | 190.4483 | 256.3669 | 321.6522 | 387.3885 | 451.9276 | 518.0311 | 583.7375 | 647.9357
| DCV_Com, E - Vent [Building w Elec Heat] | E | Yes | Lodging | Ventilation | RET | 121.343 | 240.4452 | 367.3313 | 494.4732 | 620.3937 | 747.1841 | 871.6653 | 999.1639 | 1125.8965 | 1249.7201
| DCV_Com, E - Cool [Building w Gas Heat] | E | Yes | Lodging | Cooling | RET | 69.6875 | 138.0881 | 210.959 | 283.9768 | 356.2932 | 429.1091 | 500.5989 | 573.8215 | 646.6043 | 717.7164
| DCV_Com, E - Vent [Building w Gas Heat] | E | Yes | Lodging | Ventilation | RET | 247.7859 | 490.9959 | 750.1007 | 1009.7282 | 1266.8614 | 1525.7709 | 1779.965 | 2040.3207 | 2299.1122 | 2551.9636
| DCV_Com, E - Cool [Building w Oil Heat] | E | Yes | Lodging | Cooling | RET | 18.7499 | 37.1535 | 56.7598 | 76.4057 | 95.8629 | 115.4545 | 134.6893 | 154.3903 | 173.9729 | 193.1061
| DCV_Com, E - Vent [Building w Oil Heat] | E | Yes | Lodging | Ventilation | RET | 66.6683 | 132.1055 | 201.8193 | 271.6737 | 340.857 | 410.5182 | 478.9107 | 548.961 | 618.5905 | 686.6217
| DCV_Com, E - Cool [Building w Propane Heat] | E | Yes | Lodging | Cooling | RET | 5.6506 | 11.1968 | 17.1055 | 23.0262 | 28.8899 | 34.7942 | 40.5909 | 46.5282 | 52.4297 | 58.1958
| DCV_Com, E - Vent [Building w Propane Heat] | E | Yes | Lodging | Ventilation | RET | 20.0916 | 39.8123 | 60.8217 | 81.8735 | 102.7231 | 123.7167 | 144.3279 | 165.4388 | 186.4228 | 206.9252
| Controls for Unitary AC_Com, E - Cool | E | No | Lodging | Cooling | RET | 86.5691 | 171.5395 | 262.0632 | 352.7694 | 442.6042 | 533.0596 | 621.8675 | 712.8281 | 803.2423 | 891.5811
| Optimized Unitary AC Sys_Com, E - Cool [Building w Elec Heat] | E | No | Lodging | Cooling | NC | 7.6351 | 14.8925 | 21.8514 | 28.6135 | 34.9661 | 41.2782 | 47.487 | 53.5207 | 59.4916 | 65.3939
| Optimized Unitary AC Sys_Com, E - Heat [Building w Elec Heat] | E | No | Lodging | Space Heating | NC | 23.825 | 46.471 | 68.1859 | 89.2867 | 109.1097 | 128.806 | 148.1802 | 167.0082 | 185.6398 | 204.0577
| Optimized Unitary AC Sys_Com, E - Cool [Building w Gas Heat] | E | Yes | Lodging | Cooling | NC | 15.5912 | 30.4108 | 44.6211 | 58.4296 | 71.4018 | 84.2912 | 96.9697 | 109.2908 | 121.4834 | 133.5362
| Optimized Unitary AC Sys_Com, E - Cool [Building w Oil Heat] | E | Yes | Lodging | Cooling | NC | 4.1949 | 8.1822 | 12.0056 | 15.7208 | 19.2111 | 22.6791 | 26.0903 | 29.4054 | 32.6859 | 35.9287
| Optimized Unitary AC Sys_Com, E - Cool [Building w Propane Heat] | E | Yes | Lodging | Cooling | NC | 1.2642 | 2.4659 | 3.6181 | 4.7377 | 5.7896 | 6.8347 | 7.8628 | 8.8618 | 9.8504 | 10.8277
| Optimized Chiller Sys_Com, E - Cool | E | Yes | Lodging | Cooling | NC | 5.2066 | 10.1556 | 14.901 | 19.5123 | 23.8443 | 28.1487 | 32.3826 | 36.4972 | 40.5689 | 44.5938
| Cool Roof_Com, E - Cool [Building w Elec Heat] | E | No | Lodging | Cooling | NC | 4.5752 | 8.924 | 13.094 | 17.146 | 20.9527 | 24.735 | 28.4555 | 32.0711 | 35.649 | 39.1859
| Cool Roof_Com, E - Cool [Building w Elec Heat] | E | No | Lodging | Cooling | RET | 23.9516 | 47.4608 | 72.5065 | 97.6027 | 122.4578 | 147.4846 | 172.0556 | 197.2221 | 222.2375 | 246.6787
| Cool Roof_Com, E - Heat [Building w Elec Heat] | E | No | Lodging | Space Heating | NC | -1.3686 | -2.6696 | -3.917 | -5.1291 | -6.2679 | -7.3993 | -8.5123 | -9.5939 | -10.6642 | -11.7222
| Cool Roof_Com, E - Heat [Building w Elec Heat] | E | No | Lodging | Space Heating | RET | -7.165 | -14.1976 | -21.6899 | -29.1972 | -36.6325 | -44.1191 | -51.4694 | -58.9978 | -66.481 | -73.7924
| Cool Roof_Com, E - Cool [Building w Gas Heat] | E | No | Lodging | Cooling | NC | 9.3427 | 18.223 | 26.7382 | 35.0127 | 42.786 | 50.5096 | 58.107 | 65.4901 | 72.7963 | 80.0186
| Cool Roof_Com, E - Cool [Building w Gas Heat] | E | No | Lodging | Cooling | RET | 48.9098 | 96.9163 | 148.0603 | 199.3074 | 250.0622 | 301.1676 | 351.3423 | 402.7332 | 453.8153 | 503.7249
| Cool Roof_Com, E - Cool [Building w Oil Heat] | E | No | Lodging | Cooling | NC | 2.5137 | 4.903 | 7.1941 | 9.4204 | 11.5118 | 13.5899 | 15.634 | 17.6205 | 19.5863 | 21.5295
| Cool Roof_Com, E - Cool [Building w Oil Heat] | E | No | Lodging | Cooling | RET | 13.1595 | 26.0759 | 39.8365 | 53.6249 | 67.2808 | 81.031 | 94.5308 | 108.3579 | 122.1018 | 135.5303
| Cool Roof_Com, E - Cool [Building w Propane Heat] | E | No | Lodging | Cooling | NC | 0.75755 | 1.4776 | 2.1681 | 2.839 | 3.4693 | 4.0956 | 4.7116 | 5.3102 | 5.9027 | 6.4883
| Cool Roof_Com, E - Cool [Building w Propane Heat] | E | No | Lodging | Cooling | RET | 3.9658 | 7.8584 | 12.0054 | 16.1608 | 20.2762 | 24.4201 | 28.4885 | 32.6555 | 36.7975 | 40.8444
| GSHP_Com, E - Cool | E | Yes | Lodging | Cooling | RET | 44.5762 | 83.9758 | 121.7739 | 155.8797 | 186.2969 | 213.8768 | 238.2602 | 260.7497 | 280.8799 | 298.5909
| GSHP_Com, E - Cool | E | Yes | Lodging | Cooling | REPL | 17.9201 | 31.9914 | 45.1085 | 56.3744 | 65.6724 | 73.1622 | 78.6773 | 82.4431 | 84.3147 | 84.3147
| GSHP_Com, E - Heat | E | Yes | Lodging | Space Heating | RET | 99.7743 | 187.9618 | 272.5646 | 348.9031 | 416.9855 | 478.7173 | 533.2943 | 583.6322 | 628.6891 | 668.3316
| GSHP_Com, E - Heat | E | Yes | Lodging | Space Heating | REPL | 40.1103 | 71.6059 | 100.9656 | 126.1819 | 146.9936 | 163.7579 | 176.1022 | 184.5312 | 188.7204 | 188.7204
| Unitary HP_Com, E - Cool | E | Yes | Lodging | Cooling | NC | 4.8456 | 9.4514 | 13.8678 | 18.1594 | 22.191 | 26.1969 | 30.1373 | 33.9665 | 37.7559 | 41.5018
| Unitary HP_Com, E - Cool | E | No | Lodging | Cooling | RET | 23.9454 | 46.3171 | 69.0035 | 90.6413 | 111.0395 | 130.5899 | 148.8602 | 169.5719 | 192.0501 | 215.771
| Unitary HP_Com, E - Cool | E | Yes | Lodging | Cooling | REPL | 33.1596 | 59.1974 | 83.4695 | 104.3161 | 121.5213 | 135.3806 | 145.5858 | 156.5693 | 168.0147 | 179.7131
| Unitary HP_Com, E - Heat | E | Yes | Lodging | Space Heating | NC | 3.5471 | 6.9187 | 10.1516 | 13.2931 | 16.2444 | 19.1768 | 22.0613 | 24.8644 | 27.6383 | 30.3804
| Unitary HP_Com, E - Heat | E | No | Lodging | Space Heating | RET | 17.5287 | 33.9054 | 50.5124 | 66.3519 | 81.2839 | 95.5953 | 108.9697 | 124.1312 | 140.5859 | 157.9502
| Unitary HP_Com, E - Heat | E | Yes | Lodging | Space Heating | REPL | 24.2737 | 43.3341 | 61.1019 | 76.3622 | 88.9569 | 99.1023 | 106.5727 | 114.613 | 122.9913 | 131.5548
| PTHP_Com, E - Cool | E | Yes | Lodging | Cooling | NC | 0 | 0 | 0 | 0 | 0 | 0 | 0 | 0 | 0 | 0
| PTHP_Com, E - Cool | E | Yes | Lodging | Cooling | RET | 0 | 0 | 0 | 0 | 0 | 0 | 0 | 0 | 0 | 0
| PTHP_Com, E - Cool | E | Yes | Lodging | Cooling | REPL | 0 | 0 | 0 | 0 | 0 | 0 | 0 | 0 | 0 | 0
| PTHP_Com, E - Heat | E | Yes | Lodging | Space Heating | NC | 0 | 0 | 0 | 0 | 0 | 0 | 0 | 0 | 0 | 0
| PTHP_Com, E - Heat | E | Yes | Lodging | Space Heating | RET | 0 | 0 | 0 | 0 | 0 | 0 | 0 | 0 | 0 | 0
| PTHP_Com, E - Heat | E | Yes | Lodging | Space Heating | REPL | 0 | 0 | 0 | 0 | 0 | 0 | 0 | 0 | 0 | 0
| Minisplit Ductless HP_Com, E - Cool | E | Yes | Lodging | Cooling | RET | 403.9292 | 764.3867 | 1113.5207 | 1431.5821 | 1717.9751 | 1980.1531 | 2195.0135 | 2404.4831 | 2601.2669 | 2784.0909
| Minisplit Ductless HP_Com, E - Cool | E | Yes | Lodging | Cooling | REPL | 289.0106 | 515.9493 | 727.4982 | 909.1915 | 1059.1481 | 1179.942 | 1268.8875 | 1335.8083 | 1378.2916 | 1396.316
| Minisplit Ductless HP_Com, E - Heat | E | Yes | Lodging | Space Heating | RET | 99.296 | 187.9056 | 273.7316 | 351.9191 | 422.3218 | 486.7718 | 544.3004 | 599.9969 | 652.4429 | 701.0948
| Minisplit Ductless HP_Com, E - Heat | E | Yes | Lodging | Space Heating | REPL | 72.8785 | 130.1046 | 183.4499 | 229.2667 | 267.0806 | 297.5406 | 319.9696 | 336.8447 | 347.5575 | 352.1027
| Programmable TStat_Com, E - Cool [Building w Elec Heat] | E | Yes | Lodging | Cooling | NC | 0 | 0 | 0 | 0 | 0 | 0 | 0 | 0 | 0 | 0
| Programmable TStat_Com, E - Heat [Building w Elec Heat] | E | Yes | Lodging | Space Heating | NC | 0 | 0 | 0 | 0 | 0 | 0 | 0 | 0 | 0 | 0
| Programmable TStat_Com, E - Cool [Building w Gas Heat] | E | Yes | Lodging | Cooling | NC | 0 | 0 | 0 | 0 | 0 | 0 | 0 | 0 | 0 | 0
| Programmable TStat_Com, E - Cool [Building w Gas Heat] | E | Yes | Lodging | Cooling | RET | 0 | 0 | 0 | 0 | 0 | 0 | 0 | 0 | 0 | 0
| Programmable TStat_Com, E - Cool [Building w Propane Heat] | E | Yes | Lodging | Cooling | NC | 0 | 0 | 0 | 0 | 0 | 0 | 0 | 0 | 0 | 0
| Programmable TStat_Com, E - Cool [Building w Propane Heat] | E | Yes | Lodging | Cooling | RET | 0 | 0 | 0 | 0 | 0 | 0 | 0 | 0 | 0 | 0
| Programmable TStat_Com, E - Cool [Building w Oil Heat] | E | Yes | Lodging | Cooling | NC | 0 | 0 | 0 | 0 | 0 | 0 | 0 | 0 | 0 | 0
| Programmable TStat_Com, E - Cool [Building w Oil Heat] | E | Yes | Lodging | Cooling | RET | 0 | 0 | 0 | 0 | 0 | 0 | 0 | 0 | 0 | 0
| Smart TStat_Com, E - Cool [Building w Elec Heat] | E | Yes | Lodging | Cooling | NC | 7.3892 | 14.4127 | 21.1474 | 27.6917 | 33.8397 | 39.9484 | 45.9571 | 51.7965 | 57.575 | 63.2872
| Smart TStat_Com, E - Cool [Building w Elec Heat] | E | Yes | Lodging | Cooling | RET | 27.2003 | 53.8983 | 82.3411 | 110.8413 | 139.0677 | 167.489 | 195.3928 | 223.9729 | 252.3814 | 280.1377
| Smart TStat_Com, E - Heat [Building w Elec Heat] | E | Yes | Lodging | Space Heating | NC | 2.9908 | 5.8335 | 8.5594 | 11.2082 | 13.6966 | 16.1691 | 18.6012 | 20.9647 | 23.3035 | 25.6155
| Smart TStat_Com, E - Heat [Building w Elec Heat] | E | Yes | Lodging | Space Heating | RET | 11.0093 | 21.8153 | 33.3276 | 44.863 | 56.2876 | 67.7912 | 79.0852 | 90.6531 | 102.1514 | 113.3857
| Smart TStat_Com, E - Cool [Building w Gas Heat] | E | Yes | Lodging | Cooling | NC | 15.0889 | 29.4311 | 43.1836 | 56.5473 | 69.1016 | 81.5757 | 93.8458 | 105.77 | 117.5698 | 129.2343
| Smart TStat_Com, E - Cool [Building w Gas Heat] | E | Yes | Lodging | Cooling | RET | 55.5438 | 110.0618 | 168.1428 | 226.341 | 283.9801 | 342.0173 | 398.9976 | 457.359 | 515.3698 | 572.0491
| Smart TStat_Com, E - Cool [Building w Propane Heat] | E | Yes | Lodging | Cooling | NC | 4.0598 | 7.9186 | 11.6188 | 15.2144 | 18.5922 | 21.9484 | 25.2498 | 28.4581 | 31.6329 | 34.7713
| Smart TStat_Com, E - Cool [Building w Propane Heat] | E | Yes | Lodging | Cooling | RET | 14.9444 | 29.6128 | 45.2399 | 60.8985 | 76.4066 | 92.0219 | 107.3528 | 123.0553 | 138.6635 | 153.9134
| Smart TStat_Com, E - Cool [Building w Oil Heat] | E | Yes | Lodging | Cooling | NC | 1.2235 | 2.3864 | 3.5015 | 4.5851 | 5.6031 | 6.6145 | 7.6095 | 8.5763 | 9.5331 | 10.4789
| Smart TStat_Com, E - Cool [Building w Oil Heat] | E | Yes | Lodging | Cooling | RET | 4.5038 | 8.9243 | 13.6338 | 18.3528 | 23.0264 | 27.7324 | 32.3526 | 37.0848 | 41.7886 | 46.3844
| Windows_Com, E - Cool [Building w Elec Heat] | E | No | Lodging | Cooling | NC | 9.3961 | 18.3273 | 26.8912 | 35.2129 | 43.0307 | 50.7986 | 58.4394 | 65.8648 | 73.2127 | 80.4764
| Windows_Com, E - Heat [Building w Elec Heat] | E | No | Lodging | Space Heating | NC | 6.1062 | 11.9103 | 17.4757 | 22.8838 | 27.9643 | 33.0124 | 37.9779 | 42.8035 | 47.5787 | 52.2991
| Windows_Com, E - Cool [Building w Gas Heat] | E | No | Lodging | Cooling | NC | 19.1871 | 37.4248 | 54.9126 | 71.9058 | 87.87 | 103.7321 | 119.3348 | 134.4977 | 149.5024 | 164.335
| Windows_Com, E - Cool [Building w Oil Heat] | E | Yes | Lodging | Cooling | NC | 5.1624 | 10.0694 | 14.7746 | 19.3467 | 23.642 | 27.9098 | 32.1078 | 36.1875 | 40.2246 | 44.2154
| Windows_Com, E - Cool [Building w Propane Heat] | E | Yes | Lodging | Cooling | NC | 1.5558 | 3.0346 | 4.4526 | 5.8305 | 7.1249 | 8.4111 | 9.6762 | 10.9057 | 12.1224 | 13.3251
| Window Film_Com, E - Cool [Building w Elec Heat] | E | No | Lodging | Cooling | RET | 0 | 0 | 0 | 0 | 0 | 0 | 0 | 0 | 0 | 0
| Window Film_Com, E - Heat [Building w Elec Heat] | E | No | Lodging | Space Heating | RET | 0 | 0 | 0 | 0 | 0 | 0 | 0 | 0 | 0 | 0
| Window Film_Com, E - Cool [Building w Gas Heat] | E | No | Lodging | Cooling | RET | 0 | 0 | 0 | 0 | 0 | 0 | 0 | 0 | 0 | 0
| Window Film_Com, E - Cool [Building w Oil Heat] | E | No | Lodging | Cooling | RET | 0 | 0 | 0 | 0 | 0 | 0 | 0 | 0 | 0 | 0
| Window Film_Com, E - Cool [Building w Propane Heat] | E | No | Lodging | Cooling | RET | 0 | 0 | 0 | 0 | 0 | 0 | 0 | 0 | 0 | 0
| Motors and Fans_Com, E - Vent | E | Yes | Lodging | Ventilation | NC | 6.359 | 12.4033 | 18.1991 | 23.831 | 29.1218 | 34.3788 | 39.5499 | 44.5752 | 49.548 | 54.4638
| Motors and Fans_Com, E - Vent | E | No | Lodging | Ventilation | RET | 64.6216 | 121.7704 | 176.6267 | 226.1519 | 270.3454 | 266.8764 | 263.8177 | 259.7188 | 255.9305 | 252.3407
| Motors and Fans_Com, E - Vent | E | Yes | Lodging | Ventilation | REPL | 43.5162 | 77.6863 | 109.5392 | 136.8967 | 159.4756 | 177.6635 | 191.0559 | 200.3023 | 205.0492 | 205.3452
| ECM Furnace Motors_Com, E - Vent | E | Yes | Lodging | Ventilation | RET | 90.7144 | 179.7536 | 274.6118 | 369.6614 | 463.7979 | 558.5846 | 651.645 | 746.9612 | 841.7048 | 934.2737
| VFD on HVAC System_Com, E - Vent | E | Yes | Lodging | Ventilation | RET | 381.8234 | 756.5956 | 1155.8608 | 1555.9313 | 1952.1584 | 2351.1226 | 2742.8206 | 3144.0133 | 3542.7958 | 3932.4247
| Kitchen DCV_Com, E - Vent [Building w Elec Heat] | E | Yes | Lodging | Ventilation | NC | 6.6811 | 13.0315 | 19.1209 | 25.038 | 30.5969 | 36.1202 | 41.5531 | 46.8329 | 52.0577 | 57.2225
| Kitchen DCV_Com, E - Vent [Building w Elec Heat] | E | Yes | Lodging | Ventilation | RET | 63.7799 | 120.5599 | 175.4252 | 225.2883 | 270.0797 | 310.9861 | 347.4125 | 382.2946 | 414.7787 | 444.578
| Kitchen DCV_Com, E - Vent [Building w Elec Heat] | E | Yes | Lodging | Ventilation | REPL | 45.7203 | 81.6212 | 115.0874 | 143.8305 | 167.5531 | 186.6622 | 200.733 | 211.0883 | 217.3489 | 219.5262
| Kitchen DCV_Com, E - Heat [Building w Elec Heat] | E | Yes | Lodging | Space Heating | NC | 3.9987 | 7.7995 | 11.4441 | 14.9856 | 18.3126 | 21.6184 | 24.8701 | 28.0301 | 31.1572 | 34.2483
| Kitchen DCV_Com, E - Heat [Building w Elec Heat] | E | Yes | Lodging | Space Heating | RET | 38.173 | 72.1566 | 104.9941 | 134.8378 | 161.646 | 186.129 | 207.9307 | 228.808 | 248.2502 | 266.0854
| Kitchen DCV_Com, E - Heat [Building w Elec Heat] | E | Yes | Lodging | Space Heating | REPL | 27.3642 | 48.8513 | 68.8812 | 86.0844 | 100.2826 | 111.7196 | 120.1412 | 126.3389 | 130.086 | 131.3891
| Kitchen DCV_Com, E - Vent [Building w Gas Heat] | E | Yes | Lodging | Ventilation | NC | 13.6429 | 26.6108 | 39.0454 | 51.1284 | 62.4796 | 73.7584 | 84.8526 | 95.6341 | 106.3032 | 116.8499
| Kitchen DCV_Com, E - Vent [Building w Gas Heat] | E | Yes | Lodging | Ventilation | RET | 130.2403 | 246.1868 | 358.2231 | 460.045 | 551.5103 | 635.0424 | 709.4261 | 780.6562 | 846.9898 | 907.8407
| Kitchen DCV_Com, E - Vent [Building w Gas Heat] | E | Yes | Lodging | Ventilation | REPL | 93.3622 | 166.6727 | 235.0116 | 293.706 | 342.1481 | 381.1695 | 409.9025 | 431.0481 | 443.8326 | 448.2786
| Kitchen DCV_Com, E - Vent [Building w Oil Heat] | E | Yes | Lodging | Ventilation | NC | 3.6707 | 7.1598 | 10.5054 | 13.7564 | 16.8105 | 19.8451 | 22.8301 | 25.731 | 28.6015 | 31.4392
| Kitchen DCV_Com, E - Vent [Building w Oil Heat] | E | Yes | Lodging | Ventilation | RET | 35.042 | 66.2381 | 96.3822 | 123.778 | 148.3873 | 170.8621 | 190.8755 | 210.0404 | 227.8879 | 244.2602
| Kitchen DCV_Com, E - Vent [Building w Oil Heat] | E | Yes | Lodging | Ventilation | REPL | 25.1197 | 44.8443 | 63.2313 | 79.0234 | 92.0571 | 102.556 | 110.2868 | 115.9762 | 119.4159 | 120.6122
| Kitchen DCV_Com, E - Vent [Building w Oil Heat] | E | Yes | Lodging | Ventilation | NC | 3.6707 | 7.1598 | 10.5054 | 13.7564 | 16.8105 | 19.8451 | 22.8301 | 25.731 | 28.6015 | 31.4392
| Kitchen DCV_Com, E - Vent [Building w Oil Heat] | E | Yes | Lodging | Ventilation | RET | 35.042 | 66.2381 | 96.3822 | 123.778 | 148.3873 | 170.8621 | 190.8755 | 210.0404 | 227.8879 | 244.2602
| Kitchen DCV_Com, E - Vent [Building w Oil Heat] | E | Yes | Lodging | Ventilation | REPL | 25.1197 | 44.8443 | 63.2313 | 79.0234 | 92.0571 | 102.556 | 110.2868 | 115.9762 | 119.4159 | 120.6122
| Duct Sealing Regulated_Com, E - Vent [Building w Elec Heat] | E | Yes | Lodging | Ventilation | RET | 81.7618 | 162.0136 | 247.5103 | 333.1794 | 418.0255 | 503.4577 | 587.3339 | 673.2433 | 758.6366 | 842.0698
| Duct Sealing Regulated_Com, E - Heat [Building w Elec Heat] | E | Yes | Lodging | Space Heating | RET | 23.7427 | 47.047 | 71.8743 | 96.7516 | 121.39 | 146.1986 | 170.5553 | 195.5025 | 220.2997 | 244.5278
| Duct Sealing Regulated_Com, E - Cool [Building w Elec Heat] | E | Yes | Lodging | Cooling | RET | 24.1202 | 47.7949 | 73.0169 | 98.2898 | 123.3198 | 148.5228 | 173.2668 | 198.6105 | 223.802 | 248.4153
| Duct Sealing Regulated_Com, E - Vent [Building w Gas Heat] | E | Yes | Lodging | Ventilation | RET | 166.9598 | 330.8363 | 505.4229 | 680.3616 | 853.6197 | 1028.0747 | 1199.3524 | 1374.7818 | 1549.1573 | 1719.5302
| Duct Sealing Regulated_Com, E - Cool [Building w Gas Heat] | E | Yes | Lodging | Cooling | RET | 49.2541 | 97.5986 | 149.1026 | 200.7105 | 251.8226 | 303.2877 | 353.8156 | 405.5683 | 457.01 | 507.271
| Duct Sealing Non Regulated_Com, E - Vent [Building w Oil Heat] | E | Yes | Lodging | Ventilation | RET | 44.9216 | 89.0136 | 135.9872 | 183.0555 | 229.6717 | 276.6099 | 322.6932 | 369.8936 | 416.8104 | 462.6503
| Duct Sealing Non Regulated_Com, E - Cool [Building w Oil Heat] | E | Yes | Lodging | Cooling | RET | 13.2521 | 26.2595 | 40.117 | 54.0024 | 67.7544 | 81.6015 | 95.1963 | 109.1207 | 122.9614 | 136.4844
| Duct Sealing Non Regulated_Com, E - Vent [Building w Propane Heat] | E | Yes | Lodging | Ventilation | RET | 13.5379 | 26.8258 | 40.9821 | 55.1669 | 69.2155 | 83.3611 | 97.2491 | 111.4738 | 125.613 | 139.4276
| Duct Sealing Non Regulated_Com, E - Cool [Building w Propane Heat] | E | Yes | Lodging | Cooling | RET | 3.9938 | 7.9138 | 12.0899 | 16.2745 | 20.419 | 24.592 | 28.689 | 32.8854 | 37.0565 | 41.1319
| Power Strip_Com, E - Plug [Tier 1] | E | Yes | Lodging | Plug Loads | NC | 0 | 0 | 0 | 0 | 0 | 0 | 0 | 0 | 0 | 0
| Power Strip_Com, E - Plug [Tier 1] | E | Yes | Lodging | Plug Loads | RET | 0 | 0 | 0 | 0 | 0 | 0 | 0 | 0 | 0 | 0
| Power Strip_Com, E - Plug [Tier 1] | E | Yes | Lodging | Plug Loads | REPL | 0 | 0 | 0 | 0 | 0 | 0 | 0 | 0 | 0 | 0
| Power Strip_Com, E - Plug [Tier 2] | E | Yes | Lodging | Plug Loads | NC | 18.8631 | 36.7928 | 53.9853 | 70.6916 | 86.3862 | 101.9805 | 117.3197 | 132.2266 | 128.2638 | 125.2123
| Power Strip_Com, E - Plug [Tier 2] | E | Yes | Lodging | Plug Loads | RET | 190.3645 | 359.2226 | 521.7952 | 669.0106 | 803.8304 | 929.5889 | 1044.191 | 1153.3645 | 1102.4328 | 1097.1043
| Power Strip_Com, E - Plug [Tier 2] | E | Yes | Lodging | Plug Loads | REPL | 242.035 | 432.0873 | 609.2512 | 761.4123 | 890.882 | 999.8699 | 1085.8859 | 1152.4913 | 1003.9744 | 931.9795
| Computer Power Management_Com, E - Plug | E | Yes | Lodging | Plug Loads | RET | 148.1106 | 293.486 | 448.3623 | 603.551 | 757.2489 | 763.8979 | 770.4634 | 771.2111 | 770.7115 | 768.1521
| Vending Machine Controls_Com, E - Plug [Non-Refrigerated] | E | No | Lodging | Plug Loads | RET | 49.7179 | 98.5177 | 150.5067 | 202.6006 | 254.1941 | 256.426 | 258.63 | 258.8809 | 258.7132 | 257.8541
| Vending Machine Controls_Com, E - Plug [Refrigerated] | E | Yes | Lodging | Plug Loads | RET | 149.1537 | 295.553 | 451.5202 | 607.8019 | 762.5822 | 769.278 | 775.8899 | 776.6428 | 776.1397 | 773.5622
| Ovens_Com, E - Cook | E | Yes | Lodging | Cooking | NC | 12.2261 | 23.8472 | 34.9904 | 45.8185 | 55.9909 | 66.0983 | 76.0404 | 85.7023 | 95.2633 | 104.7146
| Ovens_Com, E - Cook | E | Yes | Lodging | Cooking | REPL | 104.5828 | 207.2343 | 316.5946 | 426.1754 | 534.7034 | 643.9812 | 751.2688 | 861.1569 | 970.385 | 1077.1058
| Fryers_Com, E - Cook | E | Yes | Lodging | Cooking | NC | 2.0061 | 3.9129 | 5.7413 | 7.518 | 9.1871 | 10.8455 | 12.4768 | 14.0622 | 15.631 | 17.1817
| Fryers_Com, E - Cook | E | Yes | Lodging | Cooking | REPL | 17.1601 | 34.0033 | 51.9474 | 69.9276 | 87.735 | 105.6655 | 123.2694 | 141.3 | 159.2224 | 176.7333
| Griddles_Com, E - Cook | E | Yes | Lodging | Cooking | NC | 0.55952 | 1.0913 | 1.6013 | 2.0969 | 2.5624 | 3.0249 | 3.4799 | 3.9221 | 4.3597 | 4.7922
| Griddles_Com, E - Cook | E | Yes | Lodging | Cooking | REPL | 4.7862 | 9.4839 | 14.4887 | 19.5036 | 24.4703 | 29.4713 | 34.3813 | 39.4102 | 44.409 | 49.293
| Hot Food Holding Cabinet_Com, E - Cook | E | Yes | Lodging | Cooking | NC | 2.4347 | 4.7489 | 6.968 | 9.1243 | 11.15 | 13.1628 | 15.1427 | 17.0667 | 18.9707 | 20.8528
| Hot Food Holding Cabinet_Com, E - Cook | E | Yes | Lodging | Cooking | REPL | 20.8266 | 41.2686 | 63.0465 | 84.8684 | 106.4806 | 128.2422 | 149.6074 | 171.4905 | 193.2421 | 214.4944
| Steamers_Com, E - Cook | E | Yes | Lodging | Cooking | NC | 1.9115 | 3.7284 | 5.4706 | 7.1635 | 8.7539 | 10.3342 | 11.8886 | 13.3992 | 14.894 | 16.3717
| Steamers_Com, E - Cook | E | Yes | Lodging | Cooking | REPL | 16.3511 | 32.4002 | 49.4982 | 66.6307 | 83.5987 | 100.6838 | 117.4577 | 134.6383 | 151.7156 | 168.401
| ES Refrigerator and Freezer_Com, E - Refr | E | Yes | Lodging | Refrigeration | NC | 52.3604 | 102.1297 | 149.8527 | 196.2261 | 239.7912 | 283.0779 | 325.6567 | 367.0352 | 407.982 | 448.4592
| ES Refrigerator and Freezer_Com, E - Refr | E | Yes | Lodging | Refrigeration | REPL | 447.8947 | 887.5182 | 1355.873 | 1825.1723 | 2289.9632 | 2757.9649 | 3217.443 | 3688.0588 | 4155.8473 | 4612.8983
| Anti Sweat Heat Control_Com, E - Refr | E | Yes | Lodging | Refrigeration | NC | 4.497 | 8.7714 | 12.8701 | 16.8529 | 20.5945 | 24.3122 | 27.9691 | 31.5229 | 35.0397 | 38.5161
| Anti Sweat Heat Control_Com, E - Refr | E | Z | Lodging | Refrigeration | RET | 0 | 0 | 0 | 0 | 0 | 0 | 0 | 0 | 0 | 0
| Loading Dock Pit Seals_Com, E - Refr | E | No | Lodging | Refrigeration | NC | 1.2533 | 2.4446 | 3.5869 | 4.6969 | 5.7396 | 6.7757 | 7.7949 | 8.7853 | 9.7654 | 10.7343
| Loading Dock Pit Seals_Com, E - Refr | E | No | Lodging | Refrigeration | RET | 12.8649 | 25.4923 | 38.9449 | 52.4246 | 65.7749 | 79.2174 | 92.415 | 105.9326 | 119.3689 | 132.4968
| ECM Comp Cond Fan Motor_Com, E - Refr | E | Yes | Lodging | Refrigeration | NC | 2.4238 | 4.7276 | 6.9367 | 9.0834 | 11.1 | 13.1038 | 15.0748 | 16.9902 | 18.8857 | 20.7594
| ECM Comp Cond Fan Motor_Com, E - Refr | E | Z | Lodging | Refrigeration | RET | 0 | 0 | 0 | 0 | 0 | 0 | 0 | 0 | 0 | 0
| ECM Comp Cond Fan Motor_Com, E - Refr | E | Yes | Lodging | Refrigeration | REPL | 16.5866 | 29.6108 | 41.7518 | 52.1794 | 60.7855 | 67.718 | 72.8227 | 78.9492 | 85.9316 | 93.6259
| Evap Fan Motor Replacement_Com, E - Refr | E | Yes | Lodging | Refrigeration | NC | 4.5079 | 8.7927 | 12.9013 | 16.8938 | 20.6445 | 24.3712 | 28.0369 | 31.5994 | 35.1246 | 38.6094
| Evap Fan Motor Replacement_Com, E - Refr | E | Yes | Lodging | Refrigeration | RET | 72.711 | 137.3624 | 199.7566 | 256.3925 | 307.2052 | 353.5536 | 394.7752 | 434.0214 | 470.3532 | 503.4804
| Evap Fan Motor Replacement_Com, E - Refr | E | Yes | Lodging | Refrigeration | REPL | 30.8487 | 55.0719 | 77.6524 | 97.0461 | 113.0523 | 125.9457 | 135.4396 | 142.3462 | 146.4106 | 147.6455
| Evap Fan Speed Controls_Com, E - Refr | E | Yes | Lodging | Refrigeration | NC | 7.0694 | 13.789 | 20.2323 | 26.4934 | 32.3754 | 38.2197 | 43.9685 | 49.5552 | 55.0836 | 60.5486
| Evap Fan Speed Controls_Com, E - Refr | E | Yes | Lodging | Refrigeration | RET | 47.9585 | 95.0314 | 145.1807 | 195.4311 | 245.1988 | 295.3102 | 344.509 | 394.9004 | 444.9891 | 493.928
| LowHeat NoHeat Doors_Com, E - Refr | E | Yes | Lodging | Refrigeration | NC | 2.1162 | 4.1277 | 6.0564 | 7.9307 | 9.6914 | 11.4409 | 13.1617 | 14.8341 | 16.489 | 18.1249
| LowHeat NoHeat Doors_Com, E - Refr | E | Yes | Lodging | Refrigeration | RET | 19.5503 | 38.7395 | 59.1829 | 79.6674 | 99.9552 | 120.3831 | 140.439 | 160.981 | 181.3997 | 201.3496
| Refrigerated Vending Machine_Com, E - Refr | E | Yes | Lodging | Refrigeration | NC | 1.6719 | 3.261 | 4.7848 | 6.2655 | 7.6565 | 9.0387 | 10.3982 | 11.7195 | 13.0269 | 14.3193
| Refrigerated Vending Machine_Com, E - Refr | E | Yes | Lodging | Refrigeration | REPL | 12.2583 | 24.2902 | 37.1084 | 49.9525 | 62.6732 | 75.4817 | 88.057 | 100.9371 | 113.7398 | 126.2487
| Walk In Refrigeration_Com, E - Refr | E | Yes | Lodging | Refrigeration | NC | 16.3595 | 31.9095 | 46.8201 | 61.3091 | 74.9206 | 88.4452 | 101.7486 | 114.6769 | 127.4704 | 140.1171
| Refrigeration Tune Up_Com, E - Refr | E | Yes | Lodging | Refrigeration | RET | 68.5981 | 135.9294 | 207.6611 | 279.5375 | 350.7234 | 422.401 | 492.7732 | 496.2531 | 500.5668 | 498.8355
| ES Ice Machine_Com, E - Refr | E | Yes | Lodging | Refrigeration | NC | 6.2392 | 12.1696 | 17.8562 | 23.382 | 28.5731 | 33.7311 | 38.8047 | 43.7353 | 48.6145 | 53.4377
| ES Ice Machine_Com, E - Refr | E | Yes | Lodging | Refrigeration | REPL | 53.3704 | 105.7552 | 161.5636 | 217.4846 | 272.8683 | 328.6346 | 383.3853 | 439.4631 | 495.204 | 549.6655
| Walk In Cooler Retroft_Com, E - Refr | E | Yes | Lodging | Refrigeration | RET | 31.5466 | 62.5107 | 95.4984 | 128.5526 | 161.2892 | 194.2521 | 226.6145 | 259.7615 | 292.7093 | 324.9008
| Door Gasket Replacement_Com, E - Refr | E | Z | Lodging | Refrigeration | RET | 0 | 0 | 0 | 0 | 0 | 0 | 0 | 0 | 0 | 0
| EnergyStar Dehumidifier_Com, E - Appl | E | Yes | Lodging | Appliances | NC | 1.1351 | 2.2141 | 3.2486 | 4.254 | 5.1984 | 6.1368 | 7.0599 | 7.9569 | 8.8446 | 9.7221
| EnergyStar Dehumidifier_Com, E - Appl | E | Yes | Lodging | Appliances | REPL | 9.7099 | 19.2405 | 29.3939 | 39.5678 | 49.644 | 59.7898 | 69.7508 | 79.9532 | 90.0944 | 100.0028
| Clothes Washer Elec WH_Com, E - Appl [unit w/ elec dry - Washer] | E | Yes | Lodging | Appliances | NC | 9.3843 | 18.3042 | 26.8573 | 35.1686 | 42.9765 | 50.7346 | 58.3657 | 56.4724 | 55.0402 | 53.9636
| Clothes Washer Elec WH_Com, E - Appl [unit w/ elec dry - Washer] | E | Yes | Lodging | Appliances | REPL | 137.6122 | 272.6832 | 416.5816 | 560.7702 | 703.5737 | 847.3636 | 988.5347 | 995.5156 | 1004.1691 | 1000.6961
| Clothes Washer Elec WH_Com, E - Appl [unit w/ elec dry - Dryer] | E | Yes | Lodging | Appliances | NC | 1.3376 | 2.6089 | 3.828 | 5.0127 | 6.1255 | 7.2313 | 8.319 | 8.0491 | 7.845 | 7.6916
| Clothes Washer Elec WH_Com, E - Appl [unit w/ elec dry - Dryer] | E | Yes | Lodging | Appliances | REPL | 19.6142 | 38.8661 | 59.3763 | 79.9278 | 100.2819 | 120.7766 | 140.898 | 141.893 | 143.1264 | 142.6314
| Clothes Washer Elec WH_Com, E - HWat [unit w/ elec dry - Water Heater] | E | Yes | Lodging | Water Heating | NC | 2.6662 | 5.2004 | 7.6305 | 9.9918 | 12.2102 | 14.4143 | 16.5824 | 16.0445 | 15.6376 | 15.3317
| Clothes Washer Elec WH_Com, E - HWat [unit w/ elec dry - Water Heater] | E | Yes | Lodging | Water Heating | REPL | 39.0973 | 77.4727 | 118.356 | 159.3218 | 199.894 | 240.7465 | 280.855 | 282.8384 | 285.2969 | 284.3102
| Clothes Washer Elec WH_Com, E - Appl [unit w/ gas dry - Washer] | E | Yes | Lodging | Appliances | NC | 2.3461 | 4.576 | 6.7143 | 8.7921 | 10.7441 | 12.6836 | 14.5914 | 14.1181 | 13.7601 | 13.4909
| Clothes Washer Elec WH_Com, E - Appl [unit w/ gas dry - Washer] | E | Yes | Lodging | Appliances | REPL | 34.4031 | 68.1708 | 104.1454 | 140.1926 | 175.8934 | 211.8409 | 247.1337 | 248.8789 | 251.0423 | 250.174
| Clothes Washer Elec WH_Com, E - HWat [unit w/ gas dry - Water Heater] | E | Yes | Lodging | Water Heating | NC | 0.66655 | 1.3001 | 1.9076 | 2.498 | 3.0525 | 3.6036 | 4.1456 | 4.0111 | 3.9094 | 3.8329
| Clothes Washer Elec WH_Com, E - HWat [unit w/ gas dry - Water Heater] | E | Yes | Lodging | Water Heating | REPL | 9.7743 | 19.3682 | 29.589 | 39.8304 | 49.9735 | 60.1866 | 70.2138 | 70.7096 | 71.3242 | 71.0775
| Clothes Washer Elec WH_Com, E - Appl [unit w/ propane dry - Washer] | E | Yes | Lodging | Appliances | NC | 0.93843 | 1.8304 | 2.6857 | 3.5169 | 4.2977 | 5.0735 | 5.8366 | 5.6472 | 5.504 | 5.3964
| Clothes Washer Elec WH_Com, E - Appl [unit w/ propane dry - Washer] | E | Yes | Lodging | Appliances | REPL | 13.7612 | 27.2683 | 41.6582 | 56.077 | 70.3574 | 84.7364 | 98.8535 | 99.5516 | 100.4169 | 100.0696
| Clothes Washer Elec WH_Com, E - HWat [unit w/ propane dry - Water Heater] | E | Yes | Lodging | Water Heating | NC | 0.26662 | 0.52004 | 0.76305 | 0.99918 | 1.221 | 1.4414 | 1.6582 | 1.6045 | 1.5638 | 1.5332
| Clothes Washer Elec WH_Com, E - HWat [unit w/ propane dry - Water Heater] | E | Yes | Lodging | Water Heating | REPL | 3.9097 | 7.7473 | 11.8356 | 15.9322 | 19.9894 | 24.0747 | 28.0855 | 28.2838 | 28.5297 | 28.431
| Clothes Washer Gas WH_Com, E - Appl [unit w/ elec dry - Washer] | E | Yes | Lodging | Appliances | NC | 4.6921 | 9.1521 | 13.4286 | 17.5843 | 21.4883 | 25.3673 | 29.1829 | 28.2362 | 27.5201 | 26.9818
| Clothes Washer Gas WH_Com, E - Appl [unit w/ elec dry - Washer] | E | Yes | Lodging | Appliances | REPL | 68.8061 | 136.3416 | 208.2908 | 280.3851 | 351.7868 | 423.6818 | 494.2674 | 497.7578 | 502.0846 | 500.3481
| Clothes Washer Gas WH_Com, E - Appl [unit w/ elec dry - Dryer] | E | Yes | Lodging | Appliances | NC | 0.66878 | 1.3045 | 1.914 | 2.5063 | 3.0628 | 3.6157 | 4.1595 | 4.0246 | 3.9225 | 3.8458
| Clothes Washer Gas WH_Com, E - Appl [unit w/ elec dry - Dryer] | E | Yes | Lodging | Appliances | REPL | 9.8071 | 19.4331 | 29.6881 | 39.9639 | 50.1409 | 60.3883 | 70.449 | 70.9465 | 71.5632 | 71.3157
| Clothes Washer Gas WH_Com, E - Appl [unit w/ gas dry - Washer] | E | Yes | Lodging | Appliances | NC | 18.2993 | 35.6931 | 52.3717 | 68.5787 | 83.8042 | 98.9324 | 113.8132 | 110.1212 | 107.3284 | 105.2291
| Clothes Washer Gas WH_Com, E - Appl [unit w/ gas dry - Washer] | E | Yes | Lodging | Appliances | REPL | 268.3439 | 531.7322 | 812.3341 | 1093.502 | 1371.9687 | 1652.359 | 1927.6427 | 1941.2554 | 1958.1298 | 1951.3574
| Clothes Washer Gas WH_Com, E - Appl [unit w/ propane dry - Washer] | E | Yes | Lodging | Appliances | NC | 0.93843 | 1.8304 | 2.6857 | 3.5169 | 4.2977 | 5.0735 | 5.8366 | 5.6472 | 5.504 | 5.3964
| Clothes Washer Gas WH_Com, E - Appl [unit w/ propane dry - Washer] | E | Yes | Lodging | Appliances | REPL | 13.7612 | 27.2683 | 41.6582 | 56.077 | 70.3574 | 84.7364 | 98.8535 | 99.5516 | 100.4169 | 100.0696
| Clothes Washer Oil WH_Com, E - Appl [unit w/ elec dry - Washer] | E | Yes | Lodging | Appliances | NC | 5.6306 | 10.9825 | 16.1144 | 21.1011 | 25.7859 | 30.4407 | 35.0194 | 33.8834 | 33.0241 | 32.3782
| Clothes Washer Oil WH_Com, E - Appl [unit w/ elec dry - Washer] | E | Yes | Lodging | Appliances | REPL | 82.5673 | 163.6099 | 249.949 | 336.4621 | 422.1442 | 508.4182 | 593.1208 | 597.3094 | 602.5015 | 600.4177
| Clothes Washer Oil WH_Com, E - Appl [unit w/ elec dry - Dryer] | E | Yes | Lodging | Appliances | NC | 0.80254 | 1.5654 | 2.2968 | 3.0076 | 3.6753 | 4.3388 | 4.9914 | 4.8295 | 4.707 | 4.6149
| Clothes Washer Oil WH_Com, E - Appl [unit w/ elec dry - Dryer] | E | Yes | Lodging | Appliances | REPL | 11.7685 | 23.3197 | 35.6258 | 47.9567 | 60.1691 | 72.4659 | 84.5388 | 85.1358 | 85.8758 | 85.5788
| Clothes Washer Oil WH_Com, E - Appl [unit w/ gas dry - Washer] | E | Yes | Lodging | Appliances | NC | 0.93843 | 1.8304 | 2.6857 | 3.5169 | 4.2977 | 5.0735 | 5.8366 | 5.6472 | 5.504 | 5.3964
| Clothes Washer Oil WH_Com, E - Appl [unit w/ gas dry - Washer] | E | Yes | Lodging | Appliances | REPL | 13.7612 | 27.2683 | 41.6582 | 56.077 | 70.3574 | 84.7364 | 98.8535 | 99.5516 | 100.4169 | 100.0696
| Clothes Washer Oil WH_Com, E - Appl [unit w/ propane dry - Washer] | E | Yes | Lodging | Appliances | NC | 1.4076 | 2.7456 | 4.0286 | 5.2753 | 6.4465 | 7.6102 | 8.7549 | 8.4709 | 8.256 | 8.0945
| Clothes Washer Oil WH_Com, E - Appl [unit w/ propane dry - Washer] | E | Yes | Lodging | Appliances | REPL | 20.6418 | 40.9025 | 62.4872 | 84.1155 | 105.5361 | 127.1045 | 148.2802 | 149.3273 | 150.6254 | 150.1044
| Clothes Washer Propane WH_Com, E - Appl [unit w/ elec dry - Washer] | E | Yes | Lodging | Appliances | NC | 0.93843 | 1.8304 | 2.6857 | 3.5169 | 4.2977 | 5.0735 | 5.8366 | 5.6472 | 5.504 | 5.3964
| Clothes Washer Propane WH_Com, E - Appl [unit w/ elec dry - Washer] | E | Yes | Lodging | Appliances | REPL | 13.7612 | 27.2683 | 41.6582 | 56.077 | 70.3574 | 84.7364 | 98.8535 | 99.5516 | 100.4169 | 100.0696
| Clothes Washer Propane WH_Com, E - Appl [unit w/ elec dry - Dryer] | E | Yes | Lodging | Appliances | NC | 0.13376 | 0.26089 | 0.3828 | 0.50127 | 0.61255 | 0.72313 | 0.8319 | 0.80491 | 0.7845 | 0.76916
| Clothes Washer Propane WH_Com, E - Appl [unit w/ elec dry - Dryer] | E | Yes | Lodging | Appliances | REPL | 1.9614 | 3.8866 | 5.9376 | 7.9928 | 10.0282 | 12.0777 | 14.0898 | 14.1893 | 14.3126 | 14.2631
| Clothes Washer Propane WH_Com, E - Appl [unit w/ gas dry - Washer] | E | Yes | Lodging | Appliances | NC | 0.46921 | 0.91521 | 1.3429 | 1.7584 | 2.1488 | 2.5367 | 2.9183 | 2.8236 | 2.752 | 2.6982
| Clothes Washer Propane WH_Com, E - Appl [unit w/ gas dry - Washer] | E | Yes | Lodging | Appliances | REPL | 6.8806 | 13.6342 | 20.8291 | 28.0385 | 35.1787 | 42.3682 | 49.4267 | 49.7758 | 50.2085 | 50.0348
| Clothes Washer Propane WH_Com, E - Appl [unit w/ propane dry - Washer] | E | Yes | Lodging | Appliances | NC | 0.93843 | 1.8304 | 2.6857 | 3.5169 | 4.2977 | 5.0735 | 5.8366 | 5.6472 | 5.504 | 5.3964
| Clothes Washer Propane WH_Com, E - Appl [unit w/ propane dry - Washer] | E | Yes | Lodging | Appliances | REPL | 13.7612 | 27.2683 | 41.6582 | 56.077 | 70.3574 | 84.7364 | 98.8535 | 99.5516 | 100.4169 | 100.0696
| Ozone Laundry_Com, E - HWat | E | Yes | Lodging | Water Heating | RET | 47.4068 | 93.938 | 143.5104 | 193.1826 | 242.3777 | 291.9127 | 340.5455 | 390.3571 | 439.8695 | 488.2453
| Dishwasher_Com, E - Appl [Building w elec WH] | E | Yes | Lodging | Appliances | NC | 1.3706 | 2.6734 | 3.9226 | 5.1364 | 6.2768 | 7.4099 | 8.5244 | 9.6076 | 10.6794 | 11.7389
| Dishwasher_Com, E - Appl [Building w elec WH] | E | Yes | Lodging | Appliances | REPL | 11.1217 | 22.038 | 33.6678 | 45.321 | 56.8623 | 68.4833 | 79.8926 | 91.5785 | 103.1942 | 114.5433
| Dishwasher_Com, E - HWat [Building w elec WH] | E | Yes | Lodging | Water Heating | NC | 0.12126 | 0.23651 | 0.34703 | 0.45442 | 0.55531 | 0.65555 | 0.75416 | 0.84998 | 0.94481 | 1.0385
| Dishwasher_Com, E - HWat [Building w elec WH] | E | Yes | Lodging | Water Heating | REPL | 0.98394 | 1.9497 | 2.9786 | 4.0096 | 5.0306 | 6.0587 | 7.0681 | 8.102 | 9.1296 | 10.1337
| Dishwasher_Com, E - Appl [Building w gas WH] | E | Yes | Lodging | Appliances | NC | 3.4265 | 6.6834 | 9.8064 | 12.8411 | 15.692 | 18.5247 | 21.3111 | 24.0189 | 26.6985 | 29.3473
| Dishwasher_Com, E - Appl [Building w gas WH] | E | Yes | Lodging | Appliances | REPL | 27.8043 | 55.0951 | 84.1695 | 113.3026 | 142.1557 | 171.2082 | 199.7316 | 228.9463 | 257.9856 | 286.3583
| Dishwasher_Com, E - Appl [Building w oil WH] | E | Yes | Lodging | Appliances | NC | 0.34265 | 0.66834 | 0.98064 | 1.2841 | 1.5692 | 1.8525 | 2.1311 | 2.4019 | 2.6698 | 2.9347
| Dishwasher_Com, E - Appl [Building w oil WH] | E | Yes | Lodging | Appliances | REPL | 2.7804 | 5.5095 | 8.417 | 11.3303 | 14.2156 | 17.1208 | 19.9732 | 22.8946 | 25.7986 | 28.6358
| Dishwasher_Com, E - Appl [Building w propane WH] | E | Yes | Lodging | Appliances | NC | 0.34265 | 0.66834 | 0.98064 | 1.2841 | 1.5692 | 1.8525 | 2.1311 | 2.4019 | 2.6698 | 2.9347
| Dishwasher_Com, E - Appl [Building w propane WH] | E | Yes | Lodging | Appliances | REPL | 2.7804 | 5.5095 | 8.417 | 11.3303 | 14.2156 | 17.1208 | 19.9732 | 22.8946 | 25.7986 | 28.6358
| Faucet Aerator_Com, E - HWat | E | Yes | Lodging | Water Heating | RET | 4.8215 | 9.5539 | 14.5956 | 19.6475 | 24.6509 | 29.6888 | 34.6349 | 39.701 | 44.7366 | 49.6567
| Pre Rinse Sprayers_Com, E - HWat | E | Yes | Lodging | Water Heating | RET | 0.74936 | 1.4849 | 2.2685 | 2.3834 | 2.5032 | 2.5062 | 2.495 | 2.5041 | 2.5035 | 2.4985
| Heat Pump Water Heater_Com, E - HWat | E | Yes | Lodging | Water Heating | NC | 15.7476 | 30.7159 | 45.0687 | 59.0157 | 72.1181 | 85.1367 | 97.9424 | 110.3872 | 122.7021 | 134.8757
| Heat Pump Water Heater_Com, E - HWat | E | No | Lodging | Water Heating | RET | 156.7977 | 295.7713 | 429.4661 | 550.4359 | 658.6222 | 758.6277 | 848.8965 | 934.0326 | 1012.0862 | 1082.5508
| Heat Pump Water Heater_Com, E - HWat | E | Yes | Lodging | Water Heating | REPL | 161.6471 | 288.5767 | 406.8986 | 508.5219 | 592.3944 | 661.645 | 714.7098 | 753.7747 | 777.4104 | 785.658
| Clothes Dryer_Com, E - Appl | E | Yes | Lodging | Appliances | NC | 5.9945 | 11.6924 | 17.156 | 22.4651 | 27.4527 | 32.4084 | 37.283 | 42.0203 | 46.7081 | 51.3422
| Clothes Dryer_Com, E - Appl | E | Yes | Lodging | Appliances | RET | 58.5515 | 110.5531 | 160.6817 | 206.1318 | 246.8621 | 283.9712 | 316.9378 | 348.2002 | 377.0234 | 403.1947
| Clothes Dryer_Com, E - Appl | E | Yes | Lodging | Appliances | REPL | 43.9522 | 78.4646 | 110.6365 | 138.2681 | 161.0732 | 179.4433 | 192.9699 | 202.7391 | 208.3887 | 209.941
| Pnemautic to DDC_Com, E - TotE [Building w Elec Heat] | E | No | Lodging | Total Electric | RET | 59.4697 | 117.8412 | 180.0275 | 242.3392 | 304.0523 | 366.1918 | 427.1995 | 489.686 | 551.7971 | 612.4826
| Pnemautic to DDC_Com, E - TotE [Building w Gas Heat] | E | Yes | Lodging | Total Electric | RET | 62.9683 | 124.7737 | 190.6184 | 256.5959 | 321.9396 | 387.7346 | 452.3313 | 518.4939 | 584.259 | 648.5145
| Pnemautic to DDC_Com, E - TotE [Building w Oil Heat] | E | Yes | Lodging | Total Electric | RET | 16.942 | 33.5711 | 51.2871 | 69.0387 | 86.6198 | 104.3224 | 121.7026 | 139.504 | 157.1985 | 174.4869
| Pnemautic to DDC_Com, E - TotE [Building w Propane Heat] | E | Yes | Lodging | Total Electric | RET | 5.1058 | 10.1172 | 15.4562 | 20.806 | 26.1044 | 31.4393 | 36.6772 | 42.0419 | 47.3745 | 52.5846
| RCx_Com, E - TotE [Building w Elec Heat] | E | Yes | Lodging | Total Electric | RET | 204.1807 | 404.5907 | 618.0985 | 832.0369 | 1043.92 | 1257.2668 | 1466.7279 | 1681.2664 | 1690.3353 | 1698.28
| RCx_Com, E - TotE [Building w Gas Heat] | E | Yes | Lodging | Total Electric | RET | 416.9427 | 826.1857 | 1262.1745 | 1699.0427 | 2131.7139 | 2567.374 | 2995.0996 | 3433.1932 | 3451.7122 | 3467.9354
| RCx_Com, E - TotE [Building w Oil Heat] | E | Yes | Lodging | Total Electric | RET | 112.181 | 222.2904 | 339.5959 | 457.138 | 573.5509 | 690.768 | 805.8502 | 923.7221 | 928.7047 | 933.0697
| RCx_Com, E - TotE [Building w Propane Heat] | E | Yes | Lodging | Total Electric | RET | 33.8077 | 66.991 | 102.343 | 137.7664 | 172.8494 | 208.1748 | 242.8568 | 278.3795 | 279.8811 | 281.1965
| Commissioning_Com, E - TotE [Building w Elec Heat] | E | Yes | Lodging | Total Electric | NC | 0 | 0 | 0 | 0 | 0 | 0 | 0 | 0 | 0 | 0
| Commissioning_Com, E - TotE [Building w Gas Heat] | E | Yes | Lodging | Total Electric | NC | 0 | 0 | 0 | 0 | 0 | 0 | 0 | 0 | 0 | 0
| Commissioning_Com, E - TotE [Building w Oil Heat] | E | Yes | Lodging | Total Electric | NC | 0 | 0 | 0 | 0 | 0 | 0 | 0 | 0 | 0 | 0
| Commissioning_Com, E - TotE [Building w Propane Heat] | E | Yes | Lodging | Total Electric | NC | 0 | 0 | 0 | 0 | 0 | 0 | 0 | 0 | 0 | 0
| Integrated Building Design_Com, E - TotE [Building w Elec Heat] | E | Yes | Lodging | Total Electric | NC | 16.6611 | 32.4976 | 47.6831 | 62.4391 | 76.3015 | 90.0753 | 103.6239 | 116.7905 | 129.8198 | 142.6996
| Integrated Building Design_Com, E - TotE [Building w Gas Heat] | E | Yes | Lodging | Total Electric | NC | 34.0224 | 66.3611 | 97.3702 | 127.5024 | 155.8098 | 183.9364 | 211.6029 | 238.4895 | 265.0957 | 291.3966
| Integrated Building Design_Com, E - TotE [Building w Oil Heat] | E | Yes | Lodging | Total Electric | NC | 9.1539 | 17.8549 | 26.1981 | 34.3053 | 41.9216 | 49.4892 | 56.9331 | 64.1671 | 71.3256 | 78.4021
| Integrated Building Design_Com, E - TotE [Building w Propane Heat] | E | Yes | Lodging | Total Electric | NC | 2.7587 | 5.3809 | 7.8952 | 10.3385 | 12.6338 | 14.9144 | 17.1578 | 19.3379 | 21.4952 | 23.6278
| Deep Energy Retrofit_Com, E - TotE [Building w Elec Heat] | E | Yes | Lodging | Total Electric | RET | 59.9172 | 118.7279 | 181.3821 | 244.1627 | 306.3402 | 368.9472 | 430.4139 | 493.3707 | 555.9491 | 617.0912
| Deep Energy Retrofit_Com, E - TotE [Building w Gas Heat] | E | Yes | Lodging | Total Electric | RET | 122.3526 | 242.4457 | 370.3874 | 498.5871 | 625.5553 | 753.4005 | 878.9174 | 1007.4767 | 1135.2637 | 1260.1176
| Deep Energy Retrofit_Com, E - TotE [Building w Oil Heat] | E | Yes | Lodging | Total Electric | RET | 32.9197 | 65.2315 | 99.655 | 134.148 | 168.3096 | 202.7071 | 236.4782 | 271.0679 | 305.4498 | 339.0425
| Deep Energy Retrofit_Com, E - TotE [Building w Propane Heat] | E | Yes | Lodging | Total Electric | RET | 9.9209 | 19.6586 | 30.0328 | 40.4278 | 50.723 | 61.0893 | 71.2668 | 81.691 | 92.0525 | 102.1763
| EMS_Com, E - TotE [Building w Elec Heat] | E | Yes | Lodging | Total Electric | NC | 30.3055 | 59.1112 | 86.7326 | 113.573 | 138.7878 | 163.8416 | 188.4856 | 212.4349 | 236.1343 | 259.562
| EMS_Com, E - TotE [Building w Elec Heat] | E | Yes | Lodging | Total Electric | RET | 379.3426 | 751.6799 | 1148.3511 | 1545.8223 | 1939.475 | 2335.8472 | 2725.0003 | 3123.5864 | 3519.778 | 3906.8754
| EMS_Com, E - TotE [Building w Gas Heat] | E | Yes | Lodging | Total Electric | NC | 61.8846 | 120.7068 | 177.1105 | 231.9192 | 283.4086 | 334.5691 | 384.8929 | 433.798 | 482.1929 | 530.0328
| EMS_Com, E - TotE [Building w Gas Heat] | E | Yes | Lodging | Total Electric | RET | 774.6283 | 1534.9515 | 2344.9652 | 3156.6125 | 3960.4625 | 4769.8655 | 5564.5271 | 6378.4512 | 7187.4855 | 7977.9493
| EMS_Com, E - TotE [Building w Oil Heat] | E | Yes | Lodging | Total Electric | NC | 16.6504 | 32.4769 | 47.6527 | 62.3993 | 76.2529 | 90.0179 | 103.5578 | 116.7161 | 129.737 | 142.6086
| EMS_Com, E - TotE [Building w Oil Heat] | E | Yes | Lodging | Total Electric | RET | 208.4186 | 412.9883 | 630.9275 | 849.3063 | 1065.5871 | 1283.3621 | 1497.1707 | 1716.1621 | 1933.8378 | 2146.517
| EMS_Com, E - TotE [Building w Propane Heat] | E | Yes | Lodging | Total Electric | NC | 5.0179 | 9.7875 | 14.361 | 18.8051 | 22.9801 | 27.1284 | 31.2089 | 35.1744 | 39.0985 | 42.9776
| EMS_Com, E - TotE [Building w Propane Heat] | E | Yes | Lodging | Total Electric | RET | 62.8105 | 124.4611 | 190.1408 | 255.953 | 321.1329 | 386.7631 | 451.198 | 517.1948 | 582.7951 | 646.8897
| VFDs on HVAC Pumps_Com, E - Oth | E | Yes | Lodging | Other | RET | 118.6041 | 235.018 | 359.04 | 483.3121 | 606.3904 | 611.7148 | 616.9724 | 617.5711 | 617.171 | 615.1215
| ECM Circulators_Com, E - Oth | E | Yes | Lodging | Other | RET | 142.4474 | 282.2642 | 431.2187 | 580.4736 | 728.2946 | 877.1368 | 1023.2682 | 1172.9417 | 1321.7161 | 1467.0756
| Motors_Com, E - Oth | E | Yes | Lodging | Other | NC | 3.4709 | 6.77 | 9.9334 | 13.0074 | 15.8952 | 18.7646 | 21.5871 | 24.33 | 27.0442 | 29.7274
| Motors_Com, E - Oth | E | No | Lodging | Other | RET | 105.8151 | 199.3938 | 289.2186 | 370.3139 | 442.6788 | 436.9985 | 431.9901 | 425.2783 | 419.0752 | 413.1969
| Motors_Com, E - Oth | E | Yes | Lodging | Other | REPL | 23.752 | 42.4027 | 59.7885 | 74.7208 | 87.0448 | 96.9721 | 104.282 | 109.3288 | 111.9197 | 112.0813
| Ext Area Ltg_Com, E - ExtL | E | Yes | Lodging | Exterior Lighting | NC | 12.6515 | 24.6769 | 36.2078 | 47.4127 | 57.939 | 68.3981 | 78.6861 | 88.684 | 98.5777 | 108.3579
| Ext Area Ltg_Com, E - ExtL | E | Yes | Lodging | Exterior Lighting | RET | 64.9329 | 125.48 | 186.759 | 245.0913 | 299.9747 | 362.7541 | 429.3663 | 497.5932 | 565.4102 | 631.6705
| Ext Area Ltg_Com, E - ExtL | E | Yes | Lodging | Exterior Lighting | REPL | 113.7625 | 203.0918 | 286.3632 | 357.8827 | 416.9097 | 482.468 | 552.8444 | 631.0845 | 714.9754 | 802.9209
| Street Ltg_Com, E - ExtL | E | Yes | Lodging | Exterior Lighting | NC | 2.355 | 4.5934 | 6.7398 | 8.8255 | 10.7849 | 12.7318 | 14.6468 | 16.5078 | 18.3495 | 20.17
| Street Ltg_Com, E - ExtL | E | Yes | Lodging | Exterior Lighting | RET | 12.0868 | 23.3571 | 34.7637 | 45.6218 | 55.8379 | 67.5238 | 79.9232 | 92.6231 | 105.2467 | 117.5805
| Street Ltg_Com, E - ExtL | E | Yes | Lodging | Exterior Lighting | REPL | 21.176 | 37.8039 | 53.3043 | 66.617 | 77.6045 | 89.8076 | 102.9076 | 117.4714 | 133.087 | 149.4574
| Ext Ltg Ctrls_Com, E - ExtL | E | Yes | Lodging | Exterior Lighting | RET | 78.099 | 154.7558 | 236.4224 | 318.2537 | 399.2989 | 480.9039 | 561.0227 | 643.0836 | 646.5524 | 649.5912
| Ext Ltg Dsgn_Com, E - ExtL | E | Yes | Lodging | Exterior Lighting | NC | 1.5217 | 2.968 | 4.3549 | 5.7026 | 6.9687 | 8.2267 | 9.4641 | 10.6666 | 11.8566 | 13.0329
| Ext Ltg Dsgn_Com, E - ExtL | E | Yes | Lodging | Exterior Lighting | REPL | 10.4132 | 20.6341 | 31.523 | 42.4338 | 53.2398 | 64.1205 | 74.803 | 85.7445 | 96.6202 | 107.2463
| Int Ltg Ctrls_Com, E - IntL [No Heat] | E | Yes | Lodging | Interior Lighting | RET | 269.2329 | 533.4939 | 815.0255 | 1097.1249 | 1376.5142 | 1657.8335 | 1934.0292 | 2216.9199 | 2228.8782 | 2239.3541
| Int Ltg Ctrls_Com, E - IntL [Electric Heat] | E | Yes | Lodging | Interior Lighting | RET | 118.8931 | 235.5906 | 359.9148 | 484.4898 | 607.868 | 732.0984 | 854.0663 | 978.9907 | 984.2715 | 988.8976
| Int Ltg Ctrls_Com, E/G - IntL | E | Yes | Lodging | Interior Lighting | RET | 388.6185 | 770.0603 | 1176.4311 | 1583.6215 | 1986.9 | 2392.9644 | 2791.6332 | 3199.9658 | 3217.2267 | 3232.3478
| Int Ltg Ctrls_Com, E/O - IntL | E | Yes | Lodging | Interior Lighting | RET | 31.8133 | 63.0391 | 96.3056 | 129.6393 | 162.6527 | 195.8941 | 228.5302 | 261.9573 | 263.3703 | 264.6082
| Int Ltg Ctrls_Com, E/P - IntL | E | Yes | Lodging | Interior Lighting | RET | 99.4524 | 197.0682 | 301.0637 | 405.2688 | 508.4729 | 612.39 | 714.4144 | 818.9119 | 823.3292 | 827.1989
| Exit Sign RetFit_Com, E - IntL [No Heat] | E | Yes | Lodging | Interior Lighting | RET | 12.9268 | 25.6149 | 39.1322 | 52.6768 | 66.0913 | 79.5984 | 92.8595 | 106.4421 | 119.9431 | 133.1341
| Exit Sign RetFit_Com, E - IntL [Electric Heat] | E | Yes | Lodging | Interior Lighting | RET | 6.1007 | 12.0888 | 18.4682 | 24.8604 | 31.1913 | 37.5659 | 43.8244 | 50.2346 | 56.6063 | 62.8317
| Exit Sign RetFit_Com, E/G - IntL | E | Yes | Lodging | Interior Lighting | RET | 19.067 | 37.782 | 57.72 | 77.6982 | 97.4846 | 117.4076 | 136.9677 | 157.002 | 176.9159 | 196.3727
| Exit Sign RetFit_Com, E/O - IntL | E | Yes | Lodging | Interior Lighting | RET | 1.5556 | 3.0824 | 4.7091 | 6.339 | 7.9532 | 9.5787 | 11.1745 | 12.809 | 14.4336 | 16.021
| Exit Sign RetFit_Com, E/P - IntL | E | No | Lodging | Interior Lighting | RET | 4.8585 | 9.6272 | 14.7076 | 19.7983 | 24.8401 | 29.9166 | 34.9008 | 40.0057 | 45.08 | 50.0378
| LED HiLo Bay_Com, E - IntL [No Heat] | E | Yes | Lodging | Interior Lighting | NC | 0.27483 | 0.53607 | 0.78656 | 1.03 | 1.2586 | 1.4858 | 1.7093 | 1.9265 | 2.1414 | 2.3539
| LED HiLo Bay_Com, E - IntL [No Heat] | E | Yes | Lodging | Interior Lighting | RET | 2.8211 | 5.4037 | 7.9698 | 10.3679 | 12.5831 | 14.6634 | 16.5682 | 18.3879 | 20.0748 | 21.777
| LED HiLo Bay_Com, E - IntL [No Heat] | E | Yes | Lodging | Interior Lighting | REPL | 1.4681 | 2.6209 | 3.6956 | 4.6185 | 5.3803 | 5.9939 | 6.4457 | 6.7542 | 6.9076 | 6.9934
| LED HiLo Bay_Com, E - IntL [Electric Heat] | E | Yes | Lodging | Interior Lighting | NC | 0.12141 | 0.23682 | 0.34748 | 0.45501 | 0.55603 | 0.6564 | 0.75513 | 0.85108 | 0.94603 | 1.0399
| LED HiLo Bay_Com, E - IntL [Electric Heat] | E | Yes | Lodging | Interior Lighting | RET | 1.2463 | 2.3872 | 3.5208 | 4.5802 | 5.5588 | 6.4778 | 7.3193 | 8.1232 | 8.8684 | 9.6204
| LED HiLo Bay_Com, E - IntL [Electric Heat] | E | Yes | Lodging | Interior Lighting | REPL | 0.64857 | 1.1578 | 1.6326 | 2.0403 | 2.3768 | 2.6479 | 2.8475 | 2.9838 | 3.0515 | 3.0895
| LED HiLo Bay_Com, E/G - IntL | E | Yes | Lodging | Interior Lighting | NC | 0.39825 | 0.7768 | 1.1398 | 1.4925 | 1.8239 | 2.1531 | 2.4769 | 2.7917 | 3.1031 | 3.411
| LED HiLo Bay_Com, E/G - IntL | E | Yes | Lodging | Interior Lighting | RET | 4.088 | 7.8304 | 11.5488 | 15.0239 | 18.2338 | 21.2483 | 24.0085 | 26.6454 | 29.0898 | 31.5564
| LED HiLo Bay_Com, E/G - IntL | E | Yes | Lodging | Interior Lighting | REPL | 2.1274 | 3.7979 | 5.3551 | 6.6926 | 7.7964 | 8.6856 | 9.3403 | 9.7874 | 10.0096 | 10.134
| LED HiLo Bay_Com, E/O - IntL | E | No | Lodging | Interior Lighting | NC | 0.032491 | 0.063375 | 0.092989 | 0.12177 | 0.1488 | 0.17566 | 0.20208 | 0.22776 | 0.25317 | 0.27828
| LED HiLo Bay_Com, E/O - IntL | E | No | Lodging | Interior Lighting | RET | 0.33352 | 0.63884 | 0.94221 | 1.2257 | 1.4876 | 1.7335 | 1.9587 | 2.1739 | 2.3733 | 2.5745
| LED HiLo Bay_Com, E/O - IntL | E | No | Lodging | Interior Lighting | REPL | 0.17356 | 0.30985 | 0.4369 | 0.54601 | 0.63607 | 0.70861 | 0.76203 | 0.7985 | 0.81663 | 0.82678
| LED HiLo Bay_Com, E/P - IntL | E | No | Lodging | Interior Lighting | NC | 0.10148 | 0.19794 | 0.29043 | 0.3803 | 0.46474 | 0.54863 | 0.63115 | 0.71135 | 0.79071 | 0.86915
| LED HiLo Bay_Com, E/P - IntL | E | No | Lodging | Interior Lighting | RET | 1.0417 | 1.9953 | 2.9428 | 3.8282 | 4.6462 | 5.4143 | 6.1176 | 6.7895 | 7.4124 | 8.0409
| LED HiLo Bay_Com, E/P - IntL | E | No | Lodging | Interior Lighting | REPL | 0.54209 | 0.96775 | 1.3645 | 1.7053 | 1.9866 | 2.2132 | 2.38 | 2.4939 | 2.5505 | 2.5822
| Repl Scre_Com, E - IntL [No Heat] | E | Yes | Lodging | Interior Lighting | NC | 47.8518 | 93.3356 | 45.4838 | 0 | 0 | 0 | 0 | 0 | 0 | 0
| Repl Scre_Com, E - IntL [No Heat] | E | Yes | Lodging | Interior Lighting | RET | 97.9691 | 194.129 | 96.1599 | 0 | 0 | 0 | 0 | 0 | 0 | 0
| Repl Scre_Com, E - IntL [No Heat] | E | Yes | Lodging | Interior Lighting | REPL | 2455.9655 | 4866.5764 | 2410.6109 | 0 | 0 | 0 | 0 | 0 | 0 | 0
| Repl Scre_Com, E - IntL [Electric Heat] | E | Yes | Lodging | Interior Lighting | NC | 22.5833 | 44.049 | 21.4657 | 0 | 0 | 0 | 0 | 0 | 0 | 0
| Repl Scre_Com, E - IntL [Electric Heat] | E | Yes | Lodging | Interior Lighting | RET | 46.2358 | 91.6178 | 45.382 | 0 | 0 | 0 | 0 | 0 | 0 | 0
| Repl Scre_Com, E - IntL [Electric Heat] | E | Yes | Lodging | Interior Lighting | REPL | 1159.0752 | 2296.7457 | 1137.6704 | 0 | 0 | 0 | 0 | 0 | 0 | 0
| Repl Scre_Com, E/G - IntL | E | Yes | Lodging | Interior Lighting | NC | 70.5813 | 137.6699 | 67.0885 | 0 | 0 | 0 | 0 | 0 | 0 | 0
| Repl Scre_Com, E/G - IntL | E | Yes | Lodging | Interior Lighting | RET | 144.5044 | 286.3401 | 141.8358 | 0 | 0 | 0 | 0 | 0 | 0 | 0
| Repl Scre_Com, E/G - IntL | E | Yes | Lodging | Interior Lighting | REPL | 3622.5471 | 7178.1961 | 3555.649 | 0 | 0 | 0 | 0 | 0 | 0 | 0
| Repl Scre_Com, E/O - IntL | E | Yes | Lodging | Interior Lighting | NC | 5.7584 | 11.2318 | 5.4734 | 0 | 0 | 0 | 0 | 0 | 0 | 0
| Repl Scre_Com, E/O - IntL | E | Yes | Lodging | Interior Lighting | RET | 11.7893 | 23.361 | 11.5716 | 0 | 0 | 0 | 0 | 0 | 0 | 0
| Repl Scre_Com, E/O - IntL | E | Yes | Lodging | Interior Lighting | REPL | 295.5445 | 585.6311 | 290.0866 | 0 | 0 | 0 | 0 | 0 | 0 | 0
| Repl Scre_Com, E/P - IntL | E | No | Lodging | Interior Lighting | NC | 17.9848 | 35.0797 | 17.0948 | 0 | 0 | 0 | 0 | 0 | 0 | 0
| Repl Scre_Com, E/P - IntL | E | No | Lodging | Interior Lighting | RET | 36.8212 | 72.9624 | 36.1412 | 0 | 0 | 0 | 0 | 0 | 0 | 0
| Repl Scre_Com, E/P - IntL | E | No | Lodging | Interior Lighting | REPL | 923.0617 | 1829.0772 | 906.0154 | 0 | 0 | 0 | 0 | 0 | 0 | 0
| Lin LED Fixture_Com, E - IntL [No Heat] | E | Yes | Lodging | Interior Lighting | NC | 2.808 | 5.477 | 8.0362 | 10.5231 | 12.8594 | 15.1808 | 17.4642 | 19.6832 | 21.8791 | 24.0498
| Lin LED Fixture_Com, E - IntL [No Heat] | E | No | Lodging | Interior Lighting | RET | 25.9698 | 49.4676 | 72.5443 | 93.8602 | 113.3211 | 131.3848 | 147.7333 | 163.1692 | 178.4744 | 193.394
| Lin LED Fixture_Com, E - IntL [No Heat] | E | Yes | Lodging | Interior Lighting | REPL | 17.369 | 31.0075 | 43.7212 | 54.6406 | 63.6527 | 70.9122 | 76.2577 | 79.9077 | 82.4984 | 84.0161
| Lin LED Fixture_Com, E - IntL [Electric Heat] | E | Yes | Lodging | Interior Lighting | NC | 1.3252 | 2.5848 | 3.7926 | 4.9663 | 6.0689 | 7.1645 | 8.2421 | 9.2893 | 10.3257 | 11.3501
| Lin LED Fixture_Com, E - IntL [Electric Heat] | E | No | Lodging | Interior Lighting | RET | 12.2563 | 23.3459 | 34.2368 | 44.2966 | 53.4811 | 62.0061 | 69.7217 | 77.0065 | 84.2297 | 91.2709
| Lin LED Fixture_Com, E - IntL [Electric Heat] | E | Yes | Lodging | Interior Lighting | REPL | 8.1972 | 14.6338 | 20.6339 | 25.7873 | 30.0404 | 33.4665 | 35.9893 | 37.7118 | 38.9345 | 39.6508
| Lin LED Fixture_Com, E/G - IntL | E | Yes | Lodging | Interior Lighting | NC | 4.1417 | 8.0785 | 11.8534 | 15.5216 | 18.9676 | 22.3916 | 25.7596 | 29.0327 | 32.2716 | 35.4734
| Lin LED Fixture_Com, E/G - IntL | E | No | Lodging | Interior Lighting | RET | 38.3054 | 72.9646 | 107.0028 | 138.4437 | 167.1485 | 193.7925 | 217.9065 | 240.6745 | 263.2496 | 285.256
| Lin LED Fixture_Com, E/G - IntL | E | Yes | Lodging | Interior Lighting | REPL | 25.6192 | 45.7361 | 64.4888 | 80.5949 | 93.8877 | 104.5954 | 112.48 | 117.8637 | 121.6851 | 123.9237
| Lin LED Fixture_Com, E/O - IntL | E | No | Lodging | Interior Lighting | NC | 0.3379 | 0.65908 | 0.96706 | 1.2663 | 1.5475 | 1.8268 | 2.1016 | 2.3686 | 2.6329 | 2.8941
| Lin LED Fixture_Com, E/O - IntL | E | No | Lodging | Interior Lighting | RET | 3.1251 | 5.9528 | 8.7298 | 11.2949 | 13.6368 | 15.8105 | 17.7778 | 19.6354 | 21.4771 | 23.2725
| Lin LED Fixture_Com, E/O - IntL | E | No | Lodging | Interior Lighting | REPL | 2.0901 | 3.7314 | 5.2613 | 6.5753 | 7.6598 | 8.5334 | 9.1766 | 9.6159 | 9.9276 | 10.1103
| Lin LED Fixture_Com, E/P - IntL | E | No | Lodging | Interior Lighting | NC | 1.0554 | 2.0585 | 3.0204 | 3.9551 | 4.8331 | 5.7056 | 6.5638 | 7.3978 | 8.2231 | 9.039
| Lin LED Fixture_Com, E/P - IntL | E | No | Lodging | Interior Lighting | RET | 9.7606 | 18.5921 | 27.2654 | 35.2768 | 42.5911 | 49.3803 | 55.5248 | 61.3263 | 67.0787 | 72.6861
| Lin LED Fixture_Com, E/P - IntL | E | No | Lodging | Interior Lighting | REPL | 6.528 | 11.654 | 16.4324 | 20.5364 | 23.9235 | 26.652 | 28.661 | 30.0329 | 31.0066 | 31.577
| LED Tube Repl_Com, E - IntL [No Heat] | E | Yes | Lodging | Interior Lighting | RET | 163.3891 | 311.2254 | 456.4128 | 590.5215 | 712.9601 | 837.9044 | 962.0755 | 1090.675 | 1219.8017 | 1347.1351
| LED Tube Repl_Com, E - IntL [No Heat] | E | Yes | Lodging | Interior Lighting | REPL | 160.48 | 286.4931 | 403.9607 | 504.8503 | 588.1172 | 666.2863 | 737.4619 | 804.6579 | 865.7798 | 919.9583
| LED Tube Repl_Com, E - IntL [Electric Heat] | E | Yes | Lodging | Interior Lighting | RET | 77.1103 | 146.8806 | 215.4007 | 278.6924 | 336.4764 | 395.4429 | 454.0446 | 514.7362 | 575.6766 | 635.7707
| LED Tube Repl_Com, E - IntL [Electric Heat] | E | Yes | Lodging | Interior Lighting | REPL | 75.7374 | 135.2084 | 190.6464 | 238.2605 | 277.5577 | 314.449 | 348.0398 | 379.7525 | 408.5985 | 434.1677
| LED Tube Repl_Com, E/G - IntL | E | Yes | Lodging | Interior Lighting | RET | 240.9987 | 459.0572 | 673.2084 | 871.0188 | 1051.6155 | 1235.9083 | 1419.0606 | 1608.7448 | 1799.2065 | 1987.0232
| LED Tube Repl_Com, E/G - IntL | E | Yes | Lodging | Interior Lighting | REPL | 236.7079 | 422.5772 | 595.8417 | 744.6538 | 867.4724 | 982.7717 | 1087.7556 | 1186.8698 | 1277.0245 | 1356.9378
| LED Tube Repl_Com, E/O - IntL | E | Yes | Lodging | Interior Lighting | RET | 19.6618 | 37.4521 | 54.9235 | 71.0618 | 85.7958 | 100.8312 | 115.7737 | 131.249 | 146.7877 | 162.1107
| LED Tube Repl_Com, E/O - IntL | E | Yes | Lodging | Interior Lighting | REPL | 19.3117 | 34.4758 | 48.6116 | 60.7524 | 70.7725 | 80.1791 | 88.7442 | 96.8304 | 104.1857 | 110.7054
| LED Tube Repl_Com, E/P - IntL | E | Yes | Lodging | Interior Lighting | RET | 61.4089 | 116.9724 | 171.5403 | 221.9444 | 267.9623 | 314.922 | 361.591 | 409.9245 | 458.4561 | 506.3137
| LED Tube Repl_Com, E/P - IntL | E | Yes | Lodging | Interior Lighting | REPL | 60.3156 | 107.6769 | 151.8265 | 189.7453 | 221.0408 | 250.4202 | 277.1712 | 302.4265 | 325.3988 | 345.7615
| Repl pin CFL wLED_Com, E - IntL [No Heat] | E | Yes | Lodging | Interior Lighting | RET | 7.3428 | 14.0894 | 20.8174 | 27.1281 | 32.9787 | 39.3321 | 45.9948 | 53.2264 | 60.7936 | 68.2865
| Repl pin CFL wLED_Com, E - IntL [No Heat] | E | Yes | Lodging | Interior Lighting | REPL | 20.9509 | 37.402 | 52.7376 | 65.9088 | 76.7794 | 87.9296 | 99.0775 | 110.7013 | 122.4597 | 134.1479
| Repl pin CFL wLED_Com, E - IntL [Electric Heat] | E | Yes | Lodging | Interior Lighting | RET | 3.4654 | 6.6494 | 9.8246 | 12.8029 | 15.5641 | 18.5625 | 21.7069 | 25.1198 | 28.6911 | 32.2273
| Repl pin CFL wLED_Com, E - IntL [Electric Heat] | E | Yes | Lodging | Interior Lighting | REPL | 9.8876 | 17.6516 | 24.8891 | 31.1052 | 36.2355 | 41.4978 | 46.7589 | 52.2447 | 57.794 | 63.3101
| Repl pin CFL wLED_Com, E/G - IntL | E | Yes | Lodging | Interior Lighting | RET | 10.8306 | 20.7818 | 30.7057 | 40.014 | 48.6436 | 58.0149 | 67.8423 | 78.5088 | 89.6705 | 100.7225
| Repl pin CFL wLED_Com, E/G - IntL | E | Yes | Lodging | Interior Lighting | REPL | 30.9025 | 55.168 | 77.7879 | 97.2155 | 113.2496 | 129.6961 | 146.1393 | 163.2844 | 180.628 | 197.868
| Repl pin CFL wLED_Com, E/O - IntL | E | No | Lodging | Interior Lighting | RET | 0.88361 | 1.6955 | 2.5051 | 3.2645 | 3.9686 | 4.7331 | 5.5349 | 6.4051 | 7.3157 | 8.2174
| Repl pin CFL wLED_Com, E/O - IntL | E | No | Lodging | Interior Lighting | REPL | 2.5212 | 4.5009 | 6.3463 | 7.9313 | 9.2394 | 10.5812 | 11.9227 | 13.3215 | 14.7365 | 16.143
| Repl pin CFL wLED_Com, E/P - IntL | E | No | Lodging | Interior Lighting | RET | 2.7598 | 5.2954 | 7.8241 | 10.196 | 12.3949 | 14.7828 | 17.2869 | 20.0048 | 22.8489 | 25.6651
| Repl pin CFL wLED_Com, E/P - IntL | E | No | Lodging | Interior Lighting | REPL | 7.8743 | 14.0574 | 19.8211 | 24.7715 | 28.8571 | 33.0479 | 37.2378 | 41.6065 | 46.0258 | 50.4188
| Refrig Case LED_Com, E - IntL | E | Yes | Lodging | Interior Lighting | NC | 3.7326 | 7.2806 | 10.6826 | 13.9885 | 17.0941 | 20.1799 | 23.2152 | 26.165 | 29.084 | 31.9695
| Refrig Case LED_Com, E - IntL | E | Yes | Lodging | Interior Lighting | RET | 19.1576 | 37.0211 | 55.1006 | 72.3108 | 88.5034 | 103.9926 | 118.4394 | 132.4965 | 147.8547 | 164.1465
| Refrig Case LED_Com, E - IntL | E | Yes | Lodging | Interior Lighting | REPL | 23.9469 | 42.7507 | 60.2793 | 75.3341 | 87.7593 | 97.7681 | 105.138 | 110.1703 | 115.2766 | 120.3676
| Refrig Case Ctrls_Com, E - IntL | E | No | Lodging | Interior Lighting | RET | 15.0045 | 29.7319 | 45.4218 | 61.1434 | 76.7139 | 92.392 | 107.7846 | 123.5502 | 124.2167 | 124.8005
| Stair Occ Sensor_Com, E - IntL [No Heat] | E | Yes | Lodging | Interior Lighting | NC | 1.8824 | 3.6716 | 5.3872 | 7.0544 | 8.6206 | 10.1767 | 11.7074 | 13.195 | 14.6671 | 16.1222
| Stair Occ Sensor_Com, E - IntL [No Heat] | E | Yes | Lodging | Interior Lighting | RET | 14.4917 | 28.7159 | 43.8696 | 59.0539 | 74.0923 | 89.2346 | 104.1011 | 119.328 | 134.4634 | 149.2514
| Stair Occ Sensor_Com, E - IntL [Electric Heat] | E | Yes | Lodging | Interior Lighting | NC | 0.88837 | 1.7328 | 2.5425 | 3.3293 | 4.0684 | 4.8028 | 5.5252 | 6.2273 | 6.922 | 7.6088
| Stair Occ Sensor_Com, E - IntL [Electric Heat] | E | Yes | Lodging | Interior Lighting | RET | 6.8393 | 13.5522 | 20.7039 | 27.8701 | 34.9673 | 42.1136 | 49.1298 | 56.316 | 63.459 | 70.4381
| Stair Occ Sensor_Com, E/G - IntL | E | Yes | Lodging | Interior Lighting | NC | 2.7765 | 5.4156 | 7.9462 | 10.4052 | 12.7153 | 15.0107 | 17.2685 | 19.4626 | 21.6339 | 23.7803
| Stair Occ Sensor_Com, E/G - IntL | E | Yes | Lodging | Interior Lighting | RET | 21.3753 | 42.3559 | 64.7076 | 87.1044 | 109.2861 | 131.621 | 153.5491 | 176.0087 | 198.3334 | 220.1457
| Stair Occ Sensor_Com, E/O - IntL | E | No | Lodging | Interior Lighting | NC | 0.22652 | 0.44183 | 0.64829 | 0.84891 | 1.0374 | 1.2246 | 1.4088 | 1.5879 | 1.765 | 1.9401
| Stair Occ Sensor_Com, E/O - IntL | E | No | Lodging | Interior Lighting | RET | 1.7439 | 3.4556 | 5.2792 | 7.1064 | 8.9161 | 10.7383 | 12.5273 | 14.3596 | 16.181 | 17.9605
| Stair Occ Sensor_Com, E/P - IntL | E | No | Lodging | Interior Lighting | NC | 0.70748 | 1.3799 | 2.0248 | 2.6514 | 3.24 | 3.8249 | 4.4002 | 4.9593 | 5.5125 | 6.0595
| Stair Occ Sensor_Com, E/P - IntL | E | No | Lodging | Interior Lighting | RET | 5.4466 | 10.7927 | 16.4882 | 22.1951 | 27.8472 | 33.5384 | 39.1259 | 44.8488 | 50.5374 | 56.0954
| Int Delamping_Com, E - IntL [No Heat] | E | Yes | Lodging | Interior Lighting | RET | 1.3633 | 2.7015 | 4.1271 | 5.5556 | 6.9703 | 8.3949 | 9.7934 | 11.2259 | 12.6498 | 14.041
| Int Delamping_Com, E - IntL [Electric Heat] | E | Yes | Lodging | Interior Lighting | RET | 0.64341 | 1.2749 | 1.9477 | 2.6219 | 3.2896 | 3.9619 | 4.6219 | 5.298 | 5.97 | 6.6265
| Int Delamping_Com, E/G - IntL | E | Yes | Lodging | Interior Lighting | RET | 2.0109 | 3.9847 | 6.0874 | 8.1945 | 10.2812 | 12.3824 | 14.4453 | 16.5582 | 18.6585 | 20.7105
| Int Delamping_Com, E/O - IntL | E | Yes | Lodging | Interior Lighting | RET | 0.16406 | 0.32509 | 0.49664 | 0.66854 | 0.83879 | 1.0102 | 1.1785 | 1.3509 | 1.5222 | 1.6897
| Int Delamping_Com, E/P - IntL | E | Yes | Lodging | Interior Lighting | RET | 0.5124 | 1.0153 | 1.5511 | 2.088 | 2.6198 | 3.1552 | 3.6808 | 4.2192 | 4.7544 | 5.2772
| Int Ltg Dsgn_Com, E - IntL [No Heat] | E | Yes | Lodging | Interior Lighting | NC | 6.3336 | 12.3537 | 18.1263 | 23.7357 | 29.0053 | 34.2413 | 39.3917 | 44.3969 | 49.3499 | 54.246
| Int Ltg Dsgn_Com, E - IntL [Electric Heat] | E | Yes | Lodging | Interior Lighting | NC | 2.9891 | 5.8302 | 8.5546 | 11.2019 | 13.6889 | 16.16 | 18.5906 | 20.9528 | 23.2903 | 25.601
| Int Ltg Dsgn_Com, E/G - IntL | E | Yes | Lodging | Interior Lighting | NC | 9.342 | 18.2217 | 26.7363 | 35.0101 | 42.7829 | 50.506 | 58.1027 | 65.4854 | 72.791 | 80.0128
| Int Ltg Dsgn_Com, E/O - IntL | E | Yes | Lodging | Interior Lighting | NC | 0.76216 | 1.4866 | 2.1813 | 2.8563 | 3.4904 | 4.1205 | 4.7403 | 5.3426 | 5.9386 | 6.5278
| Int Ltg Dsgn_Com, E/P - IntL | E | Yes | Lodging | Interior Lighting | NC | 2.3804 | 4.6431 | 6.8127 | 8.9209 | 10.9015 | 12.8694 | 14.8052 | 16.6863 | 18.5479 | 20.3881
| Room Air Conditioner_Com, E - Cool | E | Yes | Small Retail | Cooling | NC | 0 | 0 | 0 | 0 | 0 | 0 | 0 | 0 | 0 | 0
| Room Air Conditioner_Com, E - Cool | E | Yes | Small Retail | Cooling | RET | 0 | 0 | 0 | 0 | 0 | 0 | 0 | 0 | 0 | 0
| Room Air Conditioner_Com, E - Cool | E | Yes | Small Retail | Cooling | REPL | 0 | 0 | 0 | 0 | 0 | 0 | 0 | 0 | 0 | 0
| Computer Room Air Conditioner_Com, E - Cool | E | Yes | Small Retail | Cooling | NC | 1.111 | 2.1671 | 3.1797 | 4.1637 | 5.0882 | 6.0067 | 6.9101 | 7.7882 | 8.657 | 9.5159
| Computer Room Air Conditioner_Com, E - Cool | E | Yes | Small Retail | Cooling | REPL | 5.7024 | 11.2994 | 17.2622 | 23.2371 | 29.1546 | 35.1129 | 40.9627 | 46.9544 | 52.91 | 58.7289
| Mini Split Ductless AC_Com, E - Cool | E | No | Small Retail | Cooling | NC | 0 | 0 | 0 | 0 | 0 | 0 | 0 | 0 | 0 | 0
| Mini Split Ductless AC_Com, E - Cool | E | No | Small Retail | Cooling | RET | 0 | 0 | 0 | 0 | 0 | 0 | 0 | 0 | 0 | 0
| Mini Split Ductless AC_Com, E - Cool | E | No | Small Retail | Cooling | REPL | 0 | 0 | 0 | 0 | 0 | 0 | 0 | 0 | 0 | 0
| Eff Unitary AC_Com, E - Cool | E | Yes | Small Retail | Cooling | NC | 40.7996 | 79.5802 | 116.7663 | 152.9009 | 186.8471 | 220.5764 | 253.7541 | 285.9966 | 317.9026 | 349.4427
| Eff Unitary AC_Com, E - Cool | E | No | Small Retail | Cooling | RET | 324.4703 | 628.1439 | 936.6251 | 1231.3596 | 1509.6935 | 1776.9223 | 2027.0881 | 2288.4721 | 2553.1707 | 2816.3445
| Eff Unitary AC_Com, E - Cool | E | Yes | Small Retail | Cooling | REPL | 279.2023 | 520.363 | 759.7673 | 982.1017 | 1184.916 | 1371.6272 | 1537.7526 | 1704.987 | 1868.3166 | 2025.0636
| PTAC_Com, E - Cool | E | Yes | Small Retail | Cooling | NC | 0 | 0 | 0 | 0 | 0 | 0 | 0 | 0 | 0 | 0
| PTAC_Com, E - Cool | E | No | Small Retail | Cooling | RET | 0 | 0 | 0 | 0 | 0 | 0 | 0 | 0 | 0 | 0
| PTAC_Com, E - Cool | E | Yes | Small Retail | Cooling | REPL | 0 | 0 | 0 | 0 | 0 | 0 | 0 | 0 | 0 | 0
| Unitary Equipment Economizer_Com, E - Cool | E | No | Small Retail | Cooling | RET | 167.4192 | 331.7467 | 506.8138 | 682.2339 | 855.9688 | 1030.9038 | 1202.6528 | 1378.565 | 1553.4204 | 1724.2621
| AC Tuneup_Com, E - Cool [ASHP] | E | Yes | Small Retail | Cooling | RET | 19.9255 | 39.483 | 60.3187 | 81.1964 | 101.8736 | 102.768 | 103.6513 | 103.7519 | 103.6847 | 103.3404
| AC Tuneup_Com, E - Heat [ASHP] | E | Yes | Small Retail | Space Heating | RET | 28.2966 | 56.0706 | 85.6597 | 115.3086 | 144.6726 | 145.9428 | 147.1972 | 147.34 | 147.2446 | 146.7556
| AC Tuneup_Com, E - Cool [Unitary AC] | E | Yes | Small Retail | Cooling | RET | 108.6893 | 215.3714 | 329.0256 | 442.9091 | 555.6985 | 560.5778 | 565.3959 | 565.9445 | 565.5779 | 563.6997
| DCV_Com, E - Cool [Building w Elec Heat] | E | Yes | Small Retail | Cooling | RET | 93.0004 | 184.2834 | 281.5321 | 378.977 | 475.4857 | 572.6611 | 668.0667 | 765.7849 | 862.916 | 957.8177
| DCV_Com, E - Heat [Building w Elec Heat] | E | Yes | Small Retail | Space Heating | RET | 94.3089 | 186.8762 | 285.4932 | 384.3092 | 482.1757 | 580.7184 | 677.4663 | 776.5594 | 875.0572 | 971.294
| DCV_Com, E - Vent [Building w Elec Heat] | E | Yes | Small Retail | Ventilation | RET | 192.1772 | 380.8054 | 581.7613 | 783.1226 | 982.5493 | 1183.3538 | 1380.501 | 1582.427 | 1783.14 | 1979.2458
| DCV_Com, E - Cool [Building w Gas Heat] | E | Yes | Small Retail | Cooling | RET | 189.9095 | 376.3119 | 574.8965 | 773.8816 | 970.9552 | 1169.3901 | 1364.2109 | 1563.7542 | 1762.0988 | 1955.8905
| DCV_Com, E - Vent [Building w Gas Heat] | E | Yes | Small Retail | Ventilation | RET | 392.4312 | 777.6153 | 1187.973 | 1599.1583 | 2006.3933 | 2416.4416 | 2819.0218 | 3231.3604 | 3641.2219 | 4041.6755
| DCV_Com, E - Cool [Building w Oil Heat] | E | Yes | Small Retail | Cooling | RET | 51.0963 | 101.2491 | 154.6795 | 208.2177 | 261.2415 | 314.6317 | 367.0495 | 420.7378 | 474.1037 | 526.2446
| DCV_Com, E - Vent [Building w Oil Heat] | E | Yes | Small Retail | Ventilation | RET | 105.5861 | 209.2223 | 319.6315 | 430.2635 | 539.8326 | 650.1587 | 758.4754 | 869.4177 | 979.6935 | 1087.438
| DCV_Com, E - Cool [Building w Propane Heat] | E | Yes | Small Retail | Cooling | RET | 15.3988 | 30.5131 | 46.6153 | 62.75 | 78.7296 | 94.8196 | 110.6166 | 126.7966 | 142.8793 | 158.5928
| DCV_Com, E - Vent [Building w Propane Heat] | E | Yes | Small Retail | Ventilation | RET | 31.8202 | 63.0527 | 96.3264 | 129.6673 | 162.6878 | 195.9365 | 228.5795 | 262.0139 | 295.2474 | 327.7181
| Controls for Unitary AC_Com, E - Cool | E | No | Small Retail | Cooling | RET | 337.4625 | 668.6931 | 1021.5711 | 1375.1608 | 1725.3535 | 2077.9655 | 2424.1554 | 2778.7369 | 3131.1882 | 3475.5494
| Optimized Unitary AC Sys_Com, E - Cool [Building w Elec Heat] | E | No | Small Retail | Cooling | NC | 29.7632 | 58.0536 | 85.1807 | 111.5408 | 136.3045 | 160.9099 | 185.113 | 208.6338 | 231.9092 | 254.9176
| Optimized Unitary AC Sys_Com, E - Heat [Building w Elec Heat] | E | No | Small Retail | Space Heating | NC | 35.7151 | 69.6628 | 102.2147 | 133.8461 | 163.5619 | 193.0878 | 222.1309 | 250.3552 | 278.2851 | 305.8946
| Optimized Unitary AC Sys_Com, E - Cool [Building w Gas Heat] | E | Yes | Small Retail | Cooling | NC | 60.7773 | 118.547 | 173.9414 | 227.7694 | 278.3376 | 328.5826 | 378.0059 | 426.036 | 473.565 | 520.5489
| Optimized Unitary AC Sys_Com, E - Cool [Building w Oil Heat] | E | Yes | Small Retail | Cooling | NC | 16.3525 | 31.8958 | 46.8 | 61.2828 | 74.8885 | 88.4072 | 101.7049 | 114.6277 | 127.4156 | 140.0569
| Optimized Unitary AC Sys_Com, E - Cool [Building w Propane Heat] | E | Yes | Small Retail | Cooling | NC | 4.9281 | 9.6123 | 14.104 | 18.4686 | 22.5689 | 26.643 | 30.6505 | 34.545 | 38.3989 | 42.2086
| Cool Roof_Com, E - Cool [Building w Elec Heat] | E | No | Small Retail | Cooling | NC | 7.8205 | 15.254 | 22.3819 | 29.3082 | 35.8151 | 42.2803 | 48.6399 | 54.8201 | 60.9359 | 66.9816
| Cool Roof_Com, E - Cool [Building w Elec Heat] | E | No | Small Retail | Cooling | RET | 40.9411 | 81.1262 | 123.9375 | 166.8352 | 209.3208 | 252.0998 | 294.0998 | 337.1178 | 379.8774 | 421.6554
| Cool Roof_Com, E - Heat [Building w Elec Heat] | E | No | Small Retail | Space Heating | NC | -2.0505 | -3.9994 | -5.8683 | -7.6843 | -9.3903 | -11.0855 | -12.7529 | -14.3733 | -15.9768 | -17.5619
| Cool Roof_Com, E - Heat [Building w Elec Heat] | E | No | Small Retail | Space Heating | RET | -10.7343 | -21.2704 | -32.4951 | -43.7424 | -54.8817 | -66.0979 | -77.1098 | -88.3887 | -99.5998 | -110.5536
| Cool Roof_Com, E - Cool [Building w Gas Heat] | E | No | Small Retail | Cooling | NC | 15.9697 | 31.1491 | 45.7045 | 59.8482 | 73.1354 | 86.3376 | 99.324 | 111.9443 | 124.4329 | 136.7783
| Cool Roof_Com, E - Cool [Building w Gas Heat] | E | No | Small Retail | Cooling | RET | 83.6029 | 165.662 | 253.0839 | 340.6822 | 427.4389 | 514.7949 | 600.56 | 688.404 | 775.7202 | 861.0322
| Cool Roof_Com, E - Cool [Building w Oil Heat] | E | No | Small Retail | Cooling | NC | 4.2968 | 8.3809 | 12.2971 | 16.1025 | 19.6775 | 23.2297 | 26.7237 | 30.1193 | 33.4794 | 36.801
| Cool Roof_Com, E - Cool [Building w Oil Heat] | E | No | Small Retail | Cooling | RET | 22.4939 | 44.5724 | 68.0938 | 91.6627 | 115.0051 | 138.5088 | 161.5844 | 185.2194 | 208.7124 | 231.6661
| Cool Roof_Com, E - Cool [Building w Propane Heat] | E | No | Small Retail | Cooling | NC | 1.2949 | 2.5257 | 3.7059 | 4.8528 | 5.9302 | 7.0007 | 8.0537 | 9.077 | 10.0896 | 11.0906
| Cool Roof_Com, E - Cool [Building w Propane Heat] | E | No | Small Retail | Cooling | RET | 6.7789 | 13.4327 | 20.5212 | 27.6241 | 34.6588 | 41.742 | 48.6962 | 55.819 | 62.899 | 69.8165
| GSHP_Com, E - Cool | E | Yes | Small Retail | Cooling | RET | 75.7712 | 142.7432 | 206.9929 | 264.9664 | 316.67 | 363.5508 | 404.998 | 443.2259 | 477.4434 | 507.5489
| GSHP_Com, E - Cool | E | Yes | Small Retail | Cooling | REPL | 30.4608 | 54.3794 | 76.676 | 95.8259 | 111.6309 | 124.3622 | 133.7367 | 140.1379 | 143.3193 | 143.3193
| GSHP_Com, E - Heat | E | Yes | Small Retail | Space Heating | RET | 140.075 | 263.8831 | 382.6587 | 489.8318 | 585.414 | 672.0804 | 748.7021 | 819.3724 | 882.6287 | 938.2836
| GSHP_Com, E - Heat | E | Yes | Small Retail | Space Heating | REPL | 56.3116 | 100.5289 | 141.7476 | 177.1492 | 206.3671 | 229.9029 | 247.2333 | 259.0669 | 264.9482 | 264.9482
| Unitary HP_Com, E - Cool | E | Yes | Small Retail | Cooling | NC | 8.2366 | 16.0656 | 23.5727 | 30.8675 | 37.7206 | 44.5298 | 51.2277 | 57.7368 | 64.178 | 70.5453
| Unitary HP_Com, E - Cool | E | No | Small Retail | Cooling | RET | 40.7027 | 78.7304 | 117.2931 | 154.0733 | 188.7465 | 221.9785 | 253.0345 | 288.2406 | 326.4494 | 366.7705
| Unitary HP_Com, E - Cool | E | Yes | Small Retail | Cooling | REPL | 56.3652 | 100.6246 | 141.8826 | 177.3179 | 206.5636 | 230.1218 | 247.4687 | 266.1387 | 285.5937 | 305.4788
| Unitary HP_Com, E - Heat | E | Yes | Small Retail | Space Heating | NC | 4.9798 | 9.7133 | 14.2521 | 18.6625 | 22.8058 | 26.9227 | 30.9723 | 34.9077 | 38.802 | 42.6517
| Unitary HP_Com, E - Heat | E | No | Small Retail | Space Heating | RET | 24.6088 | 47.6004 | 70.9154 | 93.1527 | 114.1161 | 134.2081 | 152.9846 | 174.2702 | 197.3712 | 221.7493
| Unitary HP_Com, E - Heat | E | Yes | Small Retail | Space Heating | REPL | 34.0784 | 60.8376 | 85.7822 | 107.2063 | 124.8883 | 139.1316 | 149.6195 | 160.9074 | 172.6699 | 184.6924
| PTHP_Com, E - Cool | E | Yes | Small Retail | Cooling | NC | 0 | 0 | 0 | 0 | 0 | 0 | 0 | 0 | 0 | 0
| PTHP_Com, E - Cool | E | Yes | Small Retail | Cooling | RET | 0 | 0 | 0 | 0 | 0 | 0 | 0 | 0 | 0 | 0
| PTHP_Com, E - Cool | E | Yes | Small Retail | Cooling | REPL | 0 | 0 | 0 | 0 | 0 | 0 | 0 | 0 | 0 | 0
| PTHP_Com, E - Heat | E | Yes | Small Retail | Space Heating | NC | 0 | 0 | 0 | 0 | 0 | 0 | 0 | 0 | 0 | 0
| PTHP_Com, E - Heat | E | Yes | Small Retail | Space Heating | RET | 0 | 0 | 0 | 0 | 0 | 0 | 0 | 0 | 0 | 0
| PTHP_Com, E - Heat | E | Yes | Small Retail | Space Heating | REPL | 0 | 0 | 0 | 0 | 0 | 0 | 0 | 0 | 0 | 0
| Minisplit Ductless HP_Com, E - Cool | E | Yes | Small Retail | Cooling | RET | 136.1434 | 257.6348 | 375.3096 | 482.5115 | 579.0396 | 667.4061 | 739.8243 | 810.4255 | 876.7511 | 938.3715
| Minisplit Ductless HP_Com, E - Cool | E | Yes | Small Retail | Cooling | REPL | 97.4104 | 173.8995 | 245.2016 | 306.4409 | 356.9834 | 397.6968 | 427.6756 | 450.2311 | 464.55 | 470.6251
| Minisplit Ductless HP_Com, E - Heat | E | Yes | Small Retail | Space Heating | RET | 181.3655 | 343.2121 | 499.9743 | 642.7849 | 771.3763 | 889.0951 | 994.1719 | 1095.9023 | 1191.6955 | 1280.5588
| Minisplit Ductless HP_Com, E - Heat | E | Yes | Small Retail | Space Heating | REPL | 133.1135 | 237.6377 | 335.0737 | 418.7586 | 487.8261 | 543.4618 | 584.4287 | 615.2513 | 634.8184 | 643.1201
| Programmable TStat_Com, E - Cool [Building w Elec Heat] | E | Yes | Small Retail | Cooling | NC | 0 | 0 | 0 | 0 | 0 | 0 | 0 | 0 | 0 | 0
| Programmable TStat_Com, E - Heat [Building w Elec Heat] | E | Yes | Small Retail | Space Heating | NC | 0 | 0 | 0 | 0 | 0 | 0 | 0 | 0 | 0 | 0
| Programmable TStat_Com, E - Cool [Building w Gas Heat] | E | Yes | Small Retail | Cooling | NC | 0 | 0 | 0 | 0 | 0 | 0 | 0 | 0 | 0 | 0
| Programmable TStat_Com, E - Cool [Building w Gas Heat] | E | Yes | Small Retail | Cooling | RET | 0 | 0 | 0 | 0 | 0 | 0 | 0 | 0 | 0 | 0
| Programmable TStat_Com, E - Cool [Building w Propane Heat] | E | Yes | Small Retail | Cooling | NC | 0 | 0 | 0 | 0 | 0 | 0 | 0 | 0 | 0 | 0
| Programmable TStat_Com, E - Cool [Building w Propane Heat] | E | Yes | Small Retail | Cooling | RET | 0 | 0 | 0 | 0 | 0 | 0 | 0 | 0 | 0 | 0
| Programmable TStat_Com, E - Cool [Building w Oil Heat] | E | Yes | Small Retail | Cooling | NC | 0 | 0 | 0 | 0 | 0 | 0 | 0 | 0 | 0 | 0
| Programmable TStat_Com, E - Cool [Building w Oil Heat] | E | Yes | Small Retail | Cooling | RET | 0 | 0 | 0 | 0 | 0 | 0 | 0 | 0 | 0 | 0
| Smart TStat_Com, E - Cool [Building w Elec Heat] | E | Yes | Small Retail | Cooling | NC | 13.9168 | 27.145 | 39.8292 | 52.1548 | 63.7339 | 75.2391 | 86.5561 | 97.554 | 108.4372 | 119.1956
| Smart TStat_Com, E - Cool [Building w Elec Heat] | E | No | Small Retail | Cooling | RET | 51.2293 | 101.5125 | 155.0819 | 208.7594 | 261.9212 | 315.4502 | 368.0044 | 421.8324 | 475.3371 | 527.6136
| Smart TStat_Com, E - Heat [Building w Elec Heat] | E | Yes | Small Retail | Space Heating | NC | 9.5229 | 18.5746 | 27.2542 | 35.6883 | 43.6116 | 51.4843 | 59.2282 | 66.7538 | 74.201 | 81.5627
| Smart TStat_Com, E - Heat [Building w Elec Heat] | E | No | Small Retail | Space Heating | RET | 35.0549 | 69.4625 | 106.1188 | 142.849 | 179.2263 | 215.8549 | 251.8164 | 288.6497 | 325.2616 | 361.0331
| Smart TStat_Com, E - Cool [Building w Gas Heat] | E | Yes | Small Retail | Cooling | NC | 28.4186 | 55.4308 | 81.3324 | 106.5016 | 130.1465 | 153.6403 | 176.7499 | 199.2081 | 221.4319 | 243.4008
| Smart TStat_Com, E - Cool [Building w Gas Heat] | E | Yes | Small Retail | Cooling | RET | 104.6116 | 207.2913 | 316.6816 | 426.2925 | 534.8504 | 644.1582 | 751.4752 | 861.3936 | 970.6517 | 1077.4018
| Smart TStat_Com, E - Cool [Building w Propane Heat] | E | Yes | Small Retail | Cooling | NC | 7.6462 | 14.914 | 21.883 | 28.6549 | 35.0167 | 41.3379 | 47.5557 | 53.5982 | 59.5776 | 65.4885
| Smart TStat_Com, E - Cool [Building w Propane Heat] | E | Yes | Small Retail | Cooling | RET | 28.1464 | 55.773 | 85.2052 | 114.6967 | 143.9048 | 173.3148 | 202.1891 | 231.7633 | 261.1599 | 289.8817
| Smart TStat_Com, E - Cool [Building w Oil Heat] | E | Yes | Small Retail | Cooling | NC | 2.3043 | 4.4946 | 6.5948 | 8.6356 | 10.5529 | 12.4579 | 14.3317 | 16.1527 | 17.9547 | 19.7361
| Smart TStat_Com, E - Cool [Building w Oil Heat] | E | Yes | Small Retail | Cooling | RET | 8.4824 | 16.8082 | 25.678 | 34.5658 | 43.3682 | 52.2314 | 60.9331 | 69.8458 | 78.705 | 87.3608
| Windows_Com, E - Cool [Building w Elec Heat] | E | No | Small Retail | Cooling | NC | 16.0611 | 31.3273 | 45.9659 | 60.1905 | 73.5537 | 86.8315 | 99.8922 | 112.5847 | 125.1447 | 137.5607
| Windows_Com, E - Heat [Building w Elec Heat] | E | No | Small Retail | Space Heating | NC | 9.1482 | 17.8437 | 26.1816 | 34.2838 | 41.8953 | 49.4582 | 56.8974 | 64.1269 | 71.2809 | 78.3529
| Windows_Com, E - Cool [Building w Gas Heat] | E | Yes | Small Retail | Cooling | NC | 32.7971 | 63.9713 | 93.8637 | 122.9108 | 150.1988 | 177.3124 | 203.9826 | 229.901 | 255.549 | 280.9028
| Windows_Com, E - Cool [Building w Oil Heat] | E | Yes | Small Retail | Cooling | NC | 8.8243 | 17.2119 | 25.2546 | 33.0699 | 40.4119 | 47.707 | 54.8828 | 61.8563 | 68.7571 | 75.5787
| Windows_Com, E - Cool [Building w Propane Heat] | E | Yes | Small Retail | Cooling | NC | 2.6593 | 5.1871 | 7.6109 | 9.9662 | 12.1788 | 14.3773 | 16.5399 | 18.6415 | 20.7211 | 22.7769
| Window Film_Com, E - Cool [Building w Elec Heat] | E | No | Small Retail | Cooling | RET | 0 | 0 | 0 | 0 | 0 | 0 | 0 | 0 | 0 | 0
| Window Film_Com, E - Heat [Building w Elec Heat] | E | No | Small Retail | Space Heating | RET | 0 | 0 | 0 | 0 | 0 | 0 | 0 | 0 | 0 | 0
| Window Film_Com, E - Cool [Building w Gas Heat] | E | No | Small Retail | Cooling | RET | 0 | 0 | 0 | 0 | 0 | 0 | 0 | 0 | 0 | 0
| Window Film_Com, E - Cool [Building w Oil Heat] | E | No | Small Retail | Cooling | RET | 0 | 0 | 0 | 0 | 0 | 0 | 0 | 0 | 0 | 0
| Window Film_Com, E - Cool [Building w Propane Heat] | E | No | Small Retail | Cooling | RET | 0 | 0 | 0 | 0 | 0 | 0 | 0 | 0 | 0 | 0
| Motors and Fans_Com, E - Vent | E | Yes | Small Retail | Ventilation | NC | 9.2654 | 18.0722 | 26.517 | 34.723 | 42.432 | 50.0917 | 57.6262 | 64.9483 | 72.194 | 79.3566
| Motors and Fans_Com, E - Vent | E | No | Small Retail | Ventilation | RET | 94.157 | 177.4257 | 257.3541 | 329.5148 | 393.907 | 388.8525 | 384.3959 | 378.4236 | 372.9038 | 367.6733
| Motors and Fans_Com, E - Vent | E | Yes | Small Retail | Ventilation | REPL | 63.4054 | 113.1929 | 159.6041 | 199.4654 | 232.364 | 258.8647 | 278.3783 | 291.8507 | 298.7672 | 299.1985
| ECM Furnace Motors_Com, E - Vent | E | Yes | Small Retail | Ventilation | RET | 172.4028 | 341.6219 | 521.9002 | 702.5421 | 881.4485 | 1061.5909 | 1238.4524 | 1419.601 | 1599.6613 | 1775.5885
| VFD on HVAC System_Com, E - Vent | E | Yes | Small Retail | Ventilation | RET | 927.0045 | 1836.8898 | 2806.2403 | 3777.5457 | 4739.52 | 5708.1396 | 6659.118 | 7633.1481 | 8601.3265 | 9547.2815
| Kitchen DCV_Com, E - Vent [Building w Elec Heat] | E | Yes | Small Retail | Ventilation | NC | 0.18491 | 0.36068 | 0.52921 | 0.69298 | 0.84684 | 0.99971 | 1.1501 | 1.2962 | 1.4408 | 1.5838
| Kitchen DCV_Com, E - Vent [Building w Elec Heat] | E | Yes | Small Retail | Ventilation | RET | 1.7653 | 3.3368 | 4.8553 | 6.2354 | 7.4751 | 8.6072 | 9.6154 | 10.5809 | 11.4799 | 12.3047
| Kitchen DCV_Com, E - Vent [Building w Elec Heat] | E | Yes | Small Retail | Ventilation | REPL | 1.2654 | 2.259 | 3.1853 | 3.9808 | 4.6374 | 5.1663 | 5.5557 | 5.8423 | 6.0156 | 6.0759
| Kitchen DCV_Com, E - Heat [Building w Elec Heat] | E | Yes | Small Retail | Space Heating | NC | 0.10469 | 0.2042 | 0.29963 | 0.39235 | 0.47945 | 0.566 | 0.65114 | 0.73387 | 0.81575 | 0.89668
| Kitchen DCV_Com, E - Heat [Building w Elec Heat] | E | Yes | Small Retail | Space Heating | RET | 0.99943 | 1.8892 | 2.7489 | 3.5303 | 4.2322 | 4.8732 | 5.444 | 5.9906 | 6.4996 | 6.9666
| Kitchen DCV_Com, E - Heat [Building w Elec Heat] | E | Yes | Small Retail | Space Heating | REPL | 0.71644 | 1.279 | 1.8034 | 2.2538 | 2.6256 | 2.925 | 3.1455 | 3.3078 | 3.4059 | 3.44
| Kitchen DCV_Com, E - Vent [Building w Gas Heat] | E | Yes | Small Retail | Ventilation | NC | 0.3776 | 0.73651 | 1.0807 | 1.4151 | 1.7293 | 2.0414 | 2.3485 | 2.6469 | 2.9422 | 3.2341
| Kitchen DCV_Com, E - Vent [Building w Gas Heat] | E | Yes | Small Retail | Ventilation | RET | 3.6047 | 6.8138 | 9.9146 | 12.7328 | 15.2643 | 17.5762 | 19.635 | 21.6064 | 23.4424 | 25.1265
| Kitchen DCV_Com, E - Vent [Building w Gas Heat] | E | Yes | Small Retail | Ventilation | REPL | 2.584 | 4.613 | 6.5045 | 8.129 | 9.4697 | 10.5497 | 11.345 | 11.9302 | 12.2841 | 12.4071
| Kitchen DCV_Com, E - Vent [Building w Oil Heat] | E | Yes | Small Retail | Ventilation | NC | 0.1016 | 0.19816 | 0.29076 | 0.38074 | 0.46527 | 0.54926 | 0.63188 | 0.71216 | 0.79161 | 0.87015
| Kitchen DCV_Com, E - Vent [Building w Oil Heat] | E | Yes | Small Retail | Ventilation | RET | 0.96987 | 1.8333 | 2.6676 | 3.4258 | 4.107 | 4.729 | 5.2829 | 5.8133 | 6.3073 | 6.7605
| Kitchen DCV_Com, E - Vent [Building w Oil Heat] | E | Yes | Small Retail | Ventilation | REPL | 0.69524 | 1.2412 | 1.7501 | 2.1872 | 2.5479 | 2.8385 | 3.0524 | 3.2099 | 3.3051 | 3.3382
| Kitchen DCV_Com, E - Vent [Building w Oil Heat] | E | Yes | Small Retail | Ventilation | NC | 0.1016 | 0.19816 | 0.29076 | 0.38074 | 0.46527 | 0.54926 | 0.63188 | 0.71216 | 0.79161 | 0.87015
| Kitchen DCV_Com, E - Vent [Building w Oil Heat] | E | Yes | Small Retail | Ventilation | RET | 0.96987 | 1.8333 | 2.6676 | 3.4258 | 4.107 | 4.729 | 5.2829 | 5.8133 | 6.3073 | 6.7605
| Kitchen DCV_Com, E - Vent [Building w Oil Heat] | E | Yes | Small Retail | Ventilation | REPL | 0.69524 | 1.2412 | 1.7501 | 2.1872 | 2.5479 | 2.8385 | 3.0524 | 3.2099 | 3.3051 | 3.3382
| Duct Sealing Regulated_Com, E - Vent [Building w Elec Heat] | E | Yes | Small Retail | Ventilation | RET | 129.4903 | 256.5892 | 391.9947 | 527.6733 | 662.0484 | 797.3517 | 930.1909 | 1066.25 | 1201.4917 | 1333.6292
| Duct Sealing Regulated_Com, E - Heat [Building w Elec Heat] | E | Yes | Small Retail | Space Heating | RET | 35.5706 | 70.4844 | 107.6799 | 144.9504 | 181.8629 | 219.0303 | 255.5209 | 292.8959 | 330.0465 | 366.3442
| Duct Sealing Regulated_Com, E - Cool [Building w Elec Heat] | E | Yes | Small Retail | Cooling | RET | 78.3304 | 155.2142 | 237.1228 | 319.1966 | 400.4818 | 482.3286 | 562.6848 | 644.9888 | 726.7983 | 806.73
| Duct Sealing Regulated_Com, E - Vent [Building w Gas Heat] | E | Yes | Small Retail | Ventilation | RET | 264.4228 | 523.9624 | 800.4642 | 1077.5236 | 1351.9213 | 1628.2146 | 1899.4758 | 2177.3124 | 2453.4798 | 2723.3082
| Duct Sealing Regulated_Com, E - Cool [Building w Gas Heat] | E | Yes | Small Retail | Cooling | RET | 159.9529 | 316.9518 | 484.2114 | 651.8083 | 817.7952 | 984.9286 | 1149.0181 | 1317.0852 | 1484.1425 | 1647.3653
| Duct Sealing Non Regulated_Com, E - Vent [Building w Oil Heat] | E | Yes | Small Retail | Ventilation | RET | 71.1446 | 140.9754 | 215.3699 | 289.9145 | 363.7429 | 438.0813 | 511.0658 | 585.8195 | 660.1241 | 732.7231
| Duct Sealing Non Regulated_Com, E - Cool [Building w Oil Heat] | E | Yes | Small Retail | Cooling | RET | 43.0363 | 85.2779 | 130.2801 | 175.3731 | 220.0329 | 265.0012 | 309.1505 | 354.37 | 399.3178 | 443.2339
| Duct Sealing Non Regulated_Com, E - Vent [Building w Propane Heat] | E | Yes | Small Retail | Ventilation | RET | 21.4406 | 42.4853 | 64.9054 | 87.3707 | 109.6201 | 132.0233 | 154.0184 | 176.5467 | 198.9397 | 220.8186
| Duct Sealing Non Regulated_Com, E - Cool [Building w Propane Heat] | E | Yes | Small Retail | Cooling | RET | 12.9697 | 25.6999 | 39.2621 | 52.8517 | 66.3107 | 79.8626 | 93.1678 | 106.7955 | 120.3413 | 133.5761
| Power Strip_Com, E - Plug [Tier 1] | E | Yes | Small Retail | Plug Loads | NC | 0 | 0 | 0 | 0 | 0 | 0 | 0 | 0 | 0 | 0
| Power Strip_Com, E - Plug [Tier 1] | E | Yes | Small Retail | Plug Loads | RET | 0 | 0 | 0 | 0 | 0 | 0 | 0 | 0 | 0 | 0
| Power Strip_Com, E - Plug [Tier 1] | E | Yes | Small Retail | Plug Loads | REPL | 0 | 0 | 0 | 0 | 0 | 0 | 0 | 0 | 0 | 0
| Power Strip_Com, E - Plug [Tier 2] | E | Yes | Small Retail | Plug Loads | NC | 28.4023 | 55.3992 | 81.286 | 106.4408 | 130.0722 | 153.5526 | 176.6491 | 199.0944 | 193.1276 | 188.5329
| Power Strip_Com, E - Plug [Tier 2] | E | Yes | Small Retail | Plug Loads | RET | 285.2525 | 538.2787 | 781.8863 | 1002.4818 | 1204.5031 | 1392.9464 | 1564.6724 | 1728.2639 | 1651.9452 | 1643.9606
| Power Strip_Com, E - Plug [Tier 2] | E | Yes | Small Retail | Plug Loads | REPL | 364.4337 | 650.5965 | 917.3534 | 1146.4632 | 1341.4066 | 1505.5103 | 1635.0251 | 1735.3133 | 1511.6905 | 1403.2873
| Computer Power Management_Com, E - Plug | E | Yes | Small Retail | Plug Loads | RET | 144.645 | 286.6188 | 437.8712 | 589.4287 | 739.5301 | 746.0235 | 752.4355 | 753.1657 | 752.6777 | 750.1782
| Vending Machine Controls_Com, E - Plug [Non-Refrigerated] | E | No | Small Retail | Plug Loads | RET | 42.0259 | 83.2757 | 127.2214 | 171.2556 | 214.8669 | 216.7535 | 218.6165 | 218.8286 | 218.6869 | 217.9606
| Vending Machine Controls_Com, E - Plug [Refrigerated] | E | Yes | Small Retail | Plug Loads | RET | 126.0777 | 249.8271 | 381.6641 | 513.7669 | 644.6007 | 650.2606 | 655.8495 | 656.4859 | 656.0606 | 653.8819
| Ovens_Com, E - Cook | E | Yes | Small Retail | Cooking | NC | 6.2821 | 12.2533 | 17.979 | 23.5428 | 28.7696 | 33.9631 | 39.0716 | 44.0361 | 48.9488 | 53.8052
| Ovens_Com, E - Cook | E | Yes | Small Retail | Cooking | REPL | 53.7374 | 106.4825 | 162.6747 | 218.9802 | 274.7448 | 330.8946 | 386.0217 | 442.4852 | 498.6094 | 553.4454
| Fryers_Com, E - Cook | E | Yes | Small Retail | Cooking | NC | 1.0308 | 2.0105 | 2.95 | 3.8629 | 4.7206 | 5.5727 | 6.4109 | 7.2255 | 8.0316 | 8.8284
| Fryers_Com, E - Cook | E | Yes | Small Retail | Cooking | REPL | 8.8173 | 17.4718 | 26.6919 | 35.9306 | 45.0806 | 54.2937 | 63.3391 | 72.6037 | 81.8127 | 90.8102
| Griddles_Com, E - Cook | E | Yes | Small Retail | Cooking | NC | 0.2875 | 0.56076 | 0.8228 | 1.0774 | 1.3166 | 1.5543 | 1.7881 | 2.0153 | 2.2401 | 2.4624
| Griddles_Com, E - Cook | E | Yes | Small Retail | Cooking | REPL | 2.4593 | 4.8731 | 7.4447 | 10.0215 | 12.5735 | 15.1432 | 17.666 | 20.25 | 22.8185 | 25.328
| Hot Food Holding Cabinet_Com, E - Cook | E | Yes | Small Retail | Cooking | NC | 1.251 | 2.4401 | 3.5803 | 4.6883 | 5.7292 | 6.7634 | 7.7807 | 8.7693 | 9.7476 | 10.7147
| Hot Food Holding Cabinet_Com, E - Cook | E | Yes | Small Retail | Cooking | REPL | 10.7013 | 21.2049 | 32.395 | 43.6076 | 54.7126 | 65.8942 | 76.8722 | 88.1163 | 99.2929 | 110.2129
| Steamers_Com, E - Cook | E | Yes | Small Retail | Cooking | NC | 0.98218 | 1.9158 | 2.8109 | 3.6808 | 4.498 | 5.31 | 6.1087 | 6.8849 | 7.6529 | 8.4122
| Steamers_Com, E - Cook | E | Yes | Small Retail | Cooking | REPL | 8.4016 | 16.6481 | 25.4335 | 34.2366 | 42.9552 | 51.734 | 60.3529 | 69.1807 | 77.9555 | 86.5289
| ES Refrigerator and Freezer_Com, E - Refr | E | Yes | Small Retail | Refrigeration | NC | 112.1449 | 218.7403 | 320.9529 | 420.2751 | 513.5823 | 606.2934 | 697.4882 | 786.1122 | 873.8117 | 960.5052
| ES Refrigerator and Freezer_Com, E - Refr | E | Yes | Small Retail | Refrigeration | REPL | 959.2963 | 1900.8771 | 2903.9945 | 3909.135 | 4904.6192 | 5906.9803 | 6891.0857 | 7899.0457 | 8900.9503 | 9879.8573
| Anti Sweat Heat Control_Com, E - Refr | E | Yes | Small Retail | Refrigeration | NC | 26.4869 | 51.6631 | 75.8041 | 99.2625 | 121.3002 | 143.1971 | 164.7359 | 185.6676 | 206.3808 | 226.8565
| Anti Sweat Heat Control_Com, E - Refr | E | Z | Small Retail | Refrigeration | RET | 0 | 0 | 0 | 0 | 0 | 0 | 0 | 0 | 0 | 0
| Case Night Covers_Com, E - Refr | E | No | Small Retail | Refrigeration | RET | 13.1753 | 26.1073 | 39.8844 | 53.6894 | 67.3617 | 67.9531 | 68.5372 | 68.6037 | 68.5592 | 68.3316
| Loading Dock Pit Seals_Com, E - Refr | E | No | Small Retail | Refrigeration | NC | 5.9054 | 11.5187 | 16.9011 | 22.1313 | 27.0448 | 31.9268 | 36.7291 | 41.3959 | 46.0141 | 50.5793
| Loading Dock Pit Seals_Com, E - Refr | E | No | Small Retail | Refrigeration | RET | 60.6188 | 120.1181 | 183.5059 | 247.0216 | 309.9271 | 373.2672 | 435.4537 | 499.1475 | 562.4587 | 624.3167
| ECM Comp Cond Fan Motor_Com, E - Refr | E | Yes | Small Retail | Refrigeration | NC | 2.8552 | 5.5691 | 8.1714 | 10.7001 | 13.0757 | 15.4361 | 17.7579 | 20.0142 | 22.247 | 24.4542
| ECM Comp Cond Fan Motor_Com, E - Refr | E | Yes | Small Retail | Refrigeration | RET | 9.4323 | 18.3958 | 27.6415 | 36.611 | 45.2118 | 53.5966 | 61.5667 | 70.9722 | 80.8234 | 90.4485
| ECM Comp Cond Fan Motor_Com, E - Refr | E | Yes | Small Retail | Refrigeration | REPL | 19.5387 | 34.8811 | 49.183 | 61.4665 | 71.6044 | 79.7707 | 85.784 | 93.0009 | 101.2261 | 110.2899
| Evap Fan Motor Replacement_Com, E - Refr | E | Yes | Small Retail | Refrigeration | NC | 5.3102 | 10.3577 | 15.1976 | 19.9006 | 24.3189 | 28.7089 | 33.0271 | 37.2235 | 41.3762 | 45.4813
| Evap Fan Motor Replacement_Com, E - Refr | E | Yes | Small Retail | Refrigeration | RET | 85.6524 | 161.8107 | 235.3101 | 302.0264 | 361.8829 | 416.4806 | 465.039 | 511.2703 | 554.0687 | 593.092
| Evap Fan Motor Replacement_Com, E - Refr | E | Yes | Small Retail | Refrigeration | REPL | 36.3392 | 64.8738 | 91.4732 | 114.3188 | 133.1738 | 148.3621 | 159.5458 | 167.6816 | 172.4694 | 173.9241
| Evap Fan Speed Controls_Com, E - Refr | E | Yes | Small Retail | Refrigeration | NC | 8.3277 | 16.2432 | 23.8334 | 31.2088 | 38.1377 | 45.0222 | 51.7942 | 58.3752 | 64.8876 | 71.3253
| Evap Fan Speed Controls_Com, E - Refr | E | Z | Small Retail | Refrigeration | RET | 0 | 0 | 0 | 0 | 0 | 0 | 0 | 0 | 0 | 0
| LowHeat NoHeat Doors_Com, E - Refr | E | Yes | Small Retail | Refrigeration | NC | 12.4642 | 24.3117 | 35.672 | 46.711 | 57.0816 | 67.3858 | 77.5216 | 87.3716 | 97.1189 | 106.7543
| LowHeat NoHeat Doors_Com, E - Refr | E | Yes | Small Retail | Refrigeration | RET | 115.1496 | 228.1727 | 348.5823 | 469.2349 | 588.7283 | 709.0472 | 827.1747 | 948.1657 | 1068.4297 | 1185.9333
| Refrigerated Vending Machine_Com, E - Refr | E | Yes | Small Retail | Refrigeration | NC | 59.0831 | 115.2425 | 169.0928 | 221.4203 | 270.5788 | 319.4233 | 367.4689 | 414.1602 | 460.3643 | 506.0384
| Refrigerated Vending Machine_Com, E - Refr | E | Yes | Small Retail | Refrigeration | REPL | 433.2013 | 858.4026 | 1311.3927 | 1765.2964 | 2214.8396 | 2667.4881 | 3111.8928 | 3567.0698 | 4019.5122 | 4461.5693
| Walk In Refrigeration_Com, E - Refr | E | Yes | Small Retail | Refrigeration | NC | 14.8241 | 28.9145 | 42.4257 | 55.5548 | 67.8887 | 80.1439 | 92.1986 | 103.9135 | 115.5062 | 126.966
| Refrigeration Tune Up_Com, E - Refr | E | Yes | Small Retail | Refrigeration | RET | 122.4356 | 242.6102 | 370.6387 | 498.9255 | 625.9798 | 753.9118 | 879.5138 | 885.7248 | 893.4239 | 890.3339
| ES Ice Machine_Com, E - Refr | E | Yes | Small Retail | Refrigeration | NC | 4.4098 | 8.6014 | 12.6206 | 16.5262 | 20.1952 | 23.8408 | 27.4268 | 30.9117 | 34.3603 | 37.7692
| ES Ice Machine_Com, E - Refr | E | Yes | Small Retail | Refrigeration | REPL | 37.7217 | 74.7468 | 114.1916 | 153.716 | 192.8607 | 232.2758 | 270.9731 | 310.6084 | 350.0055 | 388.4984
| Walk In Cooler Retroft_Com, E - Refr | E | Yes | Small Retail | Refrigeration | RET | 28.5857 | 56.6435 | 86.535 | 116.4868 | 146.1509 | 176.0199 | 205.3449 | 235.3807 | 265.2361 | 294.4062
| HE Built Up Refrig_Com, E - Refr | E | Yes | Small Retail | Refrigeration | NC | 20.9272 | 40.8189 | 59.8927 | 78.4271 | 95.839 | 113.1397 | 130.1575 | 146.6955 | 163.061 | 179.2388
| HE Built Up Refrig_Com, E - Refr | E | No | Small Retail | Refrigeration | RET | 159.9656 | 316.9772 | 484.2501 | 651.8604 | 776.2694 | 902.5933 | 1023.2049 | 1147.7067 | 1271.6174 | 1391.395
| Door Gasket Replacement_Com, E - Refr | E | Z | Small Retail | Refrigeration | RET | 0 | 0 | 0 | 0 | 0 | 0 | 0 | 0 | 0 | 0
| EnergyStar Dehumidifier_Com, E - Appl | E | Yes | Small Retail | Appliances | NC | 1.0662 | 2.0796 | 3.0514 | 3.9957 | 4.8827 | 5.7642 | 6.6312 | 7.4738 | 8.3075 | 9.1317
| EnergyStar Dehumidifier_Com, E - Appl | E | Yes | Small Retail | Appliances | REPL | 9.1203 | 18.0721 | 27.609 | 37.1651 | 46.6294 | 56.159 | 65.5152 | 75.0981 | 84.6234 | 93.9301
| Clothes Washer Elec WH_Com, E - Appl [unit w/ elec dry - Washer] | E | Yes | Small Retail | Appliances | NC | 0.17629 | 0.34385 | 0.50453 | 0.66066 | 0.80734 | 0.95307 | 1.0964 | 1.0609 | 1.034 | 1.0137
| Clothes Washer Elec WH_Com, E - Appl [unit w/ elec dry - Washer] | E | Yes | Small Retail | Appliances | REPL | 2.5851 | 5.1225 | 7.8257 | 10.5344 | 13.217 | 15.9182 | 18.5701 | 18.7013 | 18.8638 | 18.7986
| Clothes Washer Elec WH_Com, E - Appl [unit w/ elec dry - Dryer] | E | Yes | Small Retail | Appliances | NC | 0.025127 | 0.04901 | 0.071911 | 0.094165 | 0.11507 | 0.13584 | 0.15628 | 0.15121 | 0.14737 | 0.14449
| Clothes Washer Elec WH_Com, E - Appl [unit w/ elec dry - Dryer] | E | Yes | Small Retail | Appliances | REPL | 0.36846 | 0.73012 | 1.1154 | 1.5015 | 1.8838 | 2.2688 | 2.6468 | 2.6655 | 2.6887 | 2.6794
| Clothes Washer Elec WH_Com, E - HWat [unit w/ elec dry - Water Heater] | E | Yes | Small Retail | Water Heating | NC | 0.0017469 | 0.0034073 | 0.0049995 | 0.0065466 | 0.0080001 | 0.0094443 | 0.010865 | 0.010512 | 0.010246 | 0.010045
| Clothes Washer Elec WH_Com, E - HWat [unit w/ elec dry - Water Heater] | E | Yes | Small Retail | Water Heating | REPL | 0.025617 | 0.05076 | 0.077547 | 0.10439 | 0.13097 | 0.15774 | 0.18402 | 0.18532 | 0.18693 | 0.18628
| Clothes Washer Elec WH_Com, E - Appl [unit w/ gas dry - Washer] | E | Yes | Small Retail | Appliances | NC | 0.044072 | 0.085963 | 0.12613 | 0.16516 | 0.20183 | 0.23827 | 0.27411 | 0.26522 | 0.25849 | 0.25343
| Clothes Washer Elec WH_Com, E - Appl [unit w/ gas dry - Washer] | E | Yes | Small Retail | Appliances | REPL | 0.64628 | 1.2806 | 1.9564 | 2.6336 | 3.3042 | 3.9795 | 4.6425 | 4.6753 | 4.716 | 4.6996
| Clothes Washer Elec WH_Com, E - HWat [unit w/ gas dry - Water Heater] | E | Yes | Small Retail | Water Heating | NC | 0.00043672 | 0.00085183 | 0.0012499 | 0.0016367 | 0.002 | 0.0023611 | 0.0027162 | 0.0026281 | 0.0025614 | 0.0025113
| Clothes Washer Elec WH_Com, E - HWat [unit w/ gas dry - Water Heater] | E | Yes | Small Retail | Water Heating | REPL | 0.0064041 | 0.01269 | 0.019387 | 0.026097 | 0.032743 | 0.039434 | 0.046004 | 0.046329 | 0.046732 | 0.04657
| Clothes Washer Elec WH_Com, E - Appl [unit w/ propane dry - Washer] | E | Yes | Small Retail | Appliances | NC | 0.017629 | 0.034385 | 0.050453 | 0.066066 | 0.080734 | 0.095307 | 0.10964 | 0.10609 | 0.1034 | 0.10137
| Clothes Washer Elec WH_Com, E - Appl [unit w/ propane dry - Washer] | E | Yes | Small Retail | Appliances | REPL | 0.25851 | 0.51225 | 0.78257 | 1.0534 | 1.3217 | 1.5918 | 1.857 | 1.8701 | 1.8864 | 1.8799
| Clothes Washer Elec WH_Com, E - HWat [unit w/ propane dry - Water Heater] | E | Yes | Small Retail | Water Heating | NC | 0.00017469 | 0.00034073 | 0.00049995 | 0.00065466 | 0.00080001 | 0.00094443 | 0.0010865 | 0.0010512 | 0.0010246 | 0.0010045
| Clothes Washer Elec WH_Com, E - HWat [unit w/ propane dry - Water Heater] | E | Yes | Small Retail | Water Heating | REPL | 0.0025617 | 0.005076 | 0.0077547 | 0.010439 | 0.013097 | 0.015774 | 0.018402 | 0.018532 | 0.018693 | 0.018628
| Clothes Washer Gas WH_Com, E - Appl [unit w/ elec dry - Washer] | E | Yes | Small Retail | Appliances | NC | 0.088144 | 0.17193 | 0.25226 | 0.33033 | 0.40367 | 0.47654 | 0.54821 | 0.53043 | 0.51698 | 0.50687
| Clothes Washer Gas WH_Com, E - Appl [unit w/ elec dry - Washer] | E | Yes | Small Retail | Appliances | REPL | 1.2926 | 2.5612 | 3.9128 | 5.2672 | 6.6085 | 7.9591 | 9.2851 | 9.3506 | 9.4319 | 9.3993
| Clothes Washer Gas WH_Com, E - Appl [unit w/ elec dry - Dryer] | E | Yes | Small Retail | Appliances | NC | 0.012563 | 0.024505 | 0.035956 | 0.047083 | 0.057536 | 0.067922 | 0.078138 | 0.075604 | 0.073686 | 0.072245
| Clothes Washer Gas WH_Com, E - Appl [unit w/ elec dry - Dryer] | E | Yes | Small Retail | Appliances | REPL | 0.18423 | 0.36506 | 0.55771 | 0.75074 | 0.94192 | 1.1344 | 1.3234 | 1.3328 | 1.3444 | 1.3397
| Clothes Washer Gas WH_Com, E - Appl [unit w/ gas dry - Washer] | E | Yes | Small Retail | Appliances | NC | 0.34376 | 0.67051 | 0.98383 | 1.2883 | 1.5743 | 1.8585 | 2.138 | 2.0687 | 2.0162 | 1.9768
| Clothes Washer Gas WH_Com, E - Appl [unit w/ gas dry - Washer] | E | Yes | Small Retail | Appliances | REPL | 5.041 | 9.9889 | 15.2601 | 20.542 | 25.7731 | 31.0404 | 36.2117 | 36.4675 | 36.7845 | 36.6572
| Clothes Washer Gas WH_Com, E - Appl [unit w/ propane dry - Washer] | E | Yes | Small Retail | Appliances | NC | 0.017629 | 0.034385 | 0.050453 | 0.066066 | 0.080734 | 0.095307 | 0.10964 | 0.10609 | 0.1034 | 0.10137
| Clothes Washer Gas WH_Com, E - Appl [unit w/ propane dry - Washer] | E | Yes | Small Retail | Appliances | REPL | 0.25851 | 0.51225 | 0.78257 | 1.0534 | 1.3217 | 1.5918 | 1.857 | 1.8701 | 1.8864 | 1.8799
| Clothes Washer Oil WH_Com, E - Appl [unit w/ elec dry - Washer] | E | Yes | Small Retail | Appliances | NC | 0.10577 | 0.20631 | 0.30272 | 0.3964 | 0.4844 | 0.57184 | 0.65786 | 0.63652 | 0.62037 | 0.60824
| Clothes Washer Oil WH_Com, E - Appl [unit w/ elec dry - Washer] | E | Yes | Small Retail | Appliances | REPL | 1.5511 | 3.0735 | 4.6954 | 6.3206 | 7.9302 | 9.5509 | 11.1421 | 11.2208 | 11.3183 | 11.2791
| Clothes Washer Oil WH_Com, E - Appl [unit w/ elec dry - Dryer] | E | Yes | Small Retail | Appliances | NC | 0.015076 | 0.029406 | 0.043147 | 0.056499 | 0.069043 | 0.081506 | 0.093766 | 0.090724 | 0.088423 | 0.086694
| Clothes Washer Oil WH_Com, E - Appl [unit w/ elec dry - Dryer] | E | Yes | Small Retail | Appliances | REPL | 0.22108 | 0.43807 | 0.66925 | 0.90089 | 1.1303 | 1.3613 | 1.5881 | 1.5993 | 1.6132 | 1.6076
| Clothes Washer Oil WH_Com, E - Appl [unit w/ gas dry - Washer] | E | Yes | Small Retail | Appliances | NC | 0.017629 | 0.034385 | 0.050453 | 0.066066 | 0.080734 | 0.095307 | 0.10964 | 0.10609 | 0.1034 | 0.10137
| Clothes Washer Oil WH_Com, E - Appl [unit w/ gas dry - Washer] | E | Yes | Small Retail | Appliances | REPL | 0.25851 | 0.51225 | 0.78257 | 1.0534 | 1.3217 | 1.5918 | 1.857 | 1.8701 | 1.8864 | 1.8799
| Clothes Washer Oil WH_Com, E - Appl [unit w/ propane dry - Washer] | E | Yes | Small Retail | Appliances | NC | 0.026443 | 0.051578 | 0.075679 | 0.099099 | 0.1211 | 0.14296 | 0.16446 | 0.15913 | 0.15509 | 0.15206
| Clothes Washer Oil WH_Com, E - Appl [unit w/ propane dry - Washer] | E | Yes | Small Retail | Appliances | REPL | 0.38777 | 0.76837 | 1.1739 | 1.5802 | 1.9825 | 2.3877 | 2.7855 | 2.8052 | 2.8296 | 2.8198
| Clothes Washer Propane WH_Com, E - Appl [unit w/ elec dry - Washer] | E | Yes | Small Retail | Appliances | NC | 0.017629 | 0.034385 | 0.050453 | 0.066066 | 0.080734 | 0.095307 | 0.10964 | 0.10609 | 0.1034 | 0.10137
| Clothes Washer Propane WH_Com, E - Appl [unit w/ elec dry - Washer] | E | Yes | Small Retail | Appliances | REPL | 0.25851 | 0.51225 | 0.78257 | 1.0534 | 1.3217 | 1.5918 | 1.857 | 1.8701 | 1.8864 | 1.8799
| Clothes Washer Propane WH_Com, E - Appl [unit w/ elec dry - Dryer] | E | Yes | Small Retail | Appliances | NC | 0.0025127 | 0.004901 | 0.0071911 | 0.0094165 | 0.011507 | 0.013584 | 0.015628 | 0.015121 | 0.014737 | 0.014449
| Clothes Washer Propane WH_Com, E - Appl [unit w/ elec dry - Dryer] | E | Yes | Small Retail | Appliances | REPL | 0.036846 | 0.073012 | 0.11154 | 0.15015 | 0.18838 | 0.22688 | 0.26468 | 0.26655 | 0.26887 | 0.26794
| Clothes Washer Propane WH_Com, E - Appl [unit w/ gas dry - Washer] | E | Yes | Small Retail | Appliances | NC | 0.0088144 | 0.017193 | 0.025226 | 0.033033 | 0.040367 | 0.047654 | 0.054821 | 0.053043 | 0.051698 | 0.050687
| Clothes Washer Propane WH_Com, E - Appl [unit w/ gas dry - Washer] | E | Yes | Small Retail | Appliances | REPL | 0.12926 | 0.25612 | 0.39128 | 0.52672 | 0.66085 | 0.79591 | 0.92851 | 0.93506 | 0.94319 | 0.93993
| Clothes Washer Propane WH_Com, E - Appl [unit w/ propane dry - Washer] | E | Yes | Small Retail | Appliances | NC | 0.017629 | 0.034385 | 0.050453 | 0.066066 | 0.080734 | 0.095307 | 0.10964 | 0.10609 | 0.1034 | 0.10137
| Clothes Washer Propane WH_Com, E - Appl [unit w/ propane dry - Washer] | E | Yes | Small Retail | Appliances | REPL | 0.25851 | 0.51225 | 0.78257 | 1.0534 | 1.3217 | 1.5918 | 1.857 | 1.8701 | 1.8864 | 1.8799
| Dishwasher_Com, E - Appl [Building w elec WH] | E | Yes | Small Retail | Appliances | NC | 0.051495 | 0.10044 | 0.14737 | 0.19298 | 0.23583 | 0.2784 | 0.32027 | 0.36097 | 0.40124 | 0.44104
| Dishwasher_Com, E - Appl [Building w elec WH] | E | Yes | Small Retail | Appliances | REPL | 0.41785 | 0.82799 | 1.2649 | 1.7028 | 2.1364 | 2.573 | 3.0016 | 3.4407 | 3.8771 | 4.3035
| Dishwasher_Com, E - HWat [Building w elec WH] | E | Yes | Small Retail | Water Heating | NC | 3.5751e-05 | 6.9733e-05 | 0.00010232 | 0.00013398 | 0.00016373 | 0.00019328 | 0.00022236 | 0.00025061 | 0.00027857 | 0.0003062
| Dishwasher_Com, E - HWat [Building w elec WH] | E | Yes | Small Retail | Water Heating | REPL | 0.0002901 | 0.00057485 | 0.00087821 | 0.0011822 | 0.0014832 | 0.0017864 | 0.002084 | 0.0023888 | 0.0026918 | 0.0029878
| Dishwasher_Com, E - Appl [Building w gas WH] | E | Yes | Small Retail | Appliances | NC | 0.12874 | 0.2511 | 0.36844 | 0.48245 | 0.58956 | 0.69599 | 0.80068 | 0.90241 | 1.0031 | 1.1026
| Dishwasher_Com, E - Appl [Building w gas WH] | E | Yes | Small Retail | Appliances | REPL | 1.0446 | 2.07 | 3.1623 | 4.2569 | 5.3409 | 6.4325 | 7.5041 | 8.6017 | 9.6928 | 10.7588
| Dishwasher_Com, E - Appl [Building w oil WH] | E | Yes | Small Retail | Appliances | NC | 0.012874 | 0.02511 | 0.036844 | 0.048245 | 0.058956 | 0.069599 | 0.080068 | 0.090241 | 0.10031 | 0.11026
| Dishwasher_Com, E - Appl [Building w oil WH] | E | Yes | Small Retail | Appliances | REPL | 0.10446 | 0.207 | 0.31623 | 0.42569 | 0.53409 | 0.64325 | 0.75041 | 0.86017 | 0.96928 | 1.0759
| Dishwasher_Com, E - Appl [Building w propane WH] | E | Yes | Small Retail | Appliances | NC | 0.012874 | 0.02511 | 0.036844 | 0.048245 | 0.058956 | 0.069599 | 0.080068 | 0.090241 | 0.10031 | 0.11026
| Dishwasher_Com, E - Appl [Building w propane WH] | E | Yes | Small Retail | Appliances | REPL | 0.10446 | 0.207 | 0.31623 | 0.42569 | 0.53409 | 0.64325 | 0.75041 | 0.86017 | 0.96928 | 1.0759
| Faucet Aerator_Com, E - HWat | E | Yes | Small Retail | Water Heating | RET | 1.0662 | 2.1127 | 3.2275 | 4.3447 | 5.451 | 6.5651 | 7.6588 | 8.7791 | 9.8926 | 10.9806
| Pre Rinse Sprayers_Com, E - HWat | E | Yes | Small Retail | Water Heating | RET | 0.69827 | 1.3836 | 2.1138 | 2.2209 | 2.3325 | 2.3353 | 2.3249 | 2.3334 | 2.3328 | 2.3282
| Heat Pump Water Heater_Com, E - HWat | E | Yes | Small Retail | Water Heating | NC | 0.58038 | 1.132 | 1.661 | 2.175 | 2.6579 | 3.1377 | 3.6097 | 4.0683 | 4.5222 | 4.9708
| Heat Pump Water Heater_Com, E - HWat | E | No | Small Retail | Water Heating | RET | 5.7788 | 10.9007 | 15.828 | 20.2863 | 24.2735 | 27.9592 | 31.2861 | 34.4238 | 37.3004 | 39.8974
| Heat Pump Water Heater_Com, E - HWat | E | Yes | Small Retail | Water Heating | REPL | 5.9575 | 10.6355 | 14.9962 | 18.7416 | 21.8327 | 24.3849 | 26.3406 | 27.7804 | 28.6515 | 28.9554
| Clothes Dryer_Com, E - Appl | E | Yes | Small Retail | Appliances | NC | 0.93842 | 1.8304 | 2.6857 | 3.5168 | 4.2976 | 5.0734 | 5.8365 | 6.5781 | 7.312 | 8.0374
| Clothes Dryer_Com, E - Appl | E | Yes | Small Retail | Appliances | RET | 9.166 | 17.3066 | 25.1541 | 32.2691 | 38.6452 | 44.4545 | 49.6153 | 54.5093 | 59.0215 | 63.1185
| Clothes Dryer_Com, E - Appl | E | Yes | Small Retail | Appliances | REPL | 6.8805 | 12.2833 | 17.3197 | 21.6453 | 25.2153 | 28.0911 | 30.2087 | 31.738 | 32.6224 | 32.8654
| Pnemautic to DDC_Com, E - TotE [Building w Elec Heat] | E | No | Small Retail | Total Electric | RET | 87.7179 | 173.816 | 265.5409 | 357.4509 | 448.4778 | 540.1336 | 630.1201 | 722.2879 | 813.9019 | 903.413
| Pnemautic to DDC_Com, E - TotE [Building w Gas Heat] | E | Yes | Small Retail | Total Electric | RET | 92.8783 | 184.0415 | 281.1625 | 378.4795 | 474.8615 | 571.9093 | 667.1897 | 764.7796 | 861.7832 | 956.5603
| Pnemautic to DDC_Com, E - TotE [Building w Oil Heat] | E | Yes | Small Retail | Total Electric | RET | 24.9895 | 49.5175 | 75.6485 | 101.8323 | 127.7645 | 153.8758 | 179.5115 | 205.7687 | 231.8682 | 257.3685
| Pnemautic to DDC_Com, E - TotE [Building w Propane Heat] | E | Yes | Small Retail | Total Electric | RET | 7.531 | 14.9229 | 22.798 | 30.6889 | 38.504 | 46.3731 | 54.0989 | 62.0119 | 69.8774 | 77.5624
| RCx_Com, E - TotE [Building w Elec Heat] | E | Yes | Small Retail | Total Electric | RET | 301.1669 | 596.7722 | 911.6966 | 1227.2561 | 1539.7841 | 1854.4711 | 2163.4267 | 2479.8714 | 2493.2481 | 2504.9665
| RCx_Com, E - TotE [Building w Gas Heat] | E | Yes | Small Retail | Total Electric | RET | 614.9914 | 1218.6256 | 1861.71 | 2506.0915 | 3144.2824 | 3786.882 | 4417.7781 | 5063.9671 | 5091.2826 | 5115.2119
| RCx_Com, E - TotE [Building w Oil Heat] | E | Yes | Small Retail | Total Electric | RET | 165.4673 | 327.8788 | 500.9047 | 674.2795 | 845.9888 | 1018.8842 | 1188.6308 | 1362.4919 | 1369.8414 | 1376.2797
| RCx_Com, E - TotE [Building w Propane Heat] | E | Yes | Small Retail | Total Electric | RET | 49.8664 | 98.8119 | 150.9562 | 203.2057 | 254.9532 | 307.0582 | 358.2142 | 410.6103 | 412.8251 | 414.7655
| Commissioning_Com, E - TotE [Building w Elec Heat] | E | Yes | Small Retail | Total Electric | NC | 0 | 0 | 0 | 0 | 0 | 0 | 0 | 0 | 0 | 0
| Commissioning_Com, E - TotE [Building w Gas Heat] | E | Yes | Small Retail | Total Electric | NC | 0 | 0 | 0 | 0 | 0 | 0 | 0 | 0 | 0 | 0
| Commissioning_Com, E - TotE [Building w Oil Heat] | E | Yes | Small Retail | Total Electric | NC | 0 | 0 | 0 | 0 | 0 | 0 | 0 | 0 | 0 | 0
| Commissioning_Com, E - TotE [Building w Propane Heat] | E | Yes | Small Retail | Total Electric | NC | 0 | 0 | 0 | 0 | 0 | 0 | 0 | 0 | 0 | 0
| Integrated Building Design_Com, E - TotE [Building w Elec Heat] | E | Yes | Small Retail | Total Electric | NC | 24.5751 | 47.9341 | 70.3326 | 92.0978 | 112.5449 | 132.8613 | 152.8455 | 172.2663 | 191.4845 | 210.4822
| Integrated Building Design_Com, E - TotE [Building w Gas Heat] | E | Yes | Small Retail | Total Electric | NC | 50.1831 | 97.8828 | 143.6212 | 188.0663 | 229.8198 | 271.3065 | 312.1147 | 351.7726 | 391.0166 | 429.8106
| Integrated Building Design_Com, E - TotE [Building w Oil Heat] | E | Yes | Small Retail | Total Electric | NC | 13.5021 | 26.336 | 38.6422 | 50.6004 | 61.8345 | 72.9967 | 83.9764 | 94.6466 | 105.2055 | 115.6432
| Integrated Building Design_Com, E - TotE [Building w Propane Heat] | E | Yes | Small Retail | Total Electric | NC | 4.0691 | 7.9368 | 11.6455 | 15.2493 | 18.6349 | 21.9988 | 25.3077 | 28.5234 | 31.7055 | 34.8511
| Deep Energy Retrofit_Com, E - TotE [Building w Elec Heat] | E | Yes | Small Retail | Total Electric | RET | 88.378 | 175.1239 | 267.539 | 360.1405 | 451.8524 | 544.1979 | 634.8615 | 727.7227 | 820.0261 | 910.2108
| Deep Energy Retrofit_Com, E - TotE [Building w Gas Heat] | E | Yes | Small Retail | Total Electric | RET | 180.4703 | 357.6079 | 546.3222 | 735.417 | 922.6953 | 1111.2673 | 1296.4049 | 1486.0302 | 1674.5164 | 1858.676
| Deep Energy Retrofit_Com, E - TotE [Building w Oil Heat] | E | Yes | Small Retail | Total Electric | RET | 48.5567 | 96.2166 | 146.9914 | 197.8685 | 248.2569 | 298.9934 | 348.8058 | 399.8257 | 450.5391 | 500.0884
| Deep Energy Retrofit_Com, E - TotE [Building w Propane Heat] | E | Yes | Small Retail | Total Electric | RET | 14.6334 | 28.9965 | 44.2984 | 59.6311 | 74.8165 | 90.1068 | 105.1186 | 120.4943 | 135.7777 | 150.7102
| EMS_Com, E - TotE [Building w Elec Heat] | E | Yes | Small Retail | Total Electric | NC | 44.7006 | 87.1892 | 127.9308 | 167.5203 | 204.7123 | 241.6667 | 278.0166 | 313.3419 | 348.2986 | 382.8544
| EMS_Com, E - TotE [Building w Elec Heat] | E | Yes | Small Retail | Total Electric | RET | 559.5312 | 1108.7294 | 1693.8202 | 2280.0911 | 2860.7297 | 3445.3794 | 4019.3811 | 4607.2964 | 5191.6798 | 5762.6494
| EMS_Com, E - TotE [Building w Gas Heat] | E | Yes | Small Retail | Total Electric | NC | 91.2799 | 178.0428 | 261.2383 | 342.0813 | 418.0283 | 493.4901 | 567.7178 | 639.853 | 711.2356 | 781.7995
| EMS_Com, E - TotE [Building w Gas Heat] | E | Yes | Small Retail | Total Electric | RET | 1142.5784 | 2264.0566 | 3458.8285 | 4656.01 | 5841.6904 | 7035.5614 | 8207.689 | 9408.2287 | 10601.5559 | 11767.4918
| EMS_Com, E - TotE [Building w Oil Heat] | E | Yes | Small Retail | Total Electric | NC | 24.5594 | 47.9035 | 70.2878 | 92.0391 | 112.4731 | 132.7766 | 152.748 | 172.1564 | 191.3624 | 210.348
| EMS_Com, E - TotE [Building w Oil Heat] | E | Yes | Small Retail | Total Electric | RET | 307.4178 | 609.1586 | 930.6194 | 1252.7285 | 1571.7432 | 1892.9617 | 2208.3299 | 2531.3426 | 2852.4148 | 3166.1171
| EMS_Com, E - TotE [Building w Propane Heat] | E | Yes | Small Retail | Total Electric | NC | 7.4014 | 14.4365 | 21.1824 | 27.7376 | 33.8957 | 40.0145 | 46.0332 | 51.8823 | 57.6703 | 63.392
| EMS_Com, E - TotE [Building w Propane Heat] | E | Yes | Small Retail | Total Electric | RET | 92.6456 | 183.5804 | 280.4581 | 377.5312 | 473.6717 | 570.4764 | 665.518 | 762.8635 | 859.624 | 954.1636
| VFDs on HVAC Pumps_Com, E - Oth | E | Yes | Small Retail | Other | RET | 107.6696 | 213.3508 | 325.9387 | 438.7537 | 550.485 | 555.3185 | 560.0914 | 560.6349 | 560.2717 | 558.4111
| ECM Circulators_Com, E - Oth | E | Yes | Small Retail | Other | RET | 183.3917 | 363.3966 | 555.1657 | 747.3216 | 937.6314 | 1129.256 | 1317.3905 | 1510.0854 | 1701.6226 | 1888.7633
| Motors_Com, E - Oth | E | Yes | Small Retail | Other | NC | 2.9993 | 5.8501 | 8.5838 | 11.2401 | 13.7356 | 16.2151 | 18.6541 | 21.0243 | 23.3698 | 25.6884
| Motors_Com, E - Oth | E | No | Small Retail | Other | RET | 91.4383 | 172.3028 | 249.9234 | 320.0006 | 382.5335 | 377.6249 | 373.297 | 367.4972 | 362.1368 | 357.0572
| Motors_Com, E - Oth | E | Yes | Small Retail | Other | REPL | 20.5249 | 36.6415 | 51.6653 | 64.5687 | 75.2183 | 83.7968 | 90.1135 | 94.4746 | 96.7136 | 96.8532
| Ext Area Ltg_Com, E - ExtL | E | Yes | Small Retail | Exterior Lighting | NC | 34.937 | 68.1452 | 99.988 | 130.9303 | 159.9987 | 188.8814 | 217.2918 | 244.9012 | 272.2227 | 299.2307
| Ext Area Ltg_Com, E - ExtL | E | Yes | Small Retail | Exterior Lighting | RET | 179.3125 | 346.5135 | 515.7354 | 676.8205 | 828.3811 | 1001.7466 | 1185.6964 | 1374.1051 | 1561.3819 | 1744.36
| Ext Area Ltg_Com, E - ExtL | E | Yes | Small Retail | Exterior Lighting | REPL | 314.1554 | 560.8385 | 790.7928 | 988.2941 | 1151.2973 | 1332.3368 | 1526.6815 | 1742.7417 | 1974.4065 | 2217.2684
| Street Ltg_Com, E - ExtL | E | Yes | Small Retail | Exterior Lighting | NC | 6.5033 | 12.6847 | 18.612 | 24.3716 | 29.7825 | 35.1588 | 40.4472 | 45.5864 | 50.6721 | 55.6994
| Street Ltg_Com, E - ExtL | E | Yes | Small Retail | Exterior Lighting | RET | 33.3776 | 64.5007 | 96.0001 | 125.9848 | 154.1966 | 186.4672 | 220.708 | 255.7788 | 290.6389 | 324.6989
| Street Ltg_Com, E - ExtL | E | Yes | Small Retail | Exterior Lighting | REPL | 58.4776 | 104.3957 | 147.1999 | 183.9632 | 214.3049 | 248.004 | 284.1797 | 324.3976 | 367.5202 | 412.727
| Ext Ltg Ctrls_Com, E - ExtL | E | Yes | Small Retail | Exterior Lighting | RET | 215.6706 | 427.3585 | 652.8811 | 878.8585 | 1102.665 | 1328.0175 | 1549.2658 | 1775.8771 | 1785.4563 | 1793.8481
| Ext Ltg Dsgn_Com, E - ExtL | E | Yes | Small Retail | Exterior Lighting | NC | 4.2021 | 8.1963 | 12.0262 | 15.7478 | 19.2441 | 22.718 | 26.1351 | 29.4559 | 32.742 | 35.9904
| Ext Ltg Dsgn_Com, E - ExtL | E | Yes | Small Retail | Exterior Lighting | REPL | 28.7561 | 56.9811 | 87.0508 | 117.1811 | 147.022 | 177.069 | 206.5688 | 236.7836 | 266.8169 | 296.1609
| Int Ltg Ctrls_Com, E - IntL [No Heat] | E | Yes | Small Retail | Interior Lighting | RET | 410.8022 | 814.018 | 1243.5858 | 1674.02 | 2100.319 | 2529.5629 | 2950.9891 | 3382.6307 | 3400.8769 | 3416.8613
| Int Ltg Ctrls_Com, E - IntL [Electric Heat] | E | Yes | Small Retail | Interior Lighting | RET | 290.0457 | 574.7351 | 878.0302 | 1181.937 | 1482.9243 | 1785.9907 | 2083.5375 | 2388.2968 | 2401.1795 | 2412.4652
| Int Ltg Ctrls_Com, E/G - IntL | E | Yes | Small Retail | Interior Lighting | RET | 1566.0081 | 3103.0965 | 4740.6406 | 6381.4874 | 8006.5707 | 9642.8801 | 11249.388 | 12894.8374 | 12964.3934 | 13025.3267
| Int Ltg Ctrls_Com, E/O - IntL | E | Yes | Small Retail | Interior Lighting | RET | 208.48 | 413.11 | 631.1134 | 849.5566 | 1065.9011 | 1283.7402 | 1497.6119 | 1716.6678 | 1725.9277 | 1734.0396
| Int Ltg Ctrls_Com, E/P - IntL | E | Yes | Small Retail | Interior Lighting | RET | 58.8686 | 116.6501 | 178.2079 | 239.8898 | 300.9791 | 362.4905 | 422.8815 | 484.7365 | 487.3512 | 489.6417
| Exit Sign RetFit_Com, E - IntL [No Heat] | E | Yes | Small Retail | Interior Lighting | RET | 15.6141 | 30.9399 | 47.2673 | 63.6277 | 79.8308 | 96.1459 | 112.1639 | 128.5701 | 144.8778 | 160.8111
| Exit Sign RetFit_Com, E - IntL [Electric Heat] | E | Yes | Small Retail | Interior Lighting | RET | 11.7848 | 23.3519 | 35.6751 | 48.023 | 60.2524 | 72.5662 | 84.6558 | 97.0384 | 109.3466 | 121.3723
| Exit Sign RetFit_Com, E/G - IntL | E | Yes | Small Retail | Interior Lighting | RET | 60.9197 | 120.7144 | 184.4169 | 248.2479 | 311.4657 | 375.1203 | 437.6155 | 501.6255 | 565.251 | 627.4161
| Exit Sign RetFit_Com, E/O - IntL | E | Yes | Small Retail | Interior Lighting | RET | 8.0704 | 15.9917 | 24.4307 | 32.8867 | 41.2615 | 49.6941 | 57.9732 | 66.4529 | 74.8818 | 83.1171
| Exit Sign RetFit_Com, E/P - IntL | E | No | Small Retail | Interior Lighting | RET | 2.2762 | 4.5104 | 6.8906 | 9.2756 | 11.6377 | 14.0161 | 16.3512 | 18.7429 | 21.1203 | 23.443
| LED HiLo Bay_Com, E - IntL [No Heat] | E | Yes | Small Retail | Interior Lighting | NC | 4.2393 | 8.2688 | 12.1326 | 15.8871 | 19.4143 | 22.919 | 26.3663 | 29.7164 | 33.0316 | 36.3088
| LED HiLo Bay_Com, E - IntL [No Heat] | E | Yes | Small Retail | Interior Lighting | RET | 32.9271 | 63.0698 | 93.0201 | 121.01 | 146.8643 | 171.1443 | 193.3769 | 214.6151 | 234.3041 | 254.1713
| LED HiLo Bay_Com, E - IntL [No Heat] | E | Yes | Small Retail | Interior Lighting | REPL | 22.6456 | 40.4275 | 57.0035 | 71.2402 | 82.9901 | 92.455 | 99.4243 | 104.1832 | 106.5483 | 107.8725
| LED HiLo Bay_Com, E - IntL [Electric Heat] | E | Yes | Small Retail | Interior Lighting | NC | 2.995 | 5.8418 | 8.5716 | 11.2242 | 13.7161 | 16.1921 | 18.6276 | 20.9945 | 23.3367 | 25.652
| LED HiLo Bay_Com, E - IntL [Electric Heat] | E | Yes | Small Retail | Interior Lighting | RET | 23.2628 | 44.5585 | 65.7182 | 85.493 | 103.7589 | 120.9126 | 136.6198 | 151.6245 | 165.5347 | 179.5707
| LED HiLo Bay_Com, E - IntL [Electric Heat] | E | Yes | Small Retail | Interior Lighting | REPL | 15.999 | 28.5618 | 40.2727 | 50.3308 | 58.6321 | 65.319 | 70.2428 | 73.6049 | 75.2759 | 76.2114
| LED HiLo Bay_Com, E/G - IntL | E | Yes | Small Retail | Interior Lighting | NC | 16.2491 | 31.6941 | 46.5041 | 60.8953 | 74.4149 | 87.8482 | 101.0618 | 113.9029 | 126.61 | 139.1714
| LED HiLo Bay_Com, E/G - IntL | E | Yes | Small Retail | Interior Lighting | RET | 126.2092 | 241.7461 | 356.5455 | 463.8305 | 562.9301 | 655.9951 | 741.2125 | 822.6183 | 898.0862 | 974.2369
| LED HiLo Bay_Com, E/G - IntL | E | Yes | Small Retail | Interior Lighting | REPL | 86.8003 | 154.9582 | 218.494 | 273.0631 | 318.1005 | 354.3793 | 381.0928 | 399.3335 | 408.3991 | 413.4748
| LED HiLo Bay_Com, E/O - IntL | E | No | Small Retail | Interior Lighting | NC | 2.1526 | 4.1987 | 6.1606 | 8.0671 | 9.8581 | 11.6377 | 13.3882 | 15.0893 | 16.7727 | 18.4368
| LED HiLo Bay_Com, E/O - IntL | E | No | Small Retail | Interior Lighting | RET | 16.7196 | 32.0254 | 47.2334 | 61.446 | 74.5743 | 86.9031 | 98.1923 | 108.9765 | 118.9742 | 129.0622
| LED HiLo Bay_Com, E/O - IntL | E | No | Small Retail | Interior Lighting | REPL | 11.4989 | 20.5281 | 28.945 | 36.1741 | 42.1404 | 46.9465 | 50.4854 | 52.9018 | 54.1028 | 54.7752
| LED HiLo Bay_Com, E/P - IntL | E | No | Small Retail | Interior Lighting | NC | 0.60714 | 1.1842 | 1.7376 | 2.2753 | 2.7805 | 3.2824 | 3.7761 | 4.2559 | 4.7307 | 5.2001
| LED HiLo Bay_Com, E/P - IntL | E | No | Small Retail | Interior Lighting | RET | 4.7157 | 9.0327 | 13.3221 | 17.3307 | 21.0335 | 24.5108 | 27.6949 | 30.7366 | 33.5564 | 36.4018
| LED HiLo Bay_Com, E/P - IntL | E | No | Small Retail | Interior Lighting | REPL | 3.2432 | 5.7899 | 8.1639 | 10.2028 | 11.8856 | 13.2412 | 14.2393 | 14.9208 | 15.2596 | 15.4492
| Repl Scre_Com, E - IntL [No Heat] | E | Yes | Small Retail | Interior Lighting | NC | 30.054 | 58.6208 | 28.5668 | 0 | 0 | 0 | 0 | 0 | 0 | 0
| Repl Scre_Com, E - IntL [No Heat] | E | Yes | Small Retail | Interior Lighting | RET | 113.4273 | 224.76 | 111.3327 | 0 | 0 | 0 | 0 | 0 | 0 | 0
| Repl Scre_Com, E - IntL [No Heat] | E | Yes | Small Retail | Interior Lighting | REPL | 1542.5065 | 3056.5273 | 1514.0208 | 0 | 0 | 0 | 0 | 0 | 0 | 0
| Repl Scre_Com, E - IntL [Electric Heat] | E | Yes | Small Retail | Interior Lighting | NC | 22.6833 | 44.2441 | 21.5608 | 0 | 0 | 0 | 0 | 0 | 0 | 0
| Repl Scre_Com, E - IntL [Electric Heat] | E | Yes | Small Retail | Interior Lighting | RET | 85.6094 | 169.6378 | 84.0284 | 0 | 0 | 0 | 0 | 0 | 0 | 0
| Repl Scre_Com, E - IntL [Electric Heat] | E | Yes | Small Retail | Interior Lighting | REPL | 1164.2077 | 2306.9159 | 1142.7082 | 0 | 0 | 0 | 0 | 0 | 0 | 0
| Repl Scre_Com, E/G - IntL | E | Yes | Small Retail | Interior Lighting | NC | 117.258 | 228.7133 | 111.4554 | 0 | 0 | 0 | 0 | 0 | 0 | 0
| Repl Scre_Com, E/G - IntL | E | Yes | Small Retail | Interior Lighting | RET | 442.545 | 876.9174 | 434.3724 | 0 | 0 | 0 | 0 | 0 | 0 | 0
| Repl Scre_Com, E/G - IntL | E | Yes | Small Retail | Interior Lighting | REPL | 6018.2005 | 11925.2621 | 5907.0616 | 0 | 0 | 0 | 0 | 0 | 0 | 0
| Repl Scre_Com, E/O - IntL | E | Yes | Small Retail | Interior Lighting | NC | 15.5338 | 30.2988 | 14.7651 | 0 | 0 | 0 | 0 | 0 | 0 | 0
| Repl Scre_Com, E/O - IntL | E | Yes | Small Retail | Interior Lighting | RET | 58.6262 | 116.1698 | 57.5436 | 0 | 0 | 0 | 0 | 0 | 0 | 0
| Repl Scre_Com, E/O - IntL | E | Yes | Small Retail | Interior Lighting | REPL | 797.2624 | 1579.8016 | 782.5392 | 0 | 0 | 0 | 0 | 0 | 0 | 0
| Repl Scre_Com, E/P - IntL | E | Yes | Small Retail | Interior Lighting | NC | 4.3813 | 8.5457 | 4.1645 | 0 | 0 | 0 | 0 | 0 | 0 | 0
| Repl Scre_Com, E/P - IntL | E | Yes | Small Retail | Interior Lighting | RET | 16.5354 | 32.7655 | 16.2301 | 0 | 0 | 0 | 0 | 0 | 0 | 0
| Repl Scre_Com, E/P - IntL | E | Yes | Small Retail | Interior Lighting | REPL | 224.8663 | 445.58 | 220.7137 | 0 | 0 | 0 | 0 | 0 | 0 | 0
| Lin LED Fixture_Com, E - IntL [No Heat] | E | Yes | Small Retail | Interior Lighting | NC | 7.2261 | 14.0946 | 20.6806 | 27.0805 | 33.0927 | 39.0666 | 44.9427 | 50.6532 | 56.3041 | 61.8902
| Lin LED Fixture_Com, E - IntL [No Heat] | E | No | Small Retail | Interior Lighting | RET | 43.9202 | 83.6598 | 122.6872 | 158.7367 | 191.6491 | 222.1985 | 249.8471 | 275.9524 | 301.8366 | 327.0687
| Lin LED Fixture_Com, E - IntL [No Heat] | E | Yes | Small Retail | Interior Lighting | REPL | 44.6977 | 79.7956 | 112.5133 | 140.6136 | 163.8055 | 182.4873 | 196.2434 | 205.6364 | 212.3034 | 216.2091
| Lin LED Fixture_Com, E - IntL [Electric Heat] | E | Yes | Small Retail | Interior Lighting | NC | 5.4539 | 10.6379 | 15.6087 | 20.439 | 24.9768 | 29.4855 | 33.9205 | 38.2305 | 42.4956 | 46.7117
| Lin LED Fixture_Com, E - IntL [Electric Heat] | E | No | Small Retail | Interior Lighting | RET | 33.1488 | 63.1423 | 92.5983 | 119.8066 | 144.6473 | 167.7045 | 188.5723 | 208.2753 | 227.8114 | 246.8553
| Lin LED Fixture_Com, E - IntL [Electric Heat] | E | Yes | Small Retail | Interior Lighting | REPL | 33.7357 | 60.2258 | 84.9195 | 106.1282 | 123.6323 | 137.7324 | 148.1148 | 155.2042 | 160.2361 | 163.1839
| Lin LED Fixture_Com, E/G - IntL | E | Yes | Small Retail | Interior Lighting | NC | 28.193 | 54.9909 | 80.687 | 105.6564 | 129.1137 | 152.4211 | 175.3473 | 197.6272 | 219.6747 | 241.4693
| Lin LED Fixture_Com, E/G - IntL | E | No | Small Retail | Interior Lighting | RET | 171.3579 | 326.4046 | 478.6731 | 619.3226 | 747.7328 | 866.9235 | 974.7967 | 1076.6484 | 1177.6373 | 1276.0822
| Lin LED Fixture_Com, E/G - IntL | E | Yes | Small Retail | Interior Lighting | REPL | 174.3915 | 311.3283 | 438.9787 | 548.614 | 639.0991 | 711.9872 | 765.6577 | 802.3053 | 828.3171 | 843.5554
| Lin LED Fixture_Com, E/O - IntL | E | No | Small Retail | Interior Lighting | NC | 3.7349 | 7.2849 | 10.689 | 13.9969 | 17.1044 | 20.192 | 23.2292 | 26.1807 | 29.1014 | 31.9887
| Lin LED Fixture_Com, E/O - IntL | E | No | Small Retail | Interior Lighting | RET | 22.7007 | 43.2405 | 63.4123 | 82.0449 | 99.0561 | 114.8459 | 129.1364 | 142.6292 | 156.0078 | 169.0493
| Lin LED Fixture_Com, E/O - IntL | E | No | Small Retail | Interior Lighting | REPL | 23.1025 | 41.2433 | 58.1538 | 72.6778 | 84.6648 | 94.3207 | 101.4307 | 106.2856 | 109.7315 | 111.7502
| Lin LED Fixture_Com, E/P - IntL | E | No | Small Retail | Interior Lighting | NC | 1.0534 | 2.0547 | 3.0148 | 3.9478 | 4.8243 | 5.6951 | 6.5517 | 7.3842 | 8.208 | 9.0223
| Lin LED Fixture_Com, E/P - IntL | E | No | Small Retail | Interior Lighting | RET | 6.4027 | 12.1959 | 17.8853 | 23.1406 | 27.9386 | 32.3921 | 36.4227 | 40.2283 | 44.0017 | 47.68
| Lin LED Fixture_Com, E/P - IntL | E | No | Small Retail | Interior Lighting | REPL | 6.516 | 11.6326 | 16.4022 | 20.4986 | 23.8795 | 26.603 | 28.6083 | 29.9776 | 30.9496 | 31.5189
| LED Tube Repl_Com, E - IntL [No Heat] | E | Yes | Small Retail | Interior Lighting | RET | 276.3243 | 526.3457 | 771.8871 | 998.6924 | 1205.761 | 1417.0673 | 1627.066 | 1844.5541 | 2062.9336 | 2278.2804
| LED Tube Repl_Com, E - IntL [No Heat] | E | Yes | Small Retail | Interior Lighting | REPL | 412.9833 | 737.2687 | 1039.5627 | 1299.1944 | 1513.4757 | 1714.6378 | 1897.8029 | 2070.7269 | 2228.0195 | 2367.4438
| LED Tube Repl_Com, E - IntL [Electric Heat] | E | Yes | Small Retail | Interior Lighting | RET | 208.5559 | 397.2597 | 582.5823 | 753.7637 | 910.0488 | 1069.5325 | 1228.0291 | 1392.1783 | 1557.0005 | 1719.5336
| LED Tube Repl_Com, E - IntL [Electric Heat] | E | Yes | Small Retail | Interior Lighting | REPL | 311.6994 | 556.454 | 784.6106 | 980.5678 | 1142.2967 | 1294.124 | 1432.3679 | 1562.8824 | 1681.5991 | 1786.8297
| LED Tube Repl_Com, E/G - IntL | E | Yes | Small Retail | Interior Lighting | RET | 1078.099 | 2053.5757 | 3011.5733 | 3896.4705 | 4704.3635 | 5528.7905 | 6348.1156 | 7196.6608 | 8048.6846 | 8888.8755
| LED Tube Repl_Com, E/G - IntL | E | Yes | Small Retail | Interior Lighting | REPL | 1611.2842 | 2876.5069 | 4055.9289 | 5068.9008 | 5904.9345 | 6689.7832 | 7404.4149 | 8079.0906 | 8692.7788 | 9236.753
| LED Tube Repl_Com, E/O - IntL | E | Yes | Small Retail | Interior Lighting | RET | 142.8214 | 272.0479 | 398.9588 | 516.1858 | 623.2116 | 732.4277 | 840.968 | 953.3792 | 1066.2512 | 1177.5557
| LED Tube Repl_Com, E/O - IntL | E | Yes | Small Retail | Interior Lighting | REPL | 213.4552 | 381.0659 | 537.31 | 671.5037 | 782.2575 | 886.2305 | 980.9014 | 1070.2792 | 1151.5777 | 1223.6408
| LED Tube Repl_Com, E/P - IntL | E | Yes | Small Retail | Interior Lighting | RET | 40.2825 | 76.7306 | 112.5256 | 145.5892 | 175.7756 | 206.5798 | 237.1934 | 268.8987 | 300.7341 | 332.1273
| LED Tube Repl_Com, E/P - IntL | E | Yes | Small Retail | Interior Lighting | REPL | 60.2046 | 107.4789 | 151.5472 | 189.3963 | 220.6342 | 249.9596 | 276.6613 | 301.8702 | 324.8002 | 345.1255
| Repl pin CFL wLED_Com, E - IntL [No Heat] | E | Yes | Small Retail | Interior Lighting | RET | 8.584 | 16.4709 | 24.3362 | 31.7137 | 38.5532 | 45.9806 | 53.7694 | 62.2234 | 71.0697 | 79.8291
| Repl pin CFL wLED_Com, E - IntL [No Heat] | E | Yes | Small Retail | Interior Lighting | REPL | 16.7349 | 29.8756 | 42.1251 | 52.6459 | 61.329 | 70.2354 | 79.14 | 88.4247 | 97.8169 | 107.1531
| Repl pin CFL wLED_Com, E - IntL [Electric Heat] | E | Yes | Small Retail | Interior Lighting | RET | 6.4788 | 12.4314 | 18.3678 | 23.9359 | 29.0981 | 34.7039 | 40.5825 | 46.9631 | 53.6399 | 60.2511
| Repl pin CFL wLED_Com, E - IntL [Electric Heat] | E | Yes | Small Retail | Interior Lighting | REPL | 12.6307 | 22.5486 | 31.794 | 39.7345 | 46.2881 | 53.0102 | 59.731 | 66.7386 | 73.8274 | 80.8739
| Repl pin CFL wLED_Com, E/G - IntL | E | Yes | Small Retail | Interior Lighting | RET | 33.491 | 64.2625 | 94.9496 | 123.7332 | 150.4182 | 179.3965 | 209.7852 | 242.7689 | 277.2835 | 311.4591
| Repl pin CFL wLED_Com, E/G - IntL | E | Yes | Small Retail | Interior Lighting | REPL | 65.2924 | 116.5617 | 164.3542 | 205.4018 | 239.2795 | 274.0286 | 308.7705 | 344.9955 | 381.6399 | 418.0656
| Repl pin CFL wLED_Com, E/O - IntL | E | No | Small Retail | Interior Lighting | RET | 4.4367 | 8.5132 | 12.5785 | 16.3916 | 19.9267 | 23.7656 | 27.7913 | 32.1609 | 36.7332 | 41.2606
| Repl pin CFL wLED_Com, E/O - IntL | E | No | Small Retail | Interior Lighting | REPL | 8.6496 | 15.4415 | 21.7729 | 27.2106 | 31.6986 | 36.302 | 40.9044 | 45.7033 | 50.5578 | 55.3833
| Repl pin CFL wLED_Com, E/P - IntL | E | No | Small Retail | Interior Lighting | RET | 1.2514 | 2.4011 | 3.5477 | 4.6232 | 5.6203 | 6.703 | 7.8385 | 9.0709 | 10.3605 | 11.6375
| Repl pin CFL wLED_Com, E/P - IntL | E | No | Small Retail | Interior Lighting | REPL | 2.4396 | 4.3553 | 6.141 | 7.6747 | 8.9405 | 10.2389 | 11.537 | 12.8905 | 14.2597 | 15.6208
| Refrig Case LED_Com, E - IntL | E | Yes | Small Retail | Interior Lighting | NC | 103.0769 | 201.053 | 295.0006 | 386.2916 | 472.054 | 557.2684 | 641.0892 | 722.5471 | 803.1552 | 882.8387
| Refrig Case LED_Com, E - IntL | E | Yes | Small Retail | Interior Lighting | RET | 529.0365 | 1022.3398 | 1521.6057 | 1996.8648 | 2444.0235 | 2871.7587 | 3270.7066 | 3658.8939 | 4083.0121 | 4532.9105
| Refrig Case LED_Com, E - IntL | E | Yes | Small Retail | Interior Lighting | REPL | 661.2956 | 1180.5623 | 1664.6151 | 2080.3542 | 2423.4752 | 2699.8682 | 2903.3875 | 3042.356 | 3183.3673 | 3323.9536
| Refrig Case Ctrls_Com, E - IntL | E | No | Small Retail | Interior Lighting | RET | 414.3499 | 821.0479 | 1254.3254 | 1688.4768 | 2118.4574 | 2551.4083 | 2976.4739 | 3411.8432 | 3430.247 | 3446.3693
| Stair Occ Sensor_Com, E - IntL [No Heat] | E | Yes | Small Retail | Interior Lighting | NC | 5.5995 | 10.9219 | 16.0254 | 20.9847 | 25.6436 | 30.2727 | 34.8262 | 39.2512 | 43.6301 | 47.9588
| Stair Occ Sensor_Com, E - IntL [No Heat] | E | Yes | Small Retail | Interior Lighting | RET | 43.1086 | 85.4211 | 130.4989 | 175.6677 | 220.4025 | 265.4463 | 309.6698 | 354.9653 | 399.9886 | 443.9785
| Stair Occ Sensor_Com, E - IntL [Electric Heat] | E | Yes | Small Retail | Interior Lighting | NC | 4.2262 | 8.2433 | 12.0952 | 15.8382 | 19.3545 | 22.8484 | 26.2851 | 29.6249 | 32.9299 | 36.1969
| Stair Occ Sensor_Com, E - IntL [Electric Heat] | E | Yes | Small Retail | Interior Lighting | RET | 32.5362 | 64.4716 | 98.4942 | 132.5853 | 166.3489 | 200.3458 | 233.7235 | 267.9103 | 301.8916 | 335.093
| Stair Occ Sensor_Com, E/G - IntL | E | Yes | Small Retail | Interior Lighting | NC | 21.8468 | 42.6125 | 62.5244 | 81.8732 | 100.0503 | 118.1112 | 135.8768 | 153.1415 | 170.2261 | 187.1148
| Stair Occ Sensor_Com, E/G - IntL | E | Yes | Small Retail | Interior Lighting | RET | 168.1913 | 333.2767 | 509.1511 | 685.3802 | 859.9163 | 1035.6581 | 1208.1991 | 1384.9226 | 1560.5843 | 1732.214
| Stair Occ Sensor_Com, E/O - IntL | E | No | Small Retail | Interior Lighting | NC | 2.8942 | 5.6451 | 8.2829 | 10.8462 | 13.2542 | 15.6468 | 18.0003 | 20.2875 | 22.5507 | 24.7881
| Stair Occ Sensor_Com, E/O - IntL | E | No | Small Retail | Interior Lighting | RET | 22.2812 | 44.1509 | 67.4499 | 90.7959 | 113.9176 | 137.199 | 160.0564 | 183.4679 | 206.7387 | 229.4754
| Stair Occ Sensor_Com, E/P - IntL | E | No | Small Retail | Interior Lighting | NC | 0.81629 | 1.5922 | 2.3362 | 3.0591 | 3.7383 | 4.4132 | 5.077 | 5.722 | 6.3604 | 6.9914
| Stair Occ Sensor_Com, E/P - IntL | E | No | Small Retail | Interior Lighting | RET | 6.2844 | 12.4527 | 19.0241 | 25.6088 | 32.1302 | 38.6967 | 45.1436 | 51.7468 | 58.3103 | 64.7231
| Int Delamping_Com, E - IntL [No Heat] | E | Yes | Small Retail | Interior Lighting | RET | 3.5084 | 6.9521 | 10.6207 | 14.2968 | 17.9376 | 21.6035 | 25.2027 | 28.8891 | 32.5533 | 36.1335
| Int Delamping_Com, E - IntL [Electric Heat] | E | Yes | Small Retail | Interior Lighting | RET | 2.648 | 5.2471 | 8.016 | 10.7905 | 13.5384 | 16.3053 | 19.0217 | 21.804 | 24.5696 | 27.2718
| Int Delamping_Com, E/G - IntL | E | Yes | Small Retail | Interior Lighting | RET | 13.6884 | 27.1239 | 41.4376 | 55.7801 | 69.9848 | 84.2877 | 98.3301 | 112.7128 | 127.0091 | 140.9773
| Int Delamping_Com, E/O - IntL | E | Yes | Small Retail | Interior Lighting | RET | 1.8134 | 3.5932 | 5.4895 | 7.3895 | 9.2713 | 11.166 | 13.0263 | 14.9317 | 16.8256 | 18.676
| Int Delamping_Com, E/P - IntL | E | Yes | Small Retail | Interior Lighting | RET | 0.51146 | 1.0135 | 1.5483 | 2.0842 | 2.6149 | 3.1494 | 3.674 | 4.2114 | 4.7456 | 5.2675
| Int Ltg Dsgn_Com, E - IntL [No Heat] | E | Yes | Small Retail | Interior Lighting | NC | 9.6518 | 18.8261 | 27.6231 | 36.1713 | 44.2019 | 52.1811 | 60.0299 | 67.6574 | 75.2053 | 82.6667
| Int Ltg Dsgn_Com, E - IntL [Electric Heat] | E | Yes | Small Retail | Interior Lighting | NC | 7.2847 | 14.209 | 20.8485 | 27.3003 | 33.3614 | 39.3838 | 45.3076 | 51.0645 | 56.7613 | 62.3927
| Int Ltg Dsgn_Com, E/G - IntL | E | Yes | Small Retail | Interior Lighting | NC | 37.6574 | 73.4513 | 107.7734 | 141.125 | 172.4569 | 203.5885 | 234.211 | 263.9702 | 293.419 | 322.53
| Int Ltg Dsgn_Com, E/O - IntL | E | Yes | Small Retail | Interior Lighting | NC | 4.9887 | 9.7305 | 14.2773 | 18.6956 | 22.8463 | 26.9704 | 31.0272 | 34.9695 | 38.8707 | 42.7272
| Int Ltg Dsgn_Com, E/P - IntL | E | Yes | Small Retail | Interior Lighting | NC | 1.407 | 2.7445 | 4.0269 | 5.273 | 6.4437 | 7.607 | 8.7511 | 9.8631 | 10.9634 | 12.0511
| Room Air Conditioner_Com, E - Cool | E | Yes | Large Retail | Cooling | NC | 0 | 0 | 0 | 0 | 0 | 0 | 0 | 0 | 0 | 0
| Room Air Conditioner_Com, E - Cool | E | Yes | Large Retail | Cooling | RET | 0 | 0 | 0 | 0 | 0 | 0 | 0 | 0 | 0 | 0
| Room Air Conditioner_Com, E - Cool | E | Yes | Large Retail | Cooling | REPL | 0 | 0 | 0 | 0 | 0 | 0 | 0 | 0 | 0 | 0
| Chiller Systems_Com, E - Cool | E | Yes | Large Retail | Cooling | NC | 45.4991 | 88.7467 | 130.2161 | 170.5128 | 208.3692 | 245.9836 | 282.983 | 318.9393 | 354.5204 | 389.6935
| Chiller Systems_Com, E - Cool | E | Yes | Large Retail | Cooling | RET | 207.8965 | 406.3407 | 611.9387 | 812.2847 | 1005.2479 | 1194.1996 | 1374.6072 | 1554.305 | 1566.8942 | 1578.1531
| Chiller Systems_Com, E - Cool | E | Yes | Large Retail | Cooling | REPL | 233.5218 | 416.8892 | 587.8217 | 734.6307 | 855.7962 | 953.3982 | 1025.2666 | 1074.3402 | 1098.7296 | 1098.7296
| Chiller Tuneup_Com, E - Cool | E | Yes | Large Retail | Cooling | RET | 39.1489 | 77.5748 | 118.512 | 159.5318 | 200.1575 | 201.915 | 203.6504 | 203.8481 | 203.716 | 203.0395
| Computer Room Air Conditioner_Com, E - Cool | E | Yes | Large Retail | Cooling | NC | 7.2052 | 14.0538 | 20.6208 | 27.0021 | 32.997 | 38.9536 | 44.8127 | 50.5067 | 56.1413 | 61.7112
| Computer Room Air Conditioner_Com, E - Cool | E | Yes | Large Retail | Cooling | REPL | 36.9801 | 73.2773 | 111.9467 | 150.6941 | 189.0692 | 227.7094 | 265.6459 | 304.502 | 343.1246 | 380.8607
| Mini Split Ductless AC_Com, E - Cool | E | Yes | Large Retail | Cooling | NC | 0 | 0 | 0 | 0 | 0 | 0 | 0 | 0 | 0 | 0
| Mini Split Ductless AC_Com, E - Cool | E | No | Large Retail | Cooling | RET | 0 | 0 | 0 | 0 | 0 | 0 | 0 | 0 | 0 | 0
| Mini Split Ductless AC_Com, E - Cool | E | Yes | Large Retail | Cooling | REPL | 0 | 0 | 0 | 0 | 0 | 0 | 0 | 0 | 0 | 0
| Eff Unitary AC_Com, E - Cool | E | Yes | Large Retail | Cooling | NC | 85.2393 | 166.2606 | 243.9505 | 319.4435 | 390.3646 | 460.8326 | 530.1481 | 597.5097 | 664.1684 | 730.0626
| Eff Unitary AC_Com, E - Cool | E | No | Large Retail | Cooling | RET | 677.8896 | 1312.3306 | 1956.8155 | 2572.5807 | 3154.0813 | 3712.3809 | 4235.0323 | 4781.1208 | 5334.1344 | 5883.9623
| Eff Unitary AC_Com, E - Cool | E | Yes | Large Retail | Cooling | REPL | 583.315 | 1087.1526 | 1587.3207 | 2051.8261 | 2475.5498 | 2865.6305 | 3212.7029 | 3562.0924 | 3903.3238 | 4230.8026
| PTAC_Com, E - Cool | E | Yes | Large Retail | Cooling | NC | 0 | 0 | 0 | 0 | 0 | 0 | 0 | 0 | 0 | 0
| PTAC_Com, E - Cool | E | No | Large Retail | Cooling | RET | 0 | 0 | 0 | 0 | 0 | 0 | 0 | 0 | 0 | 0
| PTAC_Com, E - Cool | E | Yes | Large Retail | Cooling | REPL | 0 | 0 | 0 | 0 | 0 | 0 | 0 | 0 | 0 | 0
| Unitary Equipment Economizer_Com, E - Cool | E | No | Large Retail | Cooling | RET | 354.6663 | 702.7829 | 1073.6506 | 1445.2662 | 1813.3117 | 2183.8997 | 2547.7384 | 2920.3964 | 3290.8156 | 3652.7323
| AC Tuneup_Com, E - Cool [ASHP] | E | Yes | Large Retail | Cooling | RET | 45.3859 | 89.9336 | 137.3927 | 184.9475 | 232.0455 | 234.083 | 236.0949 | 236.324 | 236.1709 | 235.3866
| AC Tuneup_Com, E - Heat [ASHP] | E | Yes | Large Retail | Space Heating | RET | 16.9875 | 33.6612 | 51.4247 | 69.224 | 86.8523 | 87.6149 | 88.3679 | 88.4537 | 88.3964 | 88.1028
| AC Tuneup_Com, E - Cool [Unitary AC] | E | Yes | Large Retail | Cooling | RET | 227.0758 | 449.9581 | 687.4068 | 925.3344 | 1160.9762 | 1171.1701 | 1181.2362 | 1182.3825 | 1181.6165 | 1177.6925
| DCV_Com, E - Cool [Building w Elec Heat] | E | Yes | Large Retail | Cooling | RET | 215.9365 | 427.8853 | 653.6859 | 879.942 | 1104.0244 | 1329.6547 | 1551.1758 | 1778.0664 | 2003.594 | 2223.9449
| DCV_Com, E - Heat [Building w Elec Heat] | E | Yes | Large Retail | Space Heating | RET | 55.243 | 109.4658 | 167.2323 | 225.1153 | 282.4422 | 340.1652 | 396.8369 | 454.8822 | 512.5789 | 568.9512
| DCV_Com, E - Vent [Building w Elec Heat] | E | Yes | Large Retail | Ventilation | RET | 519.6355 | 1029.6747 | 1573.0474 | 2117.516 | 2656.7539 | 3199.7168 | 3732.791 | 4278.7868 | 4821.5025 | 5351.7608
| DCV_Com, E - Cool [Building w Gas Heat] | E | Yes | Large Retail | Cooling | RET | 440.9485 | 873.7539 | 1334.8451 | 1796.8662 | 2254.4487 | 2715.1923 | 3167.5445 | 3630.8616 | 4091.3953 | 4541.358
| DCV_Com, E - Vent [Building w Gas Heat] | E | Yes | Large Retail | Ventilation | RET | 1061.1102 | 2102.6247 | 3212.207 | 4324.0271 | 5425.166 | 6533.9116 | 7622.464 | 8737.4028 | 9845.6434 | 10928.4457
| DCV_Com, E - Cool [Building w Oil Heat] | E | Yes | Large Retail | Cooling | RET | 118.6399 | 235.0889 | 359.1484 | 483.4581 | 606.5735 | 730.5394 | 852.2476 | 976.906 | 1100.8154 | 1221.8807
| DCV_Com, E - Vent [Building w Oil Heat] | E | Yes | Large Retail | Ventilation | RET | 285.4983 | 565.7243 | 864.2643 | 1163.4065 | 1459.6748 | 1757.9897 | 2050.8715 | 2350.8527 | 2649.0318 | 2940.3665
| DCV_Com, E - Cool [Building w Propane Heat] | E | Yes | Large Retail | Cooling | RET | 35.7542 | 70.8481 | 108.2355 | 145.6984 | 182.8013 | 220.1606 | 256.8394 | 294.4073 | 331.7496 | 368.2347
| DCV_Com, E - Vent [Building w Propane Heat] | E | Yes | Large Retail | Ventilation | RET | 86.0398 | 170.4907 | 260.4609 | 350.6125 | 439.898 | 529.8003 | 618.0652 | 708.4697 | 798.3311 | 886.1298
| Controls for Unitary AC_Com, E - Cool | E | No | Large Retail | Cooling | RET | 705.0334 | 1397.0468 | 2134.2864 | 2873.0129 | 3604.6425 | 4341.3263 | 5064.593 | 5805.3917 | 6541.7399 | 7261.1862
| Optimized Unitary AC Sys_Com, E - Cool [Building w Elec Heat] | E | No | Large Retail | Cooling | NC | 62.1819 | 121.2867 | 177.9612 | 233.0332 | 284.77 | 336.1762 | 386.7417 | 435.8818 | 484.5092 | 532.5788
| Optimized Unitary AC Sys_Com, E - Heat [Building w Elec Heat] | E | No | Large Retail | Space Heating | NC | 20.9207 | 40.8061 | 59.8739 | 78.4025 | 95.809 | 113.1043 | 130.1168 | 146.6496 | 163.01 | 179.1827
| Optimized Unitary AC Sys_Com, E - Cool [Building w Gas Heat] | E | Yes | Large Retail | Cooling | NC | 126.9771 | 247.6707 | 363.4019 | 475.8603 | 581.5083 | 686.4813 | 789.7374 | 890.0828 | 989.3813 | 1087.5409
| Optimized Unitary AC Sys_Com, E - Cool [Building w Oil Heat] | E | Yes | Large Retail | Cooling | NC | 34.164 | 66.6374 | 97.7755 | 128.0332 | 156.4584 | 184.7021 | 212.4838 | 239.4823 | 266.1992 | 292.6097
| Optimized Unitary AC Sys_Com, E - Cool [Building w Propane Heat] | E | Yes | Large Retail | Cooling | NC | 10.2959 | 20.0823 | 29.4663 | 38.585 | 47.1514 | 55.6631 | 64.0356 | 72.1721 | 80.2237 | 88.1829
| Optimized Chiller Sys_Com, E - Cool | E | No | Large Retail | Cooling | NC | 17.9476 | 35.007 | 51.3651 | 67.2605 | 82.1933 | 97.0307 | 111.6255 | 125.8088 | 139.8442 | 153.7185
| Cool Roof_Com, E - Cool [Building w Elec Heat] | E | No | Large Retail | Cooling | NC | 16.9055 | 32.9744 | 48.3827 | 63.3552 | 77.421 | 91.3969 | 105.1442 | 118.504 | 131.7244 | 144.7932
| Cool Roof_Com, E - Cool [Building w Elec Heat] | E | No | Large Retail | Cooling | RET | 88.5019 | 175.3694 | 267.9142 | 360.6455 | 452.486 | 544.961 | 635.7517 | 728.7432 | 821.176 | 911.4872
| Cool Roof_Com, E - Heat [Building w Elec Heat] | E | No | Large Retail | Space Heating | NC | -3.6569 | -7.1329 | -10.466 | -13.7048 | -16.7474 | -19.7707 | -22.7444 | -25.6344 | -28.4942 | -31.3212
| Cool Roof_Com, E - Heat [Building w Elec Heat] | E | No | Large Retail | Space Heating | RET | -19.1444 | -37.9353 | -57.9543 | -78.0136 | -97.8802 | -117.8841 | -137.5236 | -157.6392 | -177.634 | -197.1698
| Cool Roof_Com, E - Cool [Building w Gas Heat] | E | No | Large Retail | Cooling | NC | 34.5215 | 67.3347 | 98.7988 | 129.3731 | 158.0958 | 186.635 | 214.7074 | 241.9885 | 268.985 | 295.6718
| Cool Roof_Com, E - Cool [Building w Gas Heat] | E | No | Large Retail | Cooling | RET | 180.7234 | 358.1093 | 547.0883 | 736.4483 | 923.9892 | 1112.8256 | 1298.2229 | 1488.1141 | 1676.8645 | 1861.2824
| Cool Roof_Com, E - Cool [Building w Oil Heat] | E | No | Large Retail | Cooling | NC | 9.2882 | 18.1168 | 26.5824 | 34.8086 | 42.5367 | 50.2153 | 57.7684 | 65.1085 | 72.3721 | 79.5523
| Cool Roof_Com, E - Cool [Building w Oil Heat] | E | No | Large Retail | Cooling | RET | 48.6248 | 96.3516 | 147.1975 | 198.146 | 248.6051 | 299.4127 | 349.295 | 400.3864 | 451.1709 | 500.7896
| Cool Roof_Com, E - Cool [Building w Propane Heat] | E | No | Large Retail | Cooling | NC | 2.7992 | 5.4598 | 8.0111 | 10.4902 | 12.8191 | 15.1332 | 17.4095 | 19.6216 | 21.8106 | 23.9745
| Cool Roof_Com, E - Cool [Building w Propane Heat] | E | No | Large Retail | Cooling | RET | 14.6539 | 29.0372 | 44.3605 | 59.7147 | 74.9214 | 90.2331 | 105.266 | 120.6633 | 135.9681 | 150.9215
| GSHP_Com, E - Cool | E | Yes | Large Retail | Cooling | RET | 172.5902 | 325.1376 | 471.4842 | 603.5351 | 721.3046 | 828.0886 | 922.4963 | 1009.5711 | 1087.511 | 1156.0848
| GSHP_Com, E - Cool | E | Yes | Large Retail | Cooling | REPL | 69.383 | 123.8644 | 174.6511 | 218.2704 | 254.2705 | 283.2696 | 304.6229 | 319.2034 | 326.4499 | 326.4499
| GSHP_Com, E - Heat | E | Yes | Large Retail | Space Heating | RET | 84.0922 | 158.4188 | 229.7242 | 294.0642 | 351.4458 | 403.4748 | 449.4737 | 491.8997 | 529.8748 | 563.2865
| GSHP_Com, E - Heat | E | Yes | Large Retail | Space Heating | REPL | 33.8059 | 60.3512 | 85.0964 | 106.3492 | 123.8898 | 138.0193 | 148.4233 | 155.5275 | 159.0582 | 159.0582
| Unitary HP_Com, E - Cool | E | Yes | Large Retail | Cooling | NC | 18.7612 | 36.5939 | 53.6934 | 70.3094 | 85.9191 | 101.4291 | 116.6855 | 131.5117 | 146.1833 | 160.6866
| Unitary HP_Com, E - Cool | E | No | Large Retail | Cooling | RET | 92.7118 | 179.3306 | 267.1678 | 350.9451 | 429.923 | 505.6182 | 576.357 | 656.5486 | 743.5799 | 835.4224
| Unitary HP_Com, E - Cool | E | Yes | Large Retail | Cooling | REPL | 128.3875 | 229.2007 | 323.1773 | 403.8911 | 470.5065 | 524.1669 | 563.6792 | 606.2053 | 650.5196 | 695.8134
| Unitary HP_Com, E - Heat | E | Yes | Large Retail | Space Heating | NC | 2.9896 | 5.8312 | 8.556 | 11.2038 | 13.6912 | 16.1627 | 18.5938 | 20.9564 | 23.2943 | 25.6054
| Unitary HP_Com, E - Heat | E | No | Large Retail | Space Heating | RET | 14.7736 | 28.5763 | 42.5731 | 55.923 | 68.5081 | 80.5701 | 91.8423 | 104.6209 | 118.4893 | 133.1244
| Unitary HP_Com, E - Heat | E | Yes | Large Retail | Space Heating | REPL | 20.4585 | 36.5231 | 51.4982 | 64.36 | 74.9751 | 83.5259 | 89.8222 | 96.5987 | 103.6601 | 110.8777
| PTHP_Com, E - Cool | E | Yes | Large Retail | Cooling | NC | 0 | 0 | 0 | 0 | 0 | 0 | 0 | 0 | 0 | 0
| PTHP_Com, E - Cool | E | Yes | Large Retail | Cooling | RET | 0 | 0 | 0 | 0 | 0 | 0 | 0 | 0 | 0 | 0
| PTHP_Com, E - Cool | E | Yes | Large Retail | Cooling | REPL | 0 | 0 | 0 | 0 | 0 | 0 | 0 | 0 | 0 | 0
| PTHP_Com, E - Heat | E | Yes | Large Retail | Space Heating | NC | 0 | 0 | 0 | 0 | 0 | 0 | 0 | 0 | 0 | 0
| PTHP_Com, E - Heat | E | Yes | Large Retail | Space Heating | RET | 0 | 0 | 0 | 0 | 0 | 0 | 0 | 0 | 0 | 0
| PTHP_Com, E - Heat | E | Yes | Large Retail | Space Heating | REPL | 0 | 0 | 0 | 0 | 0 | 0 | 0 | 0 | 0 | 0
| Minisplit Ductless HP_Com, E - Cool | E | Yes | Large Retail | Cooling | RET | 56.0763 | 106.1176 | 154.5869 | 198.7425 | 238.5016 | 274.899 | 304.7275 | 333.8075 | 361.1265 | 386.5074
| Minisplit Ductless HP_Com, E - Cool | E | Yes | Large Retail | Cooling | REPL | 40.1225 | 71.6278 | 100.9965 | 126.2205 | 147.0385 | 163.808 | 176.156 | 185.4465 | 191.3443 | 193.8466
| Minisplit Ductless HP_Com, E - Heat | E | Yes | Large Retail | Space Heating | RET | 898.045 | 1699.4403 | 2475.6605 | 3182.7978 | 3819.5278 | 4402.421 | 4922.7168 | 5426.4424 | 5900.7697 | 6340.7832
| Minisplit Ductless HP_Com, E - Heat | E | Yes | Large Retail | Space Heating | REPL | 659.1215 | 1176.6811 | 1659.1425 | 2073.5148 | 2415.5078 | 2690.9921 | 2893.8424 | 3046.4629 | 3143.3509 | 3184.4577
| Programmable TStat_Com, E - Cool [Building w Elec Heat] | E | Yes | Large Retail | Cooling | NC | 0 | 0 | 0 | 0 | 0 | 0 | 0 | 0 | 0 | 0
| Programmable TStat_Com, E - Heat [Building w Elec Heat] | E | Yes | Large Retail | Space Heating | NC | 0 | 0 | 0 | 0 | 0 | 0 | 0 | 0 | 0 | 0
| Programmable TStat_Com, E - Cool [Building w Gas Heat] | E | Yes | Large Retail | Cooling | NC | 0 | 0 | 0 | 0 | 0 | 0 | 0 | 0 | 0 | 0
| Programmable TStat_Com, E - Cool [Building w Gas Heat] | E | Yes | Large Retail | Cooling | RET | 0 | 0 | 0 | 0 | 0 | 0 | 0 | 0 | 0 | 0
| Programmable TStat_Com, E - Cool [Building w Propane Heat] | E | Yes | Large Retail | Cooling | NC | 0 | 0 | 0 | 0 | 0 | 0 | 0 | 0 | 0 | 0
| Programmable TStat_Com, E - Cool [Building w Propane Heat] | E | Yes | Large Retail | Cooling | RET | 0 | 0 | 0 | 0 | 0 | 0 | 0 | 0 | 0 | 0
| Programmable TStat_Com, E - Cool [Building w Oil Heat] | E | Yes | Large Retail | Cooling | NC | 0 | 0 | 0 | 0 | 0 | 0 | 0 | 0 | 0 | 0
| Programmable TStat_Com, E - Cool [Building w Oil Heat] | E | Yes | Large Retail | Cooling | RET | 0 | 0 | 0 | 0 | 0 | 0 | 0 | 0 | 0 | 0
| Smart TStat_Com, E - Cool [Building w Elec Heat] | E | Yes | Large Retail | Cooling | NC | 27.4899 | 53.6194 | 78.6745 | 103.0212 | 125.8934 | 148.6195 | 170.9739 | 192.6981 | 214.1957 | 235.4467
| Smart TStat_Com, E - Cool [Building w Elec Heat] | E | Yes | Large Retail | Cooling | RET | 101.193 | 200.5172 | 306.3327 | 412.3617 | 517.372 | 623.1077 | 726.9177 | 833.2441 | 938.9317 | 1042.1933
| Smart TStat_Com, E - Heat [Building w Elec Heat] | E | Yes | Large Retail | Space Heating | NC | 10.5374 | 20.5533 | 30.1574 | 39.4899 | 48.2573 | 56.9686 | 65.5375 | 73.8648 | 82.1052 | 90.2511
| Smart TStat_Com, E - Heat [Building w Elec Heat] | E | Yes | Large Retail | Space Heating | RET | 38.7891 | 76.862 | 117.423 | 158.0659 | 198.3183 | 238.8488 | 278.6411 | 319.3979 | 359.9099 | 399.492
| Smart TStat_Com, E - Cool [Building w Gas Heat] | E | Yes | Large Retail | Cooling | NC | 56.1351 | 109.4923 | 160.6556 | 210.3722 | 257.0779 | 303.4852 | 349.1335 | 393.495 | 437.3937 | 480.7888
| Smart TStat_Com, E - Cool [Building w Gas Heat] | E | Yes | Large Retail | Cooling | RET | 206.6389 | 409.4618 | 625.54 | 842.0541 | 1056.4881 | 1272.4035 | 1484.3864 | 1701.5078 | 1917.3248 | 2128.188
| Smart TStat_Com, E - Cool [Building w Propane Heat] | E | Yes | Large Retail | Cooling | NC | 15.1035 | 29.4596 | 43.2254 | 56.6019 | 69.1684 | 81.6546 | 93.9365 | 105.8723 | 117.6835 | 129.3592
| Smart TStat_Com, E - Cool [Building w Propane Heat] | E | No | Large Retail | Cooling | RET | 55.5975 | 110.1682 | 168.3055 | 226.5599 | 284.2547 | 342.3481 | 399.3834 | 457.8013 | 515.8682 | 572.6023
| Smart TStat_Com, E - Cool [Building w Oil Heat] | E | Yes | Large Retail | Cooling | NC | 4.5517 | 8.8781 | 13.0267 | 17.058 | 20.8451 | 24.608 | 28.3094 | 31.9064 | 35.4659 | 38.9846
| Smart TStat_Com, E - Cool [Building w Oil Heat] | E | Yes | Large Retail | Cooling | RET | 16.7553 | 33.2011 | 50.7217 | 68.2777 | 85.665 | 103.1725 | 120.361 | 137.9663 | 155.4657 | 172.5635
| Windows_Com, E - Cool [Building w Elec Heat] | E | No | Large Retail | Cooling | NC | 34.719 | 67.7199 | 99.3639 | 130.1131 | 159.0002 | 187.7026 | 215.9357 | 243.3728 | 270.5237 | 297.3632
| Windows_Com, E - Heat [Building w Elec Heat] | E | No | Large Retail | Space Heating | NC | 16.3156 | 31.8238 | 46.6943 | 61.1444 | 74.7193 | 88.2075 | 101.4752 | 114.3688 | 127.1279 | 139.7406
| Windows_Com, E - Cool [Building w Gas Heat] | E | No | Large Retail | Cooling | NC | 70.8972 | 138.286 | 202.9039 | 265.6947 | 324.6828 | 383.294 | 440.9467 | 496.9741 | 552.417 | 607.224
| Windows_Com, E - Cool [Building w Oil Heat] | E | No | Large Retail | Cooling | NC | 19.0753 | 37.2067 | 54.5926 | 71.4868 | 87.3579 | 103.1276 | 118.6395 | 133.714 | 148.6312 | 163.3774
| Windows_Com, E - Cool [Building w Propane Heat] | E | No | Large Retail | Cooling | NC | 5.7487 | 11.2129 | 16.4524 | 21.5438 | 26.3268 | 31.0793 | 35.754 | 40.297 | 44.7926 | 49.2366
| Window Film_Com, E - Cool [Building w Elec Heat] | E | No | Large Retail | Cooling | RET | 0 | 0 | 0 | 0 | 0 | 0 | 0 | 0 | 0 | 0
| Window Film_Com, E - Heat [Building w Elec Heat] | E | No | Large Retail | Space Heating | RET | 0 | 0 | 0 | 0 | 0 | 0 | 0 | 0 | 0 | 0
| Window Film_Com, E - Cool [Building w Gas Heat] | E | No | Large Retail | Cooling | RET | 0 | 0 | 0 | 0 | 0 | 0 | 0 | 0 | 0 | 0
| Window Film_Com, E - Cool [Building w Oil Heat] | E | No | Large Retail | Cooling | RET | 0 | 0 | 0 | 0 | 0 | 0 | 0 | 0 | 0 | 0
| Window Film_Com, E - Cool [Building w Propane Heat] | E | No | Large Retail | Cooling | RET | 0 | 0 | 0 | 0 | 0 | 0 | 0 | 0 | 0 | 0
| Motors and Fans_Com, E - Vent | E | Yes | Large Retail | Ventilation | NC | 25.053 | 48.8663 | 71.7004 | 93.8888 | 114.7335 | 135.445 | 155.8178 | 175.6163 | 195.2082 | 214.5754
| Motors and Fans_Com, E - Vent | E | No | Large Retail | Ventilation | RET | 254.5947 | 479.7484 | 695.8699 | 890.9881 | 1065.1007 | 1051.4336 | 1039.3832 | 1023.2344 | 1008.3094 | 994.1662
| Motors and Fans_Com, E - Vent | E | Yes | Large Retail | Ventilation | REPL | 171.4443 | 306.0668 | 431.5599 | 539.3424 | 628.2983 | 699.9546 | 752.718 | 789.1466 | 807.8483 | 809.0147
| ECM Furnace Motors_Com, E - Vent | E | Yes | Large Retail | Ventilation | RET | 480.9658 | 953.0495 | 1455.986 | 1959.9369 | 2459.0464 | 2961.6037 | 3455.0081 | 3960.3726 | 4462.701 | 4953.4991
| VFD on HVAC System_Com, E - Vent | E | Yes | Large Retail | Ventilation | RET | 2943.6061 | 5832.8522 | 8910.9237 | 11995.2031 | 15049.8521 | 18125.6028 | 21145.3358 | 24238.2668 | 27312.6165 | 30316.3983
| Kitchen DCV_Com, E - Vent [Building w Elec Heat] | E | Yes | Large Retail | Ventilation | NC | 1.1782 | 2.2982 | 3.3721 | 4.4156 | 5.3959 | 6.37 | 7.3281 | 8.2593 | 9.1807 | 10.0915
| Kitchen DCV_Com, E - Vent [Building w Elec Heat] | E | Yes | Large Retail | Ventilation | RET | 11.248 | 21.2614 | 30.9373 | 39.7309 | 47.6301 | 54.8442 | 61.2682 | 67.4199 | 73.1487 | 78.4039
| Kitchen DCV_Com, E - Vent [Building w Elec Heat] | E | Yes | Large Retail | Ventilation | REPL | 8.063 | 14.3944 | 20.2963 | 25.3654 | 29.549 | 32.919 | 35.4004 | 37.2266 | 38.3308 | 38.7147
| Kitchen DCV_Com, E - Heat [Building w Elec Heat] | E | Yes | Large Retail | Space Heating | NC | 0.44 | 0.85823 | 1.2593 | 1.649 | 2.015 | 2.3788 | 2.7366 | 3.0843 | 3.4284 | 3.7685
| Kitchen DCV_Com, E - Heat [Building w Elec Heat] | E | Yes | Large Retail | Space Heating | RET | 4.2004 | 7.9398 | 11.5531 | 14.837 | 17.7869 | 20.4809 | 22.8798 | 25.1771 | 27.3164 | 29.279
| Kitchen DCV_Com, E - Heat [Building w Elec Heat] | E | Yes | Large Retail | Space Heating | REPL | 3.011 | 5.3754 | 7.5794 | 9.4724 | 11.0347 | 12.2932 | 13.2199 | 13.9018 | 14.3141 | 14.4575
| Kitchen DCV_Com, E - Vent [Building w Gas Heat] | E | Yes | Large Retail | Ventilation | NC | 2.406 | 4.693 | 6.8859 | 9.0168 | 11.0186 | 13.0077 | 14.9643 | 16.8656 | 18.7472 | 20.6072
| Kitchen DCV_Com, E - Vent [Building w Gas Heat] | E | Yes | Large Retail | Ventilation | RET | 22.9686 | 43.4165 | 63.1747 | 81.1316 | 97.2621 | 111.9934 | 125.1114 | 137.6733 | 149.3716 | 160.103
| Kitchen DCV_Com, E - Vent [Building w Gas Heat] | E | Yes | Large Retail | Ventilation | REPL | 16.465 | 29.3937 | 41.4457 | 51.7968 | 60.3398 | 67.2215 | 72.2887 | 76.0179 | 78.2725 | 79.0566
| Kitchen DCV_Com, E - Vent [Building w Oil Heat] | E | Yes | Large Retail | Ventilation | NC | 0.64735 | 1.2627 | 1.8527 | 2.426 | 2.9646 | 3.4998 | 4.0262 | 4.5378 | 5.044 | 5.5445
| Kitchen DCV_Com, E - Vent [Building w Oil Heat] | E | Yes | Large Retail | Ventilation | RET | 6.1799 | 11.6815 | 16.9976 | 21.829 | 26.169 | 30.1325 | 33.662 | 37.0419 | 40.1894 | 43.0767
| Kitchen DCV_Com, E - Vent [Building w Oil Heat] | E | Yes | Large Retail | Ventilation | REPL | 4.43 | 7.9086 | 11.1512 | 13.9362 | 16.2348 | 18.0864 | 19.4497 | 20.4531 | 21.0597 | 21.2707
| Kitchen DCV_Com, E - Vent [Building w Oil Heat] | E | Yes | Large Retail | Ventilation | NC | 0.64735 | 1.2627 | 1.8527 | 2.426 | 2.9646 | 3.4998 | 4.0262 | 4.5378 | 5.044 | 5.5445
| Kitchen DCV_Com, E - Vent [Building w Oil Heat] | E | Yes | Large Retail | Ventilation | RET | 6.1799 | 11.6815 | 16.9976 | 21.829 | 26.169 | 30.1325 | 33.662 | 37.0419 | 40.1894 | 43.0767
| Kitchen DCV_Com, E - Vent [Building w Oil Heat] | E | Yes | Large Retail | Ventilation | REPL | 4.43 | 7.9086 | 11.1512 | 13.9362 | 16.2348 | 18.0864 | 19.4497 | 20.4531 | 21.0597 | 21.2707
| Duct Sealing Regulated_Com, E - Vent [Building w Elec Heat] | E | Yes | Large Retail | Ventilation | RET | 350.1339 | 693.8018 | 1059.9299 | 1426.7965 | 1790.1386 | 2155.9907 | 2515.1797 | 2883.0754 | 3248.7608 | 3606.0524
| Duct Sealing Regulated_Com, E - Heat [Building w Elec Heat] | E | Yes | Large Retail | Space Heating | RET | 63.4394 | 125.7072 | 192.0445 | 258.5157 | 324.3482 | 390.6355 | 455.7155 | 522.3731 | 588.6302 | 653.3665
| Duct Sealing Regulated_Com, E - Cool [Building w Elec Heat] | E | Yes | Large Retail | Cooling | RET | 165.9376 | 328.8108 | 502.3286 | 676.1962 | 848.3936 | 1021.7805 | 1192.0095 | 1366.3649 | 1539.6728 | 1709.0027
| Duct Sealing Regulated_Com, E - Vent [Building w Gas Heat] | E | Yes | Large Retail | Ventilation | RET | 714.9832 | 1416.7627 | 2164.4067 | 2913.5585 | 3655.5133 | 4402.5936 | 5136.0676 | 5887.3208 | 6634.0608 | 7363.6603
| Duct Sealing Regulated_Com, E - Cool [Building w Gas Heat] | E | Yes | Large Retail | Cooling | RET | 338.8493 | 671.441 | 1025.769 | 1380.8117 | 1732.4435 | 2086.5044 | 2434.1169 | 2790.1555 | 3144.0552 | 3489.8315
| Duct Sealing Non Regulated_Com, E - Vent [Building w Oil Heat] | E | Yes | Large Retail | Ventilation | RET | 192.3707 | 381.1888 | 582.3471 | 783.9111 | 983.5387 | 1184.5453 | 1381.891 | 1584.0204 | 1784.9355 | 1981.2388
| Duct Sealing Non Regulated_Com, E - Cool [Building w Oil Heat] | E | Yes | Large Retail | Cooling | RET | 91.1695 | 180.6554 | 275.9896 | 371.516 | 466.1247 | 561.387 | 654.9143 | 750.7088 | 845.9277 | 938.9609
| Duct Sealing Non Regulated_Com, E - Vent [Building w Propane Heat] | E | Yes | Large Retail | Ventilation | RET | 57.9742 | 114.8778 | 175.5003 | 236.245 | 296.4062 | 356.983 | 416.4565 | 477.3717 | 537.9209 | 597.0802
| Duct Sealing Non Regulated_Com, E - Cool [Building w Propane Heat] | E | Yes | Large Retail | Cooling | RET | 27.4755 | 54.4436 | 83.1742 | 111.9627 | 140.4747 | 169.1836 | 197.3697 | 226.2389 | 254.9348 | 282.972
| Power Strip_Com, E - Plug [Tier 1] | E | Yes | Large Retail | Plug Loads | NC | 0 | 0 | 0 | 0 | 0 | 0 | 0 | 0 | 0 | 0
| Power Strip_Com, E - Plug [Tier 1] | E | Yes | Large Retail | Plug Loads | RET | 0 | 0 | 0 | 0 | 0 | 0 | 0 | 0 | 0 | 0
| Power Strip_Com, E - Plug [Tier 1] | E | Yes | Large Retail | Plug Loads | REPL | 0 | 0 | 0 | 0 | 0 | 0 | 0 | 0 | 0 | 0
| Power Strip_Com, E - Plug [Tier 2] | E | Yes | Large Retail | Plug Loads | NC | 69.1676 | 134.9124 | 197.9541 | 259.213 | 316.7621 | 373.9435 | 430.1897 | 484.8504 | 470.3195 | 459.1303
| Power Strip_Com, E - Plug [Tier 2] | E | Yes | Large Retail | Plug Loads | RET | 688.6883 | 1299.5721 | 1887.7164 | 2420.3027 | 2908.0448 | 3363.0056 | 3777.6055 | 4172.5662 | 3988.309 | 3969.0318
| Power Strip_Com, E - Plug [Tier 2] | E | Yes | Large Retail | Plug Loads | REPL | 887.4976 | 1584.384 | 2234.0113 | 2791.9576 | 3266.699 | 3666.3373 | 3981.7421 | 4225.9719 | 3681.3878 | 3417.3959
| Computer Power Management_Com, E - Plug | E | Yes | Large Retail | Plug Loads | RET | 352.2508 | 697.9966 | 1066.3384 | 1435.4232 | 1800.9621 | 1816.7754 | 1832.3903 | 1834.1685 | 1832.9802 | 1826.8931
| Vending Machine Controls_Com, E - Plug [Non-Refrigerated] | E | No | Large Retail | Plug Loads | RET | 102.3448 | 202.7995 | 309.8195 | 417.0553 | 523.2608 | 527.8553 | 532.3921 | 532.9088 | 532.5635 | 530.795
| Vending Machine Controls_Com, E - Plug [Refrigerated] | E | Yes | Large Retail | Plug Loads | RET | 307.0343 | 608.3986 | 929.4584 | 1251.1658 | 1569.7825 | 1583.5659 | 1597.1764 | 1598.7263 | 1597.6906 | 1592.3849
| Ovens_Com, E - Cook | E | Yes | Large Retail | Cooking | NC | 11.9745 | 23.3563 | 34.2703 | 44.8755 | 54.8386 | 64.7379 | 74.4754 | 83.9384 | 93.3026 | 102.5595
| Ovens_Com, E - Cook | E | Yes | Large Retail | Cooking | REPL | 102.4304 | 202.9692 | 310.0787 | 417.4042 | 523.6986 | 630.7273 | 735.8067 | 843.4333 | 950.4132 | 1054.9376
| Fryers_Com, E - Cook | E | Yes | Large Retail | Cooking | NC | 1.9648 | 3.8323 | 5.6231 | 7.3633 | 8.998 | 10.6223 | 12.22 | 13.7727 | 15.3093 | 16.8281
| Fryers_Com, E - Cook | E | Yes | Large Retail | Cooking | REPL | 16.8069 | 33.3035 | 50.8782 | 68.4884 | 85.9293 | 103.4908 | 120.7324 | 138.3919 | 155.9454 | 173.0959
| Griddles_Com, E - Cook | E | Yes | Large Retail | Cooking | NC | 0.548 | 1.0689 | 1.5684 | 2.0537 | 2.5096 | 2.9627 | 3.4083 | 3.8414 | 4.2699 | 4.6936
| Griddles_Com, E - Cook | E | Yes | Large Retail | Cooking | REPL | 4.6877 | 9.2887 | 14.1905 | 19.1022 | 23.9667 | 28.8648 | 33.6737 | 38.5991 | 43.495 | 48.2785
| Hot Food Holding Cabinet_Com, E - Cook | E | Yes | Large Retail | Cooking | NC | 2.3846 | 4.6512 | 6.8246 | 8.9365 | 10.9205 | 12.8919 | 14.831 | 16.7155 | 18.5803 | 20.4237
| Hot Food Holding Cabinet_Com, E - Cook | E | Yes | Large Retail | Cooking | REPL | 20.3979 | 40.4192 | 61.7489 | 83.1217 | 104.2891 | 125.6028 | 146.5283 | 167.961 | 189.2649 | 210.0799
| Steamers_Com, E - Cook | E | Yes | Large Retail | Cooking | NC | 1.8722 | 3.6517 | 5.358 | 7.0161 | 8.5738 | 10.1215 | 11.6439 | 13.1234 | 14.5875 | 16.0347
| Steamers_Com, E - Cook | E | Yes | Large Retail | Cooking | REPL | 16.0146 | 31.7334 | 48.4795 | 65.2594 | 81.8781 | 98.6116 | 115.0403 | 131.8673 | 148.5931 | 164.9351
| ES Refrigerator and Freezer_Com, E - Refr | E | Yes | Large Retail | Refrigeration | NC | 368.4826 | 718.7305 | 1054.5775 | 1380.9275 | 1687.5136 | 1992.1409 | 2291.7862 | 2582.9845 | 2871.1447 | 3155.9998
| ES Refrigerator and Freezer_Com, E - Refr | E | Yes | Large Retail | Refrigeration | REPL | 3152.0275 | 6245.846 | 9541.8597 | 12844.5209 | 16115.4536 | 19408.9821 | 22642.5268 | 25954.4521 | 29246.4806 | 32462.9444
| Anti Sweat Heat Control_Com, E - Refr | E | Yes | Large Retail | Refrigeration | NC | 248.6568 | 485.0087 | 711.6427 | 931.8679 | 1138.7562 | 1344.3227 | 1546.5272 | 1743.0316 | 1937.4859 | 2129.7099
| Anti Sweat Heat Control_Com, E - Refr | E | Z | Large Retail | Refrigeration | RET | 0 | 0 | 0 | 0 | 0 | 0 | 0 | 0 | 0 | 0
| Case Night Covers_Com, E - Refr | E | No | Large Retail | Refrigeration | RET | 83.0958 | 164.657 | 251.5487 | 338.6156 | 424.846 | 428.5763 | 432.2599 | 432.6794 | 432.3991 | 430.9631
| Loading Dock Pit Seals_Com, E - Refr | E | No | Large Retail | Refrigeration | NC | 27.7199 | 54.0681 | 79.3329 | 103.8833 | 126.947 | 149.8632 | 172.4047 | 194.3107 | 215.9882 | 237.4171
| Loading Dock Pit Seals_Com, E - Refr | E | No | Large Retail | Refrigeration | RET | 284.5419 | 563.8292 | 861.3691 | 1159.5091 | 1454.7849 | 1752.1005 | 2044.0012 | 2342.9775 | 2640.1577 | 2930.5165
| ECM Comp Cond Fan Motor_Com, E - Refr | E | Yes | Large Retail | Refrigeration | NC | 33.5053 | 65.3525 | 95.8903 | 125.5645 | 153.4417 | 181.1407 | 208.3867 | 234.8647 | 261.0664 | 286.9677
| ECM Comp Cond Fan Motor_Com, E - Refr | E | Yes | Large Retail | Refrigeration | RET | 242.1272 | 472.2229 | 709.5587 | 939.8081 | 1160.5915 | 1375.8284 | 1580.4231 | 1821.8624 | 2074.7439 | 2321.8208
| ECM Comp Cond Fan Motor_Com, E - Refr | E | Yes | Large Retail | Refrigeration | REPL | 229.2852 | 409.3259 | 577.1572 | 721.3028 | 840.2701 | 936.1014 | 1006.6658 | 1091.3557 | 1187.8771 | 1294.2401
| Evap Fan Motor Replacement_Com, E - Refr | E | Yes | Large Retail | Refrigeration | NC | 62.3149 | 121.5462 | 178.342 | 233.5318 | 285.3793 | 336.8955 | 387.5692 | 436.8144 | 485.5458 | 533.7183
| Evap Fan Motor Replacement_Com, E - Refr | E | Yes | Large Retail | Refrigeration | RET | 957.2592 | 1808.411 | 2629.8472 | 3375.4739 | 4044.4364 | 4654.6251 | 5197.3181 | 5714.0036 | 6192.3217 | 6628.4494
| Evap Fan Motor Replacement_Com, E - Refr | E | Yes | Large Retail | Refrigeration | REPL | 426.4372 | 761.2869 | 1073.4289 | 1341.5188 | 1562.7807 | 1741.0131 | 1872.2528 | 1967.7256 | 2023.9107 | 2040.9806
| Evap Fan Speed Controls_Com, E - Refr | E | Yes | Large Retail | Refrigeration | NC | 97.7244 | 190.6128 | 279.6819 | 366.2324 | 447.5414 | 528.3309 | 607.799 | 685.027 | 761.4493 | 836.9951
| Evap Fan Speed Controls_Com, E - Refr | E | Yes | Large Retail | Refrigeration | RET | 284.1238 | 563.0007 | 860.1034 | 1157.8054 | 1452.6473 | 1749.526 | 2040.9978 | 2339.5348 | 2636.2783 | 2926.2104
| LowHeat NoHeat Doors_Com, E - Refr | E | Yes | Large Retail | Refrigeration | NC | 117.0132 | 228.2359 | 334.8855 | 438.5193 | 535.877 | 632.6126 | 727.7662 | 820.2375 | 911.7439 | 1002.2009
| LowHeat NoHeat Doors_Com, E - Refr | E | Yes | Large Retail | Refrigeration | RET | 1081.0146 | 2142.0659 | 3272.4618 | 4405.1374 | 5526.9316 | 6656.4751 | 7765.4467 | 8901.2996 | 10030.3286 | 11133.4422
| Refrigerated Vending Machine_Com, E - Refr | E | Yes | Large Retail | Refrigeration | NC | 332.8005 | 649.1321 | 952.4572 | 1247.205 | 1524.1028 | 1799.2314 | 2069.8605 | 2332.8605 | 2593.1167 | 2850.3877
| Refrigerated Vending Machine_Com, E - Refr | E | Yes | Large Retail | Refrigeration | REPL | 2440.1143 | 4835.1667 | 7386.7467 | 9943.4728 | 12475.6366 | 15025.2927 | 17528.5129 | 20092.4107 | 22640.9056 | 25130.9028
| Walk In Refrigeration_Com, E - Refr | E | Yes | Large Retail | Refrigeration | NC | 208.7506 | 407.171 | 597.4331 | 782.3151 | 956.0004 | 1128.5761 | 1298.3294 | 1463.2974 | 1626.5443 | 1787.9188
| Refrigeration Tune Up_Com, E - Refr | E | Yes | Large Retail | Refrigeration | RET | 919.5322 | 1822.0833 | 2783.6202 | 3747.0963 | 4701.3165 | 5662.1284 | 6605.4413 | 6652.0879 | 6709.9111 | 6686.7042
| ES Ice Machine_Com, E - Refr | E | Yes | Large Retail | Refrigeration | NC | 6.8998 | 13.4581 | 19.7468 | 25.8577 | 31.5985 | 37.3026 | 42.9134 | 48.3661 | 53.7619 | 59.0957
| ES Ice Machine_Com, E - Refr | E | Yes | Large Retail | Refrigeration | REPL | 59.0214 | 116.9528 | 178.6703 | 240.5122 | 301.7601 | 363.431 | 423.9788 | 485.9942 | 547.6371 | 607.865
| Walk In Cooler Retroft_Com, E - Refr | E | Yes | Large Retail | Refrigeration | RET | 402.5404 | 797.647 | 1218.5756 | 1640.3531 | 2058.0787 | 2478.69 | 2891.6408 | 3314.6014 | 3735.0211 | 4145.7905
| HE Built Up Refrig_Com, E - Refr | E | Yes | Large Retail | Refrigeration | NC | 163.7193 | 319.3369 | 468.556 | 613.5556 | 749.7739 | 885.1219 | 1018.2564 | 1147.6378 | 1275.6693 | 1402.2324
| HE Built Up Refrig_Com, E - Refr | E | No | Large Retail | Refrigeration | RET | 1251.4533 | 2479.7959 | 3788.4161 | 5099.6757 | 6072.9602 | 7061.2248 | 8004.8017 | 8978.812 | 9948.1977 | 10885.2495
| Door Gasket Replacement_Com, E - Refr | E | Z | Large Retail | Refrigeration | RET | 0 | 0 | 0 | 0 | 0 | 0 | 0 | 0 | 0 | 0
| EnergyStar Dehumidifier_Com, E - Appl | E | Yes | Large Retail | Appliances | NC | 2.123 | 4.1409 | 6.0758 | 7.956 | 9.7224 | 11.4775 | 13.2038 | 14.8815 | 16.5417 | 18.1829
| EnergyStar Dehumidifier_Com, E - Appl | E | Yes | Large Retail | Appliances | REPL | 18.16 | 35.9847 | 54.9742 | 74.0021 | 92.8472 | 111.8225 | 130.4521 | 149.5334 | 168.5 | 187.0312
| Clothes Washer Elec WH_Com, E - Appl [unit w/ elec dry - Washer] | E | Yes | Large Retail | Appliances | NC | 0.35102 | 0.68467 | 1.0046 | 1.3155 | 1.6075 | 1.8977 | 2.1832 | 2.1124 | 2.0588 | 2.0185
| Clothes Washer Elec WH_Com, E - Appl [unit w/ elec dry - Washer] | E | Yes | Large Retail | Appliances | REPL | 5.1474 | 10.1998 | 15.5823 | 20.9757 | 26.3173 | 31.6958 | 36.9764 | 37.2375 | 37.5612 | 37.4313
| Clothes Washer Elec WH_Com, E - Appl [unit w/ elec dry - Dryer] | E | Yes | Large Retail | Appliances | NC | 0.050032 | 0.097588 | 0.14319 | 0.1875 | 0.22913 | 0.27049 | 0.31117 | 0.30108 | 0.29344 | 0.2877
| Clothes Washer Elec WH_Com, E - Appl [unit w/ elec dry - Dryer] | E | Yes | Large Retail | Appliances | REPL | 0.73367 | 1.4538 | 2.221 | 2.9897 | 3.7511 | 4.5177 | 5.2703 | 5.3075 | 5.3537 | 5.3352
| Clothes Washer Elec WH_Com, E - HWat [unit w/ elec dry - Water Heater] | E | Yes | Large Retail | Water Heating | NC | 0.23623 | 0.46077 | 0.67608 | 0.8853 | 1.0818 | 1.2771 | 1.4692 | 1.4216 | 1.3855 | 1.3584
| Clothes Washer Elec WH_Com, E - HWat [unit w/ elec dry - Water Heater] | E | Yes | Large Retail | Water Heating | REPL | 3.4641 | 6.8642 | 10.4866 | 14.1162 | 17.711 | 21.3306 | 24.8843 | 25.06 | 25.2779 | 25.1905
| Clothes Washer Elec WH_Com, E - Appl [unit w/ gas dry - Washer] | E | Yes | Large Retail | Appliances | NC | 0.087755 | 0.17117 | 0.25115 | 0.32887 | 0.40189 | 0.47443 | 0.5458 | 0.52809 | 0.5147 | 0.50463
| Clothes Washer Elec WH_Com, E - Appl [unit w/ gas dry - Washer] | E | Yes | Large Retail | Appliances | REPL | 1.2869 | 2.5499 | 3.8956 | 5.2439 | 6.5793 | 7.924 | 9.2441 | 9.3094 | 9.3903 | 9.3578
| Clothes Washer Elec WH_Com, E - HWat [unit w/ gas dry - Water Heater] | E | Yes | Large Retail | Water Heating | NC | 0.059057 | 0.11519 | 0.16902 | 0.22132 | 0.27046 | 0.31928 | 0.36731 | 0.35539 | 0.34638 | 0.33961
| Clothes Washer Elec WH_Com, E - HWat [unit w/ gas dry - Water Heater] | E | Yes | Large Retail | Water Heating | REPL | 0.86603 | 1.7161 | 2.6216 | 3.5291 | 4.4278 | 5.3327 | 6.2211 | 6.265 | 6.3195 | 6.2976
| Clothes Washer Elec WH_Com, E - Appl [unit w/ propane dry - Washer] | E | Yes | Large Retail | Appliances | NC | 0.035102 | 0.068467 | 0.10046 | 0.13155 | 0.16075 | 0.18977 | 0.21832 | 0.21124 | 0.20588 | 0.20185
| Clothes Washer Elec WH_Com, E - Appl [unit w/ propane dry - Washer] | E | Yes | Large Retail | Appliances | REPL | 0.51474 | 1.02 | 1.5582 | 2.0976 | 2.6317 | 3.1696 | 3.6976 | 3.7237 | 3.7561 | 3.7431
| Clothes Washer Elec WH_Com, E - HWat [unit w/ propane dry - Water Heater] | E | Yes | Large Retail | Water Heating | NC | 0.023623 | 0.046077 | 0.067608 | 0.08853 | 0.10818 | 0.12771 | 0.14692 | 0.14216 | 0.13855 | 0.13584
| Clothes Washer Elec WH_Com, E - HWat [unit w/ propane dry - Water Heater] | E | Yes | Large Retail | Water Heating | REPL | 0.34641 | 0.68642 | 1.0487 | 1.4116 | 1.7711 | 2.1331 | 2.4884 | 2.506 | 2.5278 | 2.519
| Clothes Washer Gas WH_Com, E - Appl [unit w/ elec dry - Washer] | E | Yes | Large Retail | Appliances | NC | 0.17551 | 0.34234 | 0.5023 | 0.65774 | 0.80377 | 0.94887 | 1.0916 | 1.0562 | 1.0294 | 1.0093
| Clothes Washer Gas WH_Com, E - Appl [unit w/ elec dry - Washer] | E | Yes | Large Retail | Appliances | REPL | 2.5737 | 5.0999 | 7.7912 | 10.4879 | 13.1587 | 15.8479 | 18.4882 | 18.6187 | 18.7806 | 18.7156
| Clothes Washer Gas WH_Com, E - Appl [unit w/ elec dry - Dryer] | E | Yes | Large Retail | Appliances | NC | 0.025016 | 0.048794 | 0.071594 | 0.09375 | 0.11456 | 0.13524 | 0.15559 | 0.15054 | 0.14672 | 0.14385
| Clothes Washer Gas WH_Com, E - Appl [unit w/ elec dry - Dryer] | E | Yes | Large Retail | Appliances | REPL | 0.36684 | 0.7269 | 1.1105 | 1.4949 | 1.8755 | 2.2588 | 2.6352 | 2.6538 | 2.6768 | 2.6676
| Clothes Washer Gas WH_Com, E - Appl [unit w/ gas dry - Washer] | E | Yes | Large Retail | Appliances | NC | 0.68449 | 1.3351 | 1.959 | 2.5652 | 3.1347 | 3.7006 | 4.2572 | 4.1191 | 4.0146 | 3.9361
| Clothes Washer Gas WH_Com, E - Appl [unit w/ gas dry - Washer] | E | Yes | Large Retail | Appliances | REPL | 10.0375 | 19.8896 | 30.3855 | 40.9027 | 51.3188 | 61.8068 | 72.1039 | 72.6131 | 73.2443 | 72.9909
| Clothes Washer Gas WH_Com, E - Appl [unit w/ propane dry - Washer] | E | Yes | Large Retail | Appliances | NC | 0.035102 | 0.068467 | 0.10046 | 0.13155 | 0.16075 | 0.18977 | 0.21832 | 0.21124 | 0.20588 | 0.20185
| Clothes Washer Gas WH_Com, E - Appl [unit w/ propane dry - Washer] | E | Yes | Large Retail | Appliances | REPL | 0.51474 | 1.02 | 1.5582 | 2.0976 | 2.6317 | 3.1696 | 3.6976 | 3.7237 | 3.7561 | 3.7431
| Clothes Washer Oil WH_Com, E - Appl [unit w/ elec dry - Washer] | E | Yes | Large Retail | Appliances | NC | 0.21061 | 0.4108 | 0.60276 | 0.78929 | 0.96453 | 1.1386 | 1.3099 | 1.2674 | 1.2353 | 1.2111
| Clothes Washer Oil WH_Com, E - Appl [unit w/ elec dry - Washer] | E | Yes | Large Retail | Appliances | REPL | 3.0884 | 6.1199 | 9.3494 | 12.5854 | 15.7904 | 19.0175 | 22.1858 | 22.3425 | 22.5367 | 22.4588
| Clothes Washer Oil WH_Com, E - Appl [unit w/ elec dry - Dryer] | E | Yes | Large Retail | Appliances | NC | 0.030019 | 0.058553 | 0.085913 | 0.1125 | 0.13748 | 0.16229 | 0.1867 | 0.18065 | 0.17607 | 0.17262
| Clothes Washer Oil WH_Com, E - Appl [unit w/ elec dry - Dryer] | E | Yes | Large Retail | Appliances | REPL | 0.4402 | 0.87228 | 1.3326 | 1.7938 | 2.2506 | 2.7106 | 3.1622 | 3.1845 | 3.2122 | 3.2011
| Clothes Washer Oil WH_Com, E - Appl [unit w/ gas dry - Washer] | E | Yes | Large Retail | Appliances | NC | 0.035102 | 0.068467 | 0.10046 | 0.13155 | 0.16075 | 0.18977 | 0.21832 | 0.21124 | 0.20588 | 0.20185
| Clothes Washer Oil WH_Com, E - Appl [unit w/ gas dry - Washer] | E | Yes | Large Retail | Appliances | REPL | 0.51474 | 1.02 | 1.5582 | 2.0976 | 2.6317 | 3.1696 | 3.6976 | 3.7237 | 3.7561 | 3.7431
| Clothes Washer Oil WH_Com, E - Appl [unit w/ propane dry - Washer] | E | Yes | Large Retail | Appliances | NC | 0.052653 | 0.1027 | 0.15069 | 0.19732 | 0.24113 | 0.28466 | 0.32748 | 0.31685 | 0.30882 | 0.30278
| Clothes Washer Oil WH_Com, E - Appl [unit w/ propane dry - Washer] | E | Yes | Large Retail | Appliances | REPL | 0.77211 | 1.53 | 2.3373 | 3.1464 | 3.9476 | 4.7544 | 5.5465 | 5.5856 | 5.6342 | 5.6147
| Clothes Washer Propane WH_Com, E - Appl [unit w/ elec dry - Washer] | E | Yes | Large Retail | Appliances | NC | 0.035102 | 0.068467 | 0.10046 | 0.13155 | 0.16075 | 0.18977 | 0.21832 | 0.21124 | 0.20588 | 0.20185
| Clothes Washer Propane WH_Com, E - Appl [unit w/ elec dry - Washer] | E | Yes | Large Retail | Appliances | REPL | 0.51474 | 1.02 | 1.5582 | 2.0976 | 2.6317 | 3.1696 | 3.6976 | 3.7237 | 3.7561 | 3.7431
| Clothes Washer Propane WH_Com, E - Appl [unit w/ elec dry - Dryer] | E | Yes | Large Retail | Appliances | NC | 0.0050032 | 0.0097588 | 0.014319 | 0.01875 | 0.022913 | 0.027049 | 0.031117 | 0.030108 | 0.029344 | 0.02877
| Clothes Washer Propane WH_Com, E - Appl [unit w/ elec dry - Dryer] | E | Yes | Large Retail | Appliances | REPL | 0.073367 | 0.14538 | 0.2221 | 0.29897 | 0.37511 | 0.45177 | 0.52703 | 0.53075 | 0.53537 | 0.53352
| Clothes Washer Propane WH_Com, E - Appl [unit w/ gas dry - Washer] | E | Yes | Large Retail | Appliances | NC | 0.017551 | 0.034234 | 0.05023 | 0.065774 | 0.080377 | 0.094887 | 0.10916 | 0.10562 | 0.10294 | 0.10093
| Clothes Washer Propane WH_Com, E - Appl [unit w/ gas dry - Washer] | E | Yes | Large Retail | Appliances | REPL | 0.25737 | 0.50999 | 0.77912 | 1.0488 | 1.3159 | 1.5848 | 1.8488 | 1.8619 | 1.8781 | 1.8716
| Clothes Washer Propane WH_Com, E - Appl [unit w/ propane dry - Washer] | E | Yes | Large Retail | Appliances | NC | 0.035102 | 0.068467 | 0.10046 | 0.13155 | 0.16075 | 0.18977 | 0.21832 | 0.21124 | 0.20588 | 0.20185
| Clothes Washer Propane WH_Com, E - Appl [unit w/ propane dry - Washer] | E | Yes | Large Retail | Appliances | REPL | 0.51474 | 1.02 | 1.5582 | 2.0976 | 2.6317 | 3.1696 | 3.6976 | 3.7237 | 3.7561 | 3.7431
| Dishwasher_Com, E - Appl [Building w elec WH] | E | Yes | Large Retail | Appliances | NC | 0.10253 | 0.2 | 0.29345 | 0.38426 | 0.46957 | 0.55434 | 0.63772 | 0.71875 | 0.79893 | 0.87819
| Dishwasher_Com, E - Appl [Building w elec WH] | E | Yes | Large Retail | Appliances | REPL | 0.83202 | 1.6487 | 2.5187 | 3.3905 | 4.2539 | 5.1233 | 5.9768 | 6.851 | 7.72 | 8.569
| Dishwasher_Com, E - HWat [Building w elec WH] | E | Yes | Large Retail | Water Heating | NC | 0.0048346 | 0.00943 | 0.013836 | 0.018118 | 0.022141 | 0.026137 | 0.030069 | 0.03389 | 0.03767 | 0.041408
| Dishwasher_Com, E - HWat [Building w elec WH] | E | Yes | Large Retail | Water Heating | REPL | 0.039231 | 0.077737 | 0.11876 | 0.15986 | 0.20057 | 0.24157 | 0.28181 | 0.32303 | 0.36401 | 0.40404
| Dishwasher_Com, E - Appl [Building w gas WH] | E | Yes | Large Retail | Appliances | NC | 0.25634 | 0.49999 | 0.73362 | 0.96065 | 1.1739 | 1.3858 | 1.5943 | 1.7969 | 1.9973 | 2.1955
| Dishwasher_Com, E - Appl [Building w gas WH] | E | Yes | Large Retail | Appliances | REPL | 2.0801 | 4.1217 | 6.2968 | 8.4762 | 10.6347 | 12.8082 | 14.942 | 17.1276 | 19.3 | 21.4226
| Dishwasher_Com, E - Appl [Building w oil WH] | E | Yes | Large Retail | Appliances | NC | 0.025634 | 0.049999 | 0.073362 | 0.096065 | 0.11739 | 0.13858 | 0.15943 | 0.17969 | 0.19973 | 0.21955
| Dishwasher_Com, E - Appl [Building w oil WH] | E | Yes | Large Retail | Appliances | REPL | 0.20801 | 0.41217 | 0.62968 | 0.84762 | 1.0635 | 1.2808 | 1.4942 | 1.7128 | 1.93 | 2.1423
| Dishwasher_Com, E - Appl [Building w propane WH] | E | Yes | Large Retail | Appliances | NC | 0.025634 | 0.049999 | 0.073362 | 0.096065 | 0.11739 | 0.13858 | 0.15943 | 0.17969 | 0.19973 | 0.21955
| Dishwasher_Com, E - Appl [Building w propane WH] | E | Yes | Large Retail | Appliances | REPL | 0.20801 | 0.41217 | 0.62968 | 0.84762 | 1.0635 | 1.2808 | 1.4942 | 1.7128 | 1.93 | 2.1423
| Faucet Aerator_Com, E - HWat | E | Yes | Large Retail | Water Heating | RET | 144.1773 | 285.6921 | 436.4556 | 587.5231 | 737.1393 | 887.789 | 1035.695 | 1187.1863 | 1337.7674 | 1484.8922
| Pre Rinse Sprayers_Com, E - HWat | E | Yes | Large Retail | Water Heating | RET | 3.0401 | 6.0241 | 9.2031 | 9.6694 | 10.1553 | 10.1675 | 10.1221 | 10.1591 | 10.1567 | 10.1364
| Heat Pump Water Heater_Com, E - HWat | E | Yes | Large Retail | Water Heating | NC | 78.4838 | 153.0837 | 224.6164 | 294.1262 | 359.4266 | 424.3097 | 488.1317 | 550.1545 | 611.5303 | 672.2021
| Heat Pump Water Heater_Com, E - HWat | E | No | Large Retail | Water Heating | RET | 781.4584 | 1474.0839 | 2140.4001 | 2743.297 | 3282.4829 | 3780.8965 | 4230.7838 | 4655.0904 | 5044.0991 | 5395.2853
| Heat Pump Water Heater_Com, E - HWat | E | Yes | Large Retail | Water Heating | REPL | 805.6272 | 1438.2269 | 2027.927 | 2534.4036 | 2952.4127 | 3297.548 | 3562.0159 | 3756.7099 | 3874.5073 | 3915.6121
| Clothes Dryer_Com, E - Appl | E | Yes | Large Retail | Appliances | NC | 1.8686 | 3.6446 | 5.3477 | 7.0026 | 8.5573 | 10.102 | 11.6215 | 13.0981 | 14.5594 | 16.0039
| Clothes Dryer_Com, E - Appl | E | Yes | Large Retail | Appliances | RET | 18.2511 | 34.4605 | 50.0861 | 64.2534 | 76.9494 | 88.5167 | 98.7927 | 108.5375 | 117.522 | 125.6799
| Clothes Dryer_Com, E - Appl | E | Yes | Large Retail | Appliances | REPL | 13.7003 | 24.4582 | 34.4865 | 43.0996 | 50.2081 | 55.9343 | 60.1507 | 63.1958 | 64.9569 | 65.4407
| Pnemautic to DDC_Com, E - TotE [Building w Elec Heat] | E | No | Large Retail | Total Electric | RET | 226.6433 | 449.1011 | 686.0976 | 923.572 | 1158.765 | 1395.5828 | 1628.0875 | 1866.228 | 2102.9379 | 2334.2144
| Pnemautic to DDC_Com, E - TotE [Building w Gas Heat] | E | No | Large Retail | Total Electric | RET | 239.9766 | 475.5214 | 726.4602 | 977.9052 | 1226.9344 | 1477.6841 | 1723.8668 | 1976.0171 | 2226.6524 | 2471.5348
| Pnemautic to DDC_Com, E - TotE [Building w Oil Heat] | E | No | Large Retail | Total Electric | RET | 64.5672 | 127.942 | 195.4587 | 263.1115 | 330.1144 | 397.5801 | 463.8171 | 531.6597 | 599.0947 | 664.9819
| Pnemautic to DDC_Com, E - TotE [Building w Propane Heat] | E | No | Large Retail | Total Electric | RET | 19.4584 | 38.5575 | 58.9048 | 79.2932 | 99.4856 | 119.8176 | 139.7792 | 160.2248 | 180.5475 | 200.4037
| Data Center_Com, E - TotE [Building w Elec Heat] | E | Yes | Large Retail | Total Electric | NC | 42.7736 | 83.4304 | 122.4156 | 160.2984 | 195.887 | 231.2482 | 266.0311 | 299.8335 | 333.2832 | 366.3493
| Data Center_Com, E - TotE [Building w Elec Heat] | E | No | Large Retail | Total Electric | RET | 702.5053 | 1392.0373 | 2126.6334 | 2862.711 | 3591.7172 | 4325.7594 | 5046.4327 | 5784.5751 | 6518.2829 | 7235.1494
| Data Center_Com, E - TotE [Building w Gas Heat] | E | Yes | Large Retail | Total Electric | NC | 87.3448 | 170.3673 | 249.9762 | 327.3339 | 400.0068 | 472.2154 | 543.243 | 612.2684 | 680.5737 | 748.0955
| Data Center_Com, E - TotE [Building w Gas Heat] | E | No | Large Retail | Total Electric | RET | 1434.5355 | 2842.5793 | 4342.645 | 5845.7362 | 7334.3873 | 8833.3221 | 10304.9573 | 11812.2647 | 13310.5167 | 14774.3782
| Data Center_Com, E - TotE [Building w Oil Heat] | E | Yes | Large Retail | Total Electric | NC | 23.5007 | 45.8384 | 67.2576 | 88.0712 | 107.6243 | 127.0525 | 146.1629 | 164.7346 | 183.1126 | 201.2798
| Data Center_Com, E - TotE [Building w Oil Heat] | E | No | Large Retail | Total Electric | RET | 385.9707 | 764.8137 | 1168.4157 | 1572.8318 | 1973.3627 | 2376.6604 | 2772.6131 | 3178.1635 | 3581.2776 | 3975.1386
| Data Center_Com, E - TotE [Building w Propane Heat] | E | Yes | Large Retail | Total Electric | NC | 7.0823 | 13.8142 | 20.2692 | 26.5418 | 32.4344 | 38.2894 | 44.0487 | 49.6456 | 55.1841 | 60.6591
| Data Center_Com, E - TotE [Building w Propane Heat] | E | No | Large Retail | Total Electric | RET | 116.3189 | 230.4897 | 352.1221 | 473.9998 | 594.7066 | 716.2473 | 835.5744 | 957.794 | 1079.2793 | 1197.9761
| RCx_Com, E - TotE [Building w Elec Heat] | E | Yes | Large Retail | Total Electric | RET | 972.6839 | 1927.405 | 2944.5216 | 3963.6894 | 4973.0663 | 5989.4159 | 6987.2551 | 8009.2818 | 8052.4847 | 8090.3318
| RCx_Com, E - TotE [Building w Gas Heat] | E | Yes | Large Retail | Total Electric | RET | 1986.2478 | 3935.8152 | 6012.7957 | 8093.9651 | 10155.1409 | 12230.5554 | 14268.1711 | 16355.1783 | 16443.3997 | 16520.6846
| RCx_Com, E - TotE [Building w Oil Heat] | E | Yes | Large Retail | Total Electric | RET | 534.4124 | 1058.9556 | 1617.7802 | 2177.7318 | 2732.304 | 3290.7073 | 3838.9405 | 4400.4628 | 4424.1993 | 4444.9933
| RCx_Com, E - TotE [Building w Propane Heat] | E | Yes | Large Retail | Total Electric | RET | 161.0543 | 319.1344 | 487.5458 | 656.2968 | 823.4266 | 991.711 | 1156.9304 | 1326.1548 | 1333.3082 | 1339.5748
| Commissioning_Com, E - TotE [Building w Elec Heat] | E | Yes | Large Retail | Total Electric | NC | 0 | 0 | 0 | 0 | 0 | 0 | 0 | 0 | 0 | 0
| Commissioning_Com, E - TotE [Building w Gas Heat] | E | Yes | Large Retail | Total Electric | NC | 0 | 0 | 0 | 0 | 0 | 0 | 0 | 0 | 0 | 0
| Commissioning_Com, E - TotE [Building w Oil Heat] | E | Yes | Large Retail | Total Electric | NC | 0 | 0 | 0 | 0 | 0 | 0 | 0 | 0 | 0 | 0
| Commissioning_Com, E - TotE [Building w Propane Heat] | E | Yes | Large Retail | Total Electric | NC | 0 | 0 | 0 | 0 | 0 | 0 | 0 | 0 | 0 | 0
| Integrated Building Design_Com, E - TotE [Building w Elec Heat] | E | Yes | Large Retail | Total Electric | NC | 63.4965 | 123.8508 | 181.7236 | 237.9599 | 290.7904 | 343.2835 | 394.918 | 445.097 | 494.7524 | 543.8383
| Integrated Building Design_Com, E - TotE [Building w Gas Heat] | E | Yes | Large Retail | Total Electric | NC | 129.6616 | 252.9069 | 371.0847 | 485.9207 | 593.8023 | 700.9945 | 806.4337 | 908.9005 | 1010.2983 | 1110.5332
| Integrated Building Design_Com, E - TotE [Building w Oil Heat] | E | Yes | Large Retail | Total Electric | NC | 34.8863 | 68.0462 | 99.8427 | 130.74 | 159.7662 | 188.6069 | 216.976 | 244.5454 | 271.8271 | 298.7959
| Integrated Building Design_Com, E - TotE [Building w Propane Heat] | E | Yes | Large Retail | Total Electric | NC | 10.5136 | 20.5069 | 30.0893 | 39.4007 | 48.1483 | 56.8399 | 65.3894 | 73.6979 | 81.9197 | 90.0473
| Deep Energy Retrofit_Com, E - TotE [Building w Elec Heat] | E | Yes | Large Retail | Total Electric | RET | 228.3487 | 452.4804 | 691.2601 | 930.5214 | 1167.4842 | 1406.0839 | 1640.3381 | 1880.2705 | 2118.7616 | 2351.7783
| Deep Energy Retrofit_Com, E - TotE [Building w Gas Heat] | E | Yes | Large Retail | Total Electric | RET | 466.2944 | 923.9776 | 1411.5726 | 1900.1509 | 2384.0355 | 2871.2628 | 3349.6164 | 3839.5652 | 4326.5706 | 4802.3973
| Deep Energy Retrofit_Com, E - TotE [Building w Oil Heat] | E | Yes | Large Retail | Total Electric | RET | 125.4594 | 248.6019 | 379.7924 | 511.2475 | 641.4396 | 772.5312 | 901.2352 | 1033.059 | 1164.0908 | 1292.115
| Deep Energy Retrofit_Com, E - TotE [Building w Propane Heat] | E | Yes | Large Retail | Total Electric | RET | 37.8093 | 74.9205 | 114.4569 | 154.0732 | 193.3088 | 232.8155 | 271.6027 | 311.33 | 350.8187 | 389.401
| EMS_Com, E - TotE [Building w Elec Heat] | E | Yes | Large Retail | Total Electric | NC | 115.4963 | 225.2772 | 330.5442 | 432.8346 | 528.9302 | 624.4119 | 718.3319 | 809.6044 | 899.9247 | 989.209
| EMS_Com, E - TotE [Building w Elec Heat] | E | Yes | Large Retail | Total Electric | RET | 1445.7017 | 2864.7054 | 4376.4474 | 5891.2383 | 7391.4769 | 8902.0791 | 10385.1693 | 11904.2093 | 13414.1234 | 14889.3793
| EMS_Com, E - TotE [Building w Gas Heat] | E | Yes | Large Retail | Total Electric | NC | 235.8467 | 460.0223 | 674.9806 | 883.8604 | 1080.0903 | 1275.0665 | 1466.854 | 1653.235 | 1837.6715 | 2019.9925
| EMS_Com, E - TotE [Building w Gas Heat] | E | Yes | Large Retail | Total Electric | RET | 2952.1634 | 5849.8089 | 8936.8285 | 12030.074 | 15093.6032 | 18178.2954 | 21206.8072 | 24308.7295 | 27392.0165 | 30404.5304
| EMS_Com, E - TotE [Building w Oil Heat] | E | Yes | Large Retail | Total Electric | NC | 63.456 | 123.7719 | 181.6077 | 237.8082 | 290.605 | 343.0646 | 394.6662 | 444.8132 | 494.437 | 543.4916
| EMS_Com, E - TotE [Building w Oil Heat] | E | Yes | Large Retail | Total Electric | RET | 794.298 | 1573.9276 | 2404.5095 | 3236.7665 | 4061.0281 | 4890.9838 | 5705.8238 | 6540.4154 | 7369.993 | 8180.5286
| EMS_Com, E - TotE [Building w Propane Heat] | E | Yes | Large Retail | Total Electric | NC | 19.1236 | 37.3008 | 54.7306 | 71.6676 | 87.5788 | 103.3884 | 118.9394 | 134.0521 | 149.0071 | 163.7905
| EMS_Com, E - TotE [Building w Propane Heat] | E | No | Large Retail | Total Electric | RET | 239.3753 | 474.33 | 724.6401 | 975.455 | 1223.8604 | 1473.9817 | 1719.5477 | 1971.0662 | 2221.0736 | 2465.3424
| VFDs on HVAC Pumps_Com, E - Oth | E | Yes | Large Retail | Other | RET | 698.8709 | 1384.8357 | 2115.6314 | 2847.901 | 3573.1358 | 3604.5095 | 3635.4897 | 3639.0177 | 3636.6602 | 3624.5833
| ECM Circulators_Com, E - Oth | E | Yes | Large Retail | Other | RET | 614.0822 | 1216.824 | 1858.9578 | 2502.3866 | 3139.6341 | 3781.2837 | 4411.2471 | 5056.4808 | 5697.8381 | 6324.4739
| Motors_Com, E - Oth | E | Yes | Large Retail | Other | NC | 5.9721 | 11.6487 | 17.0918 | 22.3811 | 27.35 | 32.2872 | 37.1436 | 41.8631 | 46.5334 | 51.1501
| Motors_Com, E - Oth | E | No | Large Retail | Other | RET | 182.0696 | 343.0849 | 497.641 | 637.1769 | 761.6909 | 751.9171 | 743.2994 | 731.7509 | 721.0775 | 710.9632
| Motors_Com, E - Oth | E | Yes | Large Retail | Other | REPL | 40.8686 | 72.9597 | 102.8746 | 128.5676 | 149.7727 | 166.854 | 179.4317 | 188.1155 | 192.5736 | 192.8516
| Ext Area Ltg_Com, E - ExtL | E | Yes | Large Retail | Exterior Lighting | NC | 57.3389 | 111.8403 | 164.1008 | 214.8835 | 262.5908 | 309.9933 | 356.6205 | 401.9333 | 446.7734 | 491.0992
| Ext Area Ltg_Com, E - ExtL | E | Yes | Large Retail | Exterior Lighting | RET | 294.2886 | 568.6999 | 846.4279 | 1110.8017 | 1359.5439 | 1644.0723 | 1945.9718 | 2255.1892 | 2562.549 | 2862.8538
| Ext Area Ltg_Com, E - ExtL | E | Yes | Large Retail | Exterior Lighting | REPL | 515.5937 | 920.4514 | 1297.8538 | 1621.994 | 1889.5158 | 2186.6389 | 2505.5985 | 2860.1978 | 3240.4075 | 3638.9937
| Street Ltg_Com, E - ExtL | E | Yes | Large Retail | Exterior Lighting | NC | 10.6732 | 20.8182 | 30.5461 | 39.9989 | 48.8792 | 57.7028 | 66.3821 | 74.8167 | 83.1634 | 91.4142
| Street Ltg_Com, E - ExtL | E | Yes | Large Retail | Exterior Lighting | RET | 54.7795 | 105.859 | 157.5559 | 206.767 | 253.0684 | 306.0311 | 362.2273 | 419.7857 | 476.9983 | 532.8977
| Street Ltg_Com, E - ExtL | E | Yes | Large Retail | Exterior Lighting | REPL | 95.9737 | 171.3348 | 241.5853 | 301.9214 | 351.7185 | 407.0256 | 466.3974 | 532.4033 | 603.1763 | 677.37
| Ext Ltg Ctrls_Com, E - ExtL | E | Yes | Large Retail | Exterior Lighting | RET | 353.9599 | 701.3832 | 1071.5122 | 1442.3876 | 1809.7001 | 2179.55 | 2542.664 | 2914.5798 | 2930.3013 | 2944.0739
| Ext Ltg Dsgn_Com, E - ExtL | E | Yes | Large Retail | Exterior Lighting | NC | 6.8965 | 13.4518 | 19.7375 | 25.8454 | 31.5835 | 37.2849 | 42.8931 | 48.3431 | 53.7363 | 59.0677
| Ext Ltg Dsgn_Com, E - ExtL | E | Yes | Large Retail | Exterior Lighting | REPL | 47.1947 | 93.5178 | 142.8683 | 192.3184 | 241.2933 | 290.6067 | 339.0219 | 388.6106 | 437.9015 | 486.0609
| Int Ltg Ctrls_Com, E - IntL [No Heat] | E | Yes | Large Retail | Interior Lighting | RET | 510.3091 | 1011.1943 | 1544.8146 | 2079.5111 | 2609.0708 | 3142.2887 | 3665.7953 | 4201.9917 | 4224.6576 | 4244.5138
| Int Ltg Ctrls_Com, E - IntL [Electric Heat] | E | Yes | Large Retail | Interior Lighting | RET | 476.0247 | 943.2586 | 1441.0283 | 1939.8019 | 2433.7839 | 2931.1783 | 3419.5138 | 3919.6866 | 3940.8297 | 3959.3519
| Int Ltg Ctrls_Com, E/G - IntL | E | Yes | Large Retail | Interior Lighting | RET | 2570.1416 | 5092.82 | 7780.3669 | 10473.3341 | 13140.4302 | 15825.9508 | 18462.5609 | 21163.082 | 21277.2377 | 21377.2419
| Int Ltg Ctrls_Com, E/O - IntL | E | Yes | Large Retail | Interior Lighting | RET | 588.1659 | 1165.4701 | 1780.5037 | 2396.7777 | 3007.1312 | 3621.7011 | 4225.078 | 4843.0807 | 4869.2048 | 4892.0903
| Int Ltg Ctrls_Com, E/P - IntL | E | Yes | Large Retail | Interior Lighting | RET | 20.0826 | 39.7944 | 60.7944 | 81.8368 | 102.677 | 123.6612 | 144.2632 | 165.3646 | 166.2566 | 167.038
| Exit Sign RetFit_Com, E - IntL [No Heat] | E | Yes | Large Retail | Interior Lighting | RET | 19.3896 | 38.4212 | 58.6965 | 79.0127 | 99.1338 | 119.3939 | 139.2849 | 159.6582 | 179.909 | 199.695
| Exit Sign RetFit_Com, E - IntL [Electric Heat] | E | Yes | Large Retail | Interior Lighting | RET | 19.3413 | 38.3253 | 58.5501 | 78.8157 | 98.8865 | 119.0961 | 138.9375 | 159.2599 | 179.4602 | 199.1969
| Exit Sign RetFit_Com, E/G - IntL | E | Yes | Large Retail | Interior Lighting | RET | 99.9818 | 198.1172 | 302.6661 | 407.426 | 511.1794 | 615.6495 | 718.217 | 823.2707 | 927.6933 | 1029.719
| Exit Sign RetFit_Com, E/O - IntL | E | Yes | Large Retail | Interior Lighting | RET | 22.7682 | 45.1158 | 68.9241 | 92.7803 | 116.4073 | 140.1976 | 163.5546 | 187.4777 | 211.2572 | 234.4908
| Exit Sign RetFit_Com, E/P - IntL | E | No | Large Retail | Interior Lighting | RET | 0.77652 | 1.5387 | 2.3507 | 3.1643 | 3.9701 | 4.7815 | 5.5781 | 6.394 | 7.205 | 7.9974
| LED HiLo Bay_Com, E - IntL [No Heat] | E | Yes | Large Retail | Interior Lighting | NC | 5.2643 | 10.2681 | 15.0662 | 19.7286 | 24.1087 | 28.4607 | 32.7416 | 36.9018 | 41.0186 | 45.0882
| LED HiLo Bay_Com, E - IntL [No Heat] | E | Yes | Large Retail | Interior Lighting | RET | 40.8888 | 78.32 | 115.5122 | 150.27 | 182.3759 | 212.5268 | 240.1352 | 266.5087 | 290.9585 | 315.6295
| LED HiLo Bay_Com, E - IntL [No Heat] | E | Yes | Large Retail | Interior Lighting | REPL | 28.1212 | 50.2028 | 70.7869 | 88.4659 | 103.057 | 114.8104 | 123.465 | 129.3746 | 132.3116 | 133.956
| LED HiLo Bay_Com, E - IntL [Electric Heat] | E | Yes | Large Retail | Interior Lighting | NC | 4.9155 | 9.5877 | 14.0678 | 18.4212 | 22.511 | 26.5746 | 30.5718 | 34.4563 | 38.3003 | 42.1002
| LED HiLo Bay_Com, E - IntL [Electric Heat] | E | Yes | Large Retail | Interior Lighting | RET | 38.179 | 73.1296 | 107.8572 | 140.3115 | 170.2898 | 198.4425 | 224.2213 | 248.847 | 271.6765 | 294.7126
| LED HiLo Bay_Com, E - IntL [Electric Heat] | E | Yes | Large Retail | Interior Lighting | REPL | 26.2576 | 46.8758 | 66.0958 | 82.6032 | 96.2273 | 107.2019 | 115.2829 | 120.8008 | 123.5432 | 125.0786
| LED HiLo Bay_Com, E/G - IntL | E | Yes | Large Retail | Interior Lighting | NC | 26.6681 | 52.0166 | 76.3228 | 99.9417 | 122.1302 | 144.177 | 165.8632 | 186.938 | 207.793 | 228.4088
| LED HiLo Bay_Com, E/G - IntL | E | Yes | Large Retail | Interior Lighting | RET | 207.1353 | 396.7551 | 585.1645 | 761.2414 | 923.8841 | 1076.6229 | 1216.4823 | 1350.0859 | 1473.9444 | 1598.9233
| LED HiLo Bay_Com, E/G - IntL | E | Yes | Large Retail | Interior Lighting | REPL | 142.4572 | 254.3184 | 358.5937 | 448.1528 | 522.0684 | 581.6093 | 625.4518 | 655.3885 | 670.267 | 678.5972
| LED HiLo Bay_Com, E/O - IntL | E | No | Large Retail | Interior Lighting | NC | 6.073 | 11.8454 | 17.3805 | 22.759 | 27.8119 | 32.8324 | 37.7709 | 42.5701 | 47.3193 | 52.014
| LED HiLo Bay_Com, E/O - IntL | E | No | Large Retail | Interior Lighting | RET | 47.1695 | 90.3503 | 133.2555 | 173.3522 | 210.3897 | 245.1719 | 277.0211 | 307.4457 | 335.6511 | 364.1117
| LED HiLo Bay_Com, E/O - IntL | E | No | Large Retail | Interior Lighting | REPL | 32.4408 | 57.9142 | 81.6601 | 102.0547 | 118.887 | 132.4459 | 142.4298 | 149.2471 | 152.6353 | 154.5322
| LED HiLo Bay_Com, E/P - IntL | E | No | Large Retail | Interior Lighting | NC | 0.20712 | 0.40399 | 0.59277 | 0.77621 | 0.94854 | 1.1198 | 1.2882 | 1.4519 | 1.6138 | 1.774
| LED HiLo Bay_Com, E/P - IntL | E | No | Large Retail | Interior Lighting | RET | 1.6087 | 3.0814 | 4.5447 | 5.9123 | 7.1754 | 8.3617 | 9.4479 | 10.4856 | 11.4476 | 12.4182
| LED HiLo Bay_Com, E/P - IntL | E | No | Large Retail | Interior Lighting | REPL | 1.1064 | 1.9752 | 2.7851 | 3.4806 | 4.0547 | 4.5171 | 4.8576 | 5.0901 | 5.2057 | 5.2704
| Repl Scre_Com, E - IntL [No Heat] | E | Yes | Large Retail | Interior Lighting | NC | 37.321 | 72.7952 | 35.4742 | 0 | 0 | 0 | 0 | 0 | 0 | 0
| Repl Scre_Com, E - IntL [No Heat] | E | Yes | Large Retail | Interior Lighting | RET | 140.8539 | 279.1066 | 138.2527 | 0 | 0 | 0 | 0 | 0 | 0 | 0
| Repl Scre_Com, E - IntL [No Heat] | E | Yes | Large Retail | Interior Lighting | REPL | 1915.4824 | 3795.5912 | 1880.1089 | 0 | 0 | 0 | 0 | 0 | 0 | 0
| Repl Scre_Com, E - IntL [Electric Heat] | E | Yes | Large Retail | Interior Lighting | NC | 37.228 | 72.6137 | 35.3857 | 0 | 0 | 0 | 0 | 0 | 0 | 0
| Repl Scre_Com, E - IntL [Electric Heat] | E | Yes | Large Retail | Interior Lighting | RET | 140.5026 | 278.4105 | 137.9079 | 0 | 0 | 0 | 0 | 0 | 0 | 0
| Repl Scre_Com, E - IntL [Electric Heat] | E | Yes | Large Retail | Interior Lighting | REPL | 1910.7045 | 3786.1238 | 1875.4193 | 0 | 0 | 0 | 0 | 0 | 0 | 0
| Repl Scre_Com, E/G - IntL | E | Yes | Large Retail | Interior Lighting | NC | 192.4445 | 375.3657 | 182.9212 | 0 | 0 | 0 | 0 | 0 | 0 | 0
| Repl Scre_Com, E/G - IntL | E | Yes | Large Retail | Interior Lighting | RET | 726.3074 | 1439.2019 | 712.8945 | 0 | 0 | 0 | 0 | 0 | 0 | 0
| Repl Scre_Com, E/G - IntL | E | Yes | Large Retail | Interior Lighting | REPL | 9877.1056 | 19571.8093 | 9694.7038 | 0 | 0 | 0 | 0 | 0 | 0 | 0
| Repl Scre_Com, E/O - IntL | E | Yes | Large Retail | Interior Lighting | NC | 43.824 | 85.4794 | 41.6554 | 0 | 0 | 0 | 0 | 0 | 0 | 0
| Repl Scre_Com, E/O - IntL | E | Yes | Large Retail | Interior Lighting | RET | 165.3969 | 327.7395 | 162.3425 | 0 | 0 | 0 | 0 | 0 | 0 | 0
| Repl Scre_Com, E/O - IntL | E | Yes | Large Retail | Interior Lighting | REPL | 2249.2448 | 4456.9525 | 2207.7077 | 0 | 0 | 0 | 0 | 0 | 0 | 0
| Repl Scre_Com, E/P - IntL | E | No | Large Retail | Interior Lighting | NC | 1.4946 | 2.9153 | 1.4207 | 0 | 0 | 0 | 0 | 0 | 0 | 0
| Repl Scre_Com, E/P - IntL | E | No | Large Retail | Interior Lighting | RET | 5.6409 | 11.1777 | 5.5368 | 0 | 0 | 0 | 0 | 0 | 0 | 0
| Repl Scre_Com, E/P - IntL | E | No | Large Retail | Interior Lighting | REPL | 76.7116 | 152.0066 | 75.295 | 0 | 0 | 0 | 0 | 0 | 0 | 0
| Lin LED Fixture_Com, E - IntL [No Heat] | E | Yes | Large Retail | Interior Lighting | NC | 8.9733 | 17.5026 | 25.6812 | 33.6285 | 41.0945 | 48.5128 | 55.8098 | 62.9011 | 69.9184 | 76.8552
| Lin LED Fixture_Com, E - IntL [No Heat] | E | No | Large Retail | Interior Lighting | RET | 54.5401 | 103.8886 | 152.3528 | 197.119 | 237.9896 | 275.9258 | 310.2598 | 342.6774 | 374.8203 | 406.1535
| Lin LED Fixture_Com, E - IntL [No Heat] | E | Yes | Large Retail | Interior Lighting | REPL | 55.5056 | 99.09 | 139.7188 | 174.6137 | 203.4135 | 226.6124 | 243.6947 | 255.359 | 263.6381 | 268.4881
| Lin LED Fixture_Com, E - IntL [Electric Heat] | E | Yes | Large Retail | Interior Lighting | NC | 8.9509 | 17.4589 | 25.6171 | 33.5446 | 40.992 | 48.3918 | 55.6706 | 62.7442 | 69.744 | 76.6635
| Lin LED Fixture_Com, E - IntL [Electric Heat] | E | No | Large Retail | Interior Lighting | RET | 54.404 | 103.6294 | 151.9728 | 196.6273 | 237.3959 | 275.2375 | 309.4859 | 341.8226 | 373.8853 | 405.1404
| Lin LED Fixture_Com, E - IntL [Electric Heat] | E | Yes | Large Retail | Interior Lighting | REPL | 55.3671 | 98.8429 | 139.3703 | 174.1782 | 202.9061 | 226.0472 | 243.0869 | 254.722 | 262.9805 | 267.8184
| Lin LED Fixture_Com, E/G - IntL | E | Yes | Large Retail | Interior Lighting | NC | 46.2706 | 90.2514 | 132.4239 | 173.4039 | 211.9021 | 250.1543 | 287.7809 | 324.3469 | 360.5313 | 396.3008
| Lin LED Fixture_Com, E/G - IntL | E | No | Large Retail | Interior Lighting | RET | 281.2336 | 535.6971 | 785.601 | 1016.4359 | 1227.1833 | 1422.7999 | 1599.8419 | 1767.0016 | 1932.7452 | 2094.3136
| Lin LED Fixture_Com, E/G - IntL | E | Yes | Large Retail | Interior Lighting | REPL | 286.2123 | 510.9537 | 720.4544 | 900.3885 | 1048.8931 | 1168.5175 | 1256.6018 | 1316.7481 | 1359.4389 | 1384.448
| Lin LED Fixture_Com, E/O - IntL | E | No | Large Retail | Interior Lighting | NC | 10.5369 | 20.5523 | 30.156 | 39.4881 | 48.255 | 56.9659 | 65.5344 | 73.8613 | 82.1013 | 90.2468
| Lin LED Fixture_Com, E/O - IntL | E | No | Large Retail | Interior Lighting | RET | 64.0434 | 121.9906 | 178.8995 | 231.4659 | 279.458 | 324.0044 | 364.3209 | 402.387 | 440.1307 | 476.9235
| Lin LED Fixture_Com, E/O - IntL | E | No | Large Retail | Interior Lighting | REPL | 65.1771 | 116.356 | 164.0641 | 205.0392 | 238.8572 | 266.0984 | 286.1572 | 299.8539 | 309.5756 | 315.2707
| Lin LED Fixture_Com, E/P - IntL | E | No | Large Retail | Interior Lighting | NC | 0.35937 | 0.70095 | 1.0285 | 1.3468 | 1.6458 | 1.9429 | 2.2351 | 2.5191 | 2.8001 | 3.0779
| Lin LED Fixture_Com, E/P - IntL | E | No | Large Retail | Interior Lighting | RET | 2.1842 | 4.1606 | 6.1015 | 7.8943 | 9.5311 | 11.0503 | 12.4253 | 13.7236 | 15.0109 | 16.2657
| Lin LED Fixture_Com, E/P - IntL | E | No | Large Retail | Interior Lighting | REPL | 2.2229 | 3.9684 | 5.5955 | 6.993 | 8.1463 | 9.0754 | 9.7595 | 10.2267 | 10.5582 | 10.7525
| LED Tube Repl_Com, E - IntL [No Heat] | E | Yes | Large Retail | Interior Lighting | RET | 343.1391 | 653.6153 | 958.5283 | 1240.1748 | 1497.3122 | 1759.7122 | 2020.4883 | 2290.5646 | 2561.748 | 2829.1653
| LED Tube Repl_Com, E - IntL [No Heat] | E | Yes | Large Retail | Interior Lighting | REPL | 512.8421 | 915.5392 | 1290.9274 | 1613.3378 | 1879.4319 | 2129.2348 | 2356.6889 | 2571.4257 | 2766.7514 | 2939.8883
| LED Tube Repl_Com, E - IntL [Electric Heat] | E | Yes | Large Retail | Interior Lighting | RET | 342.2832 | 651.985 | 956.1374 | 1237.0814 | 1493.5775 | 1755.3229 | 2015.4485 | 2284.8511 | 2555.3582 | 2822.1085
| LED Tube Repl_Com, E - IntL [Electric Heat] | E | Yes | Large Retail | Interior Lighting | REPL | 511.5629 | 913.2555 | 1287.7074 | 1609.3136 | 1874.744 | 2123.9238 | 2350.8105 | 2565.0117 | 2759.8502 | 2932.5553
| LED Tube Repl_Com, E/G - IntL | E | Yes | Large Retail | Interior Lighting | RET | 1769.3824 | 3370.3403 | 4942.6116 | 6394.91 | 7720.8287 | 9073.8831 | 10418.5642 | 11811.2015 | 13209.5478 | 14588.4741
| LED Tube Repl_Com, E/G - IntL | E | Yes | Large Retail | Interior Lighting | REPL | 2644.449 | 4720.9398 | 6656.614 | 8319.1095 | 9691.2128 | 10979.3111 | 12152.1687 | 13259.4504 | 14266.639 | 15159.4127
| LED Tube Repl_Com, E/O - IntL | E | Yes | Large Retail | Interior Lighting | RET | 402.9292 | 767.5042 | 1125.5467 | 1456.2685 | 1758.2108 | 2066.3325 | 2372.5474 | 2689.6831 | 3008.1188 | 3322.1321
| LED Tube Repl_Com, E/O - IntL | E | Yes | Large Retail | Interior Lighting | REPL | 602.2021 | 1075.0669 | 1515.8646 | 1894.4531 | 2206.9127 | 2500.2424 | 2767.3292 | 3019.4828 | 3248.8428 | 3452.148
| LED Tube Repl_Com, E/P - IntL | E | Yes | Large Retail | Interior Lighting | RET | 13.7421 | 26.1761 | 38.3873 | 49.6668 | 59.9647 | 70.4733 | 80.9169 | 91.733 | 102.5934 | 113.303
| LED Tube Repl_Com, E/P - IntL | E | Yes | Large Retail | Interior Lighting | REPL | 20.5384 | 36.6657 | 51.6993 | 64.6113 | 75.2679 | 85.272 | 94.3812 | 102.981 | 110.8034 | 117.7373
| Repl pin CFL wLED_Com, E - IntL [No Heat] | E | Yes | Large Retail | Interior Lighting | RET | 10.6596 | 20.4536 | 30.2207 | 39.382 | 47.8753 | 57.0986 | 66.7708 | 77.2689 | 88.2542 | 99.1317
| Repl pin CFL wLED_Com, E - IntL [No Heat] | E | Yes | Large Retail | Interior Lighting | REPL | 20.7814 | 37.0994 | 52.3109 | 65.3756 | 76.1583 | 87.2182 | 98.276 | 109.8057 | 121.4689 | 133.0626
| Repl pin CFL wLED_Com, E - IntL [Electric Heat] | E | Yes | Large Retail | Interior Lighting | RET | 10.633 | 20.4025 | 30.1453 | 39.2838 | 47.7559 | 56.9562 | 66.6042 | 77.0761 | 88.0341 | 98.8844
| Repl pin CFL wLED_Com, E - IntL [Electric Heat] | E | Yes | Large Retail | Interior Lighting | REPL | 20.7295 | 37.0069 | 52.1804 | 65.2125 | 75.9683 | 87.0007 | 98.0308 | 109.5318 | 121.166 | 132.7307
| Repl pin CFL wLED_Com, E/G - IntL | E | Yes | Large Retail | Interior Lighting | RET | 54.9657 | 105.4679 | 155.8318 | 203.0717 | 246.8672 | 294.4266 | 344.3008 | 398.4337 | 455.0792 | 511.1686
| Repl pin CFL wLED_Com, E/G - IntL | E | Yes | Large Retail | Interior Lighting | REPL | 107.1582 | 191.3017 | 269.739 | 337.1066 | 392.7069 | 449.7373 | 506.7559 | 566.2086 | 626.3496 | 686.1316
| Repl pin CFL wLED_Com, E/O - IntL | E | No | Large Retail | Interior Lighting | RET | 12.517 | 24.0175 | 35.4865 | 46.2441 | 56.2174 | 67.0477 | 78.4052 | 90.7325 | 103.632 | 116.4049
| Repl pin CFL wLED_Com, E/O - IntL | E | No | Large Retail | Interior Lighting | REPL | 24.4024 | 43.5638 | 61.4258 | 76.7669 | 89.4284 | 102.4156 | 115.4 | 128.9388 | 142.6343 | 156.248
| Repl pin CFL wLED_Com, E/P - IntL | E | No | Large Retail | Interior Lighting | RET | 0.4269 | 0.81913 | 1.2103 | 1.5772 | 1.9173 | 2.2867 | 2.674 | 3.0945 | 3.5344 | 3.97
| Repl pin CFL wLED_Com, E/P - IntL | E | No | Large Retail | Interior Lighting | REPL | 0.83226 | 1.4858 | 2.095 | 2.6182 | 3.05 | 3.4929 | 3.9358 | 4.3975 | 4.8646 | 5.3289
| Refrig Case LED_Com, E - IntL | E | Yes | Large Retail | Interior Lighting | NC | 169.1704 | 329.9693 | 484.1567 | 633.984 | 774.7377 | 914.5922 | 1052.1594 | 1185.8485 | 1318.1429 | 1448.92
| Refrig Case LED_Com, E - IntL | E | Yes | Large Retail | Interior Lighting | RET | 868.2578 | 1677.8701 | 2497.2681 | 3277.2661 | 4011.1455 | 4713.1471 | 5367.9026 | 6004.998 | 6701.0631 | 7439.439
| Refrig Case LED_Com, E - IntL | E | Yes | Large Retail | Interior Lighting | REPL | 1085.3222 | 1937.5457 | 2731.9759 | 3414.2894 | 3977.4215 | 4431.0393 | 4765.0565 | 4993.1323 | 5224.5609 | 5455.292
| Refrig Case Ctrls_Com, E - IntL | E | No | Large Retail | Interior Lighting | RET | 680.0334 | 1347.5085 | 2058.6062 | 2771.138 | 3476.8246 | 4187.3861 | 4885.0063 | 5599.5368 | 5629.7413 | 5656.2014
| Stair Occ Sensor_Com, E - IntL [No Heat] | E | Yes | Large Retail | Interior Lighting | NC | 6.9534 | 13.5628 | 19.9004 | 26.0587 | 31.8442 | 37.5926 | 43.2471 | 48.7421 | 54.1798 | 59.5552
| Stair Occ Sensor_Com, E - IntL [No Heat] | E | Yes | Large Retail | Interior Lighting | RET | 53.5322 | 106.0758 | 162.0534 | 218.1439 | 273.6955 | 329.6309 | 384.5475 | 440.7954 | 496.7052 | 551.3318
| Stair Occ Sensor_Com, E - IntL [Electric Heat] | E | Yes | Large Retail | Interior Lighting | NC | 6.9361 | 13.5289 | 19.8507 | 25.9937 | 31.7647 | 37.4989 | 43.1392 | 48.6205 | 54.0447 | 59.4066
| Stair Occ Sensor_Com, E - IntL [Electric Heat] | E | Yes | Large Retail | Interior Lighting | RET | 53.3987 | 105.8112 | 161.6492 | 217.5998 | 273.0128 | 328.8087 | 383.5883 | 439.6959 | 495.4663 | 549.9566
| Stair Occ Sensor_Com, E/G - IntL | E | Yes | Large Retail | Interior Lighting | NC | 35.8551 | 69.9359 | 102.6154 | 134.3708 | 164.2031 | 193.8448 | 223.0018 | 251.3367 | 279.3761 | 307.0939
| Stair Occ Sensor_Com, E/G - IntL | E | Yes | Large Retail | Interior Lighting | RET | 276.0366 | 546.9756 | 835.6217 | 1124.8499 | 1411.2996 | 1699.7281 | 1982.9035 | 2272.943 | 2561.2401 | 2842.9197
| Stair Occ Sensor_Com, E/O - IntL | E | No | Large Retail | Interior Lighting | NC | 8.165 | 15.926 | 23.3679 | 30.5993 | 37.3928 | 44.1429 | 50.7826 | 57.2352 | 63.6204 | 69.9324
| Stair Occ Sensor_Com, E/O - IntL | E | No | Large Retail | Interior Lighting | RET | 62.8599 | 124.559 | 190.2903 | 256.1543 | 321.3855 | 387.0673 | 451.5529 | 517.6016 | 583.2535 | 647.3984
| Stair Occ Sensor_Com, E/P - IntL | E | No | Large Retail | Interior Lighting | NC | 0.27847 | 0.54317 | 0.79697 | 1.0436 | 1.2753 | 1.5055 | 1.732 | 1.952 | 2.1698 | 2.3851
| Stair Occ Sensor_Com, E/P - IntL | E | No | Large Retail | Interior Lighting | RET | 2.1439 | 4.2481 | 6.4899 | 8.7363 | 10.961 | 13.2011 | 15.4004 | 17.6531 | 19.8922 | 22.0798
| Int Delamping_Com, E - IntL [No Heat] | E | Yes | Large Retail | Interior Lighting | RET | 4.3568 | 8.633 | 13.1888 | 17.7538 | 22.2749 | 26.8272 | 31.2966 | 35.8744 | 40.4247 | 44.8705
| Int Delamping_Com, E - IntL [Electric Heat] | E | Yes | Large Retail | Interior Lighting | RET | 4.3459 | 8.6115 | 13.1559 | 17.7095 | 22.2193 | 26.7603 | 31.2186 | 35.7849 | 40.3238 | 44.7586
| Int Delamping_Com, E/G - IntL | E | Yes | Large Retail | Interior Lighting | RET | 22.4654 | 44.516 | 68.0076 | 91.5466 | 114.8595 | 138.3334 | 161.3799 | 184.9849 | 208.4481 | 231.3728
| Int Delamping_Com, E/O - IntL | E | Yes | Large Retail | Interior Lighting | RET | 5.1159 | 10.1373 | 15.4869 | 20.8473 | 26.1562 | 31.5017 | 36.7499 | 42.1253 | 47.4685 | 52.6889
| Int Delamping_Com, E/P - IntL | E | Yes | Large Retail | Interior Lighting | RET | 0.17448 | 0.34574 | 0.52819 | 0.71101 | 0.89207 | 1.0744 | 1.2534 | 1.4367 | 1.6189 | 1.797
| Int Ltg Dsgn_Com, E - IntL [No Heat] | E | Yes | Large Retail | Interior Lighting | NC | 11.9857 | 23.3782 | 34.3023 | 44.9175 | 54.8898 | 64.7985 | 74.545 | 84.0169 | 93.3899 | 102.6554
| Int Ltg Dsgn_Com, E - IntL [Electric Heat] | E | Yes | Large Retail | Interior Lighting | NC | 11.9558 | 23.3199 | 34.2167 | 44.8055 | 54.7529 | 64.6368 | 74.3591 | 83.8073 | 93.1569 | 102.3993
| Int Ltg Dsgn_Com, E/G - IntL | E | Yes | Large Retail | Interior Lighting | NC | 61.8035 | 120.5486 | 176.8784 | 231.6152 | 283.0372 | 334.1306 | 384.3885 | 433.2295 | 481.561 | 529.3382
| Int Ltg Dsgn_Com, E/O - IntL | E | Yes | Large Retail | Interior Lighting | NC | 14.0741 | 27.4517 | 40.2793 | 52.7441 | 64.4541 | 76.0893 | 87.5341 | 98.6564 | 109.6626 | 120.5425
| Int Ltg Dsgn_Com, E/P - IntL | E | Yes | Large Retail | Interior Lighting | NC | 0.48 | 0.93625 | 1.3737 | 1.7989 | 2.1982 | 2.5951 | 2.9854 | 3.3647 | 3.7401 | 4.1112
| Room Air Conditioner_Com, E - Cool | E | Yes | Warehouse | Cooling | NC | 0 | 0 | 0 | 0 | 0 | 0 | 0 | 0 | 0 | 0
| Room Air Conditioner_Com, E - Cool | E | No | Warehouse | Cooling | RET | 0 | 0 | 0 | 0 | 0 | 0 | 0 | 0 | 0 | 0
| Room Air Conditioner_Com, E - Cool | E | Yes | Warehouse | Cooling | REPL | 0 | 0 | 0 | 0 | 0 | 0 | 0 | 0 | 0 | 0
| Fast Acting Doors_Com, E - Cool | E | Yes | Warehouse | Cooling | NC | 0 | 0 | 0 | 0 | 0 | 0 | 0 | 0 | 0 | 0
| Fast Acting Doors_Com, E - Cool | E | Yes | Warehouse | Cooling | RET | 0 | 0 | 0 | 0 | 0 | 0 | 0 | 0 | 0 | 0
| Fast Acting Doors_Com, E - Cool | E | Yes | Warehouse | Cooling | REPL | 0 | 0 | 0 | 0 | 0 | 0 | 0 | 0 | 0 | 0
| Mini Split Ductless AC_Com, E - Cool | E | No | Warehouse | Cooling | NC | 0 | 0 | 0 | 0 | 0 | 0 | 0 | 0 | 0 | 0
| Mini Split Ductless AC_Com, E - Cool | E | No | Warehouse | Cooling | RET | 0 | 0 | 0 | 0 | 0 | 0 | 0 | 0 | 0 | 0
| Mini Split Ductless AC_Com, E - Cool | E | No | Warehouse | Cooling | REPL | 0 | 0 | 0 | 0 | 0 | 0 | 0 | 0 | 0 | 0
| Eff Unitary AC_Com, E - Cool | E | No | Warehouse | Cooling | NC | 52.6467 | 102.6881 | 150.672 | 197.299 | 241.1023 | 284.6257 | 327.4373 | 369.0421 | 410.2128 | 450.9112
| Eff Unitary AC_Com, E - Cool | E | No | Warehouse | Cooling | RET | 418.6874 | 810.5395 | 1208.5951 | 1588.9124 | 1948.0667 | 2292.8913 | 2615.6985 | 2952.9811 | 3294.5409 | 3634.1331
| Eff Unitary AC_Com, E - Cool | E | No | Warehouse | Cooling | REPL | 360.2749 | 671.462 | 980.3827 | 1267.2768 | 1528.9828 | 1769.9098 | 1984.2734 | 2200.0681 | 2410.8241 | 2613.0861
| PTAC_Com, E - Cool | E | Yes | Warehouse | Cooling | NC | 0 | 0 | 0 | 0 | 0 | 0 | 0 | 0 | 0 | 0
| PTAC_Com, E - Cool | E | No | Warehouse | Cooling | RET | 0 | 0 | 0 | 0 | 0 | 0 | 0 | 0 | 0 | 0
| PTAC_Com, E - Cool | E | Yes | Warehouse | Cooling | REPL | 0 | 0 | 0 | 0 | 0 | 0 | 0 | 0 | 0 | 0
| Unitary Equipment Economizer_Com, E - Cool | E | No | Warehouse | Cooling | RET | 247.4927 | 490.4149 | 749.2132 | 1008.5334 | 1265.3623 | 1523.9655 | 1777.8588 | 2037.9064 | 2296.3917 | 2548.9439
| AC Tuneup_Com, E - Cool [ASHP] | E | Yes | Warehouse | Cooling | RET | 49.8791 | 98.8371 | 150.9947 | 203.2575 | 255.0183 | 257.2574 | 259.4685 | 259.7203 | 259.5521 | 258.6901
| AC Tuneup_Com, E - Heat [ASHP] | E | Yes | Warehouse | Space Heating | RET | 31.2775 | 61.9774 | 94.6837 | 127.456 | 159.9134 | 161.3175 | 162.704 | 162.8619 | 162.7564 | 162.2159
| AC Tuneup_Com, E - Cool [Unitary AC] | E | Yes | Warehouse | Cooling | RET | 140.2496 | 277.9093 | 424.5656 | 571.5177 | 717.058 | 723.3541 | 729.5712 | 730.2792 | 729.8061 | 727.3825
| DCV_Com, E - Cool [Building w Elec Heat] | E | Yes | Warehouse | Cooling | RET | 137.4808 | 272.4226 | 416.1836 | 560.2345 | 702.9015 | 846.554 | 987.5903 | 1132.0452 | 1275.6323 | 1415.9236
| DCV_Com, E - Heat [Building w Elec Heat] | E | Yes | Warehouse | Space Heating | RET | 87.8209 | 174.0199 | 265.8525 | 357.8703 | 449.0041 | 540.7674 | 630.8595 | 723.1354 | 814.8569 | 904.4731
| DCV_Com, E - Vent [Building w Elec Heat] | E | Yes | Warehouse | Ventilation | RET | 92.8649 | 184.0149 | 281.1219 | 378.4248 | 474.7929 | 571.8268 | 667.0933 | 764.6692 | 861.6588 | 956.4221
| DCV_Com, E - Cool [Building w Gas Heat] | E | Yes | Warehouse | Cooling | RET | 280.7396 | 556.2947 | 849.8585 | 1144.0145 | 1435.3445 | 1728.6871 | 2016.687 | 2311.6681 | 2604.877 | 2891.3557
| DCV_Com, E - Vent [Building w Gas Heat] | E | Yes | Warehouse | Ventilation | RET | 189.6328 | 375.7636 | 574.0589 | 772.7541 | 969.5405 | 1167.6863 | 1362.2233 | 1561.4759 | 1759.5314 | 1953.0409
| DCV_Com, E - Cool [Building w Oil Heat] | E | Yes | Warehouse | Cooling | RET | 75.5347 | 149.6746 | 228.6597 | 307.8042 | 386.1884 | 465.114 | 542.6022 | 621.9687 | 700.8584 | 777.9373
| DCV_Com, E - Vent [Building w Oil Heat] | E | Yes | Warehouse | Ventilation | RET | 51.0219 | 101.1015 | 154.4541 | 207.9143 | 260.8609 | 314.1733 | 366.5147 | 420.1248 | 473.4129 | 525.4778
| DCV_Com, E - Cool [Building w Propane Heat] | E | Yes | Warehouse | Cooling | RET | 22.7637 | 45.107 | 68.9105 | 92.7621 | 116.3845 | 140.1701 | 163.5225 | 187.4409 | 211.2157 | 234.4447
| DCV_Com, E - Vent [Building w Propane Heat] | E | Yes | Warehouse | Ventilation | RET | 15.3763 | 30.4687 | 46.5474 | 62.6585 | 78.6149 | 94.6815 | 110.4555 | 126.6118 | 142.6711 | 158.3617
| Controls for Unitary AC_Com, E - Cool | E | No | Warehouse | Cooling | RET | 435.4523 | 862.8631 | 1318.2071 | 1774.4694 | 2226.3485 | 2681.3492 | 3128.0631 | 3585.6053 | 4040.3987 | 4484.7529
| Optimized Unitary AC Sys_Com, E - Cool [Building w Elec Heat] | E | No | Warehouse | Cooling | NC | 38.4056 | 74.9107 | 109.9149 | 143.9291 | 175.8835 | 207.6337 | 238.8647 | 269.2153 | 299.2492 | 328.9386
| Optimized Unitary AC Sys_Com, E - Heat [Building w Elec Heat] | E | No | Warehouse | Space Heating | NC | 33.258 | 64.8703 | 95.1828 | 124.638 | 152.3095 | 179.8042 | 206.8492 | 233.1318 | 259.1402 | 284.8503
| Optimized Unitary AC Sys_Com, E - Cool [Building w Gas Heat] | E | Yes | Warehouse | Cooling | NC | 78.4254 | 152.9698 | 224.4492 | 293.9074 | 359.1591 | 423.9939 | 487.7684 | 549.7451 | 611.0752 | 671.7019
| Optimized Unitary AC Sys_Com, E - Cool [Building w Oil Heat] | E | Yes | Warehouse | Cooling | NC | 21.1008 | 41.1575 | 60.3895 | 79.0776 | 96.634 | 114.0782 | 131.2371 | 147.9124 | 164.4136 | 180.7256
| Optimized Unitary AC Sys_Com, E - Cool [Building w Propane Heat] | E | Yes | Warehouse | Cooling | NC | 6.3591 | 12.4035 | 18.1994 | 23.8314 | 29.1223 | 34.3794 | 39.5506 | 44.5759 | 49.5489 | 54.4647
| Cool Roof_Com, E - Cool [Building w Elec Heat] | E | No | Warehouse | Cooling | NC | 10.958 | 21.3736 | 31.3611 | 41.0661 | 50.1834 | 59.2424 | 68.1532 | 76.8129 | 85.3822 | 93.8533
| Cool Roof_Com, E - Cool [Building w Elec Heat] | E | No | Warehouse | Cooling | RET | 57.3659 | 113.6724 | 173.6588 | 233.7662 | 293.2962 | 353.2373 | 412.0868 | 472.3628 | 532.2767 | 590.8153
| Cool Roof_Com, E - Heat [Building w Elec Heat] | E | No | Warehouse | Space Heating | NC | -1.7722 | -3.4568 | -5.0721 | -6.6417 | -8.1162 | -9.5814 | -11.0225 | -12.4231 | -13.809 | -15.179
| Cool Roof_Com, E - Heat [Building w Elec Heat] | E | No | Warehouse | Space Heating | RET | -9.2779 | -18.3844 | -28.0861 | -37.8073 | -47.4352 | -57.1296 | -66.6474 | -76.3959 | -86.0859 | -95.5534
| Cool Roof_Com, E - Cool [Building w Gas Heat] | E | No | Warehouse | Cooling | NC | 22.3764 | 43.6456 | 64.0402 | 83.8581 | 102.4758 | 120.9746 | 139.1708 | 156.8541 | 174.3529 | 191.651
| Cool Roof_Com, E - Cool [Building w Gas Heat] | E | No | Warehouse | Cooling | RET | 117.1428 | 232.1223 | 354.6162 | 477.3572 | 598.919 | 721.3206 | 841.4929 | 964.5781 | 1086.9239 | 1206.4615
| Cool Roof_Com, E - Cool [Building w Oil Heat] | E | No | Warehouse | Cooling | NC | 6.0205 | 11.7431 | 17.2304 | 22.5625 | 27.5718 | 32.549 | 37.4448 | 42.2026 | 46.9107 | 51.5649
| Cool Roof_Com, E - Cool [Building w Oil Heat] | E | No | Warehouse | Cooling | RET | 31.518 | 62.4539 | 95.4117 | 128.4359 | 161.1429 | 194.0758 | 226.4089 | 259.5258 | 292.4437 | 324.606
| Cool Roof_Com, E - Cool [Building w Propane Heat] | E | No | Warehouse | Cooling | NC | 1.8144 | 3.539 | 5.1927 | 6.7996 | 8.3092 | 9.8092 | 11.2846 | 12.7185 | 14.1374 | 15.54
| Cool Roof_Com, E - Cool [Building w Propane Heat] | E | No | Warehouse | Cooling | RET | 9.4985 | 18.8216 | 28.754 | 38.7064 | 48.5632 | 58.4881 | 68.2322 | 78.2125 | 88.1329 | 97.8256
| GSHP_Com, E - Cool | E | No | Warehouse | Cooling | RET | 189.6768 | 357.3265 | 518.1616 | 663.2857 | 792.7144 | 910.0702 | 1013.8243 | 1109.5196 | 1195.1756 | 1270.5383
| GSHP_Com, E - Cool | E | Yes | Warehouse | Cooling | REPL | 76.252 | 136.1271 | 191.9417 | 239.8793 | 279.4436 | 311.3136 | 334.7808 | 350.8048 | 358.7687 | 358.7687
| GSHP_Com, E - Heat | E | No | Warehouse | Space Heating | RET | 154.8315 | 291.6824 | 422.9706 | 541.4341 | 647.0856 | 742.8821 | 827.5756 | 905.6909 | 975.6111 | 1037.1289
| GSHP_Com, E - Heat | E | Yes | Warehouse | Space Heating | REPL | 62.2438 | 111.1193 | 156.6803 | 195.8113 | 228.1073 | 254.1225 | 273.2786 | 286.3588 | 292.8597 | 292.8597
| Unitary HP_Com, E - Cool | E | Yes | Warehouse | Cooling | NC | 20.6185 | 40.2167 | 59.0091 | 77.2701 | 94.4252 | 111.4707 | 128.2374 | 144.5315 | 160.6556 | 176.5947
| Unitary HP_Com, E - Cool | E | No | Warehouse | Cooling | RET | 101.8904 | 197.0845 | 293.6177 | 385.689 | 472.4858 | 555.6749 | 633.4169 | 721.5476 | 817.195 | 918.13
| Unitary HP_Com, E - Cool | E | Yes | Warehouse | Cooling | REPL | 141.098 | 251.8918 | 355.1722 | 443.8767 | 517.0871 | 576.0599 | 619.484 | 666.2202 | 714.9216 | 764.6996
| Unitary HP_Com, E - Heat | E | Yes | Warehouse | Space Heating | NC | 5.5045 | 10.7365 | 15.7535 | 20.6285 | 25.2084 | 29.7589 | 34.2351 | 38.5851 | 42.8897 | 47.1449
| Unitary HP_Com, E - Heat | E | No | Warehouse | Space Heating | RET | 27.2013 | 52.615 | 78.3861 | 102.966 | 126.1379 | 148.3466 | 169.1011 | 192.629 | 218.1637 | 245.11
| Unitary HP_Com, E - Heat | E | Yes | Warehouse | Space Heating | REPL | 37.6684 | 67.2467 | 94.8191 | 118.5002 | 138.0449 | 153.7887 | 165.3815 | 177.8585 | 190.8601 | 204.1492
| PTHP_Com, E - Cool | E | Yes | Warehouse | Cooling | NC | 0 | 0 | 0 | 0 | 0 | 0 | 0 | 0 | 0 | 0
| PTHP_Com, E - Cool | E | No | Warehouse | Cooling | RET | 0 | 0 | 0 | 0 | 0 | 0 | 0 | 0 | 0 | 0
| PTHP_Com, E - Cool | E | Yes | Warehouse | Cooling | REPL | 0 | 0 | 0 | 0 | 0 | 0 | 0 | 0 | 0 | 0
| PTHP_Com, E - Heat | E | Yes | Warehouse | Space Heating | NC | 0 | 0 | 0 | 0 | 0 | 0 | 0 | 0 | 0 | 0
| PTHP_Com, E - Heat | E | No | Warehouse | Space Heating | RET | 0 | 0 | 0 | 0 | 0 | 0 | 0 | 0 | 0 | 0
| PTHP_Com, E - Heat | E | Yes | Warehouse | Space Heating | REPL | 0 | 0 | 0 | 0 | 0 | 0 | 0 | 0 | 0 | 0
| Minisplit Ductless HP_Com, E - Cool | E | Yes | Warehouse | Cooling | RET | 76.1104 | 144.0296 | 209.8153 | 269.746 | 323.7097 | 373.1106 | 413.5957 | 453.065 | 490.144 | 524.5926
| Minisplit Ductless HP_Com, E - Cool | E | Yes | Warehouse | Cooling | REPL | 54.4569 | 97.2178 | 137.0789 | 171.3145 | 199.5701 | 222.3307 | 239.0903 | 251.6998 | 259.7047 | 263.101
| Minisplit Ductless HP_Com, E - Heat | E | Yes | Warehouse | Space Heating | RET | 39.7031 | 75.1333 | 109.4504 | 140.7134 | 168.8636 | 194.6336 | 217.6362 | 239.9062 | 260.8765 | 280.3298
| Minisplit Ductless HP_Com, E - Heat | E | Yes | Warehouse | Space Heating | REPL | 29.1402 | 52.0218 | 73.3517 | 91.6713 | 106.791 | 118.9704 | 127.9385 | 134.6859 | 138.9694 | 140.7868
| Programmable TStat_Com, E - Cool [Building w Elec Heat] | E | Yes | Warehouse | Cooling | NC | 0 | 0 | 0 | 0 | 0 | 0 | 0 | 0 | 0 | 0
| Programmable TStat_Com, E - Heat [Building w Elec Heat] | E | Yes | Warehouse | Space Heating | NC | 0 | 0 | 0 | 0 | 0 | 0 | 0 | 0 | 0 | 0
| Programmable TStat_Com, E - Cool [Building w Gas Heat] | E | Yes | Warehouse | Cooling | NC | 0 | 0 | 0 | 0 | 0 | 0 | 0 | 0 | 0 | 0
| Programmable TStat_Com, E - Cool [Building w Gas Heat] | E | Yes | Warehouse | Cooling | RET | 0 | 0 | 0 | 0 | 0 | 0 | 0 | 0 | 0 | 0
| Programmable TStat_Com, E - Cool [Building w Propane Heat] | E | Yes | Warehouse | Cooling | NC | 0 | 0 | 0 | 0 | 0 | 0 | 0 | 0 | 0 | 0
| Programmable TStat_Com, E - Cool [Building w Propane Heat] | E | Yes | Warehouse | Cooling | RET | 0 | 0 | 0 | 0 | 0 | 0 | 0 | 0 | 0 | 0
| Programmable TStat_Com, E - Cool [Building w Oil Heat] | E | Yes | Warehouse | Cooling | NC | 0 | 0 | 0 | 0 | 0 | 0 | 0 | 0 | 0 | 0
| Programmable TStat_Com, E - Cool [Building w Oil Heat] | E | Yes | Warehouse | Cooling | RET | 0 | 0 | 0 | 0 | 0 | 0 | 0 | 0 | 0 | 0
| Smart TStat_Com, E - Cool [Building w Elec Heat] | E | No | Warehouse | Cooling | NC | 19.5 | 38.035 | 55.8079 | 73.0783 | 89.3027 | 105.4235 | 121.2807 | 136.6908 | 151.9401 | 167.0146
| Smart TStat_Com, E - Cool [Building w Elec Heat] | E | No | Warehouse | Cooling | RET | 71.7814 | 142.2373 | 217.2977 | 292.5095 | 366.9988 | 442.0027 | 515.6405 | 591.0633 | 666.033 | 739.2818
| Smart TStat_Com, E - Heat [Building w Elec Heat] | E | No | Warehouse | Space Heating | NC | 11.3845 | 22.2056 | 32.5817 | 42.6645 | 52.1367 | 61.5483 | 70.806 | 79.8027 | 88.7056 | 97.5063
| Smart TStat_Com, E - Heat [Building w Elec Heat] | E | No | Warehouse | Space Heating | RET | 41.9074 | 83.0409 | 126.8626 | 170.7727 | 214.261 | 258.0497 | 301.0409 | 345.0742 | 388.8429 | 431.607
| Smart TStat_Com, E - Cool [Building w Gas Heat] | E | Yes | Warehouse | Cooling | NC | 39.8195 | 77.6686 | 113.9614 | 149.2279 | 182.3587 | 215.2778 | 247.6585 | 279.1264 | 310.266 | 341.0485
| Smart TStat_Com, E - Cool [Building w Gas Heat] | E | Yes | Warehouse | Cooling | RET | 146.5797 | 290.4525 | 443.728 | 597.3127 | 749.4219 | 902.5818 | 1052.9524 | 1206.9678 | 1360.058 | 1509.6343
| Smart TStat_Com, E - Cool [Building w Propane Heat] | E | Yes | Warehouse | Cooling | NC | 10.7137 | 20.8972 | 30.662 | 40.1507 | 49.0647 | 57.9218 | 66.6341 | 75.1007 | 83.479 | 91.7612
| Smart TStat_Com, E - Cool [Building w Propane Heat] | E | Yes | Warehouse | Cooling | RET | 39.4382 | 78.1481 | 119.3878 | 160.7107 | 201.6366 | 242.8453 | 283.3034 | 324.7422 | 365.9321 | 406.1765
| Smart TStat_Com, E - Cool [Building w Oil Heat] | E | Yes | Warehouse | Cooling | NC | 3.2288 | 6.2977 | 9.2405 | 12.1001 | 14.7865 | 17.4557 | 20.0813 | 22.6329 | 25.1578 | 27.6538
| Smart TStat_Com, E - Cool [Building w Oil Heat] | E | Yes | Warehouse | Cooling | RET | 11.8854 | 23.5513 | 35.9796 | 48.4329 | 60.7667 | 73.1856 | 85.3783 | 97.8666 | 110.2799 | 122.4082
| Windows_Com, E - Cool [Building w Elec Heat] | E | No | Warehouse | Cooling | NC | 22.5044 | 43.8953 | 64.4065 | 84.3378 | 103.062 | 121.6666 | 139.967 | 157.7514 | 175.3503 | 192.7474
| Windows_Com, E - Heat [Building w Elec Heat] | E | No | Warehouse | Space Heating | NC | 7.9069 | 15.4226 | 22.6292 | 29.6321 | 36.2109 | 42.7476 | 49.1774 | 55.426 | 61.6093 | 67.7218
| Windows_Com, E - Cool [Building w Gas Heat] | E | No | Warehouse | Cooling | NC | 45.9547 | 89.6353 | 131.52 | 172.2202 | 210.4556 | 248.4467 | 285.8165 | 322.1328 | 358.0703 | 393.5955
| Windows_Com, E - Cool [Building w Oil Heat] | E | No | Warehouse | Cooling | NC | 12.3644 | 24.1169 | 35.3863 | 46.3369 | 56.6244 | 66.8461 | 76.9007 | 86.6718 | 96.341 | 105.8993
| Windows_Com, E - Cool [Building w Propane Heat] | E | Yes | Warehouse | Cooling | NC | 3.7262 | 7.2681 | 10.6643 | 13.9644 | 17.0647 | 20.1452 | 23.1753 | 26.12 | 29.034 | 31.9146
| Window Film_Com, E - Cool [Building w Elec Heat] | E | No | Warehouse | Cooling | RET | 0 | 0 | 0 | 0 | 0 | 0 | 0 | 0 | 0 | 0
| Window Film_Com, E - Heat [Building w Elec Heat] | E | No | Warehouse | Space Heating | RET | 0 | 0 | 0 | 0 | 0 | 0 | 0 | 0 | 0 | 0
| Window Film_Com, E - Cool [Building w Gas Heat] | E | No | Warehouse | Cooling | RET | 0 | 0 | 0 | 0 | 0 | 0 | 0 | 0 | 0 | 0
| Window Film_Com, E - Cool [Building w Oil Heat] | E | No | Warehouse | Cooling | RET | 0 | 0 | 0 | 0 | 0 | 0 | 0 | 0 | 0 | 0
| Window Film_Com, E - Cool [Building w Propane Heat] | E | No | Warehouse | Cooling | RET | 0 | 0 | 0 | 0 | 0 | 0 | 0 | 0 | 0 | 0
| Motors and Fans_Com, E - Vent | E | No | Warehouse | Ventilation | NC | 4.8666 | 9.4924 | 13.9279 | 18.2381 | 22.2872 | 26.3104 | 30.2679 | 34.1138 | 37.9195 | 41.6817
| Motors and Fans_Com, E - Vent | E | No | Warehouse | Ventilation | RET | 49.4555 | 93.192 | 135.174 | 173.0761 | 206.8978 | 204.2429 | 201.9021 | 198.7652 | 195.8659 | 193.1186
| Motors and Fans_Com, E - Vent | E | No | Warehouse | Ventilation | REPL | 33.3034 | 59.454 | 83.8313 | 104.7682 | 122.0481 | 135.9675 | 146.2168 | 153.2932 | 156.926 | 157.1526
| ECM Furnace Motors_Com, E - Vent | E | Yes | Warehouse | Ventilation | RET | 150.7504 | 298.717 | 456.3538 | 614.3085 | 770.7458 | 928.2637 | 1082.9128 | 1241.3106 | 1398.7568 | 1552.589
| VFD on HVAC System_Com, E - Vent | E | Yes | Warehouse | Ventilation | RET | 535.6145 | 1061.3377 | 1621.4193 | 2182.6305 | 2738.4501 | 3298.1095 | 3847.5759 | 4410.3613 | 4969.7657 | 5516.3296
| Kitchen DCV_Com, E - Vent [Building w Elec Heat] | E | Yes | Warehouse | Ventilation | NC | 0.090387 | 0.1763 | 0.25868 | 0.33874 | 0.41394 | 0.48866 | 0.56217 | 0.6336 | 0.70428 | 0.77415
| Kitchen DCV_Com, E - Vent [Building w Elec Heat] | E | Yes | Warehouse | Ventilation | RET | 0.86287 | 1.631 | 2.3733 | 3.0479 | 3.6539 | 4.2073 | 4.7001 | 5.172 | 5.6115 | 6.0146
| Kitchen DCV_Com, E - Vent [Building w Elec Heat] | E | Yes | Warehouse | Ventilation | REPL | 0.61854 | 1.1042 | 1.557 | 1.9459 | 2.2668 | 2.5253 | 2.7157 | 2.8558 | 2.9405 | 2.9699
| Kitchen DCV_Com, E - Heat [Building w Elec Heat] | E | Yes | Warehouse | Space Heating | NC | 0.091533 | 0.17854 | 0.26196 | 0.34303 | 0.41919 | 0.49486 | 0.56929 | 0.64163 | 0.71321 | 0.78397
| Kitchen DCV_Com, E - Heat [Building w Elec Heat] | E | Yes | Warehouse | Space Heating | RET | 0.87381 | 1.6517 | 2.4034 | 3.0865 | 3.7002 | 4.2606 | 4.7597 | 5.2376 | 5.6826 | 6.0909
| Kitchen DCV_Com, E - Heat [Building w Elec Heat] | E | Yes | Warehouse | Space Heating | REPL | 0.62638 | 1.1182 | 1.5767 | 1.9705 | 2.2955 | 2.5573 | 2.7501 | 2.892 | 2.9778 | 3.0076
| Kitchen DCV_Com, E - Vent [Building w Gas Heat] | E | Yes | Warehouse | Ventilation | NC | 0.18457 | 0.36001 | 0.52824 | 0.69171 | 0.84528 | 0.99787 | 1.148 | 1.2938 | 1.4382 | 1.5808
| Kitchen DCV_Com, E - Vent [Building w Gas Heat] | E | Yes | Warehouse | Ventilation | RET | 1.762 | 3.3306 | 4.8463 | 6.2239 | 7.4613 | 8.5914 | 9.5977 | 10.5614 | 11.4588 | 12.282
| Kitchen DCV_Com, E - Vent [Building w Gas Heat] | E | Yes | Warehouse | Ventilation | REPL | 1.2631 | 2.2549 | 3.1794 | 3.9735 | 4.6289 | 5.1568 | 5.5455 | 5.8316 | 6.0045 | 6.0647
| Kitchen DCV_Com, E - Vent [Building w Oil Heat] | E | Yes | Warehouse | Ventilation | NC | 0.049661 | 0.096864 | 0.14213 | 0.18611 | 0.22743 | 0.26848 | 0.30887 | 0.34811 | 0.38695 | 0.42534
| Kitchen DCV_Com, E - Vent [Building w Oil Heat] | E | Yes | Warehouse | Ventilation | RET | 0.47408 | 0.89613 | 1.3039 | 1.6746 | 2.0075 | 2.3116 | 2.5823 | 2.8416 | 3.0831 | 3.3046
| Kitchen DCV_Com, E - Vent [Building w Oil Heat] | E | Yes | Warehouse | Ventilation | REPL | 0.33984 | 0.60669 | 0.85545 | 1.0691 | 1.2454 | 1.3875 | 1.4921 | 1.569 | 1.6156 | 1.6317
| Kitchen DCV_Com, E - Vent [Building w Oil Heat] | E | Yes | Warehouse | Ventilation | NC | 0.049661 | 0.096864 | 0.14213 | 0.18611 | 0.22743 | 0.26848 | 0.30887 | 0.34811 | 0.38695 | 0.42534
| Kitchen DCV_Com, E - Vent [Building w Oil Heat] | E | Yes | Warehouse | Ventilation | RET | 0.47408 | 0.89613 | 1.3039 | 1.6746 | 2.0075 | 2.3116 | 2.5823 | 2.8416 | 3.0831 | 3.3046
| Kitchen DCV_Com, E - Vent [Building w Oil Heat] | E | Yes | Warehouse | Ventilation | REPL | 0.33984 | 0.60669 | 0.85545 | 1.0691 | 1.2454 | 1.3875 | 1.4921 | 1.569 | 1.6156 | 1.6317
| Duct Sealing Regulated_Com, E - Vent [Building w Elec Heat] | E | Yes | Warehouse | Ventilation | RET | 62.573 | 123.9905 | 189.4219 | 254.9852 | 319.9187 | 385.3007 | 449.492 | 515.2392 | 580.5915 | 644.4437
| Duct Sealing Regulated_Com, E - Heat [Building w Elec Heat] | E | Yes | Warehouse | Space Heating | RET | 30.7443 | 60.9209 | 93.0696 | 125.2832 | 157.1873 | 189.3117 | 220.8512 | 253.1551 | 285.2649 | 316.6378
| Duct Sealing Regulated_Com, E - Cool [Building w Elec Heat] | E | Yes | Warehouse | Cooling | RET | 115.7943 | 229.4503 | 350.5341 | 471.8622 | 592.0247 | 713.0172 | 831.8062 | 953.4746 | 1074.4121 | 1192.5736
| Duct Sealing Regulated_Com, E - Vent [Building w Gas Heat] | E | Yes | Warehouse | Ventilation | RET | 127.7758 | 253.192 | 386.8047 | 520.6869 | 653.2829 | 786.7949 | 917.8752 | 1052.133 | 1185.5841 | 1315.9721
| Duct Sealing Regulated_Com, E - Cool [Building w Gas Heat] | E | Yes | Warehouse | Cooling | RET | 236.4553 | 468.5439 | 715.8005 | 963.5558 | 1208.931 | 1456.0012 | 1698.5716 | 1947.0219 | 2193.9796 | 2435.2687
| Duct Sealing Non Regulated_Com, E - Vent [Building w Oil Heat] | E | Yes | Warehouse | Ventilation | RET | 34.3789 | 68.1229 | 104.0722 | 140.0941 | 175.7698 | 211.6921 | 246.9601 | 283.0829 | 318.9888 | 354.0705
| Duct Sealing Non Regulated_Com, E - Cool [Building w Oil Heat] | E | Yes | Warehouse | Cooling | RET | 63.6198 | 126.0647 | 192.5906 | 259.2507 | 325.2704 | 391.7462 | 457.0113 | 523.8584 | 590.3039 | 655.2242
| Duct Sealing Non Regulated_Com, E - Vent [Building w Propane Heat] | E | Yes | Warehouse | Ventilation | RET | 10.3607 | 20.53 | 31.3639 | 42.2197 | 52.9713 | 63.797 | 74.4256 | 85.3119 | 96.1327 | 106.7052
| Duct Sealing Non Regulated_Com, E - Cool [Building w Propane Heat] | E | Yes | Warehouse | Cooling | RET | 19.1729 | 37.9917 | 58.0405 | 78.1296 | 98.0258 | 118.0594 | 137.7282 | 157.8737 | 177.8982 | 197.463
| Power Strip_Com, E - Plug [Tier 1] | E | Yes | Warehouse | Plug Loads | NC | 0 | 0 | 0 | 0 | 0 | 0 | 0 | 0 | 0 | 0
| Power Strip_Com, E - Plug [Tier 1] | E | Yes | Warehouse | Plug Loads | RET | 0 | 0 | 0 | 0 | 0 | 0 | 0 | 0 | 0 | 0
| Power Strip_Com, E - Plug [Tier 1] | E | Yes | Warehouse | Plug Loads | REPL | 0 | 0 | 0 | 0 | 0 | 0 | 0 | 0 | 0 | 0
| Power Strip_Com, E - Plug [Tier 2] | E | Yes | Warehouse | Plug Loads | NC | 71.5066 | 139.4747 | 204.6482 | 267.9787 | 327.4739 | 386.5889 | 444.7372 | 501.2463 | 486.224 | 474.6565
| Power Strip_Com, E - Plug [Tier 2] | E | Yes | Warehouse | Plug Loads | RET | 616.7345 | 1163.7935 | 1690.4888 | 2167.4308 | 2604.2138 | 3011.6405 | 3382.9233 | 3736.6187 | 3571.6125 | 3554.3494
| Power Strip_Com, E - Plug [Tier 2] | E | Yes | Warehouse | Plug Loads | REPL | 917.5096 | 1637.9623 | 2309.5577 | 2886.3718 | 3377.1673 | 3790.3199 | 4116.3906 | 4368.8794 | 3805.8794 | 3532.9601
| Computer Power Management_Com, E - Plug | E | Yes | Warehouse | Plug Loads | RET | 451.1259 | 893.9208 | 1365.6543 | 1838.3393 | 2306.4832 | 2326.7351 | 2346.7331 | 2349.0104 | 2347.4886 | 2339.6929
| Vending Machine Controls_Com, E - Plug [Non-Refrigerated] | E | No | Warehouse | Plug Loads | RET | 84.2609 | 166.9657 | 255.0756 | 343.3632 | 430.8027 | 434.5853 | 438.3205 | 438.7459 | 438.4617 | 437.0056
| Vending Machine Controls_Com, E - Plug [Refrigerated] | E | Yes | Warehouse | Plug Loads | RET | 252.7826 | 500.897 | 765.2268 | 1030.0897 | 1292.4081 | 1303.756 | 1314.9616 | 1316.2377 | 1315.385 | 1311.0167
| Ovens_Com, E - Cook | E | Yes | Warehouse | Cooking | NC | 0.67499 | 1.3166 | 1.9318 | 2.5296 | 3.0912 | 3.6492 | 4.1981 | 4.7316 | 5.2594 | 5.7812
| Ovens_Com, E - Cook | E | Yes | Warehouse | Cooking | REPL | 5.7739 | 11.4412 | 17.4789 | 23.5288 | 29.5205 | 35.5537 | 41.4769 | 47.5438 | 53.5742 | 59.4661
| Fryers_Com, E - Cook | E | Yes | Warehouse | Cooking | NC | 0.11075 | 0.21603 | 0.31697 | 0.41506 | 0.50721 | 0.59877 | 0.68884 | 0.77636 | 0.86297 | 0.94859
| Fryers_Com, E - Cook | E | Yes | Warehouse | Cooking | REPL | 0.9474 | 1.8773 | 2.868 | 3.8606 | 4.8438 | 5.8337 | 6.8056 | 7.8011 | 8.7905 | 9.7573
| Griddles_Com, E - Cook | E | Yes | Warehouse | Cooking | NC | 0.030891 | 0.060252 | 0.088407 | 0.11577 | 0.14147 | 0.167 | 0.19212 | 0.21654 | 0.24069 | 0.26457
| Griddles_Com, E - Cook | E | Yes | Warehouse | Cooking | REPL | 0.26424 | 0.5236 | 0.79991 | 1.0768 | 1.351 | 1.6271 | 1.8982 | 2.1758 | 2.4518 | 2.7214
| Hot Food Holding Cabinet_Com, E - Cook | E | Yes | Warehouse | Cooking | NC | 0.13442 | 0.26218 | 0.3847 | 0.50374 | 0.61558 | 0.72671 | 0.83601 | 0.94224 | 1.0474 | 1.1513
| Hot Food Holding Cabinet_Com, E - Cook | E | Yes | Warehouse | Cooking | REPL | 1.1498 | 2.2784 | 3.4807 | 4.6855 | 5.8787 | 7.0801 | 8.2597 | 9.4678 | 10.6687 | 11.8421
| Steamers_Com, E - Cook | E | Yes | Warehouse | Cooking | NC | 0.10553 | 0.20584 | 0.30203 | 0.39549 | 0.4833 | 0.57054 | 0.65636 | 0.73976 | 0.82229 | 0.90387
| Steamers_Com, E - Cook | E | Yes | Warehouse | Cooking | REPL | 0.90273 | 1.7888 | 2.7328 | 3.6786 | 4.6154 | 5.5587 | 6.4847 | 7.4333 | 8.3761 | 9.2973
| ES Refrigerator and Freezer_Com, E - Refr | E | Yes | Warehouse | Refrigeration | NC | 5.8549 | 11.42 | 16.7563 | 21.9417 | 26.8131 | 31.6533 | 36.4144 | 41.0413 | 45.6199 | 50.146
| ES Refrigerator and Freezer_Com, E - Refr | E | Yes | Warehouse | Refrigeration | REPL | 50.0829 | 99.2409 | 151.6116 | 204.0879 | 256.0601 | 308.3913 | 359.7694 | 412.393 | 464.7004 | 515.8071
| Loading Dock Pit Seals_Com, E - Refr | E | No | Warehouse | Refrigeration | NC | 46.2467 | 90.2048 | 132.3556 | 173.3144 | 211.7927 | 250.0252 | 287.6324 | 324.1795 | 360.3452 | 396.0962
| Loading Dock Pit Seals_Com, E - Refr | E | No | Warehouse | Refrigeration | RET | 474.7172 | 940.6677 | 1437.0702 | 1934.4738 | 2427.0989 | 2923.1272 | 3410.1214 | 3908.9203 | 4404.7225 | 4889.1443
| ECM Comp Cond Fan Motor_Com, E - Refr | E | Yes | Warehouse | Refrigeration | NC | 82.7301 | 161.3662 | 236.769 | 310.0397 | 378.873 | 447.2666 | 514.5416 | 579.9201 | 644.6166 | 708.571
| ECM Comp Cond Fan Motor_Com, E - Refr | E | Z | Warehouse | Refrigeration | RET | 0 | 0 | 0 | 0 | 0 | 0 | 0 | 0 | 0 | 0
| ECM Comp Cond Fan Motor_Com, E - Refr | E | Yes | Warehouse | Refrigeration | REPL | 566.1433 | 1010.6939 | 1425.0974 | 1781.0168 | 2074.7668 | 2311.3903 | 2485.6257 | 2694.7391 | 2933.0666 | 3195.6946
| Evap Fan Motor Replacement_Com, E - Refr | E | Yes | Warehouse | Refrigeration | NC | 145.5489 | 283.8951 | 416.5531 | 545.4598 | 666.5598 | 786.8862 | 905.2446 | 1020.2666 | 1134.0885 | 1246.6049
| Evap Fan Motor Replacement_Com, E - Refr | E | Yes | Warehouse | Refrigeration | RET | 2347.6621 | 4435.0975 | 6449.6559 | 8278.2928 | 9918.9118 | 11415.3893 | 12746.3347 | 14013.4973 | 15186.5644 | 16256.1601
| Evap Fan Motor Replacement_Com, E - Refr | E | Yes | Warehouse | Refrigeration | REPL | 996.0287 | 1778.1365 | 2507.206 | 3133.383 | 3650.1841 | 4066.4811 | 4373.0175 | 4596.0131 | 4727.2445 | 4767.1148
| Evap Fan Speed Controls_Com, E - Refr | E | Yes | Warehouse | Refrigeration | NC | 228.2546 | 445.2139 | 653.2526 | 855.4084 | 1045.3216 | 1234.0214 | 1419.6351 | 1600.0164 | 1778.5158 | 1954.9678
| Evap Fan Speed Controls_Com, E - Refr | E | Yes | Warehouse | Refrigeration | RET | 2322.6962 | 4602.4989 | 7031.297 | 9464.9936 | 11875.3098 | 14302.2767 | 16685.042 | 19125.5652 | 21551.4266 | 23921.6053
| Refrigerated Vending Machine_Com, E - Refr | E | Yes | Warehouse | Refrigeration | NC | 6.1692 | 12.0331 | 17.656 | 23.1198 | 28.2527 | 33.3529 | 38.3696 | 43.2449 | 48.0693 | 52.8385
| Refrigerated Vending Machine_Com, E - Refr | E | Yes | Warehouse | Refrigeration | REPL | 45.2331 | 89.6309 | 136.9302 | 184.325 | 231.2645 | 278.5282 | 324.9311 | 372.4588 | 419.701 | 465.8588
| Walk In Refrigeration_Com, E - Refr | E | Yes | Warehouse | Refrigeration | NC | 69.6541 | 135.8612 | 199.3462 | 261.036 | 318.9898 | 376.5733 | 433.2151 | 488.2602 | 542.7309 | 596.5769
| Refrigeration Tune Up_Com, E - Refr | E | Yes | Warehouse | Refrigeration | RET | 744.0419 | 1474.3434 | 2252.3735 | 3031.9727 | 3804.0824 | 4581.5258 | 5344.81 | 5382.5541 | 5429.3419 | 5410.564
| Walk In Cooler Retroft_Com, E - Refr | E | Yes | Warehouse | Refrigeration | RET | 134.3161 | 266.1518 | 406.6035 | 547.3385 | 686.7215 | 827.0674 | 964.8572 | 1105.9869 | 1246.2689 | 1383.3308
| Door Gasket Replacement_Com, E - Refr | E | Z | Warehouse | Refrigeration | RET | 0 | 0 | 0 | 0 | 0 | 0 | 0 | 0 | 0 | 0
| EnergyStar Dehumidifier_Com, E - Appl | E | Yes | Warehouse | Appliances | NC | 3.1593 | 6.1622 | 9.0417 | 11.8397 | 14.4683 | 17.0801 | 19.6491 | 22.1458 | 24.6164 | 27.0587
| EnergyStar Dehumidifier_Com, E - Appl | E | Yes | Warehouse | Appliances | REPL | 27.0246 | 53.5502 | 81.8093 | 110.1254 | 138.1695 | 166.4073 | 194.1308 | 222.5263 | 250.7513 | 278.3283
| Clothes Washer Elec WH_Com, E - Appl [unit w/ elec dry - Washer] | E | Yes | Warehouse | Appliances | NC | 0.52237 | 1.0189 | 1.495 | 1.9576 | 2.3923 | 2.8241 | 3.2489 | 3.1435 | 3.0638 | 3.0038
| Clothes Washer Elec WH_Com, E - Appl [unit w/ elec dry - Washer] | E | Yes | Warehouse | Appliances | REPL | 7.6601 | 15.1787 | 23.1887 | 31.2148 | 39.1638 | 47.1678 | 55.0259 | 55.4145 | 55.8962 | 55.7029
| Clothes Washer Elec WH_Com, E - Appl [unit w/ elec dry - Dryer] | E | Yes | Warehouse | Appliances | NC | 0.074454 | 0.14522 | 0.21308 | 0.27902 | 0.34097 | 0.40252 | 0.46307 | 0.44805 | 0.43669 | 0.42814
| Clothes Washer Elec WH_Com, E - Appl [unit w/ elec dry - Dryer] | E | Yes | Warehouse | Appliances | REPL | 1.0918 | 2.1634 | 3.3051 | 4.4491 | 5.5821 | 6.7229 | 7.843 | 7.8983 | 7.967 | 7.9395
| Clothes Washer Elec WH_Com, E - HWat [unit w/ elec dry - Water Heater] | E | Yes | Warehouse | Water Heating | NC | 0.0048762 | 0.0095111 | 0.013955 | 0.018274 | 0.022331 | 0.026363 | 0.030328 | 0.029344 | 0.0286 | 0.02804
| Clothes Washer Elec WH_Com, E - HWat [unit w/ elec dry - Water Heater] | E | Yes | Warehouse | Water Heating | REPL | 0.071506 | 0.14169 | 0.21646 | 0.29139 | 0.36559 | 0.4403 | 0.51366 | 0.51729 | 0.52178 | 0.51998
| Clothes Washer Elec WH_Com, E - Appl [unit w/ gas dry - Washer] | E | Yes | Warehouse | Appliances | NC | 0.13059 | 0.25472 | 0.37375 | 0.48941 | 0.59806 | 0.70602 | 0.81222 | 0.78587 | 0.76594 | 0.75096
| Clothes Washer Elec WH_Com, E - Appl [unit w/ gas dry - Washer] | E | Yes | Warehouse | Appliances | REPL | 1.915 | 3.7947 | 5.7972 | 7.8037 | 9.791 | 11.7919 | 13.7565 | 13.8536 | 13.9741 | 13.9257
| Clothes Washer Elec WH_Com, E - HWat [unit w/ gas dry - Water Heater] | E | Yes | Warehouse | Water Heating | NC | 0.0012191 | 0.0023778 | 0.0034889 | 0.0045685 | 0.0055828 | 0.0065906 | 0.0075819 | 0.007336 | 0.0071499 | 0.0070101
| Clothes Washer Elec WH_Com, E - HWat [unit w/ gas dry - Water Heater] | E | Yes | Warehouse | Water Heating | REPL | 0.017876 | 0.035423 | 0.054116 | 0.072846 | 0.091397 | 0.11008 | 0.12841 | 0.12932 | 0.13045 | 0.12999
| Clothes Washer Elec WH_Com, E - Appl [unit w/ propane dry - Washer] | E | Yes | Warehouse | Appliances | NC | 0.052237 | 0.10189 | 0.1495 | 0.19576 | 0.23923 | 0.28241 | 0.32489 | 0.31435 | 0.30638 | 0.30038
| Clothes Washer Elec WH_Com, E - Appl [unit w/ propane dry - Washer] | E | Yes | Warehouse | Appliances | REPL | 0.76601 | 1.5179 | 2.3189 | 3.1215 | 3.9164 | 4.7168 | 5.5026 | 5.5415 | 5.5896 | 5.5703
| Clothes Washer Elec WH_Com, E - HWat [unit w/ propane dry - Water Heater] | E | Yes | Warehouse | Water Heating | NC | 0.00048762 | 0.00095111 | 0.0013955 | 0.0018274 | 0.0022331 | 0.0026363 | 0.0030328 | 0.0029344 | 0.00286 | 0.002804
| Clothes Washer Elec WH_Com, E - HWat [unit w/ propane dry - Water Heater] | E | Yes | Warehouse | Water Heating | REPL | 0.0071506 | 0.014169 | 0.021646 | 0.029139 | 0.036559 | 0.04403 | 0.051366 | 0.051729 | 0.052178 | 0.051998
| Clothes Washer Gas WH_Com, E - Appl [unit w/ elec dry - Washer] | E | Yes | Warehouse | Appliances | NC | 0.26118 | 0.50944 | 0.74749 | 0.97881 | 1.1961 | 1.412 | 1.6244 | 1.5717 | 1.5319 | 1.5019
| Clothes Washer Gas WH_Com, E - Appl [unit w/ elec dry - Washer] | E | Yes | Warehouse | Appliances | REPL | 3.83 | 7.5893 | 11.5943 | 15.6074 | 19.5819 | 23.5839 | 27.513 | 27.7073 | 27.9481 | 27.8514
| Clothes Washer Gas WH_Com, E - Appl [unit w/ elec dry - Dryer] | E | Yes | Warehouse | Appliances | NC | 0.037227 | 0.072612 | 0.10654 | 0.13951 | 0.17049 | 0.20126 | 0.23153 | 0.22402 | 0.21834 | 0.21407
| Clothes Washer Gas WH_Com, E - Appl [unit w/ elec dry - Dryer] | E | Yes | Warehouse | Appliances | REPL | 0.5459 | 1.0817 | 1.6526 | 2.2246 | 2.7911 | 3.3615 | 3.9215 | 3.9492 | 3.9835 | 3.9697
| Clothes Washer Gas WH_Com, E - Appl [unit w/ gas dry - Washer] | E | Yes | Warehouse | Appliances | NC | 1.0186 | 1.9868 | 2.9152 | 3.8174 | 4.6649 | 5.507 | 6.3353 | 6.1298 | 5.9743 | 5.8575
| Clothes Washer Gas WH_Com, E - Appl [unit w/ gas dry - Washer] | E | Yes | Warehouse | Appliances | REPL | 14.9371 | 29.5984 | 45.2179 | 60.8688 | 76.3694 | 91.9771 | 107.3006 | 108.0583 | 108.9976 | 108.6206
| Clothes Washer Gas WH_Com, E - Appl [unit w/ propane dry - Washer] | E | Yes | Warehouse | Appliances | NC | 0.052237 | 0.10189 | 0.1495 | 0.19576 | 0.23923 | 0.28241 | 0.32489 | 0.31435 | 0.30638 | 0.30038
| Clothes Washer Gas WH_Com, E - Appl [unit w/ propane dry - Washer] | E | Yes | Warehouse | Appliances | REPL | 0.76601 | 1.5179 | 2.3189 | 3.1215 | 3.9164 | 4.7168 | 5.5026 | 5.5415 | 5.5896 | 5.5703
| Clothes Washer Oil WH_Com, E - Appl [unit w/ elec dry - Washer] | E | Yes | Warehouse | Appliances | NC | 0.31342 | 0.61133 | 0.89699 | 1.1746 | 1.4354 | 1.6945 | 1.9493 | 1.8861 | 1.8383 | 1.8023
| Clothes Washer Oil WH_Com, E - Appl [unit w/ elec dry - Washer] | E | Yes | Warehouse | Appliances | REPL | 4.596 | 9.1072 | 13.9132 | 18.7289 | 23.4983 | 28.3007 | 33.0156 | 33.2487 | 33.5377 | 33.4217
| Clothes Washer Oil WH_Com, E - Appl [unit w/ elec dry - Dryer] | E | Yes | Warehouse | Appliances | NC | 0.044673 | 0.087134 | 0.12785 | 0.16741 | 0.20458 | 0.24151 | 0.27784 | 0.26883 | 0.26201 | 0.25689
| Clothes Washer Oil WH_Com, E - Appl [unit w/ elec dry - Dryer] | E | Yes | Warehouse | Appliances | REPL | 0.65508 | 1.2981 | 1.9831 | 2.6695 | 3.3493 | 4.0338 | 4.7058 | 4.739 | 4.7802 | 4.7637
| Clothes Washer Oil WH_Com, E - Appl [unit w/ gas dry - Washer] | E | Yes | Warehouse | Appliances | NC | 0.052237 | 0.10189 | 0.1495 | 0.19576 | 0.23923 | 0.28241 | 0.32489 | 0.31435 | 0.30638 | 0.30038
| Clothes Washer Oil WH_Com, E - Appl [unit w/ gas dry - Washer] | E | Yes | Warehouse | Appliances | REPL | 0.76601 | 1.5179 | 2.3189 | 3.1215 | 3.9164 | 4.7168 | 5.5026 | 5.5415 | 5.5896 | 5.5703
| Clothes Washer Oil WH_Com, E - Appl [unit w/ propane dry - Washer] | E | Yes | Warehouse | Appliances | NC | 0.078355 | 0.15283 | 0.22425 | 0.29364 | 0.35884 | 0.42361 | 0.48733 | 0.47152 | 0.45956 | 0.45058
| Clothes Washer Oil WH_Com, E - Appl [unit w/ propane dry - Washer] | E | Yes | Warehouse | Appliances | REPL | 1.149 | 2.2768 | 3.4783 | 4.6822 | 5.8746 | 7.0752 | 8.2539 | 8.3122 | 8.3844 | 8.3554
| Clothes Washer Propane WH_Com, E - Appl [unit w/ elec dry - Washer] | E | Yes | Warehouse | Appliances | NC | 0.052237 | 0.10189 | 0.1495 | 0.19576 | 0.23923 | 0.28241 | 0.32489 | 0.31435 | 0.30638 | 0.30038
| Clothes Washer Propane WH_Com, E - Appl [unit w/ elec dry - Washer] | E | Yes | Warehouse | Appliances | REPL | 0.76601 | 1.5179 | 2.3189 | 3.1215 | 3.9164 | 4.7168 | 5.5026 | 5.5415 | 5.5896 | 5.5703
| Clothes Washer Propane WH_Com, E - Appl [unit w/ elec dry - Dryer] | E | Yes | Warehouse | Appliances | NC | 0.0074454 | 0.014522 | 0.021308 | 0.027902 | 0.034097 | 0.040252 | 0.046307 | 0.044805 | 0.043669 | 0.042814
| Clothes Washer Propane WH_Com, E - Appl [unit w/ elec dry - Dryer] | E | Yes | Warehouse | Appliances | REPL | 0.10918 | 0.21634 | 0.33051 | 0.44491 | 0.55821 | 0.67229 | 0.7843 | 0.78983 | 0.7967 | 0.79395
| Clothes Washer Propane WH_Com, E - Appl [unit w/ gas dry - Washer] | E | Yes | Warehouse | Appliances | NC | 0.026118 | 0.050944 | 0.074749 | 0.097881 | 0.11961 | 0.1412 | 0.16244 | 0.15717 | 0.15319 | 0.15019
| Clothes Washer Propane WH_Com, E - Appl [unit w/ gas dry - Washer] | E | Yes | Warehouse | Appliances | REPL | 0.383 | 0.75893 | 1.1594 | 1.5607 | 1.9582 | 2.3584 | 2.7513 | 2.7707 | 2.7948 | 2.7851
| Clothes Washer Propane WH_Com, E - Appl [unit w/ propane dry - Washer] | E | Yes | Warehouse | Appliances | NC | 0.052237 | 0.10189 | 0.1495 | 0.19576 | 0.23923 | 0.28241 | 0.32489 | 0.31435 | 0.30638 | 0.30038
| Clothes Washer Propane WH_Com, E - Appl [unit w/ propane dry - Washer] | E | Yes | Warehouse | Appliances | REPL | 0.76601 | 1.5179 | 2.3189 | 3.1215 | 3.9164 | 4.7168 | 5.5026 | 5.5415 | 5.5896 | 5.5703
| Dishwasher_Com, E - Appl [Building w elec WH] | E | Yes | Warehouse | Appliances | NC | 0.076293 | 0.14881 | 0.21835 | 0.28592 | 0.34939 | 0.41246 | 0.4745 | 0.5348 | 0.59446 | 0.65344
| Dishwasher_Com, E - Appl [Building w elec WH] | E | Yes | Warehouse | Appliances | REPL | 0.61908 | 1.2267 | 1.8741 | 2.5228 | 3.1652 | 3.8121 | 4.4472 | 5.0976 | 5.7442 | 6.376
| Dishwasher_Com, E - HWat [Building w elec WH] | E | Yes | Warehouse | Water Heating | NC | 4.9898e-05 | 9.7326e-05 | 0.0001428 | 0.000187 | 0.00022851 | 0.00026976 | 0.00031034 | 0.00034977 | 0.00038879 | 0.00042737
| Dishwasher_Com, E - HWat [Building w elec WH] | E | Yes | Warehouse | Water Heating | REPL | 0.0004049 | 0.00080231 | 0.0012257 | 0.00165 | 0.0020701 | 0.0024932 | 0.0029086 | 0.003334 | 0.0037569 | 0.00417
| Dishwasher_Com, E - Appl [Building w gas WH] | E | Yes | Warehouse | Appliances | NC | 0.19073 | 0.37203 | 0.54586 | 0.71479 | 0.87348 | 1.0312 | 1.1863 | 1.337 | 1.4861 | 1.6336
| Dishwasher_Com, E - Appl [Building w gas WH] | E | Yes | Warehouse | Appliances | REPL | 1.5477 | 3.0668 | 4.6852 | 6.3069 | 7.913 | 9.5302 | 11.1179 | 12.7441 | 14.3605 | 15.9399
| Dishwasher_Com, E - Appl [Building w oil WH] | E | Yes | Warehouse | Appliances | NC | 0.019073 | 0.037203 | 0.054586 | 0.071479 | 0.087348 | 0.10312 | 0.11863 | 0.1337 | 0.14861 | 0.16336
| Dishwasher_Com, E - Appl [Building w oil WH] | E | Yes | Warehouse | Appliances | REPL | 0.15477 | 0.30668 | 0.46852 | 0.63069 | 0.7913 | 0.95302 | 1.1118 | 1.2744 | 1.4361 | 1.594
| Dishwasher_Com, E - Appl [Building w propane WH] | E | Yes | Warehouse | Appliances | NC | 0.019073 | 0.037203 | 0.054586 | 0.071479 | 0.087348 | 0.10312 | 0.11863 | 0.1337 | 0.14861 | 0.16336
| Dishwasher_Com, E - Appl [Building w propane WH] | E | Yes | Warehouse | Appliances | REPL | 0.15477 | 0.30668 | 0.46852 | 0.63069 | 0.7913 | 0.95302 | 1.1118 | 1.2744 | 1.4361 | 1.594
| Faucet Aerator_Com, E - HWat | E | Yes | Warehouse | Water Heating | RET | 2.9761 | 5.8972 | 9.0093 | 12.1276 | 15.2159 | 18.3256 | 21.3787 | 24.5057 | 27.614 | 30.651
| Pre Rinse Sprayers_Com, E - HWat | E | Yes | Warehouse | Water Heating | RET | 0.29575 | 0.58603 | 0.89529 | 0.94065 | 0.98791 | 0.9891 | 0.98469 | 0.98829 | 0.98805 | 0.98608
| Heat Pump Water Heater_Com, E - HWat | E | Yes | Warehouse | Water Heating | NC | 1.6201 | 3.1599 | 4.6365 | 6.0713 | 7.4192 | 8.7585 | 10.076 | 11.3562 | 12.6231 | 13.8755
| Heat Pump Water Heater_Com, E - HWat | E | No | Warehouse | Water Heating | RET | 16.1308 | 30.4279 | 44.1819 | 56.6268 | 67.7566 | 78.0448 | 87.3313 | 96.0898 | 104.1196 | 111.3688
| Heat Pump Water Heater_Com, E - HWat | E | Yes | Warehouse | Water Heating | REPL | 16.6297 | 29.6877 | 41.8602 | 52.3148 | 60.9433 | 68.0676 | 73.5267 | 77.5455 | 79.9771 | 80.8256
| Clothes Dryer_Com, E - Appl | E | Yes | Warehouse | Appliances | NC | 1.6684 | 3.2542 | 4.7749 | 6.2525 | 7.6406 | 9.0199 | 10.3766 | 11.6951 | 12.9998 | 14.2896
| Clothes Dryer_Com, E - Appl | E | Yes | Warehouse | Appliances | RET | 16.2961 | 30.7692 | 44.721 | 57.3707 | 68.7068 | 79.0351 | 88.2103 | 96.9113 | 104.9334 | 112.2174
| Clothes Dryer_Com, E - Appl | E | Yes | Warehouse | Appliances | REPL | 12.2328 | 21.8383 | 30.7924 | 38.4829 | 44.83 | 49.9428 | 53.7075 | 56.4265 | 57.9989 | 58.4309
| Pnemautic to DDC_Com, E - TotE [Building w Elec Heat] | E | No | Warehouse | Total Electric | RET | 148.7032 | 294.6602 | 450.1562 | 605.9658 | 760.2786 | 915.6574 | 1068.2063 | 1224.4529 | 1379.7609 | 1531.504
| Pnemautic to DDC_Com, E - TotE [Building w Gas Heat] | E | No | Warehouse | Total Electric | RET | 157.4513 | 311.9949 | 476.6386 | 641.6144 | 805.0053 | 969.5249 | 1131.0482 | 1296.4867 | 1460.9314 | 1621.6014
| Pnemautic to DDC_Com, E - TotE [Building w Oil Heat] | E | No | Warehouse | Total Electric | RET | 42.3633 | 83.9442 | 128.2426 | 172.6304 | 216.5917 | 260.8567 | 304.3156 | 348.8278 | 393.0727 | 436.302
| Pnemautic to DDC_Com, E - TotE [Building w Propane Heat] | E | No | Warehouse | Total Electric | RET | 12.7669 | 25.298 | 38.6481 | 52.0251 | 65.2736 | 78.6136 | 91.7107 | 105.1252 | 118.4592 | 131.4871
| RCx_Com, E - TotE [Building w Elec Heat] | E | Yes | Warehouse | Total Electric | RET | 606.2792 | 1201.3622 | 1835.3366 | 2470.5896 | 3099.7397 | 3733.2361 | 4355.1948 | 4992.2297 | 5019.1583 | 5042.7486
| RCx_Com, E - TotE [Building w Gas Heat] | E | Yes | Warehouse | Total Electric | RET | 1238.0392 | 2453.2154 | 3747.8089 | 5045.0133 | 6329.7556 | 7623.3729 | 8893.4301 | 10194.2732 | 10249.2621 | 10297.4342
| RCx_Com, E - TotE [Building w Oil Heat] | E | Yes | Warehouse | Total Electric | RET | 333.1022 | 660.0529 | 1008.3714 | 1357.3923 | 1703.0602 | 2051.1161 | 2392.8329 | 2742.8328 | 2757.6279 | 2770.5889
| RCx_Com, E - TotE [Building w Propane Heat] | E | Yes | Warehouse | Total Electric | RET | 100.386 | 198.9182 | 303.89 | 409.0734 | 513.2464 | 618.1389 | 721.1212 | 826.5996 | 831.0584 | 834.9644
| Commissioning_Com, E - TotE [Building w Elec Heat] | E | Yes | Warehouse | Total Electric | NC | 0 | 0 | 0 | 0 | 0 | 0 | 0 | 0 | 0 | 0
| Commissioning_Com, E - TotE [Building w Gas Heat] | E | Yes | Warehouse | Total Electric | NC | 0 | 0 | 0 | 0 | 0 | 0 | 0 | 0 | 0 | 0
| Commissioning_Com, E - TotE [Building w Oil Heat] | E | Yes | Warehouse | Total Electric | NC | 0 | 0 | 0 | 0 | 0 | 0 | 0 | 0 | 0 | 0
| Commissioning_Com, E - TotE [Building w Propane Heat] | E | Yes | Warehouse | Total Electric | NC | 0 | 0 | 0 | 0 | 0 | 0 | 0 | 0 | 0 | 0
| Integrated Building Design_Com, E - TotE [Building w Elec Heat] | E | Yes | Warehouse | Total Electric | NC | 41.6608 | 81.2599 | 119.2309 | 156.1281 | 190.7908 | 225.2321 | 259.1101 | 292.0331 | 324.6126 | 356.8184
| Integrated Building Design_Com, E - TotE [Building w Gas Heat] | E | Yes | Warehouse | Total Electric | NC | 85.0724 | 165.935 | 243.4728 | 318.818 | 389.6002 | 459.9303 | 529.1101 | 596.3397 | 662.868 | 728.6331
| Integrated Building Design_Com, E - TotE [Building w Oil Heat] | E | Yes | Warehouse | Total Electric | NC | 22.8893 | 44.6458 | 65.5079 | 85.78 | 104.8244 | 123.7471 | 142.3604 | 160.4489 | 178.3488 | 196.0433
| Integrated Building Design_Com, E - TotE [Building w Propane Heat] | E | Yes | Warehouse | Total Electric | NC | 6.8981 | 13.4548 | 19.7419 | 25.8513 | 31.5906 | 37.2933 | 42.9027 | 48.354 | 53.7485 | 59.081
| Deep Energy Retrofit_Com, E - TotE [Building w Elec Heat] | E | Yes | Warehouse | Total Electric | RET | 149.8221 | 296.8774 | 453.5434 | 610.5254 | 765.9993 | 922.5472 | 1076.244 | 1233.6664 | 1390.143 | 1543.0278
| Deep Energy Retrofit_Com, E - TotE [Building w Gas Heat] | E | Yes | Warehouse | Total Electric | RET | 305.9409 | 606.232 | 926.1484 | 1246.7101 | 1564.1921 | 1883.8674 | 2197.7205 | 2519.1813 | 2838.711 | 3150.9062
| Deep Energy Retrofit_Com, E - TotE [Building w Oil Heat] | E | Yes | Warehouse | Total Electric | RET | 82.3153 | 163.1105 | 249.186 | 335.4351 | 420.8557 | 506.8663 | 591.3104 | 677.8015 | 763.7729 | 847.771
| Deep Energy Retrofit_Com, E - TotE [Building w Propane Heat] | E | Yes | Warehouse | Total Electric | RET | 24.8071 | 49.1561 | 75.0965 | 101.0891 | 126.8321 | 152.7528 | 178.2015 | 204.2671 | 230.176 | 255.4903
| EMS_Com, E - TotE [Building w Elec Heat] | E | Yes | Warehouse | Total Electric | NC | 75.7784 | 147.8068 | 216.8737 | 283.9876 | 347.037 | 409.6835 | 471.3056 | 531.1904 | 590.4506 | 649.031
| EMS_Com, E - TotE [Building w Elec Heat] | E | Yes | Warehouse | Total Electric | RET | 948.5409 | 1879.565 | 2871.4357 | 3865.3068 | 4849.63 | 5840.7529 | 6813.8248 | 7810.4838 | 8801.1552 | 9769.0869
| EMS_Com, E - TotE [Building w Gas Heat] | E | Yes | Warehouse | Total Electric | NC | 154.7416 | 301.8257 | 442.8623 | 579.9106 | 708.6592 | 836.5853 | 962.4192 | 1084.7058 | 1205.7166 | 1325.3395
| EMS_Com, E - TotE [Building w Gas Heat] | E | No | Warehouse | Total Electric | RET | 1936.9472 | 3838.1245 | 5863.5523 | 7893.065 | 9903.0805 | 11926.9813 | 13914.0214 | 15949.2271 | 17972.2059 | 19948.7497
| EMS_Com, E - TotE [Building w Oil Heat] | E | Yes | Warehouse | Total Electric | NC | 41.6342 | 81.2081 | 119.1549 | 156.0286 | 190.6692 | 225.0885 | 258.9449 | 291.8469 | 324.4056 | 356.5909
| EMS_Com, E - TotE [Building w Oil Heat] | E | Yes | Warehouse | Total Electric | RET | 521.1477 | 1032.6713 | 1577.6253 | 2123.6784 | 2664.4856 | 3209.0287 | 3743.6543 | 4291.2391 | 4835.5342 | 5367.3356
| EMS_Com, E - TotE [Building w Propane Heat] | E | Yes | Warehouse | Total Electric | NC | 12.5472 | 24.4734 | 35.9094 | 47.0219 | 57.4614 | 67.8343 | 78.0375 | 87.9531 | 97.7652 | 107.4648
| EMS_Com, E - TotE [Building w Propane Heat] | E | Yes | Warehouse | Total Electric | RET | 157.0568 | 311.2132 | 475.4444 | 640.0069 | 802.9884 | 967.0958 | 1128.2143 | 1293.2384 | 1457.271 | 1617.5385
| VFDs on HVAC Pumps_Com, E - Oth | E | Yes | Warehouse | Other | RET | 716.0234 | 1418.824 | 2167.5557 | 2917.7975 | 3660.8318 | 3692.9756 | 3724.7161 | 3728.3307 | 3725.9153 | 3713.542
| ECM Circulators_Com, E - Oth | E | Yes | Warehouse | Other | RET | 944.0532 | 1870.6724 | 2857.8504 | 3847.0194 | 4826.6855 | 5813.1192 | 6781.5873 | 7773.5309 | 8759.5153 | 9722.8676
| Motors_Com, E - Oth | E | Yes | Warehouse | Other | NC | 9.6601 | 18.8422 | 27.6467 | 36.2023 | 44.2397 | 52.2258 | 60.0813 | 67.7153 | 75.2697 | 82.7375
| Motors_Com, E - Oth | E | No | Warehouse | Other | RET | 294.5052 | 554.9541 | 804.955 | 1030.6601 | 1232.0667 | 1216.2571 | 1202.3177 | 1183.6375 | 1166.3728 | 1150.0124
| Motors_Com, E - Oth | E | Yes | Warehouse | Other | REPL | 66.1067 | 118.0154 | 166.4039 | 207.9634 | 242.2636 | 269.8933 | 290.2382 | 304.2846 | 311.4958 | 311.9455
| Ext Area Ltg_Com, E - ExtL | E | Yes | Warehouse | Exterior Lighting | NC | 69.7089 | 135.9683 | 199.5033 | 261.2417 | 319.2412 | 376.8701 | 433.5565 | 488.6449 | 543.1586 | 597.047
| Ext Area Ltg_Com, E - ExtL | E | Yes | Warehouse | Exterior Lighting | RET | 357.7773 | 691.389 | 1029.033 | 1350.4418 | 1652.8467 | 1998.7582 | 2365.7883 | 2741.7151 | 3115.3835 | 3480.4749
| Ext Area Ltg_Com, E - ExtL | E | Yes | Warehouse | Exterior Lighting | REPL | 626.8259 | 1119.0261 | 1577.8478 | 1971.9167 | 2297.1527 | 2658.376 | 3046.1467 | 3477.2459 | 3939.4805 | 4424.0563
| Street Ltg_Com, E - ExtL | E | Yes | Warehouse | Exterior Lighting | NC | 12.9758 | 25.3094 | 37.136 | 48.6281 | 59.4242 | 70.1514 | 80.7031 | 90.9574 | 101.1047 | 111.1356
| Street Ltg_Com, E - ExtL | E | Yes | Warehouse | Exterior Lighting | RET | 66.5974 | 128.6966 | 191.5464 | 251.3741 | 307.6644 | 372.0531 | 440.3728 | 510.3487 | 579.9041 | 647.863
| Street Ltg_Com, E - ExtL | E | Yes | Warehouse | Exterior Lighting | REPL | 116.6787 | 208.2979 | 293.7039 | 367.0568 | 427.5969 | 494.8357 | 567.0162 | 647.2619 | 733.3033 | 823.5032
| Ext Ltg Ctrls_Com, E - ExtL | E | Yes | Warehouse | Exterior Lighting | RET | 430.3219 | 852.6969 | 1302.6761 | 1753.5628 | 2200.1179 | 2649.7578 | 3091.2085 | 3543.36 | 3562.4732 | 3579.2171
| Ext Ltg Dsgn_Com, E - ExtL | E | Yes | Warehouse | Exterior Lighting | NC | 8.3843 | 16.3538 | 23.9955 | 31.4212 | 38.3972 | 45.3286 | 52.1466 | 58.7725 | 65.3292 | 71.8107
| Ext Ltg Dsgn_Com, E - ExtL | E | Yes | Warehouse | Exterior Lighting | REPL | 57.3762 | 113.6929 | 173.6901 | 233.8084 | 293.3491 | 353.301 | 412.1611 | 472.448 | 532.3727 | 590.9219
| Int Ltg Ctrls_Com, E - IntL [No Heat] | E | Yes | Warehouse | Interior Lighting | RET | 899.5134 | 1782.4154 | 2723.0191 | 3665.5198 | 4598.9659 | 5538.8604 | 6461.6369 | 7406.7813 | 7446.7342 | 7481.7343
| Int Ltg Ctrls_Com, E - IntL [Electric Heat] | E | Yes | Warehouse | Interior Lighting | RET | 386.9136 | 766.682 | 1171.27 | 1576.674 | 1978.1832 | 2382.4662 | 2779.386 | 3185.9272 | 3203.1124 | 3218.1672
| Int Ltg Ctrls_Com, E/G - IntL | E | Yes | Warehouse | Interior Lighting | RET | 3047.7757 | 6039.2676 | 9226.2672 | 12419.6943 | 15582.4425 | 18767.0391 | 21893.6357 | 25096.0206 | 25231.391 | 25349.9799
| Int Ltg Ctrls_Com, E/O - IntL | E | Yes | Warehouse | Interior Lighting | RET | 698.5471 | 1384.194 | 2114.651 | 2846.5812 | 3571.4799 | 4301.3862 | 5017.9989 | 5751.9823 | 5783.009 | 5810.1895
| Int Ltg Ctrls_Com, E/P - IntL | E | Yes | Warehouse | Interior Lighting | RET | 91.114 | 180.5453 | 275.8214 | 371.2897 | 465.8408 | 561.045 | 654.5153 | 750.2514 | 754.2983 | 757.8436
| Exit Sign RetFit_Com, E - IntL [No Heat] | E | Yes | Warehouse | Interior Lighting | RET | 67.097 | 132.9549 | 203.1169 | 273.4204 | 343.0485 | 413.1576 | 481.9899 | 552.4906 | 622.5678 | 691.0364
| Exit Sign RetFit_Com, E - IntL [Electric Heat] | E | Yes | Warehouse | Interior Lighting | RET | 30.8288 | 61.0883 | 93.3254 | 125.6276 | 157.6194 | 189.8322 | 221.4583 | 253.851 | 286.0491 | 317.5082
| Exit Sign RetFit_Com, E/G - IntL | E | Yes | Warehouse | Interior Lighting | RET | 233.3702 | 462.4307 | 706.4613 | 950.9841 | 1193.1578 | 1437.0045 | 1676.41 | 1921.6187 | 2165.3543 | 2403.4952
| Exit Sign RetFit_Com, E/O - IntL | E | Yes | Warehouse | Interior Lighting | RET | 53.1146 | 105.2483 | 160.7893 | 216.4422 | 271.5605 | 327.0595 | 381.5477 | 437.3568 | 492.8305 | 547.0309
| Exit Sign RetFit_Com, E/P - IntL | E | No | Warehouse | Interior Lighting | RET | 6.9112 | 13.6948 | 20.9217 | 28.1632 | 35.3351 | 42.5566 | 49.6465 | 56.9083 | 64.1265 | 71.179
| LED HiLo Bay_Com, E - IntL [No Heat] | E | Yes | Warehouse | Interior Lighting | NC | 85.1975 | 166.1789 | 243.8306 | 319.2866 | 390.1729 | 460.6063 | 529.8877 | 597.2162 | 663.8422 | 729.704
| LED HiLo Bay_Com, E - IntL [No Heat] | E | Yes | Warehouse | Interior Lighting | RET | 840.4875 | 1609.9029 | 2374.407 | 3088.8698 | 3748.8212 | 4368.5855 | 4936.0893 | 5478.209 | 5980.7865 | 6487.9103
| LED HiLo Bay_Com, E - IntL [No Heat] | E | Yes | Warehouse | Interior Lighting | REPL | 455.112 | 812.4779 | 1145.6092 | 1431.7261 | 1667.8663 | 1858.0835 | 1998.1481 | 2093.7879 | 2141.3205 | 2167.9332
| LED HiLo Bay_Com, E - IntL [Electric Heat] | E | Yes | Warehouse | Interior Lighting | NC | 36.6426 | 71.4719 | 104.8692 | 137.322 | 167.8096 | 198.1023 | 227.8996 | 256.8569 | 285.5121 | 313.8386
| LED HiLo Bay_Com, E - IntL [Electric Heat] | E | Yes | Warehouse | Interior Lighting | RET | 361.4855 | 692.4036 | 1021.2094 | 1328.4928 | 1612.3315 | 1878.8861 | 2122.964 | 2356.1244 | 2572.2781 | 2790.3871
| LED HiLo Bay_Com, E - IntL [Electric Heat] | E | Yes | Warehouse | Interior Lighting | REPL | 195.7392 | 349.4388 | 492.7154 | 615.7715 | 717.3331 | 799.1436 | 859.384 | 900.5178 | 920.9611 | 932.407
| LED HiLo Bay_Com, E/G - IntL | E | Yes | Warehouse | Interior Lighting | NC | 291.1169 | 567.8277 | 833.1612 | 1090.9916 | 1333.2077 | 1573.8763 | 1810.6088 | 2040.6678 | 2268.3267 | 2493.3744
| LED HiLo Bay_Com, E/G - IntL | E | Yes | Warehouse | Interior Lighting | RET | 2871.918 | 5500.9849 | 8113.2699 | 10554.5654 | 12809.5975 | 14927.3116 | 16866.4533 | 18718.8584 | 20436.149 | 22168.9739
| LED HiLo Bay_Com, E/G - IntL | E | Yes | Warehouse | Interior Lighting | REPL | 1555.1026 | 2776.2101 | 3914.5085 | 4892.1606 | 5699.0438 | 6349.0095 | 6827.6056 | 7154.4038 | 7316.8212 | 7407.7559
| LED HiLo Bay_Com, E/O - IntL | E | No | Warehouse | Interior Lighting | NC | 66.2577 | 129.2365 | 189.6259 | 248.3076 | 303.4355 | 358.2112 | 412.0911 | 464.4521 | 516.2669 | 567.4873
| LED HiLo Bay_Com, E/O - IntL | E | No | Warehouse | Interior Lighting | RET | 653.6431 | 1252.0137 | 1846.5648 | 2402.199 | 2915.44 | 3397.4278 | 3838.7727 | 4260.3766 | 4651.2287 | 5045.6163
| LED HiLo Bay_Com, E/O - IntL | E | No | Warehouse | Interior Lighting | REPL | 353.9384 | 631.8601 | 890.9347 | 1113.4464 | 1297.0915 | 1445.0225 | 1553.9501 | 1628.3287 | 1665.2946 | 1685.9912
| LED HiLo Bay_Com, E/P - IntL | E | No | Warehouse | Interior Lighting | NC | 8.6214 | 16.8161 | 24.6739 | 32.3095 | 39.4826 | 46.61 | 53.6208 | 60.4339 | 67.176 | 73.8407
| LED HiLo Bay_Com, E/P - IntL | E | No | Warehouse | Interior Lighting | RET | 85.0512 | 162.9104 | 240.2727 | 312.5711 | 379.3534 | 442.069 | 499.4962 | 554.3548 | 605.212 | 656.5292
| LED HiLo Bay_Com, E/P - IntL | E | No | Warehouse | Interior Lighting | REPL | 46.054 | 82.2168 | 115.9273 | 144.8802 | 168.7759 | 188.0245 | 202.198 | 211.8761 | 216.686 | 219.379
| Repl Scre_Com, E - IntL [No Heat] | E | Yes | Warehouse | Interior Lighting | NC | 18.1712 | 35.4432 | 17.272 | 0 | 0 | 0 | 0 | 0 | 0 | 0
| Repl Scre_Com, E - IntL [No Heat] | E | Yes | Warehouse | Interior Lighting | RET | 63.1413 | 125.1165 | 61.9752 | 0 | 0 | 0 | 0 | 0 | 0 | 0
| Repl Scre_Com, E - IntL [No Heat] | E | Yes | Warehouse | Interior Lighting | REPL | 932.626 | 1848.029 | 915.4031 | 0 | 0 | 0 | 0 | 0 | 0 | 0
| Repl Scre_Com, E - IntL [Electric Heat] | E | Yes | Warehouse | Interior Lighting | NC | 8.3491 | 16.2849 | 7.9359 | 0 | 0 | 0 | 0 | 0 | 0 | 0
| Repl Scre_Com, E - IntL [Electric Heat] | E | Yes | Warehouse | Interior Lighting | RET | 29.0113 | 57.4869 | 28.4756 | 0 | 0 | 0 | 0 | 0 | 0 | 0
| Repl Scre_Com, E - IntL [Electric Heat] | E | Yes | Warehouse | Interior Lighting | REPL | 428.5105 | 849.1077 | 420.5972 | 0 | 0 | 0 | 0 | 0 | 0 | 0
| Repl Scre_Com, E/G - IntL | E | Yes | Warehouse | Interior Lighting | NC | 63.2012 | 123.2749 | 60.0737 | 0 | 0 | 0 | 0 | 0 | 0 | 0
| Repl Scre_Com, E/G - IntL | E | Yes | Warehouse | Interior Lighting | RET | 219.6118 | 435.1679 | 215.5562 | 0 | 0 | 0 | 0 | 0 | 0 | 0
| Repl Scre_Com, E/G - IntL | E | Yes | Warehouse | Interior Lighting | REPL | 3243.7683 | 6427.6336 | 3183.8653 | 0 | 0 | 0 | 0 | 0 | 0 | 0
| Repl Scre_Com, E/O - IntL | E | Yes | Warehouse | Interior Lighting | NC | 14.3845 | 28.0571 | 13.6727 | 0 | 0 | 0 | 0 | 0 | 0 | 0
| Repl Scre_Com, E/O - IntL | E | Yes | Warehouse | Interior Lighting | RET | 49.9832 | 99.0434 | 49.0602 | 0 | 0 | 0 | 0 | 0 | 0 | 0
| Repl Scre_Com, E/O - IntL | E | Yes | Warehouse | Interior Lighting | REPL | 738.2755 | 1462.9172 | 724.6417 | 0 | 0 | 0 | 0 | 0 | 0 | 0
| Repl Scre_Com, E/P - IntL | E | No | Warehouse | Interior Lighting | NC | 1.8717 | 3.6508 | 1.7791 | 0 | 0 | 0 | 0 | 0 | 0 | 0
| Repl Scre_Com, E/P - IntL | E | No | Warehouse | Interior Lighting | RET | 6.5038 | 12.8874 | 6.3836 | 0 | 0 | 0 | 0 | 0 | 0 | 0
| Repl Scre_Com, E/P - IntL | E | No | Warehouse | Interior Lighting | REPL | 96.0635 | 190.3529 | 94.2895 | 0 | 0 | 0 | 0 | 0 | 0 | 0
| Lin LED Fixture_Com, E - IntL [No Heat] | E | Yes | Warehouse | Interior Lighting | NC | 11.0583 | 21.5695 | 31.6484 | 41.4423 | 50.6431 | 59.7851 | 68.7776 | 77.5166 | 86.1645 | 94.7131
| Lin LED Fixture_Com, E - IntL [No Heat] | E | No | Warehouse | Interior Lighting | RET | 92.1378 | 175.5052 | 257.3788 | 333.005 | 402.0502 | 466.1381 | 524.1407 | 578.9056 | 633.2066 | 686.1396
| Lin LED Fixture_Com, E - IntL [No Heat] | E | Yes | Warehouse | Interior Lighting | REPL | 68.4027 | 122.1144 | 172.1836 | 215.1866 | 250.6781 | 279.2675 | 300.319 | 314.6936 | 324.8964 | 330.8734
| Lin LED Fixture_Com, E - IntL [Electric Heat] | E | No | Warehouse | Interior Lighting | NC | 5.0809 | 9.9104 | 14.5414 | 19.0414 | 23.2688 | 27.4693 | 31.601 | 35.6163 | 39.5897 | 43.5175
| Lin LED Fixture_Com, E - IntL [Electric Heat] | E | No | Warehouse | Interior Lighting | RET | 42.3343 | 80.6388 | 118.257 | 153.0047 | 184.7286 | 214.1749 | 240.8252 | 265.9878 | 290.9373 | 315.2583
| Lin LED Fixture_Com, E - IntL [Electric Heat] | E | No | Warehouse | Interior Lighting | REPL | 31.4288 | 56.1075 | 79.1126 | 98.8711 | 115.1782 | 128.3141 | 137.9866 | 144.5912 | 149.2791 | 152.0253
| Lin LED Fixture_Com, E/G - IntL | E | Yes | Warehouse | Interior Lighting | NC | 38.462 | 75.0208 | 110.0763 | 144.1406 | 176.1419 | 207.9388 | 239.2156 | 269.6108 | 299.6888 | 329.4219
| Lin LED Fixture_Com, E/G - IntL | E | No | Warehouse | Interior Lighting | RET | 320.4648 | 610.4251 | 895.1898 | 1158.2254 | 1398.3715 | 1621.276 | 1823.0148 | 2013.4927 | 2202.3571 | 2386.4637
| Lin LED Fixture_Com, E/G - IntL | E | Yes | Warehouse | Interior Lighting | REPL | 237.9117 | 424.7262 | 598.872 | 748.4408 | 871.8841 | 971.3209 | 1044.5403 | 1094.5364 | 1130.0228 | 1150.8114
| Lin LED Fixture_Com, E/O - IntL | E | No | Warehouse | Interior Lighting | NC | 8.7539 | 17.0746 | 25.0532 | 32.8061 | 40.0896 | 47.3265 | 54.445 | 61.3629 | 68.2086 | 74.9758
| Lin LED Fixture_Com, E/O - IntL | E | No | Warehouse | Interior Lighting | RET | 72.9372 | 138.9316 | 203.7435 | 263.6099 | 318.2667 | 368.9993 | 414.9147 | 458.2671 | 501.2523 | 543.1546
| Lin LED Fixture_Com, E/O - IntL | E | No | Warehouse | Interior Lighting | REPL | 54.1483 | 96.6669 | 136.3021 | 170.3437 | 198.4392 | 221.0708 | 237.7354 | 249.1144 | 257.191 | 261.9225
| Lin LED Fixture_Com, E/P - IntL | E | No | Warehouse | Interior Lighting | NC | 1.139 | 2.2217 | 3.2599 | 4.2687 | 5.2164 | 6.1581 | 7.0843 | 7.9845 | 8.8752 | 9.7558
| Lin LED Fixture_Com, E/P - IntL | E | No | Warehouse | Interior Lighting | RET | 9.4905 | 18.0776 | 26.5108 | 34.3006 | 41.4125 | 48.0137 | 53.9882 | 59.6291 | 65.2223 | 70.6746
| Lin LED Fixture_Com, E/P - IntL | E | No | Warehouse | Interior Lighting | REPL | 7.0457 | 12.5782 | 17.7355 | 22.1649 | 25.8207 | 28.7655 | 30.9338 | 32.4145 | 33.4654 | 34.081
| LED Tube Repl_Com, E - IntL [No Heat] | E | Yes | Warehouse | Interior Lighting | RET | 579.6856 | 1104.1919 | 1619.2999 | 2095.1023 | 2529.5002 | 2972.7883 | 3413.3331 | 3869.5893 | 4327.716 | 4779.4802
| LED Tube Repl_Com, E - IntL [No Heat] | E | Yes | Warehouse | Interior Lighting | REPL | 632.0048 | 1128.2716 | 1590.8842 | 1988.209 | 2316.1321 | 2623.9786 | 2904.2833 | 3168.9159 | 3409.627 | 3622.9936
| LED Tube Repl_Com, E - IntL [Electric Heat] | E | Yes | Warehouse | Interior Lighting | RET | 266.3462 | 507.3394 | 744.0143 | 962.6297 | 1162.221 | 1365.8971 | 1568.3128 | 1777.9473 | 1988.4412 | 2196.0118
| LED Tube Repl_Com, E - IntL [Electric Heat] | E | Yes | Warehouse | Interior Lighting | REPL | 290.3851 | 518.4032 | 730.9583 | 913.5157 | 1064.1855 | 1205.6307 | 1334.4214 | 1456.0112 | 1566.6099 | 1664.6448
| LED Tube Repl_Com, E/G - IntL | E | Yes | Warehouse | Interior Lighting | RET | 2016.2056 | 3840.4921 | 5632.0902 | 7286.9797 | 8797.8598 | 10339.661 | 11871.9209 | 13458.8267 | 15052.2378 | 16623.52
| LED Tube Repl_Com, E/G - IntL | E | Yes | Warehouse | Interior Lighting | REPL | 2198.1773 | 3924.2438 | 5533.2576 | 6915.1938 | 8055.7439 | 9126.4653 | 10101.394 | 11021.8131 | 11859.0306 | 12601.1417
| LED Tube Repl_Com, E/O - IntL | E | Yes | Warehouse | Interior Lighting | RET | 458.8846 | 874.0887 | 1281.853 | 1658.5027 | 2002.3762 | 2353.2872 | 2702.0266 | 3063.2034 | 3425.8607 | 3783.4816
| LED Tube Repl_Com, E/O - IntL | E | Yes | Warehouse | Interior Lighting | REPL | 500.301 | 893.1504 | 1259.3589 | 1573.885 | 1833.472 | 2077.1662 | 2299.0581 | 2508.5437 | 2699.0928 | 2867.9959
| LED Tube Repl_Com, E/P - IntL | E | Yes | Warehouse | Interior Lighting | RET | 59.7095 | 113.7353 | 166.7931 | 215.8023 | 260.5467 | 306.2068 | 351.5843 | 398.5801 | 445.7687 | 492.3018
| LED Tube Repl_Com, E/P - IntL | E | Yes | Warehouse | Interior Lighting | REPL | 65.0985 | 116.2156 | 163.8662 | 204.7919 | 238.5691 | 270.2782 | 299.1505 | 326.4085 | 351.2025 | 373.18
| Repl pin CFL wLED_Com, E - IntL [No Heat] | E | Yes | Warehouse | Interior Lighting | RET | 6.5983 | 12.6608 | 18.7067 | 24.3776 | 29.635 | 35.3443 | 41.3314 | 47.8297 | 54.6297 | 61.3629
| Repl pin CFL wLED_Com, E - IntL [No Heat] | E | Yes | Warehouse | Interior Lighting | REPL | 11.7741 | 21.0194 | 29.6378 | 37.0398 | 43.149 | 49.4152 | 55.6802 | 62.2126 | 68.8206 | 75.3892
| Repl pin CFL wLED_Com, E - IntL [Electric Heat] | E | No | Warehouse | Interior Lighting | RET | 3.0317 | 5.8172 | 8.5951 | 11.2007 | 13.6163 | 16.2395 | 18.9904 | 21.9762 | 25.1005 | 28.1942
| Repl pin CFL wLED_Com, E - IntL [Electric Heat] | E | No | Warehouse | Interior Lighting | REPL | 5.4098 | 9.6577 | 13.6176 | 17.0186 | 19.8255 | 22.7046 | 25.5832 | 28.5846 | 31.6208 | 34.6388
| Repl pin CFL wLED_Com, E/G - IntL | E | Yes | Warehouse | Interior Lighting | RET | 22.9496 | 44.0357 | 65.0639 | 84.7878 | 103.0737 | 122.931 | 143.7548 | 166.3567 | 190.0077 | 213.4265
| Repl pin CFL wLED_Com, E/G - IntL | E | Yes | Warehouse | Interior Lighting | REPL | 40.9515 | 73.1077 | 103.0832 | 128.8283 | 150.0765 | 171.8711 | 193.6613 | 216.3817 | 239.3651 | 262.2114
| Repl pin CFL wLED_Com, E/O - IntL | E | No | Warehouse | Interior Lighting | RET | 5.2233 | 10.0224 | 14.8084 | 19.2976 | 23.4594 | 27.9789 | 32.7183 | 37.8625 | 43.2454 | 48.5755
| Repl pin CFL wLED_Com, E/O - IntL | E | No | Warehouse | Interior Lighting | REPL | 9.3205 | 16.6392 | 23.4615 | 29.3211 | 34.1571 | 39.1175 | 44.077 | 49.2481 | 54.479 | 59.6788
| Repl pin CFL wLED_Com, E/P - IntL | E | No | Warehouse | Interior Lighting | RET | 0.67965 | 1.3041 | 1.9269 | 2.511 | 3.0525 | 3.6406 | 4.2573 | 4.9266 | 5.627 | 6.3206
| Repl pin CFL wLED_Com, E/P - IntL | E | No | Warehouse | Interior Lighting | REPL | 1.2128 | 2.1651 | 3.0528 | 3.8152 | 4.4445 | 5.0899 | 5.7352 | 6.4081 | 7.0887 | 7.7653
| Refrig Case LED_Com, E - IntL | E | Yes | Warehouse | Interior Lighting | NC | 20.5667 | 40.1156 | 58.8607 | 77.0757 | 94.1877 | 111.1903 | 127.9148 | 144.1679 | 160.2514 | 176.1504
| Refrig Case LED_Com, E - IntL | E | Yes | Warehouse | Interior Lighting | RET | 105.5572 | 203.9847 | 303.6019 | 398.4291 | 487.6495 | 572.9943 | 652.5953 | 730.0493 | 814.6725 | 904.4395
| Refrig Case LED_Com, E - IntL | E | Yes | Warehouse | Interior Lighting | REPL | 131.9465 | 235.5544 | 332.1362 | 415.0875 | 483.5495 | 538.6975 | 579.3051 | 607.0331 | 635.1688 | 663.2196
| Refrig Case Ctrls_Com, E - IntL | E | No | Warehouse | Interior Lighting | RET | 82.6741 | 163.8215 | 250.2722 | 336.8973 | 422.6901 | 509.0757 | 593.8879 | 680.7559 | 684.428 | 687.6449
| Stair Occ Sensor_Com, E - IntL [No Heat] | E | Yes | Warehouse | Interior Lighting | NC | 7.3775 | 14.3899 | 21.114 | 27.6479 | 33.7862 | 39.8852 | 45.8845 | 51.7146 | 57.484 | 63.1871
| Stair Occ Sensor_Com, E - IntL [No Heat] | E | Yes | Warehouse | Interior Lighting | RET | 56.7968 | 112.5448 | 171.9362 | 231.4473 | 290.3867 | 349.7333 | 407.999 | 467.6771 | 526.9966 | 584.9545
| Stair Occ Sensor_Com, E - IntL [Electric Heat] | E | Yes | Warehouse | Interior Lighting | NC | 3.3897 | 6.6117 | 9.7012 | 12.7033 | 15.5236 | 18.3259 | 21.0824 | 23.7612 | 26.412 | 29.0324
| Stair Occ Sensor_Com, E - IntL [Electric Heat] | E | Yes | Warehouse | Interior Lighting | RET | 26.0963 | 51.7106 | 78.9989 | 106.3423 | 133.423 | 160.6908 | 187.4619 | 214.882 | 242.1374 | 268.7671
| Stair Occ Sensor_Com, E/G - IntL | E | Yes | Warehouse | Interior Lighting | NC | 25.6597 | 50.0495 | 73.4366 | 96.1623 | 117.5118 | 138.7248 | 159.5909 | 179.8688 | 199.9351 | 219.7713
| Stair Occ Sensor_Com, E/G - IntL | E | Yes | Warehouse | Interior Lighting | RET | 197.5452 | 391.4424 | 598.0115 | 804.9973 | 1009.9947 | 1216.4081 | 1419.0622 | 1626.6286 | 1832.948 | 2034.5316
| Stair Occ Sensor_Com, E/O - IntL | E | No | Warehouse | Interior Lighting | NC | 5.8401 | 11.3912 | 16.714 | 21.8864 | 26.7455 | 31.5735 | 36.3226 | 40.9378 | 45.5049 | 50.0195
| Stair Occ Sensor_Com, E/O - IntL | E | No | Warehouse | Interior Lighting | RET | 44.9609 | 89.0915 | 136.1063 | 183.2159 | 229.8729 | 276.8522 | 322.9759 | 370.2176 | 417.1755 | 463.0555
| Stair Occ Sensor_Com, E/P - IntL | E | No | Warehouse | Interior Lighting | NC | 0.75991 | 1.4822 | 2.1748 | 2.8478 | 3.4801 | 4.1083 | 4.7262 | 5.3268 | 5.921 | 6.5085
| Stair Occ Sensor_Com, E/P - IntL | E | No | Warehouse | Interior Lighting | RET | 5.8503 | 11.5925 | 17.71 | 23.8398 | 29.9108 | 36.0237 | 42.0252 | 48.1722 | 54.2823 | 60.2522
| Int Delamping_Com, E - IntL [No Heat] | E | Yes | Warehouse | Interior Lighting | RET | 5.3691 | 10.639 | 16.2533 | 21.879 | 27.4506 | 33.0607 | 38.5687 | 44.2101 | 49.8176 | 55.2965
| Int Delamping_Com, E - IntL [Electric Heat] | E | Yes | Warehouse | Interior Lighting | RET | 2.4669 | 4.8883 | 7.4679 | 10.0527 | 12.6126 | 15.1903 | 17.721 | 20.3131 | 22.8895 | 25.4069
| Int Delamping_Com, E/G - IntL | E | Yes | Warehouse | Interior Lighting | RET | 18.6742 | 37.0035 | 56.5308 | 76.0974 | 95.4761 | 114.9886 | 134.1457 | 153.7672 | 173.2709 | 192.3268
| Int Delamping_Com, E/O - IntL | E | Yes | Warehouse | Interior Lighting | RET | 4.2502 | 8.4219 | 12.8663 | 17.3196 | 21.7302 | 26.1712 | 30.5313 | 34.9971 | 39.4361 | 43.7732
| Int Delamping_Com, E/P - IntL | E | Yes | Warehouse | Interior Lighting | RET | 0.55303 | 1.0959 | 1.6741 | 2.2536 | 2.8275 | 3.4054 | 3.9727 | 4.5538 | 5.1314 | 5.6957
| Int Ltg Dsgn_Com, E - IntL [No Heat] | E | Yes | Warehouse | Interior Lighting | NC | 21.1528 | 41.2589 | 60.5383 | 79.2724 | 96.8721 | 114.3593 | 131.5605 | 148.2768 | 164.8187 | 181.1709
| Int Ltg Dsgn_Com, E - IntL [Electric Heat] | E | Yes | Warehouse | Interior Lighting | NC | 9.719 | 18.9571 | 27.8153 | 36.423 | 44.5095 | 52.5443 | 60.4477 | 68.1282 | 75.7287 | 83.242
| Int Ltg Dsgn_Com, E/G - IntL | E | Yes | Warehouse | Interior Lighting | NC | 73.5717 | 143.5026 | 210.5582 | 275.7176 | 336.931 | 397.7533 | 457.5808 | 515.7218 | 573.2562 | 630.1307
| Int Ltg Dsgn_Com, E/O - IntL | E | Yes | Warehouse | Interior Lighting | NC | 16.7448 | 32.6609 | 47.9226 | 62.7528 | 76.6849 | 90.5279 | 104.1445 | 117.3773 | 130.472 | 143.4166
| Int Ltg Dsgn_Com, E/P - IntL | E | Yes | Warehouse | Interior Lighting | NC | 2.1788 | 4.2498 | 6.2356 | 8.1653 | 9.9781 | 11.7794 | 13.5512 | 15.273 | 16.9769 | 18.6612
0

## Table D3
Table D3. Cumulative Electric Savings by Technology - Upstate
Return to List of Tables
Cumulative MWh Saved
| Measure Name | Primary Fuel - Electric (E), Gas (G), Oil (O), or Propane (P) | Cost Effective? | Building Type | End Use | New Construction (NC), Replacement (REPL), or Retrofit (RET) | 2020 | 2021 | 2022 | 2023 | 2024 | 2025 | 2026 | 2027 | 2028 | 2029
| Room Air Conditioner_Com, E - Cool | E | Yes | Small Office | Cooling | NC | 0 | 0 | 0 | 0 | 0 | 0 | 0 | 0 | 0 | 0
| Room Air Conditioner_Com, E - Cool | E | Yes | Small Office | Cooling | RET | 0 | 0 | 0 | 0 | 0 | 0 | 0 | 0 | 0 | 0
| Room Air Conditioner_Com, E - Cool | E | Yes | Small Office | Cooling | REPL | 0 | 0 | 0 | 0 | 0 | 0 | 0 | 0 | 0 | 0
| Computer Room Air Conditioner_Com, E - Cool | E | Yes | Small Office | Cooling | NC | 5.208 | 10.2691 | 15.247 | 20.1448 | 24.7498 | 29.2627 | 33.7406 | 38.1021 | 42.4602 | 46.857
| Computer Room Air Conditioner_Com, E - Cool | E | Yes | Small Office | Cooling | REPL | 26.7295 | 52.2651 | 78.4447 | 105.264 | 132.5126 | 160.2966 | 187.6008 | 215.1781 | 242.8308 | 269.908
| Mini Split Ductless AC_Com, E - Cool | E | Yes | Small Office | Cooling | NC | 0 | 0 | 0 | 0 | 0 | 0 | 0 | 0 | 0 | 0
| Mini Split Ductless AC_Com, E - Cool | E | Yes | Small Office | Cooling | RET | 0 | 0 | 0 | 0 | 0 | 0 | 0 | 0 | 0 | 0
| Mini Split Ductless AC_Com, E - Cool | E | Yes | Small Office | Cooling | REPL | 0 | 0 | 0 | 0 | 0 | 0 | 0 | 0 | 0 | 0
| Eff Unitary AC_Com, E - Cool | E | Yes | Small Office | Cooling | NC | 15.7065 | 30.9702 | 45.983 | 60.7541 | 74.6422 | 88.2526 | 101.7573 | 114.9109 | 128.0545 | 141.3147
| Eff Unitary AC_Com, E - Cool | E | No | Small Office | Cooling | RET | 124.9105 | 238.6945 | 349.925 | 458.5767 | 563.8365 | 666.1749 | 762.0709 | 860.8748 | 961.8109 | 1062.3863
| Eff Unitary AC_Com, E - Cool | E | Yes | Small Office | Cooling | REPL | 107.4838 | 197.8447 | 284.1679 | 366.1298 | 442.8297 | 514.333 | 578.0137 | 641.2289 | 703.5105 | 763.4134
| PTAC_Com, E - Cool | E | Yes | Small Office | Cooling | NC | 0 | 0 | 0 | 0 | 0 | 0 | 0 | 0 | 0 | 0
| PTAC_Com, E - Cool | E | Yes | Small Office | Cooling | RET | 0 | 0 | 0 | 0 | 0 | 0 | 0 | 0 | 0 | 0
| PTAC_Com, E - Cool | E | Yes | Small Office | Cooling | REPL | 0 | 0 | 0 | 0 | 0 | 0 | 0 | 0 | 0 | 0
| Unitary Equipment Economizer_Com, E - Cool | E | No | Small Office | Cooling | RET | 129.2435 | 252.7141 | 379.2982 | 508.9755 | 640.7292 | 775.0711 | 907.093 | 1040.436 | 1174.1428 | 1305.0677
| AC Tuneup_Com, E - Cool [ASHP] | E | Yes | Small Office | Cooling | RET | 11.4269 | 22.3433 | 33.5351 | 45.0003 | 56.6491 | 57.0998 | 57.8559 | 58.4535 | 58.8097 | 58.7364
| AC Tuneup_Com, E - Heat [ASHP] | E | Yes | Small Office | Space Heating | RET | 9.2224 | 18.0329 | 27.0656 | 36.3189 | 45.7205 | 46.0843 | 46.6945 | 47.1768 | 47.4643 | 47.4052
| AC Tuneup_Com, E - Cool [Unitary AC] | E | Yes | Small Office | Cooling | RET | 41.8418 | 81.8147 | 122.7956 | 164.7779 | 207.4324 | 209.083 | 211.8514 | 214.0395 | 215.344 | 215.0757
| DCV_Com, E - Cool [Building w Elec Heat] | E | Yes | Small Office | Cooling | RET | 38.5182 | 75.3159 | 113.0416 | 151.6891 | 190.9554 | 230.9931 | 270.3394 | 310.0794 | 349.9277 | 388.9471
| DCV_Com, E - Heat [Building w Elec Heat] | E | Yes | Small Office | Space Heating | RET | 29.9415 | 58.5457 | 87.8712 | 117.9132 | 148.4363 | 179.559 | 210.1442 | 241.0354 | 272.011 | 302.3421
| DCV_Com, E - Vent [Building w Elec Heat] | E | Yes | Small Office | Ventilation | RET | 148.2657 | 289.9088 | 435.1237 | 583.8871 | 735.0324 | 889.1469 | 1040.5999 | 1193.5685 | 1346.9544 | 1497.1489
| DCV_Com, E - Cool [Building w Gas Heat] | E | Yes | Small Office | Cooling | RET | 78.6553 | 153.7973 | 230.8341 | 309.7534 | 389.9363 | 471.6944 | 552.0406 | 633.1907 | 714.5623 | 794.2408
| DCV_Com, E - Vent [Building w Gas Heat] | E | Yes | Small Office | Ventilation | RET | 302.7626 | 592.0019 | 888.5348 | 1192.3138 | 1500.9567 | 1815.6629 | 2124.9342 | 2437.3004 | 2750.5186 | 3057.2201
| DCV_Com, E - Cool [Building w Oil Heat] | E | Yes | Small Office | Cooling | RET | 21.1627 | 41.3801 | 62.1074 | 83.3411 | 104.9148 | 126.9123 | 148.53 | 170.3639 | 192.2574 | 213.6954
| DCV_Com, E - Vent [Building w Oil Heat] | E | Yes | Small Office | Ventilation | RET | 81.4602 | 159.2818 | 239.0658 | 320.7995 | 403.8418 | 488.5154 | 571.7268 | 655.7709 | 740.0442 | 822.5641
| DCV_Com, E - Cool [Building w Propane Heat] | E | Yes | Small Office | Cooling | RET | 6.3777 | 12.4706 | 18.7171 | 25.1163 | 31.6179 | 38.2472 | 44.762 | 51.3421 | 57.9401 | 64.4008
| DCV_Com, E - Vent [Building w Propane Heat] | E | Yes | Small Office | Ventilation | RET | 24.5494 | 48.0023 | 72.0466 | 96.6784 | 121.7046 | 147.2225 | 172.2997 | 197.6278 | 223.025 | 247.8938
| Controls for Unitary AC_Com, E - Cool | E | No | Small Office | Cooling | RET | 129.9121 | 254.0214 | 381.2604 | 511.6085 | 644.0437 | 779.0807 | 911.7855 | 1045.8183 | 1180.2168 | 1311.819
| Optimized Unitary AC Sys_Com, E - Cool [Building w Elec Heat] | E | No | Small Office | Cooling | NC | 11.4579 | 22.5927 | 33.5445 | 44.32 | 54.4513 | 64.38 | 74.2317 | 83.8272 | 93.4154 | 103.0887
| Optimized Unitary AC Sys_Com, E - Heat [Building w Elec Heat] | E | No | Small Office | Space Heating | NC | 11.339 | 22.3582 | 33.1963 | 43.86 | 53.8862 | 63.7119 | 73.4613 | 82.9573 | 92.446 | 102.0189
| Optimized Unitary AC Sys_Com, E - Cool [Building w Gas Heat] | E | Yes | Small Office | Cooling | NC | 23.3973 | 46.1349 | 68.4987 | 90.5026 | 111.1911 | 131.4659 | 151.5831 | 171.1776 | 190.7569 | 210.51
| Optimized Unitary AC Sys_Com, E - Cool [Building w Oil Heat] | E | Yes | Small Office | Cooling | NC | 6.2952 | 12.4129 | 18.43 | 24.3503 | 29.9167 | 35.3717 | 40.7844 | 46.0564 | 51.3243 | 56.639
| Optimized Unitary AC Sys_Com, E - Cool [Building w Propane Heat] | E | Yes | Small Office | Cooling | NC | 1.8972 | 3.7408 | 5.5542 | 7.3384 | 9.0159 | 10.6599 | 12.2911 | 13.8799 | 15.4675 | 17.0691
| Cool Roof_Com, E - Cool [Building w Elec Heat] | E | No | Small Office | Cooling | NC | 3.6658 | 7.2283 | 10.7322 | 14.1797 | 17.4212 | 20.5978 | 23.7497 | 26.8197 | 29.8874 | 32.9822
| Cool Roof_Com, E - Cool [Building w Elec Heat] | E | No | Small Office | Cooling | RET | 19.191 | 37.5248 | 56.3209 | 75.5763 | 95.14 | 115.088 | 134.6915 | 154.4912 | 174.3449 | 193.7856
| Cool Roof_Com, E - Heat [Building w Elec Heat] | E | No | Small Office | Space Heating | NC | -0.88048 | -1.7361 | -2.5777 | -3.4058 | -4.1843 | -4.9473 | -5.7043 | -6.4417 | -7.1785 | -7.9219
| Cool Roof_Com, E - Heat [Building w Elec Heat] | E | No | Small Office | Space Heating | RET | -4.6094 | -9.0129 | -13.5275 | -18.1524 | -22.8513 | -27.6425 | -32.351 | -37.1066 | -41.8752 | -46.5446
| Cool Roof_Com, E - Cool [Building w Gas Heat] | E | No | Small Office | Cooling | NC | 7.4857 | 14.7604 | 21.9155 | 28.9554 | 35.5745 | 42.0612 | 48.4975 | 54.7666 | 61.0308 | 67.3506
| Cool Roof_Com, E - Cool [Building w Gas Heat] | E | No | Small Office | Cooling | RET | 39.1885 | 76.6266 | 115.0088 | 154.3288 | 194.2785 | 235.0129 | 275.0439 | 315.4754 | 356.0173 | 395.7156
| Cool Roof_Com, E - Cool [Building w Oil Heat] | E | No | Small Office | Cooling | NC | 2.0141 | 3.9714 | 5.8965 | 7.7906 | 9.5715 | 11.3168 | 13.0486 | 14.7353 | 16.4207 | 18.1211
| Cool Roof_Com, E - Cool [Building w Oil Heat] | E | No | Small Office | Cooling | RET | 10.5439 | 20.6169 | 30.9438 | 41.5231 | 52.2718 | 63.2317 | 74.0023 | 84.8806 | 95.7887 | 106.4698
| Cool Roof_Com, E - Cool [Building w Propane Heat] | E | No | Small Office | Cooling | NC | 0.60698 | 1.1968 | 1.777 | 2.3478 | 2.8845 | 3.4105 | 3.9324 | 4.4407 | 4.9487 | 5.4611
| Cool Roof_Com, E - Cool [Building w Propane Heat] | E | No | Small Office | Cooling | RET | 3.1776 | 6.2132 | 9.3255 | 12.5137 | 15.753 | 19.056 | 22.3019 | 25.5802 | 28.8676 | 32.0865
| GSHP_Com, E - Cool | E | Yes | Small Office | Cooling | RET | 43.4533 | 80.8351 | 115.3464 | 147.1831 | 176.3112 | 203.0563 | 226.7243 | 248.2506 | 267.688 | 284.8271
| GSHP_Com, E - Cool | E | Yes | Small Office | Cooling | REPL | 17.4686 | 30.8194 | 42.7958 | 53.3122 | 62.2161 | 69.4792 | 74.8325 | 78.437 | 80.2442 | 80.2442
| GSHP_Com, E - Heat | E | Yes | Small Office | Space Heating | RET | 45.6533 | 84.9277 | 121.1863 | 154.6349 | 185.2377 | 213.3368 | 238.2031 | 260.8193 | 281.2408 | 299.2477
| GSHP_Com, E - Heat | E | Yes | Small Office | Space Heating | REPL | 18.3531 | 32.3797 | 44.9625 | 56.0113 | 65.3661 | 72.9969 | 78.6212 | 82.4082 | 84.3069 | 84.3069
| Unitary HP_Com, E - Cool | E | Yes | Small Office | Cooling | NC | 4.7235 | 9.3139 | 13.8287 | 18.271 | 22.4476 | 26.5408 | 30.6021 | 34.5579 | 38.5106 | 42.4985
| Unitary HP_Com, E - Cool | E | No | Small Office | Cooling | RET | 23.3422 | 44.5682 | 65.2818 | 85.4801 | 105.0138 | 123.9724 | 141.7066 | 161.5313 | 183.2359 | 206.1908
| Unitary HP_Com, E - Cool | E | Yes | Small Office | Cooling | REPL | 32.3243 | 57.0286 | 79.1901 | 98.6497 | 115.1258 | 128.5655 | 138.4713 | 148.9845 | 160.0359 | 171.3565
| Unitary HP_Com, E - Heat | E | Yes | Small Office | Space Heating | NC | 1.623 | 3.2003 | 4.7516 | 6.278 | 7.7132 | 9.1196 | 10.5151 | 11.8743 | 13.2325 | 14.6027
| Unitary HP_Com, E - Heat | E | No | Small Office | Space Heating | RET | 8.0205 | 15.3139 | 22.4313 | 29.3715 | 36.0834 | 42.5977 | 48.6913 | 55.5032 | 62.961 | 70.8485
| Unitary HP_Com, E - Heat | E | Yes | Small Office | Space Heating | REPL | 11.1068 | 19.5954 | 27.2102 | 33.8967 | 39.558 | 44.1759 | 47.5796 | 51.192 | 54.9894 | 58.8792
| PTHP_Com, E - Cool | E | Yes | Small Office | Cooling | NC | 0 | 0 | 0 | 0 | 0 | 0 | 0 | 0 | 0 | 0
| PTHP_Com, E - Cool | E | Yes | Small Office | Cooling | RET | 0 | 0 | 0 | 0 | 0 | 0 | 0 | 0 | 0 | 0
| PTHP_Com, E - Cool | E | Yes | Small Office | Cooling | REPL | 0 | 0 | 0 | 0 | 0 | 0 | 0 | 0 | 0 | 0
| PTHP_Com, E - Heat | E | Yes | Small Office | Space Heating | NC | 0 | 0 | 0 | 0 | 0 | 0 | 0 | 0 | 0 | 0
| PTHP_Com, E - Heat | E | Yes | Small Office | Space Heating | RET | 0 | 0 | 0 | 0 | 0 | 0 | 0 | 0 | 0 | 0
| PTHP_Com, E - Heat | E | Yes | Small Office | Space Heating | REPL | 0 | 0 | 0 | 0 | 0 | 0 | 0 | 0 | 0 | 0
| Minisplit Ductless HP_Com, E - Cool | E | Yes | Small Office | Cooling | RET | 144.9689 | 270.8827 | 388.2463 | 497.5568 | 598.5296 | 692.1342 | 768.8896 | 842.7602 | 913.0375 | 978.3646
| Minisplit Ductless HP_Com, E - Cool | E | Yes | Small Office | Cooling | REPL | 103.7249 | 182.9985 | 254.1119 | 316.5558 | 369.4256 | 412.5523 | 444.3387 | 467.9218 | 483.0247 | 489.4465
| Minisplit Ductless HP_Com, E - Heat | E | Yes | Small Office | Space Heating | RET | 128.1378 | 239.433 | 343.1705 | 439.7899 | 529.0397 | 611.7767 | 685.6994 | 756.2734 | 823.3125 | 885.6387
| Minisplit Ductless HP_Com, E - Heat | E | Yes | Small Office | Space Heating | REPL | 94.047 | 165.9239 | 230.4022 | 287.0198 | 334.9566 | 374.0594 | 402.88 | 424.2627 | 437.9564 | 443.779
| Programmable TStat_Com, E - Cool [Building w Elec Heat] | E | Yes | Small Office | Cooling | NC | 0 | 0 | 0 | 0 | 0 | 0 | 0 | 0 | 0 | 0
| Programmable TStat_Com, E - Heat [Building w Elec Heat] | E | Yes | Small Office | Space Heating | NC | 0 | 0 | 0 | 0 | 0 | 0 | 0 | 0 | 0 | 0
| Programmable TStat_Com, E - Cool [Building w Gas Heat] | E | Yes | Small Office | Cooling | NC | 0 | 0 | 0 | 0 | 0 | 0 | 0 | 0 | 0 | 0
| Programmable TStat_Com, E - Cool [Building w Gas Heat] | E | Yes | Small Office | Cooling | RET | 0 | 0 | 0 | 0 | 0 | 0 | 0 | 0 | 0 | 0
| Programmable TStat_Com, E - Cool [Building w Propane Heat] | E | Yes | Small Office | Cooling | NC | 0 | 0 | 0 | 0 | 0 | 0 | 0 | 0 | 0 | 0
| Programmable TStat_Com, E - Cool [Building w Propane Heat] | E | Yes | Small Office | Cooling | RET | 0 | 0 | 0 | 0 | 0 | 0 | 0 | 0 | 0 | 0
| Programmable TStat_Com, E - Cool [Building w Oil Heat] | E | Yes | Small Office | Cooling | NC | 0 | 0 | 0 | 0 | 0 | 0 | 0 | 0 | 0 | 0
| Programmable TStat_Com, E - Cool [Building w Oil Heat] | E | Yes | Small Office | Cooling | RET | 0 | 0 | 0 | 0 | 0 | 0 | 0 | 0 | 0 | 0
| Smart TStat_Com, E - Cool [Building w Elec Heat] | E | Yes | Small Office | Cooling | NC | 8.0826 | 15.9374 | 23.663 | 31.2643 | 38.4112 | 45.4151 | 52.3647 | 59.1336 | 65.8973 | 72.7211
| Smart TStat_Com, E - Cool [Building w Elec Heat] | E | Yes | Small Office | Cooling | RET | 29.753 | 58.177 | 87.3178 | 117.1706 | 147.5015 | 178.4282 | 208.8208 | 239.5175 | 270.298 | 300.438
| Smart TStat_Com, E - Heat [Building w Elec Heat] | E | Yes | Small Office | Space Heating | NC | 2.9111 | 5.7401 | 8.5227 | 11.2604 | 13.8345 | 16.3571 | 18.8601 | 21.2981 | 23.7341 | 26.1919
| Smart TStat_Com, E - Heat [Building w Elec Heat] | E | Yes | Small Office | Space Heating | RET | 10.7161 | 20.9535 | 31.4491 | 42.2012 | 53.1254 | 64.2643 | 75.2107 | 86.2667 | 97.3529 | 108.2084
| Smart TStat_Com, E - Cool [Building w Gas Heat] | E | Yes | Small Office | Cooling | NC | 16.505 | 32.5446 | 48.3205 | 63.8426 | 78.4367 | 92.7389 | 106.9301 | 120.7524 | 134.5641 | 148.4984
| Smart TStat_Com, E - Cool [Building w Gas Heat] | E | Yes | Small Office | Cooling | RET | 60.7564 | 118.7991 | 178.3054 | 239.2657 | 301.2022 | 364.3553 | 426.4179 | 489.1015 | 551.9561 | 613.5029
| Smart TStat_Com, E - Cool [Building w Propane Heat] | E | Yes | Small Office | Cooling | NC | 4.4408 | 8.7563 | 13.0009 | 17.1772 | 21.1039 | 24.952 | 28.7702 | 32.4892 | 36.2053 | 39.9544
| Smart TStat_Com, E - Cool [Building w Propane Heat] | E | Yes | Small Office | Cooling | RET | 16.3469 | 31.9636 | 47.9742 | 64.3759 | 81.0403 | 98.0321 | 114.7304 | 131.5958 | 148.5072 | 165.0668
| Smart TStat_Com, E - Cool [Building w Oil Heat] | E | Yes | Small Office | Cooling | NC | 1.3383 | 2.6389 | 3.9181 | 5.1767 | 6.36 | 7.5197 | 8.6704 | 9.7912 | 10.9111 | 12.041
| Smart TStat_Com, E - Cool [Building w Oil Heat] | E | Yes | Small Office | Cooling | RET | 4.9264 | 9.6328 | 14.4578 | 19.4008 | 24.4229 | 29.5436 | 34.576 | 39.6586 | 44.7552 | 49.7457
| Windows_Com, E - Cool [Building w Elec Heat] | E | No | Small Office | Cooling | NC | 7.5286 | 14.8448 | 22.0409 | 29.1211 | 35.778 | 42.3018 | 48.775 | 55.0799 | 61.3799 | 67.7359
| Windows_Com, E - Heat [Building w Elec Heat] | E | No | Small Office | Space Heating | NC | 3.9283 | 7.7458 | 11.5006 | 15.195 | 18.6685 | 22.0726 | 25.4502 | 28.74 | 32.0273 | 35.3437
| Windows_Com, E - Cool [Building w Gas Heat] | E | Yes | Small Office | Cooling | NC | 15.3735 | 30.3136 | 45.0081 | 59.4661 | 73.0597 | 86.3815 | 99.5999 | 112.4747 | 125.3396 | 138.3186
| Windows_Com, E - Cool [Building w Oil Heat] | E | Yes | Small Office | Cooling | NC | 4.1363 | 8.1561 | 12.1097 | 15.9997 | 19.6572 | 23.2415 | 26.798 | 30.262 | 33.7234 | 37.2155
| Windows_Com, E - Cool [Building w Propane Heat] | E | Yes | Small Office | Cooling | NC | 1.2466 | 2.458 | 3.6495 | 4.8218 | 5.924 | 7.0042 | 8.076 | 9.12 | 10.1631 | 11.2155
| Window Film_Com, E - Cool [Building w Elec Heat] | E | No | Small Office | Cooling | RET | 0 | 0 | 0 | 0 | 0 | 0 | 0 | 0 | 0 | 0
| Window Film_Com, E - Heat [Building w Elec Heat] | E | No | Small Office | Space Heating | RET | 0 | 0 | 0 | 0 | 0 | 0 | 0 | 0 | 0 | 0
| Window Film_Com, E - Cool [Building w Gas Heat] | E | No | Small Office | Cooling | RET | 0 | 0 | 0 | 0 | 0 | 0 | 0 | 0 | 0 | 0
| Window Film_Com, E - Cool [Building w Oil Heat] | E | No | Small Office | Cooling | RET | 0 | 0 | 0 | 0 | 0 | 0 | 0 | 0 | 0 | 0
| Window Film_Com, E - Cool [Building w Propane Heat] | E | No | Small Office | Cooling | RET | 0 | 0 | 0 | 0 | 0 | 0 | 0 | 0 | 0 | 0
| Motors and Fans_Com, E - Vent | E | Yes | Small Office | Ventilation | NC | 7.0706 | 13.9418 | 20.7001 | 27.3496 | 33.6016 | 39.7286 | 45.8079 | 51.7293 | 57.6461 | 63.6155
| Motors and Fans_Com, E - Vent | E | No | Small Office | Ventilation | RET | 71.853 | 133.7008 | 190.8309 | 243.5629 | 291.8352 | 287.7458 | 285.3205 | 282.7068 | 279.7574 | 276.1378
| Motors and Fans_Com, E - Vent | E | Yes | Small Office | Ventilation | REPL | 48.3858 | 85.3655 | 118.5387 | 147.6677 | 172.3305 | 192.4483 | 207.2761 | 217.3712 | 222.5993 | 222.9261
| ECM Furnace Motors_Com, E - Vent | E | Yes | Small Office | Ventilation | RET | 118.2308 | 231.1806 | 346.9787 | 465.6064 | 586.1335 | 709.0283 | 829.8008 | 951.7818 | 1074.0956 | 1193.8646
| VFD on HVAC System_Com, E - Vent | E | Yes | Small Office | Ventilation | RET | 640.349 | 1252.0959 | 1879.2691 | 2521.7677 | 3174.5536 | 3840.1636 | 4494.2786 | 5154.9393 | 5817.4022 | 6466.0819
| Kitchen DCV_Com, E - Vent [Building w Elec Heat] | E | Yes | Small Office | Ventilation | NC | 0.50513 | 0.99601 | 1.4788 | 1.9539 | 2.4005 | 2.8382 | 3.2725 | 3.6956 | 4.1183 | 4.5447
| Kitchen DCV_Com, E - Vent [Building w Elec Heat] | E | Yes | Small Office | Ventilation | RET | 4.8221 | 9.0004 | 12.8857 | 16.4958 | 19.8225 | 22.8991 | 25.6415 | 28.231 | 30.6638 | 32.9004
| Kitchen DCV_Com, E - Vent [Building w Elec Heat] | E | Yes | Small Office | Ventilation | REPL | 3.4567 | 6.0986 | 8.4685 | 10.5495 | 12.3114 | 13.7486 | 14.8079 | 15.5767 | 16.0455 | 16.2089
| Kitchen DCV_Com, E - Heat [Building w Elec Heat] | E | Yes | Small Office | Space Heating | NC | 0.15918 | 0.31386 | 0.46601 | 0.61571 | 0.75646 | 0.89439 | 1.0312 | 1.1646 | 1.2978 | 1.4321
| Kitchen DCV_Com, E - Heat [Building w Elec Heat] | E | Yes | Small Office | Space Heating | RET | 1.5196 | 2.8362 | 4.0606 | 5.1982 | 6.2465 | 7.216 | 8.0802 | 8.8962 | 9.6628 | 10.3676
| Kitchen DCV_Com, E - Heat [Building w Elec Heat] | E | Yes | Small Office | Space Heating | REPL | 1.0893 | 1.9218 | 2.6686 | 3.3244 | 3.8796 | 4.3325 | 4.6663 | 4.9085 | 5.0563 | 5.1078
| Kitchen DCV_Com, E - Vent [Building w Gas Heat] | E | Yes | Small Office | Ventilation | NC | 1.0315 | 2.0339 | 3.0198 | 3.9899 | 4.9019 | 5.7957 | 6.6826 | 7.5465 | 8.4096 | 9.2805
| Kitchen DCV_Com, E - Vent [Building w Gas Heat] | E | Yes | Small Office | Ventilation | RET | 9.8469 | 18.3791 | 26.3129 | 33.6848 | 40.4781 | 46.7607 | 52.3606 | 57.6486 | 62.6163 | 67.1834
| Kitchen DCV_Com, E - Vent [Building w Gas Heat] | E | Yes | Small Office | Ventilation | REPL | 7.0587 | 12.4534 | 17.2929 | 21.5423 | 25.1402 | 28.075 | 30.2382 | 31.808 | 32.7654 | 33.0991
| Kitchen DCV_Com, E - Vent [Building w Oil Heat] | E | Yes | Small Office | Ventilation | NC | 0.27753 | 0.54723 | 0.8125 | 1.0735 | 1.3189 | 1.5594 | 1.798 | 2.0304 | 2.2627 | 2.497
| Kitchen DCV_Com, E - Vent [Building w Oil Heat] | E | Yes | Small Office | Ventilation | RET | 2.6494 | 4.945 | 7.0797 | 9.0631 | 10.8909 | 12.5813 | 14.0879 | 15.5107 | 16.8473 | 18.0761
| Kitchen DCV_Com, E - Vent [Building w Oil Heat] | E | Yes | Small Office | Ventilation | REPL | 1.8992 | 3.3507 | 4.6527 | 5.7961 | 6.7641 | 7.5538 | 8.1358 | 8.5581 | 8.8157 | 8.9055
| Kitchen DCV_Com, E - Vent [Building w Oil Heat] | E | Yes | Small Office | Ventilation | NC | 0.27753 | 0.54723 | 0.8125 | 1.0735 | 1.3189 | 1.5594 | 1.798 | 2.0304 | 2.2627 | 2.497
| Kitchen DCV_Com, E - Vent [Building w Oil Heat] | E | Yes | Small Office | Ventilation | RET | 2.6494 | 4.945 | 7.0797 | 9.0631 | 10.8909 | 12.5813 | 14.0879 | 15.5107 | 16.8473 | 18.0761
| Kitchen DCV_Com, E - Vent [Building w Oil Heat] | E | Yes | Small Office | Ventilation | REPL | 1.8992 | 3.3507 | 4.6527 | 5.7961 | 6.7641 | 7.5538 | 8.1358 | 8.5581 | 8.8157 | 8.9055
| Duct Sealing Regulated_Com, E - Vent [Building w Elec Heat] | E | Yes | Small Office | Ventilation | RET | 99.9024 | 195.3425 | 293.1893 | 393.4271 | 495.2698 | 599.1132 | 701.1632 | 804.2345 | 907.5869 | 1008.789
| Duct Sealing Regulated_Com, E - Heat [Building w Elec Heat] | E | Yes | Small Office | Space Heating | RET | 15.2743 | 29.8664 | 44.8264 | 60.1519 | 75.7229 | 91.5998 | 107.2024 | 122.9612 | 138.763 | 154.236
| Duct Sealing Regulated_Com, E - Cool [Building w Elec Heat] | E | Yes | Small Office | Cooling | RET | 32.4423 | 63.4355 | 95.2102 | 127.7614 | 160.8338 | 194.5559 | 227.6956 | 261.1669 | 294.7296 | 327.5939
| Duct Sealing Regulated_Com, E - Vent [Building w Gas Heat] | E | Yes | Small Office | Ventilation | RET | 204.0035 | 398.8949 | 598.7008 | 803.3891 | 1011.3547 | 1223.4059 | 1431.795 | 1642.2694 | 1853.318 | 2059.9755
| Duct Sealing Regulated_Com, E - Cool [Building w Gas Heat] | E | Yes | Small Office | Cooling | RET | 66.2481 | 129.537 | 194.422 | 260.8924 | 328.4271 | 397.2886 | 464.9608 | 533.3102 | 601.8461 | 668.956
| Duct Sealing Non Regulated_Com, E - Vent [Building w Oil Heat] | E | Yes | Small Office | Ventilation | RET | 54.8884 | 107.3252 | 161.0842 | 216.1568 | 272.1113 | 329.165 | 385.2334 | 441.8628 | 498.6468 | 554.2493
| Duct Sealing Non Regulated_Com, E - Cool [Building w Oil Heat] | E | Yes | Small Office | Cooling | RET | 17.8245 | 34.8527 | 52.3104 | 70.1947 | 88.3654 | 106.893 | 125.1006 | 143.4904 | 161.9304 | 179.9868
| Duct Sealing Non Regulated_Com, E - Vent [Building w Propane Heat] | E | Yes | Small Office | Ventilation | RET | 16.5416 | 32.3443 | 48.5455 | 65.1426 | 82.0054 | 99.1995 | 116.0967 | 133.1629 | 150.2757 | 167.0325
| Duct Sealing Non Regulated_Com, E - Cool [Building w Propane Heat] | E | Yes | Small Office | Cooling | RET | 5.3717 | 10.5035 | 15.7646 | 21.1544 | 26.6304 | 32.214 | 37.7012 | 43.2433 | 48.8005 | 54.2421
| Power Strip_Com, E - Plug [Tier 1] | E | Yes | Small Office | Plug Loads | NC | 0 | 0 | 0 | 0 | 0 | 0 | 0 | 0 | 0 | 0
| Power Strip_Com, E - Plug [Tier 1] | E | Yes | Small Office | Plug Loads | RET | 0 | 0 | 0 | 0 | 0 | 0 | 0 | 0 | 0 | 0
| Power Strip_Com, E - Plug [Tier 1] | E | Yes | Small Office | Plug Loads | REPL | 0 | 0 | 0 | 0 | 0 | 0 | 0 | 0 | 0 | 0
| Power Strip_Com, E - Plug [Tier 2] | E | No | Small Office | Plug Loads | NC | 69.4379 | 136.9179 | 203.2888 | 268.5915 | 329.9904 | 390.1612 | 449.8647 | 508.0167 | 497.2728 | 489.6059
| Power Strip_Com, E - Plug [Tier 2] | E | No | Small Office | Plug Loads | RET | 695.0519 | 1295.1239 | 1851.0923 | 2365.8064 | 2849.3739 | 3306.1466 | 3722.7976 | 4114.1965 | 3923.4197 | 3916.0718
| Power Strip_Com, E - Plug [Tier 2] | E | No | Small Office | Plug Loads | REPL | 890.9653 | 1571.9004 | 2182.7433 | 2719.117 | 3187.308 | 3586.4178 | 3901.708 | 4142.4563 | 3592.4872 | 3342.9722
| Computer Power Management_Com, E - Plug | E | Yes | Small Office | Plug Loads | RET | 546.8306 | 1069.2362 | 1604.8152 | 2153.4815 | 2710.9327 | 2732.5044 | 2768.6851 | 2797.282 | 2814.3306 | 2810.8241
| Vending Machine Controls_Com, E - Plug [Non-Refrigerated] | E | No | Small Office | Plug Loads | RET | 24.2958 | 47.5065 | 71.3024 | 95.6798 | 120.4475 | 121.4059 | 123.0134 | 124.284 | 125.0415 | 124.8857
| Vending Machine Controls_Com, E - Plug [Refrigerated] | E | Yes | Small Office | Plug Loads | RET | 72.8875 | 142.5194 | 213.9071 | 287.0393 | 361.3424 | 364.2177 | 369.0403 | 372.852 | 375.1244 | 374.657
| ES Refrigerator and Freezer_Com, E - Refr | E | Yes | Small Office | Refrigeration | NC | 10.8475 | 21.3892 | 31.7576 | 41.9592 | 51.5508 | 60.9507 | 70.2775 | 79.3619 | 88.4394 | 97.5974
| ES Refrigerator and Freezer_Com, E - Refr | E | Yes | Small Office | Refrigeration | REPL | 92.7906 | 181.4365 | 272.3178 | 365.4199 | 460.0126 | 556.4637 | 651.2491 | 746.9829 | 842.9779 | 936.9757
| Anti Sweat Heat Control_Com, E - Refr | E | Yes | Small Office | Refrigeration | NC | 0.41202 | 0.81243 | 1.2063 | 1.5937 | 1.9581 | 2.3151 | 2.6694 | 3.0144 | 3.3592 | 3.707
| Anti Sweat Heat Control_Com, E - Refr | E | Z | Small Office | Refrigeration | RET | 0 | 0 | 0 | 0 | 0 | 0 | 0 | 0 | 0 | 0
| ECM Comp Cond Fan Motor_Com, E - Refr | E | Yes | Small Office | Refrigeration | NC | 0.22313 | 0.43998 | 0.65325 | 0.8631 | 1.0604 | 1.2538 | 1.4456 | 1.6325 | 1.8192 | 2.0076
| ECM Comp Cond Fan Motor_Com, E - Refr | E | Z | Small Office | Refrigeration | RET | 0 | 0 | 0 | 0 | 0 | 0 | 0 | 0 | 0 | 0
| ECM Comp Cond Fan Motor_Com, E - Refr | E | Yes | Small Office | Refrigeration | REPL | 1.527 | 2.694 | 3.7408 | 4.6601 | 5.4384 | 6.0733 | 6.5412 | 7.095 | 7.7317 | 8.4349
| Evap Fan Motor Replacement_Com, E - Refr | E | Yes | Small Office | Refrigeration | NC | 0.2075 | 0.40914 | 0.60748 | 0.80262 | 0.98609 | 1.1659 | 1.3443 | 1.5181 | 1.6917 | 1.8669
| Evap Fan Motor Replacement_Com, E - Refr | E | Z | Small Office | Refrigeration | RET | 0 | 0 | 0 | 0 | 0 | 0 | 0 | 0 | 0 | 0
| Evap Fan Motor Replacement_Com, E - Refr | E | Yes | Small Office | Refrigeration | REPL | 1.42 | 2.5052 | 3.4787 | 4.3335 | 5.0573 | 5.6477 | 6.0829 | 6.395 | 6.5803 | 6.6368
| Evap Fan Speed Controls_Com, E - Refr | E | Yes | Small Office | Refrigeration | NC | 0.3254 | 0.64163 | 0.95267 | 1.2587 | 1.5464 | 1.8284 | 2.1082 | 2.3807 | 2.653 | 2.9277
| Evap Fan Speed Controls_Com, E - Refr | E | Z | Small Office | Refrigeration | RET | 0 | 0 | 0 | 0 | 0 | 0 | 0 | 0 | 0 | 0
| LowHeat NoHeat Doors_Com, E - Refr | E | Yes | Small Office | Refrigeration | NC | 0.19257 | 0.37971 | 0.56377 | 0.74487 | 0.91514 | 1.082 | 1.2476 | 1.4089 | 1.57 | 1.7326
| LowHeat NoHeat Doors_Com, E - Refr | E | Yes | Small Office | Refrigeration | RET | 1.779 | 3.4786 | 5.221 | 7.006 | 8.8195 | 10.6687 | 12.486 | 14.3215 | 16.1619 | 17.9641
| Refrigerated Vending Machine_Com, E - Refr | E | Yes | Small Office | Refrigeration | NC | 3.6939 | 7.2836 | 10.8144 | 14.2883 | 17.5545 | 20.7554 | 23.9315 | 27.025 | 30.1161 | 33.2347
| Refrigerated Vending Machine_Com, E - Refr | E | Yes | Small Office | Refrigeration | REPL | 27.0838 | 52.9579 | 79.4845 | 106.6592 | 134.2691 | 162.4213 | 190.0874 | 218.0303 | 246.0495 | 273.4857
| Walk In Refrigeration_Com, E - Refr | E | Yes | Small Office | Refrigeration | NC | 0.6951 | 1.3706 | 2.035 | 2.6887 | 3.3033 | 3.9057 | 4.5033 | 5.0855 | 5.6671 | 6.254
| Refrigeration Tune Up_Com, E - Refr | E | Yes | Small Office | Refrigeration | RET | 5.741 | 11.2256 | 16.8485 | 22.6088 | 28.4613 | 34.4288 | 40.2933 | 40.4754 | 40.9301 | 41.1229
| ES Ice Machine_Com, E - Refr | E | Yes | Small Office | Refrigeration | NC | 0.59791 | 1.179 | 1.7505 | 2.3128 | 2.8414 | 3.3596 | 3.8736 | 4.3744 | 4.8747 | 5.3795
| ES Ice Machine_Com, E - Refr | E | Yes | Small Office | Refrigeration | REPL | 5.1146 | 10.0007 | 15.01 | 20.1417 | 25.3556 | 30.6719 | 35.8964 | 41.1732 | 46.4643 | 51.6454
| Walk In Cooler Retroft_Com, E - Refr | E | Yes | Small Office | Refrigeration | RET | 1.3404 | 2.6209 | 3.9337 | 5.2786 | 6.645 | 8.0383 | 9.4075 | 10.7904 | 12.1771 | 13.5349
| Door Gasket Replacement_Com, E - Refr | E | Z | Small Office | Refrigeration | RET | 0 | 0 | 0 | 0 | 0 | 0 | 0 | 0 | 0 | 0
| EnergyStar Dehumidifier_Com, E - Appl | E | Yes | Small Office | Appliances | NC | 0.54037 | 1.0655 | 1.582 | 2.0902 | 2.568 | 3.0363 | 3.5009 | 3.9534 | 4.4056 | 4.8618
| EnergyStar Dehumidifier_Com, E - Appl | E | Yes | Small Office | Appliances | REPL | 4.6224 | 9.0383 | 13.5655 | 18.2034 | 22.9156 | 27.7203 | 32.442 | 37.211 | 41.993 | 46.6755
| Clothes Washer Elec WH_Com, E - Appl [unit w/ elec dry - Washer] | E | Yes | Small Office | Appliances | NC | 0.44674 | 0.88088 | 1.3079 | 1.728 | 2.123 | 2.5101 | 2.8943 | 2.8254 | 2.7727 | 2.7344
| Clothes Washer Elec WH_Com, E - Appl [unit w/ elec dry - Washer] | E | Yes | Small Office | Appliances | REPL | 6.551 | 12.8094 | 19.2256 | 25.7986 | 32.4768 | 39.2862 | 45.9781 | 46.1859 | 46.7047 | 46.9247
| Clothes Washer Elec WH_Com, E - Appl [unit w/ elec dry - Dryer] | E | Yes | Small Office | Appliances | NC | 0.063674 | 0.12555 | 0.18642 | 0.2463 | 0.3026 | 0.35778 | 0.41252 | 0.40271 | 0.3952 | 0.38974
| Clothes Washer Elec WH_Com, E - Appl [unit w/ elec dry - Dryer] | E | Yes | Small Office | Appliances | REPL | 0.93373 | 1.8257 | 2.7403 | 3.6771 | 4.629 | 5.5996 | 6.5534 | 6.583 | 6.6569 | 6.6883
| Clothes Washer Elec WH_Com, E - HWat [unit w/ elec dry - Water Heater] | E | Yes | Small Office | Water Heating | NC | 0.051101 | 0.10076 | 0.14961 | 0.19766 | 0.24285 | 0.28713 | 0.33107 | 0.32319 | 0.31717 | 0.31278
| Clothes Washer Elec WH_Com, E - HWat [unit w/ elec dry - Water Heater] | E | Yes | Small Office | Water Heating | REPL | 0.74936 | 1.4652 | 2.1992 | 2.951 | 3.715 | 4.4939 | 5.2593 | 5.2831 | 5.3425 | 5.3676
| Clothes Washer Elec WH_Com, E - Appl [unit w/ gas dry - Washer] | E | Yes | Small Office | Appliances | NC | 0.11168 | 0.22022 | 0.32697 | 0.432 | 0.53076 | 0.62754 | 0.72356 | 0.70636 | 0.69318 | 0.6836
| Clothes Washer Elec WH_Com, E - Appl [unit w/ gas dry - Washer] | E | Yes | Small Office | Appliances | REPL | 1.6377 | 3.2023 | 4.8064 | 6.4496 | 8.1192 | 9.8216 | 11.4945 | 11.5465 | 11.6762 | 11.7312
| Clothes Washer Elec WH_Com, E - HWat [unit w/ gas dry - Water Heater] | E | Yes | Small Office | Water Heating | NC | 0.012775 | 0.02519 | 0.037401 | 0.049416 | 0.060712 | 0.071783 | 0.082767 | 0.080799 | 0.079291 | 0.078196
| Clothes Washer Elec WH_Com, E - HWat [unit w/ gas dry - Water Heater] | E | Yes | Small Office | Water Heating | REPL | 0.18734 | 0.36631 | 0.54979 | 0.73776 | 0.92874 | 1.1235 | 1.3148 | 1.3208 | 1.3356 | 1.3419
| Clothes Washer Elec WH_Com, E - Appl [unit w/ propane dry - Washer] | E | Yes | Small Office | Appliances | NC | 0.044674 | 0.088088 | 0.13079 | 0.1728 | 0.2123 | 0.25101 | 0.28943 | 0.28254 | 0.27727 | 0.27344
| Clothes Washer Elec WH_Com, E - Appl [unit w/ propane dry - Washer] | E | Yes | Small Office | Appliances | REPL | 0.6551 | 1.2809 | 1.9226 | 2.5799 | 3.2477 | 3.9286 | 4.5978 | 4.6186 | 4.6705 | 4.6925
| Clothes Washer Elec WH_Com, E - HWat [unit w/ propane dry - Water Heater] | E | Yes | Small Office | Water Heating | NC | 0.0051101 | 0.010076 | 0.014961 | 0.019766 | 0.024285 | 0.028713 | 0.033107 | 0.032319 | 0.031717 | 0.031278
| Clothes Washer Elec WH_Com, E - HWat [unit w/ propane dry - Water Heater] | E | Yes | Small Office | Water Heating | REPL | 0.074936 | 0.14652 | 0.21992 | 0.2951 | 0.3715 | 0.44939 | 0.52593 | 0.52831 | 0.53425 | 0.53676
| Clothes Washer Gas WH_Com, E - Appl [unit w/ elec dry - Washer] | E | Yes | Small Office | Appliances | NC | 0.22337 | 0.44044 | 0.65394 | 0.86401 | 1.0615 | 1.2551 | 1.4471 | 1.4127 | 1.3864 | 1.3672
| Clothes Washer Gas WH_Com, E - Appl [unit w/ elec dry - Washer] | E | Yes | Small Office | Appliances | REPL | 3.2755 | 6.4047 | 9.6128 | 12.8993 | 16.2384 | 19.6431 | 22.989 | 23.0929 | 23.3524 | 23.4624
| Clothes Washer Gas WH_Com, E - Appl [unit w/ elec dry - Dryer] | E | Yes | Small Office | Appliances | NC | 0.031837 | 0.062777 | 0.093208 | 0.12315 | 0.1513 | 0.17889 | 0.20626 | 0.20136 | 0.1976 | 0.19487
| Clothes Washer Gas WH_Com, E - Appl [unit w/ elec dry - Dryer] | E | Yes | Small Office | Appliances | REPL | 0.46686 | 0.91287 | 1.3701 | 1.8386 | 2.3145 | 2.7998 | 3.2767 | 3.2915 | 3.3285 | 3.3441
| Clothes Washer Gas WH_Com, E - Appl [unit w/ gas dry - Washer] | E | Yes | Small Office | Appliances | NC | 0.87114 | 1.7177 | 2.5504 | 3.3696 | 4.1399 | 4.8948 | 5.6438 | 5.5096 | 5.4068 | 5.3321
| Clothes Washer Gas WH_Com, E - Appl [unit w/ gas dry - Washer] | E | Yes | Small Office | Appliances | REPL | 12.7744 | 24.9783 | 37.4899 | 50.3072 | 63.3298 | 76.6082 | 89.6572 | 90.0624 | 91.0742 | 91.5032
| Clothes Washer Gas WH_Com, E - Appl [unit w/ propane dry - Washer] | E | Yes | Small Office | Appliances | NC | 0.044674 | 0.088088 | 0.13079 | 0.1728 | 0.2123 | 0.25101 | 0.28943 | 0.28254 | 0.27727 | 0.27344
| Clothes Washer Gas WH_Com, E - Appl [unit w/ propane dry - Washer] | E | Yes | Small Office | Appliances | REPL | 0.6551 | 1.2809 | 1.9226 | 2.5799 | 3.2477 | 3.9286 | 4.5978 | 4.6186 | 4.6705 | 4.6925
| Clothes Washer Oil WH_Com, E - Appl [unit w/ elec dry - Washer] | E | Yes | Small Office | Appliances | NC | 0.26804 | 0.52853 | 0.78473 | 1.0368 | 1.2738 | 1.5061 | 1.7366 | 1.6953 | 1.6636 | 1.6406
| Clothes Washer Oil WH_Com, E - Appl [unit w/ elec dry - Washer] | E | Yes | Small Office | Appliances | REPL | 3.9306 | 7.6856 | 11.5354 | 15.4791 | 19.4861 | 23.5717 | 27.5868 | 27.7115 | 28.0228 | 28.1548
| Clothes Washer Oil WH_Com, E - Appl [unit w/ elec dry - Dryer] | E | Yes | Small Office | Appliances | NC | 0.038205 | 0.075332 | 0.11185 | 0.14778 | 0.18156 | 0.21467 | 0.24751 | 0.24163 | 0.23712 | 0.23384
| Clothes Washer Oil WH_Com, E - Appl [unit w/ elec dry - Dryer] | E | Yes | Small Office | Appliances | REPL | 0.56024 | 1.0954 | 1.6442 | 2.2063 | 2.7774 | 3.3597 | 3.932 | 3.9498 | 3.9942 | 4.013
| Clothes Washer Oil WH_Com, E - Appl [unit w/ gas dry - Washer] | E | Yes | Small Office | Appliances | NC | 0.044674 | 0.088088 | 0.13079 | 0.1728 | 0.2123 | 0.25101 | 0.28943 | 0.28254 | 0.27727 | 0.27344
| Clothes Washer Oil WH_Com, E - Appl [unit w/ gas dry - Washer] | E | Yes | Small Office | Appliances | REPL | 0.6551 | 1.2809 | 1.9226 | 2.5799 | 3.2477 | 3.9286 | 4.5978 | 4.6186 | 4.6705 | 4.6925
| Clothes Washer Oil WH_Com, E - Appl [unit w/ propane dry - Washer] | E | Yes | Small Office | Appliances | NC | 0.06701 | 0.13213 | 0.19618 | 0.2592 | 0.31845 | 0.37652 | 0.43414 | 0.42381 | 0.41591 | 0.41016
| Clothes Washer Oil WH_Com, E - Appl [unit w/ propane dry - Washer] | E | Yes | Small Office | Appliances | REPL | 0.98265 | 1.9214 | 2.8838 | 3.8698 | 4.8715 | 5.8929 | 6.8967 | 6.9279 | 7.0057 | 7.0387
| Clothes Washer Propane WH_Com, E - Appl [unit w/ elec dry - Washer] | E | Yes | Small Office | Appliances | NC | 0.044674 | 0.088088 | 0.13079 | 0.1728 | 0.2123 | 0.25101 | 0.28943 | 0.28254 | 0.27727 | 0.27344
| Clothes Washer Propane WH_Com, E - Appl [unit w/ elec dry - Washer] | E | Yes | Small Office | Appliances | REPL | 0.6551 | 1.2809 | 1.9226 | 2.5799 | 3.2477 | 3.9286 | 4.5978 | 4.6186 | 4.6705 | 4.6925
| Clothes Washer Propane WH_Com, E - Appl [unit w/ elec dry - Dryer] | E | Yes | Small Office | Appliances | NC | 0.0063674 | 0.012555 | 0.018642 | 0.02463 | 0.03026 | 0.035778 | 0.041252 | 0.040271 | 0.03952 | 0.038974
| Clothes Washer Propane WH_Com, E - Appl [unit w/ elec dry - Dryer] | E | Yes | Small Office | Appliances | REPL | 0.093373 | 0.18257 | 0.27403 | 0.36771 | 0.4629 | 0.55996 | 0.65534 | 0.6583 | 0.66569 | 0.66883
| Clothes Washer Propane WH_Com, E - Appl [unit w/ gas dry - Washer] | E | Yes | Small Office | Appliances | NC | 0.022337 | 0.044044 | 0.065394 | 0.086401 | 0.10615 | 0.12551 | 0.14471 | 0.14127 | 0.13864 | 0.13672
| Clothes Washer Propane WH_Com, E - Appl [unit w/ gas dry - Washer] | E | Yes | Small Office | Appliances | REPL | 0.32755 | 0.64047 | 0.96128 | 1.2899 | 1.6238 | 1.9643 | 2.2989 | 2.3093 | 2.3352 | 2.3462
| Clothes Washer Propane WH_Com, E - Appl [unit w/ propane dry - Washer] | E | Yes | Small Office | Appliances | NC | 0.044674 | 0.088088 | 0.13079 | 0.1728 | 0.2123 | 0.25101 | 0.28943 | 0.28254 | 0.27727 | 0.27344
| Clothes Washer Propane WH_Com, E - Appl [unit w/ propane dry - Washer] | E | Yes | Small Office | Appliances | REPL | 0.6551 | 1.2809 | 1.9226 | 2.5799 | 3.2477 | 3.9286 | 4.5978 | 4.6186 | 4.6705 | 4.6925
| Dishwasher_Com, E - Appl [Building w elec WH] | E | Yes | Small Office | Appliances | NC | 0.32623 | 0.64327 | 0.95509 | 1.2619 | 1.5504 | 1.8331 | 2.1136 | 2.3868 | 2.6598 | 2.9352
| Dishwasher_Com, E - Appl [Building w elec WH] | E | Yes | Small Office | Appliances | REPL | 2.6472 | 5.1762 | 7.769 | 10.4251 | 13.1238 | 15.8754 | 18.5796 | 21.3108 | 24.0494 | 26.7311
| Dishwasher_Com, E - HWat [Building w elec WH] | E | Yes | Small Office | Water Heating | NC | 0.0087152 | 0.017185 | 0.025515 | 0.033711 | 0.041417 | 0.048969 | 0.056463 | 0.063761 | 0.071054 | 0.078412
| Dishwasher_Com, E - HWat [Building w elec WH] | E | Yes | Small Office | Water Heating | REPL | 0.07072 | 0.13828 | 0.20755 | 0.2785 | 0.3506 | 0.4241 | 0.49634 | 0.56931 | 0.64247 | 0.71411
| Dishwasher_Com, E - Appl [Building w gas WH] | E | Yes | Small Office | Appliances | NC | 0.81558 | 1.6082 | 2.3877 | 3.1547 | 3.8759 | 4.5826 | 5.2839 | 5.9669 | 6.6494 | 7.338
| Dishwasher_Com, E - Appl [Building w gas WH] | E | Yes | Small Office | Appliances | REPL | 6.6181 | 12.9406 | 19.4225 | 26.0628 | 32.8094 | 39.6886 | 46.4489 | 53.2769 | 60.1236 | 66.8277
| Dishwasher_Com, E - Appl [Building w oil WH] | E | Yes | Small Office | Appliances | NC | 0.081558 | 0.16082 | 0.23877 | 0.31547 | 0.38759 | 0.45826 | 0.52839 | 0.59669 | 0.66494 | 0.7338
| Dishwasher_Com, E - Appl [Building w oil WH] | E | Yes | Small Office | Appliances | REPL | 0.66181 | 1.2941 | 1.9422 | 2.6063 | 3.2809 | 3.9689 | 4.6449 | 5.3277 | 6.0124 | 6.6828
| Dishwasher_Com, E - Appl [Building w propane WH] | E | Yes | Small Office | Appliances | NC | 0.081558 | 0.16082 | 0.23877 | 0.31547 | 0.38759 | 0.45826 | 0.52839 | 0.59669 | 0.66494 | 0.7338
| Dishwasher_Com, E - Appl [Building w propane WH] | E | Yes | Small Office | Appliances | REPL | 0.66181 | 1.2941 | 1.9422 | 2.6063 | 3.2809 | 3.9689 | 4.6449 | 5.3277 | 6.0124 | 6.6828
| Faucet Aerator_Com, E - HWat | E | Yes | Small Office | Water Heating | RET | 4.1585 | 8.1312 | 12.2041 | 16.3765 | 20.6157 | 24.9383 | 29.1861 | 33.4765 | 37.7786 | 41.9911
| Pre Rinse Sprayers_Com, E - HWat | E | Yes | Small Office | Water Heating | RET | 0.26506 | 0.51828 | 0.77789 | 0.80676 | 0.85049 | 0.86582 | 0.87197 | 0.87635 | 0.87606 | 0.87387
| Heat Pump Water Heater_Com, E - HWat | E | Yes | Small Office | Water Heating | NC | 2.2637 | 4.4635 | 6.6272 | 8.7561 | 10.7577 | 12.7193 | 14.6657 | 16.5614 | 18.4557 | 20.3668
| Heat Pump Water Heater_Com, E - HWat | E | Yes | Small Office | Water Heating | RET | 22.5394 | 41.9833 | 59.984 | 76.6358 | 91.9131 | 106.2138 | 119.1346 | 131.1513 | 142.2652 | 152.3206
| Heat Pump Water Heater_Com, E - HWat | E | Yes | Small Office | Water Heating | REPL | 23.2365 | 40.9953 | 56.9262 | 70.9149 | 82.7588 | 92.6615 | 100.2571 | 105.771 | 109.1364 | 110.3134
| Clothes Dryer_Com, E - Appl | E | Yes | Small Office | Appliances | NC | 0.47561 | 0.93781 | 1.3924 | 1.8397 | 2.2603 | 2.6724 | 3.0813 | 3.4796 | 3.8776 | 4.2792
| Clothes Dryer_Com, E - Appl | E | Yes | Small Office | Appliances | RET | 4.6455 | 8.6613 | 12.3866 | 15.8397 | 19.0143 | 21.9433 | 24.5477 | 26.9833 | 29.2485 | 31.3098
| Clothes Dryer_Com, E - Appl | E | Yes | Small Office | Appliances | REPL | 3.4872 | 6.1524 | 8.5432 | 10.6426 | 12.42 | 13.87 | 14.9386 | 15.6997 | 16.1437 | 16.266
| Pnemautic to DDC_Com, E - TotE [Building w Elec Heat] | E | No | Small Office | Total Electric | RET | 47.0626 | 92.0232 | 138.1175 | 185.3381 | 233.3148 | 282.234 | 330.3084 | 378.8638 | 427.5517 | 475.2267
| Pnemautic to DDC_Com, E - TotE [Building w Gas Heat] | E | Yes | Small Office | Total Electric | RET | 49.8313 | 97.4368 | 146.2428 | 196.2414 | 247.0405 | 298.8376 | 349.7402 | 401.1522 | 452.7043 | 503.1839
| Pnemautic to DDC_Com, E - TotE [Building w Oil Heat] | E | Yes | Small Office | Total Electric | RET | 13.4074 | 26.216 | 39.3475 | 52.8 | 66.4678 | 80.4041 | 94.0998 | 107.9325 | 121.8029 | 135.3848
| Pnemautic to DDC_Com, E - TotE [Building w Propane Heat] | E | Yes | Small Office | Total Electric | RET | 4.0406 | 7.9006 | 11.8581 | 15.9122 | 20.0312 | 24.2312 | 28.3586 | 32.5273 | 36.7074 | 40.8005
| Data Center_Com, E - TotE [Building w Elec Heat] | E | Yes | Small Office | Total Electric | NC | 17.7639 | 35.027 | 52.0063 | 68.7123 | 84.4197 | 99.8129 | 115.0865 | 129.9632 | 144.8284 | 159.8256
| Data Center_Com, E - TotE [Building w Elec Heat] | E | Yes | Small Office | Total Electric | RET | 291.7515 | 570.4715 | 856.2199 | 1148.9508 | 1446.3687 | 1749.6294 | 2047.6529 | 2348.6586 | 2650.4855 | 2946.0326
| Data Center_Com, E - TotE [Building w Gas Heat] | E | Yes | Small Office | Total Electric | NC | 36.2744 | 71.5261 | 106.1983 | 140.3125 | 172.3873 | 203.8206 | 235.0098 | 265.3884 | 295.7436 | 326.3683
| Data Center_Com, E - TotE [Building w Gas Heat] | E | Yes | Small Office | Total Electric | RET | 595.7648 | 1164.9188 | 1748.425 | 2346.1897 | 2953.5254 | 3572.7923 | 4181.3646 | 4796.0268 | 5412.3658 | 6015.8812
| Data Center_Com, E - TotE [Building w Oil Heat] | E | Yes | Small Office | Total Electric | NC | 9.7599 | 19.2445 | 28.5733 | 37.752 | 46.3819 | 54.8392 | 63.2309 | 71.4044 | 79.5717 | 87.8114
| Data Center_Com, E - TotE [Building w Oil Heat] | E | Yes | Small Office | Total Electric | RET | 160.2942 | 313.4287 | 470.4247 | 631.257 | 794.6644 | 961.2821 | 1125.0222 | 1290.4009 | 1456.2308 | 1618.6104
| Data Center_Com, E - TotE [Building w Propane Heat] | E | Yes | Small Office | Total Electric | NC | 2.9413 | 5.7997 | 8.6111 | 11.3772 | 13.978 | 16.5267 | 19.0557 | 21.5189 | 23.9803 | 26.4635
| Data Center_Com, E - TotE [Building w Propane Heat] | E | Yes | Small Office | Total Electric | RET | 48.3074 | 94.4571 | 141.7705 | 190.2401 | 239.4857 | 289.6988 | 339.0447 | 388.8844 | 438.8601 | 487.796
| RCx_Com, E - TotE [Building w Elec Heat] | E | Yes | Small Office | Total Electric | RET | 151.4839 | 296.2015 | 444.5685 | 596.5609 | 750.9869 | 908.4467 | 1063.1871 | 1219.4761 | 1224.7074 | 1233.4444
| RCx_Com, E - TotE [Building w Gas Heat] | E | Yes | Small Office | Total Electric | RET | 309.3344 | 604.8519 | 907.8214 | 1218.1941 | 1533.5364 | 1855.0736 | 2171.058 | 2490.2043 | 2500.8869 | 2518.7281
| RCx_Com, E - TotE [Building w Oil Heat] | E | Yes | Small Office | Total Electric | RET | 83.2283 | 162.7392 | 244.255 | 327.7627 | 412.6075 | 499.1191 | 584.1367 | 670.005 | 672.8792 | 677.6795
| RCx_Com, E - TotE [Building w Propane Heat] | E | Yes | Small Office | Total Electric | RET | 25.0823 | 49.0442 | 73.6104 | 98.7769 | 124.3463 | 150.4181 | 176.0396 | 201.9175 | 202.7837 | 204.2303
| Commissioning_Com, E - TotE [Building w Elec Heat] | E | Yes | Small Office | Total Electric | NC | 0 | 0 | 0 | 0 | 0 | 0 | 0 | 0 | 0 | 0
| Commissioning_Com, E - TotE [Building w Gas Heat] | E | Yes | Small Office | Total Electric | NC | 0 | 0 | 0 | 0 | 0 | 0 | 0 | 0 | 0 | 0
| Commissioning_Com, E - TotE [Building w Oil Heat] | E | Yes | Small Office | Total Electric | NC | 0 | 0 | 0 | 0 | 0 | 0 | 0 | 0 | 0 | 0
| Commissioning_Com, E - TotE [Building w Propane Heat] | E | Yes | Small Office | Total Electric | NC | 0 | 0 | 0 | 0 | 0 | 0 | 0 | 0 | 0 | 0
| Integrated Building Design_Com, E - TotE [Building w Elec Heat] | E | Yes | Small Office | Total Electric | NC | 13.1851 | 25.9984 | 38.6012 | 51.0011 | 62.6597 | 74.0851 | 85.4218 | 96.4639 | 107.4975 | 118.629
| Integrated Building Design_Com, E - TotE [Building w Gas Heat] | E | Yes | Small Office | Total Electric | NC | 26.9243 | 53.0895 | 78.8247 | 104.1456 | 127.9528 | 151.2839 | 174.4337 | 196.982 | 219.5128 | 242.2437
| Integrated Building Design_Com, E - TotE [Building w Oil Heat] | E | Yes | Small Office | Total Electric | NC | 7.2442 | 14.2841 | 21.2083 | 28.021 | 34.4265 | 40.7039 | 46.9325 | 52.9992 | 59.0613 | 65.1772
| Integrated Building Design_Com, E - TotE [Building w Propane Heat] | E | Yes | Small Office | Total Electric | NC | 2.1832 | 4.3047 | 6.3915 | 8.4446 | 10.375 | 12.2668 | 14.1439 | 15.9722 | 17.7991 | 19.6423
| Deep Energy Retrofit_Com, E - TotE [Building w Elec Heat] | E | Yes | Small Office | Total Electric | RET | 47.4168 | 92.7156 | 139.1567 | 186.7327 | 235.0704 | 284.3577 | 332.7938 | 381.7146 | 430.7689 | 478.8025
| Deep Energy Retrofit_Com, E - TotE [Building w Gas Heat] | E | Yes | Small Office | Total Electric | RET | 96.8264 | 189.3279 | 284.1619 | 381.3133 | 480.0203 | 580.6663 | 679.5743 | 779.4719 | 879.6421 | 977.7282
| Deep Energy Retrofit_Com, E - TotE [Building w Oil Heat] | E | Yes | Small Office | Total Electric | RET | 26.0517 | 50.9398 | 76.4555 | 102.5947 | 129.1525 | 156.2319 | 182.8437 | 209.7218 | 236.6732 | 263.0639
| Deep Energy Retrofit_Com, E - TotE [Building w Propane Heat] | E | Yes | Small Office | Total Electric | RET | 7.8511 | 15.3516 | 23.0412 | 30.9187 | 38.9223 | 47.0832 | 55.1031 | 63.2033 | 71.3255 | 79.2788
| EMS_Com, E - TotE [Building w Elec Heat] | E | Yes | Small Office | Total Electric | NC | 23.9829 | 47.2896 | 70.2132 | 92.7678 | 113.9742 | 134.7563 | 155.3771 | 175.462 | 195.5314 | 215.7789
| EMS_Com, E - TotE [Building w Elec Heat] | E | Yes | Small Office | Total Electric | RET | 300.201 | 586.9931 | 881.0172 | 1182.226 | 1488.2575 | 1800.3011 | 2106.9558 | 2416.6791 | 2727.2473 | 3031.3539
| EMS_Com, E - TotE [Building w Gas Heat] | E | Yes | Small Office | Total Electric | NC | 48.9737 | 96.5666 | 143.3773 | 189.4345 | 232.7384 | 275.1762 | 317.2844 | 358.2983 | 399.2805 | 440.6265
| EMS_Com, E - TotE [Building w Gas Heat] | E | Yes | Small Office | Total Electric | RET | 613.019 | 1198.6565 | 1799.0618 | 2414.1386 | 3039.0637 | 3676.2654 | 4302.4629 | 4934.9265 | 5569.1155 | 6190.1097
| EMS_Com, E - TotE [Building w Oil Heat] | E | Yes | Small Office | Total Electric | NC | 13.1767 | 25.9819 | 38.5765 | 50.9685 | 62.6197 | 74.0379 | 85.3674 | 96.4024 | 107.4289 | 118.5533
| EMS_Com, E - TotE [Building w Oil Heat] | E | Yes | Small Office | Total Electric | RET | 164.9366 | 322.506 | 484.0488 | 649.5391 | 817.679 | 989.1222 | 1157.6045 | 1327.7728 | 1498.4053 | 1665.4876
| EMS_Com, E - TotE [Building w Propane Heat] | E | Yes | Small Office | Total Electric | NC | 3.971 | 7.8301 | 11.6257 | 15.3602 | 18.8715 | 22.3126 | 25.7269 | 29.0525 | 32.3755 | 35.7281
| EMS_Com, E - TotE [Building w Propane Heat] | E | Yes | Small Office | Total Electric | RET | 49.7065 | 97.1927 | 145.8764 | 195.7497 | 246.4216 | 298.0889 | 348.8639 | 400.1471 | 451.5701 | 501.9232
| VFDs on HVAC Pumps_Com, E - Oth | E | Yes | Small Office | Other | RET | 49.0524 | 95.9137 | 143.9568 | 193.1738 | 243.1788 | 245.1139 | 248.3594 | 250.9246 | 252.4539 | 252.1394
| ECM Circulators_Com, E - Oth | E | Yes | Small Office | Other | RET | 74.2667 | 145.2161 | 217.9547 | 292.4707 | 368.1798 | 445.3762 | 521.2394 | 597.8618 | 674.6932 | 749.9261
| Motors_Com, E - Oth | E | Yes | Small Office | Other | NC | 1.5036 | 2.9648 | 4.402 | 5.816 | 7.1455 | 8.4484 | 9.7412 | 11.0004 | 12.2587 | 13.5281
| Motors_Com, E - Oth | E | Yes | Small Office | Other | RET | 45.8394 | 85.296 | 121.7428 | 155.3838 | 186.1797 | 183.5708 | 182.0236 | 180.3561 | 178.4745 | 176.1653
| Motors_Com, E - Oth | E | Yes | Small Office | Other | REPL | 10.2894 | 18.1533 | 25.2077 | 31.4021 | 36.6467 | 40.9249 | 44.0781 | 46.2248 | 47.3366 | 47.4061
| Ext Area Ltg_Com, E - ExtL | E | Yes | Small Office | Exterior Lighting | NC | 12.1851 | 24.0267 | 35.6736 | 47.1331 | 57.9075 | 68.4665 | 78.9434 | 89.148 | 99.3448 | 109.6321
| Ext Area Ltg_Com, E - ExtL | E | Yes | Small Office | Exterior Lighting | RET | 62.5395 | 119.2983 | 174.5789 | 228.3787 | 280.3068 | 340.4572 | 404.3412 | 468.8644 | 533.5637 | 596.9168
| Ext Area Ltg_Com, E - ExtL | E | Yes | Small Office | Exterior Lighting | REPL | 109.5692 | 193.3093 | 268.4296 | 334.3919 | 390.2405 | 453.0535 | 520.5475 | 594.5404 | 674.5745 | 758.6614
| Street Ltg_Com, E - ExtL | E | Yes | Small Office | Exterior Lighting | NC | 2.2682 | 4.4724 | 6.6404 | 8.7735 | 10.779 | 12.7445 | 14.6947 | 16.5942 | 18.4922 | 20.4071
| Street Ltg_Com, E - ExtL | E | Yes | Small Office | Exterior Lighting | RET | 11.6412 | 22.2064 | 32.4965 | 42.5109 | 52.1769 | 63.3734 | 75.2649 | 87.2754 | 99.3187 | 111.1114
| Street Ltg_Com, E - ExtL | E | Yes | Small Office | Exterior Lighting | REPL | 20.3954 | 35.983 | 49.9661 | 62.2444 | 72.6402 | 84.3323 | 96.8958 | 110.669 | 125.5667 | 141.2188
| Ext Ltg Ctrls_Com, E - ExtL | E | Yes | Small Office | Exterior Lighting | RET | 75.2203 | 147.0808 | 220.7533 | 296.2262 | 372.9074 | 451.095 | 527.9324 | 605.5387 | 608.1363 | 612.4747
| Ext Ltg Dsgn_Com, E - ExtL | E | Yes | Small Office | Exterior Lighting | NC | 1.4656 | 2.8898 | 4.2907 | 5.669 | 6.9649 | 8.2349 | 9.495 | 10.7224 | 11.9488 | 13.1862
| Ext Ltg Dsgn_Com, E - ExtL | E | Yes | Small Office | Exterior Lighting | REPL | 10.0294 | 19.6108 | 29.4338 | 39.4968 | 49.721 | 60.146 | 70.391 | 80.7385 | 91.1142 | 101.2741
| Int Ltg Ctrls_Com, E - IntL [No Heat] | E | Yes | Small Office | Interior Lighting | RET | 185.6986 | 363.1026 | 544.9802 | 731.3021 | 920.6073 | 1113.6314 | 1303.3221 | 1494.9109 | 1501.3239 | 1512.0342
| Int Ltg Ctrls_Com, E - IntL [Electric Heat] | E | Yes | Small Office | Interior Lighting | RET | 84.1651 | 164.5709 | 247.0042 | 331.4519 | 417.2517 | 504.737 | 590.7115 | 677.5463 | 680.4529 | 685.3072
| Int Ltg Ctrls_Com, E/G - IntL | E | Yes | Small Office | Interior Lighting | RET | 540.2703 | 1056.4085 | 1585.5622 | 2127.6461 | 2678.4095 | 3239.9927 | 3791.8775 | 4349.285 | 4367.9427 | 4399.1034
| Int Ltg Ctrls_Com, E/O - IntL | E | Yes | Small Office | Interior Lighting | RET | 51.5183 | 100.7355 | 151.1938 | 202.8851 | 255.4041 | 308.9547 | 361.5806 | 414.7331 | 416.5122 | 419.4836
| Int Ltg Ctrls_Com, E/P - IntL | E | Yes | Small Office | Interior Lighting | RET | 21.7534 | 42.5352 | 63.8411 | 85.6675 | 107.8435 | 130.4551 | 152.6762 | 175.1196 | 175.8708 | 177.1255
| Exit Sign RetFit_Com, E - IntL [No Heat] | E | Yes | Small Office | Interior Lighting | RET | 7.5969 | 14.8545 | 22.295 | 29.9174 | 37.6619 | 45.5584 | 53.3186 | 61.1565 | 69.0157 | 76.7115
| Exit Sign RetFit_Com, E - IntL [Electric Heat] | E | Yes | Small Office | Interior Lighting | RET | 3.474 | 6.7929 | 10.1954 | 13.6811 | 17.2226 | 20.8337 | 24.3824 | 27.9667 | 31.5607 | 35.0799
| Exit Sign RetFit_Com, E/G - IntL | E | Yes | Small Office | Interior Lighting | RET | 22.6266 | 44.2425 | 66.4035 | 89.106 | 112.172 | 135.6912 | 158.8042 | 182.1484 | 205.5564 | 228.4773
| Exit Sign RetFit_Com, E/O - IntL | E | Yes | Small Office | Interior Lighting | RET | 2.1449 | 4.194 | 6.2948 | 8.4469 | 10.6335 | 12.863 | 15.054 | 17.2669 | 19.4859 | 21.6587
| Exit Sign RetFit_Com, E/P - IntL | E | No | Small Office | Interior Lighting | RET | 0.90407 | 1.7678 | 2.6532 | 3.5603 | 4.482 | 5.4217 | 6.3452 | 7.2779 | 8.2132 | 9.1291
| LED HiLo Bay_Com, E - IntL [No Heat] | E | Yes | Small Office | Interior Lighting | NC | 1.5606 | 3.0772 | 4.5689 | 6.0366 | 7.4165 | 8.7688 | 10.1107 | 11.4176 | 12.7236 | 14.0411
| LED HiLo Bay_Com, E - IntL [No Heat] | E | Yes | Small Office | Interior Lighting | RET | 15.2865 | 28.9069 | 41.9304 | 54.3738 | 66.1651 | 77.3784 | 87.6561 | 97.3376 | 106.3918 | 115.5481
| LED HiLo Bay_Com, E - IntL [No Heat] | E | Yes | Small Office | Interior Lighting | REPL | 8.3365 | 14.7079 | 20.4234 | 25.4421 | 29.6913 | 33.1575 | 35.7122 | 37.4324 | 38.2948 | 38.7787
| LED HiLo Bay_Com, E - IntL [Electric Heat] | E | Yes | Small Office | Interior Lighting | NC | 0.7074 | 1.3949 | 2.071 | 2.7363 | 3.3618 | 3.9748 | 4.583 | 5.1755 | 5.7674 | 6.3647
| LED HiLo Bay_Com, E - IntL [Electric Heat] | E | Yes | Small Office | Interior Lighting | RET | 6.9292 | 13.1031 | 19.0065 | 24.647 | 29.9918 | 35.0747 | 39.7335 | 44.122 | 48.2261 | 52.3765
| LED HiLo Bay_Com, E - IntL [Electric Heat] | E | Yes | Small Office | Interior Lighting | REPL | 3.7788 | 6.6669 | 9.2577 | 11.5326 | 13.4587 | 15.0299 | 16.1879 | 16.9676 | 17.3586 | 17.5779
| LED HiLo Bay_Com, E/G - IntL | E | Yes | Small Office | Interior Lighting | NC | 4.5698 | 9.0108 | 13.3787 | 17.6764 | 21.7172 | 25.6771 | 29.6063 | 33.4333 | 37.2574 | 41.1155
| LED HiLo Bay_Com, E/G - IntL | E | Yes | Small Office | Interior Lighting | RET | 44.7624 | 84.6458 | 122.7816 | 159.2186 | 193.7462 | 226.5814 | 256.6767 | 285.0264 | 311.5392 | 338.3507
| LED HiLo Bay_Com, E/G - IntL | E | Yes | Small Office | Interior Lighting | REPL | 24.4112 | 43.0679 | 59.8042 | 74.5001 | 86.9428 | 97.0925 | 104.5733 | 109.6104 | 112.1358 | 113.5529
| LED HiLo Bay_Com, E/O - IntL | E | Yes | Small Office | Interior Lighting | NC | 0.4332 | 0.85419 | 1.2683 | 1.6757 | 2.0587 | 2.4341 | 2.8066 | 3.1693 | 3.5319 | 3.8976
| LED HiLo Bay_Com, E/O - IntL | E | Yes | Small Office | Interior Lighting | RET | 4.2433 | 8.0241 | 11.6392 | 15.0933 | 18.3664 | 21.479 | 24.3319 | 27.0194 | 29.5327 | 32.0743
| LED HiLo Bay_Com, E/O - IntL | E | Yes | Small Office | Interior Lighting | REPL | 2.3141 | 4.0827 | 5.6692 | 7.0623 | 8.2418 | 9.204 | 9.9131 | 10.3906 | 10.63 | 10.7644
| LED HiLo Bay_Com, E/P - IntL | E | Yes | Small Office | Interior Lighting | NC | 0.18259 | 0.36003 | 0.53456 | 0.70628 | 0.86773 | 1.026 | 1.1829 | 1.3359 | 1.4887 | 1.6428
| LED HiLo Bay_Com, E/P - IntL | E | Yes | Small Office | Interior Lighting | RET | 1.7885 | 3.3821 | 4.9059 | 6.3617 | 7.7413 | 9.0533 | 10.2558 | 11.3885 | 12.4479 | 13.5192
| LED HiLo Bay_Com, E/P - IntL | E | Yes | Small Office | Interior Lighting | REPL | 0.97538 | 1.7208 | 2.3895 | 2.9767 | 3.4739 | 3.8794 | 4.1783 | 4.3796 | 4.4805 | 4.5371
| Repl Scre_Com, E - IntL [No Heat] | E | Yes | Small Office | Interior Lighting | NC | 5.1276 | 10.1107 | 4.983 | 0 | 0 | 0 | 0 | 0 | 0 | 0
| Repl Scre_Com, E - IntL [No Heat] | E | Yes | Small Office | Interior Lighting | RET | 26.4869 | 51.7908 | 25.3039 | 0 | 0 | 0 | 0 | 0 | 0 | 0
| Repl Scre_Com, E - IntL [No Heat] | E | Yes | Small Office | Interior Lighting | REPL | 263.1725 | 514.5899 | 251.4175 | 0 | 0 | 0 | 0 | 0 | 0 | 0
| Repl Scre_Com, E - IntL [Electric Heat] | E | Yes | Small Office | Interior Lighting | NC | 2.3448 | 4.6236 | 2.2787 | 0 | 0 | 0 | 0 | 0 | 0 | 0
| Repl Scre_Com, E - IntL [Electric Heat] | E | Yes | Small Office | Interior Lighting | RET | 12.1124 | 23.6838 | 11.5714 | 0 | 0 | 0 | 0 | 0 | 0 | 0
| Repl Scre_Com, E - IntL [Electric Heat] | E | Yes | Small Office | Interior Lighting | REPL | 120.3479 | 235.3202 | 114.9723 | 0 | 0 | 0 | 0 | 0 | 0 | 0
| Repl Scre_Com, E/G - IntL | E | Yes | Small Office | Interior Lighting | NC | 15.2721 | 30.1136 | 14.8415 | 0 | 0 | 0 | 0 | 0 | 0 | 0
| Repl Scre_Com, E/G - IntL | E | Yes | Small Office | Interior Lighting | RET | 78.8887 | 154.2537 | 75.365 | 0 | 0 | 0 | 0 | 0 | 0 | 0
| Repl Scre_Com, E/G - IntL | E | Yes | Small Office | Interior Lighting | REPL | 783.8324 | 1532.6538 | 748.8214 | 0 | 0 | 0 | 0 | 0 | 0 | 0
| Repl Scre_Com, E/O - IntL | E | Yes | Small Office | Interior Lighting | NC | 1.4477 | 2.8547 | 1.4069 | 0 | 0 | 0 | 0 | 0 | 0 | 0
| Repl Scre_Com, E/O - IntL | E | Yes | Small Office | Interior Lighting | RET | 7.4783 | 14.6226 | 7.1443 | 0 | 0 | 0 | 0 | 0 | 0 | 0
| Repl Scre_Com, E/O - IntL | E | Yes | Small Office | Interior Lighting | REPL | 74.3042 | 145.2895 | 70.9853 | 0 | 0 | 0 | 0 | 0 | 0 | 0
| Repl Scre_Com, E/P - IntL | E | Yes | Small Office | Interior Lighting | NC | 0.61021 | 1.2032 | 0.59301 | 0 | 0 | 0 | 0 | 0 | 0 | 0
| Repl Scre_Com, E/P - IntL | E | Yes | Small Office | Interior Lighting | RET | 3.1521 | 6.1634 | 3.0113 | 0 | 0 | 0 | 0 | 0 | 0 | 0
| Repl Scre_Com, E/P - IntL | E | Yes | Small Office | Interior Lighting | REPL | 31.3188 | 61.2388 | 29.9199 | 0 | 0 | 0 | 0 | 0 | 0 | 0
| Lin LED Fixture_Com, E - IntL [No Heat] | E | Yes | Small Office | Interior Lighting | NC | 5.0133 | 9.8852 | 14.6771 | 19.3918 | 23.8247 | 28.169 | 32.4795 | 36.6779 | 40.8732 | 45.1056
| Lin LED Fixture_Com, E - IntL [No Heat] | E | Yes | Small Office | Interior Lighting | RET | 37.2068 | 69.9734 | 100.9405 | 130.1846 | 157.5745 | 183.3194 | 206.6422 | 228.3571 | 250.0773 | 271.2969
| Lin LED Fixture_Com, E - IntL [No Heat] | E | Yes | Small Office | Interior Lighting | REPL | 31.0104 | 54.7105 | 75.9711 | 94.6398 | 110.4461 | 123.3396 | 132.8427 | 139.2415 | 143.8232 | 146.5131
| Lin LED Fixture_Com, E - IntL [Electric Heat] | E | Yes | Small Office | Interior Lighting | NC | 2.2926 | 4.5205 | 6.7118 | 8.8678 | 10.895 | 12.8816 | 14.8527 | 16.7727 | 18.6912 | 20.6267
| Lin LED Fixture_Com, E - IntL [Electric Heat] | E | No | Small Office | Interior Lighting | RET | 17.0146 | 31.9986 | 46.1597 | 59.533 | 72.0583 | 83.8314 | 94.4968 | 104.4269 | 114.3595 | 124.0631
| Lin LED Fixture_Com, E - IntL [Electric Heat] | E | Yes | Small Office | Interior Lighting | REPL | 14.1809 | 25.0189 | 34.7413 | 43.2785 | 50.5066 | 56.4028 | 60.7485 | 63.6747 | 65.7698 | 66.9999
| Lin LED Fixture_Com, E/G - IntL | E | Yes | Small Office | Interior Lighting | NC | 14.9316 | 29.4422 | 43.7143 | 57.7567 | 70.9596 | 83.8984 | 96.7368 | 109.2415 | 121.7366 | 134.3425
| Lin LED Fixture_Com, E/G - IntL | E | Yes | Small Office | Interior Lighting | RET | 110.8168 | 208.4087 | 300.6409 | 387.7415 | 469.3195 | 545.9983 | 615.4629 | 680.1385 | 744.8299 | 808.0302
| Lin LED Fixture_Com, E/G - IntL | E | Yes | Small Office | Interior Lighting | REPL | 92.3612 | 162.9498 | 226.2723 | 281.8751 | 328.9526 | 367.3545 | 395.6585 | 414.7167 | 428.3627 | 436.3744
| Lin LED Fixture_Com, E/O - IntL | E | Yes | Small Office | Interior Lighting | NC | 1.4155 | 2.791 | 4.1439 | 5.4751 | 6.7267 | 7.9532 | 9.1703 | 10.3557 | 11.5401 | 12.7351
| Lin LED Fixture_Com, E/O - IntL | E | No | Small Office | Interior Lighting | RET | 10.505 | 19.7563 | 28.4996 | 36.7564 | 44.4896 | 51.7585 | 58.3434 | 64.4744 | 70.6069 | 76.5981
| Lin LED Fixture_Com, E/O - IntL | E | Yes | Small Office | Interior Lighting | REPL | 8.7555 | 15.447 | 21.4497 | 26.7206 | 31.1834 | 34.8237 | 37.5069 | 39.3135 | 40.6071 | 41.3666
| Lin LED Fixture_Com, E/P - IntL | E | No | Small Office | Interior Lighting | NC | 0.59661 | 1.1764 | 1.7466 | 2.3077 | 2.8353 | 3.3522 | 3.8652 | 4.3649 | 4.8641 | 5.3678
| Lin LED Fixture_Com, E/P - IntL | E | No | Small Office | Interior Lighting | RET | 4.4278 | 8.3272 | 12.0124 | 15.4926 | 18.7522 | 21.8159 | 24.5915 | 27.1757 | 29.7605 | 32.2857
| Lin LED Fixture_Com, E/P - IntL | E | No | Small Office | Interior Lighting | REPL | 3.6904 | 6.5108 | 9.0409 | 11.2626 | 13.1436 | 14.678 | 15.809 | 16.5704 | 17.1157 | 17.4358
| LED Tube Repl_Com, E - IntL [No Heat] | E | Yes | Small Office | Interior Lighting | RET | 234.0869 | 440.2379 | 635.0673 | 819.0567 | 991.3803 | 1169.455 | 1346.5977 | 1527.5085 | 1710.7574 | 1891.8586
| LED Tube Repl_Com, E - IntL [No Heat] | E | Yes | Small Office | Interior Lighting | REPL | 286.5192 | 505.4962 | 701.9328 | 874.4214 | 1020.4634 | 1159.2984 | 1285.8339 | 1403.6346 | 1511.7283 | 1607.7534
| LED Tube Repl_Com, E - IntL [Electric Heat] | E | Yes | Small Office | Interior Lighting | RET | 107.0471 | 201.3193 | 290.4141 | 374.5518 | 453.3548 | 534.7878 | 615.7945 | 698.5244 | 782.3235 | 865.1405
| LED Tube Repl_Com, E - IntL [Electric Heat] | E | Yes | Small Office | Interior Lighting | REPL | 131.0242 | 231.1617 | 320.9915 | 399.8699 | 466.6544 | 530.1432 | 588.0074 | 641.8773 | 691.3082 | 735.2201
| LED Tube Repl_Com, E/G - IntL | E | Yes | Small Office | Interior Lighting | RET | 697.204 | 1311.2039 | 1891.4836 | 2439.4772 | 2952.7255 | 3483.103 | 4010.7045 | 4549.529 | 5095.3173 | 5634.7089
| LED Tube Repl_Com, E/G - IntL | E | Yes | Small Office | Interior Lighting | REPL | 853.3682 | 1505.5692 | 2090.6357 | 2604.3755 | 3039.3467 | 3452.8527 | 3829.7258 | 4180.5831 | 4502.5293 | 4788.5303
| LED Tube Repl_Com, E/O - IntL | E | Yes | Small Office | Interior Lighting | RET | 66.0922 | 124.2969 | 179.3051 | 231.2527 | 279.9066 | 330.1843 | 380.1988 | 431.2773 | 483.0158 | 534.148
| LED Tube Repl_Com, E/O - IntL | E | Yes | Small Office | Interior Lighting | REPL | 80.8959 | 142.722 | 198.184 | 246.8844 | 288.118 | 327.3167 | 363.0428 | 396.3027 | 426.8219 | 453.9336
| LED Tube Repl_Com, E/P - IntL | E | Yes | Small Office | Interior Lighting | RET | 27.8575 | 52.3905 | 75.5762 | 97.4719 | 117.9793 | 139.171 | 160.2519 | 181.7812 | 203.5888 | 225.1407
| LED Tube Repl_Com, E/P - IntL | E | Yes | Small Office | Interior Lighting | REPL | 34.0972 | 60.1566 | 83.5335 | 104.0606 | 121.4403 | 137.9624 | 153.0207 | 167.0396 | 179.9033 | 191.3308
| Repl pin CFL wLED_Com, E - IntL [No Heat] | E | Yes | Small Office | Interior Lighting | RET | 2.7746 | 5.2559 | 7.6371 | 9.9206 | 12.0924 | 14.4806 | 16.9875 | 19.6707 | 22.503 | 25.3138
| Repl pin CFL wLED_Com, E - IntL [No Heat] | E | Yes | Small Office | Interior Lighting | REPL | 3.2136 | 5.6697 | 7.8729 | 9.8075 | 11.4455 | 13.1469 | 14.8496 | 16.6003 | 18.3868 | 20.1666
| Repl pin CFL wLED_Com, E - IntL [Electric Heat] | E | Yes | Small Office | Interior Lighting | RET | 1.2688 | 2.4035 | 3.4924 | 4.5367 | 5.5298 | 6.622 | 7.7683 | 8.9953 | 10.2906 | 11.5759
| Repl pin CFL wLED_Com, E - IntL [Electric Heat] | E | Yes | Small Office | Interior Lighting | REPL | 1.4696 | 2.5927 | 3.6002 | 4.485 | 5.234 | 6.0121 | 6.7907 | 7.5913 | 8.4082 | 9.2221
| Repl pin CFL wLED_Com, E/G - IntL | E | Yes | Small Office | Interior Lighting | RET | 8.2639 | 15.6541 | 22.7464 | 29.5476 | 36.016 | 43.1291 | 50.5957 | 58.5872 | 67.0231 | 75.3945
| Repl pin CFL wLED_Com, E/G - IntL | E | Yes | Small Office | Interior Lighting | REPL | 9.5714 | 16.8865 | 23.4486 | 29.2108 | 34.0894 | 39.1568 | 44.2281 | 49.4423 | 54.7633 | 60.0642
| Repl pin CFL wLED_Com, E/O - IntL | E | Yes | Small Office | Interior Lighting | RET | 0.78339 | 1.4839 | 2.1563 | 2.801 | 3.4142 | 4.0885 | 4.7963 | 5.5538 | 6.3535 | 7.1471
| Repl pin CFL wLED_Com, E/O - IntL | E | Yes | Small Office | Interior Lighting | REPL | 0.90733 | 1.6008 | 2.2228 | 2.7691 | 3.2315 | 3.7119 | 4.1926 | 4.6869 | 5.1913 | 5.6938
| Repl pin CFL wLED_Com, E/P - IntL | E | No | Small Office | Interior Lighting | RET | 0.33019 | 0.62548 | 0.90886 | 1.1806 | 1.4391 | 1.7233 | 2.0216 | 2.3409 | 2.678 | 3.0125
| Repl pin CFL wLED_Com, E/P - IntL | E | No | Small Office | Interior Lighting | REPL | 0.38244 | 0.67472 | 0.93691 | 1.1671 | 1.3621 | 1.5646 | 1.7672 | 1.9755 | 2.1881 | 2.3999
| Refrig Case LED_Com, E - IntL | E | Yes | Small Office | Interior Lighting | NC | 3.5951 | 7.0887 | 10.525 | 13.906 | 17.0848 | 20.2001 | 23.2911 | 26.3019 | 29.3103 | 32.3454
| Refrig Case LED_Com, E - IntL | E | Yes | Small Office | Interior Lighting | RET | 18.4514 | 35.1973 | 51.5071 | 67.38 | 82.7006 | 97.5412 | 111.3963 | 124.6903 | 139.3425 | 154.9195
| Refrig Case LED_Com, E - IntL | E | Yes | Small Office | Interior Lighting | REPL | 23.0643 | 40.6915 | 56.5043 | 70.3893 | 82.1454 | 91.7351 | 98.8031 | 103.5623 | 108.4339 | 113.3014
| Refrig Case Ctrls_Com, E - IntL | E | Yes | Small Office | Interior Lighting | RET | 14.4514 | 28.2574 | 42.4115 | 56.9114 | 71.6436 | 86.6651 | 101.4272 | 116.337 | 116.8361 | 117.6696
| Stair Occ Sensor_Com, E - IntL [No Heat] | E | Yes | Small Office | Interior Lighting | NC | 3.2954 | 6.4979 | 9.6477 | 12.7469 | 15.6607 | 18.5163 | 21.3498 | 24.1095 | 26.8672 | 29.6493
| Stair Occ Sensor_Com, E - IntL [No Heat] | E | Yes | Small Office | Interior Lighting | RET | 25.3701 | 49.6071 | 74.4552 | 99.9105 | 125.7734 | 152.1444 | 178.0599 | 204.2348 | 230.481 | 256.1812
| Stair Occ Sensor_Com, E - IntL [Electric Heat] | E | Yes | Small Office | Interior Lighting | NC | 1.507 | 2.9715 | 4.4119 | 5.8291 | 7.1616 | 8.4675 | 9.7632 | 11.0252 | 12.2863 | 13.5585
| Stair Occ Sensor_Com, E - IntL [Electric Heat] | E | Yes | Small Office | Interior Lighting | RET | 11.6017 | 22.6852 | 34.0481 | 45.6887 | 57.5157 | 69.5751 | 81.4262 | 93.3959 | 105.3982 | 117.1508
| Stair Occ Sensor_Com, E/G - IntL | E | Yes | Small Office | Interior Lighting | NC | 9.815 | 19.3533 | 28.7347 | 37.9652 | 46.6439 | 55.149 | 63.5881 | 71.8078 | 80.0212 | 88.3075
| Stair Occ Sensor_Com, E/G - IntL | E | Yes | Small Office | Interior Lighting | RET | 75.5624 | 147.7497 | 221.7573 | 297.5733 | 374.6033 | 453.1465 | 530.3333 | 608.2925 | 686.4644 | 763.0098
| Stair Occ Sensor_Com, E/O - IntL | E | No | Small Office | Interior Lighting | NC | 0.93042 | 1.8346 | 2.7239 | 3.599 | 4.4217 | 5.2279 | 6.0279 | 6.8071 | 7.5857 | 8.3712
| Stair Occ Sensor_Com, E/O - IntL | E | No | Small Office | Interior Lighting | RET | 7.163 | 14.0061 | 21.0217 | 28.2088 | 35.5109 | 42.9565 | 50.2735 | 57.6637 | 65.0741 | 72.3303
| Stair Occ Sensor_Com, E/P - IntL | E | No | Small Office | Interior Lighting | NC | 0.39217 | 0.77328 | 1.1481 | 1.5169 | 1.8637 | 2.2035 | 2.5407 | 2.8692 | 3.1973 | 3.5284
| Stair Occ Sensor_Com, E/P - IntL | E | No | Small Office | Interior Lighting | RET | 3.0192 | 5.9035 | 8.8605 | 11.8899 | 14.9677 | 18.1059 | 21.19 | 24.305 | 27.4284 | 30.4869
| Int Delamping_Com, E - IntL [No Heat] | E | Yes | Small Office | Interior Lighting | RET | 2.4341 | 4.7594 | 7.1434 | 9.5856 | 12.067 | 14.5971 | 17.0835 | 19.5947 | 22.1129 | 24.5786
| Int Delamping_Com, E - IntL [Electric Heat] | E | Yes | Small Office | Interior Lighting | RET | 1.1131 | 2.1765 | 3.2667 | 4.3835 | 5.5182 | 6.6752 | 7.8122 | 8.9606 | 10.1121 | 11.2397
| Int Delamping_Com, E/G - IntL | E | Yes | Small Office | Interior Lighting | RET | 7.2496 | 14.1754 | 21.2759 | 28.5499 | 35.9403 | 43.4759 | 50.8814 | 58.361 | 65.861 | 73.2049
| Int Delamping_Com, E/O - IntL | E | Yes | Small Office | Interior Lighting | RET | 0.68724 | 1.3438 | 2.0169 | 2.7064 | 3.407 | 4.1213 | 4.8234 | 5.5324 | 6.2434 | 6.9395
| Int Delamping_Com, E/P - IntL | E | Yes | Small Office | Interior Lighting | RET | 0.28967 | 0.56639 | 0.8501 | 1.1407 | 1.436 | 1.7371 | 2.033 | 2.3319 | 2.6315 | 2.925
| Int Ltg Dsgn_Com, E - IntL [No Heat] | E | Yes | Small Office | Interior Lighting | NC | 4.3657 | 8.6083 | 12.7812 | 16.8869 | 20.7472 | 24.5302 | 28.2839 | 31.94 | 35.5933 | 39.2791
| Int Ltg Dsgn_Com, E - IntL [Electric Heat] | E | Yes | Small Office | Interior Lighting | NC | 1.9964 | 3.9365 | 5.8448 | 7.7223 | 9.4876 | 11.2176 | 12.9341 | 14.6061 | 16.2767 | 17.9622
| Int Ltg Dsgn_Com, E/G - IntL | E | Yes | Small Office | Interior Lighting | NC | 13.0028 | 25.639 | 38.0674 | 50.2959 | 61.7933 | 73.0608 | 84.2407 | 95.1301 | 106.0111 | 116.9887
| Int Ltg Dsgn_Com, E/O - IntL | E | Yes | Small Office | Interior Lighting | NC | 1.2326 | 2.4305 | 3.6086 | 4.7678 | 5.8578 | 6.9259 | 7.9857 | 9.018 | 10.0494 | 11.0901
| Int Ltg Dsgn_Com, E/P - IntL | E | Yes | Small Office | Interior Lighting | NC | 0.51954 | 1.0244 | 1.521 | 2.0096 | 2.469 | 2.9192 | 3.3659 | 3.801 | 4.2358 | 4.6744
| Room Air Conditioner_Com, E - Cool | E | Yes | Large Office | Cooling | NC | 0 | 0 | 0 | 0 | 0 | 0 | 0 | 0 | 0 | 0
| Room Air Conditioner_Com, E - Cool | E | Yes | Large Office | Cooling | RET | 0 | 0 | 0 | 0 | 0 | 0 | 0 | 0 | 0 | 0
| Room Air Conditioner_Com, E - Cool | E | Yes | Large Office | Cooling | REPL | 0 | 0 | 0 | 0 | 0 | 0 | 0 | 0 | 0 | 0
| Chiller Systems_Com, E - Cool | E | Yes | Large Office | Cooling | NC | 1908.655 | 3763.4948 | 5587.8469 | 7382.8378 | 9070.5221 | 10724.4515 | 12365.536 | 13963.9708 | 15561.1726 | 17172.5529
| Chiller Systems_Com, E - Cool | E | Yes | Large Office | Cooling | RET | 8721.1035 | 16823.4887 | 24901.6965 | 32949.6652 | 40901.5721 | 48786.6648 | 56322.4338 | 63724.2502 | 64183.4125 | 64777.4847
| Chiller Systems_Com, E - Cool | E | Yes | Large Office | Cooling | REPL | 9796.0669 | 17282.8756 | 23999.0268 | 29896.398 | 34889.5614 | 38962.5649 | 41964.563 | 43985.9219 | 44999.3584 | 44999.3584
| Chiller Tuneup_Com, E - Cool | E | Yes | Large Office | Cooling | RET | 1642.267 | 3211.1795 | 4819.655 | 6467.4349 | 8141.598 | 8206.3833 | 8315.0426 | 8400.9261 | 8452.1273 | 8441.5964
| Computer Room Air Conditioner_Com, E - Cool | E | Yes | Large Office | Cooling | NC | 159.6525 | 314.8035 | 467.4043 | 617.5491 | 758.7182 | 897.0637 | 1034.3348 | 1168.0384 | 1301.6389 | 1436.4253
| Computer Room Air Conditioner_Com, E - Cool | E | Yes | Large Office | Cooling | REPL | 819.4075 | 1602.2149 | 2404.7622 | 3226.9204 | 4062.2424 | 4913.9745 | 5750.9974 | 6596.3962 | 7444.1012 | 8274.1689
| Mini Split Ductless AC_Com, E - Cool | E | Yes | Large Office | Cooling | NC | 0 | 0 | 0 | 0 | 0 | 0 | 0 | 0 | 0 | 0
| Mini Split Ductless AC_Com, E - Cool | E | Yes | Large Office | Cooling | RET | 0 | 0 | 0 | 0 | 0 | 0 | 0 | 0 | 0 | 0
| Mini Split Ductless AC_Com, E - Cool | E | Yes | Large Office | Cooling | REPL | 0 | 0 | 0 | 0 | 0 | 0 | 0 | 0 | 0 | 0
| Eff Unitary AC_Com, E - Cool | E | Yes | Large Office | Cooling | NC | 69.2925 | 136.6313 | 202.8633 | 268.0293 | 329.2996 | 389.3444 | 448.923 | 506.9532 | 564.9386 | 623.4387
| Eff Unitary AC_Com, E - Cool | E | No | Large Office | Cooling | RET | 551.0681 | 1053.0495 | 1543.7661 | 2023.1052 | 2487.4801 | 2938.9671 | 3362.032 | 3797.9255 | 4243.2261 | 4686.9348
| Eff Unitary AC_Com, E - Cool | E | Yes | Large Office | Cooling | REPL | 474.1867 | 872.8324 | 1253.6648 | 1615.2565 | 1953.634 | 2269.0854 | 2550.0262 | 2828.9125 | 3103.6808 | 3367.9547
| PTAC_Com, E - Cool | E | Yes | Large Office | Cooling | NC | 0 | 0 | 0 | 0 | 0 | 0 | 0 | 0 | 0 | 0
| PTAC_Com, E - Cool | E | Yes | Large Office | Cooling | RET | 0 | 0 | 0 | 0 | 0 | 0 | 0 | 0 | 0 | 0
| PTAC_Com, E - Cool | E | Yes | Large Office | Cooling | REPL | 0 | 0 | 0 | 0 | 0 | 0 | 0 | 0 | 0 | 0
| Unitary Equipment Economizer_Com, E - Cool | E | No | Large Office | Cooling | RET | 542.037 | 1059.8632 | 1590.7472 | 2134.6038 | 2687.1683 | 3250.588 | 3804.2775 | 4363.5078 | 4924.2636 | 5473.3523
| AC Tuneup_Com, E - Cool [ASHP] | E | Yes | Large Office | Cooling | RET | 38.8109 | 75.8883 | 113.9006 | 152.8418 | 192.4066 | 193.9376 | 196.5055 | 198.5351 | 199.7451 | 199.4963
| AC Tuneup_Com, E - Heat [ASHP] | E | Yes | Large Office | Space Heating | RET | 93.0047 | 181.8552 | 272.9463 | 366.2632 | 461.0742 | 464.7431 | 470.8967 | 475.7605 | 478.6601 | 478.0637
| AC Tuneup_Com, E - Cool [Unitary AC] | E | Yes | Large Office | Cooling | RET | 184.5938 | 360.9424 | 541.738 | 726.9514 | 915.1304 | 922.4123 | 934.6258 | 944.2793 | 950.0344 | 948.8507
| DCV_Com, E - Cool [Building w Elec Heat] | E | Yes | Large Office | Cooling | RET | 955.2831 | 1867.897 | 2803.524 | 3762.0139 | 4735.8505 | 5728.8182 | 6704.6376 | 7690.2219 | 8678.4948 | 9646.2057
| DCV_Com, E - Heat [Building w Elec Heat] | E | Yes | Large Office | Space Heating | RET | 370.1975 | 723.8596 | 1086.4399 | 1457.8801 | 1835.2676 | 2220.0689 | 2598.2248 | 2980.1649 | 3363.1468 | 3738.1605
| DCV_Com, E - Vent [Building w Elec Heat] | E | Yes | Large Office | Ventilation | RET | 3030.1063 | 5924.8683 | 8892.6268 | 11932.905 | 15021.8621 | 18171.502 | 21266.7486 | 24392.9686 | 27527.717 | 30597.2438
| DCV_Com, E - Cool [Building w Gas Heat] | E | Yes | Large Office | Cooling | RET | 1950.7148 | 3814.298 | 5724.8747 | 7682.138 | 9670.7396 | 11698.4076 | 13691.0583 | 15703.6489 | 17721.73 | 19697.8229
| DCV_Com, E - Vent [Building w Gas Heat] | E | Yes | Large Office | Ventilation | RET | 6187.5621 | 12098.7474 | 18158.9935 | 24367.3269 | 30675.064 | 37106.7172 | 43427.2976 | 49811.1266 | 56212.3707 | 62480.4306
| DCV_Com, E - Cool [Building w Oil Heat] | E | Yes | Large Office | Cooling | RET | 524.852 | 1026.2607 | 1540.3133 | 2066.9272 | 2601.9728 | 3147.5296 | 3683.6647 | 4225.1647 | 4768.142 | 5299.8222
| DCV_Com, E - Vent [Building w Oil Heat] | E | Yes | Large Office | Ventilation | RET | 1664.8022 | 3255.2435 | 4885.7905 | 6556.1813 | 8253.3174 | 9983.7938 | 11684.3854 | 13401.9944 | 15124.2891 | 16810.7497
| DCV_Com, E - Cool [Building w Propane Heat] | E | Yes | Large Office | Cooling | RET | 158.1731 | 309.2812 | 464.1998 | 622.9039 | 784.1491 | 948.5619 | 1110.1354 | 1273.3257 | 1436.9613 | 1597.1922
| DCV_Com, E - Vent [Building w Propane Heat] | E | Yes | Large Office | Ventilation | RET | 501.7167 | 981.0234 | 1472.4166 | 1975.8175 | 2487.2785 | 3008.7872 | 3521.2896 | 4038.9205 | 4557.9635 | 5066.2073
| Controls for Unitary AC_Com, E - Cool | E | No | Large Office | Cooling | RET | 573.1337 | 1120.6675 | 1682.0083 | 2257.0659 | 2841.331 | 3437.0741 | 4022.5288 | 4613.842 | 5206.7684 | 5787.3583
| Optimized Unitary AC Sys_Com, E - Cool [Building w Elec Heat] | E | No | Large Office | Cooling | NC | 50.5487 | 99.6722 | 147.9882 | 195.5267 | 240.2232 | 284.0258 | 327.4882 | 369.821 | 412.1212 | 454.797
| Optimized Unitary AC Sys_Com, E - Heat [Building w Elec Heat] | E | No | Large Office | Space Heating | NC | 140.195 | 276.4371 | 410.4398 | 542.2859 | 666.2501 | 787.7349 | 908.2762 | 1025.6849 | 1143.0029 | 1261.3624
| Optimized Unitary AC Sys_Com, E - Cool [Building w Gas Heat] | E | Yes | Large Office | Cooling | NC | 103.2219 | 203.5334 | 302.1961 | 399.271 | 490.5425 | 579.9886 | 668.7401 | 755.185 | 841.5632 | 928.7082
| Optimized Unitary AC Sys_Com, E - Cool [Building w Oil Heat] | E | Yes | Large Office | Cooling | NC | 27.7725 | 54.7619 | 81.3078 | 107.4263 | 131.9835 | 156.0496 | 179.9287 | 203.1872 | 226.4278 | 249.8747
| Optimized Unitary AC Sys_Com, E - Cool [Building w Propane Heat] | E | Yes | Large Office | Cooling | NC | 8.3697 | 16.5034 | 24.5035 | 32.3748 | 39.7755 | 47.0282 | 54.2246 | 61.2339 | 68.2379 | 75.304
| Optimized Chiller Sys_Com, E - Cool | E | No | Large Office | Cooling | NC | 752.8882 | 1484.5485 | 2204.1826 | 2912.2349 | 3577.959 | 4230.3681 | 4877.7105 | 5508.2292 | 6138.2616 | 6773.8868
| Cool Roof_Com, E - Cool [Building w Elec Heat] | E | No | Large Office | Cooling | NC | 74.9186 | 147.7249 | 219.3345 | 289.7916 | 356.0366 | 420.9568 | 485.3727 | 548.1146 | 610.808 | 674.058
| Cool Roof_Com, E - Cool [Building w Elec Heat] | E | No | Large Office | Cooling | RET | 392.2061 | 766.8937 | 1151.0297 | 1544.5524 | 1944.376 | 2352.0541 | 2752.6917 | 3157.3384 | 3563.089 | 3960.3975
| Cool Roof_Com, E - Heat [Building w Elec Heat] | E | No | Large Office | Space Heating | NC | -17.9944 | -35.4815 | -52.6811 | -69.6039 | -85.515 | -101.1079 | -116.5798 | -131.6495 | -146.7076 | -161.8993
| Cool Roof_Com, E - Heat [Building w Elec Heat] | E | No | Large Office | Space Heating | RET | -94.2024 | -184.1972 | -276.4613 | -370.98 | -467.012 | -564.9306 | -661.1582 | -758.3487 | -855.8043 | -951.2323
| Cool Roof_Com, E - Cool [Building w Gas Heat] | E | No | Large Office | Cooling | NC | 152.986 | 301.6584 | 447.8872 | 591.7625 | 727.0368 | 859.6056 | 991.1447 | 1119.2653 | 1247.2871 | 1376.4454
| Cool Roof_Com, E - Cool [Building w Gas Heat] | E | No | Large Office | Cooling | RET | 800.8959 | 1566.0185 | 2350.435 | 3154.0194 | 3970.4703 | 4802.9604 | 5621.0737 | 6447.3736 | 7275.9277 | 8087.2429
| Cool Roof_Com, E - Cool [Building w Oil Heat] | E | No | Large Office | Cooling | NC | 41.1618 | 81.1631 | 120.5068 | 159.2174 | 195.6138 | 231.2822 | 266.6737 | 301.1453 | 335.5904 | 370.3412
| Cool Roof_Com, E - Cool [Building w Oil Heat] | E | No | Large Office | Cooling | RET | 215.486 | 421.347 | 632.3992 | 848.6086 | 1068.2798 | 1292.2665 | 1512.3849 | 1734.7061 | 1957.6337 | 2175.9232
| Cool Roof_Com, E - Cool [Building w Propane Heat] | E | No | Large Office | Cooling | NC | 12.4048 | 24.4599 | 36.3168 | 47.9829 | 58.9516 | 69.7009 | 80.3667 | 90.7553 | 101.1359 | 111.6087
| Cool Roof_Com, E - Cool [Building w Propane Heat] | E | No | Large Office | Cooling | RET | 64.9404 | 126.9801 | 190.5843 | 255.7427 | 321.9444 | 389.4466 | 455.7831 | 522.7834 | 589.9665 | 655.7517
| GSHP_Com, E - Cool | E | Yes | Large Office | Cooling | RET | 147.5875 | 274.5537 | 391.7699 | 499.9024 | 598.8347 | 689.6735 | 770.0611 | 843.1745 | 909.1928 | 967.4053
| GSHP_Com, E - Cool | E | Yes | Large Office | Cooling | REPL | 59.3316 | 104.6769 | 145.3544 | 181.0729 | 211.3149 | 235.9838 | 254.1659 | 266.4087 | 272.5467 | 272.5467
| GSHP_Com, E - Heat | E | Yes | Large Office | Space Heating | RET | 460.3964 | 856.4653 | 1222.119 | 1559.4363 | 1868.054 | 2151.4239 | 2402.1916 | 2630.2676 | 2836.2104 | 3017.8033
| GSHP_Com, E - Heat | E | Yes | Large Office | Space Heating | REPL | 185.084 | 326.5375 | 453.4305 | 564.8537 | 659.1931 | 736.1472 | 792.866 | 831.057 | 850.2046 | 850.2046
| Unitary HP_Com, E - Cool | E | Yes | Large Office | Cooling | NC | 16.0433 | 31.6342 | 46.9689 | 62.0567 | 76.2426 | 90.1448 | 103.939 | 117.3747 | 130.8 | 144.3445
| Unitary HP_Com, E - Cool | E | No | Large Office | Cooling | RET | 79.2809 | 151.3743 | 221.7274 | 290.3301 | 356.6756 | 421.0677 | 481.3015 | 548.6353 | 622.3544 | 700.3198
| Unitary HP_Com, E - Cool | E | Yes | Large Office | Cooling | REPL | 109.7883 | 193.6958 | 268.9663 | 335.0604 | 391.0207 | 436.6684 | 470.3129 | 506.0205 | 543.5565 | 582.0065
| Unitary HP_Com, E - Heat | E | Yes | Large Office | Space Heating | NC | 16.3677 | 32.2739 | 47.9186 | 63.3116 | 77.7843 | 91.9676 | 106.0407 | 119.7481 | 133.4449 | 147.2633
| Unitary HP_Com, E - Heat | E | No | Large Office | Space Heating | RET | 80.884 | 154.4352 | 226.211 | 296.2008 | 363.8879 | 429.5821 | 491.0338 | 559.7293 | 634.939 | 714.4809
| Unitary HP_Com, E - Heat | E | Yes | Large Office | Space Heating | REPL | 112.0083 | 197.6125 | 274.405 | 341.8356 | 398.9275 | 445.4982 | 479.8231 | 516.2527 | 554.5477 | 593.7752
| PTHP_Com, E - Cool | E | Yes | Large Office | Cooling | NC | 0 | 0 | 0 | 0 | 0 | 0 | 0 | 0 | 0 | 0
| PTHP_Com, E - Cool | E | Yes | Large Office | Cooling | RET | 0 | 0 | 0 | 0 | 0 | 0 | 0 | 0 | 0 | 0
| PTHP_Com, E - Cool | E | Yes | Large Office | Cooling | REPL | 0 | 0 | 0 | 0 | 0 | 0 | 0 | 0 | 0 | 0
| PTHP_Com, E - Heat | E | Yes | Large Office | Space Heating | NC | 0 | 0 | 0 | 0 | 0 | 0 | 0 | 0 | 0 | 0
| PTHP_Com, E - Heat | E | Yes | Large Office | Space Heating | RET | 0 | 0 | 0 | 0 | 0 | 0 | 0 | 0 | 0 | 0
| PTHP_Com, E - Heat | E | Yes | Large Office | Space Heating | REPL | 0 | 0 | 0 | 0 | 0 | 0 | 0 | 0 | 0 | 0
| Minisplit Ductless HP_Com, E - Cool | E | Yes | Large Office | Cooling | RET | 275.1114 | 514.0616 | 736.7856 | 944.2271 | 1135.8459 | 1313.4819 | 1459.1427 | 1599.3291 | 1732.6961 | 1856.6692
| Minisplit Ductless HP_Com, E - Cool | E | Yes | Large Office | Cooling | REPL | 196.8416 | 347.2812 | 482.2352 | 600.7366 | 701.069 | 782.9117 | 843.2337 | 887.9881 | 916.6492 | 928.836
| Minisplit Ductless HP_Com, E - Heat | E | Yes | Large Office | Space Heating | RET | 4257.3366 | 7955.0809 | 11401.7254 | 14611.874 | 17577.1667 | 20326.0766 | 22782.1355 | 25126.9313 | 27354.2856 | 29425.0503
| Minisplit Ductless HP_Com, E - Heat | E | Yes | Large Office | Space Heating | REPL | 3124.6789 | 5512.7672 | 7655.0367 | 9536.1377 | 11128.821 | 12427.9983 | 13385.5541 | 14095.9883 | 14550.9567 | 14744.4108
| Programmable TStat_Com, E - Cool [Building w Elec Heat] | E | Yes | Large Office | Cooling | NC | 0 | 0 | 0 | 0 | 0 | 0 | 0 | 0 | 0 | 0
| Programmable TStat_Com, E - Heat [Building w Elec Heat] | E | Yes | Large Office | Space Heating | NC | 0 | 0 | 0 | 0 | 0 | 0 | 0 | 0 | 0 | 0
| Programmable TStat_Com, E - Cool [Building w Gas Heat] | E | Yes | Large Office | Cooling | NC | 0 | 0 | 0 | 0 | 0 | 0 | 0 | 0 | 0 | 0
| Programmable TStat_Com, E - Cool [Building w Gas Heat] | E | Yes | Large Office | Cooling | RET | 0 | 0 | 0 | 0 | 0 | 0 | 0 | 0 | 0 | 0
| Programmable TStat_Com, E - Cool [Building w Propane Heat] | E | Yes | Large Office | Cooling | NC | 0 | 0 | 0 | 0 | 0 | 0 | 0 | 0 | 0 | 0
| Programmable TStat_Com, E - Cool [Building w Propane Heat] | E | Yes | Large Office | Cooling | RET | 0 | 0 | 0 | 0 | 0 | 0 | 0 | 0 | 0 | 0
| Programmable TStat_Com, E - Cool [Building w Oil Heat] | E | Yes | Large Office | Cooling | NC | 0 | 0 | 0 | 0 | 0 | 0 | 0 | 0 | 0 | 0
| Programmable TStat_Com, E - Cool [Building w Oil Heat] | E | Yes | Large Office | Cooling | RET | 0 | 0 | 0 | 0 | 0 | 0 | 0 | 0 | 0 | 0
| Smart TStat_Com, E - Cool [Building w Elec Heat] | E | Yes | Large Office | Cooling | NC | 30.3618 | 59.8674 | 88.8882 | 117.4418 | 144.2885 | 170.5982 | 196.7036 | 222.1306 | 247.5379 | 273.1708
| Smart TStat_Com, E - Cool [Building w Elec Heat] | E | Yes | Large Office | Cooling | RET | 111.7647 | 218.5372 | 328.0022 | 440.1421 | 554.0775 | 670.2511 | 784.4185 | 899.7283 | 1015.3527 | 1128.5713
| Smart TStat_Com, E - Heat [Building w Elec Heat] | E | Yes | Large Office | Space Heating | NC | 15.961 | 31.4721 | 46.7281 | 61.7387 | 75.8519 | 89.6828 | 103.4063 | 116.7731 | 130.1296 | 143.6047
| Smart TStat_Com, E - Heat [Building w Elec Heat] | E | Yes | Large Office | Space Heating | RET | 58.7542 | 114.8841 | 172.4294 | 231.3808 | 291.2762 | 352.3482 | 412.3655 | 472.9834 | 533.7666 | 593.2852
| Smart TStat_Com, E - Cool [Building w Gas Heat] | E | Yes | Large Office | Cooling | NC | 61.9996 | 122.251 | 181.5121 | 239.8195 | 294.6411 | 348.3663 | 401.6743 | 453.5968 | 505.4793 | 557.8224
| Smart TStat_Com, E - Cool [Building w Gas Heat] | E | Yes | Large Office | Cooling | RET | 228.2266 | 446.2591 | 669.7897 | 898.7825 | 1131.4417 | 1368.6716 | 1601.8045 | 1837.2704 | 2073.3786 | 2304.5744
| Smart TStat_Com, E - Cool [Building w Propane Heat] | E | Yes | Large Office | Cooling | NC | 16.6814 | 32.8924 | 48.837 | 64.5249 | 79.275 | 93.7301 | 108.073 | 122.0431 | 136.0024 | 150.0856
| Smart TStat_Com, E - Cool [Building w Propane Heat] | E | Yes | Large Office | Cooling | RET | 61.4058 | 120.0688 | 180.2111 | 241.823 | 304.4215 | 368.2496 | 430.9755 | 494.3291 | 557.8555 | 620.0601
| Smart TStat_Com, E - Cool [Building w Oil Heat] | E | Yes | Large Office | Cooling | NC | 5.0272 | 9.9127 | 14.7179 | 19.4457 | 23.8909 | 28.2472 | 32.5696 | 36.7798 | 40.9866 | 45.2309
| Smart TStat_Com, E - Cool [Building w Oil Heat] | E | Yes | Large Office | Cooling | RET | 18.5057 | 36.1848 | 54.3097 | 72.8775 | 91.7426 | 110.9783 | 129.8818 | 148.9745 | 168.1193 | 186.8657
| Windows_Com, E - Cool [Building w Elec Heat] | E | No | Large Office | Cooling | NC | 153.8611 | 303.3841 | 450.4493 | 595.1477 | 731.1959 | 864.523 | 996.8146 | 1125.6682 | 1254.4223 | 1384.3194
| Windows_Com, E - Heat [Building w Elec Heat] | E | No | Large Office | Space Heating | NC | 80.2828 | 158.3019 | 235.0387 | 310.5404 | 381.5286 | 451.097 | 520.1251 | 587.3592 | 654.5415 | 722.3201
| Windows_Com, E - Cool [Building w Gas Heat] | E | No | Large Office | Cooling | NC | 314.1887 | 619.5188 | 919.8302 | 1215.3084 | 1493.1225 | 1765.3802 | 2035.5234 | 2298.646 | 2561.5656 | 2826.8191
| Windows_Com, E - Cool [Building w Oil Heat] | E | No | Large Office | Cooling | NC | 84.5344 | 166.6854 | 247.4861 | 326.9863 | 401.7339 | 474.9866 | 547.6703 | 618.465 | 689.2052 | 760.5733
| Windows_Com, E - Cool [Building w Propane Heat] | E | No | Large Office | Cooling | NC | 25.4759 | 50.2335 | 74.5842 | 98.5429 | 121.0694 | 143.1453 | 165.0498 | 186.385 | 207.7038 | 229.2118
| Window Film_Com, E - Cool [Building w Elec Heat] | E | No | Large Office | Cooling | RET | 0 | 0 | 0 | 0 | 0 | 0 | 0 | 0 | 0 | 0
| Window Film_Com, E - Heat [Building w Elec Heat] | E | No | Large Office | Space Heating | RET | 0 | 0 | 0 | 0 | 0 | 0 | 0 | 0 | 0 | 0
| Window Film_Com, E - Cool [Building w Gas Heat] | E | No | Large Office | Cooling | RET | 0 | 0 | 0 | 0 | 0 | 0 | 0 | 0 | 0 | 0
| Window Film_Com, E - Cool [Building w Oil Heat] | E | No | Large Office | Cooling | RET | 0 | 0 | 0 | 0 | 0 | 0 | 0 | 0 | 0 | 0
| Window Film_Com, E - Cool [Building w Propane Heat] | E | No | Large Office | Cooling | RET | 0 | 0 | 0 | 0 | 0 | 0 | 0 | 0 | 0 | 0
| Motors and Fans_Com, E - Vent | E | Yes | Large Office | Ventilation | NC | 149.2654 | 294.3221 | 436.9946 | 577.3709 | 709.3553 | 838.7 | 967.0402 | 1092.0449 | 1216.9532 | 1342.9704
| Motors and Fans_Com, E - Vent | E | Yes | Large Office | Ventilation | RET | 1516.8705 | 2822.525 | 4028.5846 | 5141.7978 | 6160.8623 | 6074.5313 | 6023.3314 | 5968.1546 | 5905.8901 | 5829.4779
| Motors and Fans_Com, E - Vent | E | Yes | Large Office | Ventilation | REPL | 1021.4616 | 1802.1308 | 2502.4415 | 3117.3759 | 3638.0261 | 4062.7289 | 4375.7551 | 4588.8694 | 4699.2397 | 4706.138
| ECM Furnace Motors_Com, E - Vent | E | Yes | Large Office | Ventilation | RET | 2804.6151 | 5483.9577 | 8230.8647 | 11044.8947 | 13903.981 | 16819.2344 | 19684.1422 | 22577.7185 | 25479.1884 | 28320.2904
| VFD on HVAC System_Com, E - Vent | E | Yes | Large Office | Ventilation | RET | 19851.476 | 38816.2554 | 58259.2651 | 78177.3811 | 98414.413 | 119049.0031 | 139327.2398 | 159808.3962 | 180345.4253 | 200455.1612
| Kitchen DCV_Com, E - Vent [Building w Elec Heat] | E | Yes | Large Office | Ventilation | NC | 20.983 | 41.3745 | 61.4307 | 81.1642 | 99.718 | 117.9007 | 135.9421 | 153.5147 | 171.0738 | 188.7887
| Kitchen DCV_Com, E - Vent [Building w Elec Heat] | E | Yes | Large Office | Ventilation | RET | 200.3115 | 373.8789 | 535.2743 | 685.2369 | 823.4309 | 951.2352 | 1065.1518 | 1172.7228 | 1273.7795 | 1366.6873
| Kitchen DCV_Com, E - Vent [Building w Elec Heat] | E | Yes | Large Office | Ventilation | REPL | 143.5925 | 253.3354 | 351.7819 | 438.2266 | 511.4173 | 571.1201 | 615.1239 | 647.0579 | 666.5346 | 673.3227
| Kitchen DCV_Com, E - Heat [Building w Elec Heat] | E | Yes | Large Office | Space Heating | NC | 6.6122 | 13.038 | 19.3582 | 25.5766 | 31.4233 | 37.1531 | 42.8383 | 48.3758 | 53.9091 | 59.4914
| Kitchen DCV_Com, E - Heat [Building w Elec Heat] | E | Yes | Large Office | Space Heating | RET | 63.1225 | 117.8174 | 168.6766 | 215.9331 | 259.481 | 299.7549 | 335.6525 | 369.5505 | 401.3957 | 430.673
| Kitchen DCV_Com, E - Heat [Building w Elec Heat] | E | Yes | Large Office | Space Heating | REPL | 45.2491 | 79.8315 | 110.8542 | 138.0948 | 161.1587 | 179.9724 | 193.839 | 203.902 | 210.0396 | 212.1787
| Kitchen DCV_Com, E - Vent [Building w Gas Heat] | E | Yes | Large Office | Ventilation | NC | 42.848 | 84.4878 | 125.4433 | 165.7396 | 203.6269 | 240.7565 | 277.5977 | 313.4814 | 349.3375 | 385.5119
| Kitchen DCV_Com, E - Vent [Building w Gas Heat] | E | Yes | Large Office | Ventilation | RET | 409.0417 | 763.4712 | 1093.0451 | 1399.2731 | 1681.469 | 1942.4489 | 2175.0698 | 2394.7329 | 2601.0935 | 2790.8139
| Kitchen DCV_Com, E - Vent [Building w Gas Heat] | E | Yes | Large Office | Ventilation | REPL | 293.2198 | 517.318 | 718.3486 | 894.8711 | 1044.3285 | 1166.2433 | 1256.1003 | 1321.3103 | 1361.0823 | 1374.9439
| Kitchen DCV_Com, E - Vent [Building w Oil Heat] | E | Yes | Large Office | Ventilation | NC | 11.5285 | 22.732 | 33.7513 | 44.5933 | 54.7871 | 64.777 | 74.6894 | 84.3441 | 93.9914 | 103.7244
| Kitchen DCV_Com, E - Vent [Building w Oil Heat] | E | Yes | Large Office | Ventilation | RET | 110.0552 | 205.4167 | 294.0906 | 376.4832 | 452.4097 | 522.628 | 585.2161 | 644.3178 | 699.8404 | 750.8859
| Kitchen DCV_Com, E - Vent [Building w Oil Heat] | E | Yes | Large Office | Ventilation | REPL | 78.8926 | 139.1876 | 193.2762 | 240.7707 | 280.9831 | 313.785 | 337.9616 | 355.5068 | 366.2077 | 369.9372
| Kitchen DCV_Com, E - Vent [Building w Oil Heat] | E | Yes | Large Office | Ventilation | NC | 11.5285 | 22.732 | 33.7513 | 44.5933 | 54.7871 | 64.777 | 74.6894 | 84.3441 | 93.9914 | 103.7244
| Kitchen DCV_Com, E - Vent [Building w Oil Heat] | E | Yes | Large Office | Ventilation | RET | 110.0552 | 205.4167 | 294.0906 | 376.4832 | 452.4097 | 522.628 | 585.2161 | 644.3178 | 699.8404 | 750.8859
| Kitchen DCV_Com, E - Vent [Building w Oil Heat] | E | Yes | Large Office | Ventilation | REPL | 78.8926 | 139.1876 | 193.2762 | 240.7707 | 280.9831 | 313.785 | 337.9616 | 355.5068 | 366.2077 | 369.9372
| Duct Sealing Regulated_Com, E - Vent [Building w Elec Heat] | E | Yes | Large Office | Ventilation | RET | 2041.706 | 3992.2161 | 5991.9118 | 8040.4717 | 10121.8318 | 12244.0804 | 14329.6784 | 16436.1465 | 18548.361 | 20616.6289
| Duct Sealing Regulated_Com, E - Heat [Building w Elec Heat] | E | Yes | Large Office | Space Heating | RET | 312.161 | 610.3789 | 916.1168 | 1229.3257 | 1547.5496 | 1872.0249 | 2190.8966 | 2512.9593 | 2835.9005 | 3152.1226
| Duct Sealing Regulated_Com, E - Cool [Building w Elec Heat] | E | Yes | Large Office | Cooling | RET | 136.0604 | 266.0435 | 399.3043 | 535.8215 | 674.5244 | 815.9522 | 954.9376 | 1095.3138 | 1236.073 | 1373.9035
| Duct Sealing Regulated_Com, E - Vent [Building w Gas Heat] | E | Yes | Large Office | Ventilation | RET | 4169.221 | 8152.2174 | 12235.6521 | 16418.8689 | 20669.0647 | 25002.7559 | 29261.6055 | 33563.0725 | 37876.2739 | 42099.7348
| Duct Sealing Regulated_Com, E - Cool [Building w Gas Heat] | E | Yes | Large Office | Cooling | RET | 277.8392 | 543.2683 | 815.3906 | 1094.1624 | 1377.3978 | 1666.1974 | 1950.0095 | 2236.6616 | 2524.0957 | 2805.5495
| Duct Sealing Non Regulated_Com, E - Vent [Building w Oil Heat] | E | Yes | Large Office | Ventilation | RET | 1121.7549 | 2193.405 | 3292.0785 | 4417.5991 | 5561.1408 | 6727.1475 | 7873.0176 | 9030.3541 | 10190.8478 | 11327.1964
| Duct Sealing Non Regulated_Com, E - Cool [Building w Oil Heat] | E | Yes | Large Office | Cooling | RET | 74.7544 | 146.1697 | 219.3859 | 294.3912 | 370.5975 | 448.3008 | 524.6622 | 601.7878 | 679.1237 | 754.8506
| Duct Sealing Non Regulated_Com, E - Vent [Building w Propane Heat] | E | Yes | Large Office | Ventilation | RET | 338.0601 | 661.0201 | 992.1242 | 1331.3191 | 1675.945 | 2027.3411 | 2372.6687 | 2721.4518 | 3071.1865 | 3413.6446
| Duct Sealing Non Regulated_Com, E - Cool [Building w Propane Heat] | E | Yes | Large Office | Cooling | RET | 22.5285 | 44.0507 | 66.1157 | 88.7198 | 111.6859 | 135.1031 | 158.1159 | 181.359 | 204.6656 | 227.4872
| Power Strip_Com, E - Plug [Tier 1] | E | Yes | Large Office | Plug Loads | NC | 0 | 0 | 0 | 0 | 0 | 0 | 0 | 0 | 0 | 0
| Power Strip_Com, E - Plug [Tier 1] | E | Yes | Large Office | Plug Loads | RET | 0 | 0 | 0 | 0 | 0 | 0 | 0 | 0 | 0 | 0
| Power Strip_Com, E - Plug [Tier 1] | E | Yes | Large Office | Plug Loads | REPL | 0 | 0 | 0 | 0 | 0 | 0 | 0 | 0 | 0 | 0
| Power Strip_Com, E - Plug [Tier 2] | E | No | Large Office | Plug Loads | NC | 1419.1025 | 2798.1929 | 4154.6154 | 5489.2076 | 6744.0163 | 7973.7279 | 9193.8893 | 10382.3403 | 10162.7673 | 10006.0788
| Power Strip_Com, E - Plug [Tier 2] | E | No | Large Office | Plug Loads | RET | 13954.0929 | 26001.3364 | 37163.1433 | 47496.7137 | 57204.9759 | 66375.2967 | 74740.1189 | 82597.9734 | 78767.8761 | 78620.3554
| Power Strip_Com, E - Plug [Tier 2] | E | No | Large Office | Plug Loads | REPL | 18208.6639 | 32124.9409 | 44608.7409 | 55570.6148 | 65139.0386 | 73295.6482 | 79739.2361 | 84659.4122 | 73419.6879 | 68320.3493
| Computer Power Management_Com, E - Plug | E | Yes | Large Office | Plug Loads | RET | 11175.5819 | 21851.9893 | 32797.6211 | 44010.7187 | 55403.353 | 55844.2147 | 56583.6383 | 57168.0731 | 57516.4962 | 57444.8338
| Vending Machine Controls_Com, E - Plug [Non-Refrigerated] | E | No | Large Office | Plug Loads | RET | 496.5341 | 970.8898 | 1457.2071 | 1955.4081 | 2461.5859 | 2481.1735 | 2514.0263 | 2539.9929 | 2555.4734 | 2552.2894
| Vending Machine Controls_Com, E - Plug [Refrigerated] | E | Yes | Large Office | Plug Loads | RET | 1489.6023 | 2912.6693 | 4371.6214 | 5866.2242 | 7384.7576 | 7443.5205 | 7542.0788 | 7619.9786 | 7666.4202 | 7656.8683
| ES Refrigerator and Freezer_Com, E - Refr | E | Yes | Large Office | Refrigeration | NC | 212.5804 | 419.1671 | 622.3581 | 822.279 | 1010.2483 | 1194.4582 | 1377.2374 | 1555.2664 | 1733.1581 | 1912.629
| ES Refrigerator and Freezer_Com, E - Refr | E | Yes | Large Office | Refrigeration | REPL | 1818.429 | 3555.6352 | 5336.648 | 7161.1813 | 9014.928 | 10905.0918 | 12762.6129 | 14638.7217 | 16519.9485 | 18362.0347
| Anti Sweat Heat Control_Com, E - Refr | E | Yes | Large Office | Refrigeration | NC | 16.841 | 33.2072 | 49.3044 | 65.1424 | 80.0337 | 94.6272 | 109.1073 | 123.2111 | 137.304 | 151.522
| Anti Sweat Heat Control_Com, E - Refr | E | Z | Large Office | Refrigeration | RET | 0 | 0 | 0 | 0 | 0 | 0 | 0 | 0 | 0 | 0
| Case Night Covers_Com, E - Refr | E | No | Large Office | Refrigeration | RET | 7.2649 | 14.2052 | 21.3206 | 28.6098 | 36.0158 | 36.3024 | 36.783 | 37.163 | 37.3894 | 37.3429
| Loading Dock Pit Seals_Com, E - Refr | E | No | Large Office | Refrigeration | NC | 10.1324 | 19.9791 | 29.6639 | 39.1929 | 48.1522 | 56.9323 | 65.6443 | 74.1298 | 82.6088 | 91.163
| Loading Dock Pit Seals_Com, E - Refr | E | No | Large Office | Refrigeration | RET | 104.0077 | 203.3698 | 305.2375 | 409.5943 | 515.6221 | 623.7328 | 729.9765 | 837.2833 | 944.8828 | 1050.2437
| ECM Comp Cond Fan Motor_Com, E - Refr | E | Yes | Large Office | Refrigeration | NC | 11.4004 | 22.4794 | 33.3763 | 44.0978 | 54.1784 | 64.0574 | 73.8596 | 83.4071 | 92.9472 | 102.572
| ECM Comp Cond Fan Motor_Com, E - Refr | E | Yes | Large Office | Refrigeration | RET | 263.6344 | 507.4813 | 749.5248 | 989.5951 | 1225.7503 | 1458.8849 | 1680.7053 | 1938.8348 | 2211.5735 | 2478.6377
| ECM Comp Cond Fan Motor_Com, E - Refr | E | Yes | Large Office | Refrigeration | REPL | 78.0161 | 137.6413 | 191.1289 | 238.0957 | 277.8614 | 310.2989 | 334.2069 | 362.502 | 395.0335 | 430.9607
| Evap Fan Motor Replacement_Com, E - Refr | E | Yes | Large Office | Refrigeration | NC | 8.4813 | 16.7234 | 24.8301 | 32.8062 | 40.3056 | 47.655 | 54.9473 | 62.05 | 69.1473 | 76.3076
| Evap Fan Motor Replacement_Com, E - Refr | E | Yes | Large Office | Refrigeration | RET | 136.8004 | 255.1904 | 365.1425 | 467.1802 | 561.0945 | 647.8414 | 725.0668 | 797.5697 | 865.2786 | 927.151
| Evap Fan Motor Replacement_Com, E - Refr | E | Yes | Large Office | Refrigeration | REPL | 58.0395 | 102.3972 | 142.1888 | 177.1294 | 206.7128 | 230.8445 | 248.6306 | 261.3897 | 268.9643 | 271.2707
| Evap Fan Speed Controls_Com, E - Refr | E | Yes | Large Office | Refrigeration | NC | 13.3006 | 26.2262 | 38.9393 | 51.4479 | 63.2086 | 74.7341 | 86.1702 | 97.309 | 108.4392 | 119.6682
| Evap Fan Speed Controls_Com, E - Refr | E | Z | Large Office | Refrigeration | RET | 0 | 0 | 0 | 0 | 0 | 0 | 0 | 0 | 0 | 0
| LowHeat NoHeat Doors_Com, E - Refr | E | Yes | Large Office | Refrigeration | NC | 7.871 | 15.5201 | 23.0435 | 30.4458 | 37.4055 | 44.2261 | 50.9937 | 57.5854 | 64.172 | 70.8171
| LowHeat NoHeat Doors_Com, E - Refr | E | Yes | Large Office | Refrigeration | RET | 72.7156 | 142.1833 | 213.4027 | 286.3624 | 360.4903 | 436.0745 | 510.3533 | 585.3755 | 660.6023 | 734.2639
| Refrigerated Vending Machine_Com, E - Refr | E | Yes | Large Office | Refrigeration | NC | 94.3651 | 186.0695 | 276.2665 | 365.012 | 448.4521 | 530.2234 | 611.3596 | 690.3871 | 769.3538 | 849.0214
| Refrigerated Vending Machine_Com, E - Refr | E | Yes | Large Office | Refrigeration | REPL | 691.8907 | 1352.877 | 2030.5312 | 2724.7445 | 3430.0731 | 4149.258 | 4856.0227 | 5569.8598 | 6285.6443 | 6986.5363
| Walk In Refrigeration_Com, E - Refr | E | Yes | Large Office | Refrigeration | NC | 9.4705 | 18.6741 | 27.7263 | 36.6329 | 45.007 | 53.2136 | 61.3565 | 69.2878 | 77.2129 | 85.2084
| Refrigeration Tune Up_Com, E - Refr | E | Yes | Large Office | Refrigeration | RET | 117.3294 | 229.4181 | 344.3333 | 462.0565 | 581.6646 | 703.6225 | 823.4742 | 827.1958 | 836.4884 | 840.429
| ES Ice Machine_Com, E - Refr | E | Yes | Large Office | Refrigeration | NC | 2.4439 | 4.8189 | 7.1548 | 9.4532 | 11.6141 | 13.7319 | 15.8331 | 17.8798 | 19.9249 | 21.9882
| ES Ice Machine_Com, E - Refr | E | Yes | Large Office | Refrigeration | REPL | 20.9052 | 40.8767 | 61.3518 | 82.3272 | 103.6384 | 125.3683 | 146.7229 | 168.2913 | 189.9184 | 211.0956
| Walk In Cooler Retroft_Com, E - Refr | E | Yes | Large Office | Refrigeration | RET | 18.2624 | 35.709 | 53.5956 | 71.9192 | 90.5363 | 109.5191 | 128.174 | 147.0156 | 165.9087 | 184.4086
| Door Gasket Replacement_Com, E - Refr | E | Z | Large Office | Refrigeration | RET | 0 | 0 | 0 | 0 | 0 | 0 | 0 | 0 | 0 | 0
| EnergyStar Dehumidifier_Com, E - Appl | E | Yes | Large Office | Appliances | NC | 11.0436 | 21.7757 | 32.3315 | 42.7174 | 52.4824 | 62.0521 | 71.5475 | 80.7961 | 90.0375 | 99.3611
| EnergyStar Dehumidifier_Com, E - Appl | E | Yes | Large Office | Appliances | REPL | 94.4674 | 184.7152 | 277.2388 | 372.0233 | 468.3254 | 566.5194 | 663.0176 | 760.4814 | 858.2112 | 953.9075
| Clothes Washer Elec WH_Com, E - Appl [unit w/ elec dry - Washer] | E | Yes | Large Office | Appliances | NC | 9.13 | 18.0025 | 26.7292 | 35.3154 | 43.3884 | 51.2999 | 59.1499 | 57.7432 | 56.6659 | 55.8831
| Clothes Washer Elec WH_Com, E - Appl [unit w/ elec dry - Washer] | E | Yes | Large Office | Appliances | REPL | 133.8828 | 261.7855 | 392.9135 | 527.2458 | 663.7289 | 802.8932 | 939.6541 | 943.9008 | 954.5044 | 959.001
| Clothes Washer Elec WH_Com, E - Appl [unit w/ elec dry - Dryer] | E | Yes | Large Office | Appliances | NC | 1.3013 | 2.5659 | 3.8098 | 5.0336 | 6.1842 | 7.3119 | 8.4308 | 8.2303 | 8.0767 | 7.9651
| Clothes Washer Elec WH_Com, E - Appl [unit w/ elec dry - Dryer] | E | Yes | Large Office | Appliances | REPL | 19.0826 | 37.3129 | 56.0028 | 75.1495 | 94.6027 | 114.4381 | 133.9309 | 134.5362 | 136.0476 | 136.6885
| Clothes Washer Elec WH_Com, E - HWat [unit w/ elec dry - Water Heater] | E | Yes | Large Office | Water Heating | NC | 1.2149 | 2.3955 | 3.5567 | 4.6992 | 5.7735 | 6.8262 | 7.8708 | 7.6836 | 7.5402 | 7.4361
| Clothes Washer Elec WH_Com, E - HWat [unit w/ elec dry - Water Heater] | E | Yes | Large Office | Water Heating | REPL | 17.815 | 34.8344 | 52.2828 | 70.1577 | 88.3187 | 106.8366 | 125.0346 | 125.5997 | 127.0106 | 127.609
| Clothes Washer Elec WH_Com, E - Appl [unit w/ gas dry - Washer] | E | Yes | Large Office | Appliances | NC | 2.2825 | 4.5006 | 6.6823 | 8.8289 | 10.8471 | 12.825 | 14.7875 | 14.4358 | 14.1665 | 13.9708
| Clothes Washer Elec WH_Com, E - Appl [unit w/ gas dry - Washer] | E | Yes | Large Office | Appliances | REPL | 33.4707 | 65.4464 | 98.2284 | 131.8114 | 165.9322 | 200.7233 | 234.9135 | 235.9752 | 238.6261 | 239.7503
| Clothes Washer Elec WH_Com, E - HWat [unit w/ gas dry - Water Heater] | E | Yes | Large Office | Water Heating | NC | 0.30372 | 0.59887 | 0.88918 | 1.1748 | 1.4434 | 1.7065 | 1.9677 | 1.9209 | 1.8851 | 1.859
| Clothes Washer Elec WH_Com, E - HWat [unit w/ gas dry - Water Heater] | E | Yes | Large Office | Water Heating | REPL | 4.4538 | 8.7086 | 13.0707 | 17.5394 | 22.0797 | 26.7091 | 31.2586 | 31.3999 | 31.7527 | 31.9022
| Clothes Washer Elec WH_Com, E - Appl [unit w/ propane dry - Washer] | E | Yes | Large Office | Appliances | NC | 0.913 | 1.8002 | 2.6729 | 3.5315 | 4.3388 | 5.13 | 5.915 | 5.7743 | 5.6666 | 5.5883
| Clothes Washer Elec WH_Com, E - Appl [unit w/ propane dry - Washer] | E | Yes | Large Office | Appliances | REPL | 13.3883 | 26.1786 | 39.2914 | 52.7246 | 66.3729 | 80.2893 | 93.9654 | 94.3901 | 95.4504 | 95.9001
| Clothes Washer Elec WH_Com, E - HWat [unit w/ propane dry - Water Heater] | E | Yes | Large Office | Water Heating | NC | 0.12149 | 0.23955 | 0.35567 | 0.46992 | 0.57735 | 0.68262 | 0.78708 | 0.76836 | 0.75402 | 0.74361
| Clothes Washer Elec WH_Com, E - HWat [unit w/ propane dry - Water Heater] | E | Yes | Large Office | Water Heating | REPL | 1.7815 | 3.4834 | 5.2283 | 7.0158 | 8.8319 | 10.6837 | 12.5035 | 12.56 | 12.7011 | 12.7609
| Clothes Washer Gas WH_Com, E - Appl [unit w/ elec dry - Washer] | E | Yes | Large Office | Appliances | NC | 4.565 | 9.0012 | 13.3646 | 17.6577 | 21.6942 | 25.6499 | 29.575 | 28.8716 | 28.333 | 27.9416
| Clothes Washer Gas WH_Com, E - Appl [unit w/ elec dry - Washer] | E | Yes | Large Office | Appliances | REPL | 66.9414 | 130.8928 | 196.4568 | 263.6229 | 331.8644 | 401.4466 | 469.8271 | 471.9504 | 477.2522 | 479.5005
| Clothes Washer Gas WH_Com, E - Appl [unit w/ elec dry - Dryer] | E | Yes | Large Office | Appliances | NC | 0.65066 | 1.283 | 1.9049 | 2.5168 | 3.0921 | 3.6559 | 4.2154 | 4.1151 | 4.0384 | 3.9826
| Clothes Washer Gas WH_Com, E - Appl [unit w/ elec dry - Dryer] | E | Yes | Large Office | Appliances | REPL | 9.5413 | 18.6564 | 28.0014 | 37.5747 | 47.3013 | 57.219 | 66.9655 | 67.2681 | 68.0238 | 68.3442
| Clothes Washer Gas WH_Com, E - Appl [unit w/ gas dry - Washer] | E | Yes | Large Office | Appliances | NC | 17.8034 | 35.1048 | 52.1219 | 68.8651 | 84.6073 | 100.0347 | 115.3423 | 112.5993 | 110.4986 | 108.9721
| Clothes Washer Gas WH_Com, E - Appl [unit w/ gas dry - Washer] | E | Yes | Large Office | Appliances | REPL | 261.0715 | 510.4818 | 766.1814 | 1028.1293 | 1294.2713 | 1565.6417 | 1832.3256 | 1840.6066 | 1861.2837 | 1870.052
| Clothes Washer Gas WH_Com, E - Appl [unit w/ propane dry - Washer] | E | Yes | Large Office | Appliances | NC | 0.913 | 1.8002 | 2.6729 | 3.5315 | 4.3388 | 5.13 | 5.915 | 5.7743 | 5.6666 | 5.5883
| Clothes Washer Gas WH_Com, E - Appl [unit w/ propane dry - Washer] | E | Yes | Large Office | Appliances | REPL | 13.3883 | 26.1786 | 39.2914 | 52.7246 | 66.3729 | 80.2893 | 93.9654 | 94.3901 | 95.4504 | 95.9001
| Clothes Washer Oil WH_Com, E - Appl [unit w/ elec dry - Washer] | E | Yes | Large Office | Appliances | NC | 5.478 | 10.8015 | 16.0375 | 21.1893 | 26.033 | 30.7799 | 35.4899 | 34.6459 | 33.9996 | 33.5299
| Clothes Washer Oil WH_Com, E - Appl [unit w/ elec dry - Washer] | E | Yes | Large Office | Appliances | REPL | 80.3297 | 157.0713 | 235.7481 | 316.3475 | 398.2373 | 481.7359 | 563.7925 | 566.3405 | 572.7027 | 575.4006
| Clothes Washer Oil WH_Com, E - Appl [unit w/ elec dry - Dryer] | E | Yes | Large Office | Appliances | NC | 0.78079 | 1.5396 | 2.2859 | 3.0201 | 3.7105 | 4.3871 | 5.0585 | 4.9382 | 4.846 | 4.7791
| Clothes Washer Oil WH_Com, E - Appl [unit w/ elec dry - Dryer] | E | Yes | Large Office | Appliances | REPL | 11.4496 | 22.3877 | 33.6017 | 45.0897 | 56.7616 | 68.6629 | 80.3586 | 80.7217 | 81.6285 | 82.0131
| Clothes Washer Oil WH_Com, E - Appl [unit w/ gas dry - Washer] | E | Yes | Large Office | Appliances | NC | 0.913 | 1.8002 | 2.6729 | 3.5315 | 4.3388 | 5.13 | 5.915 | 5.7743 | 5.6666 | 5.5883
| Clothes Washer Oil WH_Com, E - Appl [unit w/ gas dry - Washer] | E | Yes | Large Office | Appliances | REPL | 13.3883 | 26.1786 | 39.2914 | 52.7246 | 66.3729 | 80.2893 | 93.9654 | 94.3901 | 95.4504 | 95.9001
| Clothes Washer Oil WH_Com, E - Appl [unit w/ propane dry - Washer] | E | Yes | Large Office | Appliances | NC | 1.3695 | 2.7004 | 4.0094 | 5.2973 | 6.5083 | 7.695 | 8.8725 | 8.6615 | 8.4999 | 8.3825
| Clothes Washer Oil WH_Com, E - Appl [unit w/ propane dry - Washer] | E | Yes | Large Office | Appliances | REPL | 20.0824 | 39.2678 | 58.937 | 79.0869 | 99.5593 | 120.434 | 140.9481 | 141.5851 | 143.1757 | 143.8502
| Clothes Washer Propane WH_Com, E - Appl [unit w/ elec dry - Washer] | E | Yes | Large Office | Appliances | NC | 0.913 | 1.8002 | 2.6729 | 3.5315 | 4.3388 | 5.13 | 5.915 | 5.7743 | 5.6666 | 5.5883
| Clothes Washer Propane WH_Com, E - Appl [unit w/ elec dry - Washer] | E | Yes | Large Office | Appliances | REPL | 13.3883 | 26.1786 | 39.2914 | 52.7246 | 66.3729 | 80.2893 | 93.9654 | 94.3901 | 95.4504 | 95.9001
| Clothes Washer Propane WH_Com, E - Appl [unit w/ elec dry - Dryer] | E | Yes | Large Office | Appliances | NC | 0.13013 | 0.25659 | 0.38098 | 0.50336 | 0.61842 | 0.73119 | 0.84308 | 0.82303 | 0.80767 | 0.79651
| Clothes Washer Propane WH_Com, E - Appl [unit w/ elec dry - Dryer] | E | Yes | Large Office | Appliances | REPL | 1.9083 | 3.7313 | 5.6003 | 7.5149 | 9.4603 | 11.4438 | 13.3931 | 13.4536 | 13.6048 | 13.6688
| Clothes Washer Propane WH_Com, E - Appl [unit w/ gas dry - Washer] | E | Yes | Large Office | Appliances | NC | 0.4565 | 0.90012 | 1.3365 | 1.7658 | 2.1694 | 2.565 | 2.9575 | 2.8872 | 2.8333 | 2.7942
| Clothes Washer Propane WH_Com, E - Appl [unit w/ gas dry - Washer] | E | Yes | Large Office | Appliances | REPL | 6.6941 | 13.0893 | 19.6457 | 26.3623 | 33.1864 | 40.1447 | 46.9827 | 47.195 | 47.7252 | 47.9501
| Clothes Washer Propane WH_Com, E - Appl [unit w/ propane dry - Washer] | E | Yes | Large Office | Appliances | NC | 0.913 | 1.8002 | 2.6729 | 3.5315 | 4.3388 | 5.13 | 5.915 | 5.7743 | 5.6666 | 5.5883
| Clothes Washer Propane WH_Com, E - Appl [unit w/ propane dry - Washer] | E | Yes | Large Office | Appliances | REPL | 13.3883 | 26.1786 | 39.2914 | 52.7246 | 66.3729 | 80.2893 | 93.9654 | 94.3901 | 95.4504 | 95.9001
| Dishwasher_Com, E - Appl [Building w elec WH] | E | Yes | Large Office | Appliances | NC | 6.6672 | 13.1465 | 19.5192 | 25.7894 | 31.6848 | 37.4622 | 43.1948 | 48.7784 | 54.3577 | 59.9865
| Dishwasher_Com, E - Appl [Building w elec WH] | E | Yes | Large Office | Appliances | REPL | 54.1015 | 105.7865 | 158.7749 | 213.058 | 268.2103 | 324.4461 | 379.7107 | 435.5283 | 491.4982 | 546.3036
| Dishwasher_Com, E - HWat [Building w elec WH] | E | Yes | Large Office | Water Heating | NC | 0.20719 | 0.40854 | 0.60659 | 0.80144 | 0.98465 | 1.1642 | 1.3423 | 1.5159 | 1.6892 | 1.8642
| Dishwasher_Com, E - HWat [Building w elec WH] | E | Yes | Large Office | Water Heating | REPL | 1.6813 | 3.2875 | 4.9341 | 6.6211 | 8.335 | 10.0826 | 11.8 | 13.5346 | 15.2739 | 16.9771
| Dishwasher_Com, E - Appl [Building w gas WH] | E | Yes | Large Office | Appliances | NC | 16.6681 | 32.8662 | 48.7981 | 64.4736 | 79.2119 | 93.6555 | 107.987 | 121.9459 | 135.8941 | 149.9662
| Dishwasher_Com, E - Appl [Building w gas WH] | E | Yes | Large Office | Appliances | REPL | 135.2538 | 264.4664 | 396.9372 | 532.6451 | 670.5258 | 811.1153 | 949.2768 | 1088.8208 | 1228.7455 | 1365.7589
| Dishwasher_Com, E - Appl [Building w oil WH] | E | Yes | Large Office | Appliances | NC | 1.6668 | 3.2866 | 4.8798 | 6.4474 | 7.9212 | 9.3656 | 10.7987 | 12.1946 | 13.5894 | 14.9966
| Dishwasher_Com, E - Appl [Building w oil WH] | E | Yes | Large Office | Appliances | REPL | 13.5254 | 26.4466 | 39.6937 | 53.2645 | 67.0526 | 81.1115 | 94.9277 | 108.8821 | 122.8745 | 136.5759
| Dishwasher_Com, E - Appl [Building w propane WH] | E | Yes | Large Office | Appliances | NC | 1.6668 | 3.2866 | 4.8798 | 6.4474 | 7.9212 | 9.3656 | 10.7987 | 12.1946 | 13.5894 | 14.9966
| Dishwasher_Com, E - Appl [Building w propane WH] | E | Yes | Large Office | Appliances | REPL | 13.5254 | 26.4466 | 39.6937 | 53.2645 | 67.0526 | 81.1115 | 94.9277 | 108.8821 | 122.8745 | 136.5759
| Faucet Aerator_Com, E - HWat | E | Yes | Large Office | Water Heating | RET | 98.8625 | 193.3092 | 290.1376 | 389.332 | 490.1147 | 592.8772 | 693.8651 | 795.8635 | 898.1402 | 998.2889
| Pre Rinse Sprayers_Com, E - HWat | E | Yes | Large Office | Water Heating | RET | 12.1364 | 23.7308 | 35.6175 | 36.9396 | 38.9415 | 39.6436 | 39.9253 | 40.1258 | 40.1124 | 40.012
| Heat Pump Water Heater_Com, E - HWat | E | Yes | Large Office | Water Heating | NC | 53.8164 | 106.1154 | 157.5548 | 208.1663 | 255.7522 | 302.3864 | 348.6584 | 393.7278 | 438.7625 | 484.1969
| Heat Pump Water Heater_Com, E - HWat | E | Yes | Large Office | Water Heating | RET | 535.8468 | 998.1037 | 1426.0476 | 1821.9238 | 2185.1237 | 2525.106 | 2832.2818 | 3117.9657 | 3382.1855 | 3621.2401
| Heat Pump Water Heater_Com, E - HWat | E | Yes | Large Office | Water Heating | REPL | 552.4194 | 974.6152 | 1353.3521 | 1685.9164 | 1967.4907 | 2202.9174 | 2383.4919 | 2514.5785 | 2594.5881 | 2622.5684
| Clothes Dryer_Com, E - Appl | E | Yes | Large Office | Appliances | NC | 9.7201 | 19.1661 | 28.4569 | 37.5981 | 46.1929 | 54.6158 | 62.9732 | 71.1135 | 79.2475 | 87.4537
| Clothes Dryer_Com, E - Appl | E | Yes | Large Office | Appliances | RET | 94.9411 | 177.0109 | 253.1441 | 323.7162 | 388.5954 | 448.4544 | 501.6822 | 551.4571 | 597.7517 | 639.8792
| Clothes Dryer_Com, E - Appl | E | Yes | Large Office | Appliances | REPL | 71.2684 | 125.7364 | 174.5978 | 217.5023 | 253.8286 | 283.4605 | 305.3007 | 320.8548 | 329.9289 | 332.4277
| Pnemautic to DDC_Com, E - TotE [Building w Elec Heat] | E | No | Large Office | Total Electric | RET | 961.8197 | 1880.6783 | 2822.7074 | 3787.7559 | 4768.2561 | 5768.0183 | 6750.5149 | 7742.8431 | 8737.8784 | 9712.211
| Pnemautic to DDC_Com, E - TotE [Building w Gas Heat] | E | No | Large Office | Total Electric | RET | 1018.4029 | 1991.3174 | 2988.7655 | 4010.5872 | 5048.7696 | 6107.3472 | 7147.6434 | 8198.3497 | 9251.9223 | 10283.5742
| Pnemautic to DDC_Com, E - TotE [Building w Oil Heat] | E | No | Large Office | Total Electric | RET | 274.0077 | 535.7764 | 804.146 | 1079.0735 | 1358.403 | 1643.2199 | 1923.1181 | 2205.8171 | 2489.2874 | 2766.8598
| Pnemautic to DDC_Com, E - TotE [Building w Propane Heat] | E | No | Large Office | Total Electric | RET | 82.5769 | 161.4654 | 242.3432 | 325.1973 | 409.378 | 495.2124 | 579.5646 | 664.7608 | 750.1894 | 833.8406
| Data Center_Com, E - TotE [Building w Elec Heat] | E | Yes | Large Office | Total Electric | NC | 605.069 | 1193.0778 | 1771.4216 | 2340.4575 | 2875.4758 | 3399.7934 | 3920.0389 | 4426.764 | 4933.0981 | 5443.9271
| Data Center_Com, E - TotE [Building w Elec Heat] | E | Yes | Large Office | Total Electric | RET | 9937.5463 | 19431.2169 | 29164.287 | 39135.193 | 49265.7466 | 59595.3158 | 69746.4963 | 79999.2573 | 90279.988 | 100346.8178
| Data Center_Com, E - TotE [Building w Gas Heat] | E | Yes | Large Office | Total Electric | NC | 1235.5678 | 2436.2983 | 3617.2926 | 4779.2799 | 5871.8023 | 6942.4735 | 8004.8296 | 9039.5763 | 10073.5249 | 11116.6519
| Data Center_Com, E - TotE [Building w Gas Heat] | E | Yes | Large Office | Total Electric | RET | 20292.7485 | 39679.0903 | 59554.2928 | 79915.1626 | 100602.0374 | 121695.3076 | 142424.3031 | 163360.729 | 184354.2695 | 204911.0187
| Data Center_Com, E - TotE [Building w Oil Heat] | E | Yes | Large Office | Total Electric | NC | 332.4372 | 655.5013 | 973.2551 | 1285.8951 | 1579.8451 | 1867.9158 | 2153.7493 | 2432.1544 | 2710.3447 | 2991.0046
| Data Center_Com, E - TotE [Building w Oil Heat] | E | Yes | Large Office | Total Electric | RET | 5459.8906 | 10675.9068 | 16023.4541 | 21501.6732 | 27067.6059 | 32742.8819 | 38320.1475 | 43953.2235 | 49601.6666 | 55132.5882
| Data Center_Com, E - TotE [Building w Propane Heat] | E | Yes | Large Office | Total Electric | NC | 100.1857 | 197.5465 | 293.3071 | 387.5265 | 476.1134 | 562.9284 | 649.0692 | 732.9714 | 816.8088 | 901.3904
| Data Center_Com, E - TotE [Building w Propane Heat] | E | Yes | Large Office | Total Electric | RET | 1645.4315 | 3217.3673 | 4828.9423 | 6479.8974 | 8157.2866 | 9867.6282 | 11548.4327 | 13246.0566 | 14948.3116 | 16615.1496
| RCx_Com, E - TotE [Building w Elec Heat] | E | Yes | Large Office | Total Electric | RET | 4127.8369 | 8071.2977 | 12114.1998 | 16255.8936 | 20463.9015 | 24754.5761 | 28971.1519 | 33229.9221 | 33372.4733 | 33610.551
| RCx_Com, E - TotE [Building w Gas Heat] | E | Yes | Large Office | Total Electric | RET | 8429.1589 | 16481.8165 | 24737.536 | 33194.991 | 41787.8613 | 50549.5392 | 59159.9055 | 67856.4337 | 68147.5272 | 68633.6885
| RCx_Com, E - TotE [Building w Oil Heat] | E | Yes | Large Office | Total Electric | RET | 2267.9178 | 4434.5356 | 6655.7884 | 8931.3195 | 11243.2848 | 13600.6689 | 15917.3417 | 18257.1969 | 18335.5174 | 18466.3222
| RCx_Com, E - TotE [Building w Propane Heat] | E | Yes | Large Office | Total Electric | RET | 683.4759 | 1336.4232 | 2005.8358 | 2691.6061 | 3388.3564 | 4098.7945 | 4796.9635 | 5502.1189 | 5525.7222 | 5565.1424
| Commissioning_Com, E - TotE [Building w Elec Heat] | E | Yes | Large Office | Total Electric | NC | 0 | 0 | 0 | 0 | 0 | 0 | 0 | 0 | 0 | 0
| Commissioning_Com, E - TotE [Building w Gas Heat] | E | Yes | Large Office | Total Electric | NC | 0 | 0 | 0 | 0 | 0 | 0 | 0 | 0 | 0 | 0
| Commissioning_Com, E - TotE [Building w Oil Heat] | E | Yes | Large Office | Total Electric | NC | 0 | 0 | 0 | 0 | 0 | 0 | 0 | 0 | 0 | 0
| Commissioning_Com, E - TotE [Building w Propane Heat] | E | Yes | Large Office | Total Electric | NC | 0 | 0 | 0 | 0 | 0 | 0 | 0 | 0 | 0 | 0
| Integrated Building Design_Com, E - TotE [Building w Elec Heat] | E | Yes | Large Office | Total Electric | NC | 269.4639 | 531.3302 | 788.8922 | 1042.309 | 1280.5763 | 1514.078 | 1745.7663 | 1971.4334 | 2196.9263 | 2424.421
| Integrated Building Design_Com, E - TotE [Building w Gas Heat] | E | Yes | Large Office | Total Electric | NC | 550.2529 | 1084.9912 | 1610.94 | 2128.4243 | 2614.9727 | 3091.7898 | 3564.9039 | 4025.7223 | 4486.1852 | 4950.7357
| Integrated Building Design_Com, E - TotE [Building w Oil Heat] | E | Yes | Large Office | Total Electric | NC | 148.049 | 291.9236 | 433.4335 | 572.6658 | 703.5747 | 831.8653 | 959.1596 | 1083.1457 | 1207.0361 | 1332.0263
| Integrated Building Design_Com, E - TotE [Building w Propane Heat] | E | Yes | Large Office | Total Electric | NC | 44.6171 | 87.9762 | 130.6226 | 172.5827 | 212.0343 | 250.6969 | 289.0592 | 326.4245 | 363.761 | 401.4289
| Deep Energy Retrofit_Com, E - TotE [Building w Elec Heat] | E | Yes | Large Office | Total Electric | RET | 969.0569 | 1894.8294 | 2843.9469 | 3816.2569 | 4804.1349 | 5811.42 | 6801.3094 | 7801.1044 | 8803.6268 | 9785.2908
| Deep Energy Retrofit_Com, E - TotE [Building w Gas Heat] | E | Yes | Large Office | Total Electric | RET | 1978.8414 | 3869.2949 | 5807.4195 | 7792.9038 | 9810.1784 | 11867.0827 | 13888.4647 | 15930.0742 | 17977.2531 | 19981.8385
| Deep Energy Retrofit_Com, E - TotE [Building w Oil Heat] | E | Yes | Large Office | Total Electric | RET | 532.4196 | 1041.0579 | 1562.5224 | 2096.7294 | 2639.4897 | 3192.9126 | 3736.7781 | 4286.0859 | 4836.8921 | 5376.2383
| Deep Energy Retrofit_Com, E - TotE [Building w Propane Heat] | E | Yes | Large Office | Total Electric | RET | 160.4538 | 313.7406 | 470.8929 | 631.8853 | 795.4554 | 962.2389 | 1126.1421 | 1291.6854 | 1457.6803 | 1620.2215
| EMS_Com, E - TotE [Building w Elec Heat] | E | Yes | Large Office | Total Electric | NC | 490.1385 | 966.4574 | 1434.9471 | 1895.8969 | 2329.2906 | 2754.0161 | 3175.4432 | 3585.9178 | 3996.0758 | 4409.8748
| EMS_Com, E - TotE [Building w Elec Heat] | E | Yes | Large Office | Total Electric | RET | 6135.211 | 11996.3833 | 18005.3552 | 24161.1616 | 30415.5311 | 36792.7682 | 43059.8721 | 49389.6894 | 55736.7742 | 61951.8023
| EMS_Com, E - TotE [Building w Gas Heat] | E | Yes | Large Office | Total Electric | NC | 1000.8766 | 1973.5331 | 2930.2023 | 3871.4747 | 4756.4768 | 5623.7783 | 6484.3441 | 7322.5448 | 8160.0989 | 9005.0881
| EMS_Com, E - TotE [Building w Gas Heat] | E | No | Large Office | Total Electric | RET | 12528.2731 | 24496.9515 | 36767.4408 | 49337.7702 | 62109.3683 | 75131.8654 | 87929.4675 | 100855.132 | 113816.0575 | 126507.3193
| EMS_Com, E - TotE [Building w Oil Heat] | E | Yes | Large Office | Total Electric | NC | 269.2921 | 530.9914 | 788.3892 | 1041.6444 | 1279.7598 | 1513.1126 | 1744.6532 | 1970.1764 | 2195.5255 | 2422.8752
| EMS_Com, E - TotE [Building w Oil Heat] | E | No | Large Office | Total Electric | RET | 3370.8101 | 6591.0577 | 9892.5094 | 13274.6349 | 16710.9131 | 20214.6972 | 23657.9719 | 27135.7026 | 30622.9205 | 34037.5837
| EMS_Com, E - TotE [Building w Propane Heat] | E | Yes | Large Office | Total Electric | NC | 81.1558 | 160.0234 | 237.5946 | 313.9174 | 385.6775 | 456.0024 | 525.7811 | 593.7464 | 661.6592 | 730.1749
| EMS_Com, E - TotE [Building w Propane Heat] | E | No | Large Office | Total Electric | RET | 1015.8513 | 1986.3281 | 2981.2771 | 4000.5386 | 5036.1198 | 6092.0452 | 7129.735 | 8177.8087 | 9228.7415 | 10257.8087
| VFDs on HVAC Pumps_Com, E - Oth | E | Yes | Large Office | Other | RET | 5122.7179 | 10016.6217 | 15033.934 | 20173.8485 | 25396.0599 | 25598.1443 | 25937.0849 | 26204.981 | 26364.6929 | 26331.8439
| ECM Circulators_Com, E - Oth | E | Yes | Large Office | Other | RET | 4411.1927 | 8625.3527 | 12945.7802 | 17371.781 | 21868.6479 | 26453.8563 | 30959.8794 | 35510.9932 | 40074.5226 | 44543.1031
| Motors_Com, E - Oth | E | Yes | Large Office | Other | NC | 31.7419 | 62.5887 | 92.9286 | 122.7802 | 150.8472 | 178.3528 | 205.6449 | 232.2276 | 258.7898 | 285.5879
| Motors_Com, E - Oth | E | Yes | Large Office | Other | RET | 967.7053 | 1800.6628 | 2570.0827 | 3280.27 | 3930.3942 | 3875.3183 | 3842.6547 | 3807.454 | 3767.7316 | 3718.9836
| Motors_Com, E - Oth | E | Yes | Large Office | Other | REPL | 217.2178 | 383.2301 | 532.1539 | 662.9221 | 773.6404 | 863.9551 | 930.5214 | 975.841 | 999.3116 | 1000.7786
| Ext Area Ltg_Com, E - ExtL | E | Yes | Large Office | Exterior Lighting | NC | 248.3699 | 489.7369 | 727.1367 | 960.7156 | 1180.331 | 1395.5539 | 1609.1054 | 1817.1069 | 2024.9479 | 2234.634
| Ext Area Ltg_Com, E - ExtL | E | Yes | Large Office | Exterior Lighting | RET | 1274.7449 | 2431.6611 | 3558.4464 | 4655.0498 | 5713.5031 | 6939.55 | 8241.699 | 9556.8783 | 10875.6454 | 12166.9742
| Ext Area Ltg_Com, E - ExtL | E | Yes | Large Office | Exterior Lighting | REPL | 2233.3531 | 3940.2306 | 5471.4101 | 6815.9203 | 7954.285 | 9234.6031 | 10610.3354 | 12118.5351 | 13749.8739 | 15463.8195
| Street Ltg_Com, E - ExtL | E | Yes | Large Office | Exterior Lighting | NC | 46.2321 | 91.1607 | 135.3508 | 178.8296 | 219.7093 | 259.7714 | 299.5223 | 338.2401 | 376.9281 | 415.9595
| Street Ltg_Com, E - ExtL | E | Yes | Large Office | Exterior Lighting | RET | 237.2837 | 452.6346 | 662.3768 | 866.5008 | 1063.5236 | 1291.7425 | 1534.1273 | 1778.9376 | 2024.4157 | 2264.7864
| Street Ltg_Com, E - ExtL | E | Yes | Large Office | Exterior Lighting | REPL | 415.7211 | 733.4429 | 1018.4599 | 1268.7299 | 1480.6275 | 1718.9486 | 1975.0303 | 2255.7698 | 2559.4307 | 2878.4681
| Ext Ltg Ctrls_Com, E - ExtL | E | Yes | Large Office | Exterior Lighting | RET | 1533.2179 | 2997.9522 | 4499.6224 | 6037.9872 | 7600.9833 | 9194.6846 | 10760.8631 | 12342.714 | 12395.6623 | 12484.0924
| Ext Ltg Dsgn_Com, E - ExtL | E | Yes | Large Office | Exterior Lighting | NC | 29.8731 | 58.9038 | 87.4574 | 115.5515 | 141.966 | 167.8523 | 193.5375 | 218.5552 | 243.5535 | 268.7738
| Ext Ltg Dsgn_Com, E - ExtL | E | Yes | Large Office | Exterior Lighting | REPL | 204.4291 | 399.727 | 599.9497 | 805.065 | 1013.4644 | 1225.9579 | 1434.7817 | 1645.6952 | 1857.184 | 2064.2726
| Int Ltg Ctrls_Com, E - IntL [No Heat] | E | Yes | Large Office | Interior Lighting | RET | 2949.9004 | 5768.0389 | 8657.2417 | 11617.0447 | 14624.2381 | 17690.5081 | 20703.8245 | 23747.2944 | 23849.1666 | 24019.3054
| Int Ltg Ctrls_Com, E - IntL [Electric Heat] | E | Yes | Large Office | Interior Lighting | RET | 1715.5406 | 3354.454 | 5034.6954 | 6755.995 | 8504.8549 | 10288.0713 | 12040.492 | 13810.4489 | 13869.6935 | 13968.6393
| Int Ltg Ctrls_Com, E/G - IntL | E | Yes | Large Office | Interior Lighting | RET | 11012.3463 | 21532.8093 | 32318.5642 | 43367.8782 | 54594.1065 | 66040.8751 | 77289.9613 | 88651.6145 | 89031.9161 | 89667.0657
| Int Ltg Ctrls_Com, E/O - IntL | E | Yes | Large Office | Interior Lighting | RET | 2147.5126 | 4199.1033 | 6302.4284 | 8457.1501 | 10646.3718 | 12878.6009 | 15072.28 | 17287.9108 | 17362.0733 | 17485.9335
| Int Ltg Ctrls_Com, E/P - IntL | E | Yes | Large Office | Interior Lighting | RET | 205.0954 | 401.0299 | 601.9052 | 807.6891 | 1016.7679 | 1229.9541 | 1439.4585 | 1651.0595 | 1658.1423 | 1669.9714
| Exit Sign RetFit_Com, E - IntL [No Heat] | E | Yes | Large Office | Interior Lighting | RET | 120.644 | 235.8992 | 354.0608 | 475.1098 | 598.0969 | 723.5001 | 846.7377 | 971.2084 | 1096.0187 | 1218.2322
| Exit Sign RetFit_Com, E - IntL [Electric Heat] | E | Yes | Large Office | Interior Lighting | RET | 70.8113 | 138.4597 | 207.814 | 278.863 | 351.0496 | 424.6543 | 496.9879 | 570.0453 | 643.3021 | 715.0346
| Exit Sign RetFit_Com, E/G - IntL | E | Yes | Large Office | Interior Lighting | RET | 461.198 | 901.796 | 1353.5044 | 1816.2506 | 2286.4061 | 2765.7978 | 3236.9105 | 3712.7376 | 4189.8627 | 4657.0607
| Exit Sign RetFit_Com, E/O - IntL | E | Yes | Large Office | Interior Lighting | RET | 89.4093 | 174.825 | 262.3945 | 352.104 | 443.2498 | 536.1861 | 627.5175 | 719.7628 | 812.2597 | 902.8322
| Exit Sign RetFit_Com, E/P - IntL | E | No | Large Office | Interior Lighting | RET | 8.5237 | 16.6667 | 25.0151 | 33.5674 | 42.2567 | 51.1166 | 59.8236 | 68.6177 | 77.4358 | 86.0704
| LED HiLo Bay_Com, E - IntL [No Heat] | E | Yes | Large Office | Interior Lighting | NC | 24.7836 | 48.8683 | 72.5572 | 95.8649 | 117.7791 | 139.2551 | 160.5643 | 181.3197 | 202.0591 | 222.9826
| LED HiLo Bay_Com, E - IntL [No Heat] | E | Yes | Large Office | Interior Lighting | RET | 242.7606 | 459.0614 | 665.8842 | 863.4938 | 1050.7479 | 1228.8239 | 1392.0404 | 1545.7898 | 1689.5774 | 1834.9845
| LED HiLo Bay_Com, E - IntL [No Heat] | E | Yes | Large Office | Interior Lighting | REPL | 132.39 | 233.5713 | 324.3374 | 404.038 | 471.5187 | 526.5637 | 567.1345 | 594.4524 | 608.1486 | 615.8337
| LED HiLo Bay_Com, E - IntL [Electric Heat] | E | Yes | Large Office | Interior Lighting | NC | 14.4191 | 28.4316 | 42.2137 | 55.7741 | 68.5238 | 81.0185 | 93.4162 | 105.4917 | 117.5579 | 129.7311
| LED HiLo Bay_Com, E - IntL [Electric Heat] | E | Yes | Large Office | Interior Lighting | RET | 141.238 | 267.0816 | 387.411 | 502.3802 | 611.3245 | 714.929 | 809.8883 | 899.3396 | 982.9951 | 1067.5929
| LED HiLo Bay_Com, E - IntL [Electric Heat] | E | Yes | Large Office | Interior Lighting | REPL | 77.0244 | 135.8916 | 188.6993 | 235.0691 | 274.3293 | 306.3544 | 329.9585 | 345.852 | 353.8205 | 358.2917
| LED HiLo Bay_Com, E/G - IntL | E | Yes | Large Office | Interior Lighting | NC | 93.1466 | 183.6669 | 272.6993 | 360.2988 | 442.6616 | 523.377 | 603.4655 | 681.4727 | 759.4197 | 838.0586
| LED HiLo Bay_Com, E/G - IntL | E | Yes | Large Office | Interior Lighting | RET | 912.3925 | 1725.338 | 2502.6618 | 3245.3584 | 3949.1349 | 4618.4161 | 5231.8499 | 5809.7021 | 6350.1137 | 6896.6125
| LED HiLo Bay_Com, E/G - IntL | E | Yes | Large Office | Interior Lighting | REPL | 497.575 | 877.855 | 1218.9908 | 1518.538 | 1772.1575 | 1979.039 | 2131.5205 | 2234.1921 | 2285.6679 | 2314.5517
| LED HiLo Bay_Com, E/O - IntL | E | Yes | Large Office | Interior Lighting | NC | 18.0577 | 35.6062 | 52.8663 | 69.8486 | 85.8157 | 101.4635 | 116.9897 | 132.1124 | 147.2234 | 162.4686
| LED HiLo Bay_Com, E/O - IntL | E | Yes | Large Office | Interior Lighting | RET | 176.8792 | 334.4794 | 485.1738 | 629.1552 | 765.5915 | 895.3404 | 1014.2626 | 1126.2868 | 1231.0527 | 1336.9987
| LED HiLo Bay_Com, E/O - IntL | E | Yes | Large Office | Interior Lighting | REPL | 96.4614 | 170.1837 | 236.3173 | 294.3885 | 343.5559 | 383.6626 | 413.2232 | 433.1274 | 443.1067 | 448.7062
| LED HiLo Bay_Com, E/P - IntL | E | Yes | Large Office | Interior Lighting | NC | 1.7215 | 3.3945 | 5.0399 | 6.6589 | 8.1811 | 9.6729 | 11.1531 | 12.5948 | 14.0354 | 15.4887
| LED HiLo Bay_Com, E/P - IntL | E | Yes | Large Office | Interior Lighting | RET | 16.8626 | 31.8872 | 46.2534 | 59.9797 | 72.9867 | 85.3561 | 96.6934 | 107.3731 | 117.3608 | 127.4611
| LED HiLo Bay_Com, E/P - IntL | E | Yes | Large Office | Interior Lighting | REPL | 9.196 | 16.2242 | 22.529 | 28.0652 | 32.7525 | 36.576 | 39.3941 | 41.2917 | 42.243 | 42.7768
| Repl Scre_Com, E - IntL [No Heat] | E | Yes | Large Office | Interior Lighting | NC | 81.4303 | 160.5646 | 79.1343 | 0 | 0 | 0 | 0 | 0 | 0 | 0
| Repl Scre_Com, E - IntL [No Heat] | E | Yes | Large Office | Interior Lighting | RET | 420.6314 | 822.4747 | 401.8433 | 0 | 0 | 0 | 0 | 0 | 0 | 0
| Repl Scre_Com, E - IntL [No Heat] | E | Yes | Large Office | Interior Lighting | REPL | 4179.3641 | 8172.0505 | 3992.6864 | 0 | 0 | 0 | 0 | 0 | 0 | 0
| Repl Scre_Com, E - IntL [Electric Heat] | E | Yes | Large Office | Interior Lighting | NC | 47.795 | 94.2425 | 46.4474 | 0 | 0 | 0 | 0 | 0 | 0 | 0
| Repl Scre_Com, E - IntL [Electric Heat] | E | Yes | Large Office | Interior Lighting | RET | 246.8873 | 482.7469 | 235.8597 | 0 | 0 | 0 | 0 | 0 | 0 | 0
| Repl Scre_Com, E - IntL [Electric Heat] | E | Yes | Large Office | Interior Lighting | REPL | 2453.0543 | 4796.5393 | 2343.4849 | 0 | 0 | 0 | 0 | 0 | 0 | 0
| Repl Scre_Com, E/G - IntL | E | Yes | Large Office | Interior Lighting | NC | 311.2918 | 613.8067 | 302.5148 | 0 | 0 | 0 | 0 | 0 | 0 | 0
| Repl Scre_Com, E/G - IntL | E | Yes | Large Office | Interior Lighting | RET | 1607.9907 | 3144.1581 | 1536.1674 | 0 | 0 | 0 | 0 | 0 | 0 | 0
| Repl Scre_Com, E/G - IntL | E | Yes | Large Office | Interior Lighting | REPL | 15976.8818 | 31240.1318 | 15263.25 | 0 | 0 | 0 | 0 | 0 | 0 | 0
| Repl Scre_Com, E/O - IntL | E | Yes | Large Office | Interior Lighting | NC | 60.348 | 118.9945 | 58.6465 | 0 | 0 | 0 | 0 | 0 | 0 | 0
| Repl Scre_Com, E/O - IntL | E | Yes | Large Office | Interior Lighting | RET | 311.7301 | 609.5362 | 297.8062 | 0 | 0 | 0 | 0 | 0 | 0 | 0
| Repl Scre_Com, E/O - IntL | E | Yes | Large Office | Interior Lighting | REPL | 3097.3278 | 6056.3086 | 2958.9809 | 0 | 0 | 0 | 0 | 0 | 0 | 0
| Repl Scre_Com, E/P - IntL | E | Yes | Large Office | Interior Lighting | NC | 5.7532 | 11.3442 | 5.591 | 0 | 0 | 0 | 0 | 0 | 0 | 0
| Repl Scre_Com, E/P - IntL | E | Yes | Large Office | Interior Lighting | RET | 29.7184 | 58.1094 | 28.391 | 0 | 0 | 0 | 0 | 0 | 0 | 0
| Repl Scre_Com, E/P - IntL | E | Yes | Large Office | Interior Lighting | REPL | 295.2798 | 577.3705 | 282.0907 | 0 | 0 | 0 | 0 | 0 | 0 | 0
| Lin LED Fixture_Com, E - IntL [No Heat] | E | Yes | Large Office | Interior Lighting | NC | 79.6147 | 156.9846 | 233.0828 | 307.9562 | 378.3537 | 447.3431 | 515.7968 | 582.4714 | 649.0946 | 716.3092
| Lin LED Fixture_Com, E - IntL [No Heat] | E | Yes | Large Office | Interior Lighting | RET | 590.8706 | 1111.2269 | 1603.0058 | 2067.4227 | 2502.3934 | 2911.2419 | 3281.6241 | 3626.4722 | 3971.404 | 4308.3857
| Lin LED Fixture_Com, E - IntL [No Heat] | E | Yes | Large Office | Interior Lighting | REPL | 492.4663 | 868.842 | 1206.4753 | 1502.947 | 1753.9625 | 1958.7199 | 2109.6359 | 2211.2533 | 2284.0135 | 2326.7315
| Lin LED Fixture_Com, E - IntL [Electric Heat] | E | Yes | Large Office | Interior Lighting | NC | 46.7294 | 92.1412 | 136.8066 | 180.7532 | 222.0726 | 262.5655 | 302.744 | 341.8783 | 380.9824 | 420.4337
| Lin LED Fixture_Com, E - IntL [Electric Heat] | E | No | Large Office | Interior Lighting | RET | 346.8082 | 652.2284 | 940.8753 | 1213.4622 | 1468.7658 | 1708.7371 | 1926.1309 | 2128.5375 | 2330.9934 | 2528.7829
| Lin LED Fixture_Com, E - IntL [Electric Heat] | E | Yes | Large Office | Interior Lighting | REPL | 289.0504 | 509.962 | 708.1339 | 882.1463 | 1029.4785 | 1149.6597 | 1238.239 | 1297.8827 | 1340.5889 | 1365.662
| Lin LED Fixture_Com, E/G - IntL | E | Yes | Large Office | Interior Lighting | NC | 304.3512 | 600.121 | 891.0293 | 1177.2558 | 1446.3712 | 1710.1042 | 1971.789 | 2226.6729 | 2481.3602 | 2738.3084
| Lin LED Fixture_Com, E/G - IntL | E | Yes | Large Office | Interior Lighting | RET | 2258.7814 | 4248.0005 | 6127.9738 | 7903.3479 | 9566.1547 | 11129.1016 | 12544.9995 | 13863.2854 | 15181.8916 | 16470.1059
| Lin LED Fixture_Com, E/G - IntL | E | Yes | Large Office | Interior Lighting | REPL | 1882.6014 | 3321.4111 | 4612.1163 | 5745.469 | 6705.0516 | 7487.7986 | 8064.7205 | 8453.1838 | 8731.3316 | 8894.6342
| Lin LED Fixture_Com, E/O - IntL | E | Yes | Large Office | Interior Lighting | NC | 59.0025 | 116.3413 | 172.7377 | 228.2264 | 280.398 | 331.5261 | 382.2571 | 431.6697 | 481.0442 | 530.8569
| Lin LED Fixture_Com, E/O - IntL | E | No | Large Office | Interior Lighting | RET | 437.8944 | 823.5305 | 1187.988 | 1532.1675 | 1854.5244 | 2157.5221 | 2432.0124 | 2687.5794 | 2943.2085 | 3192.9457
| Lin LED Fixture_Com, E/O - IntL | E | Yes | Large Office | Interior Lighting | REPL | 364.9669 | 643.899 | 894.1191 | 1113.8344 | 1299.8621 | 1451.6078 | 1563.4517 | 1638.7604 | 1692.683 | 1724.3413
| Lin LED Fixture_Com, E/P - IntL | E | No | Large Office | Interior Lighting | NC | 5.6249 | 11.0913 | 16.4677 | 21.7577 | 26.7314 | 31.6056 | 36.442 | 41.1527 | 45.8597 | 50.6086
| Lin LED Fixture_Com, E/P - IntL | E | No | Large Office | Interior Lighting | RET | 41.7461 | 78.5102 | 113.2553 | 146.0672 | 176.7987 | 205.6846 | 231.8528 | 256.217 | 280.587 | 304.3954
| Lin LED Fixture_Com, E/P - IntL | E | No | Large Office | Interior Lighting | REPL | 34.7937 | 61.3853 | 85.2397 | 106.186 | 123.9207 | 138.3872 | 149.0497 | 156.2291 | 161.3698 | 164.3879
| LED Tube Repl_Com, E - IntL [No Heat] | E | Yes | Large Office | Interior Lighting | RET | 3717.4648 | 6991.2881 | 10085.3166 | 13007.1975 | 15743.8173 | 18571.7695 | 21384.9204 | 24257.9117 | 27168.0333 | 30044.0482
| LED Tube Repl_Com, E - IntL [No Heat] | E | Yes | Large Office | Interior Lighting | REPL | 4550.1262 | 8027.6365 | 11147.1881 | 13886.4287 | 16205.678 | 18410.4764 | 20419.9488 | 22290.7065 | 24007.3111 | 25532.2572
| LED Tube Repl_Com, E - IntL [Electric Heat] | E | Yes | Large Office | Interior Lighting | RET | 2181.9452 | 4103.4974 | 5919.5201 | 7634.5018 | 9240.7454 | 10900.5962 | 12551.7593 | 14238.0455 | 15946.1251 | 17634.1859
| LED Tube Repl_Com, E - IntL [Electric Heat] | E | Yes | Large Office | Interior Lighting | REPL | 2670.6711 | 4711.7763 | 6542.7797 | 8150.5616 | 9511.832 | 10805.926 | 11985.3746 | 13083.4054 | 14090.9569 | 14986.0154
| LED Tube Repl_Com, E/G - IntL | E | Yes | Large Office | Interior Lighting | RET | 14211.1323 | 26726.3108 | 38554.1698 | 49723.9422 | 60185.4979 | 70996.1998 | 81750.3189 | 92733.1961 | 103858.0152 | 114852.4509
| LED Tube Repl_Com, E/G - IntL | E | Yes | Large Office | Interior Lighting | REPL | 17394.232 | 30688.0659 | 42613.4944 | 53085.0688 | 61951.1002 | 70379.608 | 78061.4236 | 85212.96 | 91775.1997 | 97604.7668
| LED Tube Repl_Com, E/O - IntL | E | Yes | Large Office | Interior Lighting | RET | 2755.0141 | 5181.2453 | 7474.2307 | 9639.6373 | 11667.7469 | 13763.543 | 15848.3698 | 17977.5444 | 20134.2363 | 22265.6516
| LED Tube Repl_Com, E/O - IntL | E | Yes | Large Office | Interior Lighting | REPL | 3372.0996 | 5949.2834 | 8261.1839 | 10291.2357 | 12010.032 | 13644.0086 | 15133.2292 | 16519.6482 | 17791.8242 | 18921.9622
| LED Tube Repl_Com, E/P - IntL | E | Yes | Large Office | Interior Lighting | RET | 262.6458 | 493.9475 | 712.5463 | 918.9826 | 1112.3298 | 1312.1299 | 1510.8842 | 1713.8664 | 1919.4719 | 2122.6677
| LED Tube Repl_Com, E/P - IntL | E | Yes | Large Office | Interior Lighting | REPL | 321.4748 | 567.1674 | 787.5695 | 981.1019 | 1144.9612 | 1300.7343 | 1442.7072 | 1574.8797 | 1696.161 | 1803.9013
| Repl pin CFL wLED_Com, E - IntL [No Heat] | E | Yes | Large Office | Interior Lighting | RET | 44.0629 | 83.4671 | 121.2829 | 157.5465 | 192.0358 | 229.9629 | 269.7741 | 312.3844 | 357.3643 | 402.0005
| Repl pin CFL wLED_Com, E - IntL [No Heat] | E | Yes | Large Office | Interior Lighting | REPL | 51.0343 | 90.0382 | 125.0272 | 155.7506 | 181.7634 | 208.7827 | 235.8225 | 263.6247 | 291.9959 | 320.2599
| Repl pin CFL wLED_Com, E - IntL [Electric Heat] | E | Yes | Large Office | Interior Lighting | RET | 25.8625 | 48.9906 | 71.1863 | 92.471 | 112.7143 | 134.9754 | 158.3424 | 183.3523 | 209.753 | 235.9519
| Repl pin CFL wLED_Com, E - IntL [Electric Heat] | E | Yes | Large Office | Interior Lighting | REPL | 29.9543 | 52.8474 | 73.384 | 91.4169 | 106.685 | 122.5438 | 138.4147 | 154.733 | 171.3854 | 187.9747
| Repl pin CFL wLED_Com, E/G - IntL | E | Yes | Large Office | Interior Lighting | RET | 168.4438 | 319.0783 | 463.6403 | 602.2691 | 734.1149 | 879.1026 | 1031.2931 | 1194.1838 | 1366.133 | 1536.7682
| Repl pin CFL wLED_Com, E/G - IntL | E | Yes | Large Office | Interior Lighting | REPL | 195.0942 | 344.1982 | 477.9542 | 595.4037 | 694.8453 | 798.135 | 901.5026 | 1007.7849 | 1116.2427 | 1224.2902
| Repl pin CFL wLED_Com, E/O - IntL | E | Yes | Large Office | Interior Lighting | RET | 32.655 | 61.8575 | 89.8828 | 116.7578 | 142.3178 | 170.4255 | 199.9297 | 231.5082 | 264.8428 | 297.9226
| Repl pin CFL wLED_Com, E/O - IntL | E | Yes | Large Office | Interior Lighting | REPL | 37.8216 | 66.7273 | 92.6577 | 115.4268 | 134.7049 | 154.7289 | 174.7681 | 195.3723 | 216.3983 | 237.3447
| Repl pin CFL wLED_Com, E/P - IntL | E | No | Large Office | Interior Lighting | RET | 3.1131 | 5.8971 | 8.5689 | 11.131 | 13.5677 | 16.2473 | 19.06 | 22.0705 | 25.2484 | 28.4021
| Repl pin CFL wLED_Com, E/P - IntL | E | No | Large Office | Interior Lighting | REPL | 3.6057 | 6.3614 | 8.8334 | 11.0041 | 12.8419 | 14.7509 | 16.6613 | 18.6256 | 20.6301 | 22.627
| Refrig Case LED_Com, E - IntL | E | Yes | Large Office | Interior Lighting | NC | 73.2781 | 144.4901 | 214.5316 | 283.4458 | 348.2403 | 411.7388 | 474.7442 | 536.1121 | 597.4328 | 659.2977
| Refrig Case LED_Com, E - IntL | E | Yes | Large Office | Interior Lighting | RET | 376.0958 | 717.4278 | 1049.8702 | 1373.4078 | 1685.6898 | 1988.1857 | 2270.594 | 2541.5666 | 2840.2224 | 3157.7286
| Refrig Case LED_Com, E - IntL | E | Yes | Large Office | Interior Lighting | REPL | 470.1197 | 829.4166 | 1151.7291 | 1434.7479 | 1674.3731 | 1869.8392 | 2013.9071 | 2110.9134 | 2210.2109 | 2309.4267
| Refrig Case Ctrls_Com, E - IntL | E | Yes | Large Office | Interior Lighting | RET | 294.5642 | 575.9713 | 864.4746 | 1160.0277 | 1460.313 | 1766.4974 | 2067.3941 | 2371.3018 | 2381.4743 | 2398.4636
| Stair Occ Sensor_Com, E - IntL [No Heat] | E | Yes | Large Office | Interior Lighting | NC | 52.3332 | 103.1908 | 153.2125 | 202.4291 | 248.7035 | 294.0524 | 339.0491 | 382.8764 | 426.6699 | 470.8521
| Stair Occ Sensor_Com, E - IntL [No Heat] | E | Yes | Large Office | Interior Lighting | RET | 402.8957 | 787.7955 | 1182.4012 | 1586.6494 | 1997.3702 | 2416.1596 | 2827.7167 | 3243.3921 | 3660.2015 | 4068.3387
| Stair Occ Sensor_Com, E - IntL [Electric Heat] | E | Yes | Large Office | Interior Lighting | NC | 30.7167 | 60.5673 | 89.9272 | 118.8146 | 145.9751 | 172.5924 | 199.003 | 224.7272 | 250.4315 | 276.364
| Stair Occ Sensor_Com, E - IntL [Electric Heat] | E | Yes | Large Office | Interior Lighting | RET | 236.4774 | 462.3922 | 694.0038 | 931.275 | 1172.3453 | 1418.1514 | 1659.7125 | 1903.6908 | 2148.3348 | 2387.8886
| Stair Occ Sensor_Com, E/G - IntL | E | Yes | Large Office | Interior Lighting | NC | 200.0594 | 394.478 | 585.701 | 773.8465 | 950.7444 | 1124.1042 | 1296.1176 | 1463.6607 | 1631.0745 | 1799.9744
| Stair Occ Sensor_Com, E/G - IntL | E | Yes | Large Office | Interior Lighting | RET | 1540.1907 | 3011.5863 | 4520.0858 | 6065.4468 | 7635.5511 | 9236.5002 | 10809.8014 | 12398.8462 | 13992.226 | 15552.4539
| Stair Occ Sensor_Com, E/O - IntL | E | No | Large Office | Interior Lighting | NC | 38.7841 | 76.4747 | 113.5458 | 150.0203 | 184.3142 | 217.9223 | 251.2694 | 283.7498 | 316.2051 | 348.9486
| Stair Occ Sensor_Com, E/O - IntL | E | No | Large Office | Interior Lighting | RET | 298.5861 | 583.8354 | 876.2778 | 1175.8663 | 1480.2516 | 1790.6165 | 2095.6215 | 2403.6787 | 2712.5762 | 3015.0468
| Stair Occ Sensor_Com, E/P - IntL | E | No | Large Office | Interior Lighting | NC | 3.6974 | 7.2906 | 10.8247 | 14.302 | 17.5714 | 20.7753 | 23.9544 | 27.0509 | 30.145 | 33.2666
| Stair Occ Sensor_Com, E/P - IntL | E | No | Large Office | Interior Lighting | RET | 28.4653 | 55.6592 | 83.5388 | 112.0997 | 141.1179 | 170.7062 | 199.7834 | 229.1517 | 258.6 | 287.4357
| Int Delamping_Com, E - IntL [No Heat] | E | Yes | Large Office | Interior Lighting | RET | 38.6547 | 75.5829 | 113.4423 | 152.2268 | 191.6322 | 231.8118 | 271.2976 | 311.1784 | 351.1681 | 390.3257
| Int Delamping_Com, E - IntL [Electric Heat] | E | Yes | Large Office | Interior Lighting | RET | 22.6882 | 44.363 | 66.5843 | 89.3486 | 112.4775 | 136.0607 | 159.2366 | 182.6444 | 206.1161 | 229.0995
| Int Delamping_Com, E/G - IntL | E | Yes | Large Office | Interior Lighting | RET | 147.7694 | 288.9384 | 433.6673 | 581.9327 | 732.5721 | 886.1708 | 1037.1169 | 1189.5735 | 1342.446 | 1492.1378
| Int Delamping_Com, E/O - IntL | E | Yes | Large Office | Interior Lighting | RET | 28.647 | 56.0145 | 84.0721 | 112.8153 | 142.0187 | 171.7958 | 201.0587 | 230.6144 | 260.2507 | 289.2704
| Int Delamping_Com, E/P - IntL | E | Yes | Large Office | Interior Lighting | RET | 2.731 | 5.3401 | 8.0149 | 10.7551 | 13.5392 | 16.3779 | 19.1677 | 21.9853 | 24.8107 | 27.5772
| Int Ltg Dsgn_Com, E - IntL [No Heat] | E | Yes | Large Office | Interior Lighting | NC | 69.3304 | 136.7059 | 202.9741 | 268.1757 | 329.4795 | 389.5571 | 449.1682 | 507.2301 | 565.2472 | 623.7793
| Int Ltg Dsgn_Com, E - IntL [Electric Heat] | E | Yes | Large Office | Interior Lighting | NC | 40.6931 | 80.2388 | 119.1345 | 157.4042 | 193.3861 | 228.6484 | 263.6368 | 297.7159 | 331.7687 | 366.1238
| Int Ltg Dsgn_Com, E/G - IntL | E | Yes | Large Office | Interior Lighting | NC | 265.0363 | 522.5998 | 775.9297 | 1025.1826 | 1259.5348 | 1489.1998 | 1717.0812 | 1939.0403 | 2160.8281 | 2384.5847
| Int Ltg Dsgn_Com, E/O - IntL | E | Yes | Large Office | Interior Lighting | NC | 51.3808 | 101.3128 | 150.4241 | 198.7451 | 244.1773 | 288.7009 | 332.8787 | 375.9084 | 418.9048 | 462.283
| Int Ltg Dsgn_Com, E/P - IntL | E | Yes | Large Office | Interior Lighting | NC | 4.8983 | 9.6585 | 14.3405 | 18.9471 | 23.2783 | 27.5229 | 31.7346 | 35.8367 | 39.9358 | 44.0712
| Room Air Conditioner_Com, E - Cool | E | Yes | Education | Cooling | NC | 0 | 0 | 0 | 0 | 0 | 0 | 0 | 0 | 0 | 0
| Room Air Conditioner_Com, E - Cool | E | Yes | Education | Cooling | RET | 0 | 0 | 0 | 0 | 0 | 0 | 0 | 0 | 0 | 0
| Room Air Conditioner_Com, E - Cool | E | Yes | Education | Cooling | REPL | 0 | 0 | 0 | 0 | 0 | 0 | 0 | 0 | 0 | 0
| Chiller Systems_Com, E - Cool | E | Yes | Education | Cooling | NC | 229.6328 | 452.7911 | 672.2814 | 888.2391 | 1091.2867 | 1290.2731 | 1487.7142 | 1680.0241 | 1872.1855 | 2066.0529
| Chiller Systems_Com, E - Cool | E | Yes | Education | Cooling | RET | 1049.2477 | 2024.0565 | 2995.9565 | 3964.2184 | 4920.923 | 5869.5891 | 6776.2276 | 7666.75 | 7721.9925 | 7793.4661
| Chiller Systems_Com, E - Cool | E | Yes | Education | Cooling | REPL | 1178.578 | 2079.3259 | 2887.3551 | 3596.8758 | 4197.6099 | 4687.6385 | 5048.8129 | 5292.0053 | 5413.9332 | 5413.9332
| Chiller Tuneup_Com, E - Cool | E | Yes | Education | Cooling | RET | 197.5833 | 386.3413 | 579.8592 | 778.1058 | 979.5266 | 987.321 | 1000.3939 | 1010.7267 | 1016.8868 | 1015.6198
| Computer Room Air Conditioner_Com, E - Cool | E | Yes | Education | Cooling | NC | 27.4052 | 54.0376 | 80.2323 | 106.0054 | 130.2378 | 153.9855 | 177.5488 | 200.4997 | 223.4329 | 246.5696
| Computer Room Air Conditioner_Com, E - Cool | E | Yes | Education | Cooling | REPL | 140.6554 | 275.0283 | 412.7895 | 553.9171 | 697.3044 | 843.5085 | 987.1877 | 1132.3046 | 1277.8175 | 1420.3028
| Mini Split Ductless AC_Com, E - Cool | E | Yes | Education | Cooling | NC | 0 | 0 | 0 | 0 | 0 | 0 | 0 | 0 | 0 | 0
| Mini Split Ductless AC_Com, E - Cool | E | Yes | Education | Cooling | RET | 0 | 0 | 0 | 0 | 0 | 0 | 0 | 0 | 0 | 0
| Mini Split Ductless AC_Com, E - Cool | E | Yes | Education | Cooling | REPL | 0 | 0 | 0 | 0 | 0 | 0 | 0 | 0 | 0 | 0
| Eff Unitary AC_Com, E - Cool | E | No | Education | Cooling | NC | 109.6867 | 216.2807 | 321.1226 | 424.2772 | 521.2651 | 616.3132 | 710.6231 | 802.4821 | 894.2701 | 986.873
| Eff Unitary AC_Com, E - Cool | E | No | Education | Cooling | RET | 872.3138 | 1666.9259 | 2443.7062 | 3202.4766 | 3937.5594 | 4652.2413 | 5321.9322 | 6011.9304 | 6716.8195 | 7419.1886
| Eff Unitary AC_Com, E - Cool | E | No | Education | Cooling | REPL | 750.6144 | 1381.651 | 1984.4901 | 2556.8721 | 3092.5071 | 3591.8512 | 4036.5667 | 4478.0303 | 4912.9749 | 5331.3077
| PTAC_Com, E - Cool | E | Yes | Education | Cooling | NC | 0 | 0 | 0 | 0 | 0 | 0 | 0 | 0 | 0 | 0
| PTAC_Com, E - Cool | E | No | Education | Cooling | RET | 0 | 0 | 0 | 0 | 0 | 0 | 0 | 0 | 0 | 0
| PTAC_Com, E - Cool | E | Yes | Education | Cooling | REPL | 0 | 0 | 0 | 0 | 0 | 0 | 0 | 0 | 0 | 0
| Unitary Equipment Economizer_Com, E - Cool | E | No | Education | Cooling | RET | 618.848 | 1210.0542 | 1816.1687 | 2437.0941 | 3067.9614 | 3711.2221 | 4343.3739 | 4981.8515 | 5622.0709 | 6248.9698
| AC Tuneup_Com, E - Cool [ASHP] | E | Yes | Education | Cooling | RET | 183.2083 | 358.2333 | 537.6719 | 721.4952 | 908.2617 | 915.489 | 927.6109 | 937.1919 | 942.9038 | 941.729
| AC Tuneup_Com, E - Heat [ASHP] | E | Yes | Education | Space Heating | RET | 70.0507 | 136.9725 | 205.5818 | 275.8676 | 347.2788 | 350.0422 | 354.6771 | 358.3404 | 360.5244 | 360.0752
| AC Tuneup_Com, E - Cool [Unitary AC] | E | Yes | Education | Cooling | RET | 292.2029 | 571.3542 | 857.5447 | 1150.7285 | 1448.6066 | 1460.1336 | 1479.467 | 1494.748 | 1503.858 | 1501.9843
| DCV_Com, E - Cool [Building w Elec Heat] | E | Yes | Education | Cooling | RET | 439.2625 | 858.9047 | 1289.1288 | 1729.8659 | 2177.6598 | 2634.2506 | 3082.9562 | 3536.1519 | 3990.5839 | 4435.5611
| DCV_Com, E - Heat [Building w Elec Heat] | E | Yes | Education | Space Heating | RET | 244.3483 | 477.7825 | 717.1031 | 962.2717 | 1211.3658 | 1465.3533 | 1714.9546 | 1967.0536 | 2219.8403 | 2467.3675
| DCV_Com, E - Vent [Building w Elec Heat] | E | Yes | Education | Ventilation | RET | 626.3547 | 1224.7322 | 1838.199 | 2466.6562 | 3105.176 | 3756.2395 | 4396.0593 | 5042.2817 | 5690.267 | 6324.7703
| DCV_Com, E - Cool [Building w Gas Heat] | E | Yes | Education | Cooling | RET | 896.9863 | 1753.9074 | 2632.4373 | 3532.4347 | 4446.8424 | 5379.2136 | 6295.4831 | 7220.9215 | 8148.8844 | 9057.5402
| DCV_Com, E - Vent [Building w Gas Heat] | E | Yes | Education | Ventilation | RET | 1279.0338 | 2500.9376 | 3753.6539 | 5036.9813 | 6340.8565 | 7670.3465 | 8976.8766 | 10296.4808 | 11619.6849 | 12915.3584
| DCV_Com, E - Cool [Building w Oil Heat] | E | Yes | Education | Cooling | RET | 241.3398 | 471.8997 | 708.2737 | 950.4236 | 1196.4507 | 1447.311 | 1693.839 | 1942.834 | 2192.5082 | 2436.9877
| DCV_Com, E - Vent [Building w Oil Heat] | E | Yes | Education | Ventilation | RET | 344.132 | 672.8929 | 1009.944 | 1355.2312 | 1706.047 | 2063.7546 | 2415.2847 | 2770.3324 | 3126.3487 | 3474.9578
| DCV_Com, E - Cool [Building w Propane Heat] | E | Yes | Education | Cooling | RET | 72.7319 | 142.2151 | 213.4504 | 286.4264 | 360.5709 | 436.172 | 510.4674 | 585.5063 | 660.7499 | 734.428
| DCV_Com, E - Vent [Building w Propane Heat] | E | Yes | Education | Ventilation | RET | 103.7101 | 202.7878 | 304.3639 | 408.4221 | 514.1465 | 621.9478 | 727.8874 | 834.8871 | 942.1787 | 1047.238
| Controls for Unitary AC_Com, E - Cool | E | No | Education | Cooling | RET | 907.2426 | 1773.9618 | 2662.5369 | 3572.825 | 4497.6881 | 5440.7202 | 6367.4664 | 7303.4864 | 8242.0598 | 9161.1053
| Optimized Unitary AC Sys_Com, E - Cool [Building w Elec Heat] | E | No | Education | Cooling | NC | 80.0161 | 157.7762 | 234.2581 | 309.5092 | 380.2616 | 449.5989 | 518.3978 | 585.4086 | 652.3678 | 719.9213
| Optimized Unitary AC Sys_Com, E - Heat [Building w Elec Heat] | E | No | Education | Space Heating | NC | 92.5355 | 182.4619 | 270.9102 | 357.9351 | 439.7574 | 519.9433 | 599.5064 | 677.0018 | 754.4374 | 832.5604
| Optimized Unitary AC Sys_Com, E - Cool [Building w Gas Heat] | E | Yes | Education | Cooling | NC | 163.3952 | 322.1834 | 478.3617 | 632.0264 | 776.5049 | 918.0937 | 1058.5828 | 1195.4209 | 1332.1533 | 1470.0996
| Optimized Unitary AC Sys_Com, E - Cool [Building w Oil Heat] | E | Yes | Education | Cooling | NC | 43.9625 | 86.6855 | 128.7062 | 170.0506 | 208.9235 | 247.0188 | 284.8183 | 321.6354 | 358.4242 | 395.5395
| Optimized Unitary AC Sys_Com, E - Cool [Building w Propane Heat] | E | Yes | Education | Cooling | NC | 13.2489 | 26.1241 | 38.7878 | 51.2477 | 62.9627 | 74.4434 | 85.8349 | 96.9303 | 108.0173 | 119.2026
| Optimized Chiller Sys_Com, E - Cool | E | No | Education | Cooling | NC | 90.581 | 178.608 | 265.1882 | 350.3749 | 430.469 | 508.9613 | 586.8439 | 662.7024 | 738.5025 | 814.9754
| Cool Roof_Com, E - Cool [Building w Elec Heat] | E | No | Education | Cooling | NC | 38.5805 | 76.0732 | 112.9496 | 149.2325 | 183.3465 | 216.7781 | 249.95 | 282.2599 | 314.5448 | 347.1164
| Cool Roof_Com, E - Cool [Building w Elec Heat] | E | No | Education | Cooling | RET | 201.9725 | 394.9235 | 592.7402 | 795.3906 | 1001.2858 | 1211.2258 | 1417.5402 | 1625.9191 | 1834.8665 | 2039.4666
| Cool Roof_Com, E - Heat [Building w Elec Heat] | E | No | Education | Space Heating | NC | -6.9005 | -13.6063 | -20.202 | -26.6915 | -32.7931 | -38.7726 | -44.7057 | -50.4846 | -56.259 | -62.0847
| Cool Roof_Com, E - Heat [Building w Elec Heat] | E | No | Education | Space Heating | RET | -36.1245 | -70.6355 | -106.0167 | -142.2624 | -179.0886 | -216.6381 | -253.5392 | -290.8096 | -328.1816 | -364.7761
| Cool Roof_Com, E - Cool [Building w Gas Heat] | E | No | Education | Cooling | NC | 78.7824 | 155.3436 | 230.6463 | 304.7371 | 374.3986 | 442.6669 | 510.405 | 576.3826 | 642.3094 | 708.8214
| Cool Roof_Com, E - Cool [Building w Gas Heat] | E | No | Education | Cooling | RET | 412.4334 | 806.4449 | 1210.392 | 1624.21 | 2044.6537 | 2473.3571 | 2894.6569 | 3320.1725 | 3746.849 | 4164.648
| Cool Roof_Com, E - Cool [Building w Oil Heat] | E | No | Education | Cooling | NC | 21.1969 | 41.7962 | 62.0568 | 81.9914 | 100.7343 | 119.1023 | 137.3276 | 155.0793 | 172.8173 | 190.7128
| Cool Roof_Com, E - Cool [Building w Oil Heat] | E | No | Education | Cooling | RET | 110.9678 | 216.979 | 325.6635 | 437.0038 | 550.1268 | 665.4722 | 778.8255 | 893.3131 | 1008.1131 | 1120.5245
| Cool Roof_Com, E - Cool [Building w Propane Heat] | E | No | Education | Cooling | NC | 6.3881 | 12.596 | 18.7019 | 24.7095 | 30.358 | 35.8935 | 41.386 | 46.7358 | 52.0815 | 57.4746
| Cool Roof_Com, E - Cool [Building w Propane Heat] | E | No | Education | Cooling | RET | 33.442 | 65.3903 | 98.1443 | 131.6986 | 165.7901 | 200.5514 | 234.7124 | 269.2152 | 303.8121 | 337.6893
| GSHP_Com, E - Cool | E | Yes | Education | Cooling | RET | 696.6917 | 1296.0401 | 1849.3631 | 2359.8061 | 2826.8197 | 3255.6271 | 3635.0996 | 3980.2341 | 4291.8755 | 4566.6697
| GSHP_Com, E - Cool | E | Yes | Education | Cooling | REPL | 280.0771 | 494.1306 | 686.1506 | 854.7609 | 997.5193 | 1113.9696 | 1199.799 | 1257.5912 | 1286.5661 | 1286.5661
| GSHP_Com, E - Heat | E | Yes | Education | Space Heating | RET | 346.7683 | 645.0854 | 920.494 | 1174.5598 | 1407.0091 | 1620.4419 | 1809.3189 | 1981.1046 | 2136.2197 | 2272.9946
| GSHP_Com, E - Heat | E | Yes | Education | Space Heating | REPL | 139.4044 | 245.9465 | 341.5216 | 425.445 | 496.501 | 554.4624 | 597.1828 | 625.948 | 640.3699 | 640.3699
| Unitary HP_Com, E - Cool | E | Yes | Education | Cooling | NC | 75.7328 | 149.3303 | 221.7181 | 292.9408 | 359.9058 | 425.5315 | 490.6475 | 554.0712 | 617.4459 | 681.3833
| Unitary HP_Com, E - Cool | E | No | Education | Cooling | RET | 374.248 | 714.5674 | 1046.6719 | 1370.513 | 1683.6993 | 1987.6646 | 2271.9999 | 2589.8518 | 2937.845 | 3305.8833
| Unitary HP_Com, E - Cool | E | Yes | Education | Cooling | REPL | 518.2593 | 914.3476 | 1269.6645 | 1581.6639 | 1845.8264 | 2061.308 | 2220.1282 | 2388.6868 | 2565.8768 | 2747.3815
| Unitary HP_Com, E - Heat | E | Yes | Education | Space Heating | NC | 12.3281 | 24.3085 | 36.0921 | 47.686 | 58.5868 | 69.2695 | 79.8693 | 90.1937 | 100.5101 | 110.918
| Unitary HP_Com, E - Heat | E | No | Education | Space Heating | RET | 60.9214 | 116.3198 | 170.381 | 223.097 | 274.0786 | 323.5591 | 369.8443 | 421.5853 | 478.2329 | 538.1435
| Unitary HP_Com, E - Heat | E | Yes | Education | Space Heating | REPL | 84.3641 | 148.8408 | 206.6805 | 257.4689 | 300.4702 | 335.5471 | 361.4004 | 388.839 | 417.6826 | 447.2286
| PTHP_Com, E - Cool | E | Yes | Education | Cooling | NC | 0 | 0 | 0 | 0 | 0 | 0 | 0 | 0 | 0 | 0
| PTHP_Com, E - Cool | E | Yes | Education | Cooling | RET | 0 | 0 | 0 | 0 | 0 | 0 | 0 | 0 | 0 | 0
| PTHP_Com, E - Cool | E | Yes | Education | Cooling | REPL | 0 | 0 | 0 | 0 | 0 | 0 | 0 | 0 | 0 | 0
| PTHP_Com, E - Heat | E | Yes | Education | Space Heating | NC | 0 | 0 | 0 | 0 | 0 | 0 | 0 | 0 | 0 | 0
| PTHP_Com, E - Heat | E | Yes | Education | Space Heating | RET | 0 | 0 | 0 | 0 | 0 | 0 | 0 | 0 | 0 | 0
| PTHP_Com, E - Heat | E | Yes | Education | Space Heating | REPL | 0 | 0 | 0 | 0 | 0 | 0 | 0 | 0 | 0 | 0
| Minisplit Ductless HP_Com, E - Cool | E | Yes | Education | Cooling | RET | 983.9205 | 1838.5126 | 2635.0725 | 3376.9756 | 4062.2895 | 4697.5949 | 5218.5426 | 5719.9114 | 6196.8911 | 6640.2739
| Minisplit Ductless HP_Com, E - Cool | E | Yes | Education | Cooling | REPL | 703.9932 | 1242.0318 | 1724.6871 | 2148.501 | 2507.3341 | 2800.04 | 3015.7782 | 3175.8397 | 3278.3446 | 3321.93
| Minisplit Ductless HP_Com, E - Heat | E | Yes | Education | Space Heating | RET | 1042.4473 | 1947.8735 | 2791.8155 | 3577.8494 | 4303.9281 | 4977.0236 | 5578.4118 | 6152.5562 | 6697.944 | 7204.9895
| Minisplit Ductless HP_Com, E - Heat | E | Yes | Education | Space Heating | REPL | 765.1059 | 1349.8509 | 1874.4049 | 2335.0095 | 2724.9924 | 3043.1077 | 3277.5739 | 3451.5301 | 3562.9333 | 3610.3022
| Programmable TStat_Com, E - Cool [Building w Elec Heat] | E | Yes | Education | Cooling | NC | 0 | 0 | 0 | 0 | 0 | 0 | 0 | 0 | 0 | 0
| Programmable TStat_Com, E - Heat [Building w Elec Heat] | E | Yes | Education | Space Heating | NC | 0 | 0 | 0 | 0 | 0 | 0 | 0 | 0 | 0 | 0
| Programmable TStat_Com, E - Cool [Building w Gas Heat] | E | Yes | Education | Cooling | NC | 0 | 0 | 0 | 0 | 0 | 0 | 0 | 0 | 0 | 0
| Programmable TStat_Com, E - Cool [Building w Gas Heat] | E | Yes | Education | Cooling | RET | 0 | 0 | 0 | 0 | 0 | 0 | 0 | 0 | 0 | 0
| Programmable TStat_Com, E - Cool [Building w Propane Heat] | E | Yes | Education | Cooling | NC | 0 | 0 | 0 | 0 | 0 | 0 | 0 | 0 | 0 | 0
| Programmable TStat_Com, E - Cool [Building w Propane Heat] | E | Yes | Education | Cooling | RET | 0 | 0 | 0 | 0 | 0 | 0 | 0 | 0 | 0 | 0
| Programmable TStat_Com, E - Cool [Building w Oil Heat] | E | Yes | Education | Cooling | NC | 0 | 0 | 0 | 0 | 0 | 0 | 0 | 0 | 0 | 0
| Programmable TStat_Com, E - Cool [Building w Oil Heat] | E | Yes | Education | Cooling | RET | 0 | 0 | 0 | 0 | 0 | 0 | 0 | 0 | 0 | 0
| Smart TStat_Com, E - Cool [Building w Elec Heat] | E | Yes | Education | Cooling | NC | 68.8437 | 135.7463 | 201.5492 | 266.2931 | 327.1665 | 386.8224 | 446.015 | 503.6693 | 561.2791 | 619.4003
| Smart TStat_Com, E - Cool [Building w Elec Heat] | E | Yes | Education | Cooling | RET | 253.4205 | 495.5216 | 743.7276 | 997.9988 | 1256.3412 | 1519.7588 | 1778.6273 | 2040.0861 | 2302.2583 | 2558.9756
| Smart TStat_Com, E - Heat [Building w Elec Heat] | E | Yes | Education | Space Heating | NC | 5.5609 | 10.9651 | 16.2804 | 21.5102 | 26.4274 | 31.2462 | 36.0275 | 40.6846 | 45.3381 | 50.033
| Smart TStat_Com, E - Heat [Building w Elec Heat] | E | Yes | Education | Space Heating | RET | 20.4704 | 40.0265 | 60.0757 | 80.6148 | 101.4828 | 122.7608 | 143.6713 | 164.791 | 185.9683 | 206.705
| Smart TStat_Com, E - Cool [Building w Gas Heat] | E | Yes | Education | Cooling | NC | 140.5807 | 277.1977 | 411.5691 | 543.7779 | 668.0831 | 789.9022 | 910.7752 | 1028.5068 | 1146.1476 | 1264.8327
| Smart TStat_Com, E - Cool [Building w Gas Heat] | E | Yes | Education | Cooling | RET | 517.4917 | 1011.8689 | 1518.7127 | 2037.9416 | 2565.4841 | 3103.3902 | 3632.0068 | 4165.9131 | 4701.276 | 5225.5001
| Smart TStat_Com, E - Cool [Building w Propane Heat] | E | Yes | Education | Cooling | NC | 37.8241 | 74.5818 | 110.7352 | 146.3068 | 179.7519 | 212.5281 | 245.0497 | 276.7262 | 308.3782 | 340.3111
| Smart TStat_Com, E - Cool [Building w Propane Heat] | E | Yes | Education | Cooling | RET | 139.2344 | 272.2496 | 408.6191 | 548.3209 | 690.2595 | 834.9865 | 977.2141 | 1120.8649 | 1264.9076 | 1405.9534
| Smart TStat_Com, E - Cool [Building w Oil Heat] | E | Yes | Education | Cooling | NC | 11.3989 | 22.4765 | 33.372 | 44.0921 | 54.1713 | 64.049 | 73.8499 | 83.3962 | 92.935 | 102.5586
| Smart TStat_Com, E - Cool [Building w Oil Heat] | E | Yes | Education | Cooling | RET | 41.9607 | 82.0471 | 123.1444 | 165.2459 | 208.0215 | 251.6375 | 294.5002 | 337.7918 | 381.2016 | 423.7081
| Windows_Com, E - Cool [Building w Elec Heat] | E | No | Education | Cooling | NC | 79.2331 | 156.2322 | 231.9657 | 306.4803 | 376.5404 | 445.1992 | 513.3248 | 579.6798 | 645.9837 | 712.8762
| Windows_Com, E - Heat [Building w Elec Heat] | E | No | Education | Space Heating | NC | 30.7866 | 60.7052 | 90.132 | 119.0852 | 146.3076 | 172.9855 | 199.4562 | 225.239 | 251.0019 | 276.9935
| Windows_Com, E - Cool [Building w Gas Heat] | E | No | Education | Cooling | NC | 161.7962 | 319.0306 | 473.6805 | 625.8414 | 768.906 | 909.1092 | 1048.2236 | 1183.7225 | 1319.1169 | 1455.7133
| Windows_Com, E - Cool [Building w Oil Heat] | E | Yes | Education | Cooling | NC | 43.5323 | 85.8372 | 127.4467 | 168.3865 | 206.879 | 244.6015 | 282.0311 | 318.4879 | 354.9166 | 391.6687
| Windows_Com, E - Cool [Building w Propane Heat] | E | Yes | Education | Cooling | NC | 13.1192 | 25.8685 | 38.4082 | 50.7462 | 62.3465 | 73.7149 | 84.9949 | 95.9818 | 106.9602 | 118.0361
| Window Film_Com, E - Cool [Building w Elec Heat] | E | No | Education | Cooling | RET | 0 | 0 | 0 | 0 | 0 | 0 | 0 | 0 | 0 | 0
| Window Film_Com, E - Heat [Building w Elec Heat] | E | No | Education | Space Heating | RET | 0 | 0 | 0 | 0 | 0 | 0 | 0 | 0 | 0 | 0
| Window Film_Com, E - Cool [Building w Gas Heat] | E | No | Education | Cooling | RET | 0 | 0 | 0 | 0 | 0 | 0 | 0 | 0 | 0 | 0
| Window Film_Com, E - Cool [Building w Oil Heat] | E | No | Education | Cooling | RET | 0 | 0 | 0 | 0 | 0 | 0 | 0 | 0 | 0 | 0
| Window Film_Com, E - Cool [Building w Propane Heat] | E | No | Education | Cooling | RET | 0 | 0 | 0 | 0 | 0 | 0 | 0 | 0 | 0 | 0
| Motors and Fans_Com, E - Vent | E | Yes | Education | Ventilation | NC | 32.8242 | 64.7228 | 96.0972 | 126.9666 | 155.9906 | 184.4341 | 212.6567 | 240.1459 | 267.6138 | 295.3256
| Motors and Fans_Com, E - Vent | E | No | Education | Ventilation | RET | 333.567 | 620.6866 | 885.9049 | 1130.7057 | 1354.8028 | 1335.8182 | 1324.5591 | 1312.4255 | 1298.7332 | 1281.9298
| Motors and Fans_Com, E - Vent | E | Yes | Education | Ventilation | REPL | 224.6242 | 396.2971 | 550.2987 | 685.5257 | 800.0192 | 893.4133 | 962.2493 | 1009.1141 | 1033.3851 | 1034.9021
| ECM Furnace Motors_Com, E - Vent | E | Yes | Education | Ventilation | RET | 677.8537 | 1325.43 | 1989.336 | 2669.4652 | 3360.4841 | 4065.0782 | 4757.5042 | 5456.8591 | 6158.1218 | 6844.7941
| VFD on HVAC System_Com, E - Vent | E | Yes | Education | Ventilation | RET | 3085.5733 | 6033.3247 | 9055.4088 | 12151.3401 | 15296.8415 | 18504.1365 | 21656.0424 | 24839.4888 | 28031.6196 | 31157.3349
| Kitchen DCV_Com, E - Vent [Building w Elec Heat] | E | Yes | Education | Ventilation | NC | 4.2472 | 8.3746 | 12.4342 | 16.4285 | 20.1839 | 23.8643 | 27.5161 | 31.073 | 34.6271 | 38.2128
| Kitchen DCV_Com, E - Vent [Building w Elec Heat] | E | Yes | Education | Ventilation | RET | 40.5451 | 75.6769 | 108.345 | 138.699 | 166.6709 | 192.5398 | 215.5977 | 237.3712 | 257.8261 | 276.6316
| Kitchen DCV_Com, E - Vent [Building w Elec Heat] | E | Yes | Education | Ventilation | REPL | 29.0646 | 51.2777 | 71.2043 | 88.7016 | 103.5161 | 115.6006 | 124.5074 | 130.9712 | 134.9135 | 136.2875
| Kitchen DCV_Com, E - Heat [Building w Elec Heat] | E | Yes | Education | Space Heating | NC | 2.4829 | 4.8958 | 7.269 | 9.604 | 11.7995 | 13.951 | 16.0858 | 18.1651 | 20.2429 | 22.339
| Kitchen DCV_Com, E - Heat [Building w Elec Heat] | E | Yes | Education | Space Heating | RET | 23.7025 | 44.2404 | 63.3381 | 81.0829 | 97.4351 | 112.558 | 126.0375 | 138.7662 | 150.7241 | 161.7177
| Kitchen DCV_Com, E - Heat [Building w Elec Heat] | E | Yes | Education | Space Heating | REPL | 16.991 | 29.9767 | 41.6257 | 51.8546 | 60.5151 | 67.5796 | 72.7865 | 76.5652 | 78.8699 | 79.6731
| Kitchen DCV_Com, E - Vent [Building w Gas Heat] | E | Yes | Education | Ventilation | NC | 8.6729 | 17.1012 | 25.391 | 33.5474 | 41.2162 | 48.7316 | 56.1886 | 63.4519 | 70.7095 | 78.0316
| Kitchen DCV_Com, E - Vent [Building w Gas Heat] | E | Yes | Education | Ventilation | RET | 82.7943 | 154.5344 | 221.2436 | 283.2273 | 340.3467 | 393.1717 | 440.2566 | 484.7186 | 526.4881 | 564.8895
| Kitchen DCV_Com, E - Vent [Building w Gas Heat] | E | Yes | Education | Ventilation | REPL | 59.3507 | 104.7105 | 145.4012 | 181.1311 | 211.3829 | 236.0597 | 254.2477 | 267.4468 | 275.4971 | 278.3028
| Kitchen DCV_Com, E - Vent [Building w Oil Heat] | E | Yes | Education | Ventilation | NC | 2.3335 | 4.6012 | 6.8316 | 9.0261 | 11.0895 | 13.1115 | 15.1179 | 17.0721 | 19.0248 | 20.9949
| Kitchen DCV_Com, E - Vent [Building w Oil Heat] | E | Yes | Education | Ventilation | RET | 22.2763 | 41.5785 | 59.527 | 76.2041 | 91.5724 | 105.7853 | 118.4538 | 130.4166 | 141.6549 | 151.9871
| Kitchen DCV_Com, E - Vent [Building w Oil Heat] | E | Yes | Education | Ventilation | REPL | 15.9687 | 28.173 | 39.1211 | 48.7345 | 56.8739 | 63.5133 | 68.4069 | 71.9582 | 74.1242 | 74.8791
| Kitchen DCV_Com, E - Vent [Building w Oil Heat] | E | Yes | Education | Ventilation | NC | 2.3335 | 4.6012 | 6.8316 | 9.0261 | 11.0895 | 13.1115 | 15.1179 | 17.0721 | 19.0248 | 20.9949
| Kitchen DCV_Com, E - Vent [Building w Oil Heat] | E | Yes | Education | Ventilation | RET | 22.2763 | 41.5785 | 59.527 | 76.2041 | 91.5724 | 105.7853 | 118.4538 | 130.4166 | 141.6549 | 151.9871
| Kitchen DCV_Com, E - Vent [Building w Oil Heat] | E | Yes | Education | Ventilation | REPL | 15.9687 | 28.173 | 39.1211 | 48.7345 | 56.8739 | 63.5133 | 68.4069 | 71.9582 | 74.1242 | 74.8791
| Duct Sealing Regulated_Com, E - Vent [Building w Elec Heat] | E | Yes | Education | Ventilation | RET | 422.042 | 825.2328 | 1238.5908 | 1662.0496 | 2092.2885 | 2530.9795 | 2962.0944 | 3397.5234 | 3834.1402 | 4261.6728
| Duct Sealing Regulated_Com, E - Heat [Building w Elec Heat] | E | Yes | Education | Space Heating | RET | 119.7067 | 234.0665 | 351.3101 | 471.4187 | 593.4503 | 717.8793 | 840.1594 | 963.6631 | 1087.5038 | 1208.7678
| Duct Sealing Regulated_Com, E - Cool [Building w Elec Heat] | E | Yes | Education | Cooling | RET | 289.5402 | 566.1477 | 849.7303 | 1140.2425 | 1435.4061 | 1736.3683 | 2032.133 | 2330.8573 | 2630.3965 | 2923.7035
| Duct Sealing Regulated_Com, E - Vent [Building w Gas Heat] | E | Yes | Education | Ventilation | RET | 861.8216 | 1685.1486 | 2529.2372 | 3393.9519 | 4272.5118 | 5168.3311 | 6048.6799 | 6937.8381 | 7829.4219 | 8702.4555
| Duct Sealing Regulated_Com, E - Cool [Building w Gas Heat] | E | Yes | Education | Cooling | RET | 591.2492 | 1156.0894 | 1735.1731 | 2328.4071 | 2931.1396 | 3545.7128 | 4149.6726 | 4759.676 | 5371.3435 | 5970.2847
| Duct Sealing Non Regulated_Com, E - Vent [Building w Oil Heat] | E | Yes | Education | Ventilation | RET | 231.8785 | 453.3997 | 680.5071 | 913.1639 | 1149.546 | 1390.5717 | 1627.4351 | 1866.6686 | 2106.5548 | 2341.4499
| Duct Sealing Non Regulated_Com, E - Cool [Building w Oil Heat] | E | Yes | Education | Cooling | RET | 159.0793 | 311.0531 | 466.8591 | 626.4725 | 788.6414 | 953.9962 | 1116.4953 | 1280.6205 | 1445.1935 | 1606.3423
| Duct Sealing Non Regulated_Com, E - Vent [Building w Propane Heat] | E | Yes | Education | Ventilation | RET | 69.8805 | 136.6398 | 205.0825 | 275.1976 | 346.4354 | 419.0726 | 490.4554 | 562.5526 | 634.8464 | 705.636
| Duct Sealing Non Regulated_Com, E - Cool [Building w Propane Heat] | E | Yes | Education | Cooling | RET | 47.9413 | 93.7412 | 140.696 | 188.7982 | 237.6706 | 287.5031 | 336.475 | 385.9369 | 435.5338 | 484.0988
| Power Strip_Com, E - Plug [Tier 1] | E | Yes | Education | Plug Loads | NC | 0 | 0 | 0 | 0 | 0 | 0 | 0 | 0 | 0 | 0
| Power Strip_Com, E - Plug [Tier 1] | E | Yes | Education | Plug Loads | RET | 0 | 0 | 0 | 0 | 0 | 0 | 0 | 0 | 0 | 0
| Power Strip_Com, E - Plug [Tier 1] | E | Yes | Education | Plug Loads | REPL | 0 | 0 | 0 | 0 | 0 | 0 | 0 | 0 | 0 | 0
| Power Strip_Com, E - Plug [Tier 2] | E | No | Education | Plug Loads | NC | 543.4671 | 1071.6109 | 1591.0737 | 2102.1762 | 2582.7245 | 3053.6614 | 3520.9409 | 3976.0764 | 3891.9876 | 3831.9813
| Power Strip_Com, E - Plug [Tier 2] | E | No | Education | Plug Loads | RET | 5463.4553 | 10180.3206 | 14550.5104 | 18596.4201 | 22397.5025 | 25987.9644 | 29263.0488 | 32339.6399 | 30840.0393 | 30782.2804
| Power Strip_Com, E - Plug [Tier 2] | E | No | Education | Plug Loads | REPL | 6973.2871 | 12302.7388 | 17083.6015 | 21281.6192 | 24945.9938 | 28069.6926 | 30537.3634 | 32421.6203 | 28117.1955 | 26164.3256
| Computer Power Management_Com, E - Plug | E | Yes | Education | Plug Loads | RET | 5487.3686 | 10729.6355 | 16104.0954 | 21609.8847 | 27203.8292 | 27420.2985 | 27783.3659 | 28070.3317 | 28241.4124 | 28206.2251
| Vending Machine Controls_Com, E - Plug [Non-Refrigerated] | E | No | Education | Plug Loads | RET | 332.4412 | 650.0333 | 975.6341 | 1309.1912 | 1648.0891 | 1661.2034 | 1683.1991 | 1700.5844 | 1710.949 | 1708.8172
| Vending Machine Controls_Com, E - Plug [Refrigerated] | E | Yes | Education | Plug Loads | RET | 997.3235 | 1950.0999 | 2926.9023 | 3927.5737 | 4944.2672 | 4983.6103 | 5049.5974 | 5101.7531 | 5132.8469 | 5126.4516
| Ovens_Com, E - Cook | E | Yes | Education | Cooking | NC | 13.4723 | 26.5647 | 39.4419 | 52.1119 | 64.0244 | 75.6987 | 87.2823 | 98.5649 | 109.8388 | 121.2127
| Ovens_Com, E - Cook | E | Yes | Education | Cooking | REPL | 115.2428 | 225.3381 | 338.2096 | 453.8393 | 571.3204 | 691.1093 | 808.8296 | 927.7278 | 1046.9504 | 1163.6925
| Fryers_Com, E - Cook | E | Yes | Education | Cooking | NC | 2.2106 | 4.3588 | 6.4717 | 8.5506 | 10.5052 | 12.4208 | 14.3214 | 16.1727 | 18.0225 | 19.8888
| Fryers_Com, E - Cook | E | Yes | Education | Cooking | REPL | 18.9092 | 36.9738 | 55.494 | 74.4667 | 93.7432 | 113.3984 | 132.7141 | 152.2231 | 171.7853 | 190.9406
| Griddles_Com, E - Cook | E | Yes | Education | Cooking | NC | 0.61655 | 1.2157 | 1.805 | 2.3849 | 2.93 | 3.4643 | 3.9944 | 4.5108 | 5.0267 | 5.5472
| Griddles_Com, E - Cook | E | Yes | Education | Cooking | REPL | 5.274 | 10.3124 | 15.4779 | 20.7696 | 26.1461 | 31.6281 | 37.0155 | 42.4568 | 47.9129 | 53.2556
| Hot Food Holding Cabinet_Com, E - Cook | E | Yes | Education | Cooking | NC | 2.6829 | 5.2901 | 7.8544 | 10.3775 | 12.7498 | 15.0746 | 17.3814 | 19.6282 | 21.8732 | 24.1383
| Hot Food Holding Cabinet_Com, E - Cook | E | Yes | Education | Cooking | REPL | 22.9494 | 44.8737 | 67.3509 | 90.3774 | 113.7725 | 137.6272 | 161.07 | 184.7474 | 208.4893 | 231.7373
| Steamers_Com, E - Cook | E | Yes | Education | Cooking | NC | 2.1063 | 4.1533 | 6.1666 | 8.1475 | 10.0099 | 11.8352 | 13.6462 | 15.4102 | 17.1728 | 18.9511
| Steamers_Com, E - Cook | E | Yes | Education | Cooking | REPL | 18.0177 | 35.2307 | 52.8777 | 70.9559 | 89.3236 | 108.0521 | 126.4571 | 145.0464 | 163.6863 | 181.9385
| ES Refrigerator and Freezer_Com, E - Refr | E | Yes | Education | Refrigeration | NC | 34.6606 | 68.344 | 101.4737 | 134.0702 | 164.718 | 194.7529 | 224.5545 | 253.5816 | 282.5864 | 311.8486
| ES Refrigerator and Freezer_Com, E - Refr | E | Yes | Education | Refrigeration | REPL | 296.4895 | 579.7359 | 870.1248 | 1167.6097 | 1469.8576 | 1778.0433 | 2080.9067 | 2386.8007 | 2693.5293 | 2993.876
| Anti Sweat Heat Control_Com, E - Refr | E | Yes | Education | Refrigeration | NC | 96.1057 | 189.5017 | 281.3625 | 371.745 | 456.7243 | 540.0039 | 622.6367 | 703.1221 | 783.5453 | 864.6825
| Anti Sweat Heat Control_Com, E - Refr | E | Z | Education | Refrigeration | RET | 0 | 0 | 0 | 0 | 0 | 0 | 0 | 0 | 0 | 0
| Case Night Covers_Com, E - Refr | E | No | Education | Refrigeration | RET | 33.1664 | 64.8513 | 97.3352 | 130.6129 | 164.4234 | 165.7318 | 167.9262 | 169.6607 | 170.6947 | 170.482
| Loading Dock Pit Seals_Com, E - Refr | E | No | Education | Refrigeration | NC | 5.7822 | 11.4013 | 16.9281 | 22.366 | 27.4788 | 32.4893 | 37.4609 | 42.3033 | 47.1419 | 52.0235
| Loading Dock Pit Seals_Com, E - Refr | E | No | Education | Refrigeration | RET | 59.3535 | 116.056 | 174.1883 | 233.7411 | 294.2474 | 355.9423 | 416.5718 | 477.8081 | 539.2113 | 599.337
| ECM Comp Cond Fan Motor_Com, E - Refr | E | Yes | Education | Refrigeration | NC | 26.0233 | 51.3129 | 76.1868 | 100.6603 | 123.6708 | 146.2211 | 168.5963 | 190.3899 | 212.1668 | 234.1369
| ECM Comp Cond Fan Motor_Com, E - Refr | E | Z | Education | Refrigeration | RET | 0 | 0 | 0 | 0 | 0 | 0 | 0 | 0 | 0 | 0
| ECM Comp Cond Fan Motor_Com, E - Refr | E | Yes | Education | Refrigeration | REPL | 178.0843 | 314.1881 | 436.2821 | 543.4914 | 634.2629 | 708.3067 | 762.8805 | 827.4685 | 901.7268 | 983.7364
| Evap Fan Motor Replacement_Com, E - Refr | E | Yes | Education | Refrigeration | NC | 48.3996 | 95.4345 | 141.6964 | 187.2137 | 230.0099 | 271.9502 | 313.5647 | 354.0977 | 394.5995 | 435.4608
| Evap Fan Motor Replacement_Com, E - Refr | E | Yes | Education | Refrigeration | RET | 624.5374 | 1165.0254 | 1666.9915 | 2132.8261 | 2561.575 | 2957.6018 | 3310.1607 | 3641.1594 | 3950.2722 | 4232.739
| Evap Fan Motor Replacement_Com, E - Refr | E | Yes | Education | Refrigeration | REPL | 331.211 | 584.3445 | 811.4216 | 1010.8153 | 1179.6372 | 1317.3479 | 1418.8473 | 1491.6589 | 1534.8846 | 1548.0461
| Evap Fan Speed Controls_Com, E - Refr | E | Yes | Education | Refrigeration | NC | 75.9019 | 149.6636 | 222.213 | 293.5948 | 360.7093 | 426.4814 | 491.7427 | 555.308 | 618.8242 | 682.9043
| Evap Fan Speed Controls_Com, E - Refr | E | Yes | Education | Refrigeration | RET | 772.3698 | 1510.2405 | 2266.7179 | 3041.6805 | 3829.0513 | 4631.89 | 5420.8639 | 6217.733 | 7016.7759 | 7799.1939
| LowHeat NoHeat Doors_Com, E - Refr | E | Yes | Education | Refrigeration | NC | 44.9171 | 88.5678 | 131.501 | 173.7432 | 213.4602 | 252.3827 | 291.003 | 328.6196 | 366.2072 | 404.1284
| LowHeat NoHeat Doors_Com, E - Refr | E | Yes | Education | Refrigeration | RET | 414.9624 | 811.3899 | 1217.8141 | 1634.1695 | 2057.1913 | 2488.5235 | 2912.4066 | 3340.5315 | 3769.8243 | 4190.1852
| Refrigerated Vending Machine_Com, E - Refr | E | Yes | Education | Refrigeration | NC | 86.1613 | 169.8932 | 252.2489 | 333.2791 | 409.4653 | 484.1276 | 558.2102 | 630.3674 | 702.4689 | 775.2105
| Refrigerated Vending Machine_Com, E - Refr | E | Yes | Education | Refrigeration | REPL | 631.7402 | 1235.2627 | 1854.0042 | 2487.865 | 3131.8749 | 3788.5365 | 4433.8576 | 5085.6363 | 5739.1931 | 6379.152
| Walk In Refrigeration_Com, E - Refr | E | Yes | Education | Refrigeration | NC | 205.3713 | 404.952 | 601.2523 | 794.3933 | 975.9881 | 1153.9508 | 1330.5315 | 1502.5231 | 1674.382 | 1847.7665
| Refrigeration Tune Up_Com, E - Refr | E | Yes | Education | Refrigeration | RET | 696.3397 | 1361.5763 | 2043.588 | 2742.2653 | 3452.1293 | 4175.9387 | 4887.2481 | 4909.3357 | 4964.4862 | 4987.8733
| ES Ice Machine_Com, E - Refr | E | Yes | Education | Refrigeration | NC | 16.7357 | 32.9995 | 48.9961 | 64.7351 | 79.5333 | 94.0355 | 108.425 | 122.4406 | 136.4454 | 150.5745
| ES Ice Machine_Com, E - Refr | E | Yes | Education | Refrigeration | REPL | 143.1585 | 279.9226 | 420.1354 | 563.7745 | 709.7134 | 858.5193 | 1004.7553 | 1152.4547 | 1300.5571 | 1445.578
| Walk In Cooler Retroft_Com, E - Refr | E | Yes | Education | Refrigeration | RET | 396.0239 | 774.3587 | 1162.234 | 1559.5873 | 1963.3027 | 2374.9492 | 2779.4867 | 3188.0723 | 3597.7725 | 3998.9485
| Door Gasket Replacement_Com, E - Refr | E | Z | Education | Refrigeration | RET | 0 | 0 | 0 | 0 | 0 | 0 | 0 | 0 | 0 | 0
| EnergyStar Dehumidifier_Com, E - Appl | E | Yes | Education | Appliances | NC | 3.5528 | 7.0055 | 10.4014 | 13.7427 | 16.8842 | 19.9628 | 23.0176 | 25.993 | 28.9661 | 31.9656
| EnergyStar Dehumidifier_Com, E - Appl | E | Yes | Education | Appliances | REPL | 30.3912 | 59.4249 | 89.1908 | 119.684 | 150.6655 | 182.2556 | 213.3001 | 244.6553 | 276.0961 | 306.8826
| Clothes Washer Elec WH_Com, E - Appl [unit w/ elec dry - Washer] | E | Yes | Education | Appliances | NC | 1.4686 | 2.8958 | 4.2995 | 5.6807 | 6.9793 | 8.2519 | 9.5146 | 9.2883 | 9.115 | 8.9891
| Clothes Washer Elec WH_Com, E - Appl [unit w/ elec dry - Washer] | E | Yes | Education | Appliances | REPL | 21.5358 | 42.1097 | 63.2023 | 84.8104 | 106.7645 | 129.1498 | 151.1486 | 151.8317 | 153.5373 | 154.2606
| Clothes Washer Elec WH_Com, E - Appl [unit w/ elec dry - Dryer] | E | Yes | Education | Appliances | NC | 0.20932 | 0.41274 | 0.61282 | 0.80968 | 0.99477 | 1.1762 | 1.3561 | 1.3239 | 1.2992 | 1.2812
| Clothes Washer Elec WH_Com, E - Appl [unit w/ elec dry - Dryer] | E | Yes | Education | Appliances | REPL | 3.0695 | 6.002 | 9.0084 | 12.0882 | 15.2174 | 18.408 | 21.5435 | 21.6409 | 21.884 | 21.9871
| Clothes Washer Elec WH_Com, E - HWat [unit w/ elec dry - Water Heater] | E | Yes | Education | Water Heating | NC | 0.55217 | 1.0888 | 1.6166 | 2.1359 | 2.6241 | 3.1026 | 3.5773 | 3.4923 | 3.4271 | 3.3798
| Clothes Washer Elec WH_Com, E - HWat [unit w/ elec dry - Water Heater] | E | Yes | Education | Water Heating | REPL | 8.0971 | 15.8326 | 23.7632 | 31.8875 | 40.1419 | 48.5585 | 56.8297 | 57.0865 | 57.7278 | 57.9998
| Clothes Washer Elec WH_Com, E - Appl [unit w/ gas dry - Washer] | E | Yes | Education | Appliances | NC | 0.36715 | 0.72395 | 1.0749 | 1.4202 | 1.7448 | 2.063 | 2.3786 | 2.3221 | 2.2788 | 2.2473
| Clothes Washer Elec WH_Com, E - Appl [unit w/ gas dry - Washer] | E | Yes | Education | Appliances | REPL | 5.3839 | 10.5274 | 15.8006 | 21.2026 | 26.6911 | 32.2875 | 37.7871 | 37.9579 | 38.3843 | 38.5652
| Clothes Washer Elec WH_Com, E - HWat [unit w/ gas dry - Water Heater] | E | Yes | Education | Water Heating | NC | 0.13804 | 0.27219 | 0.40414 | 0.53396 | 0.65603 | 0.77565 | 0.89434 | 0.87307 | 0.85678 | 0.84494
| Clothes Washer Elec WH_Com, E - HWat [unit w/ gas dry - Water Heater] | E | Yes | Education | Water Heating | REPL | 2.0243 | 3.9582 | 5.9408 | 7.9719 | 10.0355 | 12.1396 | 14.2074 | 14.2716 | 14.432 | 14.4999
| Clothes Washer Elec WH_Com, E - Appl [unit w/ propane dry - Washer] | E | Yes | Education | Appliances | NC | 0.14686 | 0.28958 | 0.42995 | 0.56807 | 0.69793 | 0.82519 | 0.95146 | 0.92883 | 0.9115 | 0.89891
| Clothes Washer Elec WH_Com, E - Appl [unit w/ propane dry - Washer] | E | Yes | Education | Appliances | REPL | 2.1536 | 4.211 | 6.3202 | 8.481 | 10.6764 | 12.915 | 15.1149 | 15.1832 | 15.3537 | 15.4261
| Clothes Washer Elec WH_Com, E - HWat [unit w/ propane dry - Water Heater] | E | Yes | Education | Water Heating | NC | 0.055217 | 0.10888 | 0.16166 | 0.21359 | 0.26241 | 0.31026 | 0.35773 | 0.34923 | 0.34271 | 0.33798
| Clothes Washer Elec WH_Com, E - HWat [unit w/ propane dry - Water Heater] | E | Yes | Education | Water Heating | REPL | 0.80971 | 1.5833 | 2.3763 | 3.1888 | 4.0142 | 4.8558 | 5.683 | 5.7087 | 5.7728 | 5.8
| Clothes Washer Gas WH_Com, E - Appl [unit w/ elec dry - Washer] | E | Yes | Education | Appliances | NC | 0.7343 | 1.4479 | 2.1498 | 2.8403 | 3.4896 | 4.1259 | 4.7573 | 4.6442 | 4.5575 | 4.4946
| Clothes Washer Gas WH_Com, E - Appl [unit w/ elec dry - Washer] | E | Yes | Education | Appliances | REPL | 10.7679 | 21.0548 | 31.6012 | 42.4052 | 53.3822 | 64.5749 | 75.5743 | 75.9158 | 76.7687 | 77.1303
| Clothes Washer Gas WH_Com, E - Appl [unit w/ elec dry - Dryer] | E | Yes | Education | Appliances | NC | 0.10466 | 0.20637 | 0.30641 | 0.40484 | 0.49738 | 0.58808 | 0.67807 | 0.66194 | 0.64959 | 0.64062
| Clothes Washer Gas WH_Com, E - Appl [unit w/ elec dry - Dryer] | E | Yes | Education | Appliances | REPL | 1.5348 | 3.001 | 4.5042 | 6.0441 | 7.6087 | 9.204 | 10.7718 | 10.8204 | 10.942 | 10.9935
| Clothes Washer Gas WH_Com, E - Appl [unit w/ gas dry - Washer] | E | Yes | Education | Appliances | NC | 2.8638 | 5.6468 | 8.3841 | 11.0773 | 13.6096 | 16.0911 | 18.5535 | 18.1122 | 17.7743 | 17.5288
| Clothes Washer Gas WH_Com, E - Appl [unit w/ gas dry - Washer] | E | Yes | Education | Appliances | REPL | 41.9948 | 82.1138 | 123.2445 | 165.3803 | 208.1907 | 251.8421 | 294.7397 | 296.0718 | 299.3978 | 300.8082
| Clothes Washer Gas WH_Com, E - Appl [unit w/ propane dry - Washer] | E | Yes | Education | Appliances | NC | 0.14686 | 0.28958 | 0.42995 | 0.56807 | 0.69793 | 0.82519 | 0.95146 | 0.92883 | 0.9115 | 0.89891
| Clothes Washer Gas WH_Com, E - Appl [unit w/ propane dry - Washer] | E | Yes | Education | Appliances | REPL | 2.1536 | 4.211 | 6.3202 | 8.481 | 10.6764 | 12.915 | 15.1149 | 15.1832 | 15.3537 | 15.4261
| Clothes Washer Oil WH_Com, E - Appl [unit w/ elec dry - Washer] | E | Yes | Education | Appliances | NC | 0.88116 | 1.7375 | 2.5797 | 3.4084 | 4.1876 | 4.9511 | 5.7088 | 5.573 | 5.469 | 5.3935
| Clothes Washer Oil WH_Com, E - Appl [unit w/ elec dry - Washer] | E | Yes | Education | Appliances | REPL | 12.9215 | 25.2658 | 37.9214 | 50.8862 | 64.0587 | 77.4899 | 90.6891 | 91.099 | 92.1224 | 92.5564
| Clothes Washer Oil WH_Com, E - Appl [unit w/ elec dry - Dryer] | E | Yes | Education | Appliances | NC | 0.12559 | 0.24765 | 0.36769 | 0.48581 | 0.59686 | 0.70569 | 0.81368 | 0.79433 | 0.77951 | 0.76874
| Clothes Washer Oil WH_Com, E - Appl [unit w/ elec dry - Dryer] | E | Yes | Education | Appliances | REPL | 1.8417 | 3.6012 | 5.405 | 7.2529 | 9.1304 | 11.0448 | 12.9261 | 12.9845 | 13.1304 | 13.1923
| Clothes Washer Oil WH_Com, E - Appl [unit w/ gas dry - Washer] | E | Yes | Education | Appliances | NC | 0.14686 | 0.28958 | 0.42995 | 0.56807 | 0.69793 | 0.82519 | 0.95146 | 0.92883 | 0.9115 | 0.89891
| Clothes Washer Oil WH_Com, E - Appl [unit w/ gas dry - Washer] | E | Yes | Education | Appliances | REPL | 2.1536 | 4.211 | 6.3202 | 8.481 | 10.6764 | 12.915 | 15.1149 | 15.1832 | 15.3537 | 15.4261
| Clothes Washer Oil WH_Com, E - Appl [unit w/ propane dry - Washer] | E | Yes | Education | Appliances | NC | 0.22029 | 0.43437 | 0.64493 | 0.8521 | 1.0469 | 1.2378 | 1.4272 | 1.3932 | 1.3673 | 1.3484
| Clothes Washer Oil WH_Com, E - Appl [unit w/ propane dry - Washer] | E | Yes | Education | Appliances | REPL | 3.2304 | 6.3164 | 9.4803 | 12.7216 | 16.0147 | 19.3725 | 22.6723 | 22.7748 | 23.0306 | 23.1391
| Clothes Washer Propane WH_Com, E - Appl [unit w/ elec dry - Washer] | E | Yes | Education | Appliances | NC | 0.14686 | 0.28958 | 0.42995 | 0.56807 | 0.69793 | 0.82519 | 0.95146 | 0.92883 | 0.9115 | 0.89891
| Clothes Washer Propane WH_Com, E - Appl [unit w/ elec dry - Washer] | E | Yes | Education | Appliances | REPL | 2.1536 | 4.211 | 6.3202 | 8.481 | 10.6764 | 12.915 | 15.1149 | 15.1832 | 15.3537 | 15.4261
| Clothes Washer Propane WH_Com, E - Appl [unit w/ elec dry - Dryer] | E | Yes | Education | Appliances | NC | 0.020932 | 0.041274 | 0.061282 | 0.080968 | 0.099477 | 0.11762 | 0.13561 | 0.13239 | 0.12992 | 0.12812
| Clothes Washer Propane WH_Com, E - Appl [unit w/ elec dry - Dryer] | E | Yes | Education | Appliances | REPL | 0.30695 | 0.6002 | 0.90084 | 1.2088 | 1.5217 | 1.8408 | 2.1544 | 2.1641 | 2.1884 | 2.1987
| Clothes Washer Propane WH_Com, E - Appl [unit w/ gas dry - Washer] | E | Yes | Education | Appliances | NC | 0.07343 | 0.14479 | 0.21498 | 0.28403 | 0.34896 | 0.41259 | 0.47573 | 0.46442 | 0.45575 | 0.44946
| Clothes Washer Propane WH_Com, E - Appl [unit w/ gas dry - Washer] | E | Yes | Education | Appliances | REPL | 1.0768 | 2.1055 | 3.1601 | 4.2405 | 5.3382 | 6.4575 | 7.5574 | 7.5916 | 7.6769 | 7.713
| Clothes Washer Propane WH_Com, E - Appl [unit w/ propane dry - Washer] | E | Yes | Education | Appliances | NC | 0.14686 | 0.28958 | 0.42995 | 0.56807 | 0.69793 | 0.82519 | 0.95146 | 0.92883 | 0.9115 | 0.89891
| Clothes Washer Propane WH_Com, E - Appl [unit w/ propane dry - Washer] | E | Yes | Education | Appliances | REPL | 2.1536 | 4.211 | 6.3202 | 8.481 | 10.6764 | 12.915 | 15.1149 | 15.1832 | 15.3537 | 15.4261
| Ozone Laundry_Com, E - HWat | E | Yes | Education | Water Heating | RET | 76.8369 | 150.2417 | 225.4976 | 302.5925 | 380.9217 | 460.7897 | 539.2784 | 618.5525 | 698.0429 | 775.8794
| Dishwasher_Com, E - Appl [Building w elec WH] | E | Yes | Education | Appliances | NC | 4.2898 | 8.4587 | 12.5591 | 16.5935 | 20.3867 | 24.104 | 27.7925 | 31.3851 | 34.9749 | 38.5966
| Dishwasher_Com, E - Appl [Building w elec WH] | E | Yes | Education | Appliances | REPL | 34.8101 | 68.0654 | 102.1593 | 137.0863 | 172.5725 | 208.7558 | 244.3143 | 280.2286 | 316.2408 | 351.5038
| Dishwasher_Com, E - HWat [Building w elec WH] | E | Yes | Education | Water Heating | NC | 0.37669 | 0.74275 | 1.1028 | 1.4571 | 1.7901 | 2.1165 | 2.4404 | 2.7559 | 3.0711 | 3.3891
| Dishwasher_Com, E - HWat [Building w elec WH] | E | Yes | Education | Water Heating | REPL | 3.0566 | 5.9768 | 8.9705 | 12.0374 | 15.1534 | 18.3306 | 21.453 | 24.6066 | 27.7688 | 30.8652
| Dishwasher_Com, E - Appl [Building w gas WH] | E | Yes | Education | Appliances | NC | 10.7246 | 21.1469 | 31.3978 | 41.4837 | 50.9667 | 60.2601 | 69.4812 | 78.4627 | 87.4373 | 96.4916
| Dishwasher_Com, E - Appl [Building w gas WH] | E | Yes | Education | Appliances | REPL | 87.0253 | 170.1635 | 255.3982 | 342.7157 | 431.4312 | 521.8896 | 610.7857 | 700.5715 | 790.6021 | 878.7596
| Dishwasher_Com, E - Appl [Building w oil WH] | E | Yes | Education | Appliances | NC | 1.0725 | 2.1147 | 3.1398 | 4.1484 | 5.0967 | 6.026 | 6.9481 | 7.8463 | 8.7437 | 9.6492
| Dishwasher_Com, E - Appl [Building w oil WH] | E | Yes | Education | Appliances | REPL | 8.7025 | 17.0164 | 25.5398 | 34.2716 | 43.1431 | 52.189 | 61.0786 | 70.0571 | 79.0602 | 87.876
| Dishwasher_Com, E - Appl [Building w propane WH] | E | Yes | Education | Appliances | NC | 1.0725 | 2.1147 | 3.1398 | 4.1484 | 5.0967 | 6.026 | 6.9481 | 7.8463 | 8.7437 | 9.6492
| Dishwasher_Com, E - Appl [Building w propane WH] | E | Yes | Education | Appliances | REPL | 8.7025 | 17.0164 | 25.5398 | 34.2716 | 43.1431 | 52.189 | 61.0786 | 70.0571 | 79.0602 | 87.876
| Faucet Aerator_Com, E - HWat | E | Yes | Education | Water Heating | RET | 89.8684 | 175.7227 | 263.742 | 353.9121 | 445.5259 | 538.9395 | 630.7399 | 723.4589 | 816.4308 | 907.4684
| Pre Rinse Sprayers_Com, E - HWat | E | Yes | Education | Water Heating | RET | 2.2779 | 4.454 | 6.685 | 6.9331 | 7.3089 | 7.4406 | 7.4935 | 7.5312 | 7.5286 | 7.5098
| Heat Pump Water Heater_Com, E - HWat | E | Yes | Education | Water Heating | NC | 48.9204 | 96.4614 | 143.2211 | 189.2282 | 232.4849 | 274.8765 | 316.9388 | 357.908 | 398.8456 | 440.1466
| Heat Pump Water Heater_Com, E - HWat | E | Yes | Education | Water Heating | RET | 487.0976 | 907.3001 | 1296.3113 | 1656.1722 | 1986.3295 | 2295.3816 | 2574.6117 | 2834.3052 | 3074.4873 | 3291.7936
| Heat Pump Water Heater_Com, E - HWat | E | Yes | Education | Water Heating | REPL | 502.1624 | 885.9484 | 1230.2293 | 1532.5382 | 1788.4959 | 2002.5045 | 2166.651 | 2285.8118 | 2358.5424 | 2383.9772
| Clothes Dryer_Com, E - Appl | E | Yes | Education | Appliances | NC | 6.2541 | 12.3319 | 18.3098 | 24.1915 | 29.7215 | 35.141 | 40.5184 | 45.756 | 50.9896 | 56.2696
| Clothes Dryer_Com, E - Appl | E | Yes | Education | Appliances | RET | 61.0872 | 113.8928 | 162.8785 | 208.2862 | 250.0309 | 288.5455 | 322.7935 | 354.8197 | 384.6067 | 411.7125
| Clothes Dryer_Com, E - Appl | E | Yes | Education | Appliances | REPL | 45.8556 | 80.9016 | 112.3401 | 139.9458 | 163.319 | 182.3848 | 196.4372 | 206.4451 | 212.2836 | 213.8913
| Pnemautic to DDC_Com, E - TotE [Building w Elec Heat] | E | No | Education | Total Electric | RET | 324.032 | 633.5907 | 950.9554 | 1276.0752 | 1606.4006 | 1943.2153 | 2274.2133 | 2608.5235 | 2943.7457 | 3271.9933
| Pnemautic to DDC_Com, E - TotE [Building w Gas Heat] | E | No | Education | Total Electric | RET | 343.0946 | 670.8645 | 1006.8995 | 1351.1459 | 1700.9042 | 2057.5335 | 2408.0038 | 2761.9813 | 3116.9244 | 3464.4826
| Pnemautic to DDC_Com, E - TotE [Building w Oil Heat] | E | Yes | Education | Total Electric | RET | 92.3118 | 180.5003 | 270.9126 | 363.5342 | 457.6389 | 553.5922 | 647.8885 | 743.1283 | 838.628 | 932.1407
| Pnemautic to DDC_Com, E - TotE [Building w Propane Heat] | E | Yes | Education | Total Electric | RET | 27.8197 | 54.3968 | 81.6442 | 109.5573 | 137.9173 | 166.8345 | 195.2523 | 223.9544 | 252.7349 | 280.9166
| Data Center_Com, E - TotE [Building w Elec Heat] | E | Yes | Education | Total Electric | NC | 48.9227 | 96.466 | 143.2279 | 189.2371 | 232.4959 | 274.8894 | 316.9538 | 357.9249 | 398.8644 | 440.1674
| Data Center_Com, E - TotE [Building w Elec Heat] | E | Yes | Education | Total Electric | RET | 803.4978 | 1571.1062 | 2358.0711 | 3164.2663 | 3983.3696 | 4818.5644 | 5639.3355 | 6468.32 | 7299.5659 | 8113.5169
| Data Center_Com, E - TotE [Building w Gas Heat] | E | Yes | Education | Total Electric | NC | 99.9015 | 196.9863 | 292.4753 | 386.4275 | 474.7631 | 561.332 | 647.2285 | 730.8927 | 814.4923 | 898.8341
| Data Center_Com, E - TotE [Building w Gas Heat] | E | Yes | Education | Total Electric | RET | 1640.7651 | 3208.2429 | 4815.2475 | 6461.5205 | 8134.1526 | 9839.6437 | 11515.6814 | 13208.4909 | 14905.9184 | 16568.0292
| Data Center_Com, E - TotE [Building w Oil Heat] | E | Yes | Education | Total Electric | NC | 26.8791 | 53.0004 | 78.6923 | 103.9707 | 127.738 | 151.0299 | 174.1409 | 196.6512 | 219.1442 | 241.8369
| Data Center_Com, E - TotE [Building w Oil Heat] | E | Yes | Education | Total Electric | RET | 441.4581 | 863.1978 | 1295.5724 | 1738.5124 | 2188.5445 | 2647.4175 | 3098.3659 | 3553.8269 | 4010.5304 | 4457.7316
| Data Center_Com, E - TotE [Building w Propane Heat] | E | Yes | Education | Total Electric | NC | 8.1005 | 15.9726 | 23.7153 | 31.3334 | 38.496 | 45.5154 | 52.4803 | 59.2642 | 66.0429 | 72.8817
| Data Center_Com, E - TotE [Building w Propane Heat] | E | Yes | Education | Total Electric | RET | 133.041 | 260.1394 | 390.4429 | 523.9305 | 659.5554 | 797.8446 | 933.7456 | 1071.0066 | 1208.642 | 1343.4138
| RCx_Com, E - TotE [Building w Elec Heat] | E | Yes | Education | Total Electric | RET | 1112.5174 | 2175.3425 | 3264.9687 | 4381.2207 | 5515.3455 | 6671.7502 | 7808.1842 | 8955.9902 | 8994.41 | 9058.5757
| RCx_Com, E - TotE [Building w Gas Heat] | E | Yes | Education | Total Electric | RET | 2271.7918 | 4442.1105 | 6667.1577 | 8946.5757 | 11262.4903 | 13623.9012 | 15944.5313 | 18288.3833 | 18366.8376 | 18497.8658
| RCx_Com, E - TotE [Building w Oil Heat] | E | Yes | Education | Total Electric | RET | 611.2398 | 1195.1776 | 1793.8404 | 2407.132 | 3030.2433 | 3665.5956 | 4289.9756 | 4920.6036 | 4941.7123 | 4976.9662
| RCx_Com, E - TotE [Building w Propane Heat] | E | Yes | Education | Total Electric | RET | 184.2076 | 360.1872 | 540.6045 | 725.4305 | 913.2157 | 1104.69 | 1292.8576 | 1482.9082 | 1489.2696 | 1499.894
| Commissioning_Com, E - TotE [Building w Elec Heat] | E | Yes | Education | Total Electric | NC | 0 | 0 | 0 | 0 | 0 | 0 | 0 | 0 | 0 | 0
| Commissioning_Com, E - TotE [Building w Gas Heat] | E | Yes | Education | Total Electric | NC | 0 | 0 | 0 | 0 | 0 | 0 | 0 | 0 | 0 | 0
| Commissioning_Com, E - TotE [Building w Oil Heat] | E | Yes | Education | Total Electric | NC | 0 | 0 | 0 | 0 | 0 | 0 | 0 | 0 | 0 | 0
| Commissioning_Com, E - TotE [Building w Propane Heat] | E | Yes | Education | Total Electric | NC | 0 | 0 | 0 | 0 | 0 | 0 | 0 | 0 | 0 | 0
| Integrated Building Design_Com, E - TotE [Building w Elec Heat] | E | Yes | Education | Total Electric | NC | 90.781 | 179.0024 | 265.7737 | 351.1485 | 431.4195 | 510.085 | 588.1396 | 664.1656 | 740.133 | 816.7748
| Integrated Building Design_Com, E - TotE [Building w Gas Heat] | E | Yes | Education | Total Electric | NC | 185.3773 | 365.5279 | 542.7173 | 717.055 | 880.9707 | 1041.6079 | 1200.9975 | 1356.2449 | 1511.3724 | 1667.8771
| Integrated Building Design_Com, E - TotE [Building w Oil Heat] | E | Yes | Education | Total Electric | NC | 49.8769 | 98.3476 | 146.0215 | 192.9281 | 237.0307 | 280.2511 | 323.1359 | 364.9061 | 406.6442 | 448.7527
| Integrated Building Design_Com, E - TotE [Building w Propane Heat] | E | Yes | Education | Total Electric | NC | 15.0313 | 29.6387 | 44.0061 | 58.1422 | 71.4332 | 84.4585 | 97.3825 | 109.9707 | 122.5492 | 135.2393
| Deep Energy Retrofit_Com, E - TotE [Building w Elec Heat] | E | Yes | Education | Total Electric | RET | 326.4702 | 638.3582 | 958.1109 | 1285.6771 | 1618.488 | 1957.8371 | 2291.3257 | 2628.1515 | 2965.896 | 3296.6135
| Deep Energy Retrofit_Com, E - TotE [Building w Gas Heat] | E | Yes | Education | Total Electric | RET | 666.6614 | 1303.5453 | 1956.4894 | 2625.3887 | 3304.998 | 3997.9584 | 4678.9514 | 5366.759 | 6056.4429 | 6731.7773
| Deep Energy Retrofit_Com, E - TotE [Building w Oil Heat] | E | Yes | Education | Total Electric | RET | 179.3694 | 350.727 | 526.4057 | 706.3772 | 889.2303 | 1075.6756 | 1258.9011 | 1443.96 | 1629.5238 | 1811.2267
| Deep Energy Retrofit_Com, E - TotE [Building w Propane Heat] | E | Yes | Education | Total Electric | RET | 54.056 | 105.6976 | 158.6414 | 212.8789 | 267.9848 | 324.1733 | 379.3914 | 435.1621 | 491.0849 | 545.8442
| EMS_Com, E - TotE [Building w Elec Heat] | E | Yes | Education | Total Electric | NC | 165.1251 | 325.5945 | 483.4262 | 638.7178 | 784.7259 | 927.8137 | 1069.7903 | 1208.077 | 1346.2571 | 1485.6639
| EMS_Com, E - TotE [Building w Elec Heat] | E | Yes | Education | Total Electric | RET | 2066.9206 | 4041.5191 | 6065.9104 | 8139.7695 | 10246.834 | 12395.292 | 14506.6467 | 16639.1291 | 18777.429 | 20871.2396
| EMS_Com, E - TotE [Building w Gas Heat] | E | Yes | Education | Total Electric | NC | 337.1901 | 664.873 | 987.1699 | 1304.2797 | 1602.4323 | 1894.6216 | 2184.5417 | 2466.9272 | 2749.0948 | 3033.7673
| EMS_Com, E - TotE [Building w Gas Heat] | E | Yes | Education | Total Electric | RET | 4220.71 | 8252.8954 | 12386.7593 | 16621.6379 | 20924.3227 | 25311.5342 | 29622.9797 | 33977.5688 | 38344.0371 | 42619.6571
| EMS_Com, E - TotE [Building w Oil Heat] | E | Yes | Education | Total Electric | NC | 90.7231 | 178.8882 | 265.6042 | 350.9246 | 431.1444 | 509.7598 | 587.7646 | 663.7422 | 739.6611 | 816.254
| EMS_Com, E - TotE [Building w Oil Heat] | E | Yes | Education | Total Electric | RET | 1135.6084 | 2220.493 | 3332.7349 | 4472.1554 | 5629.8196 | 6810.2262 | 7970.2475 | 9141.8769 | 10316.7024 | 11467.0847
| EMS_Com, E - TotE [Building w Propane Heat] | E | Yes | Education | Total Electric | NC | 27.341 | 53.911 | 80.0444 | 105.7571 | 129.9327 | 153.6248 | 177.1329 | 200.0301 | 222.9095 | 245.9921
| EMS_Com, E - TotE [Building w Propane Heat] | E | Yes | Education | Total Electric | RET | 342.235 | 669.1836 | 1004.3767 | 1347.7606 | 1696.6425 | 2052.3783 | 2401.9706 | 2755.0612 | 3109.1149 | 3455.8023
| VFDs on HVAC Pumps_Com, E - Oth | E | Yes | Education | Other | RET | 366.2913 | 716.2217 | 1074.9762 | 1442.4971 | 1815.9026 | 1830.3523 | 1854.5877 | 1873.7431 | 1885.163 | 1882.8142
| ECM Circulators_Com, E - Oth | E | Yes | Education | Other | RET | 658.5586 | 1287.7017 | 1932.7098 | 2593.4791 | 3264.8283 | 3949.3661 | 4622.0823 | 5301.5301 | 5982.8314 | 6649.9576
| Motors_Com, E - Oth | E | Yes | Education | Other | NC | 10.8635 | 21.4207 | 31.8044 | 42.021 | 51.6268 | 61.0405 | 70.3811 | 79.4789 | 88.5697 | 97.7413
| Motors_Com, E - Oth | E | Yes | Education | Other | RET | 331.1931 | 616.2694 | 879.6001 | 1122.6588 | 1345.1611 | 1326.3116 | 1315.1326 | 1303.0853 | 1289.4905 | 1272.8067
| Motors_Com, E - Oth | E | Yes | Education | Other | REPL | 74.3419 | 131.1589 | 182.1275 | 226.8823 | 264.7752 | 295.6851 | 318.4671 | 333.9775 | 342.0103 | 342.5123
| Ext Area Ltg_Com, E - ExtL | E | Yes | Education | Exterior Lighting | NC | 87.3528 | 172.2427 | 255.7373 | 337.8881 | 415.1278 | 490.8227 | 565.9297 | 639.0848 | 712.1834 | 785.931
| Ext Area Ltg_Com, E - ExtL | E | Yes | Education | Exterior Lighting | RET | 448.3336 | 855.2263 | 1251.5219 | 1637.2023 | 2009.4652 | 2440.6715 | 2898.6432 | 3361.1978 | 3825.0142 | 4279.1805
| Ext Area Ltg_Com, E - ExtL | E | Yes | Education | Exterior Lighting | REPL | 785.4805 | 1385.7971 | 1924.32 | 2397.1904 | 2797.5584 | 3247.8522 | 3731.7035 | 4262.1442 | 4835.8936 | 5438.6961
| Street Ltg_Com, E - ExtL | E | Yes | Education | Exterior Lighting | NC | 16.26 | 32.0616 | 47.6035 | 62.8952 | 77.2728 | 91.3628 | 105.3434 | 118.9606 | 132.5673 | 146.2949
| Street Ltg_Com, E - ExtL | E | Yes | Education | Exterior Lighting | RET | 83.4538 | 159.1936 | 232.9609 | 304.7523 | 374.0461 | 454.3118 | 539.5596 | 625.6605 | 711.9963 | 796.5357
| Street Ltg_Com, E - ExtL | E | Yes | Education | Exterior Lighting | REPL | 146.211 | 257.9552 | 358.197 | 446.2181 | 520.7435 | 604.5621 | 694.6272 | 793.3646 | 900.1635 | 1012.3704
| Ext Ltg Ctrls_Com, E - ExtL | E | Yes | Education | Exterior Lighting | RET | 539.2397 | 1054.3935 | 1582.5378 | 2123.5877 | 2673.3006 | 3233.8126 | 3784.6448 | 4340.989 | 4359.6112 | 4390.7124
| Ext Ltg Dsgn_Com, E - ExtL | E | Yes | Education | Exterior Lighting | NC | 10.5065 | 20.7167 | 30.7592 | 40.64 | 49.9301 | 59.0344 | 68.068 | 76.8668 | 85.6589 | 94.529
| Ext Ltg Dsgn_Com, E - ExtL | E | Yes | Education | Exterior Lighting | REPL | 71.8986 | 140.5858 | 211.005 | 283.145 | 356.4401 | 431.175 | 504.6193 | 578.7985 | 653.1801 | 726.0141
| Int Ltg Ctrls_Com, E - IntL [No Heat] | E | Yes | Education | Interior Lighting | RET | 1056.042 | 2064.9143 | 3099.227 | 4158.8141 | 5235.3666 | 6333.068 | 7411.8125 | 8501.3517 | 8537.8212 | 8598.7296
| Int Ltg Ctrls_Com, E - IntL [Electric Heat] | E | Yes | Education | Interior Lighting | RET | 507.6684 | 992.661 | 1489.8836 | 1999.2562 | 2516.7846 | 3044.4798 | 3563.0619 | 4086.8334 | 4104.3652 | 4133.6456
| Int Ltg Ctrls_Com, E/G - IntL | E | Yes | Education | Interior Lighting | RET | 3836.3185 | 7501.282 | 11258.664 | 15107.8608 | 19018.6884 | 23006.3446 | 26925.1351 | 30883.14 | 31015.6239 | 31236.8879
| Int Ltg Ctrls_Com, E/O - IntL | E | Yes | Education | Interior Lighting | RET | 827.3314 | 1617.7087 | 2428.0168 | 3258.1254 | 4101.5252 | 4961.4937 | 5806.6108 | 6660.1847 | 6688.7559 | 6736.4732
| Int Ltg Ctrls_Com, E/P - IntL | E | Yes | Education | Interior Lighting | RET | 161.3717 | 315.5354 | 473.5867 | 635.5001 | 800.0059 | 967.7435 | 1132.5843 | 1299.0746 | 1304.6474 | 1313.9547
| Exit Sign RetFit_Com, E - IntL [No Heat] | E | Yes | Education | Interior Lighting | RET | 33.2608 | 65.036 | 97.6124 | 130.9849 | 164.8917 | 199.4646 | 233.4405 | 267.7563 | 302.1658 | 335.8593
| Exit Sign RetFit_Com, E - IntL [Electric Heat] | E | Yes | Education | Interior Lighting | RET | 16.122 | 31.5238 | 47.314 | 63.4901 | 79.9252 | 96.6831 | 113.1517 | 129.785 | 146.4637 | 162.7954
| Exit Sign RetFit_Com, E/G - IntL | E | Yes | Education | Interior Lighting | RET | 123.5284 | 241.5392 | 362.5259 | 486.469 | 612.3966 | 740.798 | 866.982 | 994.4287 | 1122.2231 | 1247.3585
| Exit Sign RetFit_Com, E/O - IntL | E | Yes | Education | Interior Lighting | RET | 26.5261 | 51.8674 | 77.8477 | 104.4628 | 131.5041 | 159.0766 | 186.173 | 213.5405 | 240.9827 | 267.8539
| Exit Sign RetFit_Com, E/P - IntL | E | No | Education | Interior Lighting | RET | 5.1632 | 10.0958 | 15.1528 | 20.3334 | 25.5969 | 30.9638 | 36.238 | 41.565 | 46.9066 | 52.1369
| LED HiLo Bay_Com, E - IntL [No Heat] | E | Yes | Education | Interior Lighting | NC | 6.4357 | 12.69 | 18.8414 | 24.8939 | 30.5845 | 36.1613 | 41.6948 | 47.0845 | 52.47 | 57.9034
| LED HiLo Bay_Com, E - IntL [No Heat] | E | Yes | Education | Interior Lighting | RET | 62.8022 | 118.7592 | 172.2643 | 223.3859 | 271.8286 | 317.8969 | 360.121 | 399.896 | 437.0938 | 474.7107
| LED HiLo Bay_Com, E - IntL [No Heat] | E | Yes | Education | Interior Lighting | REPL | 34.3786 | 60.653 | 84.2229 | 104.9193 | 122.4424 | 136.7363 | 147.2716 | 154.3655 | 157.922 | 159.9177
| LED HiLo Bay_Com, E - IntL [Electric Heat] | E | Yes | Education | Interior Lighting | NC | 3.0921 | 6.0971 | 9.0526 | 11.9606 | 14.6948 | 17.3742 | 20.0329 | 22.6224 | 25.21 | 27.8205
| LED HiLo Bay_Com, E - IntL [Electric Heat] | E | Yes | Education | Interior Lighting | RET | 30.1742 | 57.0596 | 82.7669 | 107.329 | 130.6039 | 152.7381 | 173.0253 | 192.1358 | 210.008 | 228.0816
| LED HiLo Bay_Com, E - IntL [Electric Heat] | E | Yes | Education | Interior Lighting | REPL | 16.5177 | 29.1416 | 40.4661 | 50.41 | 58.8292 | 65.6969 | 70.7588 | 74.1671 | 75.8759 | 76.8347
| LED HiLo Bay_Com, E/G - IntL | E | Yes | Education | Interior Lighting | NC | 23.4991 | 46.3357 | 68.7969 | 90.8967 | 111.6753 | 132.0382 | 152.2431 | 171.9228 | 191.5874 | 211.4266
| LED HiLo Bay_Com, E/G - IntL | E | Yes | Education | Interior Lighting | RET | 229.3139 | 433.6336 | 629.0003 | 815.6642 | 992.5461 | 1160.7583 | 1314.9341 | 1460.1672 | 1595.9902 | 1733.3432
| LED HiLo Bay_Com, E/G - IntL | E | Yes | Education | Interior Lighting | REPL | 125.5289 | 221.4665 | 307.5287 | 383.0988 | 447.0823 | 499.2746 | 537.7429 | 563.645 | 576.6314 | 583.9182
| LED HiLo Bay_Com, E/O - IntL | E | Yes | Education | Interior Lighting | NC | 5.0461 | 9.95 | 14.7732 | 19.5189 | 23.9808 | 28.3535 | 32.6922 | 36.9182 | 41.1409 | 45.4011
| LED HiLo Bay_Com, E/O - IntL | E | Yes | Education | Interior Lighting | RET | 49.2422 | 93.1171 | 135.0696 | 175.1532 | 213.1362 | 249.2576 | 282.3648 | 313.5517 | 342.7179 | 372.2127
| LED HiLo Bay_Com, E/O - IntL | E | Yes | Education | Interior Lighting | REPL | 26.9557 | 47.557 | 66.0377 | 82.2654 | 96.005 | 107.2127 | 115.4732 | 121.0354 | 123.824 | 125.3888
| LED HiLo Bay_Com, E/P - IntL | E | Yes | Education | Interior Lighting | NC | 0.98221 | 1.9367 | 2.8756 | 3.7993 | 4.6678 | 5.5189 | 6.3634 | 7.186 | 8.0079 | 8.8372
| LED HiLo Bay_Com, E/P - IntL | E | Yes | Education | Interior Lighting | RET | 9.5848 | 18.125 | 26.2909 | 34.093 | 41.4863 | 48.5172 | 54.9615 | 61.0319 | 66.709 | 72.4501
| LED HiLo Bay_Com, E/P - IntL | E | Yes | Education | Interior Lighting | REPL | 5.2468 | 9.2568 | 12.854 | 16.0127 | 18.6871 | 20.8686 | 22.4765 | 23.5592 | 24.102 | 24.4065
| Repl Scre_Com, E - IntL [No Heat] | E | Yes | Education | Interior Lighting | NC | 37.9071 | 74.7455 | 36.8383 | 0 | 0 | 0 | 0 | 0 | 0 | 0
| Repl Scre_Com, E - IntL [No Heat] | E | Yes | Education | Interior Lighting | RET | 147.7611 | 288.9222 | 141.1611 | 0 | 0 | 0 | 0 | 0 | 0 | 0
| Repl Scre_Com, E - IntL [No Heat] | E | Yes | Education | Interior Lighting | REPL | 1945.5626 | 3804.2236 | 1858.6611 | 0 | 0 | 0 | 0 | 0 | 0 | 0
| Repl Scre_Com, E - IntL [Electric Heat] | E | Yes | Education | Interior Lighting | NC | 18.3741 | 36.2301 | 17.856 | 0 | 0 | 0 | 0 | 0 | 0 | 0
| Repl Scre_Com, E - IntL [Electric Heat] | E | Yes | Education | Interior Lighting | RET | 71.6218 | 140.0444 | 68.4227 | 0 | 0 | 0 | 0 | 0 | 0 | 0
| Repl Scre_Com, E - IntL [Electric Heat] | E | Yes | Education | Interior Lighting | REPL | 943.0399 | 1843.9575 | 900.9176 | 0 | 0 | 0 | 0 | 0 | 0 | 0
| Repl Scre_Com, E/G - IntL | E | Yes | Education | Interior Lighting | NC | 140.7845 | 277.5995 | 136.815 | 0 | 0 | 0 | 0 | 0 | 0 | 0
| Repl Scre_Com, E/G - IntL | E | Yes | Education | Interior Lighting | RET | 548.7746 | 1073.0374 | 524.2628 | 0 | 0 | 0 | 0 | 0 | 0 | 0
| Repl Scre_Com, E/G - IntL | E | Yes | Education | Interior Lighting | REPL | 7225.6869 | 14128.6275 | 6902.9406 | 0 | 0 | 0 | 0 | 0 | 0 | 0
| Repl Scre_Com, E/O - IntL | E | Yes | Education | Interior Lighting | NC | 30.2316 | 59.6109 | 29.3792 | 0 | 0 | 0 | 0 | 0 | 0 | 0
| Repl Scre_Com, E/O - IntL | E | Yes | Education | Interior Lighting | RET | 117.8421 | 230.4207 | 112.5785 | 0 | 0 | 0 | 0 | 0 | 0 | 0
| Repl Scre_Com, E/O - IntL | E | Yes | Education | Interior Lighting | REPL | 1551.6213 | 3033.9371 | 1482.3158 | 0 | 0 | 0 | 0 | 0 | 0 | 0
| Repl Scre_Com, E/P - IntL | E | Yes | Education | Interior Lighting | NC | 5.8845 | 11.6031 | 5.7186 | 0 | 0 | 0 | 0 | 0 | 0 | 0
| Repl Scre_Com, E/P - IntL | E | Yes | Education | Interior Lighting | RET | 22.9376 | 44.8507 | 21.9131 | 0 | 0 | 0 | 0 | 0 | 0 | 0
| Repl Scre_Com, E/P - IntL | E | Yes | Education | Interior Lighting | REPL | 302.0184 | 590.5467 | 288.5283 | 0 | 0 | 0 | 0 | 0 | 0 | 0
| Lin LED Fixture_Com, E - IntL [No Heat] | E | Yes | Education | Interior Lighting | NC | 26.3845 | 52.0252 | 77.2443 | 102.0576 | 125.3875 | 148.2508 | 170.9366 | 193.0327 | 215.1119 | 237.387
| Lin LED Fixture_Com, E - IntL [No Heat] | E | Yes | Education | Interior Lighting | RET | 246.6552 | 463.8747 | 669.1647 | 863.0326 | 1044.6084 | 1215.2796 | 1369.8934 | 1513.848 | 1657.8377 | 1798.5085
| Lin LED Fixture_Com, E - IntL [No Heat] | E | Yes | Education | Interior Lighting | REPL | 163.2048 | 287.9368 | 399.8295 | 498.0811 | 581.2683 | 649.1255 | 699.1395 | 732.8158 | 756.9288 | 771.0857
| Lin LED Fixture_Com, E - IntL [Electric Heat] | E | Yes | Education | Interior Lighting | NC | 12.7889 | 25.2173 | 37.4413 | 49.4687 | 60.777 | 71.8591 | 82.8552 | 93.5655 | 104.2676 | 115.0646
| Lin LED Fixture_Com, E - IntL [Electric Heat] | E | No | Education | Interior Lighting | RET | 119.557 | 224.8462 | 324.353 | 418.3233 | 506.3355 | 589.0621 | 664.0054 | 733.7821 | 803.5758 | 871.7609
| Lin LED Fixture_Com, E - IntL [Electric Heat] | E | Yes | Education | Interior Lighting | REPL | 79.1075 | 139.5668 | 193.8026 | 241.4265 | 281.7484 | 314.6397 | 338.8822 | 355.2055 | 366.8934 | 373.7554
| Lin LED Fixture_Com, E/G - IntL | E | Yes | Education | Interior Lighting | NC | 97.9904 | 193.2179 | 286.8801 | 379.035 | 465.6807 | 550.5935 | 634.8468 | 716.9104 | 798.9108 | 881.6391
| Lin LED Fixture_Com, E/G - IntL | E | No | Education | Interior Lighting | RET | 916.0607 | 1722.799 | 2485.2321 | 3205.2444 | 3879.6044 | 4513.4658 | 5087.6907 | 5622.3285 | 6157.0962 | 6679.5383
| Lin LED Fixture_Com, E/G - IntL | E | Yes | Education | Interior Lighting | REPL | 606.1315 | 1069.3776 | 1484.9394 | 1849.8391 | 2158.791 | 2410.808 | 2596.5566 | 2721.6281 | 2811.1819 | 2863.7596
| Lin LED Fixture_Com, E/O - IntL | E | Yes | Education | Interior Lighting | NC | 21.0421 | 41.491 | 61.6037 | 81.3928 | 99.9988 | 118.2327 | 136.325 | 153.9471 | 171.5556 | 189.3204
| Lin LED Fixture_Com, E/O - IntL | E | No | Education | Interior Lighting | RET | 196.712 | 369.9485 | 533.6709 | 688.2841 | 833.0941 | 969.2075 | 1092.5147 | 1207.3212 | 1322.1555 | 1434.3431
| Lin LED Fixture_Com, E/O - IntL | E | Yes | Education | Interior Lighting | REPL | 130.1588 | 229.6348 | 318.8712 | 397.2287 | 463.572 | 517.6894 | 557.5764 | 584.4339 | 603.6644 | 614.9548
| Lin LED Fixture_Com, E/P - IntL | E | No | Education | Interior Lighting | NC | 4.0958 | 8.0761 | 11.991 | 15.8429 | 19.4645 | 23.0136 | 26.5353 | 29.9653 | 33.3928 | 36.8506
| Lin LED Fixture_Com, E/P - IntL | E | No | Education | Interior Lighting | RET | 38.2894 | 72.0094 | 103.8774 | 133.9724 | 162.1593 | 188.6533 | 212.6547 | 235.0014 | 257.3536 | 279.1906
| Lin LED Fixture_Com, E/P - IntL | E | No | Education | Interior Lighting | REPL | 25.335 | 44.6977 | 62.0673 | 77.3194 | 90.2329 | 100.7667 | 108.5306 | 113.7583 | 117.5015 | 119.6991
| LED Tube Repl_Com, E - IntL [No Heat] | E | Yes | Education | Interior Lighting | RET | 1551.8323 | 2918.4693 | 4210.0521 | 5429.7729 | 6572.1576 | 7752.6686 | 8927.0007 | 10126.3129 | 11341.1249 | 12541.6992
| LED Tube Repl_Com, E - IntL [No Heat] | E | Yes | Education | Interior Lighting | REPL | 1507.9252 | 2660.3823 | 3694.2109 | 4602.0033 | 5370.6093 | 6101.286 | 6767.2311 | 7387.2057 | 7956.0935 | 8461.4651
| LED Tube Repl_Com, E - IntL [Electric Heat] | E | Yes | Education | Interior Lighting | RET | 752.1936 | 1414.6206 | 2040.6679 | 2631.8827 | 3185.6117 | 3757.8209 | 4327.0352 | 4908.3577 | 5497.1931 | 6079.1274
| LED Tube Repl_Com, E - IntL [Electric Heat] | E | Yes | Education | Interior Lighting | REPL | 730.9113 | 1289.5225 | 1790.6328 | 2230.6518 | 2603.2053 | 2957.3739 | 3280.1663 | 3580.6762 | 3856.4236 | 4101.3839
| LED Tube Repl_Com, E/G - IntL | E | Yes | Education | Interior Lighting | RET | 5763.3996 | 10838.9962 | 15635.8467 | 20165.8068 | 24408.5459 | 28792.883 | 33154.2727 | 37608.4364 | 42120.1654 | 46579.0168
| LED Tube Repl_Com, E/G - IntL | E | Yes | Education | Interior Lighting | REPL | 5600.3315 | 9880.4788 | 13720.0477 | 17091.5267 | 19946.0773 | 22659.7606 | 25133.0352 | 27435.5787 | 29548.3893 | 31425.305
| LED Tube Repl_Com, E/O - IntL | E | Yes | Education | Interior Lighting | RET | 1237.6144 | 2327.5321 | 3357.5927 | 4330.3421 | 5241.4146 | 6182.8934 | 7119.4445 | 8075.9177 | 9044.7522 | 10002.232
| LED Tube Repl_Com, E/O - IntL | E | Yes | Education | Interior Lighting | REPL | 1202.5976 | 2121.703 | 2946.2 | 3670.1808 | 4283.1581 | 4865.8859 | 5396.9892 | 5891.4301 | 6345.1284 | 6748.1714
| LED Tube Repl_Com, E/P - IntL | E | Yes | Education | Interior Lighting | RET | 240.8979 | 453.0471 | 653.5453 | 842.8881 | 1020.2256 | 1203.4816 | 1385.7785 | 1571.9531 | 1760.5338 | 1946.9044
| LED Tube Repl_Com, E/P - IntL | E | Yes | Education | Interior Lighting | REPL | 234.082 | 412.9831 | 573.469 | 714.3897 | 833.7038 | 947.1301 | 1050.5077 | 1146.7492 | 1235.0602 | 1313.5113
| Repl pin CFL wLED_Com, E - IntL [No Heat] | E | Yes | Education | Interior Lighting | RET | 43.7099 | 82.7985 | 120.3113 | 156.2845 | 190.4975 | 228.1207 | 267.6131 | 309.882 | 354.5016 | 398.7802
| Repl pin CFL wLED_Com, E - IntL [No Heat] | E | Yes | Education | Interior Lighting | REPL | 50.2767 | 88.7015 | 123.1711 | 153.4383 | 179.0649 | 205.6832 | 232.3215 | 259.711 | 287.661 | 315.5054
| Repl pin CFL wLED_Com, E - IntL [Electric Heat] | E | Yes | Education | Interior Lighting | RET | 21.1868 | 40.1335 | 58.3165 | 75.7531 | 92.3366 | 110.5731 | 129.7156 | 150.2039 | 171.8316 | 193.294
| Repl pin CFL wLED_Com, E - IntL [Electric Heat] | E | Yes | Education | Interior Lighting | REPL | 24.3698 | 42.9948 | 59.7026 | 74.3736 | 86.7951 | 99.6973 | 112.6093 | 125.8853 | 139.4331 | 152.9296
| Repl pin CFL wLED_Com, E/G - IntL | E | Yes | Education | Interior Lighting | RET | 162.3358 | 307.508 | 446.828 | 580.4298 | 707.4946 | 847.2248 | 993.8966 | 1150.8807 | 1316.5947 | 1481.0424
| Repl pin CFL wLED_Com, E/G - IntL | E | Yes | Education | Interior Lighting | REPL | 186.7242 | 329.4314 | 457.4489 | 569.8596 | 665.035 | 763.8933 | 862.8262 | 964.5488 | 1068.3535 | 1171.7655
| Repl pin CFL wLED_Com, E/O - IntL | E | Yes | Education | Interior Lighting | RET | 34.8595 | 66.0333 | 95.9504 | 124.6397 | 151.9252 | 181.9304 | 213.4262 | 247.1365 | 282.7214 | 318.0344
| Repl pin CFL wLED_Com, E/O - IntL | E | Yes | Education | Interior Lighting | REPL | 40.0966 | 70.7411 | 98.2311 | 122.3699 | 142.8075 | 164.036 | 185.2806 | 207.1242 | 229.4149 | 251.6212
| Repl pin CFL wLED_Com, E/P - IntL | E | Yes | Education | Interior Lighting | RET | 6.7853 | 12.8532 | 18.6765 | 24.2607 | 29.5718 | 35.4122 | 41.5428 | 48.1044 | 55.0309 | 61.9044
| Repl pin CFL wLED_Com, E/P - IntL | E | Yes | Education | Interior Lighting | REPL | 7.8047 | 13.7695 | 19.1204 | 23.8189 | 27.7971 | 31.9291 | 36.0643 | 40.3161 | 44.6549 | 48.9773
| Refrig Case LED_Com, E - IntL | E | Yes | Education | Interior Lighting | NC | 51.5445 | 101.6356 | 150.9035 | 199.3784 | 244.9554 | 289.6208 | 333.9394 | 377.1062 | 420.2397 | 463.7561
| Refrig Case LED_Com, E - IntL | E | Yes | Education | Interior Lighting | RET | 264.5492 | 504.6453 | 738.4883 | 966.0676 | 1185.7296 | 1398.508 | 1597.1566 | 1787.7612 | 1997.8384 | 2221.1752
| Refrig Case LED_Com, E - IntL | E | Yes | Education | Interior Lighting | REPL | 330.6865 | 583.4192 | 810.1368 | 1009.2148 | 1177.7694 | 1315.262 | 1416.6007 | 1484.8358 | 1554.6826 | 1624.4719
| Refrig Case Ctrls_Com, E - IntL | E | No | Education | Interior Lighting | RET | 207.1992 | 405.1435 | 608.0793 | 815.9741 | 1027.1975 | 1242.5704 | 1454.2239 | 1667.9954 | 1675.1508 | 1687.1013
| Stair Occ Sensor_Com, E - IntL [No Heat] | E | Yes | Education | Interior Lighting | NC | 17.5946 | 34.6932 | 51.5107 | 68.0576 | 83.6152 | 98.8617 | 113.9898 | 128.7247 | 143.4483 | 158.3026
| Stair Occ Sensor_Com, E - IntL [No Heat] | E | Yes | Education | Interior Lighting | RET | 135.4553 | 264.8604 | 397.5286 | 533.4386 | 671.5248 | 812.3236 | 950.6909 | 1090.4429 | 1230.576 | 1367.7936
| Stair Occ Sensor_Com, E - IntL [Electric Heat] | E | Yes | Education | Interior Lighting | NC | 8.5284 | 16.8163 | 24.9679 | 32.9884 | 40.5294 | 47.9196 | 55.2524 | 62.3946 | 69.5313 | 76.7314
| Stair Occ Sensor_Com, E - IntL [Electric Heat] | E | Yes | Education | Interior Lighting | RET | 65.657 | 128.3813 | 192.6873 | 258.5647 | 325.4969 | 393.744 | 460.8125 | 528.5521 | 596.4765 | 662.9876
| Stair Occ Sensor_Com, E/G - IntL | E | Yes | Education | Interior Lighting | NC | 65.3453 | 128.8482 | 191.3073 | 252.7612 | 310.5413 | 367.1657 | 423.3504 | 478.0749 | 532.7573 | 587.925
| Stair Occ Sensor_Com, E/G - IntL | E | Yes | Education | Interior Lighting | RET | 503.0719 | 983.6733 | 1476.394 | 1981.1547 | 2493.9972 | 3016.9147 | 3530.8014 | 4049.8306 | 4570.2756 | 5079.8923
| Stair Occ Sensor_Com, E/O - IntL | E | No | Education | Interior Lighting | NC | 14.032 | 27.6685 | 41.0807 | 54.2771 | 66.6847 | 78.844 | 90.9089 | 102.6603 | 114.4026 | 126.2492
| Stair Occ Sensor_Com, E/O - IntL | E | No | Education | Interior Lighting | RET | 108.0281 | 211.2309 | 317.0362 | 425.4269 | 535.5531 | 647.8428 | 758.1932 | 869.6479 | 981.4067 | 1090.8401
| Stair Occ Sensor_Com, E/P - IntL | E | No | Education | Interior Lighting | NC | 2.7313 | 5.3856 | 7.9962 | 10.5649 | 12.98 | 15.3468 | 17.6952 | 19.9825 | 22.2681 | 24.574
| Stair Occ Sensor_Com, E/P - IntL | E | No | Education | Interior Lighting | RET | 21.0273 | 41.1155 | 61.7101 | 82.8081 | 104.2438 | 126.1007 | 147.58 | 169.2744 | 191.0279 | 212.3288
| Int Delamping_Com, E - IntL [No Heat] | E | Yes | Education | Interior Lighting | RET | 12.8103 | 25.0484 | 37.5951 | 50.4484 | 63.5075 | 76.8231 | 89.9088 | 103.1254 | 116.3781 | 129.3551
| Int Delamping_Com, E - IntL [Electric Heat] | E | Yes | Education | Interior Lighting | RET | 6.2093 | 12.1413 | 18.2228 | 24.453 | 30.7829 | 37.2372 | 43.58 | 49.9863 | 56.41 | 62.7001
| Int Delamping_Com, E/G - IntL | E | Yes | Education | Interior Lighting | RET | 47.5765 | 93.028 | 139.6256 | 187.3619 | 235.8625 | 285.3159 | 333.9152 | 383.0009 | 432.2204 | 480.4159
| Int Delamping_Com, E/O - IntL | E | Yes | Education | Interior Lighting | RET | 10.2164 | 19.9765 | 29.9828 | 40.2335 | 50.6484 | 61.2678 | 71.7039 | 82.2444 | 92.8137 | 103.163
| Int Delamping_Com, E/P - IntL | E | Yes | Education | Interior Lighting | RET | 1.9886 | 3.8884 | 5.8361 | 7.8313 | 9.8586 | 11.9256 | 13.9569 | 16.0086 | 18.0659 | 20.0804
| Int Ltg Dsgn_Com, E - IntL [No Heat] | E | Yes | Education | Interior Lighting | NC | 24.8312 | 48.9624 | 72.6968 | 96.0493 | 118.0058 | 139.5231 | 160.8733 | 181.6687 | 202.448 | 223.4117
| Int Ltg Dsgn_Com, E - IntL [Electric Heat] | E | Yes | Education | Interior Lighting | NC | 12.036 | 23.7327 | 35.2371 | 46.5564 | 57.199 | 67.6287 | 77.9774 | 88.0572 | 98.1292 | 108.2906
| Int Ltg Dsgn_Com, E/G - IntL | E | Yes | Education | Interior Lighting | NC | 92.2216 | 181.8429 | 269.9911 | 356.7207 | 438.2655 | 518.1794 | 597.4726 | 674.705 | 751.8779 | 829.7359
| Int Ltg Dsgn_Com, E/O - IntL | E | Yes | Education | Interior Lighting | NC | 19.8034 | 39.0484 | 57.9771 | 76.6011 | 94.1118 | 111.2722 | 128.2994 | 144.884 | 161.4559 | 178.1749
| Int Ltg Dsgn_Com, E/P - IntL | E | Yes | Education | Interior Lighting | NC | 3.8547 | 7.6006 | 11.2851 | 14.9102 | 18.3186 | 21.6588 | 24.9731 | 28.2012 | 31.4269 | 34.6812
| Room Air Conditioner_Com, E - Cool | E | Yes | Grocery | Cooling | NC | 0 | 0 | 0 | 0 | 0 | 0 | 0 | 0 | 0 | 0
| Room Air Conditioner_Com, E - Cool | E | Yes | Grocery | Cooling | RET | 0 | 0 | 0 | 0 | 0 | 0 | 0 | 0 | 0 | 0
| Room Air Conditioner_Com, E - Cool | E | Yes | Grocery | Cooling | REPL | 0 | 0 | 0 | 0 | 0 | 0 | 0 | 0 | 0 | 0
| Chiller Systems_Com, E - Cool | E | Yes | Grocery | Cooling | NC | 7.8006 | 15.3813 | 22.8374 | 30.1735 | 37.071 | 43.8306 | 50.5377 | 57.0704 | 63.5982 | 70.1838
| Chiller Systems_Com, E - Cool | E | Yes | Grocery | Cooling | RET | 35.643 | 68.7572 | 101.7727 | 134.6645 | 167.1638 | 199.39 | 230.1885 | 260.4396 | 262.3162 | 264.7441
| Chiller Systems_Com, E - Cool | E | Yes | Grocery | Cooling | REPL | 40.0363 | 70.6347 | 98.0835 | 122.1859 | 142.5929 | 159.2391 | 171.5082 | 179.7695 | 183.9114 | 183.9114
| Chiller Tuneup_Com, E - Cool | E | Yes | Grocery | Cooling | RET | 6.7119 | 13.124 | 19.6978 | 26.4323 | 33.2745 | 33.5393 | 33.9834 | 34.3344 | 34.5437 | 34.5006
| Mini Split Ductless AC_Com, E - Cool | E | Yes | Grocery | Cooling | NC | 0 | 0 | 0 | 0 | 0 | 0 | 0 | 0 | 0 | 0
| Mini Split Ductless AC_Com, E - Cool | E | Yes | Grocery | Cooling | RET | 0 | 0 | 0 | 0 | 0 | 0 | 0 | 0 | 0 | 0
| Mini Split Ductless AC_Com, E - Cool | E | Yes | Grocery | Cooling | REPL | 0 | 0 | 0 | 0 | 0 | 0 | 0 | 0 | 0 | 0
| Eff Unitary AC_Com, E - Cool | E | Yes | Grocery | Cooling | NC | 29.1543 | 57.4867 | 85.3533 | 112.7714 | 138.5505 | 163.8139 | 188.8812 | 213.2969 | 237.6939 | 262.3074
| Eff Unitary AC_Com, E - Cool | E | No | Grocery | Cooling | RET | 231.858 | 443.0631 | 649.5286 | 851.2071 | 1046.5896 | 1236.5496 | 1414.5511 | 1597.9502 | 1785.3073 | 1971.9946
| Eff Unitary AC_Com, E - Cool | E | Yes | Grocery | Cooling | REPL | 199.5107 | 367.238 | 527.4706 | 679.6077 | 821.9776 | 954.7016 | 1072.9054 | 1190.2449 | 1305.8517 | 1417.0431
| PTAC_Com, E - Cool | E | Yes | Grocery | Cooling | NC | 0 | 0 | 0 | 0 | 0 | 0 | 0 | 0 | 0 | 0
| PTAC_Com, E - Cool | E | Yes | Grocery | Cooling | RET | 0 | 0 | 0 | 0 | 0 | 0 | 0 | 0 | 0 | 0
| PTAC_Com, E - Cool | E | Yes | Grocery | Cooling | REPL | 0 | 0 | 0 | 0 | 0 | 0 | 0 | 0 | 0 | 0
| Unitary Equipment Economizer_Com, E - Cool | E | No | Grocery | Cooling | RET | 109.9925 | 215.0721 | 322.8014 | 433.1632 | 545.292 | 659.6236 | 771.9807 | 885.4622 | 999.2532 | 1110.6767
| AC Tuneup_Com, E - Cool [ASHP] | E | Yes | Grocery | Cooling | RET | 6.8319 | 13.3587 | 20.05 | 26.9048 | 33.8694 | 34.1389 | 34.591 | 34.9483 | 35.1613 | 35.1174
| AC Tuneup_Com, E - Heat [ASHP] | E | Yes | Grocery | Space Heating | RET | 45.8574 | 89.6665 | 134.5803 | 180.5917 | 227.3397 | 229.1487 | 232.1828 | 234.581 | 236.0107 | 235.7166
| AC Tuneup_Com, E - Cool [Unitary AC] | E | Yes | Grocery | Cooling | RET | 77.6665 | 151.864 | 227.9324 | 305.8596 | 385.0346 | 388.0984 | 393.2372 | 397.2988 | 399.7202 | 399.2222
| DCV_Com, E - Cool [Building w Elec Heat] | E | Yes | Grocery | Cooling | RET | 61.1002 | 119.4713 | 179.3143 | 240.6196 | 302.9066 | 366.4171 | 428.8308 | 491.8691 | 555.0794 | 616.9745
| DCV_Com, E - Heat [Building w Elec Heat] | E | Yes | Grocery | Space Heating | RET | 145.3818 | 284.27 | 426.6604 | 572.5302 | 720.7357 | 871.8526 | 1020.3598 | 1170.3531 | 1320.7556 | 1468.0287
| DCV_Com, E - Vent [Building w Elec Heat] | E | Yes | Grocery | Ventilation | RET | 142.0174 | 277.6913 | 416.7865 | 559.2807 | 704.0563 | 851.6761 | 996.7465 | 1143.2686 | 1290.1904 | 1434.0554
| DCV_Com, E - Cool [Building w Gas Heat] | E | Yes | Grocery | Cooling | RET | 124.7684 | 243.9638 | 366.1649 | 491.3521 | 618.5437 | 748.234 | 875.6846 | 1004.4105 | 1133.4877 | 1259.8792
| DCV_Com, E - Vent [Building w Gas Heat] | E | Yes | Grocery | Ventilation | RET | 290.0035 | 567.0535 | 851.0898 | 1142.0668 | 1437.7027 | 1739.1465 | 2035.3843 | 2334.5866 | 2634.6051 | 2928.3814
| DCV_Com, E - Cool [Building w Oil Heat] | E | Yes | Grocery | Cooling | RET | 33.5697 | 65.64 | 98.5189 | 132.2013 | 166.423 | 201.317 | 235.6084 | 270.2429 | 304.9719 | 338.9784
| DCV_Com, E - Vent [Building w Oil Heat] | E | Yes | Grocery | Ventilation | RET | 78.0272 | 152.5693 | 228.991 | 307.2802 | 386.8229 | 467.9282 | 547.6329 | 628.1351 | 708.8569 | 787.8993
| DCV_Com, E - Cool [Building w Propane Heat] | E | Yes | Grocery | Cooling | RET | 10.1168 | 19.7817 | 29.6904 | 39.8411 | 50.1544 | 60.6703 | 71.0046 | 81.4423 | 91.9085 | 102.1569
| DCV_Com, E - Vent [Building w Propane Heat] | E | Yes | Grocery | Ventilation | RET | 23.5148 | 45.9794 | 69.0104 | 92.6042 | 116.5757 | 141.0182 | 165.0385 | 189.2993 | 213.6262 | 237.4469
| Controls for Unitary AC_Com, E - Cool | E | No | Grocery | Cooling | RET | 241.1419 | 471.5129 | 707.693 | 949.6445 | 1195.4699 | 1446.1245 | 1692.4504 | 1941.2413 | 2190.7108 | 2434.9899
| Optimized Unitary AC Sys_Com, E - Cool [Building w Elec Heat] | E | No | Grocery | Cooling | NC | 21.268 | 41.9364 | 62.265 | 82.2665 | 101.0722 | 119.5018 | 137.7883 | 155.5996 | 173.3971 | 191.3526
| Optimized Unitary AC Sys_Com, E - Heat [Building w Elec Heat] | E | No | Grocery | Space Heating | NC | 55.0566 | 108.5608 | 161.1856 | 212.9634 | 261.6459 | 309.3547 | 356.693 | 402.801 | 448.8735 | 495.3549
| Optimized Unitary AC Sys_Com, E - Cool [Building w Gas Heat] | E | Yes | Grocery | Cooling | NC | 43.4299 | 85.6352 | 127.1469 | 167.9904 | 206.3923 | 244.0261 | 281.3676 | 317.7387 | 354.0817 | 390.7474
| Optimized Unitary AC Sys_Com, E - Cool [Building w Oil Heat] | E | Yes | Grocery | Cooling | NC | 11.6851 | 23.0407 | 34.2097 | 45.1989 | 55.5311 | 65.6567 | 75.7037 | 85.4896 | 95.2679 | 105.133
| Optimized Unitary AC Sys_Com, E - Cool [Building w Propane Heat] | E | Yes | Grocery | Cooling | NC | 3.5215 | 6.9437 | 10.3097 | 13.6215 | 16.7353 | 19.7868 | 22.8146 | 25.7637 | 28.7106 | 31.6836
| Optimized Chiller Sys_Com, E - Cool | E | No | Grocery | Cooling | NC | 3.077 | 6.0673 | 9.0084 | 11.9022 | 14.623 | 17.2894 | 19.9351 | 22.512 | 25.0869 | 27.6847
| Cool Roof_Com, E - Cool [Building w Elec Heat] | E | No | Grocery | Cooling | NC | 4.9982 | 9.8555 | 14.633 | 19.3336 | 23.7531 | 28.0843 | 32.3819 | 36.5677 | 40.7503 | 44.9701
| Cool Roof_Com, E - Cool [Building w Elec Heat] | E | No | Grocery | Cooling | RET | 26.1662 | 51.1636 | 76.7914 | 103.0455 | 129.7199 | 156.9183 | 183.647 | 210.6432 | 237.713 | 264.2196
| Cool Roof_Com, E - Heat [Building w Elec Heat] | E | No | Grocery | Space Heating | NC | -4.0383 | -7.9627 | -11.8226 | -15.6203 | -19.1911 | -22.6904 | -26.1625 | -29.5444 | -32.9237 | -36.333
| Cool Roof_Com, E - Heat [Building w Elec Heat] | E | No | Grocery | Space Heating | RET | -21.1407 | -41.3371 | -62.0428 | -83.2544 | -104.8057 | -126.7803 | -148.3755 | -170.1867 | -192.0575 | -213.4732
| Cool Roof_Com, E - Cool [Building w Gas Heat] | E | No | Grocery | Cooling | NC | 10.2065 | 20.1253 | 29.881 | 39.4797 | 48.5046 | 57.349 | 66.1246 | 74.6723 | 83.2133 | 91.8301
| Cool Roof_Com, E - Cool [Building w Gas Heat] | E | No | Grocery | Cooling | RET | 53.4321 | 104.4776 | 156.8103 | 210.4218 | 264.8916 | 320.4316 | 375.0124 | 430.1393 | 485.4167 | 539.5439
| Cool Roof_Com, E - Cool [Building w Oil Heat] | E | No | Grocery | Cooling | NC | 2.7461 | 5.4148 | 8.0397 | 10.6223 | 13.0505 | 15.4301 | 17.7912 | 20.091 | 22.3891 | 24.7075
| Cool Roof_Com, E - Cool [Building w Oil Heat] | E | No | Grocery | Cooling | RET | 14.3762 | 28.1104 | 42.1908 | 56.6153 | 71.2707 | 86.2141 | 100.8994 | 115.7317 | 130.6044 | 145.1677
| Cool Roof_Com, E - Cool [Building w Propane Heat] | E | No | Grocery | Cooling | NC | 0.82759 | 1.6319 | 2.4229 | 3.2012 | 3.933 | 4.6501 | 5.3617 | 6.0548 | 6.7473 | 7.446
| Cool Roof_Com, E - Cool [Building w Propane Heat] | E | No | Grocery | Cooling | RET | 4.3325 | 8.4715 | 12.7149 | 17.062 | 21.4787 | 25.9821 | 30.4078 | 34.8777 | 39.3599 | 43.7488
| GSHP_Com, E - Cool | E | Yes | Grocery | Cooling | RET | 25.9799 | 48.3298 | 68.9635 | 87.9981 | 105.4132 | 121.4036 | 135.5543 | 148.4245 | 160.0457 | 170.2929
| GSHP_Com, E - Cool | E | Yes | Grocery | Cooling | REPL | 10.4442 | 18.4263 | 25.5868 | 31.8744 | 37.1979 | 41.5404 | 44.741 | 46.8961 | 47.9766 | 47.9766
| GSHP_Com, E - Heat | E | Yes | Grocery | Space Heating | RET | 227.0055 | 422.2933 | 602.5845 | 768.9039 | 921.0726 | 1060.7924 | 1184.4372 | 1296.8936 | 1398.4368 | 1487.974
| GSHP_Com, E - Heat | E | Yes | Grocery | Space Heating | REPL | 91.2585 | 161.0043 | 223.5708 | 278.5097 | 325.0252 | 362.9686 | 390.9347 | 409.7653 | 419.2063 | 419.2063
| Unitary HP_Com, E - Cool | E | Yes | Grocery | Cooling | NC | 2.8241 | 5.5686 | 8.268 | 10.9239 | 13.421 | 15.8682 | 18.2964 | 20.6615 | 23.0248 | 25.409
| Unitary HP_Com, E - Cool | E | No | Grocery | Cooling | RET | 13.9559 | 26.6465 | 39.0308 | 51.107 | 62.7858 | 74.1208 | 84.7238 | 96.5766 | 109.5534 | 123.2777
| Unitary HP_Com, E - Cool | E | Yes | Grocery | Cooling | REPL | 19.3261 | 34.0964 | 47.3463 | 58.9809 | 68.8316 | 76.867 | 82.7894 | 89.0751 | 95.6825 | 102.4509
| Unitary HP_Com, E - Heat | E | Yes | Grocery | Space Heating | NC | 8.0703 | 15.9131 | 23.627 | 31.2167 | 38.3527 | 45.346 | 52.285 | 59.0436 | 65.7971 | 72.6104
| Unitary HP_Com, E - Heat | E | No | Grocery | Space Heating | RET | 39.8811 | 76.1466 | 111.5368 | 146.0463 | 179.4205 | 211.812 | 242.1117 | 275.9831 | 313.0664 | 352.2857
| Unitary HP_Com, E - Heat | E | Yes | Grocery | Space Heating | REPL | 55.2274 | 97.4359 | 135.2996 | 168.5473 | 196.6973 | 219.6597 | 236.5841 | 254.5463 | 273.4282 | 292.7699
| PTHP_Com, E - Cool | E | Yes | Grocery | Cooling | NC | 0 | 0 | 0 | 0 | 0 | 0 | 0 | 0 | 0 | 0
| PTHP_Com, E - Cool | E | Yes | Grocery | Cooling | RET | 0 | 0 | 0 | 0 | 0 | 0 | 0 | 0 | 0 | 0
| PTHP_Com, E - Cool | E | Yes | Grocery | Cooling | REPL | 0 | 0 | 0 | 0 | 0 | 0 | 0 | 0 | 0 | 0
| PTHP_Com, E - Heat | E | Yes | Grocery | Space Heating | NC | 0 | 0 | 0 | 0 | 0 | 0 | 0 | 0 | 0 | 0
| PTHP_Com, E - Heat | E | Yes | Grocery | Space Heating | RET | 0 | 0 | 0 | 0 | 0 | 0 | 0 | 0 | 0 | 0
| PTHP_Com, E - Heat | E | Yes | Grocery | Space Heating | REPL | 0 | 0 | 0 | 0 | 0 | 0 | 0 | 0 | 0 | 0
| Minisplit Ductless HP_Com, E - Cool | E | Yes | Grocery | Cooling | RET | 60.4371 | 112.9302 | 161.8587 | 207.4299 | 249.5252 | 288.5487 | 320.5477 | 351.3442 | 380.6426 | 407.8773
| Minisplit Ductless HP_Com, E - Cool | E | Yes | Grocery | Cooling | REPL | 43.2426 | 76.2915 | 105.9385 | 131.9712 | 154.0124 | 171.9918 | 185.2435 | 195.0752 | 201.3715 | 204.0488
| Minisplit Ductless HP_Com, E - Heat | E | Yes | Grocery | Space Heating | RET | 526.6041 | 983.9903 | 1410.3172 | 1807.3911 | 2174.178 | 2514.1998 | 2817.9978 | 3108.0334 | 3383.5423 | 3639.682
| Minisplit Ductless HP_Com, E - Heat | E | Yes | Grocery | Space Heating | REPL | 386.5019 | 681.8924 | 946.8769 | 1179.5565 | 1376.5608 | 1537.2603 | 1655.7036 | 1743.5795 | 1799.8561 | 1823.785
| Programmable TStat_Com, E - Cool [Building w Elec Heat] | E | Yes | Grocery | Cooling | NC | 0 | 0 | 0 | 0 | 0 | 0 | 0 | 0 | 0 | 0
| Programmable TStat_Com, E - Heat [Building w Elec Heat] | E | Yes | Grocery | Space Heating | NC | 0 | 0 | 0 | 0 | 0 | 0 | 0 | 0 | 0 | 0
| Programmable TStat_Com, E - Cool [Building w Gas Heat] | E | Yes | Grocery | Cooling | NC | 0 | 0 | 0 | 0 | 0 | 0 | 0 | 0 | 0 | 0
| Programmable TStat_Com, E - Cool [Building w Gas Heat] | E | Yes | Grocery | Cooling | RET | 0 | 0 | 0 | 0 | 0 | 0 | 0 | 0 | 0 | 0
| Programmable TStat_Com, E - Cool [Building w Propane Heat] | E | Yes | Grocery | Cooling | NC | 0 | 0 | 0 | 0 | 0 | 0 | 0 | 0 | 0 | 0
| Programmable TStat_Com, E - Cool [Building w Propane Heat] | E | Yes | Grocery | Cooling | RET | 0 | 0 | 0 | 0 | 0 | 0 | 0 | 0 | 0 | 0
| Programmable TStat_Com, E - Cool [Building w Oil Heat] | E | Yes | Grocery | Cooling | NC | 0 | 0 | 0 | 0 | 0 | 0 | 0 | 0 | 0 | 0
| Programmable TStat_Com, E - Cool [Building w Oil Heat] | E | Yes | Grocery | Cooling | RET | 0 | 0 | 0 | 0 | 0 | 0 | 0 | 0 | 0 | 0
| Smart TStat_Com, E - Cool [Building w Elec Heat] | E | Yes | Grocery | Cooling | NC | 11.0204 | 21.73 | 32.2636 | 42.6277 | 52.3722 | 61.9219 | 71.3973 | 80.6265 | 89.8486 | 99.1525
| Smart TStat_Com, E - Cool [Building w Elec Heat] | E | Yes | Grocery | Cooling | RET | 40.5671 | 79.3222 | 119.0546 | 159.7579 | 201.1129 | 243.2804 | 284.7196 | 326.5735 | 368.5415 | 409.6364
| Smart TStat_Com, E - Heat [Building w Elec Heat] | E | Yes | Grocery | Space Heating | NC | 30.6367 | 60.4096 | 89.6931 | 118.5053 | 145.5951 | 172.1431 | 198.4849 | 224.1421 | 249.7795 | 275.6445
| Smart TStat_Com, E - Heat [Building w Elec Heat] | E | Yes | Grocery | Space Heating | RET | 112.7768 | 220.5162 | 330.9724 | 444.1278 | 559.0949 | 676.3205 | 791.5217 | 907.8757 | 1024.5471 | 1138.7911
| Smart TStat_Com, E - Cool [Building w Gas Heat] | E | Yes | Grocery | Cooling | NC | 22.5039 | 44.3733 | 65.8833 | 87.047 | 106.9456 | 126.4462 | 145.7953 | 164.6416 | 183.4733 | 202.4722
| Smart TStat_Com, E - Cool [Building w Gas Heat] | E | Yes | Grocery | Cooling | RET | 82.8392 | 161.9782 | 243.1129 | 326.2302 | 410.6783 | 496.7853 | 581.4054 | 666.8722 | 752.5721 | 836.489
| Smart TStat_Com, E - Cool [Building w Propane Heat] | E | Yes | Grocery | Cooling | NC | 6.0548 | 11.9389 | 17.7263 | 23.4205 | 28.7744 | 34.0211 | 39.2271 | 44.2978 | 49.3646 | 54.4764
| Smart TStat_Com, E - Cool [Building w Propane Heat] | E | Yes | Grocery | Cooling | RET | 22.2884 | 43.5813 | 65.411 | 87.7743 | 110.4955 | 133.6632 | 156.4307 | 179.4261 | 202.4842 | 225.0626
| Smart TStat_Com, E - Cool [Building w Oil Heat] | E | Yes | Grocery | Cooling | NC | 1.8247 | 3.598 | 5.3421 | 7.0582 | 8.6717 | 10.2529 | 11.8218 | 13.3499 | 14.8769 | 16.4174
| Smart TStat_Com, E - Cool [Building w Oil Heat] | E | Yes | Grocery | Cooling | RET | 6.717 | 13.134 | 19.7127 | 26.4523 | 33.2997 | 40.2817 | 47.1431 | 54.0731 | 61.0221 | 67.8265
| Windows_Com, E - Cool [Building w Elec Heat] | E | No | Grocery | Cooling | NC | 10.2649 | 20.2404 | 30.0519 | 39.7055 | 48.782 | 57.677 | 66.5029 | 75.0994 | 83.6893 | 92.3555
| Windows_Com, E - Heat [Building w Elec Heat] | E | No | Grocery | Space Heating | NC | 18.0169 | 35.5257 | 52.7468 | 69.6907 | 85.6217 | 101.2341 | 116.7252 | 131.8137 | 146.8906 | 162.1013
| Windows_Com, E - Cool [Building w Gas Heat] | E | No | Grocery | Cooling | NC | 20.9612 | 41.3315 | 61.3669 | 81.0798 | 99.6143 | 117.7781 | 135.8008 | 153.3552 | 170.896 | 188.5925
| Windows_Com, E - Cool [Building w Oil Heat] | E | No | Grocery | Cooling | NC | 5.6398 | 11.1205 | 16.5111 | 21.815 | 26.8019 | 31.6889 | 36.5381 | 41.2612 | 45.9806 | 50.742
| Windows_Com, E - Cool [Building w Propane Heat] | E | Yes | Grocery | Cooling | NC | 1.6996 | 3.3513 | 4.9759 | 6.5743 | 8.0772 | 9.55 | 11.0114 | 12.4348 | 13.857 | 15.292
| Window Film_Com, E - Cool [Building w Elec Heat] | E | No | Grocery | Cooling | RET | 0 | 0 | 0 | 0 | 0 | 0 | 0 | 0 | 0 | 0
| Window Film_Com, E - Heat [Building w Elec Heat] | E | No | Grocery | Space Heating | RET | 0 | 0 | 0 | 0 | 0 | 0 | 0 | 0 | 0 | 0
| Window Film_Com, E - Cool [Building w Gas Heat] | E | No | Grocery | Cooling | RET | 0 | 0 | 0 | 0 | 0 | 0 | 0 | 0 | 0 | 0
| Window Film_Com, E - Cool [Building w Oil Heat] | E | No | Grocery | Cooling | RET | 0 | 0 | 0 | 0 | 0 | 0 | 0 | 0 | 0 | 0
| Window Film_Com, E - Cool [Building w Propane Heat] | E | No | Grocery | Cooling | RET | 0 | 0 | 0 | 0 | 0 | 0 | 0 | 0 | 0 | 0
| Motors and Fans_Com, E - Vent | E | Yes | Grocery | Ventilation | NC | 7.4424 | 14.675 | 21.7887 | 28.7879 | 35.3687 | 41.8179 | 48.217 | 54.4498 | 60.6778 | 66.961
| Motors and Fans_Com, E - Vent | E | No | Grocery | Ventilation | RET | 75.6318 | 140.7322 | 200.8668 | 256.3721 | 307.1831 | 302.8786 | 300.3257 | 297.5746 | 294.47 | 290.6601
| Motors and Fans_Com, E - Vent | E | Yes | Grocery | Ventilation | REPL | 50.9305 | 89.855 | 124.7727 | 155.4336 | 181.3934 | 202.5693 | 218.1769 | 228.8029 | 234.306 | 234.6499
| ECM Furnace Motors_Com, E - Vent | E | Yes | Grocery | Ventilation | RET | 145.6049 | 284.7062 | 427.3151 | 573.4088 | 721.8416 | 873.1905 | 1021.9256 | 1172.149 | 1322.7822 | 1470.2814
| VFD on HVAC System_Com, E - Vent | E | Yes | Grocery | Ventilation | RET | 722.9827 | 1413.6723 | 2121.7789 | 2847.1886 | 3584.2131 | 4335.7166 | 5074.2418 | 5820.1572 | 6568.1075 | 7300.4959
| Kitchen DCV_Com, E - Vent [Building w Elec Heat] | E | Yes | Grocery | Ventilation | NC | 3.5269 | 6.9544 | 10.3256 | 13.6425 | 16.7611 | 19.8173 | 22.8498 | 25.8035 | 28.7549 | 31.7325
| Kitchen DCV_Com, E - Vent [Building w Elec Heat] | E | Yes | Grocery | Ventilation | RET | 33.6693 | 62.8434 | 89.9715 | 115.178 | 138.4063 | 159.8883 | 179.036 | 197.1171 | 214.1032 | 229.7196
| Kitchen DCV_Com, E - Vent [Building w Elec Heat] | E | Yes | Grocery | Ventilation | REPL | 24.1357 | 42.5819 | 59.1292 | 73.6593 | 85.9615 | 95.9967 | 103.3931 | 108.7607 | 112.0344 | 113.1754
| Kitchen DCV_Com, E - Heat [Building w Elec Heat] | E | Yes | Grocery | Space Heating | NC | 5.3217 | 10.4933 | 15.58 | 20.5847 | 25.2903 | 29.9018 | 34.4774 | 38.9341 | 43.3874 | 47.8803
| Kitchen DCV_Com, E - Heat [Building w Elec Heat] | E | Yes | Grocery | Space Heating | RET | 50.8026 | 94.8225 | 135.7553 | 173.7886 | 208.8371 | 241.2505 | 270.1419 | 297.4238 | 323.0537 | 346.6168
| Kitchen DCV_Com, E - Heat [Building w Elec Heat] | E | Yes | Grocery | Space Heating | REPL | 36.4177 | 64.2505 | 89.2183 | 111.1422 | 129.7047 | 144.8464 | 156.0066 | 164.1056 | 169.0453 | 170.7669
| Kitchen DCV_Com, E - Vent [Building w Gas Heat] | E | Yes | Grocery | Ventilation | NC | 7.2021 | 14.2011 | 21.0851 | 27.8583 | 34.2266 | 40.4675 | 46.66 | 52.6915 | 58.7184 | 64.7987
| Kitchen DCV_Com, E - Vent [Building w Gas Heat] | E | Yes | Grocery | Ventilation | RET | 68.7538 | 128.328 | 183.7244 | 235.1967 | 282.6296 | 326.4964 | 365.5965 | 402.5186 | 437.2047 | 469.0938
| Kitchen DCV_Com, E - Vent [Building w Gas Heat] | E | Yes | Grocery | Ventilation | REPL | 49.2858 | 86.9534 | 120.7436 | 150.4144 | 175.5359 | 196.0279 | 211.1316 | 222.0924 | 228.7774 | 231.1074
| Kitchen DCV_Com, E - Vent [Building w Oil Heat] | E | Yes | Grocery | Ventilation | NC | 1.9378 | 3.8209 | 5.6731 | 7.4955 | 9.2089 | 10.888 | 12.5542 | 14.177 | 15.7985 | 17.4345
| Kitchen DCV_Com, E - Vent [Building w Oil Heat] | E | Yes | Grocery | Ventilation | RET | 18.4986 | 34.5275 | 49.4322 | 63.2812 | 76.0433 | 87.8459 | 98.366 | 108.3001 | 117.6326 | 126.2126
| Kitchen DCV_Com, E - Vent [Building w Oil Heat] | E | Yes | Grocery | Ventilation | REPL | 13.2607 | 23.3953 | 32.4868 | 40.4699 | 47.229 | 52.7425 | 56.8063 | 59.7553 | 61.554 | 62.1809
| Kitchen DCV_Com, E - Vent [Building w Oil Heat] | E | Yes | Grocery | Ventilation | NC | 1.9378 | 3.8209 | 5.6731 | 7.4955 | 9.2089 | 10.888 | 12.5542 | 14.177 | 15.7985 | 17.4345
| Kitchen DCV_Com, E - Vent [Building w Oil Heat] | E | Yes | Grocery | Ventilation | RET | 18.4986 | 34.5275 | 49.4322 | 63.2812 | 76.0433 | 87.8459 | 98.366 | 108.3001 | 117.6326 | 126.2126
| Kitchen DCV_Com, E - Vent [Building w Oil Heat] | E | Yes | Grocery | Ventilation | REPL | 13.2607 | 23.3953 | 32.4868 | 40.4699 | 47.229 | 52.7425 | 56.8063 | 59.7553 | 61.554 | 62.1809
| Duct Sealing Regulated_Com, E - Vent [Building w Elec Heat] | E | Yes | Grocery | Ventilation | RET | 95.6923 | 187.1103 | 280.8336 | 376.8471 | 474.3979 | 573.8651 | 671.6145 | 770.3421 | 869.339 | 966.2762
| Duct Sealing Regulated_Com, E - Heat [Building w Elec Heat] | E | Yes | Grocery | Space Heating | RET | 70.0544 | 136.9797 | 205.5927 | 275.8822 | 347.2972 | 420.1152 | 491.6756 | 563.9521 | 636.4257 | 707.3915
| Duct Sealing Regulated_Com, E - Cool [Building w Elec Heat] | E | Yes | Grocery | Cooling | RET | 51.4622 | 100.6257 | 151.029 | 202.6639 | 255.1256 | 308.6179 | 361.1864 | 414.2809 | 467.5203 | 519.6519
| Duct Sealing Regulated_Com, E - Vent [Building w Gas Heat] | E | Yes | Grocery | Ventilation | RET | 195.4063 | 382.0845 | 573.4701 | 769.5323 | 968.7338 | 1171.8486 | 1371.4557 | 1573.0602 | 1775.2146 | 1973.1631
| Duct Sealing Regulated_Com, E - Cool [Building w Gas Heat] | E | Yes | Grocery | Cooling | RET | 105.0872 | 205.4805 | 308.4054 | 413.8454 | 520.9736 | 630.2064 | 737.5527 | 845.9732 | 954.6895 | 1061.1439
| Duct Sealing Non Regulated_Com, E - Vent [Building w Oil Heat] | E | Yes | Grocery | Ventilation | RET | 52.5753 | 102.8022 | 154.2957 | 207.0475 | 260.6439 | 315.2932 | 368.9987 | 423.2417 | 477.6326 | 530.8918
| Duct Sealing Non Regulated_Com, E - Cool [Building w Oil Heat] | E | Yes | Grocery | Cooling | RET | 28.2744 | 55.2858 | 82.9784 | 111.3477 | 140.1712 | 169.561 | 198.4432 | 227.6144 | 256.8652 | 285.5074
| Duct Sealing Non Regulated_Com, E - Vent [Building w Propane Heat] | E | Yes | Grocery | Ventilation | RET | 15.8445 | 30.9812 | 46.4997 | 62.3973 | 78.5495 | 95.019 | 111.2041 | 127.5511 | 143.9428 | 159.9933
| Duct Sealing Non Regulated_Com, E - Cool [Building w Propane Heat] | E | Yes | Grocery | Cooling | RET | 8.521 | 16.6613 | 25.007 | 33.5565 | 42.243 | 51.1001 | 59.8042 | 68.5955 | 77.4107 | 86.0425
| Power Strip_Com, E - Plug [Tier 1] | E | Yes | Grocery | Plug Loads | NC | 0 | 0 | 0 | 0 | 0 | 0 | 0 | 0 | 0 | 0
| Power Strip_Com, E - Plug [Tier 1] | E | Yes | Grocery | Plug Loads | RET | 0 | 0 | 0 | 0 | 0 | 0 | 0 | 0 | 0 | 0
| Power Strip_Com, E - Plug [Tier 1] | E | Yes | Grocery | Plug Loads | REPL | 0 | 0 | 0 | 0 | 0 | 0 | 0 | 0 | 0 | 0
| Power Strip_Com, E - Plug [Tier 2] | E | No | Grocery | Plug Loads | NC | 44.8586 | 88.4524 | 131.3296 | 173.5168 | 213.182 | 252.0538 | 290.6238 | 328.1913 | 321.2505 | 316.2975
| Power Strip_Com, E - Plug [Tier 2] | E | No | Grocery | Plug Loads | RET | 444.4075 | 828.086 | 1183.5653 | 1512.6671 | 1821.8541 | 2113.9089 | 2380.3103 | 2630.5659 | 2508.5856 | 2503.8874
| Power Strip_Com, E - Plug [Tier 2] | E | No | Grocery | Plug Loads | REPL | 575.5856 | 1015.4866 | 1410.1062 | 1756.617 | 2059.08 | 2316.9148 | 2520.6 | 2676.1294 | 2320.8357 | 2159.6429
| Computer Power Management_Com, E - Plug | E | Yes | Grocery | Plug Loads | RET | 228.4519 | 446.6997 | 670.451 | 899.6698 | 1132.5587 | 1141.5708 | 1156.6862 | 1168.6332 | 1175.7557 | 1174.2908
| Vending Machine Controls_Com, E - Plug [Non-Refrigerated] | E | No | Grocery | Plug Loads | RET | 66.3756 | 129.7864 | 194.7963 | 261.3947 | 329.0594 | 331.6779 | 336.0696 | 339.5407 | 341.6101 | 341.1845
| Vending Machine Controls_Com, E - Plug [Refrigerated] | E | Yes | Grocery | Plug Loads | RET | 199.1268 | 389.3593 | 584.3888 | 784.1841 | 987.1783 | 995.0336 | 1008.2087 | 1018.6222 | 1024.8304 | 1023.5535
| Ovens_Com, E - Cook | E | Yes | Grocery | Cooking | NC | 64.7182 | 127.6117 | 189.4714 | 250.3355 | 307.5611 | 363.6421 | 419.2876 | 473.4869 | 527.6445 | 582.2827
| Ovens_Com, E - Cook | E | Yes | Grocery | Cooking | REPL | 553.6044 | 1082.4813 | 1624.6946 | 2180.1575 | 2744.514 | 3319.9575 | 3885.4631 | 4456.6276 | 5029.3503 | 5590.1569
| Fryers_Com, E - Cook | E | Yes | Grocery | Cooking | NC | 10.6191 | 20.9387 | 31.0888 | 41.0755 | 50.4651 | 59.667 | 68.7974 | 77.6905 | 86.5768 | 95.5419
| Fryers_Com, E - Cook | E | Yes | Grocery | Cooking | REPL | 90.8363 | 177.6153 | 266.5826 | 357.7238 | 450.3244 | 544.7441 | 637.5331 | 731.2508 | 825.224 | 917.2421
| Griddles_Com, E - Cook | E | Yes | Grocery | Cooking | NC | 2.9618 | 5.8401 | 8.671 | 11.4564 | 14.0753 | 16.6418 | 19.1884 | 21.6688 | 24.1473 | 26.6478
| Griddles_Com, E - Cook | E | Yes | Grocery | Cooking | REPL | 25.3353 | 49.539 | 74.353 | 99.7733 | 125.6007 | 151.9355 | 177.8154 | 203.9544 | 230.1646 | 255.8295
| Hot Food Holding Cabinet_Com, E - Cook | E | Yes | Grocery | Cooking | NC | 12.888 | 25.4125 | 37.7313 | 49.8517 | 61.2476 | 72.4155 | 83.4968 | 94.29 | 105.0749 | 115.9556
| Hot Food Holding Cabinet_Com, E - Cook | E | Yes | Grocery | Cooking | REPL | 110.2446 | 215.5649 | 323.5411 | 434.1557 | 546.5415 | 661.135 | 773.7496 | 887.4911 | 1001.5429 | 1113.2217
| Steamers_Com, E - Cook | E | Yes | Grocery | Cooking | NC | 10.1184 | 19.9516 | 29.6231 | 39.1389 | 48.0859 | 56.8539 | 65.5539 | 74.0277 | 82.495 | 91.0375
| Steamers_Com, E - Cook | E | Yes | Grocery | Cooking | REPL | 86.5537 | 169.2414 | 254.0142 | 340.8585 | 429.0933 | 519.0615 | 607.4759 | 696.7751 | 786.3179 | 873.9977
| ES Refrigerator and Freezer_Com, E - Refr | E | Yes | Grocery | Refrigeration | NC | 34.8634 | 68.7438 | 102.0673 | 134.8545 | 165.6816 | 195.8922 | 225.8682 | 255.0651 | 284.2395 | 313.6729
| ES Refrigerator and Freezer_Com, E - Refr | E | Yes | Grocery | Refrigeration | REPL | 298.224 | 583.1274 | 875.2151 | 1174.4403 | 1478.4564 | 1788.445 | 2093.0802 | 2400.7637 | 2709.2866 | 3011.3904
| Anti Sweat Heat Control_Com, E - Refr | E | Yes | Grocery | Refrigeration | NC | 725.0096 | 1429.5773 | 2122.5641 | 2804.3979 | 3445.471 | 4073.7221 | 4697.0941 | 5304.2654 | 5910.9683 | 6523.057
| Anti Sweat Heat Control_Com, E - Refr | E | Z | Grocery | Refrigeration | RET | 0 | 0 | 0 | 0 | 0 | 0 | 0 | 0 | 0 | 0
| Case Night Covers_Com, E - Refr | E | No | Grocery | Refrigeration | RET | 807.5332 | 1578.9966 | 2369.9139 | 3180.1579 | 4003.3749 | 4035.2311 | 4088.6608 | 4130.8914 | 4156.068 | 4150.8897
| Loading Dock Pit Seals_Com, E - Refr | E | No | Grocery | Refrigeration | NC | 29.0801 | 57.3402 | 85.1359 | 112.4842 | 138.1976 | 163.3967 | 188.4001 | 212.7537 | 237.0885 | 261.6393
| Loading Dock Pit Seals_Com, E - Refr | E | No | Grocery | Refrigeration | RET | 298.5039 | 583.6746 | 876.0364 | 1175.5423 | 1479.8437 | 1790.1231 | 2095.0441 | 2403.0164 | 2711.8288 | 3014.216
| ECM Comp Cond Fan Motor_Com, E - Refr | E | Yes | Grocery | Refrigeration | NC | 261.7555 | 516.1306 | 766.3247 | 1012.4921 | 1243.9433 | 1470.7654 | 1695.8259 | 1915.0374 | 2134.0797 | 2355.0665
| ECM Comp Cond Fan Motor_Com, E - Refr | E | Yes | Grocery | Refrigeration | RET | 3690.9016 | 7104.7779 | 10493.4054 | 13854.409 | 17160.5995 | 20424.5026 | 23530.0052 | 27143.8382 | 30962.2018 | 34701.1205
| ECM Comp Cond Fan Motor_Com, E - Refr | E | Yes | Grocery | Refrigeration | REPL | 1791.2607 | 3160.2618 | 4388.3442 | 5466.7085 | 6379.7339 | 7124.5033 | 7673.4339 | 8323.0929 | 9070.0194 | 9894.9136
| Evap Fan Motor Replacement_Com, E - Refr | E | Yes | Grocery | Refrigeration | NC | 486.8273 | 959.9283 | 1425.253 | 1883.0888 | 2313.5546 | 2735.4108 | 3153.9908 | 3561.6924 | 3969.0794 | 4380.083
| Evap Fan Motor Replacement_Com, E - Refr | E | Yes | Grocery | Refrigeration | RET | 6667.1213 | 12436.9904 | 17795.627 | 22768.5495 | 27345.5704 | 31573.2743 | 35336.9443 | 38870.4537 | 42170.3239 | 45185.7405
| Evap Fan Motor Replacement_Com, E - Refr | E | Yes | Grocery | Refrigeration | REPL | 3331.4857 | 5877.6296 | 8161.6852 | 10167.2868 | 11865.3818 | 13250.5452 | 14271.4767 | 15003.852 | 15438.6377 | 15571.023
| Evap Fan Speed Controls_Com, E - Refr | E | Yes | Grocery | Refrigeration | NC | 763.459 | 1505.3919 | 2235.1298 | 2953.1233 | 3628.1943 | 4289.7635 | 4946.1947 | 5585.566 | 6224.4442 | 6868.9938
| Evap Fan Speed Controls_Com, E - Refr | E | Yes | Grocery | Refrigeration | RET | 4994.2814 | 9765.4855 | 14657.004 | 19668.0508 | 24759.3312 | 29950.6303 | 35052.2772 | 40204.9751 | 45371.7295 | 50430.9845
| LowHeat NoHeat Doors_Com, E - Refr | E | Yes | Grocery | Refrigeration | NC | 338.8492 | 668.1445 | 992.0271 | 1310.6972 | 1610.3168 | 1903.9438 | 2195.2905 | 2479.0654 | 2762.6214 | 3048.6945
| LowHeat NoHeat Doors_Com, E - Refr | E | Yes | Grocery | Refrigeration | RET | 3130.425 | 6121.0248 | 9187.0378 | 12327.9714 | 15519.1956 | 18773.1116 | 21970.8335 | 25200.5542 | 28439.0857 | 31610.2363
| Refrigerated Vending Machine_Com, E - Refr | E | Yes | Grocery | Refrigeration | NC | 36.1106 | 71.203 | 105.7186 | 139.6787 | 171.6086 | 202.8999 | 233.9482 | 264.1896 | 294.4077 | 324.894
| Refrigerated Vending Machine_Com, E - Refr | E | Yes | Grocery | Refrigeration | REPL | 264.765 | 517.7038 | 777.0209 | 1042.6747 | 1312.5819 | 1587.7915 | 1858.2484 | 2131.4116 | 2405.3199 | 2673.5294
| Walk In Refrigeration_Com, E - Refr | E | Yes | Grocery | Refrigeration | NC | 543.6124 | 1071.8974 | 1591.499 | 2102.7382 | 2583.415 | 3054.4778 | 3521.8823 | 3977.1395 | 4432.0455 | 4890.9897
| Refrigeration Tune Up_Com, E - Refr | E | Yes | Grocery | Refrigeration | RET | 4355.1342 | 8515.7397 | 12781.2622 | 17151.0164 | 21590.7361 | 26117.6746 | 30566.4341 | 30704.5771 | 31049.5065 | 31195.7769
| ES Ice Machine_Com, E - Refr | E | Yes | Grocery | Refrigeration | NC | 28.056 | 55.321 | 82.1378 | 108.523 | 133.3309 | 157.6426 | 181.7655 | 205.2615 | 228.7394 | 252.4256
| ES Ice Machine_Com, E - Refr | E | Yes | Grocery | Refrigeration | REPL | 239.9933 | 469.2669 | 704.3221 | 945.121 | 1189.7754 | 1439.2361 | 1684.3887 | 1931.9945 | 2180.2757 | 2423.3912
| Walk In Cooler Retroft_Com, E - Refr | E | Yes | Grocery | Refrigeration | RET | 1048.2649 | 2049.7074 | 3076.403 | 4128.1868 | 5196.8111 | 6286.4287 | 7357.2288 | 8438.7442 | 9523.2099 | 10585.1124
| HE Built Up Refrig_Com, E - Refr | E | Yes | Grocery | Refrigeration | NC | 767.4217 | 1513.2056 | 2246.7312 | 2968.4514 | 3647.0264 | 4312.0293 | 4971.8677 | 5614.5578 | 6256.752 | 6904.6471
| HE Built Up Refrig_Com, E - Refr | E | No | Grocery | Refrigeration | RET | 5866.0902 | 11470.1625 | 17215.5511 | 23101.3333 | 27556.1717 | 32196.6127 | 36695.0093 | 41216.8661 | 45730.7306 | 50087.7868
| Door Gasket Replacement_Com, E - Refr | E | Z | Grocery | Refrigeration | RET | 0 | 0 | 0 | 0 | 0 | 0 | 0 | 0 | 0 | 0
| EnergyStar Dehumidifier_Com, E - Appl | E | Yes | Grocery | Appliances | NC | 0.85805 | 1.6919 | 2.5121 | 3.319 | 4.0777 | 4.8213 | 5.559 | 6.2776 | 6.9957 | 7.7201
| EnergyStar Dehumidifier_Com, E - Appl | E | Yes | Grocery | Appliances | REPL | 7.3398 | 14.3518 | 21.5407 | 28.9051 | 36.3875 | 44.0169 | 51.5146 | 59.0872 | 66.6805 | 74.1159
| Clothes Washer Elec WH_Com, E - Appl [unit w/ elec dry - Washer] | E | Yes | Grocery | Appliances | NC | 0.35469 | 0.69937 | 1.0384 | 1.372 | 1.6856 | 1.9929 | 2.2979 | 2.2432 | 2.2014 | 2.171
| Clothes Washer Elec WH_Com, E - Appl [unit w/ elec dry - Washer] | E | Yes | Grocery | Appliances | REPL | 5.2012 | 10.17 | 15.2641 | 20.4827 | 25.7849 | 31.1912 | 36.5042 | 36.6692 | 37.0811 | 37.2558
| Clothes Washer Elec WH_Com, E - Appl [unit w/ elec dry - Dryer] | E | Yes | Grocery | Appliances | NC | 0.050554 | 0.099683 | 0.148 | 0.19555 | 0.24025 | 0.28406 | 0.32752 | 0.31973 | 0.31377 | 0.30943
| Clothes Washer Elec WH_Com, E - Appl [unit w/ elec dry - Dryer] | E | Yes | Grocery | Appliances | REPL | 0.74133 | 1.4496 | 2.1756 | 2.9194 | 3.6752 | 4.4458 | 5.203 | 5.2265 | 5.2853 | 5.3101
| Clothes Washer Elec WH_Com, E - HWat [unit w/ elec dry - Water Heater] | E | Yes | Grocery | Water Heating | NC | 0.1913 | 0.3772 | 0.56005 | 0.73995 | 0.9091 | 1.0749 | 1.2393 | 1.2099 | 1.1873 | 1.1709
| Clothes Washer Elec WH_Com, E - HWat [unit w/ elec dry - Water Heater] | E | Yes | Grocery | Water Heating | REPL | 2.8052 | 5.4851 | 8.2326 | 11.0472 | 13.9069 | 16.8228 | 19.6883 | 19.7772 | 19.9994 | 20.0936
| Clothes Washer Elec WH_Com, E - Appl [unit w/ gas dry - Washer] | E | Yes | Grocery | Appliances | NC | 0.088671 | 0.17484 | 0.2596 | 0.34299 | 0.42139 | 0.49823 | 0.57447 | 0.56081 | 0.55035 | 0.54274
| Clothes Washer Elec WH_Com, E - Appl [unit w/ gas dry - Washer] | E | Yes | Grocery | Appliances | REPL | 1.3003 | 2.5425 | 3.816 | 5.1207 | 6.4462 | 7.7978 | 9.1261 | 9.1673 | 9.2703 | 9.314
| Clothes Washer Elec WH_Com, E - HWat [unit w/ gas dry - Water Heater] | E | Yes | Grocery | Water Heating | NC | 0.047824 | 0.0943 | 0.14001 | 0.18499 | 0.22728 | 0.26872 | 0.30984 | 0.30247 | 0.29683 | 0.29273
| Clothes Washer Elec WH_Com, E - HWat [unit w/ gas dry - Water Heater] | E | Yes | Grocery | Water Heating | REPL | 0.7013 | 1.3713 | 2.0581 | 2.7618 | 3.4767 | 4.2057 | 4.9221 | 4.9443 | 4.9999 | 5.0234
| Clothes Washer Elec WH_Com, E - Appl [unit w/ propane dry - Washer] | E | Yes | Grocery | Appliances | NC | 0.035469 | 0.069937 | 0.10384 | 0.1372 | 0.16856 | 0.19929 | 0.22979 | 0.22432 | 0.22014 | 0.2171
| Clothes Washer Elec WH_Com, E - Appl [unit w/ propane dry - Washer] | E | Yes | Grocery | Appliances | REPL | 0.52012 | 1.017 | 1.5264 | 2.0483 | 2.5785 | 3.1191 | 3.6504 | 3.6669 | 3.7081 | 3.7256
| Clothes Washer Elec WH_Com, E - HWat [unit w/ propane dry - Water Heater] | E | Yes | Grocery | Water Heating | NC | 0.01913 | 0.03772 | 0.056005 | 0.073995 | 0.09091 | 0.10749 | 0.12393 | 0.12099 | 0.11873 | 0.11709
| Clothes Washer Elec WH_Com, E - HWat [unit w/ propane dry - Water Heater] | E | Yes | Grocery | Water Heating | REPL | 0.28052 | 0.54851 | 0.82326 | 1.1047 | 1.3907 | 1.6823 | 1.9688 | 1.9777 | 1.9999 | 2.0094
| Clothes Washer Gas WH_Com, E - Appl [unit w/ elec dry - Washer] | E | Yes | Grocery | Appliances | NC | 0.17734 | 0.34969 | 0.51919 | 0.68598 | 0.84279 | 0.99646 | 1.1489 | 1.1216 | 1.1007 | 1.0855
| Clothes Washer Gas WH_Com, E - Appl [unit w/ elec dry - Washer] | E | Yes | Grocery | Appliances | REPL | 2.6006 | 5.085 | 7.6321 | 10.2414 | 12.8925 | 15.5956 | 18.2521 | 18.3346 | 18.5406 | 18.6279
| Clothes Washer Gas WH_Com, E - Appl [unit w/ elec dry - Dryer] | E | Yes | Grocery | Appliances | NC | 0.025277 | 0.049841 | 0.074002 | 0.097774 | 0.12012 | 0.14203 | 0.16376 | 0.15987 | 0.15688 | 0.15472
| Clothes Washer Gas WH_Com, E - Appl [unit w/ elec dry - Dryer] | E | Yes | Grocery | Appliances | REPL | 0.37067 | 0.72478 | 1.0878 | 1.4597 | 1.8376 | 2.2229 | 2.6015 | 2.6133 | 2.6426 | 2.6551
| Clothes Washer Gas WH_Com, E - Appl [unit w/ gas dry - Washer] | E | Yes | Grocery | Appliances | NC | 0.69164 | 1.3638 | 2.0249 | 2.6753 | 3.2869 | 3.8862 | 4.4809 | 4.3743 | 4.2927 | 4.2334
| Clothes Washer Gas WH_Com, E - Appl [unit w/ gas dry - Washer] | E | Yes | Grocery | Appliances | REPL | 10.1422 | 19.8315 | 29.765 | 39.9413 | 50.2806 | 60.8229 | 71.1832 | 71.5049 | 72.3082 | 72.6488
| Clothes Washer Gas WH_Com, E - Appl [unit w/ propane dry - Washer] | E | Yes | Grocery | Appliances | NC | 0.035469 | 0.069937 | 0.10384 | 0.1372 | 0.16856 | 0.19929 | 0.22979 | 0.22432 | 0.22014 | 0.2171
| Clothes Washer Gas WH_Com, E - Appl [unit w/ propane dry - Washer] | E | Yes | Grocery | Appliances | REPL | 0.52012 | 1.017 | 1.5264 | 2.0483 | 2.5785 | 3.1191 | 3.6504 | 3.6669 | 3.7081 | 3.7256
| Clothes Washer Oil WH_Com, E - Appl [unit w/ elec dry - Washer] | E | Yes | Grocery | Appliances | NC | 0.21281 | 0.41962 | 0.62303 | 0.82317 | 1.0113 | 1.1958 | 1.3787 | 1.3459 | 1.3208 | 1.3026
| Clothes Washer Oil WH_Com, E - Appl [unit w/ elec dry - Washer] | E | Yes | Grocery | Appliances | REPL | 3.1207 | 6.102 | 9.1585 | 12.2896 | 15.4709 | 18.7147 | 21.9025 | 22.0015 | 22.2487 | 22.3535
| Clothes Washer Oil WH_Com, E - Appl [unit w/ elec dry - Dryer] | E | Yes | Grocery | Appliances | NC | 0.030332 | 0.05981 | 0.088802 | 0.11733 | 0.14415 | 0.17043 | 0.19651 | 0.19184 | 0.18826 | 0.18566
| Clothes Washer Oil WH_Com, E - Appl [unit w/ elec dry - Dryer] | E | Yes | Grocery | Appliances | REPL | 0.4448 | 0.86973 | 1.3054 | 1.7517 | 2.2051 | 2.6675 | 3.1218 | 3.1359 | 3.1712 | 3.1861
| Clothes Washer Oil WH_Com, E - Appl [unit w/ gas dry - Washer] | E | Yes | Grocery | Appliances | NC | 0.035469 | 0.069937 | 0.10384 | 0.1372 | 0.16856 | 0.19929 | 0.22979 | 0.22432 | 0.22014 | 0.2171
| Clothes Washer Oil WH_Com, E - Appl [unit w/ gas dry - Washer] | E | Yes | Grocery | Appliances | REPL | 0.52012 | 1.017 | 1.5264 | 2.0483 | 2.5785 | 3.1191 | 3.6504 | 3.6669 | 3.7081 | 3.7256
| Clothes Washer Oil WH_Com, E - Appl [unit w/ propane dry - Washer] | E | Yes | Grocery | Appliances | NC | 0.053203 | 0.10491 | 0.15576 | 0.20579 | 0.25284 | 0.29894 | 0.34468 | 0.33649 | 0.33021 | 0.32565
| Clothes Washer Oil WH_Com, E - Appl [unit w/ propane dry - Washer] | E | Yes | Grocery | Appliances | REPL | 0.78017 | 1.5255 | 2.2896 | 3.0724 | 3.8677 | 4.6787 | 5.4756 | 5.5004 | 5.5622 | 5.5884
| Clothes Washer Propane WH_Com, E - Appl [unit w/ elec dry - Washer] | E | Yes | Grocery | Appliances | NC | 0.035469 | 0.069937 | 0.10384 | 0.1372 | 0.16856 | 0.19929 | 0.22979 | 0.22432 | 0.22014 | 0.2171
| Clothes Washer Propane WH_Com, E - Appl [unit w/ elec dry - Washer] | E | Yes | Grocery | Appliances | REPL | 0.52012 | 1.017 | 1.5264 | 2.0483 | 2.5785 | 3.1191 | 3.6504 | 3.6669 | 3.7081 | 3.7256
| Clothes Washer Propane WH_Com, E - Appl [unit w/ elec dry - Dryer] | E | Yes | Grocery | Appliances | NC | 0.0050554 | 0.0099683 | 0.0148 | 0.019555 | 0.024025 | 0.028406 | 0.032752 | 0.031973 | 0.031377 | 0.030943
| Clothes Washer Propane WH_Com, E - Appl [unit w/ elec dry - Dryer] | E | Yes | Grocery | Appliances | REPL | 0.074133 | 0.14496 | 0.21756 | 0.29194 | 0.36752 | 0.44458 | 0.5203 | 0.52265 | 0.52853 | 0.53101
| Clothes Washer Propane WH_Com, E - Appl [unit w/ gas dry - Washer] | E | Yes | Grocery | Appliances | NC | 0.017734 | 0.034969 | 0.051919 | 0.068598 | 0.084279 | 0.099646 | 0.11489 | 0.11216 | 0.11007 | 0.10855
| Clothes Washer Propane WH_Com, E - Appl [unit w/ gas dry - Washer] | E | Yes | Grocery | Appliances | REPL | 0.26006 | 0.5085 | 0.76321 | 1.0241 | 1.2892 | 1.5596 | 1.8252 | 1.8335 | 1.8541 | 1.8628
| Clothes Washer Propane WH_Com, E - Appl [unit w/ propane dry - Washer] | E | Yes | Grocery | Appliances | NC | 0.035469 | 0.069937 | 0.10384 | 0.1372 | 0.16856 | 0.19929 | 0.22979 | 0.22432 | 0.22014 | 0.2171
| Clothes Washer Propane WH_Com, E - Appl [unit w/ propane dry - Washer] | E | Yes | Grocery | Appliances | REPL | 0.52012 | 1.017 | 1.5264 | 2.0483 | 2.5785 | 3.1191 | 3.6504 | 3.6669 | 3.7081 | 3.7256
| Dishwasher_Com, E - Appl [Building w elec WH] | E | Yes | Grocery | Appliances | NC | 0.51802 | 1.0214 | 1.5166 | 2.0038 | 2.4618 | 2.9107 | 3.3561 | 3.7899 | 4.2234 | 4.6608
| Dishwasher_Com, E - Appl [Building w elec WH] | E | Yes | Grocery | Appliances | REPL | 4.2035 | 8.2193 | 12.3363 | 16.554 | 20.8392 | 25.2085 | 29.5024 | 33.8393 | 38.188 | 42.4462
| Dishwasher_Com, E - HWat [Building w elec WH] | E | Yes | Grocery | Water Heating | NC | 0.06525 | 0.12866 | 0.19103 | 0.25239 | 0.31009 | 0.36663 | 0.42273 | 0.47738 | 0.53198 | 0.58707
| Dishwasher_Com, E - HWat [Building w elec WH] | E | Yes | Grocery | Water Heating | REPL | 0.52948 | 1.0353 | 1.5539 | 2.0851 | 2.6249 | 3.1753 | 3.7161 | 4.2624 | 4.8102 | 5.3465
| Dishwasher_Com, E - Appl [Building w gas WH] | E | Yes | Grocery | Appliances | NC | 1.2951 | 2.5536 | 3.7915 | 5.0094 | 6.1545 | 7.2768 | 8.3903 | 9.4748 | 10.5586 | 11.6519
| Dishwasher_Com, E - Appl [Building w gas WH] | E | Yes | Grocery | Appliances | REPL | 10.5088 | 20.5483 | 30.8409 | 41.385 | 52.0979 | 63.0213 | 73.7561 | 84.5982 | 95.47 | 106.1155
| Dishwasher_Com, E - Appl [Building w oil WH] | E | Yes | Grocery | Appliances | NC | 0.12951 | 0.25536 | 0.37915 | 0.50094 | 0.61545 | 0.72768 | 0.83903 | 0.94748 | 1.0559 | 1.1652
| Dishwasher_Com, E - Appl [Building w oil WH] | E | Yes | Grocery | Appliances | REPL | 1.0509 | 2.0548 | 3.0841 | 4.1385 | 5.2098 | 6.3021 | 7.3756 | 8.4598 | 9.547 | 10.6116
| Dishwasher_Com, E - Appl [Building w propane WH] | E | Yes | Grocery | Appliances | NC | 0.12951 | 0.25536 | 0.37915 | 0.50094 | 0.61545 | 0.72768 | 0.83903 | 0.94748 | 1.0559 | 1.1652
| Dishwasher_Com, E - Appl [Building w propane WH] | E | Yes | Grocery | Appliances | REPL | 1.0509 | 2.0548 | 3.0841 | 4.1385 | 5.2098 | 6.3021 | 7.3756 | 8.4598 | 9.547 | 10.6116
| Faucet Aerator_Com, E - HWat | E | Yes | Grocery | Water Heating | RET | 15.5672 | 30.439 | 45.6858 | 61.3052 | 77.1747 | 93.356 | 109.2578 | 125.3187 | 141.4235 | 157.1931
| Pre Rinse Sprayers_Com, E - HWat | E | Yes | Grocery | Water Heating | RET | 19.1186 | 37.3833 | 56.1086 | 58.1912 | 61.3449 | 62.4509 | 62.8947 | 63.2106 | 63.1894 | 63.0314
| Heat Pump Water Heater_Com, E - HWat | E | Yes | Grocery | Water Heating | NC | 16.9481 | 33.4184 | 49.618 | 65.5568 | 80.5428 | 95.2291 | 109.8013 | 123.9948 | 138.1773 | 152.4858
| Heat Pump Water Heater_Com, E - HWat | E | Yes | Grocery | Water Heating | RET | 168.7516 | 314.328 | 449.0983 | 573.7696 | 688.1504 | 795.2194 | 891.9568 | 981.9258 | 1065.1353 | 1140.4196
| Heat Pump Water Heater_Com, E - HWat | E | Yes | Grocery | Water Heating | REPL | 173.9708 | 306.9308 | 426.2046 | 530.9375 | 619.6123 | 693.7541 | 750.6216 | 791.904 | 817.1011 | 825.9128
| Clothes Dryer_Com, E - Appl | E | Yes | Grocery | Appliances | NC | 0.15104 | 0.29783 | 0.4422 | 0.58425 | 0.71781 | 0.8487 | 0.97857 | 1.1051 | 1.2315 | 1.359
| Clothes Dryer_Com, E - Appl | E | Yes | Grocery | Appliances | RET | 1.4753 | 2.7506 | 3.9337 | 5.0304 | 6.0385 | 6.9687 | 7.7959 | 8.5693 | 9.2887 | 9.9434
| Clothes Dryer_Com, E - Appl | E | Yes | Grocery | Appliances | REPL | 1.1075 | 1.9539 | 2.7131 | 3.3799 | 3.9443 | 4.4048 | 4.7442 | 4.9859 | 5.1269 | 5.1657
| Pnemautic to DDC_Com, E - TotE [Building w Elec Heat] | E | Yes | Grocery | Total Electric | RET | 208.485 | 407.6577 | 611.8529 | 821.0377 | 1033.5719 | 1250.2814 | 1463.2483 | 1678.3463 | 1894.0312 | 2105.2285
| Pnemautic to DDC_Com, E - TotE [Building w Gas Heat] | E | No | Grocery | Total Electric | RET | 220.75 | 431.6399 | 647.8478 | 869.3388 | 1094.3763 | 1323.8346 | 1549.3303 | 1777.0824 | 2005.4558 | 2229.0777
| Pnemautic to DDC_Com, E - TotE [Building w Oil Heat] | E | No | Grocery | Total Electric | RET | 59.3942 | 116.1354 | 174.3075 | 233.901 | 294.4488 | 356.186 | 416.857 | 478.1351 | 539.5804 | 599.7473
| Pnemautic to DDC_Com, E - TotE [Building w Propane Heat] | E | No | Grocery | Total Electric | RET | 17.8995 | 34.9994 | 52.5305 | 70.4901 | 88.7372 | 107.3427 | 125.627 | 144.0942 | 162.6118 | 180.7441
| Data Center_Com, E - TotE [Building w Elec Heat] | E | Yes | Grocery | Total Electric | NC | 6.5578 | 12.9306 | 19.1988 | 25.366 | 31.1645 | 36.8471 | 42.4856 | 47.9775 | 53.4652 | 59.0016
| Data Center_Com, E - TotE [Building w Elec Heat] | E | Yes | Grocery | Total Electric | RET | 107.7036 | 210.5965 | 316.084 | 424.1492 | 533.9446 | 645.897 | 755.916 | 867.0359 | 978.459 | 1087.5638
| Data Center_Com, E - TotE [Building w Gas Heat] | E | Yes | Grocery | Total Electric | NC | 13.3911 | 26.4047 | 39.2044 | 51.7981 | 63.6389 | 75.2429 | 86.7567 | 97.9714 | 109.1774 | 120.4828
| Data Center_Com, E - TotE [Building w Gas Heat] | E | Yes | Grocery | Total Electric | RET | 219.9338 | 430.0439 | 645.4524 | 866.1245 | 1090.3299 | 1318.9398 | 1543.6016 | 1770.5117 | 1998.0407 | 2220.8358
| Data Center_Com, E - TotE [Building w Oil Heat] | E | Yes | Grocery | Total Electric | NC | 3.603 | 7.1044 | 10.5482 | 13.9366 | 17.1224 | 20.2446 | 23.3424 | 26.3598 | 29.3749 | 32.4167
| Data Center_Com, E - TotE [Building w Oil Heat] | E | Yes | Grocery | Total Electric | RET | 59.1746 | 115.706 | 173.663 | 233.0362 | 293.3601 | 354.869 | 415.3157 | 476.3672 | 537.5853 | 597.5297
| Data Center_Com, E - TotE [Building w Propane Heat] | E | Yes | Grocery | Total Electric | NC | 1.0858 | 2.141 | 3.1789 | 4.2 | 5.1601 | 6.101 | 7.0346 | 7.944 | 8.8526 | 9.7693
| Data Center_Com, E - TotE [Building w Propane Heat] | E | Yes | Grocery | Total Electric | RET | 17.8333 | 34.87 | 52.3363 | 70.2294 | 88.4091 | 106.9458 | 125.1625 | 143.5614 | 162.0105 | 180.0758
| RCx_Com, E - TotE [Building w Elec Heat] | E | Yes | Grocery | Total Electric | RET | 805.2786 | 1574.5882 | 2363.2973 | 3171.2792 | 3992.198 | 4829.2438 | 5651.834 | 6482.6557 | 6510.4653 | 6556.9107
| RCx_Com, E - TotE [Building w Gas Heat] | E | Yes | Grocery | Total Electric | RET | 1644.4015 | 3215.3534 | 4825.9195 | 6475.8412 | 8152.1804 | 9861.4513 | 11541.2037 | 13237.765 | 13294.5529 | 13389.3956
| RCx_Com, E - TotE [Building w Oil Heat] | E | Yes | Grocery | Total Electric | RET | 442.4365 | 865.1109 | 1298.4438 | 1742.3655 | 2193.395 | 2653.285 | 3105.2329 | 3561.7033 | 3576.9824 | 3602.5004
| RCx_Com, E - TotE [Building w Propane Heat] | E | Yes | Grocery | Total Electric | RET | 133.3358 | 260.716 | 391.3083 | 525.0917 | 661.0171 | 799.6129 | 935.8151 | 1073.3803 | 1077.9849 | 1085.6752
| Commissioning_Com, E - TotE [Building w Elec Heat] | E | Yes | Grocery | Total Electric | NC | 0 | 0 | 0 | 0 | 0 | 0 | 0 | 0 | 0 | 0
| Commissioning_Com, E - TotE [Building w Gas Heat] | E | Yes | Grocery | Total Electric | NC | 0 | 0 | 0 | 0 | 0 | 0 | 0 | 0 | 0 | 0
| Commissioning_Com, E - TotE [Building w Oil Heat] | E | Yes | Grocery | Total Electric | NC | 0 | 0 | 0 | 0 | 0 | 0 | 0 | 0 | 0 | 0
| Commissioning_Com, E - TotE [Building w Propane Heat] | E | Yes | Grocery | Total Electric | NC | 0 | 0 | 0 | 0 | 0 | 0 | 0 | 0 | 0 | 0
| Integrated Building Design_Com, E - TotE [Building w Elec Heat] | E | Yes | Grocery | Total Electric | NC | 58.4093 | 115.1717 | 171.0011 | 225.9319 | 277.579 | 328.1931 | 378.414 | 427.3298 | 476.2079 | 525.5199
| Integrated Building Design_Com, E - TotE [Building w Gas Heat] | E | Yes | Grocery | Total Electric | NC | 119.2734 | 235.1838 | 349.189 | 461.3593 | 566.8241 | 670.1794 | 772.7321 | 872.6195 | 972.4299 | 1073.1264
| Integrated Building Design_Com, E - TotE [Building w Oil Heat] | E | Yes | Grocery | Total Electric | NC | 32.0912 | 63.2777 | 93.9515 | 124.1316 | 152.5076 | 180.316 | 207.9084 | 234.7837 | 261.6383 | 288.7313
| Integrated Building Design_Com, E - TotE [Building w Propane Heat] | E | Yes | Grocery | Total Electric | NC | 9.6712 | 19.0698 | 28.3139 | 37.4092 | 45.9608 | 54.3413 | 62.6568 | 70.7561 | 78.8492 | 87.0141
| Deep Energy Retrofit_Com, E - TotE [Building w Elec Heat] | E | Yes | Grocery | Total Electric | RET | 210.0537 | 410.7251 | 616.4568 | 827.2156 | 1041.349 | 1259.6891 | 1474.2586 | 1690.9751 | 1908.2829 | 2121.0693
| Deep Energy Retrofit_Com, E - TotE [Building w Gas Heat] | E | Yes | Grocery | Total Electric | RET | 428.9356 | 838.7122 | 1258.822 | 1689.1975 | 2126.464 | 2572.3206 | 3010.4773 | 3453.0186 | 3896.7672 | 4331.2831
| Deep Energy Retrofit_Com, E - TotE [Building w Oil Heat] | E | Yes | Grocery | Total Electric | RET | 115.4078 | 225.6607 | 338.6939 | 454.4891 | 572.1384 | 692.0989 | 809.9877 | 929.0562 | 1048.4495 | 1165.3587
| Deep Energy Retrofit_Com, E - TotE [Building w Propane Heat] | E | Yes | Grocery | Total Electric | RET | 34.7801 | 68.0067 | 102.0712 | 136.9681 | 172.4237 | 208.5759 | 244.1037 | 279.987 | 315.9682 | 351.2008
| EMS_Com, E - TotE [Building w Elec Heat] | E | Yes | Grocery | Total Electric | NC | 106.2429 | 209.4903 | 311.0406 | 410.9565 | 504.8993 | 596.9633 | 688.3122 | 777.2871 | 866.1933 | 955.8888
| EMS_Com, E - TotE [Building w Elec Heat] | E | Yes | Grocery | Total Electric | RET | 1329.8744 | 2600.3479 | 3902.8586 | 5237.1973 | 6592.9006 | 7975.2369 | 9333.7005 | 10705.758 | 12081.5584 | 13428.734
| EMS_Com, E - TotE [Building w Gas Heat] | E | Yes | Grocery | Total Electric | NC | 216.951 | 427.785 | 635.1535 | 839.1847 | 1031.0186 | 1219.0157 | 1405.5528 | 1587.2421 | 1768.7911 | 1951.9518
| EMS_Com, E - TotE [Building w Gas Heat] | E | Yes | Grocery | Total Electric | RET | 2715.6409 | 5309.9834 | 7969.7469 | 10694.5039 | 13462.8881 | 16285.6575 | 19059.6784 | 21861.4582 | 24670.8813 | 27421.8518
| EMS_Com, E - TotE [Building w Oil Heat] | E | Yes | Grocery | Total Electric | NC | 58.372 | 115.0982 | 170.892 | 225.7879 | 277.402 | 327.9838 | 378.1728 | 427.0574 | 475.9043 | 525.1848
| EMS_Com, E - TotE [Building w Oil Heat] | E | Yes | Grocery | Total Electric | RET | 730.6601 | 1428.6842 | 2144.3101 | 2877.423 | 3622.2741 | 4381.7578 | 5128.1254 | 5881.9618 | 6637.8546 | 7378.0203
| EMS_Com, E - TotE [Building w Propane Heat] | E | Yes | Grocery | Total Electric | NC | 17.5914 | 34.6868 | 51.5012 | 68.045 | 83.5998 | 98.8435 | 113.9688 | 128.7011 | 143.4219 | 158.2734
| EMS_Com, E - TotE [Building w Propane Heat] | E | Yes | Grocery | Total Electric | RET | 220.1969 | 430.5584 | 646.2246 | 867.1607 | 1091.6343 | 1320.5177 | 1545.4484 | 1772.6299 | 2000.4311 | 2223.4928
| VFDs on HVAC Pumps_Com, E - Oth | E | Yes | Grocery | Other | RET | 146.3038 | 286.0727 | 429.3661 | 576.1611 | 725.3064 | 731.0779 | 740.7579 | 748.409 | 752.9703 | 752.0322
| ECM Circulators_Com, E - Oth | E | Yes | Grocery | Other | RET | 203.8882 | 398.6694 | 598.3624 | 802.9351 | 1010.7832 | 1222.7145 | 1430.9859 | 1641.3413 | 1852.2706 | 2058.8113
| Motors_Com, E - Oth | E | Yes | Grocery | Other | NC | 2.6237 | 5.1734 | 7.6812 | 10.1486 | 12.4685 | 14.742 | 16.9979 | 19.1951 | 21.3907 | 23.6057
| Motors_Com, E - Oth | E | Yes | Grocery | Other | RET | 79.9871 | 148.8365 | 212.434 | 271.1356 | 324.8726 | 320.3203 | 317.6204 | 314.7108 | 311.4275 | 307.3982
| Motors_Com, E - Oth | E | Yes | Grocery | Other | REPL | 17.9545 | 31.6765 | 43.986 | 54.7948 | 63.9464 | 71.4115 | 76.9136 | 80.6596 | 82.5996 | 82.7209
| Ext Area Ltg_Com, E - ExtL | E | Yes | Grocery | Exterior Lighting | NC | 27.9047 | 55.0227 | 81.6949 | 107.9379 | 132.612 | 156.7926 | 180.7854 | 204.1547 | 227.506 | 251.0645
| Ext Area Ltg_Com, E - ExtL | E | Yes | Grocery | Exterior Lighting | RET | 143.2195 | 273.2008 | 399.7969 | 523.0019 | 641.9208 | 779.669 | 925.9674 | 1073.7298 | 1221.8953 | 1366.9781
| Ext Area Ltg_Com, E - ExtL | E | Yes | Grocery | Exterior Lighting | REPL | 250.9206 | 442.6909 | 614.7213 | 765.779 | 893.676 | 1037.5217 | 1192.0873 | 1361.5359 | 1544.8193 | 1737.3837
| Street Ltg_Com, E - ExtL | E | Yes | Grocery | Exterior Lighting | NC | 5.1942 | 10.242 | 15.2069 | 20.0918 | 24.6847 | 29.1857 | 33.6518 | 38.0018 | 42.3484 | 46.7337
| Street Ltg_Com, E - ExtL | E | Yes | Grocery | Exterior Lighting | RET | 26.6592 | 50.8542 | 74.419 | 97.3527 | 119.4885 | 145.1292 | 172.3615 | 199.8663 | 227.4462 | 254.4522
| Street Ltg_Com, E - ExtL | E | Yes | Grocery | Exterior Lighting | REPL | 46.7069 | 82.4034 | 114.4255 | 142.5437 | 166.3508 | 193.1265 | 221.8977 | 253.4392 | 287.5559 | 323.4003
| Ext Ltg Ctrls_Com, E - ExtL | E | Yes | Grocery | Exterior Lighting | RET | 172.2594 | 336.8245 | 505.5394 | 678.3771 | 853.982 | 1033.0368 | 1208.9994 | 1386.7227 | 1392.6715 | 1402.6068
| Ext Ltg Dsgn_Com, E - ExtL | E | Yes | Grocery | Exterior Lighting | NC | 3.3563 | 6.6179 | 9.826 | 12.9824 | 15.9501 | 18.8585 | 21.7442 | 24.555 | 27.3636 | 30.1971
| Ext Ltg Dsgn_Com, E - ExtL | E | Yes | Grocery | Exterior Lighting | REPL | 22.9679 | 44.9099 | 67.4053 | 90.4503 | 113.8643 | 137.7382 | 161.1999 | 184.8964 | 208.6575 | 231.9242
| Int Ltg Ctrls_Com, E - IntL [No Heat] | E | Yes | Grocery | Interior Lighting | RET | 296.0501 | 578.8766 | 868.8352 | 1165.8791 | 1467.679 | 1775.4079 | 2077.8224 | 2383.2631 | 2393.4869 | 2410.5619
| Int Ltg Ctrls_Com, E - IntL [Electric Heat] | E | Yes | Grocery | Interior Lighting | RET | 379.7267 | 742.4922 | 1114.4056 | 1495.407 | 1882.5087 | 2277.2151 | 2665.105 | 3056.8764 | 3069.9899 | 3091.8911
| Int Ltg Ctrls_Com, E/G - IntL | E | Yes | Grocery | Interior Lighting | RET | 1100.8195 | 2152.4691 | 3230.638 | 4335.1528 | 5457.3524 | 6601.5977 | 7726.0823 | 8861.8192 | 8899.8351 | 8963.3261
| Int Ltg Ctrls_Com, E/O - IntL | E | Yes | Grocery | Interior Lighting | RET | 131.1051 | 256.3542 | 384.7617 | 516.3069 | 649.9583 | 786.2353 | 920.1589 | 1055.4226 | 1059.9502 | 1067.5118
| Int Ltg Ctrls_Com, E/P - IntL | E | Yes | Grocery | Interior Lighting | RET | 41.995 | 82.1142 | 123.2451 | 165.381 | 208.1916 | 251.8432 | 294.741 | 338.068 | 339.5183 | 341.9404
| Exit Sign RetFit_Com, E - IntL [No Heat] | E | Yes | Grocery | Interior Lighting | RET | 4.1232 | 8.0622 | 12.1005 | 16.2375 | 20.4407 | 24.7266 | 28.9384 | 33.1923 | 37.4579 | 41.6347
| Exit Sign RetFit_Com, E - IntL [Electric Heat] | E | Yes | Grocery | Interior Lighting | RET | 5.3397 | 10.4409 | 15.6707 | 21.0283 | 26.4717 | 32.022 | 37.4765 | 42.9856 | 48.5097 | 53.9188
| Exit Sign RetFit_Com, E/G - IntL | E | Yes | Grocery | Interior Lighting | RET | 15.6261 | 30.5542 | 45.8587 | 61.5372 | 77.4667 | 93.7092 | 109.6712 | 125.7929 | 141.9586 | 157.7879
| Exit Sign RetFit_Com, E/O - IntL | E | Yes | Grocery | Interior Lighting | RET | 1.8576 | 3.6322 | 5.4515 | 7.3153 | 9.209 | 11.1398 | 13.0373 | 14.9538 | 16.8755 | 18.7573
| Exit Sign RetFit_Com, E/P - IntL | E | No | Grocery | Interior Lighting | RET | 0.59476 | 1.1629 | 1.7455 | 2.3422 | 2.9485 | 3.5667 | 4.1743 | 4.7879 | 5.4032 | 6.0057
| LED HiLo Bay_Com, E - IntL [No Heat] | E | Yes | Grocery | Interior Lighting | NC | 5.9808 | 11.793 | 17.5097 | 23.1343 | 28.4227 | 33.6054 | 38.7478 | 43.7565 | 48.7614 | 53.8107
| LED HiLo Bay_Com, E - IntL [No Heat] | E | Yes | Grocery | Interior Lighting | RET | 4.5132 | 8.5345 | 12.3795 | 16.0533 | 19.5346 | 22.8452 | 25.8796 | 28.7379 | 31.4111 | 34.1144
| LED HiLo Bay_Com, E - IntL [No Heat] | E | Yes | Grocery | Interior Lighting | REPL | 31.9487 | 56.366 | 78.2699 | 97.5034 | 113.788 | 127.0716 | 136.8622 | 143.4546 | 146.7598 | 148.6144
| LED HiLo Bay_Com, E - IntL [Electric Heat] | E | Yes | Grocery | Interior Lighting | NC | 7.6775 | 15.1386 | 22.4771 | 29.6974 | 36.4861 | 43.139 | 49.7403 | 56.1699 | 62.5947 | 69.0764
| LED HiLo Bay_Com, E - IntL [Electric Heat] | E | Yes | Grocery | Interior Lighting | RET | 5.7935 | 10.9556 | 15.8915 | 20.6075 | 25.0764 | 29.3262 | 33.2214 | 36.8907 | 40.3222 | 43.7924
| LED HiLo Bay_Com, E - IntL [Electric Heat] | E | Yes | Grocery | Interior Lighting | REPL | 41.0123 | 72.3566 | 100.4745 | 125.1645 | 146.0689 | 163.121 | 175.6892 | 184.1518 | 188.3947 | 190.7754
| LED HiLo Bay_Com, E/G - IntL | E | Yes | Grocery | Interior Lighting | NC | 22.2844 | 43.9405 | 65.2407 | 86.198 | 105.9025 | 125.2129 | 144.3733 | 163.0357 | 181.6838 | 200.4974
| LED HiLo Bay_Com, E/G - IntL | E | Yes | Grocery | Interior Lighting | RET | 16.816 | 31.7992 | 46.1258 | 59.8142 | 72.7853 | 85.1206 | 96.4267 | 107.0769 | 117.037 | 127.1094
| LED HiLo Bay_Com, E/G - IntL | E | Yes | Grocery | Interior Lighting | REPL | 119.04 | 210.0183 | 291.6317 | 363.2955 | 423.9715 | 473.4658 | 509.9456 | 534.5087 | 546.8238 | 553.734
| LED HiLo Bay_Com, E/O - IntL | E | Yes | Grocery | Interior Lighting | NC | 2.6491 | 5.2235 | 7.7556 | 10.2469 | 12.5893 | 14.8849 | 17.1626 | 19.3811 | 21.5979 | 23.8344
| LED HiLo Bay_Com, E/O - IntL | E | Yes | Grocery | Interior Lighting | RET | 1.999 | 3.7802 | 5.4833 | 7.1105 | 8.6525 | 10.1188 | 11.4629 | 12.7289 | 13.913 | 15.1103
| LED HiLo Bay_Com, E/O - IntL | E | Yes | Grocery | Interior Lighting | REPL | 14.1511 | 24.9662 | 34.6682 | 43.1873 | 50.4002 | 56.284 | 60.6205 | 63.5405 | 65.0045 | 65.826
| LED HiLo Bay_Com, E/P - IntL | E | Yes | Grocery | Interior Lighting | NC | 0.84819 | 1.6725 | 2.4832 | 3.2809 | 4.0308 | 4.7658 | 5.4951 | 6.2054 | 6.9152 | 7.6313
| LED HiLo Bay_Com, E/P - IntL | E | Yes | Grocery | Interior Lighting | RET | 0.64005 | 1.2103 | 1.7556 | 2.2766 | 2.7703 | 3.2399 | 3.6702 | 4.0755 | 4.4546 | 4.838
| LED HiLo Bay_Com, E/P - IntL | E | Yes | Grocery | Interior Lighting | REPL | 4.5309 | 7.9937 | 11.1 | 13.8277 | 16.1371 | 18.021 | 19.4095 | 20.3444 | 20.8131 | 21.0762
| Repl Scre_Com, E - IntL [No Heat] | E | Yes | Grocery | Interior Lighting | NC | 5.0881 | 10.0327 | 4.9446 | 0 | 0 | 0 | 0 | 0 | 0 | 0
| Repl Scre_Com, E - IntL [No Heat] | E | Yes | Grocery | Interior Lighting | RET | 24.0946 | 47.113 | 23.0184 | 0 | 0 | 0 | 0 | 0 | 0 | 0
| Repl Scre_Com, E - IntL [No Heat] | E | Yes | Grocery | Interior Lighting | REPL | 261.142 | 510.6196 | 249.4776 | 0 | 0 | 0 | 0 | 0 | 0 | 0
| Repl Scre_Com, E - IntL [Electric Heat] | E | Yes | Grocery | Interior Lighting | NC | 6.5893 | 12.9928 | 6.4035 | 0 | 0 | 0 | 0 | 0 | 0 | 0
| Repl Scre_Com, E - IntL [Electric Heat] | E | Yes | Grocery | Interior Lighting | RET | 31.2036 | 61.0135 | 29.8099 | 0 | 0 | 0 | 0 | 0 | 0 | 0
| Repl Scre_Com, E - IntL [Electric Heat] | E | Yes | Grocery | Interior Lighting | REPL | 338.1908 | 661.2758 | 323.085 | 0 | 0 | 0 | 0 | 0 | 0 | 0
| Repl Scre_Com, E/G - IntL | E | Yes | Grocery | Interior Lighting | NC | 19.2828 | 38.022 | 18.7392 | 0 | 0 | 0 | 0 | 0 | 0 | 0
| Repl Scre_Com, E/G - IntL | E | Yes | Grocery | Interior Lighting | RET | 91.3142 | 178.5498 | 87.2355 | 0 | 0 | 0 | 0 | 0 | 0 | 0
| Repl Scre_Com, E/G - IntL | E | Yes | Grocery | Interior Lighting | REPL | 989.681 | 1935.1564 | 945.4754 | 0 | 0 | 0 | 0 | 0 | 0 | 0
| Repl Scre_Com, E/O - IntL | E | Yes | Grocery | Interior Lighting | NC | 2.2923 | 4.5199 | 2.2276 | 0 | 0 | 0 | 0 | 0 | 0 | 0
| Repl Scre_Com, E/O - IntL | E | Yes | Grocery | Interior Lighting | RET | 10.8551 | 21.2254 | 10.3703 | 0 | 0 | 0 | 0 | 0 | 0 | 0
| Repl Scre_Com, E/O - IntL | E | Yes | Grocery | Interior Lighting | REPL | 117.6498 | 230.0446 | 112.3948 | 0 | 0 | 0 | 0 | 0 | 0 | 0
| Repl Scre_Com, E/P - IntL | E | Yes | Grocery | Interior Lighting | NC | 0.73394 | 1.4472 | 0.71325 | 0 | 0 | 0 | 0 | 0 | 0 | 0
| Repl Scre_Com, E/P - IntL | E | Yes | Grocery | Interior Lighting | RET | 3.4756 | 6.7959 | 3.3203 | 0 | 0 | 0 | 0 | 0 | 0 | 0
| Repl Scre_Com, E/P - IntL | E | Yes | Grocery | Interior Lighting | REPL | 37.6691 | 73.6557 | 35.9866 | 0 | 0 | 0 | 0 | 0 | 0 | 0
| Lin LED Fixture_Com, E - IntL [No Heat] | E | Yes | Grocery | Interior Lighting | NC | 6.7565 | 13.3225 | 19.7806 | 26.1347 | 32.109 | 37.9638 | 43.7731 | 49.4314 | 55.0854 | 60.7896
| Lin LED Fixture_Com, E - IntL [No Heat] | E | Yes | Grocery | Interior Lighting | RET | 51.4612 | 96.7811 | 139.612 | 180.0599 | 217.9432 | 253.5514 | 285.8094 | 315.8436 | 345.885 | 375.2341
| Lin LED Fixture_Com, E - IntL [No Heat] | E | Yes | Grocery | Interior Lighting | REPL | 41.7931 | 73.7342 | 102.3875 | 127.5475 | 148.85 | 166.2267 | 179.0342 | 187.6579 | 193.8327 | 197.458
| Lin LED Fixture_Com, E - IntL [Electric Heat] | E | Yes | Grocery | Interior Lighting | NC | 8.75 | 17.2532 | 25.6167 | 33.8456 | 41.5826 | 49.1648 | 56.6881 | 64.0159 | 71.3381 | 78.7253
| Lin LED Fixture_Com, E - IntL [Electric Heat] | E | No | Grocery | Interior Lighting | RET | 66.6446 | 125.3359 | 180.8039 | 233.1858 | 282.2464 | 328.3607 | 370.1363 | 409.0319 | 447.937 | 485.9453
| Lin LED Fixture_Com, E - IntL [Electric Heat] | E | Yes | Grocery | Interior Lighting | REPL | 54.124 | 95.4892 | 132.5965 | 165.1799 | 192.7675 | 215.2712 | 231.8575 | 243.0256 | 251.0223 | 255.7172
| Lin LED Fixture_Com, E/G - IntL | E | Yes | Grocery | Interior Lighting | NC | 25.6059 | 50.4898 | 74.9648 | 99.0458 | 121.6872 | 143.8758 | 165.8921 | 187.3362 | 208.7637 | 230.3815
| Lin LED Fixture_Com, E/G - IntL | E | Yes | Grocery | Interior Lighting | RET | 195.0288 | 366.7828 | 529.1044 | 682.3945 | 825.9654 | 960.9141 | 1083.1662 | 1196.9903 | 1310.842 | 1422.0696
| Lin LED Fixture_Com, E/G - IntL | E | Yes | Grocery | Interior Lighting | REPL | 158.3885 | 279.4395 | 388.0301 | 483.3822 | 564.1146 | 629.9693 | 678.5073 | 711.1898 | 734.5911 | 748.3303
| Lin LED Fixture_Com, E/O - IntL | E | Yes | Grocery | Interior Lighting | NC | 3.0439 | 6.0021 | 8.9115 | 11.7742 | 14.4658 | 17.1035 | 19.7207 | 22.2699 | 24.8171 | 27.3869
| Lin LED Fixture_Com, E/O - IntL | E | No | Grocery | Interior Lighting | RET | 23.1843 | 43.6019 | 62.8981 | 81.1207 | 98.1879 | 114.2301 | 128.763 | 142.294 | 155.8283 | 169.0507
| Lin LED Fixture_Com, E/O - IntL | E | Yes | Grocery | Interior Lighting | REPL | 18.8287 | 33.2188 | 46.1277 | 57.4628 | 67.06 | 74.8885 | 80.6586 | 84.5438 | 87.3256 | 88.9589
| Lin LED Fixture_Com, E/P - IntL | E | No | Grocery | Interior Lighting | NC | 0.97461 | 1.9217 | 2.8533 | 3.7699 | 4.6316 | 5.4762 | 6.3142 | 7.1304 | 7.9459 | 8.7688
| Lin LED Fixture_Com, E/P - IntL | E | No | Grocery | Interior Lighting | RET | 7.4232 | 13.9604 | 20.1387 | 25.9732 | 31.4378 | 36.5742 | 41.2273 | 45.5597 | 49.8931 | 54.1266
| Lin LED Fixture_Com, E/P - IntL | E | No | Grocery | Interior Lighting | REPL | 6.0286 | 10.636 | 14.7692 | 18.3984 | 21.4713 | 23.9778 | 25.8253 | 27.0692 | 27.9599 | 28.4829
| LED Tube Repl_Com, E - IntL [No Heat] | E | Yes | Grocery | Interior Lighting | RET | 323.7685 | 608.8985 | 878.3694 | 1132.8474 | 1371.1903 | 1617.4876 | 1862.4959 | 2112.7158 | 2366.1696 | 2616.653
| LED Tube Repl_Com, E - IntL [No Heat] | E | Yes | Grocery | Interior Lighting | REPL | 386.1463 | 681.2651 | 946.0057 | 1178.4713 | 1375.2943 | 1562.4044 | 1732.9383 | 1891.7 | 2037.3796 | 2166.7941
| LED Tube Repl_Com, E - IntL [Electric Heat] | E | Yes | Grocery | Interior Lighting | RET | 419.295 | 788.5514 | 1137.5287 | 1467.0893 | 1775.7543 | 2094.7206 | 2412.0175 | 2736.0639 | 3064.2982 | 3388.6856
| LED Tube Repl_Com, E - IntL [Electric Heat] | E | Yes | Grocery | Interior Lighting | REPL | 500.0772 | 882.2695 | 1225.1208 | 1526.1744 | 1781.0692 | 2023.3854 | 2244.2345 | 2449.8383 | 2638.5001 | 2806.0978
| LED Tube Repl_Com, E/G - IntL | E | Yes | Grocery | Interior Lighting | RET | 1227.0242 | 2307.6156 | 3328.8621 | 4293.2878 | 5196.5643 | 6129.987 | 7058.5241 | 8006.8128 | 8967.3572 | 9916.6438
| LED Tube Repl_Com, E/G - IntL | E | Yes | Grocery | Interior Lighting | REPL | 1463.425 | 2581.8721 | 3585.1915 | 4466.1941 | 5212.1179 | 5921.2317 | 6567.5241 | 7169.2027 | 7721.3022 | 8211.7598
| LED Tube Repl_Com, E/O - IntL | E | Yes | Grocery | Interior Lighting | RET | 145.8643 | 274.3213 | 395.7235 | 510.371 | 617.7494 | 728.7114 | 839.0927 | 951.8219 | 1066.0081 | 1178.8559
| LED Tube Repl_Com, E/O - IntL | E | Yes | Grocery | Interior Lighting | REPL | 173.9668 | 306.9239 | 426.195 | 530.9255 | 619.5984 | 703.8953 | 780.7243 | 852.2497 | 917.8814 | 976.1853
| LED Tube Repl_Com, E/P - IntL | E | Yes | Grocery | Interior Lighting | RET | 46.7028 | 87.8322 | 126.7027 | 163.4106 | 197.791 | 233.3188 | 268.6607 | 304.7543 | 341.3144 | 377.4461
| LED Tube Repl_Com, E/P - IntL | E | Yes | Grocery | Interior Lighting | REPL | 55.7007 | 98.2709 | 136.4591 | 169.9917 | 198.383 | 225.3732 | 249.9723 | 272.8733 | 293.8872 | 312.555
| Repl pin CFL wLED_Com, E - IntL [No Heat] | E | Yes | Grocery | Interior Lighting | RET | 0.22116 | 0.41895 | 0.60875 | 0.79077 | 0.96388 | 1.1543 | 1.3541 | 1.5679 | 1.7937 | 2.0178
| Repl pin CFL wLED_Com, E - IntL [No Heat] | E | Yes | Grocery | Interior Lighting | REPL | 0.31071 | 0.54817 | 0.76119 | 0.94824 | 1.1066 | 1.2711 | 1.4357 | 1.605 | 1.7777 | 1.9498
| Repl pin CFL wLED_Com, E - IntL [Electric Heat] | E | Yes | Grocery | Interior Lighting | RET | 0.28642 | 0.54255 | 0.78836 | 1.0241 | 1.2483 | 1.4948 | 1.7536 | 2.0306 | 2.3229 | 2.6131
| Repl pin CFL wLED_Com, E - IntL [Electric Heat] | E | Yes | Grocery | Interior Lighting | REPL | 0.40238 | 0.7099 | 0.98577 | 1.228 | 1.4331 | 1.6461 | 1.8593 | 2.0785 | 2.3022 | 2.5251
| Repl pin CFL wLED_Com, E/G - IntL | E | Yes | Grocery | Interior Lighting | RET | 0.83817 | 1.5877 | 2.3071 | 2.9969 | 3.6529 | 4.3744 | 5.1317 | 5.9422 | 6.7979 | 7.6469
| Repl pin CFL wLED_Com, E/G - IntL | E | Yes | Grocery | Interior Lighting | REPL | 1.1775 | 2.0775 | 2.8848 | 3.5936 | 4.1938 | 4.8173 | 5.4411 | 6.0826 | 6.7372 | 7.3894
| Repl pin CFL wLED_Com, E/O - IntL | E | Yes | Grocery | Interior Lighting | RET | 0.099639 | 0.18874 | 0.27426 | 0.35626 | 0.43425 | 0.52001 | 0.61004 | 0.70639 | 0.80811 | 0.90904
| Repl pin CFL wLED_Com, E/O - IntL | E | Yes | Grocery | Interior Lighting | REPL | 0.13998 | 0.24696 | 0.34293 | 0.4272 | 0.49855 | 0.57266 | 0.64682 | 0.72308 | 0.8009 | 0.87842
| Repl pin CFL wLED_Com, E/P - IntL | E | No | Grocery | Interior Lighting | RET | 0.031902 | 0.060432 | 0.087811 | 0.11407 | 0.13904 | 0.1665 | 0.19532 | 0.22617 | 0.25874 | 0.29106
| Repl pin CFL wLED_Com, E/P - IntL | E | No | Grocery | Interior Lighting | REPL | 0.044819 | 0.079072 | 0.1098 | 0.13678 | 0.15963 | 0.18335 | 0.2071 | 0.23152 | 0.25643 | 0.28125
| Refrig Case LED_Com, E - IntL | E | Yes | Grocery | Interior Lighting | NC | 82.3291 | 162.3368 | 241.0295 | 318.4557 | 391.2533 | 462.5948 | 533.3823 | 602.3302 | 671.2248 | 740.731
| Refrig Case LED_Com, E - IntL | E | Yes | Grocery | Interior Lighting | RET | 422.5493 | 806.0411 | 1179.5452 | 1543.0446 | 1893.8981 | 2233.7569 | 2551.047 | 2855.4888 | 3191.0331 | 3547.7561
| Refrig Case LED_Com, E - IntL | E | Yes | Grocery | Interior Lighting | REPL | 528.1867 | 931.8622 | 1293.9852 | 1611.9611 | 1881.1837 | 2100.7928 | 2262.6553 | 2371.6434 | 2483.2056 | 2594.676
| Refrig Case Ctrls_Com, E - IntL | E | Yes | Grocery | Interior Lighting | RET | 330.9474 | 647.1126 | 971.2504 | 1303.3088 | 1640.6838 | 1984.6867 | 2322.7487 | 2664.1937 | 2675.6226 | 2694.7104
| Stair Occ Sensor_Com, E - IntL [No Heat] | E | Yes | Grocery | Interior Lighting | NC | 5.0404 | 9.9386 | 14.7563 | 19.4965 | 23.9533 | 28.321 | 32.6548 | 36.8759 | 41.0938 | 45.3491
| Stair Occ Sensor_Com, E - IntL [No Heat] | E | Yes | Grocery | Interior Lighting | RET | 38.804 | 75.8748 | 113.8804 | 152.8147 | 192.3724 | 232.7072 | 272.3455 | 312.3803 | 352.5244 | 391.8333
| Stair Occ Sensor_Com, E - IntL [Electric Heat] | E | Yes | Grocery | Interior Lighting | NC | 6.5275 | 12.8709 | 19.1101 | 25.2489 | 31.0207 | 36.677 | 42.2894 | 47.756 | 53.2183 | 58.7292
| Stair Occ Sensor_Com, E - IntL [Electric Heat] | E | Yes | Grocery | Interior Lighting | RET | 50.253 | 98.2614 | 147.4804 | 197.9021 | 249.1311 | 301.3665 | 352.6998 | 404.5469 | 456.5353 | 507.4421
| Stair Occ Sensor_Com, E/G - IntL | E | Yes | Grocery | Interior Lighting | NC | 19.102 | 37.6655 | 55.9238 | 73.8883 | 90.7789 | 107.3316 | 123.7558 | 139.7531 | 155.7381 | 171.865
| Stair Occ Sensor_Com, E/G - IntL | E | Yes | Grocery | Interior Lighting | RET | 147.0603 | 287.552 | 431.5863 | 579.1403 | 729.0568 | 881.9185 | 1032.1403 | 1183.8653 | 1336.0042 | 1484.9777
| Stair Occ Sensor_Com, E/O - IntL | E | No | Grocery | Interior Lighting | NC | 2.2708 | 4.4775 | 6.648 | 8.7836 | 10.7915 | 12.7592 | 14.7117 | 16.6134 | 18.5136 | 20.4307
| Stair Occ Sensor_Com, E/O - IntL | E | No | Grocery | Interior Lighting | RET | 17.482 | 34.1832 | 51.3055 | 68.8462 | 86.6677 | 104.8394 | 122.6972 | 140.7338 | 158.8195 | 176.529
| Stair Occ Sensor_Com, E/P - IntL | E | No | Grocery | Interior Lighting | NC | 0.72706 | 1.4336 | 2.1286 | 2.8123 | 3.4552 | 4.0852 | 4.7104 | 5.3193 | 5.9277 | 6.5415
| Stair Occ Sensor_Com, E/P - IntL | E | No | Grocery | Interior Lighting | RET | 5.5974 | 10.9448 | 16.427 | 22.0432 | 27.7493 | 33.5675 | 39.2852 | 45.0601 | 50.8508 | 56.521
| Int Delamping_Com, E - IntL [No Heat] | E | Yes | Grocery | Interior Lighting | RET | 3.2804 | 6.4143 | 9.6273 | 12.9187 | 16.2629 | 19.6727 | 23.0237 | 26.4081 | 29.8019 | 33.125
| Int Delamping_Com, E - IntL [Electric Heat] | E | Yes | Grocery | Interior Lighting | RET | 4.2483 | 8.3069 | 12.4678 | 16.7303 | 21.0612 | 25.4771 | 29.8167 | 34.1998 | 38.5948 | 42.8984
| Int Delamping_Com, E/G - IntL | E | Yes | Grocery | Interior Lighting | RET | 12.4322 | 24.3092 | 36.4856 | 48.9596 | 61.6333 | 74.556 | 87.2555 | 100.0821 | 112.9437 | 125.5377
| Int Delamping_Com, E/O - IntL | E | Yes | Grocery | Interior Lighting | RET | 1.4779 | 2.8898 | 4.3373 | 5.8201 | 7.3268 | 8.863 | 10.3726 | 11.8974 | 13.4264 | 14.9235
| Int Delamping_Com, E/P - IntL | E | Yes | Grocery | Interior Lighting | RET | 0.47319 | 0.92525 | 1.3887 | 1.8635 | 2.3459 | 2.8377 | 3.3211 | 3.8093 | 4.2988 | 4.7782
| Int Ltg Dsgn_Com, E - IntL [No Heat] | E | Yes | Grocery | Interior Lighting | NC | 6.951 | 13.7059 | 20.3499 | 26.8869 | 33.0331 | 39.0564 | 45.0329 | 50.8541 | 56.6708 | 62.5392
| Int Ltg Dsgn_Com, E - IntL [Electric Heat] | E | Yes | Grocery | Interior Lighting | NC | 9.0018 | 17.7498 | 26.354 | 34.8198 | 42.7794 | 50.5798 | 58.3197 | 65.8584 | 73.3913 | 80.9911
| Int Ltg Dsgn_Com, E/G - IntL | E | Yes | Grocery | Interior Lighting | NC | 26.3429 | 51.943 | 77.1224 | 101.8965 | 125.1896 | 148.0168 | 170.6667 | 192.728 | 214.7722 | 237.0122
| Int Ltg Dsgn_Com, E/O - IntL | E | Yes | Grocery | Interior Lighting | NC | 3.1315 | 6.1748 | 9.168 | 12.1131 | 14.8821 | 17.5957 | 20.2883 | 22.9108 | 25.5314 | 28.1752
| Int Ltg Dsgn_Com, E/P - IntL | E | Yes | Grocery | Interior Lighting | NC | 1.0027 | 1.977 | 2.9354 | 3.8784 | 4.7649 | 5.6338 | 6.4959 | 7.3356 | 8.1746 | 9.0211
| Room Air Conditioner_Com, E - Cool | E | Yes | Hospital | Cooling | NC | 0 | 0 | 0 | 0 | 0 | 0 | 0 | 0 | 0 | 0
| Room Air Conditioner_Com, E - Cool | E | Yes | Hospital | Cooling | RET | 0 | 0 | 0 | 0 | 0 | 0 | 0 | 0 | 0 | 0
| Room Air Conditioner_Com, E - Cool | E | Yes | Hospital | Cooling | REPL | 0 | 0 | 0 | 0 | 0 | 0 | 0 | 0 | 0 | 0
| Chiller Systems_Com, E - Cool | E | Yes | Hospital | Cooling | NC | 289.7136 | 571.2585 | 848.1758 | 1120.6363 | 1376.8089 | 1627.8578 | 1876.9569 | 2119.5824 | 2362.0206 | 2606.611
| Chiller Systems_Com, E - Cool | E | Yes | Hospital | Cooling | RET | 1323.7708 | 2553.6268 | 3779.8129 | 5001.409 | 6208.424 | 7405.2972 | 8549.1469 | 9672.664 | 9742.3599 | 9832.5338
| Chiller Systems_Com, E - Cool | E | Yes | Hospital | Cooling | REPL | 1486.9389 | 2623.3568 | 3642.7972 | 4537.9555 | 5295.8646 | 5914.1033 | 6369.7747 | 6676.5955 | 6830.4244 | 6830.4244
| Chiller Tuneup_Com, E - Cool | E | Yes | Hospital | Cooling | RET | 249.2787 | 487.4229 | 731.5724 | 981.6879 | 1235.8081 | 1245.6418 | 1262.1351 | 1275.1713 | 1282.9431 | 1281.3446
| Computer Room Air Conditioner_Com, E - Cool | E | Yes | Hospital | Cooling | NC | 6.9832 | 13.7696 | 20.4444 | 27.0118 | 33.1865 | 39.2378 | 45.2421 | 51.0903 | 56.934 | 62.8296
| Computer Room Air Conditioner_Com, E - Cool | E | Yes | Hospital | Cooling | REPL | 35.8411 | 70.0813 | 105.1849 | 141.1463 | 177.6835 | 214.9385 | 251.5501 | 288.5281 | 325.6069 | 361.9143
| Mini Split Ductless AC_Com, E - Cool | E | Yes | Hospital | Cooling | NC | 0 | 0 | 0 | 0 | 0 | 0 | 0 | 0 | 0 | 0
| Mini Split Ductless AC_Com, E - Cool | E | Yes | Hospital | Cooling | RET | 0 | 0 | 0 | 0 | 0 | 0 | 0 | 0 | 0 | 0
| Mini Split Ductless AC_Com, E - Cool | E | Yes | Hospital | Cooling | REPL | 0 | 0 | 0 | 0 | 0 | 0 | 0 | 0 | 0 | 0
| Eff Unitary AC_Com, E - Cool | E | Yes | Hospital | Cooling | NC | 1.7098 | 3.3714 | 5.0057 | 6.6137 | 8.1255 | 9.6072 | 11.0773 | 12.5092 | 13.94 | 15.3835
| Eff Unitary AC_Com, E - Cool | E | No | Hospital | Cooling | RET | 13.5977 | 25.9842 | 38.0928 | 49.9205 | 61.3791 | 72.5196 | 82.9588 | 93.7146 | 104.7025 | 115.6511
| Eff Unitary AC_Com, E - Cool | E | Yes | Hospital | Cooling | REPL | 11.7007 | 21.5373 | 30.9344 | 39.8568 | 48.2063 | 55.9902 | 62.9224 | 69.804 | 76.584 | 83.105
| PTAC_Com, E - Cool | E | Yes | Hospital | Cooling | NC | 0 | 0 | 0 | 0 | 0 | 0 | 0 | 0 | 0 | 0
| PTAC_Com, E - Cool | E | Yes | Hospital | Cooling | RET | 0 | 0 | 0 | 0 | 0 | 0 | 0 | 0 | 0 | 0
| PTAC_Com, E - Cool | E | Yes | Hospital | Cooling | REPL | 0 | 0 | 0 | 0 | 0 | 0 | 0 | 0 | 0 | 0
| Unitary Equipment Economizer_Com, E - Cool | E | No | Hospital | Cooling | RET | 7.1758 | 14.031 | 21.0591 | 28.259 | 35.5741 | 43.0329 | 50.3629 | 57.7663 | 65.1899 | 72.459
| AC Tuneup_Com, E - Cool [ASHP] | E | Yes | Hospital | Cooling | RET | 0.95767 | 1.8726 | 2.8105 | 3.7714 | 4.7477 | 4.7855 | 4.8488 | 4.8989 | 4.9288 | 4.9226
| AC Tuneup_Com, E - Heat [ASHP] | E | Yes | Hospital | Space Heating | RET | 1.3333 | 2.6071 | 3.913 | 5.2508 | 6.61 | 6.6626 | 6.7508 | 6.8205 | 6.8621 | 6.8535
| AC Tuneup_Com, E - Cool [Unitary AC] | E | Yes | Hospital | Cooling | RET | 4.5549 | 8.9063 | 13.3675 | 17.9377 | 22.581 | 22.7607 | 23.0621 | 23.3003 | 23.4423 | 23.4131
| DCV_Com, E - Cool [Building w Elec Heat] | E | Yes | Hospital | Cooling | RET | 124.4675 | 243.3755 | 365.2819 | 490.1672 | 617.0521 | 746.4297 | 873.573 | 1001.9885 | 1130.7544 | 1256.8411
| DCV_Com, E - Heat [Building w Elec Heat] | E | Yes | Hospital | Space Heating | RET | 3.6222 | 7.0826 | 10.6303 | 14.2646 | 17.9572 | 21.7223 | 25.4223 | 29.1594 | 32.9067 | 36.576
| DCV_Com, E - Vent [Building w Elec Heat] | E | Yes | Hospital | Ventilation | RET | 158.1105 | 309.1588 | 464.016 | 622.6573 | 783.8387 | 948.1865 | 1109.696 | 1272.8218 | 1436.3925 | 1596.56
| DCV_Com, E - Cool [Building w Gas Heat] | E | Yes | Hospital | Cooling | RET | 254.1661 | 496.9795 | 745.9159 | 1000.9352 | 1260.0378 | 1524.2304 | 1783.8605 | 2046.0887 | 2309.0322 | 2566.5049
| DCV_Com, E - Vent [Building w Gas Heat] | E | Yes | Hospital | Ventilation | RET | 322.8661 | 631.311 | 947.5338 | 1271.4838 | 1600.6206 | 1936.2234 | 2266.0304 | 2599.1378 | 2933.1538 | 3260.2203
| DCV_Com, E - Cool [Building w Oil Heat] | E | Yes | Hospital | Cooling | RET | 68.385 | 133.7154 | 200.6933 | 269.3079 | 339.021 | 410.1037 | 479.9588 | 550.5129 | 621.2595 | 690.5342
| DCV_Com, E - Vent [Building w Oil Heat] | E | Yes | Hospital | Ventilation | RET | 86.8692 | 169.8582 | 254.9399 | 342.1006 | 430.657 | 520.953 | 609.6896 | 699.3142 | 789.1833 | 877.1826
| DCV_Com, E - Cool [Building w Propane Heat] | E | Yes | Hospital | Cooling | RET | 20.609 | 40.2974 | 60.4824 | 81.1605 | 102.1698 | 123.5918 | 144.6438 | 165.9065 | 187.2272 | 208.1043
| DCV_Com, E - Vent [Building w Propane Heat] | E | Yes | Hospital | Ventilation | RET | 26.1795 | 51.1897 | 76.8305 | 103.0979 | 129.7859 | 156.9981 | 183.7404 | 210.7503 | 237.8339 | 264.354
| Controls for Unitary AC_Com, E - Cool | E | No | Hospital | Cooling | RET | 14.1422 | 27.6527 | 41.5039 | 55.6936 | 70.1104 | 84.8105 | 99.2567 | 113.8475 | 128.4781 | 142.8043
| Optimized Unitary AC Sys_Com, E - Cool [Building w Elec Heat] | E | No | Hospital | Cooling | NC | 1.2473 | 2.4594 | 3.6516 | 4.8247 | 5.9276 | 7.0084 | 8.0808 | 9.1254 | 10.1692 | 11.2222
| Optimized Unitary AC Sys_Com, E - Heat [Building w Elec Heat] | E | No | Hospital | Space Heating | NC | 1.3717 | 2.7048 | 4.0159 | 5.306 | 6.5189 | 7.7076 | 8.887 | 10.0358 | 11.1837 | 12.3418
| Optimized Unitary AC Sys_Com, E - Cool [Building w Gas Heat] | E | Yes | Hospital | Cooling | NC | 2.547 | 5.0222 | 7.4568 | 9.8521 | 12.1042 | 14.3113 | 16.5013 | 18.6343 | 20.7657 | 22.9161
| Optimized Unitary AC Sys_Com, E - Cool [Building w Oil Heat] | E | Yes | Hospital | Cooling | NC | 0.68529 | 1.3513 | 2.0063 | 2.6508 | 3.2567 | 3.8506 | 4.4398 | 5.0137 | 5.5872 | 6.1657
| Optimized Unitary AC Sys_Com, E - Cool [Building w Propane Heat] | E | Yes | Hospital | Cooling | NC | 0.20652 | 0.40723 | 0.60463 | 0.79885 | 0.98147 | 1.1604 | 1.338 | 1.511 | 1.6838 | 1.8581
| Optimized Chiller Sys_Com, E - Cool | E | No | Hospital | Cooling | NC | 114.2804 | 225.3387 | 334.5715 | 442.0463 | 543.0961 | 642.1249 | 740.3846 | 836.0907 | 931.7229 | 1028.204
| Cool Roof_Com, E - Cool [Building w Elec Heat] | E | No | Hospital | Cooling | NC | 9.8309 | 19.3846 | 28.7812 | 38.0267 | 46.7194 | 55.2383 | 63.691 | 71.924 | 80.1507 | 88.4504
| Cool Roof_Com, E - Cool [Building w Elec Heat] | E | No | Hospital | Cooling | RET | 51.4656 | 100.6324 | 151.039 | 202.6774 | 255.1425 | 308.6383 | 361.2103 | 414.3084 | 467.5513 | 519.6864
| Cool Roof_Com, E - Heat [Building w Elec Heat] | E | No | Hospital | Space Heating | NC | -0.15605 | -0.3077 | -0.45686 | -0.60361 | -0.7416 | -0.87682 | -1.011 | -1.1417 | -1.2723 | -1.404
| Cool Roof_Com, E - Heat [Building w Elec Heat] | E | No | Hospital | Space Heating | RET | -0.81693 | -1.5974 | -2.3975 | -3.2172 | -4.05 | -4.8991 | -5.7336 | -6.5765 | -7.4216 | -8.2492
| Cool Roof_Com, E - Cool [Building w Gas Heat] | E | No | Hospital | Cooling | NC | 20.0749 | 39.5838 | 58.7721 | 77.6515 | 95.4023 | 112.7981 | 130.0588 | 146.8709 | 163.67 | 180.6182
| Cool Roof_Com, E - Cool [Building w Gas Heat] | E | No | Hospital | Cooling | RET | 105.0942 | 205.4941 | 308.4259 | 413.8729 | 521.0082 | 630.2482 | 737.6016 | 846.0293 | 954.7528 | 1061.2142
| Cool Roof_Com, E - Cool [Building w Oil Heat] | E | No | Hospital | Cooling | NC | 5.4013 | 10.6503 | 15.813 | 20.8926 | 25.6686 | 30.349 | 34.9931 | 39.5165 | 44.0364 | 48.5965
| Cool Roof_Com, E - Cool [Building w Oil Heat] | E | No | Hospital | Cooling | RET | 28.2762 | 55.2895 | 82.9839 | 111.3551 | 140.1805 | 169.5722 | 198.4563 | 227.6295 | 256.8822 | 285.5263
| Cool Roof_Com, E - Cool [Building w Propane Heat] | E | No | Hospital | Cooling | NC | 1.6278 | 3.2096 | 4.7655 | 6.2964 | 7.7357 | 9.1462 | 10.5458 | 11.909 | 13.2711 | 14.6454
| Cool Roof_Com, E - Cool [Building w Propane Heat] | E | No | Hospital | Cooling | RET | 8.5215 | 16.6624 | 25.0086 | 33.5588 | 42.2458 | 51.1035 | 59.8082 | 68.6 | 77.4159 | 86.0482
| GSHP_Com, E - Cool | E | Yes | Hospital | Cooling | RET | 3.6418 | 6.7747 | 9.667 | 12.3352 | 14.7764 | 17.0178 | 19.0014 | 20.8055 | 22.4345 | 23.8709
| GSHP_Com, E - Cool | E | Yes | Hospital | Cooling | REPL | 1.464 | 2.5829 | 3.5867 | 4.468 | 5.2142 | 5.8229 | 6.2716 | 6.5737 | 6.7251 | 6.7251
| GSHP_Com, E - Heat | E | Yes | Hospital | Space Heating | RET | 6.6003 | 12.2783 | 17.5203 | 22.3561 | 26.7805 | 30.8429 | 34.4379 | 37.7076 | 40.66 | 43.2633
| GSHP_Com, E - Heat | E | Yes | Hospital | Space Heating | REPL | 2.6534 | 4.6813 | 6.5004 | 8.0978 | 9.4502 | 10.5534 | 11.3666 | 11.9141 | 12.1886 | 12.1886
| Unitary HP_Com, E - Cool | E | Yes | Hospital | Cooling | NC | 0.39587 | 0.78058 | 1.159 | 1.5313 | 1.8813 | 2.2243 | 2.5647 | 2.8962 | 3.2275 | 3.5617
| Unitary HP_Com, E - Cool | E | No | Hospital | Cooling | RET | 1.9563 | 3.7352 | 5.4712 | 7.164 | 8.801 | 10.3899 | 11.8762 | 13.5377 | 15.3567 | 17.2805
| Unitary HP_Com, E - Cool | E | Yes | Hospital | Cooling | REPL | 2.709 | 4.7795 | 6.6368 | 8.2677 | 9.6485 | 10.7749 | 11.6051 | 12.4862 | 13.4124 | 14.3611
| Unitary HP_Com, E - Heat | E | Yes | Hospital | Space Heating | NC | 0.23465 | 0.46268 | 0.68696 | 0.90764 | 1.1151 | 1.3185 | 1.5202 | 1.7167 | 1.9131 | 2.1112
| Unitary HP_Com, E - Heat | E | No | Hospital | Space Heating | RET | 1.1596 | 2.214 | 3.243 | 4.2463 | 5.2167 | 6.1585 | 7.0395 | 8.0243 | 9.1025 | 10.2428
| Unitary HP_Com, E - Heat | E | Yes | Hospital | Space Heating | REPL | 1.6058 | 2.833 | 3.9339 | 4.9006 | 5.719 | 6.3867 | 6.8788 | 7.401 | 7.95 | 8.5124
| PTHP_Com, E - Cool | E | Yes | Hospital | Cooling | NC | 0 | 0 | 0 | 0 | 0 | 0 | 0 | 0 | 0 | 0
| PTHP_Com, E - Cool | E | Yes | Hospital | Cooling | RET | 0 | 0 | 0 | 0 | 0 | 0 | 0 | 0 | 0 | 0
| PTHP_Com, E - Cool | E | Yes | Hospital | Cooling | REPL | 0 | 0 | 0 | 0 | 0 | 0 | 0 | 0 | 0 | 0
| PTHP_Com, E - Heat | E | Yes | Hospital | Space Heating | NC | 0 | 0 | 0 | 0 | 0 | 0 | 0 | 0 | 0 | 0
| PTHP_Com, E - Heat | E | Yes | Hospital | Space Heating | RET | 0 | 0 | 0 | 0 | 0 | 0 | 0 | 0 | 0 | 0
| PTHP_Com, E - Heat | E | Yes | Hospital | Space Heating | REPL | 0 | 0 | 0 | 0 | 0 | 0 | 0 | 0 | 0 | 0
| Minisplit Ductless HP_Com, E - Cool | E | Yes | Hospital | Cooling | RET | 50.2588 | 93.9114 | 134.5998 | 172.4963 | 207.5022 | 239.9537 | 266.5638 | 292.1738 | 316.5379 | 339.186
| Minisplit Ductless HP_Com, E - Cool | E | Yes | Hospital | Cooling | REPL | 35.9601 | 63.4431 | 88.0972 | 109.7457 | 128.0749 | 143.0264 | 154.0463 | 162.2223 | 167.4582 | 169.6846
| Minisplit Ductless HP_Com, E - Heat | E | Yes | Hospital | Space Heating | RET | 21.1605 | 39.5396 | 56.6706 | 72.6262 | 87.3648 | 101.0278 | 113.2353 | 124.8898 | 135.9605 | 146.2529
| Minisplit Ductless HP_Com, E - Heat | E | Yes | Hospital | Space Heating | REPL | 15.5308 | 27.4004 | 38.0482 | 47.398 | 55.3142 | 61.7716 | 66.531 | 70.0621 | 72.3234 | 73.285
| Programmable TStat_Com, E - Cool [Building w Elec Heat] | E | Yes | Hospital | Cooling | NC | 0 | 0 | 0 | 0 | 0 | 0 | 0 | 0 | 0 | 0
| Programmable TStat_Com, E - Heat [Building w Elec Heat] | E | Yes | Hospital | Space Heating | NC | 0 | 0 | 0 | 0 | 0 | 0 | 0 | 0 | 0 | 0
| Programmable TStat_Com, E - Cool [Building w Gas Heat] | E | Yes | Hospital | Cooling | NC | 0 | 0 | 0 | 0 | 0 | 0 | 0 | 0 | 0 | 0
| Programmable TStat_Com, E - Cool [Building w Gas Heat] | E | Yes | Hospital | Cooling | RET | 0 | 0 | 0 | 0 | 0 | 0 | 0 | 0 | 0 | 0
| Programmable TStat_Com, E - Cool [Building w Propane Heat] | E | Yes | Hospital | Cooling | NC | 0 | 0 | 0 | 0 | 0 | 0 | 0 | 0 | 0 | 0
| Programmable TStat_Com, E - Cool [Building w Propane Heat] | E | Yes | Hospital | Cooling | RET | 0 | 0 | 0 | 0 | 0 | 0 | 0 | 0 | 0 | 0
| Programmable TStat_Com, E - Cool [Building w Oil Heat] | E | Yes | Hospital | Cooling | NC | 0 | 0 | 0 | 0 | 0 | 0 | 0 | 0 | 0 | 0
| Programmable TStat_Com, E - Cool [Building w Oil Heat] | E | Yes | Hospital | Cooling | RET | 0 | 0 | 0 | 0 | 0 | 0 | 0 | 0 | 0 | 0
| Smart TStat_Com, E - Cool [Building w Elec Heat] | E | Yes | Hospital | Cooling | NC | 1.211 | 2.3878 | 3.5453 | 4.6841 | 5.7549 | 6.8043 | 7.8455 | 8.8596 | 9.873 | 10.8953
| Smart TStat_Com, E - Cool [Building w Elec Heat] | E | Yes | Hospital | Cooling | RET | 4.4577 | 8.7163 | 13.0823 | 17.555 | 22.0992 | 26.7328 | 31.2863 | 35.8854 | 40.4971 | 45.0128
| Smart TStat_Com, E - Heat [Building w Elec Heat] | E | Yes | Hospital | Space Heating | NC | 0.33138 | 0.65341 | 0.97015 | 1.2818 | 1.5748 | 1.862 | 2.1469 | 2.4244 | 2.7017 | 2.9815
| Smart TStat_Com, E - Heat [Building w Elec Heat] | E | Yes | Hospital | Space Heating | RET | 1.2198 | 2.3852 | 3.5799 | 4.8039 | 6.0474 | 7.3153 | 8.5614 | 9.8199 | 11.0819 | 12.3176
| Smart TStat_Com, E - Cool [Building w Gas Heat] | E | Yes | Hospital | Cooling | NC | 2.4728 | 4.876 | 7.2396 | 9.5651 | 11.7517 | 13.8945 | 16.0207 | 18.0916 | 20.1609 | 22.2486
| Smart TStat_Com, E - Cool [Building w Gas Heat] | E | Yes | Hospital | Cooling | RET | 9.1028 | 17.7989 | 26.7144 | 35.8477 | 45.1273 | 54.5891 | 63.8876 | 73.2791 | 82.6962 | 91.9174
| Smart TStat_Com, E - Cool [Building w Propane Heat] | E | Yes | Hospital | Cooling | NC | 0.66533 | 1.3119 | 1.9479 | 2.5736 | 3.1619 | 3.7384 | 4.3105 | 4.8677 | 5.4244 | 5.9861
| Smart TStat_Com, E - Cool [Building w Propane Heat] | E | Yes | Hospital | Cooling | RET | 2.4492 | 4.7889 | 7.1877 | 9.6451 | 12.1418 | 14.6875 | 17.1894 | 19.7162 | 22.2499 | 24.7309
| Smart TStat_Com, E - Cool [Building w Oil Heat] | E | Yes | Hospital | Cooling | NC | 0.20051 | 0.39537 | 0.58702 | 0.77559 | 0.95288 | 1.1266 | 1.299 | 1.467 | 1.6347 | 1.804
| Smart TStat_Com, E - Cool [Building w Oil Heat] | E | Yes | Hospital | Cooling | RET | 0.73809 | 1.4432 | 2.1661 | 2.9067 | 3.6591 | 4.4263 | 5.1803 | 5.9418 | 6.7054 | 7.4531
| Windows_Com, E - Cool [Building w Elec Heat] | E | No | Hospital | Cooling | NC | 20.1898 | 39.8103 | 59.1083 | 78.0957 | 95.9481 | 113.4434 | 130.8028 | 147.711 | 164.6063 | 181.6515
| Windows_Com, E - Heat [Building w Elec Heat] | E | No | Hospital | Space Heating | NC | 0.69622 | 1.3728 | 2.0383 | 2.693 | 3.3087 | 3.912 | 4.5106 | 5.0936 | 5.6763 | 6.264
| Windows_Com, E - Cool [Building w Gas Heat] | E | Yes | Hospital | Cooling | NC | 41.2281 | 81.2937 | 120.7008 | 159.4737 | 195.9287 | 231.6545 | 267.1029 | 301.6301 | 336.1306 | 370.9374
| Windows_Com, E - Cool [Building w Oil Heat] | E | Yes | Hospital | Cooling | NC | 11.0927 | 21.8726 | 32.4753 | 42.9074 | 52.7158 | 62.3281 | 71.8657 | 81.1555 | 90.438 | 99.803
| Windows_Com, E - Cool [Building w Propane Heat] | E | No | Hospital | Cooling | NC | 3.343 | 6.5917 | 9.787 | 12.9309 | 15.8868 | 18.7836 | 21.658 | 24.4576 | 27.2551 | 30.0773
| Window Film_Com, E - Cool [Building w Elec Heat] | E | No | Hospital | Cooling | RET | 0 | 0 | 0 | 0 | 0 | 0 | 0 | 0 | 0 | 0
| Window Film_Com, E - Heat [Building w Elec Heat] | E | No | Hospital | Space Heating | RET | 0 | 0 | 0 | 0 | 0 | 0 | 0 | 0 | 0 | 0
| Window Film_Com, E - Cool [Building w Gas Heat] | E | No | Hospital | Cooling | RET | 0 | 0 | 0 | 0 | 0 | 0 | 0 | 0 | 0 | 0
| Window Film_Com, E - Cool [Building w Oil Heat] | E | No | Hospital | Cooling | RET | 0 | 0 | 0 | 0 | 0 | 0 | 0 | 0 | 0 | 0
| Window Film_Com, E - Cool [Building w Propane Heat] | E | No | Hospital | Cooling | RET | 0 | 0 | 0 | 0 | 0 | 0 | 0 | 0 | 0 | 0
| Motors and Fans_Com, E - Vent | E | Yes | Hospital | Ventilation | NC | 8.2858 | 16.338 | 24.2578 | 32.0501 | 39.3767 | 46.5567 | 53.6809 | 60.62 | 67.5537 | 74.5489
| Motors and Fans_Com, E - Vent | E | Yes | Hospital | Ventilation | RET | 84.2022 | 156.6798 | 223.6287 | 285.4237 | 341.9925 | 337.2002 | 334.3581 | 331.2952 | 327.8389 | 323.5972
| Motors and Fans_Com, E - Vent | E | Yes | Hospital | Ventilation | REPL | 56.7018 | 100.0372 | 138.9118 | 173.0471 | 201.9486 | 225.5241 | 242.9003 | 254.7304 | 260.8571 | 261.24
| ECM Furnace Motors_Com, E - Vent | E | Yes | Hospital | Ventilation | RET | 112.5726 | 220.117 | 330.3734 | 443.3239 | 558.0829 | 675.0964 | 790.0891 | 906.2325 | 1022.6927 | 1136.7299
| VFD on HVAC System_Com, E - Vent | E | Yes | Hospital | Ventilation | RET | 1028.5302 | 2011.1195 | 3018.4865 | 4050.4693 | 5098.9756 | 6168.0799 | 7218.7211 | 8279.8758 | 9343.9253 | 10385.8363
| Kitchen DCV_Com, E - Vent [Building w Elec Heat] | E | Yes | Hospital | Ventilation | NC | 6.6171 | 13.0475 | 19.3723 | 25.5953 | 31.4463 | 37.1802 | 42.8697 | 48.4112 | 53.9485 | 59.535
| Kitchen DCV_Com, E - Vent [Building w Elec Heat] | E | Yes | Hospital | Ventilation | RET | 63.1687 | 117.9036 | 168.8 | 216.0911 | 259.6708 | 299.9742 | 335.8981 | 369.8209 | 401.6893 | 430.988
| Kitchen DCV_Com, E - Vent [Building w Elec Heat] | E | Yes | Hospital | Ventilation | REPL | 45.2822 | 79.8899 | 110.9353 | 138.1958 | 161.2766 | 180.104 | 193.9808 | 204.0512 | 210.1932 | 212.3339
| Kitchen DCV_Com, E - Heat [Building w Elec Heat] | E | Yes | Hospital | Space Heating | NC | 0.34655 | 0.68333 | 1.0146 | 1.3405 | 1.6469 | 1.9472 | 2.2452 | 2.5354 | 2.8254 | 3.118
| Kitchen DCV_Com, E - Heat [Building w Elec Heat] | E | Yes | Hospital | Space Heating | RET | 3.3083 | 6.1749 | 8.8404 | 11.3172 | 13.5995 | 15.7103 | 17.5917 | 19.3683 | 21.0373 | 22.5718
| Kitchen DCV_Com, E - Heat [Building w Elec Heat] | E | Yes | Hospital | Space Heating | REPL | 2.3715 | 4.184 | 5.8099 | 7.2376 | 8.4464 | 9.4324 | 10.1592 | 10.6866 | 11.0083 | 11.1204
| Kitchen DCV_Com, E - Vent [Building w Gas Heat] | E | Yes | Hospital | Ventilation | NC | 13.5122 | 26.6434 | 39.5588 | 52.2664 | 64.2142 | 75.9231 | 87.5411 | 98.8571 | 110.1644 | 121.5721
| Kitchen DCV_Com, E - Vent [Building w Gas Heat] | E | Yes | Hospital | Ventilation | RET | 128.9922 | 240.7624 | 344.6943 | 441.264 | 530.2552 | 612.5558 | 685.9133 | 755.1846 | 820.2609 | 880.0897
| Kitchen DCV_Com, E - Vent [Building w Gas Heat] | E | Yes | Hospital | Ventilation | REPL | 92.4676 | 163.1374 | 226.5329 | 282.1997 | 329.3314 | 367.7775 | 396.1141 | 416.6783 | 429.2205 | 433.5918
| Kitchen DCV_Com, E - Vent [Building w Oil Heat] | E | Yes | Hospital | Ventilation | NC | 3.6355 | 7.1686 | 10.6435 | 14.0626 | 17.2772 | 20.4276 | 23.5535 | 26.5981 | 29.6404 | 32.7097
| Kitchen DCV_Com, E - Vent [Building w Oil Heat] | E | Yes | Hospital | Ventilation | RET | 34.7062 | 64.7786 | 92.7422 | 118.7248 | 142.6685 | 164.812 | 184.5493 | 203.1871 | 220.6963 | 236.7936
| Kitchen DCV_Com, E - Vent [Building w Oil Heat] | E | Yes | Hospital | Ventilation | REPL | 24.879 | 43.8931 | 60.9501 | 75.9276 | 88.6087 | 98.9528 | 106.577 | 112.1099 | 115.4844 | 116.6606
| Kitchen DCV_Com, E - Vent [Building w Oil Heat] | E | Yes | Hospital | Ventilation | NC | 3.6355 | 7.1686 | 10.6435 | 14.0626 | 17.2772 | 20.4276 | 23.5535 | 26.5981 | 29.6404 | 32.7097
| Kitchen DCV_Com, E - Vent [Building w Oil Heat] | E | Yes | Hospital | Ventilation | RET | 34.7062 | 64.7786 | 92.7422 | 118.7248 | 142.6685 | 164.812 | 184.5493 | 203.1871 | 220.6963 | 236.7936
| Kitchen DCV_Com, E - Vent [Building w Oil Heat] | E | Yes | Hospital | Ventilation | REPL | 24.879 | 43.8931 | 60.9501 | 75.9276 | 88.6087 | 98.9528 | 106.577 | 112.1099 | 115.4844 | 116.6606
| Duct Sealing Regulated_Com, E - Vent [Building w Elec Heat] | E | Yes | Hospital | Ventilation | RET | 106.5359 | 208.3133 | 312.6571 | 419.5507 | 528.1558 | 638.8944 | 747.7207 | 857.6359 | 967.8509 | 1075.7729
| Duct Sealing Regulated_Com, E - Heat [Building w Elec Heat] | E | Yes | Hospital | Space Heating | RET | 2.7071 | 5.2933 | 7.9447 | 10.6609 | 13.4205 | 16.2344 | 18.9997 | 21.7927 | 24.5933 | 27.3356
| Duct Sealing Regulated_Com, E - Cool [Building w Elec Heat] | E | Yes | Hospital | Cooling | RET | 3.3573 | 6.5647 | 9.8529 | 13.2215 | 16.644 | 20.1338 | 23.5633 | 27.0271 | 30.5004 | 33.9014
| Duct Sealing Regulated_Com, E - Vent [Building w Gas Heat] | E | Yes | Hospital | Ventilation | RET | 217.5494 | 425.3816 | 638.4547 | 856.7343 | 1078.509 | 1304.6404 | 1526.8666 | 1751.3165 | 1976.3788 | 2196.7584
| Duct Sealing Regulated_Com, E - Cool [Building w Gas Heat] | E | Yes | Hospital | Cooling | RET | 6.8557 | 13.4053 | 20.1199 | 26.9987 | 33.9876 | 41.1138 | 48.1169 | 55.1901 | 62.2826 | 69.2275
| Duct Sealing Non Regulated_Com, E - Vent [Building w Oil Heat] | E | Yes | Hospital | Ventilation | RET | 58.533 | 114.4516 | 171.7802 | 230.5097 | 290.1796 | 351.0216 | 410.813 | 471.2026 | 531.757 | 591.0516
| Duct Sealing Non Regulated_Com, E - Cool [Building w Oil Heat] | E | Yes | Hospital | Cooling | RET | 1.8446 | 3.6068 | 5.4134 | 7.2642 | 9.1446 | 11.0619 | 12.9462 | 14.8492 | 16.7575 | 18.6261
| Duct Sealing Non Regulated_Com, E - Vent [Building w Propane Heat] | E | Yes | Hospital | Ventilation | RET | 17.6399 | 34.4919 | 51.7689 | 69.4681 | 87.4506 | 105.7864 | 123.8055 | 142.005 | 160.2541 | 178.1235
| Duct Sealing Non Regulated_Com, E - Cool [Building w Propane Heat] | E | Yes | Hospital | Cooling | RET | 0.5559 | 1.087 | 1.6314 | 2.1892 | 2.7559 | 3.3337 | 3.9015 | 4.4751 | 5.0502 | 5.6133
| Power Strip_Com, E - Plug [Tier 1] | E | Yes | Hospital | Plug Loads | NC | 0 | 0 | 0 | 0 | 0 | 0 | 0 | 0 | 0 | 0
| Power Strip_Com, E - Plug [Tier 1] | E | Yes | Hospital | Plug Loads | RET | 0 | 0 | 0 | 0 | 0 | 0 | 0 | 0 | 0 | 0
| Power Strip_Com, E - Plug [Tier 1] | E | Yes | Hospital | Plug Loads | REPL | 0 | 0 | 0 | 0 | 0 | 0 | 0 | 0 | 0 | 0
| Power Strip_Com, E - Plug [Tier 2] | E | No | Hospital | Plug Loads | NC | 62.3957 | 123.0321 | 182.6718 | 241.3517 | 296.5236 | 350.5921 | 404.2406 | 456.4949 | 446.8407 | 439.9513
| Power Strip_Com, E - Plug [Tier 2] | E | No | Hospital | Plug Loads | RET | 640.4847 | 1193.4462 | 1705.7666 | 2180.0715 | 2625.675 | 3046.5874 | 3430.5279 | 3791.1988 | 3615.3996 | 3608.6285
| Power Strip_Com, E - Plug [Tier 2] | E | No | Hospital | Plug Loads | REPL | 800.6059 | 1412.4824 | 1961.3752 | 2443.3513 | 2864.0596 | 3222.6927 | 3506.007 | 3722.3393 | 3228.1465 | 3003.9368
| Computer Power Management_Com, E - Plug | E | Yes | Hospital | Plug Loads | RET | 450.3841 | 880.651 | 1321.7679 | 1773.6639 | 2232.7953 | 2250.5624 | 2280.3617 | 2303.9148 | 2317.9565 | 2315.0685
| Vending Machine Controls_Com, E - Plug [Non-Refrigerated] | E | No | Hospital | Plug Loads | RET | 31.2115 | 61.0288 | 91.598 | 122.9143 | 154.7319 | 155.9632 | 158.0282 | 159.6605 | 160.6336 | 160.4334
| Vending Machine Controls_Com, E - Plug [Refrigerated] | E | Yes | Hospital | Plug Loads | RET | 93.6344 | 183.0864 | 274.7941 | 368.7428 | 464.1957 | 467.8895 | 474.0847 | 478.9814 | 481.9007 | 481.3002
| Ovens_Com, E - Cook | E | Yes | Hospital | Cooking | NC | 11.9224 | 23.5086 | 34.9043 | 46.1167 | 56.6587 | 66.99 | 77.2409 | 87.2255 | 97.2024 | 107.2678
| Ovens_Com, E - Cook | E | Yes | Hospital | Cooking | REPL | 101.9847 | 199.4141 | 299.3004 | 401.6275 | 505.5929 | 611.6008 | 715.778 | 820.9976 | 926.5042 | 1029.8157
| Fryers_Com, E - Cook | E | Yes | Hospital | Cooking | NC | 1.9562 | 3.8573 | 5.7272 | 7.5669 | 9.2967 | 10.9918 | 12.6738 | 14.3121 | 15.9491 | 17.6007
| Fryers_Com, E - Cook | E | Yes | Hospital | Cooking | REPL | 16.7338 | 32.7202 | 49.1097 | 65.8997 | 82.9585 | 100.3525 | 117.446 | 134.7106 | 152.0223 | 168.9739
| Griddles_Com, E - Cook | E | Yes | Hospital | Cooking | NC | 0.54562 | 1.0759 | 1.5974 | 2.1105 | 2.5929 | 3.0657 | 3.5349 | 3.9918 | 4.4484 | 4.909
| Griddles_Com, E - Cook | E | Yes | Hospital | Cooking | REPL | 4.6673 | 9.126 | 13.6973 | 18.3802 | 23.1381 | 27.9895 | 32.7571 | 37.5724 | 42.4008 | 47.1288
| Hot Food Holding Cabinet_Com, E - Cook | E | Yes | Hospital | Cooking | NC | 2.3742 | 4.6815 | 6.9508 | 9.1837 | 11.283 | 13.3404 | 15.3817 | 17.3701 | 19.3568 | 21.3613
| Hot Food Holding Cabinet_Com, E - Cook | E | Yes | Hospital | Cooking | REPL | 20.3092 | 39.7113 | 59.6026 | 79.9799 | 100.6836 | 121.7939 | 142.5397 | 163.4931 | 184.5037 | 205.0771
| Steamers_Com, E - Cook | E | Yes | Hospital | Cooking | NC | 1.864 | 3.6755 | 5.4571 | 7.2101 | 8.8584 | 10.4736 | 12.0763 | 13.6373 | 15.1972 | 16.7709
| Steamers_Com, E - Cook | E | Yes | Hospital | Cooking | REPL | 15.9449 | 31.1776 | 46.7944 | 62.7928 | 79.0473 | 95.6212 | 111.9089 | 128.3595 | 144.8551 | 161.0074
| ES Refrigerator and Freezer_Com, E - Refr | E | Yes | Hospital | Refrigeration | NC | 18.7007 | 36.8741 | 54.7488 | 72.3359 | 88.8715 | 105.0765 | 121.1556 | 136.8168 | 152.4659 | 168.2539
| ES Refrigerator and Freezer_Com, E - Refr | E | Yes | Hospital | Refrigeration | REPL | 159.9672 | 312.7892 | 469.4649 | 629.969 | 793.0431 | 959.3208 | 1122.7269 | 1287.7682 | 1453.2597 | 1615.308
| Anti Sweat Heat Control_Com, E - Refr | E | Yes | Hospital | Refrigeration | NC | 12.9632 | 25.5608 | 37.9514 | 50.1426 | 61.605 | 72.8381 | 83.9839 | 94.8402 | 105.688 | 116.6321
| Anti Sweat Heat Control_Com, E - Refr | E | Z | Hospital | Refrigeration | RET | 0 | 0 | 0 | 0 | 0 | 0 | 0 | 0 | 0 | 0
| Case Night Covers_Com, E - Refr | E | Z | Hospital | Refrigeration | RET | 0 | 0 | 0 | 0 | 0 | 0 | 0 | 0 | 0 | 0
| Loading Dock Pit Seals_Com, E - Refr | E | No | Hospital | Refrigeration | NC | 6.2394 | 12.3029 | 18.2667 | 24.1346 | 29.6516 | 35.0584 | 40.4231 | 45.6484 | 50.8697 | 56.1373
| Loading Dock Pit Seals_Com, E - Refr | E | No | Hospital | Refrigeration | RET | 64.0469 | 125.2331 | 187.9621 | 252.2241 | 317.5149 | 384.0884 | 449.5121 | 515.5906 | 581.8493 | 646.7295
| ECM Comp Cond Fan Motor_Com, E - Refr | E | Yes | Hospital | Refrigeration | NC | 3.5101 | 6.9213 | 10.2764 | 13.5775 | 16.6813 | 19.7229 | 22.741 | 25.6806 | 28.618 | 31.5814
| ECM Comp Cond Fan Motor_Com, E - Refr | E | Z | Hospital | Refrigeration | RET | 0 | 0 | 0 | 0 | 0 | 0 | 0 | 0 | 0 | 0
| ECM Comp Cond Fan Motor_Com, E - Refr | E | Yes | Hospital | Refrigeration | REPL | 24.0208 | 42.3791 | 58.8476 | 73.3085 | 85.5521 | 95.5395 | 102.9006 | 111.6125 | 121.6288 | 132.6906
| Evap Fan Motor Replacement_Com, E - Refr | E | Yes | Hospital | Refrigeration | NC | 6.5283 | 12.8726 | 19.1126 | 25.2522 | 31.0247 | 36.6818 | 42.295 | 47.7622 | 53.2253 | 58.7368
| Evap Fan Motor Replacement_Com, E - Refr | E | Z | Hospital | Refrigeration | RET | 0 | 0 | 0 | 0 | 0 | 0 | 0 | 0 | 0 | 0
| Evap Fan Motor Replacement_Com, E - Refr | E | Yes | Hospital | Refrigeration | REPL | 44.6752 | 78.8189 | 109.4481 | 136.3432 | 159.1146 | 177.6896 | 191.3803 | 201.2014 | 207.0319 | 208.8072
| Evap Fan Speed Controls_Com, E - Refr | E | Yes | Hospital | Refrigeration | NC | 10.238 | 20.1873 | 29.9731 | 39.6013 | 48.654 | 57.5257 | 66.3284 | 74.9024 | 83.4697 | 92.1131
| Evap Fan Speed Controls_Com, E - Refr | E | Z | Hospital | Refrigeration | RET | 0 | 0 | 0 | 0 | 0 | 0 | 0 | 0 | 0 | 0
| LowHeat NoHeat Doors_Com, E - Refr | E | Yes | Hospital | Refrigeration | NC | 6.0586 | 11.9464 | 17.7374 | 23.4352 | 28.7924 | 34.0425 | 39.2517 | 44.3256 | 49.3956 | 54.5106
| LowHeat NoHeat Doors_Com, E - Refr | E | Yes | Hospital | Refrigeration | RET | 55.9719 | 109.4438 | 164.264 | 220.4239 | 277.4829 | 335.6629 | 392.8381 | 450.5854 | 508.4903 | 565.1904
| Refrigerated Vending Machine_Com, E - Refr | E | Yes | Hospital | Refrigeration | NC | 2.9055 | 5.729 | 8.5061 | 11.2385 | 13.8076 | 16.3253 | 18.8235 | 21.2567 | 23.688 | 26.1409
| Refrigerated Vending Machine_Com, E - Refr | E | Yes | Hospital | Refrigeration | REPL | 21.303 | 41.6544 | 62.519 | 83.8935 | 105.6102 | 127.7536 | 149.5145 | 171.4932 | 193.5318 | 215.1119
| Walk In Refrigeration_Com, E - Refr | E | Yes | Hospital | Refrigeration | NC | 14.5797 | 28.7483 | 42.684 | 56.3954 | 69.2871 | 81.921 | 94.4568 | 106.6668 | 118.8673 | 131.1762
| Refrigeration Tune Up_Com, E - Refr | E | Yes | Hospital | Refrigeration | RET | 68.6377 | 134.2097 | 201.4351 | 270.3032 | 340.2741 | 411.6195 | 481.7328 | 483.9099 | 489.3461 | 491.6513
| ES Ice Machine_Com, E - Refr | E | Yes | Hospital | Refrigeration | NC | 2.2574 | 4.4511 | 6.6088 | 8.7318 | 10.7278 | 12.6839 | 14.6248 | 16.5153 | 18.4043 | 20.3101
| ES Ice Machine_Com, E - Refr | E | Yes | Hospital | Refrigeration | REPL | 19.3098 | 37.7572 | 56.6697 | 76.0443 | 95.7292 | 115.8008 | 135.5258 | 155.4481 | 175.4248 | 194.9858
| Walk In Cooler Retroft_Com, E - Refr | E | Yes | Hospital | Refrigeration | RET | 28.1144 | 54.9731 | 82.509 | 110.7178 | 139.3783 | 168.6018 | 197.3207 | 226.3269 | 255.4122 | 283.8924
| HE Built Up Refrig_Com, E - Refr | E | Yes | Hospital | Refrigeration | NC | 8.5759 | 16.9101 | 25.1072 | 33.1724 | 40.7555 | 48.1869 | 55.5606 | 62.7426 | 69.9191 | 77.1593
| HE Built Up Refrig_Com, E - Refr | E | No | Hospital | Refrigeration | RET | 65.5535 | 128.1789 | 192.3836 | 258.1571 | 307.9399 | 359.7967 | 410.0663 | 460.598 | 511.0403 | 559.7304
| Door Gasket Replacement_Com, E - Refr | E | Z | Hospital | Refrigeration | RET | 0 | 0 | 0 | 0 | 0 | 0 | 0 | 0 | 0 | 0
| EnergyStar Dehumidifier_Com, E - Appl | E | Yes | Hospital | Appliances | NC | 1.0894 | 2.1481 | 3.1894 | 4.2139 | 5.1772 | 6.1212 | 7.0579 | 7.9702 | 8.8819 | 9.8016
| EnergyStar Dehumidifier_Com, E - Appl | E | Yes | Hospital | Appliances | REPL | 9.3189 | 18.2215 | 27.3486 | 36.6987 | 46.1986 | 55.8851 | 65.4043 | 75.0187 | 84.6594 | 94.0995
| Clothes Washer Elec WH_Com, E - Appl [unit w/ elec dry - Washer] | E | Yes | Hospital | Appliances | NC | 4.5032 | 8.8794 | 13.1837 | 17.4187 | 21.4005 | 25.3027 | 29.1746 | 28.4808 | 27.9494 | 27.5633
| Clothes Washer Elec WH_Com, E - Appl [unit w/ elec dry - Washer] | E | Yes | Hospital | Appliances | REPL | 66.0353 | 129.1209 | 193.7975 | 260.0544 | 327.3722 | 396.0124 | 463.4673 | 465.5619 | 470.7919 | 473.0098
| Clothes Washer Elec WH_Com, E - Appl [unit w/ elec dry - Dryer] | E | Yes | Hospital | Appliances | NC | 0.64185 | 1.2656 | 1.8791 | 2.4827 | 3.0503 | 3.6065 | 4.1583 | 4.0594 | 3.9837 | 3.9287
| Clothes Washer Elec WH_Com, E - Appl [unit w/ elec dry - Dryer] | E | Yes | Hospital | Appliances | REPL | 9.4121 | 18.4039 | 27.6224 | 37.0661 | 46.6611 | 56.4445 | 66.059 | 66.3575 | 67.103 | 67.4191
| Clothes Washer Elec WH_Com, E - HWat [unit w/ elec dry - Water Heater] | E | Yes | Hospital | Water Heating | NC | 0.30303 | 0.59752 | 0.88717 | 1.1722 | 1.4401 | 1.7027 | 1.9633 | 1.9166 | 1.8808 | 1.8548
| Clothes Washer Elec WH_Com, E - HWat [unit w/ elec dry - Water Heater] | E | Yes | Hospital | Water Heating | REPL | 4.4437 | 8.689 | 13.0413 | 17.4999 | 22.03 | 26.649 | 31.1883 | 31.3292 | 31.6812 | 31.8304
| Clothes Washer Elec WH_Com, E - Appl [unit w/ gas dry - Washer] | E | Yes | Hospital | Appliances | NC | 1.1258 | 2.2198 | 3.2959 | 4.3547 | 5.3501 | 6.3257 | 7.2937 | 7.1202 | 6.9874 | 6.8908
| Clothes Washer Elec WH_Com, E - Appl [unit w/ gas dry - Washer] | E | Yes | Hospital | Appliances | REPL | 16.5088 | 32.2802 | 48.4494 | 65.0136 | 81.843 | 99.0031 | 115.8668 | 116.3905 | 117.698 | 118.2524
| Clothes Washer Elec WH_Com, E - HWat [unit w/ gas dry - Water Heater] | E | Yes | Hospital | Water Heating | NC | 0.075759 | 0.14938 | 0.22179 | 0.29304 | 0.36003 | 0.42568 | 0.49081 | 0.47914 | 0.4702 | 0.46371
| Clothes Washer Elec WH_Com, E - HWat [unit w/ gas dry - Water Heater] | E | Yes | Hospital | Water Heating | REPL | 1.1109 | 2.1722 | 3.2603 | 4.375 | 5.5075 | 6.6622 | 7.7971 | 7.8323 | 7.9203 | 7.9576
| Clothes Washer Elec WH_Com, E - Appl [unit w/ propane dry - Washer] | E | Yes | Hospital | Appliances | NC | 0.45032 | 0.88794 | 1.3184 | 1.7419 | 2.1401 | 2.5303 | 2.9175 | 2.8481 | 2.7949 | 2.7563
| Clothes Washer Elec WH_Com, E - Appl [unit w/ propane dry - Washer] | E | Yes | Hospital | Appliances | REPL | 6.6035 | 12.9121 | 19.3797 | 26.0054 | 32.7372 | 39.6012 | 46.3467 | 46.5562 | 47.0792 | 47.301
| Clothes Washer Elec WH_Com, E - HWat [unit w/ propane dry - Water Heater] | E | Yes | Hospital | Water Heating | NC | 0.030303 | 0.059752 | 0.088717 | 0.11722 | 0.14401 | 0.17027 | 0.19633 | 0.19166 | 0.18808 | 0.18548
| Clothes Washer Elec WH_Com, E - HWat [unit w/ propane dry - Water Heater] | E | Yes | Hospital | Water Heating | REPL | 0.44437 | 0.8689 | 1.3041 | 1.75 | 2.203 | 2.6649 | 3.1188 | 3.1329 | 3.1681 | 3.183
| Clothes Washer Gas WH_Com, E - Appl [unit w/ elec dry - Washer] | E | Yes | Hospital | Appliances | NC | 2.2516 | 4.4397 | 6.5918 | 8.7093 | 10.7003 | 12.6514 | 14.5873 | 14.2404 | 13.9747 | 13.7817
| Clothes Washer Gas WH_Com, E - Appl [unit w/ elec dry - Washer] | E | Yes | Hospital | Appliances | REPL | 33.0176 | 64.5605 | 96.8987 | 130.0272 | 163.6861 | 198.0062 | 231.7337 | 232.781 | 235.396 | 236.5049
| Clothes Washer Gas WH_Com, E - Appl [unit w/ elec dry - Dryer] | E | Yes | Hospital | Appliances | NC | 0.32092 | 0.6328 | 0.93955 | 1.2414 | 1.5251 | 1.8032 | 2.0792 | 2.0297 | 1.9918 | 1.9643
| Clothes Washer Gas WH_Com, E - Appl [unit w/ elec dry - Dryer] | E | Yes | Hospital | Appliances | REPL | 4.7061 | 9.2019 | 13.8112 | 18.5331 | 23.3305 | 28.2223 | 33.0295 | 33.1788 | 33.5515 | 33.7096
| Clothes Washer Gas WH_Com, E - Appl [unit w/ gas dry - Washer] | E | Yes | Hospital | Appliances | NC | 8.7812 | 17.3148 | 25.7082 | 33.9664 | 41.731 | 49.3403 | 56.8905 | 55.5375 | 54.5014 | 53.7485
| Clothes Washer Gas WH_Com, E - Appl [unit w/ gas dry - Washer] | E | Yes | Hospital | Appliances | REPL | 128.7687 | 251.7858 | 377.905 | 507.106 | 638.3757 | 772.2243 | 903.7612 | 907.8457 | 918.0443 | 922.3691
| Clothes Washer Gas WH_Com, E - Appl [unit w/ propane dry - Washer] | E | Yes | Hospital | Appliances | NC | 0.45032 | 0.88794 | 1.3184 | 1.7419 | 2.1401 | 2.5303 | 2.9175 | 2.8481 | 2.7949 | 2.7563
| Clothes Washer Gas WH_Com, E - Appl [unit w/ propane dry - Washer] | E | Yes | Hospital | Appliances | REPL | 6.6035 | 12.9121 | 19.3797 | 26.0054 | 32.7372 | 39.6012 | 46.3467 | 46.5562 | 47.0792 | 47.301
| Clothes Washer Oil WH_Com, E - Appl [unit w/ elec dry - Washer] | E | Yes | Hospital | Appliances | NC | 2.7019 | 5.3276 | 7.9102 | 10.4512 | 12.8403 | 15.1816 | 17.5048 | 17.0885 | 16.7697 | 16.538
| Clothes Washer Oil WH_Com, E - Appl [unit w/ elec dry - Washer] | E | Yes | Hospital | Appliances | REPL | 39.6212 | 77.4726 | 116.2785 | 156.0326 | 196.4233 | 237.6075 | 278.0804 | 279.3371 | 282.4752 | 283.8059
| Clothes Washer Oil WH_Com, E - Appl [unit w/ elec dry - Dryer] | E | Yes | Hospital | Appliances | NC | 0.38511 | 0.75936 | 1.1275 | 1.4896 | 1.8302 | 2.1639 | 2.495 | 2.4357 | 2.3902 | 2.3572
| Clothes Washer Oil WH_Com, E - Appl [unit w/ elec dry - Dryer] | E | Yes | Hospital | Appliances | REPL | 5.6473 | 11.0423 | 16.5734 | 22.2397 | 27.9966 | 33.8667 | 39.6354 | 39.8145 | 40.2618 | 40.4515
| Clothes Washer Oil WH_Com, E - Appl [unit w/ gas dry - Washer] | E | Yes | Hospital | Appliances | NC | 0.45032 | 0.88794 | 1.3184 | 1.7419 | 2.1401 | 2.5303 | 2.9175 | 2.8481 | 2.7949 | 2.7563
| Clothes Washer Oil WH_Com, E - Appl [unit w/ gas dry - Washer] | E | Yes | Hospital | Appliances | REPL | 6.6035 | 12.9121 | 19.3797 | 26.0054 | 32.7372 | 39.6012 | 46.3467 | 46.5562 | 47.0792 | 47.301
| Clothes Washer Oil WH_Com, E - Appl [unit w/ propane dry - Washer] | E | Yes | Hospital | Appliances | NC | 0.67548 | 1.3319 | 1.9776 | 2.6128 | 3.2101 | 3.7954 | 4.3762 | 4.2721 | 4.1924 | 4.1345
| Clothes Washer Oil WH_Com, E - Appl [unit w/ propane dry - Washer] | E | Yes | Hospital | Appliances | REPL | 9.9053 | 19.3681 | 29.0696 | 39.0082 | 49.1058 | 59.4019 | 69.5201 | 69.8343 | 70.6188 | 70.9515
| Clothes Washer Propane WH_Com, E - Appl [unit w/ elec dry - Washer] | E | Yes | Hospital | Appliances | NC | 0.45032 | 0.88794 | 1.3184 | 1.7419 | 2.1401 | 2.5303 | 2.9175 | 2.8481 | 2.7949 | 2.7563
| Clothes Washer Propane WH_Com, E - Appl [unit w/ elec dry - Washer] | E | Yes | Hospital | Appliances | REPL | 6.6035 | 12.9121 | 19.3797 | 26.0054 | 32.7372 | 39.6012 | 46.3467 | 46.5562 | 47.0792 | 47.301
| Clothes Washer Propane WH_Com, E - Appl [unit w/ elec dry - Dryer] | E | Yes | Hospital | Appliances | NC | 0.064185 | 0.12656 | 0.18791 | 0.24827 | 0.30503 | 0.36065 | 0.41583 | 0.40594 | 0.39837 | 0.39287
| Clothes Washer Propane WH_Com, E - Appl [unit w/ elec dry - Dryer] | E | Yes | Hospital | Appliances | REPL | 0.94121 | 1.8404 | 2.7622 | 3.7066 | 4.6661 | 5.6445 | 6.6059 | 6.6358 | 6.7103 | 6.7419
| Clothes Washer Propane WH_Com, E - Appl [unit w/ gas dry - Washer] | E | Yes | Hospital | Appliances | NC | 0.22516 | 0.44397 | 0.65918 | 0.87093 | 1.07 | 1.2651 | 1.4587 | 1.424 | 1.3975 | 1.3782
| Clothes Washer Propane WH_Com, E - Appl [unit w/ gas dry - Washer] | E | Yes | Hospital | Appliances | REPL | 3.3018 | 6.456 | 9.6899 | 13.0027 | 16.3686 | 19.8006 | 23.1734 | 23.2781 | 23.5396 | 23.6505
| Clothes Washer Propane WH_Com, E - Appl [unit w/ propane dry - Washer] | E | Yes | Hospital | Appliances | NC | 0.45032 | 0.88794 | 1.3184 | 1.7419 | 2.1401 | 2.5303 | 2.9175 | 2.8481 | 2.7949 | 2.7563
| Clothes Washer Propane WH_Com, E - Appl [unit w/ propane dry - Washer] | E | Yes | Hospital | Appliances | REPL | 6.6035 | 12.9121 | 19.3797 | 26.0054 | 32.7372 | 39.6012 | 46.3467 | 46.5562 | 47.0792 | 47.301
| Ozone Laundry_Com, E - HWat | E | Yes | Hospital | Water Heating | RET | 9.6987 | 18.9642 | 28.4633 | 38.1946 | 48.0816 | 58.1629 | 68.0701 | 78.0764 | 88.1101 | 97.9349
| Dishwasher_Com, E - Appl [Building w elec WH] | E | Yes | Hospital | Appliances | NC | 1.5785 | 3.1124 | 4.6212 | 6.1057 | 7.5014 | 8.8692 | 10.2264 | 11.5483 | 12.8692 | 14.2019
| Dishwasher_Com, E - Appl [Building w elec WH] | E | Yes | Hospital | Appliances | REPL | 12.8086 | 25.0451 | 37.5902 | 50.4418 | 63.4991 | 76.813 | 89.897 | 103.1119 | 116.3628 | 129.3381
| Dishwasher_Com, E - HWat [Building w elec WH] | E | Yes | Hospital | Water Heating | NC | 0.029769 | 0.058698 | 0.087152 | 0.11515 | 0.14147 | 0.16727 | 0.19286 | 0.21779 | 0.2427 | 0.26783
| Dishwasher_Com, E - HWat [Building w elec WH] | E | Yes | Hospital | Water Heating | REPL | 0.24156 | 0.47233 | 0.70892 | 0.95129 | 1.1975 | 1.4486 | 1.6954 | 1.9446 | 2.1945 | 2.4392
| Dishwasher_Com, E - Appl [Building w gas WH] | E | Yes | Hospital | Appliances | NC | 3.9462 | 7.7811 | 11.553 | 15.2642 | 18.7535 | 22.1731 | 25.5661 | 28.8709 | 32.1731 | 35.5047
| Dishwasher_Com, E - Appl [Building w gas WH] | E | Yes | Hospital | Appliances | REPL | 32.0215 | 62.6127 | 93.9754 | 126.1044 | 158.7478 | 192.0326 | 224.7425 | 257.7797 | 290.907 | 323.3452
| Dishwasher_Com, E - Appl [Building w oil WH] | E | Yes | Hospital | Appliances | NC | 0.39462 | 0.77811 | 1.1553 | 1.5264 | 1.8754 | 2.2173 | 2.5566 | 2.8871 | 3.2173 | 3.5505
| Dishwasher_Com, E - Appl [Building w oil WH] | E | Yes | Hospital | Appliances | REPL | 3.2022 | 6.2613 | 9.3975 | 12.6104 | 15.8748 | 19.2033 | 22.4742 | 25.778 | 29.0907 | 32.3345
| Dishwasher_Com, E - Appl [Building w propane WH] | E | Yes | Hospital | Appliances | NC | 0.39462 | 0.77811 | 1.1553 | 1.5264 | 1.8754 | 2.2173 | 2.5566 | 2.8871 | 3.2173 | 3.5505
| Dishwasher_Com, E - Appl [Building w propane WH] | E | Yes | Hospital | Appliances | REPL | 3.2022 | 6.2613 | 9.3975 | 12.6104 | 15.8748 | 19.2033 | 22.4742 | 25.778 | 29.0907 | 32.3345
| Faucet Aerator_Com, E - HWat | E | Yes | Hospital | Water Heating | RET | 0.9864 | 1.9287 | 2.8948 | 3.8846 | 4.8901 | 5.9154 | 6.923 | 7.9407 | 8.9612 | 9.9604
| Heat Pump Water Heater_Com, E - HWat | E | Yes | Hospital | Water Heating | NC | 3.2217 | 6.3526 | 9.432 | 12.4619 | 15.3106 | 18.1023 | 20.8724 | 23.5705 | 26.2665 | 28.9864
| Heat Pump Water Heater_Com, E - HWat | E | Yes | Hospital | Water Heating | RET | 32.0784 | 59.7514 | 85.3702 | 109.0693 | 130.8122 | 151.1652 | 169.5542 | 186.6567 | 202.4741 | 216.7851
| Heat Pump Water Heater_Com, E - HWat | E | Yes | Hospital | Water Heating | REPL | 33.0705 | 58.3452 | 81.0183 | 100.9272 | 117.7836 | 131.8774 | 142.6875 | 150.535 | 155.3247 | 156.9997
| Clothes Dryer_Com, E - Appl | E | Yes | Hospital | Appliances | NC | 2.3012 | 4.5376 | 6.7372 | 8.9014 | 10.9362 | 12.9304 | 14.909 | 16.8362 | 18.7619 | 20.7048
| Clothes Dryer_Com, E - Appl | E | Yes | Hospital | Appliances | RET | 22.4774 | 41.9076 | 59.9322 | 76.6402 | 92.0005 | 106.1722 | 118.7739 | 130.5582 | 141.5185 | 151.4922
| Clothes Dryer_Com, E - Appl | E | Yes | Hospital | Appliances | REPL | 16.8729 | 29.7683 | 41.3362 | 51.494 | 60.0942 | 67.1096 | 72.2803 | 75.9628 | 78.1111 | 78.7027
| Pnemautic to DDC_Com, E - TotE [Building w Elec Heat] | E | Yes | Hospital | Total Electric | RET | 67.5669 | 132.1157 | 198.2923 | 266.086 | 334.9652 | 405.1974 | 474.2168 | 543.9269 | 613.8271 | 682.273
| Pnemautic to DDC_Com, E - TotE [Building w Gas Heat] | E | Yes | Hospital | Total Electric | RET | 71.5418 | 139.888 | 209.9578 | 281.7397 | 354.671 | 429.035 | 502.1147 | 575.9258 | 649.9382 | 722.4107
| Pnemautic to DDC_Com, E - TotE [Building w Oil Heat] | E | Yes | Hospital | Total Electric | RET | 19.2488 | 37.6377 | 56.4904 | 75.8038 | 95.4264 | 115.4345 | 135.0971 | 154.9564 | 174.8699 | 194.3691
| Pnemautic to DDC_Com, E - TotE [Building w Propane Heat] | E | No | Hospital | Total Electric | RET | 5.8009 | 11.3428 | 17.0244 | 22.8448 | 28.7584 | 34.7882 | 40.7138 | 46.6988 | 52.7 | 58.5765
| Data Center_Com, E - TotE [Building w Elec Heat] | E | Yes | Hospital | Total Electric | NC | 2.5503 | 5.0288 | 7.4664 | 9.8649 | 12.12 | 14.3299 | 16.5227 | 18.6585 | 20.7927 | 22.9458
| Data Center_Com, E - TotE [Building w Elec Heat] | E | Yes | Hospital | Total Electric | RET | 41.8862 | 81.9014 | 122.9257 | 164.9525 | 207.6521 | 251.1906 | 293.9772 | 337.192 | 380.5247 | 422.9557
| Data Center_Com, E - TotE [Building w Gas Heat] | E | Yes | Hospital | Total Electric | NC | 5.2078 | 10.2688 | 15.2467 | 20.1444 | 24.7493 | 29.2621 | 33.7399 | 38.1013 | 42.4593 | 46.856
| Data Center_Com, E - TotE [Building w Gas Heat] | E | Yes | Hospital | Total Electric | RET | 85.5327 | 167.245 | 251.0177 | 336.8376 | 424.0315 | 512.9383 | 600.3098 | 688.5556 | 777.0421 | 863.6875
| Data Center_Com, E - TotE [Building w Oil Heat] | E | Yes | Hospital | Total Electric | NC | 1.4012 | 2.7629 | 4.1022 | 5.42 | 6.659 | 7.8732 | 9.0779 | 10.2514 | 11.4239 | 12.6069
| Data Center_Com, E - TotE [Building w Oil Heat] | E | Yes | Hospital | Total Electric | RET | 23.0131 | 44.9983 | 67.5379 | 90.6282 | 114.0883 | 138.0093 | 161.5171 | 185.2602 | 209.068 | 232.3805
| Data Center_Com, E - TotE [Building w Propane Heat] | E | Yes | Hospital | Total Electric | NC | 0.42228 | 0.83265 | 1.2363 | 1.6334 | 2.0068 | 2.3727 | 2.7358 | 3.0894 | 3.4428 | 3.7993
| Data Center_Com, E - TotE [Building w Propane Heat] | E | Yes | Hospital | Total Electric | RET | 6.9354 | 13.561 | 20.3537 | 27.3124 | 34.3825 | 41.5915 | 48.6759 | 55.8313 | 63.0062 | 70.0318
| RCx_Com, E - TotE [Building w Elec Heat] | E | Yes | Hospital | Total Electric | RET | 289.9764 | 567.0005 | 851.0103 | 1141.9601 | 1437.5684 | 1738.9839 | 2035.1941 | 2334.3684 | 2344.3825 | 2361.1072
| RCx_Com, E - TotE [Building w Gas Heat] | E | Yes | Hospital | Total Electric | RET | 592.1399 | 1157.8309 | 1737.7869 | 2331.9145 | 2935.555 | 3551.054 | 4155.9235 | 4766.8458 | 4787.2948 | 4821.4472
| RCx_Com, E - TotE [Building w Oil Heat] | E | Yes | Hospital | Total Electric | RET | 159.3189 | 311.5216 | 467.5624 | 627.4162 | 789.8294 | 955.4332 | 1118.1771 | 1282.5496 | 1288.0515 | 1297.2404
| RCx_Com, E - TotE [Building w Propane Heat] | E | Yes | Hospital | Total Electric | RET | 48.0135 | 93.8824 | 140.9079 | 189.0826 | 238.0286 | 287.9362 | 336.9818 | 386.5183 | 388.1764 | 390.9456
| Commissioning_Com, E - TotE [Building w Elec Heat] | E | Yes | Hospital | Total Electric | NC | 0 | 0 | 0 | 0 | 0 | 0 | 0 | 0 | 0 | 0
| Commissioning_Com, E - TotE [Building w Gas Heat] | E | Yes | Hospital | Total Electric | NC | 0 | 0 | 0 | 0 | 0 | 0 | 0 | 0 | 0 | 0
| Commissioning_Com, E - TotE [Building w Oil Heat] | E | Yes | Hospital | Total Electric | NC | 0 | 0 | 0 | 0 | 0 | 0 | 0 | 0 | 0 | 0
| Commissioning_Com, E - TotE [Building w Propane Heat] | E | Yes | Hospital | Total Electric | NC | 0 | 0 | 0 | 0 | 0 | 0 | 0 | 0 | 0 | 0
| Integrated Building Design_Com, E - TotE [Building w Elec Heat] | E | Yes | Hospital | Total Electric | NC | 18.9296 | 37.3254 | 55.4189 | 73.2212 | 89.9592 | 106.3624 | 122.6383 | 138.4912 | 154.3319 | 170.3131
| Integrated Building Design_Com, E - TotE [Building w Gas Heat] | E | Yes | Hospital | Total Electric | NC | 38.6547 | 76.2195 | 113.1669 | 149.5197 | 183.6992 | 217.1951 | 250.4309 | 282.8029 | 315.15 | 347.7842
| Integrated Building Design_Com, E - TotE [Building w Oil Heat] | E | Yes | Hospital | Total Electric | NC | 10.4003 | 20.5073 | 30.4483 | 40.2292 | 49.4254 | 58.4377 | 67.38 | 76.0899 | 84.7931 | 93.5735
| Integrated Building Design_Com, E - TotE [Building w Propane Heat] | E | Yes | Hospital | Total Electric | NC | 3.1343 | 6.1802 | 9.1761 | 12.1238 | 14.8952 | 17.6112 | 20.3061 | 22.931 | 25.5538 | 28.2
| Deep Energy Retrofit_Com, E - TotE [Building w Elec Heat] | E | Yes | Hospital | Total Electric | RET | 68.0753 | 133.1098 | 199.7844 | 268.0882 | 337.4856 | 408.2464 | 477.7851 | 548.0197 | 618.4459 | 687.4068
| Deep Energy Retrofit_Com, E - TotE [Building w Gas Heat] | E | Yes | Hospital | Total Electric | RET | 139.0116 | 271.814 | 407.9653 | 547.4436 | 689.1551 | 833.6505 | 975.6506 | 1119.0716 | 1262.8838 | 1403.7039
| Deep Energy Retrofit_Com, E - TotE [Building w Oil Heat] | E | Yes | Hospital | Total Electric | RET | 37.4019 | 73.1333 | 109.7656 | 147.2931 | 185.4215 | 224.2989 | 262.5049 | 301.0932 | 339.7868 | 377.6753
| Deep Energy Retrofit_Com, E - TotE [Building w Propane Heat] | E | Yes | Hospital | Total Electric | RET | 11.2717 | 22.04 | 33.0797 | 44.3893 | 55.8799 | 67.5963 | 79.1103 | 90.7396 | 102.4006 | 113.8189
| EMS_Com, E - TotE [Building w Elec Heat] | E | Yes | Hospital | Total Electric | NC | 34.4317 | 67.8927 | 100.8036 | 133.1848 | 163.6303 | 193.4668 | 223.0717 | 251.9071 | 280.7203 | 309.7892
| EMS_Com, E - TotE [Building w Elec Heat] | E | Yes | Hospital | Total Electric | RET | 430.9924 | 842.7338 | 1264.858 | 1697.2972 | 2136.6603 | 2584.6547 | 3024.9124 | 3469.5757 | 3915.452 | 4352.0514
| EMS_Com, E - TotE [Building w Gas Heat] | E | Yes | Hospital | Total Electric | NC | 70.3106 | 138.6387 | 205.8437 | 271.9672 | 334.1377 | 395.0647 | 455.5186 | 514.4014 | 573.2387 | 632.5983
| EMS_Com, E - TotE [Building w Gas Heat] | E | Yes | Hospital | Total Electric | RET | 880.0985 | 1720.8861 | 2582.8755 | 3465.9284 | 4363.1203 | 5277.9375 | 6176.9561 | 7084.971 | 7995.4629 | 8887.0112
| EMS_Com, E - TotE [Building w Oil Heat] | E | Yes | Hospital | Total Electric | NC | 18.9175 | 37.3016 | 55.3835 | 73.1745 | 89.9018 | 106.2946 | 122.5601 | 138.4029 | 154.2334 | 170.2045
| EMS_Com, E - TotE [Building w Oil Heat] | E | Yes | Hospital | Total Electric | RET | 236.796 | 463.0151 | 694.9388 | 932.5297 | 1173.9247 | 1420.062 | 1661.9486 | 1906.2556 | 2151.2292 | 2391.1058
| EMS_Com, E - TotE [Building w Propane Heat] | E | Yes | Hospital | Total Electric | NC | 5.7011 | 11.2415 | 16.6908 | 22.0524 | 27.0935 | 32.0337 | 36.9356 | 41.7101 | 46.4809 | 51.294
| EMS_Com, E - TotE [Building w Propane Heat] | E | Yes | Hospital | Total Electric | RET | 71.3625 | 139.5375 | 209.4317 | 281.0338 | 353.7823 | 427.96 | 500.8567 | 574.4828 | 648.3098 | 720.6007
| VFDs on HVAC Pumps_Com, E - Oth | E | Yes | Hospital | Other | RET | 241.5495 | 472.3099 | 708.8893 | 951.2497 | 1197.4906 | 1207.0194 | 1223.0014 | 1235.6334 | 1243.1642 | 1241.6153
| ECM Circulators_Com, E - Oth | E | Yes | Hospital | Other | RET | 167.6185 | 327.75 | 491.9195 | 660.1007 | 830.9746 | 1005.2054 | 1176.4273 | 1349.3625 | 1522.7695 | 1692.5686
| Motors_Com, E - Oth | E | Yes | Hospital | Other | NC | 3.3311 | 6.5682 | 9.7522 | 12.8849 | 15.8303 | 18.7169 | 21.581 | 24.3706 | 27.1582 | 29.9704
| Motors_Com, E - Oth | E | Yes | Hospital | Other | RET | 101.5538 | 188.9668 | 269.712 | 344.2412 | 412.4671 | 406.6873 | 403.2595 | 399.5654 | 395.3968 | 390.2811
| Motors_Com, E - Oth | E | Yes | Hospital | Other | REPL | 22.7955 | 40.2173 | 55.8458 | 69.569 | 81.1881 | 90.666 | 97.6516 | 102.4076 | 104.8707 | 105.0246
| Ext Area Ltg_Com, E - ExtL | E | Yes | Hospital | Exterior Lighting | NC | 17.7395 | 34.9789 | 51.9349 | 68.6181 | 84.3038 | 99.6759 | 114.9286 | 129.7849 | 144.6297 | 159.6063
| Ext Area Ltg_Com, E - ExtL | E | Yes | Hospital | Exterior Lighting | RET | 91.0473 | 173.6787 | 254.1581 | 332.4818 | 408.0807 | 495.6497 | 588.6543 | 682.5895 | 776.781 | 869.0128
| Ext Area Ltg_Com, E - ExtL | E | Yes | Hospital | Exterior Lighting | REPL | 159.5148 | 281.4266 | 390.7895 | 486.8196 | 568.1261 | 659.5714 | 757.8316 | 865.5531 | 982.0697 | 1104.4863
| Street Ltg_Com, E - ExtL | E | Yes | Hospital | Exterior Lighting | NC | 3.3021 | 6.5111 | 9.6673 | 12.7727 | 15.6925 | 18.5539 | 21.3931 | 24.1584 | 26.9217 | 29.7095
| Street Ltg_Com, E - ExtL | E | Yes | Hospital | Exterior Lighting | RET | 16.9477 | 32.3289 | 47.3095 | 61.8889 | 75.961 | 92.2613 | 109.5734 | 127.0587 | 144.5917 | 161.7599
| Street Ltg_Com, E - ExtL | E | Yes | Hospital | Exterior Lighting | REPL | 29.6924 | 52.3854 | 72.7424 | 90.6176 | 105.7522 | 122.774 | 141.0644 | 161.1159 | 182.8045 | 205.5914
| Ext Ltg Ctrls_Com, E - ExtL | E | Yes | Hospital | Exterior Lighting | RET | 109.5084 | 214.1254 | 321.3806 | 431.2566 | 542.8919 | 656.7203 | 768.5828 | 881.5648 | 885.3466 | 891.6626
| Ext Ltg Dsgn_Com, E - ExtL | E | Yes | Hospital | Exterior Lighting | NC | 2.1336 | 4.2071 | 6.2465 | 8.2531 | 10.1398 | 11.9887 | 13.8232 | 15.6101 | 17.3955 | 19.1969
| Ext Ltg Dsgn_Com, E - ExtL | E | Yes | Hospital | Exterior Lighting | REPL | 14.6011 | 28.5501 | 42.8507 | 57.5009 | 72.3856 | 87.5627 | 102.4777 | 117.542 | 132.6473 | 147.4384
| Int Ltg Ctrls_Com, E - IntL [No Heat] | E | Yes | Hospital | Interior Lighting | RET | 67.4686 | 131.9236 | 198.0039 | 265.6989 | 334.4779 | 404.608 | 473.527 | 543.1356 | 545.4656 | 549.3569
| Int Ltg Ctrls_Com, E - IntL [Electric Heat] | E | Yes | Hospital | Interior Lighting | RET | 56.889 | 111.2369 | 166.9553 | 224.0352 | 282.0291 | 341.1622 | 399.2742 | 457.9676 | 459.9322 | 463.2134
| Int Ltg Ctrls_Com, E/G - IntL | E | Yes | Hospital | Interior Lighting | RET | 670.5427 | 1311.1345 | 1967.88 | 2640.6736 | 3324.2396 | 4021.2343 | 4706.1921 | 5398.0041 | 5421.1606 | 5459.835
| Int Ltg Ctrls_Com, E/O - IntL | E | Yes | Hospital | Interior Lighting | RET | 530.5346 | 1037.372 | 1556.9903 | 2089.3058 | 2630.1445 | 3181.6079 | 3723.5478 | 4270.9107 | 4289.2323 | 4319.8314
| Int Ltg Ctrls_Com, E/P - IntL | E | Yes | Hospital | Interior Lighting | RET | 0.23706 | 0.46354 | 0.69573 | 0.93359 | 1.1753 | 1.4217 | 1.6638 | 1.9084 | 1.9166 | 1.9303
| Exit Sign RetFit_Com, E - IntL [No Heat] | E | Z | Hospital | Interior Lighting | RET | 0 | 0 | 0 | 0 | 0 | 0 | 0 | 0 | 0 | 0
| Exit Sign RetFit_Com, E - IntL [Electric Heat] | E | Z | Hospital | Interior Lighting | RET | 0 | 0 | 0 | 0 | 0 | 0 | 0 | 0 | 0 | 0
| Exit Sign RetFit_Com, E/G - IntL | E | Z | Hospital | Interior Lighting | RET | 0 | 0 | 0 | 0 | 0 | 0 | 0 | 0 | 0 | 0
| Exit Sign RetFit_Com, E/O - IntL | E | Z | Hospital | Interior Lighting | RET | 0 | 0 | 0 | 0 | 0 | 0 | 0 | 0 | 0 | 0
| Exit Sign RetFit_Com, E/P - IntL | E | Z | Hospital | Interior Lighting | RET | 0 | 0 | 0 | 0 | 0 | 0 | 0 | 0 | 0 | 0
| Repl Scre_Com, E - IntL [No Heat] | E | Yes | Hospital | Interior Lighting | NC | 1.5198 | 2.9967 | 1.4769 | 0 | 0 | 0 | 0 | 0 | 0 | 0
| Repl Scre_Com, E - IntL [No Heat] | E | Yes | Hospital | Interior Lighting | RET | 0.18244 | 0.35673 | 0.17429 | 0 | 0 | 0 | 0 | 0 | 0 | 0
| Repl Scre_Com, E - IntL [No Heat] | E | Yes | Hospital | Interior Lighting | REPL | 78.002 | 152.5198 | 74.5179 | 0 | 0 | 0 | 0 | 0 | 0 | 0
| Repl Scre_Com, E - IntL [Electric Heat] | E | Yes | Hospital | Interior Lighting | NC | 1.2928 | 2.5492 | 1.2564 | 0 | 0 | 0 | 0 | 0 | 0 | 0
| Repl Scre_Com, E - IntL [Electric Heat] | E | Yes | Hospital | Interior Lighting | RET | 0.15519 | 0.30345 | 0.14826 | 0 | 0 | 0 | 0 | 0 | 0 | 0
| Repl Scre_Com, E - IntL [Electric Heat] | E | Yes | Hospital | Interior Lighting | REPL | 66.3531 | 129.7423 | 63.3893 | 0 | 0 | 0 | 0 | 0 | 0 | 0
| Repl Scre_Com, E/G - IntL | E | Yes | Hospital | Interior Lighting | NC | 15.4068 | 30.3792 | 14.9724 | 0 | 0 | 0 | 0 | 0 | 0 | 0
| Repl Scre_Com, E/G - IntL | E | Yes | Hospital | Interior Lighting | RET | 1.8495 | 3.6163 | 1.7669 | 0 | 0 | 0 | 0 | 0 | 0 | 0
| Repl Scre_Com, E/G - IntL | E | Yes | Hospital | Interior Lighting | REPL | 790.7461 | 1546.1723 | 755.4262 | 0 | 0 | 0 | 0 | 0 | 0 | 0
| Repl Scre_Com, E/O - IntL | E | Yes | Hospital | Interior Lighting | NC | 12.1818 | 24.0201 | 11.8383 | 0 | 0 | 0 | 0 | 0 | 0 | 0
| Repl Scre_Com, E/O - IntL | E | Yes | Hospital | Interior Lighting | RET | 1.4623 | 2.8594 | 1.397 | 0 | 0 | 0 | 0 | 0 | 0 | 0
| Repl Scre_Com, E/O - IntL | E | Yes | Hospital | Interior Lighting | REPL | 625.2244 | 1222.5223 | 597.2978 | 0 | 0 | 0 | 0 | 0 | 0 | 0
| Repl Scre_Com, E/P - IntL | E | Yes | Hospital | Interior Lighting | NC | 0.0054312 | 0.010709 | 0.0052781 | 0 | 0 | 0 | 0 | 0 | 0 | 0
| Repl Scre_Com, E/P - IntL | E | Yes | Hospital | Interior Lighting | RET | 0.00065198 | 0.0012748 | 0.00062286 | 0 | 0 | 0 | 0 | 0 | 0 | 0
| Repl Scre_Com, E/P - IntL | E | Yes | Hospital | Interior Lighting | REPL | 0.27876 | 0.54506 | 0.2663 | 0 | 0 | 0 | 0 | 0 | 0 | 0
| Lin LED Fixture_Com, E - IntL [No Heat] | E | Yes | Hospital | Interior Lighting | NC | 1.8755 | 3.6981 | 5.4907 | 7.2545 | 8.9128 | 10.538 | 12.1506 | 13.7212 | 15.2907 | 16.874
| Lin LED Fixture_Com, E - IntL [No Heat] | E | Yes | Hospital | Interior Lighting | RET | 19.2515 | 36.2056 | 52.2286 | 67.3601 | 81.5321 | 94.8531 | 106.9208 | 118.1565 | 129.3949 | 140.3743
| Lin LED Fixture_Com, E - IntL [No Heat] | E | Yes | Hospital | Interior Lighting | REPL | 11.601 | 20.4672 | 28.4208 | 35.4048 | 41.3179 | 46.1414 | 49.6965 | 52.0903 | 53.8043 | 54.8106
| Lin LED Fixture_Com, E - IntL [Electric Heat] | E | Yes | Hospital | Interior Lighting | NC | 1.5954 | 3.1458 | 4.6707 | 6.1711 | 7.5818 | 8.9643 | 10.336 | 11.6721 | 13.0071 | 14.354
| Lin LED Fixture_Com, E - IntL [Electric Heat] | E | Yes | Hospital | Interior Lighting | RET | 16.3765 | 30.7986 | 44.4287 | 57.3004 | 69.356 | 80.6876 | 90.9531 | 100.5108 | 110.0709 | 119.4107
| Lin LED Fixture_Com, E - IntL [Electric Heat] | E | Yes | Hospital | Interior Lighting | REPL | 9.8685 | 17.4106 | 24.1764 | 30.1174 | 35.1475 | 39.2506 | 42.2747 | 44.311 | 45.7691 | 46.6251
| Lin LED Fixture_Com, E/G - IntL | E | Yes | Hospital | Interior Lighting | NC | 19.0127 | 37.4892 | 55.6621 | 73.5426 | 90.3541 | 106.8293 | 123.1766 | 139.0991 | 155.0093 | 171.0607
| Lin LED Fixture_Com, E/G - IntL | E | Yes | Hospital | Interior Lighting | RET | 195.1628 | 367.035 | 529.4681 | 682.8637 | 826.5332 | 961.5747 | 1083.9108 | 1197.8131 | 1311.7431 | 1423.0472
| Lin LED Fixture_Com, E/G - IntL | E | Yes | Hospital | Interior Lighting | REPL | 117.6051 | 207.4868 | 288.1165 | 358.9165 | 418.8611 | 467.7589 | 503.7989 | 528.066 | 545.4417 | 555.6432
| Lin LED Fixture_Com, E/O - IntL | E | Yes | Hospital | Interior Lighting | NC | 15.0329 | 29.6419 | 44.0107 | 58.1484 | 71.4408 | 84.4674 | 97.3929 | 109.9824 | 122.5622 | 135.2537
| Lin LED Fixture_Com, E/O - IntL | E | No | Hospital | Interior Lighting | RET | 154.3107 | 290.206 | 418.638 | 539.9243 | 653.5204 | 760.2946 | 857.0229 | 947.0828 | 1037.1646 | 1125.1701
| Lin LED Fixture_Com, E/O - IntL | E | Yes | Hospital | Interior Lighting | REPL | 92.9876 | 164.055 | 227.807 | 283.7868 | 331.1837 | 369.846 | 398.342 | 417.5294 | 431.268 | 439.334
| Lin LED Fixture_Com, E/P - IntL | E | No | Hospital | Interior Lighting | NC | 0.0067024 | 0.013216 | 0.019622 | 0.025925 | 0.031852 | 0.03766 | 0.043422 | 0.049035 | 0.054644 | 0.060303
| Lin LED Fixture_Com, E/P - IntL | E | No | Hospital | Interior Lighting | RET | 0.068799 | 0.12939 | 0.18665 | 0.24072 | 0.29137 | 0.33898 | 0.3821 | 0.42226 | 0.46242 | 0.50166
| Lin LED Fixture_Com, E/P - IntL | E | No | Hospital | Interior Lighting | REPL | 0.041458 | 0.073144 | 0.10157 | 0.12653 | 0.14766 | 0.1649 | 0.1776 | 0.18615 | 0.19228 | 0.19588
| LED Tube Repl_Com, E - IntL [No Heat] | E | Yes | Hospital | Interior Lighting | RET | 102.953 | 193.6196 | 279.3069 | 360.2267 | 436.0157 | 514.3342 | 592.2427 | 671.8085 | 752.4026 | 832.0522
| LED Tube Repl_Com, E - IntL [No Heat] | E | Yes | Hospital | Interior Lighting | REPL | 91.1088 | 160.7403 | 223.2042 | 278.0531 | 324.4922 | 368.6397 | 408.8761 | 446.335 | 480.7072 | 511.2417
| LED Tube Repl_Com, E - IntL [Electric Heat] | E | Yes | Hospital | Interior Lighting | RET | 87.5779 | 164.7042 | 237.5948 | 306.43 | 370.9006 | 437.5229 | 503.7965 | 571.4798 | 640.0379 | 707.7925
| LED Tube Repl_Com, E - IntL [Electric Heat] | E | Yes | Hospital | Interior Lighting | REPL | 77.5025 | 136.7351 | 189.8706 | 236.5283 | 276.0322 | 313.5866 | 347.814 | 379.6788 | 408.9178 | 434.8923
| LED Tube Repl_Com, E/G - IntL | E | Yes | Hospital | Interior Lighting | RET | 1043.6876 | 1962.8217 | 2831.4779 | 3651.8033 | 4420.1162 | 5214.0709 | 6003.87 | 6810.4695 | 7627.4935 | 8434.9418
| LED Tube Repl_Com, E/G - IntL | E | Yes | Hospital | Interior Lighting | REPL | 923.6173 | 1629.5074 | 2262.7364 | 2818.7671 | 3289.545 | 3737.0909 | 4144.988 | 4524.7279 | 4873.1766 | 5182.7211
| LED Tube Repl_Com, E/O - IntL | E | Yes | Hospital | Interior Lighting | RET | 825.2193 | 1551.9571 | 2238.7833 | 2887.3954 | 3494.8824 | 4122.6438 | 4747.1195 | 5384.8788 | 6030.8806 | 6669.3111
| LED Tube Repl_Com, E/O - IntL | E | Yes | Hospital | Interior Lighting | REPL | 730.2826 | 1288.4133 | 1789.0927 | 2228.7332 | 2600.9663 | 2954.8303 | 3277.345 | 3577.5964 | 3853.1067 | 4097.8563
| LED Tube Repl_Com, E/P - IntL | E | Yes | Hospital | Interior Lighting | RET | 0.36792 | 0.69194 | 0.99816 | 1.2873 | 1.5582 | 1.8381 | 2.1165 | 2.4008 | 2.6889 | 2.9735
| LED Tube Repl_Com, E/P - IntL | E | Yes | Hospital | Interior Lighting | REPL | 0.3256 | 0.57444 | 0.79766 | 0.99368 | 1.1596 | 1.3174 | 1.4612 | 1.5951 | 1.7179 | 1.827
| Repl pin CFL wLED_Com, E - IntL [No Heat] | E | Yes | Hospital | Interior Lighting | RET | 3.425 | 6.4878 | 9.4272 | 12.2459 | 14.9268 | 17.8748 | 20.9693 | 24.2813 | 27.7776 | 31.2471
| Repl pin CFL wLED_Com, E - IntL [No Heat] | E | Yes | Hospital | Interior Lighting | REPL | 3.3371 | 5.8875 | 8.1753 | 10.1843 | 11.8852 | 13.652 | 15.4201 | 17.238 | 19.0932 | 20.9413
| Repl pin CFL wLED_Com, E - IntL [Electric Heat] | E | Yes | Hospital | Interior Lighting | RET | 2.9135 | 5.5189 | 8.0193 | 10.4171 | 12.6976 | 15.2054 | 17.8377 | 20.6551 | 23.6292 | 26.5806
| Repl pin CFL wLED_Com, E - IntL [Electric Heat] | E | Yes | Hospital | Interior Lighting | REPL | 2.8387 | 5.0082 | 6.9544 | 8.6634 | 10.1103 | 11.6132 | 13.1172 | 14.6637 | 16.2418 | 17.8139
| Repl pin CFL wLED_Com, E/G - IntL | E | Yes | Hospital | Interior Lighting | RET | 34.7207 | 65.7704 | 95.5684 | 124.1434 | 151.3203 | 181.206 | 212.5765 | 246.1525 | 281.5957 | 316.7681
| Repl pin CFL wLED_Com, E/G - IntL | E | Yes | Hospital | Interior Lighting | REPL | 33.8295 | 59.6842 | 82.8776 | 103.2434 | 120.4867 | 138.3972 | 156.3212 | 174.7507 | 193.5573 | 212.2928
| Repl pin CFL wLED_Com, E/O - IntL | E | Yes | Hospital | Interior Lighting | RET | 27.4528 | 52.0031 | 75.5637 | 98.1573 | 119.6454 | 143.2754 | 168.0792 | 194.627 | 222.6511 | 250.4611
| Repl pin CFL wLED_Com, E/O - IntL | E | Yes | Hospital | Interior Lighting | REPL | 26.7482 | 47.1909 | 65.5294 | 81.6322 | 95.266 | 109.4274 | 123.5995 | 138.1713 | 153.0412 | 167.855
| Repl pin CFL wLED_Com, E/P - IntL | E | No | Hospital | Interior Lighting | RET | 0.01224 | 0.023186 | 0.03369 | 0.043763 | 0.053344 | 0.063879 | 0.074938 | 0.086774 | 0.099269 | 0.11167
| Repl pin CFL wLED_Com, E/P - IntL | E | No | Hospital | Interior Lighting | REPL | 0.011926 | 0.02104 | 0.029216 | 0.036396 | 0.042474 | 0.048788 | 0.055107 | 0.061603 | 0.068233 | 0.074838
| Refrig Case LED_Com, E - IntL | E | Yes | Hospital | Interior Lighting | NC | 10.4676 | 20.6401 | 30.6454 | 40.4896 | 49.7454 | 58.816 | 67.8162 | 76.5824 | 85.342 | 94.1792
| Refrig Case LED_Com, E - IntL | E | Yes | Hospital | Interior Lighting | RET | 53.7245 | 102.483 | 149.9717 | 196.1883 | 240.7971 | 284.008 | 324.3494 | 363.0572 | 405.7195 | 451.0746
| Refrig Case LED_Com, E - IntL | E | Yes | Hospital | Interior Lighting | REPL | 67.1556 | 118.4803 | 164.522 | 204.9506 | 239.1805 | 267.1024 | 287.6822 | 301.5394 | 315.7238 | 329.8965
| Refrig Case Ctrls_Com, E - IntL | E | Yes | Hospital | Interior Lighting | RET | 42.0779 | 82.2762 | 123.4883 | 165.7074 | 208.6025 | 252.3403 | 295.3227 | 338.7353 | 340.1884 | 342.6153
| Stair Occ Sensor_Com, E - IntL [No Heat] | E | Yes | Hospital | Interior Lighting | NC | 1.2473 | 2.4594 | 3.6515 | 4.8245 | 5.9274 | 7.0082 | 8.0806 | 9.1251 | 10.1689 | 11.2218
| Stair Occ Sensor_Com, E - IntL [No Heat] | E | Yes | Hospital | Interior Lighting | RET | 9.6022 | 18.7756 | 28.1802 | 37.8147 | 47.6035 | 57.5845 | 67.3932 | 77.3 | 87.2338 | 96.961
| Stair Occ Sensor_Com, E - IntL [Electric Heat] | E | Yes | Hospital | Interior Lighting | NC | 1.061 | 2.0921 | 3.1062 | 4.104 | 5.0422 | 5.9616 | 6.8738 | 7.7624 | 8.6502 | 9.546
| Stair Occ Sensor_Com, E - IntL [Electric Heat] | E | Yes | Hospital | Interior Lighting | RET | 8.1682 | 15.9716 | 23.9718 | 32.1674 | 40.4943 | 48.9847 | 57.3286 | 65.7559 | 74.2062 | 82.4807
| Stair Occ Sensor_Com, E/G - IntL | E | Yes | Hospital | Interior Lighting | NC | 12.6441 | 24.9317 | 37.0174 | 48.9085 | 60.0888 | 71.0454 | 81.917 | 92.506 | 103.0869 | 113.7617
| Stair Occ Sensor_Com, E/G - IntL | E | Yes | Hospital | Interior Lighting | RET | 97.3429 | 190.3377 | 285.6777 | 383.3473 | 482.5807 | 583.7636 | 683.1991 | 783.6297 | 884.3342 | 982.9434
| Stair Occ Sensor_Com, E/O - IntL | E | No | Hospital | Interior Lighting | NC | 9.9974 | 19.7129 | 29.2688 | 38.6708 | 47.5108 | 56.174 | 64.7699 | 73.1423 | 81.5084 | 89.9487
| Stair Occ Sensor_Com, E/O - IntL | E | No | Hospital | Interior Lighting | RET | 76.9667 | 150.4956 | 225.8786 | 303.1037 | 381.5653 | 461.5682 | 540.1896 | 619.5976 | 699.2223 | 777.1904
| Stair Occ Sensor_Com, E/P - IntL | E | No | Hospital | Interior Lighting | NC | 0.0044573 | 0.008789 | 0.013049 | 0.017241 | 0.021183 | 0.025045 | 0.028878 | 0.03261 | 0.03634 | 0.040103
| Stair Occ Sensor_Com, E/P - IntL | E | No | Hospital | Interior Lighting | RET | 0.034315 | 0.067098 | 0.10071 | 0.13514 | 0.17012 | 0.20579 | 0.24084 | 0.27625 | 0.31175 | 0.34651
| Int Delamping_Com, E - IntL [No Heat] | E | Yes | Hospital | Interior Lighting | RET | 0.91059 | 1.7805 | 2.6723 | 3.586 | 4.5143 | 5.4608 | 6.3909 | 7.3304 | 8.2724 | 9.1949
| Int Delamping_Com, E - IntL [Electric Heat] | E | Yes | Hospital | Interior Lighting | RET | 0.7746 | 1.5146 | 2.2733 | 3.0505 | 3.8401 | 4.6453 | 5.4365 | 6.2357 | 7.037 | 7.8217
| Int Delamping_Com, E/G - IntL | E | Yes | Hospital | Interior Lighting | RET | 9.2311 | 18.0498 | 27.091 | 36.353 | 45.7634 | 55.3586 | 64.7882 | 74.312 | 83.8619 | 93.2131
| Int Delamping_Com, E/O - IntL | E | Yes | Hospital | Interior Lighting | RET | 7.2988 | 14.2716 | 21.4202 | 28.7435 | 36.184 | 43.7708 | 51.2265 | 58.7568 | 66.3076 | 73.7014
| Int Delamping_Com, E/P - IntL | E | Yes | Hospital | Interior Lighting | RET | 0.0032542 | 0.006363 | 0.0095502 | 0.012815 | 0.016133 | 0.019515 | 0.022839 | 0.026197 | 0.029563 | 0.03286
| Int Ltg Dsgn_Com, E - IntL [No Heat] | E | Yes | Hospital | Interior Lighting | NC | 1.584 | 3.1234 | 4.6375 | 6.1272 | 7.5279 | 8.9005 | 10.2625 | 11.5891 | 12.9146 | 14.2519
| Int Ltg Dsgn_Com, E - IntL [Electric Heat] | E | Yes | Hospital | Interior Lighting | NC | 1.3475 | 2.657 | 3.9449 | 5.2122 | 6.4036 | 7.5713 | 8.7299 | 9.8583 | 10.9859 | 12.1235
| Int Ltg Dsgn_Com, E/G - IntL | E | Yes | Hospital | Interior Lighting | NC | 16.0583 | 31.6637 | 47.0127 | 62.1147 | 76.3138 | 90.2289 | 104.036 | 117.4843 | 130.9221 | 144.4793
| Int Ltg Dsgn_Com, E/O - IntL | E | Yes | Hospital | Interior Lighting | NC | 12.6969 | 25.0358 | 37.1718 | 49.1126 | 60.3395 | 71.3419 | 82.2588 | 92.8921 | 103.5171 | 114.2364
| Int Ltg Dsgn_Com, E/P - IntL | E | Yes | Hospital | Interior Lighting | NC | 0.0056609 | 0.011162 | 0.016573 | 0.021897 | 0.026902 | 0.031808 | 0.036675 | 0.041416 | 0.046153 | 0.050932
| Room Air Conditioner_Com, E - Cool | E | Yes | Food Service | Cooling | NC | 0 | 0 | 0 | 0 | 0 | 0 | 0 | 0 | 0 | 0
| Room Air Conditioner_Com, E - Cool | E | Yes | Food Service | Cooling | RET | 0 | 0 | 0 | 0 | 0 | 0 | 0 | 0 | 0 | 0
| Room Air Conditioner_Com, E - Cool | E | Yes | Food Service | Cooling | REPL | 0 | 0 | 0 | 0 | 0 | 0 | 0 | 0 | 0 | 0
| Chiller Systems_Com, E - Cool | E | Yes | Food Service | Cooling | NC | 21.3968 | 42.1904 | 62.6421 | 82.7647 | 101.6844 | 120.2256 | 138.6229 | 156.542 | 174.4473 | 192.5116
| Chiller Systems_Com, E - Cool | E | Yes | Food Service | Cooling | RET | 97.7672 | 188.5984 | 279.1585 | 369.3796 | 458.5239 | 546.9191 | 631.3982 | 714.3757 | 719.5231 | 726.1829
| Chiller Systems_Com, E - Cool | E | Yes | Food Service | Cooling | REPL | 109.818 | 193.7483 | 269.0392 | 335.1512 | 391.1267 | 436.7868 | 470.4405 | 493.1007 | 504.4618 | 504.4618
| Chiller Tuneup_Com, E - Cool | E | Yes | Food Service | Cooling | RET | 18.4105 | 35.9987 | 54.0304 | 72.5027 | 91.2707 | 91.997 | 93.2151 | 94.1779 | 94.7519 | 94.6339
| Mini Split Ductless AC_Com, E - Cool | E | Yes | Food Service | Cooling | NC | 0 | 0 | 0 | 0 | 0 | 0 | 0 | 0 | 0 | 0
| Mini Split Ductless AC_Com, E - Cool | E | Yes | Food Service | Cooling | RET | 0 | 0 | 0 | 0 | 0 | 0 | 0 | 0 | 0 | 0
| Mini Split Ductless AC_Com, E - Cool | E | Yes | Food Service | Cooling | REPL | 0 | 0 | 0 | 0 | 0 | 0 | 0 | 0 | 0 | 0
| Eff Unitary AC_Com, E - Cool | E | Yes | Food Service | Cooling | NC | 73.5363 | 144.9992 | 215.2875 | 284.4446 | 349.4674 | 413.1897 | 476.4171 | 538.0013 | 599.538 | 661.6209
| Eff Unitary AC_Com, E - Cool | E | No | Food Service | Cooling | RET | 584.818 | 1117.5431 | 1638.3133 | 2147.0093 | 2639.8247 | 3118.9628 | 3567.9381 | 4030.5277 | 4503.1006 | 4973.984
| Eff Unitary AC_Com, E - Cool | E | Yes | Food Service | Cooling | REPL | 503.2281 | 926.2886 | 1330.445 | 1714.1822 | 2073.2834 | 2408.0545 | 2706.2014 | 3002.168 | 3293.7643 | 3574.2236
| PTAC_Com, E - Cool | E | Yes | Food Service | Cooling | NC | 0 | 0 | 0 | 0 | 0 | 0 | 0 | 0 | 0 | 0
| PTAC_Com, E - Cool | E | Yes | Food Service | Cooling | RET | 0 | 0 | 0 | 0 | 0 | 0 | 0 | 0 | 0 | 0
| PTAC_Com, E - Cool | E | Yes | Food Service | Cooling | REPL | 0 | 0 | 0 | 0 | 0 | 0 | 0 | 0 | 0 | 0
| Unitary Equipment Economizer_Com, E - Cool | E | No | Food Service | Cooling | RET | 301.7622 | 590.0458 | 885.599 | 1188.3742 | 1495.9973 | 1809.6636 | 2117.913 | 2429.2471 | 2741.4304 | 3047.1184
| AC Tuneup_Com, E - Cool [ASHP] | E | Yes | Food Service | Cooling | RET | 35.9205 | 70.2367 | 105.4181 | 141.4592 | 178.0774 | 179.4944 | 181.8711 | 183.7496 | 184.8695 | 184.6392
| AC Tuneup_Com, E - Heat [ASHP] | E | Yes | Food Service | Space Heating | RET | 43.9878 | 86.0108 | 129.0935 | 173.229 | 218.0711 | 219.8064 | 222.7168 | 225.0172 | 226.3886 | 226.1065
| AC Tuneup_Com, E - Cool [Unitary AC] | E | Yes | Food Service | Cooling | RET | 195.8991 | 383.0482 | 574.9164 | 771.4732 | 971.1771 | 978.9051 | 991.8666 | 1002.1113 | 1008.2189 | 1006.9627
| DCV_Com, E - Cool [Building w Elec Heat] | E | Yes | Food Service | Cooling | RET | 167.6272 | 327.767 | 491.9451 | 660.135 | 831.0178 | 1005.2577 | 1176.4885 | 1349.4327 | 1522.8487 | 1692.6567
| DCV_Com, E - Cool [Building w Gas Heat] | E | Yes | Food Service | Cooling | RET | 342.2994 | 669.3095 | 1004.5657 | 1348.0142 | 1696.9617 | 2052.7644 | 2402.4224 | 2755.5794 | 3109.6999 | 3456.4524
| DCV_Com, E - Cool [Building w Oil Heat] | E | Yes | Food Service | Cooling | RET | 92.0978 | 180.0819 | 270.2847 | 362.6916 | 456.5781 | 552.3091 | 646.3868 | 741.4058 | 836.6842 | 929.9801
| DCV_Com, E - Cool [Building w Propane Heat] | E | Yes | Food Service | Cooling | RET | 27.7552 | 54.2708 | 81.4549 | 109.3033 | 137.5976 | 166.4478 | 194.7997 | 223.4353 | 252.1491 | 280.2654
| Controls for Unitary AC_Com, E - Cool | E | No | Food Service | Cooling | RET | 608.235 | 1189.3022 | 1785.0221 | 2395.2989 | 3015.3471 | 3647.5761 | 4268.8868 | 4896.4147 | 5525.6546 | 6141.8025
| Optimized Unitary AC Sys_Com, E - Cool [Building w Elec Heat] | E | No | Food Service | Cooling | NC | 53.6445 | 105.7766 | 157.0517 | 207.5016 | 254.9356 | 301.4208 | 347.545 | 392.4706 | 437.3614 | 482.6508
| Optimized Unitary AC Sys_Com, E - Heat [Building w Elec Heat] | E | No | Food Service | Space Heating | NC | 53.2626 | 105.0234 | 155.9334 | 206.0241 | 253.1203 | 299.2746 | 345.0704 | 389.676 | 434.2472 | 479.2141
| Optimized Unitary AC Sys_Com, E - Cool [Building w Gas Heat] | E | Yes | Food Service | Cooling | NC | 109.5437 | 215.9987 | 320.704 | 423.7241 | 520.5856 | 615.5098 | 709.6967 | 801.4359 | 893.1043 | 985.5865
| Optimized Unitary AC Sys_Com, E - Cool [Building w Oil Heat] | E | Yes | Food Service | Cooling | NC | 29.4734 | 58.1158 | 86.2874 | 114.0056 | 140.0668 | 165.6067 | 190.9483 | 215.6313 | 240.2953 | 265.1782
| Optimized Unitary AC Sys_Com, E - Cool [Building w Propane Heat] | E | Yes | Food Service | Cooling | NC | 8.8823 | 17.5142 | 26.0042 | 34.3575 | 42.2115 | 49.9084 | 57.5456 | 64.9842 | 72.4171 | 79.916
| Optimized Chiller Sys_Com, E - Cool | E | No | Food Service | Cooling | NC | 8.4402 | 16.6424 | 24.7098 | 32.6474 | 40.1104 | 47.4242 | 54.6812 | 61.7496 | 68.8125 | 75.9381
| Cool Roof_Com, E - Cool [Building w Elec Heat] | E | No | Food Service | Cooling | NC | 13.7099 | 27.0333 | 40.1377 | 53.0312 | 65.1539 | 77.0342 | 88.8222 | 100.3038 | 111.7766 | 123.3512
| Cool Roof_Com, E - Cool [Building w Elec Heat] | E | No | Food Service | Cooling | RET | 71.7729 | 140.3399 | 210.636 | 282.6498 | 355.8166 | 430.4208 | 503.7367 | 577.7861 | 652.0376 | 724.7442
| Cool Roof_Com, E - Heat [Building w Elec Heat] | E | No | Food Service | Space Heating | NC | -3.1626 | -6.2361 | -9.259 | -12.2333 | -15.0298 | -17.7703 | -20.4896 | -23.1382 | -25.7848 | -28.4548
| Cool Roof_Com, E - Heat [Building w Elec Heat] | E | No | Food Service | Space Heating | RET | -16.5567 | -32.3738 | -48.5898 | -65.202 | -82.0802 | -99.29 | -116.2026 | -133.2845 | -150.4129 | -167.185
| Cool Roof_Com, E - Cool [Building w Gas Heat] | E | No | Food Service | Cooling | NC | 27.9961 | 55.2028 | 81.9624 | 108.2913 | 133.0462 | 157.306 | 181.3774 | 204.8232 | 228.2509 | 251.8866
| Cool Roof_Com, E - Cool [Building w Gas Heat] | E | No | Food Service | Cooling | RET | 146.5622 | 286.578 | 430.1246 | 577.1788 | 726.5875 | 878.9314 | 1028.6444 | 1179.8555 | 1331.4792 | 1479.9481
| Cool Roof_Com, E - Cool [Building w Oil Heat] | E | No | Food Service | Cooling | NC | 7.5325 | 14.8527 | 22.0525 | 29.1364 | 35.7969 | 42.3242 | 48.8007 | 55.1089 | 61.4123 | 67.7716
| Cool Roof_Com, E - Cool [Building w Oil Heat] | E | No | Food Service | Cooling | RET | 39.4335 | 77.1056 | 115.7277 | 155.2936 | 195.4929 | 236.482 | 276.7632 | 317.4475 | 358.2428 | 398.1893
| Cool Roof_Com, E - Cool [Building w Propane Heat] | E | No | Food Service | Cooling | NC | 2.2701 | 4.4761 | 6.6459 | 8.7808 | 10.788 | 12.7551 | 14.7069 | 16.608 | 18.5077 | 20.4241
| Cool Roof_Com, E - Cool [Building w Propane Heat] | E | No | Food Service | Cooling | RET | 11.884 | 23.2371 | 34.8765 | 46.8004 | 58.9151 | 71.2679 | 83.4073 | 95.6682 | 107.9626 | 120.0012
| GSHP_Com, E - Cool | E | Yes | Food Service | Cooling | RET | 136.5962 | 254.1068 | 362.5935 | 462.673 | 554.2376 | 638.3113 | 712.7122 | 780.3806 | 841.4823 | 895.3596
| GSHP_Com, E - Cool | E | Yes | Food Service | Cooling | REPL | 54.913 | 96.8812 | 134.5294 | 167.5878 | 195.5776 | 218.4093 | 235.2374 | 246.5684 | 252.2493 | 252.2493
| GSHP_Com, E - Heat | E | Yes | Food Service | Space Heating | RET | 217.7505 | 405.0765 | 578.0173 | 737.5559 | 883.5207 | 1017.5442 | 1136.1481 | 1244.0196 | 1341.423 | 1427.3097
| GSHP_Com, E - Heat | E | Yes | Food Service | Space Heating | REPL | 87.5379 | 154.4402 | 214.4559 | 267.155 | 311.774 | 348.1705 | 374.9964 | 393.0593 | 402.1154 | 402.1154
| Unitary HP_Com, E - Cool | E | Yes | Food Service | Cooling | NC | 14.8485 | 29.2783 | 43.4709 | 57.4352 | 70.5646 | 83.4314 | 96.1983 | 108.6334 | 121.0589 | 133.5947
| Unitary HP_Com, E - Cool | E | No | Food Service | Cooling | RET | 73.3766 | 140.101 | 205.2147 | 268.7083 | 330.1128 | 389.7095 | 445.4574 | 507.7767 | 576.0057 | 648.1647
| Unitary HP_Com, E - Cool | E | Yes | Food Service | Cooling | REPL | 101.612 | 179.2707 | 248.9355 | 310.1074 | 361.9001 | 404.1483 | 435.2872 | 468.3355 | 503.0761 | 538.6626
| Unitary HP_Com, E - Heat | E | Yes | Food Service | Space Heating | NC | 7.7413 | 15.2644 | 22.6637 | 29.944 | 36.7891 | 43.4973 | 50.1533 | 56.6364 | 63.1145 | 69.6501
| Unitary HP_Com, E - Heat | E | No | Food Service | Space Heating | RET | 38.2551 | 73.0422 | 106.9895 | 140.0921 | 172.1056 | 203.1765 | 232.2409 | 264.7313 | 300.3027 | 337.9231
| Unitary HP_Com, E - Heat | E | Yes | Food Service | Space Heating | REPL | 52.9758 | 93.4634 | 129.7835 | 161.6756 | 188.678 | 210.7042 | 226.9386 | 244.1685 | 262.2806 | 280.8338
| PTHP_Com, E - Cool | E | Yes | Food Service | Cooling | NC | 0 | 0 | 0 | 0 | 0 | 0 | 0 | 0 | 0 | 0
| PTHP_Com, E - Cool | E | Yes | Food Service | Cooling | RET | 0 | 0 | 0 | 0 | 0 | 0 | 0 | 0 | 0 | 0
| PTHP_Com, E - Cool | E | Yes | Food Service | Cooling | REPL | 0 | 0 | 0 | 0 | 0 | 0 | 0 | 0 | 0 | 0
| PTHP_Com, E - Heat | E | Yes | Food Service | Space Heating | NC | 0 | 0 | 0 | 0 | 0 | 0 | 0 | 0 | 0 | 0
| PTHP_Com, E - Heat | E | Yes | Food Service | Space Heating | RET | 0 | 0 | 0 | 0 | 0 | 0 | 0 | 0 | 0 | 0
| PTHP_Com, E - Heat | E | Yes | Food Service | Space Heating | REPL | 0 | 0 | 0 | 0 | 0 | 0 | 0 | 0 | 0 | 0
| Minisplit Ductless HP_Com, E - Cool | E | Yes | Food Service | Cooling | RET | 165.2706 | 308.8178 | 442.6172 | 567.2358 | 682.3491 | 789.0623 | 876.5667 | 960.7824 | 1040.9014 | 1115.3771
| Minisplit Ductless HP_Com, E - Cool | E | Yes | Food Service | Cooling | REPL | 118.2508 | 208.626 | 289.6984 | 360.887 | 421.1608 | 470.3271 | 506.5649 | 533.4507 | 550.6686 | 557.9897
| Minisplit Ductless HP_Com, E - Heat | E | Yes | Food Service | Space Heating | RET | 273.8501 | 511.7048 | 733.4077 | 939.8981 | 1130.6384 | 1307.4601 | 1465.4443 | 1616.2715 | 1759.5445 | 1892.7449
| Minisplit Ductless HP_Com, E - Heat | E | Yes | Food Service | Space Heating | REPL | 200.9927 | 354.6047 | 492.4047 | 613.4051 | 715.8533 | 799.4219 | 861.016 | 906.7142 | 935.9797 | 948.4235
| Programmable TStat_Com, E - Cool [Building w Elec Heat] | E | Yes | Food Service | Cooling | NC | 0 | 0 | 0 | 0 | 0 | 0 | 0 | 0 | 0 | 0
| Programmable TStat_Com, E - Heat [Building w Elec Heat] | E | Yes | Food Service | Space Heating | NC | 0 | 0 | 0 | 0 | 0 | 0 | 0 | 0 | 0 | 0
| Programmable TStat_Com, E - Cool [Building w Gas Heat] | E | Yes | Food Service | Cooling | NC | 0 | 0 | 0 | 0 | 0 | 0 | 0 | 0 | 0 | 0
| Programmable TStat_Com, E - Cool [Building w Gas Heat] | E | Yes | Food Service | Cooling | RET | 0 | 0 | 0 | 0 | 0 | 0 | 0 | 0 | 0 | 0
| Programmable TStat_Com, E - Cool [Building w Propane Heat] | E | Yes | Food Service | Cooling | NC | 0 | 0 | 0 | 0 | 0 | 0 | 0 | 0 | 0 | 0
| Programmable TStat_Com, E - Cool [Building w Propane Heat] | E | Yes | Food Service | Cooling | RET | 0 | 0 | 0 | 0 | 0 | 0 | 0 | 0 | 0 | 0
| Programmable TStat_Com, E - Cool [Building w Oil Heat] | E | Yes | Food Service | Cooling | NC | 0 | 0 | 0 | 0 | 0 | 0 | 0 | 0 | 0 | 0
| Programmable TStat_Com, E - Cool [Building w Oil Heat] | E | Yes | Food Service | Cooling | RET | 0 | 0 | 0 | 0 | 0 | 0 | 0 | 0 | 0 | 0
| Smart TStat_Com, E - Cool [Building w Elec Heat] | E | Yes | Food Service | Cooling | NC | 30.2285 | 59.6046 | 88.4979 | 116.9262 | 143.655 | 169.8493 | 195.8401 | 221.1554 | 246.4512 | 271.9715
| Smart TStat_Com, E - Cool [Building w Elec Heat] | E | Yes | Food Service | Cooling | RET | 111.274 | 217.5778 | 326.5623 | 438.2098 | 551.645 | 667.3086 | 780.9748 | 895.7784 | 1010.8951 | 1123.6168
| Smart TStat_Com, E - Heat [Building w Elec Heat] | E | Yes | Food Service | Space Heating | NC | 17.5056 | 34.5176 | 51.25 | 67.7131 | 83.192 | 98.3614 | 113.4129 | 128.0733 | 142.7223 | 157.5014
| Smart TStat_Com, E - Heat [Building w Elec Heat] | E | Yes | Food Service | Space Heating | RET | 64.4399 | 126.0015 | 189.1154 | 253.7716 | 319.463 | 386.445 | 452.2702 | 518.7541 | 585.4193 | 650.6975
| Smart TStat_Com, E - Cool [Building w Gas Heat] | E | Yes | Food Service | Cooling | NC | 61.7274 | 121.7143 | 180.7152 | 238.7666 | 293.3476 | 346.837 | 399.9109 | 451.6055 | 503.2602 | 555.3735
| Smart TStat_Com, E - Cool [Building w Gas Heat] | E | Yes | Food Service | Cooling | RET | 227.2247 | 444.3 | 666.8493 | 894.8367 | 1126.4746 | 1362.663 | 1594.7724 | 1829.2046 | 2064.2763 | 2294.457
| Smart TStat_Com, E - Cool [Building w Propane Heat] | E | Yes | Food Service | Cooling | NC | 16.6081 | 32.748 | 48.6226 | 64.2417 | 78.927 | 93.3187 | 107.5985 | 121.5073 | 135.4053 | 149.4267
| Smart TStat_Com, E - Cool [Building w Propane Heat] | E | Yes | Food Service | Cooling | RET | 61.1362 | 119.5417 | 179.42 | 240.7614 | 303.085 | 366.633 | 429.0835 | 492.1589 | 555.4064 | 617.338
| Smart TStat_Com, E - Cool [Building w Oil Heat] | E | Yes | Food Service | Cooling | NC | 5.0051 | 9.8692 | 14.6532 | 19.3603 | 23.786 | 28.1232 | 32.4267 | 36.6183 | 40.8067 | 45.0323
| Smart TStat_Com, E - Cool [Building w Oil Heat] | E | Yes | Food Service | Cooling | RET | 18.4244 | 36.0259 | 54.0713 | 72.5576 | 91.3399 | 110.4911 | 129.3117 | 148.3205 | 167.3812 | 186.0454
| Windows_Com, E - Cool [Building w Elec Heat] | E | No | Food Service | Cooling | NC | 28.1563 | 55.5186 | 82.4313 | 108.9108 | 133.8073 | 158.2058 | 182.4149 | 205.9949 | 229.5566 | 253.3275
| Windows_Com, E - Heat [Building w Elec Heat] | E | No | Food Service | Space Heating | NC | 14.1102 | 27.8225 | 41.3095 | 54.5794 | 67.056 | 79.2831 | 91.4152 | 103.232 | 115.0397 | 126.9522
| Windows_Com, E - Cool [Building w Gas Heat] | E | No | Food Service | Cooling | NC | 57.4959 | 113.3706 | 168.3269 | 222.3988 | 273.2382 | 323.0608 | 372.4964 | 420.6473 | 468.761 | 517.3018
| Windows_Com, E - Cool [Building w Oil Heat] | E | No | Food Service | Cooling | NC | 15.4696 | 30.5031 | 45.2894 | 59.8378 | 73.5164 | 86.9215 | 100.2225 | 113.1778 | 126.1231 | 139.1833
| Windows_Com, E - Cool [Building w Propane Heat] | E | Yes | Food Service | Cooling | NC | 4.662 | 9.1926 | 13.6487 | 18.0331 | 22.1554 | 26.1953 | 30.2038 | 34.1081 | 38.0093 | 41.9453
| Window Film_Com, E - Cool [Building w Elec Heat] | E | No | Food Service | Cooling | RET | 0 | 0 | 0 | 0 | 0 | 0 | 0 | 0 | 0 | 0
| Window Film_Com, E - Heat [Building w Elec Heat] | E | No | Food Service | Space Heating | RET | 0 | 0 | 0 | 0 | 0 | 0 | 0 | 0 | 0 | 0
| Window Film_Com, E - Cool [Building w Gas Heat] | E | No | Food Service | Cooling | RET | 0 | 0 | 0 | 0 | 0 | 0 | 0 | 0 | 0 | 0
| Window Film_Com, E - Cool [Building w Oil Heat] | E | No | Food Service | Cooling | RET | 0 | 0 | 0 | 0 | 0 | 0 | 0 | 0 | 0 | 0
| Window Film_Com, E - Cool [Building w Propane Heat] | E | No | Food Service | Cooling | RET | 0 | 0 | 0 | 0 | 0 | 0 | 0 | 0 | 0 | 0
| Motors and Fans_Com, E - Vent | E | Yes | Food Service | Ventilation | NC | 14.726 | 29.0368 | 43.1123 | 56.9614 | 69.9825 | 82.7432 | 95.4047 | 107.7373 | 120.0603 | 132.4927
| Motors and Fans_Com, E - Vent | E | No | Food Service | Ventilation | RET | 149.649 | 278.4603 | 397.4458 | 507.2714 | 607.8087 | 599.2916 | 594.2404 | 588.7969 | 582.6541 | 575.1155
| Motors and Fans_Com, E - Vent | E | Yes | Food Service | Ventilation | REPL | 100.7738 | 177.7918 | 246.882 | 307.5492 | 358.9147 | 400.8144 | 431.6964 | 452.7215 | 463.6102 | 464.2908
| ECM Furnace Motors_Com, E - Vent | E | Yes | Food Service | Ventilation | RET | 240.0847 | 469.4456 | 704.5903 | 945.4809 | 1190.2285 | 1439.7842 | 1685.0301 | 1932.7302 | 2181.106 | 2424.314
| VFD on HVAC System_Com, E - Vent | E | Yes | Food Service | Ventilation | RET | 1412.2202 | 2761.3615 | 4144.5237 | 5561.4847 | 7001.1331 | 8469.0636 | 9911.6433 | 11368.6586 | 12829.6486 | 14260.2412
| Kitchen DCV_Com, E - Vent [Building w Elec Heat] | E | Yes | Food Service | Ventilation | NC | 20.1901 | 39.8109 | 59.1092 | 78.097 | 95.9496 | 113.4451 | 130.8048 | 147.7134 | 164.6088 | 181.6543
| Kitchen DCV_Com, E - Vent [Building w Elec Heat] | E | Yes | Food Service | Ventilation | RET | 192.7416 | 359.7498 | 515.046 | 659.3415 | 792.3131 | 915.2876 | 1024.8992 | 1128.4051 | 1225.6428 | 1315.0396
| Kitchen DCV_Com, E - Vent [Building w Elec Heat] | E | Yes | Food Service | Ventilation | REPL | 138.166 | 243.7618 | 338.4879 | 421.6659 | 492.0906 | 549.5372 | 591.8781 | 622.6053 | 641.3459 | 647.8776
| Kitchen DCV_Com, E - Heat [Building w Elec Heat] | E | Yes | Food Service | Space Heating | NC | 43.1456 | 85.0747 | 126.3146 | 166.8908 | 205.0413 | 242.4288 | 279.5259 | 315.6589 | 351.764 | 388.1896
| Kitchen DCV_Com, E - Heat [Building w Elec Heat] | E | Yes | Food Service | Space Heating | RET | 411.8829 | 768.7743 | 1100.6374 | 1408.9925 | 1693.1486 | 1955.9413 | 2190.1779 | 2411.3668 | 2619.1608 | 2810.1991
| Kitchen DCV_Com, E - Heat [Building w Elec Heat] | E | Yes | Food Service | Space Heating | REPL | 295.2566 | 520.9113 | 723.3383 | 901.0869 | 1051.5824 | 1174.3441 | 1264.8252 | 1330.4882 | 1370.5365 | 1384.4944
| Kitchen DCV_Com, E - Vent [Building w Gas Heat] | E | Yes | Food Service | Ventilation | NC | 41.2287 | 81.295 | 120.7027 | 159.4762 | 195.9318 | 231.6582 | 267.1071 | 301.6348 | 336.1359 | 370.9432
| Kitchen DCV_Com, E - Vent [Building w Gas Heat] | E | Yes | Food Service | Ventilation | RET | 393.5838 | 734.6193 | 1051.7384 | 1346.3939 | 1617.9256 | 1869.0429 | 2092.8729 | 2304.2349 | 2502.797 | 2685.3478
| Kitchen DCV_Com, E - Vent [Building w Gas Heat] | E | Yes | Food Service | Ventilation | REPL | 282.1389 | 497.7684 | 691.2019 | 861.0535 | 1004.8628 | 1122.1704 | 1208.6317 | 1271.3774 | 1309.6464 | 1322.9842
| Kitchen DCV_Com, E - Vent [Building w Oil Heat] | E | Yes | Food Service | Ventilation | NC | 11.0928 | 21.8729 | 32.4758 | 42.9081 | 52.7167 | 62.3291 | 71.8668 | 81.1567 | 90.4395 | 99.8046
| Kitchen DCV_Com, E - Vent [Building w Oil Heat] | E | Yes | Food Service | Ventilation | RET | 105.8962 | 197.6539 | 282.9768 | 362.2557 | 435.313 | 502.8777 | 563.1005 | 619.9688 | 673.3932 | 722.5096
| Kitchen DCV_Com, E - Vent [Building w Oil Heat] | E | Yes | Food Service | Ventilation | REPL | 75.9112 | 133.9277 | 185.9722 | 231.6718 | 270.3646 | 301.927 | 325.1899 | 342.072 | 352.3685 | 355.9572
| Kitchen DCV_Com, E - Vent [Building w Oil Heat] | E | Yes | Food Service | Ventilation | NC | 11.0928 | 21.8729 | 32.4758 | 42.9081 | 52.7167 | 62.3291 | 71.8668 | 81.1567 | 90.4395 | 99.8046
| Kitchen DCV_Com, E - Vent [Building w Oil Heat] | E | Yes | Food Service | Ventilation | RET | 105.8962 | 197.6539 | 282.9768 | 362.2557 | 435.313 | 502.8777 | 563.1005 | 619.9688 | 673.3932 | 722.5096
| Kitchen DCV_Com, E - Vent [Building w Oil Heat] | E | Yes | Food Service | Ventilation | REPL | 75.9112 | 133.9277 | 185.9722 | 231.6718 | 270.3646 | 301.927 | 325.1899 | 342.072 | 352.3685 | 355.9572
| Duct Sealing Regulated_Com, E - Vent [Building w Elec Heat] | E | Yes | Food Service | Ventilation | RET | 189.3418 | 370.2264 | 555.6722 | 745.6496 | 938.6688 | 1135.4799 | 1328.8921 | 1524.2398 | 1720.1203 | 1911.9254
| Duct Sealing Regulated_Com, E - Heat [Building w Elec Heat] | E | Yes | Food Service | Space Heating | RET | 54.8642 | 107.2779 | 161.0132 | 216.0616 | 271.9914 | 329.02 | 385.0636 | 441.6681 | 498.4271 | 554.005
| Duct Sealing Regulated_Com, E - Cool [Building w Elec Heat] | E | Yes | Food Service | Cooling | RET | 141.1854 | 276.0645 | 414.3449 | 556.0043 | 699.9318 | 846.6867 | 990.9073 | 1136.571 | 1282.6322 | 1425.6543
| Duct Sealing Regulated_Com, E - Vent [Building w Gas Heat] | E | Yes | Food Service | Ventilation | RET | 386.6413 | 756.0126 | 1134.6983 | 1522.6375 | 1916.7881 | 2318.6818 | 2713.635 | 3112.5404 | 3512.5339 | 3904.2052
| Duct Sealing Regulated_Com, E - Cool [Building w Gas Heat] | E | Yes | Food Service | Cooling | RET | 288.3046 | 563.7315 | 846.1039 | 1135.3763 | 1429.2803 | 1728.9581 | 2023.4605 | 2320.91 | 2619.1709 | 2911.2262
| Duct Sealing Non Regulated_Com, E - Vent [Building w Oil Heat] | E | Yes | Food Service | Ventilation | RET | 104.0282 | 203.4099 | 305.2977 | 409.6751 | 515.7238 | 623.8558 | 730.1204 | 837.4484 | 945.0692 | 1050.4508
| Duct Sealing Non Regulated_Com, E - Cool [Building w Oil Heat] | E | Yes | Food Service | Cooling | RET | 77.5701 | 151.6755 | 227.6495 | 305.4801 | 384.5568 | 465.187 | 544.4247 | 624.4553 | 704.7043 | 783.2836
| Duct Sealing Non Regulated_Com, E - Vent [Building w Propane Heat] | E | Yes | Food Service | Ventilation | RET | 31.3507 | 61.3011 | 92.0067 | 123.4626 | 155.4222 | 188.0096 | 220.0343 | 252.3794 | 284.8128 | 316.5713
| Duct Sealing Non Regulated_Com, E - Cool [Building w Propane Heat] | E | Yes | Food Service | Cooling | RET | 23.3771 | 45.71 | 68.6061 | 92.0617 | 115.8928 | 140.1921 | 164.0717 | 188.1903 | 212.3747 | 236.0559
| Power Strip_Com, E - Plug [Tier 1] | E | Yes | Food Service | Plug Loads | NC | 0 | 0 | 0 | 0 | 0 | 0 | 0 | 0 | 0 | 0
| Power Strip_Com, E - Plug [Tier 1] | E | Yes | Food Service | Plug Loads | RET | 0 | 0 | 0 | 0 | 0 | 0 | 0 | 0 | 0 | 0
| Power Strip_Com, E - Plug [Tier 1] | E | Yes | Food Service | Plug Loads | REPL | 0 | 0 | 0 | 0 | 0 | 0 | 0 | 0 | 0 | 0
| Power Strip_Com, E - Plug [Tier 2] | E | No | Food Service | Plug Loads | NC | 32.8127 | 64.7003 | 96.0637 | 126.9223 | 155.9362 | 184.3698 | 212.5826 | 240.0621 | 234.9851 | 231.3622
| Power Strip_Com, E - Plug [Tier 2] | E | No | Food Service | Plug Loads | RET | 322.1217 | 600.2249 | 857.8884 | 1096.4326 | 1320.5419 | 1532.2331 | 1725.3299 | 1906.7237 | 1818.3082 | 1814.9028
| Power Strip_Com, E - Plug [Tier 2] | E | No | Food Service | Plug Loads | REPL | 421.0236 | 742.798 | 1031.4505 | 1284.9127 | 1506.1553 | 1694.7537 | 1843.7434 | 1957.5085 | 1697.6218 | 1579.7141
| Computer Power Management_Com, E - Plug | E | Yes | Food Service | Plug Loads | RET | 133.8079 | 261.6391 | 392.6938 | 526.9509 | 663.3577 | 668.6362 | 677.4895 | 684.4871 | 688.6588 | 687.8008
| Vending Machine Controls_Com, E - Plug [Non-Refrigerated] | E | No | Food Service | Plug Loads | RET | 76.7078 | 149.9893 | 225.1188 | 302.0841 | 380.2817 | 383.3077 | 388.383 | 392.3945 | 394.786 | 394.2942
| Vending Machine Controls_Com, E - Plug [Refrigerated] | E | Yes | Food Service | Plug Loads | RET | 230.1234 | 449.968 | 675.3563 | 906.2522 | 1140.8451 | 1149.9231 | 1165.1491 | 1177.1835 | 1184.3581 | 1182.8825
| Ovens_Com, E - Cook | E | Yes | Food Service | Cooking | NC | 178.8417 | 352.6409 | 523.5834 | 691.7747 | 849.9114 | 1004.8852 | 1158.6554 | 1308.4294 | 1458.0878 | 1609.0747
| Ovens_Com, E - Cook | E | Yes | Food Service | Cooking | REPL | 1529.8253 | 2991.3186 | 4489.6661 | 6024.6269 | 7584.1646 | 9174.3395 | 10737.0526 | 12315.4033 | 13898.0598 | 15447.7876
| Fryers_Com, E - Cook | E | Yes | Food Service | Cooking | NC | 29.3446 | 57.8619 | 85.9104 | 113.5075 | 139.4548 | 164.8832 | 190.1141 | 214.6892 | 239.2454 | 264.0196
| Fryers_Com, E - Cook | E | Yes | Food Service | Cooking | REPL | 251.0162 | 490.8205 | 736.6718 | 988.5306 | 1244.4221 | 1505.3406 | 1761.7532 | 2020.7315 | 2280.4164 | 2534.6983
| Griddles_Com, E - Cook | E | Yes | Food Service | Cooking | NC | 8.1846 | 16.1384 | 23.9614 | 31.6586 | 38.8956 | 45.9878 | 53.025 | 59.8793 | 66.7283 | 73.6381
| Griddles_Com, E - Cook | E | Yes | Food Service | Cooking | REPL | 70.0114 | 136.8955 | 205.4663 | 275.7127 | 347.0838 | 419.857 | 491.3735 | 563.6056 | 636.0347 | 706.9569
| Hot Food Holding Cabinet_Com, E - Cook | E | Yes | Food Service | Cooking | NC | 35.6145 | 70.2248 | 104.2662 | 137.7597 | 169.251 | 200.1124 | 230.7342 | 260.5601 | 290.363 | 320.4305
| Hot Food Holding Cabinet_Com, E - Cook | E | Yes | Food Service | Cooking | REPL | 304.6488 | 595.69 | 894.0704 | 1199.7419 | 1510.3076 | 1826.9744 | 2138.1725 | 2452.4847 | 2767.6542 | 3076.2664
| Steamers_Com, E - Cook | E | Yes | Food Service | Cooking | NC | 27.9612 | 55.1339 | 81.8601 | 108.1561 | 132.8801 | 157.1096 | 181.1509 | 204.5675 | 227.9659 | 251.5721
| Steamers_Com, E - Cook | E | Yes | Food Service | Cooking | REPL | 239.1818 | 467.6802 | 701.9406 | 941.9253 | 1185.7525 | 1434.3697 | 1678.6934 | 1925.4619 | 2172.9037 | 2415.1971
| ES Refrigerator and Freezer_Com, E - Refr | E | Yes | Food Service | Refrigeration | NC | 18.4298 | 36.3399 | 53.9557 | 71.288 | 87.5841 | 103.5542 | 119.4004 | 134.8347 | 150.2571 | 165.8165
| ES Refrigerator and Freezer_Com, E - Refr | E | Yes | Food Service | Refrigeration | REPL | 157.6498 | 308.2578 | 462.6638 | 620.8427 | 781.5544 | 945.4232 | 1106.4621 | 1269.1124 | 1432.2065 | 1591.9072
| Anti Sweat Heat Control_Com, E - Refr | E | Yes | Food Service | Refrigeration | NC | 127.7536 | 251.9052 | 374.016 | 494.1617 | 607.1249 | 717.8287 | 827.6728 | 934.6622 | 1041.569 | 1149.4249
| Anti Sweat Heat Control_Com, E - Refr | E | Z | Food Service | Refrigeration | RET | 0 | 0 | 0 | 0 | 0 | 0 | 0 | 0 | 0 | 0
| Case Night Covers_Com, E - Refr | E | No | Food Service | Refrigeration | RET | 43.8104 | 85.664 | 128.5729 | 172.5304 | 217.1917 | 218.92 | 221.8187 | 224.1098 | 225.4757 | 225.1947
| Loading Dock Pit Seals_Com, E - Refr | E | No | Food Service | Refrigeration | NC | 92.2354 | 181.8702 | 270.0316 | 356.7742 | 438.3312 | 518.257 | 597.5621 | 674.8062 | 751.9906 | 829.8603
| Loading Dock Pit Seals_Com, E - Refr | E | No | Food Service | Refrigeration | RET | 946.7861 | 1851.2825 | 2778.5874 | 3728.5518 | 4693.7264 | 5677.8619 | 6645.0017 | 7621.8195 | 8601.302 | 9560.4054
| ECM Comp Cond Fan Motor_Com, E - Refr | E | Yes | Food Service | Refrigeration | NC | 131.4529 | 259.1994 | 384.8461 | 508.4707 | 624.7049 | 738.6143 | 851.639 | 961.7264 | 1071.7288 | 1182.7078
| ECM Comp Cond Fan Motor_Com, E - Refr | E | Yes | Food Service | Refrigeration | RET | 352.4451 | 678.437 | 1002.0179 | 1322.961 | 1638.6699 | 1950.3408 | 2246.8861 | 2591.9719 | 2956.5884 | 3313.6187
| ECM Comp Cond Fan Motor_Com, E - Refr | E | Yes | Food Service | Refrigeration | REPL | 899.5661 | 1587.0746 | 2203.8142 | 2745.3657 | 3203.8845 | 3577.9056 | 3853.577 | 4179.8339 | 4554.9383 | 4969.1979
| Evap Fan Motor Replacement_Com, E - Refr | E | Yes | Food Service | Refrigeration | NC | 244.4833 | 482.0733 | 715.7581 | 945.6819 | 1161.8606 | 1373.7156 | 1583.9253 | 1788.6719 | 1993.2606 | 2199.6654
| Evap Fan Motor Replacement_Com, E - Refr | E | Yes | Food Service | Refrigeration | RET | 3658.8682 | 6825.3309 | 9766.1122 | 12495.2163 | 15007.0525 | 17327.186 | 19392.6611 | 21331.8256 | 23142.7707 | 24797.6096
| Evap Fan Motor Replacement_Com, E - Refr | E | Yes | Food Service | Refrigeration | REPL | 1673.0628 | 2951.7291 | 4098.7754 | 5105.9829 | 5958.7615 | 6654.3866 | 7167.0956 | 7534.8924 | 7753.2406 | 7819.7241
| Evap Fan Speed Controls_Com, E - Refr | E | Yes | Food Service | Refrigeration | NC | 383.407 | 756.0036 | 1122.4759 | 1483.0503 | 1822.069 | 2154.3072 | 2483.9651 | 2805.0556 | 3125.8984 | 3449.5894
| Evap Fan Speed Controls_Com, E - Refr | E | Yes | Food Service | Refrigeration | RET | 2070.1894 | 4047.9107 | 6075.5036 | 8152.6425 | 10263.0392 | 12414.8948 | 14529.5885 | 16665.4435 | 18807.1251 | 20904.2468
| LowHeat NoHeat Doors_Com, E - Refr | E | Yes | Food Service | Refrigeration | NC | 59.7085 | 117.7334 | 174.8046 | 230.9574 | 283.7532 | 335.4931 | 386.8311 | 436.835 | 486.8002 | 537.2091
| LowHeat NoHeat Doors_Com, E - Refr | E | Yes | Food Service | Refrigeration | RET | 551.6108 | 1078.583 | 1618.8437 | 2172.3062 | 2734.6303 | 3308.0014 | 3871.4705 | 4440.5781 | 5011.2383 | 5570.0253
| Refrigerated Vending Machine_Com, E - Refr | E | Yes | Food Service | Refrigeration | NC | 19.0891 | 37.6399 | 55.8859 | 73.8382 | 90.7172 | 107.2587 | 123.6717 | 139.6582 | 155.6323 | 171.7483
| Refrigerated Vending Machine_Com, E - Refr | E | Yes | Food Service | Refrigeration | REPL | 139.9623 | 273.673 | 410.7555 | 551.1877 | 693.8684 | 839.3521 | 982.3233 | 1126.7252 | 1271.521 | 1413.3042
| Walk In Refrigeration_Com, E - Refr | E | Yes | Food Service | Refrigeration | NC | 646.5804 | 1274.9302 | 1892.9519 | 2501.0272 | 3072.751 | 3633.0399 | 4188.9775 | 4730.467 | 5271.5388 | 5817.4137
| Refrigeration Tune Up_Com, E - Refr | E | Yes | Food Service | Refrigeration | RET | 2302.2486 | 4501.6638 | 6756.5411 | 9066.5182 | 11413.4812 | 13806.5505 | 16158.2921 | 16231.3185 | 16413.658 | 16490.9807
| ES Ice Machine_Com, E - Refr | E | Yes | Food Service | Refrigeration | NC | 51.9093 | 102.3549 | 151.9714 | 200.7893 | 246.6889 | 291.6704 | 336.3026 | 379.7749 | 423.2136 | 467.038
| ES Ice Machine_Com, E - Refr | E | Yes | Food Service | Refrigeration | REPL | 444.0356 | 868.2377 | 1303.1368 | 1748.663 | 2201.3227 | 2662.875 | 3116.4564 | 3574.5766 | 4033.9466 | 4483.759
| Walk In Cooler Retroft_Com, E - Refr | E | Yes | Food Service | Refrigeration | RET | 1246.8213 | 2437.9515 | 3659.118 | 4910.1248 | 6181.162 | 7477.1689 | 8750.794 | 10037.164 | 11327.0431 | 12590.0852
| HE Built Up Refrig_Com, E - Refr | E | Yes | Food Service | Refrigeration | NC | 338.0676 | 666.6032 | 989.7387 | 1307.6737 | 1606.6021 | 1899.5518 | 2190.2264 | 2473.3466 | 2756.2485 | 3041.6618
| HE Built Up Refrig_Com, E - Refr | E | No | Food Service | Refrigeration | RET | 2584.1527 | 5052.8802 | 7583.861 | 10176.6884 | 12139.151 | 14183.376 | 16165.027 | 18157.0128 | 20145.4778 | 22064.865
| Door Gasket Replacement_Com, E - Refr | E | Z | Food Service | Refrigeration | RET | 0 | 0 | 0 | 0 | 0 | 0 | 0 | 0 | 0 | 0
| EnergyStar Dehumidifier_Com, E - Appl | E | Yes | Food Service | Appliances | NC | 1.1568 | 2.281 | 3.3868 | 4.4747 | 5.4976 | 6.5 | 7.4947 | 8.4635 | 9.4315 | 10.4082
| EnergyStar Dehumidifier_Com, E - Appl | E | Yes | Food Service | Appliances | REPL | 9.8956 | 19.3491 | 29.0411 | 38.9699 | 49.0577 | 59.3436 | 69.4519 | 79.6614 | 89.8987 | 99.923
| Clothes Washer Elec WH_Com, E - Appl [unit w/ elec dry - Washer] | E | Yes | Food Service | Appliances | NC | 1.4346 | 2.8287 | 4.1999 | 5.549 | 6.8175 | 8.0606 | 9.294 | 9.073 | 8.9037 | 8.7807
| Clothes Washer Elec WH_Com, E - Appl [unit w/ elec dry - Washer] | E | Yes | Food Service | Appliances | REPL | 21.0366 | 41.1335 | 61.7373 | 82.8445 | 104.2896 | 126.1561 | 147.6449 | 148.3122 | 149.9783 | 150.6848
| Clothes Washer Elec WH_Com, E - Appl [unit w/ elec dry - Dryer] | E | Yes | Food Service | Appliances | NC | 0.20447 | 0.40318 | 0.59862 | 0.79091 | 0.97171 | 1.1489 | 1.3247 | 1.2932 | 1.2691 | 1.2515
| Clothes Washer Elec WH_Com, E - Appl [unit w/ elec dry - Dryer] | E | Yes | Food Service | Appliances | REPL | 2.9984 | 5.8629 | 8.7995 | 11.808 | 14.8646 | 17.9813 | 21.0441 | 21.1393 | 21.3767 | 21.4774
| Clothes Washer Elec WH_Com, E - HWat [unit w/ elec dry - Water Heater] | E | Yes | Food Service | Water Heating | NC | 1.5166 | 2.9905 | 4.4401 | 5.8664 | 7.2074 | 8.5216 | 9.8256 | 9.5919 | 9.413 | 9.283
| Clothes Washer Elec WH_Com, E - HWat [unit w/ elec dry - Water Heater] | E | Yes | Food Service | Water Heating | REPL | 22.2398 | 43.4862 | 65.2684 | 87.5828 | 110.2546 | 133.3717 | 156.0896 | 156.795 | 158.5564 | 159.3034
| Clothes Washer Elec WH_Com, E - Appl [unit w/ gas dry - Washer] | E | Yes | Food Service | Appliances | NC | 0.35864 | 0.70717 | 1.05 | 1.3873 | 1.7044 | 2.0151 | 2.3235 | 2.2683 | 2.2259 | 2.1952
| Clothes Washer Elec WH_Com, E - Appl [unit w/ gas dry - Washer] | E | Yes | Food Service | Appliances | REPL | 5.2591 | 10.2834 | 15.4343 | 20.7111 | 26.0724 | 31.539 | 36.9112 | 37.078 | 37.4946 | 37.6712
| Clothes Washer Elec WH_Com, E - HWat [unit w/ gas dry - Water Heater] | E | Yes | Food Service | Water Heating | NC | 0.37915 | 0.74762 | 1.11 | 1.4666 | 1.8019 | 2.1304 | 2.4564 | 2.398 | 2.3532 | 2.3207
| Clothes Washer Elec WH_Com, E - HWat [unit w/ gas dry - Water Heater] | E | Yes | Food Service | Water Heating | REPL | 5.5599 | 10.8716 | 16.3171 | 21.8957 | 27.5636 | 33.3429 | 39.0224 | 39.1988 | 39.6391 | 39.8258
| Clothes Washer Elec WH_Com, E - Appl [unit w/ propane dry - Washer] | E | Yes | Food Service | Appliances | NC | 0.14346 | 0.28287 | 0.41999 | 0.5549 | 0.68175 | 0.80606 | 0.9294 | 0.9073 | 0.89037 | 0.87807
| Clothes Washer Elec WH_Com, E - Appl [unit w/ propane dry - Washer] | E | Yes | Food Service | Appliances | REPL | 2.1037 | 4.1134 | 6.1737 | 8.2844 | 10.429 | 12.6156 | 14.7645 | 14.8312 | 14.9978 | 15.0685
| Clothes Washer Elec WH_Com, E - HWat [unit w/ propane dry - Water Heater] | E | Yes | Food Service | Water Heating | NC | 0.15166 | 0.29905 | 0.44401 | 0.58664 | 0.72074 | 0.85216 | 0.98256 | 0.95919 | 0.9413 | 0.9283
| Clothes Washer Elec WH_Com, E - HWat [unit w/ propane dry - Water Heater] | E | Yes | Food Service | Water Heating | REPL | 2.224 | 4.3486 | 6.5268 | 8.7583 | 11.0255 | 13.3372 | 15.609 | 15.6795 | 15.8556 | 15.9303
| Clothes Washer Gas WH_Com, E - Appl [unit w/ elec dry - Washer] | E | Yes | Food Service | Appliances | NC | 0.71728 | 1.4143 | 2.0999 | 2.7745 | 3.4087 | 4.0303 | 4.647 | 4.5365 | 4.4519 | 4.3904
| Clothes Washer Gas WH_Com, E - Appl [unit w/ elec dry - Washer] | E | Yes | Food Service | Appliances | REPL | 10.5183 | 20.5668 | 30.8686 | 41.4222 | 52.1448 | 63.078 | 73.8224 | 74.1561 | 74.9891 | 75.3424
| Clothes Washer Gas WH_Com, E - Appl [unit w/ elec dry - Dryer] | E | Yes | Food Service | Appliances | NC | 0.10224 | 0.20159 | 0.29931 | 0.39546 | 0.48585 | 0.57445 | 0.66235 | 0.6466 | 0.63453 | 0.62577
| Clothes Washer Gas WH_Com, E - Appl [unit w/ elec dry - Dryer] | E | Yes | Food Service | Appliances | REPL | 1.4992 | 2.9314 | 4.3998 | 5.904 | 7.4323 | 8.9906 | 10.5221 | 10.5696 | 10.6884 | 10.7387
| Clothes Washer Gas WH_Com, E - Appl [unit w/ gas dry - Washer] | E | Yes | Food Service | Appliances | NC | 2.7974 | 5.5159 | 8.1897 | 10.8206 | 13.2941 | 15.7181 | 18.1234 | 17.6924 | 17.3623 | 17.1224
| Clothes Washer Gas WH_Com, E - Appl [unit w/ gas dry - Washer] | E | Yes | Food Service | Appliances | REPL | 41.0213 | 80.2104 | 120.3877 | 161.5467 | 203.3648 | 246.0043 | 287.9075 | 289.2087 | 292.4576 | 293.8354
| Clothes Washer Gas WH_Com, E - Appl [unit w/ propane dry - Washer] | E | Yes | Food Service | Appliances | NC | 0.14346 | 0.28287 | 0.41999 | 0.5549 | 0.68175 | 0.80606 | 0.9294 | 0.9073 | 0.89037 | 0.87807
| Clothes Washer Gas WH_Com, E - Appl [unit w/ propane dry - Washer] | E | Yes | Food Service | Appliances | REPL | 2.1037 | 4.1134 | 6.1737 | 8.2844 | 10.429 | 12.6156 | 14.7645 | 14.8312 | 14.9978 | 15.0685
| Clothes Washer Oil WH_Com, E - Appl [unit w/ elec dry - Washer] | E | Yes | Food Service | Appliances | NC | 0.86074 | 1.6972 | 2.5199 | 3.3294 | 4.0905 | 4.8364 | 5.5764 | 5.4438 | 5.3422 | 5.2684
| Clothes Washer Oil WH_Com, E - Appl [unit w/ elec dry - Washer] | E | Yes | Food Service | Appliances | REPL | 12.6219 | 24.6801 | 37.0424 | 49.7067 | 62.5738 | 75.6936 | 88.5869 | 88.9873 | 89.987 | 90.4109
| Clothes Washer Oil WH_Com, E - Appl [unit w/ elec dry - Dryer] | E | Yes | Food Service | Appliances | NC | 0.12268 | 0.24191 | 0.35917 | 0.47455 | 0.58303 | 0.68934 | 0.79482 | 0.77592 | 0.76144 | 0.75092
| Clothes Washer Oil WH_Com, E - Appl [unit w/ elec dry - Dryer] | E | Yes | Food Service | Appliances | REPL | 1.799 | 3.5177 | 5.2797 | 7.0848 | 8.9188 | 10.7888 | 12.6265 | 12.6836 | 12.826 | 12.8865
| Clothes Washer Oil WH_Com, E - Appl [unit w/ gas dry - Washer] | E | Yes | Food Service | Appliances | NC | 0.14346 | 0.28287 | 0.41999 | 0.5549 | 0.68175 | 0.80606 | 0.9294 | 0.9073 | 0.89037 | 0.87807
| Clothes Washer Oil WH_Com, E - Appl [unit w/ gas dry - Washer] | E | Yes | Food Service | Appliances | REPL | 2.1037 | 4.1134 | 6.1737 | 8.2844 | 10.429 | 12.6156 | 14.7645 | 14.8312 | 14.9978 | 15.0685
| Clothes Washer Oil WH_Com, E - Appl [unit w/ propane dry - Washer] | E | Yes | Food Service | Appliances | NC | 0.21518 | 0.4243 | 0.62998 | 0.83235 | 1.0226 | 1.2091 | 1.3941 | 1.361 | 1.3356 | 1.3171
| Clothes Washer Oil WH_Com, E - Appl [unit w/ propane dry - Washer] | E | Yes | Food Service | Appliances | REPL | 3.1555 | 6.17 | 9.2606 | 12.4267 | 15.6434 | 18.9234 | 22.1467 | 22.2468 | 22.4967 | 22.6027
| Clothes Washer Propane WH_Com, E - Appl [unit w/ elec dry - Washer] | E | Yes | Food Service | Appliances | NC | 0.14346 | 0.28287 | 0.41999 | 0.5549 | 0.68175 | 0.80606 | 0.9294 | 0.9073 | 0.89037 | 0.87807
| Clothes Washer Propane WH_Com, E - Appl [unit w/ elec dry - Washer] | E | Yes | Food Service | Appliances | REPL | 2.1037 | 4.1134 | 6.1737 | 8.2844 | 10.429 | 12.6156 | 14.7645 | 14.8312 | 14.9978 | 15.0685
| Clothes Washer Propane WH_Com, E - Appl [unit w/ elec dry - Dryer] | E | Yes | Food Service | Appliances | NC | 0.020447 | 0.040318 | 0.059862 | 0.079091 | 0.097171 | 0.11489 | 0.13247 | 0.12932 | 0.12691 | 0.12515
| Clothes Washer Propane WH_Com, E - Appl [unit w/ elec dry - Dryer] | E | Yes | Food Service | Appliances | REPL | 0.29984 | 0.58629 | 0.87995 | 1.1808 | 1.4865 | 1.7981 | 2.1044 | 2.1139 | 2.1377 | 2.1477
| Clothes Washer Propane WH_Com, E - Appl [unit w/ gas dry - Washer] | E | Yes | Food Service | Appliances | NC | 0.071728 | 0.14143 | 0.20999 | 0.27745 | 0.34087 | 0.40303 | 0.4647 | 0.45365 | 0.44519 | 0.43904
| Clothes Washer Propane WH_Com, E - Appl [unit w/ gas dry - Washer] | E | Yes | Food Service | Appliances | REPL | 1.0518 | 2.0567 | 3.0869 | 4.1422 | 5.2145 | 6.3078 | 7.3822 | 7.4156 | 7.4989 | 7.5342
| Clothes Washer Propane WH_Com, E - Appl [unit w/ propane dry - Washer] | E | Yes | Food Service | Appliances | NC | 0.14346 | 0.28287 | 0.41999 | 0.5549 | 0.68175 | 0.80606 | 0.9294 | 0.9073 | 0.89037 | 0.87807
| Clothes Washer Propane WH_Com, E - Appl [unit w/ propane dry - Washer] | E | Yes | Food Service | Appliances | REPL | 2.1037 | 4.1134 | 6.1737 | 8.2844 | 10.429 | 12.6156 | 14.7645 | 14.8312 | 14.9978 | 15.0685
| Dishwasher_Com, E - Appl [Building w elec WH] | E | Yes | Food Service | Appliances | NC | 5.5872 | 11.0169 | 16.3573 | 21.6118 | 26.5522 | 31.3937 | 36.1977 | 40.8768 | 45.5522 | 50.2692
| Dishwasher_Com, E - Appl [Building w elec WH] | E | Yes | Food Service | Appliances | REPL | 45.3376 | 88.6502 | 133.0549 | 178.5447 | 224.7629 | 271.889 | 318.2013 | 364.977 | 411.8803 | 457.8078
| Dishwasher_Com, E - HWat [Building w elec WH] | E | Yes | Food Service | Water Heating | NC | 2.0692 | 4.0801 | 6.058 | 8.004 | 9.8336 | 11.6267 | 13.4059 | 15.1388 | 16.8703 | 18.6173
| Dishwasher_Com, E - HWat [Building w elec WH] | E | Yes | Food Service | Water Heating | REPL | 16.7909 | 32.8317 | 49.2771 | 66.1243 | 83.2413 | 100.6945 | 117.8463 | 135.1698 | 152.5405 | 169.5498
| Dishwasher_Com, E - Appl [Building w gas WH] | E | Yes | Food Service | Appliances | NC | 13.968 | 27.5422 | 40.8933 | 54.0295 | 66.3804 | 78.4843 | 90.4941 | 102.1919 | 113.8806 | 125.6731
| Dishwasher_Com, E - Appl [Building w gas WH] | E | Yes | Food Service | Appliances | REPL | 113.3441 | 221.6254 | 332.6373 | 446.3618 | 561.9073 | 679.7226 | 795.5033 | 912.4426 | 1029.7008 | 1144.5195
| Dishwasher_Com, E - Appl [Building w oil WH] | E | Yes | Food Service | Appliances | NC | 1.3968 | 2.7542 | 4.0893 | 5.4029 | 6.638 | 7.8484 | 9.0494 | 10.2192 | 11.3881 | 12.5673
| Dishwasher_Com, E - Appl [Building w oil WH] | E | Yes | Food Service | Appliances | REPL | 11.3344 | 22.1625 | 33.2637 | 44.6362 | 56.1907 | 67.9723 | 79.5503 | 91.2443 | 102.9701 | 114.4519
| Dishwasher_Com, E - Appl [Building w propane WH] | E | Yes | Food Service | Appliances | NC | 1.3968 | 2.7542 | 4.0893 | 5.4029 | 6.638 | 7.8484 | 9.0494 | 10.2192 | 11.3881 | 12.5673
| Dishwasher_Com, E - Appl [Building w propane WH] | E | Yes | Food Service | Appliances | REPL | 11.3344 | 22.1625 | 33.2637 | 44.6362 | 56.1907 | 67.9723 | 79.5503 | 91.2443 | 102.9701 | 114.4519
| Faucet Aerator_Com, E - HWat | E | Yes | Food Service | Water Heating | RET | 20.5695 | 40.2203 | 60.3666 | 81.0051 | 101.9742 | 123.3551 | 144.3669 | 165.5888 | 186.8687 | 207.7059
| Pre Rinse Sprayers_Com, E - HWat | E | Yes | Food Service | Water Heating | RET | 195.1628 | 381.6083 | 572.7554 | 594.0154 | 626.2077 | 637.4983 | 642.0282 | 645.2524 | 645.037 | 643.4232
| Heat Pump Water Heater_Com, E - HWat | E | Yes | Food Service | Water Heating | NC | 67.1828 | 132.4714 | 196.6869 | 259.8689 | 319.2737 | 377.4905 | 435.2551 | 491.5185 | 547.7385 | 604.4575
| Heat Pump Water Heater_Com, E - HWat | E | Yes | Food Service | Water Heating | RET | 668.9358 | 1246.004 | 1780.2368 | 2274.4373 | 2727.8455 | 3152.2697 | 3535.7391 | 3892.3787 | 4222.2231 | 4520.6519
| Heat Pump Water Heater_Com, E - HWat | E | Yes | Food Service | Water Heating | REPL | 689.6245 | 1216.6815 | 1689.4858 | 2104.6496 | 2456.1587 | 2750.0588 | 2975.4827 | 3139.1275 | 3239.0091 | 3273.9389
| Clothes Dryer_Com, E - Appl | E | Yes | Food Service | Appliances | NC | 0.61092 | 1.2046 | 1.7885 | 2.3631 | 2.9033 | 3.4326 | 3.9579 | 4.4695 | 4.9808 | 5.4965
| Clothes Dryer_Com, E - Appl | E | Yes | Food Service | Appliances | RET | 5.9671 | 11.1253 | 15.9103 | 20.3458 | 24.4235 | 28.1857 | 31.5311 | 34.6595 | 37.5691 | 40.2169
| Clothes Dryer_Com, E - Appl | E | Yes | Food Service | Appliances | REPL | 4.4793 | 7.9026 | 10.9736 | 13.6702 | 15.9533 | 17.8157 | 19.1884 | 20.166 | 20.7363 | 20.8933
| Pnemautic to DDC_Com, E - TotE [Building w Elec Heat] | E | No | Food Service | Total Electric | RET | 183.608 | 359.0148 | 538.8448 | 723.0692 | 910.2432 | 1101.0942 | 1288.6494 | 1478.0813 | 1668.03 | 1854.0266
| Pnemautic to DDC_Com, E - TotE [Building w Gas Heat] | E | Yes | Food Service | Total Electric | RET | 194.4095 | 380.1354 | 570.5447 | 765.6069 | 963.7922 | 1165.8709 | 1364.4598 | 1565.0359 | 1766.1591 | 1963.0979
| Pnemautic to DDC_Com, E - TotE [Building w Oil Heat] | E | No | Food Service | Total Electric | RET | 52.3071 | 102.2778 | 153.5086 | 205.9913 | 259.3143 | 313.6848 | 367.1164 | 421.0827 | 475.1961 | 528.1837
| Pnemautic to DDC_Com, E - TotE [Building w Propane Heat] | E | Yes | Food Service | Total Electric | RET | 15.7636 | 30.8232 | 46.2625 | 62.079 | 78.1488 | 94.5343 | 110.6368 | 126.9005 | 143.2085 | 159.1772
| RCx_Com, E - TotE [Building w Elec Heat] | E | Yes | Food Service | Total Electric | RET | 606.7519 | 1186.4022 | 1780.6695 | 2389.4582 | 3007.9944 | 3638.6818 | 4258.4774 | 4884.4752 | 4905.4288 | 4940.4239
| RCx_Com, E - TotE [Building w Gas Heat] | E | Yes | Food Service | Total Electric | RET | 1239.0043 | 2422.6666 | 3636.1771 | 4879.3407 | 6142.409 | 7430.2904 | 8695.9304 | 9974.2355 | 10017.0234 | 10088.4844
| RCx_Com, E - TotE [Building w Oil Heat] | E | Yes | Food Service | Total Electric | RET | 333.3618 | 651.8336 | 978.3361 | 1312.8171 | 1652.6535 | 1999.166 | 2339.6943 | 2683.6303 | 2695.1426 | 2714.3697
| RCx_Com, E - TotE [Building w Propane Heat] | E | Yes | Food Service | Total Electric | RET | 100.4643 | 196.4412 | 294.8383 | 395.6399 | 498.0554 | 602.4829 | 705.107 | 808.7579 | 812.2274 | 818.0218
| Commissioning_Com, E - TotE [Building w Elec Heat] | E | Yes | Food Service | Total Electric | NC | 0 | 0 | 0 | 0 | 0 | 0 | 0 | 0 | 0 | 0
| Commissioning_Com, E - TotE [Building w Gas Heat] | E | Yes | Food Service | Total Electric | NC | 0 | 0 | 0 | 0 | 0 | 0 | 0 | 0 | 0 | 0
| Commissioning_Com, E - TotE [Building w Oil Heat] | E | Yes | Food Service | Total Electric | NC | 0 | 0 | 0 | 0 | 0 | 0 | 0 | 0 | 0 | 0
| Commissioning_Com, E - TotE [Building w Propane Heat] | E | Yes | Food Service | Total Electric | NC | 0 | 0 | 0 | 0 | 0 | 0 | 0 | 0 | 0 | 0
| Integrated Building Design_Com, E - TotE [Building w Elec Heat] | E | Yes | Food Service | Total Electric | NC | 51.4397 | 101.429 | 150.5967 | 198.9731 | 244.4575 | 289.0321 | 333.2606 | 376.3396 | 419.3854 | 462.8134
| Integrated Building Design_Com, E - TotE [Building w Gas Heat] | E | Yes | Food Service | Total Electric | NC | 105.0413 | 207.121 | 307.5227 | 406.3086 | 499.189 | 590.2117 | 680.5275 | 768.4961 | 856.3968 | 945.0779
| Integrated Building Design_Com, E - TotE [Building w Oil Heat] | E | Yes | Food Service | Total Electric | NC | 28.262 | 55.7272 | 82.7409 | 109.3199 | 134.3099 | 158.8001 | 183.1002 | 206.7687 | 230.4189 | 254.2791
| Integrated Building Design_Com, E - TotE [Building w Propane Heat] | E | Yes | Food Service | Total Electric | NC | 8.5172 | 16.7943 | 24.9354 | 32.9454 | 40.4766 | 47.8571 | 55.1804 | 62.3133 | 69.4407 | 76.6314
| Deep Energy Retrofit_Com, E - TotE [Building w Elec Heat] | E | Yes | Food Service | Total Electric | RET | 184.9895 | 361.7162 | 542.8994 | 728.5099 | 917.0923 | 1109.3795 | 1298.3458 | 1489.2032 | 1680.5811 | 1867.9773
| Deep Energy Retrofit_Com, E - TotE [Building w Gas Heat] | E | Yes | Food Service | Total Electric | RET | 377.7538 | 738.6347 | 1108.6158 | 1487.6377 | 1872.7283 | 2265.384 | 2651.2586 | 3040.9947 | 3431.7939 | 3814.4621
| Deep Energy Retrofit_Com, E - TotE [Building w Oil Heat] | E | Yes | Food Service | Total Electric | RET | 101.637 | 198.7343 | 298.28 | 400.2582 | 503.8692 | 609.5157 | 713.3377 | 818.1986 | 923.3456 | 1026.3048
| Deep Energy Retrofit_Com, E - TotE [Building w Propane Heat] | E | Yes | Food Service | Total Electric | RET | 30.6301 | 59.892 | 89.8918 | 120.6247 | 151.8496 | 183.688 | 214.9765 | 246.5782 | 278.266 | 309.2945
| EMS_Com, E - TotE [Building w Elec Heat] | E | Yes | Food Service | Total Electric | NC | 93.5657 | 184.4933 | 273.9263 | 361.92 | 444.6533 | 525.7319 | 606.1808 | 684.539 | 762.8367 | 841.8295
| EMS_Com, E - TotE [Building w Elec Heat] | E | Yes | Food Service | Total Electric | RET | 1171.19 | 2290.067 | 3437.1585 | 4612.2801 | 5806.217 | 7023.609 | 8219.9769 | 9428.3165 | 10639.9525 | 11826.3794
| EMS_Com, E - TotE [Building w Gas Heat] | E | Yes | Food Service | Total Electric | NC | 191.0638 | 376.7405 | 559.3652 | 739.0508 | 907.9946 | 1073.5593 | 1237.8383 | 1397.8478 | 1557.7339 | 1719.0394
| EMS_Com, E - TotE [Building w Gas Heat] | E | Yes | Food Service | Total Electric | RET | 2391.6029 | 4676.3812 | 7018.7741 | 9418.4054 | 11856.4581 | 14342.4067 | 16785.4235 | 19252.887 | 21727.0817 | 24149.7986
| EMS_Com, E - TotE [Building w Oil Heat] | E | Yes | Food Service | Total Electric | NC | 51.4069 | 101.3644 | 150.5007 | 198.8462 | 244.3016 | 288.8478 | 333.0481 | 376.0997 | 419.118 | 462.5183
| EMS_Com, E - TotE [Building w Oil Heat] | E | Yes | Food Service | Total Electric | RET | 643.4757 | 1258.2095 | 1888.445 | 2534.0807 | 3190.054 | 3858.914 | 4516.2229 | 5180.1094 | 5845.8069 | 6497.654
| EMS_Com, E - TotE [Building w Propane Heat] | E | Yes | Food Service | Total Electric | NC | 15.4924 | 30.5479 | 45.356 | 59.9257 | 73.6245 | 87.0492 | 100.3698 | 113.3441 | 126.3084 | 139.3878
| EMS_Com, E - TotE [Building w Propane Heat] | E | Yes | Food Service | Total Electric | RET | 193.9224 | 379.183 | 569.1152 | 763.6886 | 961.3774 | 1162.9498 | 1361.0411 | 1561.1147 | 1761.734 | 1958.1793
| VFDs on HVAC Pumps_Com, E - Oth | E | Yes | Food Service | Other | RET | 256.0114 | 500.5877 | 751.3314 | 1008.2022 | 1269.1858 | 1279.2851 | 1296.2239 | 1309.6122 | 1317.5939 | 1315.9523
| ECM Circulators_Com, E - Oth | E | Yes | Food Service | Other | RET | 266.481 | 521.0592 | 782.057 | 1049.4325 | 1321.0891 | 1598.0824 | 1870.292 | 2145.2257 | 2420.9093 | 2690.8571
| Motors_Com, E - Oth | E | Yes | Food Service | Other | NC | 3.5372 | 6.9747 | 10.3557 | 13.6823 | 16.81 | 19.8752 | 22.9165 | 25.8789 | 28.8389 | 31.8252
| Motors_Com, E - Oth | E | Yes | Food Service | Other | RET | 107.8386 | 200.6613 | 286.4035 | 365.545 | 437.9932 | 431.8557 | 428.2158 | 424.2931 | 419.8665 | 414.4342
| Motors_Com, E - Oth | E | Yes | Food Service | Other | REPL | 24.2062 | 42.7062 | 59.3019 | 73.8744 | 86.2125 | 96.277 | 103.695 | 108.7453 | 111.3608 | 111.5242
| Ext Area Ltg_Com, E - ExtL | E | Yes | Food Service | Exterior Lighting | NC | 19.7763 | 38.9949 | 57.8977 | 76.4963 | 93.983 | 111.12 | 128.1238 | 144.6858 | 161.235 | 177.9311
| Ext Area Ltg_Com, E - ExtL | E | Yes | Food Service | Exterior Lighting | RET | 101.5006 | 193.6192 | 283.3387 | 370.6549 | 454.9335 | 552.5566 | 656.2392 | 760.9594 | 865.9653 | 968.7864
| Ext Area Ltg_Com, E - ExtL | E | Yes | Food Service | Exterior Lighting | REPL | 177.8291 | 313.738 | 435.657 | 542.7127 | 633.3541 | 735.2985 | 844.8402 | 964.9295 | 1094.8236 | 1231.2953
| Street Ltg_Com, E - ExtL | E | Yes | Food Service | Exterior Lighting | NC | 3.6812 | 7.2586 | 10.7772 | 14.2392 | 17.4942 | 20.6841 | 23.8492 | 26.9321 | 30.0126 | 33.1205
| Street Ltg_Com, E - ExtL | E | Yes | Food Service | Exterior Lighting | RET | 18.8935 | 36.0407 | 52.7413 | 68.9945 | 84.6823 | 102.8541 | 122.1538 | 141.6466 | 161.1926 | 180.332
| Street Ltg_Com, E - ExtL | E | Yes | Food Service | Exterior Lighting | REPL | 33.1015 | 58.3999 | 81.0941 | 101.0217 | 117.8939 | 136.87 | 157.2603 | 179.614 | 203.7928 | 229.1959
| Ext Ltg Ctrls_Com, E - ExtL | E | Yes | Food Service | Exterior Lighting | RET | 122.0814 | 238.7098 | 358.2791 | 480.7703 | 605.2227 | 732.12 | 856.8258 | 982.7796 | 986.9955 | 994.0367
| Ext Ltg Dsgn_Com, E - ExtL | E | Yes | Food Service | Exterior Lighting | NC | 2.3786 | 4.6902 | 6.9637 | 9.2007 | 11.3039 | 13.3651 | 15.4103 | 17.4023 | 19.3928 | 21.4009
| Ext Ltg Dsgn_Com, E - ExtL | E | Yes | Food Service | Exterior Lighting | REPL | 16.2775 | 31.828 | 47.7706 | 64.1027 | 80.6964 | 97.616 | 114.2434 | 131.0373 | 147.8769 | 164.3662
| Int Ltg Ctrls_Com, E - IntL [No Heat] | E | Yes | Food Service | Interior Lighting | RET | 206.4636 | 403.7051 | 605.9205 | 813.0771 | 1023.5506 | 1238.1589 | 1449.0609 | 1662.0735 | 1669.2035 | 1681.1115
| Int Ltg Ctrls_Com, E - IntL [Electric Heat] | E | Yes | Food Service | Interior Lighting | RET | 177.2251 | 346.5341 | 520.1126 | 697.9326 | 878.5998 | 1062.8162 | 1243.8512 | 1426.6978 | 1432.8181 | 1443.0398
| Int Ltg Ctrls_Com, E/G - IntL | E | Yes | Food Service | Interior Lighting | RET | 933.4027 | 1825.1136 | 2739.3105 | 3675.8466 | 4627.3779 | 5597.6021 | 6551.0708 | 7514.0807 | 7546.3149 | 7600.15
| Int Ltg Ctrls_Com, E/O - IntL | E | Yes | Food Service | Interior Lighting | RET | 8.1676 | 15.9704 | 23.9699 | 32.1649 | 40.4912 | 48.981 | 57.3241 | 65.7508 | 66.0329 | 66.504
| Int Ltg Ctrls_Com, E/P - IntL | E | Yes | Food Service | Interior Lighting | RET | 90.1065 | 176.1882 | 264.4406 | 354.8495 | 446.706 | 540.3671 | 632.4106 | 725.3752 | 728.4869 | 733.6839
| Exit Sign RetFit_Com, E - IntL [No Heat] | E | Yes | Food Service | Interior Lighting | RET | 7.7523 | 15.1583 | 22.751 | 30.5293 | 38.4321 | 46.4902 | 54.4091 | 62.4073 | 70.4273 | 78.2804
| Exit Sign RetFit_Com, E - IntL [Electric Heat] | E | Yes | Food Service | Interior Lighting | RET | 6.7244 | 13.1485 | 19.7345 | 26.4815 | 33.3366 | 40.3262 | 47.1952 | 54.1329 | 61.0896 | 67.9015
| Exit Sign RetFit_Com, E/G - IntL | E | Yes | Food Service | Interior Lighting | RET | 35.9792 | 70.3513 | 105.5902 | 141.6901 | 178.3681 | 215.7666 | 252.5192 | 289.6397 | 326.8613 | 363.3086
| Exit Sign RetFit_Com, E/O - IntL | E | Yes | Food Service | Interior Lighting | RET | 0.31198 | 0.61002 | 0.91558 | 1.2286 | 1.5466 | 1.8709 | 2.1896 | 2.5115 | 2.8342 | 3.1503
| Exit Sign RetFit_Com, E/P - IntL | E | No | Food Service | Interior Lighting | RET | 3.4408 | 6.728 | 10.098 | 13.5504 | 17.058 | 20.6346 | 24.1494 | 27.6994 | 31.259 | 34.7446
| LED HiLo Bay_Com, E - IntL [No Heat] | E | Yes | Food Service | Interior Lighting | NC | 0.00022963 | 0.00045278 | 0.00067226 | 0.00088821 | 0.0010913 | 0.0012902 | 0.0014877 | 0.00168 | 0.0018721 | 0.002066
| LED HiLo Bay_Com, E - IntL [No Heat] | E | Yes | Food Service | Interior Lighting | RET | 0.0023571 | 0.0044573 | 0.0064654 | 0.0083841 | 0.010202 | 0.011931 | 0.013516 | 0.015009 | 0.016405 | 0.017817
| LED HiLo Bay_Com, E - IntL [No Heat] | E | Yes | Food Service | Interior Lighting | REPL | 0.0012266 | 0.0021641 | 0.0030051 | 0.0037435 | 0.0043687 | 0.0048788 | 0.0052547 | 0.0055078 | 0.0056347 | 0.0057059
| LED HiLo Bay_Com, E - IntL [Electric Heat] | E | Yes | Food Service | Interior Lighting | NC | 0.00019743 | 0.0003893 | 0.00057802 | 0.00076369 | 0.00093827 | 0.0011094 | 0.0012791 | 0.0014445 | 0.0016097 | 0.0017764
| LED HiLo Bay_Com, E - IntL [Electric Heat] | E | Yes | Food Service | Interior Lighting | RET | 0.0020266 | 0.0038324 | 0.005559 | 0.0072087 | 0.008772 | 0.010259 | 0.011621 | 0.012905 | 0.014105 | 0.015319
| LED HiLo Bay_Com, E - IntL [Electric Heat] | E | Yes | Food Service | Interior Lighting | REPL | 0.0010547 | 0.0018607 | 0.0025838 | 0.0032187 | 0.0037563 | 0.0041948 | 0.004518 | 0.0047356 | 0.0048447 | 0.004906
| LED HiLo Bay_Com, E/G - IntL | E | Yes | Food Service | Interior Lighting | NC | 0.0010478 | 0.002066 | 0.0030675 | 0.0040529 | 0.0049793 | 0.0058873 | 0.0067881 | 0.0076656 | 0.0085424 | 0.009427
| LED HiLo Bay_Com, E/G - IntL | E | Yes | Food Service | Interior Lighting | RET | 0.010755 | 0.020338 | 0.029501 | 0.038256 | 0.046552 | 0.054442 | 0.061673 | 0.068484 | 0.074855 | 0.081297
| LED HiLo Bay_Com, E/G - IntL | E | Yes | Food Service | Interior Lighting | REPL | 0.005597 | 0.0098746 | 0.013712 | 0.017081 | 0.019934 | 0.022261 | 0.023977 | 0.025132 | 0.025711 | 0.026035
| LED HiLo Bay_Com, E/O - IntL | E | Yes | Food Service | Interior Lighting | NC | 9.0853e-06 | 1.7914e-05 | 2.6598e-05 | 3.5143e-05 | 4.3176e-05 | 5.1049e-05 | 5.886e-05 | 6.6469e-05 | 7.4072e-05 | 8.1742e-05
| LED HiLo Bay_Com, E/O - IntL | E | Yes | Food Service | Interior Lighting | RET | 9.3259e-05 | 0.00017635 | 0.00025581 | 0.00033172 | 0.00040366 | 0.00047207 | 0.00053477 | 0.00059383 | 0.00064907 | 0.00070493
| LED HiLo Bay_Com, E/O - IntL | E | Yes | Food Service | Interior Lighting | REPL | 4.8532e-05 | 8.5624e-05 | 0.0001189 | 0.00014811 | 0.00017285 | 0.00019303 | 0.0002079 | 0.00021792 | 0.00022294 | 0.00022576
| LED HiLo Bay_Com, E/P - IntL | E | Yes | Food Service | Interior Lighting | NC | 0.0001002 | 0.00019758 | 0.00029336 | 0.00038759 | 0.00047619 | 0.00056302 | 0.00064918 | 0.00073309 | 0.00081695 | 0.00090154
| LED HiLo Bay_Com, E/P - IntL | E | Yes | Food Service | Interior Lighting | RET | 0.0010286 | 0.001945 | 0.0028213 | 0.0036586 | 0.004452 | 0.0052065 | 0.005898 | 0.0065494 | 0.0071587 | 0.0077747
| LED HiLo Bay_Com, E/P - IntL | E | Yes | Food Service | Interior Lighting | REPL | 0.00053527 | 0.00094435 | 0.0013113 | 0.0016336 | 0.0019064 | 0.0021289 | 0.002293 | 0.0024034 | 0.0024588 | 0.0024899
| Repl Scre_Com, E - IntL [No Heat] | E | Yes | Food Service | Interior Lighting | NC | 28.4547 | 56.1071 | 27.6524 | 0 | 0 | 0 | 0 | 0 | 0 | 0
| Repl Scre_Com, E - IntL [No Heat] | E | Yes | Food Service | Interior Lighting | RET | 181.1067 | 354.1241 | 173.0173 | 0 | 0 | 0 | 0 | 0 | 0 | 0
| Repl Scre_Com, E - IntL [No Heat] | E | Yes | Food Service | Interior Lighting | REPL | 1460.4221 | 2855.6123 | 1395.1902 | 0 | 0 | 0 | 0 | 0 | 0 | 0
| Repl Scre_Com, E - IntL [Electric Heat] | E | Yes | Food Service | Interior Lighting | NC | 24.682 | 48.6681 | 23.9861 | 0 | 0 | 0 | 0 | 0 | 0 | 0
| Repl Scre_Com, E - IntL [Electric Heat] | E | Yes | Food Service | Interior Lighting | RET | 157.0945 | 307.172 | 150.0776 | 0 | 0 | 0 | 0 | 0 | 0 | 0
| Repl Scre_Com, E - IntL [Electric Heat] | E | Yes | Food Service | Interior Lighting | REPL | 1266.7901 | 2476.997 | 1210.207 | 0 | 0 | 0 | 0 | 0 | 0 | 0
| Repl Scre_Com, E/G - IntL | E | Yes | Food Service | Interior Lighting | NC | 132.0617 | 260.3998 | 128.3381 | 0 | 0 | 0 | 0 | 0 | 0 | 0
| Repl Scre_Com, E/G - IntL | E | Yes | Food Service | Interior Lighting | RET | 840.5378 | 1643.5318 | 802.9939 | 0 | 0 | 0 | 0 | 0 | 0 | 0
| Repl Scre_Com, E/G - IntL | E | Yes | Food Service | Interior Lighting | REPL | 6777.9923 | 13253.2353 | 6475.2429 | 0 | 0 | 0 | 0 | 0 | 0 | 0
| Repl Scre_Com, E/O - IntL | E | Yes | Food Service | Interior Lighting | NC | 1.1451 | 2.2579 | 1.1128 | 0 | 0 | 0 | 0 | 0 | 0 | 0
| Repl Scre_Com, E/O - IntL | E | Yes | Food Service | Interior Lighting | RET | 7.2884 | 14.2512 | 6.9628 | 0 | 0 | 0 | 0 | 0 | 0 | 0
| Repl Scre_Com, E/O - IntL | E | Yes | Food Service | Interior Lighting | REPL | 58.7724 | 114.9197 | 56.1473 | 0 | 0 | 0 | 0 | 0 | 0 | 0
| Repl Scre_Com, E/P - IntL | E | Yes | Food Service | Interior Lighting | NC | 12.6296 | 24.9031 | 12.2735 | 0 | 0 | 0 | 0 | 0 | 0 | 0
| Repl Scre_Com, E/P - IntL | E | Yes | Food Service | Interior Lighting | RET | 80.384 | 157.1775 | 76.7935 | 0 | 0 | 0 | 0 | 0 | 0 | 0
| Repl Scre_Com, E/P - IntL | E | Yes | Food Service | Interior Lighting | REPL | 648.2063 | 1267.4594 | 619.2531 | 0 | 0 | 0 | 0 | 0 | 0 | 0
| Lin LED Fixture_Com, E - IntL [No Heat] | E | Yes | Food Service | Interior Lighting | NC | 3.0278 | 5.9703 | 8.8644 | 11.7119 | 14.3892 | 17.013 | 19.6163 | 22.1521 | 24.6858 | 27.2421
| Lin LED Fixture_Com, E - IntL [No Heat] | E | Yes | Food Service | Interior Lighting | RET | 23.0891 | 43.4227 | 62.6396 | 80.7873 | 97.7844 | 113.7607 | 128.2338 | 141.7092 | 155.1879 | 168.3559
| Lin LED Fixture_Com, E - IntL [No Heat] | E | Yes | Food Service | Interior Lighting | REPL | 18.7291 | 33.0431 | 45.8836 | 57.1588 | 66.7052 | 74.4924 | 80.2319 | 84.0965 | 86.8637 | 88.4883
| Lin LED Fixture_Com, E - IntL [Electric Heat] | E | Yes | Food Service | Interior Lighting | NC | 2.6264 | 5.1787 | 7.6891 | 10.1591 | 12.4814 | 14.7573 | 17.0155 | 19.215 | 21.4128 | 23.6301
| Lin LED Fixture_Com, E - IntL [Electric Heat] | E | No | Food Service | Interior Lighting | RET | 20.0278 | 37.6654 | 54.3344 | 70.076 | 84.8195 | 98.6776 | 111.2318 | 122.9205 | 134.6121 | 146.0342
| Lin LED Fixture_Com, E - IntL [Electric Heat] | E | Yes | Food Service | Interior Lighting | REPL | 16.2458 | 28.662 | 39.8001 | 49.5803 | 57.861 | 64.6157 | 69.5942 | 72.9465 | 75.3467 | 76.7559
| Lin LED Fixture_Com, E/G - IntL | E | Yes | Food Service | Interior Lighting | NC | 14.0526 | 27.7089 | 41.1408 | 54.3565 | 66.7821 | 78.9592 | 91.0418 | 102.8103 | 114.5698 | 126.4337
| Lin LED Fixture_Com, E/G - IntL | E | Yes | Food Service | Interior Lighting | RET | 107.1591 | 201.5298 | 290.7178 | 374.9435 | 453.8288 | 527.9767 | 595.1485 | 657.6894 | 720.2455 | 781.3598
| Lin LED Fixture_Com, E/G - IntL | E | Yes | Food Service | Interior Lighting | REPL | 86.9238 | 153.3568 | 212.9514 | 265.2808 | 309.5868 | 345.7279 | 372.3657 | 390.3019 | 403.1446 | 410.6846
| Lin LED Fixture_Com, E/O - IntL | E | Yes | Food Service | Interior Lighting | NC | 0.12185 | 0.24027 | 0.35673 | 0.47133 | 0.57907 | 0.68466 | 0.78943 | 0.89148 | 0.99344 | 1.0963
| Lin LED Fixture_Com, E/O - IntL | E | No | Food Service | Interior Lighting | RET | 0.92918 | 1.7475 | 2.5208 | 3.2512 | 3.9352 | 4.5781 | 5.1606 | 5.7029 | 6.2453 | 6.7752
| Lin LED Fixture_Com, E/O - IntL | E | Yes | Food Service | Interior Lighting | REPL | 0.75372 | 1.3298 | 1.8465 | 2.3003 | 2.6844 | 2.9978 | 3.2288 | 3.3843 | 3.4957 | 3.5611
| Lin LED Fixture_Com, E/P - IntL | E | No | Food Service | Interior Lighting | NC | 1.3439 | 2.6499 | 3.9345 | 5.1983 | 6.3866 | 7.5512 | 8.7067 | 9.8322 | 10.9568 | 12.0914
| Lin LED Fixture_Com, E/P - IntL | E | No | Food Service | Interior Lighting | RET | 10.248 | 19.2731 | 27.8025 | 35.8573 | 43.4014 | 50.4925 | 56.9164 | 62.8974 | 68.8799 | 74.7245
| Lin LED Fixture_Com, E/P - IntL | E | No | Food Service | Interior Lighting | REPL | 8.3129 | 14.6661 | 20.3654 | 25.3699 | 29.607 | 33.0633 | 35.6108 | 37.3261 | 38.5543 | 39.2754
| LED Tube Repl_Com, E - IntL [No Heat] | E | Yes | Food Service | Interior Lighting | RET | 145.2649 | 273.1939 | 394.0972 | 508.2736 | 615.2107 | 725.7167 | 835.6443 | 947.9103 | 1061.6272 | 1174.0113
| LED Tube Repl_Com, E - IntL [No Heat] | E | Yes | Food Service | Interior Lighting | REPL | 173.0465 | 305.3003 | 423.9404 | 528.1169 | 616.3206 | 700.1716 | 776.5942 | 847.7412 | 913.0257 | 971.0211
| LED Tube Repl_Com, E - IntL [Electric Heat] | E | Yes | Food Service | Interior Lighting | RET | 126.0048 | 236.9721 | 341.8453 | 440.8835 | 533.6421 | 629.4966 | 724.8493 | 822.2303 | 920.8699 | 1018.3534
| LED Tube Repl_Com, E - IntL [Electric Heat] | E | Yes | Food Service | Interior Lighting | REPL | 150.1029 | 264.8216 | 367.7317 | 458.0958 | 534.6049 | 607.3384 | 673.6284 | 735.3423 | 791.9709 | 842.277
| LED Tube Repl_Com, E/G - IntL | E | Yes | Food Service | Interior Lighting | RET | 674.1917 | 1267.9254 | 1829.052 | 2358.9582 | 2855.2658 | 3368.1373 | 3878.3245 | 4399.3642 | 4927.1378 | 5448.7258
| LED Tube Repl_Com, E/G - IntL | E | Yes | Food Service | Interior Lighting | REPL | 803.1295 | 1416.9347 | 1967.5577 | 2451.053 | 2860.417 | 3249.5795 | 3604.2657 | 3934.4676 | 4237.4605 | 4506.6243
| LED Tube Repl_Com, E/O - IntL | E | Yes | Food Service | Interior Lighting | RET | 5.846 | 10.9943 | 15.8598 | 20.4547 | 24.7582 | 29.2053 | 33.6292 | 38.1472 | 42.7235 | 47.2463
| LED Tube Repl_Com, E/O - IntL | E | Yes | Food Service | Interior Lighting | REPL | 6.964 | 12.2863 | 17.0608 | 21.2532 | 24.8029 | 28.1773 | 31.2528 | 34.116 | 36.7433 | 39.0772
| LED Tube Repl_Com, E/P - IntL | E | Yes | Food Service | Interior Lighting | RET | 64.4756 | 121.2567 | 174.9195 | 225.5965 | 273.0604 | 322.1083 | 370.8995 | 420.7286 | 471.2017 | 521.0832
| LED Tube Repl_Com, E/P - IntL | E | Yes | Food Service | Interior Lighting | REPL | 76.8065 | 135.5071 | 188.1653 | 234.4039 | 273.553 | 310.7702 | 344.6902 | 376.2687 | 405.2451 | 430.9863
| Repl pin CFL wLED_Com, E - IntL [No Heat] | E | Yes | Food Service | Interior Lighting | RET | 5.7023 | 10.8016 | 15.6954 | 20.3884 | 24.8517 | 29.7599 | 34.9119 | 40.4262 | 46.2471 | 52.0235
| Repl pin CFL wLED_Com, E - IntL [No Heat] | E | Yes | Food Service | Interior Lighting | REPL | 7.0763 | 12.4844 | 17.3359 | 21.5959 | 25.2027 | 28.9491 | 32.6984 | 36.5533 | 40.4872 | 44.4062
| Repl pin CFL wLED_Com, E - IntL [Electric Heat] | E | Yes | Food Service | Interior Lighting | RET | 4.9462 | 9.3695 | 13.6144 | 17.6851 | 21.5567 | 25.8141 | 30.2831 | 35.0662 | 40.1154 | 45.1259
| Repl pin CFL wLED_Com, E - IntL [Electric Heat] | E | Yes | Food Service | Interior Lighting | REPL | 6.138 | 10.8291 | 15.0374 | 18.7326 | 21.8612 | 25.1109 | 28.363 | 31.7069 | 35.1192 | 38.5185
| Repl pin CFL wLED_Com, E/G - IntL | E | Yes | Food Service | Interior Lighting | RET | 26.4648 | 50.1316 | 72.8443 | 94.6248 | 115.3395 | 138.1191 | 162.0303 | 187.6227 | 214.6383 | 241.4474
| Repl pin CFL wLED_Com, E/G - IntL | E | Yes | Food Service | Interior Lighting | REPL | 32.8417 | 57.9416 | 80.4578 | 100.229 | 116.9688 | 134.3564 | 151.7571 | 169.6484 | 187.906 | 206.0944
| Repl pin CFL wLED_Com, E/O - IntL | E | Yes | Food Service | Interior Lighting | RET | 0.22948 | 0.43469 | 0.63164 | 0.8205 | 1.0001 | 1.1976 | 1.405 | 1.6269 | 1.8611 | 2.0936
| Repl pin CFL wLED_Com, E/O - IntL | E | Yes | Food Service | Interior Lighting | REPL | 0.28477 | 0.50242 | 0.69766 | 0.86909 | 1.0142 | 1.165 | 1.3159 | 1.471 | 1.6293 | 1.7871
| Repl pin CFL wLED_Com, E/P - IntL | E | No | Food Service | Interior Lighting | RET | 2.5309 | 4.7943 | 6.9664 | 9.0493 | 11.0304 | 13.2089 | 15.4956 | 17.9431 | 20.5267 | 23.0906
| Repl pin CFL wLED_Com, E/P - IntL | E | No | Food Service | Interior Lighting | REPL | 3.1408 | 5.5412 | 7.6945 | 9.5853 | 11.1862 | 12.849 | 14.5131 | 16.2241 | 17.9702 | 19.7096
| Refrig Case LED_Com, E - IntL | E | Yes | Food Service | Interior Lighting | NC | 11.6694 | 23.0098 | 34.1638 | 45.1383 | 55.4568 | 65.5688 | 75.6023 | 85.3751 | 95.1403 | 104.9922
| Refrig Case LED_Com, E - IntL | E | Yes | Food Service | Interior Lighting | RET | 59.8927 | 114.2493 | 167.1903 | 218.7132 | 268.4436 | 316.6157 | 361.5888 | 404.7408 | 452.3013 | 502.8637
| Refrig Case LED_Com, E - IntL | E | Yes | Food Service | Interior Lighting | REPL | 74.8659 | 132.0834 | 183.4112 | 228.4815 | 266.6415 | 297.7692 | 320.7118 | 336.1599 | 351.9728 | 367.7728
| Refrig Case Ctrls_Com, E - IntL | E | Yes | Food Service | Interior Lighting | RET | 46.9089 | 91.7226 | 137.6663 | 184.7327 | 232.5527 | 281.3121 | 329.2295 | 377.6263 | 379.2463 | 381.9518
| Stair Occ Sensor_Com, E - IntL [No Heat] | E | Yes | Food Service | Interior Lighting | NC | 2.0568 | 4.0557 | 6.0216 | 7.956 | 9.7747 | 11.557 | 13.3255 | 15.048 | 16.7692 | 18.5057
| Stair Occ Sensor_Com, E - IntL [No Heat] | E | Yes | Food Service | Interior Lighting | RET | 15.8348 | 30.9623 | 46.4713 | 62.3593 | 78.5016 | 94.9611 | 111.1363 | 127.4734 | 143.855 | 159.8959
| Stair Occ Sensor_Com, E - IntL [Electric Heat] | E | Yes | Food Service | Interior Lighting | NC | 1.7841 | 3.5179 | 5.2232 | 6.9011 | 8.4787 | 10.0247 | 11.5587 | 13.0528 | 14.5458 | 16.0521
| Stair Occ Sensor_Com, E - IntL [Electric Heat] | E | Yes | Food Service | Interior Lighting | RET | 13.7353 | 26.8571 | 40.3099 | 54.0913 | 68.0934 | 82.3706 | 96.4012 | 110.5722 | 124.7818 | 138.6958
| Stair Occ Sensor_Com, E/G - IntL | E | Yes | Food Service | Interior Lighting | NC | 9.546 | 18.8228 | 27.9471 | 36.9246 | 45.3654 | 53.6374 | 61.8451 | 69.8395 | 77.8278 | 85.887
| Stair Occ Sensor_Com, E/G - IntL | E | Yes | Food Service | Interior Lighting | RET | 73.4912 | 143.6998 | 215.6789 | 289.4168 | 364.3354 | 440.7257 | 515.7968 | 591.6192 | 667.6483 | 742.0956
| Stair Occ Sensor_Com, E/O - IntL | E | No | Food Service | Interior Lighting | NC | 0.082774 | 0.16321 | 0.24233 | 0.32018 | 0.39337 | 0.46509 | 0.53626 | 0.60558 | 0.67485 | 0.74473
| Stair Occ Sensor_Com, E/O - IntL | E | No | Food Service | Interior Lighting | RET | 0.63725 | 1.246 | 1.8702 | 2.5096 | 3.1592 | 3.8216 | 4.4725 | 5.13 | 5.7892 | 6.4348
| Stair Occ Sensor_Com, E/P - IntL | E | No | Food Service | Interior Lighting | NC | 0.91292 | 1.8001 | 2.6727 | 3.5312 | 4.3385 | 5.1296 | 5.9145 | 6.679 | 7.443 | 8.2137
| Stair Occ Sensor_Com, E/P - IntL | E | No | Food Service | Interior Lighting | RET | 7.0283 | 13.7426 | 20.6262 | 27.6781 | 34.8428 | 42.1483 | 49.3277 | 56.5789 | 63.8499 | 70.9695
| Int Delamping_Com, E - IntL [No Heat] | E | Yes | Food Service | Interior Lighting | RET | 1.4701 | 2.8745 | 4.3143 | 5.7894 | 7.288 | 8.8161 | 10.3178 | 11.8345 | 13.3553 | 14.8445
| Int Delamping_Com, E - IntL [Electric Heat] | E | Yes | Food Service | Interior Lighting | RET | 1.2752 | 2.4934 | 3.7423 | 5.0218 | 6.3217 | 7.6472 | 8.9498 | 10.2654 | 11.5846 | 12.8764
| Int Delamping_Com, E/G - IntL | E | Yes | Food Service | Interior Lighting | RET | 6.8228 | 13.3409 | 20.0234 | 26.8691 | 33.8244 | 40.9164 | 47.8859 | 54.9252 | 61.9836 | 68.8952
| Int Delamping_Com, E/O - IntL | E | Yes | Food Service | Interior Lighting | RET | 0.059161 | 0.11568 | 0.17362 | 0.23298 | 0.29329 | 0.35479 | 0.41522 | 0.47626 | 0.53746 | 0.5974
| Int Delamping_Com, E/P - IntL | E | Yes | Food Service | Interior Lighting | RET | 0.65249 | 1.2758 | 1.9149 | 2.5696 | 3.2348 | 3.913 | 4.5795 | 5.2527 | 5.9277 | 6.5887
| Int Ltg Dsgn_Com, E - IntL [No Heat] | E | Yes | Food Service | Interior Lighting | NC | 4.8513 | 9.5659 | 14.2029 | 18.7654 | 23.0551 | 27.2589 | 31.4302 | 35.493 | 39.5527 | 43.6484
| Int Ltg Dsgn_Com, E - IntL [Electric Heat] | E | Yes | Food Service | Interior Lighting | NC | 4.2081 | 8.2976 | 12.3198 | 16.2773 | 19.9983 | 23.6448 | 27.263 | 30.7871 | 34.3086 | 37.8613
| Int Ltg Dsgn_Com, E/G - IntL | E | Yes | Food Service | Interior Lighting | NC | 22.5156 | 44.3964 | 65.9175 | 87.0923 | 107.0012 | 126.512 | 145.8712 | 164.7273 | 183.5688 | 202.5776
| Int Ltg Dsgn_Com, E/O - IntL | E | Yes | Food Service | Interior Lighting | NC | 0.19523 | 0.38496 | 0.57158 | 0.75518 | 0.92781 | 1.097 | 1.2649 | 1.4284 | 1.5917 | 1.7566
| Int Ltg Dsgn_Com, E/P - IntL | E | Yes | Food Service | Interior Lighting | NC | 2.1533 | 4.2458 | 6.304 | 8.329 | 10.233 | 12.0988 | 13.9502 | 15.7535 | 17.5554 | 19.3733
| Room Air Conditioner_Com, E - Cool | E | Yes | Health Service | Cooling | NC | 0 | 0 | 0 | 0 | 0 | 0 | 0 | 0 | 0 | 0
| Room Air Conditioner_Com, E - Cool | E | Yes | Health Service | Cooling | RET | 0 | 0 | 0 | 0 | 0 | 0 | 0 | 0 | 0 | 0
| Room Air Conditioner_Com, E - Cool | E | Yes | Health Service | Cooling | REPL | 0 | 0 | 0 | 0 | 0 | 0 | 0 | 0 | 0 | 0
| Chiller Systems_Com, E - Cool | E | Yes | Health Service | Cooling | NC | 28.3895 | 55.9785 | 83.1141 | 109.8129 | 134.9157 | 159.5163 | 183.926 | 207.7012 | 231.4581 | 255.4259
| Chiller Systems_Com, E - Cool | E | Yes | Health Service | Cooling | RET | 129.7184 | 250.2339 | 370.3898 | 490.0959 | 608.3732 | 725.6567 | 837.7443 | 947.8395 | 954.6691 | 963.5054
| Chiller Systems_Com, E - Cool | E | Yes | Health Service | Cooling | REPL | 145.7075 | 257.0668 | 356.9634 | 444.6814 | 518.9501 | 579.5323 | 624.1842 | 654.2501 | 669.324 | 669.324
| Chiller Tuneup_Com, E - Cool | E | Yes | Health Service | Cooling | RET | 24.4272 | 47.7633 | 71.6879 | 96.1971 | 121.0988 | 122.0624 | 123.6786 | 124.956 | 125.7176 | 125.561
| Computer Room Air Conditioner_Com, E - Cool | E | Yes | Health Service | Cooling | NC | 10.4645 | 20.6339 | 30.6362 | 40.4775 | 49.7304 | 58.7983 | 67.7958 | 76.5595 | 85.3164 | 94.151
| Computer Room Air Conditioner_Com, E - Cool | E | Yes | Health Service | Cooling | REPL | 53.7083 | 105.0177 | 157.6209 | 211.5096 | 266.261 | 322.0881 | 376.951 | 432.363 | 487.9261 | 542.3332
| Mini Split Ductless AC_Com, E - Cool | E | Yes | Health Service | Cooling | NC | 0 | 0 | 0 | 0 | 0 | 0 | 0 | 0 | 0 | 0
| Mini Split Ductless AC_Com, E - Cool | E | Yes | Health Service | Cooling | RET | 0 | 0 | 0 | 0 | 0 | 0 | 0 | 0 | 0 | 0
| Mini Split Ductless AC_Com, E - Cool | E | Yes | Health Service | Cooling | REPL | 0 | 0 | 0 | 0 | 0 | 0 | 0 | 0 | 0 | 0
| Eff Unitary AC_Com, E - Cool | E | Yes | Health Service | Cooling | NC | 30.2625 | 59.6718 | 88.5977 | 117.0581 | 143.817 | 170.0408 | 196.0609 | 221.4048 | 246.7291 | 272.2782
| Eff Unitary AC_Com, E - Cool | E | No | Health Service | Cooling | RET | 240.6714 | 459.9048 | 674.2185 | 883.5632 | 1086.3726 | 1283.5533 | 1468.321 | 1658.6915 | 1853.1704 | 2046.954
| Eff Unitary AC_Com, E - Cool | E | Yes | Health Service | Cooling | REPL | 207.0945 | 381.1975 | 547.5208 | 705.441 | 853.2226 | 990.9917 | 1113.6887 | 1235.4885 | 1355.4897 | 1470.9077
| PTAC_Com, E - Cool | E | Yes | Health Service | Cooling | NC | 0 | 0 | 0 | 0 | 0 | 0 | 0 | 0 | 0 | 0
| PTAC_Com, E - Cool | E | Yes | Health Service | Cooling | RET | 0 | 0 | 0 | 0 | 0 | 0 | 0 | 0 | 0 | 0
| PTAC_Com, E - Cool | E | Yes | Health Service | Cooling | REPL | 0 | 0 | 0 | 0 | 0 | 0 | 0 | 0 | 0 | 0
| Unitary Equipment Economizer_Com, E - Cool | E | No | Health Service | Cooling | RET | 141.223 | 276.138 | 414.4551 | 556.1522 | 700.118 | 846.912 | 991.171 | 1136.8735 | 1282.9734 | 1426.0337
| AC Tuneup_Com, E - Cool [ASHP] | E | Yes | Health Service | Cooling | RET | 27.8715 | 54.498 | 81.796 | 109.7611 | 138.1739 | 139.2734 | 141.1175 | 142.575 | 143.444 | 143.2653
| AC Tuneup_Com, E - Heat [ASHP] | E | Yes | Health Service | Space Heating | RET | 54.2162 | 106.0107 | 159.1113 | 213.5095 | 268.7786 | 270.9174 | 274.5045 | 277.3398 | 279.0301 | 278.6825
| AC Tuneup_Com, E - Cool [Unitary AC] | E | Yes | Health Service | Cooling | RET | 80.6188 | 157.6366 | 236.5966 | 317.486 | 399.6705 | 402.8508 | 408.1849 | 412.4009 | 414.9144 | 414.3974
| DCV_Com, E - Cool [Building w Elec Heat] | E | Yes | Health Service | Cooling | RET | 90.2547 | 176.478 | 264.8757 | 355.4333 | 447.441 | 541.2561 | 633.4511 | 726.5686 | 819.9402 | 911.3691
| DCV_Com, E - Heat [Building w Elec Heat] | E | Yes | Health Service | Space Heating | RET | 159.7324 | 312.3301 | 468.7758 | 629.0445 | 791.8792 | 957.9128 | 1121.0791 | 1285.8781 | 1451.1268 | 1612.9372
| DCV_Com, E - Vent [Building w Elec Heat] | E | Yes | Health Service | Ventilation | RET | 631.5506 | 1234.892 | 1853.4477 | 2487.1184 | 3130.935 | 3787.3994 | 4432.5268 | 5084.1099 | 5737.4705 | 6377.2374
| DCV_Com, E - Cool [Building w Gas Heat] | E | Yes | Health Service | Cooling | RET | 184.3026 | 360.3731 | 540.8835 | 725.8049 | 913.687 | 1105.2602 | 1293.5249 | 1483.6735 | 1674.3409 | 1861.0412
| DCV_Com, E - Vent [Building w Gas Heat] | E | Yes | Health Service | Ventilation | RET | 1289.644 | 2521.6841 | 3784.7923 | 5078.7655 | 6393.4571 | 7733.9758 | 9051.3442 | 10381.8952 | 11716.0759 | 13022.4977
| DCV_Com, E - Cool [Building w Oil Heat] | E | Yes | Health Service | Cooling | RET | 49.5878 | 96.9606 | 145.5281 | 195.2823 | 245.8332 | 297.3771 | 348.0309 | 399.1916 | 450.4919 | 500.7248
| DCV_Com, E - Vent [Building w Oil Heat] | E | Yes | Health Service | Ventilation | RET | 346.9868 | 678.4748 | 1018.322 | 1366.4736 | 1720.1995 | 2080.8745 | 2435.3206 | 2793.3137 | 3152.2833 | 3503.7843
| DCV_Com, E - Cool [Building w Propane Heat] | E | Yes | Health Service | Cooling | RET | 14.9441 | 29.2207 | 43.8574 | 58.8517 | 74.086 | 89.6197 | 104.8851 | 120.3032 | 135.7634 | 150.902
| DCV_Com, E - Vent [Building w Propane Heat] | E | Yes | Health Service | Ventilation | RET | 104.5704 | 204.47 | 306.8888 | 411.8102 | 518.4116 | 627.1072 | 733.9256 | 841.8129 | 949.9946 | 1055.9254
| Controls for Unitary AC_Com, E - Cool | E | No | Health Service | Cooling | RET | 250.3082 | 489.436 | 734.5939 | 985.7424 | 1240.9121 | 1501.0946 | 1756.7839 | 2015.0317 | 2273.9841 | 2527.5488
| Optimized Unitary AC Sys_Com, E - Cool [Building w Elec Heat] | E | No | Health Service | Cooling | NC | 22.0765 | 43.5305 | 64.6318 | 85.3936 | 104.9142 | 124.0443 | 143.0259 | 161.5142 | 179.9883 | 198.6263
| Optimized Unitary AC Sys_Com, E - Heat [Building w Elec Heat] | E | No | Health Service | Space Heating | NC | 60.4912 | 119.2768 | 177.0961 | 233.9849 | 287.4728 | 339.891 | 391.902 | 442.5613 | 493.1816 | 544.2512
| Optimized Unitary AC Sys_Com, E - Cool [Building w Gas Heat] | E | Yes | Health Service | Cooling | NC | 45.0807 | 88.8904 | 131.98 | 174.3761 | 214.2377 | 253.302 | 292.063 | 329.8166 | 367.5411 | 405.6005
| Optimized Unitary AC Sys_Com, E - Cool [Building w Oil Heat] | E | Yes | Health Service | Cooling | NC | 12.1293 | 23.9165 | 35.51 | 46.917 | 57.642 | 68.1525 | 78.5814 | 88.7392 | 98.8892 | 109.1293
| Optimized Unitary AC Sys_Com, E - Cool [Building w Propane Heat] | E | Yes | Health Service | Cooling | NC | 3.6554 | 7.2077 | 10.7016 | 14.1392 | 17.3714 | 20.5389 | 23.6818 | 26.7431 | 29.802 | 32.888
| Optimized Chiller Sys_Com, E - Cool | E | No | Health Service | Cooling | NC | 11.1985 | 22.0813 | 32.7852 | 43.3168 | 53.2188 | 62.9228 | 72.5514 | 81.9298 | 91.301 | 100.7553
| Cool Roof_Com, E - Cool [Building w Elec Heat] | E | No | Health Service | Cooling | NC | 7.3659 | 14.524 | 21.5645 | 28.4917 | 35.0048 | 41.3876 | 47.7209 | 53.8895 | 60.0534 | 66.272
| Cool Roof_Com, E - Cool [Building w Elec Heat] | E | No | Health Service | Cooling | RET | 38.5609 | 75.3995 | 113.1669 | 151.8573 | 191.1672 | 231.2493 | 270.6391 | 310.4232 | 350.3158 | 389.3784
| Cool Roof_Com, E - Heat [Building w Elec Heat] | E | No | Health Service | Space Heating | NC | -3.4143 | -6.7323 | -9.9957 | -13.2066 | -16.2256 | -19.1842 | -22.1198 | -24.9792 | -27.8363 | -30.7188
| Cool Roof_Com, E - Heat [Building w Elec Heat] | E | No | Health Service | Space Heating | RET | -17.874 | -34.9496 | -52.4557 | -70.3897 | -88.6108 | -107.1899 | -125.4481 | -143.889 | -162.3803 | -180.4868
| Cool Roof_Com, E - Cool [Building w Gas Heat] | E | No | Health Service | Cooling | NC | 15.0413 | 29.6585 | 44.0354 | 58.1809 | 71.4808 | 84.5147 | 97.4474 | 110.0439 | 122.6308 | 135.3294
| Cool Roof_Com, E - Cool [Building w Gas Heat] | E | No | Health Service | Cooling | RET | 78.7425 | 153.9678 | 231.0901 | 310.0969 | 390.3687 | 472.2175 | 552.6527 | 633.8929 | 715.3547 | 795.1215
| Cool Roof_Com, E - Cool [Building w Oil Heat] | E | No | Health Service | Cooling | NC | 4.0469 | 7.9798 | 11.848 | 15.6539 | 19.2324 | 22.7392 | 26.2188 | 29.608 | 32.9946 | 36.4112
| Cool Roof_Com, E - Cool [Building w Oil Heat] | E | No | Health Service | Cooling | RET | 21.1862 | 41.426 | 62.1762 | 83.4335 | 105.0311 | 127.0531 | 148.6947 | 170.5528 | 192.4706 | 213.9324
| Cool Roof_Com, E - Cool [Building w Propane Heat] | E | No | Health Service | Cooling | NC | 1.2196 | 2.4048 | 3.5706 | 4.7176 | 5.796 | 6.8528 | 7.9015 | 8.9229 | 9.9435 | 10.9731
| Cool Roof_Com, E - Cool [Building w Propane Heat] | E | No | Health Service | Cooling | RET | 6.3848 | 12.4844 | 18.7379 | 25.1441 | 31.6529 | 38.2896 | 44.8117 | 51.399 | 58.0043 | 64.4722
| GSHP_Com, E - Cool | E | Yes | Health Service | Cooling | RET | 105.9877 | 197.1666 | 281.3437 | 358.9974 | 430.0442 | 495.2787 | 553.0078 | 605.5132 | 652.9232 | 694.7276
| GSHP_Com, E - Cool | E | Yes | Health Service | Cooling | REPL | 42.6081 | 75.1721 | 104.3841 | 130.0348 | 151.7526 | 169.4682 | 182.5255 | 191.3174 | 195.7254 | 195.7254
| GSHP_Com, E - Heat | E | Yes | Health Service | Space Heating | RET | 268.3835 | 499.2679 | 712.4221 | 909.0578 | 1088.9635 | 1254.1511 | 1400.3336 | 1533.2883 | 1653.3405 | 1759.1983
| GSHP_Com, E - Heat | E | Yes | Health Service | Space Heating | REPL | 107.8929 | 190.3518 | 264.3228 | 329.2758 | 384.27 | 429.1297 | 462.1934 | 484.4564 | 495.6183 | 495.6183
| Unitary HP_Com, E - Cool | E | Yes | Health Service | Cooling | NC | 11.5212 | 22.7176 | 33.73 | 44.5651 | 54.7525 | 64.7361 | 74.6422 | 84.2909 | 93.9321 | 103.6589
| Unitary HP_Com, E - Cool | E | No | Health Service | Cooling | RET | 56.9344 | 108.7072 | 159.2302 | 208.4962 | 256.1412 | 302.3835 | 345.6394 | 393.9942 | 446.9345 | 502.9241
| Unitary HP_Com, E - Cool | E | Yes | Health Service | Cooling | REPL | 78.8428 | 139.0997 | 193.1541 | 240.6186 | 280.8056 | 313.5869 | 337.7482 | 363.391 | 390.3469 | 417.9592
| Unitary HP_Com, E - Heat | E | Yes | Health Service | Space Heating | NC | 9.5414 | 18.8137 | 27.9337 | 36.9068 | 45.3436 | 53.6116 | 61.8154 | 69.806 | 77.7904 | 85.8457
| Unitary HP_Com, E - Heat | E | No | Health Service | Space Heating | RET | 47.1505 | 90.0265 | 131.8674 | 172.6673 | 212.1248 | 250.4206 | 286.2433 | 326.2886 | 370.1313 | 416.4995
| Unitary HP_Com, E - Heat | E | Yes | Health Service | Space Heating | REPL | 65.2941 | 115.1962 | 159.9617 | 199.2697 | 232.5508 | 259.6987 | 279.7081 | 300.9443 | 323.268 | 346.1353
| PTHP_Com, E - Cool | E | Yes | Health Service | Cooling | NC | 0 | 0 | 0 | 0 | 0 | 0 | 0 | 0 | 0 | 0
| PTHP_Com, E - Cool | E | Yes | Health Service | Cooling | RET | 0 | 0 | 0 | 0 | 0 | 0 | 0 | 0 | 0 | 0
| PTHP_Com, E - Cool | E | Yes | Health Service | Cooling | REPL | 0 | 0 | 0 | 0 | 0 | 0 | 0 | 0 | 0 | 0
| PTHP_Com, E - Heat | E | Yes | Health Service | Space Heating | NC | 0 | 0 | 0 | 0 | 0 | 0 | 0 | 0 | 0 | 0
| PTHP_Com, E - Heat | E | Yes | Health Service | Space Heating | RET | 0 | 0 | 0 | 0 | 0 | 0 | 0 | 0 | 0 | 0
| PTHP_Com, E - Heat | E | Yes | Health Service | Space Heating | REPL | 0 | 0 | 0 | 0 | 0 | 0 | 0 | 0 | 0 | 0
| Minisplit Ductless HP_Com, E - Cool | E | Yes | Health Service | Cooling | RET | 85.679 | 160.0963 | 229.4601 | 294.0645 | 353.7411 | 409.063 | 454.4267 | 498.0855 | 539.6206 | 578.23
| Minisplit Ductless HP_Com, E - Cool | E | Yes | Health Service | Cooling | REPL | 61.3032 | 108.1552 | 150.1844 | 187.0898 | 218.3367 | 243.8254 | 262.6117 | 276.5497 | 285.4758 | 289.2711
| Minisplit Ductless HP_Com, E - Heat | E | Yes | Health Service | Space Heating | RET | 180.1589 | 336.6375 | 482.4901 | 618.3349 | 743.818 | 860.1444 | 964.0782 | 1063.3036 | 1157.5592 | 1245.1883
| Minisplit Ductless HP_Com, E - Heat | E | Yes | Health Service | Space Heating | REPL | 132.2279 | 233.2854 | 323.9404 | 403.5435 | 470.9415 | 525.9192 | 566.4403 | 596.504 | 615.757 | 623.9435
| Programmable TStat_Com, E - Cool [Building w Elec Heat] | E | Yes | Health Service | Cooling | NC | 0 | 0 | 0 | 0 | 0 | 0 | 0 | 0 | 0 | 0
| Programmable TStat_Com, E - Heat [Building w Elec Heat] | E | Yes | Health Service | Space Heating | NC | 0 | 0 | 0 | 0 | 0 | 0 | 0 | 0 | 0 | 0
| Programmable TStat_Com, E - Cool [Building w Gas Heat] | E | Yes | Health Service | Cooling | NC | 0 | 0 | 0 | 0 | 0 | 0 | 0 | 0 | 0 | 0
| Programmable TStat_Com, E - Cool [Building w Gas Heat] | E | Yes | Health Service | Cooling | RET | 0 | 0 | 0 | 0 | 0 | 0 | 0 | 0 | 0 | 0
| Programmable TStat_Com, E - Cool [Building w Propane Heat] | E | Yes | Health Service | Cooling | NC | 0 | 0 | 0 | 0 | 0 | 0 | 0 | 0 | 0 | 0
| Programmable TStat_Com, E - Cool [Building w Propane Heat] | E | Yes | Health Service | Cooling | RET | 0 | 0 | 0 | 0 | 0 | 0 | 0 | 0 | 0 | 0
| Programmable TStat_Com, E - Cool [Building w Oil Heat] | E | Yes | Health Service | Cooling | NC | 0 | 0 | 0 | 0 | 0 | 0 | 0 | 0 | 0 | 0
| Programmable TStat_Com, E - Cool [Building w Oil Heat] | E | Yes | Health Service | Cooling | RET | 0 | 0 | 0 | 0 | 0 | 0 | 0 | 0 | 0 | 0
| Smart TStat_Com, E - Cool [Building w Elec Heat] | E | Yes | Health Service | Cooling | NC | 14.2353 | 28.0692 | 41.6757 | 55.0632 | 67.6504 | 79.9859 | 92.2255 | 104.1471 | 116.0595 | 128.0776
| Smart TStat_Com, E - Cool [Building w Elec Heat] | E | Yes | Health Service | Cooling | RET | 52.4015 | 102.4623 | 153.7856 | 206.363 | 259.7822 | 314.2508 | 367.7788 | 421.8424 | 476.0535 | 529.1367
| Smart TStat_Com, E - Heat [Building w Elec Heat] | E | Yes | Health Service | Space Heating | NC | 18.6871 | 36.8472 | 54.7089 | 72.2831 | 88.8067 | 104.9999 | 121.0672 | 136.717 | 152.3547 | 168.1313
| Smart TStat_Com, E - Heat [Building w Elec Heat] | E | Yes | Health Service | Space Heating | RET | 68.789 | 134.5054 | 201.879 | 270.8989 | 341.0239 | 412.5265 | 482.7942 | 553.7652 | 624.9297 | 694.6136
| Smart TStat_Com, E - Cool [Building w Gas Heat] | E | Yes | Health Service | Cooling | NC | 29.0688 | 57.318 | 85.1029 | 112.4406 | 138.1441 | 163.3334 | 188.3271 | 212.6713 | 236.9967 | 261.538
| Smart TStat_Com, E - Cool [Building w Gas Heat] | E | Yes | Health Service | Cooling | RET | 107.0053 | 209.231 | 314.0345 | 421.399 | 530.4825 | 641.709 | 751.0146 | 861.414 | 972.1146 | 1080.512
| Smart TStat_Com, E - Cool [Building w Propane Heat] | E | Yes | Health Service | Cooling | NC | 7.8211 | 15.4218 | 22.8975 | 30.2529 | 37.1685 | 43.9459 | 50.6706 | 57.2205 | 63.7654 | 70.3684
| Smart TStat_Com, E - Cool [Building w Propane Heat] | E | Yes | Health Service | Cooling | RET | 28.7904 | 56.2949 | 84.4929 | 113.38 | 142.7296 | 172.6558 | 202.0652 | 231.7688 | 261.5535 | 290.7185
| Smart TStat_Com, E - Cool [Building w Oil Heat] | E | Yes | Health Service | Cooling | NC | 2.357 | 4.6476 | 6.9005 | 9.1172 | 11.2014 | 13.2438 | 15.2705 | 17.2444 | 19.2168 | 21.2067
| Smart TStat_Com, E - Cool [Building w Oil Heat] | E | Yes | Health Service | Cooling | RET | 8.6765 | 16.9654 | 25.4634 | 34.169 | 43.014 | 52.0328 | 60.8958 | 69.8475 | 78.8236 | 87.613
| Windows_Com, E - Cool [Building w Elec Heat] | E | No | Health Service | Cooling | NC | 15.1273 | 29.8281 | 44.2873 | 58.5137 | 71.8897 | 84.9982 | 98.0048 | 110.6734 | 123.3323 | 136.1035
| Windows_Com, E - Heat [Building w Elec Heat] | E | No | Health Service | Space Heating | NC | 15.2328 | 30.0362 | 44.5962 | 58.9219 | 72.3912 | 85.5911 | 98.6885 | 111.4455 | 124.1927 | 137.053
| Windows_Com, E - Cool [Building w Gas Heat] | E | No | Health Service | Cooling | NC | 30.8904 | 60.9098 | 90.4359 | 119.4867 | 146.8008 | 173.5686 | 200.1286 | 225.9983 | 251.848 | 277.9272
| Windows_Com, E - Cool [Building w Oil Heat] | E | No | Health Service | Cooling | NC | 8.3113 | 16.3882 | 24.3323 | 32.1486 | 39.4977 | 46.6997 | 53.8458 | 60.8062 | 67.7613 | 74.778
| Windows_Com, E - Cool [Building w Propane Heat] | E | Yes | Health Service | Cooling | NC | 2.5047 | 4.9389 | 7.333 | 9.6885 | 11.9033 | 14.0738 | 16.2274 | 18.325 | 20.421 | 22.5356
| Window Film_Com, E - Cool [Building w Elec Heat] | E | No | Health Service | Cooling | RET | 0 | 0 | 0 | 0 | 0 | 0 | 0 | 0 | 0 | 0
| Window Film_Com, E - Heat [Building w Elec Heat] | E | No | Health Service | Space Heating | RET | 0 | 0 | 0 | 0 | 0 | 0 | 0 | 0 | 0 | 0
| Window Film_Com, E - Cool [Building w Gas Heat] | E | No | Health Service | Cooling | RET | 0 | 0 | 0 | 0 | 0 | 0 | 0 | 0 | 0 | 0
| Window Film_Com, E - Cool [Building w Oil Heat] | E | No | Health Service | Cooling | RET | 0 | 0 | 0 | 0 | 0 | 0 | 0 | 0 | 0 | 0
| Window Film_Com, E - Cool [Building w Propane Heat] | E | No | Health Service | Cooling | RET | 0 | 0 | 0 | 0 | 0 | 0 | 0 | 0 | 0 | 0
| Motors and Fans_Com, E - Vent | E | Yes | Health Service | Ventilation | NC | 33.0965 | 65.2597 | 96.8944 | 128.0198 | 157.2846 | 185.9641 | 214.4208 | 242.138 | 269.8338 | 297.7754
| Motors and Fans_Com, E - Vent | E | No | Health Service | Ventilation | RET | 336.3341 | 625.8355 | 893.2539 | 1140.0855 | 1366.0416 | 1346.8995 | 1335.547 | 1323.3127 | 1309.5069 | 1292.5641
| Motors and Fans_Com, E - Vent | E | Yes | Health Service | Ventilation | REPL | 226.4876 | 399.5846 | 554.8637 | 691.2125 | 806.6557 | 900.8246 | 970.2316 | 1017.4852 | 1041.9575 | 1043.4871
| ECM Furnace Motors_Com, E - Vent | E | Yes | Health Service | Ventilation | RET | 449.6558 | 879.227 | 1319.6306 | 1770.7959 | 2229.1849 | 2696.579 | 3155.9013 | 3619.82 | 4085.0043 | 4540.5099
| VFD on HVAC System_Com, E - Vent | E | Yes | Health Service | Ventilation | RET | 3976.0131 | 7774.4316 | 11668.6338 | 15657.9942 | 19711.2296 | 23844.0911 | 27905.5793 | 32007.7099 | 36121.0312 | 40148.7707
| Kitchen DCV_Com, E - Vent [Building w Elec Heat] | E | Yes | Health Service | Ventilation | NC | 1.3331 | 2.6286 | 3.9028 | 5.1565 | 6.3353 | 7.4905 | 8.6367 | 9.7531 | 10.8687 | 11.9941
| Kitchen DCV_Com, E - Vent [Building w Elec Heat] | E | Yes | Health Service | Ventilation | RET | 12.7262 | 23.7533 | 34.0071 | 43.5345 | 52.3143 | 60.434 | 67.6713 | 74.5055 | 80.9259 | 86.8285
| Kitchen DCV_Com, E - Vent [Building w Elec Heat] | E | Yes | Health Service | Ventilation | REPL | 9.1227 | 16.0949 | 22.3494 | 27.8415 | 32.4914 | 36.2845 | 39.0801 | 41.1089 | 42.3463 | 42.7776
| Kitchen DCV_Com, E - Heat [Building w Elec Heat] | E | Yes | Health Service | Space Heating | NC | 0.38243 | 0.75407 | 1.1196 | 1.4793 | 1.8174 | 2.1488 | 2.4776 | 2.7979 | 3.1179 | 3.4408
| Kitchen DCV_Com, E - Heat [Building w Elec Heat] | E | Yes | Health Service | Space Heating | RET | 3.6508 | 6.8141 | 9.7557 | 12.4888 | 15.0075 | 17.3368 | 19.413 | 21.3735 | 23.2153 | 24.9086
| Kitchen DCV_Com, E - Heat [Building w Elec Heat] | E | Yes | Health Service | Space Heating | REPL | 2.617 | 4.6172 | 6.4114 | 7.9869 | 9.3209 | 10.409 | 11.211 | 11.793 | 12.1479 | 12.2717
| Kitchen DCV_Com, E - Vent [Building w Gas Heat] | E | Yes | Health Service | Ventilation | NC | 2.7222 | 5.3677 | 7.9697 | 10.5298 | 12.9368 | 15.2958 | 17.6364 | 19.9161 | 22.1941 | 24.4924
| Kitchen DCV_Com, E - Vent [Building w Gas Heat] | E | Yes | Health Service | Ventilation | RET | 25.9873 | 48.5049 | 69.4434 | 88.8988 | 106.8273 | 123.4079 | 138.1867 | 152.1424 | 165.2529 | 177.3063
| Kitchen DCV_Com, E - Vent [Building w Gas Heat] | E | Yes | Health Service | Ventilation | REPL | 18.6289 | 32.8663 | 45.6382 | 56.853 | 66.3484 | 74.0939 | 79.8027 | 83.9456 | 86.4724 | 87.3531
| Kitchen DCV_Com, E - Vent [Building w Oil Heat] | E | Yes | Health Service | Ventilation | NC | 0.73243 | 1.4442 | 2.1443 | 2.8331 | 3.4807 | 4.1154 | 4.7452 | 5.3586 | 5.9715 | 6.5898
| Kitchen DCV_Com, E - Vent [Building w Oil Heat] | E | Yes | Health Service | Ventilation | RET | 6.992 | 13.0506 | 18.6842 | 23.9188 | 28.7425 | 33.2037 | 37.18 | 40.9349 | 44.4623 | 47.7054
| Kitchen DCV_Com, E - Vent [Building w Oil Heat] | E | Yes | Health Service | Ventilation | REPL | 5.0122 | 8.8429 | 12.2792 | 15.2967 | 17.8514 | 19.9354 | 21.4714 | 22.5861 | 23.2659 | 23.5029
| Kitchen DCV_Com, E - Vent [Building w Oil Heat] | E | Yes | Health Service | Ventilation | NC | 0.73243 | 1.4442 | 2.1443 | 2.8331 | 3.4807 | 4.1154 | 4.7452 | 5.3586 | 5.9715 | 6.5898
| Kitchen DCV_Com, E - Vent [Building w Oil Heat] | E | Yes | Health Service | Ventilation | RET | 6.992 | 13.0506 | 18.6842 | 23.9188 | 28.7425 | 33.2037 | 37.18 | 40.9349 | 44.4623 | 47.7054
| Kitchen DCV_Com, E - Vent [Building w Oil Heat] | E | Yes | Health Service | Ventilation | REPL | 5.0122 | 8.8429 | 12.2792 | 15.2967 | 17.8514 | 19.9354 | 21.4714 | 22.5861 | 23.2659 | 23.5029
| Duct Sealing Regulated_Com, E - Vent [Building w Elec Heat] | E | Yes | Health Service | Ventilation | RET | 425.543 | 832.0785 | 1248.8656 | 1675.8371 | 2109.6451 | 2551.9752 | 2986.6664 | 3425.7075 | 3865.9463 | 4297.0255
| Duct Sealing Regulated_Com, E - Heat [Building w Elec Heat] | E | Yes | Health Service | Space Heating | RET | 59.2294 | 115.8133 | 173.824 | 233.2522 | 293.632 | 355.1979 | 415.7006 | 476.8087 | 538.0836 | 598.0836
| Duct Sealing Regulated_Com, E - Cool [Building w Elec Heat] | E | Yes | Health Service | Cooling | RET | 66.0739 | 129.1966 | 193.911 | 260.2067 | 327.564 | 396.2445 | 463.7388 | 531.9086 | 600.2644 | 667.1979
| Duct Sealing Regulated_Com, E - Vent [Building w Gas Heat] | E | Yes | Health Service | Ventilation | RET | 868.9708 | 1699.1277 | 2550.2185 | 3422.1064 | 4307.9544 | 5211.205 | 6098.8567 | 6995.3909 | 7894.3708 | 8774.6466
| Duct Sealing Regulated_Com, E - Cool [Building w Gas Heat] | E | Yes | Health Service | Cooling | RET | 134.9249 | 263.8231 | 395.9717 | 531.3495 | 668.8949 | 809.1423 | 946.9677 | 1086.1723 | 1225.7567 | 1362.4369
| Duct Sealing Non Regulated_Com, E - Vent [Building w Oil Heat] | E | Yes | Health Service | Ventilation | RET | 233.802 | 457.1609 | 686.1522 | 920.7391 | 1159.082 | 1402.1072 | 1640.9354 | 1882.1536 | 2124.0297 | 2360.8734
| Duct Sealing Non Regulated_Com, E - Cool [Building w Oil Heat] | E | Yes | Health Service | Cooling | RET | 36.3024 | 70.9832 | 106.5387 | 142.9629 | 179.9703 | 217.7048 | 254.7876 | 292.2414 | 329.7975 | 366.5721
| Duct Sealing Non Regulated_Com, E - Vent [Building w Propane Heat] | E | Yes | Health Service | Ventilation | RET | 70.4602 | 137.7733 | 206.7837 | 277.4805 | 349.3092 | 422.549 | 494.524 | 567.2192 | 640.1127 | 711.4896
| Duct Sealing Non Regulated_Com, E - Cool [Building w Propane Heat] | E | Yes | Health Service | Cooling | RET | 10.9403 | 21.392 | 32.1072 | 43.0843 | 54.2371 | 65.6091 | 76.7846 | 88.072 | 99.3901 | 110.4728
| Power Strip_Com, E - Plug [Tier 1] | E | Yes | Health Service | Plug Loads | NC | 0 | 0 | 0 | 0 | 0 | 0 | 0 | 0 | 0 | 0
| Power Strip_Com, E - Plug [Tier 1] | E | Yes | Health Service | Plug Loads | RET | 0 | 0 | 0 | 0 | 0 | 0 | 0 | 0 | 0 | 0
| Power Strip_Com, E - Plug [Tier 1] | E | Yes | Health Service | Plug Loads | REPL | 0 | 0 | 0 | 0 | 0 | 0 | 0 | 0 | 0 | 0
| Power Strip_Com, E - Plug [Tier 2] | E | No | Health Service | Plug Loads | NC | 122.5341 | 241.6133 | 358.7353 | 473.9723 | 582.3202 | 688.5012 | 793.8575 | 896.4757 | 877.5164 | 863.9869
| Power Strip_Com, E - Plug [Tier 2] | E | No | Health Service | Plug Loads | RET | 1239.8882 | 2310.3437 | 3302.1239 | 4220.3113 | 5082.9371 | 5897.7642 | 6641.0188 | 7339.227 | 6998.9044 | 6985.7965
| Power Strip_Com, E - Plug [Tier 2] | E | No | Health Service | Plug Loads | REPL | 1572.2491 | 2773.8668 | 3851.7956 | 4798.3118 | 5624.5089 | 6328.8012 | 6885.1806 | 7310.0191 | 6339.5115 | 5899.203
| Computer Power Management_Com, E - Plug | E | Yes | Health Service | Plug Loads | RET | 803.4971 | 1571.1048 | 2358.0691 | 3164.2635 | 3983.3661 | 4015.063 | 4068.2258 | 4110.2452 | 4135.296 | 4130.1436
| Vending Machine Controls_Com, E - Plug [Non-Refrigerated] | E | No | Health Service | Plug Loads | RET | 45.7722 | 89.4999 | 134.3302 | 180.256 | 226.9172 | 228.7229 | 231.7513 | 234.145 | 235.5721 | 235.2786
| Vending Machine Controls_Com, E - Plug [Refrigerated] | E | Yes | Health Service | Plug Loads | RET | 137.3165 | 268.4996 | 402.9906 | 540.7681 | 680.7516 | 686.1686 | 695.254 | 702.4351 | 706.7162 | 705.8357
| ES Refrigerator and Freezer_Com, E - Refr | E | Yes | Health Service | Refrigeration | NC | 15.9266 | 31.4041 | 46.6272 | 61.6053 | 75.6881 | 89.4891 | 103.183 | 116.5209 | 129.8486 | 143.2946
| ES Refrigerator and Freezer_Com, E - Refr | E | Yes | Health Service | Refrigeration | REPL | 136.2371 | 266.389 | 399.823 | 536.5174 | 675.4006 | 817.0121 | 956.1781 | 1096.7366 | 1237.6786 | 1375.6881
| Anti Sweat Heat Control_Com, E - Refr | E | Yes | Health Service | Refrigeration | NC | 11.0402 | 21.769 | 32.3216 | 42.7043 | 52.4663 | 62.033 | 71.5255 | 80.7713 | 90.0099 | 99.3305
| Anti Sweat Heat Control_Com, E - Refr | E | Z | Health Service | Refrigeration | RET | 0 | 0 | 0 | 0 | 0 | 0 | 0 | 0 | 0 | 0
| Case Night Covers_Com, E - Refr | E | No | Health Service | Refrigeration | RET | 0.9525 | 1.8625 | 2.7954 | 3.751 | 4.722 | 4.7596 | 4.8226 | 4.8725 | 4.9021 | 4.896
| Loading Dock Pit Seals_Com, E - Refr | E | No | Health Service | Refrigeration | NC | 3.9854 | 7.8584 | 11.6677 | 15.4158 | 18.9398 | 22.3933 | 25.8199 | 29.1576 | 32.4926 | 35.8573
| Loading Dock Pit Seals_Com, E - Refr | E | No | Health Service | Refrigeration | RET | 40.9095 | 79.9917 | 120.0594 | 161.1063 | 202.8103 | 245.3336 | 287.1226 | 329.3297 | 371.652 | 413.0937
| ECM Comp Cond Fan Motor_Com, E - Refr | E | Yes | Health Service | Refrigeration | NC | 2.9894 | 5.8946 | 8.752 | 11.5634 | 14.2067 | 16.7972 | 19.3675 | 21.8711 | 24.3727 | 26.8965
| ECM Comp Cond Fan Motor_Com, E - Refr | E | Yes | Health Service | Refrigeration | RET | 69.1304 | 133.0722 | 196.541 | 259.4925 | 321.4173 | 382.55 | 440.716 | 508.4029 | 579.9207 | 649.9505
| ECM Comp Cond Fan Motor_Com, E - Refr | E | Yes | Health Service | Refrigeration | REPL | 20.4575 | 36.0924 | 50.118 | 62.4337 | 72.8611 | 81.3669 | 87.636 | 95.0556 | 103.586 | 113.0069
| Evap Fan Motor Replacement_Com, E - Refr | E | Yes | Health Service | Refrigeration | NC | 5.5599 | 10.9631 | 16.2774 | 21.5062 | 26.4224 | 31.2403 | 36.0208 | 40.677 | 45.3297 | 50.0236
| Evap Fan Motor Replacement_Com, E - Refr | E | Z | Health Service | Refrigeration | RET | 0 | 0 | 0 | 0 | 0 | 0 | 0 | 0 | 0 | 0
| Evap Fan Motor Replacement_Com, E - Refr | E | Yes | Health Service | Refrigeration | REPL | 38.0479 | 67.1267 | 93.2122 | 116.1176 | 135.511 | 151.3306 | 162.9903 | 171.3546 | 176.3201 | 177.8321
| Evap Fan Speed Controls_Com, E - Refr | E | Yes | Health Service | Refrigeration | NC | 8.7192 | 17.1926 | 25.5268 | 33.7268 | 41.4365 | 48.9921 | 56.489 | 63.7911 | 71.0875 | 78.4488
| Evap Fan Speed Controls_Com, E - Refr | E | Z | Health Service | Refrigeration | RET | 0 | 0 | 0 | 0 | 0 | 0 | 0 | 0 | 0 | 0
| LowHeat NoHeat Doors_Com, E - Refr | E | Yes | Health Service | Refrigeration | NC | 5.1599 | 10.1742 | 15.1062 | 19.9588 | 24.5213 | 28.9925 | 33.429 | 37.7502 | 42.0681 | 46.4243
| LowHeat NoHeat Doors_Com, E - Refr | E | Yes | Health Service | Refrigeration | RET | 47.6689 | 93.2086 | 139.8966 | 187.7255 | 236.3202 | 285.8696 | 334.5632 | 383.7441 | 433.0592 | 481.3483
| Refrigerated Vending Machine_Com, E - Refr | E | Yes | Health Service | Refrigeration | NC | 2.4744 | 4.8791 | 7.2443 | 9.5714 | 11.7593 | 13.9036 | 16.0311 | 18.1034 | 20.1741 | 22.2631
| Refrigerated Vending Machine_Com, E - Refr | E | Yes | Health Service | Refrigeration | REPL | 18.1428 | 35.4753 | 53.2448 | 71.4485 | 89.9437 | 108.8022 | 127.335 | 146.0533 | 164.8227 | 183.2015
| Walk In Refrigeration_Com, E - Refr | E | Yes | Health Service | Refrigeration | NC | 12.4169 | 24.4836 | 36.3521 | 48.0295 | 59.0088 | 69.7686 | 80.4448 | 90.8435 | 101.2342 | 111.7171
| Refrigeration Tune Up_Com, E - Refr | E | Yes | Health Service | Refrigeration | RET | 58.4558 | 114.3006 | 171.5536 | 230.2056 | 289.7967 | 350.5585 | 410.271 | 412.1252 | 416.7549 | 418.7182
| ES Ice Machine_Com, E - Refr | E | Yes | Health Service | Refrigeration | NC | 1.9225 | 3.7908 | 5.6284 | 7.4365 | 9.1364 | 10.8023 | 12.4553 | 14.0654 | 15.6742 | 17.2973
| ES Ice Machine_Com, E - Refr | E | Yes | Health Service | Refrigeration | REPL | 16.4454 | 32.1562 | 48.2631 | 64.7637 | 81.5284 | 98.6225 | 115.4214 | 132.3884 | 149.4017 | 166.061
| Walk In Cooler Retroft_Com, E - Refr | E | Yes | Health Service | Refrigeration | RET | 23.9438 | 46.8182 | 70.2694 | 94.2936 | 118.7025 | 143.5909 | 168.0495 | 192.7528 | 217.5235 | 241.7789
| HE Built Up Refrig_Com, E - Refr | E | Yes | Health Service | Refrigeration | NC | 7.3037 | 14.4016 | 21.3827 | 28.2515 | 34.7097 | 41.0387 | 47.3185 | 53.4352 | 59.5471 | 65.7133
| HE Built Up Refrig_Com, E - Refr | E | No | Health Service | Refrigeration | RET | 55.8291 | 109.1645 | 163.8448 | 219.8613 | 262.2591 | 306.4234 | 349.2357 | 392.2714 | 435.231 | 476.6982
| Door Gasket Replacement_Com, E - Refr | E | Z | Health Service | Refrigeration | RET | 0 | 0 | 0 | 0 | 0 | 0 | 0 | 0 | 0 | 0
| EnergyStar Dehumidifier_Com, E - Appl | E | Yes | Health Service | Appliances | NC | 2.0125 | 3.9682 | 5.8918 | 7.7845 | 9.5639 | 11.3078 | 13.0382 | 14.7236 | 16.4077 | 18.1067
| EnergyStar Dehumidifier_Com, E - Appl | E | Yes | Health Service | Appliances | REPL | 17.2149 | 33.6609 | 50.5216 | 67.7944 | 85.3436 | 103.2377 | 120.8227 | 138.5837 | 156.3931 | 173.832
| Clothes Washer Elec WH_Com, E - Appl [unit w/ elec dry - Washer] | E | Yes | Health Service | Appliances | NC | 4.1594 | 8.2015 | 12.1772 | 16.089 | 19.7668 | 23.3711 | 26.9474 | 26.3066 | 25.8158 | 25.4592
| Clothes Washer Elec WH_Com, E - Appl [unit w/ elec dry - Washer] | E | Yes | Health Service | Appliances | REPL | 60.9942 | 119.2639 | 179.003 | 240.2019 | 302.3807 | 365.781 | 428.0864 | 430.0211 | 434.8519 | 436.9004
| Clothes Washer Elec WH_Com, E - Appl [unit w/ elec dry - Dryer] | E | Yes | Health Service | Appliances | NC | 0.59285 | 1.169 | 1.7356 | 2.2932 | 2.8174 | 3.3311 | 3.8409 | 3.7495 | 3.6796 | 3.6287
| Clothes Washer Elec WH_Com, E - Appl [unit w/ elec dry - Dryer] | E | Yes | Health Service | Appliances | REPL | 8.6936 | 16.9989 | 25.5137 | 34.2365 | 43.099 | 52.1356 | 61.0161 | 61.2918 | 61.9804 | 62.2724
| Clothes Washer Elec WH_Com, E - Appl [unit w/ gas dry - Washer] | E | Yes | Health Service | Appliances | NC | 1.0399 | 2.0504 | 3.0443 | 4.0222 | 4.9417 | 5.8428 | 6.7369 | 6.5766 | 6.4539 | 6.3648
| Clothes Washer Elec WH_Com, E - Appl [unit w/ gas dry - Washer] | E | Yes | Health Service | Appliances | REPL | 15.2485 | 29.816 | 44.7508 | 60.0505 | 75.5952 | 91.4453 | 107.0216 | 107.5053 | 108.713 | 109.2251
| Clothes Washer Elec WH_Com, E - Appl [unit w/ propane dry - Washer] | E | Yes | Health Service | Appliances | NC | 0.41594 | 0.82015 | 1.2177 | 1.6089 | 1.9767 | 2.3371 | 2.6947 | 2.6307 | 2.5816 | 2.5459
| Clothes Washer Elec WH_Com, E - Appl [unit w/ propane dry - Washer] | E | Yes | Health Service | Appliances | REPL | 6.0994 | 11.9264 | 17.9003 | 24.0202 | 30.2381 | 36.5781 | 42.8086 | 43.0021 | 43.4852 | 43.69
| Clothes Washer Gas WH_Com, E - Appl [unit w/ elec dry - Washer] | E | Yes | Health Service | Appliances | NC | 2.0797 | 4.1008 | 6.0886 | 8.0445 | 9.8834 | 11.6856 | 13.4737 | 13.1533 | 12.9079 | 12.7296
| Clothes Washer Gas WH_Com, E - Appl [unit w/ elec dry - Washer] | E | Yes | Health Service | Appliances | REPL | 30.4971 | 59.632 | 89.5015 | 120.101 | 151.1904 | 182.8905 | 214.0432 | 215.0106 | 217.4259 | 218.4502
| Clothes Washer Gas WH_Com, E - Appl [unit w/ elec dry - Dryer] | E | Yes | Health Service | Appliances | NC | 0.29642 | 0.58449 | 0.86782 | 1.1466 | 1.4087 | 1.6656 | 1.9204 | 1.8748 | 1.8398 | 1.8144
| Clothes Washer Gas WH_Com, E - Appl [unit w/ elec dry - Dryer] | E | Yes | Health Service | Appliances | REPL | 4.3468 | 8.4995 | 12.7568 | 17.1182 | 21.5495 | 26.0678 | 30.508 | 30.6459 | 30.9902 | 31.1362
| Clothes Washer Gas WH_Com, E - Appl [unit w/ gas dry - Washer] | E | Yes | Health Service | Appliances | NC | 8.1109 | 15.993 | 23.7456 | 31.3735 | 38.5453 | 45.5737 | 52.5475 | 51.2978 | 50.3408 | 49.6454
| Clothes Washer Gas WH_Com, E - Appl [unit w/ gas dry - Washer] | E | Yes | Health Service | Appliances | REPL | 118.9386 | 232.5646 | 349.0559 | 468.3938 | 589.6424 | 713.273 | 834.7685 | 838.5412 | 847.9612 | 851.9558
| Clothes Washer Gas WH_Com, E - Appl [unit w/ propane dry - Washer] | E | Yes | Health Service | Appliances | NC | 0.41594 | 0.82015 | 1.2177 | 1.6089 | 1.9767 | 2.3371 | 2.6947 | 2.6307 | 2.5816 | 2.5459
| Clothes Washer Gas WH_Com, E - Appl [unit w/ propane dry - Washer] | E | Yes | Health Service | Appliances | REPL | 6.0994 | 11.9264 | 17.9003 | 24.0202 | 30.2381 | 36.5781 | 42.8086 | 43.0021 | 43.4852 | 43.69
| Clothes Washer Oil WH_Com, E - Appl [unit w/ elec dry - Washer] | E | Yes | Health Service | Appliances | NC | 2.4956 | 4.9209 | 7.3063 | 9.6534 | 11.8601 | 14.0227 | 16.1685 | 15.7839 | 15.4895 | 15.2755
| Clothes Washer Oil WH_Com, E - Appl [unit w/ elec dry - Washer] | E | Yes | Health Service | Appliances | REPL | 36.5965 | 71.5583 | 107.4018 | 144.1212 | 181.4284 | 219.4686 | 256.8518 | 258.0127 | 260.9111 | 262.1403
| Clothes Washer Oil WH_Com, E - Appl [unit w/ elec dry - Dryer] | E | Yes | Health Service | Appliances | NC | 0.35571 | 0.70139 | 1.0414 | 1.3759 | 1.6904 | 1.9987 | 2.3045 | 2.2497 | 2.2077 | 2.1772
| Clothes Washer Oil WH_Com, E - Appl [unit w/ elec dry - Dryer] | E | Yes | Health Service | Appliances | REPL | 5.2162 | 10.1994 | 15.3082 | 20.5419 | 25.8594 | 31.2813 | 36.6096 | 36.7751 | 37.1882 | 37.3634
| Clothes Washer Oil WH_Com, E - Appl [unit w/ gas dry - Washer] | E | Yes | Health Service | Appliances | NC | 0.41594 | 0.82015 | 1.2177 | 1.6089 | 1.9767 | 2.3371 | 2.6947 | 2.6307 | 2.5816 | 2.5459
| Clothes Washer Oil WH_Com, E - Appl [unit w/ gas dry - Washer] | E | Yes | Health Service | Appliances | REPL | 6.0994 | 11.9264 | 17.9003 | 24.0202 | 30.2381 | 36.5781 | 42.8086 | 43.0021 | 43.4852 | 43.69
| Clothes Washer Oil WH_Com, E - Appl [unit w/ propane dry - Washer] | E | Yes | Health Service | Appliances | NC | 0.62391 | 1.2302 | 1.8266 | 2.4133 | 2.965 | 3.5057 | 4.0421 | 3.946 | 3.8724 | 3.8189
| Clothes Washer Oil WH_Com, E - Appl [unit w/ propane dry - Washer] | E | Yes | Health Service | Appliances | REPL | 9.1491 | 17.8896 | 26.8505 | 36.0303 | 45.3571 | 54.8672 | 64.213 | 64.5032 | 65.2278 | 65.5351
| Clothes Washer Propane WH_Com, E - Appl [unit w/ elec dry - Washer] | E | Yes | Health Service | Appliances | NC | 0.41594 | 0.82015 | 1.2177 | 1.6089 | 1.9767 | 2.3371 | 2.6947 | 2.6307 | 2.5816 | 2.5459
| Clothes Washer Propane WH_Com, E - Appl [unit w/ elec dry - Washer] | E | Yes | Health Service | Appliances | REPL | 6.0994 | 11.9264 | 17.9003 | 24.0202 | 30.2381 | 36.5781 | 42.8086 | 43.0021 | 43.4852 | 43.69
| Clothes Washer Propane WH_Com, E - Appl [unit w/ elec dry - Dryer] | E | Yes | Health Service | Appliances | NC | 0.059285 | 0.1169 | 0.17356 | 0.22932 | 0.28174 | 0.33311 | 0.38409 | 0.37495 | 0.36796 | 0.36287
| Clothes Washer Propane WH_Com, E - Appl [unit w/ elec dry - Dryer] | E | Yes | Health Service | Appliances | REPL | 0.86936 | 1.6999 | 2.5514 | 3.4236 | 4.3099 | 5.2136 | 6.1016 | 6.1292 | 6.198 | 6.2272
| Clothes Washer Propane WH_Com, E - Appl [unit w/ gas dry - Washer] | E | Yes | Health Service | Appliances | NC | 0.20797 | 0.41008 | 0.60886 | 0.80445 | 0.98834 | 1.1686 | 1.3474 | 1.3153 | 1.2908 | 1.273
| Clothes Washer Propane WH_Com, E - Appl [unit w/ gas dry - Washer] | E | Yes | Health Service | Appliances | REPL | 3.0497 | 5.9632 | 8.9502 | 12.0101 | 15.119 | 18.2891 | 21.4043 | 21.5011 | 21.7426 | 21.845
| Clothes Washer Propane WH_Com, E - Appl [unit w/ propane dry - Washer] | E | Yes | Health Service | Appliances | NC | 0.41594 | 0.82015 | 1.2177 | 1.6089 | 1.9767 | 2.3371 | 2.6947 | 2.6307 | 2.5816 | 2.5459
| Clothes Washer Propane WH_Com, E - Appl [unit w/ propane dry - Washer] | E | Yes | Health Service | Appliances | REPL | 6.0994 | 11.9264 | 17.9003 | 24.0202 | 30.2381 | 36.5781 | 42.8086 | 43.0021 | 43.4852 | 43.69
| Dishwasher_Com, E - Appl [Building w elec WH] | E | Yes | Health Service | Appliances | NC | 1.215 | 2.3957 | 3.557 | 4.6996 | 5.774 | 6.8268 | 7.8714 | 8.889 | 9.9057 | 10.9314
| Dishwasher_Com, E - Appl [Building w elec WH] | E | Yes | Health Service | Appliances | REPL | 9.859 | 19.2776 | 28.9338 | 38.8259 | 48.8764 | 59.1243 | 69.1952 | 79.367 | 89.5664 | 99.5537
| Dishwasher_Com, E - Appl [Building w gas WH] | E | Yes | Health Service | Appliances | NC | 3.0375 | 5.9893 | 8.8925 | 11.7491 | 14.4349 | 17.067 | 19.6786 | 22.2224 | 24.7642 | 27.3286
| Dishwasher_Com, E - Appl [Building w gas WH] | E | Yes | Health Service | Appliances | REPL | 24.6475 | 48.1941 | 72.3345 | 97.0647 | 122.1909 | 147.8107 | 172.9881 | 198.4174 | 223.9161 | 248.8843
| Dishwasher_Com, E - Appl [Building w oil WH] | E | Yes | Health Service | Appliances | NC | 0.30375 | 0.59893 | 0.88925 | 1.1749 | 1.4435 | 1.7067 | 1.9679 | 2.2222 | 2.4764 | 2.7329
| Dishwasher_Com, E - Appl [Building w oil WH] | E | Yes | Health Service | Appliances | REPL | 2.4648 | 4.8194 | 7.2334 | 9.7065 | 12.2191 | 14.7811 | 17.2988 | 19.8417 | 22.3916 | 24.8884
| Dishwasher_Com, E - Appl [Building w propane WH] | E | Yes | Health Service | Appliances | NC | 0.30375 | 0.59893 | 0.88925 | 1.1749 | 1.4435 | 1.7067 | 1.9679 | 2.2222 | 2.4764 | 2.7329
| Dishwasher_Com, E - Appl [Building w propane WH] | E | Yes | Health Service | Appliances | REPL | 2.4648 | 4.8194 | 7.2334 | 9.7065 | 12.2191 | 14.7811 | 17.2988 | 19.8417 | 22.3916 | 24.8884
| Clothes Dryer_Com, E - Appl | E | Yes | Health Service | Appliances | NC | 1.7713 | 3.4927 | 5.1857 | 6.8516 | 8.4178 | 9.9527 | 11.4757 | 12.9591 | 14.4414 | 15.9368
| Clothes Dryer_Com, E - Appl | E | Yes | Health Service | Appliances | RET | 17.3013 | 32.257 | 46.1308 | 58.9913 | 70.8143 | 81.7225 | 91.4223 | 100.4928 | 108.9292 | 116.6061
| Clothes Dryer_Com, E - Appl | E | Yes | Health Service | Appliances | REPL | 12.9873 | 22.9131 | 31.8172 | 39.6358 | 46.2556 | 51.6554 | 55.6354 | 58.4698 | 60.1234 | 60.5788
| Pnemautic to DDC_Com, E - TotE [Building w Elec Heat] | E | No | Health Service | Total Electric | RET | 149.0397 | 291.4223 | 437.3954 | 586.9354 | 738.8698 | 893.7889 | 1046.0326 | 1199.7998 | 1353.9865 | 1504.9651
| Pnemautic to DDC_Com, E - TotE [Building w Gas Heat] | E | No | Health Service | Total Electric | RET | 157.8076 | 308.5665 | 463.1271 | 621.4644 | 782.337 | 946.3699 | 1107.5701 | 1270.3833 | 1433.6406 | 1593.5013
| Pnemautic to DDC_Com, E - TotE [Building w Oil Heat] | E | No | Health Service | Total Electric | RET | 42.4591 | 83.0217 | 124.6072 | 167.2089 | 210.4927 | 254.6267 | 297.9986 | 341.8045 | 385.73 | 428.7415
| Pnemautic to DDC_Com, E - TotE [Building w Propane Heat] | E | No | Health Service | Total Electric | RET | 12.7958 | 25.02 | 37.5525 | 50.3913 | 63.4356 | 76.7361 | 89.807 | 103.0087 | 116.2463 | 129.2086
| Data Center_Com, E - TotE [Building w Elec Heat] | E | Yes | Health Service | Total Electric | NC | 56.2554 | 110.9247 | 164.6954 | 217.6007 | 267.3433 | 316.091 | 364.4601 | 411.5721 | 458.6478 | 506.1414
| Data Center_Com, E - TotE [Building w Elec Heat] | E | Yes | Health Service | Total Electric | RET | 923.9293 | 1806.5899 | 2711.5083 | 3638.5392 | 4580.4131 | 5540.7901 | 6484.5818 | 7437.8177 | 8393.6541 | 9329.6034
| Data Center_Com, E - TotE [Building w Gas Heat] | E | Yes | Health Service | Total Electric | NC | 114.8752 | 226.5114 | 336.3127 | 444.3468 | 545.9225 | 645.4666 | 744.2377 | 840.4418 | 936.5717 | 1033.555
| Data Center_Com, E - TotE [Building w Gas Heat] | E | Yes | Health Service | Total Electric | RET | 1886.6896 | 3689.1073 | 5536.9761 | 7429.9992 | 9353.3321 | 11314.449 | 13241.698 | 15188.2326 | 17140.0773 | 19051.312
| Data Center_Com, E - TotE [Building w Oil Heat] | E | Yes | Health Service | Total Electric | NC | 30.9079 | 60.9443 | 90.487 | 119.5543 | 146.8839 | 173.6668 | 200.2418 | 226.1261 | 251.9905 | 278.0844
| Data Center_Com, E - TotE [Building w Oil Heat] | E | Yes | Health Service | Total Electric | RET | 507.6256 | 992.5773 | 1489.758 | 1999.0876 | 2516.5724 | 3044.2231 | 3562.7615 | 4086.4888 | 4611.6448 | 5125.8744
| Data Center_Com, E - TotE [Building w Propane Heat] | E | Yes | Health Service | Total Electric | NC | 9.3146 | 18.3666 | 27.2698 | 36.0297 | 44.266 | 52.3375 | 60.3463 | 68.147 | 75.9416 | 83.8055
| Data Center_Com, E - TotE [Building w Propane Heat] | E | Yes | Health Service | Total Electric | RET | 152.9817 | 299.1302 | 448.9641 | 602.4593 | 758.4122 | 917.4288 | 1073.6992 | 1231.5334 | 1389.7981 | 1544.77
| RCx_Com, E - TotE [Building w Elec Heat] | E | Yes | Health Service | Total Electric | RET | 543.688 | 1063.0914 | 1595.5925 | 2141.1057 | 2695.3532 | 3260.489 | 3815.8651 | 4376.7987 | 4395.5745 | 4426.9323
| RCx_Com, E - TotE [Building w Gas Heat] | E | Yes | Health Service | Total Electric | RET | 1110.2263 | 2170.8626 | 3258.2447 | 4372.1979 | 5503.987 | 6658.0102 | 7792.1037 | 8937.5459 | 8975.8865 | 9039.9201
| RCx_Com, E - TotE [Building w Oil Heat] | E | Yes | Health Service | Total Electric | RET | 298.7133 | 584.0841 | 876.6511 | 1176.3671 | 1480.882 | 1791.3792 | 2096.5141 | 2404.7025 | 2415.0183 | 2432.2469
| RCx_Com, E - TotE [Building w Propane Heat] | E | Yes | Health Service | Total Electric | RET | 90.0224 | 176.0238 | 264.1938 | 354.5184 | 446.2892 | 539.8628 | 631.8204 | 724.6983 | 727.8071 | 732.9993
| Commissioning_Com, E - TotE [Building w Elec Heat] | E | Yes | Health Service | Total Electric | NC | 0 | 0 | 0 | 0 | 0 | 0 | 0 | 0 | 0 | 0
| Commissioning_Com, E - TotE [Building w Gas Heat] | E | Yes | Health Service | Total Electric | NC | 0 | 0 | 0 | 0 | 0 | 0 | 0 | 0 | 0 | 0
| Commissioning_Com, E - TotE [Building w Oil Heat] | E | Yes | Health Service | Total Electric | NC | 0 | 0 | 0 | 0 | 0 | 0 | 0 | 0 | 0 | 0
| Commissioning_Com, E - TotE [Building w Propane Heat] | E | Yes | Health Service | Total Electric | NC | 0 | 0 | 0 | 0 | 0 | 0 | 0 | 0 | 0 | 0
| Integrated Building Design_Com, E - TotE [Building w Elec Heat] | E | Yes | Health Service | Total Electric | NC | 41.755 | 82.3328 | 122.2436 | 161.512 | 198.4329 | 234.6154 | 270.5169 | 305.4854 | 340.4269 | 375.6785
| Integrated Building Design_Com, E - TotE [Building w Gas Heat] | E | Yes | Health Service | Total Electric | NC | 85.265 | 168.1259 | 249.6248 | 329.8121 | 405.2056 | 479.0913 | 552.4032 | 623.8097 | 695.1612 | 767.1461
| Integrated Building Design_Com, E - TotE [Building w Oil Heat] | E | Yes | Health Service | Total Electric | NC | 22.9411 | 45.2353 | 67.1631 | 88.738 | 109.0231 | 128.9025 | 148.6275 | 167.8399 | 187.0375 | 206.4054
| Integrated Building Design_Com, E - TotE [Building w Propane Heat] | E | Yes | Health Service | Total Electric | NC | 6.9137 | 13.6324 | 20.2408 | 26.7427 | 32.856 | 38.847 | 44.7914 | 50.5814 | 56.3669 | 62.2038
| Deep Energy Retrofit_Com, E - TotE [Building w Elec Heat] | E | Yes | Health Service | Total Electric | RET | 150.1612 | 293.6151 | 440.6866 | 591.3518 | 744.4294 | 900.5142 | 1053.9035 | 1208.8277 | 1364.1746 | 1516.2893
| Deep Energy Retrofit_Com, E - TotE [Building w Gas Heat] | E | Yes | Health Service | Total Electric | RET | 306.6333 | 599.5704 | 899.8943 | 1207.557 | 1520.1458 | 1838.8754 | 2152.1006 | 2468.4602 | 2785.6828 | 3096.3053
| Deep Energy Retrofit_Com, E - TotE [Building w Oil Heat] | E | Yes | Health Service | Total Electric | RET | 82.5016 | 161.3181 | 242.1222 | 324.9007 | 409.0047 | 494.7609 | 579.0361 | 664.1546 | 749.5053 | 833.0803
| Deep Energy Retrofit_Com, E - TotE [Building w Propane Heat] | E | Yes | Health Service | Total Electric | RET | 24.8633 | 48.616 | 72.9677 | 97.9144 | 123.2606 | 149.1047 | 174.5024 | 200.1544 | 225.8763 | 251.063
| EMS_Com, E - TotE [Building w Elec Heat] | E | Yes | Health Service | Total Electric | NC | 75.9499 | 149.7583 | 222.3536 | 293.7806 | 360.9375 | 426.7513 | 492.0539 | 555.6594 | 619.2158 | 683.3364
| EMS_Com, E - TotE [Building w Elec Heat] | E | Yes | Health Service | Total Electric | RET | 950.6876 | 1858.9113 | 2790.0374 | 3743.9163 | 4713.0683 | 5701.2593 | 6672.3845 | 7653.2275 | 8636.7462 | 9599.8019
| EMS_Com, E - TotE [Building w Gas Heat] | E | Yes | Health Service | Total Electric | NC | 155.0918 | 305.8107 | 454.0523 | 599.9081 | 737.0445 | 871.438 | 1004.7879 | 1134.6721 | 1264.4561 | 1395.3922
| EMS_Com, E - TotE [Building w Gas Heat] | E | No | Health Service | Total Electric | RET | 1941.3308 | 3795.949 | 5697.3346 | 7645.1823 | 9624.2177 | 11642.1314 | 13625.1963 | 15628.1053 | 17636.4781 | 19603.065
| EMS_Com, E - TotE [Building w Oil Heat] | E | Yes | Health Service | Total Electric | NC | 41.7284 | 82.2803 | 122.1656 | 161.409 | 198.3064 | 234.4658 | 270.3444 | 305.2906 | 340.2098 | 375.439
| EMS_Com, E - TotE [Building w Oil Heat] | E | No | Health Service | Total Electric | RET | 522.3272 | 1021.3238 | 1532.9034 | 2056.984 | 2589.4558 | 3132.3881 | 3665.9441 | 4204.8392 | 4745.2045 | 5274.327
| EMS_Com, E - TotE [Building w Propane Heat] | E | Yes | Health Service | Total Electric | NC | 12.5756 | 24.7966 | 36.8167 | 48.6434 | 59.763 | 70.6603 | 81.4729 | 92.0046 | 102.528 | 113.145
| EMS_Com, E - TotE [Building w Propane Heat] | E | Yes | Health Service | Total Electric | RET | 157.4122 | 307.7934 | 461.9667 | 619.9074 | 780.3769 | 943.9988 | 1104.795 | 1267.2003 | 1430.0486 | 1589.5087
| VFDs on HVAC Pumps_Com, E - Oth | E | Yes | Health Service | Other | RET | 468.636 | 916.3396 | 1375.3329 | 1845.542 | 2323.2799 | 2341.7669 | 2372.7738 | 2397.2815 | 2411.8922 | 2408.8872
| ECM Circulators_Com, E - Oth | E | Yes | Health Service | Other | RET | 325.2005 | 635.8755 | 954.3847 | 1280.6769 | 1612.1934 | 1950.2227 | 2282.4143 | 2617.93 | 2954.3611 | 3283.7924
| Motors_Com, E - Oth | E | Yes | Health Service | Other | NC | 6.1536 | 12.1337 | 18.0154 | 23.8026 | 29.2437 | 34.5761 | 39.867 | 45.0204 | 50.1698 | 55.365
| Motors_Com, E - Oth | E | Yes | Health Service | Other | RET | 187.6025 | 349.0824 | 498.2446 | 635.9239 | 761.9591 | 751.2819 | 744.9496 | 738.1255 | 730.4248 | 720.9743
| Motors_Com, E - Oth | E | Yes | Health Service | Other | REPL | 42.1106 | 74.2942 | 103.1651 | 128.5163 | 149.9805 | 167.4892 | 180.3939 | 189.1797 | 193.7298 | 194.0142
| Ext Area Ltg_Com, E - ExtL | E | Yes | Health Service | Exterior Lighting | NC | 40.9655 | 80.7759 | 119.932 | 158.458 | 194.6808 | 230.1791 | 265.4017 | 299.7089 | 333.9897 | 368.5748
| Ext Area Ltg_Com, E - ExtL | E | Yes | Health Service | Exterior Lighting | RET | 210.2531 | 401.0719 | 586.921 | 767.7919 | 942.3705 | 1144.5915 | 1359.3646 | 1576.2869 | 1793.8009 | 2006.7894
| Ext Area Ltg_Com, E - ExtL | E | Yes | Health Service | Exterior Lighting | REPL | 368.3635 | 649.8915 | 902.4403 | 1124.2003 | 1311.9593 | 1523.1316 | 1750.0414 | 1998.8 | 2267.8688 | 2550.5625
| Street Ltg_Com, E - ExtL | E | Yes | Health Service | Exterior Lighting | NC | 7.6254 | 15.0358 | 22.3244 | 29.4957 | 36.2383 | 42.846 | 49.4024 | 55.7885 | 62.1695 | 68.6073
| Street Ltg_Com, E - ExtL | E | Yes | Health Service | Exterior Lighting | RET | 39.137 | 74.6564 | 109.2507 | 142.9184 | 175.4148 | 213.0567 | 253.035 | 293.4134 | 333.9019 | 373.548
| Street Ltg_Com, E - ExtL | E | Yes | Health Service | Exterior Lighting | REPL | 68.568 | 120.9722 | 167.9821 | 209.261 | 244.2109 | 283.519 | 325.7564 | 372.0609 | 422.1459 | 474.7671
| Ext Ltg Ctrls_Com, E - ExtL | E | Yes | Health Service | Exterior Lighting | RET | 252.885 | 494.4745 | 742.1561 | 995.8901 | 1253.6866 | 1516.5476 | 1774.869 | 2035.7754 | 2044.5086 | 2059.094
| Ext Ltg Dsgn_Com, E - ExtL | E | Yes | Health Service | Exterior Lighting | NC | 4.9272 | 9.7154 | 14.425 | 19.0588 | 23.4155 | 27.6851 | 31.9216 | 36.0479 | 40.1711 | 44.3309
| Ext Ltg Dsgn_Com, E - ExtL | E | Yes | Health Service | Exterior Lighting | REPL | 33.718 | 65.9299 | 98.9542 | 132.7853 | 167.1582 | 202.2063 | 236.6492 | 271.4367 | 306.3191 | 340.4758
| Int Ltg Ctrls_Com, E - IntL [No Heat] | E | Yes | Health Service | Interior Lighting | RET | 293.1402 | 573.1868 | 860.2952 | 1154.4194 | 1453.253 | 1757.9571 | 2057.3991 | 2359.8376 | 2369.9609 | 2386.8681
| Int Ltg Ctrls_Com, E - IntL [Electric Heat] | E | Yes | Health Service | Interior Lighting | RET | 436.5556 | 853.6119 | 1281.1849 | 1719.206 | 2164.2405 | 2618.0177 | 3063.9582 | 3514.3612 | 3529.4373 | 3554.6161
| Int Ltg Ctrls_Com, E/G - IntL | E | Yes | Health Service | Interior Lighting | RET | 1771.51 | 3463.8928 | 5198.952 | 6976.4089 | 8782.3252 | 10623.7189 | 12433.3123 | 14261.0138 | 14322.1914 | 14424.3652
| Int Ltg Ctrls_Com, E/O - IntL | E | Yes | Health Service | Interior Lighting | RET | 351.982 | 688.2422 | 1032.9817 | 1386.1453 | 1744.9635 | 2110.8307 | 2470.3795 | 2833.5262 | 2845.6816 | 2865.9825
| Int Ltg Ctrls_Com, E/P - IntL | E | Yes | Health Service | Interior Lighting | RET | 31.2662 | 61.1359 | 91.7588 | 123.13 | 155.0034 | 187.5031 | 219.4415 | 251.6994 | 252.7792 | 254.5825
| Exit Sign RetFit_Com, E - IntL [No Heat] | E | Yes | Health Service | Interior Lighting | RET | 32.2344 | 63.0291 | 94.6003 | 126.9429 | 159.8034 | 193.3095 | 226.2369 | 259.4938 | 292.8414 | 325.4952
| Exit Sign RetFit_Com, E - IntL [Electric Heat] | E | Yes | Health Service | Interior Lighting | RET | 48.6008 | 95.0308 | 142.6316 | 191.3956 | 240.9404 | 291.4584 | 341.1041 | 391.2465 | 441.5257 | 490.7588
| Exit Sign RetFit_Com, E/G - IntL | E | Yes | Health Service | Interior Lighting | RET | 201.3663 | 393.7383 | 590.9613 | 793.0036 | 998.2808 | 1207.5908 | 1413.286 | 1621.0396 | 1829.3599 | 2033.3459
| Exit Sign RetFit_Com, E/O - IntL | E | Yes | Health Service | Interior Lighting | RET | 39.4535 | 77.1448 | 115.7866 | 155.3726 | 195.5924 | 236.6023 | 276.904 | 317.609 | 358.4251 | 398.3919
| Exit Sign RetFit_Com, E/P - IntL | E | No | Health Service | Interior Lighting | RET | 3.4892 | 6.8225 | 10.2399 | 13.7408 | 17.2978 | 20.9246 | 24.4888 | 28.0887 | 31.6984 | 35.233
| Repl Scre_Com, E - IntL [No Heat] | E | Yes | Health Service | Interior Lighting | NC | 18.7408 | 36.9533 | 18.2124 | 0 | 0 | 0 | 0 | 0 | 0 | 0
| Repl Scre_Com, E - IntL [No Heat] | E | Yes | Health Service | Interior Lighting | RET | 110.6918 | 216.4394 | 105.7476 | 0 | 0 | 0 | 0 | 0 | 0 | 0
| Repl Scre_Com, E - IntL [No Heat] | E | Yes | Health Service | Interior Lighting | REPL | 961.8627 | 1880.7623 | 918.8996 | 0 | 0 | 0 | 0 | 0 | 0 | 0
| Repl Scre_Com, E - IntL [Electric Heat] | E | Yes | Health Service | Interior Lighting | NC | 28.2561 | 55.7155 | 27.4594 | 0 | 0 | 0 | 0 | 0 | 0 | 0
| Repl Scre_Com, E - IntL [Electric Heat] | E | Yes | Health Service | Interior Lighting | RET | 166.8933 | 326.3321 | 159.4388 | 0 | 0 | 0 | 0 | 0 | 0 | 0
| Repl Scre_Com, E - IntL [Electric Heat] | E | Yes | Health Service | Interior Lighting | REPL | 1450.2291 | 2835.6814 | 1385.4524 | 0 | 0 | 0 | 0 | 0 | 0 | 0
| Repl Scre_Com, E/G - IntL | E | Yes | Health Service | Interior Lighting | NC | 117.0727 | 230.8444 | 113.7717 | 0 | 0 | 0 | 0 | 0 | 0 | 0
| Repl Scre_Com, E/G - IntL | E | Yes | Health Service | Interior Lighting | RET | 691.484 | 1352.0818 | 660.5978 | 0 | 0 | 0 | 0 | 0 | 0 | 0
| Repl Scre_Com, E/G - IntL | E | Yes | Health Service | Interior Lighting | REPL | 6008.6895 | 11748.9918 | 5740.3022 | 0 | 0 | 0 | 0 | 0 | 0 | 0
| Repl Scre_Com, E/O - IntL | E | Yes | Health Service | Interior Lighting | NC | 22.938 | 45.2292 | 22.2912 | 0 | 0 | 0 | 0 | 0 | 0 | 0
| Repl Scre_Com, E/O - IntL | E | Yes | Health Service | Interior Lighting | RET | 135.4819 | 264.9123 | 129.4304 | 0 | 0 | 0 | 0 | 0 | 0 | 0
| Repl Scre_Com, E/O - IntL | E | Yes | Health Service | Interior Lighting | REPL | 1177.2779 | 2301.9708 | 1124.6929 | 0 | 0 | 0 | 0 | 0 | 0 | 0
| Repl Scre_Com, E/P - IntL | E | Yes | Health Service | Interior Lighting | NC | 2.0286 | 4 | 1.9714 | 0 | 0 | 0 | 0 | 0 | 0 | 0
| Repl Scre_Com, E/P - IntL | E | Yes | Health Service | Interior Lighting | RET | 11.9817 | 23.4283 | 11.4466 | 0 | 0 | 0 | 0 | 0 | 0 | 0
| Repl Scre_Com, E/P - IntL | E | Yes | Health Service | Interior Lighting | REPL | 104.1161 | 203.5817 | 99.4656 | 0 | 0 | 0 | 0 | 0 | 0 | 0
| Lin LED Fixture_Com, E - IntL [No Heat] | E | Yes | Health Service | Interior Lighting | NC | 6.4222 | 12.6634 | 18.802 | 24.8417 | 30.5205 | 36.0856 | 41.6075 | 46.9859 | 52.3602 | 57.7821
| Lin LED Fixture_Com, E - IntL [No Heat] | E | Yes | Health Service | Interior Lighting | RET | 56.6644 | 106.5665 | 153.728 | 198.2656 | 239.9792 | 279.1877 | 314.7073 | 347.7782 | 380.8571 | 413.1736
| Lin LED Fixture_Com, E - IntL [No Heat] | E | Yes | Health Service | Interior Lighting | REPL | 39.7255 | 70.0864 | 97.3221 | 121.2375 | 141.486 | 158.003 | 170.1769 | 178.374 | 184.2433 | 187.6893
| Lin LED Fixture_Com, E - IntL [Electric Heat] | E | Yes | Health Service | Interior Lighting | NC | 9.683 | 19.093 | 28.3483 | 37.4546 | 46.0166 | 54.4073 | 62.7329 | 70.8421 | 78.945 | 87.1199
| Lin LED Fixture_Com, E - IntL [Electric Heat] | E | Yes | Health Service | Interior Lighting | RET | 85.4346 | 160.6735 | 231.7804 | 298.9309 | 361.8238 | 420.9397 | 474.4936 | 524.3556 | 574.2297 | 622.9542
| Lin LED Fixture_Com, E - IntL [Electric Heat] | E | Yes | Health Service | Interior Lighting | REPL | 59.8954 | 105.6714 | 146.7355 | 182.7933 | 213.3226 | 238.2259 | 256.5808 | 268.9398 | 277.7892 | 282.9847
| Lin LED Fixture_Com, E/G - IntL | E | Yes | Health Service | Interior Lighting | NC | 40.1193 | 79.1073 | 117.4546 | 155.1847 | 190.6592 | 225.4242 | 259.9192 | 293.5178 | 327.0904 | 360.9611
| Lin LED Fixture_Com, E/G - IntL | E | Yes | Health Service | Interior Lighting | RET | 353.9787 | 665.7136 | 960.3285 | 1238.5513 | 1499.1334 | 1744.0663 | 1965.9549 | 2172.5464 | 2379.1881 | 2581.0671
| Lin LED Fixture_Com, E/G - IntL | E | Yes | Health Service | Interior Lighting | REPL | 248.1626 | 437.8251 | 607.9646 | 757.362 | 883.8532 | 987.0341 | 1063.0834 | 1114.2902 | 1150.9554 | 1172.4818
| Lin LED Fixture_Com, E/O - IntL | E | Yes | Health Service | Interior Lighting | NC | 7.8605 | 15.4994 | 23.0128 | 30.4052 | 37.3557 | 44.1672 | 50.9258 | 57.5087 | 64.0866 | 70.7228
| Lin LED Fixture_Com, E/O - IntL | E | No | Health Service | Interior Lighting | RET | 69.3548 | 130.4328 | 188.1564 | 242.6684 | 293.724 | 341.7136 | 385.188 | 425.6653 | 466.1525 | 505.7065
| Lin LED Fixture_Com, E/O - IntL | E | Yes | Health Service | Interior Lighting | REPL | 48.6223 | 85.7827 | 119.118 | 148.3893 | 173.1727 | 193.3888 | 208.2891 | 218.322 | 225.5058 | 229.7234
| Lin LED Fixture_Com, E/P - IntL | E | No | Health Service | Interior Lighting | NC | 0.69517 | 1.3707 | 2.0352 | 2.689 | 3.3037 | 3.9061 | 4.5038 | 5.086 | 5.6677 | 6.2546
| Lin LED Fixture_Com, E/P - IntL | E | No | Health Service | Interior Lighting | RET | 6.1336 | 11.5352 | 16.6402 | 21.4611 | 25.9764 | 30.2205 | 34.0653 | 37.645 | 41.2256 | 44.7237
| Lin LED Fixture_Com, E/P - IntL | E | No | Health Service | Interior Lighting | REPL | 4.3001 | 7.5865 | 10.5346 | 13.1233 | 15.315 | 17.1029 | 18.4207 | 19.308 | 19.9433 | 20.3163
| LED Tube Repl_Com, E - IntL [No Heat] | E | Yes | Health Service | Interior Lighting | RET | 356.5044 | 670.4636 | 967.1806 | 1247.3886 | 1509.83 | 1781.0303 | 2050.8111 | 2326.3306 | 2605.4109 | 2881.2203
| LED Tube Repl_Com, E - IntL [No Heat] | E | Yes | Health Service | Interior Lighting | REPL | 367.0427 | 647.5612 | 899.2045 | 1120.1694 | 1307.2551 | 1485.1084 | 1647.2055 | 1798.1129 | 1936.5854 | 2059.5974
| LED Tube Repl_Com, E - IntL [Electric Heat] | E | Yes | Health Service | Interior Lighting | RET | 537.5123 | 1010.878 | 1458.247 | 1880.725 | 2276.4158 | 2685.3125 | 3092.0691 | 3507.4781 | 3928.2557 | 4344.1019
| LED Tube Repl_Com, E - IntL [Electric Heat] | E | Yes | Health Service | Interior Lighting | REPL | 553.4012 | 976.3474 | 1355.7574 | 1688.9128 | 1970.9875 | 2239.1423 | 2483.5409 | 2711.0685 | 2919.8476 | 3105.3165
| LED Tube Repl_Com, E/G - IntL | E | Yes | Health Service | Interior Lighting | RET | 2227.0583 | 4188.3398 | 6041.91 | 7792.3499 | 9431.8037 | 11125.9729 | 12811.2749 | 14532.4261 | 16275.8213 | 17998.7839
| LED Tube Repl_Com, E/G - IntL | E | Yes | Health Service | Interior Lighting | REPL | 2292.8902 | 4045.2701 | 5617.2681 | 6997.6205 | 8166.3319 | 9277.3693 | 10289.9785 | 11232.6869 | 12097.7148 | 12866.1624
| LED Tube Repl_Com, E/O - IntL | E | Yes | Health Service | Interior Lighting | RET | 436.3458 | 820.6182 | 1183.7867 | 1526.7491 | 1847.966 | 2179.9032 | 2510.1031 | 2847.3269 | 3188.909 | 3526.4877
| LED Tube Repl_Com, E/O - IntL | E | Yes | Health Service | Interior Lighting | REPL | 449.2442 | 792.5866 | 1100.587 | 1371.0383 | 1600.023 | 1817.7077 | 2016.1075 | 2200.8116 | 2370.2958 | 2520.8572
| LED Tube Repl_Com, E/P - IntL | E | Yes | Health Service | Interior Lighting | RET | 38.5895 | 72.5738 | 104.6917 | 135.0226 | 163.4304 | 192.7863 | 221.9885 | 251.8119 | 282.0207 | 311.8755
| LED Tube Repl_Com, E/P - IntL | E | Yes | Health Service | Interior Lighting | REPL | 39.7303 | 70.0948 | 97.3337 | 121.2519 | 141.5028 | 160.7544 | 178.3005 | 194.6354 | 209.6242 | 222.9396
| Repl pin CFL wLED_Com, E - IntL [No Heat] | E | Yes | Health Service | Interior Lighting | RET | 14.8801 | 28.1869 | 40.9573 | 53.2035 | 64.8506 | 77.6586 | 91.1028 | 105.4923 | 120.6821 | 135.7557
| Repl pin CFL wLED_Com, E - IntL [No Heat] | E | Yes | Health Service | Interior Lighting | REPL | 17.1435 | 30.2458 | 41.9994 | 52.32 | 61.0583 | 70.1347 | 79.2179 | 88.5573 | 98.0878 | 107.5823
| Repl pin CFL wLED_Com, E - IntL [Electric Heat] | E | Yes | Health Service | Interior Lighting | RET | 22.4351 | 42.4982 | 61.7525 | 80.2165 | 97.7771 | 117.0881 | 137.3585 | 159.054 | 181.956 | 204.683
| Repl pin CFL wLED_Com, E - IntL [Electric Heat] | E | Yes | Health Service | Interior Lighting | REPL | 25.8478 | 45.6025 | 63.3237 | 78.8844 | 92.0594 | 105.7441 | 119.4392 | 133.5204 | 147.8899 | 162.205
| Repl pin CFL wLED_Com, E/G - IntL | E | Yes | Health Service | Interior Lighting | RET | 92.9547 | 176.0815 | 255.8572 | 332.3587 | 405.117 | 485.1276 | 569.1131 | 659.0034 | 753.8926 | 848.0566
| Repl pin CFL wLED_Com, E/G - IntL | E | Yes | Health Service | Interior Lighting | REPL | 107.0946 | 188.9434 | 262.3671 | 326.8395 | 381.4268 | 438.1264 | 494.8688 | 553.2112 | 612.7477 | 672.059
| Repl pin CFL wLED_Com, E/O - IntL | E | Yes | Health Service | Interior Lighting | RET | 18.2126 | 34.4995 | 50.1299 | 65.1188 | 79.3743 | 95.0507 | 111.5059 | 129.118 | 147.7096 | 166.1591
| Repl pin CFL wLED_Com, E/O - IntL | E | Yes | Health Service | Interior Lighting | REPL | 20.983 | 37.0195 | 51.4054 | 64.0374 | 74.7327 | 85.8418 | 96.9593 | 108.3902 | 120.0552 | 131.676
| Repl pin CFL wLED_Com, E/P - IntL | E | No | Health Service | Interior Lighting | RET | 1.6107 | 3.0511 | 4.4334 | 5.759 | 7.0197 | 8.4061 | 9.8614 | 11.4189 | 13.0631 | 14.6948
| Repl pin CFL wLED_Com, E/P - IntL | E | No | Health Service | Interior Lighting | REPL | 1.8557 | 3.2739 | 4.5462 | 5.6633 | 6.6092 | 7.5917 | 8.5749 | 9.5858 | 10.6174 | 11.6452
| Refrig Case LED_Com, E - IntL | E | Yes | Health Service | Interior Lighting | NC | 12.0863 | 23.8318 | 35.3843 | 46.7508 | 57.4379 | 67.9111 | 78.3031 | 88.425 | 98.539 | 108.7429
| Refrig Case LED_Com, E - IntL | E | Yes | Health Service | Interior Lighting | RET | 62.0323 | 118.3307 | 173.1629 | 226.5263 | 278.0333 | 327.9262 | 374.5059 | 419.1995 | 468.459 | 520.8276
| Refrig Case LED_Com, E - IntL | E | Yes | Health Service | Interior Lighting | REPL | 77.5403 | 136.8018 | 189.9632 | 236.6436 | 276.1668 | 308.4065 | 332.1686 | 348.1686 | 364.5465 | 380.9109
| Refrig Case Ctrls_Com, E - IntL | E | Yes | Health Service | Interior Lighting | RET | 48.5847 | 94.9992 | 142.5842 | 191.332 | 240.8603 | 291.3615 | 340.9907 | 391.1164 | 392.7942 | 395.5964
| Stair Occ Sensor_Com, E - IntL [No Heat] | E | Yes | Health Service | Interior Lighting | NC | 4.2339 | 8.3484 | 12.3952 | 16.377 | 20.1207 | 23.7895 | 27.4298 | 30.9755 | 34.5185 | 38.093
| Stair Occ Sensor_Com, E - IntL [No Heat] | E | Yes | Health Service | Interior Lighting | RET | 32.5951 | 63.7344 | 95.6588 | 128.3634 | 161.5916 | 195.4726 | 228.7685 | 262.3975 | 296.1183 | 329.1375
| Stair Occ Sensor_Com, E - IntL [Electric Heat] | E | Yes | Health Service | Interior Lighting | NC | 6.3835 | 12.5871 | 18.6887 | 24.692 | 30.3365 | 35.8681 | 41.3568 | 46.7027 | 52.0446 | 57.4339
| Stair Occ Sensor_Com, E - IntL [Electric Heat] | E | Yes | Health Service | Interior Lighting | RET | 49.1447 | 96.0942 | 144.2277 | 193.5374 | 243.6365 | 294.7199 | 344.9211 | 395.6246 | 446.4664 | 496.2505
| Stair Occ Sensor_Com, E/G - IntL | E | Yes | Health Service | Interior Lighting | NC | 26.4487 | 52.1516 | 77.4321 | 102.3057 | 125.6924 | 148.6113 | 171.3522 | 193.502 | 215.6349 | 237.9641
| Stair Occ Sensor_Com, E/G - IntL | E | Yes | Health Service | Interior Lighting | RET | 203.6196 | 398.1443 | 597.5742 | 801.8774 | 1009.4517 | 1221.1039 | 1429.1008 | 1639.1792 | 1849.8307 | 2056.0993
| Stair Occ Sensor_Com, E/O - IntL | E | No | Health Service | Interior Lighting | NC | 5.1821 | 10.218 | 15.1712 | 20.0447 | 24.6268 | 29.1173 | 33.5729 | 37.9127 | 42.2492 | 46.6241
| Stair Occ Sensor_Com, E/O - IntL | E | No | Health Service | Interior Lighting | RET | 39.895 | 78.0081 | 117.0822 | 157.1112 | 197.7811 | 239.2499 | 280.0026 | 321.1631 | 362.4359 | 402.8499
| Stair Occ Sensor_Com, E/P - IntL | E | No | Health Service | Interior Lighting | NC | 0.45829 | 0.90366 | 1.3417 | 1.7727 | 2.1779 | 2.5751 | 2.9691 | 3.3529 | 3.7364 | 4.1233
| Stair Occ Sensor_Com, E/P - IntL | E | No | Health Service | Interior Lighting | RET | 3.5282 | 6.8989 | 10.3545 | 13.8946 | 17.4914 | 21.1588 | 24.7629 | 28.403 | 32.0531 | 35.6272
| Int Delamping_Com, E - IntL [No Heat] | E | Yes | Health Service | Interior Lighting | RET | 3.1181 | 6.097 | 9.151 | 12.2796 | 15.4583 | 18.6994 | 21.8846 | 25.1017 | 28.3275 | 31.4862
| Int Delamping_Com, E - IntL [Electric Heat] | E | Yes | Health Service | Interior Lighting | RET | 4.7013 | 9.1926 | 13.7972 | 18.5143 | 23.3069 | 28.1937 | 32.9961 | 37.8465 | 42.7102 | 47.4727
| Int Delamping_Com, E/G - IntL | E | Yes | Health Service | Interior Lighting | RET | 19.4788 | 38.0876 | 57.1656 | 76.7098 | 96.5669 | 116.8141 | 136.7117 | 156.8084 | 176.9599 | 196.6921
| Int Delamping_Com, E/O - IntL | E | Yes | Health Service | Interior Lighting | RET | 3.8165 | 7.4625 | 11.2004 | 15.0297 | 18.9203 | 22.8873 | 26.7858 | 30.7233 | 34.6716 | 38.5377
| Int Delamping_Com, E/P - IntL | E | Yes | Health Service | Interior Lighting | RET | 0.33752 | 0.65997 | 0.99054 | 1.3292 | 1.6733 | 2.0241 | 2.3689 | 2.7171 | 3.0663 | 3.4082
| Int Ltg Dsgn_Com, E - IntL [No Heat] | E | Yes | Health Service | Interior Lighting | NC | 6.9027 | 13.6107 | 20.2085 | 26.7001 | 32.8036 | 38.7851 | 44.7201 | 50.5008 | 56.2771 | 62.1047
| Int Ltg Dsgn_Com, E - IntL [Electric Heat] | E | Yes | Health Service | Interior Lighting | NC | 10.4074 | 20.5213 | 30.469 | 40.2565 | 49.459 | 58.4774 | 67.4258 | 76.1416 | 84.8507 | 93.6371
| Int Ltg Dsgn_Com, E/G - IntL | E | Yes | Health Service | Interior Lighting | NC | 43.1205 | 85.0252 | 126.2411 | 166.7937 | 204.922 | 242.2877 | 279.3633 | 315.4752 | 351.5594 | 387.9638
| Int Ltg Dsgn_Com, E/O - IntL | E | Yes | Health Service | Interior Lighting | NC | 8.4486 | 16.6589 | 24.7343 | 32.6798 | 40.1502 | 47.4712 | 54.7354 | 61.8108 | 68.8808 | 76.0134
| Int Ltg Dsgn_Com, E/P - IntL | E | Yes | Health Service | Interior Lighting | NC | 0.74717 | 1.4733 | 2.1875 | 2.8901 | 3.5508 | 4.1983 | 4.8407 | 5.4664 | 6.0917 | 6.7225
| Room Air Conditioner_Com, E - Cool | E | Yes | Lodging | Cooling | NC | 0 | 0 | 0 | 0 | 0 | 0 | 0 | 0 | 0 | 0
| Room Air Conditioner_Com, E - Cool | E | Yes | Lodging | Cooling | RET | 0 | 0 | 0 | 0 | 0 | 0 | 0 | 0 | 0 | 0
| Room Air Conditioner_Com, E - Cool | E | Yes | Lodging | Cooling | REPL | 0 | 0 | 0 | 0 | 0 | 0 | 0 | 0 | 0 | 0
| Chiller Systems_Com, E - Cool | E | Yes | Lodging | Cooling | NC | 26.6468 | 52.5422 | 78.0121 | 103.072 | 126.6338 | 149.7243 | 172.6355 | 194.9513 | 217.2499 | 239.7464
| Chiller Systems_Com, E - Cool | E | Yes | Lodging | Cooling | RET | 121.7555 | 234.8731 | 347.6532 | 460.011 | 571.0278 | 681.1117 | 786.3188 | 889.6557 | 896.0661 | 904.3599
| Chiller Systems_Com, E - Cool | E | Yes | Lodging | Cooling | REPL | 136.7631 | 241.2866 | 335.051 | 417.3843 | 487.094 | 543.9573 | 585.8682 | 614.0885 | 628.2371 | 628.2371
| Chiller Tuneup_Com, E - Cool | E | Yes | Lodging | Cooling | RET | 22.9277 | 44.8314 | 67.2873 | 90.292 | 113.665 | 114.5695 | 116.0865 | 117.2855 | 118.0003 | 117.8533
| Computer Room Air Conditioner_Com, E - Cool | E | Yes | Lodging | Cooling | NC | 2.6244 | 5.1748 | 7.6832 | 10.1513 | 12.4719 | 14.746 | 17.0025 | 19.2003 | 21.3964 | 23.6121
| Computer Room Air Conditioner_Com, E - Cool | E | Yes | Lodging | Cooling | REPL | 13.4695 | 26.3373 | 39.5297 | 53.0444 | 66.7755 | 80.7763 | 94.5353 | 108.4321 | 122.3667 | 136.0114
| Mini Split Ductless AC_Com, E - Cool | E | Yes | Lodging | Cooling | NC | 0 | 0 | 0 | 0 | 0 | 0 | 0 | 0 | 0 | 0
| Mini Split Ductless AC_Com, E - Cool | E | Yes | Lodging | Cooling | RET | 0 | 0 | 0 | 0 | 0 | 0 | 0 | 0 | 0 | 0
| Mini Split Ductless AC_Com, E - Cool | E | Yes | Lodging | Cooling | REPL | 0 | 0 | 0 | 0 | 0 | 0 | 0 | 0 | 0 | 0
| Eff Unitary AC_Com, E - Cool | E | Yes | Lodging | Cooling | NC | 21.1294 | 41.663 | 61.8591 | 81.7301 | 100.4133 | 118.7227 | 136.89 | 154.5851 | 172.2666 | 190.105
| Eff Unitary AC_Com, E - Cool | E | No | Lodging | Cooling | RET | 168.0371 | 321.1062 | 470.7403 | 616.9051 | 758.5068 | 896.1787 | 1025.1838 | 1158.1007 | 1293.8861 | 1429.1861
| Eff Unitary AC_Com, E - Cool | E | Yes | Lodging | Cooling | REPL | 144.5937 | 266.1526 | 382.2798 | 492.5399 | 595.7212 | 691.9118 | 777.579 | 862.6198 | 946.4048 | 1026.9898
| PTAC_Com, E - Cool | E | Yes | Lodging | Cooling | NC | 0 | 0 | 0 | 0 | 0 | 0 | 0 | 0 | 0 | 0
| PTAC_Com, E - Cool | E | Yes | Lodging | Cooling | RET | 0 | 0 | 0 | 0 | 0 | 0 | 0 | 0 | 0 | 0
| PTAC_Com, E - Cool | E | Yes | Lodging | Cooling | REPL | 0 | 0 | 0 | 0 | 0 | 0 | 0 | 0 | 0 | 0
| Unitary Equipment Economizer_Com, E - Cool | E | No | Lodging | Cooling | RET | 104.0755 | 203.5022 | 305.4362 | 409.8611 | 515.9579 | 624.139 | 730.4518 | 837.8285 | 945.4981 | 1050.9276
| Guest Room EM_Com, E - Cool [Building w Elec Heat] | E | Yes | Lodging | Cooling | RET | 278.6835 | 544.9191 | 817.8684 | 1097.4874 | 1381.5835 | 1671.2607 | 1955.9352 | 2243.4584 | 2253.0825 | 2269.1559
| Guest Room EM_Com, E - Heat [Building w Elec Heat] | E | Yes | Lodging | Space Heating | RET | 330.6985 | 646.6257 | 970.5197 | 1302.3283 | 1639.4496 | 1983.1936 | 2321.0013 | 2662.1894 | 2673.6098 | 2692.6832
| Guest Room EM_Com, E - Cool [Building w Gas Heat] | E | Yes | Lodging | Cooling | RET | 569.0795 | 1112.7402 | 1670.1102 | 2241.1001 | 2821.2322 | 3412.7612 | 3994.0745 | 4581.205 | 4600.8577 | 4633.68
| Guest Room EM_Com, E - Cool [Building w Oil Heat] | E | Yes | Lodging | Cooling | RET | 153.1144 | 299.3897 | 449.3536 | 602.982 | 759.0701 | 918.2247 | 1074.6307 | 1232.6018 | 1237.8895 | 1246.7205
| Guest Room EM_Com, E - Cool [Building w Propane Heat] | E | Yes | Lodging | Cooling | RET | 34.6077 | 67.6697 | 101.5653 | 136.2892 | 171.5691 | 207.5421 | 242.8938 | 278.5992 | 279.7944 | 281.7904
| AC Tuneup_Com, E - Cool [ASHP] | E | Yes | Lodging | Cooling | RET | 23.6647 | 46.2723 | 69.4501 | 93.1942 | 117.3185 | 118.252 | 119.8178 | 121.0553 | 121.7931 | 121.6414
| AC Tuneup_Com, E - Heat [ASHP] | E | Yes | Lodging | Space Heating | RET | 40.6897 | 79.5619 | 119.4144 | 160.2406 | 201.7206 | 203.3257 | 206.0179 | 208.1458 | 209.4144 | 209.1535
| AC Tuneup_Com, E - Cool [Unitary AC] | E | Yes | Lodging | Cooling | RET | 56.2881 | 110.0621 | 165.1921 | 221.6692 | 279.0505 | 281.271 | 284.9953 | 287.9389 | 289.6938 | 289.3329
| DCV_Com, E - Cool [Building w Elec Heat] | E | Yes | Lodging | Cooling | RET | 68.8947 | 134.7122 | 202.1894 | 271.3154 | 341.5482 | 413.1608 | 483.5366 | 554.6167 | 625.8906 | 695.6817
| DCV_Com, E - Heat [Building w Elec Heat] | E | Yes | Lodging | Space Heating | RET | 127.0068 | 248.3406 | 372.734 | 500.1671 | 629.6406 | 761.6576 | 891.3947 | 1022.4301 | 1153.8229 | 1282.482
| DCV_Com, E - Vent [Building w Elec Heat] | E | Yes | Lodging | Ventilation | RET | 244.9671 | 478.9923 | 718.9189 | 964.7083 | 1214.4331 | 1469.0638 | 1719.2971 | 1972.0344 | 2225.4612 | 2473.6152
| DCV_Com, E - Cool [Building w Gas Heat] | E | Yes | Lodging | Cooling | RET | 140.685 | 275.0861 | 412.8764 | 554.0336 | 697.451 | 843.6859 | 987.3953 | 1132.5428 | 1278.0862 | 1420.6015
| DCV_Com, E - Vent [Building w Gas Heat] | E | Yes | Lodging | Ventilation | RET | 500.2296 | 978.1157 | 1468.0526 | 1969.9614 | 2479.9065 | 2999.8695 | 3510.8529 | 4026.9496 | 4544.4542 | 5051.1916
| DCV_Com, E - Cool [Building w Oil Heat] | E | Yes | Lodging | Cooling | RET | 37.8522 | 74.0136 | 111.087 | 149.0662 | 187.6536 | 226.999 | 265.6649 | 304.7177 | 343.8771 | 382.2217
| DCV_Com, E - Vent [Building w Oil Heat] | E | Yes | Lodging | Ventilation | RET | 134.5899 | 263.1681 | 394.9887 | 530.0304 | 667.2343 | 807.1336 | 944.6169 | 1083.4759 | 1222.7138 | 1359.0546
| DCV_Com, E - Cool [Building w Propane Heat] | E | Yes | Lodging | Cooling | RET | 11.4074 | 22.3053 | 33.478 | 44.9237 | 56.5526 | 68.41 | 80.0627 | 91.8319 | 103.6332 | 115.1891
| DCV_Com, E - Vent [Building w Propane Heat] | E | Yes | Lodging | Ventilation | RET | 40.561 | 79.3102 | 119.0366 | 159.7337 | 201.0825 | 243.2435 | 284.6765 | 326.524 | 368.4857 | 409.5744
| Controls for Unitary AC_Com, E - Cool | E | No | Lodging | Cooling | RET | 174.7655 | 341.7249 | 512.8945 | 688.2467 | 866.4065 | 1048.0663 | 1226.5889 | 1406.898 | 1587.6989 | 1764.7381
| Optimized Unitary AC Sys_Com, E - Cool [Building w Elec Heat] | E | No | Lodging | Cooling | NC | 15.4138 | 30.393 | 45.126 | 59.6219 | 73.2512 | 86.6079 | 99.8609 | 112.7695 | 125.6681 | 138.6811
| Optimized Unitary AC Sys_Com, E - Heat [Building w Elec Heat] | E | No | Lodging | Space Heating | NC | 48.0979 | 94.8396 | 140.813 | 186.0466 | 228.576 | 270.2548 | 311.6099 | 351.8903 | 392.1396 | 432.7461
| Optimized Unitary AC Sys_Com, E - Cool [Building w Gas Heat] | E | Yes | Lodging | Cooling | NC | 31.4754 | 62.0634 | 92.1486 | 121.7496 | 149.581 | 176.8558 | 203.9188 | 230.2784 | 256.6177 | 283.1908
| Optimized Unitary AC Sys_Com, E - Cool [Building w Oil Heat] | E | Yes | Lodging | Cooling | NC | 8.4687 | 16.6985 | 24.7932 | 32.7575 | 40.2457 | 47.5842 | 54.8656 | 61.9578 | 69.0446 | 76.1943
| Optimized Unitary AC Sys_Com, E - Cool [Building w Propane Heat] | E | Yes | Lodging | Cooling | NC | 2.5522 | 5.0324 | 7.4718 | 9.872 | 12.1287 | 14.3403 | 16.5347 | 18.6721 | 20.8078 | 22.9624
| Optimized Chiller Sys_Com, E - Cool | E | Yes | Lodging | Cooling | NC | 10.5111 | 20.7258 | 30.7726 | 40.6578 | 49.952 | 59.0603 | 68.0978 | 76.9005 | 85.6964 | 94.5704
| Cool Roof_Com, E - Cool [Building w Elec Heat] | E | No | Lodging | Cooling | NC | 9.2364 | 18.2124 | 27.0408 | 35.7271 | 43.8942 | 51.8979 | 59.8395 | 67.5746 | 75.3038 | 83.1016
| Cool Roof_Com, E - Cool [Building w Elec Heat] | E | No | Lodging | Cooling | RET | 48.3534 | 94.5469 | 141.9054 | 190.4211 | 239.7135 | 289.9744 | 339.3672 | 389.2543 | 439.2775 | 488.2599
| Cool Roof_Com, E - Heat [Building w Elec Heat] | E | No | Lodging | Space Heating | NC | -2.763 | -5.4481 | -8.0891 | -10.6875 | -13.1307 | -15.5249 | -17.9006 | -20.2145 | -22.5267 | -24.8593
| Cool Roof_Com, E - Heat [Building w Elec Heat] | E | No | Lodging | Space Heating | RET | -14.4646 | -28.2831 | -42.4501 | -56.9633 | -71.7088 | -86.744 | -101.5196 | -116.443 | -131.4072 | -146.0599
| Cool Roof_Com, E - Cool [Building w Gas Heat] | E | No | Lodging | Cooling | NC | 18.861 | 37.1901 | 55.218 | 72.9558 | 89.6332 | 105.977 | 122.1939 | 137.9893 | 153.7725 | 169.6959
| Cool Roof_Com, E - Cool [Building w Gas Heat] | E | No | Lodging | Cooling | RET | 98.7389 | 193.0675 | 289.7748 | 388.8451 | 489.5018 | 592.1358 | 692.9974 | 794.8683 | 897.017 | 997.0405
| Cool Roof_Com, E - Cool [Building w Oil Heat] | E | No | Lodging | Cooling | NC | 5.0747 | 10.0062 | 14.8568 | 19.6292 | 24.1164 | 28.5138 | 32.877 | 37.1269 | 41.3735 | 45.6577
| Cool Roof_Com, E - Cool [Building w Oil Heat] | E | No | Lodging | Cooling | RET | 26.5663 | 51.946 | 77.9657 | 104.6212 | 131.7035 | 159.3178 | 186.4553 | 213.8643 | 241.348 | 268.26
| Cool Roof_Com, E - Cool [Building w Propane Heat] | E | No | Lodging | Cooling | NC | 1.5293 | 3.0156 | 4.4773 | 5.9156 | 7.2679 | 8.5931 | 9.9081 | 11.1888 | 12.4686 | 13.7597
| Cool Roof_Com, E - Cool [Building w Propane Heat] | E | No | Lodging | Cooling | RET | 8.0062 | 15.6548 | 23.4963 | 31.5294 | 39.6911 | 48.0132 | 56.1915 | 64.4517 | 72.7344 | 80.8447
| GSHP_Com, E - Cool | E | Yes | Lodging | Cooling | RET | 89.9904 | 167.4071 | 238.8788 | 304.8117 | 365.135 | 420.5233 | 469.539 | 514.1194 | 554.3735 | 589.8682
| GSHP_Com, E - Cool | E | Yes | Lodging | Cooling | REPL | 36.177 | 63.8259 | 88.6288 | 110.4079 | 128.8477 | 143.8894 | 154.9758 | 162.4407 | 166.1833 | 166.1833
| GSHP_Com, E - Heat | E | Yes | Lodging | Space Heating | RET | 201.4241 | 374.7047 | 534.6787 | 682.2555 | 817.2761 | 941.2508 | 1050.962 | 1150.7456 | 1240.8458 | 1320.293
| GSHP_Com, E - Heat | E | Yes | Lodging | Space Heating | REPL | 80.9745 | 142.8606 | 198.3765 | 247.1242 | 288.3978 | 322.0654 | 346.88 | 363.5885 | 371.9656 | 371.9656
| Unitary HP_Com, E - Cool | E | Yes | Lodging | Cooling | NC | 9.7823 | 19.2887 | 28.6389 | 37.8386 | 46.4884 | 54.9651 | 63.376 | 71.5683 | 79.7543 | 88.013
| Unitary HP_Com, E - Cool | E | No | Lodging | Cooling | RET | 48.3409 | 92.2993 | 135.1967 | 177.0266 | 217.4803 | 256.7429 | 293.47 | 334.5263 | 379.4759 | 427.0148
| Unitary HP_Com, E - Cool | E | Yes | Lodging | Cooling | REPL | 66.9426 | 118.1046 | 164.0002 | 204.3006 | 238.4219 | 266.2553 | 286.7698 | 308.5422 | 331.4295 | 354.8741
| Unitary HP_Com, E - Heat | E | Yes | Lodging | Space Heating | NC | 7.1609 | 14.1199 | 20.9645 | 27.6989 | 34.0307 | 40.2359 | 46.393 | 52.39 | 58.3823 | 64.4279
| Unitary HP_Com, E - Heat | E | No | Lodging | Space Heating | RET | 35.3869 | 67.5656 | 98.9676 | 129.5882 | 159.2014 | 187.9428 | 214.828 | 244.8823 | 277.7866 | 312.5863
| Unitary HP_Com, E - Heat | E | Yes | Lodging | Space Heating | REPL | 49.0038 | 86.4557 | 120.0526 | 149.5535 | 174.5313 | 194.9061 | 209.9232 | 225.8612 | 242.6153 | 259.7774
| PTHP_Com, E - Cool | E | Yes | Lodging | Cooling | NC | 0 | 0 | 0 | 0 | 0 | 0 | 0 | 0 | 0 | 0
| PTHP_Com, E - Cool | E | Yes | Lodging | Cooling | RET | 0 | 0 | 0 | 0 | 0 | 0 | 0 | 0 | 0 | 0
| PTHP_Com, E - Cool | E | Yes | Lodging | Cooling | REPL | 0 | 0 | 0 | 0 | 0 | 0 | 0 | 0 | 0 | 0
| PTHP_Com, E - Heat | E | Yes | Lodging | Space Heating | NC | 0 | 0 | 0 | 0 | 0 | 0 | 0 | 0 | 0 | 0
| PTHP_Com, E - Heat | E | Yes | Lodging | Space Heating | RET | 0 | 0 | 0 | 0 | 0 | 0 | 0 | 0 | 0 | 0
| PTHP_Com, E - Heat | E | Yes | Lodging | Space Heating | REPL | 0 | 0 | 0 | 0 | 0 | 0 | 0 | 0 | 0 | 0
| Minisplit Ductless HP_Com, E - Cool | E | Yes | Lodging | Cooling | RET | 815.4515 | 1523.7185 | 2183.8898 | 2798.7626 | 3366.7356 | 3893.2626 | 4325.0126 | 4740.536 | 5135.8461 | 5503.312
| Minisplit Ductless HP_Com, E - Cool | E | Yes | Lodging | Cooling | REPL | 583.4539 | 1029.3684 | 1429.3825 | 1780.6301 | 2078.023 | 2320.6112 | 2499.4102 | 2632.0657 | 2717.0194 | 2753.142
| Minisplit Ductless HP_Com, E - Heat | E | Yes | Lodging | Space Heating | RET | 200.4586 | 374.5686 | 536.8554 | 688.0067 | 827.6289 | 957.0626 | 1072.7072 | 1183.113 | 1287.989 | 1385.4919
| Minisplit Ductless HP_Com, E - Heat | E | Yes | Lodging | Space Heating | REPL | 147.1269 | 259.5712 | 360.4409 | 449.0134 | 524.0056 | 585.178 | 630.2649 | 663.716 | 685.1384 | 694.2473
| Programmable TStat_Com, E - Cool [Building w Elec Heat] | E | Yes | Lodging | Cooling | NC | 0 | 0 | 0 | 0 | 0 | 0 | 0 | 0 | 0 | 0
| Programmable TStat_Com, E - Heat [Building w Elec Heat] | E | Yes | Lodging | Space Heating | NC | 0 | 0 | 0 | 0 | 0 | 0 | 0 | 0 | 0 | 0
| Programmable TStat_Com, E - Cool [Building w Gas Heat] | E | Yes | Lodging | Cooling | NC | 0 | 0 | 0 | 0 | 0 | 0 | 0 | 0 | 0 | 0
| Programmable TStat_Com, E - Cool [Building w Gas Heat] | E | Yes | Lodging | Cooling | RET | 0 | 0 | 0 | 0 | 0 | 0 | 0 | 0 | 0 | 0
| Programmable TStat_Com, E - Cool [Building w Propane Heat] | E | Yes | Lodging | Cooling | NC | 0 | 0 | 0 | 0 | 0 | 0 | 0 | 0 | 0 | 0
| Programmable TStat_Com, E - Cool [Building w Propane Heat] | E | Yes | Lodging | Cooling | RET | 0 | 0 | 0 | 0 | 0 | 0 | 0 | 0 | 0 | 0
| Programmable TStat_Com, E - Cool [Building w Oil Heat] | E | Yes | Lodging | Cooling | NC | 0 | 0 | 0 | 0 | 0 | 0 | 0 | 0 | 0 | 0
| Programmable TStat_Com, E - Cool [Building w Oil Heat] | E | Yes | Lodging | Cooling | RET | 0 | 0 | 0 | 0 | 0 | 0 | 0 | 0 | 0 | 0
| Smart TStat_Com, E - Cool [Building w Elec Heat] | E | Yes | Lodging | Cooling | NC | 18.4826 | 36.4441 | 54.1104 | 71.4924 | 87.8352 | 103.8512 | 119.7428 | 135.2214 | 150.688 | 166.292
| Smart TStat_Com, E - Cool [Building w Elec Heat] | E | Yes | Lodging | Cooling | RET | 68.0365 | 133.034 | 199.6705 | 267.9353 | 337.2932 | 408.0136 | 477.5127 | 547.7072 | 618.0932 | 687.0148
| Smart TStat_Com, E - Heat [Building w Elec Heat] | E | Yes | Lodging | Space Heating | NC | 7.4808 | 14.7508 | 21.9012 | 28.9365 | 35.5513 | 42.0338 | 48.4659 | 54.7309 | 60.991 | 67.3067
| Smart TStat_Com, E - Heat [Building w Elec Heat] | E | Yes | Lodging | Space Heating | RET | 27.5378 | 53.8455 | 80.8166 | 108.4468 | 136.5194 | 165.1435 | 193.2733 | 221.6845 | 250.1733 | 278.0693
| Smart TStat_Com, E - Cool [Building w Gas Heat] | E | Yes | Lodging | Cooling | NC | 37.7421 | 74.42 | 110.495 | 145.9895 | 179.362 | 212.0671 | 244.5182 | 276.1259 | 307.7092 | 339.5729
| Smart TStat_Com, E - Cool [Building w Gas Heat] | E | Yes | Lodging | Cooling | RET | 138.9323 | 271.6591 | 407.7327 | 547.1315 | 688.7621 | 833.1752 | 975.0943 | 1118.4335 | 1262.1637 | 1402.9035
| Smart TStat_Com, E - Cool [Building w Propane Heat] | E | Yes | Lodging | Cooling | NC | 10.1547 | 20.0232 | 29.7294 | 39.2794 | 48.2585 | 57.058 | 65.7891 | 74.2934 | 82.7911 | 91.3642
| Smart TStat_Com, E - Cool [Building w Propane Heat] | E | Yes | Lodging | Cooling | RET | 37.3806 | 73.0916 | 109.703 | 147.2091 | 185.3158 | 224.171 | 262.3552 | 300.9215 | 339.593 | 377.4599
| Smart TStat_Com, E - Cool [Building w Oil Heat] | E | Yes | Lodging | Cooling | NC | 3.0603 | 6.0343 | 8.9595 | 11.8375 | 14.5435 | 17.1954 | 19.8267 | 22.3896 | 24.9505 | 27.5342
| Smart TStat_Com, E - Cool [Building w Oil Heat] | E | Yes | Lodging | Cooling | RET | 11.2653 | 22.0274 | 33.0609 | 44.364 | 55.8481 | 67.5578 | 79.0652 | 90.6878 | 102.3422 | 113.754
| Windows_Com, E - Cool [Building w Elec Heat] | E | No | Lodging | Cooling | NC | 18.9689 | 37.4029 | 55.5339 | 73.3731 | 90.1459 | 106.5832 | 122.8929 | 138.7787 | 154.6522 | 170.6666
| Windows_Com, E - Heat [Building w Elec Heat] | E | No | Lodging | Space Heating | NC | 12.3273 | 24.307 | 36.0898 | 47.6829 | 58.583 | 69.2651 | 79.8642 | 90.1879 | 100.5036 | 110.9109
| Windows_Com, E - Cool [Building w Gas Heat] | E | Yes | Lodging | Cooling | NC | 38.7349 | 76.3777 | 113.4018 | 149.83 | 184.0805 | 217.6459 | 250.9507 | 283.3899 | 315.8041 | 348.5061
| Windows_Com, E - Cool [Building w Oil Heat] | E | Yes | Lodging | Cooling | NC | 10.4219 | 20.5499 | 30.5115 | 40.3127 | 49.528 | 58.559 | 67.5199 | 76.2478 | 84.9691 | 93.7677
| Windows_Com, E - Cool [Building w Propane Heat] | E | Yes | Lodging | Cooling | NC | 3.1408 | 6.1931 | 9.1952 | 12.1489 | 14.9261 | 17.6478 | 20.3483 | 22.9786 | 25.6069 | 28.2585
| Window Film_Com, E - Cool [Building w Elec Heat] | E | No | Lodging | Cooling | RET | 0 | 0 | 0 | 0 | 0 | 0 | 0 | 0 | 0 | 0
| Window Film_Com, E - Heat [Building w Elec Heat] | E | No | Lodging | Space Heating | RET | 0 | 0 | 0 | 0 | 0 | 0 | 0 | 0 | 0 | 0
| Window Film_Com, E - Cool [Building w Gas Heat] | E | No | Lodging | Cooling | RET | 0 | 0 | 0 | 0 | 0 | 0 | 0 | 0 | 0 | 0
| Window Film_Com, E - Cool [Building w Oil Heat] | E | No | Lodging | Cooling | RET | 0 | 0 | 0 | 0 | 0 | 0 | 0 | 0 | 0 | 0
| Window Film_Com, E - Cool [Building w Propane Heat] | E | No | Lodging | Cooling | RET | 0 | 0 | 0 | 0 | 0 | 0 | 0 | 0 | 0 | 0
| Motors and Fans_Com, E - Vent | E | Yes | Lodging | Ventilation | NC | 12.8375 | 25.3131 | 37.5836 | 49.6566 | 61.0079 | 72.1321 | 83.17 | 93.9209 | 104.6636 | 115.5017
| Motors and Fans_Com, E - Vent | E | Yes | Lodging | Ventilation | RET | 130.4579 | 242.7503 | 346.477 | 442.2186 | 529.8629 | 522.438 | 518.0346 | 513.2891 | 507.9341 | 501.3623
| Motors and Fans_Com, E - Vent | E | Yes | Lodging | Ventilation | REPL | 87.8505 | 154.9916 | 215.2216 | 268.1088 | 312.8872 | 349.4136 | 376.3353 | 394.6641 | 404.1565 | 404.7498
| ECM Furnace Motors_Com, E - Vent | E | Yes | Lodging | Ventilation | RET | 183.134 | 358.0881 | 537.4539 | 721.2027 | 907.8936 | 1098.252 | 1285.323 | 1474.2659 | 1663.7243 | 1849.2409
| VFD on HVAC System_Com, E - Vent | E | Yes | Lodging | Ventilation | RET | 770.8242 | 1507.2184 | 2262.1821 | 3035.5939 | 3821.3891 | 4622.6213 | 5410.0165 | 6205.2909 | 7002.7349 | 7783.5872
| Kitchen DCV_Com, E - Vent [Building w Elec Heat] | E | Yes | Lodging | Ventilation | NC | 13.4877 | 26.5952 | 39.4872 | 52.1717 | 64.0979 | 75.7856 | 87.3826 | 98.6781 | 109.9649 | 121.3519
| Kitchen DCV_Com, E - Vent [Building w Elec Heat] | E | Yes | Lodging | Ventilation | RET | 128.7587 | 240.3265 | 344.0702 | 440.465 | 529.295 | 611.4466 | 684.6713 | 753.8172 | 818.7756 | 878.4961
| Kitchen DCV_Com, E - Vent [Building w Elec Heat] | E | Yes | Lodging | Ventilation | REPL | 92.3001 | 162.8421 | 226.1227 | 281.6887 | 328.7351 | 367.1116 | 395.3969 | 415.9238 | 428.4433 | 432.8067
| Kitchen DCV_Com, E - Heat [Building w Elec Heat] | E | Yes | Lodging | Space Heating | NC | 8.0726 | 15.9176 | 23.6336 | 31.2254 | 38.3634 | 45.3586 | 52.2995 | 59.0601 | 65.8154 | 72.6306
| Kitchen DCV_Com, E - Heat [Building w Elec Heat] | E | Yes | Lodging | Space Heating | RET | 77.0637 | 143.8384 | 205.9303 | 263.6238 | 316.7897 | 365.9584 | 409.7843 | 451.1689 | 490.0474 | 525.7908
| Kitchen DCV_Com, E - Heat [Building w Elec Heat] | E | Yes | Lodging | Space Heating | REPL | 55.2428 | 97.463 | 135.3373 | 168.5942 | 196.752 | 219.7209 | 236.65 | 248.9356 | 256.4286 | 259.0402
| Kitchen DCV_Com, E - Vent [Building w Gas Heat] | E | Yes | Lodging | Ventilation | NC | 27.5423 | 54.3081 | 80.634 | 106.5361 | 130.8898 | 154.7564 | 178.4376 | 201.5034 | 224.5514 | 247.8041
| Kitchen DCV_Com, E - Vent [Building w Gas Heat] | E | Yes | Lodging | Ventilation | RET | 262.9288 | 490.7534 | 702.601 | 899.442 | 1080.8353 | 1248.5912 | 1398.1181 | 1539.3159 | 1671.9628 | 1793.9137
| Kitchen DCV_Com, E - Vent [Building w Gas Heat] | E | Yes | Lodging | Ventilation | REPL | 188.4795 | 332.528 | 461.7489 | 575.2162 | 671.2863 | 749.6522 | 807.4116 | 849.3281 | 874.8932 | 883.8034
| Kitchen DCV_Com, E - Vent [Building w Oil Heat] | E | Yes | Lodging | Ventilation | NC | 7.4104 | 14.6119 | 21.6951 | 28.6642 | 35.2167 | 41.6382 | 48.0098 | 54.2158 | 60.417 | 66.6732
| Kitchen DCV_Com, E - Vent [Building w Oil Heat] | E | Yes | Lodging | Ventilation | RET | 70.7426 | 132.0403 | 189.0392 | 242.0005 | 290.8055 | 335.9413 | 376.1724 | 414.1625 | 449.852 | 482.6637
| Kitchen DCV_Com, E - Vent [Building w Oil Heat] | E | Yes | Lodging | Ventilation | REPL | 50.7116 | 89.4687 | 124.2364 | 154.7655 | 180.6138 | 201.6986 | 217.2391 | 228.517 | 235.3955 | 237.7928
| Kitchen DCV_Com, E - Vent [Building w Oil Heat] | E | Yes | Lodging | Ventilation | NC | 7.4104 | 14.6119 | 21.6951 | 28.6642 | 35.2167 | 41.6382 | 48.0098 | 54.2158 | 60.417 | 66.6732
| Kitchen DCV_Com, E - Vent [Building w Oil Heat] | E | Yes | Lodging | Ventilation | RET | 70.7426 | 132.0403 | 189.0392 | 242.0005 | 290.8055 | 335.9413 | 376.1724 | 414.1625 | 449.852 | 482.6637
| Kitchen DCV_Com, E - Vent [Building w Oil Heat] | E | Yes | Lodging | Ventilation | REPL | 50.7116 | 89.4687 | 124.2364 | 154.7655 | 180.6138 | 201.6986 | 217.2391 | 228.517 | 235.3955 | 237.7928
| Duct Sealing Regulated_Com, E - Vent [Building w Elec Heat] | E | Yes | Lodging | Ventilation | RET | 165.0605 | 322.7482 | 484.4124 | 650.0269 | 818.2932 | 989.8651 | 1158.474 | 1328.7701 | 1499.5307 | 1666.7386
| Duct Sealing Regulated_Com, E - Heat [Building w Elec Heat] | E | Yes | Lodging | Space Heating | RET | 47.9317 | 93.7225 | 140.668 | 188.7607 | 237.6233 | 287.4459 | 336.4081 | 385.8602 | 435.4472 | 484.0025
| Duct Sealing Regulated_Com, E - Cool [Building w Elec Heat] | E | Yes | Lodging | Cooling | RET | 48.6938 | 95.2125 | 142.9043 | 191.7616 | 241.401 | 292.0157 | 341.7563 | 391.9946 | 442.3699 | 491.6971
| Duct Sealing Regulated_Com, E - Vent [Building w Gas Heat] | E | Yes | Lodging | Ventilation | RET | 337.0581 | 659.061 | 989.1837 | 1327.3733 | 1670.9777 | 2021.3323 | 2365.6363 | 2713.3858 | 3062.0839 | 3403.5269
| Duct Sealing Regulated_Com, E - Cool [Building w Gas Heat] | E | Yes | Lodging | Cooling | RET | 99.434 | 194.4266 | 291.8147 | 391.5825 | 492.9477 | 596.3043 | 697.8759 | 800.4639 | 903.3318 | 1004.0594
| Duct Sealing Non Regulated_Com, E - Vent [Building w Oil Heat] | E | Yes | Lodging | Ventilation | RET | 90.6876 | 177.3245 | 266.146 | 357.1381 | 449.587 | 543.8521 | 636.4892 | 730.0534 | 823.8728 | 915.7402
| Duct Sealing Non Regulated_Com, E - Cool [Building w Oil Heat] | E | Yes | Lodging | Cooling | RET | 26.7533 | 52.3117 | 78.5146 | 105.3577 | 132.6307 | 160.4394 | 187.7679 | 215.3698 | 243.047 | 270.1484
| Duct Sealing Non Regulated_Com, E - Vent [Building w Propane Heat] | E | Yes | Lodging | Ventilation | RET | 27.3303 | 53.4398 | 80.2077 | 107.6297 | 135.4907 | 163.8991 | 191.8169 | 220.0141 | 248.2882 | 275.974
| Duct Sealing Non Regulated_Com, E - Cool [Building w Propane Heat] | E | Yes | Lodging | Cooling | RET | 8.0626 | 15.765 | 23.6617 | 31.7514 | 39.9705 | 48.3512 | 56.5871 | 64.9054 | 73.2464 | 81.4139
| Power Strip_Com, E - Plug [Tier 1] | E | Yes | Lodging | Plug Loads | NC | 0 | 0 | 0 | 0 | 0 | 0 | 0 | 0 | 0 | 0
| Power Strip_Com, E - Plug [Tier 1] | E | Yes | Lodging | Plug Loads | RET | 0 | 0 | 0 | 0 | 0 | 0 | 0 | 0 | 0 | 0
| Power Strip_Com, E - Plug [Tier 1] | E | Yes | Lodging | Plug Loads | REPL | 0 | 0 | 0 | 0 | 0 | 0 | 0 | 0 | 0 | 0
| Power Strip_Com, E - Plug [Tier 2] | E | No | Lodging | Plug Loads | NC | 38.0809 | 75.088 | 111.4869 | 147.3 | 180.9721 | 213.9708 | 246.7131 | 278.6046 | 272.7125 | 268.5078
| Power Strip_Com, E - Plug [Tier 2] | E | No | Lodging | Plug Loads | RET | 384.3075 | 716.0988 | 1023.5043 | 1308.0996 | 1575.4733 | 1828.0317 | 2058.406 | 2274.8179 | 2169.3338 | 2165.271
| Power Strip_Com, E - Plug [Tier 2] | E | No | Lodging | Plug Loads | REPL | 488.6198 | 862.0557 | 1197.0519 | 1491.2079 | 1747.9715 | 1966.8498 | 2139.76 | 2271.7903 | 1970.1783 | 1833.3403
| Computer Power Management_Com, E - Plug | E | Yes | Lodging | Plug Loads | RET | 299.0053 | 584.6551 | 877.5081 | 1177.5172 | 1482.3298 | 1494.1252 | 1513.9086 | 1529.5453 | 1538.8675 | 1536.9501
| Vending Machine Controls_Com, E - Plug [Non-Refrigerated] | E | No | Lodging | Plug Loads | RET | 100.3704 | 196.2576 | 294.5628 | 395.2702 | 497.59 | 501.5495 | 508.1904 | 513.4393 | 516.5686 | 515.925
| Vending Machine Controls_Com, E - Plug [Refrigerated] | E | Yes | Lodging | Plug Loads | RET | 301.1112 | 588.7729 | 883.6884 | 1185.8105 | 1492.7699 | 1504.6484 | 1524.5712 | 1540.318 | 1549.7058 | 1547.7749
| Ovens_Com, E - Cook | E | Yes | Lodging | Cooking | NC | 24.682 | 48.6681 | 72.2599 | 95.472 | 117.2965 | 138.6845 | 159.9064 | 180.5767 | 201.2311 | 222.0688
| Ovens_Com, E - Cook | E | Yes | Lodging | Cooking | REPL | 211.1316 | 412.8327 | 619.6201 | 831.4604 | 1046.6927 | 1266.1532 | 1481.8236 | 1699.6522 | 1918.0751 | 2131.9535
| Fryers_Com, E - Cook | E | Yes | Lodging | Cooking | NC | 4.0499 | 7.9855 | 11.8565 | 15.6652 | 19.2462 | 22.7556 | 26.2377 | 29.6293 | 33.0183 | 36.4374
| Fryers_Com, E - Cook | E | Yes | Lodging | Cooking | REPL | 34.6428 | 67.7383 | 101.6683 | 136.4274 | 171.743 | 207.7525 | 243.14 | 278.8817 | 314.7209 | 349.8144
| Griddles_Com, E - Cook | E | Yes | Lodging | Cooking | NC | 1.1296 | 2.2273 | 3.3069 | 4.3692 | 5.368 | 6.3468 | 7.318 | 8.264 | 9.2092 | 10.1628
| Griddles_Com, E - Cook | E | Yes | Lodging | Cooking | REPL | 9.6623 | 18.893 | 28.3565 | 38.0512 | 47.9011 | 57.9446 | 67.8146 | 77.7834 | 87.7793 | 97.5673
| Hot Food Holding Cabinet_Com, E - Cook | E | Yes | Lodging | Cooking | NC | 4.9152 | 9.6917 | 14.3898 | 19.0123 | 23.3584 | 27.6176 | 31.8437 | 35.96 | 40.0731 | 44.2227
| Hot Food Holding Cabinet_Com, E - Cook | E | Yes | Lodging | Cooking | REPL | 42.0447 | 82.2113 | 123.3909 | 165.5767 | 208.438 | 252.1412 | 295.0898 | 338.4681 | 381.9647 | 424.5564
| Steamers_Com, E - Cook | E | Yes | Lodging | Cooking | NC | 3.8589 | 7.609 | 11.2975 | 14.9267 | 18.3388 | 21.6827 | 25.0007 | 28.2324 | 31.4616 | 34.7195
| Steamers_Com, E - Cook | E | Yes | Lodging | Cooking | REPL | 33.0095 | 64.5447 | 96.875 | 129.9954 | 163.646 | 197.9578 | 231.6769 | 265.7335 | 299.883 | 333.322
| ES Refrigerator and Freezer_Com, E - Refr | E | Yes | Lodging | Refrigeration | NC | 107.5338 | 212.0356 | 314.8197 | 415.9496 | 511.0338 | 604.2163 | 696.6752 | 786.7311 | 876.7176 | 967.5028
| ES Refrigerator and Freezer_Com, E - Refr | E | Yes | Lodging | Refrigeration | REPL | 919.8518 | 1798.6171 | 2699.5419 | 3622.4816 | 4560.1989 | 5516.3377 | 6455.9642 | 7404.9934 | 8356.6115 | 9288.4303
| Anti Sweat Heat Control_Com, E - Refr | E | Yes | Lodging | Refrigeration | NC | 9.0353 | 17.8159 | 26.4521 | 34.9494 | 42.9387 | 50.7682 | 58.5368 | 66.1036 | 73.6646 | 81.2926
| Anti Sweat Heat Control_Com, E - Refr | E | Z | Lodging | Refrigeration | RET | 0 | 0 | 0 | 0 | 0 | 0 | 0 | 0 | 0 | 0
| Loading Dock Pit Seals_Com, E - Refr | E | No | Lodging | Refrigeration | NC | 2.718 | 5.3595 | 7.9575 | 10.5136 | 12.917 | 15.2723 | 17.6093 | 19.8856 | 22.1601 | 24.4548
| Loading Dock Pit Seals_Com, E - Refr | E | No | Lodging | Refrigeration | RET | 27.9005 | 54.5547 | 81.8811 | 109.8752 | 138.3175 | 167.3186 | 195.8188 | 224.6043 | 253.4683 | 281.7317
| ECM Comp Cond Fan Motor_Com, E - Refr | E | Yes | Lodging | Refrigeration | NC | 4.8931 | 9.6483 | 14.3253 | 18.9271 | 23.2537 | 27.4938 | 31.701 | 35.7988 | 39.8935 | 44.0245
| ECM Comp Cond Fan Motor_Com, E - Refr | E | Z | Lodging | Refrigeration | RET | 0 | 0 | 0 | 0 | 0 | 0 | 0 | 0 | 0 | 0
| ECM Comp Cond Fan Motor_Com, E - Refr | E | Yes | Lodging | Refrigeration | REPL | 33.485 | 59.0764 | 82.0336 | 102.1921 | 119.2597 | 133.1821 | 143.4436 | 155.588 | 169.5507 | 184.9709
| Evap Fan Motor Replacement_Com, E - Refr | E | Yes | Lodging | Refrigeration | NC | 9.1005 | 17.9444 | 26.643 | 35.2016 | 43.2485 | 51.1345 | 58.9592 | 66.5806 | 74.1961 | 81.8792
| Evap Fan Motor Replacement_Com, E - Refr | E | Yes | Lodging | Refrigeration | RET | 146.7888 | 273.823 | 391.8032 | 501.2911 | 602.0626 | 695.1432 | 778.0073 | 855.8039 | 928.4566 | 994.8465
| Evap Fan Motor Replacement_Com, E - Refr | E | Yes | Lodging | Refrigeration | REPL | 62.2772 | 109.8736 | 152.5707 | 190.0625 | 221.8059 | 247.6995 | 266.7843 | 280.475 | 288.6026 | 291.0774
| Evap Fan Speed Controls_Com, E - Refr | E | Yes | Lodging | Refrigeration | NC | 14.2717 | 28.1411 | 41.7825 | 55.2043 | 67.8238 | 80.1908 | 92.4618 | 104.4139 | 116.3568 | 128.4057
| Evap Fan Speed Controls_Com, E - Refr | E | Yes | Lodging | Refrigeration | RET | 96.8186 | 189.3126 | 284.139 | 381.2825 | 479.9815 | 580.6194 | 679.5193 | 779.4089 | 879.571 | 977.6491
| LowHeat NoHeat Doors_Com, E - Refr | E | Yes | Lodging | Refrigeration | NC | 4.2229 | 8.3267 | 12.363 | 16.3344 | 20.0683 | 23.7276 | 27.3585 | 30.895 | 34.4288 | 37.9939
| LowHeat NoHeat Doors_Com, E - Refr | E | Yes | Lodging | Refrigeration | RET | 39.0125 | 76.2824 | 114.4921 | 153.6355 | 193.4057 | 233.9571 | 273.8083 | 314.0582 | 354.4179 | 393.9379
| Refrigerated Vending Machine_Com, E - Refr | E | Yes | Lodging | Refrigeration | NC | 3.3752 | 6.6552 | 9.8813 | 13.0554 | 16.0399 | 18.9646 | 21.8666 | 24.6932 | 27.5176 | 30.3671
| Refrigerated Vending Machine_Com, E - Refr | E | Yes | Lodging | Refrigeration | REPL | 24.747 | 48.3886 | 72.6263 | 97.4564 | 122.6839 | 148.4071 | 173.6861 | 199.218 | 224.8196 | 249.8885
| Walk In Refrigeration_Com, E - Refr | E | Yes | Lodging | Refrigeration | NC | 33.0266 | 65.122 | 96.6899 | 127.7497 | 156.9527 | 185.5717 | 213.9683 | 241.627 | 269.2644 | 297.1471
| Refrigeration Tune Up_Com, E - Refr | E | Yes | Lodging | Refrigeration | RET | 138.4857 | 270.7858 | 406.4221 | 545.3727 | 686.5481 | 830.4969 | 971.9598 | 976.3525 | 987.3207 | 991.9718
| ES Ice Machine_Com, E - Refr | E | Yes | Lodging | Refrigeration | NC | 13.1117 | 25.8536 | 38.3861 | 50.717 | 62.3106 | 73.6724 | 84.946 | 95.9266 | 106.8987 | 117.9682
| ES Ice Machine_Com, E - Refr | E | Yes | Lodging | Refrigeration | REPL | 112.158 | 219.3064 | 329.1566 | 441.6912 | 556.0276 | 672.6101 | 787.1793 | 902.8949 | 1018.9262 | 1132.5434
| Walk In Cooler Retroft_Com, E - Refr | E | Yes | Lodging | Refrigeration | RET | 63.6863 | 124.5279 | 186.9037 | 250.8037 | 315.7269 | 381.9255 | 446.9809 | 512.6872 | 578.5728 | 643.0876
| Door Gasket Replacement_Com, E - Refr | E | Z | Lodging | Refrigeration | RET | 0 | 0 | 0 | 0 | 0 | 0 | 0 | 0 | 0 | 0
| EnergyStar Dehumidifier_Com, E - Appl | E | Yes | Lodging | Appliances | NC | 2.2916 | 4.5185 | 6.7089 | 8.864 | 10.8903 | 12.876 | 14.8463 | 16.7655 | 18.6831 | 20.6178
| EnergyStar Dehumidifier_Com, E - Appl | E | Yes | Lodging | Appliances | REPL | 19.6023 | 38.329 | 57.528 | 77.1961 | 97.1791 | 117.5547 | 137.5784 | 157.8024 | 178.0817 | 197.939
| Clothes Washer Elec WH_Com, E - Appl [unit w/ elec dry - Washer] | E | Yes | Lodging | Appliances | NC | 18.945 | 37.3558 | 55.4639 | 73.2807 | 90.0323 | 106.4489 | 122.738 | 119.8191 | 117.5837 | 115.9594
| Clothes Washer Elec WH_Com, E - Appl [unit w/ elec dry - Washer] | E | Yes | Lodging | Appliances | REPL | 277.8113 | 543.2137 | 815.3087 | 1094.0526 | 1377.2595 | 1666.0301 | 1949.8137 | 1958.6258 | 1980.6286 | 1989.9591
| Clothes Washer Elec WH_Com, E - Appl [unit w/ elec dry - Dryer] | E | Yes | Lodging | Appliances | NC | 2.7003 | 5.3244 | 7.9054 | 10.4449 | 12.8325 | 15.1724 | 17.4941 | 17.0781 | 16.7595 | 16.5279
| Clothes Washer Elec WH_Com, E - Appl [unit w/ elec dry - Dryer] | E | Yes | Lodging | Appliances | REPL | 39.597 | 77.4254 | 116.2077 | 155.9377 | 196.3038 | 237.4628 | 277.9111 | 279.1671 | 282.3032 | 283.6331
| Clothes Washer Elec WH_Com, E - HWat [unit w/ elec dry - Water Heater] | E | Yes | Lodging | Water Heating | NC | 5.3825 | 10.6132 | 15.758 | 20.82 | 25.5793 | 30.2435 | 34.8714 | 34.0421 | 33.407 | 32.9455
| Clothes Washer Elec WH_Com, E - HWat [unit w/ elec dry - Water Heater] | E | Yes | Lodging | Water Heating | REPL | 78.9296 | 154.3338 | 231.6393 | 310.8339 | 391.2965 | 473.3399 | 553.9663 | 556.4699 | 562.7212 | 565.3721
| Clothes Washer Elec WH_Com, E - Appl [unit w/ gas dry - Washer] | E | Yes | Lodging | Appliances | NC | 4.7362 | 9.3389 | 13.866 | 18.3202 | 22.5081 | 26.6122 | 30.6845 | 29.9548 | 29.3959 | 28.9898
| Clothes Washer Elec WH_Com, E - Appl [unit w/ gas dry - Washer] | E | Yes | Lodging | Appliances | REPL | 69.4528 | 135.8034 | 203.8272 | 273.5131 | 344.3149 | 416.5075 | 487.4534 | 489.6564 | 495.1571 | 497.4898
| Clothes Washer Elec WH_Com, E - HWat [unit w/ gas dry - Water Heater] | E | Yes | Lodging | Water Heating | NC | 1.3456 | 2.6533 | 3.9395 | 5.205 | 6.3948 | 7.5609 | 8.7178 | 8.5105 | 8.3517 | 8.2364
| Clothes Washer Elec WH_Com, E - HWat [unit w/ gas dry - Water Heater] | E | Yes | Lodging | Water Heating | REPL | 19.7324 | 38.5834 | 57.9098 | 77.7085 | 97.8241 | 118.335 | 138.4916 | 139.1175 | 140.6803 | 141.343
| Clothes Washer Elec WH_Com, E - Appl [unit w/ propane dry - Washer] | E | Yes | Lodging | Appliances | NC | 1.8945 | 3.7356 | 5.5464 | 7.3281 | 9.0032 | 10.6449 | 12.2738 | 11.9819 | 11.7584 | 11.5959
| Clothes Washer Elec WH_Com, E - Appl [unit w/ propane dry - Washer] | E | Yes | Lodging | Appliances | REPL | 27.7811 | 54.3214 | 81.5309 | 109.4053 | 137.726 | 166.603 | 194.9814 | 195.8626 | 198.0629 | 198.9959
| Clothes Washer Elec WH_Com, E - HWat [unit w/ propane dry - Water Heater] | E | Yes | Lodging | Water Heating | NC | 0.53825 | 1.0613 | 1.5758 | 2.082 | 2.5579 | 3.0243 | 3.4871 | 3.4042 | 3.3407 | 3.2946
| Clothes Washer Elec WH_Com, E - HWat [unit w/ propane dry - Water Heater] | E | Yes | Lodging | Water Heating | REPL | 7.893 | 15.4334 | 23.1639 | 31.0834 | 39.1297 | 47.334 | 55.3966 | 55.647 | 56.2721 | 56.5372
| Clothes Washer Gas WH_Com, E - Appl [unit w/ elec dry - Washer] | E | Yes | Lodging | Appliances | NC | 9.4725 | 18.6779 | 27.732 | 36.6403 | 45.0162 | 53.2245 | 61.369 | 59.9095 | 58.7919 | 57.9797
| Clothes Washer Gas WH_Com, E - Appl [unit w/ elec dry - Washer] | E | Yes | Lodging | Appliances | REPL | 138.9056 | 271.6068 | 407.6543 | 547.0263 | 688.6298 | 833.0151 | 974.9068 | 979.3129 | 990.3143 | 994.9795
| Clothes Washer Gas WH_Com, E - Appl [unit w/ elec dry - Dryer] | E | Yes | Lodging | Appliances | NC | 1.3501 | 2.6622 | 3.9527 | 5.2224 | 6.4163 | 7.5862 | 8.7471 | 8.539 | 8.3797 | 8.264
| Clothes Washer Gas WH_Com, E - Appl [unit w/ elec dry - Dryer] | E | Yes | Lodging | Appliances | REPL | 19.7985 | 38.7127 | 58.1038 | 77.9688 | 98.1519 | 118.7314 | 138.9556 | 139.5836 | 141.1516 | 141.8166
| Clothes Washer Gas WH_Com, E - Appl [unit w/ gas dry - Washer] | E | Yes | Lodging | Appliances | NC | 36.9427 | 72.8437 | 108.1547 | 142.8973 | 175.563 | 207.5754 | 239.3391 | 233.6472 | 229.2883 | 226.1208
| Clothes Washer Gas WH_Com, E - Appl [unit w/ gas dry - Washer] | E | Yes | Lodging | Appliances | REPL | 541.732 | 1059.2667 | 1589.852 | 2133.4025 | 2685.6561 | 3248.7587 | 3802.1367 | 3819.3202 | 3862.2257 | 3880.4202
| Clothes Washer Gas WH_Com, E - Appl [unit w/ propane dry - Washer] | E | Yes | Lodging | Appliances | NC | 1.8945 | 3.7356 | 5.5464 | 7.3281 | 9.0032 | 10.6449 | 12.2738 | 11.9819 | 11.7584 | 11.5959
| Clothes Washer Gas WH_Com, E - Appl [unit w/ propane dry - Washer] | E | Yes | Lodging | Appliances | REPL | 27.7811 | 54.3214 | 81.5309 | 109.4053 | 137.726 | 166.603 | 194.9814 | 195.8626 | 198.0629 | 198.9959
| Clothes Washer Oil WH_Com, E - Appl [unit w/ elec dry - Washer] | E | Yes | Lodging | Appliances | NC | 11.367 | 22.4135 | 33.2784 | 43.9684 | 54.0194 | 63.8694 | 73.6428 | 71.8915 | 70.5502 | 69.5756
| Clothes Washer Oil WH_Com, E - Appl [unit w/ elec dry - Washer] | E | Yes | Lodging | Appliances | REPL | 166.6868 | 325.9282 | 489.1852 | 656.4315 | 826.3557 | 999.6181 | 1169.8882 | 1175.1755 | 1188.3771 | 1193.9755
| Clothes Washer Oil WH_Com, E - Appl [unit w/ elec dry - Dryer] | E | Yes | Lodging | Appliances | NC | 1.6202 | 3.1946 | 4.7432 | 6.2669 | 7.6995 | 9.1034 | 10.4965 | 10.2468 | 10.0557 | 9.9168
| Clothes Washer Oil WH_Com, E - Appl [unit w/ elec dry - Dryer] | E | Yes | Lodging | Appliances | REPL | 23.7582 | 46.4552 | 69.7246 | 93.5626 | 117.7823 | 142.4777 | 166.7467 | 167.5003 | 169.3819 | 170.1799
| Clothes Washer Oil WH_Com, E - Appl [unit w/ gas dry - Washer] | E | Yes | Lodging | Appliances | NC | 1.8945 | 3.7356 | 5.5464 | 7.3281 | 9.0032 | 10.6449 | 12.2738 | 11.9819 | 11.7584 | 11.5959
| Clothes Washer Oil WH_Com, E - Appl [unit w/ gas dry - Washer] | E | Yes | Lodging | Appliances | REPL | 27.7811 | 54.3214 | 81.5309 | 109.4053 | 137.726 | 166.603 | 194.9814 | 195.8626 | 198.0629 | 198.9959
| Clothes Washer Oil WH_Com, E - Appl [unit w/ propane dry - Washer] | E | Yes | Lodging | Appliances | NC | 2.8417 | 5.6034 | 8.3196 | 10.9921 | 13.5048 | 15.9673 | 18.4107 | 17.9729 | 17.6376 | 17.3939
| Clothes Washer Oil WH_Com, E - Appl [unit w/ propane dry - Washer] | E | Yes | Lodging | Appliances | REPL | 41.6717 | 81.4821 | 122.2963 | 164.1079 | 206.5889 | 249.9045 | 292.4721 | 293.7939 | 297.0943 | 298.4939
| Clothes Washer Propane WH_Com, E - Appl [unit w/ elec dry - Washer] | E | Yes | Lodging | Appliances | NC | 1.8945 | 3.7356 | 5.5464 | 7.3281 | 9.0032 | 10.6449 | 12.2738 | 11.9819 | 11.7584 | 11.5959
| Clothes Washer Propane WH_Com, E - Appl [unit w/ elec dry - Washer] | E | Yes | Lodging | Appliances | REPL | 27.7811 | 54.3214 | 81.5309 | 109.4053 | 137.726 | 166.603 | 194.9814 | 195.8626 | 198.0629 | 198.9959
| Clothes Washer Propane WH_Com, E - Appl [unit w/ elec dry - Dryer] | E | Yes | Lodging | Appliances | NC | 0.27003 | 0.53244 | 0.79054 | 1.0445 | 1.2833 | 1.5172 | 1.7494 | 1.7078 | 1.6759 | 1.6528
| Clothes Washer Propane WH_Com, E - Appl [unit w/ elec dry - Dryer] | E | Yes | Lodging | Appliances | REPL | 3.9597 | 7.7425 | 11.6208 | 15.5938 | 19.6304 | 23.7463 | 27.7911 | 27.9167 | 28.2303 | 28.3633
| Clothes Washer Propane WH_Com, E - Appl [unit w/ gas dry - Washer] | E | Yes | Lodging | Appliances | NC | 0.94725 | 1.8678 | 2.7732 | 3.664 | 4.5016 | 5.3224 | 6.1369 | 5.991 | 5.8792 | 5.798
| Clothes Washer Propane WH_Com, E - Appl [unit w/ gas dry - Washer] | E | Yes | Lodging | Appliances | REPL | 13.8906 | 27.1607 | 40.7654 | 54.7026 | 68.863 | 83.3015 | 97.4907 | 97.9313 | 99.0314 | 99.498
| Clothes Washer Propane WH_Com, E - Appl [unit w/ propane dry - Washer] | E | Yes | Lodging | Appliances | NC | 1.8945 | 3.7356 | 5.5464 | 7.3281 | 9.0032 | 10.6449 | 12.2738 | 11.9819 | 11.7584 | 11.5959
| Clothes Washer Propane WH_Com, E - Appl [unit w/ propane dry - Washer] | E | Yes | Lodging | Appliances | REPL | 27.7811 | 54.3214 | 81.5309 | 109.4053 | 137.726 | 166.603 | 194.9814 | 195.8626 | 198.0629 | 198.9959
| Ozone Laundry_Com, E - HWat | E | Yes | Lodging | Water Heating | RET | 95.7047 | 187.1345 | 280.8699 | 376.8959 | 474.4593 | 573.9394 | 671.7014 | 770.4418 | 869.4515 | 966.4013
| Dishwasher_Com, E - Appl [Building w elec WH] | E | Yes | Lodging | Appliances | NC | 2.7669 | 5.4559 | 8.1006 | 10.7028 | 13.1494 | 15.5471 | 17.9261 | 20.2434 | 22.5588 | 24.8948
| Dishwasher_Com, E - Appl [Building w elec WH] | E | Yes | Lodging | Appliances | REPL | 22.4525 | 43.9021 | 65.8926 | 88.4205 | 111.3091 | 134.6473 | 157.5825 | 180.7472 | 203.975 | 226.7196
| Dishwasher_Com, E - HWat [Building w elec WH] | E | Yes | Lodging | Water Heating | NC | 0.24479 | 0.48268 | 0.71666 | 0.94688 | 1.1633 | 1.3755 | 1.5859 | 1.7909 | 1.9958 | 2.2024
| Dishwasher_Com, E - HWat [Building w elec WH] | E | Yes | Lodging | Water Heating | REPL | 1.9864 | 3.884 | 5.8295 | 7.8226 | 9.8475 | 11.9123 | 13.9413 | 15.9907 | 18.0457 | 20.0579
| Dishwasher_Com, E - Appl [Building w gas WH] | E | Yes | Lodging | Appliances | NC | 6.9174 | 13.6397 | 20.2515 | 26.757 | 32.8735 | 38.8677 | 44.8153 | 50.6084 | 56.397 | 62.237
| Dishwasher_Com, E - Appl [Building w gas WH] | E | Yes | Lodging | Appliances | REPL | 56.1312 | 109.7553 | 164.7316 | 221.0513 | 278.2727 | 336.6182 | 393.9562 | 451.8679 | 509.9376 | 566.7991
| Dishwasher_Com, E - Appl [Building w oil WH] | E | Yes | Lodging | Appliances | NC | 0.69174 | 1.364 | 2.0252 | 2.6757 | 3.2873 | 3.8868 | 4.4815 | 5.0608 | 5.6397 | 6.2237
| Dishwasher_Com, E - Appl [Building w oil WH] | E | Yes | Lodging | Appliances | REPL | 5.6131 | 10.9755 | 16.4732 | 22.1051 | 27.8273 | 33.6618 | 39.3956 | 45.1868 | 50.9938 | 56.6799
| Dishwasher_Com, E - Appl [Building w propane WH] | E | Yes | Lodging | Appliances | NC | 0.69174 | 1.364 | 2.0252 | 2.6757 | 3.2873 | 3.8868 | 4.4815 | 5.0608 | 5.6397 | 6.2237
| Dishwasher_Com, E - Appl [Building w propane WH] | E | Yes | Lodging | Appliances | REPL | 5.6131 | 10.9755 | 16.4732 | 22.1051 | 27.8273 | 33.6618 | 39.3956 | 45.1868 | 50.9938 | 56.6799
| Faucet Aerator_Com, E - HWat | E | Yes | Lodging | Water Heating | RET | 9.7336 | 19.0324 | 28.5657 | 38.3319 | 48.2546 | 58.3721 | 68.3149 | 78.3573 | 88.427 | 98.2872
| Pre Rinse Sprayers_Com, E - HWat | E | Yes | Lodging | Water Heating | RET | 1.5128 | 2.958 | 4.4397 | 4.6045 | 4.8541 | 4.9416 | 4.9767 | 5.0017 | 5 | 4.9875
| Heat Pump Water Heater_Com, E - HWat | E | Yes | Lodging | Water Heating | NC | 31.7912 | 62.686 | 93.073 | 122.9709 | 151.0815 | 178.6299 | 205.9644 | 232.5884 | 259.1919 | 286.0316
| Heat Pump Water Heater_Com, E - HWat | E | Yes | Lodging | Water Heating | RET | 316.5429 | 589.6138 | 842.4148 | 1076.2723 | 1290.8268 | 1491.6659 | 1673.1251 | 1841.8882 | 1997.9719 | 2139.1895
| Heat Pump Water Heater_Com, E - HWat | E | Yes | Lodging | Water Heating | REPL | 326.3329 | 575.7383 | 799.4711 | 995.9281 | 1162.2636 | 1301.3382 | 1408.0096 | 1485.447 | 1532.7113 | 1549.2402
| Clothes Dryer_Com, E - Appl | E | Yes | Lodging | Appliances | NC | 12.1017 | 23.8622 | 35.4294 | 46.8104 | 57.5111 | 67.9977 | 78.4029 | 88.5377 | 98.6647 | 108.8816
| Clothes Dryer_Com, E - Appl | E | Yes | Lodging | Appliances | RET | 118.2036 | 220.3822 | 315.1695 | 403.0331 | 483.8091 | 558.3348 | 624.6044 | 686.5751 | 744.2129 | 796.6625
| Clothes Dryer_Com, E - Appl | E | Yes | Lodging | Appliances | REPL | 88.7305 | 156.5444 | 217.3777 | 270.7948 | 316.0217 | 352.914 | 380.1055 | 399.4706 | 410.7681 | 413.8791
| Pnemautic to DDC_Com, E - TotE [Building w Elec Heat] | E | No | Lodging | Total Electric | RET | 120.0573 | 234.7521 | 352.3391 | 472.7995 | 595.1885 | 719.982 | 842.6203 | 966.4857 | 1090.6891 | 1212.3084
| Pnemautic to DDC_Com, E - TotE [Building w Gas Heat] | E | Yes | Lodging | Total Electric | RET | 127.1202 | 248.5624 | 373.067 | 500.614 | 630.2031 | 762.3381 | 892.1911 | 1023.3435 | 1154.8537 | 1283.6277
| Pnemautic to DDC_Com, E - TotE [Building w Oil Heat] | E | Yes | Lodging | Total Electric | RET | 34.2025 | 66.8773 | 100.376 | 134.6933 | 169.5601 | 205.1118 | 240.0496 | 275.337 | 310.7206 | 345.368
| Pnemautic to DDC_Com, E - TotE [Building w Propane Heat] | E | Yes | Lodging | Total Electric | RET | 10.3075 | 20.1546 | 30.25 | 40.5921 | 51.0998 | 61.814 | 72.3431 | 82.9775 | 93.641 | 104.0826
| RCx_Com, E - TotE [Building w Elec Heat] | E | Yes | Lodging | Total Electric | RET | 412.1996 | 805.9876 | 1209.7057 | 1623.2889 | 2043.4942 | 2471.9545 | 2893.0154 | 3318.2897 | 3332.5247 | 3356.2988
| RCx_Com, E - TotE [Building w Gas Heat] | E | Yes | Lodging | Total Electric | RET | 841.7231 | 1645.8493 | 2470.2529 | 3314.8016 | 4172.8726 | 5047.8005 | 5907.6186 | 6776.0408 | 6805.109 | 6853.6563
| RCx_Com, E - TotE [Building w Oil Heat] | E | Yes | Lodging | Total Electric | RET | 226.4708 | 442.826 | 664.637 | 891.868 | 1122.7374 | 1358.1422 | 1589.4817 | 1823.1361 | 1830.957 | 1844.019
| RCx_Com, E - TotE [Building w Propane Heat] | E | Yes | Lodging | Total Electric | RET | 68.2509 | 133.4532 | 200.2997 | 268.7797 | 338.3561 | 409.2994 | 479.0175 | 549.4333 | 551.7903 | 555.7267
| Commissioning_Com, E - TotE [Building w Elec Heat] | E | Yes | Lodging | Total Electric | NC | 0 | 0 | 0 | 0 | 0 | 0 | 0 | 0 | 0 | 0
| Commissioning_Com, E - TotE [Building w Gas Heat] | E | Yes | Lodging | Total Electric | NC | 0 | 0 | 0 | 0 | 0 | 0 | 0 | 0 | 0 | 0
| Commissioning_Com, E - TotE [Building w Oil Heat] | E | Yes | Lodging | Total Electric | NC | 0 | 0 | 0 | 0 | 0 | 0 | 0 | 0 | 0 | 0
| Commissioning_Com, E - TotE [Building w Propane Heat] | E | Yes | Lodging | Total Electric | NC | 0 | 0 | 0 | 0 | 0 | 0 | 0 | 0 | 0 | 0
| Integrated Building Design_Com, E - TotE [Building w Elec Heat] | E | Yes | Lodging | Total Electric | NC | 33.6353 | 66.3223 | 98.472 | 130.1043 | 159.8455 | 188.9919 | 217.912 | 246.0804 | 274.2272 | 302.6238
| Integrated Building Design_Com, E - TotE [Building w Gas Heat] | E | Yes | Lodging | Total Electric | NC | 68.6843 | 135.432 | 201.0825 | 265.6765 | 326.409 | 385.9268 | 444.9824 | 502.5032 | 559.9796 | 617.9662
| Integrated Building Design_Com, E - TotE [Building w Oil Heat] | E | Yes | Lodging | Total Electric | NC | 18.4799 | 36.4388 | 54.1025 | 71.4819 | 87.8224 | 103.836 | 119.7253 | 135.2016 | 150.666 | 166.2677
| Integrated Building Design_Com, E - TotE [Building w Propane Heat] | E | Yes | Lodging | Total Electric | NC | 5.5692 | 10.9815 | 16.3047 | 21.5423 | 26.4668 | 31.2928 | 36.0813 | 40.7453 | 45.4058 | 50.1076
| Deep Energy Retrofit_Com, E - TotE [Building w Elec Heat] | E | Yes | Lodging | Total Electric | RET | 120.9607 | 236.5185 | 354.9903 | 476.3571 | 599.6671 | 725.3995 | 848.9606 | 973.7581 | 1098.8961 | 1221.4304
| Deep Energy Retrofit_Com, E - TotE [Building w Gas Heat] | E | Yes | Lodging | Total Electric | RET | 247.0051 | 482.9774 | 724.9002 | 972.7345 | 1224.537 | 1481.2861 | 1733.6013 | 1988.4414 | 2243.9766 | 2494.1952
| Deep Energy Retrofit_Com, E - TotE [Building w Oil Heat] | E | Yes | Lodging | Total Electric | RET | 66.4583 | 129.9481 | 195.0389 | 261.7203 | 329.4693 | 398.5493 | 466.4363 | 535.0026 | 603.7559 | 671.0788
| Deep Energy Retrofit_Com, E - TotE [Building w Propane Heat] | E | Yes | Lodging | Total Electric | RET | 20.0283 | 39.1621 | 58.7783 | 78.8739 | 99.2912 | 120.1097 | 140.5686 | 161.2322 | 181.9522 | 202.2411
| EMS_Com, E - TotE [Building w Elec Heat] | E | Yes | Lodging | Total Electric | NC | 61.1806 | 120.6362 | 179.1146 | 236.6517 | 290.7493 | 343.7649 | 396.3687 | 447.6054 | 498.8026 | 550.4543
| EMS_Com, E - TotE [Building w Elec Heat] | E | Yes | Lodging | Total Electric | RET | 765.8161 | 1497.4259 | 2247.4844 | 3015.8713 | 3796.5611 | 4592.5877 | 5374.8671 | 6164.9746 | 6957.2374 | 7733.0165
| EMS_Com, E - TotE [Building w Gas Heat] | E | Yes | Lodging | Total Electric | NC | 124.9325 | 246.3425 | 365.757 | 483.2495 | 593.7182 | 701.9775 | 809.396 | 914.0228 | 1018.5689 | 1124.0431
| EMS_Com, E - TotE [Building w Gas Heat] | E | Yes | Lodging | Total Electric | RET | 1563.818 | 3057.7856 | 4589.4263 | 6158.4938 | 7752.6844 | 9378.193 | 10975.6295 | 12589.0511 | 14206.8741 | 15791.0369
| EMS_Com, E - TotE [Building w Oil Heat] | E | Yes | Lodging | Total Electric | NC | 33.6139 | 66.28 | 98.4092 | 130.0213 | 159.7436 | 188.8714 | 217.773 | 245.9235 | 274.0523 | 302.4308
| EMS_Com, E - TotE [Building w Oil Heat] | E | Yes | Lodging | Total Electric | RET | 420.755 | 822.7163 | 1234.8138 | 1656.9812 | 2085.9081 | 2523.2613 | 2953.0616 | 3387.1628 | 3822.4481 | 4248.677
| EMS_Com, E - TotE [Building w Propane Heat] | E | Yes | Lodging | Total Electric | NC | 10.1301 | 19.9746 | 29.6573 | 39.1841 | 48.1415 | 56.9196 | 65.6296 | 74.1133 | 82.5904 | 91.1427
| EMS_Com, E - TotE [Building w Propane Heat] | E | Yes | Lodging | Total Electric | RET | 126.8017 | 247.9396 | 372.1323 | 499.3597 | 628.6241 | 760.428 | 889.9557 | 1020.7795 | 1151.9602 | 1280.4116
| VFDs on HVAC Pumps_Com, E - Oth | E | Yes | Lodging | Other | RET | 239.4378 | 468.1807 | 702.6917 | 942.9332 | 1187.0213 | 1196.4668 | 1212.3091 | 1224.8306 | 1232.2956 | 1230.7602
| ECM Circulators_Com, E - Oth | E | Yes | Lodging | Other | RET | 287.5725 | 562.3002 | 843.9556 | 1132.4935 | 1425.6513 | 1724.5682 | 2018.3229 | 2315.0171 | 2612.5207 | 2903.8345
| Motors_Com, E - Oth | E | Yes | Lodging | Other | NC | 7.007 | 13.8164 | 20.5138 | 27.1035 | 33.2992 | 39.3711 | 45.3957 | 51.2638 | 57.1274 | 63.043
| Motors_Com, E - Oth | E | Yes | Lodging | Other | RET | 213.6192 | 397.4931 | 567.3412 | 724.1138 | 867.6276 | 855.4697 | 848.2592 | 840.4887 | 831.7201 | 820.9591
| Motors_Com, E - Oth | E | Yes | Lodging | Other | REPL | 47.9504 | 84.5974 | 117.472 | 146.3389 | 170.7798 | 190.7166 | 205.4109 | 215.4152 | 220.5963 | 220.9201
| Ext Area Ltg_Com, E - ExtL | E | Yes | Lodging | Exterior Lighting | NC | 25.5407 | 50.3614 | 74.774 | 98.7937 | 121.3775 | 143.5097 | 165.4699 | 186.8594 | 208.2324 | 229.7952
| Ext Area Ltg_Com, E - ExtL | E | Yes | Lodging | Exterior Lighting | RET | 131.0864 | 250.0562 | 365.9274 | 478.6949 | 587.5394 | 713.618 | 847.5225 | 982.767 | 1118.3804 | 1251.1722
| Ext Area Ltg_Com, E - ExtL | E | Yes | Lodging | Exterior Lighting | REPL | 229.6635 | 405.1876 | 562.6441 | 700.9048 | 817.9668 | 949.6263 | 1091.0976 | 1246.1911 | 1413.9473 | 1590.1983
| Street Ltg_Com, E - ExtL | E | Yes | Lodging | Exterior Lighting | NC | 4.7542 | 9.3744 | 13.9186 | 18.3897 | 22.5935 | 26.7132 | 30.8009 | 34.7824 | 38.7608 | 42.7746
| Street Ltg_Com, E - ExtL | E | Yes | Lodging | Exterior Lighting | RET | 24.4007 | 46.546 | 68.1145 | 89.1053 | 109.3658 | 132.8344 | 157.7596 | 182.9343 | 208.1777 | 232.8958
| Street Ltg_Com, E - ExtL | E | Yes | Lodging | Exterior Lighting | REPL | 42.75 | 75.4225 | 104.7318 | 130.4679 | 152.2581 | 176.7655 | 203.0992 | 231.9686 | 263.1951 | 296.0029
| Ext Ltg Ctrls_Com, E - ExtL | E | Yes | Lodging | Exterior Lighting | RET | 157.6661 | 308.2898 | 462.7118 | 620.9072 | 781.6355 | 945.5214 | 1106.5769 | 1269.2442 | 1274.689 | 1283.7826
| Ext Ltg Dsgn_Com, E - ExtL | E | Yes | Lodging | Exterior Lighting | NC | 3.0719 | 6.0573 | 8.9935 | 11.8826 | 14.5989 | 17.2608 | 19.9021 | 22.4748 | 25.0455 | 27.6389
| Ext Ltg Dsgn_Com, E - ExtL | E | Yes | Lodging | Exterior Lighting | REPL | 21.0221 | 41.1053 | 61.6949 | 82.7876 | 104.2181 | 126.0695 | 147.5436 | 169.2326 | 190.9807 | 212.2763
| Int Ltg Ctrls_Com, E - IntL [No Heat] | E | Yes | Lodging | Interior Lighting | RET | 543.5268 | 1062.7762 | 1595.1194 | 2140.4708 | 2694.554 | 3259.5222 | 3814.7336 | 4375.5009 | 4394.2711 | 4425.6197
| Int Ltg Ctrls_Com, E - IntL [Electric Heat] | E | Yes | Lodging | Interior Lighting | RET | 235.6587 | 460.7913 | 691.601 | 928.0508 | 1168.2864 | 1413.2415 | 1653.9663 | 1897.1 | 1905.2382 | 1918.8301
| Int Ltg Ctrls_Com, E/G - IntL | E | Yes | Lodging | Interior Lighting | RET | 780.464 | 1526.0673 | 2290.4723 | 3073.5562 | 3869.1784 | 4680.4306 | 5477.6727 | 6282.8927 | 6309.8453 | 6354.8594
| Int Ltg Ctrls_Com, E/O - IntL | E | Yes | Lodging | Interior Lighting | RET | 63.8908 | 124.9277 | 187.5039 | 251.6091 | 316.7408 | 383.1519 | 448.4162 | 514.3335 | 516.5399 | 520.2249
| Int Ltg Ctrls_Com, E/P - IntL | E | Yes | Lodging | Interior Lighting | RET | 199.7306 | 390.54 | 586.1609 | 786.5621 | 990.1719 | 1197.7816 | 1401.806 | 1607.872 | 1614.7695 | 1626.2892
| Exit Sign RetFit_Com, E - IntL [No Heat] | E | Yes | Lodging | Interior Lighting | RET | 26.0966 | 51.0276 | 76.5873 | 102.7715 | 129.375 | 156.5011 | 183.1587 | 210.0831 | 237.081 | 263.5171
| Exit Sign RetFit_Com, E - IntL [Electric Heat] | E | Yes | Lodging | Interior Lighting | RET | 11.4192 | 22.3284 | 33.5127 | 44.9702 | 56.6113 | 68.481 | 80.1457 | 91.9271 | 103.7407 | 115.3085
| Exit Sign RetFit_Com, E/G - IntL | E | Yes | Lodging | Interior Lighting | RET | 38.2639 | 74.8187 | 112.2953 | 150.6877 | 189.6948 | 229.4682 | 268.5547 | 308.0323 | 347.6177 | 386.3794
| Exit Sign RetFit_Com, E/O - IntL | E | Yes | Lodging | Interior Lighting | RET | 3.1218 | 6.1041 | 9.1616 | 12.2938 | 15.4762 | 18.7211 | 21.91 | 25.1307 | 28.3603 | 31.5227
| Exit Sign RetFit_Com, E/P - IntL | E | No | Lodging | Interior Lighting | RET | 9.75 | 19.0646 | 28.614 | 38.3968 | 48.3362 | 58.4708 | 68.4305 | 78.4898 | 88.5765 | 98.4534
| LED HiLo Bay_Com, E - IntL [No Heat] | E | Yes | Lodging | Interior Lighting | NC | 0.55483 | 1.094 | 1.6243 | 2.1461 | 2.6367 | 3.1175 | 3.5946 | 4.0592 | 4.5235 | 4.9919
| LED HiLo Bay_Com, E - IntL [No Heat] | E | Yes | Lodging | Interior Lighting | RET | 5.6953 | 10.7698 | 15.622 | 20.2581 | 24.6511 | 28.8289 | 32.6581 | 36.2651 | 39.6384 | 43.0498
| LED HiLo Bay_Com, E - IntL [No Heat] | E | Yes | Lodging | Interior Lighting | REPL | 2.9638 | 5.229 | 7.261 | 9.0453 | 10.556 | 11.7883 | 12.6965 | 13.3081 | 13.6147 | 13.7868
| LED HiLo Bay_Com, E - IntL [Electric Heat] | E | Yes | Lodging | Interior Lighting | NC | 0.24065 | 0.47452 | 0.70454 | 0.93087 | 1.1437 | 1.3522 | 1.5591 | 1.7606 | 1.962 | 2.1652
| LED HiLo Bay_Com, E - IntL [Electric Heat] | E | Yes | Lodging | Interior Lighting | RET | 2.4703 | 4.6713 | 6.7759 | 8.7867 | 10.6922 | 12.5042 | 14.1651 | 15.7296 | 17.1928 | 18.6724
| LED HiLo Bay_Com, E - IntL [Electric Heat] | E | Yes | Lodging | Interior Lighting | REPL | 1.2855 | 2.268 | 3.1494 | 3.9233 | 4.5785 | 5.113 | 5.507 | 5.7722 | 5.9052 | 5.9799
| LED HiLo Bay_Com, E/G - IntL | E | Yes | Lodging | Interior Lighting | NC | 0.79981 | 1.5771 | 2.3416 | 3.0937 | 3.801 | 4.494 | 5.1817 | 5.8515 | 6.5208 | 7.1961
| LED HiLo Bay_Com, E/G - IntL | E | Yes | Lodging | Interior Lighting | RET | 8.21 | 15.5252 | 22.5198 | 29.2028 | 35.5356 | 41.558 | 47.0779 | 52.2776 | 57.1404 | 62.058
| LED HiLo Bay_Com, E/G - IntL | E | Yes | Lodging | Interior Lighting | REPL | 4.2725 | 7.5378 | 10.467 | 13.0391 | 15.2168 | 16.9933 | 18.3026 | 19.1842 | 19.6262 | 19.8742
| LED HiLo Bay_Com, E/O - IntL | E | Yes | Lodging | Interior Lighting | NC | 0.065253 | 0.12867 | 0.19104 | 0.2524 | 0.3101 | 0.36664 | 0.42275 | 0.4774 | 0.532 | 0.58709
| LED HiLo Bay_Com, E/O - IntL | E | Yes | Lodging | Interior Lighting | RET | 0.66981 | 1.2666 | 1.8373 | 2.3825 | 2.8992 | 3.3905 | 3.8408 | 4.2651 | 4.6618 | 5.063
| LED HiLo Bay_Com, E/O - IntL | E | Yes | Lodging | Interior Lighting | REPL | 0.34857 | 0.61497 | 0.85395 | 1.0638 | 1.2415 | 1.3864 | 1.4932 | 1.5651 | 1.6012 | 1.6214
| LED HiLo Bay_Com, E/P - IntL | E | Yes | Lodging | Interior Lighting | NC | 0.2038 | 0.40186 | 0.59665 | 0.78832 | 0.96852 | 1.1451 | 1.3204 | 1.491 | 1.6616 | 1.8336
| LED HiLo Bay_Com, E/P - IntL | E | Yes | Lodging | Interior Lighting | RET | 2.092 | 3.956 | 5.7383 | 7.4412 | 9.0548 | 10.5894 | 11.9959 | 13.3209 | 14.56 | 15.813
| LED HiLo Bay_Com, E/P - IntL | E | Yes | Lodging | Interior Lighting | REPL | 1.0887 | 1.9207 | 2.6671 | 3.3225 | 3.8774 | 4.3301 | 4.6637 | 4.8883 | 5.0009 | 5.0641
| Repl Scre_Com, E - IntL [No Heat] | E | Yes | Lodging | Interior Lighting | NC | 96.603 | 190.4823 | 93.8793 | 0 | 0 | 0 | 0 | 0 | 0 | 0
| Repl Scre_Com, E - IntL [No Heat] | E | Yes | Lodging | Interior Lighting | RET | 197.7798 | 386.7255 | 188.9457 | 0 | 0 | 0 | 0 | 0 | 0 | 0
| Repl Scre_Com, E - IntL [No Heat] | E | Yes | Lodging | Interior Lighting | REPL | 4958.0979 | 9694.7348 | 4736.6369 | 0 | 0 | 0 | 0 | 0 | 0 | 0
| Repl Scre_Com, E - IntL [Electric Heat] | E | Yes | Lodging | Interior Lighting | NC | 42.2711 | 83.3503 | 41.0792 | 0 | 0 | 0 | 0 | 0 | 0 | 0
| Repl Scre_Com, E - IntL [Electric Heat] | E | Yes | Lodging | Interior Lighting | RET | 86.5435 | 169.2214 | 82.6779 | 0 | 0 | 0 | 0 | 0 | 0 | 0
| Repl Scre_Com, E - IntL [Electric Heat] | E | Yes | Lodging | Interior Lighting | REPL | 2169.54 | 4242.1741 | 2072.6341 | 0 | 0 | 0 | 0 | 0 | 0 | 0
| Repl Scre_Com, E/G - IntL | E | Yes | Lodging | Interior Lighting | NC | 141.6433 | 279.2929 | 137.6496 | 0 | 0 | 0 | 0 | 0 | 0 | 0
| Repl Scre_Com, E/G - IntL | E | Yes | Lodging | Interior Lighting | RET | 289.9928 | 567.0325 | 277.0398 | 0 | 0 | 0 | 0 | 0 | 0 | 0
| Repl Scre_Com, E/G - IntL | E | Yes | Lodging | Interior Lighting | REPL | 7269.7628 | 14214.8106 | 6945.0477 | 0 | 0 | 0 | 0 | 0 | 0 | 0
| Repl Scre_Com, E/O - IntL | E | Yes | Lodging | Interior Lighting | NC | 11.5559 | 22.786 | 11.2301 | 0 | 0 | 0 | 0 | 0 | 0 | 0
| Repl Scre_Com, E/O - IntL | E | Yes | Lodging | Interior Lighting | RET | 23.659 | 46.2612 | 22.6022 | 0 | 0 | 0 | 0 | 0 | 0 | 0
| Repl Scre_Com, E/O - IntL | E | Yes | Lodging | Interior Lighting | REPL | 593.1015 | 1159.7112 | 566.6097 | 0 | 0 | 0 | 0 | 0 | 0 | 0
| Repl Scre_Com, E/P - IntL | E | Yes | Lodging | Interior Lighting | NC | 36.0921 | 71.1667 | 35.0745 | 0 | 0 | 0 | 0 | 0 | 0 | 0
| Repl Scre_Com, E/P - IntL | E | Yes | Lodging | Interior Lighting | RET | 73.8931 | 144.4856 | 70.5925 | 0 | 0 | 0 | 0 | 0 | 0 | 0
| Repl Scre_Com, E/P - IntL | E | Yes | Lodging | Interior Lighting | REPL | 1852.4093 | 3622.0779 | 1769.6686 | 0 | 0 | 0 | 0 | 0 | 0 | 0
| Lin LED Fixture_Com, E - IntL [No Heat] | E | Yes | Lodging | Interior Lighting | NC | 5.6687 | 11.1776 | 16.5959 | 21.927 | 26.9394 | 31.8516 | 36.7256 | 41.473 | 46.2166 | 51.0024
| Lin LED Fixture_Com, E - IntL [No Heat] | E | Yes | Lodging | Interior Lighting | RET | 52.4278 | 98.5988 | 142.2342 | 183.4418 | 222.0366 | 258.3136 | 291.1775 | 321.7758 | 352.3814 | 382.2817
| Lin LED Fixture_Com, E - IntL [No Heat] | E | Yes | Lodging | Interior Lighting | REPL | 35.0644 | 61.863 | 85.9031 | 107.0124 | 124.8851 | 139.4642 | 150.2097 | 157.445 | 162.6256 | 165.6672
| Lin LED Fixture_Com, E - IntL [Electric Heat] | E | Yes | Lodging | Interior Lighting | NC | 2.4805 | 4.891 | 7.2619 | 9.5947 | 11.788 | 13.9375 | 16.0702 | 18.1475 | 20.2232 | 22.3174
| Lin LED Fixture_Com, E - IntL [Electric Heat] | E | No | Lodging | Interior Lighting | RET | 22.9411 | 43.1444 | 62.2381 | 80.2695 | 97.1577 | 113.0316 | 127.412 | 140.801 | 154.1933 | 167.2769
| Lin LED Fixture_Com, E - IntL [Electric Heat] | E | Yes | Lodging | Interior Lighting | REPL | 15.3433 | 27.0697 | 37.5891 | 46.826 | 54.6466 | 61.0261 | 65.728 | 68.894 | 71.1609 | 72.4919
| Lin LED Fixture_Com, E/G - IntL | E | Yes | Lodging | Interior Lighting | NC | 8.3117 | 16.389 | 24.3336 | 32.1503 | 39.4997 | 46.7021 | 53.8486 | 60.8093 | 67.7647 | 74.7818
| Lin LED Fixture_Com, E/G - IntL | E | Yes | Lodging | Interior Lighting | RET | 76.8717 | 144.5696 | 208.5495 | 268.9697 | 325.559 | 378.7498 | 426.9362 | 471.8006 | 516.6759 | 560.5169
| Lin LED Fixture_Com, E/G - IntL | E | Yes | Lodging | Interior Lighting | REPL | 51.4129 | 90.7061 | 125.9546 | 156.9059 | 183.1116 | 204.488 | 220.2435 | 230.8522 | 238.4483 | 242.908
| Lin LED Fixture_Com, E/O - IntL | E | Yes | Lodging | Interior Lighting | NC | 0.67811 | 1.3371 | 1.9852 | 2.623 | 3.2226 | 3.8102 | 4.3932 | 4.9611 | 5.5286 | 6.1011
| Lin LED Fixture_Com, E/O - IntL | E | No | Lodging | Interior Lighting | RET | 6.2716 | 11.7947 | 17.0145 | 21.9438 | 26.5606 | 30.9002 | 34.8315 | 38.4917 | 42.1529 | 45.7296
| Lin LED Fixture_Com, E/O - IntL | E | Yes | Lodging | Interior Lighting | REPL | 4.1945 | 7.4002 | 10.276 | 12.8011 | 14.9391 | 16.6831 | 17.9685 | 18.834 | 19.4537 | 19.8176
| Lin LED Fixture_Com, E/P - IntL | E | No | Lodging | Interior Lighting | NC | 2.1179 | 4.1761 | 6.2004 | 8.1922 | 10.0649 | 11.9002 | 13.7212 | 15.4948 | 17.2671 | 19.0552
| Lin LED Fixture_Com, E/P - IntL | E | No | Lodging | Interior Lighting | RET | 19.5877 | 36.8378 | 53.1405 | 68.5362 | 82.9557 | 96.5093 | 108.7877 | 120.2196 | 131.6543 | 142.8254
| Lin LED Fixture_Com, E/P - IntL | E | No | Lodging | Interior Lighting | REPL | 13.1005 | 23.1128 | 32.0945 | 39.9812 | 46.6587 | 52.1056 | 56.1203 | 58.8235 | 60.759 | 61.8954
| LED Tube Repl_Com, E - IntL [No Heat] | E | Yes | Lodging | Interior Lighting | RET | 329.8495 | 620.3348 | 894.867 | 1154.1246 | 1396.944 | 1647.8674 | 1897.4774 | 2152.397 | 2410.6112 | 2665.7991
| LED Tube Repl_Com, E - IntL [No Heat] | E | Yes | Lodging | Interior Lighting | REPL | 323.9767 | 571.5814 | 793.6988 | 988.7374 | 1153.8719 | 1310.8573 | 1453.9351 | 1587.1363 | 1709.3614 | 1817.9402
| LED Tube Repl_Com, E - IntL [Electric Heat] | E | Yes | Lodging | Interior Lighting | RET | 144.3339 | 271.443 | 391.5715 | 505.0161 | 611.2679 | 721.0656 | 830.2888 | 941.8352 | 1054.8233 | 1166.4872
| LED Tube Repl_Com, E - IntL [Electric Heat] | E | Yes | Lodging | Interior Lighting | REPL | 141.7641 | 250.1098 | 347.3028 | 432.6468 | 504.9055 | 573.5984 | 636.2057 | 694.4912 | 747.9739 | 795.4853
| LED Tube Repl_Com, E/G - IntL | E | Yes | Lodging | Interior Lighting | RET | 483.6386 | 909.5599 | 1312.0901 | 1692.224 | 2048.2556 | 2416.1695 | 2782.1577 | 3155.9312 | 3534.5352 | 3908.702
| LED Tube Repl_Com, E/G - IntL | E | Yes | Lodging | Interior Lighting | REPL | 475.0277 | 838.0756 | 1163.7531 | 1449.7265 | 1691.8534 | 1922.0317 | 2131.8182 | 2327.1231 | 2506.3346 | 2665.5371
| LED Tube Repl_Com, E/O - IntL | E | Yes | Lodging | Interior Lighting | RET | 39.4575 | 74.2062 | 107.0465 | 138.0596 | 167.1063 | 197.1225 | 226.9815 | 257.4757 | 288.364 | 318.8903
| LED Tube Repl_Com, E/O - IntL | E | Yes | Lodging | Interior Lighting | REPL | 38.755 | 68.3742 | 94.9445 | 118.2755 | 138.0294 | 156.8084 | 173.9238 | 189.8577 | 204.4786 | 217.4671
| LED Tube Repl_Com, E/P - IntL | E | Yes | Lodging | Interior Lighting | RET | 123.236 | 231.7651 | 334.3339 | 431.1958 | 521.9163 | 615.6645 | 708.922 | 804.1633 | 900.6354 | 995.9769
| LED Tube Repl_Com, E/P - IntL | E | Yes | Lodging | Interior Lighting | REPL | 121.0419 | 213.5502 | 296.5361 | 369.405 | 431.1014 | 489.7532 | 543.2089 | 592.9746 | 638.6395 | 679.2059
| Repl pin CFL wLED_Com, E - IntL [No Heat] | E | Yes | Lodging | Interior Lighting | RET | 14.8236 | 28.08 | 40.802 | 53.0018 | 64.6047 | 77.3641 | 90.7574 | 105.0924 | 120.2245 | 135.241
| Repl pin CFL wLED_Com, E - IntL [No Heat] | E | Yes | Lodging | Interior Lighting | REPL | 42.2956 | 74.6207 | 103.6184 | 129.0809 | 150.6394 | 173.0321 | 195.4418 | 218.4833 | 241.9965 | 265.4207
| Repl pin CFL wLED_Com, E - IntL [Electric Heat] | E | Yes | Lodging | Interior Lighting | RET | 6.4865 | 12.2871 | 17.8539 | 23.1923 | 28.2694 | 33.8526 | 39.7132 | 45.9858 | 52.6072 | 59.1781
| Repl pin CFL wLED_Com, E - IntL [Electric Heat] | E | Yes | Lodging | Interior Lighting | REPL | 18.5075 | 32.6521 | 45.3408 | 56.4826 | 65.916 | 75.7145 | 85.5204 | 95.6029 | 105.8916 | 116.1415
| Repl pin CFL wLED_Com, E/G - IntL | E | Yes | Lodging | Interior Lighting | RET | 21.735 | 41.172 | 59.8255 | 77.7134 | 94.726 | 113.4344 | 133.0722 | 154.0907 | 176.278 | 198.2958
| Repl pin CFL wLED_Com, E/G - IntL | E | Yes | Lodging | Interior Lighting | REPL | 62.0155 | 109.4118 | 151.9294 | 189.2636 | 220.8735 | 253.7067 | 286.5646 | 320.349 | 354.825 | 389.1705
| Repl pin CFL wLED_Com, E/O - IntL | E | Yes | Lodging | Interior Lighting | RET | 1.7732 | 3.359 | 4.8808 | 6.3402 | 7.7282 | 9.2545 | 10.8567 | 12.5714 | 14.3816 | 16.1779
| Repl pin CFL wLED_Com, E/O - IntL | E | Yes | Lodging | Interior Lighting | REPL | 5.0595 | 8.9263 | 12.3951 | 15.441 | 18.0199 | 20.6986 | 23.3793 | 26.1356 | 28.9483 | 31.7504
| Repl pin CFL wLED_Com, E/P - IntL | E | No | Lodging | Interior Lighting | RET | 5.5383 | 10.4911 | 15.2441 | 19.8022 | 24.1371 | 28.9042 | 33.9081 | 39.2639 | 44.9174 | 50.5278
| Repl pin CFL wLED_Com, E/P - IntL | E | No | Lodging | Interior Lighting | REPL | 15.8022 | 27.8792 | 38.7132 | 48.2263 | 56.2808 | 64.647 | 73.0196 | 81.6282 | 90.413 | 99.1646
| Refrig Case LED_Com, E - IntL | E | Yes | Lodging | Interior Lighting | NC | 7.5354 | 14.8584 | 22.061 | 29.1477 | 35.8108 | 42.3405 | 48.8196 | 55.1303 | 61.4361 | 67.7979
| Refrig Case LED_Com, E - IntL | E | Yes | Lodging | Interior Lighting | RET | 38.6752 | 73.7756 | 107.9618 | 141.2323 | 173.3453 | 204.452 | 233.4931 | 261.3581 | 292.0699 | 324.7202
| Refrig Case LED_Com, E - IntL | E | Yes | Lodging | Interior Lighting | REPL | 48.344 | 85.2918 | 118.4363 | 147.5401 | 172.1816 | 192.2821 | 207.0971 | 217.0726 | 227.2837 | 237.4864
| Refrig Case Ctrls_Com, E - IntL | E | Yes | Lodging | Interior Lighting | RET | 30.2911 | 59.2291 | 88.8969 | 119.2897 | 150.1691 | 181.6551 | 212.5973 | 243.8492 | 244.8953 | 246.6423
| Stair Occ Sensor_Com, E - IntL [No Heat] | E | Yes | Lodging | Interior Lighting | NC | 3.8001 | 7.4931 | 11.1254 | 14.6992 | 18.0594 | 21.3523 | 24.6197 | 27.8022 | 30.9822 | 34.1905
| Stair Occ Sensor_Com, E - IntL [No Heat] | E | Yes | Lodging | Interior Lighting | RET | 29.2559 | 57.205 | 85.859 | 115.2131 | 145.0372 | 175.4472 | 205.332 | 235.5159 | 265.7821 | 295.4186
| Stair Occ Sensor_Com, E - IntL [Electric Heat] | E | Yes | Lodging | Interior Lighting | NC | 1.6628 | 3.2788 | 4.8682 | 6.432 | 7.9023 | 9.3433 | 10.773 | 12.1656 | 13.5571 | 14.9609
| Stair Occ Sensor_Com, E - IntL [Electric Heat] | E | Yes | Lodging | Interior Lighting | RET | 12.8017 | 25.0315 | 37.5697 | 50.4144 | 63.4646 | 76.7713 | 89.8482 | 103.0559 | 116.2996 | 129.2678
| Stair Occ Sensor_Com, E/G - IntL | E | Yes | Lodging | Interior Lighting | NC | 5.5719 | 10.9867 | 16.3125 | 21.5526 | 26.4794 | 31.3077 | 36.0984 | 40.7647 | 45.4274 | 50.1315
| Stair Occ Sensor_Com, E/G - IntL | E | Yes | Lodging | Interior Lighting | RET | 42.8962 | 83.8763 | 125.8899 | 168.93 | 212.6593 | 257.2477 | 301.0661 | 345.3229 | 389.7004 | 433.1547
| Stair Occ Sensor_Com, E/O - IntL | E | No | Lodging | Interior Lighting | NC | 0.45458 | 0.89635 | 1.3308 | 1.7584 | 2.1603 | 2.5542 | 2.9451 | 3.3258 | 3.7062 | 4.09
| Stair Occ Sensor_Com, E/O - IntL | E | No | Lodging | Interior Lighting | RET | 3.4997 | 6.843 | 10.2707 | 13.7821 | 17.3498 | 20.9875 | 24.5624 | 28.1731 | 31.7936 | 35.3388
| Stair Occ Sensor_Com, E/P - IntL | E | No | Lodging | Interior Lighting | NC | 1.4198 | 2.7995 | 4.1566 | 5.4918 | 6.7472 | 7.9775 | 9.1983 | 10.3873 | 11.5754 | 12.774
| Stair Occ Sensor_Com, E/P - IntL | E | No | Lodging | Interior Lighting | RET | 10.9304 | 21.3725 | 32.078 | 43.0451 | 54.1878 | 65.5493 | 76.7147 | 87.9918 | 99.2996 | 110.3722
| Int Delamping_Com, E - IntL [No Heat] | E | Yes | Lodging | Interior Lighting | RET | 2.7523 | 5.3816 | 8.0773 | 10.8388 | 13.6445 | 16.5054 | 19.3168 | 22.1564 | 25.0038 | 27.7919
| Int Delamping_Com, E - IntL [Electric Heat] | E | Yes | Lodging | Interior Lighting | RET | 1.2043 | 2.3549 | 3.5344 | 4.7428 | 5.9705 | 7.2224 | 8.4526 | 9.6951 | 10.941 | 12.161
| Int Delamping_Com, E/G - IntL | E | Yes | Lodging | Interior Lighting | RET | 4.0355 | 7.8908 | 11.8432 | 15.8923 | 20.0062 | 24.2009 | 28.3231 | 32.4867 | 36.6615 | 40.7495
| Int Delamping_Com, E/O - IntL | E | Yes | Lodging | Interior Lighting | RET | 0.32924 | 0.64377 | 0.96623 | 1.2966 | 1.6322 | 1.9744 | 2.3107 | 2.6504 | 2.991 | 3.3245
| Int Delamping_Com, E/P - IntL | E | Yes | Lodging | Interior Lighting | RET | 1.0283 | 2.0106 | 3.0178 | 4.0495 | 5.0978 | 6.1666 | 7.217 | 8.2779 | 9.3417 | 10.3834
| Int Ltg Dsgn_Com, E - IntL [No Heat] | E | Yes | Lodging | Interior Lighting | NC | 12.7862 | 25.2118 | 37.4333 | 49.458 | 60.7639 | 71.8436 | 82.8373 | 93.5453 | 104.2451 | 115.0398
| Int Ltg Dsgn_Com, E - IntL [Electric Heat] | E | Yes | Lodging | Interior Lighting | NC | 5.5949 | 11.0321 | 16.3799 | 21.6416 | 26.5888 | 31.437 | 36.2475 | 40.9331 | 45.615 | 50.3385
| Int Ltg Dsgn_Com, E/G - IntL | E | Yes | Lodging | Interior Lighting | NC | 18.7476 | 36.9666 | 54.8862 | 72.5173 | 89.0944 | 105.34 | 121.4594 | 137.1599 | 152.8483 | 168.6759
| Int Ltg Dsgn_Com, E/O - IntL | E | Yes | Lodging | Interior Lighting | NC | 1.5295 | 3.0159 | 4.4779 | 5.9163 | 7.2687 | 8.5941 | 9.9092 | 11.1902 | 12.4701 | 13.7614
| Int Ltg Dsgn_Com, E/P - IntL | E | Yes | Lodging | Interior Lighting | NC | 4.7771 | 9.4195 | 13.9855 | 18.4781 | 22.7022 | 26.8417 | 30.9491 | 34.9497 | 38.9473 | 42.9803
| Room Air Conditioner_Com, E - Cool | E | Yes | Small Retail | Cooling | NC | 0 | 0 | 0 | 0 | 0 | 0 | 0 | 0 | 0 | 0
| Room Air Conditioner_Com, E - Cool | E | Yes | Small Retail | Cooling | RET | 0 | 0 | 0 | 0 | 0 | 0 | 0 | 0 | 0 | 0
| Room Air Conditioner_Com, E - Cool | E | Yes | Small Retail | Cooling | REPL | 0 | 0 | 0 | 0 | 0 | 0 | 0 | 0 | 0 | 0
| Computer Room Air Conditioner_Com, E - Cool | E | Yes | Small Retail | Cooling | NC | 0.6685 | 1.3182 | 1.9571 | 2.5858 | 3.1769 | 3.7562 | 4.331 | 4.8908 | 5.4502 | 6.0146
| Computer Room Air Conditioner_Com, E - Cool | E | Yes | Small Retail | Cooling | REPL | 3.431 | 6.7088 | 10.0693 | 13.5118 | 17.0095 | 20.5759 | 24.0807 | 27.6206 | 31.1701 | 34.6458
| Mini Split Ductless AC_Com, E - Cool | E | Yes | Small Retail | Cooling | NC | 0 | 0 | 0 | 0 | 0 | 0 | 0 | 0 | 0 | 0
| Mini Split Ductless AC_Com, E - Cool | E | Yes | Small Retail | Cooling | RET | 0 | 0 | 0 | 0 | 0 | 0 | 0 | 0 | 0 | 0
| Mini Split Ductless AC_Com, E - Cool | E | Yes | Small Retail | Cooling | REPL | 0 | 0 | 0 | 0 | 0 | 0 | 0 | 0 | 0 | 0
| Eff Unitary AC_Com, E - Cool | E | Yes | Small Retail | Cooling | NC | 24.5487 | 48.4051 | 71.8695 | 94.9562 | 116.6628 | 137.9353 | 159.0425 | 179.6012 | 200.144 | 220.8691
| Eff Unitary AC_Com, E - Cool | E | No | Small Retail | Cooling | RET | 195.23 | 373.0698 | 546.9187 | 716.7369 | 881.2536 | 1041.2045 | 1191.086 | 1345.5125 | 1503.2717 | 1660.4668
| Eff Unitary AC_Com, E - Cool | E | Yes | Small Retail | Cooling | REPL | 167.9928 | 309.2233 | 444.1429 | 572.246 | 692.1249 | 803.8817 | 903.4122 | 1002.2148 | 1099.5585 | 1193.1843
| PTAC_Com, E - Cool | E | Yes | Small Retail | Cooling | NC | 0 | 0 | 0 | 0 | 0 | 0 | 0 | 0 | 0 | 0
| PTAC_Com, E - Cool | E | Yes | Small Retail | Cooling | RET | 0 | 0 | 0 | 0 | 0 | 0 | 0 | 0 | 0 | 0
| PTAC_Com, E - Cool | E | Yes | Small Retail | Cooling | REPL | 0 | 0 | 0 | 0 | 0 | 0 | 0 | 0 | 0 | 0
| Unitary Equipment Economizer_Com, E - Cool | E | No | Small Retail | Cooling | RET | 100.7342 | 196.969 | 295.6305 | 396.7029 | 499.3936 | 604.1016 | 707.0014 | 810.9309 | 915.1439 | 1017.1886
| AC Tuneup_Com, E - Cool [ASHP] | E | Yes | Small Retail | Cooling | RET | 11.9889 | 23.4424 | 35.1846 | 47.2138 | 59.4356 | 59.9085 | 60.7018 | 61.3287 | 61.7025 | 61.6256
| AC Tuneup_Com, E - Heat [ASHP] | E | Yes | Small Retail | Space Heating | RET | 17.0257 | 33.2909 | 49.9663 | 67.0492 | 84.4056 | 85.0772 | 86.2037 | 87.0941 | 87.6249 | 87.5157
| AC Tuneup_Com, E - Cool [Unitary AC] | E | Yes | Small Retail | Cooling | RET | 65.3971 | 127.8731 | 191.9246 | 257.5412 | 324.2084 | 326.7882 | 331.1152 | 334.5352 | 336.5741 | 336.1547
| DCV_Com, E - Cool [Building w Elec Heat] | E | Yes | Small Retail | Cooling | RET | 55.9573 | 109.4151 | 164.221 | 220.3662 | 277.4102 | 335.575 | 392.7352 | 450.4674 | 508.3571 | 565.0424
| DCV_Com, E - Heat [Building w Elec Heat] | E | Yes | Small Retail | Space Heating | RET | 56.7446 | 110.9546 | 166.5316 | 223.4667 | 281.3134 | 340.2965 | 398.2609 | 456.8054 | 515.5097 | 572.9925
| DCV_Com, E - Vent [Building w Elec Heat] | E | Yes | Small Retail | Ventilation | RET | 115.6308 | 226.0968 | 339.3483 | 455.3673 | 573.2438 | 693.4361 | 811.5527 | 930.8513 | 1050.4753 | 1167.6104
| DCV_Com, E - Cool [Building w Gas Heat] | E | Yes | Small Retail | Cooling | RET | 114.2663 | 223.4288 | 335.344 | 449.9939 | 566.4795 | 685.2535 | 801.9763 | 919.8671 | 1038.0795 | 1153.8324
| DCV_Com, E - Vent [Building w Gas Heat] | E | Yes | Small Retail | Ventilation | RET | 236.1213 | 461.6959 | 692.9588 | 929.8727 | 1170.58 | 1416.016 | 1657.2134 | 1900.8244 | 2145.1 | 2384.2931
| DCV_Com, E - Cool [Building w Oil Heat] | E | Yes | Small Retail | Cooling | RET | 30.7441 | 60.1149 | 90.2264 | 121.0737 | 152.4148 | 184.3717 | 215.7767 | 247.496 | 279.3018 | 310.4458
| DCV_Com, E - Vent [Building w Oil Heat] | E | Yes | Small Retail | Ventilation | RET | 63.5299 | 124.2222 | 186.4449 | 250.1881 | 314.9519 | 380.9879 | 445.8836 | 511.4287 | 577.1525 | 641.5089
| DCV_Com, E - Cool [Building w Propane Heat] | E | Yes | Small Retail | Cooling | RET | 9.2653 | 18.1167 | 27.1913 | 36.4876 | 45.9328 | 55.5636 | 65.028 | 74.5872 | 84.1724 | 93.5582
| DCV_Com, E - Vent [Building w Propane Heat] | E | Yes | Small Retail | Ventilation | RET | 19.1458 | 37.4365 | 56.1884 | 75.3985 | 94.9161 | 114.8172 | 134.3747 | 154.1278 | 173.9348 | 193.3297
| Controls for Unitary AC_Com, E - Cool | E | No | Small Retail | Cooling | RET | 203.0473 | 397.0252 | 595.8946 | 799.6235 | 1006.6144 | 1217.6716 | 1425.084 | 1634.5719 | 1844.6312 | 2050.3201
| Optimized Unitary AC Sys_Com, E - Cool [Building w Elec Heat] | E | No | Small Retail | Cooling | NC | 17.9082 | 35.3114 | 52.4286 | 69.2703 | 85.1052 | 100.6234 | 116.0211 | 131.0186 | 146.0045 | 161.1235
| Optimized Unitary AC Sys_Com, E - Heat [Building w Elec Heat] | E | No | Small Retail | Space Heating | NC | 21.4894 | 42.3728 | 62.913 | 83.1226 | 102.1241 | 120.7455 | 139.2223 | 157.219 | 175.2017 | 193.3441
| Optimized Unitary AC Sys_Com, E - Cool [Building w Gas Heat] | E | Yes | Small Retail | Cooling | NC | 36.569 | 72.1069 | 107.0607 | 141.452 | 173.7873 | 205.4758 | 236.9183 | 267.5436 | 298.1453 | 329.0187
| Optimized Unitary AC Sys_Com, E - Cool [Building w Oil Heat] | E | Yes | Small Retail | Cooling | NC | 9.8391 | 19.4008 | 28.8054 | 38.0585 | 46.7586 | 55.2846 | 63.7444 | 71.9843 | 80.2179 | 88.5245
| Optimized Unitary AC Sys_Com, E - Cool [Building w Propane Heat] | E | Yes | Small Retail | Cooling | NC | 2.9652 | 5.8468 | 8.681 | 11.4696 | 14.0915 | 16.6609 | 19.2105 | 21.6937 | 24.175 | 26.6784
| Cool Roof_Com, E - Cool [Building w Elec Heat] | E | No | Small Retail | Cooling | NC | 4.7055 | 9.2784 | 13.776 | 18.2013 | 22.3621 | 26.4396 | 30.4854 | 34.4262 | 38.3638 | 42.3364
| Cool Roof_Com, E - Cool [Building w Elec Heat] | E | No | Small Retail | Cooling | RET | 24.6338 | 48.1673 | 72.2942 | 97.0107 | 122.123 | 147.7285 | 172.8919 | 198.3071 | 223.7916 | 248.7459
| Cool Roof_Com, E - Heat [Building w Elec Heat] | E | No | Small Retail | Space Heating | NC | -1.2337 | -2.4327 | -3.6119 | -4.7722 | -5.8631 | -6.9322 | -7.993 | -9.0262 | -10.0586 | -11.1002
| Cool Roof_Com, E - Heat [Building w Elec Heat] | E | No | Small Retail | Space Heating | RET | -6.4587 | -12.629 | -18.9548 | -25.4352 | -32.0193 | -38.7329 | -45.3304 | -51.994 | -58.6758 | -65.2185
| Cool Roof_Com, E - Cool [Building w Gas Heat] | E | No | Small Retail | Cooling | NC | 9.6088 | 18.9467 | 28.131 | 37.1676 | 45.664 | 53.9904 | 62.2521 | 70.2992 | 78.34 | 86.4522
| Cool Roof_Com, E - Cool [Building w Gas Heat] | E | No | Small Retail | Cooling | RET | 50.3029 | 98.359 | 147.6269 | 198.0986 | 249.3785 | 301.6658 | 353.0501 | 404.9487 | 456.9887 | 507.9461
| Cool Roof_Com, E - Cool [Building w Oil Heat] | E | No | Small Retail | Cooling | NC | 2.5853 | 5.0977 | 7.5688 | 10.0002 | 12.2862 | 14.5264 | 16.7493 | 18.9144 | 21.0779 | 23.2605
| Cool Roof_Com, E - Cool [Building w Oil Heat] | E | No | Small Retail | Cooling | RET | 13.5343 | 26.4641 | 39.7199 | 53.2997 | 67.0969 | 81.1651 | 94.9903 | 108.954 | 122.9557 | 136.6661
| Cool Roof_Com, E - Cool [Building w Propane Heat] | E | No | Small Retail | Cooling | NC | 0.77913 | 1.5363 | 2.281 | 3.0137 | 3.7026 | 4.3778 | 5.0477 | 5.7002 | 6.3522 | 7.01
| Cool Roof_Com, E - Cool [Building w Propane Heat] | E | No | Small Retail | Cooling | RET | 4.0788 | 7.9754 | 11.9703 | 16.0628 | 20.2208 | 24.4605 | 28.627 | 32.8351 | 37.0548 | 41.1867
| GSHP_Com, E - Cool | E | Yes | Small Retail | Cooling | RET | 45.5907 | 84.8113 | 121.0201 | 154.4229 | 184.9838 | 213.0444 | 237.8766 | 260.4618 | 280.8553 | 298.8375
| GSHP_Com, E - Cool | E | Yes | Small Retail | Cooling | REPL | 18.3279 | 32.3353 | 44.9009 | 55.9345 | 65.2765 | 72.8969 | 78.5134 | 82.2953 | 84.1914 | 84.1914
| GSHP_Com, E - Heat | E | Yes | Small Retail | Space Heating | RET | 84.2815 | 156.787 | 223.7247 | 285.4749 | 341.9714 | 393.8459 | 439.7522 | 481.5044 | 519.2049 | 552.4478
| GSHP_Com, E - Heat | E | Yes | Small Retail | Space Heating | REPL | 33.882 | 59.7769 | 83.0063 | 103.4038 | 120.6738 | 134.7612 | 145.1444 | 152.1357 | 155.6409 | 155.6409
| Unitary HP_Com, E - Cool | E | Yes | Small Retail | Cooling | NC | 4.9559 | 9.772 | 14.509 | 19.1697 | 23.5518 | 27.8463 | 32.1074 | 36.2578 | 40.4049 | 44.5889
| Unitary HP_Com, E - Cool | E | No | Small Retail | Cooling | RET | 24.4903 | 46.7605 | 68.493 | 89.6848 | 110.1793 | 130.0704 | 148.677 | 169.4769 | 192.2491 | 216.3331
| Unitary HP_Com, E - Cool | E | Yes | Small Retail | Cooling | REPL | 33.9143 | 59.8338 | 83.0854 | 103.5022 | 120.7887 | 134.8896 | 145.2826 | 156.3129 | 167.908 | 179.7854
| Unitary HP_Com, E - Heat | E | Yes | Small Retail | Space Heating | NC | 2.9963 | 5.9081 | 8.7721 | 11.59 | 14.2394 | 16.8359 | 19.4121 | 21.9214 | 24.4288 | 26.9584
| Unitary HP_Com, E - Heat | E | No | Small Retail | Space Heating | RET | 14.8069 | 28.2714 | 41.4108 | 54.2234 | 66.6144 | 78.6405 | 89.8901 | 102.4657 | 116.2338 | 130.7949
| Unitary HP_Com, E - Heat | E | Yes | Small Retail | Space Heating | REPL | 20.5046 | 36.1755 | 50.2334 | 62.5774 | 73.0288 | 81.5542 | 87.8378 | 94.5067 | 101.5171 | 108.6982
| PTHP_Com, E - Cool | E | Yes | Small Retail | Cooling | NC | 0 | 0 | 0 | 0 | 0 | 0 | 0 | 0 | 0 | 0
| PTHP_Com, E - Cool | E | Yes | Small Retail | Cooling | RET | 0 | 0 | 0 | 0 | 0 | 0 | 0 | 0 | 0 | 0
| PTHP_Com, E - Cool | E | Yes | Small Retail | Cooling | REPL | 0 | 0 | 0 | 0 | 0 | 0 | 0 | 0 | 0 | 0
| PTHP_Com, E - Heat | E | Yes | Small Retail | Space Heating | NC | 0 | 0 | 0 | 0 | 0 | 0 | 0 | 0 | 0 | 0
| PTHP_Com, E - Heat | E | Yes | Small Retail | Space Heating | RET | 0 | 0 | 0 | 0 | 0 | 0 | 0 | 0 | 0 | 0
| PTHP_Com, E - Heat | E | Yes | Small Retail | Space Heating | REPL | 0 | 0 | 0 | 0 | 0 | 0 | 0 | 0 | 0 | 0
| Minisplit Ductless HP_Com, E - Cool | E | Yes | Small Retail | Cooling | RET | 81.9159 | 153.0647 | 219.382 | 281.1488 | 338.2044 | 391.0965 | 434.4678 | 476.2091 | 515.9198 | 552.8335
| Minisplit Ductless HP_Com, E - Cool | E | Yes | Small Retail | Cooling | REPL | 58.6107 | 103.4049 | 143.5882 | 178.8726 | 208.7471 | 233.1163 | 251.0775 | 264.4033 | 272.9373 | 276.566
| Minisplit Ductless HP_Com, E - Heat | E | Yes | Small Retail | Space Heating | RET | 109.1255 | 203.9074 | 292.253 | 374.5367 | 450.5441 | 521.0051 | 583.9596 | 644.0623 | 701.1546 | 754.2332
| Minisplit Ductless HP_Com, E - Heat | E | Yes | Small Retail | Space Heating | REPL | 80.0929 | 141.3052 | 196.2166 | 244.4336 | 285.2578 | 318.5588 | 343.1032 | 361.3133 | 372.9752 | 377.9339
| Programmable TStat_Com, E - Cool [Building w Elec Heat] | E | Yes | Small Retail | Cooling | NC | 0 | 0 | 0 | 0 | 0 | 0 | 0 | 0 | 0 | 0
| Programmable TStat_Com, E - Heat [Building w Elec Heat] | E | Yes | Small Retail | Space Heating | NC | 0 | 0 | 0 | 0 | 0 | 0 | 0 | 0 | 0 | 0
| Programmable TStat_Com, E - Cool [Building w Gas Heat] | E | Yes | Small Retail | Cooling | NC | 0 | 0 | 0 | 0 | 0 | 0 | 0 | 0 | 0 | 0
| Programmable TStat_Com, E - Cool [Building w Gas Heat] | E | Yes | Small Retail | Cooling | RET | 0 | 0 | 0 | 0 | 0 | 0 | 0 | 0 | 0 | 0
| Programmable TStat_Com, E - Cool [Building w Propane Heat] | E | Yes | Small Retail | Cooling | NC | 0 | 0 | 0 | 0 | 0 | 0 | 0 | 0 | 0 | 0
| Programmable TStat_Com, E - Cool [Building w Propane Heat] | E | Yes | Small Retail | Cooling | RET | 0 | 0 | 0 | 0 | 0 | 0 | 0 | 0 | 0 | 0
| Programmable TStat_Com, E - Cool [Building w Oil Heat] | E | Yes | Small Retail | Cooling | NC | 0 | 0 | 0 | 0 | 0 | 0 | 0 | 0 | 0 | 0
| Programmable TStat_Com, E - Cool [Building w Oil Heat] | E | Yes | Small Retail | Cooling | RET | 0 | 0 | 0 | 0 | 0 | 0 | 0 | 0 | 0 | 0
| Smart TStat_Com, E - Cool [Building w Elec Heat] | E | Yes | Small Retail | Cooling | NC | 10.375 | 20.4574 | 30.3742 | 40.1313 | 49.3051 | 58.2955 | 67.216 | 75.9047 | 84.5867 | 93.3458
| Smart TStat_Com, E - Cool [Building w Elec Heat] | E | Yes | Small Retail | Cooling | RET | 38.1913 | 74.6768 | 112.0823 | 150.4019 | 189.335 | 229.0329 | 268.0453 | 307.448 | 346.9583 | 385.6465
| Smart TStat_Com, E - Heat [Building w Elec Heat] | E | Yes | Small Retail | Space Heating | NC | 7.0993 | 13.9985 | 20.7843 | 27.4609 | 33.7383 | 39.8902 | 45.9943 | 51.9397 | 57.8806 | 63.8742
| Smart TStat_Com, E - Heat [Building w Elec Heat] | E | Yes | Small Retail | Space Heating | RET | 26.1334 | 51.0995 | 76.6952 | 102.9163 | 129.5573 | 156.7216 | 183.4168 | 210.3792 | 237.4151 | 263.8885
| Smart TStat_Com, E - Cool [Building w Gas Heat] | E | Yes | Small Retail | Cooling | NC | 21.186 | 41.7746 | 62.0249 | 81.9492 | 100.6824 | 119.041 | 137.257 | 154.9995 | 172.7284 | 190.6147
| Smart TStat_Com, E - Cool [Building w Gas Heat] | E | Yes | Small Retail | Cooling | RET | 77.9878 | 152.4921 | 228.8752 | 307.1248 | 386.6273 | 467.6916 | 547.356 | 627.8175 | 708.4985 | 787.5009
| Smart TStat_Com, E - Cool [Building w Propane Heat] | E | Yes | Small Retail | Cooling | NC | 5.7002 | 11.2397 | 16.6882 | 22.0489 | 27.0892 | 32.0287 | 36.9298 | 41.7036 | 46.4737 | 51.2861
| Smart TStat_Com, E - Cool [Building w Propane Heat] | E | Yes | Small Retail | Cooling | RET | 20.9831 | 41.029 | 61.5803 | 82.6339 | 104.0245 | 125.8353 | 147.2695 | 168.9182 | 190.6259 | 211.882
| Smart TStat_Com, E - Cool [Building w Oil Heat] | E | Yes | Small Retail | Cooling | NC | 1.7179 | 3.3873 | 5.0293 | 6.6448 | 8.1638 | 9.6524 | 11.1294 | 12.5681 | 14.0056 | 15.4559
| Smart TStat_Com, E - Cool [Building w Oil Heat] | E | Yes | Small Retail | Cooling | RET | 6.3236 | 12.3648 | 18.5583 | 24.9031 | 31.3496 | 37.9226 | 44.3822 | 50.9064 | 57.4484 | 63.8543
| Windows_Com, E - Cool [Building w Elec Heat] | E | No | Small Retail | Cooling | NC | 9.6638 | 19.055 | 28.292 | 37.3802 | 45.9252 | 54.2992 | 62.6082 | 70.7013 | 78.7881 | 86.9468
| Windows_Com, E - Heat [Building w Elec Heat] | E | No | Small Retail | Space Heating | NC | 5.5044 | 10.8535 | 16.1148 | 21.2913 | 26.1584 | 30.9282 | 35.6609 | 40.2706 | 44.8768 | 49.5238
| Windows_Com, E - Cool [Building w Gas Heat] | E | Yes | Small Retail | Cooling | NC | 19.7337 | 38.9109 | 57.773 | 76.3315 | 93.7805 | 110.8805 | 127.8478 | 144.3741 | 160.8876 | 177.5477
| Windows_Com, E - Cool [Building w Oil Heat] | E | Yes | Small Retail | Cooling | NC | 5.3095 | 10.4692 | 15.5442 | 20.5375 | 25.2322 | 29.8331 | 34.3982 | 38.8447 | 43.2878 | 47.7703
| Windows_Com, E - Cool [Building w Propane Heat] | E | Yes | Small Retail | Cooling | NC | 1.6001 | 3.1551 | 4.6845 | 6.1893 | 7.6042 | 8.9907 | 10.3665 | 11.7065 | 13.0455 | 14.3964
| Window Film_Com, E - Cool [Building w Elec Heat] | E | No | Small Retail | Cooling | RET | 0 | 0 | 0 | 0 | 0 | 0 | 0 | 0 | 0 | 0
| Window Film_Com, E - Heat [Building w Elec Heat] | E | No | Small Retail | Space Heating | RET | 0 | 0 | 0 | 0 | 0 | 0 | 0 | 0 | 0 | 0
| Window Film_Com, E - Cool [Building w Gas Heat] | E | No | Small Retail | Cooling | RET | 0 | 0 | 0 | 0 | 0 | 0 | 0 | 0 | 0 | 0
| Window Film_Com, E - Cool [Building w Oil Heat] | E | No | Small Retail | Cooling | RET | 0 | 0 | 0 | 0 | 0 | 0 | 0 | 0 | 0 | 0
| Window Film_Com, E - Cool [Building w Propane Heat] | E | No | Small Retail | Cooling | RET | 0 | 0 | 0 | 0 | 0 | 0 | 0 | 0 | 0 | 0
| Motors and Fans_Com, E - Vent | E | Yes | Small Retail | Ventilation | NC | 5.5749 | 10.9926 | 16.3212 | 21.5641 | 26.4935 | 31.3244 | 36.1177 | 40.7865 | 45.4516 | 50.1582
| Motors and Fans_Com, E - Vent | E | No | Small Retail | Ventilation | RET | 56.6532 | 105.4177 | 150.4624 | 192.0395 | 230.1003 | 226.8759 | 224.9637 | 222.9029 | 220.5774 | 217.7235
| Motors and Fans_Com, E - Vent | E | Yes | Small Retail | Ventilation | REPL | 38.1503 | 67.3073 | 93.463 | 116.43 | 135.8756 | 151.7377 | 163.4288 | 171.3884 | 175.5105 | 175.7682
| ECM Furnace Motors_Com, E - Vent | E | Yes | Small Retail | Ventilation | RET | 103.7328 | 202.8322 | 304.4306 | 408.5116 | 514.2591 | 622.084 | 728.0468 | 835.07 | 942.3851 | 1047.4674
| VFD on HVAC System_Com, E - Vent | E | Yes | Small Retail | Ventilation | RET | 557.7679 | 1090.6222 | 1636.9133 | 2196.5536 | 2765.1544 | 3344.9255 | 3914.6841 | 4490.1441 | 5067.174 | 5632.1982
| Kitchen DCV_Com, E - Vent [Building w Elec Heat] | E | Yes | Small Retail | Ventilation | NC | 0.11126 | 0.21938 | 0.32573 | 0.43037 | 0.52874 | 0.62516 | 0.72082 | 0.814 | 0.9071 | 1.001
| Kitchen DCV_Com, E - Vent [Building w Elec Heat] | E | Yes | Small Retail | Ventilation | RET | 1.0621 | 1.9825 | 2.8382 | 3.6334 | 4.3662 | 5.0438 | 5.6479 | 6.2182 | 6.7541 | 7.2467
| Kitchen DCV_Com, E - Vent [Building w Elec Heat] | E | Yes | Small Retail | Ventilation | REPL | 0.76138 | 1.3433 | 1.8653 | 2.3237 | 2.7117 | 3.0283 | 3.2616 | 3.431 | 3.5342 | 3.5702
| Kitchen DCV_Com, E - Heat [Building w Elec Heat] | E | Yes | Small Retail | Space Heating | NC | 0.062992 | 0.12421 | 0.18442 | 0.24366 | 0.29936 | 0.35395 | 0.40811 | 0.46086 | 0.51357 | 0.56676
| Kitchen DCV_Com, E - Heat [Building w Elec Heat] | E | Yes | Small Retail | Space Heating | RET | 0.60135 | 1.1224 | 1.6069 | 2.0571 | 2.472 | 2.8557 | 3.1977 | 3.5206 | 3.824 | 4.1029
| Kitchen DCV_Com, E - Heat [Building w Elec Heat] | E | Yes | Small Retail | Space Heating | REPL | 0.43107 | 0.76053 | 1.0561 | 1.3156 | 1.5353 | 1.7145 | 1.8466 | 1.9425 | 2.001 | 2.0214
| Kitchen DCV_Com, E - Vent [Building w Gas Heat] | E | Yes | Small Retail | Ventilation | NC | 0.2272 | 0.44799 | 0.66515 | 0.87882 | 1.0797 | 1.2766 | 1.4719 | 1.6622 | 1.8523 | 2.0441
| Kitchen DCV_Com, E - Vent [Building w Gas Heat] | E | Yes | Small Retail | Ventilation | RET | 2.1689 | 4.0482 | 5.7958 | 7.4195 | 8.9158 | 10.2996 | 11.5331 | 12.6978 | 13.792 | 14.798
| Kitchen DCV_Com, E - Vent [Building w Gas Heat] | E | Yes | Small Retail | Ventilation | REPL | 1.5548 | 2.743 | 3.809 | 4.745 | 5.5374 | 6.1839 | 6.6603 | 7.0061 | 7.217 | 7.2905
| Kitchen DCV_Com, E - Vent [Building w Oil Heat] | E | Yes | Small Retail | Ventilation | NC | 0.061129 | 0.12053 | 0.17896 | 0.23645 | 0.2905 | 0.34347 | 0.39603 | 0.44723 | 0.49838 | 0.54999
| Kitchen DCV_Com, E - Vent [Building w Oil Heat] | E | Yes | Small Retail | Ventilation | RET | 0.58356 | 1.0892 | 1.5594 | 1.9963 | 2.3989 | 2.7712 | 3.103 | 3.4164 | 3.7108 | 3.9815
| Kitchen DCV_Com, E - Vent [Building w Oil Heat] | E | Yes | Small Retail | Ventilation | REPL | 0.41832 | 0.73803 | 1.0248 | 1.2767 | 1.4899 | 1.6638 | 1.792 | 1.885 | 1.9418 | 1.9616
| Kitchen DCV_Com, E - Vent [Building w Oil Heat] | E | Yes | Small Retail | Ventilation | NC | 0.061129 | 0.12053 | 0.17896 | 0.23645 | 0.2905 | 0.34347 | 0.39603 | 0.44723 | 0.49838 | 0.54999
| Kitchen DCV_Com, E - Vent [Building w Oil Heat] | E | Yes | Small Retail | Ventilation | RET | 0.58356 | 1.0892 | 1.5594 | 1.9963 | 2.3989 | 2.7712 | 3.103 | 3.4164 | 3.7108 | 3.9815
| Kitchen DCV_Com, E - Vent [Building w Oil Heat] | E | Yes | Small Retail | Ventilation | REPL | 0.41832 | 0.73803 | 1.0248 | 1.2767 | 1.4899 | 1.6638 | 1.792 | 1.885 | 1.9418 | 1.9616
| Duct Sealing Regulated_Com, E - Vent [Building w Elec Heat] | E | Yes | Small Retail | Ventilation | RET | 77.9128 | 152.3455 | 228.6552 | 306.8295 | 386.2556 | 467.2419 | 546.8297 | 627.2138 | 707.8173 | 786.7437
| Duct Sealing Regulated_Com, E - Heat [Building w Elec Heat] | E | Yes | Small Retail | Space Heating | RET | 21.4024 | 41.8489 | 62.8109 | 84.2852 | 106.1033 | 128.3501 | 150.2126 | 172.2939 | 194.4355 | 216.1163
| Duct Sealing Regulated_Com, E - Cool [Building w Elec Heat] | E | Yes | Small Retail | Cooling | RET | 47.1305 | 92.1558 | 138.3166 | 185.6053 | 233.6511 | 282.6408 | 330.7845 | 379.41 | 428.1681 | 475.9117
| Duct Sealing Regulated_Com, E - Vent [Building w Gas Heat] | E | Yes | Small Retail | Ventilation | RET | 159.1001 | 311.0938 | 466.9203 | 626.5545 | 788.7447 | 954.1211 | 1116.6415 | 1280.7883 | 1445.3828 | 1606.5528
| Duct Sealing Regulated_Com, E - Cool [Building w Gas Heat] | E | Yes | Small Retail | Cooling | RET | 96.2418 | 188.1848 | 282.4463 | 379.0111 | 477.1221 | 577.1605 | 675.4713 | 774.7658 | 874.3312 | 971.8251
| Duct Sealing Non Regulated_Com, E - Vent [Building w Oil Heat] | E | Yes | Small Retail | Ventilation | RET | 42.8069 | 83.7017 | 125.6278 | 168.5784 | 212.2167 | 256.7122 | 300.4394 | 344.6041 | 388.8893 | 432.253
| Duct Sealing Non Regulated_Com, E - Cool [Building w Oil Heat] | E | Yes | Small Retail | Cooling | RET | 25.8945 | 50.6323 | 75.9939 | 101.9753 | 128.3727 | 155.2886 | 181.7398 | 208.4556 | 235.2443 | 261.4756
| Duct Sealing Non Regulated_Com, E - Vent [Building w Propane Heat] | E | Yes | Small Retail | Ventilation | RET | 12.9006 | 25.225 | 37.8601 | 50.804 | 63.9551 | 77.3646 | 90.5426 | 103.8523 | 117.1984 | 130.2669
| Duct Sealing Non Regulated_Com, E - Cool [Building w Propane Heat] | E | Yes | Small Retail | Cooling | RET | 7.8037 | 15.2589 | 22.9021 | 30.732 | 38.6873 | 46.7989 | 54.7704 | 62.8217 | 70.8949 | 78.8002
| Power Strip_Com, E - Plug [Tier 1] | E | Yes | Small Retail | Plug Loads | NC | 0 | 0 | 0 | 0 | 0 | 0 | 0 | 0 | 0 | 0
| Power Strip_Com, E - Plug [Tier 1] | E | Yes | Small Retail | Plug Loads | RET | 0 | 0 | 0 | 0 | 0 | 0 | 0 | 0 | 0 | 0
| Power Strip_Com, E - Plug [Tier 1] | E | Yes | Small Retail | Plug Loads | REPL | 0 | 0 | 0 | 0 | 0 | 0 | 0 | 0 | 0 | 0
| Power Strip_Com, E - Plug [Tier 2] | E | No | Small Retail | Plug Loads | NC | 17.0894 | 33.6969 | 50.0314 | 66.1031 | 81.214 | 96.0226 | 110.7162 | 125.028 | 122.3838 | 120.4969
| Power Strip_Com, E - Plug [Tier 2] | E | No | Small Retail | Plug Loads | RET | 171.6332 | 319.8124 | 457.1008 | 584.2021 | 703.6122 | 816.4057 | 919.2917 | 1015.9421 | 968.8325 | 967.018
| Power Strip_Com, E - Plug [Tier 2] | E | No | Small Retail | Plug Loads | REPL | 219.2755 | 386.8605 | 537.1951 | 669.202 | 784.4286 | 882.6535 | 960.2496 | 1019.5002 | 884.1472 | 822.7391
| Computer Power Management_Com, E - Plug | E | Yes | Small Retail | Plug Loads | RET | 87.0312 | 170.175 | 255.4155 | 342.7388 | 431.4604 | 434.8936 | 440.652 | 445.2033 | 447.9167 | 447.3586
| Vending Machine Controls_Com, E - Plug [Non-Refrigerated] | E | No | Small Retail | Plug Loads | RET | 25.2865 | 49.4435 | 74.2097 | 99.5811 | 125.3587 | 126.3562 | 128.0293 | 129.3517 | 130.14 | 129.9779
| Vending Machine Controls_Com, E - Plug [Refrigerated] | E | Yes | Small Retail | Plug Loads | RET | 75.8595 | 148.3306 | 222.6292 | 298.7433 | 376.0762 | 379.0687 | 384.0879 | 388.055 | 390.4201 | 389.9337
| Ovens_Com, E - Cook | E | Yes | Small Retail | Cooking | NC | 3.7799 | 7.4531 | 11.066 | 14.6208 | 17.9631 | 21.2385 | 24.4884 | 27.6539 | 30.817 | 34.0081
| Ovens_Com, E - Cook | E | Yes | Small Retail | Cooking | REPL | 32.3332 | 63.2222 | 94.8901 | 127.3318 | 160.293 | 193.9016 | 226.9299 | 260.2887 | 293.7385 | 326.4923
| Fryers_Com, E - Cook | E | Yes | Small Retail | Cooking | NC | 0.62021 | 1.2229 | 1.8157 | 2.399 | 2.9474 | 3.4848 | 4.0181 | 4.5375 | 5.0565 | 5.5801
| Fryers_Com, E - Cook | E | Yes | Small Retail | Cooking | REPL | 5.3053 | 10.3736 | 15.5697 | 20.8928 | 26.3011 | 31.8157 | 37.235 | 42.7086 | 48.1971 | 53.5714
| Griddles_Com, E - Cook | E | Yes | Small Retail | Cooking | NC | 0.17298 | 0.34109 | 0.50643 | 0.66911 | 0.82207 | 0.97196 | 1.1207 | 1.2656 | 1.4103 | 1.5564
| Griddles_Com, E - Cook | E | Yes | Small Retail | Cooking | REPL | 1.4797 | 2.8933 | 4.3426 | 5.8272 | 7.3357 | 8.8738 | 10.3853 | 11.9119 | 13.4427 | 14.9417
| Hot Food Holding Cabinet_Com, E - Cook | E | Yes | Small Retail | Cooking | NC | 0.75272 | 1.4842 | 2.2037 | 2.9116 | 3.5772 | 4.2294 | 4.8766 | 5.507 | 6.1369 | 6.7724
| Hot Food Holding Cabinet_Com, E - Cook | E | Yes | Small Retail | Cooking | REPL | 6.4388 | 12.59 | 18.8964 | 25.3568 | 31.9207 | 38.6135 | 45.1907 | 51.8338 | 58.495 | 65.0176
| Steamers_Com, E - Cook | E | Yes | Small Retail | Cooking | NC | 0.59097 | 1.1653 | 1.7301 | 2.2859 | 2.8084 | 3.3205 | 3.8287 | 4.3236 | 4.8181 | 5.317
| Steamers_Com, E - Cook | E | Yes | Small Retail | Cooking | REPL | 5.0552 | 9.8845 | 14.8357 | 19.9078 | 25.0611 | 30.3157 | 35.4795 | 40.6951 | 45.9248 | 51.0457
| ES Refrigerator and Freezer_Com, E - Refr | E | Yes | Small Retail | Refrigeration | NC | 68.6437 | 135.3519 | 200.9636 | 265.5194 | 326.216 | 385.6986 | 444.7193 | 502.206 | 559.6485 | 617.6008
| ES Refrigerator and Freezer_Com, E - Refr | E | Yes | Small Retail | Refrigeration | REPL | 587.183 | 1148.1386 | 1723.2397 | 2312.3939 | 2910.9812 | 3521.3278 | 4121.1339 | 4726.9422 | 5334.403 | 5929.2251
| Anti Sweat Heat Control_Com, E - Refr | E | Yes | Small Retail | Refrigeration | NC | 15.8611 | 31.2749 | 46.4354 | 61.3519 | 75.3767 | 89.1209 | 102.7585 | 116.0416 | 129.3144 | 142.7051
| Anti Sweat Heat Control_Com, E - Refr | E | Z | Small Retail | Refrigeration | RET | 0 | 0 | 0 | 0 | 0 | 0 | 0 | 0 | 0 | 0
| Case Night Covers_Com, E - Refr | E | No | Small Retail | Refrigeration | RET | 7.9274 | 15.5008 | 23.2651 | 31.2191 | 39.3005 | 39.6132 | 40.1377 | 40.5523 | 40.7994 | 40.7486
| Loading Dock Pit Seals_Com, E - Refr | E | No | Small Retail | Refrigeration | NC | 3.8171 | 7.5266 | 11.1751 | 14.7649 | 18.1401 | 21.4478 | 24.7298 | 27.9265 | 31.1208 | 34.3434
| Loading Dock Pit Seals_Com, E - Refr | E | No | Small Retail | Refrigeration | RET | 39.1823 | 76.6144 | 114.9904 | 154.3042 | 194.2475 | 234.9755 | 275.0001 | 315.4252 | 355.9606 | 395.6526
| ECM Comp Cond Fan Motor_Com, E - Refr | E | Yes | Small Retail | Refrigeration | NC | 1.7179 | 3.3874 | 5.0295 | 6.6451 | 8.1641 | 9.6528 | 11.1299 | 12.5686 | 14.0062 | 15.4566
| ECM Comp Cond Fan Motor_Com, E - Refr | E | Yes | Small Retail | Refrigeration | RET | 5.6753 | 10.9246 | 16.1351 | 21.3031 | 26.3869 | 31.4056 | 36.1807 | 41.7375 | 47.6088 | 53.3579
| ECM Comp Cond Fan Motor_Com, E - Refr | E | Yes | Small Retail | Refrigeration | REPL | 11.7562 | 20.7411 | 28.8012 | 35.8786 | 41.8709 | 46.7589 | 50.3616 | 54.6254 | 59.5275 | 64.9414
| Evap Fan Motor Replacement_Com, E - Refr | E | Yes | Small Retail | Refrigeration | NC | 3.1951 | 6.3001 | 9.3541 | 12.3589 | 15.1841 | 17.9528 | 20.7 | 23.3758 | 26.0495 | 28.747
| Evap Fan Motor Replacement_Com, E - Refr | E | Yes | Small Retail | Refrigeration | RET | 51.5361 | 96.1365 | 137.5581 | 175.9982 | 211.3781 | 244.0577 | 273.1505 | 300.4641 | 325.9717 | 349.2805
| Evap Fan Motor Replacement_Com, E - Refr | E | Yes | Small Retail | Refrigeration | REPL | 21.8649 | 38.5755 | 53.566 | 66.729 | 77.8738 | 86.9648 | 93.6653 | 98.4719 | 101.3255 | 102.1943
| Evap Fan Speed Controls_Com, E - Refr | E | Yes | Small Retail | Refrigeration | NC | 5.0107 | 9.8801 | 14.6694 | 19.3817 | 23.8122 | 28.1542 | 32.4624 | 36.6587 | 40.8517 | 45.082
| Evap Fan Speed Controls_Com, E - Refr | E | Z | Small Retail | Refrigeration | RET | 0 | 0 | 0 | 0 | 0 | 0 | 0 | 0 | 0 | 0
| LowHeat NoHeat Doors_Com, E - Refr | E | Yes | Small Retail | Refrigeration | NC | 7.413 | 14.617 | 21.7026 | 28.6742 | 35.2289 | 41.6526 | 48.0264 | 54.2346 | 60.438 | 66.6964
| LowHeat NoHeat Doors_Com, E - Refr | E | Yes | Small Retail | Refrigeration | RET | 68.4844 | 133.9098 | 200.9851 | 269.6994 | 339.5139 | 410.6999 | 480.6566 | 551.3133 | 622.1627 | 691.5381
| Refrigerated Vending Machine_Com, E - Refr | E | Yes | Small Retail | Refrigeration | NC | 35.5496 | 70.0969 | 104.0764 | 137.509 | 168.9429 | 199.7482 | 230.3142 | 260.0858 | 289.8345 | 319.8472
| Refrigerated Vending Machine_Com, E - Refr | E | Yes | Small Retail | Refrigeration | REPL | 260.6522 | 509.662 | 764.951 | 1026.4781 | 1292.1927 | 1563.1273 | 1829.383 | 2098.3029 | 2367.9565 | 2631.9997
| Walk In Refrigeration_Com, E - Refr | E | Yes | Small Retail | Refrigeration | NC | 8.9195 | 17.5874 | 26.113 | 34.5013 | 42.3881 | 50.1172 | 57.7862 | 65.256 | 72.72 | 80.2502
| Refrigeration Tune Up_Com, E - Refr | E | Yes | Small Retail | Refrigeration | RET | 73.6681 | 144.0457 | 216.198 | 290.1134 | 365.2123 | 441.7865 | 517.0382 | 519.375 | 525.2095 | 527.6837
| ES Ice Machine_Com, E - Refr | E | Yes | Small Retail | Refrigeration | NC | 2.762 | 5.4462 | 8.0862 | 10.6837 | 13.126 | 15.5194 | 17.8942 | 20.2073 | 22.5186 | 24.8505
| ES Ice Machine_Com, E - Refr | E | Yes | Small Retail | Refrigeration | REPL | 23.6265 | 46.1977 | 69.3381 | 93.044 | 117.1294 | 141.688 | 165.8224 | 190.1984 | 214.6408 | 238.5747
| Walk In Cooler Retroft_Com, E - Refr | E | Yes | Small Retail | Refrigeration | RET | 17.1997 | 33.6311 | 50.4769 | 67.7343 | 85.2681 | 103.1463 | 120.7157 | 138.461 | 156.2547 | 173.6781
| HE Built Up Refrig_Com, E - Refr | E | Yes | Small Retail | Refrigeration | NC | 12.5917 | 24.8283 | 36.8639 | 48.7057 | 59.8396 | 70.7508 | 81.5773 | 92.1224 | 102.6594 | 113.2899
| HE Built Up Refrig_Com, E - Refr | E | No | Small Retail | Refrigeration | RET | 96.2495 | 188.1998 | 282.4688 | 379.0414 | 452.1354 | 528.2747 | 602.0834 | 676.277 | 750.3394 | 821.829
| Door Gasket Replacement_Com, E - Refr | E | Z | Small Retail | Refrigeration | RET | 0 | 0 | 0 | 0 | 0 | 0 | 0 | 0 | 0 | 0
| EnergyStar Dehumidifier_Com, E - Appl | E | Yes | Small Retail | Appliances | NC | 0.64151 | 1.2649 | 1.8781 | 2.4814 | 3.0487 | 3.6046 | 4.1561 | 4.6934 | 5.2302 | 5.7718
| EnergyStar Dehumidifier_Com, E - Appl | E | Yes | Small Retail | Appliances | REPL | 5.4876 | 10.73 | 16.1046 | 21.6106 | 27.2047 | 32.9088 | 38.5143 | 44.1759 | 49.853 | 55.4119
| Clothes Washer Elec WH_Com, E - Appl [unit w/ elec dry - Washer] | E | Yes | Small Retail | Appliances | NC | 0.10607 | 0.20915 | 0.31054 | 0.41029 | 0.50408 | 0.596 | 0.6872 | 0.67085 | 0.65834 | 0.64924
| Clothes Washer Elec WH_Com, E - Appl [unit w/ elec dry - Washer] | E | Yes | Small Retail | Appliances | REPL | 1.5554 | 3.0414 | 4.5648 | 6.1255 | 7.7111 | 9.3279 | 10.9168 | 10.9661 | 11.0893 | 11.1416
| Clothes Washer Elec WH_Com, E - Appl [unit w/ elec dry - Dryer] | E | Yes | Small Retail | Appliances | NC | 0.015118 | 0.029811 | 0.044261 | 0.05848 | 0.071848 | 0.084949 | 0.097948 | 0.095618 | 0.093834 | 0.092538
| Clothes Washer Elec WH_Com, E - Appl [unit w/ elec dry - Dryer] | E | Yes | Small Retail | Appliances | REPL | 0.2217 | 0.4335 | 0.65063 | 0.87308 | 1.0991 | 1.3295 | 1.556 | 1.563 | 1.5806 | 1.588
| Clothes Washer Elec WH_Com, E - HWat [unit w/ elec dry - Water Heater] | E | Yes | Small Retail | Water Heating | NC | 0.0010511 | 0.0020725 | 0.0030772 | 0.0040657 | 0.0049951 | 0.0059059 | 0.0068096 | 0.0066477 | 0.0065236 | 0.0064335
| Clothes Washer Elec WH_Com, E - HWat [unit w/ elec dry - Water Heater] | E | Yes | Small Retail | Water Heating | REPL | 0.015413 | 0.030138 | 0.045234 | 0.060699 | 0.076412 | 0.092433 | 0.10818 | 0.10867 | 0.10989 | 0.1104
| Clothes Washer Elec WH_Com, E - Appl [unit w/ gas dry - Washer] | E | Yes | Small Retail | Appliances | NC | 0.026518 | 0.052288 | 0.077634 | 0.10257 | 0.12602 | 0.149 | 0.1718 | 0.16771 | 0.16458 | 0.16231
| Clothes Washer Elec WH_Com, E - Appl [unit w/ gas dry - Washer] | E | Yes | Small Retail | Appliances | REPL | 0.38886 | 0.76035 | 1.1412 | 1.5314 | 1.9278 | 2.332 | 2.7292 | 2.7415 | 2.7723 | 2.7854
| Clothes Washer Elec WH_Com, E - HWat [unit w/ gas dry - Water Heater] | E | Yes | Small Retail | Water Heating | NC | 0.00026277 | 0.00051813 | 0.0007693 | 0.0010164 | 0.0012488 | 0.0014765 | 0.0017024 | 0.0016619 | 0.0016309 | 0.0016084
| Clothes Washer Elec WH_Com, E - HWat [unit w/ gas dry - Water Heater] | E | Yes | Small Retail | Water Heating | REPL | 0.0038533 | 0.0075345 | 0.011309 | 0.015175 | 0.019103 | 0.023108 | 0.027044 | 0.027167 | 0.027472 | 0.027601
| Clothes Washer Elec WH_Com, E - Appl [unit w/ propane dry - Washer] | E | Yes | Small Retail | Appliances | NC | 0.010607 | 0.020915 | 0.031054 | 0.041029 | 0.050408 | 0.0596 | 0.06872 | 0.067085 | 0.065834 | 0.064924
| Clothes Washer Elec WH_Com, E - Appl [unit w/ propane dry - Washer] | E | Yes | Small Retail | Appliances | REPL | 0.15554 | 0.30414 | 0.45648 | 0.61255 | 0.77111 | 0.93279 | 1.0917 | 1.0966 | 1.1089 | 1.1142
| Clothes Washer Elec WH_Com, E - HWat [unit w/ propane dry - Water Heater] | E | Yes | Small Retail | Water Heating | NC | 0.00010511 | 0.00020725 | 0.00030772 | 0.00040657 | 0.00049951 | 0.00059059 | 0.00068096 | 0.00066477 | 0.00065236 | 0.00064335
| Clothes Washer Elec WH_Com, E - HWat [unit w/ propane dry - Water Heater] | E | Yes | Small Retail | Water Heating | REPL | 0.0015413 | 0.0030138 | 0.0045234 | 0.0060699 | 0.0076412 | 0.0092433 | 0.010818 | 0.010867 | 0.010989 | 0.01104
| Clothes Washer Gas WH_Com, E - Appl [unit w/ elec dry - Washer] | E | Yes | Small Retail | Appliances | NC | 0.053035 | 0.10458 | 0.15527 | 0.20515 | 0.25204 | 0.298 | 0.3436 | 0.33543 | 0.32917 | 0.32462
| Clothes Washer Gas WH_Com, E - Appl [unit w/ elec dry - Washer] | E | Yes | Small Retail | Appliances | REPL | 0.77772 | 1.5207 | 2.2824 | 3.0627 | 3.8556 | 4.664 | 5.4584 | 5.4831 | 5.5447 | 5.5708
| Clothes Washer Gas WH_Com, E - Appl [unit w/ elec dry - Dryer] | E | Yes | Small Retail | Appliances | NC | 0.0075592 | 0.014905 | 0.022131 | 0.02924 | 0.035924 | 0.042474 | 0.048974 | 0.047809 | 0.046917 | 0.046269
| Clothes Washer Gas WH_Com, E - Appl [unit w/ elec dry - Dryer] | E | Yes | Small Retail | Appliances | REPL | 0.11085 | 0.21675 | 0.32532 | 0.43654 | 0.54954 | 0.66476 | 0.778 | 0.78151 | 0.79029 | 0.79401
| Clothes Washer Gas WH_Com, E - Appl [unit w/ gas dry - Washer] | E | Yes | Small Retail | Appliances | NC | 0.20684 | 0.40784 | 0.60555 | 0.80007 | 0.98296 | 1.1622 | 1.34 | 1.3082 | 1.2838 | 1.266
| Clothes Washer Gas WH_Com, E - Appl [unit w/ gas dry - Washer] | E | Yes | Small Retail | Appliances | REPL | 3.0331 | 5.9307 | 8.9014 | 11.9447 | 15.0367 | 18.1894 | 21.2877 | 21.3839 | 21.6242 | 21.726
| Clothes Washer Gas WH_Com, E - Appl [unit w/ propane dry - Washer] | E | Yes | Small Retail | Appliances | NC | 0.010607 | 0.020915 | 0.031054 | 0.041029 | 0.050408 | 0.0596 | 0.06872 | 0.067085 | 0.065834 | 0.064924
| Clothes Washer Gas WH_Com, E - Appl [unit w/ propane dry - Washer] | E | Yes | Small Retail | Appliances | REPL | 0.15554 | 0.30414 | 0.45648 | 0.61255 | 0.77111 | 0.93279 | 1.0917 | 1.0966 | 1.1089 | 1.1142
| Clothes Washer Oil WH_Com, E - Appl [unit w/ elec dry - Washer] | E | Yes | Small Retail | Appliances | NC | 0.063642 | 0.12549 | 0.18632 | 0.24617 | 0.30245 | 0.3576 | 0.41232 | 0.40251 | 0.395 | 0.38955
| Clothes Washer Oil WH_Com, E - Appl [unit w/ elec dry - Washer] | E | Yes | Small Retail | Appliances | REPL | 0.93326 | 1.8248 | 2.7389 | 3.6753 | 4.6267 | 5.5967 | 6.5501 | 6.5797 | 6.6536 | 6.6849
| Clothes Washer Oil WH_Com, E - Appl [unit w/ elec dry - Dryer] | E | Yes | Small Retail | Appliances | NC | 0.0090711 | 0.017886 | 0.026557 | 0.035088 | 0.043109 | 0.050969 | 0.058769 | 0.057371 | 0.056301 | 0.055523
| Clothes Washer Oil WH_Com, E - Appl [unit w/ elec dry - Dryer] | E | Yes | Small Retail | Appliances | REPL | 0.13302 | 0.2601 | 0.39038 | 0.52385 | 0.65945 | 0.79772 | 0.9336 | 0.93782 | 0.94835 | 0.95282
| Clothes Washer Oil WH_Com, E - Appl [unit w/ gas dry - Washer] | E | Yes | Small Retail | Appliances | NC | 0.010607 | 0.020915 | 0.031054 | 0.041029 | 0.050408 | 0.0596 | 0.06872 | 0.067085 | 0.065834 | 0.064924
| Clothes Washer Oil WH_Com, E - Appl [unit w/ gas dry - Washer] | E | Yes | Small Retail | Appliances | REPL | 0.15554 | 0.30414 | 0.45648 | 0.61255 | 0.77111 | 0.93279 | 1.0917 | 1.0966 | 1.1089 | 1.1142
| Clothes Washer Oil WH_Com, E - Appl [unit w/ propane dry - Washer] | E | Yes | Small Retail | Appliances | NC | 0.015911 | 0.031373 | 0.04658 | 0.061544 | 0.075612 | 0.089399 | 0.10308 | 0.10063 | 0.098751 | 0.097387
| Clothes Washer Oil WH_Com, E - Appl [unit w/ propane dry - Washer] | E | Yes | Small Retail | Appliances | REPL | 0.23332 | 0.45621 | 0.68472 | 0.91882 | 1.1567 | 1.3992 | 1.6375 | 1.6449 | 1.6634 | 1.6712
| Clothes Washer Propane WH_Com, E - Appl [unit w/ elec dry - Washer] | E | Yes | Small Retail | Appliances | NC | 0.010607 | 0.020915 | 0.031054 | 0.041029 | 0.050408 | 0.0596 | 0.06872 | 0.067085 | 0.065834 | 0.064924
| Clothes Washer Propane WH_Com, E - Appl [unit w/ elec dry - Washer] | E | Yes | Small Retail | Appliances | REPL | 0.15554 | 0.30414 | 0.45648 | 0.61255 | 0.77111 | 0.93279 | 1.0917 | 1.0966 | 1.1089 | 1.1142
| Clothes Washer Propane WH_Com, E - Appl [unit w/ elec dry - Dryer] | E | Yes | Small Retail | Appliances | NC | 0.0015118 | 0.0029811 | 0.0044261 | 0.005848 | 0.0071848 | 0.0084949 | 0.0097948 | 0.0095618 | 0.0093834 | 0.0092538
| Clothes Washer Propane WH_Com, E - Appl [unit w/ elec dry - Dryer] | E | Yes | Small Retail | Appliances | REPL | 0.02217 | 0.04335 | 0.065063 | 0.087308 | 0.10991 | 0.13295 | 0.1556 | 0.1563 | 0.15806 | 0.1588
| Clothes Washer Propane WH_Com, E - Appl [unit w/ gas dry - Washer] | E | Yes | Small Retail | Appliances | NC | 0.0053035 | 0.010458 | 0.015527 | 0.020515 | 0.025204 | 0.0298 | 0.03436 | 0.033543 | 0.032917 | 0.032462
| Clothes Washer Propane WH_Com, E - Appl [unit w/ gas dry - Washer] | E | Yes | Small Retail | Appliances | REPL | 0.077772 | 0.15207 | 0.22824 | 0.30627 | 0.38556 | 0.4664 | 0.54584 | 0.54831 | 0.55447 | 0.55708
| Clothes Washer Propane WH_Com, E - Appl [unit w/ propane dry - Washer] | E | Yes | Small Retail | Appliances | NC | 0.010607 | 0.020915 | 0.031054 | 0.041029 | 0.050408 | 0.0596 | 0.06872 | 0.067085 | 0.065834 | 0.064924
| Clothes Washer Propane WH_Com, E - Appl [unit w/ propane dry - Washer] | E | Yes | Small Retail | Appliances | REPL | 0.15554 | 0.30414 | 0.45648 | 0.61255 | 0.77111 | 0.93279 | 1.0917 | 1.0966 | 1.1089 | 1.1142
| Dishwasher_Com, E - Appl [Building w elec WH] | E | Yes | Small Retail | Appliances | NC | 0.030984 | 0.061094 | 0.090709 | 0.11985 | 0.14724 | 0.17409 | 0.20073 | 0.22668 | 0.25261 | 0.27877
| Dishwasher_Com, E - Appl [Building w elec WH] | E | Yes | Small Retail | Appliances | REPL | 0.25142 | 0.49161 | 0.73785 | 0.99011 | 1.2464 | 1.5078 | 1.7646 | 2.024 | 2.2841 | 2.5388
| Dishwasher_Com, E - HWat [Building w elec WH] | E | Yes | Small Retail | Water Heating | NC | 2.1511e-05 | 4.2416e-05 | 6.2977e-05 | 8.3207e-05 | 0.00010223 | 0.00012087 | 0.00013936 | 0.00015738 | 0.00017538 | 0.00019354
| Dishwasher_Com, E - HWat [Building w elec WH] | E | Yes | Small Retail | Water Heating | REPL | 0.00017455 | 0.00034131 | 0.00051227 | 0.00068741 | 0.00086535 | 0.0010468 | 0.0012251 | 0.0014052 | 0.0015858 | 0.0017626
| Dishwasher_Com, E - Appl [Building w gas WH] | E | Yes | Small Retail | Appliances | NC | 0.077459 | 0.15273 | 0.22677 | 0.29962 | 0.36811 | 0.43523 | 0.50183 | 0.5667 | 0.63152 | 0.69692
| Dishwasher_Com, E - Appl [Building w gas WH] | E | Yes | Small Retail | Appliances | REPL | 0.62855 | 1.229 | 1.8446 | 2.4753 | 3.116 | 3.7694 | 4.4114 | 5.0599 | 5.7102 | 6.3469
| Dishwasher_Com, E - Appl [Building w oil WH] | E | Yes | Small Retail | Appliances | NC | 0.0077459 | 0.015273 | 0.022677 | 0.029962 | 0.036811 | 0.043523 | 0.050183 | 0.05667 | 0.063152 | 0.069692
| Dishwasher_Com, E - Appl [Building w oil WH] | E | Yes | Small Retail | Appliances | REPL | 0.062855 | 0.1229 | 0.18446 | 0.24753 | 0.3116 | 0.37694 | 0.44114 | 0.50599 | 0.57102 | 0.63469
| Dishwasher_Com, E - Appl [Building w propane WH] | E | Yes | Small Retail | Appliances | NC | 0.0077459 | 0.015273 | 0.022677 | 0.029962 | 0.036811 | 0.043523 | 0.050183 | 0.05667 | 0.063152 | 0.069692
| Dishwasher_Com, E - Appl [Building w propane WH] | E | Yes | Small Retail | Appliances | REPL | 0.062855 | 0.1229 | 0.18446 | 0.24753 | 0.3116 | 0.37694 | 0.44114 | 0.50599 | 0.57102 | 0.63469
| Faucet Aerator_Com, E - HWat | E | Yes | Small Retail | Water Heating | RET | 0.6415 | 1.2544 | 1.8827 | 2.5263 | 3.1803 | 3.8471 | 4.5024 | 5.1642 | 5.8279 | 6.4777
| Pre Rinse Sprayers_Com, E - HWat | E | Yes | Small Retail | Water Heating | RET | 0.42014 | 0.82152 | 1.233 | 1.2788 | 1.3481 | 1.3724 | 1.3821 | 1.3891 | 1.3886 | 1.3851
| Heat Pump Water Heater_Com, E - HWat | E | Yes | Small Retail | Water Heating | NC | 0.34921 | 0.68857 | 1.0223 | 1.3508 | 1.6595 | 1.9621 | 2.2624 | 2.5548 | 2.8471 | 3.1419
| Heat Pump Water Heater_Com, E - HWat | E | Yes | Small Retail | Water Heating | RET | 3.477 | 6.4765 | 9.2534 | 11.8222 | 14.1789 | 16.385 | 18.3782 | 20.232 | 21.9465 | 23.4977
| Heat Pump Water Heater_Com, E - HWat | E | Yes | Small Retail | Water Heating | REPL | 3.5846 | 6.3241 | 8.7817 | 10.9396 | 12.7667 | 14.2944 | 15.4661 | 16.3167 | 16.8359 | 17.0174
| Clothes Dryer_Com, E - Appl | E | Yes | Small Retail | Appliances | NC | 0.56463 | 1.1133 | 1.653 | 2.1841 | 2.6833 | 3.1726 | 3.6581 | 4.1309 | 4.6034 | 5.0801
| Clothes Dryer_Com, E - Appl | E | Yes | Small Retail | Appliances | RET | 5.5151 | 10.2825 | 14.705 | 18.8045 | 22.5733 | 26.0504 | 29.1424 | 32.0338 | 34.723 | 37.1702
| Clothes Dryer_Com, E - Appl | E | Yes | Small Retail | Appliances | REPL | 4.1399 | 7.304 | 10.1423 | 12.6346 | 14.7447 | 16.466 | 17.7347 | 18.6383 | 19.1654 | 19.3105
| Pnemautic to DDC_Com, E - TotE [Building w Elec Heat] | E | No | Small Retail | Total Electric | RET | 52.7789 | 103.2003 | 154.8932 | 207.8492 | 261.6532 | 316.5141 | 370.4276 | 424.8806 | 479.4821 | 532.9477
| Pnemautic to DDC_Com, E - TotE [Building w Gas Heat] | E | Yes | Small Retail | Total Electric | RET | 55.8838 | 109.2715 | 164.0055 | 220.0769 | 277.0461 | 335.1344 | 392.2196 | 449.8761 | 507.6898 | 564.3006
| Pnemautic to DDC_Com, E - TotE [Building w Oil Heat] | E | Yes | Small Retail | Total Electric | RET | 15.0359 | 29.4002 | 44.1267 | 59.2131 | 74.541 | 90.17 | 105.5291 | 121.042 | 136.5971 | 151.8286
| Pnemautic to DDC_Com, E - TotE [Building w Propane Heat] | E | Yes | Small Retail | Total Electric | RET | 4.5313 | 8.8602 | 13.2983 | 17.8449 | 22.4642 | 27.1743 | 31.803 | 36.4781 | 41.1659 | 45.7562
| RCx_Com, E - TotE [Building w Elec Heat] | E | Yes | Small Retail | Total Electric | RET | 181.2087 | 354.3234 | 531.8035 | 713.6204 | 898.3485 | 1086.7057 | 1271.8099 | 1458.7664 | 1465.0243 | 1475.4757
| RCx_Com, E - TotE [Building w Gas Heat] | E | Yes | Small Retail | Total Electric | RET | 370.0332 | 723.5383 | 1085.9576 | 1457.233 | 1834.453 | 2219.0835 | 2597.0715 | 2978.842 | 2991.6207 | 3012.9628
| RCx_Com, E - TotE [Building w Oil Heat] | E | Yes | Small Retail | Total Electric | RET | 99.5597 | 194.6725 | 292.1837 | 392.0776 | 493.571 | 597.0582 | 698.7583 | 801.476 | 804.9142 | 810.6564
| RCx_Com, E - TotE [Building w Propane Heat] | E | Yes | Small Retail | Total Electric | RET | 30.004 | 58.6679 | 88.0546 | 118.1593 | 148.7461 | 179.9337 | 210.5828 | 241.5385 | 242.5747 | 244.3052
| Commissioning_Com, E - TotE [Building w Elec Heat] | E | Yes | Small Retail | Total Electric | NC | 0 | 0 | 0 | 0 | 0 | 0 | 0 | 0 | 0 | 0
| Commissioning_Com, E - TotE [Building w Gas Heat] | E | Yes | Small Retail | Total Electric | NC | 0 | 0 | 0 | 0 | 0 | 0 | 0 | 0 | 0 | 0
| Commissioning_Com, E - TotE [Building w Oil Heat] | E | Yes | Small Retail | Total Electric | NC | 0 | 0 | 0 | 0 | 0 | 0 | 0 | 0 | 0 | 0
| Commissioning_Com, E - TotE [Building w Propane Heat] | E | Yes | Small Retail | Total Electric | NC | 0 | 0 | 0 | 0 | 0 | 0 | 0 | 0 | 0 | 0
| Integrated Building Design_Com, E - TotE [Building w Elec Heat] | E | Yes | Small Retail | Total Electric | NC | 14.7866 | 29.1562 | 43.2897 | 57.1956 | 70.2703 | 83.0835 | 95.7971 | 108.1804 | 120.5541 | 133.0376
| Integrated Building Design_Com, E - TotE [Building w Gas Heat] | E | Yes | Small Retail | Total Electric | NC | 30.1946 | 59.5378 | 88.3987 | 116.7951 | 143.494 | 169.6588 | 195.6205 | 220.9074 | 246.1748 | 271.6666
| Integrated Building Design_Com, E - TotE [Building w Oil Heat] | E | Yes | Small Retail | Total Electric | NC | 8.124 | 16.019 | 23.7842 | 31.4245 | 38.6079 | 45.6478 | 52.6329 | 59.4365 | 66.2349 | 73.0936
| Integrated Building Design_Com, E - TotE [Building w Propane Heat] | E | Yes | Small Retail | Total Electric | NC | 2.4483 | 4.8276 | 7.1678 | 9.4703 | 11.6352 | 13.7567 | 15.8618 | 17.9122 | 19.961 | 22.028
| Deep Energy Retrofit_Com, E - TotE [Building w Elec Heat] | E | Yes | Small Retail | Total Electric | RET | 53.176 | 103.9768 | 156.0587 | 209.4132 | 263.622 | 318.8957 | 373.2149 | 428.0776 | 483.09 | 536.9578
| Deep Energy Retrofit_Com, E - TotE [Building w Gas Heat] | E | Yes | Small Retail | Total Electric | RET | 108.5869 | 212.3236 | 318.6762 | 427.6276 | 538.3235 | 651.194 | 762.1153 | 874.1465 | 986.4834 | 1096.483
| Deep Energy Retrofit_Com, E - TotE [Building w Oil Heat] | E | Yes | Small Retail | Total Electric | RET | 29.216 | 57.127 | 85.7418 | 115.0559 | 144.8393 | 175.2078 | 205.0519 | 235.1946 | 265.4195 | 295.0156
| Deep Energy Retrofit_Com, E - TotE [Building w Propane Heat] | E | Yes | Small Retail | Total Electric | RET | 8.8047 | 17.2162 | 25.8398 | 34.6741 | 43.6498 | 52.8019 | 61.7959 | 70.8799 | 79.9887 | 88.908
| EMS_Com, E - TotE [Building w Elec Heat] | E | Yes | Small Retail | Total Electric | NC | 26.8959 | 53.0334 | 78.7413 | 104.0354 | 127.8174 | 151.1238 | 174.2492 | 196.7736 | 219.2806 | 241.9874
| EMS_Com, E - TotE [Building w Elec Heat] | E | Yes | Small Retail | Total Electric | RET | 336.6634 | 658.2893 | 988.0255 | 1325.8191 | 1669.0212 | 2018.9656 | 2362.8665 | 2710.2087 | 3058.4985 | 3399.5419
| EMS_Com, E - TotE [Building w Gas Heat] | E | Yes | Small Retail | Total Electric | NC | 54.9221 | 108.2956 | 160.7919 | 212.4432 | 261.0068 | 308.5991 | 355.8218 | 401.8172 | 447.7771 | 494.145
| EMS_Com, E - TotE [Building w Gas Heat] | E | Yes | Small Retail | Total Electric | RET | 687.4762 | 1344.2452 | 2017.5757 | 2707.3597 | 3408.1881 | 4122.7843 | 4825.0397 | 5534.3223 | 6245.5399 | 6941.9599
| EMS_Com, E - TotE [Building w Oil Heat] | E | Yes | Small Retail | Total Electric | NC | 14.7771 | 29.1376 | 43.2621 | 57.1592 | 70.2255 | 83.0305 | 95.7361 | 108.1114 | 120.4772 | 132.9528
| EMS_Com, E - TotE [Building w Oil Heat] | E | Yes | Small Retail | Total Electric | RET | 184.9698 | 361.6776 | 542.8413 | 728.432 | 916.9943 | 1109.2609 | 1298.207 | 1489.044 | 1680.4015 | 1867.7776
| EMS_Com, E - TotE [Building w Propane Heat] | E | Yes | Small Retail | Total Electric | NC | 4.4533 | 8.7811 | 13.0378 | 17.2259 | 21.1637 | 25.0227 | 28.8517 | 32.5812 | 36.3079 | 40.0676
| EMS_Com, E - TotE [Building w Propane Heat] | E | Yes | Small Retail | Total Electric | RET | 55.7438 | 108.9977 | 163.5945 | 219.5255 | 276.3519 | 334.2948 | 391.2369 | 448.7489 | 506.4178 | 562.8868
| VFDs on HVAC Pumps_Com, E - Oth | E | Yes | Small Retail | Other | RET | 64.7835 | 126.6734 | 190.1239 | 255.1249 | 321.1667 | 323.7223 | 328.0087 | 331.3966 | 333.4163 | 333.0009
| ECM Circulators_Com, E - Oth | E | Yes | Small Retail | Other | RET | 110.3447 | 215.7606 | 323.8348 | 434.5499 | 547.0376 | 661.7352 | 774.452 | 888.2968 | 1002.4521 | 1114.2323
| Motors_Com, E - Oth | E | Yes | Small Retail | Other | NC | 1.8046 | 3.5584 | 5.2833 | 6.9805 | 8.5762 | 10.14 | 11.6916 | 13.2029 | 14.7131 | 16.2367
| Motors_Com, E - Oth | E | Yes | Small Retail | Other | RET | 55.0174 | 102.3739 | 146.1181 | 186.4946 | 223.4564 | 220.3252 | 218.4682 | 216.4669 | 214.2085 | 211.437
| Motors_Com, E - Oth | E | Yes | Small Retail | Other | REPL | 12.3496 | 21.788 | 30.2548 | 37.6894 | 43.9841 | 49.1188 | 52.9033 | 55.4799 | 56.8143 | 56.8977
| Ext Area Ltg_Com, E - ExtL | E | Yes | Small Retail | Exterior Lighting | NC | 21.0212 | 41.4497 | 61.5425 | 81.3118 | 99.8993 | 118.1151 | 136.1894 | 153.794 | 171.3849 | 189.1321
| Ext Area Ltg_Com, E - ExtL | E | Yes | Small Retail | Exterior Lighting | RET | 107.8902 | 205.8078 | 301.1752 | 393.9881 | 483.5722 | 587.3408 | 697.5504 | 808.8628 | 920.479 | 1029.7728
| Ext Area Ltg_Com, E - ExtL | E | Yes | Small Retail | Exterior Lighting | REPL | 189.0237 | 333.4882 | 463.0822 | 576.8771 | 673.2246 | 781.5865 | 898.024 | 1025.6731 | 1163.7442 | 1308.807
| Street Ltg_Com, E - ExtL | E | Yes | Small Retail | Exterior Lighting | NC | 3.9129 | 7.7155 | 11.4556 | 15.1356 | 18.5955 | 21.9862 | 25.3506 | 28.6275 | 31.902 | 35.2054
| Street Ltg_Com, E - ExtL | E | Yes | Small Retail | Exterior Lighting | RET | 20.0829 | 38.3095 | 56.0614 | 73.3378 | 90.0131 | 109.3289 | 129.8435 | 150.5634 | 171.3399 | 191.6841
| Street Ltg_Com, E - ExtL | E | Yes | Small Retail | Exterior Lighting | REPL | 35.1853 | 62.0762 | 86.1991 | 107.3811 | 125.3155 | 145.4862 | 167.1601 | 190.921 | 216.6218 | 243.6241
| Ext Ltg Ctrls_Com, E - ExtL | E | Yes | Small Retail | Exterior Lighting | RET | 129.7665 | 253.7368 | 380.8333 | 511.0354 | 643.3223 | 778.2079 | 910.7642 | 1044.6468 | 1049.1282 | 1056.6126
| Ext Ltg Dsgn_Com, E - ExtL | E | Yes | Small Retail | Exterior Lighting | NC | 2.5284 | 4.9854 | 7.4021 | 9.7799 | 12.0155 | 14.2065 | 16.3804 | 18.4978 | 20.6136 | 22.7481
| Ext Ltg Dsgn_Com, E - ExtL | E | Yes | Small Retail | Exterior Lighting | REPL | 17.3022 | 33.8316 | 50.7778 | 68.1381 | 85.7763 | 103.7611 | 121.4352 | 139.2862 | 157.186 | 174.7133
| Int Ltg Ctrls_Com, E - IntL [No Heat] | E | Yes | Small Retail | Interior Lighting | RET | 206.3169 | 403.4184 | 605.4901 | 812.4996 | 1022.8236 | 1237.2795 | 1448.0317 | 1660.8929 | 1668.0179 | 1679.9175
| Int Ltg Ctrls_Com, E - IntL [Electric Heat] | E | Yes | Small Retail | Interior Lighting | RET | 171.3452 | 335.037 | 502.8566 | 674.777 | 849.4501 | 1027.5546 | 1202.5834 | 1379.3636 | 1385.2808 | 1395.1634
| Int Ltg Ctrls_Com, E/G - IntL | E | Yes | Small Retail | Interior Lighting | RET | 937.3509 | 1832.8336 | 2750.8975 | 3691.395 | 4646.9512 | 5621.2794 | 6578.7811 | 7545.8644 | 7578.235 | 7632.2978
| Int Ltg Ctrls_Com, E/O - IntL | E | Yes | Small Retail | Interior Lighting | RET | 185.7947 | 363.2906 | 545.2623 | 731.6807 | 921.0839 | 1114.2079 | 1303.9968 | 1495.6848 | 1502.101 | 1512.817
| Int Ltg Ctrls_Com, E/P - IntL | E | Yes | Small Retail | Interior Lighting | RET | 16.2572 | 31.7883 | 47.7111 | 64.0229 | 80.5959 | 97.4944 | 114.1012 | 130.8741 | 131.4355 | 132.3731
| Exit Sign RetFit_Com, E - IntL [No Heat] | E | Yes | Small Retail | Interior Lighting | RET | 7.8402 | 15.3302 | 23.0091 | 30.8757 | 38.8682 | 47.0177 | 55.0264 | 63.1153 | 71.2263 | 79.1685
| Exit Sign RetFit_Com, E - IntL [Electric Heat] | E | Yes | Small Retail | Interior Lighting | RET | 6.5744 | 12.8552 | 19.2943 | 25.8908 | 32.5929 | 39.4266 | 46.1423 | 52.9253 | 59.7267 | 66.3867
| Exit Sign RetFit_Com, E/G - IntL | E | Yes | Small Retail | Interior Lighting | RET | 36.437 | 71.2465 | 106.9338 | 143.4931 | 180.6378 | 218.5122 | 255.7326 | 293.3253 | 331.0207 | 367.9317
| Exit Sign RetFit_Com, E/O - IntL | E | Yes | Small Retail | Interior Lighting | RET | 7.1868 | 14.0527 | 21.0916 | 28.3026 | 35.629 | 43.0994 | 50.4407 | 57.8555 | 65.2906 | 72.5709
| Exit Sign RetFit_Com, E/P - IntL | E | No | Small Retail | Interior Lighting | RET | 0.62814 | 1.2282 | 1.8434 | 2.4737 | 3.114 | 3.7669 | 4.4086 | 5.0566 | 5.7065 | 6.3428
| LED HiLo Bay_Com, E - IntL [No Heat] | E | Yes | Small Retail | Interior Lighting | NC | 2.1286 | 4.1973 | 6.2319 | 8.2337 | 10.1159 | 11.9605 | 13.7907 | 15.5734 | 17.3547 | 19.1518
| LED HiLo Bay_Com, E - IntL [No Heat] | E | Yes | Small Retail | Interior Lighting | RET | 16.5334 | 31.2648 | 45.3506 | 58.809 | 71.5621 | 83.6901 | 94.8061 | 105.2774 | 115.0702 | 124.9732
| LED HiLo Bay_Com, E - IntL [No Heat] | E | Yes | Small Retail | Interior Lighting | REPL | 11.3709 | 20.0612 | 27.8571 | 34.7025 | 40.4983 | 45.2261 | 48.7107 | 51.057 | 52.2333 | 52.8934
| LED HiLo Bay_Com, E - IntL [Electric Heat] | E | Yes | Small Retail | Interior Lighting | NC | 1.7693 | 3.4888 | 5.1799 | 6.8439 | 8.4084 | 9.9415 | 11.4628 | 12.9446 | 14.4252 | 15.9189
| LED HiLo Bay_Com, E - IntL [Electric Heat] | E | Yes | Small Retail | Interior Lighting | RET | 13.7426 | 25.9872 | 37.6954 | 48.882 | 59.4823 | 69.5631 | 78.8027 | 87.5064 | 95.6461 | 103.8775
| LED HiLo Bay_Com, E - IntL [Electric Heat] | E | Yes | Small Retail | Interior Lighting | REPL | 9.4514 | 16.6749 | 23.1547 | 28.8446 | 33.6621 | 37.5919 | 40.4882 | 42.4385 | 43.4163 | 43.9649
| LED HiLo Bay_Com, E/G - IntL | E | Yes | Small Retail | Interior Lighting | NC | 9.7261 | 19.1779 | 28.4744 | 37.6213 | 46.2214 | 54.6494 | 63.012 | 71.1573 | 79.2963 | 87.5075
| LED HiLo Bay_Com, E/G - IntL | E | Yes | Small Retail | Interior Lighting | RET | 75.5439 | 142.8538 | 207.2143 | 268.7077 | 326.9787 | 382.3936 | 433.1844 | 481.0291 | 525.7739 | 571.0227
| LED HiLo Bay_Com, E/G - IntL | E | Yes | Small Retail | Interior Lighting | REPL | 51.9553 | 91.663 | 127.2833 | 158.5611 | 185.0433 | 206.6452 | 222.5669 | 233.2875 | 238.6625 | 241.6784
| LED HiLo Bay_Com, E/O - IntL | E | Yes | Small Retail | Interior Lighting | NC | 1.9184 | 3.7827 | 5.6163 | 7.4204 | 9.1167 | 10.7791 | 12.4285 | 14.0351 | 15.6404 | 17.26
| LED HiLo Bay_Com, E/O - IntL | E | Yes | Small Retail | Interior Lighting | RET | 14.9003 | 28.1765 | 40.871 | 53 | 64.4933 | 75.4234 | 85.4414 | 94.8783 | 103.7037 | 112.6286
| LED HiLo Bay_Com, E/O - IntL | E | Yes | Small Retail | Interior Lighting | REPL | 10.2477 | 18.0796 | 25.1054 | 31.2746 | 36.498 | 40.7587 | 43.8991 | 46.0137 | 47.0738 | 47.6687
| LED HiLo Bay_Com, E/P - IntL | E | Yes | Small Retail | Interior Lighting | NC | 0.16767 | 0.33061 | 0.49087 | 0.64855 | 0.79681 | 0.9421 | 1.0863 | 1.2267 | 1.367 | 1.5085
| LED HiLo Bay_Com, E/P - IntL | E | Yes | Small Retail | Interior Lighting | RET | 1.3023 | 2.4627 | 3.5722 | 4.6323 | 5.6368 | 6.5921 | 7.4677 | 8.2925 | 9.0638 | 9.8439
| LED HiLo Bay_Com, E/P - IntL | E | Yes | Small Retail | Interior Lighting | REPL | 0.89566 | 1.5802 | 2.1942 | 2.7334 | 3.19 | 3.5624 | 3.8368 | 4.0216 | 4.1143 | 4.1663
| Repl Scre_Com, E - IntL [No Heat] | E | Yes | Small Retail | Interior Lighting | NC | 15.0908 | 29.7561 | 14.6653 | 0 | 0 | 0 | 0 | 0 | 0 | 0
| Repl Scre_Com, E - IntL [No Heat] | E | Yes | Small Retail | Interior Lighting | RET | 56.9545 | 111.365 | 54.4105 | 0 | 0 | 0 | 0 | 0 | 0 | 0
| Repl Scre_Com, E - IntL [No Heat] | E | Yes | Small Retail | Interior Lighting | REPL | 774.5278 | 1514.46 | 739.9323 | 0 | 0 | 0 | 0 | 0 | 0 | 0
| Repl Scre_Com, E - IntL [Electric Heat] | E | Yes | Small Retail | Interior Lighting | NC | 12.6544 | 24.952 | 12.2976 | 0 | 0 | 0 | 0 | 0 | 0 | 0
| Repl Scre_Com, E - IntL [Electric Heat] | E | Yes | Small Retail | Interior Lighting | RET | 47.7591 | 93.385 | 45.6259 | 0 | 0 | 0 | 0 | 0 | 0 | 0
| Repl Scre_Com, E - IntL [Electric Heat] | E | Yes | Small Retail | Interior Lighting | REPL | 649.4793 | 1269.9487 | 620.4693 | 0 | 0 | 0 | 0 | 0 | 0 | 0
| Repl Scre_Com, E/G - IntL | E | Yes | Small Retail | Interior Lighting | NC | 70.1338 | 138.2902 | 68.1564 | 0 | 0 | 0 | 0 | 0 | 0 | 0
| Repl Scre_Com, E/G - IntL | E | Yes | Small Retail | Interior Lighting | RET | 264.693 | 517.5631 | 252.8701 | 0 | 0 | 0 | 0 | 0 | 0 | 0
| Repl Scre_Com, E/G - IntL | E | Yes | Small Retail | Interior Lighting | REPL | 3599.5788 | 7038.3768 | 3438.7981 | 0 | 0 | 0 | 0 | 0 | 0 | 0
| Repl Scre_Com, E/O - IntL | E | Yes | Small Retail | Interior Lighting | NC | 13.8332 | 27.2764 | 13.4432 | 0 | 0 | 0 | 0 | 0 | 0 | 0
| Repl Scre_Com, E/O - IntL | E | Yes | Small Retail | Interior Lighting | RET | 52.2081 | 102.0842 | 49.8761 | 0 | 0 | 0 | 0 | 0 | 0 | 0
| Repl Scre_Com, E/O - IntL | E | Yes | Small Retail | Interior Lighting | REPL | 709.9814 | 1388.2505 | 678.269 | 0 | 0 | 0 | 0 | 0 | 0 | 0
| Repl Scre_Com, E/P - IntL | E | Yes | Small Retail | Interior Lighting | NC | 1.209 | 2.384 | 1.1749 | 0 | 0 | 0 | 0 | 0 | 0 | 0
| Repl Scre_Com, E/P - IntL | E | Yes | Small Retail | Interior Lighting | RET | 4.563 | 8.9223 | 4.3592 | 0 | 0 | 0 | 0 | 0 | 0 | 0
| Repl Scre_Com, E/P - IntL | E | Yes | Small Retail | Interior Lighting | REPL | 62.0532 | 121.3347 | 59.2815 | 0 | 0 | 0 | 0 | 0 | 0 | 0
| Lin LED Fixture_Com, E - IntL [No Heat] | E | Yes | Small Retail | Interior Lighting | NC | 3.6284 | 7.1544 | 10.6226 | 14.0349 | 17.2432 | 20.3873 | 23.507 | 26.5457 | 29.582 | 32.6452
| Lin LED Fixture_Com, E - IntL [No Heat] | E | Yes | Small Retail | Interior Lighting | RET | 22.0533 | 41.4749 | 59.8298 | 77.1634 | 93.398 | 108.6577 | 122.4816 | 135.3526 | 148.2266 | 160.8039
| Lin LED Fixture_Com, E - IntL [No Heat] | E | Yes | Small Retail | Interior Lighting | REPL | 22.4438 | 39.5968 | 54.9841 | 68.4956 | 79.9354 | 89.2671 | 96.145 | 100.7761 | 104.0921 | 106.0389
| Lin LED Fixture_Com, E - IntL [Electric Heat] | E | Yes | Small Retail | Interior Lighting | NC | 3.0426 | 5.9994 | 8.9075 | 11.7689 | 14.4592 | 17.0958 | 19.7118 | 22.2598 | 24.8059 | 27.3746
| Lin LED Fixture_Com, E - IntL [Electric Heat] | E | No | Small Retail | Interior Lighting | RET | 18.4928 | 34.7787 | 50.1702 | 64.7053 | 78.3188 | 91.1148 | 102.7068 | 113.4997 | 124.2953 | 134.842
| Lin LED Fixture_Com, E - IntL [Electric Heat] | E | Yes | Small Retail | Interior Lighting | REPL | 18.8202 | 33.2038 | 46.1069 | 57.4369 | 67.0298 | 74.8548 | 80.6222 | 84.5057 | 87.2863 | 88.9188
| Lin LED Fixture_Com, E/G - IntL | E | Yes | Small Retail | Interior Lighting | NC | 16.8627 | 33.2499 | 49.3678 | 65.2263 | 80.1367 | 94.749 | 109.2477 | 123.3697 | 137.4807 | 151.717
| Lin LED Fixture_Com, E/G - IntL | E | Yes | Small Retail | Interior Lighting | RET | 102.4918 | 192.7523 | 278.0558 | 358.6131 | 434.0626 | 504.9811 | 569.2272 | 629.0442 | 688.8757 | 747.3282
| Lin LED Fixture_Com, E/G - IntL | E | Yes | Small Retail | Interior Lighting | REPL | 104.3062 | 184.024 | 255.5361 | 318.3299 | 371.4959 | 414.8643 | 446.8289 | 468.3519 | 483.7627 | 492.8106
| Lin LED Fixture_Com, E/O - IntL | E | Yes | Small Retail | Interior Lighting | NC | 3.326 | 6.5582 | 9.7373 | 12.8652 | 15.8062 | 18.6883 | 21.548 | 24.3334 | 27.1167 | 29.9247
| Lin LED Fixture_Com, E/O - IntL | E | No | Small Retail | Interior Lighting | RET | 20.2155 | 38.0185 | 54.8438 | 70.7329 | 85.6146 | 99.6025 | 112.2745 | 124.0728 | 135.8739 | 147.4031
| Lin LED Fixture_Com, E/O - IntL | E | Yes | Small Retail | Interior Lighting | REPL | 20.5734 | 36.2969 | 50.402 | 62.7874 | 73.2739 | 81.8279 | 88.1326 | 92.3778 | 95.4174 | 97.202
| Lin LED Fixture_Com, E/P - IntL | E | No | Small Retail | Interior Lighting | NC | 0.2907 | 0.5732 | 0.85105 | 1.1244 | 1.3815 | 1.6334 | 1.8833 | 2.1268 | 2.37 | 2.6155
| Lin LED Fixture_Com, E/P - IntL | E | No | Small Retail | Interior Lighting | RET | 1.7669 | 3.3229 | 4.7934 | 6.1821 | 7.4828 | 8.7054 | 9.8129 | 10.8441 | 11.8755 | 12.8832
| Lin LED Fixture_Com, E/P - IntL | E | No | Small Retail | Interior Lighting | REPL | 1.7981 | 3.1724 | 4.4052 | 5.4877 | 6.4042 | 7.1519 | 7.7029 | 8.0739 | 8.3396 | 8.4956
| LED Tube Repl_Com, E - IntL [No Heat] | E | Yes | Small Retail | Interior Lighting | RET | 138.7487 | 260.9392 | 376.4191 | 485.4739 | 587.614 | 693.1631 | 798.1596 | 905.3897 | 1014.0055 | 1121.3484
| LED Tube Repl_Com, E - IntL [No Heat] | E | Yes | Small Retail | Interior Lighting | REPL | 207.3684 | 365.8531 | 508.0242 | 632.8629 | 738.5608 | 839.0427 | 930.6228 | 1015.8811 | 1094.114 | 1163.6122
| LED Tube Repl_Com, E - IntL [Electric Heat] | E | Yes | Small Retail | Interior Lighting | RET | 116.3476 | 218.8103 | 315.6458 | 407.0935 | 492.7431 | 581.2511 | 669.2958 | 759.2134 | 850.2931 | 940.3054
| LED Tube Repl_Com, E - IntL [Electric Heat] | E | Yes | Small Retail | Interior Lighting | REPL | 173.8885 | 306.7857 | 426.0031 | 530.6864 | 619.3193 | 703.5783 | 780.3727 | 851.8659 | 917.468 | 975.7456
| LED Tube Repl_Com, E/G - IntL | E | Yes | Small Retail | Interior Lighting | RET | 644.8277 | 1212.7018 | 1749.3889 | 2256.2154 | 2730.9067 | 3221.4404 | 3709.4067 | 4207.7529 | 4712.5397 | 5211.4103
| LED Tube Repl_Com, E/G - IntL | E | Yes | Small Retail | Interior Lighting | REPL | 963.734 | 1700.2839 | 2361.0168 | 2941.1984 | 3432.4242 | 3899.4088 | 4325.0227 | 4721.2563 | 5084.8397 | 5407.8291
| LED Tube Repl_Com, E/O - IntL | E | Yes | Small Retail | Interior Lighting | RET | 127.1859 | 239.1935 | 345.0497 | 445.0162 | 538.6444 | 635.3974 | 731.6439 | 829.9378 | 929.502 | 1027.8993
| LED Tube Repl_Com, E/O - IntL | E | Yes | Small Retail | Interior Lighting | REPL | 190.087 | 335.3642 | 465.6873 | 580.1224 | 677.0118 | 769.12 | 853.0681 | 931.2213 | 1002.9345 | 1066.641
| LED Tube Repl_Com, E/P - IntL | E | Yes | Small Retail | Interior Lighting | RET | 11.1162 | 20.9058 | 30.1577 | 38.8949 | 47.0781 | 55.5345 | 63.9465 | 72.5375 | 81.2396 | 89.8396
| LED Tube Repl_Com, E/P - IntL | E | Yes | Small Retail | Interior Lighting | REPL | 16.6138 | 29.3112 | 40.7016 | 50.7034 | 59.1716 | 67.222 | 74.5591 | 81.3898 | 87.6576 | 93.2257
| Repl pin CFL wLED_Com, E - IntL [No Heat] | E | Yes | Small Retail | Interior Lighting | RET | 4.3102 | 8.1647 | 11.8638 | 15.4111 | 18.7849 | 22.4949 | 26.3892 | 30.5573 | 34.9572 | 39.3235
| Repl pin CFL wLED_Com, E - IntL [No Heat] | E | Yes | Small Retail | Interior Lighting | REPL | 8.403 | 14.8251 | 20.5861 | 25.6448 | 29.9279 | 34.3768 | 38.8289 | 43.4067 | 48.0781 | 52.7318
| Repl pin CFL wLED_Com, E - IntL [Electric Heat] | E | Yes | Small Retail | Interior Lighting | RET | 3.6143 | 6.8465 | 9.9484 | 12.923 | 15.752 | 18.863 | 22.1286 | 25.6238 | 29.3133 | 32.9747
| Repl pin CFL wLED_Com, E - IntL [Electric Heat] | E | Yes | Small Retail | Interior Lighting | REPL | 7.0463 | 12.4316 | 17.2625 | 21.5044 | 25.096 | 28.8266 | 32.56 | 36.3986 | 40.3158 | 44.2182
| Repl pin CFL wLED_Com, E/G - IntL | E | Yes | Small Retail | Interior Lighting | RET | 20.0315 | 37.9451 | 55.1366 | 71.6224 | 87.3017 | 104.5437 | 122.6424 | 142.0135 | 162.4619 | 182.754
| Repl pin CFL wLED_Com, E/G - IntL | E | Yes | Small Retail | Interior Lighting | REPL | 39.0524 | 68.8988 | 95.673 | 119.1831 | 139.0885 | 159.7642 | 180.4555 | 201.7303 | 223.4405 | 245.0685
| Repl pin CFL wLED_Com, E/O - IntL | E | Yes | Small Retail | Interior Lighting | RET | 3.951 | 7.4843 | 10.8751 | 14.1268 | 17.2194 | 20.6202 | 24.19 | 28.0108 | 32.044 | 36.0464
| Repl pin CFL wLED_Com, E/O - IntL | E | Yes | Small Retail | Interior Lighting | REPL | 7.7027 | 13.5896 | 18.8706 | 23.5077 | 27.4338 | 31.5119 | 35.5931 | 39.7893 | 44.0714 | 48.3374
| Repl pin CFL wLED_Com, E/P - IntL | E | No | Small Retail | Interior Lighting | RET | 0.34532 | 0.65414 | 0.9505 | 1.2347 | 1.505 | 1.8022 | 2.1142 | 2.4482 | 2.8007 | 3.1505
| Repl pin CFL wLED_Com, E/P - IntL | E | No | Small Retail | Interior Lighting | REPL | 0.67322 | 1.1877 | 1.6493 | 2.0546 | 2.3977 | 2.7542 | 3.1109 | 3.4776 | 3.8519 | 4.2247
| Refrig Case LED_Com, E - IntL | E | Yes | Small Retail | Interior Lighting | NC | 62.0202 | 122.2917 | 181.5725 | 239.8992 | 294.7391 | 348.4822 | 401.8079 | 453.7477 | 505.6475 | 558.008
| Refrig Case LED_Com, E - IntL | E | Yes | Small Retail | Interior Lighting | RET | 318.3151 | 607.2074 | 888.5757 | 1162.4073 | 1426.7125 | 1682.7352 | 1921.7563 | 2151.0986 | 2403.8711 | 2672.5979
| Refrig Case LED_Com, E - IntL | E | Yes | Small Retail | Interior Lighting | REPL | 397.8939 | 701.991 | 974.7858 | 1214.3236 | 1417.1345 | 1582.5706 | 1704.5049 | 1786.6079 | 1870.65 | 1954.623
| Refrig Case Ctrls_Com, E - IntL | E | Yes | Small Retail | Interior Lighting | RET | 249.3095 | 487.4832 | 731.6629 | 981.8094 | 1235.961 | 1495.1054 | 1749.7745 | 2006.9921 | 2015.6017 | 2029.9809
| Stair Occ Sensor_Com, E - IntL [No Heat] | E | Yes | Small Retail | Interior Lighting | NC | 2.8116 | 5.544 | 8.2314 | 10.8756 | 13.3617 | 15.7981 | 18.2156 | 20.5703 | 22.9231 | 25.2968
| Stair Occ Sensor_Com, E - IntL [No Heat] | E | Yes | Small Retail | Interior Lighting | RET | 21.6458 | 42.3248 | 63.5252 | 85.2437 | 107.3099 | 129.8096 | 151.9208 | 174.2532 | 196.6465 | 218.574
| Stair Occ Sensor_Com, E - IntL [Electric Heat] | E | Yes | Small Retail | Interior Lighting | NC | 2.3577 | 4.6489 | 6.9025 | 9.1197 | 11.2045 | 13.2475 | 15.2747 | 17.2492 | 19.2221 | 21.2126
| Stair Occ Sensor_Com, E - IntL [Electric Heat] | E | Yes | Small Retail | Interior Lighting | RET | 18.1511 | 35.4914 | 53.269 | 71.481 | 89.9846 | 108.8517 | 127.393 | 146.1198 | 164.8977 | 183.2849
| Stair Occ Sensor_Com, E/G - IntL | E | Yes | Small Retail | Interior Lighting | NC | 13.0669 | 25.7654 | 38.2552 | 50.5439 | 62.098 | 73.4211 | 84.6562 | 95.5993 | 106.5339 | 117.5657
| Stair Occ Sensor_Com, E/G - IntL | E | Yes | Small Retail | Interior Lighting | RET | 100.5978 | 196.7023 | 295.2303 | 396.1658 | 498.7175 | 603.2838 | 706.0442 | 809.833 | 913.9049 | 1015.8115
| Stair Occ Sensor_Com, E/O - IntL | E | No | Small Retail | Interior Lighting | NC | 2.5773 | 5.082 | 7.5455 | 9.9693 | 12.2482 | 14.4816 | 16.6976 | 18.856 | 21.0128 | 23.1887
| Stair Occ Sensor_Com, E/O - IntL | E | No | Small Retail | Interior Lighting | RET | 19.8419 | 38.7976 | 58.2313 | 78.1398 | 98.3671 | 118.9918 | 139.2603 | 159.7316 | 180.2587 | 200.3588
| Stair Occ Sensor_Com, E/P - IntL | E | No | Small Retail | Interior Lighting | NC | 0.22526 | 0.44417 | 0.65948 | 0.87133 | 1.0705 | 1.2657 | 1.4594 | 1.648 | 1.8365 | 2.0267
| Stair Occ Sensor_Com, E/P - IntL | E | No | Small Retail | Interior Lighting | RET | 1.7342 | 3.391 | 5.0895 | 6.8295 | 8.5974 | 10.4 | 12.1715 | 13.9607 | 15.7548 | 17.5116
| Int Delamping_Com, E - IntL [No Heat] | E | Yes | Small Retail | Interior Lighting | RET | 1.7617 | 3.4446 | 5.17 | 6.9376 | 8.7335 | 10.5646 | 12.3642 | 14.1817 | 16.0042 | 17.7888
| Int Delamping_Com, E - IntL [Electric Heat] | E | Yes | Small Retail | Interior Lighting | RET | 1.4772 | 2.8885 | 4.3353 | 5.8175 | 7.3235 | 8.859 | 10.368 | 11.8921 | 13.4203 | 14.9168
| Int Delamping_Com, E/G - IntL | E | Yes | Small Retail | Interior Lighting | RET | 8.1872 | 16.0087 | 24.0275 | 32.2422 | 40.5884 | 49.0986 | 57.4619 | 65.9088 | 74.3787 | 82.6725
| Int Delamping_Com, E/O - IntL | E | Yes | Small Retail | Interior Lighting | RET | 1.6148 | 3.1576 | 4.7392 | 6.3595 | 8.0057 | 9.6842 | 11.3338 | 12.9999 | 14.6705 | 16.3063
| Int Delamping_Com, E/P - IntL | E | Yes | Small Retail | Interior Lighting | RET | 0.14114 | 0.27598 | 0.41421 | 0.55582 | 0.6997 | 0.84641 | 0.99059 | 1.1362 | 1.2822 | 1.4252
| Int Ltg Dsgn_Com, E - IntL [No Heat] | E | Yes | Small Retail | Interior Lighting | NC | 4.8464 | 9.5562 | 14.1885 | 18.7463 | 23.0317 | 27.2313 | 31.3983 | 35.457 | 39.5126 | 43.6042
| Int Ltg Dsgn_Com, E - IntL [Electric Heat] | E | Yes | Small Retail | Interior Lighting | NC | 4.064 | 8.0133 | 11.8978 | 15.7197 | 19.3132 | 22.8348 | 26.329 | 29.7324 | 33.1332 | 36.5642
| Int Ltg Dsgn_Com, E/G - IntL | E | Yes | Small Retail | Interior Lighting | NC | 22.5235 | 44.4119 | 65.9405 | 87.1226 | 107.0385 | 126.556 | 145.922 | 164.7846 | 183.6327 | 202.6481
| Int Ltg Dsgn_Com, E/O - IntL | E | Yes | Small Retail | Interior Lighting | NC | 4.4425 | 8.7598 | 13.0061 | 17.1841 | 21.1123 | 24.9619 | 28.7817 | 32.5021 | 36.2197 | 39.9703
| Int Ltg Dsgn_Com, E/P - IntL | E | Yes | Small Retail | Interior Lighting | NC | 0.38828 | 0.76562 | 1.1367 | 1.5019 | 1.8452 | 2.1817 | 2.5156 | 2.8407 | 3.1656 | 3.4935
| Room Air Conditioner_Com, E - Cool | E | Yes | Large Retail | Cooling | NC | 0 | 0 | 0 | 0 | 0 | 0 | 0 | 0 | 0 | 0
| Room Air Conditioner_Com, E - Cool | E | Yes | Large Retail | Cooling | RET | 0 | 0 | 0 | 0 | 0 | 0 | 0 | 0 | 0 | 0
| Room Air Conditioner_Com, E - Cool | E | Yes | Large Retail | Cooling | REPL | 0 | 0 | 0 | 0 | 0 | 0 | 0 | 0 | 0 | 0
| Chiller Systems_Com, E - Cool | E | Yes | Large Retail | Cooling | NC | 48.3519 | 95.3404 | 141.5567 | 187.0291 | 229.7831 | 271.6821 | 313.2556 | 353.7487 | 394.2105 | 435.0315
| Chiller Systems_Com, E - Cool | E | Yes | Large Retail | Cooling | RET | 220.9313 | 426.1887 | 630.8336 | 834.7124 | 1036.1577 | 1235.9104 | 1426.8137 | 1614.3236 | 1625.9555 | 1641.0051
| Chiller Systems_Com, E - Cool | E | Yes | Large Retail | Cooling | REPL | 248.1633 | 437.8263 | 607.9663 | 757.3641 | 883.8557 | 987.0369 | 1063.0864 | 1114.2934 | 1139.9667 | 1139.9667
| Chiller Tuneup_Com, E - Cool | E | Yes | Large Retail | Cooling | RET | 41.6035 | 81.3487 | 122.0961 | 163.8392 | 206.2507 | 207.8919 | 210.6446 | 212.8203 | 214.1174 | 213.8506
| Computer Room Air Conditioner_Com, E - Cool | E | Yes | Large Retail | Cooling | NC | 7.6569 | 15.098 | 22.4167 | 29.6176 | 36.3881 | 43.0231 | 49.6066 | 56.019 | 62.4265 | 68.8909
| Computer Room Air Conditioner_Com, E - Cool | E | Yes | Large Retail | Cooling | REPL | 39.2987 | 76.8421 | 115.3322 | 154.7629 | 194.8248 | 235.6738 | 275.8174 | 316.3627 | 357.0185 | 396.8285
| Mini Split Ductless AC_Com, E - Cool | E | Yes | Large Retail | Cooling | NC | 0 | 0 | 0 | 0 | 0 | 0 | 0 | 0 | 0 | 0
| Mini Split Ductless AC_Com, E - Cool | E | Yes | Large Retail | Cooling | RET | 0 | 0 | 0 | 0 | 0 | 0 | 0 | 0 | 0 | 0
| Mini Split Ductless AC_Com, E - Cool | E | Yes | Large Retail | Cooling | REPL | 0 | 0 | 0 | 0 | 0 | 0 | 0 | 0 | 0 | 0
| Eff Unitary AC_Com, E - Cool | E | Yes | Large Retail | Cooling | NC | 90.5837 | 178.6134 | 265.1962 | 350.3855 | 430.4821 | 508.9767 | 586.8617 | 662.7226 | 738.5249 | 815.0001
| Eff Unitary AC_Com, E - Cool | E | No | Large Retail | Cooling | RET | 720.3925 | 1376.6157 | 2018.1127 | 2644.7363 | 3251.7979 | 3842.0114 | 4395.0696 | 4964.8983 | 5547.0246 | 6127.0698
| Eff Unitary AC_Com, E - Cool | E | Yes | Large Retail | Cooling | REPL | 619.8881 | 1141.024 | 1638.8732 | 2111.5697 | 2553.919 | 2966.2978 | 3333.5621 | 3698.1408 | 4057.3359 | 4402.8122
| PTAC_Com, E - Cool | E | Yes | Large Retail | Cooling | NC | 0 | 0 | 0 | 0 | 0 | 0 | 0 | 0 | 0 | 0
| PTAC_Com, E - Cool | E | Yes | Large Retail | Cooling | RET | 0 | 0 | 0 | 0 | 0 | 0 | 0 | 0 | 0 | 0
| PTAC_Com, E - Cool | E | Yes | Large Retail | Cooling | REPL | 0 | 0 | 0 | 0 | 0 | 0 | 0 | 0 | 0 | 0
| Unitary Equipment Economizer_Com, E - Cool | E | No | Large Retail | Cooling | RET | 376.9035 | 736.9719 | 1106.1202 | 1484.2889 | 1868.5126 | 2260.2844 | 2645.2904 | 3034.1491 | 3424.0685 | 3805.8754
| AC Tuneup_Com, E - Cool [ASHP] | E | Yes | Large Retail | Cooling | RET | 48.2315 | 94.3087 | 141.5478 | 189.9412 | 239.1095 | 241.0121 | 244.2033 | 246.7256 | 248.2294 | 247.9201
| AC Tuneup_Com, E - Heat [ASHP] | E | Yes | Large Retail | Space Heating | RET | 18.0526 | 35.2988 | 52.9799 | 71.0931 | 89.4963 | 90.2084 | 91.4029 | 92.3469 | 92.9098 | 92.794
| AC Tuneup_Com, E - Cool [Unitary AC] | E | Yes | Large Retail | Cooling | RET | 241.3131 | 471.8477 | 708.1955 | 950.3187 | 1196.3187 | 1205.8382 | 1221.8045 | 1234.4241 | 1241.9476 | 1240.4002
| DCV_Com, E - Cool [Building w Elec Heat] | E | Yes | Large Retail | Cooling | RET | 229.4755 | 448.7011 | 673.4549 | 903.7007 | 1137.6331 | 1376.1611 | 1610.5697 | 1847.3241 | 2084.7243 | 2317.1852
| DCV_Com, E - Heat [Building w Elec Heat] | E | Yes | Large Retail | Space Heating | RET | 58.7067 | 114.7911 | 172.2898 | 231.1935 | 291.0404 | 352.0629 | 412.0316 | 472.6004 | 533.3344 | 592.8048
| DCV_Com, E - Vent [Building w Elec Heat] | E | Yes | Large Retail | Ventilation | RET | 552.216 | 1079.7664 | 1620.6199 | 2174.6896 | 2737.6308 | 3311.6309 | 3875.7183 | 4445.4503 | 5016.7366 | 5576.1367
| DCV_Com, E - Cool [Building w Gas Heat] | E | Yes | Large Retail | Cooling | RET | 468.5954 | 916.2603 | 1375.2138 | 1845.3822 | 2323.0787 | 2810.1595 | 3288.8286 | 3772.2877 | 4257.0656 | 4731.7572
| DCV_Com, E - Vent [Building w Gas Heat] | E | Yes | Large Retail | Ventilation | RET | 1127.6405 | 2204.9133 | 3309.3513 | 4440.7773 | 5590.3189 | 6762.4433 | 7914.3255 | 9077.7343 | 10244.3169 | 11386.6276
| DCV_Com, E - Cool [Building w Oil Heat] | E | Yes | Large Retail | Cooling | RET | 126.0785 | 246.5255 | 370.0098 | 496.5116 | 625.0388 | 756.091 | 884.8799 | 1014.9575 | 1145.3901 | 1273.1088
| DCV_Com, E - Vent [Building w Oil Heat] | E | Yes | Large Retail | Ventilation | RET | 303.3987 | 593.2457 | 890.4016 | 1194.8188 | 1504.1102 | 1819.4776 | 2129.3987 | 2442.4211 | 2756.2974 | 3063.6432
| DCV_Com, E - Cool [Building w Propane Heat] | E | Yes | Large Retail | Cooling | RET | 37.9959 | 74.2947 | 111.5088 | 149.6323 | 188.3661 | 227.861 | 266.6737 | 305.8748 | 345.1829 | 383.6731
| DCV_Com, E - Vent [Building w Propane Heat] | E | Yes | Large Retail | Ventilation | RET | 91.4344 | 178.7847 | 268.3378 | 360.0791 | 453.2894 | 548.3307 | 641.7308 | 736.0654 | 830.6574 | 923.2813
| Controls for Unitary AC_Com, E - Cool | E | No | Large Retail | Cooling | RET | 749.2381 | 1465.0103 | 2198.832 | 2950.5852 | 3714.375 | 4493.1696 | 5258.5146 | 6031.5182 | 6806.6305 | 7565.6159
| Optimized Unitary AC Sys_Com, E - Cool [Building w Elec Heat] | E | No | Large Retail | Cooling | NC | 66.0806 | 130.2981 | 193.46 | 255.6053 | 314.0356 | 371.2972 | 428.1141 | 483.4544 | 538.752 | 594.5405
| Optimized Unitary AC Sys_Com, E - Heat [Building w Elec Heat] | E | No | Large Retail | Space Heating | NC | 22.2324 | 43.8379 | 65.0884 | 85.9968 | 105.6553 | 124.9206 | 144.0362 | 162.6551 | 181.2596 | 200.0293
| Optimized Unitary AC Sys_Com, E - Cool [Building w Gas Heat] | E | Yes | Large Retail | Cooling | NC | 134.9385 | 266.0723 | 395.0507 | 521.9533 | 641.2695 | 758.1993 | 874.221 | 987.2275 | 1100.1468 | 1214.0685
| Optimized Unitary AC Sys_Com, E - Cool [Building w Oil Heat] | E | Yes | Large Retail | Cooling | NC | 36.306 | 71.5884 | 106.2909 | 140.4348 | 172.5376 | 203.9983 | 235.2146 | 265.6197 | 296.0014 | 326.6527
| Optimized Unitary AC Sys_Com, E - Cool [Building w Propane Heat] | E | Yes | Large Retail | Cooling | NC | 10.9414 | 21.5744 | 32.0326 | 42.3224 | 51.9972 | 61.4784 | 70.886 | 80.0491 | 89.2051 | 98.4424
| Optimized Chiller Sys_Com, E - Cool | E | No | Large Retail | Cooling | NC | 19.0729 | 37.608 | 55.8385 | 73.7755 | 90.6403 | 107.1677 | 123.5668 | 139.5397 | 155.5003 | 171.6026
| Cool Roof_Com, E - Cool [Building w Elec Heat] | E | No | Large Retail | Cooling | NC | 17.9655 | 35.4244 | 52.5963 | 69.4919 | 85.3775 | 100.9453 | 116.3922 | 131.4377 | 146.4715 | 161.6389
| Cool Roof_Com, E - Cool [Building w Elec Heat] | E | No | Large Retail | Cooling | RET | 94.0509 | 183.9008 | 276.0165 | 370.3831 | 466.2606 | 564.0217 | 660.0944 | 757.1286 | 854.4274 | 949.7018
| Cool Roof_Com, E - Heat [Building w Elec Heat] | E | No | Large Retail | Space Heating | NC | -3.8862 | -7.6629 | -11.3775 | -15.0323 | -18.4686 | -21.8361 | -25.1776 | -28.4321 | -31.6842 | -34.9652
| Cool Roof_Com, E - Heat [Building w Elec Heat] | E | No | Large Retail | Space Heating | RET | -20.3448 | -39.7808 | -59.7069 | -80.12 | -100.8599 | -122.0072 | -142.7894 | -163.7794 | -184.8268 | -205.4362
| Cool Roof_Com, E - Cool [Building w Gas Heat] | E | No | Large Retail | Cooling | NC | 36.686 | 72.3376 | 107.4032 | 141.9044 | 174.3432 | 206.1331 | 237.6761 | 268.3994 | 299.099 | 330.0711
| Cool Roof_Com, E - Cool [Building w Gas Heat] | E | No | Large Retail | Cooling | RET | 192.0545 | 375.5306 | 563.6334 | 756.3327 | 952.1173 | 1151.7481 | 1347.9314 | 1546.0778 | 1744.7647 | 1939.3178
| Cool Roof_Com, E - Cool [Building w Oil Heat] | E | No | Large Retail | Cooling | NC | 9.8706 | 19.4629 | 28.8975 | 38.1803 | 46.9081 | 55.4614 | 63.9482 | 72.2145 | 80.4744 | 88.8077
| Cool Roof_Com, E - Cool [Building w Oil Heat] | E | No | Large Retail | Cooling | RET | 51.6735 | 101.0389 | 151.6491 | 203.496 | 256.1731 | 309.885 | 362.6693 | 415.9819 | 469.4398 | 521.7856
| Cool Roof_Com, E - Cool [Building w Propane Heat] | E | No | Large Retail | Cooling | NC | 2.9747 | 5.8655 | 8.7088 | 11.5063 | 14.1366 | 16.7142 | 19.2719 | 21.7631 | 24.2524 | 26.7637
| Cool Roof_Com, E - Cool [Building w Propane Heat] | E | No | Large Retail | Cooling | RET | 15.5727 | 30.4498 | 45.7021 | 61.327 | 77.2021 | 93.3892 | 109.2966 | 125.3633 | 141.4737 | 157.249
| GSHP_Com, E - Cool | E | Yes | Large Retail | Cooling | RET | 183.4114 | 341.1962 | 486.8643 | 621.2438 | 744.19 | 857.0781 | 956.9782 | 1047.8385 | 1129.8814 | 1202.2239
| GSHP_Com, E - Cool | E | Yes | Large Retail | Cooling | REPL | 73.7332 | 130.0851 | 180.6364 | 225.0248 | 262.6075 | 293.2642 | 315.8597 | 331.0741 | 338.7021 | 338.7021
| GSHP_Com, E - Heat | E | Yes | Large Retail | Space Heating | RET | 89.3647 | 166.2432 | 237.218 | 302.6925 | 362.5964 | 417.5996 | 466.2746 | 510.545 | 550.5193 | 585.7671
| GSHP_Com, E - Heat | E | Yes | Large Retail | Space Heating | REPL | 35.9255 | 63.3822 | 88.0126 | 109.6403 | 127.9519 | 142.889 | 153.8983 | 161.3113 | 165.028 | 165.028
| Unitary HP_Com, E - Cool | E | Yes | Large Retail | Cooling | NC | 19.9375 | 39.3128 | 58.3696 | 77.1198 | 94.749 | 112.0256 | 129.1681 | 145.8651 | 162.5491 | 179.3813
| Unitary HP_Com, E - Cool | E | No | Large Retail | Cooling | RET | 98.5247 | 188.1174 | 275.5474 | 360.802 | 443.2516 | 523.2736 | 598.1279 | 681.8057 | 773.4186 | 870.3086
| Unitary HP_Com, E - Cool | E | Yes | Large Retail | Cooling | REPL | 136.4372 | 240.7116 | 334.2525 | 416.3897 | 485.9332 | 542.661 | 584.4721 | 628.847 | 675.4941 | 723.2771
| Unitary HP_Com, E - Heat | E | Yes | Large Retail | Space Heating | NC | 3.177 | 6.2645 | 9.3012 | 12.289 | 15.0982 | 17.8513 | 20.5829 | 23.2436 | 25.9022 | 28.5844
| Unitary HP_Com, E - Heat | E | No | Large Retail | Space Heating | RET | 15.6999 | 29.9765 | 43.9084 | 57.4937 | 70.632 | 83.3835 | 95.3115 | 108.6456 | 123.2441 | 138.6835
| Unitary HP_Com, E - Heat | E | Yes | Large Retail | Space Heating | REPL | 21.7412 | 38.3573 | 53.2631 | 66.3516 | 77.4333 | 86.4729 | 93.1355 | 100.2066 | 107.6398 | 115.254
| PTHP_Com, E - Cool | E | Yes | Large Retail | Cooling | NC | 0 | 0 | 0 | 0 | 0 | 0 | 0 | 0 | 0 | 0
| PTHP_Com, E - Cool | E | Yes | Large Retail | Cooling | RET | 0 | 0 | 0 | 0 | 0 | 0 | 0 | 0 | 0 | 0
| PTHP_Com, E - Cool | E | Yes | Large Retail | Cooling | REPL | 0 | 0 | 0 | 0 | 0 | 0 | 0 | 0 | 0 | 0
| PTHP_Com, E - Heat | E | Yes | Large Retail | Space Heating | NC | 0 | 0 | 0 | 0 | 0 | 0 | 0 | 0 | 0 | 0
| PTHP_Com, E - Heat | E | Yes | Large Retail | Space Heating | RET | 0 | 0 | 0 | 0 | 0 | 0 | 0 | 0 | 0 | 0
| PTHP_Com, E - Heat | E | Yes | Large Retail | Space Heating | REPL | 0 | 0 | 0 | 0 | 0 | 0 | 0 | 0 | 0 | 0
| Minisplit Ductless HP_Com, E - Cool | E | Yes | Large Retail | Cooling | RET | 59.5923 | 111.3516 | 159.5962 | 204.5304 | 246.0372 | 284.5152 | 316.067 | 346.4329 | 375.3218 | 402.1758
| Minisplit Ductless HP_Com, E - Cool | E | Yes | Large Retail | Cooling | REPL | 42.6381 | 75.2251 | 104.4576 | 130.1264 | 151.8595 | 169.5876 | 182.654 | 192.3483 | 198.5567 | 201.1965
| Minisplit Ductless HP_Com, E - Heat | E | Yes | Large Retail | Space Heating | RET | 954.3513 | 1783.2609 | 2555.8824 | 3275.4895 | 3940.2081 | 4556.421 | 5106.9866 | 5632.6108 | 6131.9085 | 6596.1042
| Minisplit Ductless HP_Com, E - Heat | E | Yes | Large Retail | Space Heating | REPL | 700.4476 | 1235.7765 | 1716.0011 | 2137.6805 | 2494.7064 | 2785.9382 | 3000.5899 | 3159.8453 | 3261.8339 | 3305.1998
| Programmable TStat_Com, E - Cool [Building w Elec Heat] | E | Yes | Large Retail | Cooling | NC | 0 | 0 | 0 | 0 | 0 | 0 | 0 | 0 | 0 | 0
| Programmable TStat_Com, E - Heat [Building w Elec Heat] | E | Yes | Large Retail | Space Heating | NC | 0 | 0 | 0 | 0 | 0 | 0 | 0 | 0 | 0 | 0
| Programmable TStat_Com, E - Cool [Building w Gas Heat] | E | Yes | Large Retail | Cooling | NC | 0 | 0 | 0 | 0 | 0 | 0 | 0 | 0 | 0 | 0
| Programmable TStat_Com, E - Cool [Building w Gas Heat] | E | Yes | Large Retail | Cooling | RET | 0 | 0 | 0 | 0 | 0 | 0 | 0 | 0 | 0 | 0
| Programmable TStat_Com, E - Cool [Building w Propane Heat] | E | Yes | Large Retail | Cooling | NC | 0 | 0 | 0 | 0 | 0 | 0 | 0 | 0 | 0 | 0
| Programmable TStat_Com, E - Cool [Building w Propane Heat] | E | Yes | Large Retail | Cooling | RET | 0 | 0 | 0 | 0 | 0 | 0 | 0 | 0 | 0 | 0
| Programmable TStat_Com, E - Cool [Building w Oil Heat] | E | Yes | Large Retail | Cooling | NC | 0 | 0 | 0 | 0 | 0 | 0 | 0 | 0 | 0 | 0
| Programmable TStat_Com, E - Cool [Building w Oil Heat] | E | Yes | Large Retail | Cooling | RET | 0 | 0 | 0 | 0 | 0 | 0 | 0 | 0 | 0 | 0
| Smart TStat_Com, E - Cool [Building w Elec Heat] | E | Yes | Large Retail | Cooling | NC | 36.1958 | 71.371 | 105.9681 | 140.0083 | 172.0136 | 203.3788 | 234.5003 | 264.8131 | 295.1025 | 325.6607
| Smart TStat_Com, E - Cool [Building w Elec Heat] | E | Yes | Large Retail | Cooling | RET | 133.2403 | 260.5293 | 391.0281 | 524.7157 | 660.5438 | 799.0403 | 935.145 | 1072.6117 | 1210.4533 | 1345.4271
| Smart TStat_Com, E - Heat [Building w Elec Heat] | E | Yes | Large Retail | Space Heating | NC | 13.8745 | 27.3578 | 40.6195 | 53.6678 | 65.936 | 77.9589 | 89.8883 | 101.5078 | 113.1183 | 124.8318
| Smart TStat_Com, E - Heat [Building w Elec Heat] | E | Yes | Large Retail | Space Heating | RET | 51.0735 | 99.8657 | 149.8883 | 201.1333 | 253.1987 | 306.287 | 358.4584 | 411.1519 | 463.9892 | 515.7272
| Smart TStat_Com, E - Cool [Building w Gas Heat] | E | Yes | Large Retail | Cooling | NC | 73.9128 | 145.7416 | 216.3898 | 285.9009 | 351.2566 | 415.3052 | 478.8563 | 540.7558 | 602.6075 | 665.0084
| Smart TStat_Com, E - Cool [Building w Gas Heat] | E | Yes | Large Retail | Cooling | RET | 272.0805 | 532.0081 | 798.4903 | 1071.4841 | 1348.849 | 1631.6627 | 1909.5923 | 2190.3031 | 2471.7797 | 2747.3999
| Smart TStat_Com, E - Cool [Building w Propane Heat] | E | Yes | Large Retail | Cooling | NC | 19.8867 | 39.2127 | 58.221 | 76.9234 | 94.5078 | 111.7404 | 128.8393 | 145.4937 | 162.1353 | 178.9246
| Smart TStat_Com, E - Cool [Building w Propane Heat] | E | Yes | Large Retail | Cooling | RET | 73.205 | 143.1401 | 214.8388 | 288.2895 | 362.9162 | 439.009 | 513.7877 | 589.3147 | 665.0478 | 739.2051
| Smart TStat_Com, E - Cool [Building w Oil Heat] | E | Yes | Large Retail | Cooling | NC | 5.9932 | 11.8174 | 17.5459 | 23.1822 | 28.4815 | 33.6749 | 38.8279 | 43.847 | 48.8623 | 53.922
| Smart TStat_Com, E - Cool [Building w Oil Heat] | E | Yes | Large Retail | Cooling | RET | 22.0616 | 43.1377 | 64.7453 | 86.881 | 109.371 | 132.3029 | 154.8387 | 177.6001 | 200.4235 | 222.7721
| Windows_Com, E - Cool [Building w Elec Heat] | E | No | Large Retail | Cooling | NC | 36.8958 | 72.7514 | 108.0176 | 142.7162 | 175.3405 | 207.3123 | 239.0358 | 269.9348 | 300.81 | 331.9593
| Windows_Com, E - Heat [Building w Elec Heat] | E | No | Large Retail | Space Heating | NC | 17.3385 | 34.1882 | 50.761 | 67.067 | 82.3982 | 97.4228 | 112.3307 | 126.8511 | 141.3604 | 155.9984
| Windows_Com, E - Cool [Building w Gas Heat] | E | No | Large Retail | Cooling | NC | 75.3423 | 148.5604 | 220.5749 | 291.4305 | 358.0502 | 423.3375 | 488.1178 | 551.2144 | 614.2625 | 677.8702
| Windows_Com, E - Cool [Building w Oil Heat] | E | No | Large Retail | Cooling | NC | 20.2713 | 39.9711 | 59.3471 | 78.4112 | 96.3356 | 113.9016 | 131.3311 | 148.3077 | 165.2711 | 182.3852
| Windows_Com, E - Cool [Building w Propane Heat] | E | Yes | Large Retail | Cooling | NC | 6.1091 | 12.046 | 17.8853 | 23.6306 | 29.0324 | 34.3262 | 39.5789 | 44.6951 | 49.8073 | 54.9649
| Window Film_Com, E - Cool [Building w Elec Heat] | E | No | Large Retail | Cooling | RET | 0 | 0 | 0 | 0 | 0 | 0 | 0 | 0 | 0 | 0
| Window Film_Com, E - Heat [Building w Elec Heat] | E | No | Large Retail | Space Heating | RET | 0 | 0 | 0 | 0 | 0 | 0 | 0 | 0 | 0 | 0
| Window Film_Com, E - Cool [Building w Gas Heat] | E | No | Large Retail | Cooling | RET | 0 | 0 | 0 | 0 | 0 | 0 | 0 | 0 | 0 | 0
| Window Film_Com, E - Cool [Building w Oil Heat] | E | No | Large Retail | Cooling | RET | 0 | 0 | 0 | 0 | 0 | 0 | 0 | 0 | 0 | 0
| Window Film_Com, E - Cool [Building w Propane Heat] | E | No | Large Retail | Cooling | RET | 0 | 0 | 0 | 0 | 0 | 0 | 0 | 0 | 0 | 0
| Motors and Fans_Com, E - Vent | E | Yes | Large Retail | Ventilation | NC | 26.6238 | 52.4969 | 77.9448 | 102.9831 | 126.5246 | 149.5952 | 172.4867 | 194.7832 | 217.0626 | 239.5397
| Motors and Fans_Com, E - Vent | E | No | Large Retail | Ventilation | RET | 270.5575 | 503.4413 | 718.5609 | 917.1198 | 1098.8858 | 1083.4874 | 1074.3551 | 1064.5134 | 1053.4076 | 1039.7783
| Motors and Fans_Com, E - Vent | E | Yes | Large Retail | Ventilation | REPL | 182.1936 | 321.4381 | 446.3495 | 556.0326 | 648.8987 | 724.651 | 780.4841 | 818.4964 | 838.1827 | 839.4131
| ECM Furnace Motors_Com, E - Vent | E | Yes | Large Retail | Ventilation | RET | 511.1218 | 999.4135 | 1500.0183 | 2012.8559 | 2533.9047 | 3065.1895 | 3587.2992 | 4114.6335 | 4643.4064 | 5161.1776
| VFD on HVAC System_Com, E - Vent | E | Yes | Large Retail | Ventilation | RET | 3128.1667 | 6116.609 | 9180.4101 | 12319.0778 | 15507.9998 | 18759.5684 | 21954.9834 | 25182.3742 | 28418.5693 | 31587.4322
| Kitchen DCV_Com, E - Vent [Building w Elec Heat] | E | Yes | Large Retail | Ventilation | NC | 1.2521 | 2.4689 | 3.6658 | 4.8433 | 5.9505 | 7.0355 | 8.1121 | 9.1607 | 10.2085 | 11.2656
| Kitchen DCV_Com, E - Vent [Building w Elec Heat] | E | Yes | Large Retail | Ventilation | RET | 11.9532 | 22.3105 | 31.9414 | 40.8901 | 49.1366 | 56.7631 | 63.5608 | 69.9799 | 76.0102 | 81.5543
| Kitchen DCV_Com, E - Vent [Building w Elec Heat] | E | Yes | Large Retail | Ventilation | REPL | 8.5686 | 15.1173 | 20.9919 | 26.1503 | 30.5178 | 34.0804 | 36.7063 | 38.6119 | 39.7741 | 40.1792
| Kitchen DCV_Com, E - Heat [Building w Elec Heat] | E | Yes | Large Retail | Space Heating | NC | 0.46759 | 0.92199 | 1.3689 | 1.8087 | 2.2221 | 2.6273 | 3.0294 | 3.4209 | 3.8122 | 4.207
| Kitchen DCV_Com, E - Heat [Building w Elec Heat] | E | Yes | Large Retail | Space Heating | RET | 4.4638 | 8.3316 | 11.9281 | 15.2699 | 18.3494 | 21.1974 | 23.736 | 26.1331 | 28.3851 | 30.4554
| Kitchen DCV_Com, E - Heat [Building w Elec Heat] | E | Yes | Large Retail | Space Heating | REPL | 3.1998 | 5.6454 | 7.8392 | 9.7655 | 11.3965 | 12.7269 | 13.7075 | 14.4191 | 14.8531 | 15.0044
| Kitchen DCV_Com, E - Vent [Building w Gas Heat] | E | Yes | Large Retail | Ventilation | NC | 2.5569 | 5.0416 | 7.4856 | 9.8902 | 12.151 | 14.3667 | 16.5651 | 18.7064 | 20.846 | 23.0046
| Kitchen DCV_Com, E - Vent [Building w Gas Heat] | E | Yes | Large Retail | Ventilation | RET | 24.4087 | 45.5586 | 65.2253 | 83.4988 | 100.3383 | 115.9118 | 129.7929 | 142.9009 | 155.215 | 166.5362
| Kitchen DCV_Com, E - Vent [Building w Gas Heat] | E | Yes | Large Retail | Ventilation | REPL | 17.4973 | 30.8699 | 42.866 | 53.3996 | 62.3182 | 69.5932 | 74.9553 | 78.8465 | 81.2199 | 82.047
| Kitchen DCV_Com, E - Vent [Building w Oil Heat] | E | Yes | Large Retail | Ventilation | NC | 0.68794 | 1.3565 | 2.014 | 2.661 | 3.2693 | 3.8654 | 4.4569 | 5.0331 | 5.6088 | 6.1895
| Kitchen DCV_Com, E - Vent [Building w Oil Heat] | E | Yes | Large Retail | Ventilation | RET | 6.5673 | 12.2578 | 17.5493 | 22.4659 | 26.9966 | 31.1868 | 34.9216 | 38.4484 | 41.7616 | 44.8076
| Kitchen DCV_Com, E - Vent [Building w Oil Heat] | E | Yes | Large Retail | Ventilation | REPL | 4.7078 | 8.3057 | 11.5334 | 14.3675 | 16.7671 | 18.7245 | 20.1672 | 21.2142 | 21.8527 | 22.0753
| Kitchen DCV_Com, E - Vent [Building w Oil Heat] | E | Yes | Large Retail | Ventilation | NC | 0.68794 | 1.3565 | 2.014 | 2.661 | 3.2693 | 3.8654 | 4.4569 | 5.0331 | 5.6088 | 6.1895
| Kitchen DCV_Com, E - Vent [Building w Oil Heat] | E | Yes | Large Retail | Ventilation | RET | 6.5673 | 12.2578 | 17.5493 | 22.4659 | 26.9966 | 31.1868 | 34.9216 | 38.4484 | 41.7616 | 44.8076
| Kitchen DCV_Com, E - Vent [Building w Oil Heat] | E | Yes | Large Retail | Ventilation | REPL | 4.7078 | 8.3057 | 11.5334 | 14.3675 | 16.7671 | 18.7245 | 20.1672 | 21.2142 | 21.8527 | 22.0753
| Duct Sealing Regulated_Com, E - Vent [Building w Elec Heat] | E | Yes | Large Retail | Ventilation | RET | 372.0868 | 727.5539 | 1091.9846 | 1465.3205 | 1844.634 | 2231.3992 | 2611.4851 | 2995.3744 | 3380.3109 | 3757.2384
| Duct Sealing Regulated_Com, E - Heat [Building w Elec Heat] | E | Yes | Large Retail | Space Heating | RET | 67.417 | 131.8226 | 197.8524 | 265.4957 | 334.222 | 404.2985 | 473.1647 | 542.7201 | 612.4653 | 680.7593
| Duct Sealing Regulated_Com, E - Cool [Building w Elec Heat] | E | Yes | Large Retail | Cooling | RET | 176.3417 | 344.8068 | 517.5201 | 694.4538 | 874.2204 | 1057.5185 | 1237.6512 | 1419.5864 | 1602.0179 | 1780.6537
| Duct Sealing Regulated_Com, E - Vent [Building w Gas Heat] | E | Yes | Large Retail | Ventilation | RET | 759.8118 | 1485.6854 | 2229.8632 | 2992.2256 | 3766.7945 | 4556.5798 | 5332.7258 | 6116.6385 | 6902.6897 | 7672.3864
| Duct Sealing Regulated_Com, E - Cool [Building w Gas Heat] | E | Yes | Large Retail | Cooling | RET | 360.0947 | 704.1052 | 1056.7906 | 1418.0941 | 1785.1826 | 2159.4825 | 2527.3184 | 2898.8352 | 3271.3654 | 3636.1448
| Duct Sealing Non Regulated_Com, E - Vent [Building w Oil Heat] | E | Yes | Large Retail | Ventilation | RET | 204.4321 | 399.7329 | 599.9586 | 805.077 | 1013.4796 | 1225.9762 | 1434.8032 | 1645.7198 | 1857.2117 | 2064.3034
| Duct Sealing Non Regulated_Com, E - Cool [Building w Oil Heat] | E | Yes | Large Retail | Cooling | RET | 96.8857 | 189.4439 | 284.3361 | 381.5471 | 480.3145 | 581.0222 | 679.9908 | 779.9497 | 880.1813 | 978.3275
| Duct Sealing Non Regulated_Com, E - Vent [Building w Propane Heat] | E | Yes | Large Retail | Ventilation | RET | 61.6091 | 120.4664 | 180.8078 | 242.6237 | 305.4294 | 369.4689 | 432.4025 | 495.9658 | 559.7026 | 622.1132
| Duct Sealing Non Regulated_Com, E - Cool [Building w Propane Heat] | E | Yes | Large Retail | Cooling | RET | 29.1982 | 57.0922 | 85.6896 | 114.9857 | 144.751 | 175.101 | 204.9269 | 235.0512 | 265.2577 | 294.8357
| Power Strip_Com, E - Plug [Tier 1] | E | Yes | Large Retail | Plug Loads | NC | 0 | 0 | 0 | 0 | 0 | 0 | 0 | 0 | 0 | 0
| Power Strip_Com, E - Plug [Tier 1] | E | Yes | Large Retail | Plug Loads | RET | 0 | 0 | 0 | 0 | 0 | 0 | 0 | 0 | 0 | 0
| Power Strip_Com, E - Plug [Tier 1] | E | Yes | Large Retail | Plug Loads | REPL | 0 | 0 | 0 | 0 | 0 | 0 | 0 | 0 | 0 | 0
| Power Strip_Com, E - Plug [Tier 2] | E | No | Large Retail | Plug Loads | NC | 73.5044 | 144.9362 | 215.194 | 284.321 | 349.3155 | 413.0101 | 476.21 | 537.7675 | 526.3944 | 518.2785
| Power Strip_Com, E - Plug [Tier 2] | E | No | Large Retail | Plug Loads | RET | 731.8682 | 1363.7254 | 1949.143 | 2491.121 | 3000.3027 | 3481.2702 | 3919.9908 | 4332.1217 | 4131.2397 | 4123.5025
| Power Strip_Com, E - Plug [Tier 2] | E | No | Large Retail | Plug Loads | REPL | 943.1426 | 1663.9551 | 2310.5706 | 2878.3558 | 3373.9654 | 3796.4481 | 4130.2025 | 4385.0498 | 3802.8729 | 3538.7457
| Computer Power Management_Com, E - Plug | E | Yes | Large Retail | Plug Loads | RET | 374.3365 | 731.9528 | 1098.5869 | 1474.1801 | 1855.787 | 1870.5541 | 1895.3218 | 1914.8979 | 1926.5687 | 1924.1683
| Vending Machine Controls_Com, E - Plug [Non-Refrigerated] | E | No | Large Retail | Plug Loads | RET | 108.7617 | 212.6653 | 319.1891 | 428.3159 | 539.1899 | 543.4804 | 550.6766 | 556.3643 | 559.7552 | 559.0578
| Vending Machine Controls_Com, E - Plug [Refrigerated] | E | Yes | Large Retail | Plug Loads | RET | 326.285 | 637.996 | 957.5673 | 1284.9477 | 1617.5698 | 1630.4413 | 1652.0297 | 1669.093 | 1679.2656 | 1677.1734
| Ovens_Com, E - Cook | E | Yes | Large Retail | Cooking | NC | 12.7252 | 25.0917 | 37.2549 | 49.2223 | 60.4743 | 71.5012 | 82.4426 | 93.0995 | 103.7483 | 114.4915
| Ovens_Com, E - Cook | E | Yes | Large Retail | Cooking | REPL | 108.8527 | 212.8432 | 319.4561 | 428.6742 | 539.641 | 652.7878 | 763.9805 | 876.2859 | 988.8977 | 1099.1665
| Fryers_Com, E - Cook | E | Yes | Large Retail | Cooking | NC | 2.088 | 4.1171 | 6.1128 | 8.0765 | 9.9227 | 11.732 | 13.5273 | 15.2759 | 17.0232 | 18.786
| Fryers_Com, E - Cook | E | Yes | Large Retail | Cooking | REPL | 17.8607 | 34.9237 | 52.4169 | 70.3376 | 88.5452 | 107.1105 | 125.3552 | 143.7824 | 162.26 | 180.353
| Griddles_Com, E - Cook | E | Yes | Large Retail | Cooking | NC | 0.58236 | 1.1483 | 1.7049 | 2.2526 | 2.7676 | 3.2722 | 3.7729 | 4.2606 | 4.748 | 5.2396
| Griddles_Com, E - Cook | E | Yes | Large Retail | Cooking | REPL | 4.9816 | 9.7406 | 14.6197 | 19.618 | 24.6963 | 29.8744 | 34.963 | 40.1026 | 45.2562 | 50.3026
| Hot Food Holding Cabinet_Com, E - Cook | E | Yes | Large Retail | Cooking | NC | 2.5341 | 4.9967 | 7.4189 | 9.8021 | 12.0428 | 14.2387 | 16.4176 | 18.5398 | 20.6604 | 22.7998
| Hot Food Holding Cabinet_Com, E - Cook | E | Yes | Large Retail | Cooking | REPL | 21.6769 | 42.3855 | 63.6164 | 85.366 | 107.4639 | 129.9959 | 152.1388 | 174.5032 | 196.9287 | 218.8876
| Steamers_Com, E - Cook | E | Yes | Large Retail | Cooking | NC | 1.9895 | 3.923 | 5.8246 | 7.6957 | 9.4549 | 11.1789 | 12.8896 | 14.5557 | 16.2206 | 17.9003
| Steamers_Com, E - Cook | E | Yes | Large Retail | Cooking | REPL | 17.0187 | 33.2772 | 49.9456 | 67.0214 | 84.3706 | 102.0606 | 119.4452 | 137.0036 | 154.61 | 171.8501
| ES Refrigerator and Freezer_Com, E - Refr | E | Yes | Large Retail | Refrigeration | NC | 398.3604 | 785.4889 | 1166.2543 | 1540.8916 | 1893.1326 | 2238.3286 | 2580.8437 | 2914.4572 | 3247.8134 | 3584.1289
| ES Refrigerator and Freezer_Com, E - Refr | E | Yes | Large Retail | Refrigeration | REPL | 3407.605 | 6663.0041 | 10000.4938 | 13419.5379 | 16893.3256 | 20435.3564 | 23916.2171 | 27431.9099 | 30957.1934 | 34409.1303
| Anti Sweat Heat Control_Com, E - Refr | E | Yes | Large Retail | Refrigeration | NC | 262.9904 | 518.5656 | 769.94 | 1017.2688 | 1249.8119 | 1477.7041 | 1703.8264 | 1924.072 | 2144.1477 | 2366.1771
| Anti Sweat Heat Control_Com, E - Refr | E | Z | Large Retail | Refrigeration | RET | 0 | 0 | 0 | 0 | 0 | 0 | 0 | 0 | 0 | 0
| Case Night Covers_Com, E - Refr | E | No | Large Retail | Refrigeration | RET | 88.3058 | 172.6673 | 259.1561 | 347.7583 | 437.7792 | 441.2627 | 447.1054 | 451.7234 | 454.4765 | 453.9103
| Loading Dock Pit Seals_Com, E - Refr | E | No | Large Retail | Refrigeration | NC | 31.6456 | 62.3989 | 92.6467 | 122.4077 | 150.3896 | 177.8118 | 205.0211 | 231.5232 | 258.0048 | 284.7216
| Loading Dock Pit Seals_Com, E - Refr | E | No | Large Retail | Refrigeration | RET | 324.8383 | 635.1673 | 953.3217 | 1279.2505 | 1610.3978 | 1948.0506 | 2279.8722 | 2615.0142 | 2951.0706 | 3280.1349
| ECM Comp Cond Fan Motor_Com, E - Refr | E | Yes | Large Retail | Refrigeration | NC | 35.606 | 70.2081 | 104.2414 | 137.727 | 169.2107 | 200.0648 | 230.6793 | 260.4981 | 290.2939 | 320.3543
| ECM Comp Cond Fan Motor_Com, E - Refr | E | Yes | Large Retail | Refrigeration | RET | 257.3082 | 495.3039 | 731.5393 | 965.849 | 1196.3374 | 1423.8777 | 1640.3753 | 1892.3108 | 2158.5049 | 2419.1606
| ECM Comp Cond Fan Motor_Com, E - Refr | E | Yes | Large Retail | Refrigeration | REPL | 243.6611 | 429.8831 | 596.9363 | 743.6238 | 867.8205 | 969.1298 | 1043.7995 | 1132.1712 | 1233.7738 | 1345.9823
| Evap Fan Motor Replacement_Com, E - Refr | E | Yes | Large Retail | Refrigeration | NC | 66.222 | 130.5768 | 193.8739 | 256.1522 | 314.7075 | 372.0916 | 429.0301 | 484.4888 | 539.9047 | 595.8126
| Evap Fan Motor Replacement_Com, E - Refr | E | Yes | Large Retail | Refrigeration | RET | 1017.2782 | 1897.6525 | 2715.2804 | 3474.0556 | 4172.4235 | 4817.4922 | 5391.758 | 5930.9055 | 6434.4041 | 6894.5004
| Evap Fan Motor Replacement_Com, E - Refr | E | Yes | Large Retail | Refrigeration | REPL | 453.1743 | 799.5204 | 1110.2152 | 1383.0326 | 1614.0205 | 1802.4411 | 1941.3161 | 2040.9394 | 2100.0823 | 2118.0904
| Evap Fan Speed Controls_Com, E - Refr | E | Yes | Large Retail | Refrigeration | NC | 103.8516 | 204.775 | 304.0396 | 401.7066 | 493.5349 | 583.5266 | 672.8195 | 759.7917 | 846.6968 | 934.3734
| Evap Fan Speed Controls_Com, E - Refr | E | Yes | Large Retail | Refrigeration | RET | 301.938 | 590.3896 | 886.1149 | 1189.0665 | 1496.8688 | 1810.7179 | 2119.1469 | 2430.6623 | 2743.0275 | 3048.8936
| LowHeat NoHeat Doors_Com, E - Refr | E | Yes | Large Retail | Refrigeration | NC | 122.9143 | 242.3631 | 359.8484 | 475.443 | 584.1272 | 690.6376 | 796.3208 | 899.2575 | 1002.1147 | 1105.885
| LowHeat NoHeat Doors_Com, E - Refr | E | Yes | Large Retail | Refrigeration | RET | 1135.532 | 2220.3437 | 3332.5109 | 4471.8548 | 5629.4411 | 6809.7683 | 7969.7116 | 9141.2622 | 10316.0088 | 11466.3136
| Refrigerated Vending Machine_Com, E - Refr | E | Yes | Large Retail | Refrigeration | NC | 353.6666 | 697.3615 | 1035.4071 | 1368.0122 | 1680.7338 | 1987.2007 | 2291.2876 | 2587.4716 | 2883.4271 | 3182.0098
| Refrigerated Vending Machine_Com, E - Refr | E | Yes | Large Retail | Refrigeration | REPL | 2593.1065 | 5070.388 | 7610.1384 | 10211.9498 | 12855.4198 | 15550.821 | 18199.6734 | 20875.0322 | 23557.6893 | 26184.5312
| Walk In Refrigeration_Com, E - Refr | E | Yes | Large Retail | Refrigeration | NC | 221.839 | 437.4232 | 649.4638 | 858.0919 | 1054.248 | 1246.4807 | 1437.2206 | 1623.0034 | 1808.6428 | 1995.9302
| Refrigeration Tune Up_Com, E - Refr | E | Yes | Large Retail | Refrigeration | RET | 977.1858 | 1910.7241 | 2867.8031 | 3848.2693 | 4844.434 | 5860.1684 | 6858.3614 | 6889.3573 | 6966.7511 | 6999.5706
| ES Ice Machine_Com, E - Refr | E | Yes | Large Retail | Refrigeration | NC | 7.6328 | 15.0504 | 22.346 | 29.5243 | 36.2734 | 42.8875 | 49.4503 | 55.8425 | 62.2298 | 68.6738
| ES Ice Machine_Com, E - Refr | E | Yes | Large Retail | Refrigeration | REPL | 65.2915 | 127.6666 | 191.6146 | 257.1253 | 323.6848 | 391.552 | 458.247 | 525.6095 | 593.1558 | 659.2967
| Walk In Cooler Retroft_Com, E - Refr | E | Yes | Large Retail | Refrigeration | RET | 427.7792 | 836.4509 | 1255.428 | 1684.6432 | 2120.7307 | 2565.3852 | 3002.3606 | 3443.7088 | 3886.2609 | 4319.6053
| HE Built Up Refrig_Com, E - Refr | E | Yes | Large Retail | Refrigeration | NC | 173.9843 | 343.0631 | 509.3628 | 672.986 | 826.8277 | 977.5924 | 1127.1862 | 1272.8923 | 1418.4859 | 1565.3721
| HE Built Up Refrig_Com, E - Refr | E | No | Large Retail | Refrigeration | RET | 1329.9179 | 2600.433 | 3902.9862 | 5237.3686 | 6247.3376 | 7299.3851 | 8319.2293 | 9344.3922 | 10367.7432 | 11355.5437
| Door Gasket Replacement_Com, E - Refr | E | Z | Large Retail | Refrigeration | RET | 0 | 0 | 0 | 0 | 0 | 0 | 0 | 0 | 0 | 0
| EnergyStar Dehumidifier_Com, E - Appl | E | Yes | Large Retail | Appliances | NC | 2.2561 | 4.4485 | 6.605 | 8.7267 | 10.7216 | 12.6765 | 14.6163 | 16.5057 | 18.3937 | 20.2984
| EnergyStar Dehumidifier_Com, E - Appl | E | Yes | Large Retail | Appliances | REPL | 19.2986 | 37.7353 | 56.6368 | 76.0002 | 95.6737 | 115.7336 | 135.4471 | 155.3579 | 175.323 | 194.8726
| Clothes Washer Elec WH_Com, E - Appl [unit w/ elec dry - Washer] | E | Yes | Large Retail | Appliances | NC | 0.37303 | 0.73554 | 1.0921 | 1.4429 | 1.7728 | 2.096 | 2.4167 | 2.3593 | 2.3152 | 2.2833
| Clothes Washer Elec WH_Com, E - Appl [unit w/ elec dry - Washer] | E | Yes | Large Retail | Appliances | REPL | 5.4702 | 10.696 | 16.0536 | 21.5421 | 27.1185 | 32.8044 | 38.3922 | 38.5657 | 38.9989 | 39.1826
| Clothes Washer Elec WH_Com, E - Appl [unit w/ elec dry - Dryer] | E | Yes | Large Retail | Appliances | NC | 0.053169 | 0.10484 | 0.15566 | 0.20566 | 0.25267 | 0.29875 | 0.34446 | 0.33627 | 0.33 | 0.32544
| Clothes Washer Elec WH_Com, E - Appl [unit w/ elec dry - Dryer] | E | Yes | Large Retail | Appliances | REPL | 0.77967 | 1.5245 | 2.2881 | 3.0704 | 3.8653 | 4.6757 | 5.4721 | 5.4968 | 5.5586 | 5.5848
| Clothes Washer Elec WH_Com, E - HWat [unit w/ elec dry - Water Heater] | E | Yes | Large Retail | Water Heating | NC | 0.25104 | 0.495 | 0.73496 | 0.97105 | 1.193 | 1.4106 | 1.6264 | 1.5877 | 1.5581 | 1.5366
| Clothes Washer Elec WH_Com, E - HWat [unit w/ elec dry - Water Heater] | E | Yes | Large Retail | Water Heating | REPL | 3.6813 | 7.1982 | 10.8037 | 14.4974 | 18.2502 | 22.0767 | 25.8371 | 25.9539 | 26.2455 | 26.3691
| Clothes Washer Elec WH_Com, E - Appl [unit w/ gas dry - Washer] | E | Yes | Large Retail | Appliances | NC | 0.093257 | 0.18389 | 0.27302 | 0.36073 | 0.44319 | 0.524 | 0.60418 | 0.58981 | 0.57881 | 0.57082
| Clothes Washer Elec WH_Com, E - Appl [unit w/ gas dry - Washer] | E | Yes | Large Retail | Appliances | REPL | 1.3675 | 2.674 | 4.0134 | 5.3855 | 6.7796 | 8.2011 | 9.598 | 9.6414 | 9.7497 | 9.7957
| Clothes Washer Elec WH_Com, E - HWat [unit w/ gas dry - Water Heater] | E | Yes | Large Retail | Water Heating | NC | 0.06276 | 0.12375 | 0.18374 | 0.24276 | 0.29826 | 0.35264 | 0.4066 | 0.39693 | 0.38953 | 0.38415
| Clothes Washer Elec WH_Com, E - HWat [unit w/ gas dry - Water Heater] | E | Yes | Large Retail | Water Heating | REPL | 0.92032 | 1.7995 | 2.7009 | 3.6243 | 4.5625 | 5.5192 | 6.4593 | 6.4885 | 6.5614 | 6.5923
| Clothes Washer Elec WH_Com, E - Appl [unit w/ propane dry - Washer] | E | Yes | Large Retail | Appliances | NC | 0.037303 | 0.073554 | 0.10921 | 0.14429 | 0.17728 | 0.2096 | 0.24167 | 0.23593 | 0.23152 | 0.22833
| Clothes Washer Elec WH_Com, E - Appl [unit w/ propane dry - Washer] | E | Yes | Large Retail | Appliances | REPL | 0.54702 | 1.0696 | 1.6054 | 2.1542 | 2.7118 | 3.2804 | 3.8392 | 3.8566 | 3.8999 | 3.9183
| Clothes Washer Elec WH_Com, E - HWat [unit w/ propane dry - Water Heater] | E | Yes | Large Retail | Water Heating | NC | 0.025104 | 0.0495 | 0.073496 | 0.097105 | 0.1193 | 0.14106 | 0.16264 | 0.15877 | 0.15581 | 0.15366
| Clothes Washer Elec WH_Com, E - HWat [unit w/ propane dry - Water Heater] | E | Yes | Large Retail | Water Heating | REPL | 0.36813 | 0.71982 | 1.0804 | 1.4497 | 1.825 | 2.2077 | 2.5837 | 2.5954 | 2.6245 | 2.6369
| Clothes Washer Gas WH_Com, E - Appl [unit w/ elec dry - Washer] | E | Yes | Large Retail | Appliances | NC | 0.18651 | 0.36777 | 0.54605 | 0.72145 | 0.88638 | 1.048 | 1.2084 | 1.1796 | 1.1576 | 1.1416
| Clothes Washer Gas WH_Com, E - Appl [unit w/ elec dry - Washer] | E | Yes | Large Retail | Appliances | REPL | 2.7351 | 5.348 | 8.0268 | 10.771 | 13.5592 | 16.4022 | 19.1961 | 19.2828 | 19.4995 | 19.5913
| Clothes Washer Gas WH_Com, E - Appl [unit w/ elec dry - Dryer] | E | Yes | Large Retail | Appliances | NC | 0.026584 | 0.052419 | 0.077829 | 0.10283 | 0.12634 | 0.14937 | 0.17223 | 0.16814 | 0.165 | 0.16272
| Clothes Washer Gas WH_Com, E - Appl [unit w/ elec dry - Dryer] | E | Yes | Large Retail | Appliances | REPL | 0.38984 | 0.76226 | 1.1441 | 1.5352 | 1.9326 | 2.3378 | 2.7361 | 2.7484 | 2.7793 | 2.7924
| Clothes Washer Gas WH_Com, E - Appl [unit w/ gas dry - Washer] | E | Yes | Large Retail | Appliances | NC | 0.72741 | 1.4343 | 2.1296 | 2.8137 | 3.4569 | 4.0872 | 4.7126 | 4.6006 | 4.5147 | 4.4524
| Clothes Washer Gas WH_Com, E - Appl [unit w/ gas dry - Washer] | E | Yes | Large Retail | Appliances | REPL | 10.6668 | 20.8571 | 31.3045 | 42.0071 | 52.881 | 63.9686 | 74.8647 | 75.2031 | 76.0479 | 76.4061
| Clothes Washer Gas WH_Com, E - Appl [unit w/ propane dry - Washer] | E | Yes | Large Retail | Appliances | NC | 0.037303 | 0.073554 | 0.10921 | 0.14429 | 0.17728 | 0.2096 | 0.24167 | 0.23593 | 0.23152 | 0.22833
| Clothes Washer Gas WH_Com, E - Appl [unit w/ propane dry - Washer] | E | Yes | Large Retail | Appliances | REPL | 0.54702 | 1.0696 | 1.6054 | 2.1542 | 2.7118 | 3.2804 | 3.8392 | 3.8566 | 3.8999 | 3.9183
| Clothes Washer Oil WH_Com, E - Appl [unit w/ elec dry - Washer] | E | Yes | Large Retail | Appliances | NC | 0.22382 | 0.44132 | 0.65526 | 0.86575 | 1.0637 | 1.2576 | 1.45 | 1.4156 | 1.3891 | 1.37
| Clothes Washer Oil WH_Com, E - Appl [unit w/ elec dry - Washer] | E | Yes | Large Retail | Appliances | REPL | 3.2821 | 6.4176 | 9.6321 | 12.9253 | 16.2711 | 19.6827 | 23.0353 | 23.1394 | 23.3994 | 23.5096
| Clothes Washer Oil WH_Com, E - Appl [unit w/ elec dry - Dryer] | E | Yes | Large Retail | Appliances | NC | 0.031901 | 0.062903 | 0.093395 | 0.1234 | 0.1516 | 0.17925 | 0.20668 | 0.20176 | 0.198 | 0.19526
| Clothes Washer Oil WH_Com, E - Appl [unit w/ elec dry - Dryer] | E | Yes | Large Retail | Appliances | REPL | 0.4678 | 0.91471 | 1.3729 | 1.8423 | 2.3192 | 2.8054 | 3.2833 | 3.2981 | 3.3352 | 3.3509
| Clothes Washer Oil WH_Com, E - Appl [unit w/ gas dry - Washer] | E | Yes | Large Retail | Appliances | NC | 0.037303 | 0.073554 | 0.10921 | 0.14429 | 0.17728 | 0.2096 | 0.24167 | 0.23593 | 0.23152 | 0.22833
| Clothes Washer Oil WH_Com, E - Appl [unit w/ gas dry - Washer] | E | Yes | Large Retail | Appliances | REPL | 0.54702 | 1.0696 | 1.6054 | 2.1542 | 2.7118 | 3.2804 | 3.8392 | 3.8566 | 3.8999 | 3.9183
| Clothes Washer Oil WH_Com, E - Appl [unit w/ propane dry - Washer] | E | Yes | Large Retail | Appliances | NC | 0.055954 | 0.11033 | 0.16381 | 0.21644 | 0.26591 | 0.3144 | 0.36251 | 0.35389 | 0.34729 | 0.34249
| Clothes Washer Oil WH_Com, E - Appl [unit w/ propane dry - Washer] | E | Yes | Large Retail | Appliances | REPL | 0.82052 | 1.6044 | 2.408 | 3.2313 | 4.0678 | 4.9207 | 5.7588 | 5.7849 | 5.8498 | 5.8774
| Clothes Washer Propane WH_Com, E - Appl [unit w/ elec dry - Washer] | E | Yes | Large Retail | Appliances | NC | 0.037303 | 0.073554 | 0.10921 | 0.14429 | 0.17728 | 0.2096 | 0.24167 | 0.23593 | 0.23152 | 0.22833
| Clothes Washer Propane WH_Com, E - Appl [unit w/ elec dry - Washer] | E | Yes | Large Retail | Appliances | REPL | 0.54702 | 1.0696 | 1.6054 | 2.1542 | 2.7118 | 3.2804 | 3.8392 | 3.8566 | 3.8999 | 3.9183
| Clothes Washer Propane WH_Com, E - Appl [unit w/ elec dry - Dryer] | E | Yes | Large Retail | Appliances | NC | 0.0053169 | 0.010484 | 0.015566 | 0.020566 | 0.025267 | 0.029875 | 0.034446 | 0.033627 | 0.033 | 0.032544
| Clothes Washer Propane WH_Com, E - Appl [unit w/ elec dry - Dryer] | E | Yes | Large Retail | Appliances | REPL | 0.077967 | 0.15245 | 0.22881 | 0.30704 | 0.38653 | 0.46757 | 0.54721 | 0.54968 | 0.55586 | 0.55848
| Clothes Washer Propane WH_Com, E - Appl [unit w/ gas dry - Washer] | E | Yes | Large Retail | Appliances | NC | 0.018651 | 0.036777 | 0.054605 | 0.072145 | 0.088638 | 0.1048 | 0.12084 | 0.11796 | 0.11576 | 0.11416
| Clothes Washer Propane WH_Com, E - Appl [unit w/ gas dry - Washer] | E | Yes | Large Retail | Appliances | REPL | 0.27351 | 0.5348 | 0.80268 | 1.0771 | 1.3559 | 1.6402 | 1.9196 | 1.9283 | 1.9499 | 1.9591
| Clothes Washer Propane WH_Com, E - Appl [unit w/ propane dry - Washer] | E | Yes | Large Retail | Appliances | NC | 0.037303 | 0.073554 | 0.10921 | 0.14429 | 0.17728 | 0.2096 | 0.24167 | 0.23593 | 0.23152 | 0.22833
| Clothes Washer Propane WH_Com, E - Appl [unit w/ propane dry - Washer] | E | Yes | Large Retail | Appliances | REPL | 0.54702 | 1.0696 | 1.6054 | 2.1542 | 2.7118 | 3.2804 | 3.8392 | 3.8566 | 3.8999 | 3.9183
| Dishwasher_Com, E - Appl [Building w elec WH] | E | Yes | Large Retail | Appliances | NC | 0.10896 | 0.21485 | 0.319 | 0.42148 | 0.51783 | 0.61225 | 0.70594 | 0.79719 | 0.88837 | 0.98037
| Dishwasher_Com, E - Appl [Building w elec WH] | E | Yes | Large Retail | Appliances | REPL | 0.88419 | 1.7289 | 2.5949 | 3.482 | 4.3834 | 5.3025 | 6.2057 | 7.1179 | 8.0326 | 8.9283
| Dishwasher_Com, E - HWat [Building w elec WH] | E | Yes | Large Retail | Water Heating | NC | 0.0051377 | 0.010131 | 0.015041 | 0.019873 | 0.024416 | 0.028868 | 0.033286 | 0.037588 | 0.041888 | 0.046225
| Dishwasher_Com, E - HWat [Building w elec WH] | E | Yes | Large Retail | Water Heating | REPL | 0.04169 | 0.081518 | 0.12235 | 0.16418 | 0.20668 | 0.25002 | 0.2926 | 0.33561 | 0.37874 | 0.42098
| Dishwasher_Com, E - Appl [Building w gas WH] | E | Yes | Large Retail | Appliances | NC | 0.27241 | 0.53714 | 0.79751 | 1.0537 | 1.2946 | 1.5306 | 1.7648 | 1.993 | 2.2209 | 2.4509
| Dishwasher_Com, E - Appl [Building w gas WH] | E | Yes | Large Retail | Appliances | REPL | 2.2105 | 4.3222 | 6.4872 | 8.7051 | 10.9585 | 13.2561 | 15.5141 | 17.7947 | 20.0815 | 22.3207
| Dishwasher_Com, E - Appl [Building w oil WH] | E | Yes | Large Retail | Appliances | NC | 0.027241 | 0.053714 | 0.079751 | 0.10537 | 0.12946 | 0.15306 | 0.17648 | 0.1993 | 0.22209 | 0.24509
| Dishwasher_Com, E - Appl [Building w oil WH] | E | Yes | Large Retail | Appliances | REPL | 0.22105 | 0.43222 | 0.64872 | 0.87051 | 1.0958 | 1.3256 | 1.5514 | 1.7795 | 2.0082 | 2.2321
| Dishwasher_Com, E - Appl [Building w propane WH] | E | Yes | Large Retail | Appliances | NC | 0.027241 | 0.053714 | 0.079751 | 0.10537 | 0.12946 | 0.15306 | 0.17648 | 0.1993 | 0.22209 | 0.24509
| Dishwasher_Com, E - Appl [Building w propane WH] | E | Yes | Large Retail | Appliances | REPL | 0.22105 | 0.43222 | 0.64872 | 0.87051 | 1.0958 | 1.3256 | 1.5514 | 1.7795 | 2.0082 | 2.2321
| Faucet Aerator_Com, E - HWat | E | Yes | Large Retail | Water Heating | RET | 153.2171 | 299.5905 | 449.655 | 603.3864 | 759.5793 | 918.8406 | 1075.3515 | 1233.4285 | 1391.9368 | 1547.1472
| Pre Rinse Sprayers_Com, E - HWat | E | Yes | Large Retail | Water Heating | RET | 3.2307 | 6.3172 | 9.4814 | 9.8334 | 10.3663 | 10.5532 | 10.6282 | 10.6816 | 10.678 | 10.6513
| Heat Pump Water Heater_Com, E - HWat | E | Yes | Large Retail | Water Heating | NC | 83.4046 | 164.4576 | 244.1783 | 322.616 | 396.3646 | 468.6382 | 540.3505 | 610.199 | 679.9937 | 750.408
| Heat Pump Water Heater_Com, E - HWat | E | Yes | Large Retail | Water Heating | RET | 830.4549 | 1546.8602 | 2210.0873 | 2823.6158 | 3386.5026 | 3913.4069 | 4389.4677 | 4832.2203 | 5241.7079 | 5612.1945
| Heat Pump Water Heater_Com, E - HWat | E | Yes | Large Retail | Water Heating | REPL | 856.139 | 1510.4577 | 2097.4238 | 2612.8317 | 3049.2152 | 3414.0794 | 3693.9335 | 3897.0915 | 4021.0902 | 4064.454
| Clothes Dryer_Com, E - Appl | E | Yes | Large Retail | Appliances | NC | 1.9857 | 3.9154 | 5.8134 | 7.6809 | 9.4367 | 11.1574 | 12.8647 | 14.5277 | 16.1894 | 17.8658
| Clothes Dryer_Com, E - Appl | E | Yes | Large Retail | Appliances | RET | 19.3954 | 36.1614 | 51.7145 | 66.1316 | 79.3857 | 91.6142 | 102.4881 | 112.6565 | 122.114 | 130.7202
| Clothes Dryer_Com, E - Appl | E | Yes | Large Retail | Appliances | REPL | 14.5593 | 25.6865 | 35.6684 | 44.4333 | 51.8543 | 57.9078 | 62.3695 | 65.547 | 67.4008 | 67.9113
| Pnemautic to DDC_Com, E - TotE [Building w Elec Heat] | E | No | Large Retail | Total Electric | RET | 240.8535 | 470.949 | 706.8467 | 948.5088 | 1194.0402 | 1444.3951 | 1690.4264 | 1938.9197 | 2188.0909 | 2432.0778
| Pnemautic to DDC_Com, E - TotE [Building w Gas Heat] | E | No | Large Retail | Total Electric | RET | 255.0228 | 498.6546 | 748.43 | 1004.3089 | 1264.2848 | 1529.3679 | 1789.8731 | 2052.9851 | 2316.8149 | 2575.1555
| Pnemautic to DDC_Com, E - TotE [Building w Oil Heat] | E | No | Large Retail | Total Electric | RET | 68.6155 | 134.1661 | 201.3698 | 270.2156 | 340.1637 | 411.486 | 481.5765 | 552.3685 | 623.3535 | 692.8616
| Pnemautic to DDC_Com, E - TotE [Building w Propane Heat] | E | Yes | Large Retail | Total Electric | RET | 20.6784 | 40.4333 | 60.6862 | 81.4341 | 102.5142 | 124.0083 | 145.1313 | 166.4657 | 187.8583 | 208.8057
| Data Center_Com, E - TotE [Building w Elec Heat] | E | Yes | Large Retail | Total Electric | NC | 45.4554 | 89.6292 | 133.0769 | 175.8253 | 216.0182 | 255.4072 | 294.4903 | 332.5577 | 370.5957 | 408.9714
| Data Center_Com, E - TotE [Building w Elec Heat] | E | Yes | Large Retail | Total Electric | RET | 746.5515 | 1459.7572 | 2190.9476 | 2940.0052 | 3701.0563 | 4477.0582 | 5239.6589 | 6009.8907 | 6782.2237 | 7538.4876
| Data Center_Com, E - TotE [Building w Gas Heat] | E | Yes | Large Retail | Total Electric | NC | 92.8212 | 183.0253 | 271.7467 | 359.0402 | 441.1152 | 521.5487 | 601.3575 | 679.0921 | 756.7668 | 835.131
| Data Center_Com, E - TotE [Building w Gas Heat] | E | Yes | Large Retail | Total Electric | RET | 1524.4792 | 2980.8651 | 4473.9764 | 6003.5731 | 7557.6608 | 9142.2786 | 10699.5305 | 12272.3655 | 13849.4912 | 15393.8032
| Data Center_Com, E - TotE [Building w Oil Heat] | E | Yes | Large Retail | Total Electric | NC | 24.9741 | 49.2441 | 73.1151 | 96.602 | 118.6848 | 140.3259 | 161.799 | 182.714 | 203.6128 | 224.6972
| Data Center_Com, E - TotE [Building w Oil Heat] | E | Yes | Large Retail | Total Electric | RET | 410.1706 | 802.0204 | 1203.7513 | 1615.2988 | 2033.4358 | 2459.7871 | 2878.7754 | 3301.9565 | 3726.292 | 4141.7988
| Data Center_Com, E - TotE [Building w Propane Heat] | E | Yes | Large Retail | Total Electric | NC | 7.5264 | 14.8406 | 22.0345 | 29.1127 | 35.7677 | 42.2896 | 48.7609 | 55.064 | 61.3622 | 67.7164
| Data Center_Com, E - TotE [Building w Propane Heat] | E | Yes | Large Retail | Total Electric | RET | 123.6119 | 241.7026 | 362.7711 | 486.798 | 612.8107 | 741.299 | 867.5683 | 995.1011 | 1122.9819 | 1248.202
| RCx_Com, E - TotE [Building w Elec Heat] | E | Yes | Large Retail | Total Electric | RET | 1033.67 | 2021.1695 | 3033.5705 | 4070.7104 | 5124.4564 | 6198.9032 | 7254.7947 | 8321.2522 | 8356.9491 | 8416.5672
| RCx_Com, E - TotE [Building w Gas Heat] | E | Yes | Large Retail | Total Electric | RET | 2110.7831 | 4127.2848 | 6194.6362 | 8312.505 | 10464.2837 | 12658.3344 | 14814.4944 | 16992.2306 | 17065.1247 | 17186.8665
| RCx_Com, E - TotE [Building w Oil Heat] | E | Yes | Large Retail | Total Electric | RET | 567.9194 | 1110.4717 | 1666.7055 | 2236.5313 | 2815.4808 | 3405.8039 | 3985.9322 | 4571.8657 | 4591.4783 | 4624.2337
| RCx_Com, E - TotE [Building w Propane Heat] | E | Yes | Large Retail | Total Electric | RET | 171.1522 | 334.6597 | 502.2902 | 674.017 | 848.4934 | 1026.3973 | 1201.2289 | 1377.81 | 1383.7206 | 1393.592
| Commissioning_Com, E - TotE [Building w Elec Heat] | E | Yes | Large Retail | Total Electric | NC | 0 | 0 | 0 | 0 | 0 | 0 | 0 | 0 | 0 | 0
| Commissioning_Com, E - TotE [Building w Gas Heat] | E | Yes | Large Retail | Total Electric | NC | 0 | 0 | 0 | 0 | 0 | 0 | 0 | 0 | 0 | 0
| Commissioning_Com, E - TotE [Building w Oil Heat] | E | Yes | Large Retail | Total Electric | NC | 0 | 0 | 0 | 0 | 0 | 0 | 0 | 0 | 0 | 0
| Commissioning_Com, E - TotE [Building w Propane Heat] | E | Yes | Large Retail | Total Electric | NC | 0 | 0 | 0 | 0 | 0 | 0 | 0 | 0 | 0 | 0
| Integrated Building Design_Com, E - TotE [Building w Elec Heat] | E | Yes | Large Retail | Total Electric | NC | 67.4777 | 133.0528 | 197.55 | 261.0092 | 320.6748 | 379.147 | 437.1651 | 493.6754 | 550.1421 | 607.11
| Integrated Building Design_Com, E - TotE [Building w Gas Heat] | E | Yes | Large Retail | Total Electric | NC | 137.7913 | 271.6975 | 403.4026 | 532.9882 | 654.8269 | 774.2288 | 892.7034 | 1008.099 | 1123.4055 | 1239.7357
| Integrated Building Design_Com, E - TotE [Building w Oil Heat] | E | Yes | Large Retail | Total Electric | NC | 37.0736 | 73.1019 | 108.538 | 143.4038 | 176.1853 | 208.3111 | 240.1874 | 271.2353 | 302.2593 | 333.5586
| Integrated Building Design_Com, E - TotE [Building w Propane Heat] | E | Yes | Large Retail | Total Electric | NC | 11.1728 | 22.0305 | 32.7098 | 43.2172 | 53.0964 | 62.7781 | 72.3846 | 81.7414 | 91.091 | 100.5236
| Deep Energy Retrofit_Com, E - TotE [Building w Elec Heat] | E | Yes | Large Retail | Total Electric | RET | 242.6658 | 474.4926 | 712.1654 | 955.6458 | 1203.0247 | 1455.2635 | 1703.1461 | 1953.5092 | 2204.5553 | 2450.3781
| Deep Energy Retrofit_Com, E - TotE [Building w Gas Heat] | E | Yes | Large Retail | Total Electric | RET | 495.5305 | 968.9273 | 1454.2617 | 1951.4556 | 2456.6103 | 2971.6888 | 3477.8721 | 3989.1206 | 4501.7637 | 5003.7408
| Deep Energy Retrofit_Com, E - TotE [Building w Oil Heat] | E | Yes | Large Retail | Total Electric | RET | 133.3256 | 260.6959 | 391.2782 | 525.0513 | 660.9663 | 799.5514 | 935.7432 | 1073.2978 | 1211.2276 | 1346.2877
| Deep Energy Retrofit_Com, E - TotE [Building w Propane Heat] | E | Yes | Large Retail | Total Electric | RET | 40.1799 | 78.5652 | 117.9184 | 158.2332 | 199.1935 | 240.9585 | 282.0022 | 323.4567 | 365.0242 | 405.7269
| EMS_Com, E - TotE [Building w Elec Heat] | E | Yes | Large Retail | Total Electric | NC | 122.7378 | 242.0149 | 359.3315 | 474.76 | 583.288 | 689.6454 | 795.1768 | 897.9656 | 1000.6751 | 1104.2963
| EMS_Com, E - TotE [Building w Elec Heat] | E | Yes | Large Retail | Total Electric | RET | 1536.3454 | 3004.0676 | 4508.8009 | 6050.3037 | 7616.4881 | 9213.4403 | 10782.8136 | 12367.8912 | 13957.2929 | 15513.6257
| EMS_Com, E - TotE [Building w Gas Heat] | E | Yes | Large Retail | Total Electric | NC | 250.634 | 494.2012 | 733.7649 | 969.4732 | 1191.0905 | 1408.2753 | 1623.7734 | 1833.6709 | 2043.4066 | 2255.0041
| EMS_Com, E - TotE [Building w Gas Heat] | E | Yes | Large Retail | Total Electric | RET | 3137.2605 | 6134.3903 | 9207.098 | 12354.8899 | 15553.0825 | 18814.1038 | 22018.8081 | 25255.5811 | 28501.1839 | 31679.2591
| EMS_Com, E - TotE [Building w Oil Heat] | E | Yes | Large Retail | Total Electric | NC | 67.4346 | 132.9679 | 197.424 | 260.8428 | 320.4703 | 378.9052 | 436.8864 | 493.3606 | 549.7913 | 606.7229
| EMS_Com, E - TotE [Building w Oil Heat] | E | Yes | Large Retail | Total Electric | RET | 844.0995 | 1650.496 | 2477.2272 | 3324.1602 | 4184.6539 | 5062.052 | 5924.2977 | 6795.1717 | 7668.4214 | 8523.5023
| EMS_Com, E - TotE [Building w Propane Heat] | E | Yes | Large Retail | Total Electric | NC | 20.3226 | 40.0722 | 59.4971 | 78.6094 | 96.5792 | 114.1896 | 131.6632 | 148.6827 | 165.689 | 182.8463
| EMS_Com, E - TotE [Building w Propane Heat] | E | Yes | Large Retail | Total Electric | RET | 254.3838 | 497.4052 | 746.5548 | 1001.7926 | 1261.1171 | 1525.5361 | 1785.3886 | 2047.8414 | 2311.0101 | 2568.7034
| VFDs on HVAC Pumps_Com, E - Oth | E | Yes | Large Retail | Other | RET | 742.6893 | 1452.2052 | 2179.6129 | 2924.7953 | 3681.9092 | 3711.2073 | 3760.3467 | 3799.1862 | 3822.3411 | 3817.5787
| ECM Circulators_Com, E - Oth | E | Yes | Large Retail | Other | RET | 652.5844 | 1276.0201 | 1915.1768 | 2569.9519 | 3235.2108 | 3913.5388 | 4580.1522 | 5253.4363 | 5928.5571 | 6589.6314
| Motors_Com, E - Oth | E | Yes | Large Retail | Other | NC | 6.3465 | 12.5141 | 18.5804 | 24.5489 | 30.1607 | 35.6603 | 41.1171 | 46.4321 | 51.743 | 57.1011
| Motors_Com, E - Oth | E | Yes | Large Retail | Other | RET | 193.4852 | 360.0286 | 513.8681 | 655.8646 | 785.8519 | 774.8399 | 768.3091 | 761.2709 | 753.3288 | 743.582
| Motors_Com, E - Oth | E | Yes | Large Retail | Other | REPL | 43.431 | 76.6239 | 106.4001 | 132.5461 | 154.6834 | 172.7411 | 186.0505 | 195.1118 | 199.8046 | 200.0979
| Ext Area Ltg_Com, E - ExtL | E | Yes | Large Retail | Exterior Lighting | NC | 60.934 | 120.1499 | 178.3924 | 235.6977 | 289.5771 | 342.3789 | 394.7707 | 445.8008 | 496.7916 | 548.235
| Ext Area Ltg_Com, E - ExtL | E | Yes | Large Retail | Exterior Lighting | RET | 312.7402 | 596.5728 | 873.0132 | 1142.049 | 1401.7251 | 1702.518 | 2021.9813 | 2344.6415 | 2668.1819 | 2984.9907
| Ext Area Ltg_Com, E - ExtL | E | Yes | Large Retail | Exterior Lighting | REPL | 547.9208 | 966.6784 | 1342.3311 | 1672.1872 | 1951.4685 | 2265.5759 | 2603.0919 | 2973.1068 | 3373.3322 | 3793.8238
| Street Ltg_Com, E - ExtL | E | Yes | Large Retail | Exterior Lighting | NC | 11.3424 | 22.3649 | 33.2063 | 43.8733 | 53.9025 | 63.7311 | 73.4834 | 82.9823 | 92.4738 | 102.0496
| Street Ltg_Com, E - ExtL | E | Yes | Large Retail | Exterior Lighting | RET | 58.2141 | 111.0473 | 162.5045 | 212.5834 | 260.9201 | 316.9103 | 376.3759 | 436.4365 | 496.661 | 555.6325
| Street Ltg_Com, E - ExtL | E | Yes | Large Retail | Exterior Lighting | REPL | 101.9911 | 179.9396 | 249.8644 | 311.2645 | 363.2505 | 421.7191 | 484.545 | 553.4204 | 627.9192 | 706.1904
| Ext Ltg Ctrls_Com, E - ExtL | E | Yes | Large Retail | Exterior Lighting | RET | 376.1528 | 735.5041 | 1103.9171 | 1481.3326 | 1864.791 | 2255.7825 | 2640.0217 | 3028.1059 | 3041.096 | 3062.791
| Ext Ltg Dsgn_Com, E - ExtL | E | Yes | Large Retail | Exterior Lighting | NC | 7.3289 | 14.4512 | 21.4564 | 28.3489 | 34.8293 | 41.1801 | 47.4816 | 53.6193 | 59.7523 | 65.9398
| Ext Ltg Dsgn_Com, E - ExtL | E | Yes | Large Retail | Exterior Lighting | REPL | 50.1537 | 98.0672 | 147.1889 | 197.511 | 248.6388 | 300.771 | 352.0029 | 403.7475 | 455.6332 | 506.4393
| Int Ltg Ctrls_Com, E - IntL [No Heat] | E | Yes | Large Retail | Interior Lighting | RET | 737.4562 | 1441.9728 | 2164.255 | 2904.1867 | 3655.9658 | 4422.5136 | 5175.8234 | 5936.6714 | 5962.1388 | 6004.6724
| Int Ltg Ctrls_Com, E - IntL [Electric Heat] | E | Yes | Large Retail | Interior Lighting | RET | 496.6764 | 971.168 | 1457.6247 | 1955.9684 | 2462.2913 | 2978.5609 | 3485.9147 | 3998.3455 | 4015.4978 | 4044.1441
| Int Ltg Ctrls_Com, E/G - IntL | E | Yes | Large Retail | Interior Lighting | RET | 2717.0884 | 5312.8139 | 7973.9952 | 10700.2047 | 13470.0645 | 16294.3384 | 19069.838 | 21873.1113 | 21966.9435 | 22123.6547
| Int Ltg Ctrls_Com, E/O - IntL | E | Yes | Large Retail | Interior Lighting | RET | 330.4056 | 646.0531 | 969.6602 | 1301.175 | 1637.9977 | 1981.4374 | 2318.9459 | 2659.8318 | 2671.2421 | 2690.2986
| Int Ltg Ctrls_Com, E/P - IntL | E | Yes | Large Retail | Interior Lighting | RET | 111.8818 | 218.7662 | 328.3459 | 440.6033 | 554.6581 | 670.9535 | 785.2405 | 900.6711 | 904.5349 | 910.9878
| Exit Sign RetFit_Com, E - IntL [No Heat] | E | Yes | Large Retail | Interior Lighting | RET | 28.0308 | 54.8095 | 82.2635 | 110.3883 | 138.9635 | 168.1 | 196.7334 | 225.6533 | 254.652 | 283.0475
| Exit Sign RetFit_Com, E - IntL [Electric Heat] | E | Yes | Large Retail | Interior Lighting | RET | 19.0572 | 37.2631 | 55.9281 | 75.0492 | 94.4765 | 114.2855 | 133.7523 | 153.4139 | 173.1292 | 192.4343
| Exit Sign RetFit_Com, E/G - IntL | E | Yes | Large Retail | Interior Lighting | RET | 105.6196 | 206.5215 | 309.9678 | 415.9419 | 523.6128 | 633.3989 | 741.289 | 850.2588 | 959.5259 | 1066.5195
| Exit Sign RetFit_Com, E/O - IntL | E | Yes | Large Retail | Interior Lighting | RET | 12.7806 | 24.9904 | 37.508 | 50.3316 | 63.3604 | 76.6452 | 89.7006 | 102.8866 | 116.1086 | 129.0555
| Exit Sign RetFit_Com, E/P - IntL | E | No | Large Retail | Interior Lighting | RET | 4.3228 | 8.4526 | 12.6865 | 17.0238 | 21.4306 | 25.9239 | 30.3397 | 34.7996 | 39.2718 | 43.6508
| LED HiLo Bay_Com, E - IntL [No Heat] | E | Yes | Large Retail | Interior Lighting | NC | 7.6104 | 15.0063 | 22.2805 | 29.4377 | 36.1671 | 42.7618 | 49.3053 | 55.6788 | 62.0474 | 68.4725
| LED HiLo Bay_Com, E - IntL [No Heat] | E | Yes | Large Retail | Interior Lighting | RET | 59.1112 | 111.7795 | 162.14 | 210.2571 | 255.8527 | 299.2134 | 338.9559 | 376.3933 | 411.4049 | 446.8109
| LED HiLo Bay_Com, E - IntL [No Heat] | E | Yes | Large Retail | Interior Lighting | REPL | 40.6537 | 71.724 | 99.596 | 124.0701 | 144.7917 | 161.6947 | 174.153 | 182.5417 | 186.7474 | 189.1073
| LED HiLo Bay_Com, E - IntL [Electric Heat] | E | Yes | Large Retail | Interior Lighting | NC | 5.1287 | 10.1128 | 15.015 | 19.8383 | 24.3732 | 28.8175 | 33.2272 | 37.5223 | 41.8141 | 46.144
| LED HiLo Bay_Com, E - IntL [Electric Heat] | E | Yes | Large Retail | Interior Lighting | RET | 39.8354 | 75.3289 | 109.2671 | 141.6936 | 172.4207 | 201.6418 | 228.4245 | 253.6538 | 277.2483 | 301.1087
| LED HiLo Bay_Com, E - IntL [Electric Heat] | E | Yes | Large Retail | Interior Lighting | REPL | 27.3968 | 48.3352 | 67.1184 | 83.6116 | 97.5761 | 108.9671 | 117.3628 | 123.016 | 125.8502 | 127.4406
| LED HiLo Bay_Com, E/G - IntL | E | Yes | Large Retail | Interior Lighting | NC | 28.1929 | 55.5909 | 82.5385 | 109.0525 | 133.9814 | 158.4117 | 182.6523 | 206.2629 | 229.8553 | 253.6571
| LED HiLo Bay_Com, E/G - IntL | E | Yes | Large Retail | Interior Lighting | RET | 218.9781 | 414.0886 | 600.6497 | 778.9001 | 947.8095 | 1108.4399 | 1255.6667 | 1394.3537 | 1524.0548 | 1655.2169
| LED HiLo Bay_Com, E/G - IntL | E | Yes | Large Retail | Interior Lighting | REPL | 150.6021 | 265.7024 | 368.9547 | 459.6193 | 536.3829 | 599.0002 | 645.1521 | 676.2279 | 691.8083 | 700.5506
| LED HiLo Bay_Com, E/O - IntL | E | Yes | Large Retail | Interior Lighting | NC | 3.4115 | 6.7268 | 9.9877 | 13.196 | 16.2126 | 19.1688 | 22.1021 | 24.9591 | 27.8139 | 30.6941
| LED HiLo Bay_Com, E/O - IntL | E | Yes | Large Retail | Interior Lighting | RET | 26.4977 | 50.1073 | 72.6824 | 94.2518 | 114.6909 | 134.1282 | 151.9435 | 168.7255 | 184.4202 | 200.2916
| LED HiLo Bay_Com, E/O - IntL | E | Yes | Large Retail | Interior Lighting | REPL | 18.2238 | 32.1517 | 44.6458 | 55.6168 | 64.9057 | 72.4828 | 78.0674 | 81.8278 | 83.7131 | 84.771
| LED HiLo Bay_Com, E/P - IntL | E | Yes | Large Retail | Interior Lighting | NC | 1.1539 | 2.2752 | 3.3782 | 4.4633 | 5.4836 | 6.4835 | 7.4756 | 8.442 | 9.4076 | 10.3818
| LED HiLo Bay_Com, E/P - IntL | E | Yes | Large Retail | Interior Lighting | RET | 8.9624 | 16.9479 | 24.5836 | 31.879 | 38.7922 | 45.3665 | 51.3923 | 57.0685 | 62.377 | 67.7452
| LED HiLo Bay_Com, E/P - IntL | E | Yes | Large Retail | Interior Lighting | REPL | 6.1639 | 10.8747 | 15.1007 | 18.8114 | 21.9532 | 24.5161 | 26.405 | 27.6769 | 28.3145 | 28.6723
| Repl Scre_Com, E - IntL [No Heat] | E | Yes | Large Retail | Interior Lighting | NC | 53.9535 | 106.3857 | 52.4322 | 0 | 0 | 0 | 0 | 0 | 0 | 0
| Repl Scre_Com, E - IntL [No Heat] | E | Yes | Large Retail | Interior Lighting | RET | 203.6266 | 398.1579 | 194.5313 | 0 | 0 | 0 | 0 | 0 | 0 | 0
| Repl Scre_Com, E - IntL [No Heat] | E | Yes | Large Retail | Interior Lighting | REPL | 2769.1325 | 5414.5774 | 2645.4449 | 0 | 0 | 0 | 0 | 0 | 0 | 0
| Repl Scre_Com, E - IntL [Electric Heat] | E | Yes | Large Retail | Interior Lighting | NC | 36.6811 | 72.328 | 35.6469 | 0 | 0 | 0 | 0 | 0 | 0 | 0
| Repl Scre_Com, E - IntL [Electric Heat] | E | Yes | Large Retail | Interior Lighting | RET | 138.4387 | 270.6939 | 132.2552 | 0 | 0 | 0 | 0 | 0 | 0 | 0
| Repl Scre_Com, E - IntL [Electric Heat] | E | Yes | Large Retail | Interior Lighting | REPL | 1882.6383 | 3681.1858 | 1798.5474 | 0 | 0 | 0 | 0 | 0 | 0 | 0
| Repl Scre_Com, E/G - IntL | E | Yes | Large Retail | Interior Lighting | NC | 203.2961 | 400.8601 | 197.564 | 0 | 0 | 0 | 0 | 0 | 0 | 0
| Repl Scre_Com, E/G - IntL | E | Yes | Large Retail | Interior Lighting | RET | 767.2625 | 1500.2541 | 732.9916 | 0 | 0 | 0 | 0 | 0 | 0 | 0
| Repl Scre_Com, E/G - IntL | E | Yes | Large Retail | Interior Lighting | REPL | 10434.0579 | 20402.0627 | 9968.0048 | 0 | 0 | 0 | 0 | 0 | 0 | 0
| Repl Scre_Com, E/O - IntL | E | Yes | Large Retail | Interior Lighting | NC | 24.6001 | 48.5066 | 23.9065 | 0 | 0 | 0 | 0 | 0 | 0 | 0
| Repl Scre_Com, E/O - IntL | E | Yes | Large Retail | Interior Lighting | RET | 92.8436 | 181.5401 | 88.6966 | 0 | 0 | 0 | 0 | 0 | 0 | 0
| Repl Scre_Com, E/O - IntL | E | Yes | Large Retail | Interior Lighting | REPL | 1262.5864 | 2468.7774 | 1206.191 | 0 | 0 | 0 | 0 | 0 | 0 | 0
| Repl Scre_Com, E/P - IntL | E | Yes | Large Retail | Interior Lighting | NC | 8.3206 | 16.4065 | 8.086 | 0 | 0 | 0 | 0 | 0 | 0 | 0
| Repl Scre_Com, E/P - IntL | E | Yes | Large Retail | Interior Lighting | RET | 31.4027 | 61.4028 | 30.0001 | 0 | 0 | 0 | 0 | 0 | 0 | 0
| Repl Scre_Com, E/P - IntL | E | Yes | Large Retail | Interior Lighting | REPL | 427.0481 | 835.0215 | 407.9734 | 0 | 0 | 0 | 0 | 0 | 0 | 0
| Lin LED Fixture_Com, E - IntL [No Heat] | E | Yes | Large Retail | Interior Lighting | NC | 12.9724 | 25.579 | 37.9783 | 50.1782 | 61.6487 | 72.8898 | 84.0436 | 94.9075 | 105.763 | 116.7149
| Lin LED Fixture_Com, E - IntL [No Heat] | E | Yes | Large Retail | Interior Lighting | RET | 78.8463 | 148.2831 | 213.9065 | 275.8787 | 333.9216 | 388.4787 | 437.9028 | 483.9196 | 529.9476 | 574.9147
| Lin LED Fixture_Com, E - IntL [No Heat] | E | Yes | Large Retail | Interior Lighting | REPL | 80.2421 | 141.5685 | 196.5822 | 244.8891 | 285.7894 | 319.1524 | 343.7426 | 360.3 | 372.1555 | 379.116
| Lin LED Fixture_Com, E - IntL [Electric Heat] | E | Yes | Large Retail | Interior Lighting | NC | 8.8195 | 17.3903 | 25.8202 | 34.1144 | 41.9128 | 49.5553 | 57.1383 | 64.5243 | 71.9046 | 79.3505
| Lin LED Fixture_Com, E - IntL [Electric Heat] | E | No | Large Retail | Interior Lighting | RET | 53.6049 | 100.8126 | 145.4277 | 187.5605 | 227.0218 | 264.1133 | 297.7151 | 329.0004 | 360.2932 | 390.8648
| Lin LED Fixture_Com, E - IntL [Electric Heat] | E | Yes | Large Retail | Interior Lighting | REPL | 54.5539 | 96.2476 | 133.6495 | 166.4917 | 194.2984 | 216.9808 | 233.6988 | 244.9557 | 253.0158 | 257.748
| Lin LED Fixture_Com, E/G - IntL | E | Yes | Large Retail | Interior Lighting | NC | 48.8797 | 96.3812 | 143.1019 | 189.0707 | 232.2915 | 274.6478 | 316.6751 | 357.6102 | 398.5137 | 439.7804
| Lin LED Fixture_Com, E/G - IntL | E | Yes | Large Retail | Interior Lighting | RET | 297.0919 | 558.7289 | 805.9971 | 1039.5076 | 1258.2124 | 1463.7829 | 1650.0124 | 1823.4033 | 1996.8363 | 2166.2719
| Lin LED Fixture_Com, E/G - IntL | E | Yes | Large Retail | Interior Lighting | REPL | 302.3513 | 533.4284 | 740.7194 | 922.7392 | 1076.851 | 1202.5625 | 1295.2178 | 1357.6062 | 1402.2775 | 1428.5044
| Lin LED Fixture_Com, E/O - IntL | E | Yes | Large Retail | Interior Lighting | NC | 5.9147 | 11.6627 | 17.3162 | 22.8787 | 28.1087 | 33.2341 | 38.3197 | 43.2731 | 48.2227 | 53.2162
| Lin LED Fixture_Com, E/O - IntL | E | No | Large Retail | Interior Lighting | RET | 35.95 | 67.6097 | 97.5307 | 125.7869 | 152.2516 | 177.1269 | 199.6618 | 220.6432 | 241.6297 | 262.1325
| Lin LED Fixture_Com, E/O - IntL | E | Yes | Large Retail | Interior Lighting | REPL | 36.5864 | 64.5482 | 89.6317 | 111.6572 | 130.3057 | 145.5176 | 156.7295 | 164.2789 | 169.6844 | 172.858
| Lin LED Fixture_Com, E/P - IntL | E | No | Large Retail | Interior Lighting | NC | 2.0006 | 3.9447 | 5.8569 | 7.7383 | 9.5073 | 11.2409 | 12.961 | 14.6364 | 16.3105 | 17.9995
| Lin LED Fixture_Com, E/P - IntL | E | No | Large Retail | Interior Lighting | RET | 12.1595 | 22.8678 | 32.9881 | 42.5453 | 51.4965 | 59.9101 | 67.5322 | 74.6288 | 81.7271 | 88.6618
| Lin LED Fixture_Com, E/P - IntL | E | No | Large Retail | Interior Lighting | REPL | 12.3747 | 21.8323 | 30.3164 | 37.7661 | 44.0737 | 49.2188 | 53.011 | 55.5645 | 57.3928 | 58.4662
| LED Tube Repl_Com, E - IntL [No Heat] | E | Yes | Large Retail | Interior Lighting | RET | 496.0617 | 932.9236 | 1345.7934 | 1735.6918 | 2100.8687 | 2478.2331 | 2853.6224 | 3236.9969 | 3625.326 | 4009.104
| LED Tube Repl_Com, E - IntL [No Heat] | E | Yes | Large Retail | Interior Lighting | REPL | 741.3943 | 1308.0173 | 1816.3148 | 2262.6447 | 2640.5415 | 2999.7898 | 3327.2118 | 3632.0317 | 3911.734 | 4160.2076
| LED Tube Repl_Com, E - IntL [Electric Heat] | E | Yes | Large Retail | Interior Lighting | RET | 337.2554 | 634.2628 | 914.9589 | 1180.0374 | 1428.3087 | 1684.8658 | 1940.0802 | 2200.7233 | 2464.735 | 2725.6525
| LED Tube Repl_Com, E - IntL [Electric Heat] | E | Yes | Large Retail | Interior Lighting | REPL | 504.0486 | 889.2762 | 1234.8503 | 1538.2947 | 1795.2138 | 2039.4544 | 2262.0574 | 2469.294 | 2659.454 | 2828.3827
| LED Tube Repl_Com, E/G - IntL | E | Yes | Large Retail | Interior Lighting | RET | 1869.1547 | 3515.2448 | 5070.9336 | 6540.0658 | 7916.0481 | 9337.9527 | 10752.4151 | 12196.9655 | 13660.1851 | 15106.2557
| LED Tube Repl_Com, E/G - IntL | E | Yes | Large Retail | Interior Lighting | REPL | 2793.5648 | 4928.5936 | 6843.8525 | 8525.6182 | 9949.5289 | 11303.172 | 12536.8942 | 13685.452 | 14739.367 | 15675.6126
| LED Tube Repl_Com, E/O - IntL | E | Yes | Large Retail | Interior Lighting | RET | 226.1794 | 425.3666 | 613.6147 | 791.3889 | 957.8914 | 1129.9508 | 1301.1096 | 1475.9092 | 1652.968 | 1827.9516
| LED Tube Repl_Com, E/O - IntL | E | Yes | Large Retail | Interior Lighting | REPL | 338.0388 | 596.3907 | 828.149 | 1031.6532 | 1203.9553 | 1367.7546 | 1517.0427 | 1656.0254 | 1783.5557 | 1896.8473
| LED Tube Repl_Com, E/P - IntL | E | Yes | Large Retail | Interior Lighting | RET | 76.5013 | 143.873 | 207.5446 | 267.6737 | 323.9903 | 382.1864 | 440.078 | 499.2009 | 559.088 | 618.2732
| LED Tube Repl_Com, E/P - IntL | E | Yes | Large Retail | Interior Lighting | REPL | 114.3358 | 201.7189 | 280.1072 | 348.939 | 407.2172 | 462.6195 | 513.1136 | 560.1221 | 603.2571 | 641.576
| Repl pin CFL wLED_Com, E - IntL [No Heat] | E | Yes | Large Retail | Interior Lighting | RET | 15.4101 | 29.1909 | 42.4162 | 55.0987 | 67.1606 | 80.4248 | 94.348 | 109.2501 | 124.9809 | 140.5915
| Repl pin CFL wLED_Com, E - IntL [No Heat] | E | Yes | Large Retail | Interior Lighting | REPL | 30.0427 | 53.0034 | 73.6006 | 91.6868 | 106.9999 | 122.9056 | 138.8232 | 155.1898 | 171.8913 | 188.5296
| Repl pin CFL wLED_Com, E - IntL [Electric Heat] | E | Yes | Large Retail | Interior Lighting | RET | 10.4768 | 19.8459 | 28.8373 | 37.4597 | 45.6602 | 54.6781 | 64.144 | 74.2754 | 84.9702 | 95.5833
| Repl pin CFL wLED_Com, E - IntL [Electric Heat] | E | Yes | Large Retail | Interior Lighting | REPL | 20.425 | 36.0352 | 50.0385 | 62.3347 | 72.7456 | 83.5593 | 94.3812 | 105.5082 | 116.863 | 128.1748
| Repl pin CFL wLED_Com, E/G - IntL | E | Yes | Large Retail | Interior Lighting | RET | 58.0651 | 109.991 | 159.8237 | 207.6112 | 253.0604 | 303.0398 | 355.5021 | 411.653 | 470.9264 | 529.7469
| Repl pin CFL wLED_Com, E/G - IntL | E | Yes | Large Retail | Interior Lighting | REPL | 113.2007 | 199.7162 | 277.3263 | 345.4747 | 403.1743 | 463.1067 | 523.0843 | 584.7532 | 647.6843 | 710.3773
| Repl pin CFL wLED_Com, E/O - IntL | E | Yes | Large Retail | Interior Lighting | RET | 7.0262 | 13.3096 | 19.3397 | 25.1222 | 30.6219 | 36.6697 | 43.018 | 49.8126 | 56.985 | 64.1027
| Repl pin CFL wLED_Com, E/O - IntL | E | Yes | Large Retail | Interior Lighting | REPL | 13.698 | 24.1669 | 33.5582 | 41.8046 | 48.7866 | 56.0388 | 63.2965 | 70.7588 | 78.3739 | 85.9601
| Repl pin CFL wLED_Com, E/P - IntL | E | No | Large Retail | Interior Lighting | RET | 2.3765 | 4.5017 | 6.5413 | 8.4972 | 10.3573 | 12.4029 | 14.5501 | 16.8483 | 19.2742 | 21.6816
| Repl pin CFL wLED_Com, E/P - IntL | E | No | Large Retail | Interior Lighting | REPL | 4.6331 | 8.174 | 11.3505 | 14.1397 | 16.5012 | 18.9542 | 21.4089 | 23.9329 | 26.5086 | 29.0745
| Refrig Case LED_Com, E - IntL | E | Yes | Large Retail | Interior Lighting | NC | 179.7772 | 354.4855 | 526.3221 | 695.3932 | 854.357 | 1010.1414 | 1164.716 | 1315.2734 | 1465.7146 | 1617.4914
| Refrig Case LED_Com, E - IntL | E | Yes | Large Retail | Interior Lighting | RET | 922.6965 | 1760.1052 | 2575.7043 | 3369.4568 | 4135.5953 | 4877.7253 | 5570.5731 | 6235.3651 | 6968.0738 | 7747.0291
| Refrig Case LED_Com, E - IntL | E | Yes | Large Retail | Interior Lighting | REPL | 1153.3706 | 2034.8534 | 2825.6004 | 3519.9459 | 4107.8316 | 4587.3794 | 4940.829 | 5178.82 | 5422.4319 | 5665.8434
| Refrig Case Ctrls_Com, E - IntL | E | Yes | Large Retail | Interior Lighting | RET | 722.6707 | 1413.0621 | 2120.863 | 2845.9597 | 3582.6661 | 4333.8451 | 5072.0515 | 5817.645 | 5842.6018 | 5884.2826
| Stair Occ Sensor_Com, E - IntL [No Heat] | E | Yes | Large Retail | Interior Lighting | NC | 10.0523 | 19.8212 | 29.4295 | 38.8831 | 47.7716 | 56.4824 | 65.1254 | 73.5439 | 81.9559 | 90.4425
| Stair Occ Sensor_Com, E - IntL [No Heat] | E | Yes | Large Retail | Interior Lighting | RET | 77.3893 | 151.3218 | 227.1187 | 304.7678 | 383.6601 | 464.1023 | 543.1552 | 622.9992 | 703.0611 | 781.4571
| Stair Occ Sensor_Com, E - IntL [Electric Heat] | E | Yes | Large Retail | Interior Lighting | NC | 6.8342 | 13.4757 | 20.0081 | 26.4353 | 32.4783 | 38.4004 | 44.2766 | 50 | 55.719 | 61.4888
| Stair Occ Sensor_Com, E - IntL [Electric Heat] | E | Yes | Large Retail | Interior Lighting | RET | 52.6143 | 102.8785 | 154.4102 | 207.2012 | 260.8374 | 315.5272 | 369.2726 | 423.5558 | 477.9871 | 531.2859
| Stair Occ Sensor_Com, E/G - IntL | E | Yes | Large Retail | Interior Lighting | NC | 37.8769 | 74.6859 | 110.8898 | 146.5111 | 180.0029 | 212.8248 | 245.3919 | 277.1125 | 308.8087 | 340.7863
| Stair Occ Sensor_Com, E/G - IntL | E | Yes | Large Retail | Interior Lighting | RET | 291.6018 | 570.1788 | 855.7806 | 1148.3613 | 1445.6266 | 1748.7317 | 2046.6023 | 2347.4536 | 2649.1257 | 2944.5211
| Stair Occ Sensor_Com, E/O - IntL | E | No | Large Retail | Interior Lighting | NC | 4.5833 | 9.0375 | 13.4184 | 17.7288 | 21.7815 | 25.7531 | 29.694 | 33.5324 | 37.3678 | 41.2373
| Stair Occ Sensor_Com, E/O - IntL | E | No | Large Retail | Interior Lighting | RET | 35.2856 | 68.9952 | 103.5548 | 138.9589 | 174.9299 | 211.6075 | 247.6517 | 284.0566 | 320.5608 | 356.3055
| Stair Occ Sensor_Com, E/P - IntL | E | No | Large Retail | Interior Lighting | NC | 1.5502 | 3.0568 | 4.5385 | 5.9964 | 7.3672 | 8.7106 | 10.0435 | 11.3417 | 12.639 | 13.9478
| Stair Occ Sensor_Com, E/P - IntL | E | No | Large Retail | Interior Lighting | RET | 11.9348 | 23.3364 | 35.0256 | 47.0005 | 59.167 | 71.5726 | 83.7639 | 96.0773 | 108.4242 | 120.5142
| Int Delamping_Com, E - IntL [No Heat] | E | Yes | Large Retail | Interior Lighting | RET | 6.2984 | 12.3154 | 18.4842 | 24.8037 | 31.2244 | 37.7713 | 44.205 | 50.7032 | 57.2191 | 63.5994
| Int Delamping_Com, E - IntL [Electric Heat] | E | Yes | Large Retail | Interior Lighting | RET | 4.282 | 8.3728 | 12.5668 | 16.8632 | 21.2284 | 25.6794 | 30.0535 | 34.4714 | 38.9013 | 43.239
| Int Delamping_Com, E/G - IntL | E | Yes | Large Retail | Interior Lighting | RET | 23.7322 | 46.4044 | 69.6482 | 93.4601 | 117.6532 | 142.3216 | 166.564 | 191.049 | 215.6008 | 239.6417
| Int Delamping_Com, E/O - IntL | E | Yes | Large Retail | Interior Lighting | RET | 2.8717 | 5.6152 | 8.4279 | 11.3093 | 14.2368 | 17.2218 | 20.1553 | 23.1181 | 26.089 | 28.9981
| Int Delamping_Com, E/P - IntL | E | Yes | Large Retail | Interior Lighting | RET | 0.97132 | 1.8993 | 2.8506 | 3.8252 | 4.8153 | 5.825 | 6.8172 | 7.8193 | 8.8242 | 9.8081
| Int Ltg Dsgn_Com, E - IntL [No Heat] | E | Yes | Large Retail | Interior Lighting | NC | 17.3272 | 34.1658 | 50.7276 | 67.0229 | 82.344 | 97.3587 | 112.2568 | 126.7677 | 141.2674 | 155.8959
| Int Ltg Dsgn_Com, E - IntL [Electric Heat] | E | Yes | Large Retail | Interior Lighting | NC | 11.7801 | 23.2281 | 34.488 | 45.5666 | 55.9829 | 66.1909 | 76.3196 | 86.185 | 96.0429 | 105.9883
| Int Ltg Dsgn_Com, E/G - IntL | E | Yes | Large Retail | Interior Lighting | NC | 65.2885 | 128.7362 | 191.141 | 252.5414 | 310.2713 | 366.8465 | 422.9823 | 477.6593 | 532.294 | 587.4138
| Int Ltg Dsgn_Com, E/O - IntL | E | Yes | Large Retail | Interior Lighting | NC | 7.9003 | 15.5779 | 23.1293 | 30.5591 | 37.5448 | 44.3907 | 51.1835 | 57.7998 | 64.4109 | 71.0807
| Int Ltg Dsgn_Com, E/P - IntL | E | Yes | Large Retail | Interior Lighting | NC | 2.6721 | 5.269 | 7.8231 | 10.3361 | 12.6989 | 15.0144 | 17.3119 | 19.5498 | 21.7859 | 24.0418
| Room Air Conditioner_Com, E - Cool | E | Yes | Warehouse | Cooling | NC | 0 | 0 | 0 | 0 | 0 | 0 | 0 | 0 | 0 | 0
| Room Air Conditioner_Com, E - Cool | E | Yes | Warehouse | Cooling | RET | 0 | 0 | 0 | 0 | 0 | 0 | 0 | 0 | 0 | 0
| Room Air Conditioner_Com, E - Cool | E | Yes | Warehouse | Cooling | REPL | 0 | 0 | 0 | 0 | 0 | 0 | 0 | 0 | 0 | 0
| Fast Acting Doors_Com, E - Cool | E | Yes | Warehouse | Cooling | NC | 0 | 0 | 0 | 0 | 0 | 0 | 0 | 0 | 0 | 0
| Fast Acting Doors_Com, E - Cool | E | Yes | Warehouse | Cooling | RET | 0 | 0 | 0 | 0 | 0 | 0 | 0 | 0 | 0 | 0
| Fast Acting Doors_Com, E - Cool | E | Yes | Warehouse | Cooling | REPL | 0 | 0 | 0 | 0 | 0 | 0 | 0 | 0 | 0 | 0
| Mini Split Ductless AC_Com, E - Cool | E | Yes | Warehouse | Cooling | NC | 0 | 0 | 0 | 0 | 0 | 0 | 0 | 0 | 0 | 0
| Mini Split Ductless AC_Com, E - Cool | E | Yes | Warehouse | Cooling | RET | 0 | 0 | 0 | 0 | 0 | 0 | 0 | 0 | 0 | 0
| Mini Split Ductless AC_Com, E - Cool | E | Yes | Warehouse | Cooling | REPL | 0 | 0 | 0 | 0 | 0 | 0 | 0 | 0 | 0 | 0
| Eff Unitary AC_Com, E - Cool | E | No | Warehouse | Cooling | NC | 153.4672 | 302.6073 | 449.296 | 593.6239 | 729.3237 | 862.3095 | 994.2624 | 1122.786 | 1251.2105 | 1380.7751
| Eff Unitary AC_Com, E - Cool | E | No | Warehouse | Cooling | RET | 1220.4906 | 2332.2654 | 3419.091 | 4480.7182 | 5509.2032 | 6509.1443 | 7446.1368 | 8411.5419 | 9397.7816 | 10380.4954
| Eff Unitary AC_Com, E - Cool | E | No | Warehouse | Cooling | REPL | 1050.2158 | 1933.1254 | 2776.5827 | 3577.4261 | 4326.8553 | 5025.5084 | 5647.7284 | 6265.3984 | 6873.9476 | 7459.2544
| PTAC_Com, E - Cool | E | Yes | Warehouse | Cooling | NC | 0 | 0 | 0 | 0 | 0 | 0 | 0 | 0 | 0 | 0
| PTAC_Com, E - Cool | E | No | Warehouse | Cooling | RET | 0 | 0 | 0 | 0 | 0 | 0 | 0 | 0 | 0 | 0
| PTAC_Com, E - Cool | E | Yes | Warehouse | Cooling | REPL | 0 | 0 | 0 | 0 | 0 | 0 | 0 | 0 | 0 | 0
| Unitary Equipment Economizer_Com, E - Cool | E | No | Warehouse | Cooling | RET | 721.451 | 1410.6773 | 2117.2837 | 2841.1566 | 3576.6197 | 4326.531 | 5063.4915 | 5807.8267 | 6554.1924 | 7285.0292
| AC Tuneup_Com, E - Cool [ASHP] | E | Yes | Warehouse | Cooling | RET | 145.3996 | 284.3047 | 426.7126 | 572.6003 | 720.8238 | 726.5597 | 736.1799 | 743.7837 | 748.3168 | 747.3845
| AC Tuneup_Com, E - Heat [ASHP] | E | Yes | Warehouse | Space Heating | RET | 91.1752 | 178.2779 | 267.5771 | 359.0584 | 452.0044 | 455.6011 | 461.6337 | 466.4017 | 469.2443 | 468.6597
| AC Tuneup_Com, E - Cool [Unitary AC] | E | Yes | Warehouse | Cooling | RET | 408.8333 | 799.4054 | 1199.8265 | 1610.0322 | 2026.8058 | 2042.9337 | 2069.9839 | 2091.3641 | 2104.1103 | 2101.4887
| DCV_Com, E - Cool [Building w Elec Heat] | E | Yes | Warehouse | Cooling | RET | 400.7619 | 783.6231 | 1176.1389 | 1578.2461 | 1986.7916 | 2403.3629 | 2812.7403 | 3226.2142 | 3640.816 | 4046.7916
| DCV_Com, E - Heat [Building w Elec Heat] | E | Yes | Warehouse | Space Heating | RET | 256.0013 | 500.568 | 751.3018 | 1008.1625 | 1269.1359 | 1535.2361 | 1796.7409 | 2060.8625 | 2325.7046 | 2585.0364
| DCV_Com, E - Vent [Building w Elec Heat] | E | Yes | Warehouse | Ventilation | RET | 270.705 | 529.3185 | 794.4534 | 1066.067 | 1342.0296 | 1623.4135 | 1899.938 | 2179.2296 | 2459.2831 | 2733.5099
| DCV_Com, E - Cool [Building w Gas Heat] | E | Yes | Warehouse | Cooling | RET | 818.367 | 1600.1804 | 2401.7086 | 3222.8228 | 4057.0841 | 4907.7346 | 5743.6946 | 6588.0199 | 7434.6484 | 8263.6621
| DCV_Com, E - Vent [Building w Gas Heat] | E | Yes | Warehouse | Ventilation | RET | 552.7871 | 1080.8831 | 1622.2961 | 2176.9388 | 2740.4622 | 3315.056 | 3879.7268 | 4450.0481 | 5021.9252 | 5581.9039
| DCV_Com, E - Cool [Building w Oil Heat] | E | Yes | Warehouse | Cooling | RET | 220.1867 | 430.5385 | 646.1947 | 867.1206 | 1091.5838 | 1320.4566 | 1545.3769 | 1772.5479 | 2000.3386 | 2223.3898
| DCV_Com, E - Vent [Building w Oil Heat] | E | Yes | Warehouse | Ventilation | RET | 148.7308 | 290.8184 | 436.4889 | 585.719 | 737.3385 | 891.9365 | 1043.8647 | 1197.3132 | 1351.1803 | 1501.8461
| DCV_Com, E - Cool [Building w Propane Heat] | E | Yes | Warehouse | Cooling | RET | 66.357 | 129.7502 | 194.7418 | 261.3216 | 328.9675 | 397.9422 | 465.7258 | 534.1876 | 602.8363 | 670.0566
| DCV_Com, E - Vent [Building w Propane Heat] | E | Yes | Warehouse | Ventilation | RET | 44.8226 | 87.6431 | 131.5434 | 176.5164 | 222.2096 | 268.8003 | 314.5865 | 360.8308 | 407.2013 | 452.607
| Controls for Unitary AC_Com, E - Cool | E | No | Warehouse | Cooling | RET | 1269.3609 | 2482.0238 | 3725.2661 | 4998.8881 | 6292.9025 | 7612.338 | 8908.9872 | 10218.6116 | 11531.8087 | 12817.6835
| Optimized Unitary AC Sys_Com, E - Cool [Building w Elec Heat] | E | No | Warehouse | Cooling | NC | 111.9539 | 220.7513 | 327.7603 | 433.0472 | 532.0398 | 629.0526 | 725.3119 | 819.0696 | 912.7549 | 1007.2719
| Optimized Unitary AC Sys_Com, E - Heat [Building w Elec Heat] | E | No | Warehouse | Space Heating | NC | 96.9485 | 191.1635 | 283.83 | 375.005 | 460.7295 | 544.7394 | 628.0969 | 709.2881 | 790.4166 | 872.2653
| Optimized Unitary AC Sys_Com, E - Cool [Building w Gas Heat] | E | Yes | Warehouse | Cooling | NC | 228.613 | 450.7803 | 669.2957 | 884.2944 | 1086.4403 | 1284.543 | 1481.1073 | 1672.5631 | 1863.8711 | 2056.8775
| Optimized Unitary AC Sys_Com, E - Cool [Building w Oil Heat] | E | Yes | Warehouse | Cooling | NC | 61.5098 | 121.2852 | 180.0782 | 237.9249 | 292.3135 | 345.6143 | 398.5012 | 450.0135 | 501.4862 | 553.4157
| Optimized Unitary AC Sys_Com, E - Cool [Building w Propane Heat] | E | Yes | Warehouse | Cooling | NC | 18.537 | 36.5514 | 54.2696 | 71.7028 | 88.0937 | 104.1568 | 120.0951 | 135.6193 | 151.1314 | 166.7813
| Cool Roof_Com, E - Cool [Building w Elec Heat] | E | No | Warehouse | Cooling | NC | 31.9429 | 62.9851 | 93.5171 | 123.5577 | 151.8024 | 179.4822 | 206.9471 | 233.6982 | 260.4286 | 287.3964
| Cool Roof_Com, E - Cool [Building w Elec Heat] | E | No | Warehouse | Cooling | RET | 167.2239 | 326.9785 | 490.7615 | 658.5468 | 829.0185 | 1002.8392 | 1173.658 | 1346.1862 | 1519.185 | 1688.5844
| Cool Roof_Com, E - Heat [Building w Elec Heat] | E | No | Warehouse | Space Heating | NC | -5.1662 | -10.1867 | -15.1247 | -19.9832 | -24.5512 | -29.0279 | -33.4699 | -37.7963 | -42.1195 | -46.481
| Cool Roof_Com, E - Heat [Building w Elec Heat] | E | No | Warehouse | Space Heating | RET | -27.0454 | -52.8827 | -79.3716 | -106.5077 | -134.0784 | -162.1906 | -189.8174 | -217.7206 | -245.7 | -273.0972
| Cool Roof_Com, E - Cool [Building w Gas Heat] | E | No | Warehouse | Cooling | NC | 65.2282 | 128.6173 | 190.9645 | 252.3082 | 309.9848 | 366.5078 | 422.5918 | 477.2183 | 531.8026 | 586.8714
| Cool Roof_Com, E - Cool [Building w Gas Heat] | E | No | Warehouse | Cooling | RET | 341.4759 | 667.6992 | 1002.1489 | 1344.771 | 1692.8791 | 2047.8257 | 2396.6426 | 2748.9499 | 3102.2184 | 3448.1367
| Cool Roof_Com, E - Cool [Building w Oil Heat] | E | No | Warehouse | Cooling | NC | 17.5501 | 34.6053 | 51.3802 | 67.8851 | 83.4033 | 98.6112 | 113.701 | 128.3985 | 143.0848 | 157.9014
| Cool Roof_Com, E - Cool [Building w Oil Heat] | E | No | Warehouse | Cooling | RET | 91.8762 | 179.6486 | 269.6344 | 361.819 | 455.4797 | 550.9803 | 644.8316 | 739.6221 | 834.6712 | 927.7427
| Cool Roof_Com, E - Cool [Building w Propane Heat] | E | No | Warehouse | Cooling | NC | 5.289 | 10.4289 | 15.4843 | 20.4583 | 25.135 | 29.7182 | 34.2657 | 38.6951 | 43.1211 | 47.5863
| Cool Roof_Com, E - Cool [Building w Propane Heat] | E | No | Warehouse | Cooling | RET | 27.6885 | 54.1402 | 81.2589 | 109.0404 | 137.2666 | 166.0473 | 194.3311 | 222.8978 | 251.5425 | 279.5911
| GSHP_Com, E - Cool | E | Yes | Warehouse | Cooling | RET | 552.9155 | 1028.5764 | 1467.7102 | 1872.8132 | 2243.4492 | 2583.7637 | 2884.9245 | 3158.8336 | 3406.1616 | 3624.2466
| GSHP_Com, E - Cool | E | Yes | Warehouse | Cooling | REPL | 222.2776 | 392.157 | 544.5497 | 678.364 | 791.6613 | 884.0798 | 952.1966 | 998.0622 | 1021.0576 | 1021.0576
| GSHP_Com, E - Heat | E | Yes | Warehouse | Space Heating | RET | 451.3399 | 839.6176 | 1198.0786 | 1528.7605 | 1831.3073 | 2109.103 | 2354.9378 | 2578.5273 | 2780.419 | 2958.4398
| GSHP_Com, E - Heat | E | Yes | Warehouse | Space Heating | REPL | 181.4432 | 320.1142 | 444.511 | 553.7424 | 646.226 | 721.6664 | 777.2695 | 814.7092 | 833.4801 | 833.4801
| Unitary HP_Com, E - Cool | E | Yes | Warehouse | Cooling | NC | 60.1038 | 118.513 | 175.9621 | 232.4867 | 285.6321 | 337.7146 | 389.3926 | 439.7275 | 490.0237 | 540.7663
| Unitary HP_Com, E - Cool | E | No | Warehouse | Cooling | RET | 297.0145 | 567.1022 | 830.6704 | 1087.6803 | 1336.2344 | 1577.4705 | 1803.1275 | 2055.3843 | 2331.5623 | 2623.6485
| Unitary HP_Com, E - Cool | E | Yes | Warehouse | Cooling | REPL | 411.3062 | 725.6538 | 1007.644 | 1255.2561 | 1464.9034 | 1635.9161 | 1761.9606 | 1895.7338 | 2036.357 | 2180.4047
| Unitary HP_Com, E - Heat | E | Yes | Warehouse | Space Heating | NC | 16.0457 | 31.639 | 46.976 | 62.0662 | 76.2542 | 90.1585 | 103.9548 | 117.3925 | 130.8199 | 144.3665
| Unitary HP_Com, E - Heat | E | No | Warehouse | Space Heating | RET | 79.2929 | 151.3973 | 221.7612 | 290.3742 | 356.7298 | 421.1318 | 481.3746 | 548.7188 | 622.449 | 700.4263
| Unitary HP_Com, E - Heat | E | Yes | Warehouse | Space Heating | REPL | 109.805 | 193.7253 | 269.0072 | 335.1113 | 391.0801 | 436.7348 | 470.3844 | 506.0974 | 543.6391 | 582.095
| PTHP_Com, E - Cool | E | Yes | Warehouse | Cooling | NC | 0 | 0 | 0 | 0 | 0 | 0 | 0 | 0 | 0 | 0
| PTHP_Com, E - Cool | E | Yes | Warehouse | Cooling | RET | 0 | 0 | 0 | 0 | 0 | 0 | 0 | 0 | 0 | 0
| PTHP_Com, E - Cool | E | Yes | Warehouse | Cooling | REPL | 0 | 0 | 0 | 0 | 0 | 0 | 0 | 0 | 0 | 0
| PTHP_Com, E - Heat | E | Yes | Warehouse | Space Heating | NC | 0 | 0 | 0 | 0 | 0 | 0 | 0 | 0 | 0 | 0
| PTHP_Com, E - Heat | E | Yes | Warehouse | Space Heating | RET | 0 | 0 | 0 | 0 | 0 | 0 | 0 | 0 | 0 | 0
| PTHP_Com, E - Heat | E | Yes | Warehouse | Space Heating | REPL | 0 | 0 | 0 | 0 | 0 | 0 | 0 | 0 | 0 | 0
| Minisplit Ductless HP_Com, E - Cool | E | Yes | Warehouse | Cooling | RET | 221.8649 | 414.5674 | 594.1843 | 761.4765 | 916.0084 | 1059.2638 | 1176.7327 | 1289.7866 | 1397.3411 | 1497.3198
| Minisplit Ductless HP_Com, E - Cool | E | Yes | Warehouse | Cooling | REPL | 158.7439 | 280.0666 | 388.9009 | 484.4669 | 565.3804 | 631.3829 | 680.0298 | 716.1222 | 739.2361 | 749.0642
| Minisplit Ductless HP_Com, E - Heat | E | Yes | Warehouse | Space Heating | RET | 115.7361 | 216.2597 | 309.957 | 397.2253 | 477.837 | 552.5664 | 619.3346 | 683.0781 | 743.629 | 799.9229
| Minisplit Ductless HP_Com, E - Heat | E | Yes | Warehouse | Space Heating | REPL | 84.9447 | 149.8651 | 208.1029 | 259.2409 | 302.5381 | 337.8564 | 363.8876 | 383.2008 | 395.5692 | 400.8283
| Programmable TStat_Com, E - Cool [Building w Elec Heat] | E | Yes | Warehouse | Cooling | NC | 0 | 0 | 0 | 0 | 0 | 0 | 0 | 0 | 0 | 0
| Programmable TStat_Com, E - Heat [Building w Elec Heat] | E | Yes | Warehouse | Space Heating | NC | 0 | 0 | 0 | 0 | 0 | 0 | 0 | 0 | 0 | 0
| Programmable TStat_Com, E - Cool [Building w Gas Heat] | E | Yes | Warehouse | Cooling | NC | 0 | 0 | 0 | 0 | 0 | 0 | 0 | 0 | 0 | 0
| Programmable TStat_Com, E - Cool [Building w Gas Heat] | E | Yes | Warehouse | Cooling | RET | 0 | 0 | 0 | 0 | 0 | 0 | 0 | 0 | 0 | 0
| Programmable TStat_Com, E - Cool [Building w Propane Heat] | E | Yes | Warehouse | Cooling | NC | 0 | 0 | 0 | 0 | 0 | 0 | 0 | 0 | 0 | 0
| Programmable TStat_Com, E - Cool [Building w Propane Heat] | E | Yes | Warehouse | Cooling | RET | 0 | 0 | 0 | 0 | 0 | 0 | 0 | 0 | 0 | 0
| Programmable TStat_Com, E - Cool [Building w Oil Heat] | E | Yes | Warehouse | Cooling | NC | 0 | 0 | 0 | 0 | 0 | 0 | 0 | 0 | 0 | 0
| Programmable TStat_Com, E - Cool [Building w Oil Heat] | E | Yes | Warehouse | Cooling | RET | 0 | 0 | 0 | 0 | 0 | 0 | 0 | 0 | 0 | 0
| Smart TStat_Com, E - Cool [Building w Elec Heat] | E | Yes | Warehouse | Cooling | NC | 70.4294 | 138.873 | 206.1917 | 272.4269 | 334.7024 | 395.7325 | 456.2885 | 515.2708 | 574.2076 | 633.6675
| Smart TStat_Com, E - Cool [Building w Elec Heat] | E | Yes | Warehouse | Cooling | RET | 259.2578 | 506.9354 | 760.8586 | 1020.9867 | 1285.2798 | 1554.7649 | 1819.5961 | 2087.0775 | 2355.2885 | 2617.9191
| Smart TStat_Com, E - Heat [Building w Elec Heat] | E | Yes | Warehouse | Space Heating | NC | 41.118 | 81.0768 | 120.3787 | 159.0481 | 195.4057 | 231.0362 | 266.39 | 300.825 | 335.2335 | 369.9473
| Smart TStat_Com, E - Heat [Building w Elec Heat] | E | Yes | Warehouse | Space Heating | RET | 151.3597 | 295.9587 | 444.204 | 596.0718 | 750.3712 | 907.7018 | 1062.3154 | 1218.4761 | 1375.0629 | 1528.3917
| Smart TStat_Com, E - Cool [Building w Gas Heat] | E | Yes | Warehouse | Cooling | NC | 143.8188 | 283.5826 | 421.0491 | 556.3033 | 683.4718 | 808.0968 | 931.7539 | 1052.1974 | 1172.548 | 1293.9669
| Smart TStat_Com, E - Cool [Building w Gas Heat] | E | Yes | Warehouse | Cooling | RET | 529.4116 | 1035.1763 | 1553.6947 | 2084.8835 | 2624.5774 | 3174.8736 | 3715.6664 | 4261.8707 | 4809.5651 | 5345.8642
| Smart TStat_Com, E - Cool [Building w Propane Heat] | E | Yes | Warehouse | Cooling | NC | 38.6954 | 76.2997 | 113.2859 | 149.6769 | 183.8923 | 217.4235 | 250.6942 | 283.1003 | 315.4813 | 348.1499
| Smart TStat_Com, E - Cool [Building w Propane Heat] | E | Yes | Warehouse | Cooling | RET | 142.4415 | 278.5206 | 418.0313 | 560.9509 | 706.1589 | 854.2196 | 999.7232 | 1146.6829 | 1294.0435 | 1438.3381
| Smart TStat_Com, E - Cool [Building w Oil Heat] | E | Yes | Warehouse | Cooling | NC | 11.6615 | 22.9942 | 34.1406 | 45.1077 | 55.4191 | 65.5243 | 75.551 | 85.3171 | 95.0757 | 104.9209
| Smart TStat_Com, E - Cool [Building w Oil Heat] | E | Yes | Warehouse | Cooling | RET | 42.9272 | 83.937 | 125.9809 | 169.0522 | 212.8131 | 257.4337 | 301.2837 | 345.5725 | 389.9822 | 433.4678
| Windows_Com, E - Cool [Building w Elec Heat] | E | No | Warehouse | Cooling | NC | 65.6014 | 129.3531 | 192.0569 | 253.7516 | 311.7581 | 368.6044 | 425.0093 | 479.9482 | 534.8448 | 590.2287
| Windows_Com, E - Heat [Building w Elec Heat] | E | No | Warehouse | Space Heating | NC | 23.049 | 45.4482 | 67.4792 | 89.1556 | 109.5362 | 129.5092 | 149.327 | 168.6298 | 187.9177 | 207.3769
| Windows_Com, E - Cool [Building w Gas Heat] | E | No | Warehouse | Cooling | NC | 133.9598 | 264.1426 | 392.1856 | 518.1679 | 636.6188 | 752.7006 | 867.8808 | 980.0677 | 1092.168 | 1205.2635
| Windows_Com, E - Cool [Building w Oil Heat] | E | No | Warehouse | Cooling | NC | 36.0427 | 71.0692 | 105.52 | 139.4163 | 171.2862 | 202.5188 | 233.5088 | 263.6933 | 293.8546 | 324.2837
| Windows_Com, E - Cool [Building w Propane Heat] | E | No | Warehouse | Cooling | NC | 10.8621 | 21.4179 | 31.8003 | 42.0155 | 51.62 | 61.0325 | 70.3719 | 79.4685 | 88.5581 | 97.7284
| Window Film_Com, E - Cool [Building w Elec Heat] | E | No | Warehouse | Cooling | RET | 0 | 0 | 0 | 0 | 0 | 0 | 0 | 0 | 0 | 0
| Window Film_Com, E - Heat [Building w Elec Heat] | E | No | Warehouse | Space Heating | RET | 0 | 0 | 0 | 0 | 0 | 0 | 0 | 0 | 0 | 0
| Window Film_Com, E - Cool [Building w Gas Heat] | E | No | Warehouse | Cooling | RET | 0 | 0 | 0 | 0 | 0 | 0 | 0 | 0 | 0 | 0
| Window Film_Com, E - Cool [Building w Oil Heat] | E | No | Warehouse | Cooling | RET | 0 | 0 | 0 | 0 | 0 | 0 | 0 | 0 | 0 | 0
| Window Film_Com, E - Cool [Building w Propane Heat] | E | No | Warehouse | Cooling | RET | 0 | 0 | 0 | 0 | 0 | 0 | 0 | 0 | 0 | 0
| Motors and Fans_Com, E - Vent | E | Yes | Warehouse | Ventilation | NC | 14.1863 | 27.9726 | 41.5324 | 54.8738 | 67.4178 | 79.7108 | 91.9084 | 103.7889 | 115.6603 | 127.6371
| Motors and Fans_Com, E - Vent | E | No | Warehouse | Ventilation | RET | 144.1647 | 268.2553 | 382.8803 | 488.681 | 585.5338 | 577.3288 | 572.4628 | 567.2187 | 561.301 | 554.0388
| Motors and Fans_Com, E - Vent | E | Yes | Warehouse | Ventilation | REPL | 97.0806 | 171.2761 | 237.8343 | 296.2782 | 345.7612 | 386.1254 | 415.8756 | 436.1302 | 446.6199 | 447.2755
| ECM Furnace Motors_Com, E - Vent | E | Yes | Warehouse | Ventilation | RET | 439.4436 | 859.2587 | 1289.6602 | 1730.5789 | 2178.5574 | 2635.3364 | 3084.2269 | 3537.6095 | 3992.2288 | 4437.3893
| VFD on HVAC System_Com, E - Vent | E | Yes | Warehouse | Ventilation | RET | 1561.3375 | 3052.9355 | 4582.1467 | 6148.7256 | 7740.3874 | 9363.3176 | 10958.2202 | 12569.0827 | 14184.3396 | 15765.9895
| Kitchen DCV_Com, E - Vent [Building w Elec Heat] | E | Yes | Warehouse | Ventilation | NC | 0.26348 | 0.51954 | 0.77138 | 1.0192 | 1.2522 | 1.4805 | 1.707 | 1.9277 | 2.1482 | 2.3706
| Kitchen DCV_Com, E - Vent [Building w Elec Heat] | E | Yes | Warehouse | Ventilation | RET | 2.5153 | 4.6948 | 6.7214 | 8.6045 | 10.3398 | 11.9446 | 13.375 | 14.7258 | 15.9948 | 17.1614
| Kitchen DCV_Com, E - Vent [Building w Elec Heat] | E | Yes | Warehouse | Ventilation | REPL | 1.8031 | 3.1811 | 4.4173 | 5.5028 | 6.4218 | 7.1715 | 7.7241 | 8.1251 | 8.3696 | 8.4549
| Kitchen DCV_Com, E - Heat [Building w Elec Heat] | E | Yes | Warehouse | Space Heating | NC | 0.26682 | 0.52612 | 0.78116 | 1.0321 | 1.268 | 1.4992 | 1.7287 | 1.9521 | 2.1754 | 2.4007
| Kitchen DCV_Com, E - Heat [Building w Elec Heat] | E | Yes | Warehouse | Space Heating | RET | 2.5472 | 4.7543 | 6.8066 | 8.7135 | 10.4708 | 12.096 | 13.5446 | 14.9125 | 16.1975 | 17.3789
| Kitchen DCV_Com, E - Heat [Building w Elec Heat] | E | Yes | Warehouse | Space Heating | REPL | 1.8259 | 3.2214 | 4.4733 | 5.5725 | 6.5032 | 7.2624 | 7.822 | 8.2281 | 8.4757 | 8.562
| Kitchen DCV_Com, E - Vent [Building w Gas Heat] | E | Yes | Warehouse | Ventilation | NC | 0.53804 | 1.0609 | 1.5752 | 2.0812 | 2.5569 | 3.0232 | 3.4858 | 3.9364 | 4.3866 | 4.8408
| Kitchen DCV_Com, E - Vent [Building w Gas Heat] | E | Yes | Warehouse | Ventilation | RET | 5.1363 | 9.5869 | 13.7253 | 17.5706 | 21.1141 | 24.3912 | 27.3122 | 30.0705 | 32.6617 | 35.044
| Kitchen DCV_Com, E - Vent [Building w Gas Heat] | E | Yes | Warehouse | Ventilation | REPL | 3.6819 | 6.4959 | 9.0202 | 11.2368 | 13.1136 | 14.6444 | 15.7728 | 16.5916 | 17.091 | 17.2651
| Kitchen DCV_Com, E - Vent [Building w Oil Heat] | E | Yes | Warehouse | Ventilation | NC | 0.14476 | 0.28544 | 0.42381 | 0.55995 | 0.68796 | 0.8134 | 0.93787 | 1.0591 | 1.1802 | 1.3025
| Kitchen DCV_Com, E - Vent [Building w Oil Heat] | E | Yes | Warehouse | Ventilation | RET | 1.382 | 2.5794 | 3.6929 | 4.7275 | 5.6809 | 6.5626 | 7.3485 | 8.0907 | 8.7878 | 9.4288
| Kitchen DCV_Com, E - Vent [Building w Oil Heat] | E | Yes | Warehouse | Ventilation | REPL | 0.99065 | 1.7478 | 2.427 | 3.0233 | 3.5283 | 3.9402 | 4.2438 | 4.4641 | 4.5984 | 4.6453
| Kitchen DCV_Com, E - Vent [Building w Oil Heat] | E | Yes | Warehouse | Ventilation | NC | 0.14476 | 0.28544 | 0.42381 | 0.55995 | 0.68796 | 0.8134 | 0.93787 | 1.0591 | 1.1802 | 1.3025
| Kitchen DCV_Com, E - Vent [Building w Oil Heat] | E | Yes | Warehouse | Ventilation | RET | 1.382 | 2.5794 | 3.6929 | 4.7275 | 5.6809 | 6.5626 | 7.3485 | 8.0907 | 8.7878 | 9.4288
| Kitchen DCV_Com, E - Vent [Building w Oil Heat] | E | Yes | Warehouse | Ventilation | REPL | 0.99065 | 1.7478 | 2.427 | 3.0233 | 3.5283 | 3.9402 | 4.2438 | 4.4641 | 4.5984 | 4.6453
| Duct Sealing Regulated_Com, E - Vent [Building w Elec Heat] | E | Yes | Warehouse | Ventilation | RET | 182.4028 | 356.6583 | 535.308 | 718.3232 | 904.2686 | 1093.867 | 1280.191 | 1468.3796 | 1657.0815 | 1841.8573
| Duct Sealing Regulated_Com, E - Heat [Building w Elec Heat] | E | Yes | Warehouse | Space Heating | RET | 89.6209 | 175.2387 | 263.0156 | 352.9373 | 444.2989 | 537.4552 | 629.0027 | 721.4663 | 814.1822 | 904.9691
| Duct Sealing Regulated_Com, E - Cool [Building w Elec Heat] | E | Yes | Warehouse | Cooling | RET | 337.5451 | 660.0132 | 990.6129 | 1329.291 | 1673.3919 | 2024.2527 | 2369.0542 | 2717.306 | 3066.5079 | 3408.4443
| Duct Sealing Regulated_Com, E - Vent [Building w Gas Heat] | E | Yes | Warehouse | Ventilation | RET | 372.4717 | 728.3063 | 1093.114 | 1466.836 | 1846.5419 | 2233.7071 | 2614.186 | 2998.4724 | 3383.807 | 3761.1244
| Duct Sealing Regulated_Com, E - Cool [Building w Gas Heat] | E | Yes | Warehouse | Cooling | RET | 689.2765 | 1347.7654 | 2022.8593 | 2714.4496 | 3417.1132 | 4133.5808 | 4837.6751 | 5548.8152 | 6261.8952 | 6960.1389
| Duct Sealing Non Regulated_Com, E - Vent [Building w Oil Heat] | E | Yes | Warehouse | Ventilation | RET | 100.2158 | 195.9554 | 294.1091 | 394.6614 | 496.8236 | 600.9928 | 703.3631 | 806.7577 | 910.4344 | 1011.954
| Duct Sealing Non Regulated_Com, E - Cool [Building w Oil Heat] | E | Yes | Warehouse | Cooling | RET | 185.4541 | 362.6247 | 544.2629 | 730.3396 | 919.3956 | 1112.1657 | 1301.6067 | 1492.9433 | 1684.802 | 1872.6688
| Duct Sealing Non Regulated_Com, E - Vent [Building w Propane Heat] | E | Yes | Warehouse | Ventilation | RET | 30.2018 | 59.0545 | 88.6348 | 118.938 | 149.7263 | 181.1195 | 211.9705 | 243.1302 | 274.375 | 304.9697
| Duct Sealing Non Regulated_Com, E - Cool [Building w Propane Heat] | E | Yes | Warehouse | Cooling | RET | 55.8898 | 109.2832 | 164.0229 | 220.1003 | 277.0756 | 335.1702 | 392.2615 | 449.924 | 507.7439 | 564.3608
| Power Strip_Com, E - Plug [Tier 1] | E | Yes | Warehouse | Plug Loads | NC | 0 | 0 | 0 | 0 | 0 | 0 | 0 | 0 | 0 | 0
| Power Strip_Com, E - Plug [Tier 1] | E | Yes | Warehouse | Plug Loads | RET | 0 | 0 | 0 | 0 | 0 | 0 | 0 | 0 | 0 | 0
| Power Strip_Com, E - Plug [Tier 1] | E | Yes | Warehouse | Plug Loads | REPL | 0 | 0 | 0 | 0 | 0 | 0 | 0 | 0 | 0 | 0
| Power Strip_Com, E - Plug [Tier 2] | E | No | Warehouse | Plug Loads | NC | 208.4447 | 411.0122 | 610.2501 | 806.2815 | 990.5939 | 1171.2199 | 1350.4431 | 1525.0086 | 1492.7566 | 1469.7415
| Power Strip_Com, E - Plug [Tier 2] | E | No | Warehouse | Plug Loads | RET | 1797.8056 | 3349.9381 | 4787.9935 | 6119.3412 | 7370.1261 | 8551.6041 | 9629.3039 | 10641.6875 | 10148.2287 | 10129.2225
| Power Strip_Com, E - Plug [Tier 2] | E | No | Warehouse | Plug Loads | REPL | 2674.577 | 4718.6674 | 6552.3486 | 8162.4819 | 9567.9385 | 10766.021 | 11712.4865 | 12435.1859 | 10784.2405 | 10035.2249
| Computer Power Management_Com, E - Plug | E | Yes | Warehouse | Plug Loads | RET | 1315.0499 | 2571.3612 | 3859.3525 | 5178.817 | 6519.4078 | 6571.2848 | 6658.294 | 6727.0655 | 6768.065 | 6759.6324
| Vending Machine Controls_Com, E - Plug [Non-Refrigerated] | E | No | Warehouse | Plug Loads | RET | 245.6238 | 480.2764 | 720.8461 | 967.2944 | 1217.6887 | 1227.3782 | 1243.6297 | 1256.4748 | 1264.1326 | 1262.5576
| Vending Machine Controls_Com, E - Plug [Refrigerated] | E | Yes | Warehouse | Plug Loads | RET | 736.8713 | 1440.8291 | 2162.5384 | 2901.8833 | 3653.0661 | 3682.1347 | 3730.8892 | 3769.4244 | 3792.3979 | 3787.6728
| Ovens_Com, E - Cook | E | Yes | Warehouse | Cooking | NC | 1.9676 | 3.8798 | 5.7605 | 7.611 | 9.3508 | 11.0558 | 12.7476 | 14.3954 | 16.042 | 17.7032
| Ovens_Com, E - Cook | E | Yes | Warehouse | Cooking | REPL | 16.8312 | 32.9107 | 49.3956 | 66.2834 | 83.4415 | 100.9367 | 118.1298 | 135.4949 | 152.9074 | 169.9577
| Fryers_Com, E - Cook | E | Yes | Warehouse | Cooking | NC | 0.32285 | 0.6366 | 0.94519 | 1.2488 | 1.5343 | 1.8141 | 2.0916 | 2.362 | 2.6322 | 2.9048
| Fryers_Com, E - Cook | E | Yes | Warehouse | Cooking | REPL | 2.7617 | 5.4 | 8.1049 | 10.8759 | 13.6912 | 16.5619 | 19.3829 | 22.2322 | 25.0893 | 27.8869
| Griddles_Com, E - Cook | E | Yes | Warehouse | Cooking | NC | 0.090047 | 0.17756 | 0.26363 | 0.34831 | 0.42793 | 0.50596 | 0.58339 | 0.6588 | 0.73415 | 0.81017
| Griddles_Com, E - Cook | E | Yes | Warehouse | Cooking | REPL | 0.77027 | 1.5061 | 2.2606 | 3.0334 | 3.8186 | 4.6193 | 5.4061 | 6.2008 | 6.9977 | 7.778
| Hot Food Holding Cabinet_Com, E - Cook | E | Yes | Warehouse | Cooking | NC | 0.39183 | 0.77262 | 1.1471 | 1.5156 | 1.8621 | 2.2017 | 2.5386 | 2.8667 | 3.1946 | 3.5254
| Hot Food Holding Cabinet_Com, E - Cook | E | Yes | Warehouse | Cooking | REPL | 3.3518 | 6.5538 | 9.8366 | 13.1996 | 16.6165 | 20.1005 | 23.5243 | 26.9824 | 30.4499 | 33.8453
| Steamers_Com, E - Cook | E | Yes | Warehouse | Cooking | NC | 0.30763 | 0.60659 | 0.90063 | 1.1899 | 1.462 | 1.7285 | 1.993 | 2.2507 | 2.5081 | 2.7678
| Steamers_Com, E - Cook | E | Yes | Warehouse | Cooking | REPL | 2.6315 | 5.1455 | 7.7228 | 10.3631 | 13.0457 | 15.781 | 18.4691 | 21.1841 | 23.9064 | 26.5722
| ES Refrigerator and Freezer_Com, E - Refr | E | Yes | Warehouse | Refrigeration | NC | 17.3624 | 34.2353 | 50.8308 | 67.1592 | 82.5115 | 97.5568 | 112.4852 | 127.0256 | 141.5549 | 156.2131
| ES Refrigerator and Freezer_Com, E - Refr | E | Yes | Warehouse | Refrigeration | REPL | 148.5193 | 290.4048 | 435.8682 | 584.886 | 736.2899 | 890.6681 | 1042.3803 | 1195.6106 | 1349.2589 | 1499.7104
| Loading Dock Pit Seals_Com, E - Refr | E | No | Warehouse | Refrigeration | NC | 144.8225 | 285.5616 | 423.9875 | 560.1855 | 688.2414 | 813.7361 | 938.2562 | 1059.5402 | 1180.7306 | 1302.9969
| Loading Dock Pit Seals_Com, E - Refr | E | No | Warehouse | Refrigeration | RET | 1486.5868 | 2906.7728 | 4362.7714 | 5854.3486 | 7369.8078 | 8915.0385 | 10433.5834 | 11967.324 | 13505.2488 | 15011.1754
| ECM Comp Cond Fan Motor_Com, E - Refr | E | Yes | Warehouse | Refrigeration | NC | 241.1614 | 475.5232 | 706.0328 | 932.8326 | 1146.074 | 1355.0504 | 1562.4039 | 1764.3685 | 1966.1773 | 2169.7776
| ECM Comp Cond Fan Motor_Com, E - Refr | E | Z | Warehouse | Refrigeration | RET | 0 | 0 | 0 | 0 | 0 | 0 | 0 | 0 | 0 | 0
| ECM Comp Cond Fan Motor_Com, E - Refr | E | Yes | Warehouse | Refrigeration | REPL | 1650.3302 | 2911.6228 | 4043.0837 | 5036.6059 | 5877.7974 | 6563.9708 | 7069.7134 | 7668.2594 | 8356.4201 | 9116.4144
| Evap Fan Motor Replacement_Com, E - Refr | E | Yes | Warehouse | Refrigeration | NC | 424.2807 | 836.5987 | 1242.1394 | 1641.1534 | 2016.3138 | 2383.9708 | 2748.7724 | 3104.0934 | 3459.1402 | 3817.3388
| Evap Fan Motor Replacement_Com, E - Refr | E | Yes | Warehouse | Refrigeration | RET | 6843.5285 | 12766.0642 | 18266.4865 | 23370.989 | 28069.1146 | 32408.6805 | 36271.9345 | 39898.938 | 43286.1205 | 46381.3228
| Evap Fan Motor Replacement_Com, E - Refr | E | Yes | Warehouse | Refrigeration | REPL | 2903.4632 | 5122.4837 | 7113.0885 | 8861.0145 | 10340.9417 | 11548.1421 | 12437.9064 | 13076.1876 | 13455.1129 | 13570.4896
| Evap Fan Speed Controls_Com, E - Refr | E | Yes | Warehouse | Refrigeration | NC | 665.3713 | 1311.9822 | 1947.9649 | 2573.7121 | 3162.0513 | 3738.6234 | 4310.7176 | 4867.9439 | 5424.7402 | 5986.4794
| Evap Fan Speed Controls_Com, E - Refr | E | Yes | Warehouse | Refrigeration | RET | 6770.752 | 13239.0779 | 19870.5141 | 26663.995 | 33566.2487 | 40604.0977 | 47520.4051 | 54505.9225 | 61510.4964 | 68369.3331
| Refrigerated Vending Machine_Com, E - Refr | E | Yes | Warehouse | Refrigeration | NC | 17.9835 | 35.46 | 52.6492 | 69.5617 | 85.4633 | 101.0467 | 116.5092 | 131.5698 | 146.6187 | 161.8013
| Refrigerated Vending Machine_Com, E - Refr | E | Yes | Warehouse | Refrigeration | REPL | 131.8563 | 257.823 | 386.9662 | 519.2651 | 653.6823 | 790.7402 | 925.4311 | 1061.4698 | 1197.8796 | 1331.4513
| Walk In Refrigeration_Com, E - Refr | E | Yes | Warehouse | Refrigeration | NC | 203.0443 | 400.3638 | 594.4399 | 785.3926 | 964.9299 | 1140.8763 | 1315.4563 | 1485.4992 | 1655.4108 | 1826.8308
| Refrigeration Tune Up_Com, E - Refr | E | Yes | Warehouse | Refrigeration | RET | 2168.9117 | 4240.9456 | 6365.2295 | 8541.4221 | 10752.4584 | 13006.9308 | 15222.469 | 15291.266 | 15463.0452 | 15535.8897
| Walk In Cooler Retroft_Com, E - Refr | E | Yes | Warehouse | Refrigeration | RET | 391.5368 | 765.5851 | 1149.0656 | 1541.9167 | 1941.058 | 2348.0405 | 2747.9944 | 3151.9506 | 3557.0088 | 3953.6394
| Door Gasket Replacement_Com, E - Refr | E | Z | Warehouse | Refrigeration | RET | 0 | 0 | 0 | 0 | 0 | 0 | 0 | 0 | 0 | 0
| EnergyStar Dehumidifier_Com, E - Appl | E | Yes | Warehouse | Appliances | NC | 9.2094 | 18.1591 | 26.9617 | 35.6227 | 43.7659 | 51.7462 | 59.6646 | 67.3771 | 75.0837 | 82.8587
| EnergyStar Dehumidifier_Com, E - Appl | E | Yes | Warehouse | Appliances | REPL | 78.7778 | 154.0369 | 231.1938 | 310.2361 | 390.5439 | 472.4295 | 552.9008 | 634.1775 | 715.6758 | 795.4785
| Clothes Washer Elec WH_Com, E - Appl [unit w/ elec dry - Washer] | E | Yes | Warehouse | Appliances | NC | 1.5227 | 3.0025 | 4.458 | 5.89 | 7.2364 | 8.556 | 9.8652 | 9.6306 | 9.4509 | 9.3204
| Clothes Washer Elec WH_Com, E - Appl [unit w/ elec dry - Washer] | E | Yes | Warehouse | Appliances | REPL | 22.3294 | 43.6614 | 65.5314 | 87.9357 | 110.6988 | 133.9091 | 156.7185 | 157.4268 | 159.1953 | 159.9452
| Clothes Washer Elec WH_Com, E - Appl [unit w/ elec dry - Dryer] | E | Yes | Warehouse | Appliances | NC | 0.21704 | 0.42795 | 0.6354 | 0.83952 | 1.0314 | 1.2195 | 1.4061 | 1.3727 | 1.3471 | 1.3285
| Clothes Washer Elec WH_Com, E - Appl [unit w/ elec dry - Dryer] | E | Yes | Warehouse | Appliances | REPL | 3.1827 | 6.2232 | 9.3403 | 12.5337 | 15.7781 | 19.0863 | 22.3374 | 22.4384 | 22.6904 | 22.7973
| Clothes Washer Elec WH_Com, E - HWat [unit w/ elec dry - Water Heater] | E | Yes | Warehouse | Water Heating | NC | 0.014214 | 0.028028 | 0.041615 | 0.054982 | 0.067551 | 0.079869 | 0.09209 | 0.0899 | 0.088223 | 0.087004
| Clothes Washer Elec WH_Com, E - HWat [unit w/ elec dry - Water Heater] | E | Yes | Warehouse | Water Heating | REPL | 0.20844 | 0.40757 | 0.61173 | 0.82087 | 1.0334 | 1.25 | 1.4629 | 1.4696 | 1.4861 | 1.4931
| Clothes Washer Elec WH_Com, E - Appl [unit w/ gas dry - Washer] | E | Yes | Warehouse | Appliances | NC | 0.38068 | 0.75063 | 1.1145 | 1.4725 | 1.8091 | 2.139 | 2.4663 | 2.4076 | 2.3627 | 2.3301
| Clothes Washer Elec WH_Com, E - Appl [unit w/ gas dry - Washer] | E | Yes | Warehouse | Appliances | REPL | 5.5823 | 10.9154 | 16.3828 | 21.9839 | 27.6747 | 33.4773 | 39.1796 | 39.3567 | 39.7988 | 39.9863
| Clothes Washer Elec WH_Com, E - HWat [unit w/ gas dry - Water Heater] | E | Yes | Warehouse | Water Heating | NC | 0.0035536 | 0.007007 | 0.010404 | 0.013746 | 0.016888 | 0.019967 | 0.023023 | 0.022475 | 0.022056 | 0.021751
| Clothes Washer Elec WH_Com, E - HWat [unit w/ gas dry - Water Heater] | E | Yes | Warehouse | Water Heating | REPL | 0.05211 | 0.10189 | 0.15293 | 0.20522 | 0.25834 | 0.31251 | 0.36574 | 0.36739 | 0.37152 | 0.37327
| Clothes Washer Elec WH_Com, E - Appl [unit w/ propane dry - Washer] | E | Yes | Warehouse | Appliances | NC | 0.15227 | 0.30025 | 0.4458 | 0.589 | 0.72364 | 0.8556 | 0.98652 | 0.96306 | 0.94509 | 0.93204
| Clothes Washer Elec WH_Com, E - Appl [unit w/ propane dry - Washer] | E | Yes | Warehouse | Appliances | REPL | 2.2329 | 4.3661 | 6.5531 | 8.7936 | 11.0699 | 13.3909 | 15.6718 | 15.7427 | 15.9195 | 15.9945
| Clothes Washer Elec WH_Com, E - HWat [unit w/ propane dry - Water Heater] | E | Yes | Warehouse | Water Heating | NC | 0.0014214 | 0.0028028 | 0.0041615 | 0.0054982 | 0.0067551 | 0.0079869 | 0.009209 | 0.00899 | 0.0088223 | 0.0087004
| Clothes Washer Elec WH_Com, E - HWat [unit w/ propane dry - Water Heater] | E | Yes | Warehouse | Water Heating | REPL | 0.020844 | 0.040757 | 0.061173 | 0.082087 | 0.10334 | 0.125 | 0.14629 | 0.14696 | 0.14861 | 0.14931
| Clothes Washer Gas WH_Com, E - Appl [unit w/ elec dry - Washer] | E | Yes | Warehouse | Appliances | NC | 0.76136 | 1.5013 | 2.229 | 2.945 | 3.6182 | 4.278 | 4.9326 | 4.8153 | 4.7255 | 4.6602
| Clothes Washer Gas WH_Com, E - Appl [unit w/ elec dry - Washer] | E | Yes | Warehouse | Appliances | REPL | 11.1647 | 21.8307 | 32.7657 | 43.9679 | 55.3494 | 66.9545 | 78.3592 | 78.7134 | 79.5976 | 79.9726
| Clothes Washer Gas WH_Com, E - Appl [unit w/ elec dry - Dryer] | E | Yes | Warehouse | Appliances | NC | 0.10852 | 0.21398 | 0.3177 | 0.41976 | 0.51571 | 0.60975 | 0.70305 | 0.68633 | 0.67353 | 0.66423
| Clothes Washer Gas WH_Com, E - Appl [unit w/ elec dry - Dryer] | E | Yes | Warehouse | Appliances | REPL | 1.5913 | 3.1116 | 4.6702 | 6.2668 | 7.8891 | 9.5432 | 11.1687 | 11.2192 | 11.3452 | 11.3987
| Clothes Washer Gas WH_Com, E - Appl [unit w/ gas dry - Washer] | E | Yes | Warehouse | Appliances | NC | 2.9693 | 5.8549 | 8.6931 | 11.4855 | 14.1111 | 16.6841 | 19.2372 | 18.7797 | 18.4293 | 18.1747
| Clothes Washer Gas WH_Com, E - Appl [unit w/ gas dry - Washer] | E | Yes | Warehouse | Appliances | REPL | 43.5423 | 85.1398 | 127.7861 | 171.4746 | 215.8626 | 261.1227 | 305.601 | 306.9822 | 310.4308 | 311.8932
| Clothes Washer Gas WH_Com, E - Appl [unit w/ propane dry - Washer] | E | Yes | Warehouse | Appliances | NC | 0.15227 | 0.30025 | 0.4458 | 0.589 | 0.72364 | 0.8556 | 0.98652 | 0.96306 | 0.94509 | 0.93204
| Clothes Washer Gas WH_Com, E - Appl [unit w/ propane dry - Washer] | E | Yes | Warehouse | Appliances | REPL | 2.2329 | 4.3661 | 6.5531 | 8.7936 | 11.0699 | 13.3909 | 15.6718 | 15.7427 | 15.9195 | 15.9945
| Clothes Washer Oil WH_Com, E - Appl [unit w/ elec dry - Washer] | E | Yes | Warehouse | Appliances | NC | 0.91363 | 1.8015 | 2.6748 | 3.534 | 4.3419 | 5.1336 | 5.9191 | 5.7784 | 5.6706 | 5.5922
| Clothes Washer Oil WH_Com, E - Appl [unit w/ elec dry - Washer] | E | Yes | Warehouse | Appliances | REPL | 13.3976 | 26.1968 | 39.3188 | 52.7614 | 66.4193 | 80.3454 | 94.0311 | 94.4561 | 95.5172 | 95.9671
| Clothes Washer Oil WH_Com, E - Appl [unit w/ elec dry - Dryer] | E | Yes | Warehouse | Appliances | NC | 0.13022 | 0.25677 | 0.38124 | 0.50371 | 0.61886 | 0.7317 | 0.84367 | 0.8236 | 0.80824 | 0.79707
| Clothes Washer Oil WH_Com, E - Appl [unit w/ elec dry - Dryer] | E | Yes | Warehouse | Appliances | REPL | 1.9096 | 3.7339 | 5.6042 | 7.5202 | 9.4669 | 11.4518 | 13.4025 | 13.463 | 13.6143 | 13.6784
| Clothes Washer Oil WH_Com, E - Appl [unit w/ gas dry - Washer] | E | Yes | Warehouse | Appliances | NC | 0.15227 | 0.30025 | 0.4458 | 0.589 | 0.72364 | 0.8556 | 0.98652 | 0.96306 | 0.94509 | 0.93204
| Clothes Washer Oil WH_Com, E - Appl [unit w/ gas dry - Washer] | E | Yes | Warehouse | Appliances | REPL | 2.2329 | 4.3661 | 6.5531 | 8.7936 | 11.0699 | 13.3909 | 15.6718 | 15.7427 | 15.9195 | 15.9945
| Clothes Washer Oil WH_Com, E - Appl [unit w/ propane dry - Washer] | E | Yes | Warehouse | Appliances | NC | 0.22841 | 0.45038 | 0.6687 | 0.8835 | 1.0855 | 1.2834 | 1.4798 | 1.4446 | 1.4176 | 1.3981
| Clothes Washer Oil WH_Com, E - Appl [unit w/ propane dry - Washer] | E | Yes | Warehouse | Appliances | REPL | 3.3494 | 6.5492 | 9.8297 | 13.1904 | 16.6048 | 20.0864 | 23.5078 | 23.614 | 23.8793 | 23.9918
| Clothes Washer Propane WH_Com, E - Appl [unit w/ elec dry - Washer] | E | Yes | Warehouse | Appliances | NC | 0.15227 | 0.30025 | 0.4458 | 0.589 | 0.72364 | 0.8556 | 0.98652 | 0.96306 | 0.94509 | 0.93204
| Clothes Washer Propane WH_Com, E - Appl [unit w/ elec dry - Washer] | E | Yes | Warehouse | Appliances | REPL | 2.2329 | 4.3661 | 6.5531 | 8.7936 | 11.0699 | 13.3909 | 15.6718 | 15.7427 | 15.9195 | 15.9945
| Clothes Washer Propane WH_Com, E - Appl [unit w/ elec dry - Dryer] | E | Yes | Warehouse | Appliances | NC | 0.021704 | 0.042795 | 0.06354 | 0.083952 | 0.10314 | 0.12195 | 0.14061 | 0.13727 | 0.13471 | 0.13285
| Clothes Washer Propane WH_Com, E - Appl [unit w/ elec dry - Dryer] | E | Yes | Warehouse | Appliances | REPL | 0.31827 | 0.62232 | 0.93403 | 1.2534 | 1.5778 | 1.9086 | 2.2337 | 2.2438 | 2.269 | 2.2797
| Clothes Washer Propane WH_Com, E - Appl [unit w/ gas dry - Washer] | E | Yes | Warehouse | Appliances | NC | 0.076136 | 0.15013 | 0.2229 | 0.2945 | 0.36182 | 0.4278 | 0.49326 | 0.48153 | 0.47255 | 0.46602
| Clothes Washer Propane WH_Com, E - Appl [unit w/ gas dry - Washer] | E | Yes | Warehouse | Appliances | REPL | 1.1165 | 2.1831 | 3.2766 | 4.3968 | 5.5349 | 6.6955 | 7.8359 | 7.8713 | 7.9598 | 7.9973
| Clothes Washer Propane WH_Com, E - Appl [unit w/ propane dry - Washer] | E | Yes | Warehouse | Appliances | NC | 0.15227 | 0.30025 | 0.4458 | 0.589 | 0.72364 | 0.8556 | 0.98652 | 0.96306 | 0.94509 | 0.93204
| Clothes Washer Propane WH_Com, E - Appl [unit w/ propane dry - Washer] | E | Yes | Warehouse | Appliances | REPL | 2.2329 | 4.3661 | 6.5531 | 8.7936 | 11.0699 | 13.3909 | 15.6718 | 15.7427 | 15.9195 | 15.9945
| Dishwasher_Com, E - Appl [Building w elec WH] | E | Yes | Warehouse | Appliances | NC | 0.2224 | 0.43852 | 0.6511 | 0.86025 | 1.0569 | 1.2496 | 1.4408 | 1.6271 | 1.8132 | 2.0009
| Dishwasher_Com, E - Appl [Building w elec WH] | E | Yes | Warehouse | Appliances | REPL | 1.8046 | 3.5287 | 5.2962 | 7.1069 | 8.9466 | 10.8224 | 12.6659 | 14.5278 | 16.3947 | 18.2228
| Dishwasher_Com, E - HWat [Building w elec WH] | E | Yes | Warehouse | Water Heating | NC | 0.00014545 | 0.00028681 | 0.00042583 | 0.00056263 | 0.00069124 | 0.00081728 | 0.00094234 | 0.0010642 | 0.0011859 | 0.0013087
| Dishwasher_Com, E - HWat [Building w elec WH] | E | Yes | Warehouse | Water Heating | REPL | 0.0011803 | 0.0023079 | 0.0034639 | 0.0046481 | 0.0058513 | 0.0070782 | 0.0082838 | 0.0095016 | 0.010723 | 0.011918
| Dishwasher_Com, E - Appl [Building w gas WH] | E | Yes | Warehouse | Appliances | NC | 0.55599 | 1.0963 | 1.6277 | 2.1506 | 2.6422 | 3.124 | 3.6021 | 4.0677 | 4.533 | 5.0024
| Dishwasher_Com, E - Appl [Building w gas WH] | E | Yes | Warehouse | Appliances | REPL | 4.5116 | 8.8217 | 13.2405 | 17.7672 | 22.3665 | 27.0561 | 31.6647 | 36.3194 | 40.9868 | 45.5571
| Dishwasher_Com, E - Appl [Building w oil WH] | E | Yes | Warehouse | Appliances | NC | 0.055599 | 0.10963 | 0.16277 | 0.21506 | 0.26422 | 0.3124 | 0.36021 | 0.40677 | 0.4533 | 0.50024
| Dishwasher_Com, E - Appl [Building w oil WH] | E | Yes | Warehouse | Appliances | REPL | 0.45116 | 0.88217 | 1.324 | 1.7767 | 2.2366 | 2.7056 | 3.1665 | 3.6319 | 4.0987 | 4.5557
| Dishwasher_Com, E - Appl [Building w propane WH] | E | Yes | Warehouse | Appliances | NC | 0.055599 | 0.10963 | 0.16277 | 0.21506 | 0.26422 | 0.3124 | 0.36021 | 0.40677 | 0.4533 | 0.50024
| Dishwasher_Com, E - Appl [Building w propane WH] | E | Yes | Warehouse | Appliances | REPL | 0.45116 | 0.88217 | 1.324 | 1.7767 | 2.2366 | 2.7056 | 3.1665 | 3.6319 | 4.0987 | 4.5557
| Faucet Aerator_Com, E - HWat | E | Yes | Warehouse | Water Heating | RET | 8.6754 | 16.9633 | 25.4603 | 34.1648 | 43.0087 | 52.0264 | 60.8883 | 69.8389 | 78.8139 | 87.6022
| Pre Rinse Sprayers_Com, E - HWat | E | Yes | Warehouse | Water Heating | RET | 0.86211 | 1.6857 | 2.5301 | 2.624 | 2.7662 | 2.8161 | 2.8361 | 2.8503 | 2.8494 | 2.8423
| Heat Pump Water Heater_Com, E - HWat | E | Yes | Warehouse | Water Heating | NC | 4.7225 | 9.3119 | 13.8258 | 18.2671 | 22.4429 | 26.5351 | 30.5956 | 34.5505 | 38.5024 | 42.4894
| Heat Pump Water Heater_Com, E - HWat | E | Yes | Warehouse | Water Heating | RET | 47.0218 | 87.586 | 125.139 | 159.8781 | 191.7497 | 221.584 | 248.5394 | 273.6088 | 296.7947 | 317.7723
| Heat Pump Water Heater_Com, E - HWat | E | Yes | Warehouse | Water Heating | REPL | 48.4761 | 85.5248 | 118.7598 | 147.9431 | 172.6519 | 193.3112 | 209.157 | 220.6602 | 227.6812 | 230.1365
| Clothes Dryer_Com, E - Appl | E | Yes | Warehouse | Appliances | NC | 4.8634 | 9.5898 | 14.2384 | 18.8122 | 23.1126 | 27.327 | 31.5086 | 35.5816 | 39.6514 | 43.7574
| Clothes Dryer_Com, E - Appl | E | Yes | Warehouse | Appliances | RET | 47.5037 | 88.5673 | 126.6605 | 161.9712 | 194.4335 | 224.3839 | 251.0164 | 275.9213 | 299.0848 | 320.1632
| Clothes Dryer_Com, E - Appl | E | Yes | Warehouse | Appliances | REPL | 35.6591 | 62.9121 | 87.3599 | 108.8272 | 127.003 | 141.8293 | 152.757 | 160.5395 | 165.0798 | 166.33
| Pnemautic to DDC_Com, E - TotE [Building w Elec Heat] | E | No | Warehouse | Total Electric | RET | 433.4757 | 847.5895 | 1272.1459 | 1707.0767 | 2148.9713 | 2599.547 | 3042.3414 | 3489.5667 | 3938.0121 | 4377.1271
| Pnemautic to DDC_Com, E - TotE [Building w Gas Heat] | E | No | Warehouse | Total Electric | RET | 458.9768 | 897.4526 | 1346.9854 | 1807.5029 | 2275.394 | 2752.4767 | 3221.3204 | 3694.8557 | 4169.6829 | 4634.6307
| Pnemautic to DDC_Com, E - TotE [Building w Oil Heat] | E | No | Warehouse | Total Electric | RET | 123.4906 | 241.4652 | 362.4148 | 486.3199 | 612.2089 | 740.571 | 866.7164 | 994.124 | 1121.8792 | 1246.9763
| Pnemautic to DDC_Com, E - TotE [Building w Propane Heat] | E | No | Warehouse | Total Electric | RET | 37.216 | 72.7697 | 109.2199 | 146.5608 | 184.4996 | 223.1838 | 261.1998 | 299.5963 | 338.0975 | 375.7977
| RCx_Com, E - TotE [Building w Elec Heat] | E | Yes | Warehouse | Total Electric | RET | 1767.3281 | 3455.7158 | 5186.6792 | 6959.9401 | 8761.5933 | 10598.6402 | 12403.9618 | 14227.3488 | 14288.3819 | 14390.3145
| RCx_Com, E - TotE [Building w Gas Heat] | E | Yes | Warehouse | Total Electric | RET | 3608.9336 | 7056.6687 | 10591.3445 | 14212.3931 | 17891.4195 | 21642.7208 | 25329.2381 | 29052.6456 | 29177.2769 | 29385.4262
| RCx_Com, E - TotE [Building w Oil Heat] | E | Yes | Warehouse | Total Electric | RET | 971.0061 | 1898.6408 | 2849.6673 | 3823.933 | 4813.7981 | 5823.1091 | 6814.9896 | 7816.7956 | 7850.3284 | 7906.3323
| RCx_Com, E - TotE [Building w Propane Heat] | E | Yes | Warehouse | Total Electric | RET | 292.6293 | 572.1879 | 858.796 | 1152.4077 | 1450.7205 | 1754.8936 | 2053.8138 | 2355.7252 | 2365.8309 | 2382.7086
| Commissioning_Com, E - TotE [Building w Elec Heat] | E | Yes | Warehouse | Total Electric | NC | 0 | 0 | 0 | 0 | 0 | 0 | 0 | 0 | 0 | 0
| Commissioning_Com, E - TotE [Building w Gas Heat] | E | Yes | Warehouse | Total Electric | NC | 0 | 0 | 0 | 0 | 0 | 0 | 0 | 0 | 0 | 0
| Commissioning_Com, E - TotE [Building w Oil Heat] | E | Yes | Warehouse | Total Electric | NC | 0 | 0 | 0 | 0 | 0 | 0 | 0 | 0 | 0 | 0
| Commissioning_Com, E - TotE [Building w Propane Heat] | E | Yes | Warehouse | Total Electric | NC | 0 | 0 | 0 | 0 | 0 | 0 | 0 | 0 | 0 | 0
| Integrated Building Design_Com, E - TotE [Building w Elec Heat] | E | Yes | Warehouse | Total Electric | NC | 121.4428 | 239.4614 | 355.5402 | 469.7508 | 577.1338 | 682.369 | 786.787 | 888.4912 | 990.1171 | 1092.645
| Integrated Building Design_Com, E - TotE [Building w Gas Heat] | E | Yes | Warehouse | Total Electric | NC | 247.9895 | 488.9869 | 726.0231 | 959.2444 | 1178.5234 | 1393.4167 | 1606.6411 | 1814.3241 | 2021.8468 | 2231.2118
| Integrated Building Design_Com, E - TotE [Building w Oil Heat] | E | Yes | Warehouse | Total Electric | NC | 66.7231 | 131.565 | 195.341 | 258.0907 | 317.0891 | 374.9075 | 432.2768 | 488.1552 | 543.9905 | 600.3214
| Integrated Building Design_Com, E - TotE [Building w Propane Heat] | E | Yes | Warehouse | Total Electric | NC | 20.1082 | 39.6494 | 58.8694 | 77.78 | 95.5602 | 112.9848 | 130.274 | 147.1139 | 163.9409 | 180.9171
| Deep Energy Retrofit_Com, E - TotE [Building w Elec Heat] | E | Yes | Warehouse | Total Electric | RET | 436.7373 | 853.9672 | 1281.7182 | 1719.9216 | 2165.1413 | 2619.1074 | 3065.2336 | 3515.8241 | 3967.6438 | 4410.0629
| Deep Energy Retrofit_Com, E - TotE [Building w Gas Heat] | E | Yes | Warehouse | Total Electric | RET | 891.8299 | 1743.8249 | 2617.3045 | 3512.1282 | 4421.2793 | 5348.2909 | 6259.2931 | 7179.4115 | 8102.04 | 9005.4723
| Deep Energy Retrofit_Com, E - TotE [Building w Oil Heat] | E | Yes | Warehouse | Total Electric | RET | 239.9524 | 469.187 | 704.2021 | 944.96 | 1189.5728 | 1438.991 | 1684.1019 | 1931.6655 | 2179.9044 | 2422.9785
| Deep Energy Retrofit_Com, E - TotE [Building w Propane Heat] | E | Yes | Warehouse | Total Electric | RET | 72.3138 | 141.3975 | 212.2234 | 284.7799 | 358.4981 | 433.6646 | 507.5329 | 582.1405 | 656.9515 | 730.2061
| EMS_Com, E - TotE [Building w Elec Heat] | E | Yes | Warehouse | Total Electric | NC | 220.897 | 435.5658 | 646.7061 | 854.4483 | 1049.7714 | 1241.1879 | 1431.1178 | 1616.1117 | 1800.9629 | 1987.455
| EMS_Com, E - TotE [Building w Elec Heat] | E | Yes | Warehouse | Total Electric | RET | 2765.0345 | 5406.5644 | 8114.7051 | 10889.0216 | 13707.7588 | 16581.8703 | 19406.3467 | 22259.0869 | 25119.6093 | 27920.616
| EMS_Com, E - TotE [Building w Gas Heat] | E | Yes | Warehouse | Total Electric | NC | 451.0779 | 889.4376 | 1320.592 | 1744.8073 | 2143.6626 | 2534.5405 | 2922.3828 | 3300.1455 | 3677.6168 | 4058.439
| EMS_Com, E - TotE [Building w Gas Heat] | E | No | Warehouse | Total Electric | RET | 5646.2781 | 11040.3564 | 16570.4557 | 22235.6878 | 27991.6283 | 33860.6446 | 39628.3046 | 45453.6802 | 51294.9473 | 57014.6815
| EMS_Com, E - TotE [Building w Oil Heat] | E | Yes | Warehouse | Total Electric | NC | 121.3653 | 239.3087 | 355.3135 | 469.4513 | 576.7658 | 681.9339 | 786.2853 | 887.9247 | 989.4857 | 1091.9483
| EMS_Com, E - TotE [Building w Oil Heat] | E | No | Warehouse | Total Electric | RET | 1519.1663 | 2970.4768 | 4458.3845 | 5982.6506 | 7531.3222 | 9110.4177 | 10662.2426 | 12229.5963 | 13801.2256 | 15340.1558
| EMS_Com, E - TotE [Building w Propane Heat] | E | Yes | Warehouse | Total Electric | NC | 36.5755 | 72.1198 | 107.0798 | 141.4772 | 173.8183 | 205.5125 | 236.9605 | 267.5913 | 298.1985 | 329.0773
| EMS_Com, E - TotE [Building w Propane Heat] | E | No | Warehouse | Total Electric | RET | 457.8268 | 895.204 | 1343.6105 | 1802.9742 | 2269.6929 | 2745.5804 | 3213.2494 | 3685.5983 | 4159.2357 | 4623.0187
| VFDs on HVAC Pumps_Com, E - Oth | E | Yes | Warehouse | Other | RET | 2087.2368 | 4081.2441 | 6125.5337 | 8219.7772 | 10347.5524 | 10429.8911 | 10567.9915 | 10677.145 | 10742.2192 | 10728.8349
| ECM Circulators_Com, E - Oth | E | Yes | Warehouse | Other | RET | 2751.9526 | 5380.9851 | 8076.3133 | 10837.504 | 13642.9052 | 16503.4187 | 19314.5319 | 22153.7753 | 25000.7642 | 27788.5187
| Motors_Com, E - Oth | E | Yes | Warehouse | Other | NC | 28.1596 | 55.5253 | 82.4411 | 108.9237 | 133.8232 | 158.2247 | 182.4367 | 206.0194 | 229.584 | 253.3577
| Motors_Com, E - Oth | E | Yes | Warehouse | Other | RET | 858.4943 | 1597.448 | 2280.0345 | 2910.0733 | 3486.8273 | 3437.967 | 3408.9897 | 3377.7616 | 3342.5221 | 3299.2756
| Motors_Com, E - Oth | E | Yes | Warehouse | Other | REPL | 192.7036 | 339.9805 | 472.0974 | 588.1077 | 686.3308 | 766.453 | 825.5069 | 865.7119 | 886.5337 | 887.8352
| Ext Area Ltg_Com, E - ExtL | E | Yes | Warehouse | Exterior Lighting | NC | 203.2044 | 400.6793 | 594.9084 | 786.0115 | 965.6903 | 1141.7753 | 1316.4929 | 1486.6697 | 1656.7153 | 1828.2704
| Ext Area Ltg_Com, E - ExtL | E | Yes | Warehouse | Exterior Lighting | RET | 1042.9352 | 1989.4686 | 2911.3503 | 3808.5386 | 4674.5144 | 5677.6072 | 6742.963 | 7818.9797 | 8897.9317 | 9954.4351
| Ext Area Ltg_Com, E - ExtL | E | Yes | Warehouse | Exterior Lighting | REPL | 1827.2224 | 3223.7078 | 4476.4455 | 5576.4593 | 6507.8147 | 7555.3096 | 8680.8678 | 9914.8045 | 11249.4877 | 12651.7559
| Street Ltg_Com, E - ExtL | E | Yes | Warehouse | Exterior Lighting | NC | 37.8249 | 74.5833 | 110.7375 | 146.3098 | 179.7556 | 212.5325 | 245.0548 | 276.7319 | 308.3845 | 340.3181
| Street Ltg_Com, E - ExtL | E | Yes | Warehouse | Exterior Lighting | RET | 194.1342 | 370.3239 | 541.9249 | 708.9294 | 870.124 | 1056.8418 | 1255.1494 | 1455.4414 | 1656.2799 | 1852.9396
| Street Ltg_Com, E - ExtL | E | Yes | Warehouse | Exterior Lighting | REPL | 340.1231 | 600.0678 | 833.255 | 1038.0139 | 1211.3784 | 1406.3613 | 1615.8751 | 1845.5627 | 2094.0035 | 2355.0246
| Ext Ltg Ctrls_Com, E - ExtL | E | Yes | Warehouse | Exterior Lighting | RET | 1254.4054 | 2452.7808 | 3681.3754 | 4939.9917 | 6218.7602 | 7522.6502 | 8804.0224 | 10098.2169 | 10141.5367 | 10213.886
| Ext Ltg Dsgn_Com, E - ExtL | E | Yes | Warehouse | Exterior Lighting | NC | 24.4407 | 48.1923 | 71.5535 | 94.5387 | 116.1498 | 137.3287 | 158.3431 | 178.8114 | 199.2638 | 219.8979
| Ext Ltg Dsgn_Com, E - ExtL | E | Yes | Warehouse | Exterior Lighting | REPL | 167.254 | 327.0374 | 490.8501 | 658.6656 | 829.168 | 1003.02 | 1173.8696 | 1346.4289 | 1519.4589 | 1688.8889
| Int Ltg Ctrls_Com, E - IntL [No Heat] | E | Yes | Warehouse | Interior Lighting | RET | 2622.1175 | 5127.1141 | 7695.2786 | 10326.1984 | 12999.2427 | 15724.7993 | 18403.2862 | 21108.5762 | 21199.1287 | 21350.3623
| Int Ltg Ctrls_Com, E - IntL [Electric Heat] | E | Yes | Warehouse | Interior Lighting | RET | 1107.3689 | 2165.2755 | 3249.8591 | 4360.9454 | 5489.8217 | 6640.8749 | 7772.0497 | 8914.5439 | 8952.7859 | 9016.6547
| Int Ltg Ctrls_Com, E/G - IntL | E | Yes | Warehouse | Interior Lighting | RET | 8838.2041 | 17281.6362 | 25937.9844 | 34805.8577 | 43815.7176 | 53002.577 | 62030.782 | 71149.3301 | 71454.5497 | 71964.3031
| Int Ltg Ctrls_Com, E/O - IntL | E | Yes | Warehouse | Interior Lighting | RET | 2025.7073 | 3960.9334 | 5944.9595 | 7977.467 | 10042.5177 | 12148.1364 | 14217.3918 | 16307.3537 | 16377.3097 | 16494.1447
| Int Ltg Ctrls_Com, E/P - IntL | E | Yes | Warehouse | Interior Lighting | RET | 264.2202 | 516.6385 | 775.4221 | 1040.5292 | 1309.8811 | 1584.5244 | 1854.4247 | 2127.0258 | 2136.1504 | 2151.3896
| Exit Sign RetFit_Com, E - IntL [No Heat] | E | Yes | Warehouse | Interior Lighting | RET | 195.5904 | 382.4444 | 574.0104 | 770.2573 | 969.6465 | 1172.9527 | 1372.7478 | 1574.5422 | 1776.8872 | 1975.0221
| Exit Sign RetFit_Com, E - IntL [Electric Heat] | E | Yes | Warehouse | Interior Lighting | RET | 83.323 | 162.9242 | 244.5327 | 328.1354 | 413.0766 | 499.6866 | 584.8008 | 670.7667 | 756.9672 | 841.3741
| Exit Sign RetFit_Com, E/G - IntL | E | Yes | Warehouse | Interior Lighting | RET | 676.2437 | 1322.2819 | 1984.6111 | 2663.1249 | 3352.5026 | 4055.4232 | 4746.2045 | 5443.8983 | 6143.4955 | 6828.5368
| Exit Sign RetFit_Com, E/O - IntL | E | Yes | Warehouse | Interior Lighting | RET | 153.9118 | 300.9488 | 451.6937 | 606.1222 | 763.0232 | 923.0066 | 1080.2271 | 1239.0209 | 1398.2479 | 1554.162
| Exit Sign RetFit_Com, E/P - IntL | E | No | Warehouse | Interior Lighting | RET | 20.0268 | 39.1591 | 58.7738 | 78.8678 | 99.2836 | 120.1005 | 140.5578 | 161.2198 | 181.9382 | 202.2256
| LED HiLo Bay_Com, E - IntL [No Heat] | E | Yes | Warehouse | Interior Lighting | NC | 248.354 | 489.7056 | 727.0901 | 960.6542 | 1180.2555 | 1395.4647 | 1609.0024 | 1816.9906 | 2024.8184 | 2234.491
| LED HiLo Bay_Com, E - IntL [No Heat] | E | Yes | Warehouse | Interior Lighting | RET | 2450.0546 | 4633.0637 | 6720.4171 | 8714.7862 | 10604.6428 | 12401.8687 | 14049.1273 | 15600.8384 | 17052.0099 | 18519.5275
| LED HiLo Bay_Com, E - IntL [No Heat] | E | Yes | Warehouse | Interior Lighting | REPL | 1326.6696 | 2340.5991 | 3250.1595 | 4048.8334 | 4725.0515 | 5276.6535 | 5683.2105 | 5956.9607 | 6094.2092 | 6171.2212
| LED HiLo Bay_Com, E - IntL [Electric Heat] | E | Yes | Warehouse | Interior Lighting | NC | 104.8732 | 206.7895 | 307.0307 | 405.6585 | 498.3902 | 589.2673 | 679.4385 | 767.2664 | 855.0265 | 943.5656
| LED HiLo Bay_Com, E - IntL [Electric Heat] | E | Yes | Warehouse | Interior Lighting | RET | 1034.5923 | 1956.4184 | 2837.8518 | 3680.0203 | 4478.0561 | 5236.9763 | 5932.5694 | 6587.8154 | 7200.6061 | 7820.2994
| LED HiLo Bay_Com, E - IntL [Electric Heat] | E | Yes | Warehouse | Interior Lighting | REPL | 560.217 | 988.3722 | 1372.4551 | 1709.7137 | 1995.2625 | 2228.1892 | 2399.8673 | 2515.4647 | 2573.421 | 2605.9411
| LED HiLo Bay_Com, E/G - IntL | E | Yes | Warehouse | Interior Lighting | NC | 844.2061 | 1664.6095 | 2471.5281 | 3265.4601 | 4011.9299 | 4743.4698 | 5469.3283 | 6176.3228 | 6882.7718 | 7595.4921
| LED HiLo Bay_Com, E/G - IntL | E | Yes | Warehouse | Interior Lighting | RET | 8328.2366 | 15748.7309 | 22844.0723 | 29623.3405 | 36047.3496 | 42156.4881 | 47755.8569 | 53030.4401 | 57963.2689 | 62951.6613
| LED HiLo Bay_Com, E/G - IntL | E | Yes | Warehouse | Interior Lighting | REPL | 4509.6214 | 7956.1752 | 11047.9567 | 13762.8127 | 16061.4165 | 17936.4244 | 19318.3949 | 20248.9278 | 20715.4635 | 20977.243
| LED HiLo Bay_Com, E/O - IntL | E | Yes | Warehouse | Interior Lighting | NC | 192.1397 | 378.862 | 562.5151 | 743.2125 | 913.1076 | 1079.6047 | 1244.8087 | 1405.7193 | 1566.5058 | 1728.7196
| LED HiLo Bay_Com, E/O - IntL | E | Yes | Warehouse | Interior Lighting | RET | 1895.4908 | 3584.3812 | 5199.2674 | 6742.216 | 8204.3083 | 9594.7366 | 10869.1423 | 12069.6274 | 13192.3298 | 14327.6785
| LED HiLo Bay_Com, E/O - IntL | E | Yes | Warehouse | Interior Lighting | REPL | 1026.3812 | 1810.8104 | 2514.494 | 3132.39 | 3655.5479 | 4082.2961 | 4396.83 | 4608.6175 | 4714.8001 | 4774.3806
| LED HiLo Bay_Com, E/P - IntL | E | Yes | Warehouse | Interior Lighting | NC | 25.001 | 49.297 | 73.1938 | 96.7059 | 118.8124 | 140.4768 | 161.9729 | 182.9104 | 203.8317 | 224.9388
| LED HiLo Bay_Com, E/P - IntL | E | Yes | Warehouse | Interior Lighting | RET | 246.6389 | 466.3951 | 676.5221 | 877.2886 | 1067.5342 | 1248.455 | 1414.279 | 1570.4846 | 1716.5693 | 1864.2994
| LED HiLo Bay_Com, E/P - IntL | E | Yes | Warehouse | Interior Lighting | REPL | 133.5514 | 235.6204 | 327.1828 | 407.5826 | 475.6553 | 531.1832 | 572.1099 | 599.6675 | 613.4838 | 621.2364
| Repl Scre_Com, E - IntL [No Heat] | E | Yes | Warehouse | Interior Lighting | NC | 52.9697 | 104.4459 | 51.4762 | 0 | 0 | 0 | 0 | 0 | 0 | 0
| Repl Scre_Com, E - IntL [No Heat] | E | Yes | Warehouse | Interior Lighting | RET | 184.0593 | 359.8973 | 175.838 | 0 | 0 | 0 | 0 | 0 | 0 | 0
| Repl Scre_Com, E - IntL [No Heat] | E | Yes | Warehouse | Interior Lighting | REPL | 2718.6418 | 5315.8514 | 2597.2095 | 0 | 0 | 0 | 0 | 0 | 0 | 0
| Repl Scre_Com, E - IntL [Electric Heat] | E | Yes | Warehouse | Interior Lighting | NC | 22.5655 | 44.4947 | 21.9293 | 0 | 0 | 0 | 0 | 0 | 0 | 0
| Repl Scre_Com, E - IntL [Electric Heat] | E | Yes | Warehouse | Interior Lighting | RET | 78.4106 | 153.3189 | 74.9083 | 0 | 0 | 0 | 0 | 0 | 0 | 0
| Repl Scre_Com, E - IntL [Electric Heat] | E | Yes | Warehouse | Interior Lighting | REPL | 1158.1617 | 2264.5923 | 1106.4306 | 0 | 0 | 0 | 0 | 0 | 0 | 0
| Repl Scre_Com, E/G - IntL | E | Yes | Warehouse | Interior Lighting | NC | 183.1401 | 361.1164 | 177.9764 | 0 | 0 | 0 | 0 | 0 | 0 | 0
| Repl Scre_Com, E/G - IntL | E | Yes | Warehouse | Interior Lighting | RET | 636.3755 | 1244.3264 | 607.9509 | 0 | 0 | 0 | 0 | 0 | 0 | 0
| Repl Scre_Com, E/G - IntL | E | Yes | Warehouse | Interior Lighting | REPL | 9399.5635 | 18379.2811 | 8979.7176 | 0 | 0 | 0 | 0 | 0 | 0 | 0
| Repl Scre_Com, E/O - IntL | E | Yes | Warehouse | Interior Lighting | NC | 41.6823 | 82.1894 | 40.5071 | 0 | 0 | 0 | 0 | 0 | 0 | 0
| Repl Scre_Com, E/O - IntL | E | Yes | Warehouse | Interior Lighting | RET | 144.8379 | 283.2063 | 138.3685 | 0 | 0 | 0 | 0 | 0 | 0 | 0
| Repl Scre_Com, E/O - IntL | E | Yes | Warehouse | Interior Lighting | REPL | 2139.3228 | 4183.0895 | 2043.7667 | 0 | 0 | 0 | 0 | 0 | 0 | 0
| Repl Scre_Com, E/P - IntL | E | Yes | Warehouse | Interior Lighting | NC | 5.4237 | 10.6944 | 5.2707 | 0 | 0 | 0 | 0 | 0 | 0 | 0
| Repl Scre_Com, E/P - IntL | E | Yes | Warehouse | Interior Lighting | RET | 18.8461 | 36.8504 | 18.0043 | 0 | 0 | 0 | 0 | 0 | 0 | 0
| Repl Scre_Com, E/P - IntL | E | Yes | Warehouse | Interior Lighting | REPL | 278.366 | 544.2983 | 265.9323 | 0 | 0 | 0 | 0 | 0 | 0 | 0
| Lin LED Fixture_Com, E - IntL [No Heat] | E | Yes | Warehouse | Interior Lighting | NC | 32.2355 | 63.5621 | 94.3738 | 124.6897 | 153.1932 | 181.1266 | 208.8431 | 235.8392 | 262.8146 | 290.0294
| Lin LED Fixture_Com, E - IntL [No Heat] | E | Yes | Warehouse | Interior Lighting | RET | 268.5855 | 505.118 | 728.6605 | 939.7653 | 1137.4851 | 1323.3308 | 1491.6913 | 1648.445 | 1805.2368 | 1958.4149
| Lin LED Fixture_Com, E - IntL [No Heat] | E | Yes | Warehouse | Interior Lighting | REPL | 199.3967 | 351.789 | 488.4947 | 608.5344 | 710.1691 | 793.0741 | 854.1791 | 895.3234 | 924.7836 | 942.0799
| Lin LED Fixture_Com, E - IntL [Electric Heat] | E | Yes | Warehouse | Interior Lighting | NC | 13.7326 | 27.0779 | 40.204 | 53.1187 | 65.2614 | 77.1613 | 88.9687 | 100.4693 | 111.961 | 123.5547
| Lin LED Fixture_Com, E - IntL [Electric Heat] | E | No | Warehouse | Interior Lighting | RET | 114.4194 | 215.184 | 310.4148 | 400.347 | 484.5771 | 563.7488 | 635.4716 | 702.2499 | 769.0443 | 834.2993
| Lin LED Fixture_Com, E - IntL [Electric Heat] | E | Yes | Warehouse | Interior Lighting | REPL | 84.9445 | 149.8647 | 208.1024 | 259.2402 | 302.5373 | 337.8555 | 363.8867 | 381.4144 | 393.9647 | 401.333
| Lin LED Fixture_Com, E/G - IntL | E | Yes | Warehouse | Interior Lighting | NC | 111.4526 | 219.7628 | 326.2927 | 431.1081 | 529.6575 | 626.2358 | 722.0641 | 815.4019 | 908.6678 | 1002.7616
| Lin LED Fixture_Com, E/G - IntL | E | Yes | Warehouse | Interior Lighting | RET | 928.6204 | 1746.4194 | 2519.3058 | 3249.1899 | 3932.7957 | 4575.3476 | 5157.4454 | 5699.4134 | 6241.513 | 6771.118
| Lin LED Fixture_Com, E/G - IntL | E | Yes | Warehouse | Interior Lighting | REPL | 689.4038 | 1216.2923 | 1688.9453 | 2103.9761 | 2455.3728 | 2742.0128 | 2953.2801 | 3095.5344 | 3197.3914 | 3257.1924
| Lin LED Fixture_Com, E/O - IntL | E | Yes | Warehouse | Interior Lighting | NC | 25.3664 | 50.0176 | 74.2636 | 98.1194 | 120.549 | 142.5301 | 164.3404 | 185.5839 | 206.8111 | 228.2266
| Lin LED Fixture_Com, E/O - IntL | E | No | Warehouse | Interior Lighting | RET | 211.3522 | 397.4817 | 573.3892 | 739.5094 | 895.0968 | 1041.3404 | 1173.8248 | 1297.1757 | 1420.5565 | 1541.0936
| Lin LED Fixture_Com, E/O - IntL | E | Yes | Warehouse | Interior Lighting | REPL | 156.907 | 276.8258 | 384.4007 | 478.861 | 558.8382 | 624.0769 | 672.1609 | 704.5377 | 727.7202 | 741.3308
| Lin LED Fixture_Com, E/P - IntL | E | No | Warehouse | Interior Lighting | NC | 3.3006 | 6.5082 | 9.6631 | 12.7672 | 15.6857 | 18.5458 | 21.3838 | 24.1479 | 26.91 | 29.6966
| Lin LED Fixture_Com, E/P - IntL | E | No | Warehouse | Interior Lighting | RET | 27.5009 | 51.7198 | 74.6087 | 96.224 | 116.4689 | 135.4979 | 152.7366 | 168.7869 | 184.841 | 200.5251
| Lin LED Fixture_Com, E/P - IntL | E | No | Warehouse | Interior Lighting | REPL | 20.4165 | 36.0202 | 50.0177 | 62.3088 | 72.7153 | 81.2041 | 87.4607 | 91.6736 | 94.69 | 96.461
| LED Tube Repl_Com, E - IntL [No Heat] | E | Yes | Warehouse | Interior Lighting | RET | 1689.8065 | 3177.9519 | 4584.3699 | 5912.5368 | 7156.4915 | 8441.9622 | 9720.7049 | 11026.6485 | 12349.47 | 13656.788
| LED Tube Repl_Com, E - IntL [No Heat] | E | Yes | Warehouse | Interior Lighting | REPL | 1842.3192 | 3250.3426 | 4513.4307 | 5622.533 | 6561.5834 | 7454.2932 | 8267.9167 | 9025.3755 | 9720.4185 | 10337.8602
| LED Tube Repl_Com, E - IntL [Electric Heat] | E | Yes | Warehouse | Interior Lighting | RET | 719.8702 | 1353.8312 | 1952.9758 | 2518.7847 | 3048.7187 | 3596.3388 | 4141.0927 | 4697.4344 | 5260.9662 | 5817.8934
| LED Tube Repl_Com, E - IntL [Electric Heat] | E | Yes | Warehouse | Interior Lighting | REPL | 784.8417 | 1384.6702 | 1922.7551 | 2395.2409 | 2795.2834 | 3175.5844 | 3522.1941 | 3844.8772 | 4140.9707 | 4404.0055
| LED Tube Repl_Com, E/G - IntL | E | Yes | Warehouse | Interior Lighting | RET | 5842.4187 | 10987.6042 | 15850.2219 | 20442.29 | 24743.1991 | 29187.6476 | 33608.8341 | 38124.0666 | 42697.6537 | 47217.6381
| LED Tube Repl_Com, E/G - IntL | E | Yes | Warehouse | Interior Lighting | REPL | 6369.7234 | 11237.8915 | 15604.953 | 19439.6169 | 22686.335 | 25772.8331 | 28585.8943 | 31204.7687 | 33607.8442 | 35742.6168
| LED Tube Repl_Com, E/O - IntL | E | Yes | Warehouse | Interior Lighting | RET | 1329.7234 | 2500.7578 | 3607.4804 | 4652.6264 | 5631.5051 | 6643.0531 | 7649.3068 | 8676.9651 | 9717.9048 | 10746.6447
| LED Tube Repl_Com, E/O - IntL | E | Yes | Warehouse | Interior Lighting | REPL | 1449.7369 | 2557.7228 | 3551.6577 | 4424.4199 | 5163.3667 | 5865.8478 | 6506.0952 | 7102.1461 | 7649.0815 | 8134.9517
| LED Tube Repl_Com, E/P - IntL | E | Yes | Warehouse | Interior Lighting | RET | 173.0219 | 325.3954 | 469.4008 | 605.3939 | 732.7643 | 864.3857 | 995.3181 | 1129.0357 | 1264.4815 | 1398.3398
| LED Tube Repl_Com, E/P - IntL | E | Yes | Warehouse | Interior Lighting | REPL | 188.6379 | 332.8076 | 462.1372 | 575.6999 | 671.8507 | 763.2567 | 846.5649 | 924.1223 | 995.2888 | 1058.5096
| Repl pin CFL wLED_Com, E - IntL [No Heat] | E | Yes | Warehouse | Interior Lighting | RET | 19.2344 | 36.4351 | 52.9425 | 68.7723 | 83.8276 | 100.3835 | 117.762 | 136.3622 | 155.9969 | 175.4815
| Repl pin CFL wLED_Com, E - IntL [No Heat] | E | Yes | Warehouse | Interior Lighting | REPL | 34.3219 | 60.5531 | 84.0841 | 104.7464 | 122.2406 | 140.4119 | 158.5968 | 177.2945 | 196.3749 | 215.3832
| Repl pin CFL wLED_Com, E - IntL [Electric Heat] | E | Yes | Warehouse | Interior Lighting | RET | 8.194 | 15.5216 | 22.5539 | 29.2975 | 35.7112 | 42.7641 | 50.1675 | 58.0913 | 66.4558 | 74.7564
| Repl pin CFL wLED_Com, E - IntL [Electric Heat] | E | Yes | Warehouse | Interior Lighting | REPL | 14.6214 | 25.7961 | 35.8204 | 44.6227 | 52.0754 | 59.8165 | 67.5634 | 75.5288 | 83.6572 | 91.7548
| Repl pin CFL wLED_Com, E/G - IntL | E | Yes | Warehouse | Interior Lighting | RET | 66.5018 | 125.9725 | 183.0458 | 237.7767 | 289.8295 | 347.0709 | 407.1559 | 471.4654 | 539.3511 | 606.7181
| Repl pin CFL wLED_Com, E/G - IntL | E | Yes | Warehouse | Interior Lighting | REPL | 118.6663 | 209.3591 | 290.7163 | 362.1551 | 422.6406 | 485.4667 | 548.3402 | 612.9866 | 678.9562 | 744.6762
| Repl pin CFL wLED_Com, E/O - IntL | E | Yes | Warehouse | Interior Lighting | RET | 15.1357 | 28.6711 | 41.6609 | 54.1175 | 65.9647 | 78.9927 | 92.6679 | 107.3046 | 122.7553 | 138.0879
| Repl pin CFL wLED_Com, E/O - IntL | E | Yes | Warehouse | Interior Lighting | REPL | 27.0082 | 47.6497 | 66.1665 | 82.4258 | 96.1922 | 110.4913 | 124.8012 | 139.5146 | 154.5291 | 169.4869
| Repl pin CFL wLED_Com, E/P - IntL | E | Yes | Warehouse | Interior Lighting | RET | 1.9694 | 3.7306 | 5.4209 | 7.0417 | 8.5832 | 10.2784 | 12.0578 | 13.9623 | 15.9728 | 17.9678
| Repl pin CFL wLED_Com, E/P - IntL | E | Yes | Warehouse | Interior Lighting | REPL | 3.5143 | 6.2001 | 8.6095 | 10.7251 | 12.5164 | 14.377 | 16.239 | 18.1535 | 20.1071 | 22.0534
| Refrig Case LED_Com, E - IntL | E | Yes | Warehouse | Interior Lighting | NC | 59.9526 | 118.2149 | 175.5194 | 231.9018 | 284.9135 | 336.865 | 388.4129 | 438.6213 | 488.7908 | 539.4058
| Refrig Case LED_Com, E - IntL | E | Yes | Warehouse | Interior Lighting | RET | 307.7035 | 586.9651 | 858.9535 | 1123.6564 | 1379.1506 | 1626.6382 | 1857.6912 | 2079.388 | 2323.7338 | 2583.5022
| Refrig Case LED_Com, E - IntL | E | Yes | Warehouse | Interior Lighting | REPL | 384.6294 | 678.5889 | 942.2896 | 1173.8419 | 1369.8918 | 1529.8128 | 1647.6822 | 1727.0482 | 1808.2886 | 1889.4622
| Refrig Case Ctrls_Com, E - IntL | E | Yes | Warehouse | Interior Lighting | RET | 240.9983 | 471.2321 | 707.2717 | 949.079 | 1194.7581 | 1445.2635 | 1691.4427 | 1940.0854 | 1948.4081 | 1962.308
| Stair Occ Sensor_Com, E - IntL [No Heat] | E | Yes | Warehouse | Interior Lighting | NC | 21.5057 | 42.405 | 62.9608 | 83.1858 | 102.2017 | 120.8372 | 139.3281 | 157.3384 | 175.3348 | 193.4909
| Stair Occ Sensor_Com, E - IntL [No Heat] | E | Yes | Warehouse | Interior Lighting | RET | 165.5651 | 323.7349 | 485.8933 | 652.0141 | 820.7948 | 992.8912 | 1162.0155 | 1332.8323 | 1504.115 | 1671.834
| Stair Occ Sensor_Com, E - IntL [Electric Heat] | E | Yes | Warehouse | Interior Lighting | NC | 9.1616 | 18.0648 | 26.8218 | 35.4378 | 43.5387 | 51.4776 | 59.3548 | 67.0273 | 74.6939 | 82.4286
| Stair Occ Sensor_Com, E - IntL [Electric Heat] | E | Yes | Warehouse | Interior Lighting | RET | 70.532 | 137.9135 | 206.9942 | 277.7629 | 349.6647 | 422.9791 | 495.0273 | 567.7965 | 640.7642 | 712.2137
| Stair Occ Sensor_Com, E/G - IntL | E | Yes | Warehouse | Interior Lighting | NC | 74.3548 | 146.6131 | 217.6837 | 287.6105 | 353.357 | 417.7885 | 481.7196 | 543.9893 | 606.2108 | 668.9848
| Stair Occ Sensor_Com, E/G - IntL | E | Yes | Warehouse | Interior Lighting | RET | 572.4326 | 1119.2967 | 1679.9509 | 2254.3052 | 2837.8556 | 3432.87 | 4017.6086 | 4608.1986 | 5200.3997 | 5780.2795
| Stair Occ Sensor_Com, E/O - IntL | E | No | Warehouse | Interior Lighting | NC | 16.923 | 33.3689 | 49.5444 | 65.4596 | 80.4234 | 95.0879 | 109.6385 | 123.8109 | 137.9724 | 152.2597
| Stair Occ Sensor_Com, E/O - IntL | E | No | Warehouse | Interior Lighting | RET | 130.2846 | 254.7498 | 382.3536 | 513.0756 | 645.8906 | 781.3147 | 914.4001 | 1048.8172 | 1183.6011 | 1315.5806
| Stair Occ Sensor_Com, E/P - IntL | E | No | Warehouse | Interior Lighting | NC | 2.202 | 4.3419 | 6.4467 | 8.5175 | 10.4646 | 12.3727 | 14.266 | 16.1101 | 17.9528 | 19.8118
| Stair Occ Sensor_Com, E/P - IntL | E | No | Warehouse | Interior Lighting | RET | 16.9525 | 33.1477 | 49.7514 | 66.7607 | 84.0425 | 101.6637 | 118.9806 | 136.4708 | 154.0087 | 171.1817
| Int Delamping_Com, E - IntL [No Heat] | E | Yes | Warehouse | Interior Lighting | RET | 15.6511 | 30.6031 | 45.9321 | 61.6357 | 77.5908 | 93.8592 | 109.8468 | 125.9943 | 142.1859 | 158.0406
| Int Delamping_Com, E - IntL [Electric Heat] | E | Yes | Warehouse | Interior Lighting | RET | 6.6675 | 13.0371 | 19.5674 | 26.2573 | 33.0542 | 39.9847 | 46.7955 | 53.6745 | 60.5722 | 67.3265
| Int Delamping_Com, E/G - IntL | E | Yes | Warehouse | Interior Lighting | RET | 54.1128 | 105.8085 | 158.8079 | 213.1023 | 268.266 | 324.5135 | 379.7896 | 435.6188 | 491.6003 | 546.4171
| Int Delamping_Com, E/O - IntL | E | Yes | Warehouse | Interior Lighting | RET | 12.316 | 24.0818 | 36.1444 | 48.5017 | 61.0568 | 73.8587 | 86.4394 | 99.146 | 111.8873 | 124.3635
| Int Delamping_Com, E/P - IntL | E | Yes | Warehouse | Interior Lighting | RET | 1.6025 | 3.1335 | 4.7031 | 6.311 | 7.9446 | 9.6104 | 11.2474 | 12.9008 | 14.5586 | 16.182
| Int Ltg Dsgn_Com, E - IntL [No Heat] | E | Yes | Warehouse | Interior Lighting | NC | 61.6613 | 121.5841 | 180.5219 | 238.5111 | 293.0337 | 346.4658 | 399.483 | 451.1223 | 502.7217 | 554.7792
| Int Ltg Dsgn_Com, E - IntL [Electric Heat] | E | Yes | Warehouse | Interior Lighting | NC | 26.2682 | 51.7957 | 76.9037 | 101.6075 | 124.8346 | 147.597 | 170.1827 | 192.1815 | 214.1632 | 236.3401
| Int Ltg Dsgn_Com, E/G - IntL | E | Yes | Warehouse | Interior Lighting | NC | 213.1908 | 420.3706 | 624.145 | 824.6399 | 1013.149 | 1197.8877 | 1381.1918 | 1559.7319 | 1738.1344 | 1918.1205
| Int Ltg Dsgn_Com, E/O - IntL | E | Yes | Warehouse | Interior Lighting | NC | 48.5218 | 95.6756 | 142.0542 | 187.6865 | 230.5908 | 272.637 | 314.3566 | 354.992 | 395.5961 | 436.5606
| Int Ltg Dsgn_Com, E/P - IntL | E | Yes | Warehouse | Interior Lighting | NC | 6.3136 | 12.4492 | 18.4839 | 24.4215 | 30.0042 | 35.4752 | 40.9037 | 46.1911 | 51.4745 | 56.8047

## Table D4
Table D4. Cumulative Gas Savings by Technology - Downstate
Return to List of Tables
Cumulative BBtu Saved
| Measure Name | Primary Fuel - Electric (E), Gas (G), Oil (O), or Propane (P) | Cost Effective? | Building Type | End Use | New Construction (NC), Replacement (REPL), or Retrofit (RET) | 2020 | 2021 | 2022 | 2023 | 2024 | 2025 | 2026 | 2027 | 2028 | 2029
| DCV_Com, G - Heat [Building w Gas Heat] | G | Yes | Small Office | Space Heating | RET | 17.3991 | 34.7761 | 52.1571 | 69.4201 | 86.6479 | 103.8833 | 121.1714 | 138.5252 | 155.9803 | 173.522
| Optimized Unitary AC Sys_Com, G - Heat [Building w Gas Heat] | G | Yes | Small Office | Space Heating | NC | 6.607 | 12.8677 | 18.9299 | 24.7422 | 30.2896 | 35.674 | 41.0193 | 46.3552 | 51.6989 | 57.0249
| Cool Roof_Com, G - Heat [Building w Gas Heat] | G | No | Small Office | Space Heating | NC | -0.36135 | -0.70376 | -1.0353 | -1.3532 | -1.6566 | -1.9511 | -2.2434 | -2.5353 | -2.8275 | -3.1188
| Cool Roof_Com, G - Heat [Building w Gas Heat] | G | No | Small Office | Space Heating | RET | -1.8866 | -3.7708 | -5.6554 | -7.5272 | -9.3952 | -11.2641 | -13.1386 | -15.0203 | -16.913 | -18.815
| Programmable TStat_Com, G - Heat [Building w Gas Heat] | G | Yes | Small Office | Space Heating | NC | 0 | 0 | 0 | 0 | 0 | 0 | 0 | 0 | 0 | 0
| Programmable TStat_Com, G - Heat [Building w Gas Heat] | G | Yes | Small Office | Space Heating | RET | 0 | 0 | 0 | 0 | 0 | 0 | 0 | 0 | 0 | 0
| Smart TStat_Com, G - Heat [Building w Gas Heat] | G | Yes | Small Office | Space Heating | NC | 0.91074 | 1.7738 | 2.6094 | 3.4106 | 4.1753 | 4.9175 | 5.6543 | 6.3899 | 7.1265 | 7.8606
| Smart TStat_Com, G - Heat [Building w Gas Heat] | G | Yes | Small Office | Space Heating | RET | 3.3435 | 6.6827 | 10.0227 | 13.34 | 16.6505 | 19.9625 | 23.2846 | 26.6194 | 29.9736 | 33.3445
| Boiler Blowdown Controls_Com, G - Heat | G | No | Small Office | Space Heating | RET | 2.3594 | 4.7159 | 7.0729 | 9.4138 | 11.75 | 11.7278 | 11.7158 | 11.7121 | 11.7381 | 11.7807
| Boiler Modifications_Com, G - Heat | G | Yes | Small Office | Space Heating | RET | 7.4016 | 14.7939 | 22.1879 | 29.5316 | 36.8603 | 44.1924 | 51.5468 | 58.9291 | 61.2057 | 61.2729
| Boilers_Com, G - Heat | G | Yes | Small Office | Space Heating | NC | 2.3067 | 4.4924 | 6.6089 | 8.6381 | 10.5749 | 12.4547 | 14.3209 | 16.1838 | 18.0494 | 19.9089
| Boilers_Com, G - Heat | G | No | Small Office | Space Heating | RET | 17.3023 | 33.3164 | 48.1607 | 61.8238 | 74.4599 | 86.1754 | 97.0656 | 107.1962 | 116.6393 | 125.4339
| Boilers_Com, G - Heat | G | Yes | Small Office | Space Heating | REPL | 9.4454 | 16.9922 | 23.5971 | 29.2201 | 33.8963 | 37.6389 | 40.4545 | 42.3386 | 43.2862 | 43.2862
| Furnace_Com, G - Heat | G | Yes | Small Office | Space Heating | NC | 1.1707 | 2.28 | 3.3542 | 4.3841 | 5.367 | 6.3211 | 7.2682 | 8.2137 | 9.1605 | 10.1042
| Furnace_Com, G - Heat | G | No | Small Office | Space Heating | RET | 7.2698 | 14.0899 | 20.4978 | 26.4761 | 32.0803 | 37.3469 | 42.3092 | 46.9881 | 51.4089 | 55.5821
| Furnace_Com, G - Heat | G | Yes | Small Office | Space Heating | REPL | 5.2106 | 9.3738 | 13.0175 | 16.1194 | 18.6991 | 20.7638 | 22.317 | 23.3564 | 23.8791 | 23.8791
| Unit Heater_Com, G - Heat | G | Yes | Small Office | Space Heating | NC | 0.21021 | 0.40941 | 0.60229 | 0.78722 | 0.96372 | 1.135 | 1.3051 | 1.4749 | 1.6449 | 1.8144
| Unit Heater_Com, G - Heat | G | No | Small Office | Space Heating | RET | 1.7022 | 3.2679 | 4.71 | 6.029 | 7.2412 | 8.358 | 9.3896 | 10.3432 | 11.2965 | 12.249
| Unit Heater_Com, G - Heat | G | Yes | Small Office | Space Heating | REPL | 1.2659 | 2.2773 | 3.1625 | 3.9161 | 4.5428 | 5.0443 | 5.4217 | 5.6742 | 5.8532 | 5.9578
| Energy Recovery Ventilator_Com, G - Heat | G | Yes | Small Office | Space Heating | NC | 1.413 | 2.752 | 4.0485 | 5.2916 | 6.478 | 7.6296 | 8.7727 | 9.9139 | 11.0568 | 12.1958
| Energy Recovery Ventilator_Com, G - Heat | G | Yes | Small Office | Space Heating | RET | 12.2955 | 23.5316 | 33.815 | 43.1605 | 51.6941 | 59.5058 | 66.6754 | 73.6692 | 80.5172 | 87.2273
| Energy Recovery Ventilator_Com, G - Heat | G | Yes | Small Office | Space Heating | REPL | 9.6435 | 17.3485 | 24.092 | 29.8329 | 34.6072 | 38.4283 | 41.3029 | 43.5472 | 45.1596 | 46.1319
| Forced Air Heating Maintenance_Com, G - Heat | G | No | Small Office | Space Heating | RET | 0.13744 | 0.2747 | 0.412 | 0.54836 | 0.68444 | 0.68315 | 0.68245 | 0.68223 | 0.68375 | 0.68623
| Infrared Heater_Com, G - Heat | G | Yes | Small Office | Space Heating | NC | 0.060628 | 0.11808 | 0.17371 | 0.22704 | 0.27795 | 0.32736 | 0.37641 | 0.42537 | 0.47441 | 0.52328
| Infrared Heater_Com, G - Heat | G | Z | Small Office | Space Heating | RET | 0 | 0 | 0 | 0 | 0 | 0 | 0 | 0 | 0 | 0
| Infrared Heater_Com, G - Heat | G | Yes | Small Office | Space Heating | REPL | 0.36509 | 0.65679 | 0.91209 | 1.1294 | 1.3102 | 1.4548 | 1.5637 | 1.6365 | 1.7387 | 1.8706
| Steam Trap Maintenance_Com, G - Heat | G | Yes | Small Office | Space Heating | RET | 2.9295 | 5.8552 | 8.7817 | 11.6883 | 14.5889 | 17.4908 | 17.4721 | 17.4682 | 17.4807 | 17.5276
| Windows_Com, G - Heat [Building w Gas Heat] | G | No | Small Office | Space Heating | NC | 1.6122 | 3.1399 | 4.6191 | 6.0374 | 7.391 | 8.7049 | 10.0092 | 11.3112 | 12.6151 | 13.9147
| Window Film_Com, G - Heat [Building w Gas Heat] | G | No | Small Office | Space Heating | RET | 0 | 0 | 0 | 0 | 0 | 0 | 0 | 0 | 0 | 0
| Kitchen DCV_Com, G - Heat [Building w Gas Heat] | G | Yes | Small Office | Space Heating | NC | 0.065326 | 0.12723 | 0.18717 | 0.24464 | 0.29949 | 0.35273 | 0.40558 | 0.45833 | 0.51117 | 0.56383
| Kitchen DCV_Com, G - Heat [Building w Gas Heat] | G | Yes | Small Office | Space Heating | RET | 0.62194 | 1.1853 | 1.6964 | 2.1569 | 2.5736 | 2.9518 | 3.2958 | 3.6187 | 3.923 | 4.2101
| Kitchen DCV_Com, G - Heat [Building w Gas Heat] | G | Yes | Small Office | Space Heating | REPL | 0.44583 | 0.80205 | 1.1138 | 1.3792 | 1.5999 | 1.7766 | 1.9095 | 2.0053 | 2.064 | 2.085
| Duct Sealing Regulated_Com, G - Heat [Building w Gas Heat] | G | Yes | Small Office | Space Heating | RET | 6.2516 | 12.4953 | 18.7405 | 24.9432 | 31.1332 | 37.326 | 43.5378 | 49.7731 | 56.0449 | 62.3478
| Clothes Washer Elec WH_Com, G - Oth [unit w/ gas dry - Dryer] | G | Yes | Small Office | Other | NC | 8.4704e-05 | 0.00016497 | 0.00024269 | 0.0003172 | 0.00038832 | 0.00045735 | 0.00052588 | 0.00051028 | 0.00049991 | 0.00049256
| Clothes Washer Elec WH_Com, G - Oth [unit w/ gas dry - Dryer] | G | Yes | Small Office | Other | REPL | 0.0012387 | 0.0024759 | 0.0037134 | 0.0049424 | 0.006169 | 0.0073961 | 0.0086269 | 0.0086237 | 0.0086293 | 0.0086407
| Clothes Washer Gas WH_Com, G - HWat [unit w/ elec dry - Water Heater] | G | Yes | Small Office | Water Heating | NC | 0.007943 | 0.01547 | 0.022758 | 0.029746 | 0.036415 | 0.042888 | 0.049314 | 0.047851 | 0.046879 | 0.04619
| Clothes Washer Gas WH_Com, G - HWat [unit w/ elec dry - Water Heater] | G | Yes | Small Office | Water Heating | REPL | 0.11616 | 0.23218 | 0.34822 | 0.46347 | 0.57849 | 0.69356 | 0.80898 | 0.80868 | 0.8092 | 0.81028
| Clothes Washer Gas WH_Com, G - Oth [unit w/ gas dry - Dryer] | G | Yes | Small Office | Other | NC | 0.00066069 | 0.0012868 | 0.001893 | 0.0024742 | 0.0030289 | 0.0035674 | 0.0041019 | 0.0039802 | 0.0038993 | 0.003842
| Clothes Washer Gas WH_Com, G - Oth [unit w/ gas dry - Dryer] | G | Yes | Small Office | Other | REPL | 0.0096622 | 0.019312 | 0.028964 | 0.038551 | 0.048118 | 0.057689 | 0.06729 | 0.067265 | 0.067308 | 0.067397
| Clothes Washer Gas WH_Com, G - HWat [unit w/ gas dry - Water Heater] | G | Yes | Small Office | Water Heating | NC | 0.030978 | 0.060332 | 0.088756 | 0.11601 | 0.14202 | 0.16726 | 0.19233 | 0.18662 | 0.18283 | 0.18014
| Clothes Washer Gas WH_Com, G - HWat [unit w/ gas dry - Water Heater] | G | Yes | Small Office | Water Heating | REPL | 0.45303 | 0.90549 | 1.3581 | 1.8075 | 2.2561 | 2.7049 | 3.155 | 3.1539 | 3.1559 | 3.1601
| Clothes Washer Gas WH_Com, G - HWat [unit w/ propane dry - Water Heater] | G | Yes | Small Office | Water Heating | NC | 0.0015886 | 0.003094 | 0.0045516 | 0.0059491 | 0.007283 | 0.0085776 | 0.0098629 | 0.0095702 | 0.0093758 | 0.009238
| Clothes Washer Gas WH_Com, G - HWat [unit w/ propane dry - Water Heater] | G | Yes | Small Office | Water Heating | REPL | 0.023233 | 0.046436 | 0.069644 | 0.092695 | 0.1157 | 0.13871 | 0.1618 | 0.16174 | 0.16184 | 0.16206
| Clothes Washer Oil WH_Com, G - Oth [unit w/ gas dry - Dryer] | G | Yes | Small Office | Other | NC | 3.3881e-05 | 6.5987e-05 | 9.7075e-05 | 0.00012688 | 0.00015533 | 0.00018294 | 0.00021035 | 0.00020411 | 0.00019997 | 0.00019703
| Clothes Washer Oil WH_Com, G - Oth [unit w/ gas dry - Dryer] | G | Yes | Small Office | Other | REPL | 0.0004955 | 0.00099037 | 0.0014854 | 0.001977 | 0.0024676 | 0.0029584 | 0.0034508 | 0.0034495 | 0.0034517 | 0.0034563
| Clothes Washer Propane WH_Com, G - Oth [unit w/ gas dry - Dryer] | G | Yes | Small Office | Other | NC | 1.6941e-05 | 3.2994e-05 | 4.8538e-05 | 6.3441e-05 | 7.7665e-05 | 9.1471e-05 | 0.00010518 | 0.00010206 | 9.9983e-05 | 9.8513e-05
| Clothes Washer Propane WH_Com, G - Oth [unit w/ gas dry - Dryer] | G | Yes | Small Office | Other | REPL | 0.00024775 | 0.00049518 | 0.00074268 | 0.00098849 | 0.0012338 | 0.0014792 | 0.0017254 | 0.0017247 | 0.0017259 | 0.0017281
| Dishwasher_Com, G - HWat [Building w gas WH] | G | Yes | Small Office | Water Heating | NC | 0.0067733 | 0.013192 | 0.019406 | 0.025365 | 0.031052 | 0.036572 | 0.042052 | 0.047522 | 0.053001 | 0.058461
| Dishwasher_Com, G - HWat [Building w gas WH] | G | Yes | Small Office | Water Heating | REPL | 0.054814 | 0.10956 | 0.16431 | 0.2187 | 0.27297 | 0.32727 | 0.38174 | 0.43641 | 0.4914 | 0.54666
| Faucet Aerator_Com, G - HWat | G | Yes | Small Office | Water Heating | RET | 1.2893 | 2.5769 | 3.8648 | 5.144 | 6.4206 | 7.6977 | 8.9787 | 10.2646 | 11.5581 | 12.8579
| Pre Rinse Sprayers_Com, G - HWat | G | Yes | Small Office | Water Heating | RET | 0.082178 | 0.16425 | 0.24634 | 0.25438 | 0.26234 | 0.26164 | 0.2617 | 0.26222 | 0.26325 | 0.26447
| FF Storage Water Heater_Com, G - HWat | G | No | Small Office | Water Heating | NC | 0.18119 | 0.35288 | 0.51912 | 0.67852 | 0.83065 | 0.97831 | 1.1249 | 1.2712 | 1.4178 | 1.5638
| FF Storage Water Heater_Com, G - HWat | G | No | Small Office | Water Heating | RET | 1.2669 | 2.4457 | 3.5443 | 4.5609 | 5.5061 | 6.3872 | 7.2106 | 8.0697 | 8.9643 | 9.8919
| FF Storage Water Heater_Com, G - HWat | G | No | Small Office | Water Heating | REPL | 1.2366 | 2.2245 | 3.0892 | 3.8254 | 4.4375 | 4.9275 | 5.2961 | 5.6296 | 5.9285 | 6.1919
| FF Instantaneous Water Heater_Com, G - HWat | G | No | Small Office | Water Heating | NC | 0.30369 | 0.59147 | 0.87012 | 1.1373 | 1.3923 | 1.6398 | 1.8855 | 2.1307 | 2.3764 | 2.6212
| FF Instantaneous Water Heater_Com, G - HWat | G | No | Small Office | Water Heating | RET | 2.1234 | 4.0993 | 5.9407 | 7.6447 | 9.229 | 10.7058 | 12.0859 | 13.3766 | 14.5862 | 15.7188
| FF Instantaneous Water Heater_Com, G - HWat | G | No | Small Office | Water Heating | REPL | 1.5545 | 2.7965 | 3.8835 | 4.8088 | 5.5784 | 6.1944 | 6.6577 | 6.9678 | 7.1238 | 7.1238
| Clothes Dryer_Com, G - Oth | G | Yes | Small Office | Other | NC | 0.0025722 | 0.0050096 | 0.0073697 | 0.0096326 | 0.011792 | 0.013889 | 0.01597 | 0.018047 | 0.020127 | 0.022201
| Clothes Dryer_Com, G - Oth | G | No | Small Office | Other | RET | 0.025056 | 0.047699 | 0.068193 | 0.08661 | 0.10324 | 0.1183 | 0.13196 | 0.14466 | 0.15651 | 0.16757
| Clothes Dryer_Com, G - Oth | G | Yes | Small Office | Other | REPL | 0.018809 | 0.033836 | 0.046989 | 0.058186 | 0.067497 | 0.07495 | 0.080557 | 0.084525 | 0.086847 | 0.087504
| Pnemautic to DDC_Com, G - TotF [Building w Gas Heat] | G | No | Small Office | Total FF | RET | 2.962 | 5.9202 | 8.8792 | 11.818 | 14.7508 | 17.685 | 20.6281 | 23.5823 | 26.5539 | 29.5402
| Data Center_Com, G - TotF [Building w Gas Heat] | G | Yes | Small Office | Total FF | NC | 0 | 0 | 0 | 0 | 0 | 0 | 0 | 0 | 0 | 0
| Data Center_Com, G - TotF [Building w Gas Heat] | G | Yes | Small Office | Total FF | RET | 0 | 0 | 0 | 0 | 0 | 0 | 0 | 0 | 0 | 0
| RCx_Com, G - TotF [Building w Gas Heat] | G | Yes | Small Office | Total FF | RET | 6.0569 | 12.1061 | 18.1567 | 24.1662 | 30.1635 | 36.1634 | 42.1816 | 48.2227 | 48.2423 | 48.2996
| Commissioning_Com, G - TotF [Building w Gas Heat] | G | Yes | Small Office | Total FF | NC | 0 | 0 | 0 | 0 | 0 | 0 | 0 | 0 | 0 | 0
| Integrated Building Design_Com, G - TotF [Building w Gas Heat] | G | Yes | Small Office | Total FF | NC | 0.52862 | 1.0295 | 1.5146 | 1.9796 | 2.4235 | 2.8543 | 3.2819 | 3.7089 | 4.1364 | 4.5625
| Deep Energy Retrofit_Com, G - TotF [Building w Gas Heat] | G | Yes | Small Office | Total FF | RET | 1.8959 | 3.7894 | 5.6833 | 7.5644 | 9.4416 | 11.3197 | 13.2035 | 15.0945 | 16.9965 | 18.9079
| EMS_Com, G - TotF [Building w Gas Heat] | G | Yes | Small Office | Total FF | NC | 1.0302 | 2.0064 | 2.9517 | 3.858 | 4.723 | 5.5626 | 6.396 | 7.228 | 8.0613 | 8.8917
| EMS_Com, G - TotF [Building w Gas Heat] | G | Yes | Small Office | Total FF | RET | 12.8605 | 25.7047 | 38.5519 | 51.3118 | 64.0457 | 76.7853 | 89.5638 | 102.3908 | 115.2927 | 128.2587
| Int Ltg Ctrls_Com, E/G - IntL | E | Yes | Small Office | Interior Lighting | RET | -2.9894 | -5.899 | -8.947 | -11.9615 | -14.9604 | -17.9674 | -20.9405 | -23.9833 | -24.0649 | -24.1602
| Exit Sign RetFit_Com, E/G - IntL | E | Yes | Small Office | Interior Lighting | RET | -0.11488 | -0.2267 | -0.34383 | -0.45967 | -0.57492 | -0.69048 | -0.80473 | -0.92167 | -1.0397 | -1.1552
| LED HiLo Bay_Com, E/G - IntL | E | Yes | Small Office | Interior Lighting | NC | -0.029279 | -0.056753 | -0.083213 | -0.10882 | -0.13304 | -0.1571 | -0.18112 | -0.2045 | -0.2278 | -0.25082
| LED HiLo Bay_Com, E/G - IntL | E | Yes | Small Office | Interior Lighting | RET | -0.2868 | -0.54714 | -0.80151 | -1.0361 | -1.2538 | -1.4574 | -1.6452 | -1.8244 | -1.993 | -2.1635
| LED HiLo Bay_Com, E/G - IntL | E | Yes | Small Office | Interior Lighting | REPL | -0.15641 | -0.27819 | -0.38982 | -0.48445 | -0.56291 | -0.62584 | -0.6725 | -0.70434 | -0.72041 | -0.72942
| Repl Scre_Com, E/G - IntL | E | Yes | Small Office | Interior Lighting | NC | -0.07754 | -0.1503 | -0.072758 | 0 | 0 | 0 | 0 | 0 | 0 | 0
| Repl Scre_Com, E/G - IntL | E | Yes | Small Office | Interior Lighting | RET | -0.40054 | -0.79039 | -0.38985 | 0 | 0 | 0 | 0 | 0 | 0 | 0
| Repl Scre_Com, E/G - IntL | E | Yes | Small Office | Interior Lighting | REPL | -3.9797 | -7.8532 | -3.8735 | 0 | 0 | 0 | 0 | 0 | 0 | 0
| Lin LED Fixture_Com, E/G - IntL | E | Yes | Small Office | Interior Lighting | NC | -0.075811 | -0.14695 | -0.21546 | -0.28176 | -0.34448 | -0.40677 | -0.46897 | -0.5295 | -0.58984 | -0.64943
| Lin LED Fixture_Com, E/G - IntL | E | Yes | Small Office | Interior Lighting | RET | -0.56264 | -1.0675 | -1.555 | -1.9994 | -2.407 | -2.7838 | -3.1272 | -3.4511 | -3.7773 | -4.0957
| Lin LED Fixture_Com, E/G - IntL | E | Yes | Small Office | Interior Lighting | REPL | -0.46894 | -0.83408 | -1.1688 | -1.4525 | -1.6877 | -1.8764 | -2.0163 | -2.1118 | -2.1806 | -2.2209
| LED Tube Repl_Com, E/G - IntL | E | Yes | Small Office | Interior Lighting | RET | -3.5399 | -6.716 | -9.7831 | -12.5794 | -15.1438 | -17.7497 | -20.3578 | -23.0569 | -25.8086 | -28.526
| LED Tube Repl_Com, E/G - IntL | E | Yes | Small Office | Interior Lighting | REPL | -4.3328 | -7.7065 | -10.7989 | -13.4204 | -15.5937 | -17.6254 | -19.4884 | -21.2459 | -22.869 | -24.3099
| Repl pin CFL wLED_Com, E/G - IntL | E | Yes | Small Office | Interior Lighting | RET | -0.041958 | -0.080186 | -0.11767 | -0.15238 | -0.1847 | -0.21965 | -0.25655 | -0.29659 | -0.33912 | -0.38129
| Repl pin CFL wLED_Com, E/G - IntL | E | Yes | Small Office | Interior Lighting | REPL | -0.048596 | -0.086436 | -0.12112 | -0.15052 | -0.1749 | -0.1998 | -0.22487 | -0.25098 | -0.27781 | -0.30452
| Stair Occ Sensor_Com, E/G - IntL | E | Yes | Small Office | Interior Lighting | NC | -0.049833 | -0.096593 | -0.14163 | -0.18521 | -0.22644 | -0.26738 | -0.30827 | -0.34806 | -0.38772 | -0.42689
| Stair Occ Sensor_Com, E/G - IntL | E | Yes | Small Office | Interior Lighting | RET | -0.38365 | -0.75706 | -1.1482 | -1.5351 | -1.92 | -2.3059 | -2.6874 | -3.078 | -3.4721 | -3.8577
| Int Delamping_Com, E/G - IntL | E | Yes | Small Office | Interior Lighting | RET | -0.036808 | -0.072634 | -0.11016 | -0.14728 | -0.18421 | -0.22123 | -0.25784 | -0.29531 | -0.33312 | -0.37012
| Int Ltg Dsgn_Com, E/G - IntL | E | Yes | Small Office | Interior Lighting | NC | -0.066018 | -0.12797 | -0.18763 | -0.24536 | -0.29998 | -0.35422 | -0.40839 | -0.4611 | -0.51365 | -0.56554
| DCV_Com, G - Heat [Building w Gas Heat] | G | Yes | Large Office | Space Heating | RET | 45.5264 | 90.9948 | 136.4741 | 181.6444 | 226.7224 | 271.8205 | 317.0565 | 362.4642 | 408.1373 | 454.0368
| Optimized Unitary AC Sys_Com, G - Heat [Building w Gas Heat] | G | Yes | Large Office | Space Heating | NC | 17.2877 | 33.6695 | 49.5317 | 64.7402 | 79.2556 | 93.3445 | 107.3308 | 121.2928 | 135.2751 | 149.211
| Cool Roof_Com, G - Heat [Building w Gas Heat] | G | No | Large Office | Space Heating | NC | -0.91371 | -1.7795 | -2.6179 | -3.4217 | -4.1889 | -4.9335 | -5.6728 | -6.4107 | -7.1497 | -7.8862
| Cool Roof_Com, G - Heat [Building w Gas Heat] | G | No | Large Office | Space Heating | RET | -4.7704 | -9.5348 | -14.3002 | -19.0333 | -23.7568 | -28.4823 | -33.2223 | -37.9802 | -42.766 | -47.5756
| Programmable TStat_Com, G - Heat [Building w Gas Heat] | G | Yes | Large Office | Space Heating | NC | 0 | 0 | 0 | 0 | 0 | 0 | 0 | 0 | 0 | 0
| Programmable TStat_Com, G - Heat [Building w Gas Heat] | G | Yes | Large Office | Space Heating | RET | 0 | 0 | 0 | 0 | 0 | 0 | 0 | 0 | 0 | 0
| Smart TStat_Com, G - Heat [Building w Gas Heat] | G | Yes | Large Office | Space Heating | NC | 0.61782 | 1.2033 | 1.7701 | 2.3136 | 2.8324 | 3.3359 | 3.8357 | 4.3347 | 4.8344 | 5.3324
| Smart TStat_Com, G - Heat [Building w Gas Heat] | G | Yes | Large Office | Space Heating | RET | 2.2681 | 4.5333 | 6.799 | 9.0494 | 11.2952 | 13.5419 | 15.7955 | 18.0577 | 20.3331 | 22.6198
| Boiler Blowdown Controls_Com, G - Heat | G | No | Large Office | Space Heating | RET | 8.6193 | 17.2276 | 25.838 | 34.3898 | 42.9242 | 42.8432 | 42.7991 | 42.7856 | 42.8808 | 43.0363
| Boiler Modifications_Com, G - Heat | G | Yes | Large Office | Space Heating | RET | 27.0391 | 54.0438 | 81.0549 | 107.8824 | 134.6552 | 161.4399 | 188.3066 | 215.2751 | 223.5916 | 223.8371
| Boilers_Com, G - Heat | G | Yes | Large Office | Space Heating | NC | 8.4265 | 16.4114 | 24.1431 | 31.5561 | 38.6313 | 45.4986 | 52.3159 | 59.1214 | 65.9367 | 72.7295
| Boilers_Com, G - Heat | G | No | Large Office | Space Heating | RET | 63.2074 | 121.7089 | 175.9366 | 225.8496 | 272.0108 | 314.8087 | 354.5921 | 391.6002 | 426.0972 | 458.225
| Boilers_Com, G - Heat | G | Yes | Large Office | Space Heating | REPL | 34.5053 | 62.0744 | 86.2031 | 106.7444 | 123.8271 | 137.4994 | 147.785 | 154.668 | 158.1297 | 158.1297
| Furnace_Com, G - Heat | G | Yes | Large Office | Space Heating | NC | 0.6723 | 1.3094 | 1.9262 | 2.5177 | 3.0822 | 3.6301 | 4.174 | 4.7169 | 5.2607 | 5.8027
| Furnace_Com, G - Heat | G | Yes | Large Office | Space Heating | RET | 4.1749 | 8.0915 | 11.7715 | 15.2047 | 18.4231 | 21.4476 | 24.2973 | 26.9843 | 29.5231 | 31.9197
| Furnace_Com, G - Heat | G | Yes | Large Office | Space Heating | REPL | 2.9924 | 5.3832 | 7.4757 | 9.2571 | 10.7385 | 11.9242 | 12.8162 | 13.4131 | 13.7133 | 13.7133
| Unit Heater_Com, G - Heat | G | Yes | Large Office | Space Heating | NC | 0.24815 | 0.48329 | 0.71097 | 0.92927 | 1.1376 | 1.3398 | 1.5406 | 1.741 | 1.9417 | 2.1417
| Unit Heater_Com, G - Heat | G | Yes | Large Office | Space Heating | RET | 2.0094 | 3.8575 | 5.5598 | 7.1169 | 8.5478 | 9.8661 | 11.0839 | 12.2095 | 13.3349 | 14.4593
| Unit Heater_Com, G - Heat | G | Yes | Large Office | Space Heating | REPL | 1.4943 | 2.6882 | 3.7331 | 4.6227 | 5.3625 | 5.9546 | 6.4 | 6.6981 | 6.9094 | 7.0329
| Energy Recovery Ventilator_Com, G - Heat | G | Yes | Large Office | Space Heating | NC | 3.573 | 6.9587 | 10.237 | 13.3803 | 16.3803 | 19.2921 | 22.1827 | 25.0683 | 27.9581 | 30.8384
| Energy Recovery Ventilator_Com, G - Heat | G | Yes | Large Office | Space Heating | RET | 31.0904 | 59.5019 | 85.5045 | 109.1354 | 130.7134 | 150.4661 | 168.5951 | 186.2797 | 203.5954 | 220.5626
| Energy Recovery Ventilator_Com, G - Heat | G | Yes | Large Office | Space Heating | REPL | 24.3846 | 43.8675 | 60.919 | 75.4353 | 87.5075 | 97.1696 | 104.4384 | 110.1133 | 114.1905 | 116.6489
| Forced Air Heating Maintenance_Com, G - Heat | G | Yes | Large Office | Space Heating | RET | 0.078928 | 0.15776 | 0.2366 | 0.31491 | 0.39306 | 0.39232 | 0.39192 | 0.39179 | 0.39267 | 0.39409
| Infrared Heater_Com, G - Heat | G | Yes | Large Office | Space Heating | NC | 0.088146 | 0.17167 | 0.25255 | 0.3301 | 0.40411 | 0.47594 | 0.54726 | 0.61844 | 0.68974 | 0.76079
| Infrared Heater_Com, G - Heat | G | Z | Large Office | Space Heating | RET | 0 | 0 | 0 | 0 | 0 | 0 | 0 | 0 | 0 | 0
| Infrared Heater_Com, G - Heat | G | Yes | Large Office | Space Heating | REPL | 0.5308 | 0.95491 | 1.3261 | 1.6421 | 1.9049 | 2.1152 | 2.2734 | 2.3793 | 2.5279 | 2.7197
| Steam Trap Maintenance_Com, G - Heat | G | Yes | Large Office | Space Heating | RET | 10.7018 | 21.3899 | 32.0806 | 42.6986 | 53.295 | 63.8961 | 63.8278 | 63.8135 | 63.8591 | 64.0305
| Windows_Com, G - Heat [Building w Gas Heat] | G | No | Large Office | Space Heating | NC | 4.0765 | 7.9395 | 11.6799 | 15.2661 | 18.6889 | 22.0112 | 25.3092 | 28.6015 | 31.8986 | 35.1848
| Window Film_Com, G - Heat [Building w Gas Heat] | G | No | Large Office | Space Heating | RET | 0 | 0 | 0 | 0 | 0 | 0 | 0 | 0 | 0 | 0
| Kitchen DCV_Com, G - Heat [Building w Gas Heat] | G | Yes | Large Office | Space Heating | NC | 0.33575 | 0.65391 | 0.96197 | 1.2573 | 1.5392 | 1.8129 | 2.0845 | 2.3557 | 2.6272 | 2.8979
| Kitchen DCV_Com, G - Heat [Building w Gas Heat] | G | Yes | Large Office | Space Heating | RET | 3.1965 | 6.0921 | 8.719 | 11.0854 | 13.2273 | 15.1709 | 16.9392 | 18.5987 | 20.1625 | 21.6381
| Kitchen DCV_Com, G - Heat [Building w Gas Heat] | G | Yes | Large Office | Space Heating | REPL | 2.2914 | 4.1222 | 5.7245 | 7.0886 | 8.2231 | 9.131 | 9.814 | 10.3067 | 10.6081 | 10.7159
| Duct Sealing Regulated_Com, G - Heat [Building w Gas Heat] | G | Yes | Large Office | Space Heating | RET | 15.8078 | 31.5956 | 47.387 | 63.0712 | 78.7234 | 94.3825 | 110.0895 | 125.8561 | 141.7149 | 157.6523
| Clothes Washer Elec WH_Com, G - Oth [unit w/ gas dry - Dryer] | G | Yes | Large Office | Other | NC | 0.00021418 | 0.00041714 | 0.00061366 | 0.00080208 | 0.00098191 | 0.0011565 | 0.0013297 | 0.0012903 | 0.0012641 | 0.0012455
| Clothes Washer Elec WH_Com, G - Oth [unit w/ gas dry - Dryer] | G | Yes | Large Office | Other | REPL | 0.0031323 | 0.0062606 | 0.0093896 | 0.012497 | 0.015599 | 0.018702 | 0.021814 | 0.021806 | 0.02182 | 0.021849
| Clothes Washer Gas WH_Com, G - HWat [unit w/ elec dry - Water Heater] | G | Yes | Large Office | Water Heating | NC | 0.020085 | 0.039117 | 0.057546 | 0.075215 | 0.092078 | 0.10845 | 0.1247 | 0.121 | 0.11854 | 0.1168
| Clothes Washer Gas WH_Com, G - HWat [unit w/ elec dry - Water Heater] | G | Yes | Large Office | Water Heating | REPL | 0.29373 | 0.58708 | 0.88051 | 1.1719 | 1.4628 | 1.7537 | 2.0456 | 2.0448 | 2.0461 | 2.0489
| Clothes Washer Gas WH_Com, G - Oth [unit w/ gas dry - Dryer] | G | Yes | Large Office | Other | NC | 0.0016706 | 0.0032537 | 0.0047865 | 0.0062562 | 0.0076589 | 0.0090204 | 0.010372 | 0.010064 | 0.0098598 | 0.0097149
| Clothes Washer Gas WH_Com, G - Oth [unit w/ gas dry - Dryer] | G | Yes | Large Office | Other | REPL | 0.024432 | 0.048833 | 0.073239 | 0.09748 | 0.12167 | 0.14587 | 0.17015 | 0.17009 | 0.1702 | 0.17042
| Clothes Washer Gas WH_Com, G - HWat [unit w/ gas dry - Water Heater] | G | Yes | Large Office | Water Heating | NC | 0.07833 | 0.15256 | 0.22443 | 0.29334 | 0.35911 | 0.42294 | 0.48631 | 0.47188 | 0.4623 | 0.4555
| Clothes Washer Gas WH_Com, G - HWat [unit w/ gas dry - Water Heater] | G | Yes | Large Office | Water Heating | REPL | 1.1455 | 2.2896 | 3.434 | 4.5706 | 5.7048 | 6.8396 | 7.9778 | 7.9748 | 7.98 | 7.9906
| Clothes Washer Gas WH_Com, G - HWat [unit w/ propane dry - Water Heater] | G | Yes | Large Office | Water Heating | NC | 0.0040169 | 0.0078234 | 0.011509 | 0.015043 | 0.018416 | 0.021689 | 0.024939 | 0.024199 | 0.023708 | 0.023359
| Clothes Washer Gas WH_Com, G - HWat [unit w/ propane dry - Water Heater] | G | Yes | Large Office | Water Heating | REPL | 0.058746 | 0.11742 | 0.1761 | 0.23439 | 0.29255 | 0.35075 | 0.40912 | 0.40897 | 0.40923 | 0.40977
| Clothes Washer Oil WH_Com, G - Oth [unit w/ gas dry - Dryer] | G | Yes | Large Office | Other | NC | 8.5673e-05 | 0.00016686 | 0.00024546 | 0.00032083 | 0.00039277 | 0.00046259 | 0.0005319 | 0.00051611 | 0.00050563 | 0.0004982
| Clothes Washer Oil WH_Com, G - Oth [unit w/ gas dry - Dryer] | G | Yes | Large Office | Other | REPL | 0.0012529 | 0.0025042 | 0.0037559 | 0.004999 | 0.0062395 | 0.0074807 | 0.0087256 | 0.0087223 | 0.008728 | 0.0087395
| Clothes Washer Propane WH_Com, G - Oth [unit w/ gas dry - Dryer] | G | Yes | Large Office | Other | NC | 4.2836e-05 | 8.3428e-05 | 0.00012273 | 0.00016042 | 0.00019638 | 0.00023129 | 0.00026595 | 0.00025806 | 0.00025282 | 0.0002491
| Clothes Washer Propane WH_Com, G - Oth [unit w/ gas dry - Dryer] | G | Yes | Large Office | Other | REPL | 0.00062646 | 0.0012521 | 0.0018779 | 0.0024995 | 0.0031198 | 0.0037403 | 0.0043628 | 0.0043612 | 0.004364 | 0.0043698
| Dishwasher_Com, G - HWat [Building w gas WH] | G | Yes | Large Office | Water Heating | NC | 0.017127 | 0.033356 | 0.049071 | 0.064138 | 0.078519 | 0.092476 | 0.10633 | 0.12016 | 0.13402 | 0.14782
| Dishwasher_Com, G - HWat [Building w gas WH] | G | Yes | Large Office | Water Heating | REPL | 0.1386 | 0.27703 | 0.41548 | 0.553 | 0.69024 | 0.82754 | 0.96525 | 1.1035 | 1.2425 | 1.3823
| Faucet Aerator_Com, G - HWat | G | Yes | Large Office | Water Heating | RET | 3.26 | 6.5159 | 9.7726 | 13.0071 | 16.235 | 19.4644 | 22.7036 | 25.9551 | 29.2256 | 32.5124
| Pre Rinse Sprayers_Com, G - HWat | G | Yes | Large Office | Water Heating | RET | 0.4002 | 0.7999 | 1.1997 | 1.2388 | 1.2776 | 1.2742 | 1.2745 | 1.277 | 1.282 | 1.288
| FF Storage Water Heater_Com, G - HWat | G | No | Large Office | Water Heating | NC | 0.45815 | 0.89228 | 1.3127 | 1.7157 | 2.1004 | 2.4737 | 2.8444 | 3.2144 | 3.585 | 3.9543
| FF Storage Water Heater_Com, G - HWat | G | No | Large Office | Water Heating | RET | 3.2034 | 6.1842 | 8.9621 | 11.5327 | 13.9228 | 16.1506 | 18.2327 | 20.4049 | 22.667 | 25.0125
| FF Storage Water Heater_Com, G - HWat | G | No | Large Office | Water Heating | REPL | 3.1267 | 5.6249 | 7.8114 | 9.6728 | 11.2207 | 12.4597 | 13.3917 | 14.2351 | 14.9907 | 15.6569
| FF Instantaneous Water Heater_Com, G - HWat | G | No | Large Office | Water Heating | NC | 0.76791 | 1.4956 | 2.2002 | 2.8757 | 3.5205 | 4.1463 | 4.7676 | 5.3878 | 6.0089 | 6.6279
| FF Instantaneous Water Heater_Com, G - HWat | G | No | Large Office | Water Heating | RET | 5.3693 | 10.3656 | 15.0217 | 19.3303 | 23.3364 | 27.0706 | 30.5603 | 33.8241 | 36.8827 | 39.7465
| FF Instantaneous Water Heater_Com, G - HWat | G | No | Large Office | Water Heating | REPL | 3.9306 | 7.0711 | 9.8197 | 12.1596 | 14.1056 | 15.663 | 16.8347 | 17.6188 | 18.0131 | 18.0131
| Clothes Dryer_Com, G - Oth | G | Yes | Large Office | Other | NC | 0.0065041 | 0.012667 | 0.018635 | 0.024357 | 0.029818 | 0.035119 | 0.040381 | 0.045633 | 0.050894 | 0.056137
| Clothes Dryer_Com, G - Oth | G | No | Large Office | Other | RET | 0.063357 | 0.12061 | 0.17243 | 0.219 | 0.26105 | 0.29912 | 0.33367 | 0.36578 | 0.39574 | 0.42372
| Clothes Dryer_Com, G - Oth | G | Yes | Large Office | Other | REPL | 0.047559 | 0.085559 | 0.11882 | 0.14713 | 0.17067 | 0.18952 | 0.2037 | 0.21373 | 0.2196 | 0.22126
| Pnemautic to DDC_Com, G - TotF [Building w Gas Heat] | G | No | Large Office | Total FF | RET | 7.4897 | 14.9699 | 22.4518 | 29.8829 | 37.2989 | 44.7181 | 52.16 | 59.6302 | 67.144 | 74.6951
| Data Center_Com, G - TotF [Building w Gas Heat] | G | Yes | Large Office | Total FF | NC | 0 | 0 | 0 | 0 | 0 | 0 | 0 | 0 | 0 | 0
| Data Center_Com, G - TotF [Building w Gas Heat] | G | Yes | Large Office | Total FF | RET | 0 | 0 | 0 | 0 | 0 | 0 | 0 | 0 | 0 | 0
| RCx_Com, G - TotF [Building w Gas Heat] | G | Yes | Large Office | Total FF | RET | 20.4206 | 40.8152 | 61.2146 | 81.4755 | 101.6949 | 121.9234 | 142.2138 | 162.5811 | 162.6469 | 162.8403
| Commissioning_Com, G - TotF [Building w Gas Heat] | G | Yes | Large Office | Total FF | NC | 0 | 0 | 0 | 0 | 0 | 0 | 0 | 0 | 0 | 0
| Integrated Building Design_Com, G - TotF [Building w Gas Heat] | G | Yes | Large Office | Total FF | NC | 1.3367 | 2.6033 | 3.8297 | 5.0056 | 6.1279 | 7.2173 | 8.2987 | 9.3782 | 10.4593 | 11.5368
| Deep Energy Retrofit_Com, G - TotF [Building w Gas Heat] | G | Yes | Large Office | Total FF | RET | 4.794 | 9.5818 | 14.3708 | 19.1273 | 23.874 | 28.6229 | 33.3863 | 38.1678 | 42.9772 | 47.8104
| EMS_Com, G - TotF [Building w Gas Heat] | G | Yes | Large Office | Total FF | NC | 2.605 | 5.0734 | 7.4636 | 9.7553 | 11.9425 | 14.0655 | 16.173 | 18.2768 | 20.3837 | 22.4836
| EMS_Com, G - TotF [Building w Gas Heat] | G | Yes | Large Office | Total FF | RET | 32.5191 | 64.9968 | 97.4822 | 129.7469 | 161.9457 | 194.1589 | 226.4706 | 258.9049 | 291.5288 | 324.3144
| Int Ltg Ctrls_Com, E/G - IntL | E | Yes | Large Office | Interior Lighting | RET | -22.4452 | -44.2915 | -67.1768 | -89.8106 | -112.3276 | -134.9048 | -157.2276 | -180.0744 | -180.6873 | -181.4023
| Exit Sign RetFit_Com, E/G - IntL | E | Yes | Large Office | Interior Lighting | RET | -0.86256 | -1.7021 | -2.5816 | -3.4514 | -4.3167 | -5.1843 | -6.0422 | -6.9202 | -7.8063 | -8.6733
| LED HiLo Bay_Com, E/G - IntL | E | Yes | Large Office | Interior Lighting | NC | -0.21984 | -0.42612 | -0.62479 | -0.81705 | -0.99893 | -1.1795 | -1.3599 | -1.5354 | -1.7104 | -1.8832
| LED HiLo Bay_Com, E/G - IntL | E | Yes | Large Office | Interior Lighting | RET | -2.1534 | -4.1081 | -6.018 | -7.7797 | -9.4142 | -10.9428 | -12.3524 | -13.6979 | -14.9645 | -16.2443
| LED HiLo Bay_Com, E/G - IntL | E | Yes | Large Office | Interior Lighting | REPL | -1.1743 | -2.0887 | -2.9269 | -3.6374 | -4.2265 | -4.699 | -5.0494 | -5.2884 | -5.4091 | -5.4767
| Repl Scre_Com, E/G - IntL | E | Yes | Large Office | Interior Lighting | NC | -0.5822 | -1.1285 | -0.54629 | 0 | 0 | 0 | 0 | 0 | 0 | 0
| Repl Scre_Com, E/G - IntL | E | Yes | Large Office | Interior Lighting | RET | -3.0074 | -5.9345 | -2.9271 | 0 | 0 | 0 | 0 | 0 | 0 | 0
| Repl Scre_Com, E/G - IntL | E | Yes | Large Office | Interior Lighting | REPL | -29.8809 | -58.9646 | -29.0836 | 0 | 0 | 0 | 0 | 0 | 0 | 0
| Lin LED Fixture_Com, E/G - IntL | E | Yes | Large Office | Interior Lighting | NC | -0.56922 | -1.1033 | -1.6177 | -2.1156 | -2.5865 | -3.0541 | -3.5211 | -3.9757 | -4.4287 | -4.8762
| Lin LED Fixture_Com, E/G - IntL | E | Yes | Large Office | Interior Lighting | RET | -4.2245 | -8.0149 | -11.6752 | -15.0123 | -18.0727 | -20.9014 | -23.4796 | -25.9121 | -28.361 | -30.7517
| Lin LED Fixture_Com, E/G - IntL | E | Yes | Large Office | Interior Lighting | REPL | -3.521 | -6.2626 | -8.7756 | -10.9059 | -12.672 | -14.0887 | -15.1392 | -15.856 | -16.3725 | -16.6756
| LED Tube Repl_Com, E/G - IntL | E | Yes | Large Office | Interior Lighting | RET | -26.5785 | -50.4258 | -73.4546 | -94.45 | -113.7044 | -133.2703 | -152.8527 | -173.1182 | -193.7792 | -214.1826
| LED Tube Repl_Com, E/G - IntL | E | Yes | Large Office | Interior Lighting | REPL | -32.5318 | -57.8627 | -81.0815 | -100.7645 | -117.0824 | -132.3369 | -146.3248 | -159.5208 | -171.7081 | -182.5266
| Repl pin CFL wLED_Com, E/G - IntL | E | Yes | Large Office | Interior Lighting | RET | -0.31503 | -0.60206 | -0.88352 | -1.1441 | -1.3868 | -1.6492 | -1.9263 | -2.2269 | -2.5462 | -2.8629
| Repl pin CFL wLED_Com, E/G - IntL | E | Yes | Large Office | Interior Lighting | REPL | -0.36488 | -0.64899 | -0.90941 | -1.1302 | -1.3132 | -1.5001 | -1.6884 | -1.8845 | -2.0859 | -2.2864
| Stair Occ Sensor_Com, E/G - IntL | E | Yes | Large Office | Interior Lighting | NC | -0.37416 | -0.72525 | -1.0634 | -1.3906 | -1.7002 | -2.0076 | -2.3146 | -2.6133 | -2.9111 | -3.2052
| Stair Occ Sensor_Com, E/G - IntL | E | Yes | Large Office | Interior Lighting | RET | -2.8806 | -5.6843 | -8.6213 | -11.5261 | -14.4158 | -17.3133 | -20.1782 | -23.1103 | -26.0695 | -28.9649
| Int Delamping_Com, E/G - IntL | E | Yes | Large Office | Interior Lighting | RET | -0.27637 | -0.54536 | -0.82715 | -1.1058 | -1.3831 | -1.6611 | -1.9359 | -2.2173 | -2.5012 | -2.779
| Int Ltg Dsgn_Com, E/G - IntL | E | Yes | Large Office | Interior Lighting | NC | -0.49569 | -0.96081 | -1.4088 | -1.8423 | -2.2524 | -2.6596 | -3.0663 | -3.4621 | -3.8566 | -4.2463
| DCV_Com, G - Heat [Building w Gas Heat] | G | Yes | Education | Space Heating | RET | 62.3769 | 124.6744 | 186.9867 | 248.8756 | 310.6381 | 372.4282 | 434.4073 | 496.6214 | 559.1994 | 622.0875
| Optimized Unitary AC Sys_Com, G - Heat [Building w Gas Heat] | G | Yes | Education | Space Heating | NC | 23.6864 | 46.1314 | 67.8647 | 88.7023 | 108.5902 | 127.8937 | 147.0568 | 166.1864 | 185.3439 | 204.4378
| Cool Roof_Com, G - Heat [Building w Gas Heat] | G | No | Education | Space Heating | NC | -1.2339 | -2.403 | -3.5352 | -4.6206 | -5.6566 | -6.6621 | -7.6604 | -8.6568 | -9.6548 | -10.6494
| Cool Roof_Com, G - Heat [Building w Gas Heat] | G | No | Education | Space Heating | RET | -6.4419 | -12.8755 | -19.3107 | -25.7022 | -32.0806 | -38.4618 | -44.8626 | -51.2877 | -57.7503 | -64.2449
| Programmable TStat_Com, G - Heat [Building w Gas Heat] | G | Yes | Education | Space Heating | NC | 0 | 0 | 0 | 0 | 0 | 0 | 0 | 0 | 0 | 0
| Programmable TStat_Com, G - Heat [Building w Gas Heat] | G | Yes | Education | Space Heating | RET | 0 | 0 | 0 | 0 | 0 | 0 | 0 | 0 | 0 | 0
| Smart TStat_Com, G - Heat [Building w Gas Heat] | G | Yes | Education | Space Heating | NC | 0.75799 | 1.4763 | 2.1717 | 2.8386 | 3.475 | 4.0927 | 4.706 | 5.3181 | 5.9312 | 6.5422
| Smart TStat_Com, G - Heat [Building w Gas Heat] | G | Yes | Education | Space Heating | RET | 2.7827 | 5.5618 | 8.3416 | 11.1025 | 13.8578 | 16.6143 | 19.3793 | 22.1547 | 24.9463 | 27.7518
| Boiler Blowdown Controls_Com, G - Heat | G | No | Education | Space Heating | RET | 11.7594 | 23.5039 | 35.2511 | 46.9186 | 58.5622 | 58.4516 | 58.3915 | 58.373 | 58.5029 | 58.7151
| Boiler Modifications_Com, G - Heat | G | Yes | Education | Space Heating | RET | 36.8898 | 73.7327 | 110.5844 | 147.1856 | 183.7121 | 220.2549 | 256.9095 | 293.7031 | 305.0494 | 305.3844
| Boilers_Com, G - Heat | G | Yes | Education | Space Heating | NC | 11.4964 | 22.3903 | 32.9388 | 43.0525 | 52.7053 | 62.0745 | 71.3754 | 80.6602 | 89.9585 | 99.2259
| Boilers_Com, G - Heat | G | No | Education | Space Heating | RET | 86.2348 | 166.0492 | 240.033 | 308.13 | 371.1084 | 429.4983 | 483.7753 | 534.2661 | 581.3308 | 625.1632
| Boilers_Com, G - Heat | G | Yes | Education | Space Heating | REPL | 47.0761 | 84.6891 | 117.6082 | 145.633 | 168.9392 | 187.5925 | 201.6252 | 211.0159 | 215.7387 | 215.7387
| Furnace_Com, G - Heat | G | Yes | Education | Space Heating | NC | 0.9701 | 1.8894 | 2.7795 | 3.6329 | 4.4474 | 5.238 | 6.0229 | 6.8063 | 7.591 | 8.373
| Furnace_Com, G - Heat | G | Yes | Education | Space Heating | RET | 6.0242 | 11.6757 | 16.9857 | 21.9397 | 26.5837 | 30.9479 | 35.0599 | 38.9372 | 42.6005 | 46.0587
| Furnace_Com, G - Heat | G | Yes | Education | Space Heating | REPL | 4.3178 | 7.7677 | 10.7871 | 13.3575 | 15.4952 | 17.2061 | 18.4932 | 19.3545 | 19.7877 | 19.7877
| Unit Heater_Com, G - Heat | G | Yes | Education | Space Heating | NC | 0.15403 | 0.29999 | 0.44132 | 0.57683 | 0.70616 | 0.83169 | 0.95631 | 1.0807 | 1.2053 | 1.3295
| Unit Heater_Com, G - Heat | G | Yes | Education | Space Heating | RET | 1.2473 | 2.3945 | 3.4512 | 4.4177 | 5.3059 | 6.1242 | 6.8801 | 7.5789 | 8.2774 | 8.9754
| Unit Heater_Com, G - Heat | G | Yes | Education | Space Heating | REPL | 0.92756 | 1.6687 | 2.3173 | 2.8695 | 3.3287 | 3.6962 | 3.9727 | 4.1577 | 4.2889 | 4.3655
| Destratification Fans_Com, G - Heat | G | No | Education | Space Heating | NC | 1.407 | 2.7403 | 4.0314 | 5.2692 | 6.4506 | 7.5973 | 8.7356 | 9.872 | 11.01 | 12.1442
| Destratification Fans_Com, G - Heat | G | No | Education | Space Heating | RET | 6.8591 | 13.3669 | 19.5508 | 25.3856 | 30.9173 | 36.1748 | 41.1847 | 46.7223 | 52.7784 | 59.3285
| Destratification Fans_Com, G - Heat | G | No | Education | Space Heating | REPL | 9.6027 | 17.2751 | 23.99 | 29.7066 | 34.4606 | 38.2656 | 41.128 | 44.1078 | 47.2119 | 50.4391
| Energy Recovery Ventilator_Com, G - Heat | G | Yes | Education | Space Heating | NC | 4.8249 | 9.3968 | 13.8239 | 18.0684 | 22.1195 | 26.0516 | 29.9551 | 33.8517 | 37.754 | 41.6434
| Energy Recovery Ventilator_Com, G - Heat | G | Yes | Education | Space Heating | RET | 41.9837 | 80.35 | 115.4634 | 147.3739 | 176.5124 | 203.186 | 227.667 | 251.5479 | 274.9306 | 297.8428
| Energy Recovery Ventilator_Com, G - Heat | G | Yes | Education | Space Heating | REPL | 32.9284 | 59.2376 | 82.2636 | 101.8662 | 118.1682 | 131.2157 | 141.0312 | 148.6944 | 154.2002 | 157.52
| Forced Air Heating Maintenance_Com, G - Heat | G | No | Education | Space Heating | RET | 0.11389 | 0.22763 | 0.34141 | 0.4544 | 0.56717 | 0.5661 | 0.56552 | 0.56534 | 0.5666 | 0.56865
| Infrared Heater_Com, G - Heat | G | Yes | Education | Space Heating | NC | 0.12298 | 0.23952 | 0.35236 | 0.46055 | 0.56381 | 0.66403 | 0.76353 | 0.86285 | 0.96232 | 1.0615
| Infrared Heater_Com, G - Heat | G | Z | Education | Space Heating | RET | 0 | 0 | 0 | 0 | 0 | 0 | 0 | 0 | 0 | 0
| Infrared Heater_Com, G - Heat | G | Yes | Education | Space Heating | REPL | 0.74057 | 1.3323 | 1.8501 | 2.291 | 2.6577 | 2.9511 | 3.1719 | 3.3196 | 3.527 | 3.7945
| Steam Trap Maintenance_Com, G - Heat | G | Yes | Education | Space Heating | RET | 14.6006 | 29.1826 | 43.768 | 58.2544 | 72.7112 | 87.1744 | 87.0813 | 87.0618 | 87.1239 | 87.3578
| Windows_Com, G - Heat [Building w Gas Heat] | G | No | Education | Space Heating | NC | 5.5049 | 10.7213 | 15.7722 | 20.615 | 25.2371 | 29.7234 | 34.177 | 38.6228 | 43.0752 | 47.5127
| Window Film_Com, G - Heat [Building w Gas Heat] | G | No | Education | Space Heating | RET | 0 | 0 | 0 | 0 | 0 | 0 | 0 | 0 | 0 | 0
| Kitchen DCV_Com, G - Heat [Building w Gas Heat] | G | Yes | Education | Space Heating | NC | 0.44396 | 0.86465 | 1.272 | 1.6626 | 2.0353 | 2.3971 | 2.7563 | 3.1149 | 3.4739 | 3.8318
| Kitchen DCV_Com, G - Heat [Building w Gas Heat] | G | Yes | Education | Space Heating | RET | 4.2267 | 8.0555 | 11.529 | 14.6581 | 17.4903 | 20.0603 | 22.3985 | 24.5928 | 26.6606 | 28.6117
| Kitchen DCV_Com, G - Heat [Building w Gas Heat] | G | Yes | Education | Space Heating | REPL | 3.0299 | 5.4507 | 7.5695 | 9.3732 | 10.8732 | 12.0738 | 12.977 | 13.6284 | 14.0269 | 14.1695
| Duct Sealing Regulated_Com, G - Heat [Building w Gas Heat] | G | Yes | Education | Space Heating | RET | 21.3465 | 42.6659 | 63.9904 | 85.1699 | 106.3062 | 127.452 | 148.6624 | 169.9532 | 191.3686 | 212.8901
| Ovens_Com, G - Cook | G | Yes | Education | Cooking | NC | 0.18095 | 0.35242 | 0.51845 | 0.67764 | 0.82958 | 0.97705 | 1.1234 | 1.2696 | 1.4159 | 1.5618
| Ovens_Com, G - Cook | G | Yes | Education | Cooking | REPL | 1.5437 | 3.0854 | 4.6275 | 6.1591 | 7.6876 | 9.2168 | 10.7507 | 12.2903 | 13.839 | 15.3954
| Fryers_Com, G - Cook | G | Yes | Education | Cooking | NC | 0.040593 | 0.07906 | 0.11631 | 0.15202 | 0.1861 | 0.21918 | 0.25202 | 0.28481 | 0.31764 | 0.35036
| Fryers_Com, G - Cook | G | Yes | Education | Cooking | REPL | 0.3463 | 0.69216 | 1.0381 | 1.3817 | 1.7246 | 2.0676 | 2.4117 | 2.7571 | 3.1045 | 3.4537
| Griddles_Com, G - Cook | G | Yes | Education | Cooking | NC | 0.055095 | 0.1073 | 0.15785 | 0.20632 | 0.25258 | 0.29748 | 0.34206 | 0.38655 | 0.43111 | 0.47553
| Griddles_Com, G - Cook | G | Yes | Education | Cooking | REPL | 0.47001 | 0.93943 | 1.409 | 1.8753 | 2.3407 | 2.8063 | 3.2733 | 3.7421 | 4.2136 | 4.6874
| Steamers_Com, G - Cook | G | Yes | Education | Cooking | NC | 0.090595 | 0.17644 | 0.25957 | 0.33926 | 0.41533 | 0.48916 | 0.56246 | 0.63562 | 0.70889 | 0.78192
| Steamers_Com, G - Cook | G | Yes | Education | Cooking | REPL | 0.77286 | 1.5447 | 2.3168 | 3.0836 | 3.8488 | 4.6144 | 5.3824 | 6.1532 | 6.9285 | 7.7077
| Clothes Washer Elec WH_Com, G - Oth [unit w/ gas dry - Dryer] | G | Yes | Education | Other | NC | 0.00020437 | 0.00039803 | 0.00058555 | 0.00076534 | 0.00093693 | 0.0011035 | 0.0012688 | 0.0012312 | 0.0012062 | 0.0011884
| Clothes Washer Elec WH_Com, G - Oth [unit w/ gas dry - Dryer] | G | Yes | Education | Other | REPL | 0.0029888 | 0.0059738 | 0.0089595 | 0.011925 | 0.014884 | 0.017845 | 0.020815 | 0.020807 | 0.02082 | 0.020848
| Clothes Washer Gas WH_Com, G - HWat [unit w/ elec dry - Water Heater] | G | Yes | Education | Water Heating | NC | 0.030791 | 0.059969 | 0.088221 | 0.11531 | 0.14116 | 0.16626 | 0.19117 | 0.18549 | 0.18173 | 0.17906
| Clothes Washer Gas WH_Com, G - HWat [unit w/ elec dry - Water Heater] | G | Yes | Education | Water Heating | REPL | 0.4503 | 0.90004 | 1.3499 | 1.7967 | 2.2425 | 2.6886 | 3.136 | 3.1348 | 3.1369 | 3.141
| Clothes Washer Gas WH_Com, G - Oth [unit w/ gas dry - Dryer] | G | Yes | Education | Other | NC | 0.0015941 | 0.0031046 | 0.0045673 | 0.0059696 | 0.0073081 | 0.0086072 | 0.0098969 | 0.0096032 | 0.0094081 | 0.0092698
| Clothes Washer Gas WH_Com, G - Oth [unit w/ gas dry - Dryer] | G | Yes | Education | Other | REPL | 0.023313 | 0.046596 | 0.069884 | 0.093014 | 0.1161 | 0.13919 | 0.16235 | 0.16229 | 0.1624 | 0.16261
| Clothes Washer Gas WH_Com, G - HWat [unit w/ gas dry - Water Heater] | G | Yes | Education | Water Heating | NC | 0.12009 | 0.23388 | 0.34406 | 0.4497 | 0.55053 | 0.6484 | 0.74555 | 0.72343 | 0.70873 | 0.69831
| Clothes Washer Gas WH_Com, G - HWat [unit w/ gas dry - Water Heater] | G | Yes | Education | Water Heating | REPL | 1.7562 | 3.5101 | 5.2645 | 7.007 | 8.7458 | 10.4855 | 12.2305 | 12.2259 | 12.2338 | 12.25
| Clothes Washer Gas WH_Com, G - HWat [unit w/ propane dry - Water Heater] | G | Yes | Education | Water Heating | NC | 0.0061582 | 0.011994 | 0.017644 | 0.023062 | 0.028232 | 0.033251 | 0.038233 | 0.037099 | 0.036345 | 0.035811
| Clothes Washer Gas WH_Com, G - HWat [unit w/ propane dry - Water Heater] | G | Yes | Education | Water Heating | REPL | 0.090061 | 0.18001 | 0.26997 | 0.35933 | 0.4485 | 0.53772 | 0.6272 | 0.62697 | 0.62737 | 0.62821
| Clothes Washer Oil WH_Com, G - Oth [unit w/ gas dry - Dryer] | G | Yes | Education | Other | NC | 8.1748e-05 | 0.00015921 | 0.00023422 | 0.00030613 | 0.00037477 | 0.00044139 | 0.00050753 | 0.00049247 | 0.00048247 | 0.00047538
| Clothes Washer Oil WH_Com, G - Oth [unit w/ gas dry - Dryer] | G | Yes | Education | Other | REPL | 0.0011955 | 0.0023895 | 0.0035838 | 0.00477 | 0.0059537 | 0.007138 | 0.0083259 | 0.0083228 | 0.0083281 | 0.0083392
| Clothes Washer Propane WH_Com, G - Oth [unit w/ gas dry - Dryer] | G | Yes | Education | Other | NC | 4.0874e-05 | 7.9606e-05 | 0.00011711 | 0.00015307 | 0.00018739 | 0.0002207 | 0.00025377 | 0.00024624 | 0.00024123 | 0.00023769
| Clothes Washer Propane WH_Com, G - Oth [unit w/ gas dry - Dryer] | G | Yes | Education | Other | REPL | 0.00059776 | 0.0011948 | 0.0017919 | 0.002385 | 0.0029769 | 0.003569 | 0.0041629 | 0.0041614 | 0.0041641 | 0.0041696
| Ozone Laundry_Com, G - HWat | G | Yes | Education | Water Heating | RET | 8.5462 | 17.0815 | 25.6189 | 34.0983 | 42.5603 | 51.0261 | 59.5178 | 68.0417 | 76.6155 | 85.2317
| Dishwasher_Com, G - HWat [Building w gas WH] | G | Yes | Education | Water Heating | NC | 0.10503 | 0.20455 | 0.30092 | 0.39331 | 0.4815 | 0.56709 | 0.65206 | 0.73688 | 0.82183 | 0.90649
| Dishwasher_Com, G - HWat [Building w gas WH] | G | Yes | Education | Water Heating | REPL | 0.84994 | 1.6988 | 2.5479 | 3.3911 | 4.2327 | 5.0747 | 5.9192 | 6.7669 | 7.6196 | 8.4765
| Faucet Aerator_Com, G - HWat | G | Yes | Education | Water Heating | RET | 9.9956 | 19.9786 | 29.9639 | 39.8813 | 49.7785 | 59.6801 | 69.612 | 79.5816 | 89.6095 | 99.687
| Pre Rinse Sprayers_Com, G - HWat | G | Yes | Education | Water Heating | RET | 0.25336 | 0.50639 | 0.75949 | 0.78425 | 0.80879 | 0.80665 | 0.80684 | 0.80844 | 0.81159 | 0.81538
| FF Storage Water Heater_Com, G - HWat | G | No | Education | Water Heating | NC | 1.4047 | 2.7359 | 4.0248 | 5.2605 | 6.44 | 7.5848 | 8.7213 | 9.8558 | 10.9919 | 12.1243
| FF Storage Water Heater_Com, G - HWat | G | No | Education | Water Heating | RET | 9.8221 | 18.9616 | 27.479 | 35.3606 | 42.689 | 49.5198 | 55.9036 | 62.564 | 69.4998 | 76.6915
| FF Storage Water Heater_Com, G - HWat | G | No | Education | Water Heating | REPL | 9.587 | 17.2468 | 23.9507 | 29.6579 | 34.4042 | 38.2029 | 41.0606 | 43.6466 | 45.9633 | 48.0059
| FF Instantaneous Water Heater_Com, G - HWat | G | No | Education | Water Heating | NC | 2.3545 | 4.5856 | 6.746 | 8.8174 | 10.7943 | 12.7131 | 14.618 | 16.5196 | 18.4239 | 20.3219
| FF Instantaneous Water Heater_Com, G - HWat | G | No | Education | Water Heating | RET | 16.4631 | 31.7822 | 46.0584 | 59.2691 | 71.5523 | 83.0018 | 93.7018 | 103.7088 | 113.0868 | 121.8676
| FF Instantaneous Water Heater_Com, G - HWat | G | No | Education | Water Heating | REPL | 12.0518 | 21.6809 | 30.1084 | 37.2829 | 43.2494 | 48.0248 | 51.6173 | 54.0213 | 55.2304 | 55.2304
| Clothes Dryer_Com, G - Oth | G | Yes | Education | Other | NC | 0.024825 | 0.048348 | 0.071126 | 0.092965 | 0.11381 | 0.13404 | 0.15412 | 0.17417 | 0.19425 | 0.21426
| Clothes Dryer_Com, G - Oth | G | No | Education | Other | RET | 0.24182 | 0.46035 | 0.65813 | 0.83588 | 0.99638 | 1.1417 | 1.2736 | 1.3961 | 1.5105 | 1.6172
| Clothes Dryer_Com, G - Oth | G | Yes | Education | Other | REPL | 0.18152 | 0.32656 | 0.45349 | 0.56155 | 0.65142 | 0.72335 | 0.77746 | 0.81575 | 0.83817 | 0.8445
| Pnemautic to DDC_Com, G - TotF [Building w Gas Heat] | G | No | Education | Total FF | RET | 11.5011 | 22.9875 | 34.4766 | 45.8877 | 57.2755 | 68.6684 | 80.0961 | 91.5671 | 103.1053 | 114.7006
| Data Center_Com, G - TotF [Building w Gas Heat] | G | Yes | Education | Total FF | NC | 0 | 0 | 0 | 0 | 0 | 0 | 0 | 0 | 0 | 0
| Data Center_Com, G - TotF [Building w Gas Heat] | G | Yes | Education | Total FF | RET | 0 | 0 | 0 | 0 | 0 | 0 | 0 | 0 | 0 | 0
| RCx_Com, G - TotF [Building w Gas Heat] | G | Yes | Education | Total FF | RET | 25.086 | 50.1401 | 75.2001 | 100.0899 | 124.9288 | 149.7788 | 174.7049 | 199.7254 | 199.8063 | 200.0438
| Commissioning_Com, G - TotF [Building w Gas Heat] | G | Yes | Education | Total FF | NC | 0 | 0 | 0 | 0 | 0 | 0 | 0 | 0 | 0 | 0
| Integrated Building Design_Com, G - TotF [Building w Gas Heat] | G | Yes | Education | Total FF | NC | 2.0526 | 3.9976 | 5.8809 | 7.6866 | 9.41 | 11.0827 | 12.7433 | 14.401 | 16.0611 | 17.7157
| Deep Energy Retrofit_Com, G - TotF [Building w Gas Heat] | G | Yes | Education | Total FF | RET | 7.3615 | 14.7137 | 22.0676 | 29.3716 | 36.6606 | 43.9529 | 51.2675 | 58.6098 | 65.995 | 73.4169
| EMS_Com, G - TotF [Building w Gas Heat] | G | Yes | Education | Total FF | NC | 4.0002 | 7.7907 | 11.461 | 14.98 | 18.3387 | 21.5987 | 24.835 | 28.0656 | 31.3009 | 34.5255
| EMS_Com, G - TotF [Building w Gas Heat] | G | Yes | Education | Total FF | RET | 49.9357 | 99.808 | 149.6921 | 199.2372 | 248.6812 | 298.1472 | 347.7645 | 397.57 | 447.6667 | 498.0118
| Int Ltg Ctrls_Com, E/G - IntL | E | Yes | Education | Interior Lighting | RET | -8.2985 | -16.3756 | -24.8369 | -33.2051 | -41.5302 | -49.8775 | -58.1307 | -66.5778 | -66.8043 | -67.0687
| Exit Sign RetFit_Com, E/G - IntL | E | Yes | Education | Interior Lighting | RET | -0.24519 | -0.48385 | -0.73385 | -0.9811 | -1.2271 | -1.4737 | -1.7176 | -1.9672 | -2.2191 | -2.4655
| LED HiLo Bay_Com, E/G - IntL | E | Yes | Education | Interior Lighting | NC | -0.058861 | -0.11409 | -0.16729 | -0.21876 | -0.26746 | -0.31582 | -0.36411 | -0.41111 | -0.45796 | -0.50423
| LED HiLo Bay_Com, E/G - IntL | E | Yes | Education | Interior Lighting | RET | -0.57439 | -1.0958 | -1.6052 | -2.0752 | -2.5112 | -2.9189 | -3.2949 | -3.6538 | -3.9916 | -4.333
| LED HiLo Bay_Com, E/G - IntL | E | Yes | Education | Interior Lighting | REPL | -0.31443 | -0.55926 | -0.78367 | -0.97392 | -1.1316 | -1.2581 | -1.352 | -1.416 | -1.4483 | -1.4664
| Repl Scre_Com, E/G - IntL | E | Yes | Education | Interior Lighting | NC | -0.27945 | -0.54166 | -0.26221 | 0 | 0 | 0 | 0 | 0 | 0 | 0
| Repl Scre_Com, E/G - IntL | E | Yes | Education | Interior Lighting | RET | -1.0893 | -2.1495 | -1.0602 | 0 | 0 | 0 | 0 | 0 | 0 | 0
| Repl Scre_Com, E/G - IntL | E | Yes | Education | Interior Lighting | REPL | -14.3425 | -28.3022 | -13.9598 | 0 | 0 | 0 | 0 | 0 | 0 | 0
| Lin LED Fixture_Com, E/G - IntL | E | Yes | Education | Interior Lighting | NC | -0.1945 | -0.37701 | -0.55279 | -0.72289 | -0.88382 | -1.0436 | -1.2032 | -1.3585 | -1.5133 | -1.6662
| Lin LED Fixture_Com, E/G - IntL | E | Yes | Education | Interior Lighting | RET | -1.8183 | -3.4498 | -5.0252 | -6.4616 | -7.7788 | -8.9964 | -10.1061 | -11.1531 | -12.2072 | -13.2361
| Lin LED Fixture_Com, E/G - IntL | E | Yes | Education | Interior Lighting | REPL | -1.2031 | -2.1399 | -2.9986 | -3.7266 | -4.3301 | -4.8142 | -5.1731 | -5.4181 | -5.5946 | -5.6981
| LED Tube Repl_Com, E/G - IntL | E | Yes | Education | Interior Lighting | RET | -11.4399 | -21.7043 | -31.6163 | -40.6531 | -48.9406 | -57.3622 | -65.7908 | -74.5135 | -83.4064 | -92.1884
| LED Tube Repl_Com, E/G - IntL | E | Yes | Education | Interior Lighting | REPL | -11.1163 | -19.772 | -27.7059 | -34.4317 | -40.0076 | -45.2201 | -49.9998 | -54.509 | -58.6734 | -62.3702
| Repl pin CFL wLED_Com, E/G - IntL | E | Yes | Education | Interior Lighting | RET | -0.32222 | -0.61581 | -0.90369 | -1.1702 | -1.4184 | -1.6868 | -1.9703 | -2.2777 | -2.6043 | -2.9282
| Repl pin CFL wLED_Com, E/G - IntL | E | Yes | Education | Interior Lighting | REPL | -0.37063 | -0.65923 | -0.92376 | -1.148 | -1.3339 | -1.5238 | -1.715 | -1.9142 | -2.1188 | -2.3225
| Stair Occ Sensor_Com, E/G - IntL | E | Yes | Education | Interior Lighting | NC | -0.12971 | -0.25141 | -0.36863 | -0.48207 | -0.58938 | -0.69594 | -0.80235 | -0.90592 | -1.0092 | -1.1111
| Stair Occ Sensor_Com, E/G - IntL | E | Yes | Education | Interior Lighting | RET | -0.99856 | -1.9705 | -2.9886 | -3.9956 | -4.9973 | -6.0018 | -6.9949 | -8.0113 | -9.0371 | -10.0409
| Int Delamping_Com, E/G - IntL | E | Yes | Education | Interior Lighting | RET | -0.094436 | -0.18635 | -0.28264 | -0.37787 | -0.47261 | -0.5676 | -0.66152 | -0.75765 | -0.85466 | -0.94958
| Int Ltg Dsgn_Com, E/G - IntL | E | Yes | Education | Interior Lighting | NC | -0.18305 | -0.35482 | -0.52025 | -0.68034 | -0.83179 | -0.98218 | -1.1324 | -1.2785 | -1.4242 | -1.5681
| DCV_Com, G - Heat [Building w Gas Heat] | G | Yes | Grocery | Space Heating | RET | 3.5336 | 7.0626 | 10.5925 | 14.0985 | 17.5972 | 21.0976 | 24.6086 | 28.1329 | 31.6779 | 35.2404
| Optimized Unitary AC Sys_Com, G - Heat [Building w Gas Heat] | G | Yes | Grocery | Space Heating | NC | 1.3418 | 2.6133 | 3.8444 | 5.0249 | 6.1515 | 7.245 | 8.3306 | 9.4142 | 10.4995 | 11.5811
| Cool Roof_Com, G - Heat [Building w Gas Heat] | G | No | Grocery | Space Heating | NC | -0.087059 | -0.16955 | -0.24943 | -0.32602 | -0.39912 | -0.47007 | -0.5405 | -0.61081 | -0.68123 | -0.7514
| Cool Roof_Com, G - Heat [Building w Gas Heat] | G | No | Grocery | Space Heating | RET | -0.45453 | -0.90848 | -1.3625 | -1.8135 | -2.2636 | -2.7138 | -3.1654 | -3.6188 | -4.0748 | -4.533
| Programmable TStat_Com, G - Heat [Building w Gas Heat] | G | Yes | Grocery | Space Heating | NC | 0 | 0 | 0 | 0 | 0 | 0 | 0 | 0 | 0 | 0
| Programmable TStat_Com, G - Heat [Building w Gas Heat] | G | Yes | Grocery | Space Heating | RET | 0 | 0 | 0 | 0 | 0 | 0 | 0 | 0 | 0 | 0
| Smart TStat_Com, G - Heat [Building w Gas Heat] | G | Yes | Grocery | Space Heating | NC | 0.50349 | 0.98058 | 1.4426 | 1.8855 | 2.3082 | 2.7185 | 3.1259 | 3.5325 | 3.9397 | 4.3456
| Smart TStat_Com, G - Heat [Building w Gas Heat] | G | Yes | Grocery | Space Heating | RET | 1.8484 | 3.6944 | 5.5408 | 7.3747 | 9.2049 | 11.0359 | 12.8725 | 14.716 | 16.5703 | 18.4338
| Boiler Blowdown Controls_Com, G - Heat | G | No | Grocery | Space Heating | RET | 0.12118 | 0.2422 | 0.36325 | 0.48347 | 0.60346 | 0.60232 | 0.6017 | 0.60151 | 0.60284 | 0.60503
| Boiler Modifications_Com, G - Heat | G | Yes | Grocery | Space Heating | RET | 0.38013 | 0.75978 | 1.1395 | 1.5167 | 1.8931 | 2.2696 | 2.6473 | 3.0265 | 3.1434 | 3.1468
| Boilers_Com, G - Heat | G | Yes | Grocery | Space Heating | NC | 0.11847 | 0.23072 | 0.33942 | 0.44364 | 0.5431 | 0.63965 | 0.73549 | 0.83116 | 0.92698 | 1.0225
| Boilers_Com, G - Heat | G | No | Grocery | Space Heating | RET | 0.88861 | 1.7111 | 2.4734 | 3.1751 | 3.8241 | 4.4258 | 4.9851 | 5.5054 | 5.9903 | 6.442
| Boilers_Com, G - Heat | G | Yes | Grocery | Space Heating | REPL | 0.4851 | 0.87268 | 1.2119 | 1.5007 | 1.7408 | 1.9331 | 2.0777 | 2.1744 | 2.2231 | 2.2231
| Furnace_Com, G - Heat | G | No | Grocery | Space Heating | NC | 0.58775 | 1.1447 | 1.684 | 2.201 | 2.6945 | 3.1735 | 3.649 | 4.1237 | 4.5991 | 5.0729
| Furnace_Com, G - Heat | G | No | Grocery | Space Heating | RET | 3.6498 | 7.0739 | 10.291 | 13.2924 | 16.106 | 18.7501 | 21.2414 | 23.5905 | 25.81 | 27.9052
| Furnace_Com, G - Heat | G | No | Grocery | Space Heating | REPL | 2.616 | 4.7062 | 6.5355 | 8.0928 | 9.3879 | 10.4245 | 11.2043 | 11.7261 | 11.9886 | 11.9886
| Unit Heater_Com, G - Heat | G | Yes | Grocery | Space Heating | NC | 0.17502 | 0.34087 | 0.50146 | 0.65544 | 0.80239 | 0.94503 | 1.0866 | 1.228 | 1.3695 | 1.5106
| Unit Heater_Com, G - Heat | G | No | Grocery | Space Heating | RET | 1.4173 | 2.7208 | 3.9215 | 5.0197 | 6.029 | 6.9588 | 7.8177 | 8.6117 | 9.4054 | 10.1985
| Unit Heater_Com, G - Heat | G | Yes | Grocery | Space Heating | REPL | 1.054 | 1.8961 | 2.6331 | 3.2605 | 3.7823 | 4.1999 | 4.5141 | 4.7243 | 4.8734 | 4.9605
| Destratification Fans_Com, G - Heat | G | No | Grocery | Space Heating | NC | 0.1241 | 0.24169 | 0.35556 | 0.46473 | 0.56893 | 0.67006 | 0.77046 | 0.87069 | 0.97106 | 1.0711
| Destratification Fans_Com, G - Heat | G | No | Grocery | Space Heating | RET | 0.60496 | 1.1789 | 1.7243 | 2.239 | 2.7268 | 3.1905 | 3.6324 | 4.1208 | 4.6549 | 5.2326
| Destratification Fans_Com, G - Heat | G | No | Grocery | Space Heating | REPL | 0.84694 | 1.5236 | 2.1159 | 2.6201 | 3.0394 | 3.3749 | 3.6274 | 3.8902 | 4.164 | 4.4486
| Energy Recovery Ventilator_Com, G - Heat | G | Yes | Grocery | Space Heating | NC | 0.34043 | 0.66303 | 0.97539 | 1.2749 | 1.5607 | 1.8382 | 2.1136 | 2.3885 | 2.6639 | 2.9383
| Energy Recovery Ventilator_Com, G - Heat | G | Yes | Grocery | Space Heating | RET | 2.9623 | 5.6694 | 8.1469 | 10.3985 | 12.4544 | 14.3365 | 16.0638 | 17.7488 | 19.3986 | 21.0153
| Energy Recovery Ventilator_Com, G - Heat | G | Yes | Grocery | Space Heating | REPL | 2.3234 | 4.1797 | 5.8044 | 7.1875 | 8.3378 | 9.2584 | 9.9509 | 10.4916 | 10.8801 | 11.1144
| Forced Air Heating Maintenance_Com, G - Heat | G | No | Grocery | Space Heating | RET | 0.069001 | 0.13791 | 0.20684 | 0.27531 | 0.34363 | 0.34298 | 0.34263 | 0.34252 | 0.34328 | 0.34452
| Infrared Heater_Com, G - Heat | G | Yes | Grocery | Space Heating | NC | 0.035346 | 0.06884 | 0.10127 | 0.13237 | 0.16205 | 0.19085 | 0.21945 | 0.24799 | 0.27658 | 0.30507
| Infrared Heater_Com, G - Heat | G | Z | Grocery | Space Heating | RET | 0 | 0 | 0 | 0 | 0 | 0 | 0 | 0 | 0 | 0
| Infrared Heater_Com, G - Heat | G | Yes | Grocery | Space Heating | REPL | 0.21285 | 0.38291 | 0.53175 | 0.65846 | 0.76384 | 0.84818 | 0.91163 | 0.95409 | 1.0137 | 1.0906
| Steam Trap Maintenance_Com, G - Heat | G | Yes | Grocery | Space Heating | RET | 0.15045 | 0.30071 | 0.45101 | 0.60028 | 0.74925 | 0.89829 | 0.89733 | 0.89713 | 0.89777 | 0.90018
| Windows_Com, G - Heat [Building w Gas Heat] | G | No | Grocery | Space Heating | NC | 0.38841 | 0.75647 | 1.1129 | 1.4546 | 1.7807 | 2.0972 | 2.4115 | 2.7252 | 3.0393 | 3.3524
| Window Film_Com, G - Heat [Building w Gas Heat] | G | No | Grocery | Space Heating | RET | 0 | 0 | 0 | 0 | 0 | 0 | 0 | 0 | 0 | 0
| Kitchen DCV_Com, G - Heat [Building w Gas Heat] | G | Yes | Grocery | Space Heating | NC | 0.11473 | 0.22344 | 0.32871 | 0.42964 | 0.52597 | 0.61946 | 0.71228 | 0.80494 | 0.89773 | 0.99021
| Kitchen DCV_Com, G - Heat [Building w Gas Heat] | G | Yes | Grocery | Space Heating | RET | 1.0923 | 2.0817 | 2.9793 | 3.7879 | 4.5198 | 5.184 | 5.7882 | 6.3552 | 6.8896 | 7.3938
| Kitchen DCV_Com, G - Heat [Building w Gas Heat] | G | Yes | Grocery | Space Heating | REPL | 0.78298 | 1.4086 | 1.9561 | 2.4222 | 2.8098 | 3.1201 | 3.3535 | 3.5218 | 3.6248 | 3.6617
| Duct Sealing Regulated_Com, G - Heat [Building w Gas Heat] | G | Yes | Grocery | Space Heating | RET | 1.5062 | 3.0104 | 4.5151 | 6.0094 | 7.5008 | 8.9928 | 10.4894 | 11.9916 | 13.5027 | 15.0212
| Ovens_Com, G - Cook | G | Yes | Grocery | Cooking | NC | 0.3273 | 0.63744 | 0.93776 | 1.2257 | 1.5005 | 1.7672 | 2.032 | 2.2964 | 2.5611 | 2.8249
| Ovens_Com, G - Cook | G | Yes | Grocery | Cooking | REPL | 2.7922 | 5.5808 | 8.3701 | 11.1404 | 13.905 | 16.6709 | 19.4453 | 22.2302 | 25.0314 | 27.8464
| Fryers_Com, G - Cook | G | Yes | Grocery | Cooking | NC | 0.073424 | 0.143 | 0.21037 | 0.27496 | 0.33661 | 0.39645 | 0.45585 | 0.51515 | 0.57453 | 0.63372
| Fryers_Com, G - Cook | G | Yes | Grocery | Cooking | REPL | 0.62637 | 1.2519 | 1.8777 | 2.4991 | 3.1193 | 3.7398 | 4.3622 | 4.9869 | 5.6153 | 6.2468
| Griddles_Com, G - Cook | G | Yes | Grocery | Cooking | NC | 0.099653 | 0.19408 | 0.28552 | 0.37319 | 0.45686 | 0.53807 | 0.6187 | 0.69918 | 0.77978 | 0.86011
| Griddles_Com, G - Cook | G | Yes | Grocery | Cooking | REPL | 0.85014 | 1.6992 | 2.5484 | 3.3919 | 4.2337 | 5.0758 | 5.9205 | 6.7685 | 7.6213 | 8.4784
| Steamers_Com, G - Cook | G | Yes | Grocery | Cooking | NC | 0.16386 | 0.31914 | 0.46949 | 0.61365 | 0.75123 | 0.88477 | 1.0173 | 1.1497 | 1.2822 | 1.4143
| Steamers_Com, G - Cook | G | Yes | Grocery | Cooking | REPL | 1.3979 | 2.794 | 4.1905 | 5.5775 | 6.9616 | 8.3464 | 9.7354 | 11.1296 | 12.532 | 13.9414
| Clothes Washer Elec WH_Com, G - Oth [unit w/ gas dry - Dryer] | G | Yes | Grocery | Other | NC | 4.7036e-06 | 9.1606e-06 | 1.3476e-05 | 1.7614e-05 | 2.1564e-05 | 2.5397e-05 | 2.9202e-05 | 2.8336e-05 | 2.776e-05 | 2.7352e-05
| Clothes Washer Elec WH_Com, G - Oth [unit w/ gas dry - Dryer] | G | Yes | Grocery | Other | REPL | 6.8787e-05 | 0.00013749 | 0.0002062 | 0.00027445 | 0.00034256 | 0.0004107 | 0.00047905 | 0.00047887 | 0.00047918 | 0.00047982
| Clothes Washer Gas WH_Com, G - HWat [unit w/ elec dry - Water Heater] | G | Yes | Grocery | Water Heating | NC | 0.0011114 | 0.0021646 | 0.0031843 | 0.0041621 | 0.0050953 | 0.006001 | 0.0069002 | 0.0066955 | 0.0065594 | 0.006463
| Clothes Washer Gas WH_Com, G - HWat [unit w/ elec dry - Water Heater] | G | Yes | Grocery | Water Heating | REPL | 0.016254 | 0.032487 | 0.048724 | 0.064851 | 0.080944 | 0.097045 | 0.1132 | 0.11315 | 0.11323 | 0.11338
| Clothes Washer Gas WH_Com, G - Oth [unit w/ gas dry - Dryer] | G | Yes | Grocery | Other | NC | 3.6688e-05 | 7.1453e-05 | 0.00010512 | 0.00013739 | 0.0001682 | 0.00019809 | 0.00022778 | 0.00022102 | 0.00021653 | 0.00021335
| Clothes Washer Gas WH_Com, G - Oth [unit w/ gas dry - Dryer] | G | Yes | Grocery | Other | REPL | 0.00053654 | 0.0010724 | 0.0016084 | 0.0021407 | 0.002672 | 0.0032035 | 0.0037366 | 0.0037352 | 0.0037376 | 0.0037426
| Clothes Washer Gas WH_Com, G - HWat [unit w/ gas dry - Water Heater] | G | Yes | Grocery | Water Heating | NC | 0.0043345 | 0.0084419 | 0.012419 | 0.016232 | 0.019872 | 0.023404 | 0.026911 | 0.026112 | 0.025582 | 0.025206
| Clothes Washer Gas WH_Com, G - HWat [unit w/ gas dry - Water Heater] | G | Yes | Grocery | Water Heating | REPL | 0.06339 | 0.1267 | 0.19002 | 0.25292 | 0.31568 | 0.37848 | 0.44146 | 0.4413 | 0.44158 | 0.44217
| Clothes Washer Gas WH_Com, G - HWat [unit w/ propane dry - Water Heater] | G | Yes | Grocery | Water Heating | NC | 0.00022228 | 0.00043292 | 0.00063687 | 0.00083242 | 0.0010191 | 0.0012002 | 0.00138 | 0.0013391 | 0.0013119 | 0.0012926
| Clothes Washer Gas WH_Com, G - HWat [unit w/ propane dry - Water Heater] | G | Yes | Grocery | Water Heating | REPL | 0.0032508 | 0.0064974 | 0.0097448 | 0.01297 | 0.016189 | 0.019409 | 0.022639 | 0.022631 | 0.022645 | 0.022675
| Clothes Washer Oil WH_Com, G - Oth [unit w/ gas dry - Dryer] | G | Yes | Grocery | Other | NC | 1.8814e-06 | 3.6643e-06 | 5.3905e-06 | 7.0457e-06 | 8.6254e-06 | 1.0159e-05 | 1.1681e-05 | 1.1334e-05 | 1.1104e-05 | 1.0941e-05
| Clothes Washer Oil WH_Com, G - Oth [unit w/ gas dry - Dryer] | G | Yes | Grocery | Other | REPL | 2.7515e-05 | 5.4995e-05 | 8.2481e-05 | 0.00010978 | 0.00013702 | 0.00016428 | 0.00019162 | 0.00019155 | 0.00019167 | 0.00019193
| Clothes Washer Propane WH_Com, G - Oth [unit w/ gas dry - Dryer] | G | Yes | Grocery | Other | NC | 9.4071e-07 | 1.8321e-06 | 2.6953e-06 | 3.5228e-06 | 4.3127e-06 | 5.0794e-06 | 5.8404e-06 | 5.6671e-06 | 5.552e-06 | 5.4704e-06
| Clothes Washer Propane WH_Com, G - Oth [unit w/ gas dry - Dryer] | G | Yes | Grocery | Other | REPL | 1.3757e-05 | 2.7497e-05 | 4.1241e-05 | 5.489e-05 | 6.8512e-05 | 8.214e-05 | 9.581e-05 | 9.5774e-05 | 9.5836e-05 | 9.5963e-05
| Dishwasher_Com, G - HWat [Building w gas WH] | G | Yes | Grocery | Water Heating | NC | 0.0018955 | 0.0036916 | 0.0054308 | 0.0070983 | 0.0086898 | 0.010235 | 0.011768 | 0.013299 | 0.014832 | 0.01636
| Dishwasher_Com, G - HWat [Building w gas WH] | G | Yes | Grocery | Water Heating | REPL | 0.015339 | 0.030659 | 0.045983 | 0.061202 | 0.07639 | 0.091585 | 0.10683 | 0.12213 | 0.13752 | 0.15298
| Faucet Aerator_Com, G - HWat | G | Yes | Grocery | Water Heating | RET | 0.1804 | 0.36057 | 0.54078 | 0.71976 | 0.89838 | 1.0771 | 1.2563 | 1.4363 | 1.6172 | 1.7991
| Pre Rinse Sprayers_Com, G - HWat | G | Yes | Grocery | Water Heating | RET | 0.22155 | 0.44282 | 0.66415 | 0.68581 | 0.70727 | 0.70539 | 0.70556 | 0.70695 | 0.70971 | 0.71302
| FF Storage Water Heater_Com, G - HWat | G | No | Grocery | Water Heating | NC | 0.050704 | 0.098751 | 0.14527 | 0.18988 | 0.23245 | 0.27378 | 0.3148 | 0.35575 | 0.39676 | 0.43763
| FF Storage Water Heater_Com, G - HWat | G | No | Grocery | Water Heating | RET | 0.35453 | 0.68442 | 0.99186 | 1.2763 | 1.5409 | 1.7874 | 2.0179 | 2.2583 | 2.5086 | 2.7682
| FF Storage Water Heater_Com, G - HWat | G | No | Grocery | Water Heating | REPL | 0.34604 | 0.62253 | 0.86451 | 1.0705 | 1.2418 | 1.3789 | 1.4821 | 1.5754 | 1.6591 | 1.7328
| FF Instantaneous Water Heater_Com, G - HWat | G | No | Grocery | Water Heating | NC | 0.084987 | 0.16552 | 0.2435 | 0.31826 | 0.38962 | 0.45888 | 0.52764 | 0.59628 | 0.66501 | 0.73352
| FF Instantaneous Water Heater_Com, G - HWat | G | No | Grocery | Water Heating | RET | 0.59424 | 1.1472 | 1.6625 | 2.1393 | 2.5827 | 2.996 | 3.3822 | 3.7434 | 4.0819 | 4.3988
| FF Instantaneous Water Heater_Com, G - HWat | G | No | Grocery | Water Heating | REPL | 0.43501 | 0.78258 | 1.0868 | 1.3457 | 1.5611 | 1.7335 | 1.8631 | 1.9499 | 1.9936 | 1.9936
| Clothes Dryer_Com, G - Oth | G | Yes | Grocery | Other | NC | 5.7134e-05 | 0.00011127 | 0.0001637 | 0.00021396 | 0.00026193 | 0.00030849 | 0.00035471 | 0.00040086 | 0.00044707 | 0.00049312
| Clothes Dryer_Com, G - Oth | G | No | Grocery | Other | RET | 0.00055654 | 0.0010595 | 0.0015147 | 0.0019238 | 0.0022932 | 0.0026276 | 0.0029311 | 0.0032132 | 0.0034763 | 0.0037221
| Clothes Dryer_Com, G - Oth | G | Yes | Grocery | Other | REPL | 0.00041778 | 0.00075157 | 0.0010437 | 0.0012924 | 0.0014992 | 0.0016648 | 0.0017893 | 0.0018775 | 0.001929 | 0.0019436
| Pnemautic to DDC_Com, G - TotF [Building w Gas Heat] | G | No | Grocery | Total FF | RET | 1.0073 | 2.0134 | 3.0197 | 4.0192 | 5.0166 | 6.0145 | 7.0154 | 8.0201 | 9.0307 | 10.0463
| Data Center_Com, G - TotF [Building w Gas Heat] | G | Yes | Grocery | Total FF | NC | 0 | 0 | 0 | 0 | 0 | 0 | 0 | 0 | 0 | 0
| Data Center_Com, G - TotF [Building w Gas Heat] | G | Yes | Grocery | Total FF | RET | 0 | 0 | 0 | 0 | 0 | 0 | 0 | 0 | 0 | 0
| RCx_Com, G - TotF [Building w Gas Heat] | G | Yes | Grocery | Total FF | RET | 2.4719 | 4.9406 | 7.4099 | 9.8624 | 12.3099 | 14.7585 | 17.2146 | 19.68 | 19.688 | 19.7114
| Commissioning_Com, G - TotF [Building w Gas Heat] | G | Yes | Grocery | Total FF | NC | 0 | 0 | 0 | 0 | 0 | 0 | 0 | 0 | 0 | 0
| Integrated Building Design_Com, G - TotF [Building w Gas Heat] | G | Yes | Grocery | Total FF | NC | 0.17978 | 0.35013 | 0.51509 | 0.67324 | 0.82419 | 0.9707 | 1.1161 | 1.2613 | 1.4067 | 1.5517
| Deep Energy Retrofit_Com, G - TotF [Building w Gas Heat] | G | Yes | Grocery | Total FF | RET | 0.64477 | 1.2887 | 1.9328 | 2.5726 | 3.211 | 3.8497 | 4.4904 | 5.1335 | 5.7803 | 6.4304
| EMS_Com, G - TotF [Building w Gas Heat] | G | Yes | Grocery | Total FF | NC | 0.35036 | 0.68236 | 1.0038 | 1.3121 | 1.6062 | 1.8918 | 2.1752 | 2.4582 | 2.7416 | 3.024
| EMS_Com, G - TotF [Building w Gas Heat] | G | Yes | Grocery | Total FF | RET | 4.3737 | 8.7419 | 13.1111 | 17.4506 | 21.7812 | 26.1138 | 30.4596 | 34.8219 | 39.2098 | 43.6193
| Int Ltg Ctrls_Com, E/G - IntL | E | Yes | Grocery | Interior Lighting | RET | -2.2638 | -4.4672 | -6.7753 | -9.0581 | -11.3291 | -13.6062 | -15.8577 | -18.162 | -18.2238 | -18.2959
| Exit Sign RetFit_Com, E/G - IntL | E | Yes | Grocery | Interior Lighting | RET | -0.029487 | -0.058187 | -0.088252 | -0.11799 | -0.14757 | -0.17723 | -0.20655 | -0.23657 | -0.26686 | -0.2965
| LED HiLo Bay_Com, E/G - IntL | E | Yes | Grocery | Interior Lighting | NC | -0.053065 | -0.10286 | -0.15081 | -0.19722 | -0.24113 | -0.28472 | -0.32826 | -0.37063 | -0.41287 | -0.45458
| LED HiLo Bay_Com, E/G - IntL | E | Yes | Grocery | Interior Lighting | RET | -0.040044 | -0.076394 | -0.11191 | -0.14467 | -0.17507 | -0.20349 | -0.2297 | -0.25472 | -0.27828 | -0.30208
| LED HiLo Bay_Com, E/G - IntL | E | Yes | Grocery | Interior Lighting | REPL | -0.28347 | -0.50419 | -0.70651 | -0.87802 | -1.0202 | -1.1343 | -1.2188 | -1.2765 | -1.3057 | -1.322
| Repl Scre_Com, E/G - IntL | E | Yes | Grocery | Interior Lighting | NC | -0.036387 | -0.07053 | -0.034143 | 0 | 0 | 0 | 0 | 0 | 0 | 0
| Repl Scre_Com, E/G - IntL | E | Yes | Grocery | Interior Lighting | RET | -0.17231 | -0.34003 | -0.16771 | 0 | 0 | 0 | 0 | 0 | 0 | 0
| Repl Scre_Com, E/G - IntL | E | Yes | Grocery | Interior Lighting | REPL | -1.8675 | -3.6853 | -1.8177 | 0 | 0 | 0 | 0 | 0 | 0 | 0
| Lin LED Fixture_Com, E/G - IntL | E | Yes | Grocery | Interior Lighting | NC | -0.048319 | -0.093658 | -0.13732 | -0.17958 | -0.21956 | -0.25926 | -0.2989 | -0.33748 | -0.37594 | -0.41392
| Lin LED Fixture_Com, E/G - IntL | E | Yes | Grocery | Interior Lighting | RET | -0.36802 | -0.69823 | -1.0171 | -1.3078 | -1.5744 | -1.8209 | -2.0455 | -2.2574 | -2.4707 | -2.679
| Lin LED Fixture_Com, E/G - IntL | E | Yes | Grocery | Interior Lighting | REPL | -0.29888 | -0.53161 | -0.74493 | -0.92576 | -1.0757 | -1.1959 | -1.2851 | -1.346 | -1.3898 | -1.4155
| LED Tube Repl_Com, E/G - IntL | E | Yes | Grocery | Interior Lighting | RET | -2.3154 | -4.3929 | -6.3991 | -8.2281 | -9.9055 | -11.61 | -13.3159 | -15.0814 | -16.8813 | -18.6588
| LED Tube Repl_Com, E/G - IntL | E | Yes | Grocery | Interior Lighting | REPL | -2.7615 | -4.9118 | -6.8827 | -8.5536 | -9.9387 | -11.2336 | -12.421 | -13.5412 | -14.5757 | -15.4941
| Repl pin CFL wLED_Com, E/G - IntL | E | Yes | Grocery | Interior Lighting | RET | -0.0015817 | -0.0030227 | -0.0044358 | -0.005744 | -0.0069623 | -0.0082798 | -0.0096711 | -0.01118 | -0.012783 | -0.014373
| Repl pin CFL wLED_Com, E/G - IntL | E | Yes | Grocery | Interior Lighting | REPL | -0.002222 | -0.0039522 | -0.0055381 | -0.0068825 | -0.007997 | -0.0091355 | -0.010282 | -0.011476 | -0.012703 | -0.013924
| Stair Occ Sensor_Com, E/G - IntL | E | Yes | Grocery | Interior Lighting | NC | -0.036046 | -0.069869 | -0.10244 | -0.13397 | -0.16379 | -0.19341 | -0.22298 | -0.25176 | -0.28045 | -0.30879
| Stair Occ Sensor_Com, E/G - IntL | E | Yes | Grocery | Interior Lighting | RET | -0.27751 | -0.54761 | -0.83055 | -1.1104 | -1.3888 | -1.6679 | -1.9439 | -2.2264 | -2.5115 | -2.7904
| Int Delamping_Com, E/G - IntL | E | Yes | Grocery | Interior Lighting | RET | -0.02346 | -0.046294 | -0.070214 | -0.093871 | -0.11741 | -0.141 | -0.16434 | -0.18822 | -0.21232 | -0.2359
| Int Ltg Dsgn_Com, E/G - IntL | E | Yes | Grocery | Interior Lighting | NC | -0.04971 | -0.096354 | -0.14128 | -0.18475 | -0.22588 | -0.26672 | -0.3075 | -0.34719 | -0.38676 | -0.42583
| DCV_Com, G - Heat [Building w Gas Heat] | G | Yes | Hospital | Space Heating | RET | 41.6519 | 83.2507 | 124.8595 | 166.1855 | 207.4272 | 248.6872 | 290.0734 | 331.6167 | 373.4028 | 415.396
| Optimized Unitary AC Sys_Com, G - Heat [Building w Gas Heat] | G | Yes | Hospital | Space Heating | NC | 15.8165 | 30.8041 | 45.3163 | 59.2305 | 72.5106 | 85.4004 | 98.1965 | 110.9702 | 123.7625 | 136.5124
| Cool Roof_Com, G - Heat [Building w Gas Heat] | G | No | Hospital | Space Heating | NC | -0.8111 | -1.5797 | -2.3239 | -3.0375 | -3.7185 | -4.3795 | -5.0357 | -5.6908 | -6.3468 | -7.0006
| Cool Roof_Com, G - Heat [Building w Gas Heat] | G | No | Hospital | Space Heating | RET | -4.2347 | -8.464 | -12.6943 | -16.8959 | -21.0889 | -25.2838 | -29.4915 | -33.7152 | -37.9635 | -42.2329
| Programmable TStat_Com, G - Heat [Building w Gas Heat] | G | Yes | Hospital | Space Heating | NC | 0 | 0 | 0 | 0 | 0 | 0 | 0 | 0 | 0 | 0
| Programmable TStat_Com, G - Heat [Building w Gas Heat] | G | Yes | Hospital | Space Heating | RET | 0 | 0 | 0 | 0 | 0 | 0 | 0 | 0 | 0 | 0
| Smart TStat_Com, G - Heat [Building w Gas Heat] | G | Yes | Hospital | Space Heating | NC | 1.313 | 2.5572 | 3.7619 | 4.917 | 6.0194 | 7.0895 | 8.1517 | 9.2121 | 10.2741 | 11.3325
| Smart TStat_Com, G - Heat [Building w Gas Heat] | G | Yes | Hospital | Space Heating | RET | 4.8202 | 9.6343 | 14.4495 | 19.232 | 24.0047 | 28.7796 | 33.5691 | 38.3767 | 43.2125 | 48.0722
| Boiler Blowdown Controls_Com, G - Heat | G | No | Hospital | Space Heating | RET | 6.4475 | 12.8868 | 19.3277 | 25.7248 | 32.1088 | 32.0482 | 32.0152 | 32.0051 | 32.0763 | 32.1927
| Boiler Modifications_Com, G - Heat | G | Yes | Hospital | Space Heating | RET | 20.2262 | 40.4266 | 60.6318 | 80.6998 | 100.7267 | 120.7626 | 140.8598 | 161.0332 | 167.2542 | 167.4379
| Boilers_Com, G - Heat | G | Yes | Hospital | Space Heating | NC | 6.3033 | 12.2763 | 18.0599 | 23.6051 | 28.8976 | 34.0345 | 39.1341 | 44.2248 | 49.3229 | 54.4041
| Boilers_Com, G - Heat | G | No | Hospital | Space Heating | RET | 47.2813 | 91.0424 | 131.6067 | 168.9433 | 203.4734 | 235.4878 | 265.247 | 292.9304 | 318.7354 | 342.768
| Boilers_Com, G - Heat | G | Yes | Hospital | Space Heating | REPL | 25.8111 | 46.4338 | 64.4829 | 79.8485 | 92.6269 | 102.8543 | 110.5482 | 115.697 | 118.2864 | 118.2864
| Furnace_Com, G - Heat | G | Yes | Hospital | Space Heating | NC | 2.0211 | 3.9364 | 5.7908 | 7.5689 | 9.2659 | 10.9131 | 12.5482 | 14.1805 | 15.8152 | 17.4445
| Furnace_Com, G - Heat | G | Yes | Hospital | Space Heating | RET | 12.5509 | 24.3256 | 35.3886 | 45.7099 | 55.3853 | 64.4778 | 73.045 | 81.1229 | 88.7552 | 95.9601
| Furnace_Com, G - Heat | G | Yes | Hospital | Space Heating | REPL | 8.9959 | 16.1835 | 22.4742 | 27.8295 | 32.2832 | 35.8477 | 38.5293 | 40.3238 | 41.2263 | 41.2263
| Energy Recovery Ventilator_Com, G - Heat | G | Yes | Hospital | Space Heating | NC | 3.1717 | 6.1772 | 9.0874 | 11.8777 | 14.5408 | 17.1256 | 19.6917 | 22.2532 | 24.8185 | 27.3753
| Energy Recovery Ventilator_Com, G - Heat | G | Yes | Hospital | Space Heating | RET | 27.599 | 52.8199 | 75.9026 | 96.8797 | 116.0346 | 133.5691 | 149.6622 | 165.3609 | 180.7321 | 195.794
| Energy Recovery Ventilator_Com, G - Heat | G | Yes | Hospital | Space Heating | REPL | 21.6463 | 38.9412 | 54.0779 | 66.9641 | 77.6806 | 86.2577 | 92.7102 | 97.7478 | 101.3671 | 103.5495
| Forced Air Heating Maintenance_Com, G - Heat | G | Yes | Hospital | Space Heating | RET | 0.23728 | 0.47426 | 0.71129 | 0.94672 | 1.1817 | 1.1794 | 1.1782 | 1.1778 | 1.1805 | 1.1847
| Steam Trap Maintenance_Com, G - Heat | G | Yes | Hospital | Space Heating | RET | 8.0053 | 16.0004 | 23.9974 | 31.94 | 39.8665 | 47.7965 | 47.7454 | 47.7347 | 47.7688 | 47.897
| Windows_Com, G - Heat [Building w Gas Heat] | G | Yes | Hospital | Space Heating | NC | 3.6188 | 7.0479 | 10.3682 | 13.5518 | 16.5902 | 19.5394 | 22.467 | 25.3896 | 28.3165 | 31.2336
| Window Film_Com, G - Heat [Building w Gas Heat] | G | No | Hospital | Space Heating | RET | 0 | 0 | 0 | 0 | 0 | 0 | 0 | 0 | 0 | 0
| Kitchen DCV_Com, G - Heat [Building w Gas Heat] | G | Yes | Hospital | Space Heating | NC | 1.8013 | 3.5081 | 5.1609 | 6.7455 | 8.2579 | 9.7259 | 11.1831 | 12.6379 | 14.0947 | 15.5468
| Kitchen DCV_Com, G - Heat [Building w Gas Heat] | G | Yes | Hospital | Space Heating | RET | 17.149 | 32.6833 | 46.7763 | 59.4718 | 70.9631 | 81.3904 | 90.8768 | 99.7798 | 108.1695 | 116.0857
| Kitchen DCV_Com, G - Heat [Building w Gas Heat] | G | Yes | Hospital | Space Heating | REPL | 12.2932 | 22.1152 | 30.7115 | 38.0297 | 44.1158 | 48.9868 | 52.6513 | 55.2942 | 56.9112 | 57.4896
| Duct Sealing Regulated_Com, G - Heat [Building w Gas Heat] | G | Yes | Hospital | Space Heating | RET | 14.0326 | 28.0475 | 42.0656 | 55.9885 | 69.8829 | 83.7836 | 97.7267 | 111.7228 | 125.8007 | 139.9483
| Ovens_Com, G - Cook | G | Yes | Hospital | Cooking | NC | 1.1152 | 2.172 | 3.1952 | 4.1763 | 5.1127 | 6.0215 | 6.9238 | 7.8244 | 8.7264 | 9.6254
| Ovens_Com, G - Cook | G | Yes | Hospital | Cooking | REPL | 9.5138 | 19.0155 | 28.5194 | 37.9588 | 47.3789 | 56.8032 | 66.2563 | 75.7453 | 85.2898 | 94.8816
| Fryers_Com, G - Cook | G | Yes | Hospital | Cooking | NC | 0.25018 | 0.48724 | 0.71679 | 0.93688 | 1.1469 | 1.3508 | 1.5532 | 1.7553 | 1.9576 | 2.1593
| Fryers_Com, G - Cook | G | Yes | Hospital | Cooking | REPL | 2.1342 | 4.2658 | 6.3978 | 8.5154 | 10.6286 | 12.7428 | 14.8634 | 16.9921 | 19.1332 | 21.285
| Griddles_Com, G - Cook | G | Yes | Hospital | Cooking | NC | 0.33955 | 0.66131 | 0.97286 | 1.2716 | 1.5567 | 1.8334 | 2.1081 | 2.3823 | 2.657 | 2.9307
| Griddles_Com, G - Cook | G | Yes | Hospital | Cooking | REPL | 2.8967 | 5.7897 | 8.6834 | 11.5574 | 14.4255 | 17.295 | 20.1732 | 23.0623 | 25.9683 | 28.8887
| Steamers_Com, G - Cook | G | Yes | Hospital | Cooking | NC | 0.55833 | 1.0874 | 1.5997 | 2.0909 | 2.5597 | 3.0147 | 3.4664 | 3.9173 | 4.3689 | 4.819
| Steamers_Com, G - Cook | G | Yes | Hospital | Cooking | REPL | 4.7631 | 9.5202 | 14.2783 | 19.0042 | 23.7204 | 28.4387 | 33.1714 | 37.9221 | 42.7006 | 47.5028
| Clothes Washer Elec WH_Com, G - Oth [unit w/ gas dry - Dryer] | G | Yes | Hospital | Other | NC | 0.0020316 | 0.0039566 | 0.0058207 | 0.0076079 | 0.0093136 | 0.010969 | 0.012613 | 0.012239 | 0.01199 | 0.011814
| Clothes Washer Elec WH_Com, G - Oth [unit w/ gas dry - Dryer] | G | Yes | Hospital | Other | REPL | 0.02971 | 0.059383 | 0.089062 | 0.11854 | 0.14796 | 0.17739 | 0.20691 | 0.20683 | 0.20697 | 0.20724
| Clothes Washer Gas WH_Com, G - HWat [unit w/ elec dry - Water Heater] | G | Yes | Hospital | Water Heating | NC | 0.334 | 0.65049 | 0.95694 | 1.2508 | 1.5312 | 1.8034 | 2.0736 | 2.0121 | 1.9712 | 1.9422
| Clothes Washer Gas WH_Com, G - HWat [unit w/ elec dry - Water Heater] | G | Yes | Hospital | Water Heating | REPL | 4.8845 | 9.7628 | 14.6423 | 19.4886 | 24.325 | 29.1636 | 34.0169 | 34.0042 | 34.0261 | 34.0712
| Clothes Washer Gas WH_Com, G - Oth [unit w/ gas dry - Dryer] | G | Yes | Hospital | Other | NC | 0.015846 | 0.030862 | 0.045401 | 0.059341 | 0.072646 | 0.08556 | 0.09838 | 0.095461 | 0.093522 | 0.092147
| Clothes Washer Gas WH_Com, G - Oth [unit w/ gas dry - Dryer] | G | Yes | Hospital | Other | REPL | 0.23174 | 0.46319 | 0.69469 | 0.92461 | 1.1541 | 1.3836 | 1.6139 | 1.6133 | 1.6143 | 1.6165
| Clothes Washer Gas WH_Com, G - HWat [unit w/ gas dry - Water Heater] | G | Yes | Hospital | Water Heating | NC | 1.3026 | 2.5369 | 3.7321 | 4.878 | 5.9717 | 7.0333 | 8.0871 | 7.8471 | 7.6877 | 7.5747
| Clothes Washer Gas WH_Com, G - HWat [unit w/ gas dry - Water Heater] | G | Yes | Hospital | Water Heating | REPL | 19.0496 | 38.075 | 57.1049 | 76.0055 | 94.8675 | 113.7379 | 132.666 | 132.6163 | 132.7019 | 132.8778
| Clothes Washer Gas WH_Com, G - HWat [unit w/ propane dry - Water Heater] | G | Yes | Hospital | Water Heating | NC | 0.066799 | 0.1301 | 0.19139 | 0.25015 | 0.30624 | 0.36068 | 0.41472 | 0.40242 | 0.39424 | 0.38845
| Clothes Washer Gas WH_Com, G - HWat [unit w/ propane dry - Water Heater] | G | Yes | Hospital | Water Heating | REPL | 0.9769 | 1.9526 | 2.9285 | 3.8977 | 4.865 | 5.8327 | 6.8034 | 6.8008 | 6.8052 | 6.8142
| Clothes Washer Oil WH_Com, G - Oth [unit w/ gas dry - Dryer] | G | Yes | Hospital | Other | NC | 0.00081262 | 0.0015827 | 0.0023283 | 0.0030432 | 0.0037255 | 0.0043877 | 0.0050451 | 0.0048954 | 0.004796 | 0.0047255
| Clothes Washer Oil WH_Com, G - Oth [unit w/ gas dry - Dryer] | G | Yes | Hospital | Other | REPL | 0.011884 | 0.023753 | 0.035625 | 0.047416 | 0.059183 | 0.070956 | 0.082764 | 0.082733 | 0.082786 | 0.082896
| Clothes Washer Propane WH_Com, G - Oth [unit w/ gas dry - Dryer] | G | Yes | Hospital | Other | NC | 0.00040631 | 0.00079133 | 0.0011641 | 0.0015216 | 0.0018627 | 0.0021939 | 0.0025226 | 0.0024477 | 0.002398 | 0.0023628
| Clothes Washer Propane WH_Com, G - Oth [unit w/ gas dry - Dryer] | G | Yes | Hospital | Other | REPL | 0.0059421 | 0.011877 | 0.017812 | 0.023708 | 0.029592 | 0.035478 | 0.041382 | 0.041366 | 0.041393 | 0.041448
| Ozone Laundry_Com, G - HWat | G | Yes | Hospital | Water Heating | RET | 21.3215 | 42.6158 | 63.9152 | 85.0699 | 106.1813 | 127.3022 | 148.4877 | 169.7535 | 191.1437 | 212.6399
| Dishwasher_Com, G - HWat [Building w gas WH] | G | Yes | Hospital | Water Heating | NC | 0.16405 | 0.3195 | 0.47003 | 0.61435 | 0.75209 | 0.88579 | 1.0185 | 1.151 | 1.2837 | 1.4159
| Dishwasher_Com, G - HWat [Building w gas WH] | G | Yes | Hospital | Water Heating | REPL | 1.3276 | 2.6535 | 3.9797 | 5.2969 | 6.6115 | 7.9266 | 9.2457 | 10.5698 | 11.9017 | 13.2402
| Faucet Aerator_Com, G - HWat | G | Yes | Hospital | Water Heating | RET | 2.1685 | 4.3342 | 6.5005 | 8.652 | 10.7991 | 12.9472 | 15.1018 | 17.2647 | 19.4401 | 21.6264
| FF Storage Water Heater_Com, G - HWat | G | No | Hospital | Water Heating | NC | 1.8285 | 3.5611 | 5.2389 | 6.8474 | 8.3827 | 9.8728 | 11.3521 | 12.8289 | 14.3077 | 15.7817
| FF Storage Water Heater_Com, G - HWat | G | No | Hospital | Water Heating | RET | 12.785 | 24.6816 | 35.7682 | 46.0275 | 55.5665 | 64.4579 | 72.7674 | 81.4369 | 90.465 | 99.8261
| FF Storage Water Heater_Com, G - HWat | G | No | Hospital | Water Heating | REPL | 12.4789 | 22.4494 | 31.1756 | 38.6044 | 44.7825 | 49.7271 | 53.4469 | 56.8129 | 59.8286 | 62.4873
| FF Instantaneous Water Heater_Com, G - HWat | G | No | Hospital | Water Heating | NC | 3.0648 | 5.9689 | 8.781 | 11.4772 | 14.0505 | 16.5482 | 19.0277 | 21.5028 | 23.9816 | 26.4522
| FF Instantaneous Water Heater_Com, G - HWat | G | No | Hospital | Water Heating | RET | 21.4293 | 41.3695 | 59.9522 | 77.1481 | 93.1367 | 108.0399 | 121.9677 | 134.9934 | 147.2004 | 158.63
| FF Instantaneous Water Heater_Com, G - HWat | G | No | Hospital | Water Heating | REPL | 15.6873 | 28.2211 | 39.1908 | 48.5296 | 56.296 | 62.5118 | 67.188 | 70.3173 | 71.8911 | 71.8911
| Clothes Dryer_Com, G - Oth | G | Yes | Hospital | Other | NC | 0.029612 | 0.057673 | 0.084844 | 0.11089 | 0.13576 | 0.15989 | 0.18385 | 0.20776 | 0.23171 | 0.25559
| Clothes Dryer_Com, G - Oth | G | No | Hospital | Other | RET | 0.28846 | 0.54913 | 0.78506 | 0.99709 | 1.1886 | 1.3619 | 1.5192 | 1.6654 | 1.8018 | 1.9292
| Clothes Dryer_Com, G - Oth | G | Yes | Hospital | Other | REPL | 0.21653 | 0.38954 | 0.54095 | 0.66986 | 0.77706 | 0.86286 | 0.9274 | 0.97309 | 0.99982 | 1.0074
| Pnemautic to DDC_Com, G - TotF [Building w Gas Heat] | G | Yes | Hospital | Total FF | RET | 9.8762 | 19.7398 | 29.6057 | 39.4046 | 49.1835 | 58.9667 | 68.7799 | 78.6303 | 88.5383 | 98.4954
| Data Center_Com, G - TotF [Building w Gas Heat] | G | Yes | Hospital | Total FF | NC | 0 | 0 | 0 | 0 | 0 | 0 | 0 | 0 | 0 | 0
| Data Center_Com, G - TotF [Building w Gas Heat] | G | Yes | Hospital | Total FF | RET | 0 | 0 | 0 | 0 | 0 | 0 | 0 | 0 | 0 | 0
| RCx_Com, G - TotF [Building w Gas Heat] | G | Yes | Hospital | Total FF | RET | 26.9272 | 53.8202 | 80.7196 | 107.4362 | 134.0982 | 160.7722 | 187.5277 | 214.3847 | 214.4715 | 214.7264
| Commissioning_Com, G - TotF [Building w Gas Heat] | G | Yes | Hospital | Total FF | NC | 0 | 0 | 0 | 0 | 0 | 0 | 0 | 0 | 0 | 0
| Integrated Building Design_Com, G - TotF [Building w Gas Heat] | G | Yes | Hospital | Total FF | NC | 1.7626 | 3.4328 | 5.05 | 6.6006 | 8.0805 | 9.5169 | 10.9429 | 12.3664 | 13.792 | 15.2128
| Deep Energy Retrofit_Com, G - TotF [Building w Gas Heat] | G | Yes | Hospital | Total FF | RET | 6.3215 | 12.6349 | 18.9498 | 25.2219 | 31.4811 | 37.7431 | 44.0243 | 50.3293 | 56.6711 | 63.0444
| EMS_Com, G - TotF [Building w Gas Heat] | G | Yes | Hospital | Total FF | NC | 3.435 | 6.69 | 9.8418 | 12.8636 | 15.7478 | 18.5472 | 21.3262 | 24.1004 | 26.8786 | 29.6476
| EMS_Com, G - TotF [Building w Gas Heat] | G | Yes | Hospital | Total FF | RET | 42.8807 | 85.7069 | 128.5432 | 171.0885 | 213.5469 | 256.0242 | 298.6315 | 341.4004 | 384.4193 | 427.6515
| Int Ltg Ctrls_Com, E/G - IntL | E | Yes | Hospital | Interior Lighting | RET | -1.1938 | -2.3557 | -3.5729 | -4.7767 | -5.9743 | -7.1752 | -8.3624 | -9.5776 | -9.6102 | -9.6482
| Repl Scre_Com, E/G - IntL | E | Yes | Hospital | Interior Lighting | NC | -0.025169 | -0.048787 | -0.023617 | 0 | 0 | 0 | 0 | 0 | 0 | 0
| Repl Scre_Com, E/G - IntL | E | Yes | Hospital | Interior Lighting | RET | -0.0030214 | -0.0059622 | -0.0029408 | 0 | 0 | 0 | 0 | 0 | 0 | 0
| Repl Scre_Com, E/G - IntL | E | Yes | Hospital | Interior Lighting | REPL | -1.2918 | -2.5491 | -1.2573 | 0 | 0 | 0 | 0 | 0 | 0 | 0
| Lin LED Fixture_Com, E/G - IntL | E | Yes | Hospital | Interior Lighting | NC | -0.03106 | -0.060205 | -0.088274 | -0.11544 | -0.14114 | -0.16665 | -0.19214 | -0.21694 | -0.24166 | -0.26607
| Lin LED Fixture_Com, E/G - IntL | E | Yes | Hospital | Interior Lighting | RET | -0.31883 | -0.60489 | -0.88114 | -1.133 | -1.364 | -1.5775 | -1.772 | -1.9556 | -2.1404 | -2.3209
| Lin LED Fixture_Com, E/G - IntL | E | Yes | Hospital | Interior Lighting | REPL | -0.19213 | -0.34173 | -0.47885 | -0.59509 | -0.69146 | -0.76877 | -0.82609 | -0.8652 | -0.89339 | -0.90993
| LED Tube Repl_Com, E/G - IntL | E | Yes | Hospital | Interior Lighting | RET | -1.705 | -3.2348 | -4.7121 | -6.059 | -7.2942 | -8.5493 | -9.8056 | -11.1056 | -12.431 | -13.7399
| LED Tube Repl_Com, E/G - IntL | E | Yes | Hospital | Interior Lighting | REPL | -1.5089 | -2.6838 | -3.7607 | -4.6736 | -5.4304 | -6.138 | -6.7867 | -7.3988 | -7.9641 | -8.4658
| Repl pin CFL wLED_Com, E/G - IntL | E | Yes | Hospital | Interior Lighting | RET | -0.056721 | -0.1084 | -0.15908 | -0.20599 | -0.24968 | -0.29693 | -0.34683 | -0.40094 | -0.45844 | -0.51546
| Repl pin CFL wLED_Com, E/G - IntL | E | Yes | Hospital | Interior Lighting | REPL | -0.055266 | -0.098298 | -0.13774 | -0.17118 | -0.1989 | -0.22722 | -0.25573 | -0.28543 | -0.31594 | -0.34631
| Stair Occ Sensor_Com, E/G - IntL | E | Yes | Hospital | Interior Lighting | NC | -0.020656 | -0.040038 | -0.058706 | -0.076771 | -0.09386 | -0.11083 | -0.12778 | -0.14427 | -0.16071 | -0.17695
| Stair Occ Sensor_Com, E/G - IntL | E | Yes | Hospital | Interior Lighting | RET | -0.15902 | -0.31381 | -0.47595 | -0.63631 | -0.79584 | -0.9558 | -1.114 | -1.2758 | -1.4392 | -1.599
| Int Delamping_Com, E/G - IntL | E | Yes | Hospital | Interior Lighting | RET | -0.01508 | -0.029758 | -0.045134 | -0.060341 | -0.07547 | -0.090639 | -0.10564 | -0.12099 | -0.13648 | -0.15164
| Int Ltg Dsgn_Com, E/G - IntL | E | Yes | Hospital | Interior Lighting | NC | -0.026234 | -0.050849 | -0.074557 | -0.0975 | -0.1192 | -0.14076 | -0.16228 | -0.18323 | -0.20411 | -0.22473
| Optimized Unitary AC Sys_Com, G - Heat [Building w Gas Heat] | G | Yes | Food Service | Space Heating | NC | 4.4183 | 8.6051 | 12.6591 | 16.546 | 20.2558 | 23.8566 | 27.4312 | 30.9995 | 34.5731 | 38.1347
| Cool Roof_Com, G - Heat [Building w Gas Heat] | G | No | Food Service | Space Heating | NC | -0.25521 | -0.49705 | -0.73122 | -0.95574 | -1.17 | -1.378 | -1.5845 | -1.7906 | -1.997 | -2.2028
| Cool Roof_Com, G - Heat [Building w Gas Heat] | G | No | Food Service | Space Heating | RET | -1.3325 | -2.6632 | -3.9943 | -5.3163 | -6.6356 | -7.9556 | -9.2795 | -10.6085 | -11.9452 | -13.2886
| Programmable TStat_Com, G - Heat [Building w Gas Heat] | G | Yes | Food Service | Space Heating | NC | 0 | 0 | 0 | 0 | 0 | 0 | 0 | 0 | 0 | 0
| Programmable TStat_Com, G - Heat [Building w Gas Heat] | G | Yes | Food Service | Space Heating | RET | 0 | 0 | 0 | 0 | 0 | 0 | 0 | 0 | 0 | 0
| Smart TStat_Com, G - Heat [Building w Gas Heat] | G | Yes | Food Service | Space Heating | NC | 1.0769 | 2.0973 | 3.0854 | 4.0327 | 4.9369 | 5.8145 | 6.6857 | 7.5554 | 8.4264 | 9.2944
| Smart TStat_Com, G - Heat [Building w Gas Heat] | G | Yes | Food Service | Space Heating | RET | 3.9533 | 7.9016 | 11.8508 | 15.7732 | 19.6876 | 23.6038 | 27.5319 | 31.4749 | 35.4409 | 39.4267
| Boiler Blowdown Controls_Com, G - Heat | G | No | Food Service | Space Heating | RET | 0.98365 | 1.966 | 2.9487 | 3.9246 | 4.8986 | 4.8893 | 4.8843 | 4.8828 | 4.8936 | 4.9114
| Boiler Modifications_Com, G - Heat | G | Yes | Food Service | Space Heating | RET | 3.0857 | 6.1676 | 9.2501 | 12.3117 | 15.3671 | 18.4238 | 21.4899 | 24.5676 | 25.5167 | 25.5447
| Boilers_Com, G - Heat | G | Yes | Food Service | Space Heating | NC | 0.96165 | 1.8729 | 2.7553 | 3.6012 | 4.4087 | 5.1924 | 5.9704 | 6.747 | 7.5248 | 8.3
| Boilers_Com, G - Heat | G | No | Food Service | Space Heating | RET | 7.2133 | 13.8896 | 20.0782 | 25.7744 | 31.0424 | 35.9266 | 40.4667 | 44.6901 | 48.627 | 52.2935
| Boilers_Com, G - Heat | G | Yes | Food Service | Space Heating | REPL | 3.9378 | 7.084 | 9.8377 | 12.1819 | 14.1314 | 15.6917 | 16.8655 | 17.651 | 18.0461 | 18.0461
| Furnace_Com, G - Heat | G | Yes | Food Service | Space Heating | NC | 1.3638 | 2.6561 | 3.9074 | 5.1072 | 6.2523 | 7.3637 | 8.4671 | 9.5685 | 10.6715 | 11.7709
| Furnace_Com, G - Heat | G | No | Food Service | Space Heating | RET | 8.4689 | 16.414 | 23.8789 | 30.8433 | 37.3719 | 43.5072 | 49.288 | 54.7387 | 59.8887 | 64.7503
| Furnace_Com, G - Heat | G | Yes | Food Service | Space Heating | REPL | 6.0701 | 10.92 | 15.1647 | 18.7783 | 21.7835 | 24.1887 | 25.9981 | 27.209 | 27.8179 | 27.8179
| Unit Heater_Com, G - Heat | G | Yes | Food Service | Space Heating | NC | 0.2898 | 0.5644 | 0.8303 | 1.0852 | 1.3286 | 1.5647 | 1.7992 | 2.0332 | 2.2676 | 2.5012
| Unit Heater_Com, G - Heat | G | Yes | Food Service | Space Heating | RET | 2.3467 | 4.505 | 6.493 | 8.3114 | 9.9825 | 11.5221 | 12.9443 | 14.2589 | 15.5731 | 16.8863
| Unit Heater_Com, G - Heat | G | Yes | Food Service | Space Heating | REPL | 1.7451 | 3.1394 | 4.3597 | 5.3986 | 6.2625 | 6.954 | 7.4742 | 7.8223 | 8.0691 | 8.2133
| Destratification Fans_Com, G - Heat | G | No | Food Service | Space Heating | NC | 0.72759 | 1.4171 | 2.0847 | 2.7247 | 3.3356 | 3.9286 | 4.5173 | 5.1049 | 5.6933 | 6.2799
| Destratification Fans_Com, G - Heat | G | No | Food Service | Space Heating | RET | 3.5469 | 6.9121 | 10.1099 | 13.1271 | 15.9876 | 18.7063 | 21.297 | 24.1605 | 27.2921 | 30.6792
| Destratification Fans_Com, G - Heat | G | No | Food Service | Space Heating | REPL | 4.9656 | 8.9331 | 12.4054 | 15.3615 | 17.8199 | 19.7874 | 21.2676 | 22.8085 | 24.4137 | 26.0824
| Forced Air Heating Maintenance_Com, G - Heat | G | No | Food Service | Space Heating | RET | 0.16011 | 0.32001 | 0.47995 | 0.63881 | 0.79734 | 0.79584 | 0.79502 | 0.79477 | 0.79653 | 0.79942
| Infrared Heater_Com, G - Heat | G | Yes | Food Service | Space Heating | NC | 0.011719 | 0.022823 | 0.033575 | 0.043884 | 0.053724 | 0.063274 | 0.072754 | 0.082219 | 0.091697 | 0.10114
| Infrared Heater_Com, G - Heat | G | Z | Food Service | Space Heating | RET | 0 | 0 | 0 | 0 | 0 | 0 | 0 | 0 | 0 | 0
| Infrared Heater_Com, G - Heat | G | Yes | Food Service | Space Heating | REPL | 0.070567 | 0.12695 | 0.17629 | 0.2183 | 0.25324 | 0.2812 | 0.30224 | 0.31631 | 0.33608 | 0.36157
| Steam Trap Maintenance_Com, G - Heat | G | Yes | Food Service | Space Heating | RET | 1.2213 | 2.4411 | 3.6611 | 4.8728 | 6.0821 | 7.2919 | 7.2842 | 7.2825 | 7.2877 | 7.3073
| Windows_Com, G - Heat [Building w Gas Heat] | G | No | Food Service | Space Heating | NC | 1.1386 | 2.2176 | 3.2624 | 4.2641 | 5.2201 | 6.1481 | 7.0693 | 7.9889 | 8.9098 | 9.8277
| Window Film_Com, G - Heat [Building w Gas Heat] | G | No | Food Service | Space Heating | RET | 0 | 0 | 0 | 0 | 0 | 0 | 0 | 0 | 0 | 0
| Kitchen DCV_Com, G - Heat [Building w Gas Heat] | G | Yes | Food Service | Space Heating | NC | 3.4817 | 6.7809 | 9.9756 | 13.0385 | 15.9619 | 18.7993 | 21.6162 | 24.428 | 27.2441 | 30.0507
| Kitchen DCV_Com, G - Heat [Building w Gas Heat] | G | Yes | Food Service | Space Heating | RET | 33.1477 | 63.1744 | 90.4151 | 114.9545 | 137.1663 | 157.3214 | 175.658 | 192.8666 | 209.0834 | 224.3848
| Kitchen DCV_Com, G - Heat [Building w Gas Heat] | G | Yes | Food Service | Space Heating | REPL | 23.7618 | 42.747 | 59.363 | 73.5086 | 85.2725 | 94.6878 | 101.7708 | 106.8795 | 110.0049 | 111.1229
| Duct Sealing Regulated_Com, G - Heat [Building w Gas Heat] | G | Yes | Food Service | Space Heating | RET | 4.4154 | 8.8252 | 13.236 | 17.6168 | 21.9887 | 26.3626 | 30.7498 | 35.1537 | 39.5833 | 44.0349
| Ovens_Com, G - Cook | G | Yes | Food Service | Cooking | NC | 5.4218 | 10.5595 | 15.5343 | 20.304 | 24.8563 | 29.2749 | 33.6613 | 38.0401 | 42.4253 | 46.7959
| Ovens_Com, G - Cook | G | Yes | Food Service | Cooking | REPL | 46.2532 | 92.4476 | 138.6529 | 184.5444 | 230.342 | 276.1602 | 322.1184 | 368.251 | 414.6533 | 461.2857
| Fryers_Com, G - Cook | G | Yes | Food Service | Cooking | NC | 1.2163 | 2.3688 | 3.4848 | 4.5548 | 5.5761 | 6.5673 | 7.5513 | 8.5336 | 9.5173 | 10.4978
| Fryers_Com, G - Cook | G | Yes | Food Service | Cooking | REPL | 10.3761 | 20.7389 | 31.1043 | 41.3992 | 51.673 | 61.9515 | 72.2614 | 82.6104 | 93.0199 | 103.481
| Griddles_Com, G - Cook | G | Yes | Food Service | Cooking | NC | 1.6508 | 3.2151 | 4.7297 | 6.182 | 7.568 | 8.9134 | 10.2489 | 11.5821 | 12.9173 | 14.248
| Griddles_Com, G - Cook | G | Yes | Food Service | Cooking | REPL | 14.0828 | 28.1477 | 42.2159 | 56.1885 | 70.1326 | 84.0829 | 98.0759 | 112.122 | 126.2502 | 140.4484
| Steamers_Com, G - Cook | G | Yes | Food Service | Cooking | NC | 2.7145 | 5.2866 | 7.7773 | 10.1653 | 12.4444 | 14.6566 | 16.8527 | 19.0449 | 21.2404 | 23.4285
| Steamers_Com, G - Cook | G | Yes | Food Service | Cooking | REPL | 23.1568 | 46.2842 | 69.417 | 92.3927 | 115.3215 | 138.2605 | 161.2696 | 184.366 | 207.5975 | 230.9441
| Clothes Washer Elec WH_Com, G - Oth [unit w/ gas dry - Dryer] | G | Yes | Food Service | Other | NC | 0.00040268 | 0.00078425 | 0.0011537 | 0.001508 | 0.0018461 | 0.0021742 | 0.0025 | 0.0024258 | 0.0023765 | 0.0023416
| Clothes Washer Elec WH_Com, G - Oth [unit w/ gas dry - Dryer] | G | Yes | Food Service | Other | REPL | 0.0058889 | 0.01177 | 0.017653 | 0.023496 | 0.029327 | 0.03516 | 0.041012 | 0.040996 | 0.041023 | 0.041077
| Clothes Washer Gas WH_Com, G - HWat [unit w/ elec dry - Water Heater] | G | Yes | Food Service | Water Heating | NC | 0.060177 | 0.1172 | 0.17241 | 0.22535 | 0.27588 | 0.32492 | 0.37361 | 0.36252 | 0.35516 | 0.34994
| Clothes Washer Gas WH_Com, G - HWat [unit w/ elec dry - Water Heater] | G | Yes | Food Service | Water Heating | REPL | 0.88005 | 1.759 | 2.6381 | 3.5113 | 4.3827 | 5.2544 | 6.1289 | 6.1266 | 6.1305 | 6.1387
| Clothes Washer Gas WH_Com, G - Oth [unit w/ gas dry - Dryer] | G | Yes | Food Service | Other | NC | 0.0031409 | 0.0061171 | 0.008999 | 0.011762 | 0.014399 | 0.016959 | 0.0195 | 0.018921 | 0.018537 | 0.018265
| Clothes Washer Gas WH_Com, G - Oth [unit w/ gas dry - Dryer] | G | Yes | Food Service | Other | REPL | 0.045933 | 0.091808 | 0.13769 | 0.18327 | 0.22875 | 0.27425 | 0.31989 | 0.31977 | 0.31998 | 0.3204
| Clothes Washer Gas WH_Com, G - HWat [unit w/ gas dry - Water Heater] | G | Yes | Food Service | Water Heating | NC | 0.23469 | 0.45708 | 0.67242 | 0.87888 | 1.0759 | 1.2672 | 1.4571 | 1.4138 | 1.3851 | 1.3648
| Clothes Washer Gas WH_Com, G - HWat [unit w/ gas dry - Water Heater] | G | Yes | Food Service | Water Heating | REPL | 3.4322 | 6.86 | 10.2887 | 13.694 | 17.0924 | 20.4924 | 23.9027 | 23.8937 | 23.9091 | 23.9408
| Clothes Washer Gas WH_Com, G - HWat [unit w/ propane dry - Water Heater] | G | Yes | Food Service | Water Heating | NC | 0.012035 | 0.02344 | 0.034483 | 0.045071 | 0.055176 | 0.064984 | 0.074721 | 0.072504 | 0.071031 | 0.069987
| Clothes Washer Gas WH_Com, G - HWat [unit w/ propane dry - Water Heater] | G | Yes | Food Service | Water Heating | REPL | 0.17601 | 0.3518 | 0.52762 | 0.70226 | 0.87654 | 1.0509 | 1.2258 | 1.2253 | 1.2261 | 1.2277
| Clothes Washer Oil WH_Com, G - Oth [unit w/ gas dry - Dryer] | G | Yes | Food Service | Other | NC | 0.00016107 | 0.0003137 | 0.00046149 | 0.00060319 | 0.00073843 | 0.00086969 | 0.001 | 0.00097033 | 0.00095062 | 0.00093665
| Clothes Washer Oil WH_Com, G - Oth [unit w/ gas dry - Dryer] | G | Yes | Food Service | Other | REPL | 0.0023556 | 0.0047081 | 0.0070613 | 0.0093984 | 0.011731 | 0.014064 | 0.016405 | 0.016399 | 0.016409 | 0.016431
| Clothes Washer Propane WH_Com, G - Oth [unit w/ gas dry - Dryer] | G | Yes | Food Service | Other | NC | 8.0535e-05 | 0.00015685 | 0.00023074 | 0.00030159 | 0.00036921 | 0.00043485 | 0.0005 | 0.00048516 | 0.00047531 | 0.00046832
| Clothes Washer Propane WH_Com, G - Oth [unit w/ gas dry - Dryer] | G | Yes | Food Service | Other | REPL | 0.0011778 | 0.0023541 | 0.0035306 | 0.0046992 | 0.0058654 | 0.0070321 | 0.0082023 | 0.0081993 | 0.0082046 | 0.0082154
| Dishwasher_Com, G - HWat [Building w gas WH] | G | Yes | Food Service | Water Heating | NC | 0.41052 | 0.79952 | 1.1762 | 1.5373 | 1.882 | 2.2166 | 2.5487 | 2.8802 | 3.2123 | 3.5432
| Dishwasher_Com, G - HWat [Building w gas WH] | G | Yes | Food Service | Water Heating | REPL | 3.3222 | 6.6401 | 9.9588 | 13.255 | 16.5444 | 19.8353 | 23.1363 | 26.4498 | 29.7827 | 33.132
| Faucet Aerator_Com, G - HWat | G | Yes | Food Service | Water Heating | RET | 1.6279 | 3.2538 | 4.88 | 6.4952 | 8.1071 | 9.7197 | 11.3372 | 12.9609 | 14.594 | 16.2353
| Pre Rinse Sprayers_Com, G - HWat | G | Yes | Food Service | Water Heating | RET | 15.4456 | 30.8715 | 46.3011 | 47.811 | 49.3072 | 49.1762 | 49.1878 | 49.2853 | 49.4778 | 49.7086
| FF Storage Water Heater_Com, G - HWat | G | No | Food Service | Water Heating | NC | 1.3727 | 2.6734 | 3.9329 | 5.1405 | 6.293 | 7.4117 | 8.5222 | 9.6308 | 10.741 | 11.8476
| FF Storage Water Heater_Com, G - HWat | G | No | Food Service | Water Heating | RET | 9.5979 | 18.5288 | 26.8518 | 34.5535 | 41.7146 | 48.3896 | 54.6276 | 61.136 | 67.9135 | 74.9411
| FF Storage Water Heater_Com, G - HWat | G | No | Food Service | Water Heating | REPL | 9.3681 | 16.8531 | 23.404 | 28.981 | 33.6189 | 37.3309 | 40.1234 | 42.6503 | 44.9142 | 46.9102
| FF Instantaneous Water Heater_Com, G - HWat | G | No | Food Service | Water Heating | NC | 2.3008 | 4.481 | 6.592 | 8.6161 | 10.5479 | 12.423 | 14.2844 | 16.1425 | 18.0034 | 19.8581
| FF Instantaneous Water Heater_Com, G - HWat | G | No | Food Service | Water Heating | RET | 16.0873 | 31.0568 | 45.0071 | 57.9163 | 69.9192 | 81.1072 | 91.563 | 101.3416 | 110.5056 | 119.086
| FF Instantaneous Water Heater_Com, G - HWat | G | No | Food Service | Water Heating | REPL | 11.7767 | 21.186 | 29.4212 | 36.4319 | 42.2623 | 46.9286 | 50.4391 | 52.7883 | 53.9698 | 53.9698
| Clothes Dryer_Com, G - Oth | G | Yes | Food Service | Other | NC | 0.0048912 | 0.0095262 | 0.014014 | 0.018317 | 0.022424 | 0.02641 | 0.030367 | 0.034318 | 0.038274 | 0.042216
| Clothes Dryer_Com, G - Oth | G | No | Food Service | Other | RET | 0.047646 | 0.090704 | 0.12967 | 0.1647 | 0.19632 | 0.22495 | 0.25093 | 0.27508 | 0.29761 | 0.31865
| Clothes Dryer_Com, G - Oth | G | Yes | Food Service | Other | REPL | 0.035766 | 0.064342 | 0.089353 | 0.11064 | 0.12835 | 0.14252 | 0.15318 | 0.16073 | 0.16515 | 0.16639
| Pnemautic to DDC_Com, G - TotF [Building w Gas Heat] | G | No | Food Service | Total FF | RET | 8.9969 | 17.9824 | 26.97 | 35.8965 | 44.8048 | 53.7171 | 62.6567 | 71.6301 | 80.656 | 89.7267
| RCx_Com, G - TotF [Building w Gas Heat] | G | Yes | Food Service | Total FF | RET | 18.8881 | 37.7522 | 56.6207 | 75.3611 | 94.0631 | 112.7735 | 131.5412 | 150.38 | 150.4409 | 150.6197
| Commissioning_Com, G - TotF [Building w Gas Heat] | G | Yes | Food Service | Total FF | NC | 0 | 0 | 0 | 0 | 0 | 0 | 0 | 0 | 0 | 0
| Integrated Building Design_Com, G - TotF [Building w Gas Heat] | G | Yes | Food Service | Total FF | NC | 1.6057 | 3.1272 | 4.6004 | 6.013 | 7.3611 | 8.6697 | 9.9687 | 11.2654 | 12.5641 | 13.8584
| Deep Energy Retrofit_Com, G - TotF [Building w Gas Heat] | G | Yes | Food Service | Total FF | RET | 5.7587 | 11.5101 | 17.2628 | 22.9765 | 28.6784 | 34.383 | 40.1049 | 45.8486 | 51.6259 | 57.4318
| EMS_Com, G - TotF [Building w Gas Heat] | G | Yes | Food Service | Total FF | NC | 3.1292 | 6.0944 | 8.9656 | 11.7184 | 14.3458 | 16.896 | 19.4276 | 21.9548 | 24.4857 | 27.0082
| EMS_Com, G - TotF [Building w Gas Heat] | G | Yes | Food Service | Total FF | RET | 39.0632 | 78.0767 | 117.0994 | 155.857 | 194.5355 | 233.2312 | 272.0453 | 311.0066 | 350.1956 | 389.579
| Int Ltg Ctrls_Com, E/G - IntL | E | Yes | Food Service | Interior Lighting | RET | -2.9619 | -5.8448 | -8.8648 | -11.8516 | -14.823 | -17.8024 | -20.7481 | -23.763 | -23.8439 | -23.9383
| Exit Sign RetFit_Com, E/G - IntL | E | Yes | Food Service | Interior Lighting | RET | -0.10476 | -0.20673 | -0.31355 | -0.4192 | -0.5243 | -0.62968 | -0.73387 | -0.84051 | -0.94813 | -1.0534
| LED HiLo Bay_Com, E/G - IntL | E | Yes | Food Service | Interior Lighting | NC | -3.85e-06 | -7.4626e-06 | -1.0942e-05 | -1.4309e-05 | -1.7494e-05 | -2.0657e-05 | -2.3816e-05 | -2.689e-05 | -2.9954e-05 | -3.2981e-05
| LED HiLo Bay_Com, E/G - IntL | E | Yes | Food Service | Interior Lighting | RET | -3.952e-05 | -7.5395e-05 | -0.00011045 | -0.00014278 | -0.00017278 | -0.00020083 | -0.0002267 | -0.00025139 | -0.00027464 | -0.00029813
| LED HiLo Bay_Com, E/G - IntL | E | Yes | Food Service | Interior Lighting | REPL | -2.0566e-05 | -3.658e-05 | -5.1259e-05 | -6.3702e-05 | -7.4018e-05 | -8.2293e-05 | -8.8429e-05 | -9.2616e-05 | -9.4729e-05 | -9.5913e-05
| Repl Scre_Com, E/G - IntL | E | Yes | Food Service | Interior Lighting | NC | -0.38454 | -0.74536 | -0.36082 | 0 | 0 | 0 | 0 | 0 | 0 | 0
| Repl Scre_Com, E/G - IntL | E | Yes | Food Service | Interior Lighting | RET | -2.4475 | -4.8297 | -2.3822 | 0 | 0 | 0 | 0 | 0 | 0 | 0
| Repl Scre_Com, E/G - IntL | E | Yes | Food Service | Interior Lighting | REPL | -19.7362 | -38.9458 | -19.2096 | 0 | 0 | 0 | 0 | 0 | 0 | 0
| Lin LED Fixture_Com, E/G - IntL | E | Yes | Food Service | Interior Lighting | NC | -0.040918 | -0.079313 | -0.11629 | -0.15208 | -0.18593 | -0.21955 | -0.25312 | -0.28579 | -0.31836 | -0.35052
| Lin LED Fixture_Com, E/G - IntL | E | Yes | Food Service | Interior Lighting | RET | -0.31203 | -0.59199 | -0.86234 | -1.1088 | -1.3349 | -1.5438 | -1.7342 | -1.9139 | -2.0948 | -2.2714
| Lin LED Fixture_Com, E/G - IntL | E | Yes | Food Service | Interior Lighting | REPL | -0.25311 | -0.45019 | -0.63084 | -0.78397 | -0.91093 | -1.0128 | -1.0883 | -1.1398 | -1.1769 | -1.1987
| LED Tube Repl_Com, E/G - IntL | E | Yes | Food Service | Interior Lighting | RET | -1.9631 | -3.7245 | -5.4254 | -6.9762 | -8.3983 | -9.8435 | -11.2899 | -12.7867 | -14.3127 | -15.8198
| LED Tube Repl_Com, E/G - IntL | E | Yes | Food Service | Interior Lighting | REPL | -2.3386 | -4.1595 | -5.8286 | -7.2435 | -8.4165 | -9.5131 | -10.5186 | -11.4672 | -12.3433 | -13.121
| Repl pin CFL wLED_Com, E/G - IntL | E | Yes | Food Service | Interior Lighting | RET | -0.077061 | -0.14727 | -0.21612 | -0.27986 | -0.33922 | -0.4034 | -0.47119 | -0.54471 | -0.62283 | -0.70029
| Repl pin CFL wLED_Com, E/G - IntL | E | Yes | Food Service | Interior Lighting | REPL | -0.095629 | -0.17009 | -0.23834 | -0.2962 | -0.34417 | -0.39316 | -0.4425 | -0.49389 | -0.54668 | -0.59924
| Stair Occ Sensor_Com, E/G - IntL | E | Yes | Food Service | Interior Lighting | NC | -0.027796 | -0.053878 | -0.078998 | -0.10331 | -0.1263 | -0.14914 | -0.17195 | -0.19414 | -0.21626 | -0.23811
| Stair Occ Sensor_Com, E/G - IntL | E | Yes | Food Service | Interior Lighting | RET | -0.21399 | -0.42228 | -0.64046 | -0.85625 | -1.0709 | -1.2862 | -1.499 | -1.7168 | -1.9367 | -2.1518
| Int Delamping_Com, E/G - IntL | E | Yes | Food Service | Interior Lighting | RET | -0.019867 | -0.039204 | -0.05946 | -0.079494 | -0.099424 | -0.11941 | -0.13917 | -0.15939 | -0.1798 | -0.19977
| Int Ltg Dsgn_Com, E/G - IntL | E | Yes | Food Service | Interior Lighting | NC | -0.065561 | -0.12708 | -0.18633 | -0.24367 | -0.29791 | -0.35177 | -0.40556 | -0.45791 | -0.51009 | -0.56163
| DCV_Com, G - Heat [Building w Gas Heat] | G | Yes | Health Service | Space Heating | RET | 42.3576 | 84.6612 | 126.9749 | 169.0012 | 210.9416 | 252.9007 | 294.9881 | 337.2352 | 379.7293 | 422.434
| Optimized Unitary AC Sys_Com, G - Heat [Building w Gas Heat] | G | Yes | Health Service | Space Heating | NC | 16.0845 | 31.326 | 46.0841 | 60.2341 | 73.7391 | 86.8474 | 99.8602 | 112.8503 | 125.8594 | 138.8253
| Cool Roof_Com, G - Heat [Building w Gas Heat] | G | No | Health Service | Space Heating | NC | -0.90582 | -1.7642 | -2.5953 | -3.3922 | -4.1527 | -4.8909 | -5.6238 | -6.3553 | -7.0879 | -7.8181
| Cool Roof_Com, G - Heat [Building w Gas Heat] | G | No | Health Service | Space Heating | RET | -4.7292 | -9.4524 | -14.1767 | -18.8689 | -23.5516 | -28.2363 | -32.9353 | -37.6522 | -42.3967 | -47.1646
| Programmable TStat_Com, G - Heat [Building w Gas Heat] | G | Yes | Health Service | Space Heating | NC | 0 | 0 | 0 | 0 | 0 | 0 | 0 | 0 | 0 | 0
| Programmable TStat_Com, G - Heat [Building w Gas Heat] | G | Yes | Health Service | Space Heating | RET | 0 | 0 | 0 | 0 | 0 | 0 | 0 | 0 | 0 | 0
| Smart TStat_Com, G - Heat [Building w Gas Heat] | G | Yes | Health Service | Space Heating | NC | 3.7793 | 7.3606 | 10.8282 | 14.153 | 17.3263 | 20.4063 | 23.4638 | 26.5161 | 29.5728 | 32.6194
| Smart TStat_Com, G - Heat [Building w Gas Heat] | G | Yes | Health Service | Space Heating | RET | 13.8744 | 27.7312 | 41.5912 | 55.3571 | 69.0948 | 82.8387 | 96.6246 | 110.4629 | 124.382 | 138.3701
| Boiler Blowdown Controls_Com, G - Heat | G | No | Health Service | Space Heating | RET | 3.5585 | 7.1125 | 10.6673 | 14.198 | 17.7215 | 17.688 | 17.6698 | 17.6642 | 17.7035 | 17.7678
| Boiler Modifications_Com, G - Heat | G | Yes | Health Service | Space Heating | RET | 11.1632 | 22.3122 | 33.4639 | 44.5398 | 55.593 | 66.6512 | 77.7432 | 88.8773 | 92.3108 | 92.4122
| Boilers_Com, G - Heat | G | Yes | Health Service | Space Heating | NC | 3.4789 | 6.7755 | 9.9676 | 13.0281 | 15.9491 | 18.7843 | 21.5989 | 24.4085 | 27.2223 | 30.0267
| Boilers_Com, G - Heat | G | No | Health Service | Space Heating | RET | 26.0955 | 50.2481 | 72.6363 | 93.2431 | 112.3009 | 129.9703 | 146.395 | 161.674 | 175.9162 | 189.1803
| Boilers_Com, G - Heat | G | Yes | Health Service | Space Heating | REPL | 14.2457 | 25.6277 | 35.5894 | 44.0699 | 51.1226 | 56.7673 | 61.0137 | 63.8554 | 65.2846 | 65.2846
| Furnace_Com, G - Heat | G | Yes | Health Service | Space Heating | NC | 4.9866 | 9.7118 | 14.2872 | 18.674 | 22.8609 | 26.9248 | 30.9591 | 34.9864 | 39.0195 | 43.0393
| Furnace_Com, G - Heat | G | No | Health Service | Space Heating | RET | 30.9658 | 60.0163 | 87.311 | 112.7758 | 136.6471 | 159.0803 | 180.2172 | 200.1473 | 218.9778 | 236.7538
| Furnace_Com, G - Heat | G | Yes | Health Service | Space Heating | REPL | 22.1949 | 39.9282 | 55.4485 | 68.6612 | 79.6494 | 88.4438 | 95.0598 | 99.4872 | 101.7138 | 101.7138
| Unit Heater_Com, G - Heat | G | Yes | Health Service | Space Heating | NC | 0.80864 | 1.5749 | 2.3169 | 3.0282 | 3.7072 | 4.3662 | 5.0204 | 5.6735 | 6.3275 | 6.9794
| Unit Heater_Com, G - Heat | G | No | Health Service | Space Heating | RET | 6.5481 | 12.5707 | 18.1181 | 23.192 | 27.855 | 32.1511 | 36.1194 | 39.7878 | 43.4548 | 47.1191
| Unit Heater_Com, G - Heat | G | Yes | Health Service | Space Heating | REPL | 4.8695 | 8.7601 | 12.1653 | 15.0641 | 17.4749 | 19.4044 | 20.8559 | 21.8273 | 22.516 | 22.9183
| Energy Recovery Ventilator_Com, G - Heat | G | Yes | Health Service | Space Heating | NC | 3.5421 | 6.8986 | 10.1486 | 13.2647 | 16.2388 | 19.1255 | 21.9911 | 24.8518 | 27.7167 | 30.572
| Energy Recovery Ventilator_Com, G - Heat | G | Yes | Health Service | Space Heating | RET | 30.8218 | 58.9879 | 84.766 | 108.1927 | 129.5844 | 149.1664 | 167.1389 | 184.6707 | 201.8369 | 218.6576
| Energy Recovery Ventilator_Com, G - Heat | G | Yes | Health Service | Space Heating | REPL | 24.174 | 43.4886 | 60.3928 | 74.7838 | 86.7517 | 96.3303 | 103.5363 | 109.1622 | 113.2041 | 115.6414
| Forced Air Heating Maintenance_Com, G - Heat | G | No | Health Service | Space Heating | RET | 0.58542 | 1.1701 | 1.7549 | 2.3358 | 2.9154 | 2.9099 | 2.9069 | 2.906 | 2.9125 | 2.923
| Infrared Heater_Com, G - Heat | G | Yes | Health Service | Space Heating | NC | 0.064569 | 0.12575 | 0.185 | 0.2418 | 0.29601 | 0.34864 | 0.40087 | 0.45302 | 0.50524 | 0.55729
| Infrared Heater_Com, G - Heat | G | Z | Health Service | Space Heating | RET | 0 | 0 | 0 | 0 | 0 | 0 | 0 | 0 | 0 | 0
| Infrared Heater_Com, G - Heat | G | Yes | Health Service | Space Heating | REPL | 0.38882 | 0.69948 | 0.97138 | 1.2028 | 1.3953 | 1.5494 | 1.6653 | 1.7429 | 1.8518 | 1.9922
| Steam Trap Maintenance_Com, G - Heat | G | Yes | Health Service | Space Heating | RET | 4.4183 | 8.8309 | 13.2446 | 17.6283 | 22.0031 | 26.3798 | 26.3516 | 26.3457 | 26.3645 | 26.4353
| Windows_Com, G - Heat [Building w Gas Heat] | G | Yes | Health Service | Space Heating | NC | 4.0413 | 7.8709 | 11.579 | 15.1342 | 18.5275 | 21.821 | 25.0906 | 28.3545 | 31.6231 | 34.8809
| Window Film_Com, G - Heat [Building w Gas Heat] | G | No | Health Service | Space Heating | RET | 0 | 0 | 0 | 0 | 0 | 0 | 0 | 0 | 0 | 0
| Kitchen DCV_Com, G - Heat [Building w Gas Heat] | G | Yes | Health Service | Space Heating | NC | 0.10146 | 0.1976 | 0.2907 | 0.37995 | 0.46514 | 0.54783 | 0.62991 | 0.71185 | 0.79391 | 0.8757
| Kitchen DCV_Com, G - Heat [Building w Gas Heat] | G | Yes | Health Service | Space Heating | RET | 0.96595 | 1.8409 | 2.6348 | 3.3499 | 3.9971 | 4.5845 | 5.1188 | 5.6203 | 6.0928 | 6.5387
| Kitchen DCV_Com, G - Heat [Building w Gas Heat] | G | Yes | Health Service | Space Heating | REPL | 0.69244 | 1.2457 | 1.7299 | 2.1421 | 2.4849 | 2.7593 | 2.9657 | 3.1145 | 3.2056 | 3.2382
| Duct Sealing Regulated_Com, G - Heat [Building w Gas Heat] | G | Yes | Health Service | Space Heating | RET | 15.6713 | 31.3227 | 46.9777 | 62.5264 | 78.0434 | 93.5673 | 109.1386 | 124.7691 | 140.4909 | 156.2906
| Clothes Washer Gas WH_Com, G - HWat [unit w/ elec dry - Water Heater] | G | Yes | Health Service | Water Heating | NC | 0.021279 | 0.041443 | 0.060967 | 0.079687 | 0.097553 | 0.11489 | 0.13211 | 0.12819 | 0.12559 | 0.12374
| Clothes Washer Gas WH_Com, G - HWat [unit w/ elec dry - Water Heater] | G | Yes | Health Service | Water Heating | REPL | 0.31119 | 0.62199 | 0.93286 | 1.2416 | 1.5498 | 1.858 | 2.1672 | 2.1664 | 2.1678 | 2.1707
| Clothes Washer Gas WH_Com, G - HWat [unit w/ gas dry - Water Heater] | G | Yes | Health Service | Water Heating | NC | 0.082988 | 0.16163 | 0.23777 | 0.31078 | 0.38046 | 0.44809 | 0.51523 | 0.49994 | 0.48979 | 0.48259
| Clothes Washer Gas WH_Com, G - HWat [unit w/ gas dry - Water Heater] | G | Yes | Health Service | Water Heating | REPL | 1.2137 | 2.4258 | 3.6382 | 4.8423 | 6.044 | 7.2463 | 8.4522 | 8.449 | 8.4545 | 8.4657
| Clothes Washer Gas WH_Com, G - HWat [unit w/ propane dry - Water Heater] | G | Yes | Health Service | Water Heating | NC | 0.0042558 | 0.0082886 | 0.012193 | 0.015937 | 0.019511 | 0.022979 | 0.026422 | 0.025638 | 0.025117 | 0.024748
| Clothes Washer Gas WH_Com, G - HWat [unit w/ propane dry - Water Heater] | G | Yes | Health Service | Water Heating | REPL | 0.062239 | 0.1244 | 0.18657 | 0.24832 | 0.30995 | 0.3716 | 0.43344 | 0.43328 | 0.43356 | 0.43414
| Dishwasher_Com, G - HWat [Building w gas WH] | G | Yes | Health Service | Water Heating | NC | 0.010887 | 0.021204 | 0.031193 | 0.040771 | 0.049912 | 0.058785 | 0.067593 | 0.076386 | 0.085191 | 0.093968
| Dishwasher_Com, G - HWat [Building w gas WH] | G | Yes | Health Service | Water Heating | REPL | 0.088106 | 0.1761 | 0.26411 | 0.35153 | 0.43877 | 0.52604 | 0.61359 | 0.70146 | 0.78985 | 0.87868
| Faucet Aerator_Com, G - HWat | G | Yes | Health Service | Water Heating | RET | 1.5542 | 3.1065 | 4.6591 | 6.2012 | 7.7401 | 9.2798 | 10.8241 | 12.3743 | 13.9335 | 15.5005
| Pre Rinse Sprayers_Com, G - HWat | G | Yes | Health Service | Water Heating | RET | 0.32725 | 0.65409 | 0.981 | 1.013 | 1.0447 | 1.0419 | 1.0422 | 1.0442 | 1.0483 | 1.0532
| FF Storage Water Heater_Com, G - HWat | G | No | Health Service | Water Heating | NC | 0.29123 | 0.5672 | 0.83442 | 1.0906 | 1.3352 | 1.5725 | 1.8081 | 2.0433 | 2.2789 | 2.5136
| FF Storage Water Heater_Com, G - HWat | G | No | Health Service | Water Heating | RET | 2.0363 | 3.9312 | 5.697 | 7.331 | 8.8504 | 10.2666 | 11.5901 | 12.9709 | 14.4089 | 15.8999
| FF Storage Water Heater_Com, G - HWat | G | No | Health Service | Water Heating | REPL | 1.9876 | 3.5756 | 4.9655 | 6.1487 | 7.1327 | 7.9203 | 8.5128 | 9.0489 | 9.5292 | 9.9527
| FF Instantaneous Water Heater_Com, G - HWat | G | No | Health Service | Water Heating | NC | 0.48814 | 0.95071 | 1.3986 | 1.828 | 2.2379 | 2.6357 | 3.0306 | 3.4249 | 3.8197 | 4.2132
| FF Instantaneous Water Heater_Com, G - HWat | G | No | Health Service | Water Heating | RET | 3.4132 | 6.5892 | 9.5489 | 12.2878 | 14.8344 | 17.2081 | 19.4265 | 21.5011 | 23.4454 | 25.2659
| FF Instantaneous Water Heater_Com, G - HWat | G | No | Health Service | Water Heating | REPL | 2.4986 | 4.4949 | 6.2421 | 7.7296 | 8.9666 | 9.9566 | 10.7014 | 11.1998 | 11.4505 | 11.4505
| Pnemautic to DDC_Com, G - TotF [Building w Gas Heat] | G | No | Health Service | Total FF | RET | 6.9273 | 13.8458 | 20.766 | 27.6391 | 34.4982 | 41.3604 | 48.2435 | 55.1528 | 62.1024 | 69.0865
| Data Center_Com, G - TotF [Building w Gas Heat] | G | Yes | Health Service | Total FF | NC | 0 | 0 | 0 | 0 | 0 | 0 | 0 | 0 | 0 | 0
| Data Center_Com, G - TotF [Building w Gas Heat] | G | Yes | Health Service | Total FF | RET | 0 | 0 | 0 | 0 | 0 | 0 | 0 | 0 | 0 | 0
| RCx_Com, G - TotF [Building w Gas Heat] | G | Yes | Health Service | Total FF | RET | 16.0542 | 32.0879 | 48.1255 | 64.0541 | 79.9501 | 95.8533 | 111.8051 | 127.8174 | 127.8692 | 128.0212
| Commissioning_Com, G - TotF [Building w Gas Heat] | G | Yes | Health Service | Total FF | NC | 0 | 0 | 0 | 0 | 0 | 0 | 0 | 0 | 0 | 0
| Integrated Building Design_Com, G - TotF [Building w Gas Heat] | G | Yes | Health Service | Total FF | NC | 1.2363 | 2.4078 | 3.5422 | 4.6298 | 5.6678 | 6.6753 | 7.6756 | 8.674 | 9.6739 | 10.6705
| Deep Energy Retrofit_Com, G - TotF [Building w Gas Heat] | G | Yes | Health Service | Total FF | RET | 4.434 | 8.8624 | 13.2918 | 17.6911 | 22.0814 | 26.4737 | 30.8794 | 35.3019 | 39.7502 | 44.2205
| EMS_Com, G - TotF [Building w Gas Heat] | G | Yes | Health Service | Total FF | NC | 2.4094 | 4.6925 | 6.9032 | 9.0228 | 11.0458 | 13.0093 | 14.9586 | 16.9045 | 18.8532 | 20.7954
| EMS_Com, G - TotF [Building w Gas Heat] | G | Yes | Health Service | Total FF | RET | 30.0773 | 60.1164 | 90.1626 | 120.0047 | 149.7858 | 179.5802 | 209.4657 | 239.4646 | 269.6389 | 299.9627
| Int Ltg Ctrls_Com, E/G - IntL | E | Yes | Health Service | Interior Lighting | RET | -7.6764 | -15.148 | -22.9749 | -30.7158 | -38.4168 | -46.1384 | -53.7729 | -61.5867 | -61.7963 | -62.0408
| Exit Sign RetFit_Com, E/G - IntL | E | Yes | Health Service | Interior Lighting | RET | -0.80068 | -1.58 | -2.3964 | -3.2038 | -4.007 | -4.8124 | -5.6087 | -6.4237 | -7.2463 | -8.0511
| Repl Scre_Com, E/G - IntL | E | Yes | Health Service | Interior Lighting | NC | -0.46551 | -0.90231 | -0.4368 | 0 | 0 | 0 | 0 | 0 | 0 | 0
| Repl Scre_Com, E/G - IntL | E | Yes | Health Service | Interior Lighting | RET | -2.7495 | -5.4257 | -2.6761 | 0 | 0 | 0 | 0 | 0 | 0 | 0
| Repl Scre_Com, E/G - IntL | E | Yes | Health Service | Interior Lighting | REPL | -23.892 | -47.1466 | -23.2545 | 0 | 0 | 0 | 0 | 0 | 0 | 0
| Lin LED Fixture_Com, E/G - IntL | E | Yes | Health Service | Interior Lighting | NC | -0.15952 | -0.30921 | -0.45338 | -0.59289 | -0.72487 | -0.85593 | -0.98681 | -1.1142 | -1.2412 | -1.3666
| Lin LED Fixture_Com, E/G - IntL | E | Yes | Health Service | Interior Lighting | RET | -1.4075 | -2.6704 | -3.8899 | -5.0017 | -6.0214 | -6.9639 | -7.8229 | -8.6333 | -9.4492 | -10.2457
| Lin LED Fixture_Com, E/G - IntL | E | Yes | Health Service | Interior Lighting | REPL | -0.98676 | -1.7551 | -2.4594 | -3.0564 | -3.5514 | -3.9484 | -4.2428 | -4.4437 | -4.5884 | -4.6734
| LED Tube Repl_Com, E/G - IntL | E | Yes | Health Service | Interior Lighting | RET | -8.8553 | -16.8007 | -24.4733 | -31.4685 | -37.8836 | -44.4025 | -50.9269 | -57.6789 | -64.5626 | -71.3605
| LED Tube Repl_Com, E/G - IntL | E | Yes | Health Service | Interior Lighting | REPL | -9.1171 | -16.2162 | -22.7233 | -28.2395 | -32.8126 | -37.0877 | -41.0079 | -44.7061 | -48.1216 | -51.1535
| Repl pin CFL wLED_Com, E/G - IntL | E | Yes | Health Service | Interior Lighting | RET | -0.36961 | -0.70637 | -1.0366 | -1.3423 | -1.627 | -1.9349 | -2.26 | -2.6126 | -2.9873 | -3.3588
| Repl pin CFL wLED_Com, E/G - IntL | E | Yes | Health Service | Interior Lighting | REPL | -0.42583 | -0.75741 | -1.0613 | -1.319 | -1.5326 | -1.7508 | -1.9704 | -2.1993 | -2.4344 | -2.6684
| Stair Occ Sensor_Com, E/G - IntL | E | Yes | Health Service | Interior Lighting | NC | -0.10517 | -0.20385 | -0.29889 | -0.39086 | -0.47787 | -0.56427 | -0.65056 | -0.73453 | -0.81823 | -0.9009
| Stair Occ Sensor_Com, E/G - IntL | E | Yes | Health Service | Interior Lighting | RET | -0.80964 | -1.5977 | -2.4232 | -3.2396 | -4.0519 | -4.8663 | -5.6715 | -6.4956 | -7.3274 | -8.1412
| Int Delamping_Com, E/G - IntL | E | Yes | Health Service | Interior Lighting | RET | -0.077453 | -0.15284 | -0.23181 | -0.30991 | -0.38761 | -0.46552 | -0.54255 | -0.62139 | -0.70096 | -0.77881
| Int Ltg Dsgn_Com, E/G - IntL | E | Yes | Health Service | Interior Lighting | NC | -0.17146 | -0.33234 | -0.48729 | -0.63724 | -0.7791 | -0.91996 | -1.0606 | -1.1975 | -1.334 | -1.4688
| Guest Room EM_Com, G - Heat [Building w Gas Heat] | G | Yes | Lodging | Space Heating | RET | 10.914 | 21.8141 | 32.7168 | 43.5455 | 54.352 | 65.1633 | 76.0077 | 86.8933 | 86.9284 | 87.0318
| DCV_Com, G - Heat [Building w Gas Heat] | G | Yes | Lodging | Space Heating | RET | 4.4115 | 8.8174 | 13.2243 | 17.6013 | 21.9694 | 26.3394 | 30.7227 | 35.1227 | 39.5485 | 43.9961
| Optimized Unitary AC Sys_Com, G - Heat [Building w Gas Heat] | G | Yes | Lodging | Space Heating | NC | 1.6752 | 3.2626 | 4.7996 | 6.2733 | 7.6799 | 9.0451 | 10.4004 | 11.7533 | 13.1081 | 14.4585
| Cool Roof_Com, G - Heat [Building w Gas Heat] | G | No | Lodging | Space Heating | NC | -0.091435 | -0.17808 | -0.26197 | -0.34241 | -0.41918 | -0.4937 | -0.56767 | -0.64152 | -0.71547 | -0.78917
| Cool Roof_Com, G - Heat [Building w Gas Heat] | G | No | Lodging | Space Heating | RET | -0.47737 | -0.95414 | -1.431 | -1.9047 | -2.3773 | -2.8502 | -3.3245 | -3.8007 | -4.2796 | -4.7609
| Programmable TStat_Com, G - Heat [Building w Gas Heat] | G | Yes | Lodging | Space Heating | NC | 0 | 0 | 0 | 0 | 0 | 0 | 0 | 0 | 0 | 0
| Programmable TStat_Com, G - Heat [Building w Gas Heat] | G | Yes | Lodging | Space Heating | RET | 0 | 0 | 0 | 0 | 0 | 0 | 0 | 0 | 0 | 0
| Smart TStat_Com, G - Heat [Building w Gas Heat] | G | Yes | Lodging | Space Heating | NC | 0.18872 | 0.36754 | 0.54069 | 0.70671 | 0.86516 | 1.019 | 1.1716 | 1.324 | 1.4767 | 1.6288
| Smart TStat_Com, G - Heat [Building w Gas Heat] | G | Yes | Lodging | Space Heating | RET | 0.6928 | 1.3847 | 2.0768 | 2.7642 | 3.4502 | 4.1364 | 4.8248 | 5.5158 | 6.2109 | 6.9093
| Boiler Blowdown Controls_Com, G - Heat | G | No | Lodging | Space Heating | RET | 0.66273 | 1.3246 | 1.9867 | 2.6442 | 3.3004 | 3.2942 | 3.2908 | 3.2898 | 3.2971 | 3.3091
| Boiler Modifications_Com, G - Heat | G | Yes | Lodging | Space Heating | RET | 2.079 | 4.1554 | 6.2323 | 8.2951 | 10.3536 | 12.4131 | 14.4788 | 16.5524 | 17.1919 | 17.2108
| Boilers_Com, G - Heat | G | No | Lodging | Space Heating | NC | 0.64791 | 1.2619 | 1.8564 | 2.4263 | 2.9704 | 3.4984 | 4.0226 | 4.5458 | 5.0699 | 5.5921
| Boilers_Com, G - Heat | G | No | Lodging | Space Heating | RET | 4.86 | 9.3582 | 13.5277 | 17.3655 | 20.9148 | 24.2056 | 27.2645 | 30.11 | 32.7625 | 35.2328
| Boilers_Com, G - Heat | G | No | Lodging | Space Heating | REPL | 2.6531 | 4.7729 | 6.6281 | 8.2075 | 9.521 | 10.5723 | 11.3631 | 11.8924 | 12.1585 | 12.1585
| Furnace_Com, G - Heat | G | Yes | Lodging | Space Heating | NC | 0.23376 | 0.45527 | 0.66976 | 0.87541 | 1.0717 | 1.2622 | 1.4513 | 1.6401 | 1.8292 | 2.0176
| Furnace_Com, G - Heat | G | No | Lodging | Space Heating | RET | 1.4516 | 2.8135 | 4.093 | 5.2867 | 6.4058 | 7.4574 | 8.4483 | 9.3826 | 10.2653 | 11.0986
| Furnace_Com, G - Heat | G | Yes | Lodging | Space Heating | REPL | 1.0405 | 1.8718 | 2.5993 | 3.2187 | 3.7338 | 4.1461 | 4.4562 | 4.6638 | 4.7682 | 4.7682
| Unit Heater_Com, G - Heat | G | Yes | Lodging | Space Heating | NC | 0.056733 | 0.11049 | 0.16255 | 0.21246 | 0.26009 | 0.30633 | 0.35223 | 0.39805 | 0.44393 | 0.48967
| Unit Heater_Com, G - Heat | G | Yes | Lodging | Space Heating | RET | 0.45941 | 0.88194 | 1.2711 | 1.6271 | 1.9543 | 2.2557 | 2.5341 | 2.7915 | 3.0487 | 3.3058
| Unit Heater_Com, G - Heat | G | Yes | Lodging | Space Heating | REPL | 0.34164 | 0.6146 | 0.8535 | 1.0569 | 1.226 | 1.3614 | 1.4632 | 1.5314 | 1.5797 | 1.6079
| Destratification Fans_Com, G - Heat | G | No | Lodging | Space Heating | NC | 0.13034 | 0.25384 | 0.37343 | 0.48809 | 0.59753 | 0.70374 | 0.80919 | 0.91445 | 1.0199 | 1.1249
| Destratification Fans_Com, G - Heat | G | No | Lodging | Space Heating | RET | 0.63536 | 1.2382 | 1.811 | 2.3515 | 2.8639 | 3.3509 | 3.815 | 4.3279 | 4.8889 | 5.4957
| Destratification Fans_Com, G - Heat | G | No | Lodging | Space Heating | REPL | 0.88951 | 1.6002 | 2.2222 | 2.7518 | 3.1921 | 3.5446 | 3.8097 | 4.0858 | 4.3733 | 4.6722
| Energy Recovery Ventilator_Com, G - Heat | G | Yes | Lodging | Space Heating | NC | 0.35755 | 0.69635 | 1.0244 | 1.339 | 1.6392 | 1.9306 | 2.2198 | 2.5086 | 2.7978 | 3.086
| Energy Recovery Ventilator_Com, G - Heat | G | Yes | Lodging | Space Heating | RET | 3.1112 | 5.9543 | 8.5564 | 10.9211 | 13.0805 | 15.0571 | 16.8713 | 18.641 | 20.3737 | 22.0716
| Energy Recovery Ventilator_Com, G - Heat | G | Yes | Lodging | Space Heating | REPL | 2.4402 | 4.3898 | 6.0961 | 7.5488 | 8.7569 | 9.7237 | 10.4511 | 11.019 | 11.427 | 11.673
| Forced Air Heating Maintenance_Com, G - Heat | G | No | Lodging | Space Heating | RET | 0.027444 | 0.054852 | 0.082267 | 0.1095 | 0.13667 | 0.13641 | 0.13627 | 0.13623 | 0.13653 | 0.13703
| Steam Trap Maintenance_Com, G - Heat | G | Yes | Lodging | Space Heating | RET | 0.82286 | 1.6447 | 2.4667 | 3.2831 | 4.0978 | 4.913 | 4.9077 | 4.9066 | 4.9101 | 4.9233
| Windows_Com, G - Heat [Building w Gas Heat] | G | No | Lodging | Space Heating | NC | 0.40794 | 0.7945 | 1.1688 | 1.5277 | 1.8702 | 2.2027 | 2.5327 | 2.8621 | 3.1921 | 3.5209
| Window Film_Com, G - Heat [Building w Gas Heat] | G | No | Lodging | Space Heating | RET | 0 | 0 | 0 | 0 | 0 | 0 | 0 | 0 | 0 | 0
| Kitchen DCV_Com, G - Heat [Building w Gas Heat] | G | Yes | Lodging | Space Heating | NC | 0.26714 | 0.52028 | 0.7654 | 1.0004 | 1.2247 | 1.4424 | 1.6585 | 1.8743 | 2.0904 | 2.3057
| Kitchen DCV_Com, G - Heat [Building w Gas Heat] | G | Yes | Lodging | Space Heating | RET | 2.5433 | 4.8472 | 6.9373 | 8.8201 | 10.5244 | 12.0708 | 13.4777 | 14.7981 | 16.0424 | 17.2164
| Kitchen DCV_Com, G - Heat [Building w Gas Heat] | G | Yes | Lodging | Space Heating | REPL | 1.8232 | 3.2799 | 4.5548 | 5.6401 | 6.5427 | 7.2651 | 7.8086 | 8.2005 | 8.4404 | 8.5261
| Duct Sealing Regulated_Com, G - Heat [Building w Gas Heat] | G | Yes | Lodging | Space Heating | RET | 1.5819 | 3.1618 | 4.742 | 6.3115 | 7.8778 | 9.4448 | 11.0166 | 12.5944 | 14.1814 | 15.7762
| Ovens_Com, G - Cook | G | Yes | Lodging | Cooking | NC | 0.0018861 | 0.0036734 | 0.0054041 | 0.0070634 | 0.008647 | 0.010184 | 0.01171 | 0.013233 | 0.014759 | 0.016279
| Ovens_Com, G - Cook | G | Yes | Lodging | Cooking | REPL | 0.016091 | 0.032161 | 0.048235 | 0.064199 | 0.080132 | 0.096071 | 0.11206 | 0.12811 | 0.14425 | 0.16047
| Fryers_Com, G - Cook | G | Yes | Lodging | Cooking | NC | 0.00042312 | 0.00082407 | 0.0012123 | 0.0015845 | 0.0019398 | 0.0022846 | 0.002627 | 0.0029687 | 0.0033109 | 0.003652
| Fryers_Com, G - Cook | G | Yes | Lodging | Cooking | REPL | 0.0036096 | 0.0072147 | 0.010821 | 0.014402 | 0.017976 | 0.021552 | 0.025138 | 0.028739 | 0.03236 | 0.035999
| Griddles_Com, G - Cook | G | Yes | Lodging | Cooking | NC | 0.00057428 | 0.0011185 | 0.0016454 | 0.0021506 | 0.0026328 | 0.0031008 | 0.0035654 | 0.0040292 | 0.0044937 | 0.0049566
| Griddles_Com, G - Cook | G | Yes | Lodging | Cooking | REPL | 0.0048991 | 0.009792 | 0.014686 | 0.019547 | 0.024398 | 0.029251 | 0.034119 | 0.039005 | 0.04392 | 0.048859
| Steamers_Com, G - Cook | G | Yes | Lodging | Cooking | NC | 0.00094431 | 0.0018391 | 0.0027056 | 0.0035363 | 0.0043292 | 0.0050987 | 0.0058627 | 0.0066254 | 0.0073891 | 0.0081503
| Steamers_Com, G - Cook | G | Yes | Lodging | Cooking | REPL | 0.0080558 | 0.016101 | 0.024149 | 0.032142 | 0.040118 | 0.048098 | 0.056103 | 0.064137 | 0.072219 | 0.080341
| Clothes Washer Elec WH_Com, G - Oth [unit w/ gas dry - Dryer] | G | Yes | Lodging | Other | NC | 0.00075253 | 0.0014656 | 0.0021561 | 0.0028181 | 0.00345 | 0.0040632 | 0.0046721 | 0.0045334 | 0.0044413 | 0.0043761
| Clothes Washer Elec WH_Com, G - Oth [unit w/ gas dry - Dryer] | G | Yes | Lodging | Other | REPL | 0.011005 | 0.021997 | 0.032991 | 0.04391 | 0.054807 | 0.065708 | 0.076644 | 0.076615 | 0.076664 | 0.076766
| Clothes Washer Gas WH_Com, G - HWat [unit w/ elec dry - Water Heater] | G | Yes | Lodging | Water Heating | NC | 0.34802 | 0.6778 | 0.99712 | 1.3033 | 1.5955 | 1.8791 | 2.1607 | 2.0966 | 2.054 | 2.0238
| Clothes Washer Gas WH_Com, G - HWat [unit w/ elec dry - Water Heater] | G | Yes | Lodging | Water Heating | REPL | 5.0896 | 10.1727 | 15.257 | 20.3068 | 25.3462 | 30.3879 | 35.445 | 35.4318 | 35.4546 | 35.5016
| Clothes Washer Gas WH_Com, G - Oth [unit w/ gas dry - Dryer] | G | Yes | Lodging | Other | NC | 0.0058697 | 0.011432 | 0.016818 | 0.021981 | 0.02691 | 0.031693 | 0.036442 | 0.035361 | 0.034642 | 0.034133
| Clothes Washer Gas WH_Com, G - Oth [unit w/ gas dry - Dryer] | G | Yes | Lodging | Other | REPL | 0.085841 | 0.17157 | 0.25733 | 0.3425 | 0.42749 | 0.51253 | 0.59782 | 0.5976 | 0.59798 | 0.59877
| Clothes Washer Gas WH_Com, G - HWat [unit w/ gas dry - Water Heater] | G | Yes | Lodging | Water Heating | NC | 1.3573 | 2.6434 | 3.8888 | 5.0828 | 6.2224 | 7.3285 | 8.4266 | 8.1766 | 8.0105 | 7.8927
| Clothes Washer Gas WH_Com, G - HWat [unit w/ gas dry - Water Heater] | G | Yes | Lodging | Water Heating | REPL | 19.8494 | 39.6735 | 59.5023 | 79.1964 | 98.8502 | 118.5129 | 138.2356 | 138.1839 | 138.2731 | 138.4563
| Clothes Washer Gas WH_Com, G - HWat [unit w/ propane dry - Water Heater] | G | Yes | Lodging | Water Heating | NC | 0.069604 | 0.13556 | 0.19942 | 0.26066 | 0.3191 | 0.37582 | 0.43213 | 0.41931 | 0.41079 | 0.40476
| Clothes Washer Gas WH_Com, G - HWat [unit w/ propane dry - Water Heater] | G | Yes | Lodging | Water Heating | REPL | 1.0179 | 2.0345 | 3.0514 | 4.0614 | 5.0692 | 6.0776 | 7.089 | 7.0864 | 7.0909 | 7.1003
| Clothes Washer Oil WH_Com, G - Oth [unit w/ gas dry - Dryer] | G | Yes | Lodging | Other | NC | 0.00030101 | 0.00058625 | 0.00086244 | 0.0011272 | 0.00138 | 0.0016253 | 0.0018688 | 0.0018134 | 0.0017765 | 0.0017504
| Clothes Washer Oil WH_Com, G - Oth [unit w/ gas dry - Dryer] | G | Yes | Lodging | Other | REPL | 0.0044021 | 0.0087986 | 0.013196 | 0.017564 | 0.021923 | 0.026283 | 0.030657 | 0.030646 | 0.030666 | 0.030706
| Clothes Washer Propane WH_Com, G - Oth [unit w/ gas dry - Dryer] | G | Yes | Lodging | Other | NC | 0.00015051 | 0.00029312 | 0.00043122 | 0.00056362 | 0.00068999 | 0.00081265 | 0.00093441 | 0.00090669 | 0.00088827 | 0.00087521
| Clothes Washer Propane WH_Com, G - Oth [unit w/ gas dry - Dryer] | G | Yes | Lodging | Other | REPL | 0.0022011 | 0.0043993 | 0.0065981 | 0.008782 | 0.010961 | 0.013142 | 0.015329 | 0.015323 | 0.015333 | 0.015353
| Ozone Laundry_Com, G - HWat | G | Yes | Lodging | Water Heating | RET | 12.3425 | 24.6694 | 36.9992 | 49.2452 | 61.4662 | 73.6926 | 85.9564 | 98.2668 | 110.6491 | 123.0928
| Dishwasher_Com, G - HWat [Building w gas WH] | G | Yes | Lodging | Water Heating | NC | 0.079138 | 0.15413 | 0.22674 | 0.29636 | 0.36281 | 0.4273 | 0.49133 | 0.55524 | 0.61925 | 0.68304
| Dishwasher_Com, G - HWat [Building w gas WH] | G | Yes | Lodging | Water Heating | REPL | 0.64043 | 1.28 | 1.9198 | 2.5552 | 3.1894 | 3.8238 | 4.4601 | 5.0989 | 5.7414 | 6.3871
| Faucet Aerator_Com, G - HWat | G | Yes | Lodging | Water Heating | RET | 1.2553 | 2.509 | 3.763 | 5.0084 | 6.2514 | 7.4949 | 8.7421 | 9.9942 | 11.2535 | 12.5191
| Pre Rinse Sprayers_Com, G - HWat | G | Yes | Lodging | Water Heating | RET | 0.1951 | 0.38995 | 0.58485 | 0.60392 | 0.62282 | 0.62116 | 0.62131 | 0.62254 | 0.62497 | 0.62789
| FF Storage Water Heater_Com, G - HWat | G | No | Lodging | Water Heating | NC | 1.0585 | 2.0615 | 3.0327 | 3.9638 | 4.8526 | 5.7152 | 6.5715 | 7.4264 | 8.2824 | 9.1357
| FF Storage Water Heater_Com, G - HWat | G | No | Lodging | Water Heating | RET | 7.401 | 14.2876 | 20.7055 | 26.6443 | 32.1663 | 37.3133 | 42.1235 | 47.1421 | 52.3683 | 57.7873
| FF Storage Water Heater_Com, G - HWat | G | No | Lodging | Water Heating | REPL | 7.2238 | 12.9955 | 18.0469 | 22.3473 | 25.9236 | 28.786 | 30.9393 | 32.8878 | 34.6335 | 36.1726
| FF Instantaneous Water Heater_Com, G - HWat | G | No | Lodging | Water Heating | NC | 1.7741 | 3.4553 | 5.0831 | 6.6439 | 8.1335 | 9.5794 | 11.0147 | 12.4476 | 13.8825 | 15.3126
| FF Instantaneous Water Heater_Com, G - HWat | G | No | Lodging | Water Heating | RET | 12.405 | 23.948 | 34.7051 | 44.6594 | 53.9149 | 62.542 | 70.6045 | 78.1448 | 85.2112 | 91.8276
| FF Instantaneous Water Heater_Com, G - HWat | G | No | Lodging | Water Heating | REPL | 9.081 | 16.3366 | 22.6868 | 28.0928 | 32.5886 | 36.1868 | 38.8937 | 40.7052 | 41.6162 | 41.6162
| Clothes Dryer_Com, G - Oth | G | Yes | Lodging | Other | NC | 0.013711 | 0.026704 | 0.039285 | 0.051347 | 0.062859 | 0.074034 | 0.085126 | 0.0962 | 0.10729 | 0.11834
| Clothes Dryer_Com, G - Oth | G | No | Lodging | Other | RET | 0.13356 | 0.25426 | 0.3635 | 0.46168 | 0.55033 | 0.63058 | 0.70342 | 0.77111 | 0.83427 | 0.89325
| Clothes Dryer_Com, G - Oth | G | Yes | Lodging | Other | REPL | 0.10026 | 0.18037 | 0.25048 | 0.31016 | 0.3598 | 0.39952 | 0.42941 | 0.45056 | 0.46294 | 0.46644
| Pnemautic to DDC_Com, G - TotF [Building w Gas Heat] | G | No | Lodging | Total FF | RET | 2.1951 | 4.3874 | 6.5803 | 8.7582 | 10.9317 | 13.1062 | 15.2873 | 17.4767 | 19.6789 | 21.892
| RCx_Com, G - TotF [Building w Gas Heat] | G | Yes | Lodging | Total FF | RET | 4.788 | 9.5698 | 14.3528 | 19.1034 | 23.8442 | 28.5871 | 33.3445 | 38.12 | 38.1354 | 38.1808
| Commissioning_Com, G - TotF [Building w Gas Heat] | G | Yes | Lodging | Total FF | NC | 0 | 0 | 0 | 0 | 0 | 0 | 0 | 0 | 0 | 0
| Integrated Building Design_Com, G - TotF [Building w Gas Heat] | G | Yes | Lodging | Total FF | NC | 0.39176 | 0.76298 | 1.1224 | 1.4671 | 1.796 | 2.1153 | 2.4322 | 2.7486 | 3.0655 | 3.3813
| Deep Energy Retrofit_Com, G - TotF [Building w Gas Heat] | G | Yes | Lodging | Total FF | RET | 1.405 | 2.8083 | 4.2119 | 5.6059 | 6.9971 | 8.3889 | 9.785 | 11.1864 | 12.5959 | 14.0125
| EMS_Com, G - TotF [Building w Gas Heat] | G | Yes | Lodging | Total FF | NC | 0.76348 | 1.4869 | 2.1875 | 2.8591 | 3.5002 | 4.1224 | 4.74 | 5.3567 | 5.9742 | 6.5896
| EMS_Com, G - TotF [Building w Gas Heat] | G | Yes | Lodging | Total FF | RET | 9.5308 | 19.0495 | 28.5705 | 38.0268 | 47.4638 | 56.905 | 66.375 | 75.881 | 85.4425 | 95.0515
| Int Ltg Ctrls_Com, E/G - IntL | E | Yes | Lodging | Interior Lighting | RET | -1.4053 | -2.773 | -4.2059 | -5.6229 | -7.0327 | -8.4462 | -9.8438 | -11.2742 | -11.3126 | -11.3574
| Exit Sign RetFit_Com, E/G - IntL | E | Yes | Lodging | Interior Lighting | RET | -0.06322 | -0.12475 | -0.18921 | -0.25296 | -0.31639 | -0.37998 | -0.44285 | -0.5072 | -0.57215 | -0.6357
| LED HiLo Bay_Com, E/G - IntL | E | Yes | Lodging | Interior Lighting | NC | -0.0016676 | -0.0032323 | -0.0047393 | -0.0061977 | -0.0075774 | -0.0089474 | -0.010316 | -0.011647 | -0.012974 | -0.014285
| LED HiLo Bay_Com, E/G - IntL | E | Yes | Lodging | Interior Lighting | RET | -0.017118 | -0.032656 | -0.047838 | -0.061842 | -0.074836 | -0.086987 | -0.098192 | -0.10889 | -0.11896 | -0.12913
| LED HiLo Bay_Com, E/G - IntL | E | Yes | Lodging | Interior Lighting | REPL | -0.008908 | -0.015844 | -0.022202 | -0.027592 | -0.03206 | -0.035644 | -0.038302 | -0.040115 | -0.04103 | -0.041544
| Repl Scre_Com, E/G - IntL | E | Yes | Lodging | Interior Lighting | NC | -0.23402 | -0.45362 | -0.21959 | 0 | 0 | 0 | 0 | 0 | 0 | 0
| Repl Scre_Com, E/G - IntL | E | Yes | Lodging | Interior Lighting | RET | -0.47913 | -0.94547 | -0.46634 | 0 | 0 | 0 | 0 | 0 | 0 | 0
| Repl Scre_Com, E/G - IntL | E | Yes | Lodging | Interior Lighting | REPL | -12.0112 | -23.7018 | -11.6907 | 0 | 0 | 0 | 0 | 0 | 0 | 0
| Lin LED Fixture_Com, E/G - IntL | E | Yes | Lodging | Interior Lighting | NC | -0.013733 | -0.026618 | -0.039029 | -0.051039 | -0.0624 | -0.073683 | -0.084949 | -0.095915 | -0.10684 | -0.11764
| Lin LED Fixture_Com, E/G - IntL | E | Yes | Lodging | Interior Lighting | RET | -0.12701 | -0.24096 | -0.35101 | -0.45134 | -0.54335 | -0.62839 | -0.7059 | -0.77904 | -0.85266 | -0.92454
| Lin LED Fixture_Com, E/G - IntL | E | Yes | Lodging | Interior Lighting | REPL | -0.084945 | -0.15109 | -0.21171 | -0.26311 | -0.30572 | -0.3399 | -0.36524 | -0.38253 | -0.395 | -0.40231
| LED Tube Repl_Com, E/G - IntL | E | Yes | Lodging | Interior Lighting | RET | -0.79907 | -1.516 | -2.2084 | -2.8396 | -3.4185 | -4.0067 | -4.5954 | -5.2047 | -5.8259 | -6.4393
| LED Tube Repl_Com, E/G - IntL | E | Yes | Lodging | Interior Lighting | REPL | -0.78484 | -1.396 | -1.9561 | -2.431 | -2.8247 | -3.1927 | -3.5302 | -3.8485 | -4.1425 | -4.4035
| Repl pin CFL wLED_Com, E/G - IntL | E | Yes | Lodging | Interior Lighting | RET | -0.035911 | -0.068629 | -0.10071 | -0.13042 | -0.15808 | -0.18799 | -0.21958 | -0.25384 | -0.29024 | -0.32634
| Repl pin CFL wLED_Com, E/G - IntL | E | Yes | Lodging | Interior Lighting | REPL | -0.10246 | -0.18225 | -0.25538 | -0.31737 | -0.36876 | -0.42126 | -0.47411 | -0.52919 | -0.58575 | -0.64206
| Stair Occ Sensor_Com, E/G - IntL | E | Yes | Lodging | Interior Lighting | NC | -0.0092059 | -0.017844 | -0.026164 | -0.034215 | -0.041831 | -0.049395 | -0.056947 | -0.064298 | -0.071625 | -0.078862
| Stair Occ Sensor_Com, E/G - IntL | E | Yes | Lodging | Interior Lighting | RET | -0.070873 | -0.13986 | -0.21212 | -0.28359 | -0.35469 | -0.42598 | -0.49646 | -0.56861 | -0.64141 | -0.71265
| Int Delamping_Com, E/G - IntL | E | Yes | Lodging | Interior Lighting | RET | -0.0066675 | -0.013157 | -0.019955 | -0.026679 | -0.033368 | -0.040074 | -0.046705 | -0.053492 | -0.060342 | -0.067044
| Int Ltg Dsgn_Com, E/G - IntL | E | Yes | Lodging | Interior Lighting | NC | -0.030975 | -0.06004 | -0.088032 | -0.11512 | -0.14075 | -0.1662 | -0.19161 | -0.21634 | -0.241 | -0.26534
| DCV_Com, G - Heat [Building w Gas Heat] | G | Yes | Small Retail | Space Heating | RET | 11.1492 | 22.2842 | 33.4219 | 44.4839 | 55.5233 | 66.5676 | 77.6457 | 88.7659 | 99.951 | 111.1916
| Optimized Unitary AC Sys_Com, G - Heat [Building w Gas Heat] | G | Yes | Small Retail | Space Heating | NC | 4.2337 | 8.2455 | 12.1301 | 15.8546 | 19.4094 | 22.8597 | 26.2849 | 29.7041 | 33.1283 | 36.5411
| Cool Roof_Com, G - Heat [Building w Gas Heat] | G | No | Small Retail | Space Heating | NC | -0.27683 | -0.53916 | -0.79317 | -1.0367 | -1.2691 | -1.4948 | -1.7187 | -1.9423 | -2.1662 | -2.3894
| Cool Roof_Com, G - Heat [Building w Gas Heat] | G | No | Small Retail | Space Heating | RET | -1.4453 | -2.8888 | -4.3327 | -5.7667 | -7.1978 | -8.6295 | -10.0657 | -11.5072 | -12.9572 | -14.4144
| Programmable TStat_Com, G - Heat [Building w Gas Heat] | G | Yes | Small Retail | Space Heating | NC | 0 | 0 | 0 | 0 | 0 | 0 | 0 | 0 | 0 | 0
| Programmable TStat_Com, G - Heat [Building w Gas Heat] | G | Yes | Small Retail | Space Heating | RET | 0 | 0 | 0 | 0 | 0 | 0 | 0 | 0 | 0 | 0
| Smart TStat_Com, G - Heat [Building w Gas Heat] | G | Yes | Small Retail | Space Heating | NC | 1.2144 | 2.3651 | 3.4793 | 4.5476 | 5.5672 | 6.5569 | 7.5393 | 8.52 | 9.5022 | 10.4811
| Smart TStat_Com, G - Heat [Building w Gas Heat] | G | Yes | Small Retail | Space Heating | RET | 4.4581 | 8.9105 | 13.3639 | 17.7871 | 22.2013 | 26.6174 | 31.047 | 35.4935 | 39.9659 | 44.4605
| Boiler Blowdown Controls_Com, G - Heat | G | No | Small Retail | Space Heating | RET | 0.99414 | 1.987 | 2.9801 | 3.9665 | 4.9509 | 4.9415 | 4.9364 | 4.9349 | 4.9458 | 4.9638
| Boiler Modifications_Com, G - Heat | G | Yes | Small Retail | Space Heating | RET | 3.1187 | 6.2334 | 9.3488 | 12.4431 | 15.5311 | 18.6204 | 21.7192 | 24.8297 | 25.7889 | 25.8173
| Boilers_Com, G - Heat | G | Yes | Small Retail | Space Heating | NC | 0.97191 | 1.8929 | 2.7847 | 3.6397 | 4.4557 | 5.2478 | 6.0341 | 6.819 | 7.6051 | 8.3886
| Boilers_Com, G - Heat | G | No | Small Retail | Space Heating | RET | 7.2903 | 14.0378 | 20.2924 | 26.0494 | 31.3736 | 36.3099 | 40.8985 | 45.167 | 49.1458 | 52.8514
| Boilers_Com, G - Heat | G | Yes | Small Retail | Space Heating | REPL | 3.9798 | 7.1596 | 9.9426 | 12.3118 | 14.2821 | 15.8591 | 17.0454 | 17.8393 | 18.2386 | 18.2386
| Furnace_Com, G - Heat | G | Yes | Small Retail | Space Heating | NC | 1.2564 | 2.4469 | 3.5996 | 4.7049 | 5.7597 | 6.7836 | 7.8 | 8.8147 | 9.8308 | 10.8436
| Furnace_Com, G - Heat | G | No | Small Retail | Space Heating | RET | 7.8017 | 15.1209 | 21.9977 | 28.4135 | 34.4278 | 40.0797 | 45.4051 | 50.4264 | 55.1707 | 59.6493
| Furnace_Com, G - Heat | G | Yes | Small Retail | Space Heating | REPL | 5.5919 | 10.0598 | 13.9701 | 17.299 | 20.0674 | 22.2831 | 23.95 | 25.0655 | 25.6265 | 25.6265
| Unit Heater_Com, G - Heat | G | Yes | Small Retail | Space Heating | NC | 0.54455 | 1.0606 | 1.5602 | 2.0393 | 2.4965 | 2.9403 | 3.3809 | 3.8207 | 4.2611 | 4.7001
| Unit Heater_Com, G - Heat | G | Yes | Small Retail | Space Heating | RET | 4.4096 | 8.4653 | 12.2011 | 15.6179 | 18.7581 | 21.6512 | 24.3235 | 26.7938 | 29.2633 | 31.7309
| Unit Heater_Com, G - Heat | G | Yes | Small Retail | Space Heating | REPL | 3.2792 | 5.8993 | 8.1923 | 10.1445 | 11.7679 | 13.0673 | 14.0448 | 14.6989 | 15.1627 | 15.4336
| Energy Recovery Ventilator_Com, G - Heat | G | Yes | Small Retail | Space Heating | NC | 1.0825 | 2.1083 | 3.1016 | 4.0539 | 4.9629 | 5.8451 | 6.7209 | 7.5952 | 8.4707 | 9.3434
| Energy Recovery Ventilator_Com, G - Heat | G | Yes | Small Retail | Space Heating | RET | 9.4197 | 18.0278 | 25.9061 | 33.0658 | 39.6035 | 45.5881 | 51.0808 | 56.4389 | 61.6852 | 66.8259
| Energy Recovery Ventilator_Com, G - Heat | G | Yes | Small Retail | Space Heating | REPL | 7.388 | 13.2909 | 18.4572 | 22.8554 | 26.513 | 29.4404 | 31.6427 | 33.362 | 34.5974 | 35.3422
| Forced Air Heating Maintenance_Com, G - Heat | G | No | Small Retail | Space Heating | RET | 0.14749 | 0.2948 | 0.44214 | 0.58849 | 0.73453 | 0.73314 | 0.73239 | 0.73216 | 0.73378 | 0.73645
| Infrared Heater_Com, G - Heat | G | Yes | Small Retail | Space Heating | NC | 0.19715 | 0.38396 | 0.56485 | 0.73828 | 0.90381 | 1.0645 | 1.224 | 1.3832 | 1.5426 | 1.7016
| Infrared Heater_Com, G - Heat | G | Z | Small Retail | Space Heating | RET | 0 | 0 | 0 | 0 | 0 | 0 | 0 | 0 | 0 | 0
| Infrared Heater_Com, G - Heat | G | Yes | Small Retail | Space Heating | REPL | 1.1872 | 2.1357 | 2.9659 | 3.6726 | 4.2604 | 4.7308 | 5.0846 | 5.3215 | 5.6539 | 6.0828
| Steam Trap Maintenance_Com, G - Heat | G | Yes | Small Retail | Space Heating | RET | 1.2343 | 2.4671 | 3.7002 | 4.9248 | 6.147 | 7.3697 | 7.3619 | 7.3602 | 7.3655 | 7.3852
| Windows_Com, G - Heat [Building w Gas Heat] | G | No | Small Retail | Space Heating | NC | 1.2351 | 2.4055 | 3.5388 | 4.6253 | 5.6624 | 6.6689 | 7.6682 | 8.6657 | 9.6646 | 10.6603
| Window Film_Com, G - Heat [Building w Gas Heat] | G | No | Small Retail | Space Heating | RET | 0 | 0 | 0 | 0 | 0 | 0 | 0 | 0 | 0 | 0
| Kitchen DCV_Com, G - Heat [Building w Gas Heat] | G | Yes | Small Retail | Space Heating | NC | 0.014135 | 0.027529 | 0.040498 | 0.052933 | 0.064801 | 0.07632 | 0.087755 | 0.099171 | 0.1106 | 0.122
| Kitchen DCV_Com, G - Heat [Building w Gas Heat] | G | Yes | Small Retail | Space Heating | RET | 0.13457 | 0.25647 | 0.36706 | 0.46668 | 0.55686 | 0.63868 | 0.71312 | 0.78298 | 0.84882 | 0.91094
| Kitchen DCV_Com, G - Heat [Building w Gas Heat] | G | Yes | Small Retail | Space Heating | REPL | 0.096466 | 0.17354 | 0.241 | 0.29842 | 0.34618 | 0.3844 | 0.41316 | 0.4339 | 0.44659 | 0.45113
| Duct Sealing Regulated_Com, G - Heat [Building w Gas Heat] | G | Yes | Small Retail | Space Heating | RET | 4.7894 | 9.5728 | 14.3573 | 19.1093 | 23.8516 | 28.596 | 33.3549 | 38.1318 | 42.9367 | 47.7654
| Ovens_Com, G - Cook | G | Yes | Small Retail | Cooking | NC | 0.11638 | 0.22666 | 0.33345 | 0.43583 | 0.53355 | 0.62839 | 0.72255 | 0.81654 | 0.91067 | 1.0045
| Ovens_Com, G - Cook | G | Yes | Small Retail | Cooking | REPL | 0.99283 | 1.9844 | 2.9762 | 3.9613 | 4.9443 | 5.9278 | 6.9143 | 7.9046 | 8.9006 | 9.9016
| Fryers_Com, G - Cook | G | Yes | Small Retail | Cooking | NC | 0.026108 | 0.050847 | 0.074802 | 0.09777 | 0.11969 | 0.14097 | 0.16209 | 0.18318 | 0.20429 | 0.22534
| Fryers_Com, G - Cook | G | Yes | Small Retail | Cooking | REPL | 0.22272 | 0.44516 | 0.66766 | 0.88864 | 1.1092 | 1.3298 | 1.5511 | 1.7732 | 1.9967 | 2.2212
| Griddles_Com, G - Cook | G | Yes | Small Retail | Cooking | NC | 0.035434 | 0.069012 | 0.10152 | 0.1327 | 0.16245 | 0.19133 | 0.21999 | 0.24861 | 0.27727 | 0.30584
| Griddles_Com, G - Cook | G | Yes | Small Retail | Cooking | REPL | 0.30229 | 0.60419 | 0.90617 | 1.2061 | 1.5054 | 1.8049 | 2.1052 | 2.4067 | 2.71 | 3.0147
| Steamers_Com, G - Cook | G | Yes | Small Retail | Cooking | NC | 0.058266 | 0.11348 | 0.16694 | 0.2182 | 0.26712 | 0.31461 | 0.36175 | 0.4088 | 0.45593 | 0.5029
| Steamers_Com, G - Cook | G | Yes | Small Retail | Cooking | REPL | 0.49706 | 0.9935 | 1.49 | 1.9832 | 2.4754 | 2.9678 | 3.4617 | 3.9574 | 4.4561 | 4.9573
| Clothes Washer Gas WH_Com, G - HWat [unit w/ elec dry - Water Heater] | G | Yes | Small Retail | Water Heating | NC | 0.00035924 | 0.00069966 | 0.0010293 | 0.0013453 | 0.0016469 | 0.0019397 | 0.0022303 | 0.0021642 | 0.0021202 | 0.002089
| Clothes Washer Gas WH_Com, G - HWat [unit w/ elec dry - Water Heater] | G | Yes | Small Retail | Water Heating | REPL | 0.0052537 | 0.010501 | 0.015749 | 0.020962 | 0.026164 | 0.031368 | 0.036588 | 0.036574 | 0.036598 | 0.036647
| Clothes Washer Gas WH_Com, G - HWat [unit w/ gas dry - Water Heater] | G | Yes | Small Retail | Water Heating | NC | 0.001401 | 0.0027287 | 0.0040142 | 0.0052467 | 0.0064231 | 0.0075649 | 0.0086984 | 0.0084403 | 0.0082688 | 0.0081473
| Clothes Washer Gas WH_Com, G - HWat [unit w/ gas dry - Water Heater] | G | Yes | Small Retail | Water Heating | REPL | 0.020489 | 0.040953 | 0.061421 | 0.08175 | 0.10204 | 0.12233 | 0.14269 | 0.14264 | 0.14273 | 0.14292
| Clothes Washer Gas WH_Com, G - HWat [unit w/ propane dry - Water Heater] | G | Yes | Small Retail | Water Heating | NC | 7.1848e-05 | 0.00013993 | 0.00020586 | 0.00026906 | 0.00032939 | 0.00038794 | 0.00044607 | 0.00043283 | 0.00042404 | 0.00041781
| Clothes Washer Gas WH_Com, G - HWat [unit w/ propane dry - Water Heater] | G | Yes | Small Retail | Water Heating | REPL | 0.0010507 | 0.0021002 | 0.0031498 | 0.0041923 | 0.0052327 | 0.0062736 | 0.0073176 | 0.0073149 | 0.0073196 | 0.0073293
| Dishwasher_Com, G - HWat [Building w gas WH] | G | Yes | Small Retail | Water Heating | NC | 3.6761e-05 | 7.1595e-05 | 0.00010532 | 0.00013766 | 0.00016853 | 0.00019849 | 0.00022823 | 0.00025792 | 0.00028765 | 0.00031728
| Dishwasher_Com, G - HWat [Building w gas WH] | G | Yes | Small Retail | Water Heating | REPL | 0.00029749 | 0.0005946 | 0.00089178 | 0.0011869 | 0.0014815 | 0.0017762 | 0.0020718 | 0.0023685 | 0.0026669 | 0.0029669
| Faucet Aerator_Com, G - HWat | G | Yes | Small Retail | Water Heating | RET | 0.43732 | 0.87409 | 1.311 | 1.7449 | 2.1779 | 2.6111 | 3.0456 | 3.4818 | 3.9205 | 4.3614
| Pre Rinse Sprayers_Com, G - HWat | G | Yes | Small Retail | Water Heating | RET | 0.28642 | 0.57247 | 0.85859 | 0.88659 | 0.91433 | 0.9119 | 0.91212 | 0.91393 | 0.9175 | 0.92178
| FF Storage Water Heater_Com, G - HWat | G | No | Small Retail | Water Heating | NC | 0.061459 | 0.1197 | 0.17609 | 0.23016 | 0.28176 | 0.33185 | 0.38157 | 0.4312 | 0.48091 | 0.53046
| FF Storage Water Heater_Com, G - HWat | G | No | Small Retail | Water Heating | RET | 0.42973 | 0.8296 | 1.2022 | 1.5471 | 1.8677 | 2.1666 | 2.4459 | 2.7373 | 3.0407 | 3.3554
| FF Storage Water Heater_Com, G - HWat | G | No | Small Retail | Water Heating | REPL | 0.41944 | 0.75457 | 1.0479 | 1.2976 | 1.5052 | 1.6714 | 1.7965 | 1.9096 | 2.011 | 2.1003
| FF Instantaneous Water Heater_Com, G - HWat | G | No | Small Retail | Water Heating | NC | 0.10301 | 0.20063 | 0.29515 | 0.38577 | 0.47227 | 0.55622 | 0.63956 | 0.72276 | 0.80607 | 0.88911
| FF Instantaneous Water Heater_Com, G - HWat | G | No | Small Retail | Water Heating | RET | 0.72028 | 1.3905 | 2.0151 | 2.5931 | 3.1305 | 3.6314 | 4.0996 | 4.5374 | 4.9477 | 5.3319
| FF Instantaneous Water Heater_Com, G - HWat | G | No | Small Retail | Water Heating | REPL | 0.52728 | 0.94857 | 1.3173 | 1.6312 | 1.8922 | 2.1012 | 2.2583 | 2.3635 | 2.4164 | 2.4164
| Pnemautic to DDC_Com, G - TotF [Building w Gas Heat] | G | No | Small Retail | Total FF | RET | 2.1859 | 4.369 | 6.5526 | 8.7214 | 10.8858 | 13.0511 | 15.223 | 17.4032 | 19.5961 | 21.7999
| RCx_Com, G - TotF [Building w Gas Heat] | G | Yes | Small Retail | Total FF | RET | 4.7678 | 9.5296 | 14.2925 | 19.023 | 23.7439 | 28.4669 | 33.2043 | 37.9597 | 37.9751 | 38.0202
| Commissioning_Com, G - TotF [Building w Gas Heat] | G | Yes | Small Retail | Total FF | NC | 0 | 0 | 0 | 0 | 0 | 0 | 0 | 0 | 0 | 0
| Integrated Building Design_Com, G - TotF [Building w Gas Heat] | G | Yes | Small Retail | Total FF | NC | 0.39011 | 0.75977 | 1.1177 | 1.4609 | 1.7885 | 2.1064 | 2.422 | 2.737 | 3.0526 | 3.367
| Deep Energy Retrofit_Com, G - TotF [Building w Gas Heat] | G | Yes | Small Retail | Total FF | RET | 1.3991 | 2.7965 | 4.1942 | 5.5823 | 6.9677 | 8.3537 | 9.7439 | 11.1393 | 12.543 | 13.9536
| EMS_Com, G - TotF [Building w Gas Heat] | G | Yes | Small Retail | Total FF | NC | 0.76027 | 1.4807 | 2.1783 | 2.8471 | 3.4854 | 4.105 | 4.7201 | 5.3341 | 5.949 | 6.5619
| EMS_Com, G - TotF [Building w Gas Heat] | G | Yes | Small Retail | Total FF | RET | 9.4908 | 18.9695 | 28.4504 | 37.8669 | 47.2642 | 56.6657 | 66.0959 | 75.5619 | 85.0833 | 94.6519
| Int Ltg Ctrls_Com, E/G - IntL | E | Yes | Small Retail | Interior Lighting | RET | -4.8971 | -9.6636 | -14.6567 | -19.595 | -24.5078 | -29.4337 | -34.3041 | -39.2888 | -39.4225 | -39.5786
| Exit Sign RetFit_Com, E/G - IntL | E | Yes | Small Retail | Interior Lighting | RET | -0.17468 | -0.3447 | -0.5228 | -0.69895 | -0.87418 | -1.0499 | -1.2236 | -1.4014 | -1.5809 | -1.7564
| LED HiLo Bay_Com, E/G - IntL | E | Yes | Small Retail | Interior Lighting | NC | -0.058839 | -0.11405 | -0.16722 | -0.21868 | -0.26736 | -0.3157 | -0.36398 | -0.41096 | -0.45779 | -0.50404
| LED HiLo Bay_Com, E/G - IntL | E | Yes | Small Retail | Interior Lighting | RET | -0.45701 | -0.87188 | -1.2772 | -1.6511 | -1.998 | -2.3224 | -2.6216 | -2.9071 | -3.1759 | -3.4476
| LED HiLo Bay_Com, E/G - IntL | E | Yes | Small Retail | Interior Lighting | REPL | -0.31431 | -0.55905 | -0.78338 | -0.97355 | -1.1312 | -1.2577 | -1.3515 | -1.4154 | -1.4477 | -1.4658
| Repl Scre_Com, E/G - IntL | E | Yes | Small Retail | Interior Lighting | NC | -0.33622 | -0.65171 | -0.31549 | 0 | 0 | 0 | 0 | 0 | 0 | 0
| Repl Scre_Com, E/G - IntL | E | Yes | Small Retail | Interior Lighting | RET | -1.2689 | -2.504 | -1.2351 | 0 | 0 | 0 | 0 | 0 | 0 | 0
| Repl Scre_Com, E/G - IntL | E | Yes | Small Retail | Interior Lighting | REPL | -17.2563 | -34.0522 | -16.7959 | 0 | 0 | 0 | 0 | 0 | 0 | 0
| Lin LED Fixture_Com, E/G - IntL | E | Yes | Small Retail | Interior Lighting | NC | -0.08084 | -0.15669 | -0.22975 | -0.30045 | -0.36733 | -0.43375 | -0.50007 | -0.56462 | -0.62896 | -0.69251
| Lin LED Fixture_Com, E/G - IntL | E | Yes | Small Retail | Interior Lighting | RET | -0.49134 | -0.9322 | -1.3579 | -1.7461 | -2.102 | -2.431 | -2.7309 | -3.0138 | -3.2986 | -3.5767
| Lin LED Fixture_Com, E/G - IntL | E | Yes | Small Retail | Interior Lighting | REPL | -0.50004 | -0.8894 | -1.2463 | -1.5488 | -1.7997 | -2.0009 | -2.1501 | -2.2518 | -2.3252 | -2.3683
| LED Tube Repl_Com, E/G - IntL | E | Yes | Small Retail | Interior Lighting | RET | -3.0913 | -5.8649 | -8.5434 | -10.9853 | -13.2247 | -15.5004 | -17.778 | -20.135 | -22.5381 | -24.9112
| LED Tube Repl_Com, E/G - IntL | E | Yes | Small Retail | Interior Lighting | REPL | -4.6201 | -8.2176 | -11.5151 | -14.3105 | -16.6279 | -18.7944 | -20.7809 | -22.655 | -24.3858 | -25.9223
| Repl pin CFL wLED_Com, E/G - IntL | E | Yes | Small Retail | Interior Lighting | RET | -0.096031 | -0.18353 | -0.26932 | -0.34875 | -0.42272 | -0.50271 | -0.58719 | -0.67881 | -0.77615 | -0.87268
| Repl pin CFL wLED_Com, E/G - IntL | E | Yes | Small Retail | Interior Lighting | REPL | -0.18722 | -0.33299 | -0.46661 | -0.57989 | -0.6738 | -0.76971 | -0.86629 | -0.96691 | -1.0703 | -1.1731
| Stair Occ Sensor_Com, E/G - IntL | E | Yes | Small Retail | Interior Lighting | NC | -0.062643 | -0.12142 | -0.17803 | -0.23282 | -0.28465 | -0.33611 | -0.3875 | -0.43752 | -0.48738 | -0.53662
| Stair Occ Sensor_Com, E/G - IntL | E | Yes | Small Retail | Interior Lighting | RET | -0.48226 | -0.95166 | -1.4434 | -1.9297 | -2.4135 | -2.8986 | -3.3782 | -3.8691 | -4.3646 | -4.8493
| Int Delamping_Com, E/G - IntL | E | Yes | Small Retail | Interior Lighting | RET | -0.039249 | -0.077452 | -0.11747 | -0.15705 | -0.19642 | -0.2359 | -0.27494 | -0.31489 | -0.35521 | -0.39467
| Int Ltg Dsgn_Com, E/G - IntL | E | Yes | Small Retail | Interior Lighting | NC | -0.10798 | -0.2093 | -0.30688 | -0.40131 | -0.49064 | -0.57935 | -0.66794 | -0.75416 | -0.8401 | -0.92498
| DCV_Com, G - Heat [Building w Gas Heat] | G | Yes | Large Retail | Space Heating | RET | 4.0629 | 8.1206 | 12.1793 | 16.2104 | 20.2333 | 24.2579 | 28.2949 | 32.3472 | 36.4232 | 40.5194
| Optimized Unitary AC Sys_Com, G - Heat [Building w Gas Heat] | G | Yes | Large Retail | Space Heating | NC | 1.5428 | 3.0048 | 4.4203 | 5.7776 | 7.073 | 8.3303 | 9.5785 | 10.8245 | 12.0723 | 13.316
| Cool Roof_Com, G - Heat [Building w Gas Heat] | G | No | Large Retail | Space Heating | NC | -0.090973 | -0.17718 | -0.26065 | -0.34068 | -0.41706 | -0.4912 | -0.5648 | -0.63827 | -0.71185 | -0.78519
| Cool Roof_Com, G - Heat [Building w Gas Heat] | G | No | Large Retail | Space Heating | RET | -0.47496 | -0.94932 | -1.4238 | -1.895 | -2.3653 | -2.8358 | -3.3077 | -3.7815 | -4.258 | -4.7368
| Programmable TStat_Com, G - Heat [Building w Gas Heat] | G | Yes | Large Retail | Space Heating | NC | 0 | 0 | 0 | 0 | 0 | 0 | 0 | 0 | 0 | 0
| Programmable TStat_Com, G - Heat [Building w Gas Heat] | G | Yes | Large Retail | Space Heating | RET | 0 | 0 | 0 | 0 | 0 | 0 | 0 | 0 | 0 | 0
| Smart TStat_Com, G - Heat [Building w Gas Heat] | G | Yes | Large Retail | Space Heating | NC | 0.24759 | 0.4822 | 0.70937 | 0.92718 | 1.1351 | 1.3368 | 1.5371 | 1.7371 | 1.9373 | 2.1369
| Smart TStat_Com, G - Heat [Building w Gas Heat] | G | Yes | Large Retail | Space Heating | RET | 0.90893 | 1.8167 | 2.7247 | 3.6265 | 4.5265 | 5.4269 | 6.33 | 7.2366 | 8.1484 | 9.0648
| Boiler Blowdown Controls_Com, G - Heat | G | No | Large Retail | Space Heating | RET | 0.56519 | 1.1297 | 1.6943 | 2.255 | 2.8147 | 2.8093 | 2.8064 | 2.8056 | 2.8118 | 2.822
| Boiler Modifications_Com, G - Heat | G | Yes | Large Retail | Space Heating | RET | 1.773 | 3.5438 | 5.315 | 7.0741 | 8.8297 | 10.586 | 12.3477 | 14.1161 | 14.6615 | 14.6776
| Boilers_Com, G - Heat | G | Yes | Large Retail | Space Heating | NC | 0.55255 | 1.0761 | 1.5831 | 2.0692 | 2.5332 | 2.9835 | 3.4305 | 3.8767 | 4.3236 | 4.7691
| Boilers_Com, G - Heat | G | No | Large Retail | Space Heating | RET | 4.1447 | 7.9808 | 11.5366 | 14.8095 | 17.8364 | 20.6428 | 23.2515 | 25.6782 | 27.9403 | 30.047
| Boilers_Com, G - Heat | G | Yes | Large Retail | Space Heating | REPL | 2.2626 | 4.0704 | 5.6526 | 6.9995 | 8.1197 | 9.0162 | 9.6906 | 10.142 | 10.369 | 10.369
| Furnace_Com, G - Heat | G | No | Large Retail | Space Heating | NC | 0.25945 | 0.50531 | 0.74337 | 0.97162 | 1.1895 | 1.4009 | 1.6108 | 1.8204 | 2.0302 | 2.2393
| Furnace_Com, G - Heat | G | No | Large Retail | Space Heating | RET | 1.6112 | 3.1227 | 4.5428 | 5.8678 | 7.1098 | 8.277 | 9.3768 | 10.4137 | 11.3935 | 12.3184
| Furnace_Com, G - Heat | G | No | Large Retail | Space Heating | REPL | 1.1548 | 2.0775 | 2.885 | 3.5725 | 4.1442 | 4.6018 | 4.946 | 5.1764 | 5.2922 | 5.2922
| Unit Heater_Com, G - Heat | G | Yes | Large Retail | Space Heating | NC | 0.11153 | 0.21721 | 0.31955 | 0.41766 | 0.51131 | 0.6022 | 0.69243 | 0.7825 | 0.87271 | 0.96261
| Unit Heater_Com, G - Heat | G | No | Large Retail | Space Heating | RET | 0.90313 | 1.7338 | 2.4989 | 3.1987 | 3.8418 | 4.4343 | 4.9817 | 5.4876 | 5.9934 | 6.4988
| Unit Heater_Com, G - Heat | G | Yes | Large Retail | Space Heating | REPL | 0.67161 | 1.2082 | 1.6779 | 2.0777 | 2.4102 | 2.6763 | 2.8765 | 3.0105 | 3.1054 | 3.1609
| Destratification Fans_Com, G - Heat | G | No | Large Retail | Space Heating | NC | 0.25936 | 0.50512 | 0.74309 | 0.97125 | 1.189 | 1.4004 | 1.6102 | 1.8197 | 2.0294 | 2.2385
| Destratification Fans_Com, G - Heat | G | No | Large Retail | Space Heating | RET | 1.2643 | 2.4639 | 3.6037 | 4.6792 | 5.6989 | 6.668 | 7.5914 | 8.6122 | 9.7285 | 10.9358
| Destratification Fans_Com, G - Heat | G | No | Large Retail | Space Heating | REPL | 1.77 | 3.1843 | 4.422 | 5.4757 | 6.352 | 7.0534 | 7.581 | 8.1302 | 8.7024 | 9.2973
| Energy Recovery Ventilator_Com, G - Heat | G | Yes | Large Retail | Space Heating | NC | 0.35574 | 0.69284 | 1.0192 | 1.3322 | 1.6309 | 1.9208 | 2.2086 | 2.4959 | 2.7836 | 3.0704
| Energy Recovery Ventilator_Com, G - Heat | G | Yes | Large Retail | Space Heating | RET | 3.0955 | 5.9243 | 8.5132 | 10.866 | 13.0144 | 14.981 | 16.786 | 18.5468 | 20.2708 | 21.9601
| Energy Recovery Ventilator_Com, G - Heat | G | Yes | Large Retail | Space Heating | REPL | 2.4278 | 4.3676 | 6.0654 | 7.5107 | 8.7126 | 9.6746 | 10.3983 | 10.9633 | 11.3693 | 11.6141
| Forced Air Heating Maintenance_Com, G - Heat | G | No | Large Retail | Space Heating | RET | 0.03046 | 0.060881 | 0.091309 | 0.12153 | 0.15169 | 0.1514 | 0.15125 | 0.1512 | 0.15154 | 0.15209
| Infrared Heater_Com, G - Heat | G | Yes | Large Retail | Space Heating | NC | 0.029221 | 0.056911 | 0.083723 | 0.10943 | 0.13396 | 0.15778 | 0.18142 | 0.20502 | 0.22865 | 0.25221
| Infrared Heater_Com, G - Heat | G | Z | Large Retail | Space Heating | RET | 0 | 0 | 0 | 0 | 0 | 0 | 0 | 0 | 0 | 0
| Infrared Heater_Com, G - Heat | G | Yes | Large Retail | Space Heating | REPL | 0.17596 | 0.31656 | 0.43961 | 0.54436 | 0.63147 | 0.7012 | 0.75365 | 0.78875 | 0.83803 | 0.90159
| Steam Trap Maintenance_Com, G - Heat | G | Yes | Large Retail | Space Heating | RET | 0.70174 | 1.4026 | 2.1036 | 2.7999 | 3.4947 | 4.1898 | 4.1854 | 4.1844 | 4.1874 | 4.1986
| Windows_Com, G - Heat [Building w Gas Heat] | G | No | Large Retail | Space Heating | NC | 0.40588 | 0.79049 | 1.1629 | 1.52 | 1.8607 | 2.1915 | 2.5199 | 2.8477 | 3.176 | 3.5031
| Window Film_Com, G - Heat [Building w Gas Heat] | G | No | Large Retail | Space Heating | RET | 0 | 0 | 0 | 0 | 0 | 0 | 0 | 0 | 0 | 0
| Kitchen DCV_Com, G - Heat [Building w Gas Heat] | G | Yes | Large Retail | Space Heating | NC | 0.010946 | 0.021318 | 0.031361 | 0.04099 | 0.050181 | 0.059101 | 0.067957 | 0.076797 | 0.08565 | 0.094473
| Kitchen DCV_Com, G - Heat [Building w Gas Heat] | G | Yes | Large Retail | Space Heating | RET | 0.10421 | 0.19861 | 0.28425 | 0.36139 | 0.43122 | 0.49459 | 0.55223 | 0.60633 | 0.65732 | 0.70542
| Kitchen DCV_Com, G - Heat [Building w Gas Heat] | G | Yes | Large Retail | Space Heating | REPL | 0.074702 | 0.13439 | 0.18663 | 0.2311 | 0.26808 | 0.29768 | 0.31995 | 0.33601 | 0.34583 | 0.34935
| Duct Sealing Regulated_Com, G - Heat [Building w Gas Heat] | G | Yes | Large Retail | Space Heating | RET | 1.5739 | 3.1458 | 4.7181 | 6.2796 | 7.838 | 9.3971 | 10.961 | 12.5308 | 14.1097 | 15.6965
| Ovens_Com, G - Cook | G | Yes | Large Retail | Cooking | NC | 0.32363 | 0.63029 | 0.92723 | 1.2119 | 1.4837 | 1.7474 | 2.0092 | 2.2706 | 2.5323 | 2.7932
| Ovens_Com, G - Cook | G | Yes | Large Retail | Cooking | REPL | 2.7608 | 5.5182 | 8.2761 | 11.0154 | 13.749 | 16.4839 | 19.2271 | 21.9807 | 24.7505 | 27.5339
| Fryers_Com, G - Cook | G | Yes | Large Retail | Cooking | NC | 0.0726 | 0.14139 | 0.20801 | 0.27188 | 0.33283 | 0.392 | 0.45073 | 0.50937 | 0.56809 | 0.62661
| Fryers_Com, G - Cook | G | Yes | Large Retail | Cooking | REPL | 0.61934 | 1.2379 | 1.8566 | 2.4711 | 3.0843 | 3.6979 | 4.3133 | 4.931 | 5.5523 | 6.1767
| Griddles_Com, G - Cook | G | Yes | Large Retail | Cooking | NC | 0.098535 | 0.19191 | 0.28232 | 0.369 | 0.45173 | 0.53204 | 0.61175 | 0.69133 | 0.77103 | 0.85046
| Griddles_Com, G - Cook | G | Yes | Large Retail | Cooking | REPL | 0.8406 | 1.6801 | 2.5198 | 3.3539 | 4.1862 | 5.0189 | 5.8541 | 6.6925 | 7.5358 | 8.3833
| Steamers_Com, G - Cook | G | Yes | Large Retail | Cooking | NC | 0.16202 | 0.31556 | 0.46422 | 0.60676 | 0.7428 | 0.87485 | 1.0059 | 1.1368 | 1.2678 | 1.3984
| Steamers_Com, G - Cook | G | Yes | Large Retail | Cooking | REPL | 1.3822 | 2.7627 | 4.1435 | 5.5149 | 6.8835 | 8.2527 | 9.6261 | 11.0047 | 12.3914 | 13.785
| Clothes Washer Elec WH_Com, G - Oth [unit w/ gas dry - Dryer] | G | Yes | Large Retail | Other | NC | 8.8109e-06 | 1.716e-05 | 2.5244e-05 | 3.2995e-05 | 4.0393e-05 | 4.7574e-05 | 5.4702e-05 | 5.3079e-05 | 5.2001e-05 | 5.1236e-05
| Clothes Washer Elec WH_Com, G - Oth [unit w/ gas dry - Dryer] | G | Yes | Large Retail | Other | REPL | 0.00012885 | 0.00025754 | 0.00038626 | 0.00051411 | 0.0006417 | 0.00076934 | 0.00089737 | 0.00089703 | 0.00089761 | 0.0008988
| Clothes Washer Gas WH_Com, G - HWat [unit w/ elec dry - Water Heater] | G | Yes | Large Retail | Water Heating | NC | 0.0014247 | 0.0027747 | 0.0040819 | 0.0053353 | 0.0065315 | 0.0076926 | 0.0088452 | 0.0085827 | 0.0084084 | 0.0082848
| Clothes Washer Gas WH_Com, G - HWat [unit w/ elec dry - Water Heater] | G | Yes | Large Retail | Water Heating | REPL | 0.020835 | 0.041644 | 0.062458 | 0.08313 | 0.10376 | 0.1244 | 0.1451 | 0.14505 | 0.14514 | 0.14533
| Clothes Washer Gas WH_Com, G - Oth [unit w/ gas dry - Dryer] | G | Yes | Large Retail | Other | NC | 6.8725e-05 | 0.00013385 | 0.00019691 | 0.00025736 | 0.00031507 | 0.00037108 | 0.00042668 | 0.00041402 | 0.00040561 | 0.00039964
| Clothes Washer Gas WH_Com, G - Oth [unit w/ gas dry - Dryer] | G | Yes | Large Retail | Other | REPL | 0.0010051 | 0.0020088 | 0.0030129 | 0.0040101 | 0.0050052 | 0.0060008 | 0.0069995 | 0.0069969 | 0.0070014 | 0.0070107
| Clothes Washer Gas WH_Com, G - HWat [unit w/ gas dry - Water Heater] | G | Yes | Large Retail | Water Heating | NC | 0.0055563 | 0.010821 | 0.01592 | 0.020808 | 0.025473 | 0.030001 | 0.034496 | 0.033473 | 0.032793 | 0.032311
| Clothes Washer Gas WH_Com, G - HWat [unit w/ gas dry - Water Heater] | G | Yes | Large Retail | Water Heating | REPL | 0.081258 | 0.16241 | 0.24359 | 0.32421 | 0.40467 | 0.48516 | 0.5659 | 0.56569 | 0.56605 | 0.5668
| Clothes Washer Gas WH_Com, G - HWat [unit w/ propane dry - Water Heater] | G | Yes | Large Retail | Water Heating | NC | 0.00028494 | 0.00055494 | 0.00081639 | 0.0010671 | 0.0013063 | 0.0015385 | 0.001769 | 0.0017165 | 0.0016817 | 0.001657
| Clothes Washer Gas WH_Com, G - HWat [unit w/ propane dry - Water Heater] | G | Yes | Large Retail | Water Heating | REPL | 0.0041671 | 0.0083288 | 0.012492 | 0.016626 | 0.020752 | 0.02488 | 0.02902 | 0.02901 | 0.029028 | 0.029067
| Clothes Washer Oil WH_Com, G - Oth [unit w/ gas dry - Dryer] | G | Yes | Large Retail | Other | NC | 3.5243e-06 | 6.864e-06 | 1.0098e-05 | 1.3198e-05 | 1.6157e-05 | 1.903e-05 | 2.1881e-05 | 2.1232e-05 | 2.08e-05 | 2.0495e-05
| Clothes Washer Oil WH_Com, G - Oth [unit w/ gas dry - Dryer] | G | Yes | Large Retail | Other | REPL | 5.1542e-05 | 0.00010302 | 0.00015451 | 0.00020564 | 0.00025668 | 0.00030773 | 0.00035895 | 0.00035881 | 0.00035905 | 0.00035952
| Clothes Washer Propane WH_Com, G - Oth [unit w/ gas dry - Dryer] | G | Yes | Large Retail | Other | NC | 1.7622e-06 | 3.432e-06 | 5.0489e-06 | 6.5991e-06 | 8.0787e-06 | 9.5148e-06 | 1.094e-05 | 1.0616e-05 | 1.04e-05 | 1.0247e-05
| Clothes Washer Propane WH_Com, G - Oth [unit w/ gas dry - Dryer] | G | Yes | Large Retail | Other | REPL | 2.5771e-05 | 5.1509e-05 | 7.7253e-05 | 0.00010282 | 0.00012834 | 0.00015387 | 0.00017947 | 0.00017941 | 0.00017952 | 0.00017976
| Dishwasher_Com, G - HWat [Building w gas WH] | G | Yes | Large Retail | Water Heating | NC | 0.00014579 | 0.00028393 | 0.0004177 | 0.00054595 | 0.00066836 | 0.00078717 | 0.00090511 | 0.0010229 | 0.0011408 | 0.0012583
| Dishwasher_Com, G - HWat [Building w gas WH] | G | Yes | Large Retail | Water Heating | REPL | 0.0011798 | 0.0023581 | 0.0035366 | 0.0047072 | 0.0058754 | 0.0070441 | 0.0082163 | 0.0093931 | 0.010577 | 0.011766
| Faucet Aerator_Com, G - HWat | G | Yes | Large Retail | Water Heating | RET | 1.7344 | 3.4665 | 5.1991 | 6.9198 | 8.6371 | 10.3552 | 12.0784 | 13.8083 | 15.5482 | 17.2968
| Pre Rinse Sprayers_Com, G - HWat | G | Yes | Large Retail | Water Heating | RET | 0.036571 | 0.073095 | 0.10963 | 0.1132 | 0.11675 | 0.11643 | 0.11646 | 0.11669 | 0.11715 | 0.1177
| FF Storage Water Heater_Com, G - HWat | G | No | Large Retail | Water Heating | NC | 0.24374 | 0.4747 | 0.69834 | 0.91276 | 1.1174 | 1.316 | 1.5132 | 1.7101 | 1.9072 | 2.1037
| FF Storage Water Heater_Com, G - HWat | G | No | Large Retail | Water Heating | RET | 1.7042 | 3.29 | 4.7679 | 6.1355 | 7.407 | 8.5922 | 9.6999 | 10.8555 | 12.059 | 13.3068
| FF Storage Water Heater_Com, G - HWat | G | No | Large Retail | Water Heating | REPL | 1.6634 | 2.9925 | 4.1557 | 5.146 | 5.9695 | 6.6286 | 7.1245 | 7.5732 | 7.9751 | 8.3295
| FF Instantaneous Water Heater_Com, G - HWat | G | No | Large Retail | Water Heating | NC | 0.40854 | 0.79566 | 1.1705 | 1.5299 | 1.8729 | 2.2059 | 2.5364 | 2.8663 | 3.1968 | 3.5261
| FF Instantaneous Water Heater_Com, G - HWat | G | No | Large Retail | Water Heating | RET | 2.8565 | 5.5146 | 7.9916 | 10.2838 | 12.4151 | 14.4017 | 16.2583 | 17.9946 | 19.6218 | 21.1454
| FF Instantaneous Water Heater_Com, G - HWat | G | No | Large Retail | Water Heating | REPL | 2.0911 | 3.7619 | 5.2241 | 6.469 | 7.5042 | 8.3328 | 8.9562 | 9.3733 | 9.5831 | 9.5831
| Clothes Dryer_Com, G - Oth | G | Yes | Large Retail | Other | NC | 0.0013378 | 0.0026055 | 0.003833 | 0.0050099 | 0.0061332 | 0.0072234 | 0.0083058 | 0.0093862 | 0.010468 | 0.011547
| Clothes Dryer_Com, G - Oth | G | No | Large Retail | Other | RET | 0.013032 | 0.024808 | 0.035467 | 0.045046 | 0.053695 | 0.061526 | 0.068632 | 0.075237 | 0.081399 | 0.087154
| Clothes Dryer_Com, G - Oth | G | Yes | Large Retail | Other | REPL | 0.0097823 | 0.017598 | 0.024439 | 0.030262 | 0.035105 | 0.038981 | 0.041897 | 0.043961 | 0.045169 | 0.045511
| Pnemautic to DDC_Com, G - TotF [Building w Gas Heat] | G | No | Large Retail | Total FF | RET | 1.3392 | 2.6768 | 4.0146 | 5.3434 | 6.6694 | 7.9961 | 9.3268 | 10.6625 | 12.006 | 13.3563
| Data Center_Com, G - TotF [Building w Gas Heat] | G | Yes | Large Retail | Total FF | NC | 0 | 0 | 0 | 0 | 0 | 0 | 0 | 0 | 0 | 0
| Data Center_Com, G - TotF [Building w Gas Heat] | G | Yes | Large Retail | Total FF | RET | 0 | 0 | 0 | 0 | 0 | 0 | 0 | 0 | 0 | 0
| RCx_Com, G - TotF [Building w Gas Heat] | G | Yes | Large Retail | Total FF | RET | 3.6514 | 7.2982 | 10.9458 | 14.5687 | 18.1841 | 21.8012 | 25.4293 | 29.0712 | 29.0829 | 29.1175
| Commissioning_Com, G - TotF [Building w Gas Heat] | G | Yes | Large Retail | Total FF | NC | 0 | 0 | 0 | 0 | 0 | 0 | 0 | 0 | 0 | 0
| Integrated Building Design_Com, G - TotF [Building w Gas Heat] | G | Yes | Large Retail | Total FF | NC | 0.23901 | 0.46549 | 0.68479 | 0.89506 | 1.0957 | 1.2905 | 1.4839 | 1.6769 | 1.8702 | 2.0629
| Deep Energy Retrofit_Com, G - TotF [Building w Gas Heat] | G | Yes | Large Retail | Total FF | RET | 0.85721 | 1.7133 | 2.5697 | 3.4202 | 4.2689 | 5.1181 | 5.9698 | 6.8248 | 7.6848 | 8.549
| EMS_Com, G - TotF [Building w Gas Heat] | G | Yes | Large Retail | Total FF | NC | 0.4658 | 0.90718 | 1.3346 | 1.7443 | 2.1354 | 2.5151 | 2.8919 | 3.2681 | 3.6448 | 4.0203
| EMS_Com, G - TotF [Building w Gas Heat] | G | Yes | Large Retail | Total FF | RET | 5.8147 | 11.6221 | 17.4308 | 23.2001 | 28.9576 | 34.7176 | 40.4953 | 46.2949 | 52.1283 | 57.9907
| Int Ltg Ctrls_Com, E/G - IntL | E | Yes | Large Retail | Interior Lighting | RET | -5.6257 | -11.1013 | -16.8373 | -22.5103 | -28.154 | -33.8128 | -39.4078 | -45.1342 | -45.2878 | -45.467
| Exit Sign RetFit_Com, E/G - IntL | E | Yes | Large Retail | Interior Lighting | RET | -0.20067 | -0.39598 | -0.60058 | -0.80293 | -1.0042 | -1.2061 | -1.4057 | -1.6099 | -1.8161 | -2.0178
| LED HiLo Bay_Com, E/G - IntL | E | Yes | Large Retail | Interior Lighting | NC | -0.067594 | -0.13102 | -0.1921 | -0.25122 | -0.30714 | -0.36267 | -0.41813 | -0.4721 | -0.5259 | -0.57904
| LED HiLo Bay_Com, E/G - IntL | E | Yes | Large Retail | Interior Lighting | RET | -0.52501 | -1.0016 | -1.4672 | -1.8967 | -2.2953 | -2.6679 | -3.0116 | -3.3397 | -3.6485 | -3.9605
| LED HiLo Bay_Com, E/G - IntL | E | Yes | Large Retail | Interior Lighting | REPL | -0.36107 | -0.64223 | -0.89993 | -1.1184 | -1.2995 | -1.4448 | -1.5525 | -1.626 | -1.6631 | -1.6839
| Repl Scre_Com, E/G - IntL | E | Yes | Large Retail | Interior Lighting | NC | -0.38624 | -0.74867 | -0.36242 | 0 | 0 | 0 | 0 | 0 | 0 | 0
| Repl Scre_Com, E/G - IntL | E | Yes | Large Retail | Interior Lighting | RET | -1.4577 | -2.8766 | -1.4188 | 0 | 0 | 0 | 0 | 0 | 0 | 0
| Repl Scre_Com, E/G - IntL | E | Yes | Large Retail | Interior Lighting | REPL | -19.8237 | -39.1185 | -19.2948 | 0 | 0 | 0 | 0 | 0 | 0 | 0
| Lin LED Fixture_Com, E/G - IntL | E | Yes | Large Retail | Interior Lighting | NC | -0.092867 | -0.18001 | -0.26393 | -0.34515 | -0.42198 | -0.49828 | -0.57447 | -0.64862 | -0.72254 | -0.79554
| Lin LED Fixture_Com, E/G - IntL | E | Yes | Large Retail | Interior Lighting | RET | -0.56445 | -1.0709 | -1.5599 | -2.0058 | -2.4147 | -2.7927 | -3.1372 | -3.4622 | -3.7894 | -4.1088
| Lin LED Fixture_Com, E/G - IntL | E | Yes | Large Retail | Interior Lighting | REPL | -0.57444 | -1.0217 | -1.4317 | -1.7793 | -2.0674 | -2.2985 | -2.4699 | -2.5869 | -2.6712 | -2.7206
| LED Tube Repl_Com, E/G - IntL | E | Yes | Large Retail | Interior Lighting | RET | -3.5512 | -6.7375 | -9.8144 | -12.6197 | -15.1923 | -17.8065 | -20.423 | -23.1307 | -25.8913 | -28.6174
| LED Tube Repl_Com, E/G - IntL | E | Yes | Large Retail | Interior Lighting | REPL | -5.3075 | -9.4402 | -13.2283 | -16.4396 | -19.1018 | -21.5906 | -23.8727 | -26.0256 | -28.0139 | -29.7789
| Repl pin CFL wLED_Com, E/G - IntL | E | Yes | Large Retail | Interior Lighting | RET | -0.11032 | -0.21083 | -0.30939 | -0.40064 | -0.48561 | -0.5775 | -0.67455 | -0.7798 | -0.89163 | -1.0025
| Repl pin CFL wLED_Com, E/G - IntL | E | Yes | Large Retail | Interior Lighting | REPL | -0.21507 | -0.38254 | -0.53604 | -0.66616 | -0.77404 | -0.88423 | -0.99518 | -1.1108 | -1.2295 | -1.3477
| Stair Occ Sensor_Com, E/G - IntL | E | Yes | Large Retail | Interior Lighting | NC | -0.071963 | -0.13949 | -0.20452 | -0.26746 | -0.32699 | -0.38612 | -0.44516 | -0.50262 | -0.55989 | -0.61646
| Stair Occ Sensor_Com, E/G - IntL | E | Yes | Large Retail | Interior Lighting | RET | -0.55402 | -1.0932 | -1.6581 | -2.2168 | -2.7726 | -3.3299 | -3.8809 | -4.4448 | -5.0139 | -5.5708
| Int Delamping_Com, E/G - IntL | E | Yes | Large Retail | Interior Lighting | RET | -0.045089 | -0.088975 | -0.13495 | -0.18042 | -0.22565 | -0.271 | -0.31585 | -0.36174 | -0.40806 | -0.45338
| Int Ltg Dsgn_Com, E/G - IntL | E | Yes | Large Retail | Interior Lighting | NC | -0.12404 | -0.24043 | -0.35253 | -0.46102 | -0.56364 | -0.66555 | -0.76732 | -0.86636 | -0.96509 | -1.0626
| DCV_Com, G - Heat [Building w Gas Heat] | G | Yes | Warehouse | Space Heating | RET | 21.3477 | 42.6683 | 63.9939 | 85.1747 | 106.3122 | 127.4591 | 148.6707 | 169.9627 | 191.3793 | 212.902
| Optimized Unitary AC Sys_Com, G - Heat [Building w Gas Heat] | G | Yes | Warehouse | Space Heating | NC | 8.1064 | 15.7879 | 23.2259 | 30.3573 | 37.1637 | 43.7701 | 50.3284 | 56.8753 | 63.4317 | 69.9664
| Cool Roof_Com, G - Heat [Building w Gas Heat] | G | No | Warehouse | Space Heating | NC | -0.6288 | -1.2246 | -1.8016 | -2.3548 | -2.8827 | -3.3952 | -3.9039 | -4.4117 | -4.9203 | -5.4272
| Cool Roof_Com, G - Heat [Building w Gas Heat] | G | No | Warehouse | Space Heating | RET | -3.2829 | -6.5616 | -9.8412 | -13.0984 | -16.349 | -19.601 | -22.863 | -26.1373 | -29.4308 | -32.7406
| Programmable TStat_Com, G - Heat [Building w Gas Heat] | G | Yes | Warehouse | Space Heating | NC | 0 | 0 | 0 | 0 | 0 | 0 | 0 | 0 | 0 | 0
| Programmable TStat_Com, G - Heat [Building w Gas Heat] | G | Yes | Warehouse | Space Heating | RET | 0 | 0 | 0 | 0 | 0 | 0 | 0 | 0 | 0 | 0
| Smart TStat_Com, G - Heat [Building w Gas Heat] | G | Yes | Warehouse | Space Heating | NC | 3.8151 | 7.4302 | 10.9307 | 14.2869 | 17.4902 | 20.5994 | 23.6859 | 26.767 | 29.8526 | 32.928
| Smart TStat_Com, G - Heat [Building w Gas Heat] | G | Yes | Warehouse | Space Heating | RET | 14.0057 | 27.9936 | 41.9848 | 55.8809 | 69.7486 | 83.6226 | 97.539 | 111.5081 | 125.559 | 139.6795
| Boiler Blowdown Controls_Com, G - Heat | G | No | Warehouse | Space Heating | RET | 0.59407 | 1.1874 | 1.7809 | 2.3703 | 2.9585 | 2.9529 | 2.9499 | 2.9489 | 2.9555 | 2.9662
| Boiler Modifications_Com, G - Heat | G | Yes | Warehouse | Space Heating | RET | 1.8636 | 3.7249 | 5.5866 | 7.4357 | 9.281 | 11.1271 | 12.9788 | 14.8376 | 15.4108 | 15.4277
| Boilers_Com, G - Heat | G | Yes | Warehouse | Space Heating | NC | 0.58079 | 1.1311 | 1.664 | 2.175 | 2.6626 | 3.1359 | 3.6058 | 4.0749 | 4.5446 | 5.0128
| Boilers_Com, G - Heat | G | No | Warehouse | Space Heating | RET | 4.3565 | 8.3886 | 12.1262 | 15.5664 | 18.748 | 21.6978 | 24.4398 | 26.9906 | 29.3682 | 31.5826
| Boilers_Com, G - Heat | G | Yes | Warehouse | Space Heating | REPL | 2.3782 | 4.2784 | 5.9414 | 7.3572 | 8.5346 | 9.477 | 10.1859 | 10.6603 | 10.8989 | 10.8989
| Furnace_Com, G - Heat | G | Yes | Warehouse | Space Heating | NC | 3.6857 | 7.1783 | 10.5601 | 13.8026 | 16.8972 | 19.901 | 22.8828 | 25.8595 | 28.8405 | 31.8116
| Furnace_Com, G - Heat | G | No | Warehouse | Space Heating | RET | 22.8878 | 44.3599 | 64.5342 | 83.356 | 101 | 117.5811 | 133.204 | 147.9349 | 161.8532 | 174.9919
| Furnace_Com, G - Heat | G | Yes | Warehouse | Space Heating | REPL | 16.4049 | 29.5121 | 40.9837 | 50.7496 | 58.8713 | 65.3715 | 70.2616 | 73.534 | 75.1798 | 75.1798
| Unit Heater_Com, G - Heat | G | Yes | Warehouse | Space Heating | NC | 1.9184 | 3.7362 | 5.4963 | 7.184 | 8.7947 | 10.3581 | 11.9101 | 13.4594 | 15.0109 | 16.5573
| Unit Heater_Com, G - Heat | G | Yes | Warehouse | Space Heating | RET | 15.5343 | 29.8215 | 42.9818 | 55.0187 | 66.0809 | 76.2725 | 85.6867 | 94.3891 | 103.0886 | 111.7814
| Unit Heater_Com, G - Heat | G | Yes | Warehouse | Space Heating | REPL | 11.552 | 20.7818 | 28.8599 | 35.7368 | 41.4559 | 46.0333 | 49.4768 | 51.7811 | 53.415 | 54.3695
| Destratification Fans_Com, G - Heat | G | No | Warehouse | Space Heating | NC | 3.5853 | 6.9827 | 10.2724 | 13.4264 | 16.4368 | 19.3587 | 22.2593 | 25.1548 | 28.0546 | 30.9448
| Destratification Fans_Com, G - Heat | G | No | Warehouse | Space Heating | RET | 17.4777 | 34.0603 | 49.8176 | 64.6853 | 78.7808 | 92.1775 | 104.9432 | 119.0536 | 134.4851 | 151.1755
| Destratification Fans_Com, G - Heat | G | No | Warehouse | Space Heating | REPL | 24.4687 | 44.0188 | 61.1292 | 75.6956 | 87.8095 | 97.5049 | 104.7987 | 112.3914 | 120.3012 | 128.5243
| Energy Recovery Ventilator_Com, G - Heat | G | Yes | Warehouse | Space Heating | NC | 2.4589 | 4.7888 | 7.0449 | 9.2081 | 11.2726 | 13.2765 | 15.2658 | 17.2516 | 19.2403 | 21.2224
| Energy Recovery Ventilator_Com, G - Heat | G | Yes | Warehouse | Space Heating | RET | 21.3958 | 40.9481 | 58.8427 | 75.105 | 89.9546 | 103.548 | 116.0241 | 128.1943 | 140.1107 | 151.7872
| Energy Recovery Ventilator_Com, G - Heat | G | Yes | Warehouse | Space Heating | REPL | 16.781 | 30.1888 | 41.9234 | 51.9132 | 60.2211 | 66.8704 | 71.8726 | 75.7779 | 78.5838 | 80.2757
| Forced Air Heating Maintenance_Com, G - Heat | G | No | Warehouse | Space Heating | RET | 0.4327 | 0.86486 | 1.2971 | 1.7264 | 2.1549 | 2.1508 | 2.1486 | 2.1479 | 2.1527 | 2.1605
| Infrared Heater_Com, G - Heat | G | Yes | Warehouse | Space Heating | NC | 0.77428 | 1.508 | 2.2184 | 2.8996 | 3.5497 | 4.1807 | 4.8071 | 5.4324 | 6.0586 | 6.6828
| Infrared Heater_Com, G - Heat | G | Yes | Warehouse | Space Heating | RET | 7.53 | 14.9856 | 22.3785 | 29.6577 | 36.8593 | 44.002 | 51.1046 | 58.1725 | 65.7268 | 73.3186
| Infrared Heater_Com, G - Heat | G | Yes | Warehouse | Space Heating | REPL | 4.6626 | 8.3879 | 11.6483 | 14.424 | 16.7323 | 18.5798 | 19.9696 | 20.8997 | 22.2054 | 23.8897
| Steam Trap Maintenance_Com, G - Heat | G | Yes | Warehouse | Space Heating | RET | 0.73761 | 1.4743 | 2.2111 | 2.943 | 3.6733 | 4.404 | 4.3993 | 4.3983 | 4.4014 | 4.4132
| Windows_Com, G - Heat [Building w Gas Heat] | G | No | Warehouse | Space Heating | NC | 2.8054 | 5.4638 | 8.0379 | 10.5059 | 12.8614 | 15.1477 | 17.4173 | 19.683 | 21.952 | 24.2135
| Window Film_Com, G - Heat [Building w Gas Heat] | G | No | Warehouse | Space Heating | RET | 0 | 0 | 0 | 0 | 0 | 0 | 0 | 0 | 0 | 0
| Kitchen DCV_Com, G - Heat [Building w Gas Heat] | G | Yes | Warehouse | Space Heating | NC | 0.032476 | 0.06325 | 0.093049 | 0.12162 | 0.14889 | 0.17535 | 0.20163 | 0.22786 | 0.25412 | 0.2803
| Kitchen DCV_Com, G - Heat [Building w Gas Heat] | G | Yes | Warehouse | Space Heating | RET | 0.30919 | 0.58927 | 0.84336 | 1.0723 | 1.2794 | 1.4674 | 1.6385 | 1.799 | 1.9503 | 2.093
| Kitchen DCV_Com, G - Heat [Building w Gas Heat] | G | Yes | Warehouse | Space Heating | REPL | 0.22164 | 0.39873 | 0.55372 | 0.68566 | 0.79539 | 0.88322 | 0.94928 | 0.99694 | 1.0261 | 1.0365
| Duct Sealing Regulated_Com, G - Heat [Building w Gas Heat] | G | Yes | Warehouse | Space Heating | RET | 10.8787 | 21.7435 | 32.6109 | 43.4045 | 54.176 | 64.9523 | 75.7616 | 86.6119 | 97.5256 | 108.4935
| Clothes Washer Elec WH_Com, G - Oth [unit w/ gas dry - Dryer] | G | Yes | Warehouse | Other | NC | 3.2979e-05 | 6.4231e-05 | 9.4491e-05 | 0.0001235 | 0.00015119 | 0.00017807 | 0.00020475 | 0.00019868 | 0.00019464 | 0.00019178
| Clothes Washer Elec WH_Com, G - Oth [unit w/ gas dry - Dryer] | G | Yes | Warehouse | Other | REPL | 0.00048231 | 0.000964 | 0.0014458 | 0.0019243 | 0.0024019 | 0.0028797 | 0.0033589 | 0.0033576 | 0.0033598 | 0.0033643
| Clothes Washer Gas WH_Com, G - HWat [unit w/ elec dry - Water Heater] | G | Yes | Warehouse | Water Heating | NC | 0.001113 | 0.0021676 | 0.0031888 | 0.0041679 | 0.0051023 | 0.0060094 | 0.0069098 | 0.0067048 | 0.0065686 | 0.006472
| Clothes Washer Gas WH_Com, G - HWat [unit w/ elec dry - Water Heater] | G | Yes | Warehouse | Water Heating | REPL | 0.016276 | 0.032532 | 0.048792 | 0.064941 | 0.081057 | 0.09718 | 0.11335 | 0.11331 | 0.11338 | 0.11353
| Clothes Washer Gas WH_Com, G - Oth [unit w/ gas dry - Dryer] | G | Yes | Warehouse | Other | NC | 0.00025724 | 0.000501 | 0.00073703 | 0.00096333 | 0.0011793 | 0.001389 | 0.0015971 | 0.0015497 | 0.0015182 | 0.0014959
| Clothes Washer Gas WH_Com, G - Oth [unit w/ gas dry - Dryer] | G | Yes | Warehouse | Other | REPL | 0.003762 | 0.0075192 | 0.011277 | 0.01501 | 0.018735 | 0.022461 | 0.026199 | 0.02619 | 0.026207 | 0.026241
| Clothes Washer Gas WH_Com, G - HWat [unit w/ gas dry - Water Heater] | G | Yes | Warehouse | Water Heating | NC | 0.0043405 | 0.0084536 | 0.012436 | 0.016255 | 0.019899 | 0.023437 | 0.026948 | 0.026149 | 0.025617 | 0.025241
| Clothes Washer Gas WH_Com, G - HWat [unit w/ gas dry - Water Heater] | G | Yes | Warehouse | Water Heating | REPL | 0.063478 | 0.12688 | 0.19029 | 0.25327 | 0.31612 | 0.379 | 0.44208 | 0.44191 | 0.4422 | 0.44278
| Clothes Washer Gas WH_Com, G - HWat [unit w/ propane dry - Water Heater] | G | Yes | Warehouse | Water Heating | NC | 0.00022259 | 0.00043352 | 0.00063775 | 0.00083357 | 0.0010205 | 0.0012019 | 0.001382 | 0.001341 | 0.0013137 | 0.0012944
| Clothes Washer Gas WH_Com, G - HWat [unit w/ propane dry - Water Heater] | G | Yes | Warehouse | Water Heating | REPL | 0.0032553 | 0.0065064 | 0.0097583 | 0.012988 | 0.016211 | 0.019436 | 0.022671 | 0.022662 | 0.022677 | 0.022707
| Clothes Washer Oil WH_Com, G - Oth [unit w/ gas dry - Dryer] | G | Yes | Warehouse | Other | NC | 1.3192e-05 | 2.5692e-05 | 3.7796e-05 | 4.9401e-05 | 6.0478e-05 | 7.1229e-05 | 8.1901e-05 | 7.9471e-05 | 7.7857e-05 | 7.6712e-05
| Clothes Washer Oil WH_Com, G - Oth [unit w/ gas dry - Dryer] | G | Yes | Warehouse | Other | REPL | 0.00019292 | 0.0003856 | 0.00057832 | 0.00076974 | 0.00096076 | 0.0011519 | 0.0013436 | 0.0013431 | 0.0013439 | 0.0013457
| Clothes Washer Propane WH_Com, G - Oth [unit w/ gas dry - Dryer] | G | Yes | Warehouse | Other | NC | 6.5959e-06 | 1.2846e-05 | 1.8898e-05 | 2.4701e-05 | 3.0239e-05 | 3.5614e-05 | 4.0951e-05 | 3.9735e-05 | 3.8928e-05 | 3.8356e-05
| Clothes Washer Propane WH_Com, G - Oth [unit w/ gas dry - Dryer] | G | Yes | Warehouse | Other | REPL | 9.6461e-05 | 0.0001928 | 0.00028916 | 0.00038487 | 0.00048038 | 0.00057593 | 0.00067178 | 0.00067153 | 0.00067196 | 0.00067285
| Dishwasher_Com, G - HWat [Building w gas WH] | G | Yes | Warehouse | Water Heating | NC | 5.6944e-05 | 0.0001109 | 0.00016315 | 0.00021325 | 0.00026106 | 0.00030746 | 0.00035353 | 0.00039952 | 0.00044558 | 0.00049148
| Dishwasher_Com, G - HWat [Building w gas WH] | G | Yes | Warehouse | Water Heating | REPL | 0.00046082 | 0.00092105 | 0.0013814 | 0.0018386 | 0.0022949 | 0.0027514 | 0.0032093 | 0.0036689 | 0.0041312 | 0.0045958
| Faucet Aerator_Com, G - HWat | G | Yes | Warehouse | Water Heating | RET | 1.3549 | 2.708 | 4.0615 | 5.4057 | 6.7472 | 8.0893 | 9.4356 | 10.7869 | 12.1461 | 13.5121
| Pre Rinse Sprayers_Com, G - HWat | G | Yes | Warehouse | Water Heating | RET | 0.13464 | 0.2691 | 0.4036 | 0.41677 | 0.42981 | 0.42867 | 0.42877 | 0.42962 | 0.43129 | 0.43331
| FF Storage Water Heater_Com, G - HWat | G | No | Warehouse | Water Heating | NC | 0.1904 | 0.37083 | 0.54554 | 0.71304 | 0.87291 | 1.0281 | 1.1821 | 1.3359 | 1.4899 | 1.6434
| FF Storage Water Heater_Com, G - HWat | G | No | Warehouse | Water Heating | RET | 1.3313 | 2.5702 | 3.7246 | 4.793 | 5.7863 | 6.7122 | 7.5775 | 8.4802 | 9.4204 | 10.3952
| FF Storage Water Heater_Com, G - HWat | G | No | Warehouse | Water Heating | REPL | 1.2995 | 2.3377 | 3.2464 | 4.02 | 4.6633 | 5.1782 | 5.5656 | 5.9161 | 6.2301 | 6.507
| FF Instantaneous Water Heater_Com, G - HWat | G | No | Warehouse | Water Heating | NC | 0.31914 | 0.62156 | 0.91439 | 1.1951 | 1.4631 | 1.7232 | 1.9814 | 2.2391 | 2.4973 | 2.7545
| FF Instantaneous Water Heater_Com, G - HWat | G | No | Warehouse | Water Heating | RET | 2.2315 | 4.3079 | 6.243 | 8.0336 | 9.6986 | 11.2505 | 12.7008 | 14.0572 | 15.3284 | 16.5186
| FF Instantaneous Water Heater_Com, G - HWat | G | No | Warehouse | Water Heating | REPL | 1.6336 | 2.9387 | 4.081 | 5.0535 | 5.8622 | 6.5095 | 6.9965 | 7.3223 | 7.4862 | 7.4862
| Clothes Dryer_Com, G - Oth | G | Yes | Warehouse | Other | NC | 0.0030045 | 0.0058515 | 0.0086083 | 0.011251 | 0.013774 | 0.016223 | 0.018653 | 0.02108 | 0.02351 | 0.025932
| Clothes Dryer_Com, G - Oth | G | No | Warehouse | Other | RET | 0.029267 | 0.055715 | 0.079653 | 0.10117 | 0.12059 | 0.13818 | 0.15414 | 0.16897 | 0.18281 | 0.19573
| Clothes Dryer_Com, G - Oth | G | Yes | Warehouse | Other | REPL | 0.021969 | 0.039523 | 0.054885 | 0.067964 | 0.078841 | 0.087546 | 0.094095 | 0.09873 | 0.10144 | 0.10221
| Pnemautic to DDC_Com, G - TotF [Building w Gas Heat] | G | No | Warehouse | Total FF | RET | 5.0076 | 10.0089 | 15.0114 | 19.9799 | 24.9382 | 29.8987 | 34.8745 | 39.8691 | 44.8928 | 49.9415
| RCx_Com, G - TotF [Building w Gas Heat] | G | Yes | Warehouse | Total FF | RET | 12.9706 | 25.9248 | 38.882 | 51.7512 | 64.594 | 77.4427 | 90.3306 | 103.2674 | 103.3092 | 103.432
| Commissioning_Com, G - TotF [Building w Gas Heat] | G | Yes | Warehouse | Total FF | NC | 0 | 0 | 0 | 0 | 0 | 0 | 0 | 0 | 0 | 0
| Integrated Building Design_Com, G - TotF [Building w Gas Heat] | G | Yes | Warehouse | Total FF | NC | 0.8937 | 1.7406 | 2.5606 | 3.3468 | 4.0972 | 4.8255 | 5.5485 | 6.2703 | 6.9931 | 7.7136
| Deep Energy Retrofit_Com, G - TotF [Building w Gas Heat] | G | Yes | Warehouse | Total FF | RET | 3.2053 | 6.4065 | 9.6084 | 12.7886 | 15.9623 | 19.1374 | 22.3222 | 25.5192 | 28.7348 | 31.9663
| EMS_Com, G - TotF [Building w Gas Heat] | G | Yes | Warehouse | Total FF | NC | 1.7417 | 3.3921 | 4.9902 | 6.5224 | 7.9848 | 9.4042 | 10.8133 | 12.22 | 13.6287 | 15.0327
| EMS_Com, G - TotF [Building w Gas Heat] | G | Yes | Warehouse | Total FF | RET | 21.7424 | 43.4572 | 65.1771 | 86.7494 | 108.2777 | 129.8156 | 151.4194 | 173.1051 | 194.9176 | 216.8382
| Int Ltg Ctrls_Com, E/G - IntL | E | Yes | Warehouse | Interior Lighting | RET | -6.012 | -11.8635 | -17.9934 | -24.0558 | -30.087 | -36.1344 | -42.1135 | -48.2331 | -48.3972 | -48.5888
| Exit Sign RetFit_Com, E/G - IntL | E | Yes | Warehouse | Interior Lighting | RET | -0.4221 | -0.83294 | -1.2633 | -1.689 | -2.1124 | -2.537 | -2.9568 | -3.3864 | -3.8201 | -4.2443
| LED HiLo Bay_Com, E/G - IntL | E | Yes | Warehouse | Interior Lighting | NC | -0.66496 | -1.2889 | -1.8898 | -2.4714 | -3.0215 | -3.5678 | -4.1134 | -4.6444 | -5.1736 | -5.6963
| LED HiLo Bay_Com, E/G - IntL | E | Yes | Warehouse | Interior Lighting | RET | -6.5599 | -12.5148 | -18.3329 | -23.6996 | -28.6791 | -33.3357 | -37.6298 | -41.7287 | -45.587 | -49.4858
| LED HiLo Bay_Com, E/G - IntL | E | Yes | Warehouse | Interior Lighting | REPL | -3.5521 | -6.3179 | -8.8532 | -11.0023 | -12.7841 | -14.2133 | -15.2731 | -15.9962 | -16.3611 | -16.5657
| Repl Scre_Com, E/G - IntL | E | Yes | Warehouse | Interior Lighting | NC | -0.11431 | -0.22158 | -0.10726 | 0 | 0 | 0 | 0 | 0 | 0 | 0
| Repl Scre_Com, E/G - IntL | E | Yes | Warehouse | Interior Lighting | RET | -0.39721 | -0.78383 | -0.38662 | 0 | 0 | 0 | 0 | 0 | 0 | 0
| Repl Scre_Com, E/G - IntL | E | Yes | Warehouse | Interior Lighting | REPL | -5.867 | -11.5775 | -5.7105 | 0 | 0 | 0 | 0 | 0 | 0 | 0
| Lin LED Fixture_Com, E/G - IntL | E | Yes | Warehouse | Interior Lighting | NC | -0.069567 | -0.13484 | -0.19771 | -0.25855 | -0.31611 | -0.37326 | -0.43034 | -0.48589 | -0.54125 | -0.59594
| Lin LED Fixture_Com, E/G - IntL | E | Yes | Warehouse | Interior Lighting | RET | -0.57963 | -1.0997 | -1.6019 | -2.0598 | -2.4797 | -2.8678 | -3.2215 | -3.5553 | -3.8913 | -4.2193
| Lin LED Fixture_Com, E/G - IntL | E | Yes | Warehouse | Interior Lighting | REPL | -0.43031 | -0.76538 | -1.0725 | -1.3329 | -1.5487 | -1.7218 | -1.8502 | -1.9378 | -2.001 | -2.038
| LED Tube Repl_Com, E/G - IntL | E | Yes | Warehouse | Interior Lighting | RET | -3.6467 | -6.9187 | -10.0784 | -12.9591 | -15.6009 | -18.2855 | -20.9723 | -23.7528 | -26.5876 | -29.3871
| LED Tube Repl_Com, E/G - IntL | E | Yes | Warehouse | Interior Lighting | REPL | -3.9759 | -7.0717 | -9.9094 | -12.3149 | -14.3092 | -16.1735 | -17.8831 | -19.4958 | -20.9853 | -22.3075
| Repl pin CFL wLED_Com, E/G - IntL | E | Yes | Warehouse | Interior Lighting | RET | -0.041509 | -0.079329 | -0.11641 | -0.15075 | -0.18272 | -0.2173 | -0.25381 | -0.29341 | -0.33549 | -0.37721
| Repl pin CFL wLED_Com, E/G - IntL | E | Yes | Warehouse | Interior Lighting | REPL | -0.074069 | -0.13174 | -0.18461 | -0.22942 | -0.26658 | -0.30453 | -0.34273 | -0.38254 | -0.42343 | -0.46414
| Stair Occ Sensor_Com, E/G - IntL | E | Yes | Warehouse | Interior Lighting | NC | -0.046411 | -0.08996 | -0.1319 | -0.17249 | -0.21089 | -0.24902 | -0.2871 | -0.32415 | -0.36109 | -0.39758
| Stair Occ Sensor_Com, E/G - IntL | E | Yes | Warehouse | Interior Lighting | RET | -0.3573 | -0.70507 | -1.0694 | -1.4297 | -1.7881 | -2.1475 | -2.5029 | -2.8666 | -3.2336 | -3.5928
| Int Delamping_Com, E/G - IntL | E | Yes | Warehouse | Interior Lighting | RET | -0.033776 | -0.066651 | -0.10109 | -0.13515 | -0.16903 | -0.20301 | -0.2366 | -0.27098 | -0.30568 | -0.33963
| Int Ltg Dsgn_Com, E/G - IntL | E | Yes | Warehouse | Interior Lighting | NC | -0.13307 | -0.25793 | -0.37819 | -0.49457 | -0.60466 | -0.71399 | -0.82316 | -0.92942 | -1.0353 | -1.1399

## Table D5
Table D5. Cumulative Gas Savings by Technology - Long Island/Hudson Valley
Return to List of Tables
Cumulative BBtu Saved
| Measure Name | Primary Fuel - Electric (E), Gas (G), Oil (O), or Propane (P) | Cost Effective? | Building Type | End Use | New Construction (NC), Replacement (REPL), or Retrofit (RET) | 2020 | 2021 | 2022 | 2023 | 2024 | 2025 | 2026 | 2027 | 2028 | 2029
| DCV_Com, G - Heat [Building w Gas Heat] | G | Yes | Small Office | Space Heating | RET | 28.3622 | 56.6884 | 85.0212 | 113.1616 | 141.2445 | 169.3399 | 197.5212 | 225.8095 | 254.2631 | 282.8578
| Optimized Unitary AC Sys_Com, G - Heat [Building w Gas Heat] | G | Yes | Small Office | Space Heating | NC | 10.77 | 20.9756 | 30.8575 | 40.3322 | 49.375 | 58.1522 | 66.8654 | 75.5635 | 84.2743 | 92.9561
| Cool Roof_Com, G - Heat [Building w Gas Heat] | G | No | Small Office | Space Heating | NC | -0.58904 | -1.1472 | -1.6877 | -2.2059 | -2.7004 | -3.1805 | -3.657 | -4.1327 | -4.6092 | -5.084
| Cool Roof_Com, G - Heat [Building w Gas Heat] | G | No | Small Office | Space Heating | RET | -3.0753 | -6.1467 | -9.2189 | -12.2701 | -15.3151 | -18.3615 | -21.4172 | -24.4845 | -27.5698 | -30.6703
| Programmable TStat_Com, G - Heat [Building w Gas Heat] | G | Yes | Small Office | Space Heating | NC | 0 | 0 | 0 | 0 | 0 | 0 | 0 | 0 | 0 | 0
| Programmable TStat_Com, G - Heat [Building w Gas Heat] | G | Yes | Small Office | Space Heating | RET | 0 | 0 | 0 | 0 | 0 | 0 | 0 | 0 | 0 | 0
| Smart TStat_Com, G - Heat [Building w Gas Heat] | G | Yes | Small Office | Space Heating | NC | 1.5718 | 3.0613 | 4.5035 | 5.8863 | 7.206 | 8.487 | 9.7587 | 11.0281 | 12.2994 | 13.5665
| Smart TStat_Com, G - Heat [Building w Gas Heat] | G | Yes | Small Office | Space Heating | RET | 5.7704 | 11.5335 | 17.2979 | 23.0232 | 28.7368 | 34.4529 | 40.1865 | 45.9418 | 51.7309 | 57.5486
| Boiler Blowdown Controls_Com, G - Heat | G | No | Small Office | Space Heating | RET | 3.8461 | 7.6873 | 11.5294 | 15.3455 | 19.1537 | 19.1175 | 19.0979 | 19.0918 | 19.1343 | 19.2037
| Boiler Modifications_Com, G - Heat | G | Yes | Small Office | Space Heating | RET | 12.0654 | 24.1155 | 36.1684 | 48.1394 | 60.086 | 72.0379 | 84.0263 | 96.0603 | 99.7712 | 99.8808
| Boilers_Com, G - Heat | G | Yes | Small Office | Space Heating | NC | 3.7601 | 7.3231 | 10.7732 | 14.081 | 17.2381 | 20.3024 | 23.3445 | 26.3812 | 29.4223 | 32.4534
| Boilers_Com, G - Heat | G | No | Small Office | Space Heating | RET | 28.2044 | 54.309 | 78.5066 | 100.7788 | 121.3769 | 140.4742 | 158.2264 | 174.7402 | 190.1334 | 204.4695
| Boilers_Com, G - Heat | G | Yes | Small Office | Space Heating | REPL | 15.397 | 27.6989 | 38.4656 | 47.6316 | 55.2542 | 61.3551 | 65.9447 | 69.0161 | 70.5608 | 70.5608
| Furnace_Com, G - Heat | G | Yes | Small Office | Space Heating | NC | 1.9083 | 3.7167 | 5.4676 | 7.1464 | 8.7488 | 10.304 | 11.8479 | 13.3891 | 14.9325 | 16.4709
| Furnace_Com, G - Heat | G | No | Small Office | Space Heating | RET | 11.8504 | 22.9679 | 33.4134 | 43.1587 | 52.294 | 60.8791 | 68.9681 | 76.5952 | 83.8015 | 90.6043
| Furnace_Com, G - Heat | G | Yes | Small Office | Space Heating | REPL | 8.4938 | 15.2803 | 21.2198 | 26.2763 | 30.4814 | 33.8469 | 36.3788 | 38.0732 | 38.9253 | 38.9253
| Unit Heater_Com, G - Heat | G | Yes | Small Office | Space Heating | NC | 0.34267 | 0.66738 | 0.98179 | 1.2832 | 1.571 | 1.8502 | 2.1275 | 2.4042 | 2.6813 | 2.9576
| Unit Heater_Com, G - Heat | G | Yes | Small Office | Space Heating | RET | 2.7748 | 5.3269 | 7.6777 | 9.8278 | 11.8038 | 13.6243 | 15.3059 | 16.8604 | 18.4144 | 19.9671
| Unit Heater_Com, G - Heat | G | Yes | Small Office | Space Heating | REPL | 2.0635 | 3.7122 | 5.1551 | 6.3835 | 7.4051 | 8.2228 | 8.8379 | 9.2495 | 9.5413 | 9.7118
| Energy Recovery Ventilator_Com, G - Heat | G | Yes | Small Office | Space Heating | NC | 2.3034 | 4.486 | 6.5995 | 8.6258 | 10.5598 | 12.4369 | 14.3004 | 16.1607 | 18.0236 | 19.8804
| Energy Recovery Ventilator_Com, G - Heat | G | Yes | Small Office | Space Heating | RET | 20.0429 | 38.3588 | 55.1218 | 70.3557 | 84.2663 | 97.0002 | 108.6873 | 120.088 | 131.2508 | 142.189
| Energy Recovery Ventilator_Com, G - Heat | G | Yes | Small Office | Space Heating | REPL | 15.7199 | 28.2798 | 39.2724 | 48.6305 | 56.4131 | 62.6419 | 67.3278 | 70.9862 | 73.6146 | 75.1995
| Forced Air Heating Maintenance_Com, G - Heat | G | No | Small Office | Space Heating | RET | 0.22404 | 0.44779 | 0.6716 | 0.89388 | 1.1157 | 1.1136 | 1.1125 | 1.1121 | 1.1146 | 1.1186
| Infrared Heater_Com, G - Heat | G | Yes | Small Office | Space Heating | NC | 0.076524 | 0.14904 | 0.21925 | 0.28657 | 0.35082 | 0.41319 | 0.4751 | 0.5369 | 0.59879 | 0.66048
| Infrared Heater_Com, G - Heat | G | Z | Small Office | Space Heating | RET | 0 | 0 | 0 | 0 | 0 | 0 | 0 | 0 | 0 | 0
| Infrared Heater_Com, G - Heat | G | Yes | Small Office | Space Heating | REPL | 0.46081 | 0.82899 | 1.1512 | 1.4256 | 1.6537 | 1.8363 | 1.9736 | 2.0656 | 2.1946 | 2.3611
| Steam Trap Maintenance_Com, G - Heat | G | Yes | Small Office | Space Heating | RET | 4.7753 | 9.5446 | 14.315 | 19.053 | 23.7813 | 28.5118 | 28.4813 | 28.4749 | 28.4953 | 28.5718
| Windows_Com, G - Heat [Building w Gas Heat] | G | Yes | Small Office | Space Heating | NC | 2.628 | 5.1183 | 7.5296 | 9.8415 | 12.0481 | 14.1898 | 16.316 | 18.4384 | 20.5639 | 22.6824
| Window Film_Com, G - Heat [Building w Gas Heat] | G | No | Small Office | Space Heating | RET | 0 | 0 | 0 | 0 | 0 | 0 | 0 | 0 | 0 | 0
| Kitchen DCV_Com, G - Heat [Building w Gas Heat] | G | Yes | Small Office | Space Heating | NC | 0.10649 | 0.20739 | 0.3051 | 0.39878 | 0.48819 | 0.57498 | 0.66113 | 0.74713 | 0.83326 | 0.9191
| Kitchen DCV_Com, G - Heat [Building w Gas Heat] | G | Yes | Small Office | Space Heating | RET | 1.0138 | 1.9322 | 2.7653 | 3.5159 | 4.1952 | 4.8117 | 5.3725 | 5.8988 | 6.3948 | 6.8628
| Kitchen DCV_Com, G - Heat [Building w Gas Heat] | G | Yes | Small Office | Space Heating | REPL | 0.72675 | 1.3074 | 1.8156 | 2.2483 | 2.6081 | 2.896 | 3.1127 | 3.2689 | 3.3645 | 3.3987
| Duct Sealing Regulated_Com, G - Heat [Building w Gas Heat] | G | Yes | Small Office | Space Heating | RET | 10.1908 | 20.3686 | 30.5488 | 40.6598 | 50.7502 | 60.8451 | 70.9709 | 81.135 | 91.3586 | 101.6329
| Clothes Washer Elec WH_Com, G - Oth [unit w/ gas dry - Dryer] | G | Yes | Small Office | Other | NC | 0.00013808 | 0.00026891 | 0.0003956 | 0.00051707 | 0.00063301 | 0.00074553 | 0.00085724 | 0.0008318 | 0.00081491 | 0.00080293
| Clothes Washer Elec WH_Com, G - Oth [unit w/ gas dry - Dryer] | G | Yes | Small Office | Other | REPL | 0.0020193 | 0.004036 | 0.0060532 | 0.0080567 | 0.010056 | 0.012056 | 0.014063 | 0.014057 | 0.014067 | 0.014085
| Clothes Washer Gas WH_Com, G - HWat [unit w/ elec dry - Water Heater] | G | Yes | Small Office | Water Heating | NC | 0.012948 | 0.025217 | 0.037098 | 0.048488 | 0.05936 | 0.069912 | 0.080387 | 0.078002 | 0.076417 | 0.075294
| Clothes Washer Gas WH_Com, G - HWat [unit w/ elec dry - Water Heater] | G | Yes | Small Office | Water Heating | REPL | 0.18936 | 0.37847 | 0.56763 | 0.75551 | 0.943 | 1.1306 | 1.3187 | 1.3182 | 1.3191 | 1.3208
| Clothes Washer Gas WH_Com, G - Oth [unit w/ gas dry - Dryer] | G | Yes | Small Office | Other | NC | 0.001077 | 0.0020975 | 0.0030857 | 0.0040332 | 0.0049374 | 0.0058151 | 0.0066865 | 0.0064881 | 0.0063563 | 0.0062628
| Clothes Washer Gas WH_Com, G - Oth [unit w/ gas dry - Dryer] | G | Yes | Small Office | Other | REPL | 0.01575 | 0.031481 | 0.047215 | 0.062842 | 0.078437 | 0.094039 | 0.10969 | 0.10965 | 0.10972 | 0.10986
| Clothes Washer Gas WH_Com, G - HWat [unit w/ gas dry - Water Heater] | G | Yes | Small Office | Water Heating | NC | 0.050497 | 0.098347 | 0.14468 | 0.1891 | 0.2315 | 0.27266 | 0.31351 | 0.30421 | 0.29803 | 0.29365
| Clothes Washer Gas WH_Com, G - HWat [unit w/ gas dry - Water Heater] | G | Yes | Small Office | Water Heating | REPL | 0.73849 | 1.476 | 2.2138 | 2.9465 | 3.6777 | 4.4092 | 5.143 | 5.1411 | 5.1444 | 5.1512
| Clothes Washer Gas WH_Com, G - HWat [unit w/ propane dry - Water Heater] | G | Yes | Small Office | Water Heating | NC | 0.0025896 | 0.0050435 | 0.0074195 | 0.0096976 | 0.011872 | 0.013982 | 0.016077 | 0.0156 | 0.015283 | 0.015059
| Clothes Washer Gas WH_Com, G - HWat [unit w/ propane dry - Water Heater] | G | Yes | Small Office | Water Heating | REPL | 0.037871 | 0.075694 | 0.11353 | 0.1511 | 0.1886 | 0.22611 | 0.26374 | 0.26365 | 0.26382 | 0.26417
| Clothes Washer Oil WH_Com, G - Oth [unit w/ gas dry - Dryer] | G | Yes | Small Office | Other | NC | 5.523e-05 | 0.00010757 | 0.00015824 | 0.00020683 | 0.0002532 | 0.00029821 | 0.0003429 | 0.00033272 | 0.00032596 | 0.00032117
| Clothes Washer Oil WH_Com, G - Oth [unit w/ gas dry - Dryer] | G | Yes | Small Office | Other | REPL | 0.00080771 | 0.0016144 | 0.0024213 | 0.0032227 | 0.0040224 | 0.0048225 | 0.0056251 | 0.005623 | 0.0056266 | 0.0056341
| Clothes Washer Propane WH_Com, G - Oth [unit w/ gas dry - Dryer] | G | Yes | Small Office | Other | NC | 2.7615e-05 | 5.3783e-05 | 7.9121e-05 | 0.00010341 | 0.0001266 | 0.00014911 | 0.00017145 | 0.00016636 | 0.00016298 | 0.00016059
| Clothes Washer Propane WH_Com, G - Oth [unit w/ gas dry - Dryer] | G | Yes | Small Office | Other | REPL | 0.00040386 | 0.0008072 | 0.0012106 | 0.0016113 | 0.0020112 | 0.0024113 | 0.0028125 | 0.0028115 | 0.0028133 | 0.002817
| Dishwasher_Com, G - HWat [Building w gas WH] | G | Yes | Small Office | Water Heating | NC | 0.011041 | 0.021504 | 0.031634 | 0.041348 | 0.050618 | 0.059616 | 0.068549 | 0.077466 | 0.086396 | 0.095297
| Dishwasher_Com, G - HWat [Building w gas WH] | G | Yes | Small Office | Water Heating | REPL | 0.089352 | 0.17859 | 0.26785 | 0.3565 | 0.44497 | 0.53348 | 0.62227 | 0.71138 | 0.80102 | 0.89111
| Faucet Aerator_Com, G - HWat | G | Yes | Small Office | Water Heating | RET | 2.1016 | 4.2006 | 6.3 | 8.3852 | 10.4661 | 12.548 | 14.6362 | 16.7324 | 18.8408 | 20.9596
| Pre Rinse Sprayers_Com, G - HWat | G | Yes | Small Office | Water Heating | RET | 0.13396 | 0.26775 | 0.40156 | 0.41466 | 0.42764 | 0.4265 | 0.4266 | 0.42745 | 0.42912 | 0.43112
| FF Storage Water Heater_Com, G - HWat | G | No | Small Office | Water Heating | NC | 0.29535 | 0.57522 | 0.84622 | 1.1061 | 1.354 | 1.5947 | 1.8337 | 2.0722 | 2.3111 | 2.5492
| FF Storage Water Heater_Com, G - HWat | G | No | Small Office | Water Heating | RET | 2.0651 | 3.9868 | 5.7776 | 7.4347 | 8.9755 | 10.4117 | 11.754 | 13.1543 | 14.6126 | 16.1247
| FF Storage Water Heater_Com, G - HWat | G | No | Small Office | Water Heating | REPL | 2.0157 | 3.6262 | 5.0357 | 6.2357 | 7.2336 | 8.0323 | 8.6332 | 9.1769 | 9.664 | 10.0934
| FF Instantaneous Water Heater_Com, G - HWat | G | No | Small Office | Water Heating | NC | 0.49505 | 0.96415 | 1.4184 | 1.8539 | 2.2695 | 2.673 | 3.0735 | 3.4733 | 3.8737 | 4.2728
| FF Instantaneous Water Heater_Com, G - HWat | G | No | Small Office | Water Heating | RET | 3.4614 | 6.6823 | 9.684 | 12.4616 | 15.0442 | 17.4515 | 19.7012 | 21.8052 | 23.777 | 25.6232
| FF Instantaneous Water Heater_Com, G - HWat | G | No | Small Office | Water Heating | REPL | 2.5339 | 4.5585 | 6.3304 | 7.8389 | 9.0934 | 10.0974 | 10.8527 | 11.3582 | 11.6124 | 11.6124
| Clothes Dryer_Com, G - Oth | G | Yes | Small Office | Other | NC | 0.004193 | 0.0081662 | 0.012013 | 0.015702 | 0.019223 | 0.02264 | 0.026032 | 0.029418 | 0.03281 | 0.03619
| Clothes Dryer_Com, G - Oth | G | No | Small Office | Other | RET | 0.040844 | 0.077754 | 0.11116 | 0.14118 | 0.16829 | 0.19283 | 0.21511 | 0.23581 | 0.25512 | 0.27316
| Clothes Dryer_Com, G - Oth | G | Yes | Small Office | Other | REPL | 0.03066 | 0.055157 | 0.076596 | 0.094848 | 0.11003 | 0.12218 | 0.13132 | 0.13778 | 0.14157 | 0.14264
| Pnemautic to DDC_Com, G - TotF [Building w Gas Heat] | G | No | Small Office | Total FF | RET | 4.8283 | 9.6506 | 14.4739 | 19.2645 | 24.0453 | 28.8282 | 33.6258 | 38.4415 | 43.2854 | 48.1533
| Data Center_Com, G - TotF [Building w Gas Heat] | G | Yes | Small Office | Total FF | NC | 0 | 0 | 0 | 0 | 0 | 0 | 0 | 0 | 0 | 0
| Data Center_Com, G - TotF [Building w Gas Heat] | G | No | Small Office | Total FF | RET | 0 | 0 | 0 | 0 | 0 | 0 | 0 | 0 | 0 | 0
| RCx_Com, G - TotF [Building w Gas Heat] | G | Yes | Small Office | Total FF | RET | 9.8733 | 19.7341 | 29.5972 | 39.3933 | 49.1694 | 58.9498 | 68.7602 | 78.6077 | 78.6396 | 78.7331
| Commissioning_Com, G - TotF [Building w Gas Heat] | G | Yes | Small Office | Total FF | NC | 0 | 0 | 0 | 0 | 0 | 0 | 0 | 0 | 0 | 0
| Integrated Building Design_Com, G - TotF [Building w Gas Heat] | G | Yes | Small Office | Total FF | NC | 0.8617 | 1.6782 | 2.4689 | 3.227 | 3.9505 | 4.6527 | 5.3499 | 6.0458 | 6.7427 | 7.4374
| Deep Energy Retrofit_Com, G - TotF [Building w Gas Heat] | G | Yes | Small Office | Total FF | RET | 3.0905 | 6.1771 | 9.2644 | 12.3307 | 15.3908 | 18.4522 | 21.523 | 24.6054 | 27.7059 | 30.8217
| EMS_Com, G - TotF [Building w Gas Heat] | G | Yes | Small Office | Total FF | NC | 1.6793 | 3.2707 | 4.8115 | 6.2889 | 7.6989 | 9.0675 | 10.4262 | 11.7824 | 13.1407 | 14.4944
| EMS_Com, G - TotF [Building w Gas Heat] | G | Yes | Small Office | Total FF | RET | 20.9639 | 41.9012 | 62.8434 | 83.6433 | 104.4007 | 125.1675 | 145.9977 | 166.9069 | 187.9384 | 209.0741
| Int Ltg Ctrls_Com, E/G - IntL | E | Yes | Small Office | Interior Lighting | RET | -2.2271 | -4.4131 | -6.742 | -9.0755 | -11.3866 | -13.7137 | -15.9984 | -18.3385 | -18.4375 | -18.5241
| Exit Sign RetFit_Com, E/G - IntL | E | Yes | Small Office | Interior Lighting | RET | -0.10004 | -0.19823 | -0.30283 | -0.40765 | -0.51146 | -0.61599 | -0.71861 | -0.82373 | -0.92821 | -1.0303
| LED HiLo Bay_Com, E/G - IntL | E | Yes | Small Office | Interior Lighting | NC | -0.021813 | -0.042547 | -0.062429 | -0.081748 | -0.099897 | -0.11793 | -0.13567 | -0.15291 | -0.16997 | -0.18683
| LED HiLo Bay_Com, E/G - IntL | E | Yes | Small Office | Interior Lighting | RET | -0.21367 | -0.40927 | -0.60362 | -0.78524 | -0.95302 | -1.1106 | -1.2548 | -1.3927 | -1.5204 | -1.6493
| LED HiLo Bay_Com, E/G - IntL | E | Yes | Small Office | Interior Lighting | REPL | -0.11652 | -0.20802 | -0.29331 | -0.36657 | -0.42703 | -0.47573 | -0.51159 | -0.53608 | -0.54825 | -0.55506
| Repl Scre_Com, E/G - IntL | E | Yes | Small Office | Interior Lighting | NC | -0.067521 | -0.1317 | -0.06418 | 0 | 0 | 0 | 0 | 0 | 0 | 0
| Repl Scre_Com, E/G - IntL | E | Yes | Small Office | Interior Lighting | RET | -0.34878 | -0.69113 | -0.34234 | 0 | 0 | 0 | 0 | 0 | 0 | 0
| Repl Scre_Com, E/G - IntL | E | Yes | Small Office | Interior Lighting | REPL | -3.4655 | -6.867 | -3.4015 | 0 | 0 | 0 | 0 | 0 | 0 | 0
| Lin LED Fixture_Com, E/G - IntL | E | Yes | Small Office | Interior Lighting | NC | -0.066016 | -0.12876 | -0.18893 | -0.2474 | -0.30233 | -0.3569 | -0.41059 | -0.46276 | -0.51438 | -0.56542
| Lin LED Fixture_Com, E/G - IntL | E | No | Small Office | Interior Lighting | RET | -0.48995 | -0.93325 | -1.3686 | -1.7708 | -2.1379 | -2.4787 | -2.7871 | -3.0783 | -3.3671 | -3.6486
| Lin LED Fixture_Com, E/G - IntL | E | Yes | Small Office | Interior Lighting | REPL | -0.40835 | -0.729 | -1.0279 | -1.2846 | -1.4965 | -1.6672 | -1.7928 | -1.8787 | -1.9396 | -1.9752
| LED Tube Repl_Com, E/G - IntL | E | Yes | Small Office | Interior Lighting | RET | -3.0825 | -5.8716 | -8.6107 | -11.1408 | -13.4507 | -15.8079 | -18.1505 | -20.5766 | -23.0127 | -25.415
| LED Tube Repl_Com, E/G - IntL | E | Yes | Small Office | Interior Lighting | REPL | -3.7729 | -6.7355 | -9.4972 | -11.8692 | -13.8268 | -15.6646 | -17.3379 | -18.9177 | -20.3547 | -21.6285
| Repl pin CFL wLED_Com, E/G - IntL | E | Yes | Small Office | Interior Lighting | RET | -0.036537 | -0.070106 | -0.10358 | -0.13499 | -0.1641 | -0.19571 | -0.22886 | -0.26485 | -0.3025 | -0.33978
| Repl pin CFL wLED_Com, E/G - IntL | E | Yes | Small Office | Interior Lighting | REPL | -0.042317 | -0.075546 | -0.10652 | -0.13312 | -0.15508 | -0.1776 | -0.20012 | -0.2236 | -0.24735 | -0.27096
| Stair Occ Sensor_Com, E/G - IntL | E | Yes | Small Office | Interior Lighting | NC | -0.043394 | -0.084641 | -0.12419 | -0.16262 | -0.19873 | -0.2346 | -0.26989 | -0.30418 | -0.33812 | -0.37167
| Stair Occ Sensor_Com, E/G - IntL | E | Yes | Small Office | Interior Lighting | RET | -0.33408 | -0.66199 | -1.0113 | -1.3614 | -1.708 | -2.0571 | -2.3998 | -2.7509 | -3.0998 | -3.4407
| Int Delamping_Com, E/G - IntL | E | Yes | Small Office | Interior Lighting | RET | -0.032052 | -0.063512 | -0.097029 | -0.13061 | -0.16387 | -0.19737 | -0.23025 | -0.26392 | -0.2974 | -0.33011
| Int Ltg Dsgn_Com, E/G - IntL | E | Yes | Small Office | Interior Lighting | NC | -0.057488 | -0.11213 | -0.16453 | -0.21544 | -0.26327 | -0.3108 | -0.35755 | -0.40298 | -0.44794 | -0.49238
| DCV_Com, G - Heat [Building w Gas Heat] | G | Yes | Large Office | Space Heating | RET | 39.7698 | 79.489 | 119.2176 | 158.6764 | 198.0545 | 237.4502 | 276.9663 | 316.6324 | 356.5304 | 396.6262
| Optimized Unitary AC Sys_Com, G - Heat [Building w Gas Heat] | G | Yes | Large Office | Space Heating | NC | 15.1018 | 29.4122 | 43.2687 | 56.5542 | 69.2342 | 81.5416 | 93.7594 | 105.9559 | 118.1703 | 130.344
| Cool Roof_Com, G - Heat [Building w Gas Heat] | G | No | Large Office | Space Heating | NC | -0.79817 | -1.5545 | -2.2869 | -2.9891 | -3.6592 | -4.3097 | -4.9555 | -5.6001 | -6.2456 | -6.8891
| Cool Roof_Com, G - Heat [Building w Gas Heat] | G | No | Large Office | Space Heating | RET | -4.1672 | -8.3291 | -12.492 | -16.6267 | -20.7528 | -24.8808 | -29.0215 | -33.1778 | -37.3585 | -41.5599
| Programmable TStat_Com, G - Heat [Building w Gas Heat] | G | Yes | Large Office | Space Heating | NC | 0 | 0 | 0 | 0 | 0 | 0 | 0 | 0 | 0 | 0
| Programmable TStat_Com, G - Heat [Building w Gas Heat] | G | Yes | Large Office | Space Heating | RET | 0 | 0 | 0 | 0 | 0 | 0 | 0 | 0 | 0 | 0
| Smart TStat_Com, G - Heat [Building w Gas Heat] | G | Yes | Large Office | Space Heating | NC | 0.57141 | 1.1129 | 1.6372 | 2.1398 | 2.6196 | 3.0853 | 3.5476 | 4.0091 | 4.4712 | 4.9318
| Smart TStat_Com, G - Heat [Building w Gas Heat] | G | Yes | Large Office | Space Heating | RET | 2.0977 | 4.1928 | 6.2883 | 8.3696 | 10.4467 | 12.5247 | 14.609 | 16.7013 | 18.8058 | 20.9207
| Boiler Blowdown Controls_Com, G - Heat | G | No | Large Office | Space Heating | RET | 7.5294 | 15.0493 | 22.5709 | 30.0414 | 37.4967 | 37.4259 | 37.3874 | 37.3756 | 37.4587 | 37.5946
| Boiler Modifications_Com, G - Heat | G | Yes | Large Office | Space Heating | RET | 23.6201 | 47.2102 | 70.8059 | 94.2413 | 117.6287 | 141.0267 | 164.4962 | 188.0547 | 195.3196 | 195.5341
| Boilers_Com, G - Heat | G | Yes | Large Office | Space Heating | NC | 7.361 | 14.3363 | 21.0903 | 27.566 | 33.7466 | 39.7456 | 45.7009 | 51.6458 | 57.5994 | 63.5332
| Boilers_Com, G - Heat | G | No | Large Office | Space Heating | RET | 55.2151 | 106.3194 | 153.6903 | 197.2921 | 237.6164 | 275.0028 | 309.7557 | 342.0843 | 372.2194 | 400.2848
| Boilers_Com, G - Heat | G | Yes | Large Office | Space Heating | REPL | 30.1423 | 54.2254 | 75.3032 | 93.2471 | 108.1698 | 120.1133 | 129.0983 | 135.111 | 138.135 | 138.135
| Furnace_Com, G - Heat | G | Yes | Large Office | Space Heating | NC | 0.58729 | 1.1438 | 1.6827 | 2.1993 | 2.6924 | 3.1711 | 3.6462 | 4.1205 | 4.5955 | 5.0689
| Furnace_Com, G - Heat | G | Yes | Large Office | Space Heating | RET | 3.647 | 7.0684 | 10.283 | 13.2822 | 16.0936 | 18.7357 | 21.225 | 23.5723 | 25.7901 | 27.8836
| Furnace_Com, G - Heat | G | Yes | Large Office | Space Heating | REPL | 2.614 | 4.7025 | 6.5304 | 8.0866 | 9.3807 | 10.4165 | 11.1957 | 11.7171 | 11.9793 | 11.9793
| Unit Heater_Com, G - Heat | G | Yes | Large Office | Space Heating | NC | 0.21677 | 0.42218 | 0.62107 | 0.81177 | 0.99377 | 1.1704 | 1.3458 | 1.5209 | 1.6962 | 1.8709
| Unit Heater_Com, G - Heat | G | Yes | Large Office | Space Heating | RET | 1.7553 | 3.3698 | 4.8568 | 6.217 | 7.467 | 8.6186 | 9.6824 | 10.6657 | 11.6487 | 12.631
| Unit Heater_Com, G - Heat | G | Yes | Large Office | Space Heating | REPL | 1.3053 | 2.3483 | 3.2611 | 4.0382 | 4.6844 | 5.2016 | 5.5907 | 5.8511 | 6.0357 | 6.1436
| Energy Recovery Ventilator_Com, G - Heat | G | Yes | Large Office | Space Heating | NC | 3.1212 | 6.0788 | 8.9426 | 11.6884 | 14.3091 | 16.8527 | 19.3778 | 21.8986 | 24.423 | 26.939
| Energy Recovery Ventilator_Com, G - Heat | G | Yes | Large Office | Space Heating | RET | 27.1591 | 51.9781 | 74.6929 | 95.3357 | 114.1853 | 131.4404 | 147.2771 | 162.7256 | 177.8518 | 192.6736
| Energy Recovery Ventilator_Com, G - Heat | G | Yes | Large Office | Space Heating | REPL | 21.3013 | 38.3206 | 53.2161 | 65.8969 | 76.4427 | 84.883 | 91.2327 | 96.19 | 99.7517 | 101.8992
| Forced Air Heating Maintenance_Com, G - Heat | G | Yes | Large Office | Space Heating | RET | 0.068948 | 0.13781 | 0.20668 | 0.27509 | 0.34336 | 0.34271 | 0.34236 | 0.34225 | 0.34301 | 0.34426
| Infrared Heater_Com, G - Heat | G | Yes | Large Office | Space Heating | NC | 0.059622 | 0.11612 | 0.17082 | 0.22328 | 0.27334 | 0.32192 | 0.37016 | 0.41831 | 0.46653 | 0.5146
| Infrared Heater_Com, G - Heat | G | Z | Large Office | Space Heating | RET | 0 | 0 | 0 | 0 | 0 | 0 | 0 | 0 | 0 | 0
| Infrared Heater_Com, G - Heat | G | Yes | Large Office | Space Heating | REPL | 0.35903 | 0.64589 | 0.89695 | 1.1107 | 1.2884 | 1.4307 | 1.5377 | 1.6093 | 1.7099 | 1.8396
| Steam Trap Maintenance_Com, G - Heat | G | Yes | Large Office | Space Heating | RET | 9.3486 | 18.6853 | 28.0242 | 37.2996 | 46.5561 | 55.8167 | 55.7571 | 55.7446 | 55.7844 | 55.9342
| Windows_Com, G - Heat [Building w Gas Heat] | G | No | Large Office | Space Heating | NC | 3.5611 | 6.9355 | 10.203 | 13.3358 | 16.3258 | 19.228 | 22.109 | 24.985 | 27.8652 | 30.7358
| Window Film_Com, G - Heat [Building w Gas Heat] | G | No | Large Office | Space Heating | RET | 0 | 0 | 0 | 0 | 0 | 0 | 0 | 0 | 0 | 0
| Kitchen DCV_Com, G - Heat [Building w Gas Heat] | G | Yes | Large Office | Space Heating | NC | 0.2933 | 0.57122 | 0.84034 | 1.0984 | 1.3446 | 1.5836 | 1.8209 | 2.0578 | 2.295 | 2.5315
| Kitchen DCV_Com, G - Heat [Building w Gas Heat] | G | Yes | Large Office | Space Heating | RET | 2.7923 | 5.3218 | 7.6165 | 9.6837 | 11.5548 | 13.2527 | 14.7973 | 16.247 | 17.6131 | 18.902
| Kitchen DCV_Com, G - Heat [Building w Gas Heat] | G | Yes | Large Office | Space Heating | REPL | 2.0017 | 3.601 | 5.0007 | 6.1923 | 7.1833 | 7.9764 | 8.5731 | 9.0035 | 9.2667 | 9.3609
| Duct Sealing Regulated_Com, G - Heat [Building w Gas Heat] | G | Yes | Large Office | Space Heating | RET | 13.809 | 27.6005 | 41.3952 | 55.0962 | 68.7692 | 82.4483 | 96.1692 | 109.9423 | 123.7958 | 137.718
| Clothes Washer Elec WH_Com, G - Oth [unit w/ gas dry - Dryer] | G | Yes | Large Office | Other | NC | 0.0001871 | 0.00036439 | 0.00053606 | 0.00070066 | 0.00085776 | 0.0010102 | 0.0011616 | 0.0011271 | 0.0011042 | 0.001088
| Clothes Washer Elec WH_Com, G - Oth [unit w/ gas dry - Dryer] | G | Yes | Large Office | Other | REPL | 0.0027362 | 0.005469 | 0.0082024 | 0.010917 | 0.013626 | 0.016337 | 0.019056 | 0.019049 | 0.019061 | 0.019086
| Clothes Washer Gas WH_Com, G - HWat [unit w/ elec dry - Water Heater] | G | Yes | Large Office | Water Heating | NC | 0.017545 | 0.034171 | 0.050269 | 0.065704 | 0.080436 | 0.094734 | 0.10893 | 0.1057 | 0.10355 | 0.10203
| Clothes Washer Gas WH_Com, G - HWat [unit w/ elec dry - Water Heater] | G | Yes | Large Office | Water Heating | REPL | 0.25659 | 0.51285 | 0.76917 | 1.0238 | 1.2778 | 1.532 | 1.7869 | 1.7863 | 1.7874 | 1.7898
| Clothes Washer Gas WH_Com, G - Oth [unit w/ gas dry - Dryer] | G | Yes | Large Office | Other | NC | 0.0014594 | 0.0028423 | 0.0041813 | 0.0054652 | 0.0066905 | 0.0078798 | 0.0090605 | 0.0087917 | 0.0086131 | 0.0084865
| Clothes Washer Gas WH_Com, G - Oth [unit w/ gas dry - Dryer] | G | Yes | Large Office | Other | REPL | 0.021343 | 0.042658 | 0.063978 | 0.085154 | 0.10629 | 0.12743 | 0.14863 | 0.14858 | 0.14867 | 0.14887
| Clothes Washer Gas WH_Com, G - HWat [unit w/ gas dry - Water Heater] | G | Yes | Large Office | Water Heating | NC | 0.068426 | 0.13327 | 0.19605 | 0.25625 | 0.3137 | 0.36946 | 0.42482 | 0.41222 | 0.40384 | 0.39791
| Clothes Washer Gas WH_Com, G - HWat [unit w/ gas dry - Water Heater] | G | Yes | Large Office | Water Heating | REPL | 1.0007 | 2.0001 | 2.9998 | 3.9926 | 4.9835 | 5.9748 | 6.9691 | 6.9665 | 6.971 | 6.9802
| Clothes Washer Gas WH_Com, G - HWat [unit w/ propane dry - Water Heater] | G | Yes | Large Office | Water Heating | NC | 0.003509 | 0.0068342 | 0.010054 | 0.013141 | 0.016087 | 0.018947 | 0.021786 | 0.021139 | 0.02071 | 0.020405
| Clothes Washer Gas WH_Com, G - HWat [unit w/ propane dry - Water Heater] | G | Yes | Large Office | Water Heating | REPL | 0.051318 | 0.10257 | 0.15383 | 0.20475 | 0.25556 | 0.3064 | 0.35739 | 0.35725 | 0.35748 | 0.35796
| Clothes Washer Oil WH_Com, G - Oth [unit w/ gas dry - Dryer] | G | Yes | Large Office | Other | NC | 7.484e-05 | 0.00014576 | 0.00021443 | 0.00028026 | 0.0003431 | 0.00040409 | 0.00046464 | 0.00045085 | 0.0004417 | 0.0004352
| Clothes Washer Oil WH_Com, G - Oth [unit w/ gas dry - Dryer] | G | Yes | Large Office | Other | REPL | 0.0010945 | 0.0021876 | 0.0032809 | 0.0043669 | 0.0054506 | 0.0065348 | 0.0076223 | 0.0076194 | 0.0076244 | 0.0076345
| Clothes Washer Propane WH_Com, G - Oth [unit w/ gas dry - Dryer] | G | Yes | Large Office | Other | NC | 3.742e-05 | 7.2879e-05 | 0.00010721 | 0.00014013 | 0.00017155 | 0.00020205 | 0.00023232 | 0.00022543 | 0.00022085 | 0.0002176
| Clothes Washer Propane WH_Com, G - Oth [unit w/ gas dry - Dryer] | G | Yes | Large Office | Other | REPL | 0.00054725 | 0.0010938 | 0.0016405 | 0.0021834 | 0.0027253 | 0.0032674 | 0.0038111 | 0.0038097 | 0.0038122 | 0.0038172
| Dishwasher_Com, G - HWat [Building w gas WH] | G | Yes | Large Office | Water Heating | NC | 0.014961 | 0.029139 | 0.042866 | 0.056028 | 0.06859 | 0.080783 | 0.092887 | 0.10497 | 0.11707 | 0.12913
| Dishwasher_Com, G - HWat [Building w gas WH] | G | Yes | Large Office | Water Heating | REPL | 0.12108 | 0.242 | 0.36295 | 0.48308 | 0.60296 | 0.7229 | 0.8432 | 0.96396 | 1.0854 | 1.2075
| Faucet Aerator_Com, G - HWat | G | Yes | Large Office | Water Heating | RET | 2.8478 | 5.692 | 8.5369 | 11.3624 | 14.1822 | 17.0032 | 19.8328 | 22.6732 | 25.5302 | 28.4014
| Pre Rinse Sprayers_Com, G - HWat | G | Yes | Large Office | Water Heating | RET | 0.3496 | 0.69875 | 1.048 | 1.0822 | 1.116 | 1.1131 | 1.1133 | 1.1155 | 1.1199 | 1.1251
| FF Storage Water Heater_Com, G - HWat | G | No | Large Office | Water Heating | NC | 0.40022 | 0.77946 | 1.1467 | 1.4988 | 1.8348 | 2.161 | 2.4847 | 2.808 | 3.1317 | 3.4543
| FF Storage Water Heater_Com, G - HWat | G | No | Large Office | Water Heating | RET | 2.7984 | 5.4023 | 7.8289 | 10.0744 | 12.1623 | 14.1085 | 15.9272 | 17.8248 | 19.8009 | 21.8498
| FF Storage Water Heater_Com, G - HWat | G | No | Large Office | Water Heating | REPL | 2.7314 | 4.9137 | 6.8237 | 8.4497 | 9.8019 | 10.8842 | 11.6984 | 12.4351 | 13.0952 | 13.6771
| FF Instantaneous Water Heater_Com, G - HWat | G | No | Large Office | Water Heating | NC | 0.67082 | 1.3065 | 1.922 | 2.5121 | 3.0754 | 3.622 | 4.1648 | 4.7065 | 5.2491 | 5.7898
| FF Instantaneous Water Heater_Com, G - HWat | G | No | Large Office | Water Heating | RET | 4.6904 | 9.0549 | 13.1223 | 16.8861 | 20.3856 | 23.6476 | 26.6961 | 29.5472 | 32.219 | 34.7207
| FF Instantaneous Water Heater_Com, G - HWat | G | No | Large Office | Water Heating | REPL | 3.4336 | 6.177 | 8.578 | 10.6221 | 12.322 | 13.6825 | 14.706 | 15.391 | 15.7354 | 15.7354
| Clothes Dryer_Com, G - Oth | G | Yes | Large Office | Other | NC | 0.0056817 | 0.011066 | 0.016279 | 0.021277 | 0.026048 | 0.030678 | 0.035275 | 0.039863 | 0.044459 | 0.049039
| Clothes Dryer_Com, G - Oth | G | No | Large Office | Other | RET | 0.055346 | 0.10536 | 0.15063 | 0.19131 | 0.22805 | 0.2613 | 0.29148 | 0.31953 | 0.3457 | 0.37015
| Clothes Dryer_Com, G - Oth | G | Yes | Large Office | Other | REPL | 0.041546 | 0.07474 | 0.10379 | 0.12852 | 0.14909 | 0.16555 | 0.17794 | 0.1867 | 0.19183 | 0.19328
| Pnemautic to DDC_Com, G - TotF [Building w Gas Heat] | G | No | Large Office | Total FF | RET | 6.5427 | 13.077 | 19.6129 | 26.1044 | 32.5826 | 39.0637 | 45.5647 | 52.0903 | 58.654 | 65.2503
| Data Center_Com, G - TotF [Building w Gas Heat] | G | Yes | Large Office | Total FF | NC | 0 | 0 | 0 | 0 | 0 | 0 | 0 | 0 | 0 | 0
| Data Center_Com, G - TotF [Building w Gas Heat] | G | No | Large Office | Total FF | RET | 0 | 0 | 0 | 0 | 0 | 0 | 0 | 0 | 0 | 0
| RCx_Com, G - TotF [Building w Gas Heat] | G | Yes | Large Office | Total FF | RET | 17.8385 | 35.6543 | 53.4743 | 71.1733 | 88.8361 | 106.5068 | 124.2315 | 142.0235 | 142.081 | 142.2499
| Commissioning_Com, G - TotF [Building w Gas Heat] | G | Yes | Large Office | Total FF | NC | 0 | 0 | 0 | 0 | 0 | 0 | 0 | 0 | 0 | 0
| Integrated Building Design_Com, G - TotF [Building w Gas Heat] | G | Yes | Large Office | Total FF | NC | 1.1677 | 2.2741 | 3.3455 | 4.3727 | 5.3531 | 6.3047 | 7.2493 | 8.1924 | 9.1368 | 10.078
| Deep Energy Retrofit_Com, G - TotF [Building w Gas Heat] | G | Yes | Large Office | Total FF | RET | 4.1878 | 8.3703 | 12.5537 | 16.7087 | 20.8553 | 25.0037 | 29.1648 | 33.3416 | 37.5429 | 41.7651
| EMS_Com, G - TotF [Building w Gas Heat] | G | Yes | Large Office | Total FF | NC | 2.2756 | 4.4319 | 6.5199 | 8.5218 | 10.4324 | 12.287 | 14.128 | 15.9658 | 17.8063 | 19.6407
| EMS_Com, G - TotF [Building w Gas Heat] | G | Yes | Large Office | Total FF | RET | 28.4072 | 56.7783 | 85.1561 | 113.3411 | 141.4685 | 169.6085 | 197.8345 | 226.1676 | 254.6664 | 283.3065
| Int Ltg Ctrls_Com, E/G - IntL | E | Yes | Large Office | Interior Lighting | RET | -7.4679 | -14.7978 | -22.6068 | -30.4316 | -38.1811 | -45.9842 | -53.6452 | -61.4919 | -61.8236 | -62.1142
| Exit Sign RetFit_Com, E/G - IntL | E | Yes | Large Office | Interior Lighting | RET | -0.33544 | -0.66468 | -1.0154 | -1.3669 | -1.715 | -2.0655 | -2.4096 | -2.7621 | -3.1124 | -3.4547
| LED HiLo Bay_Com, E/G - IntL | E | Yes | Large Office | Interior Lighting | NC | -0.073143 | -0.14267 | -0.20933 | -0.27411 | -0.33497 | -0.39544 | -0.45492 | -0.51272 | -0.56992 | -0.62646
| LED HiLo Bay_Com, E/G - IntL | E | Yes | Large Office | Interior Lighting | RET | -0.71646 | -1.3723 | -2.024 | -2.633 | -3.1956 | -3.7239 | -4.2077 | -4.6698 | -5.0982 | -5.5305
| LED HiLo Bay_Com, E/G - IntL | E | Yes | Large Office | Interior Lighting | REPL | -0.39072 | -0.69753 | -0.98352 | -1.2292 | -1.4319 | -1.5952 | -1.7154 | -1.7976 | -1.8384 | -1.8612
| Repl Scre_Com, E/G - IntL | E | Yes | Large Office | Interior Lighting | NC | -0.22641 | -0.44161 | -0.21521 | 0 | 0 | 0 | 0 | 0 | 0 | 0
| Repl Scre_Com, E/G - IntL | E | Yes | Large Office | Interior Lighting | RET | -1.1695 | -2.3175 | -1.1479 | 0 | 0 | 0 | 0 | 0 | 0 | 0
| Repl Scre_Com, E/G - IntL | E | Yes | Large Office | Interior Lighting | REPL | -11.6203 | -23.0261 | -11.4057 | 0 | 0 | 0 | 0 | 0 | 0 | 0
| Lin LED Fixture_Com, E/G - IntL | E | Yes | Large Office | Interior Lighting | NC | -0.22136 | -0.43177 | -0.63352 | -0.82957 | -1.0138 | -1.1968 | -1.3768 | -1.5517 | -1.7248 | -1.8959
| Lin LED Fixture_Com, E/G - IntL | E | No | Large Office | Interior Lighting | RET | -1.6429 | -3.1293 | -4.5892 | -5.9376 | -7.1687 | -8.3115 | -9.3457 | -10.3222 | -11.2904 | -12.2342
| Lin LED Fixture_Com, E/G - IntL | E | Yes | Large Office | Interior Lighting | REPL | -1.3693 | -2.4444 | -3.4467 | -4.3075 | -5.018 | -5.5903 | -6.0117 | -6.2994 | -6.5036 | -6.6233
| LED Tube Repl_Com, E/G - IntL | E | Yes | Large Office | Interior Lighting | RET | -10.3361 | -19.6883 | -28.8729 | -37.3567 | -45.1022 | -53.0062 | -60.8613 | -68.9966 | -77.1652 | -85.2204
| LED Tube Repl_Com, E/G - IntL | E | Yes | Large Office | Interior Lighting | REPL | -12.6512 | -22.5853 | -31.8456 | -39.7991 | -46.3633 | -52.5257 | -58.1367 | -63.434 | -68.2525 | -72.5235
| Repl pin CFL wLED_Com, E/G - IntL | E | Yes | Large Office | Interior Lighting | RET | -0.12251 | -0.23508 | -0.34733 | -0.45263 | -0.55024 | -0.65625 | -0.76741 | -0.88807 | -1.0143 | -1.1393
| Repl pin CFL wLED_Com, E/G - IntL | E | Yes | Large Office | Interior Lighting | REPL | -0.1419 | -0.25332 | -0.35718 | -0.44639 | -0.52001 | -0.59553 | -0.67103 | -0.74976 | -0.8294 | -0.90856
| Stair Occ Sensor_Com, E/G - IntL | E | Yes | Large Office | Interior Lighting | NC | -0.14551 | -0.28381 | -0.41643 | -0.5453 | -0.66637 | -0.78666 | -0.90499 | -1.02 | -1.1338 | -1.2463
| Stair Occ Sensor_Com, E/G - IntL | E | Yes | Large Office | Interior Lighting | RET | -1.1202 | -2.2197 | -3.3911 | -4.5649 | -5.7273 | -6.8979 | -8.047 | -9.2241 | -10.394 | -11.5372
| Int Delamping_Com, E/G - IntL | E | Yes | Large Office | Interior Lighting | RET | -0.10748 | -0.21297 | -0.32535 | -0.43796 | -0.54949 | -0.6618 | -0.77205 | -0.88498 | -0.99723 | -1.1069
| Int Ltg Dsgn_Com, E/G - IntL | E | Yes | Large Office | Interior Lighting | NC | -0.19277 | -0.37599 | -0.55169 | -0.72241 | -0.8828 | -1.0422 | -1.1989 | -1.3513 | -1.502 | -1.651
| DCV_Com, G - Heat [Building w Gas Heat] | G | Yes | Education | Space Heating | RET | 68.8482 | 137.6089 | 206.3859 | 274.6956 | 342.8658 | 411.0664 | 479.4755 | 548.1443 | 617.2144 | 686.627
| Optimized Unitary AC Sys_Com, G - Heat [Building w Gas Heat] | G | Yes | Education | Space Heating | NC | 26.1438 | 50.9174 | 74.9055 | 97.9048 | 119.8561 | 141.1623 | 162.3134 | 183.4277 | 204.5727 | 225.6476
| Cool Roof_Com, G - Heat [Building w Gas Heat] | G | No | Education | Space Heating | NC | -1.3619 | -2.6523 | -3.9019 | -5.1 | -6.2434 | -7.3533 | -8.4551 | -9.555 | -10.6564 | -11.7542
| Cool Roof_Com, G - Heat [Building w Gas Heat] | G | No | Education | Space Heating | RET | -7.1102 | -14.2113 | -21.3141 | -28.3687 | -35.4088 | -42.4521 | -49.517 | -56.6086 | -63.7417 | -70.9101
| Programmable TStat_Com, G - Heat [Building w Gas Heat] | G | Yes | Education | Space Heating | NC | 0 | 0 | 0 | 0 | 0 | 0 | 0 | 0 | 0 | 0
| Programmable TStat_Com, G - Heat [Building w Gas Heat] | G | Yes | Education | Space Heating | RET | 0 | 0 | 0 | 0 | 0 | 0 | 0 | 0 | 0 | 0
| Smart TStat_Com, G - Heat [Building w Gas Heat] | G | Yes | Education | Space Heating | NC | 0.88579 | 1.7251 | 2.5379 | 3.3171 | 4.0609 | 4.7828 | 5.4994 | 6.2148 | 6.9312 | 7.6452
| Smart TStat_Com, G - Heat [Building w Gas Heat] | G | Yes | Education | Space Heating | RET | 3.2518 | 6.4996 | 9.748 | 12.9744 | 16.1943 | 19.4155 | 22.6466 | 25.89 | 29.1523 | 32.4308
| Boiler Blowdown Controls_Com, G - Heat | G | No | Education | Space Heating | RET | 12.9794 | 25.9423 | 38.9083 | 51.7862 | 64.6378 | 64.5157 | 64.4494 | 64.429 | 64.5724 | 64.8066
| Boiler Modifications_Com, G - Heat | G | Yes | Education | Space Heating | RET | 40.717 | 81.3822 | 122.0571 | 162.4557 | 202.7716 | 243.1057 | 283.563 | 324.1738 | 336.6972 | 337.067
| Boilers_Com, G - Heat | G | Yes | Education | Space Heating | NC | 12.6891 | 24.7133 | 36.3561 | 47.5191 | 58.1733 | 68.5145 | 78.7804 | 89.0284 | 99.2913 | 109.5202
| Boilers_Com, G - Heat | G | No | Education | Space Heating | RET | 95.1813 | 183.2763 | 264.9356 | 340.0975 | 409.6097 | 474.0573 | 533.9653 | 589.6944 | 641.6419 | 690.0218
| Boilers_Com, G - Heat | G | Yes | Education | Space Heating | REPL | 51.9601 | 93.4753 | 129.8097 | 160.7419 | 186.466 | 207.0546 | 222.5432 | 232.9081 | 238.1208 | 238.1208
| Furnace_Com, G - Heat | G | Yes | Education | Space Heating | NC | 1.0707 | 2.0854 | 3.0678 | 4.0098 | 4.9088 | 5.7815 | 6.6477 | 7.5125 | 8.3785 | 9.2416
| Furnace_Com, G - Heat | G | Yes | Education | Space Heating | RET | 6.6492 | 12.887 | 18.7479 | 24.2159 | 29.3417 | 34.1587 | 38.6973 | 42.9768 | 47.0202 | 50.8372
| Furnace_Com, G - Heat | G | Yes | Education | Space Heating | REPL | 4.7658 | 8.5736 | 11.9062 | 14.7433 | 17.1028 | 18.9912 | 20.4118 | 21.3625 | 21.8406 | 21.8406
| Unit Heater_Com, G - Heat | G | Yes | Education | Space Heating | NC | 0.17001 | 0.33112 | 0.48711 | 0.63667 | 0.77942 | 0.91798 | 1.0555 | 1.1928 | 1.3303 | 1.4674
| Unit Heater_Com, G - Heat | G | Yes | Education | Space Heating | RET | 1.3767 | 2.6429 | 3.8092 | 4.876 | 5.8564 | 6.7596 | 7.5939 | 8.3652 | 9.1362 | 9.9065
| Unit Heater_Com, G - Heat | G | Yes | Education | Space Heating | REPL | 1.0238 | 1.8418 | 2.5577 | 3.1672 | 3.674 | 4.0797 | 4.3848 | 4.5891 | 4.7339 | 4.8185
| Destratification Fans_Com, G - Heat | G | No | Education | Space Heating | NC | 1.553 | 3.0246 | 4.4496 | 5.8158 | 7.1198 | 8.3855 | 9.6419 | 10.8961 | 12.1522 | 13.4041
| Destratification Fans_Com, G - Heat | G | No | Education | Space Heating | RET | 7.5707 | 14.7537 | 21.5791 | 28.0193 | 34.1249 | 39.9279 | 45.4575 | 51.5696 | 58.2539 | 65.4836
| Destratification Fans_Com, G - Heat | G | No | Education | Space Heating | REPL | 10.599 | 19.0673 | 26.4789 | 32.7885 | 38.0358 | 42.2355 | 45.3949 | 48.6838 | 52.11 | 55.672
| Energy Recovery Ventilator_Com, G - Heat | G | Yes | Education | Space Heating | NC | 5.3254 | 10.3717 | 15.258 | 19.9429 | 24.4144 | 28.7544 | 33.0628 | 37.3637 | 41.6709 | 45.9638
| Energy Recovery Ventilator_Com, G - Heat | G | Yes | Education | Space Heating | RET | 46.3394 | 88.686 | 127.4423 | 162.6635 | 194.8249 | 224.2658 | 251.2866 | 277.6451 | 303.4537 | 328.743
| Energy Recovery Ventilator_Com, G - Heat | G | Yes | Education | Space Heating | REPL | 36.3446 | 65.3833 | 90.7982 | 112.4344 | 130.4278 | 144.8288 | 155.6627 | 164.121 | 170.198 | 173.8622
| Forced Air Heating Maintenance_Com, G - Heat | G | No | Education | Space Heating | RET | 0.12571 | 0.25125 | 0.37683 | 0.50155 | 0.62601 | 0.62483 | 0.62419 | 0.62399 | 0.62538 | 0.62765
| Infrared Heater_Com, G - Heat | G | Yes | Education | Space Heating | NC | 0.1051 | 0.2047 | 0.30114 | 0.3936 | 0.48185 | 0.5675 | 0.65254 | 0.73742 | 0.82243 | 0.90715
| Infrared Heater_Com, G - Heat | G | Z | Education | Space Heating | RET | 0 | 0 | 0 | 0 | 0 | 0 | 0 | 0 | 0 | 0
| Infrared Heater_Com, G - Heat | G | Yes | Education | Space Heating | REPL | 0.63292 | 1.1386 | 1.5812 | 1.958 | 2.2713 | 2.5221 | 2.7108 | 2.837 | 3.0143 | 3.2429
| Steam Trap Maintenance_Com, G - Heat | G | Yes | Education | Space Heating | RET | 16.1153 | 32.2102 | 48.3088 | 64.2981 | 80.2547 | 96.2184 | 96.1157 | 96.0941 | 96.1627 | 96.4209
| Windows_Com, G - Heat [Building w Gas Heat] | G | No | Education | Space Heating | NC | 6.076 | 11.8336 | 17.4085 | 22.7537 | 27.8554 | 32.8071 | 37.7227 | 42.6298 | 47.5441 | 52.442
| Window Film_Com, G - Heat [Building w Gas Heat] | G | No | Education | Space Heating | RET | 0 | 0 | 0 | 0 | 0 | 0 | 0 | 0 | 0 | 0
| Kitchen DCV_Com, G - Heat [Building w Gas Heat] | G | Yes | Education | Space Heating | NC | 0.49002 | 0.95436 | 1.404 | 1.835 | 2.2465 | 2.6458 | 3.0423 | 3.438 | 3.8343 | 4.2294
| Kitchen DCV_Com, G - Heat [Building w Gas Heat] | G | Yes | Education | Space Heating | RET | 4.6652 | 8.8912 | 12.7251 | 16.1788 | 19.3049 | 22.1415 | 24.7222 | 27.1442 | 29.4265 | 31.5801
| Kitchen DCV_Com, G - Heat [Building w Gas Heat] | G | Yes | Education | Space Heating | REPL | 3.3442 | 6.0162 | 8.3548 | 10.3456 | 12.0013 | 13.3264 | 14.3233 | 15.0423 | 15.4822 | 15.6395
| Duct Sealing Regulated_Com, G - Heat [Building w Gas Heat] | G | Yes | Education | Space Heating | RET | 23.5612 | 47.0924 | 70.6292 | 94.006 | 117.3351 | 140.6747 | 164.0856 | 187.5853 | 211.2224 | 234.9767
| Ovens_Com, G - Cook | G | Yes | Education | Cooking | NC | 0.19973 | 0.38898 | 0.57224 | 0.74795 | 0.91564 | 1.0784 | 1.24 | 1.4013 | 1.5628 | 1.7238
| Ovens_Com, G - Cook | G | Yes | Education | Cooking | REPL | 1.7038 | 3.4055 | 5.1076 | 6.7981 | 8.4852 | 10.173 | 11.866 | 13.5654 | 15.2748 | 16.9926
| Fryers_Com, G - Cook | G | Yes | Education | Cooking | NC | 0.044805 | 0.087262 | 0.12837 | 0.16779 | 0.20541 | 0.24192 | 0.27817 | 0.31436 | 0.35059 | 0.38671
| Fryers_Com, G - Cook | G | Yes | Education | Cooking | REPL | 0.38223 | 0.76397 | 1.1458 | 1.525 | 1.9035 | 2.2821 | 2.6619 | 3.0432 | 3.4266 | 3.812
| Griddles_Com, G - Cook | G | Yes | Education | Cooking | NC | 0.060811 | 0.11843 | 0.17423 | 0.22773 | 0.27879 | 0.32835 | 0.37754 | 0.42666 | 0.47584 | 0.52486
| Griddles_Com, G - Cook | G | Yes | Education | Cooking | REPL | 0.51877 | 1.0369 | 1.5551 | 2.0698 | 2.5835 | 3.0974 | 3.6129 | 4.1303 | 4.6507 | 5.1738
| Steamers_Com, G - Cook | G | Yes | Education | Cooking | NC | 0.099993 | 0.19475 | 0.28649 | 0.37446 | 0.45842 | 0.53991 | 0.62081 | 0.70157 | 0.78244 | 0.86305
| Steamers_Com, G - Cook | G | Yes | Education | Cooking | REPL | 0.85304 | 1.705 | 2.5571 | 3.4035 | 4.2481 | 5.0932 | 5.9408 | 6.7916 | 7.6474 | 8.5074
| Clothes Washer Elec WH_Com, G - Oth [unit w/ gas dry - Dryer] | G | Yes | Education | Other | NC | 0.00022557 | 0.00043932 | 0.0006463 | 0.00084474 | 0.0010341 | 0.001218 | 0.0014005 | 0.0013589 | 0.0013313 | 0.0013117
| Clothes Washer Elec WH_Com, G - Oth [unit w/ gas dry - Dryer] | G | Yes | Education | Other | REPL | 0.0032989 | 0.0065936 | 0.009889 | 0.013162 | 0.016428 | 0.019696 | 0.022974 | 0.022966 | 0.02298 | 0.023011
| Clothes Washer Gas WH_Com, G - HWat [unit w/ elec dry - Water Heater] | G | Yes | Education | Water Heating | NC | 0.033986 | 0.06619 | 0.097373 | 0.12727 | 0.15581 | 0.1835 | 0.211 | 0.20474 | 0.20058 | 0.19763
| Clothes Washer Gas WH_Com, G - HWat [unit w/ elec dry - Water Heater] | G | Yes | Education | Water Heating | REPL | 0.49702 | 0.99341 | 1.4899 | 1.9831 | 2.4752 | 2.9675 | 3.4614 | 3.4601 | 3.4623 | 3.4669
| Clothes Washer Gas WH_Com, G - Oth [unit w/ gas dry - Dryer] | G | Yes | Education | Other | NC | 0.0017595 | 0.0034267 | 0.0050411 | 0.006589 | 0.0080663 | 0.0095002 | 0.010924 | 0.010599 | 0.010384 | 0.010232
| Clothes Washer Gas WH_Com, G - Oth [unit w/ gas dry - Dryer] | G | Yes | Education | Other | REPL | 0.025731 | 0.05143 | 0.077134 | 0.10266 | 0.12814 | 0.15363 | 0.1792 | 0.17913 | 0.17925 | 0.17948
| Clothes Washer Gas WH_Com, G - HWat [unit w/ gas dry - Water Heater] | G | Yes | Education | Water Heating | NC | 0.13254 | 0.25814 | 0.37976 | 0.49636 | 0.60765 | 0.71567 | 0.8229 | 0.79848 | 0.78226 | 0.77076
| Clothes Washer Gas WH_Com, G - HWat [unit w/ gas dry - Water Heater] | G | Yes | Education | Water Heating | REPL | 1.9384 | 3.8743 | 5.8107 | 7.7339 | 9.6532 | 11.5733 | 13.4994 | 13.4943 | 13.503 | 13.5209
| Clothes Washer Gas WH_Com, G - HWat [unit w/ propane dry - Water Heater] | G | Yes | Education | Water Heating | NC | 0.0067971 | 0.013238 | 0.019475 | 0.025454 | 0.031161 | 0.036701 | 0.0422 | 0.040948 | 0.040116 | 0.039526
| Clothes Washer Gas WH_Com, G - HWat [unit w/ propane dry - Water Heater] | G | Yes | Education | Water Heating | REPL | 0.099404 | 0.19868 | 0.29798 | 0.39661 | 0.49504 | 0.5935 | 0.69228 | 0.69202 | 0.69246 | 0.69338
| Clothes Washer Oil WH_Com, G - Oth [unit w/ gas dry - Dryer] | G | Yes | Education | Other | NC | 9.0229e-05 | 0.00017573 | 0.00025852 | 0.00033789 | 0.00041365 | 0.00048719 | 0.00056019 | 0.00054356 | 0.00053252 | 0.00052469
| Clothes Washer Oil WH_Com, G - Oth [unit w/ gas dry - Dryer] | G | Yes | Education | Other | REPL | 0.0013195 | 0.0026374 | 0.0039556 | 0.0052648 | 0.0065714 | 0.0078785 | 0.0091897 | 0.0091862 | 0.0091921 | 0.0092043
| Clothes Washer Propane WH_Com, G - Oth [unit w/ gas dry - Dryer] | G | Yes | Education | Other | NC | 4.5114e-05 | 8.7865e-05 | 0.00012926 | 0.00016895 | 0.00020683 | 0.00024359 | 0.00028009 | 0.00027178 | 0.00026626 | 0.00026235
| Clothes Washer Propane WH_Com, G - Oth [unit w/ gas dry - Dryer] | G | Yes | Education | Other | REPL | 0.00065977 | 0.0013187 | 0.0019778 | 0.0026324 | 0.0032857 | 0.0039393 | 0.0045948 | 0.0045931 | 0.0045961 | 0.0046022
| Ozone Laundry_Com, G - HWat | G | Yes | Education | Water Heating | RET | 9.4328 | 18.8537 | 28.2768 | 37.6358 | 46.9758 | 56.3199 | 65.6926 | 75.1008 | 84.5641 | 94.0742
| Dishwasher_Com, G - HWat [Building w gas WH] | G | Yes | Education | Water Heating | NC | 0.11592 | 0.22577 | 0.33214 | 0.43412 | 0.53145 | 0.62592 | 0.71971 | 0.81333 | 0.90709 | 1.0005
| Dishwasher_Com, G - HWat [Building w gas WH] | G | Yes | Education | Water Heating | REPL | 0.93812 | 1.875 | 2.8122 | 3.743 | 4.6718 | 5.6011 | 6.5333 | 7.4689 | 8.4101 | 9.3559
| Faucet Aerator_Com, G - HWat | G | Yes | Education | Water Heating | RET | 11.0327 | 22.0513 | 33.0725 | 44.0189 | 54.9429 | 65.8717 | 76.834 | 87.8379 | 98.9061 | 110.0292
| Pre Rinse Sprayers_Com, G - HWat | G | Yes | Education | Water Heating | RET | 0.27964 | 0.55893 | 0.83828 | 0.86562 | 0.8927 | 0.89033 | 0.89054 | 0.89231 | 0.89579 | 0.89997
| FF Storage Water Heater_Com, G - HWat | G | No | Education | Water Heating | NC | 1.5505 | 3.0197 | 4.4423 | 5.8063 | 7.1081 | 8.3717 | 9.6261 | 10.8783 | 12.1323 | 13.3822
| FF Storage Water Heater_Com, G - HWat | G | No | Education | Water Heating | RET | 10.8411 | 20.9288 | 30.3298 | 39.0292 | 47.1178 | 54.6574 | 61.7034 | 69.0548 | 76.7102 | 84.648
| FF Storage Water Heater_Com, G - HWat | G | No | Education | Water Heating | REPL | 10.5816 | 19.0361 | 26.4355 | 32.7348 | 37.9735 | 42.1663 | 45.3205 | 48.1748 | 50.7319 | 52.9864
| FF Instantaneous Water Heater_Com, G - HWat | G | No | Education | Water Heating | NC | 2.5988 | 5.0614 | 7.4459 | 9.7321 | 11.9142 | 14.0321 | 16.1346 | 18.2334 | 20.3353 | 22.4303
| FF Instantaneous Water Heater_Com, G - HWat | G | No | Education | Water Heating | RET | 18.1711 | 35.0795 | 50.8368 | 65.418 | 78.9757 | 91.6129 | 103.423 | 114.4682 | 124.8192 | 134.511
| FF Instantaneous Water Heater_Com, G - HWat | G | No | Education | Water Heating | REPL | 13.3021 | 23.9302 | 33.232 | 41.1509 | 47.7364 | 53.0072 | 56.9724 | 59.6258 | 60.9603 | 60.9603
| Clothes Dryer_Com, G - Oth | G | Yes | Education | Other | NC | 0.0274 | 0.053364 | 0.078505 | 0.10261 | 0.12562 | 0.14795 | 0.17011 | 0.19224 | 0.2144 | 0.23649
| Clothes Dryer_Com, G - Oth | G | No | Education | Other | RET | 0.26691 | 0.50811 | 0.72641 | 0.9226 | 1.0998 | 1.2601 | 1.4057 | 1.541 | 1.6672 | 1.785
| Clothes Dryer_Com, G - Oth | G | Yes | Education | Other | REPL | 0.20036 | 0.36044 | 0.50054 | 0.61981 | 0.719 | 0.79839 | 0.85811 | 0.90039 | 0.92512 | 0.93212
| Pnemautic to DDC_Com, G - TotF [Building w Gas Heat] | G | No | Education | Total FF | RET | 12.6943 | 25.3724 | 38.0535 | 50.6484 | 63.2177 | 75.7925 | 88.4058 | 101.0669 | 113.8021 | 126.6004
| Data Center_Com, G - TotF [Building w Gas Heat] | G | Yes | Education | Total FF | NC | 0 | 0 | 0 | 0 | 0 | 0 | 0 | 0 | 0 | 0
| Data Center_Com, G - TotF [Building w Gas Heat] | G | No | Education | Total FF | RET | 0 | 0 | 0 | 0 | 0 | 0 | 0 | 0 | 0 | 0
| RCx_Com, G - TotF [Building w Gas Heat] | G | Yes | Education | Total FF | RET | 27.6886 | 55.342 | 83.0019 | 110.4739 | 137.8898 | 165.3179 | 192.8299 | 220.4463 | 220.5355 | 220.7977
| Commissioning_Com, G - TotF [Building w Gas Heat] | G | Yes | Education | Total FF | NC | 0 | 0 | 0 | 0 | 0 | 0 | 0 | 0 | 0 | 0
| Integrated Building Design_Com, G - TotF [Building w Gas Heat] | G | Yes | Education | Total FF | NC | 2.2655 | 4.4123 | 6.491 | 8.484 | 10.3862 | 12.2325 | 14.0654 | 15.895 | 17.7274 | 19.5536
| Deep Energy Retrofit_Com, G - TotF [Building w Gas Heat] | G | Yes | Education | Total FF | RET | 8.1253 | 16.2402 | 24.3571 | 32.4188 | 40.464 | 48.5128 | 56.5863 | 64.6904 | 72.8418 | 81.0337
| EMS_Com, G - TotF [Building w Gas Heat] | G | Yes | Education | Total FF | NC | 4.4152 | 8.5989 | 12.65 | 16.5342 | 20.2413 | 23.8395 | 27.4115 | 30.9773 | 34.5483 | 38.1074
| EMS_Com, G - TotF [Building w Gas Heat] | G | Yes | Education | Total FF | RET | 55.1164 | 110.1627 | 165.2221 | 219.9074 | 274.481 | 329.0789 | 383.8438 | 438.8165 | 494.1106 | 549.6788
| Int Ltg Ctrls_Com, E/G - IntL | E | Yes | Education | Interior Lighting | RET | -4.9628 | -9.834 | -15.0235 | -20.2234 | -25.3735 | -30.559 | -35.6502 | -40.8648 | -41.0852 | -41.2783
| Exit Sign RetFit_Com, E/G - IntL | E | Yes | Education | Interior Lighting | RET | -0.17139 | -0.33962 | -0.51884 | -0.69842 | -0.87628 | -1.0554 | -1.2312 | -1.4113 | -1.5903 | -1.7652
| LED HiLo Bay_Com, E/G - IntL | E | Yes | Education | Interior Lighting | NC | -0.035201 | -0.06866 | -0.10074 | -0.13192 | -0.16121 | -0.19031 | -0.21893 | -0.24675 | -0.27428 | -0.30149
| LED HiLo Bay_Com, E/G - IntL | E | Yes | Education | Interior Lighting | RET | -0.34351 | -0.65797 | -0.97042 | -1.2624 | -1.5321 | -1.7854 | -2.0174 | -2.2389 | -2.4443 | -2.6516
| LED HiLo Bay_Com, E/G - IntL | E | Yes | Education | Interior Lighting | REPL | -0.18804 | -0.33569 | -0.47333 | -0.59155 | -0.68911 | -0.76771 | -0.82558 | -0.86509 | -0.88473 | -0.89573
| Repl Scre_Com, E/G - IntL | E | Yes | Education | Interior Lighting | NC | -0.19533 | -0.381 | -0.18567 | 0 | 0 | 0 | 0 | 0 | 0 | 0
| Repl Scre_Com, E/G - IntL | E | Yes | Education | Interior Lighting | RET | -0.76141 | -1.5088 | -0.74735 | 0 | 0 | 0 | 0 | 0 | 0 | 0
| Repl Scre_Com, E/G - IntL | E | Yes | Education | Interior Lighting | REPL | -10.0254 | -19.8657 | -9.8403 | 0 | 0 | 0 | 0 | 0 | 0 | 0
| Lin LED Fixture_Com, E/G - IntL | E | Yes | Education | Interior Lighting | NC | -0.13596 | -0.26519 | -0.38911 | -0.50952 | -0.62264 | -0.73504 | -0.8456 | -0.95304 | -1.0594 | -1.1645
| Lin LED Fixture_Com, E/G - IntL | E | No | Education | Interior Lighting | RET | -1.271 | -2.421 | -3.5504 | -4.5937 | -5.5461 | -6.4302 | -7.2303 | -7.9858 | -8.7348 | -9.465
| Lin LED Fixture_Com, E/G - IntL | E | Yes | Education | Interior Lighting | REPL | -0.84099 | -1.5014 | -2.1169 | -2.6456 | -3.082 | -3.4335 | -3.6923 | -3.869 | -3.9945 | -4.068
| LED Tube Repl_Com, E/G - IntL | E | Yes | Education | Interior Lighting | RET | -7.9965 | -15.2319 | -22.3376 | -28.9011 | -34.8934 | -41.0084 | -47.0855 | -53.3794 | -59.6991 | -65.931
| LED Tube Repl_Com, E/G - IntL | E | Yes | Education | Interior Lighting | REPL | -7.7703 | -13.8717 | -19.5594 | -24.4443 | -28.476 | -32.2609 | -35.7071 | -38.9607 | -41.9201 | -44.5434
| Repl pin CFL wLED_Com, E/G - IntL | E | Yes | Education | Interior Lighting | RET | -0.22524 | -0.43218 | -0.63856 | -0.83214 | -1.0116 | -1.2065 | -1.4109 | -1.6327 | -1.8648 | -2.0946
| Repl pin CFL wLED_Com, E/G - IntL | E | Yes | Education | Interior Lighting | REPL | -0.25907 | -0.46251 | -0.65214 | -0.81501 | -0.94944 | -1.0873 | -1.2252 | -1.3689 | -1.5143 | -1.6588
| Stair Occ Sensor_Com, E/G - IntL | E | Yes | Education | Interior Lighting | NC | -0.090664 | -0.17684 | -0.25948 | -0.33977 | -0.41521 | -0.49016 | -0.56389 | -0.63554 | -0.70644 | -0.77653
| Stair Occ Sensor_Com, E/G - IntL | E | Yes | Education | Interior Lighting | RET | -0.698 | -1.3831 | -2.113 | -2.8443 | -3.5687 | -4.298 | -5.014 | -5.7474 | -6.4764 | -7.1887
| Int Delamping_Com, E/G - IntL | E | Yes | Education | Interior Lighting | RET | -0.066011 | -0.1308 | -0.19983 | -0.26899 | -0.3375 | -0.40647 | -0.47419 | -0.54355 | -0.61249 | -0.67985
| Int Ltg Dsgn_Com, E/G - IntL | E | Yes | Education | Interior Lighting | NC | -0.12795 | -0.24958 | -0.3662 | -0.47952 | -0.58598 | -0.69176 | -0.79582 | -0.89693 | -0.997 | -1.0959
| DCV_Com, G - Heat [Building w Gas Heat] | G | Yes | Grocery | Space Heating | RET | 5.1191 | 10.2317 | 15.3455 | 20.4245 | 25.4932 | 30.5641 | 35.6505 | 40.7563 | 45.8919 | 51.0529
| Optimized Unitary AC Sys_Com, G - Heat [Building w Gas Heat] | G | Yes | Grocery | Space Heating | NC | 1.9439 | 3.7859 | 5.5695 | 7.2795 | 8.9117 | 10.4959 | 12.0685 | 13.6384 | 15.2106 | 16.7776
| Cool Roof_Com, G - Heat [Building w Gas Heat] | G | No | Grocery | Space Heating | NC | -0.12612 | -0.24563 | -0.36136 | -0.47231 | -0.57821 | -0.68099 | -0.78303 | -0.88489 | -0.98689 | -1.0886
| Cool Roof_Com, G - Heat [Building w Gas Heat] | G | No | Grocery | Space Heating | RET | -0.65847 | -1.3161 | -1.9739 | -2.6272 | -3.2792 | -3.9315 | -4.5858 | -5.2425 | -5.9031 | -6.567
| Programmable TStat_Com, G - Heat [Building w Gas Heat] | G | Yes | Grocery | Space Heating | NC | 0 | 0 | 0 | 0 | 0 | 0 | 0 | 0 | 0 | 0
| Programmable TStat_Com, G - Heat [Building w Gas Heat] | G | Yes | Grocery | Space Heating | RET | 0 | 0 | 0 | 0 | 0 | 0 | 0 | 0 | 0 | 0
| Smart TStat_Com, G - Heat [Building w Gas Heat] | G | Yes | Grocery | Space Heating | NC | 0.77226 | 1.504 | 2.2126 | 2.892 | 3.5404 | 4.1698 | 4.7946 | 5.4183 | 6.0429 | 6.6654
| Smart TStat_Com, G - Heat [Building w Gas Heat] | G | Yes | Grocery | Space Heating | RET | 2.8351 | 5.6665 | 8.4987 | 11.3116 | 14.1187 | 16.9271 | 19.7441 | 22.5718 | 25.416 | 28.2743
| Boiler Blowdown Controls_Com, G - Heat | G | No | Grocery | Space Heating | RET | 0.17555 | 0.35087 | 0.52624 | 0.70041 | 0.87423 | 0.87258 | 0.87168 | 0.8714 | 0.87334 | 0.87651
| Boiler Modifications_Com, G - Heat | G | Yes | Grocery | Space Heating | RET | 0.5507 | 1.1007 | 1.6508 | 2.1972 | 2.7425 | 3.288 | 3.8352 | 4.3845 | 4.5538 | 4.5588
| Boilers_Com, G - Heat | G | Yes | Grocery | Space Heating | NC | 0.17162 | 0.33425 | 0.49172 | 0.6427 | 0.7868 | 0.92666 | 1.0655 | 1.2041 | 1.3429 | 1.4813
| Boilers_Com, G - Heat | G | No | Grocery | Space Heating | RET | 1.2873 | 2.4788 | 3.5833 | 4.5998 | 5.54 | 6.4116 | 7.2219 | 7.9756 | 8.6782 | 9.3326
| Boilers_Com, G - Heat | G | Yes | Grocery | Space Heating | REPL | 0.70276 | 1.2643 | 1.7557 | 2.174 | 2.522 | 2.8004 | 3.0099 | 3.1501 | 3.2206 | 3.2206
| Furnace_Com, G - Heat | G | Yes | Grocery | Space Heating | NC | 0.85147 | 1.6583 | 2.4396 | 3.1886 | 3.9036 | 4.5975 | 5.2863 | 5.974 | 6.6627 | 7.3491
| Furnace_Com, G - Heat | G | No | Grocery | Space Heating | RET | 5.2875 | 10.2479 | 14.9086 | 19.2568 | 23.3328 | 27.1634 | 30.7725 | 34.1757 | 37.391 | 40.4263
| Furnace_Com, G - Heat | G | Yes | Grocery | Space Heating | REPL | 3.7898 | 6.8178 | 9.468 | 11.7241 | 13.6003 | 15.102 | 16.2317 | 16.9877 | 17.3679 | 17.3679
| Unit Heater_Com, G - Heat | G | Yes | Grocery | Space Heating | NC | 0.25356 | 0.49382 | 0.72647 | 0.94953 | 1.1624 | 1.3691 | 1.5742 | 1.779 | 1.9841 | 2.1884
| Unit Heater_Com, G - Heat | G | No | Grocery | Space Heating | RET | 2.0532 | 3.9416 | 5.6811 | 7.272 | 8.7342 | 10.0812 | 11.3256 | 12.4758 | 13.6256 | 14.7746
| Unit Heater_Com, G - Heat | G | Yes | Grocery | Space Heating | REPL | 1.5269 | 2.7468 | 3.8145 | 4.7235 | 5.4794 | 6.0844 | 6.5395 | 6.8441 | 7.0601 | 7.1862
| Destratification Fans_Com, G - Heat | G | No | Grocery | Space Heating | NC | 0.17978 | 0.35014 | 0.5151 | 0.67326 | 0.82421 | 0.97072 | 1.1162 | 1.2614 | 1.4068 | 1.5517
| Destratification Fans_Com, G - Heat | G | No | Grocery | Space Heating | RET | 0.8764 | 1.7079 | 2.4981 | 3.2436 | 3.9504 | 4.6222 | 5.2623 | 5.9698 | 6.7436 | 7.5806
| Destratification Fans_Com, G - Heat | G | No | Grocery | Space Heating | REPL | 1.227 | 2.2073 | 3.0653 | 3.7957 | 4.4031 | 4.8893 | 5.255 | 5.6358 | 6.0324 | 6.4447
| Energy Recovery Ventilator_Com, G - Heat | G | Yes | Grocery | Space Heating | NC | 0.49319 | 0.96053 | 1.413 | 1.8469 | 2.261 | 2.6629 | 3.062 | 3.4603 | 3.8591 | 4.2567
| Energy Recovery Ventilator_Com, G - Heat | G | Yes | Grocery | Space Heating | RET | 4.2915 | 8.2132 | 11.8025 | 15.0643 | 18.0428 | 20.7693 | 23.2717 | 25.7128 | 28.1029 | 30.4449
| Energy Recovery Ventilator_Com, G - Heat | G | Yes | Grocery | Space Heating | REPL | 3.3659 | 6.0552 | 8.4088 | 10.4126 | 12.0789 | 13.4126 | 14.4159 | 15.1993 | 15.7621 | 16.1014
| Forced Air Heating Maintenance_Com, G - Heat | G | No | Grocery | Space Heating | RET | 0.099962 | 0.1998 | 0.29966 | 0.39884 | 0.49781 | 0.49687 | 0.49636 | 0.49621 | 0.49731 | 0.49911
| Infrared Heater_Com, G - Heat | G | Yes | Grocery | Space Heating | NC | 0.039649 | 0.07722 | 0.1136 | 0.14848 | 0.18177 | 0.21408 | 0.24616 | 0.27818 | 0.31025 | 0.34221
| Infrared Heater_Com, G - Heat | G | Z | Grocery | Space Heating | RET | 0 | 0 | 0 | 0 | 0 | 0 | 0 | 0 | 0 | 0
| Infrared Heater_Com, G - Heat | G | Yes | Grocery | Space Heating | REPL | 0.23876 | 0.42953 | 0.59649 | 0.73862 | 0.85683 | 0.95143 | 1.0226 | 1.0702 | 1.1371 | 1.2233
| Steam Trap Maintenance_Com, G - Heat | G | Yes | Grocery | Space Heating | RET | 0.21796 | 0.43564 | 0.65338 | 0.86963 | 1.0854 | 1.3014 | 1.3 | 1.2997 | 1.3006 | 1.3041
| Windows_Com, G - Heat [Building w Gas Heat] | G | No | Grocery | Space Heating | NC | 0.5627 | 1.0959 | 1.6122 | 2.1072 | 2.5797 | 3.0383 | 3.4935 | 3.948 | 4.4031 | 4.8567
| Window Film_Com, G - Heat [Building w Gas Heat] | G | No | Grocery | Space Heating | RET | 0 | 0 | 0 | 0 | 0 | 0 | 0 | 0 | 0 | 0
| Kitchen DCV_Com, G - Heat [Building w Gas Heat] | G | Yes | Grocery | Space Heating | NC | 0.16621 | 0.3237 | 0.4762 | 0.62242 | 0.76197 | 0.89742 | 1.0319 | 1.1661 | 1.3005 | 1.4345
| Kitchen DCV_Com, G - Heat [Building w Gas Heat] | G | Yes | Grocery | Space Heating | RET | 1.5824 | 3.0157 | 4.3161 | 5.4876 | 6.5479 | 7.51 | 8.3853 | 9.2068 | 9.981 | 10.7114
| Kitchen DCV_Com, G - Heat [Building w Gas Heat] | G | Yes | Grocery | Space Heating | REPL | 1.1343 | 2.0406 | 2.8338 | 3.5091 | 4.0706 | 4.5201 | 4.8582 | 5.1021 | 5.2513 | 5.3047
| Duct Sealing Regulated_Com, G - Heat [Building w Gas Heat] | G | Yes | Grocery | Space Heating | RET | 2.182 | 4.3612 | 6.541 | 8.7059 | 10.8664 | 13.0279 | 15.196 | 17.3723 | 19.5613 | 21.7612
| Ovens_Com, G - Cook | G | Yes | Grocery | Cooking | NC | 0.47416 | 0.92347 | 1.3585 | 1.7757 | 2.1738 | 2.5602 | 2.9438 | 3.3268 | 3.7103 | 4.0925
| Ovens_Com, G - Cook | G | Yes | Grocery | Cooking | REPL | 4.045 | 8.0849 | 12.1257 | 16.1391 | 20.1443 | 24.1513 | 28.1705 | 32.205 | 36.263 | 40.3412
| Fryers_Com, G - Cook | G | Yes | Grocery | Cooking | NC | 0.10637 | 0.20716 | 0.30476 | 0.39834 | 0.48765 | 0.57434 | 0.66039 | 0.7463 | 0.83233 | 0.91807
| Fryers_Com, G - Cook | G | Yes | Grocery | Cooking | REPL | 0.90743 | 1.8137 | 2.7202 | 3.6205 | 4.519 | 5.4179 | 6.3195 | 7.2246 | 8.1349 | 9.0498
| Griddles_Com, G - Cook | G | Yes | Grocery | Cooking | NC | 0.14437 | 0.28117 | 0.41363 | 0.54064 | 0.66185 | 0.77951 | 0.89631 | 1.0129 | 1.1297 | 1.246
| Griddles_Com, G - Cook | G | Yes | Grocery | Cooking | REPL | 1.2316 | 2.4616 | 3.6919 | 4.9139 | 6.1334 | 7.3534 | 8.5771 | 9.8055 | 11.0411 | 12.2828
| Steamers_Com, G - Cook | G | Yes | Grocery | Cooking | NC | 0.23739 | 0.46234 | 0.68015 | 0.88899 | 1.0883 | 1.2818 | 1.4738 | 1.6656 | 1.8576 | 2.0489
| Steamers_Com, G - Cook | G | Yes | Grocery | Cooking | REPL | 2.0252 | 4.0477 | 6.0708 | 8.0801 | 10.0853 | 12.0914 | 14.1036 | 16.1235 | 18.1552 | 20.1969
| Clothes Washer Elec WH_Com, G - Oth [unit w/ gas dry - Dryer] | G | Yes | Grocery | Other | NC | 6.8141e-06 | 1.3271e-05 | 1.9523e-05 | 2.5518e-05 | 3.1239e-05 | 3.6792e-05 | 4.2305e-05 | 4.105e-05 | 4.0216e-05 | 3.9625e-05
| Clothes Washer Elec WH_Com, G - Oth [unit w/ gas dry - Dryer] | G | Yes | Grocery | Other | REPL | 9.9652e-05 | 0.00019918 | 0.00029873 | 0.0003976 | 0.00049627 | 0.00059499 | 0.000694 | 0.00069374 | 0.00069419 | 0.00069511
| Clothes Washer Gas WH_Com, G - HWat [unit w/ elec dry - Water Heater] | G | Yes | Grocery | Water Heating | NC | 0.0016101 | 0.0031358 | 0.0046132 | 0.0060296 | 0.0073815 | 0.0086937 | 0.0099963 | 0.0096997 | 0.0095027 | 0.009363
| Clothes Washer Gas WH_Com, G - HWat [unit w/ elec dry - Water Heater] | G | Yes | Grocery | Water Heating | REPL | 0.023547 | 0.047064 | 0.070587 | 0.093949 | 0.11726 | 0.14059 | 0.16399 | 0.16393 | 0.16403 | 0.16425
| Clothes Washer Gas WH_Com, G - Oth [unit w/ gas dry - Dryer] | G | Yes | Grocery | Other | NC | 5.315e-05 | 0.00010351 | 0.00015228 | 0.00019904 | 0.00024367 | 0.00028698 | 0.00032998 | 0.00032019 | 0.00031368 | 0.00030907
| Clothes Washer Gas WH_Com, G - Oth [unit w/ gas dry - Dryer] | G | Yes | Grocery | Other | REPL | 0.00077729 | 0.0015536 | 0.0023301 | 0.0031013 | 0.0038709 | 0.0046409 | 0.0054132 | 0.0054112 | 0.0054147 | 0.0054219
| Clothes Washer Gas WH_Com, G - HWat [unit w/ gas dry - Water Heater] | G | Yes | Grocery | Water Heating | NC | 0.0062794 | 0.01223 | 0.017991 | 0.023516 | 0.028788 | 0.033905 | 0.038986 | 0.037829 | 0.037061 | 0.036516
| Clothes Washer Gas WH_Com, G - HWat [unit w/ gas dry - Water Heater] | G | Yes | Grocery | Water Heating | REPL | 0.091833 | 0.18355 | 0.27529 | 0.3664 | 0.45733 | 0.5483 | 0.63955 | 0.63931 | 0.63972 | 0.64057
| Clothes Washer Gas WH_Com, G - HWat [unit w/ propane dry - Water Heater] | G | Yes | Grocery | Water Heating | NC | 0.00032202 | 0.00062717 | 0.00092264 | 0.0012059 | 0.0014763 | 0.0017387 | 0.0019993 | 0.0019399 | 0.0019005 | 0.0018726
| Clothes Washer Gas WH_Com, G - HWat [unit w/ propane dry - Water Heater] | G | Yes | Grocery | Water Heating | REPL | 0.0047094 | 0.0094128 | 0.014117 | 0.01879 | 0.023453 | 0.028118 | 0.032797 | 0.032785 | 0.032806 | 0.03285
| Clothes Washer Oil WH_Com, G - Oth [unit w/ gas dry - Dryer] | G | Yes | Grocery | Other | NC | 2.7256e-06 | 5.3084e-06 | 7.8093e-06 | 1.0207e-05 | 1.2496e-05 | 1.4717e-05 | 1.6922e-05 | 1.642e-05 | 1.6086e-05 | 1.585e-05
| Clothes Washer Oil WH_Com, G - Oth [unit w/ gas dry - Dryer] | G | Yes | Grocery | Other | REPL | 3.9861e-05 | 7.9671e-05 | 0.00011949 | 0.00015904 | 0.00019851 | 0.00023799 | 0.0002776 | 0.0002775 | 0.00027768 | 0.00027804
| Clothes Washer Propane WH_Com, G - Oth [unit w/ gas dry - Dryer] | G | Yes | Grocery | Other | NC | 1.3628e-06 | 2.6542e-06 | 3.9047e-06 | 5.1036e-06 | 6.2478e-06 | 7.3585e-06 | 8.461e-06 | 8.21e-06 | 8.0432e-06 | 7.925e-06
| Clothes Washer Propane WH_Com, G - Oth [unit w/ gas dry - Dryer] | G | Yes | Grocery | Other | REPL | 1.993e-05 | 3.9836e-05 | 5.9745e-05 | 7.952e-05 | 9.9254e-05 | 0.000119 | 0.0001388 | 0.00013875 | 0.00013884 | 0.00013902
| Dishwasher_Com, G - HWat [Building w gas WH] | G | Yes | Grocery | Water Heating | NC | 0.002746 | 0.0053481 | 0.0078676 | 0.010283 | 0.012589 | 0.014827 | 0.017048 | 0.019266 | 0.021487 | 0.023701
| Dishwasher_Com, G - HWat [Building w gas WH] | G | Yes | Grocery | Water Heating | REPL | 0.022222 | 0.044416 | 0.066615 | 0.088664 | 0.11067 | 0.13268 | 0.15476 | 0.17692 | 0.19922 | 0.22162
| Faucet Aerator_Com, G - HWat | G | Yes | Grocery | Water Heating | RET | 0.26134 | 0.52235 | 0.78342 | 1.0427 | 1.3015 | 1.5604 | 1.82 | 2.0807 | 2.3429 | 2.6064
| Pre Rinse Sprayers_Com, G - HWat | G | Yes | Grocery | Water Heating | RET | 0.32096 | 0.64152 | 0.96215 | 0.99353 | 1.0246 | 1.0219 | 1.0221 | 1.0242 | 1.0282 | 1.033
| FF Storage Water Heater_Com, G - HWat | G | No | Grocery | Water Heating | NC | 0.073455 | 0.14306 | 0.21046 | 0.27508 | 0.33676 | 0.39662 | 0.45605 | 0.51537 | 0.57478 | 0.634
| FF Storage Water Heater_Com, G - HWat | G | No | Grocery | Water Heating | RET | 0.51361 | 0.99153 | 1.4369 | 1.8491 | 2.2323 | 2.5895 | 2.9233 | 3.2715 | 3.6342 | 4.0103
| FF Storage Water Heater_Com, G - HWat | G | No | Grocery | Water Heating | REPL | 0.50131 | 0.90186 | 1.2524 | 1.5508 | 1.799 | 1.9977 | 2.1471 | 2.2823 | 2.4035 | 2.5103
| FF Instantaneous Water Heater_Com, G - HWat | G | No | Grocery | Water Heating | NC | 0.12312 | 0.23979 | 0.35276 | 0.46107 | 0.56445 | 0.66479 | 0.76439 | 0.86383 | 0.96341 | 1.0627
| FF Instantaneous Water Heater_Com, G - HWat | G | No | Grocery | Water Heating | RET | 0.86087 | 1.6619 | 2.4084 | 3.0993 | 3.7416 | 4.3403 | 4.8998 | 5.4231 | 5.9135 | 6.3726
| FF Instantaneous Water Heater_Com, G - HWat | G | No | Grocery | Water Heating | REPL | 0.6302 | 1.1337 | 1.5744 | 1.9496 | 2.2616 | 2.5113 | 2.6991 | 2.8248 | 2.8881 | 2.8881
| Clothes Dryer_Com, G - Oth | G | Yes | Grocery | Other | NC | 8.277e-05 | 0.0001612 | 0.00023715 | 0.00030996 | 0.00037946 | 0.00044691 | 0.00051388 | 0.00058072 | 0.00064767 | 0.00071439
| Clothes Dryer_Com, G - Oth | G | No | Grocery | Other | RET | 0.00080627 | 0.0015349 | 0.0021943 | 0.002787 | 0.0033221 | 0.0038066 | 0.0042463 | 0.0046549 | 0.0050362 | 0.0053922
| Clothes Dryer_Com, G - Oth | G | Yes | Grocery | Other | REPL | 0.00060523 | 0.0010888 | 0.001512 | 0.0018723 | 0.002172 | 0.0024118 | 0.0025922 | 0.0027199 | 0.0027946 | 0.0028157
| Pnemautic to DDC_Com, G - TotF [Building w Gas Heat] | G | No | Grocery | Total FF | RET | 1.4593 | 2.9168 | 4.3747 | 5.8226 | 7.2675 | 8.7132 | 10.1632 | 11.6187 | 13.0828 | 14.5541
| Data Center_Com, G - TotF [Building w Gas Heat] | G | Yes | Grocery | Total FF | NC | 0 | 0 | 0 | 0 | 0 | 0 | 0 | 0 | 0 | 0
| Data Center_Com, G - TotF [Building w Gas Heat] | G | No | Grocery | Total FF | RET | 0 | 0 | 0 | 0 | 0 | 0 | 0 | 0 | 0 | 0
| RCx_Com, G - TotF [Building w Gas Heat] | G | Yes | Grocery | Total FF | RET | 3.581 | 7.1574 | 10.7347 | 14.2877 | 17.8334 | 21.3807 | 24.9389 | 28.5105 | 28.522 | 28.556
| Commissioning_Com, G - TotF [Building w Gas Heat] | G | Yes | Grocery | Total FF | NC | 0 | 0 | 0 | 0 | 0 | 0 | 0 | 0 | 0 | 0
| Integrated Building Design_Com, G - TotF [Building w Gas Heat] | G | Yes | Grocery | Total FF | NC | 0.26044 | 0.50724 | 0.74621 | 0.97533 | 1.194 | 1.4063 | 1.617 | 1.8273 | 2.038 | 2.2479
| Deep Energy Retrofit_Com, G - TotF [Building w Gas Heat] | G | Yes | Grocery | Total FF | RET | 0.93409 | 1.867 | 2.8001 | 3.7269 | 4.6518 | 5.5771 | 6.5052 | 7.4369 | 8.374 | 9.3157
| EMS_Com, G - TotF [Building w Gas Heat] | G | Yes | Grocery | Total FF | NC | 0.50757 | 0.98854 | 1.4543 | 1.9008 | 2.327 | 2.7406 | 3.1512 | 3.5612 | 3.9717 | 4.3809
| EMS_Com, G - TotF [Building w Gas Heat] | G | Yes | Grocery | Total FF | RET | 6.3362 | 12.6644 | 18.9941 | 25.2807 | 31.5545 | 37.8312 | 44.127 | 50.4467 | 56.8033 | 63.1915
| Int Ltg Ctrls_Com, E/G - IntL | E | Yes | Grocery | Interior Lighting | RET | -1.2834 | -2.5432 | -3.8853 | -5.23 | -6.5619 | -7.903 | -9.2196 | -10.5682 | -10.6252 | -10.6751
| Exit Sign RetFit_Com, E/G - IntL | E | Yes | Grocery | Interior Lighting | RET | -0.01954 | -0.038719 | -0.059151 | -0.079625 | -0.099902 | -0.12032 | -0.14036 | -0.1609 | -0.1813 | -0.20124
| LED HiLo Bay_Com, E/G - IntL | E | Yes | Grocery | Interior Lighting | NC | -0.030085 | -0.058682 | -0.086103 | -0.11275 | -0.13778 | -0.16265 | -0.18712 | -0.21089 | -0.23442 | -0.25768
| LED HiLo Bay_Com, E/G - IntL | E | Yes | Grocery | Interior Lighting | RET | -0.022703 | -0.043486 | -0.064136 | -0.083434 | -0.10126 | -0.118 | -0.13333 | -0.14797 | -0.16155 | -0.17525
| LED HiLo Bay_Com, E/G - IntL | E | Yes | Grocery | Interior Lighting | REPL | -0.16071 | -0.28691 | -0.40454 | -0.50558 | -0.58896 | -0.65614 | -0.7056 | -0.73937 | -0.75615 | -0.76555
| Repl Scre_Com, E/G - IntL | E | Yes | Grocery | Interior Lighting | NC | -0.024113 | -0.047032 | -0.022919 | 0 | 0 | 0 | 0 | 0 | 0 | 0
| Repl Scre_Com, E/G - IntL | E | Yes | Grocery | Interior Lighting | RET | -0.11419 | -0.22626 | -0.11208 | 0 | 0 | 0 | 0 | 0 | 0 | 0
| Repl Scre_Com, E/G - IntL | E | Yes | Grocery | Interior Lighting | REPL | -1.2376 | -2.4523 | -1.2147 | 0 | 0 | 0 | 0 | 0 | 0 | 0
| Lin LED Fixture_Com, E/G - IntL | E | Yes | Grocery | Interior Lighting | NC | -0.032019 | -0.062454 | -0.091638 | -0.12 | -0.14664 | -0.17311 | -0.19914 | -0.22445 | -0.24949 | -0.27424
| Lin LED Fixture_Com, E/G - IntL | E | No | Grocery | Interior Lighting | RET | -0.24388 | -0.46454 | -0.68125 | -0.88142 | -1.0642 | -1.2338 | -1.3873 | -1.5323 | -1.676 | -1.8161
| Lin LED Fixture_Com, E/G - IntL | E | Yes | Grocery | Interior Lighting | REPL | -0.19806 | -0.35358 | -0.49856 | -0.62307 | -0.72584 | -0.80862 | -0.86957 | -0.91119 | -0.94073 | -0.95804
| LED Tube Repl_Com, E/G - IntL | E | Yes | Grocery | Interior Lighting | RET | -1.5344 | -2.9227 | -4.2861 | -5.5455 | -6.6953 | -7.8686 | -9.0346 | -10.2423 | -11.4549 | -12.6507
| LED Tube Repl_Com, E/G - IntL | E | Yes | Grocery | Interior Lighting | REPL | -1.83 | -3.2669 | -4.6064 | -5.7568 | -6.7063 | -7.5977 | -8.4093 | -9.1756 | -9.8725 | -10.4903
| Repl pin CFL wLED_Com, E/G - IntL | E | Yes | Grocery | Interior Lighting | RET | -0.0010481 | -0.0020111 | -0.0029715 | -0.0038723 | -0.0047074 | -0.0056142 | -0.0065653 | -0.0075975 | -0.0086776 | -0.0097472
| Repl pin CFL wLED_Com, E/G - IntL | E | Yes | Grocery | Interior Lighting | REPL | -0.0014724 | -0.0026287 | -0.0037064 | -0.0046321 | -0.0053961 | -0.0061798 | -0.0069633 | -0.0077802 | -0.0086066 | -0.009428
| Stair Occ Sensor_Com, E/G - IntL | E | Yes | Grocery | Interior Lighting | NC | -0.023886 | -0.046591 | -0.068362 | -0.089517 | -0.10939 | -0.12914 | -0.14856 | -0.16744 | -0.18612 | -0.20458
| Stair Occ Sensor_Com, E/G - IntL | E | Yes | Grocery | Interior Lighting | RET | -0.18389 | -0.36439 | -0.55669 | -0.74937 | -0.9402 | -1.1323 | -1.321 | -1.5142 | -1.7063 | -1.8939
| Int Delamping_Com, E/G - IntL | E | Yes | Grocery | Interior Lighting | RET | -0.015546 | -0.030805 | -0.047061 | -0.06335 | -0.079483 | -0.095727 | -0.11168 | -0.12801 | -0.14425 | -0.16011
| Int Ltg Dsgn_Com, E/G - IntL | E | Yes | Grocery | Interior Lighting | NC | -0.032941 | -0.064252 | -0.094275 | -0.12345 | -0.15086 | -0.17809 | -0.20488 | -0.23091 | -0.25667 | -0.28213
| DCV_Com, G - Heat [Building w Gas Heat] | G | Yes | Hospital | Space Heating | RET | 56.9503 | 113.8281 | 170.7194 | 227.2242 | 283.6135 | 340.0281 | 396.6151 | 453.4169 | 510.5507 | 567.9678
| Optimized Unitary AC Sys_Com, G - Heat [Building w Gas Heat] | G | Yes | Hospital | Space Heating | NC | 21.6257 | 42.1181 | 61.9607 | 80.9854 | 99.1432 | 116.7674 | 134.2633 | 151.7287 | 169.2195 | 186.6524
| Cool Roof_Com, G - Heat [Building w Gas Heat] | G | No | Hospital | Space Heating | NC | -1.109 | -2.1599 | -3.1775 | -4.1531 | -5.0843 | -5.9881 | -6.8853 | -7.781 | -8.6779 | -9.5719
| Cool Roof_Com, G - Heat [Building w Gas Heat] | G | No | Hospital | Space Heating | RET | -5.7901 | -11.5728 | -17.3569 | -23.1017 | -28.8347 | -34.5703 | -40.3235 | -46.0985 | -51.9072 | -57.7448
| Programmable TStat_Com, G - Heat [Building w Gas Heat] | G | Yes | Hospital | Space Heating | NC | 0 | 0 | 0 | 0 | 0 | 0 | 0 | 0 | 0 | 0
| Programmable TStat_Com, G - Heat [Building w Gas Heat] | G | Yes | Hospital | Space Heating | RET | 0 | 0 | 0 | 0 | 0 | 0 | 0 | 0 | 0 | 0
| Smart TStat_Com, G - Heat [Building w Gas Heat] | G | Yes | Hospital | Space Heating | NC | 1.9007 | 3.7019 | 5.4459 | 7.118 | 8.7139 | 10.263 | 11.8007 | 13.3358 | 14.8731 | 16.4053
| Smart TStat_Com, G - Heat [Building w Gas Heat] | G | Yes | Hospital | Space Heating | RET | 6.9779 | 13.9469 | 20.9176 | 27.8409 | 34.75 | 41.6623 | 48.5957 | 55.5554 | 62.5557 | 69.5908
| Boiler Blowdown Controls_Com, G - Heat | G | No | Hospital | Space Heating | RET | 8.8156 | 17.6201 | 26.4266 | 35.1733 | 43.9021 | 43.8192 | 43.7742 | 43.7603 | 43.8577 | 44.0168
| Boiler Modifications_Com, G - Heat | G | Yes | Hospital | Space Heating | RET | 27.6551 | 55.275 | 82.9014 | 110.3402 | 137.7229 | 165.1178 | 192.5965 | 220.1795 | 228.6854 | 228.9365
| Boilers_Com, G - Heat | G | Yes | Hospital | Space Heating | NC | 8.6185 | 16.7853 | 24.6931 | 32.275 | 39.5114 | 46.5352 | 53.5078 | 60.4682 | 67.4389 | 74.3863
| Boilers_Com, G - Heat | G | No | Hospital | Space Heating | RET | 64.6473 | 124.4816 | 179.9448 | 230.9948 | 278.2076 | 321.9806 | 362.6702 | 400.5215 | 435.8044 | 468.6641
| Boilers_Com, G - Heat | G | Yes | Hospital | Space Heating | REPL | 35.2914 | 63.4886 | 88.167 | 109.1762 | 126.6481 | 140.6318 | 151.1517 | 158.1916 | 161.7321 | 161.7321
| Furnace_Com, G - Heat | G | Yes | Hospital | Space Heating | NC | 2.7635 | 5.3822 | 7.9178 | 10.3489 | 12.6692 | 14.9213 | 17.1571 | 19.3889 | 21.6241 | 23.8517
| Furnace_Com, G - Heat | G | Yes | Hospital | Space Heating | RET | 17.1608 | 33.2602 | 48.3865 | 62.4987 | 75.7278 | 88.16 | 99.8738 | 110.9187 | 121.3544 | 131.2055
| Furnace_Com, G - Heat | G | Yes | Hospital | Space Heating | REPL | 12.3001 | 22.1276 | 30.7288 | 38.0511 | 44.1405 | 49.0143 | 52.6808 | 55.1344 | 56.3683 | 56.3683
| Energy Recovery Ventilator_Com, G - Heat | G | Yes | Hospital | Space Heating | NC | 4.3367 | 8.4461 | 12.4252 | 16.2403 | 19.8815 | 23.4157 | 26.9243 | 30.4267 | 33.9342 | 37.43
| Energy Recovery Ventilator_Com, G - Heat | G | Yes | Hospital | Space Heating | RET | 37.7359 | 72.2203 | 103.781 | 132.4629 | 158.6532 | 182.628 | 204.632 | 226.0967 | 247.1136 | 267.7076
| Energy Recovery Ventilator_Com, G - Heat | G | Yes | Hospital | Space Heating | REPL | 29.5968 | 53.2441 | 73.9404 | 91.5595 | 106.2121 | 117.9395 | 126.7619 | 133.6498 | 138.5985 | 141.5824
| Forced Air Heating Maintenance_Com, G - Heat | G | Yes | Hospital | Space Heating | RET | 0.32443 | 0.64845 | 0.97255 | 1.2944 | 1.6157 | 1.6126 | 1.611 | 1.6105 | 1.614 | 1.6199
| Steam Trap Maintenance_Com, G - Heat | G | Yes | Hospital | Space Heating | RET | 10.9456 | 21.8772 | 32.8114 | 43.6714 | 54.5091 | 65.3517 | 65.2819 | 65.2673 | 65.3139 | 65.4892
| Windows_Com, G - Heat [Building w Gas Heat] | G | Yes | Hospital | Space Heating | NC | 4.9479 | 9.6365 | 14.1764 | 18.5292 | 22.6836 | 26.716 | 30.719 | 34.715 | 38.7169 | 42.7055
| Window Film_Com, G - Heat [Building w Gas Heat] | G | No | Hospital | Space Heating | RET | 0 | 0 | 0 | 0 | 0 | 0 | 0 | 0 | 0 | 0
| Kitchen DCV_Com, G - Heat [Building w Gas Heat] | G | Yes | Hospital | Space Heating | NC | 2.4629 | 4.7966 | 7.0564 | 9.2231 | 11.291 | 13.2981 | 15.2906 | 17.2797 | 19.2716 | 21.257
| Kitchen DCV_Com, G - Heat [Building w Gas Heat] | G | Yes | Hospital | Space Heating | RET | 23.4477 | 44.6877 | 63.9569 | 81.3154 | 97.0273 | 111.2844 | 124.2552 | 136.4281 | 147.8994 | 158.7231
| Kitchen DCV_Com, G - Heat [Building w Gas Heat] | G | Yes | Hospital | Space Heating | REPL | 16.8084 | 30.238 | 41.9916 | 51.9978 | 60.3192 | 66.9793 | 71.9896 | 75.6033 | 77.8142 | 78.605
| Duct Sealing Regulated_Com, G - Heat [Building w Gas Heat] | G | Yes | Hospital | Space Heating | RET | 19.1867 | 38.3491 | 57.5159 | 76.5526 | 95.5504 | 114.5566 | 133.621 | 152.7577 | 172.0063 | 191.3503
| Ovens_Com, G - Cook | G | Yes | Hospital | Cooking | NC | 1.5248 | 2.9697 | 4.3688 | 5.7102 | 6.9905 | 8.2332 | 9.4668 | 10.6983 | 11.9316 | 13.1608
| Ovens_Com, G - Cook | G | Yes | Hospital | Cooking | REPL | 13.0081 | 25.9997 | 38.9944 | 51.9008 | 64.7808 | 77.6666 | 90.5918 | 103.566 | 116.6161 | 129.7308
| Fryers_Com, G - Cook | G | Yes | Hospital | Cooking | NC | 0.34207 | 0.6662 | 0.98006 | 1.281 | 1.5682 | 1.847 | 2.1237 | 2.4 | 2.6766 | 2.9524
| Fryers_Com, G - Cook | G | Yes | Hospital | Cooking | REPL | 2.9181 | 5.8326 | 8.7477 | 11.643 | 14.5324 | 17.4231 | 20.3226 | 23.2331 | 26.1607 | 29.1028
| Griddles_Com, G - Cook | G | Yes | Hospital | Cooking | NC | 0.46426 | 0.9042 | 1.3302 | 1.7386 | 2.1284 | 2.5068 | 2.8824 | 3.2573 | 3.6328 | 4.0071
| Griddles_Com, G - Cook | G | Yes | Hospital | Cooking | REPL | 3.9606 | 7.9162 | 11.8727 | 15.8023 | 19.7239 | 23.6473 | 27.5826 | 31.5329 | 35.5063 | 39.4994
| Steamers_Com, G - Cook | G | Yes | Hospital | Cooking | NC | 0.76341 | 1.4868 | 2.1873 | 2.8589 | 3.4998 | 4.122 | 4.7396 | 5.3561 | 5.9736 | 6.589
| Steamers_Com, G - Cook | G | Yes | Hospital | Cooking | REPL | 6.5126 | 13.0168 | 19.5227 | 25.9843 | 32.4327 | 38.884 | 45.3551 | 51.8506 | 58.3842 | 64.9502
| Clothes Washer Elec WH_Com, G - Oth [unit w/ gas dry - Dryer] | G | Yes | Hospital | Other | NC | 0.0027777 | 0.0054099 | 0.0079586 | 0.010402 | 0.012734 | 0.014998 | 0.017245 | 0.016734 | 0.016394 | 0.016153
| Clothes Washer Elec WH_Com, G - Oth [unit w/ gas dry - Dryer] | G | Yes | Hospital | Other | REPL | 0.040623 | 0.081194 | 0.12177 | 0.16208 | 0.2023 | 0.24254 | 0.28291 | 0.2828 | 0.28298 | 0.28336
| Clothes Washer Gas WH_Com, G - HWat [unit w/ elec dry - Water Heater] | G | Yes | Hospital | Water Heating | NC | 0.45667 | 0.88941 | 1.3084 | 1.7102 | 2.0936 | 2.4658 | 2.8352 | 2.7511 | 2.6952 | 2.6556
| Clothes Washer Gas WH_Com, G - HWat [unit w/ elec dry - Water Heater] | G | Yes | Hospital | Water Heating | REPL | 6.6786 | 13.3486 | 20.0203 | 26.6466 | 33.2594 | 39.8751 | 46.5111 | 46.4937 | 46.5237 | 46.5853
| Clothes Washer Gas WH_Com, G - Oth [unit w/ gas dry - Dryer] | G | Yes | Hospital | Other | NC | 0.021666 | 0.042197 | 0.062077 | 0.081137 | 0.099329 | 0.11699 | 0.13451 | 0.13052 | 0.12787 | 0.12599
| Clothes Washer Gas WH_Com, G - Oth [unit w/ gas dry - Dryer] | G | Yes | Hospital | Other | REPL | 0.31686 | 0.63331 | 0.94984 | 1.2642 | 1.578 | 1.8918 | 2.2067 | 2.2058 | 2.2073 | 2.2102
| Clothes Washer Gas WH_Com, G - HWat [unit w/ gas dry - Water Heater] | G | Yes | Hospital | Water Heating | NC | 1.781 | 3.4687 | 5.1028 | 6.6697 | 8.1651 | 9.6165 | 11.0574 | 10.7293 | 10.5114 | 10.3569
| Clothes Washer Gas WH_Com, G - HWat [unit w/ gas dry - Water Heater] | G | Yes | Hospital | Water Heating | REPL | 26.0464 | 52.0596 | 78.079 | 103.9217 | 129.7115 | 155.5129 | 181.3932 | 181.3253 | 181.4423 | 181.6828
| Clothes Washer Gas WH_Com, G - HWat [unit w/ propane dry - Water Heater] | G | Yes | Hospital | Water Heating | NC | 0.091334 | 0.17788 | 0.26168 | 0.34203 | 0.41872 | 0.49315 | 0.56705 | 0.55022 | 0.53904 | 0.53112
| Clothes Washer Gas WH_Com, G - HWat [unit w/ propane dry - Water Heater] | G | Yes | Hospital | Water Heating | REPL | 1.3357 | 2.6697 | 4.0041 | 5.3293 | 6.6519 | 7.975 | 9.3022 | 9.2987 | 9.3047 | 9.3171
| Clothes Washer Oil WH_Com, G - Oth [unit w/ gas dry - Dryer] | G | Yes | Hospital | Other | NC | 0.0011111 | 0.0021639 | 0.0031834 | 0.0041609 | 0.0050938 | 0.0059993 | 0.0068982 | 0.0066935 | 0.0065575 | 0.0064611
| Clothes Washer Oil WH_Com, G - Oth [unit w/ gas dry - Dryer] | G | Yes | Hospital | Other | REPL | 0.016249 | 0.032477 | 0.04871 | 0.064832 | 0.080921 | 0.097017 | 0.11316 | 0.11312 | 0.11319 | 0.11334
| Clothes Washer Propane WH_Com, G - Oth [unit w/ gas dry - Dryer] | G | Yes | Hospital | Other | NC | 0.00055554 | 0.001082 | 0.0015917 | 0.0020804 | 0.0025469 | 0.0029996 | 0.0034491 | 0.0033468 | 0.0032788 | 0.0032306
| Clothes Washer Propane WH_Com, G - Oth [unit w/ gas dry - Dryer] | G | Yes | Hospital | Other | REPL | 0.0081245 | 0.016239 | 0.024355 | 0.032416 | 0.04046 | 0.048508 | 0.056581 | 0.05656 | 0.056597 | 0.056672
| Ozone Laundry_Com, G - HWat | G | Yes | Hospital | Water Heating | RET | 29.1527 | 58.2682 | 87.3907 | 116.3154 | 145.1809 | 174.0593 | 203.0261 | 232.1027 | 261.3493 | 290.7409
| Dishwasher_Com, G - HWat [Building w gas WH] | G | Yes | Hospital | Water Heating | NC | 0.22431 | 0.43686 | 0.64267 | 0.83999 | 1.0283 | 1.2111 | 1.3926 | 1.5738 | 1.7552 | 1.936
| Dishwasher_Com, G - HWat [Building w gas WH] | G | Yes | Hospital | Water Heating | REPL | 1.8152 | 3.6281 | 5.4414 | 7.2425 | 9.0398 | 10.8379 | 12.6416 | 14.452 | 16.2731 | 18.1032
| Faucet Aerator_Com, G - HWat | G | Yes | Hospital | Water Heating | RET | 2.965 | 5.9261 | 8.888 | 11.8298 | 14.7655 | 17.7026 | 20.6486 | 23.6058 | 26.5804 | 29.5696
| FF Storage Water Heater_Com, G - HWat | G | No | Hospital | Water Heating | NC | 2.5001 | 4.8691 | 7.163 | 9.3624 | 11.4616 | 13.499 | 15.5217 | 17.5408 | 19.5629 | 21.5782
| FF Storage Water Heater_Com, G - HWat | G | No | Hospital | Water Heating | RET | 17.4808 | 33.7469 | 48.9056 | 62.933 | 75.9756 | 88.1328 | 99.4943 | 111.348 | 123.6921 | 136.4915
| FF Storage Water Heater_Com, G - HWat | G | No | Hospital | Water Heating | REPL | 17.0624 | 30.6949 | 42.6262 | 52.7836 | 61.2307 | 67.9915 | 73.0775 | 77.6799 | 81.8031 | 85.4384
| FF Instantaneous Water Heater_Com, G - HWat | G | No | Hospital | Water Heating | NC | 4.1905 | 8.1613 | 12.0062 | 15.6927 | 19.2111 | 22.6262 | 26.0164 | 29.4007 | 32.7899 | 36.1679
| FF Instantaneous Water Heater_Com, G - HWat | G | No | Hospital | Water Heating | RET | 29.3001 | 56.5642 | 81.9722 | 105.484 | 127.3451 | 147.7221 | 166.7654 | 184.5754 | 201.2659 | 216.8935
| FF Instantaneous Water Heater_Com, G - HWat | G | No | Hospital | Water Heating | REPL | 21.4491 | 38.5865 | 53.5853 | 66.3541 | 76.973 | 85.472 | 91.8656 | 96.1443 | 98.2961 | 98.2961
| Clothes Dryer_Com, G - Oth | G | Yes | Hospital | Other | NC | 0.040489 | 0.078856 | 0.11601 | 0.15163 | 0.18562 | 0.21862 | 0.25137 | 0.28407 | 0.31682 | 0.34946
| Clothes Dryer_Com, G - Oth | G | No | Hospital | Other | RET | 0.3944 | 0.75083 | 1.0734 | 1.3633 | 1.6251 | 1.8621 | 2.0772 | 2.2771 | 2.4636 | 2.6377
| Clothes Dryer_Com, G - Oth | G | Yes | Hospital | Other | REPL | 0.29606 | 0.53261 | 0.73964 | 0.91589 | 1.0625 | 1.1798 | 1.268 | 1.3305 | 1.367 | 1.3774
| Pnemautic to DDC_Com, G - TotF [Building w Gas Heat] | G | Yes | Hospital | Total FF | RET | 13.5036 | 26.99 | 40.4796 | 53.8776 | 67.2482 | 80.6248 | 94.0423 | 107.5106 | 121.0578 | 134.672
| Data Center_Com, G - TotF [Building w Gas Heat] | G | Yes | Hospital | Total FF | NC | 0 | 0 | 0 | 0 | 0 | 0 | 0 | 0 | 0 | 0
| Data Center_Com, G - TotF [Building w Gas Heat] | G | No | Hospital | Total FF | RET | 0 | 0 | 0 | 0 | 0 | 0 | 0 | 0 | 0 | 0
| RCx_Com, G - TotF [Building w Gas Heat] | G | Yes | Hospital | Total FF | RET | 36.8174 | 73.588 | 110.3673 | 146.8967 | 183.3515 | 219.8225 | 256.4051 | 293.1265 | 293.2452 | 293.5938
| Commissioning_Com, G - TotF [Building w Gas Heat] | G | Yes | Hospital | Total FF | NC | 0 | 0 | 0 | 0 | 0 | 0 | 0 | 0 | 0 | 0
| Integrated Building Design_Com, G - TotF [Building w Gas Heat] | G | Yes | Hospital | Total FF | NC | 2.4099 | 4.6936 | 6.9048 | 9.0249 | 11.0484 | 13.0124 | 14.9621 | 16.9085 | 18.8576 | 20.8003
| Deep Energy Retrofit_Com, G - TotF [Building w Gas Heat] | G | Yes | Hospital | Total FF | RET | 8.6433 | 17.2756 | 25.91 | 34.4857 | 43.0439 | 51.6059 | 60.194 | 68.8148 | 77.486 | 86.2001
| EMS_Com, G - TotF [Building w Gas Heat] | G | Yes | Hospital | Total FF | NC | 4.6967 | 9.1472 | 13.4566 | 17.5883 | 21.5318 | 25.3594 | 29.1592 | 32.9523 | 36.7509 | 40.537
| EMS_Com, G - TotF [Building w Gas Heat] | G | Yes | Hospital | Total FF | RET | 58.6305 | 117.1864 | 175.7561 | 233.928 | 291.981 | 350.0599 | 408.3165 | 466.794 | 525.6135 | 584.7245
| Int Ltg Ctrls_Com, E/G - IntL | E | Yes | Hospital | Interior Lighting | RET | -1.5148 | -3.0016 | -4.5855 | -6.1727 | -7.7446 | -9.3274 | -10.8813 | -12.4729 | -12.5402 | -12.5991
| Repl Scre_Com, E/G - IntL | E | Yes | Hospital | Interior Lighting | NC | -0.037329 | -0.07281 | -0.035481 | 0 | 0 | 0 | 0 | 0 | 0 | 0
| Repl Scre_Com, E/G - IntL | E | Yes | Hospital | Interior Lighting | RET | -0.004481 | -0.0088793 | -0.0043983 | 0 | 0 | 0 | 0 | 0 | 0 | 0
| Repl Scre_Com, E/G - IntL | E | Yes | Hospital | Interior Lighting | REPL | -1.9159 | -3.7964 | -1.8805 | 0 | 0 | 0 | 0 | 0 | 0 | 0
| Lin LED Fixture_Com, E/G - IntL | E | Yes | Hospital | Interior Lighting | NC | -0.046065 | -0.089851 | -0.13184 | -0.17263 | -0.21096 | -0.24904 | -0.2865 | -0.32291 | -0.35893 | -0.39454
| Lin LED Fixture_Com, E/G - IntL | E | Yes | Hospital | Interior Lighting | RET | -0.47285 | -0.9007 | -1.3209 | -1.709 | -2.0633 | -2.3922 | -2.6899 | -2.971 | -3.2496 | -3.5213
| Lin LED Fixture_Com, E/G - IntL | E | Yes | Hospital | Interior Lighting | REPL | -0.28494 | -0.50869 | -0.71726 | -0.89639 | -1.0442 | -1.1633 | -1.251 | -1.3109 | -1.3534 | -1.3783
| LED Tube Repl_Com, E/G - IntL | E | Yes | Hospital | Interior Lighting | RET | -2.5287 | -4.8167 | -7.0637 | -9.1393 | -11.0342 | -12.968 | -14.8897 | -16.88 | -18.8784 | -20.8491
| LED Tube Repl_Com, E/G - IntL | E | Yes | Hospital | Interior Lighting | REPL | -2.2378 | -3.995 | -5.633 | -7.0398 | -8.201 | -9.291 | -10.2835 | -11.2205 | -12.0728 | -12.8283
| Repl pin CFL wLED_Com, E/G - IntL | E | Yes | Hospital | Interior Lighting | RET | -0.084124 | -0.16142 | -0.2385 | -0.3108 | -0.37782 | -0.45061 | -0.52694 | -0.60979 | -0.69649 | -0.78233
| Repl pin CFL wLED_Com, E/G - IntL | E | Yes | Hospital | Interior Lighting | REPL | -0.081964 | -0.14632 | -0.20632 | -0.25785 | -0.30038 | -0.344 | -0.38761 | -0.43309 | -0.47909 | -0.52482
| Stair Occ Sensor_Com, E/G - IntL | E | Yes | Hospital | Interior Lighting | NC | -0.030635 | -0.059754 | -0.087676 | -0.11481 | -0.1403 | -0.16562 | -0.19054 | -0.21474 | -0.2387 | -0.26238
| Stair Occ Sensor_Com, E/G - IntL | E | Yes | Hospital | Interior Lighting | RET | -0.23585 | -0.46734 | -0.71396 | -0.96108 | -1.2058 | -1.4523 | -1.6942 | -1.942 | -2.1884 | -2.429
| Int Delamping_Com, E/G - IntL | E | Yes | Hospital | Interior Lighting | RET | -0.022366 | -0.044318 | -0.067706 | -0.09114 | -0.11435 | -0.13772 | -0.16066 | -0.18416 | -0.20752 | -0.23035
| Int Ltg Dsgn_Com, E/G - IntL | E | Yes | Hospital | Interior Lighting | NC | -0.038907 | -0.075889 | -0.11135 | -0.14581 | -0.17818 | -0.21034 | -0.24198 | -0.27273 | -0.30316 | -0.33323
| Optimized Unitary AC Sys_Com, G - Heat [Building w Gas Heat] | G | Yes | Food Service | Space Heating | NC | 2.7229 | 5.3032 | 7.8016 | 10.1971 | 12.4833 | 14.7025 | 16.9054 | 19.1045 | 21.3068 | 23.5018
| Cool Roof_Com, G - Heat [Building w Gas Heat] | G | No | Food Service | Space Heating | NC | -0.15728 | -0.30633 | -0.45064 | -0.58901 | -0.72107 | -0.84925 | -0.9765 | -1.1035 | -1.2307 | -1.3575
| Cool Roof_Com, G - Heat [Building w Gas Heat] | G | No | Food Service | Space Heating | RET | -0.82117 | -1.6413 | -2.4616 | -3.2764 | -4.0894 | -4.9029 | -5.7188 | -6.5379 | -7.3617 | -8.1896
| Programmable TStat_Com, G - Heat [Building w Gas Heat] | G | Yes | Food Service | Space Heating | NC | 0 | 0 | 0 | 0 | 0 | 0 | 0 | 0 | 0 | 0
| Programmable TStat_Com, G - Heat [Building w Gas Heat] | G | Yes | Food Service | Space Heating | RET | 0 | 0 | 0 | 0 | 0 | 0 | 0 | 0 | 0 | 0
| Smart TStat_Com, G - Heat [Building w Gas Heat] | G | Yes | Food Service | Space Heating | NC | 0.70265 | 1.3685 | 2.0132 | 2.6313 | 3.2213 | 3.7939 | 4.3624 | 4.9299 | 5.4982 | 6.0646
| Smart TStat_Com, G - Heat [Building w Gas Heat] | G | Yes | Food Service | Space Heating | RET | 2.5795 | 5.1558 | 7.7326 | 10.292 | 12.8461 | 15.4014 | 17.9644 | 20.5372 | 23.1251 | 25.7257
| Boiler Blowdown Controls_Com, G - Heat | G | No | Food Service | Space Heating | RET | 0.60621 | 1.2116 | 1.8172 | 2.4187 | 3.0189 | 3.0132 | 3.0101 | 3.0092 | 3.0159 | 3.0268
| Boiler Modifications_Com, G - Heat | G | Yes | Food Service | Space Heating | RET | 1.9017 | 3.801 | 5.7007 | 7.5875 | 9.4705 | 11.3543 | 13.2439 | 15.1406 | 15.7255 | 15.7428
| Boilers_Com, G - Heat | G | Yes | Food Service | Space Heating | NC | 0.59265 | 1.1542 | 1.698 | 2.2194 | 2.717 | 3.2 | 3.6795 | 4.1581 | 4.6374 | 5.1152
| Boilers_Com, G - Heat | G | No | Food Service | Space Heating | RET | 4.4455 | 8.56 | 12.3739 | 15.8843 | 19.1309 | 22.141 | 24.939 | 27.5418 | 29.9681 | 32.2276
| Boilers_Com, G - Heat | G | Yes | Food Service | Space Heating | REPL | 2.4268 | 4.3658 | 6.0628 | 7.5075 | 8.7089 | 9.6705 | 10.3939 | 10.878 | 11.1215 | 11.1215
| Furnace_Com, G - Heat | G | Yes | Food Service | Space Heating | NC | 0.84048 | 1.6369 | 2.4081 | 3.1475 | 3.8532 | 4.5381 | 5.2181 | 5.8969 | 6.5767 | 7.2542
| Furnace_Com, G - Heat | G | Yes | Food Service | Space Heating | RET | 5.2193 | 10.1157 | 14.7162 | 19.0082 | 23.0317 | 26.8128 | 30.3754 | 33.7346 | 36.9084 | 39.9046
| Furnace_Com, G - Heat | G | Yes | Food Service | Space Heating | REPL | 3.7409 | 6.7298 | 9.3458 | 11.5728 | 13.4248 | 14.9071 | 16.0222 | 16.7684 | 17.1437 | 17.1437
| Unit Heater_Com, G - Heat | G | Yes | Food Service | Space Heating | NC | 0.1786 | 0.34783 | 0.5117 | 0.66882 | 0.81877 | 0.96432 | 1.1088 | 1.2531 | 1.3975 | 1.5415
| Unit Heater_Com, G - Heat | G | Yes | Food Service | Space Heating | RET | 1.4462 | 2.7764 | 4.0016 | 5.1222 | 6.1521 | 7.1009 | 7.9773 | 8.7875 | 9.5974 | 10.4067
| Unit Heater_Com, G - Heat | G | Yes | Food Service | Space Heating | REPL | 1.0755 | 1.9348 | 2.6868 | 3.3271 | 3.8595 | 4.2856 | 4.6062 | 4.8208 | 4.9729 | 5.0617
| Destratification Fans_Com, G - Heat | G | No | Food Service | Space Heating | NC | 0.4484 | 0.87331 | 1.2847 | 1.6792 | 2.0557 | 2.4211 | 2.7839 | 3.146 | 3.5087 | 3.8702
| Destratification Fans_Com, G - Heat | G | No | Food Service | Space Heating | RET | 2.1859 | 4.2598 | 6.2306 | 8.09 | 9.8529 | 11.5284 | 13.125 | 14.8897 | 16.8197 | 18.9071
| Destratification Fans_Com, G - Heat | G | No | Food Service | Space Heating | REPL | 3.0602 | 5.5053 | 7.6453 | 9.4671 | 10.9821 | 12.1947 | 13.1069 | 14.0565 | 15.0458 | 16.0742
| Forced Air Heating Maintenance_Com, G - Heat | G | No | Food Service | Space Heating | RET | 0.098672 | 0.19722 | 0.29579 | 0.39369 | 0.49139 | 0.49046 | 0.48996 | 0.4898 | 0.49089 | 0.49267
| Infrared Heater_Com, G - Heat | G | Yes | Food Service | Space Heating | NC | 0.005592 | 0.010891 | 0.016022 | 0.020941 | 0.025636 | 0.030194 | 0.034718 | 0.039234 | 0.043757 | 0.048264
| Infrared Heater_Com, G - Heat | G | Z | Food Service | Space Heating | RET | 0 | 0 | 0 | 0 | 0 | 0 | 0 | 0 | 0 | 0
| Infrared Heater_Com, G - Heat | G | Yes | Food Service | Space Heating | REPL | 0.033674 | 0.060579 | 0.084126 | 0.10417 | 0.12084 | 0.13419 | 0.14422 | 0.15094 | 0.16037 | 0.17254
| Steam Trap Maintenance_Com, G - Heat | G | Yes | Food Service | Space Heating | RET | 0.75267 | 1.5044 | 2.2563 | 3.0031 | 3.7483 | 4.4939 | 4.4891 | 4.4881 | 4.4913 | 4.5034
| Windows_Com, G - Heat [Building w Gas Heat] | G | No | Food Service | Space Heating | NC | 0.70173 | 1.3667 | 2.0105 | 2.6279 | 3.2171 | 3.789 | 4.3567 | 4.9234 | 5.491 | 6.0566
| Window Film_Com, G - Heat [Building w Gas Heat] | G | No | Food Service | Space Heating | RET | 0 | 0 | 0 | 0 | 0 | 0 | 0 | 0 | 0 | 0
| Kitchen DCV_Com, G - Heat [Building w Gas Heat] | G | Yes | Food Service | Space Heating | NC | 2.1457 | 4.179 | 6.1478 | 8.0354 | 9.8371 | 11.5857 | 13.3217 | 15.0546 | 16.7901 | 18.5198
| Kitchen DCV_Com, G - Heat [Building w Gas Heat] | G | Yes | Food Service | Space Heating | RET | 20.4284 | 38.9334 | 55.7214 | 70.8446 | 84.5334 | 96.9547 | 108.2552 | 118.8606 | 128.8548 | 138.2848
| Kitchen DCV_Com, G - Heat [Building w Gas Heat] | G | Yes | Food Service | Space Heating | REPL | 14.644 | 26.3443 | 36.5845 | 45.3022 | 52.5521 | 58.3546 | 62.7197 | 65.8681 | 67.7943 | 68.4833
| Duct Sealing Regulated_Com, G - Heat [Building w Gas Heat] | G | Yes | Food Service | Space Heating | RET | 2.7211 | 5.4388 | 8.1571 | 10.857 | 13.5513 | 16.2468 | 18.9506 | 21.6646 | 24.3945 | 27.138
| Ovens_Com, G - Cook | G | Yes | Food Service | Cooking | NC | 3.3414 | 6.5077 | 9.5735 | 12.513 | 15.3186 | 18.0417 | 20.745 | 23.4435 | 26.146 | 28.8396
| Ovens_Com, G - Cook | G | Yes | Food Service | Cooking | REPL | 28.5051 | 56.974 | 85.4496 | 113.7318 | 141.9561 | 170.1931 | 198.5165 | 226.9472 | 255.5442 | 284.283
| Fryers_Com, G - Cook | G | Yes | Food Service | Cooking | NC | 0.74958 | 1.4599 | 2.1476 | 2.8071 | 3.4364 | 4.0473 | 4.6538 | 5.2591 | 5.8654 | 6.4696
| Fryers_Com, G - Cook | G | Yes | Food Service | Cooking | REPL | 6.3946 | 12.7811 | 19.1691 | 25.5137 | 31.8453 | 38.1797 | 44.5336 | 50.9115 | 57.3267 | 63.7737
| Griddles_Com, G - Cook | G | Yes | Food Service | Cooking | NC | 1.0174 | 1.9814 | 2.9149 | 3.8099 | 4.6641 | 5.4932 | 6.3162 | 7.1379 | 7.9607 | 8.7808
| Griddles_Com, G - Cook | G | Yes | Food Service | Cooking | REPL | 8.679 | 17.347 | 26.017 | 34.6281 | 43.2216 | 51.819 | 60.4426 | 69.099 | 77.806 | 86.5561
| Steamers_Com, G - Cook | G | Yes | Food Service | Cooking | NC | 1.6729 | 3.2581 | 4.793 | 6.2647 | 7.6693 | 9.0326 | 10.386 | 11.7371 | 13.0901 | 14.4386
| Steamers_Com, G - Cook | G | Yes | Food Service | Cooking | REPL | 14.2712 | 28.5242 | 42.7806 | 56.9402 | 71.0708 | 85.2077 | 99.3879 | 113.6219 | 127.939 | 142.3272
| Clothes Washer Elec WH_Com, G - Oth [unit w/ gas dry - Dryer] | G | Yes | Food Service | Other | NC | 0.00024816 | 0.00048332 | 0.00071102 | 0.00092933 | 0.0011377 | 0.0013399 | 0.0015407 | 0.001495 | 0.0014646 | 0.0014431
| Clothes Washer Elec WH_Com, G - Oth [unit w/ gas dry - Dryer] | G | Yes | Food Service | Other | REPL | 0.0036292 | 0.0072539 | 0.010879 | 0.01448 | 0.018074 | 0.021669 | 0.025275 | 0.025265 | 0.025282 | 0.025315
| Clothes Washer Gas WH_Com, G - HWat [unit w/ elec dry - Water Heater] | G | Yes | Food Service | Water Heating | NC | 0.037086 | 0.072228 | 0.10626 | 0.13888 | 0.17002 | 0.20024 | 0.23025 | 0.22342 | 0.21888 | 0.21566
| Clothes Washer Gas WH_Com, G - HWat [unit w/ elec dry - Water Heater] | G | Yes | Food Service | Water Heating | REPL | 0.54236 | 1.084 | 1.6258 | 2.164 | 2.701 | 3.2382 | 3.7771 | 3.7757 | 3.7782 | 3.7832
| Clothes Washer Gas WH_Com, G - Oth [unit w/ gas dry - Dryer] | G | Yes | Food Service | Other | NC | 0.0019357 | 0.0037699 | 0.0055459 | 0.0072488 | 0.0088741 | 0.010452 | 0.012018 | 0.011661 | 0.011424 | 0.011256
| Clothes Washer Gas WH_Com, G - Oth [unit w/ gas dry - Dryer] | G | Yes | Food Service | Other | REPL | 0.028308 | 0.05658 | 0.084859 | 0.11295 | 0.14097 | 0.16902 | 0.19714 | 0.19707 | 0.1972 | 0.19746
| Clothes Washer Gas WH_Com, G - HWat [unit w/ gas dry - Water Heater] | G | Yes | Food Service | Water Heating | NC | 0.14464 | 0.28169 | 0.4144 | 0.54164 | 0.66308 | 0.78095 | 0.89797 | 0.87132 | 0.85362 | 0.84107
| Clothes Washer Gas WH_Com, G - HWat [unit w/ gas dry - Water Heater] | G | Yes | Food Service | Water Heating | REPL | 2.1152 | 4.2277 | 6.3408 | 8.4394 | 10.5338 | 12.6291 | 14.7308 | 14.7253 | 14.7348 | 14.7544
| Clothes Washer Gas WH_Com, G - HWat [unit w/ propane dry - Water Heater] | G | Yes | Food Service | Water Heating | NC | 0.0074172 | 0.014446 | 0.021251 | 0.027776 | 0.034004 | 0.040049 | 0.04605 | 0.044683 | 0.043775 | 0.043132
| Clothes Washer Gas WH_Com, G - HWat [unit w/ propane dry - Water Heater] | G | Yes | Food Service | Water Heating | REPL | 0.10847 | 0.21681 | 0.32517 | 0.43279 | 0.54019 | 0.64765 | 0.75543 | 0.75514 | 0.75563 | 0.75663
| Clothes Washer Oil WH_Com, G - Oth [unit w/ gas dry - Dryer] | G | Yes | Food Service | Other | NC | 9.9265e-05 | 0.00019333 | 0.00028441 | 0.00037173 | 0.00045508 | 0.00053598 | 0.00061629 | 0.000598 | 0.00058585 | 0.00057724
| Clothes Washer Oil WH_Com, G - Oth [unit w/ gas dry - Dryer] | G | Yes | Food Service | Other | REPL | 0.0014517 | 0.0029015 | 0.0043517 | 0.0057921 | 0.0072295 | 0.0086675 | 0.01011 | 0.010106 | 0.010113 | 0.010126
| Clothes Washer Propane WH_Com, G - Oth [unit w/ gas dry - Dryer] | G | Yes | Food Service | Other | NC | 4.9632e-05 | 9.6664e-05 | 0.0001422 | 0.00018587 | 0.00022754 | 0.00026799 | 0.00030814 | 0.000299 | 0.00029293 | 0.00028862
| Clothes Washer Propane WH_Com, G - Oth [unit w/ gas dry - Dryer] | G | Yes | Food Service | Other | REPL | 0.00072585 | 0.0014508 | 0.0021759 | 0.002896 | 0.0036147 | 0.0043338 | 0.005055 | 0.0050531 | 0.0050563 | 0.005063
| Dishwasher_Com, G - HWat [Building w gas WH] | G | Yes | Food Service | Water Heating | NC | 0.253 | 0.49273 | 0.72487 | 0.94744 | 1.1599 | 1.366 | 1.5707 | 1.775 | 1.9797 | 2.1836
| Dishwasher_Com, G - HWat [Building w gas WH] | G | Yes | Food Service | Water Heating | REPL | 2.0474 | 4.0922 | 6.1375 | 8.1688 | 10.1961 | 12.2242 | 14.2585 | 16.3006 | 18.3546 | 20.4188
| Faucet Aerator_Com, G - HWat | G | Yes | Food Service | Water Heating | RET | 1.0033 | 2.0052 | 3.0075 | 4.0029 | 4.9962 | 5.9901 | 6.9869 | 7.9876 | 8.9941 | 10.0055
| Pre Rinse Sprayers_Com, G - HWat | G | Yes | Food Service | Water Heating | RET | 9.5189 | 19.0256 | 28.5347 | 29.4652 | 30.3872 | 30.3065 | 30.3137 | 30.3738 | 30.4924 | 30.6346
| FF Storage Water Heater_Com, G - HWat | G | No | Food Service | Water Heating | NC | 0.84596 | 1.6476 | 2.4238 | 3.168 | 3.8783 | 4.5677 | 5.2521 | 5.9353 | 6.6195 | 7.3015
| FF Storage Water Heater_Com, G - HWat | G | No | Food Service | Water Heating | RET | 5.915 | 11.419 | 16.5483 | 21.2948 | 25.7081 | 29.8217 | 33.6661 | 37.6771 | 41.854 | 46.185
| FF Storage Water Heater_Com, G - HWat | G | No | Food Service | Water Heating | REPL | 5.7734 | 10.3863 | 14.4235 | 17.8605 | 20.7188 | 23.0064 | 24.7274 | 26.2847 | 27.6799 | 28.91
| FF Instantaneous Water Heater_Com, G - HWat | G | No | Food Service | Water Heating | NC | 1.4179 | 2.7616 | 4.0626 | 5.31 | 6.5005 | 7.6561 | 8.8032 | 9.9484 | 11.0952 | 12.2382
| FF Instantaneous Water Heater_Com, G - HWat | G | No | Food Service | Water Heating | RET | 9.9143 | 19.1398 | 27.7371 | 35.6929 | 43.0901 | 49.9851 | 56.4288 | 62.4552 | 68.1029 | 73.3908
| FF Instantaneous Water Heater_Com, G - HWat | G | No | Food Service | Water Heating | REPL | 7.2578 | 13.0566 | 18.1318 | 22.4524 | 26.0456 | 28.9214 | 31.0848 | 32.5326 | 33.2607 | 33.2607
| Clothes Dryer_Com, G - Oth | G | Yes | Food Service | Other | NC | 0.0030144 | 0.0058708 | 0.0086367 | 0.011289 | 0.01382 | 0.016276 | 0.018715 | 0.021149 | 0.023587 | 0.026017
| Clothes Dryer_Com, G - Oth | G | No | Food Service | Other | RET | 0.029364 | 0.055899 | 0.079916 | 0.1015 | 0.12099 | 0.13863 | 0.15464 | 0.16953 | 0.18341 | 0.19638
| Clothes Dryer_Com, G - Oth | G | Yes | Food Service | Other | REPL | 0.022042 | 0.039653 | 0.055067 | 0.068188 | 0.079101 | 0.087835 | 0.094405 | 0.099056 | 0.10178 | 0.10255
| Pnemautic to DDC_Com, G - TotF [Building w Gas Heat] | G | No | Food Service | Total FF | RET | 5.5447 | 11.0823 | 16.6212 | 22.1225 | 27.6125 | 33.105 | 38.6143 | 44.1445 | 49.707 | 55.2971
| RCx_Com, G - TotF [Building w Gas Heat] | G | Yes | Food Service | Total FF | RET | 11.6404 | 23.2661 | 34.8944 | 46.4438 | 57.9696 | 69.5005 | 81.0667 | 92.6768 | 92.7143 | 92.8245
| Commissioning_Com, G - TotF [Building w Gas Heat] | G | Yes | Food Service | Total FF | NC | 0 | 0 | 0 | 0 | 0 | 0 | 0 | 0 | 0 | 0
| Integrated Building Design_Com, G - TotF [Building w Gas Heat] | G | Yes | Food Service | Total FF | NC | 0.98954 | 1.9272 | 2.8352 | 3.7057 | 4.5365 | 5.343 | 6.1435 | 6.9427 | 7.7431 | 8.5407
| Deep Energy Retrofit_Com, G - TotF [Building w Gas Heat] | G | Yes | Food Service | Total FF | RET | 3.549 | 7.0935 | 10.6388 | 14.16 | 17.6741 | 21.1897 | 24.716 | 28.2558 | 31.8162 | 35.3943
| EMS_Com, G - TotF [Building w Gas Heat] | G | Yes | Food Service | Total FF | NC | 1.9285 | 3.7559 | 5.5253 | 7.2219 | 8.8411 | 10.4127 | 11.9729 | 13.5304 | 15.0902 | 16.6447
| EMS_Com, G - TotF [Building w Gas Heat] | G | Yes | Food Service | Total FF | RET | 24.074 | 48.1174 | 72.1665 | 96.0522 | 119.8891 | 143.7367 | 167.6572 | 191.6684 | 215.82 | 240.0914
| Int Ltg Ctrls_Com, E/G - IntL | E | Yes | Food Service | Interior Lighting | RET | -1.627 | -3.224 | -4.9254 | -6.6302 | -8.3186 | -10.0187 | -11.6878 | -13.3974 | -13.4697 | -13.533
| Exit Sign RetFit_Com, E/G - IntL | E | Yes | Food Service | Interior Lighting | RET | -0.067265 | -0.13329 | -0.20363 | -0.27411 | -0.34391 | -0.41419 | -0.4832 | -0.55388 | -0.62413 | -0.69277
| LED HiLo Bay_Com, E/G - IntL | E | Yes | Food Service | Interior Lighting | NC | -2.1149e-06 | -4.1251e-06 | -6.0527e-06 | -7.9258e-06 | -9.6854e-06 | -1.1434e-05 | -1.3154e-05 | -1.4825e-05 | -1.6479e-05 | -1.8114e-05
| LED HiLo Bay_Com, E/G - IntL | E | Yes | Food Service | Interior Lighting | RET | -2.1709e-05 | -4.1582e-05 | -6.1329e-05 | -7.9783e-05 | -9.6829e-05 | -0.00011284 | -0.0001275 | -0.0001415 | -0.00015448 | -0.00016758
| LED HiLo Bay_Com, E/G - IntL | E | Yes | Food Service | Interior Lighting | REPL | -1.1297e-05 | -2.0168e-05 | -2.8438e-05 | -3.554e-05 | -4.1402e-05 | -4.6124e-05 | -4.9601e-05 | -5.1975e-05 | -5.3155e-05 | -5.3815e-05
| Repl Scre_Com, E/G - IntL | E | Yes | Food Service | Interior Lighting | NC | -0.2469 | -0.48158 | -0.23468 | 0 | 0 | 0 | 0 | 0 | 0 | 0
| Repl Scre_Com, E/G - IntL | E | Yes | Food Service | Interior Lighting | RET | -1.5714 | -3.1139 | -1.5424 | 0 | 0 | 0 | 0 | 0 | 0 | 0
| Repl Scre_Com, E/G - IntL | E | Yes | Food Service | Interior Lighting | REPL | -12.6719 | -25.1097 | -12.4379 | 0 | 0 | 0 | 0 | 0 | 0 | 0
| Lin LED Fixture_Com, E/G - IntL | E | Yes | Food Service | Interior Lighting | NC | -0.026272 | -0.051244 | -0.075189 | -0.098458 | -0.12032 | -0.14204 | -0.1634 | -0.18416 | -0.20471 | -0.22502
| Lin LED Fixture_Com, E/G - IntL | E | No | Food Service | Interior Lighting | RET | -0.20034 | -0.38161 | -0.55963 | -0.72407 | -0.8742 | -1.0136 | -1.1397 | -1.2587 | -1.3768 | -1.4919
| Lin LED Fixture_Com, E/G - IntL | E | Yes | Food Service | Interior Lighting | REPL | -0.16251 | -0.29012 | -0.40907 | -0.51123 | -0.59555 | -0.66348 | -0.71349 | -0.74764 | -0.77188 | -0.78608
| LED Tube Repl_Com, E/G - IntL | E | Yes | Food Service | Interior Lighting | RET | -1.2604 | -2.4009 | -3.5209 | -4.5555 | -5.5 | -6.4639 | -7.4218 | -8.4139 | -9.41 | -10.3923
| LED Tube Repl_Com, E/G - IntL | E | Yes | Food Service | Interior Lighting | REPL | -1.5015 | -2.6805 | -3.7796 | -4.7235 | -5.5026 | -6.234 | -6.8999 | -7.5286 | -8.1005 | -8.6074
| Repl pin CFL wLED_Com, E/G - IntL | E | Yes | Food Service | Interior Lighting | RET | -0.049478 | -0.094938 | -0.14027 | -0.1828 | -0.22222 | -0.26503 | -0.30992 | -0.35865 | -0.40964 | -0.46013
| Repl pin CFL wLED_Com, E/G - IntL | E | Yes | Food Service | Interior Lighting | REPL | -0.0614 | -0.10961 | -0.15456 | -0.19316 | -0.22501 | -0.25769 | -0.29036 | -0.32443 | -0.35889 | -0.39314
| Stair Occ Sensor_Com, E/G - IntL | E | Yes | Food Service | Interior Lighting | NC | -0.017847 | -0.03481 | -0.051077 | -0.066883 | -0.081732 | -0.096486 | -0.111 | -0.1251 | -0.13906 | -0.15286
| Stair Occ Sensor_Com, E/G - IntL | E | Yes | Food Service | Interior Lighting | RET | -0.1374 | -0.27226 | -0.41593 | -0.55989 | -0.70247 | -0.84603 | -0.98698 | -1.1314 | -1.2748 | -1.4151
| Int Delamping_Com, E/G - IntL | E | Yes | Food Service | Interior Lighting | RET | -0.012756 | -0.025276 | -0.038614 | -0.05198 | -0.065216 | -0.078545 | -0.09163 | -0.10503 | -0.11836 | -0.13137
| Int Ltg Dsgn_Com, E/G - IntL | E | Yes | Food Service | Interior Lighting | NC | -0.042094 | -0.082106 | -0.12047 | -0.15775 | -0.19278 | -0.22758 | -0.26181 | -0.29507 | -0.32799 | -0.36053
| DCV_Com, G - Heat [Building w Gas Heat] | G | Yes | Health Service | Space Heating | RET | 7.8298 | 15.6496 | 23.4713 | 31.2399 | 38.9926 | 46.7487 | 54.5286 | 62.338 | 70.193 | 78.087
| Optimized Unitary AC Sys_Com, G - Heat [Building w Gas Heat] | G | Yes | Health Service | Space Heating | NC | 2.9732 | 5.7906 | 8.5187 | 11.1343 | 13.6307 | 16.0537 | 18.4592 | 20.8604 | 23.2651 | 25.6619
| Cool Roof_Com, G - Heat [Building w Gas Heat] | G | No | Health Service | Space Heating | NC | -0.16744 | -0.32611 | -0.47974 | -0.62704 | -0.76763 | -0.90409 | -1.0396 | -1.1748 | -1.3102 | -1.4452
| Cool Roof_Com, G - Heat [Building w Gas Heat] | G | No | Health Service | Space Heating | RET | -0.87419 | -1.7473 | -2.6206 | -3.4879 | -4.3535 | -5.2195 | -6.0881 | -6.96 | -7.837 | -8.7184
| Programmable TStat_Com, G - Heat [Building w Gas Heat] | G | Yes | Health Service | Space Heating | NC | 0 | 0 | 0 | 0 | 0 | 0 | 0 | 0 | 0 | 0
| Programmable TStat_Com, G - Heat [Building w Gas Heat] | G | Yes | Health Service | Space Heating | RET | 0 | 0 | 0 | 0 | 0 | 0 | 0 | 0 | 0 | 0
| Smart TStat_Com, G - Heat [Building w Gas Heat] | G | Yes | Health Service | Space Heating | NC | 0.73966 | 1.4405 | 2.1192 | 2.7699 | 3.3909 | 3.9937 | 4.5921 | 5.1895 | 5.7877 | 6.384
| Smart TStat_Com, G - Heat [Building w Gas Heat] | G | Yes | Health Service | Space Heating | RET | 2.7154 | 5.4273 | 8.1399 | 10.834 | 13.5227 | 16.2125 | 18.9106 | 21.6189 | 24.343 | 27.0806
| Boiler Blowdown Controls_Com, G - Heat | G | No | Health Service | Space Heating | RET | 0.65779 | 1.3147 | 1.9719 | 2.6245 | 3.2758 | 3.2696 | 3.2663 | 3.2652 | 3.2725 | 3.2844
| Boiler Modifications_Com, G - Heat | G | Yes | Health Service | Space Heating | RET | 2.0635 | 4.1244 | 6.1858 | 8.2332 | 10.2764 | 12.3205 | 14.3709 | 16.429 | 17.0637 | 17.0824
| Boilers_Com, G - Heat | G | Yes | Health Service | Space Heating | NC | 0.64308 | 1.2525 | 1.8425 | 2.4082 | 2.9482 | 3.4723 | 3.9926 | 4.5119 | 5.032 | 5.5504
| Boilers_Com, G - Heat | G | No | Health Service | Space Heating | RET | 4.8237 | 9.2884 | 13.4268 | 17.236 | 20.7588 | 24.025 | 27.0611 | 29.8855 | 32.5181 | 34.97
| Boilers_Com, G - Heat | G | Yes | Health Service | Space Heating | REPL | 2.6333 | 4.7373 | 6.5787 | 8.1463 | 9.45 | 10.4934 | 11.2784 | 11.8037 | 12.0679 | 12.0679
| Furnace_Com, G - Heat | G | Yes | Health Service | Space Heating | NC | 0.92177 | 1.7952 | 2.641 | 3.4519 | 4.2258 | 4.9771 | 5.7228 | 6.4672 | 7.2128 | 7.9558
| Furnace_Com, G - Heat | G | No | Health Service | Space Heating | RET | 5.724 | 11.094 | 16.1394 | 20.8466 | 25.2592 | 29.406 | 33.3132 | 36.9972 | 40.4781 | 43.764
| Furnace_Com, G - Heat | G | Yes | Health Service | Space Heating | REPL | 4.1027 | 7.3807 | 10.2497 | 12.692 | 14.7232 | 16.3489 | 17.5718 | 18.3902 | 18.8018 | 18.8018
| Unit Heater_Com, G - Heat | G | Yes | Health Service | Space Heating | NC | 0.14948 | 0.29112 | 0.42827 | 0.55977 | 0.68528 | 0.8071 | 0.92803 | 1.0487 | 1.1696 | 1.2901
| Unit Heater_Com, G - Heat | G | Yes | Health Service | Space Heating | RET | 1.2104 | 2.3237 | 3.3491 | 4.287 | 5.149 | 5.9431 | 6.6767 | 7.3548 | 8.0326 | 8.71
| Unit Heater_Com, G - Heat | G | Yes | Health Service | Space Heating | REPL | 0.90013 | 1.6193 | 2.2488 | 2.7846 | 3.2302 | 3.5869 | 3.8552 | 4.0348 | 4.1621 | 4.2365
| Energy Recovery Ventilator_Com, G - Heat | G | Yes | Health Service | Space Heating | NC | 0.65476 | 1.2752 | 1.876 | 2.452 | 3.0017 | 3.5353 | 4.0651 | 4.5939 | 5.1234 | 5.6512
| Energy Recovery Ventilator_Com, G - Heat | G | Yes | Health Service | Space Heating | RET | 5.6974 | 10.9039 | 15.669 | 19.9994 | 23.9537 | 27.5734 | 30.8956 | 34.1364 | 37.3096 | 40.4189
| Energy Recovery Ventilator_Com, G - Heat | G | Yes | Health Service | Space Heating | REPL | 4.4686 | 8.0389 | 11.1636 | 13.8238 | 16.0361 | 17.8067 | 19.1387 | 20.1786 | 20.9258 | 21.3763
| Forced Air Heating Maintenance_Com, G - Heat | G | No | Health Service | Space Heating | RET | 0.10822 | 0.21629 | 0.3244 | 0.43176 | 0.53891 | 0.5379 | 0.53734 | 0.53717 | 0.53837 | 0.54032
| Infrared Heater_Com, G - Heat | G | Yes | Health Service | Space Heating | NC | 0.0092417 | 0.017999 | 0.026479 | 0.034609 | 0.042368 | 0.0499 | 0.057377 | 0.064841 | 0.072315 | 0.079765
| Infrared Heater_Com, G - Heat | G | Z | Health Service | Space Heating | RET | 0 | 0 | 0 | 0 | 0 | 0 | 0 | 0 | 0 | 0
| Infrared Heater_Com, G - Heat | G | Yes | Health Service | Space Heating | REPL | 0.055652 | 0.10012 | 0.13903 | 0.17216 | 0.19971 | 0.22177 | 0.23835 | 0.24946 | 0.26504 | 0.28514
| Steam Trap Maintenance_Com, G - Heat | G | Yes | Health Service | Space Heating | RET | 0.81672 | 1.6324 | 2.4483 | 3.2586 | 4.0673 | 4.8763 | 4.8711 | 4.87 | 4.8735 | 4.8866
| Windows_Com, G - Heat [Building w Gas Heat] | G | No | Health Service | Space Heating | NC | 0.74704 | 1.4549 | 2.1404 | 2.7976 | 3.4248 | 4.0336 | 4.638 | 5.2413 | 5.8455 | 6.4477
| Window Film_Com, G - Heat [Building w Gas Heat] | G | No | Health Service | Space Heating | RET | 0 | 0 | 0 | 0 | 0 | 0 | 0 | 0 | 0 | 0
| Kitchen DCV_Com, G - Heat [Building w Gas Heat] | G | Yes | Health Service | Space Heating | NC | 0.018755 | 0.036527 | 0.053735 | 0.070234 | 0.085981 | 0.10127 | 0.11644 | 0.13159 | 0.14675 | 0.16187
| Kitchen DCV_Com, G - Heat [Building w Gas Heat] | G | Yes | Health Service | Space Heating | RET | 0.17856 | 0.3403 | 0.48704 | 0.61922 | 0.73887 | 0.84744 | 0.94621 | 1.0389 | 1.1263 | 1.2087
| Kitchen DCV_Com, G - Heat [Building w Gas Heat] | G | Yes | Health Service | Space Heating | REPL | 0.128 | 0.23026 | 0.31977 | 0.39597 | 0.45933 | 0.51005 | 0.54821 | 0.57572 | 0.59256 | 0.59858
| Duct Sealing Regulated_Com, G - Heat [Building w Gas Heat] | G | Yes | Health Service | Space Heating | RET | 2.8968 | 5.79 | 8.6838 | 11.558 | 14.4263 | 17.2959 | 20.1743 | 23.0636 | 25.9698 | 28.8903
| Clothes Washer Gas WH_Com, G - HWat [unit w/ elec dry - Water Heater] | G | Yes | Health Service | Water Heating | NC | 0.0039334 | 0.0076607 | 0.01127 | 0.01473 | 0.018033 | 0.021238 | 0.024421 | 0.023696 | 0.023215 | 0.022873
| Clothes Washer Gas WH_Com, G - HWat [unit w/ elec dry - Water Heater] | G | Yes | Health Service | Water Heating | REPL | 0.057524 | 0.11498 | 0.17244 | 0.22951 | 0.28647 | 0.34345 | 0.40061 | 0.40046 | 0.40072 | 0.40125
| Clothes Washer Gas WH_Com, G - HWat [unit w/ gas dry - Water Heater] | G | Yes | Health Service | Water Heating | NC | 0.01534 | 0.029877 | 0.043952 | 0.057447 | 0.070328 | 0.08283 | 0.09524 | 0.092414 | 0.090537 | 0.089206
| Clothes Washer Gas WH_Com, G - HWat [unit w/ gas dry - Water Heater] | G | Yes | Health Service | Water Heating | REPL | 0.22434 | 0.4484 | 0.67251 | 0.8951 | 1.1172 | 1.3395 | 1.5624 | 1.5618 | 1.5628 | 1.5649
| Clothes Washer Gas WH_Com, G - HWat [unit w/ propane dry - Water Heater] | G | Yes | Health Service | Water Heating | NC | 0.00078668 | 0.0015321 | 0.002254 | 0.002946 | 0.0036066 | 0.0042477 | 0.0048841 | 0.0047392 | 0.0046429 | 0.0045747
| Clothes Washer Gas WH_Com, G - HWat [unit w/ propane dry - Water Heater] | G | Yes | Health Service | Water Heating | REPL | 0.011505 | 0.022995 | 0.034488 | 0.045903 | 0.057294 | 0.068691 | 0.080122 | 0.080092 | 0.080144 | 0.08025
| Dishwasher_Com, G - HWat [Building w gas WH] | G | Yes | Health Service | Water Heating | NC | 0.0020125 | 0.0039195 | 0.0057661 | 0.0075365 | 0.0092263 | 0.010866 | 0.012495 | 0.01412 | 0.015748 | 0.01737
| Dishwasher_Com, G - HWat [Building w gas WH] | G | Yes | Health Service | Water Heating | REPL | 0.016286 | 0.032552 | 0.048821 | 0.06498 | 0.081106 | 0.097239 | 0.11342 | 0.12967 | 0.146 | 0.16242
| Faucet Aerator_Com, G - HWat | G | Yes | Health Service | Water Heating | RET | 0.2873 | 0.57424 | 0.86124 | 1.1463 | 1.4308 | 1.7154 | 2.0008 | 2.2874 | 2.5756 | 2.8653
| Pre Rinse Sprayers_Com, G - HWat | G | Yes | Health Service | Water Heating | RET | 0.060493 | 0.12091 | 0.18134 | 0.18725 | 0.19311 | 0.1926 | 0.19264 | 0.19303 | 0.19378 | 0.19468
| FF Storage Water Heater_Com, G - HWat | G | No | Health Service | Water Heating | NC | 0.053834 | 0.10485 | 0.15424 | 0.2016 | 0.2468 | 0.29068 | 0.33423 | 0.37771 | 0.42125 | 0.46465
| FF Storage Water Heater_Com, G - HWat | G | No | Health Service | Water Heating | RET | 0.37642 | 0.72668 | 1.0531 | 1.3551 | 1.636 | 1.8978 | 2.1424 | 2.3977 | 2.6635 | 2.9391
| FF Storage Water Heater_Com, G - HWat | G | No | Health Service | Water Heating | REPL | 0.36741 | 0.66096 | 0.91788 | 1.1366 | 1.3185 | 1.4641 | 1.5736 | 1.6727 | 1.7615 | 1.8398
| FF Instantaneous Water Heater_Com, G - HWat | G | No | Health Service | Water Heating | NC | 0.090234 | 0.17574 | 0.25853 | 0.33791 | 0.41368 | 0.48721 | 0.56021 | 0.63309 | 0.70607 | 0.77881
| FF Instantaneous Water Heater_Com, G - HWat | G | No | Health Service | Water Heating | RET | 0.63092 | 1.218 | 1.7651 | 2.2714 | 2.7421 | 3.1809 | 3.591 | 3.9745 | 4.3339 | 4.6704
| FF Instantaneous Water Heater_Com, G - HWat | G | No | Health Service | Water Heating | REPL | 0.46187 | 0.83089 | 1.1539 | 1.4288 | 1.6575 | 1.8405 | 1.9782 | 2.0703 | 2.1166 | 2.1166
| Pnemautic to DDC_Com, G - TotF [Building w Gas Heat] | G | No | Health Service | Total FF | RET | 1.2805 | 2.5594 | 3.8386 | 5.1091 | 6.377 | 7.6455 | 8.9178 | 10.195 | 11.4796 | 12.7707
| Data Center_Com, G - TotF [Building w Gas Heat] | G | Yes | Health Service | Total FF | NC | 0 | 0 | 0 | 0 | 0 | 0 | 0 | 0 | 0 | 0
| Data Center_Com, G - TotF [Building w Gas Heat] | G | No | Health Service | Total FF | RET | 0 | 0 | 0 | 0 | 0 | 0 | 0 | 0 | 0 | 0
| RCx_Com, G - TotF [Building w Gas Heat] | G | Yes | Health Service | Total FF | RET | 2.9676 | 5.9315 | 8.896 | 11.8404 | 14.7788 | 17.7185 | 20.6672 | 23.6271 | 23.6366 | 23.6647
| Commissioning_Com, G - TotF [Building w Gas Heat] | G | Yes | Health Service | Total FF | NC | 0 | 0 | 0 | 0 | 0 | 0 | 0 | 0 | 0 | 0
| Integrated Building Design_Com, G - TotF [Building w Gas Heat] | G | Yes | Health Service | Total FF | NC | 0.22853 | 0.44508 | 0.65477 | 0.85581 | 1.0477 | 1.2339 | 1.4188 | 1.6034 | 1.7882 | 1.9724
| Deep Energy Retrofit_Com, G - TotF [Building w Gas Heat] | G | Yes | Health Service | Total FF | RET | 0.81963 | 1.6382 | 2.457 | 3.2702 | 4.0818 | 4.8937 | 5.7081 | 6.5256 | 7.3478 | 8.1742
| EMS_Com, G - TotF [Building w Gas Heat] | G | Yes | Health Service | Total FF | NC | 0.44537 | 0.86741 | 1.2761 | 1.6679 | 2.0418 | 2.4048 | 2.7651 | 3.1248 | 3.485 | 3.844
| EMS_Com, G - TotF [Building w Gas Heat] | G | No | Health Service | Total FF | RET | 5.5598 | 11.1125 | 16.6666 | 22.1829 | 27.6879 | 33.1954 | 38.7198 | 44.2651 | 49.8428 | 55.4481
| Int Ltg Ctrls_Com, E/G - IntL | E | Yes | Health Service | Interior Lighting | RET | -1.4979 | -2.9682 | -4.5345 | -6.104 | -7.6585 | -9.2236 | -10.7603 | -12.3342 | -12.4008 | -12.459
| Exit Sign RetFit_Com, E/G - IntL | E | Yes | Health Service | Interior Lighting | RET | -0.18262 | -0.36186 | -0.55282 | -0.74417 | -0.93368 | -1.1245 | -1.3118 | -1.5037 | -1.6944 | -1.8808
| Repl Scre_Com, E/G - IntL | E | Yes | Health Service | Interior Lighting | NC | -0.10617 | -0.20709 | -0.10092 | 0 | 0 | 0 | 0 | 0 | 0 | 0
| Repl Scre_Com, E/G - IntL | E | Yes | Health Service | Interior Lighting | RET | -0.6271 | -1.2426 | -0.61552 | 0 | 0 | 0 | 0 | 0 | 0 | 0
| Repl Scre_Com, E/G - IntL | E | Yes | Health Service | Interior Lighting | REPL | -5.4492 | -10.7979 | -5.3486 | 0 | 0 | 0 | 0 | 0 | 0 | 0
| Lin LED Fixture_Com, E/G - IntL | E | Yes | Health Service | Interior Lighting | NC | -0.036384 | -0.070967 | -0.10413 | -0.13635 | -0.16662 | -0.1967 | -0.22629 | -0.25504 | -0.2835 | -0.31162
| Lin LED Fixture_Com, E/G - IntL | E | Yes | Health Service | Interior Lighting | RET | -0.32102 | -0.61148 | -0.89674 | -1.1602 | -1.4008 | -1.6241 | -1.8262 | -2.017 | -2.2062 | -2.3906
| Lin LED Fixture_Com, E/G - IntL | E | Yes | Health Service | Interior Lighting | REPL | -0.22506 | -0.40178 | -0.56651 | -0.708 | -0.82478 | -0.91884 | -0.9881 | -1.0354 | -1.069 | -1.0886
| LED Tube Repl_Com, E/G - IntL | E | Yes | Health Service | Interior Lighting | RET | -2.0197 | -3.8472 | -5.6419 | -7.2996 | -8.8131 | -10.3576 | -11.8925 | -13.4822 | -15.0784 | -16.6524
| LED Tube Repl_Com, E/G - IntL | E | Yes | Health Service | Interior Lighting | REPL | -2.0794 | -3.7122 | -5.2343 | -6.5416 | -7.6205 | -8.6334 | -9.5556 | -10.4263 | -11.2183 | -11.9203
| Repl pin CFL wLED_Com, E/G - IntL | E | Yes | Health Service | Interior Lighting | RET | -0.0843 | -0.16175 | -0.239 | -0.31145 | -0.37862 | -0.45156 | -0.52805 | -0.61107 | -0.69795 | -0.78397
| Repl pin CFL wLED_Com, E/G - IntL | E | Yes | Health Service | Interior Lighting | REPL | -0.097123 | -0.17339 | -0.24448 | -0.30554 | -0.35593 | -0.40762 | -0.4593 | -0.51319 | -0.5677 | -0.62188
| Stair Occ Sensor_Com, E/G - IntL | E | Yes | Health Service | Interior Lighting | NC | -0.023986 | -0.046785 | -0.068647 | -0.089891 | -0.10985 | -0.12968 | -0.14918 | -0.16814 | -0.1869 | -0.20544
| Stair Occ Sensor_Com, E/G - IntL | E | Yes | Health Service | Interior Lighting | RET | -0.18466 | -0.36591 | -0.55901 | -0.7525 | -0.94412 | -1.1371 | -1.3265 | -1.5205 | -1.7134 | -1.9018
| Int Delamping_Com, E/G - IntL | E | Yes | Health Service | Interior Lighting | RET | -0.017665 | -0.035004 | -0.053476 | -0.071986 | -0.090317 | -0.10878 | -0.1269 | -0.14546 | -0.16391 | -0.18194
| Int Ltg Dsgn_Com, E/G - IntL | E | Yes | Health Service | Interior Lighting | NC | -0.039106 | -0.076276 | -0.11192 | -0.14655 | -0.17909 | -0.21142 | -0.24322 | -0.27412 | -0.3047 | -0.33493
| Guest Room EM_Com, G - Heat [Building w Gas Heat] | G | Yes | Lodging | Space Heating | RET | 13.9814 | 27.945 | 41.9119 | 55.784 | 69.6276 | 83.4775 | 97.3697 | 111.3147 | 111.3597 | 111.4921
| DCV_Com, G - Heat [Building w Gas Heat] | G | Yes | Lodging | Space Heating | RET | 5.6514 | 11.2955 | 16.941 | 22.5482 | 28.1439 | 33.7421 | 39.3574 | 44.994 | 50.6636 | 56.3613
| Optimized Unitary AC Sys_Com, G - Heat [Building w Gas Heat] | G | Yes | Lodging | Space Heating | NC | 2.146 | 4.1795 | 6.1486 | 8.0364 | 9.8383 | 11.5872 | 13.3234 | 15.0565 | 16.7922 | 18.5221
| Cool Roof_Com, G - Heat [Building w Gas Heat] | G | No | Lodging | Space Heating | NC | -0.11713 | -0.22813 | -0.3356 | -0.43864 | -0.53699 | -0.63245 | -0.72722 | -0.82181 | -0.91655 | -1.011
| Cool Roof_Com, G - Heat [Building w Gas Heat] | G | No | Lodging | Space Heating | RET | -0.61154 | -1.2223 | -1.8332 | -2.44 | -3.0455 | -3.6513 | -4.2589 | -4.8689 | -5.4824 | -6.0989
| Programmable TStat_Com, G - Heat [Building w Gas Heat] | G | Yes | Lodging | Space Heating | NC | 0 | 0 | 0 | 0 | 0 | 0 | 0 | 0 | 0 | 0
| Programmable TStat_Com, G - Heat [Building w Gas Heat] | G | Yes | Lodging | Space Heating | RET | 0 | 0 | 0 | 0 | 0 | 0 | 0 | 0 | 0 | 0
| Smart TStat_Com, G - Heat [Building w Gas Heat] | G | Yes | Lodging | Space Heating | NC | 0.25596 | 0.4985 | 0.73336 | 0.95853 | 1.1734 | 1.382 | 1.5891 | 1.7958 | 2.0029 | 2.2092
| Smart TStat_Com, G - Heat [Building w Gas Heat] | G | Yes | Lodging | Space Heating | RET | 0.93966 | 1.8781 | 2.8168 | 3.7491 | 4.6795 | 5.6104 | 6.544 | 7.4812 | 8.4239 | 9.3713
| Boiler Blowdown Controls_Com, G - Heat | G | No | Lodging | Space Heating | RET | 0.849 | 1.6969 | 2.545 | 3.3874 | 4.228 | 4.22 | 4.2157 | 4.2144 | 4.2237 | 4.2391
| Boiler Modifications_Com, G - Heat | G | Yes | Lodging | Space Heating | RET | 2.6633 | 5.3233 | 7.9839 | 10.6264 | 13.2635 | 15.9018 | 18.5481 | 21.2045 | 22.0237 | 22.0479
| Boilers_Com, G - Heat | G | No | Lodging | Space Heating | NC | 0.83001 | 1.6165 | 2.3781 | 3.1083 | 3.8052 | 4.4816 | 5.1531 | 5.8234 | 6.4947 | 7.1638
| Boilers_Com, G - Heat | G | No | Lodging | Space Heating | RET | 6.2259 | 11.9883 | 17.3297 | 22.2461 | 26.793 | 31.0086 | 34.9272 | 38.5725 | 41.9704 | 45.135
| Boilers_Com, G - Heat | G | No | Lodging | Space Heating | REPL | 3.3988 | 6.1143 | 8.491 | 10.5143 | 12.1969 | 13.5436 | 14.5568 | 15.2347 | 15.5757 | 15.5757
| Furnace_Com, G - Heat | G | Yes | Lodging | Space Heating | NC | 0.29946 | 0.58323 | 0.858 | 1.1214 | 1.3729 | 1.6169 | 1.8592 | 2.1011 | 2.3433 | 2.5847
| Furnace_Com, G - Heat | G | No | Lodging | Space Heating | RET | 1.8596 | 3.6042 | 5.2433 | 6.7726 | 8.2061 | 9.5533 | 10.8227 | 12.0195 | 13.1504 | 14.2179
| Furnace_Com, G - Heat | G | Yes | Lodging | Space Heating | REPL | 1.3329 | 2.3978 | 3.3299 | 4.1233 | 4.7832 | 5.3114 | 5.7087 | 5.9746 | 6.1083 | 6.1083
| Unit Heater_Com, G - Heat | G | Yes | Lodging | Space Heating | NC | 0.072678 | 0.14155 | 0.20823 | 0.27217 | 0.33319 | 0.39242 | 0.45122 | 0.50992 | 0.5687 | 0.62729
| Unit Heater_Com, G - Heat | G | Yes | Lodging | Space Heating | RET | 0.58853 | 1.1298 | 1.6284 | 2.0844 | 2.5035 | 2.8896 | 3.2463 | 3.576 | 3.9056 | 4.2349
| Unit Heater_Com, G - Heat | G | Yes | Lodging | Space Heating | REPL | 0.43766 | 0.78733 | 1.0934 | 1.3539 | 1.5706 | 1.744 | 1.8745 | 1.9618 | 2.0237 | 2.0598
| Destratification Fans_Com, G - Heat | G | No | Lodging | Space Heating | NC | 0.16697 | 0.32518 | 0.47838 | 0.62527 | 0.76546 | 0.90153 | 1.0366 | 1.1715 | 1.3065 | 1.4411
| Destratification Fans_Com, G - Heat | G | No | Lodging | Space Heating | RET | 0.81393 | 1.5862 | 2.32 | 3.0124 | 3.6688 | 4.2927 | 4.8872 | 5.5443 | 6.263 | 7.0402
| Destratification Fans_Com, G - Heat | G | No | Lodging | Space Heating | REPL | 1.1395 | 2.05 | 2.8468 | 3.5251 | 4.0893 | 4.5408 | 4.8805 | 5.2341 | 5.6024 | 5.9854
| Energy Recovery Ventilator_Com, G - Heat | G | Yes | Lodging | Space Heating | NC | 0.45803 | 0.89206 | 1.3123 | 1.7153 | 2.0999 | 2.4731 | 2.8437 | 3.2136 | 3.5841 | 3.9533
| Energy Recovery Ventilator_Com, G - Heat | G | Yes | Lodging | Space Heating | RET | 3.9856 | 7.6278 | 10.9612 | 13.9905 | 16.7567 | 19.2889 | 21.6129 | 23.88 | 26.0998 | 28.2749
| Energy Recovery Ventilator_Com, G - Heat | G | Yes | Lodging | Space Heating | REPL | 3.126 | 5.6236 | 7.8095 | 9.6704 | 11.218 | 12.4566 | 13.3884 | 14.1159 | 14.6386 | 14.9537
| Forced Air Heating Maintenance_Com, G - Heat | G | No | Lodging | Space Heating | RET | 0.035157 | 0.070268 | 0.10539 | 0.14027 | 0.17508 | 0.17475 | 0.17457 | 0.17452 | 0.1749 | 0.17554
| Steam Trap Maintenance_Com, G - Heat | G | Yes | Lodging | Space Heating | RET | 1.0541 | 2.1069 | 3.1599 | 4.2058 | 5.2495 | 6.2937 | 6.287 | 6.2856 | 6.2901 | 6.307
| Windows_Com, G - Heat [Building w Gas Heat] | G | No | Lodging | Space Heating | NC | 0.52259 | 1.0178 | 1.4973 | 1.957 | 2.3958 | 2.8217 | 3.2445 | 3.6666 | 4.0892 | 4.5105
| Window Film_Com, G - Heat [Building w Gas Heat] | G | No | Lodging | Space Heating | RET | 0 | 0 | 0 | 0 | 0 | 0 | 0 | 0 | 0 | 0
| Kitchen DCV_Com, G - Heat [Building w Gas Heat] | G | Yes | Lodging | Space Heating | NC | 0.34222 | 0.66651 | 0.98051 | 1.2816 | 1.5689 | 1.8478 | 2.1247 | 2.4011 | 2.6779 | 2.9537
| Kitchen DCV_Com, G - Heat [Building w Gas Heat] | G | Yes | Lodging | Space Heating | RET | 3.2581 | 6.2095 | 8.887 | 11.299 | 13.4822 | 15.4633 | 17.2656 | 18.9571 | 20.5511 | 22.0551
| Kitchen DCV_Com, G - Heat [Building w Gas Heat] | G | Yes | Lodging | Space Heating | REPL | 2.3356 | 4.2017 | 5.8349 | 7.2253 | 8.3815 | 9.307 | 10.0032 | 10.5053 | 10.8125 | 10.9224
| Duct Sealing Regulated_Com, G - Heat [Building w Gas Heat] | G | Yes | Lodging | Space Heating | RET | 2.0265 | 4.0504 | 6.0748 | 8.0854 | 10.0919 | 12.0993 | 14.1129 | 16.1341 | 18.1671 | 20.2101
| Ovens_Com, G - Cook | G | Yes | Lodging | Cooking | NC | 0.0024163 | 0.0047059 | 0.0069229 | 0.0090485 | 0.011077 | 0.013046 | 0.015001 | 0.016953 | 0.018907 | 0.020855
| Ovens_Com, G - Cook | G | Yes | Lodging | Cooking | REPL | 0.020613 | 0.0412 | 0.061791 | 0.082243 | 0.10265 | 0.12307 | 0.14355 | 0.16411 | 0.18479 | 0.20557
| Fryers_Com, G - Cook | G | Yes | Lodging | Cooking | NC | 0.00054204 | 0.0010557 | 0.001553 | 0.0020299 | 0.002485 | 0.0029267 | 0.0033653 | 0.003803 | 0.0042414 | 0.0046784
| Fryers_Com, G - Cook | G | Yes | Lodging | Cooking | REPL | 0.0046241 | 0.0092424 | 0.013862 | 0.01845 | 0.023028 | 0.027609 | 0.032203 | 0.036816 | 0.041455 | 0.046117
| Griddles_Com, G - Cook | G | Yes | Lodging | Cooking | NC | 0.00073568 | 0.0014328 | 0.0021078 | 0.002755 | 0.0033727 | 0.0039723 | 0.0045675 | 0.0051616 | 0.0057566 | 0.0063497
| Griddles_Com, G - Cook | G | Yes | Lodging | Cooking | REPL | 0.006276 | 0.012544 | 0.018814 | 0.025041 | 0.031255 | 0.037472 | 0.043708 | 0.049967 | 0.056264 | 0.062591
| Steamers_Com, G - Cook | G | Yes | Lodging | Cooking | NC | 0.0012097 | 0.002356 | 0.003466 | 0.0045302 | 0.0055459 | 0.0065317 | 0.0075104 | 0.0084874 | 0.0094658 | 0.010441
| Steamers_Com, G - Cook | G | Yes | Lodging | Cooking | REPL | 0.01032 | 0.020627 | 0.030936 | 0.041175 | 0.051393 | 0.061616 | 0.07187 | 0.082163 | 0.092516 | 0.10292
| Clothes Washer Elec WH_Com, G - Oth [unit w/ gas dry - Dryer] | G | Yes | Lodging | Other | NC | 0.00096403 | 0.0018775 | 0.0027621 | 0.0036101 | 0.0044196 | 0.0052052 | 0.0059851 | 0.0058076 | 0.0056896 | 0.005606
| Clothes Washer Elec WH_Com, G - Oth [unit w/ gas dry - Dryer] | G | Yes | Lodging | Other | REPL | 0.014098 | 0.028179 | 0.042263 | 0.056251 | 0.07021 | 0.084176 | 0.098184 | 0.098148 | 0.098211 | 0.098341
| Clothes Washer Gas WH_Com, G - HWat [unit w/ elec dry - Water Heater] | G | Yes | Lodging | Water Heating | NC | 0.44583 | 0.86829 | 1.2774 | 1.6696 | 2.0439 | 2.4072 | 2.7679 | 2.6858 | 2.6312 | 2.5926
| Clothes Washer Gas WH_Com, G - HWat [unit w/ elec dry - Water Heater] | G | Yes | Lodging | Water Heating | REPL | 6.52 | 13.0317 | 19.545 | 26.014 | 32.4698 | 38.9285 | 45.4069 | 45.3899 | 45.4192 | 45.4794
| Clothes Washer Gas WH_Com, G - Oth [unit w/ gas dry - Dryer] | G | Yes | Lodging | Other | NC | 0.0075194 | 0.014645 | 0.021544 | 0.028159 | 0.034473 | 0.040601 | 0.046684 | 0.045299 | 0.044379 | 0.043726
| Clothes Washer Gas WH_Com, G - Oth [unit w/ gas dry - Dryer] | G | Yes | Lodging | Other | REPL | 0.10997 | 0.21979 | 0.32965 | 0.43875 | 0.54764 | 0.65657 | 0.76584 | 0.76555 | 0.76605 | 0.76706
| Clothes Washer Gas WH_Com, G - HWat [unit w/ gas dry - Water Heater] | G | Yes | Lodging | Water Heating | NC | 1.7387 | 3.3863 | 4.9817 | 6.5113 | 7.9712 | 9.3882 | 10.7949 | 10.4746 | 10.2618 | 10.111
| Clothes Washer Gas WH_Com, G - HWat [unit w/ gas dry - Water Heater] | G | Yes | Lodging | Water Heating | REPL | 25.428 | 50.8237 | 76.2254 | 101.4546 | 126.6322 | 151.821 | 177.0869 | 177.0206 | 177.1349 | 177.3696
| Clothes Washer Gas WH_Com, G - HWat [unit w/ propane dry - Water Heater] | G | Yes | Lodging | Water Heating | NC | 0.089166 | 0.17366 | 0.25547 | 0.33391 | 0.40878 | 0.48145 | 0.55359 | 0.53716 | 0.52625 | 0.51851
| Clothes Washer Gas WH_Com, G - HWat [unit w/ propane dry - Water Heater] | G | Yes | Lodging | Water Heating | REPL | 1.304 | 2.6063 | 3.909 | 5.2028 | 6.494 | 7.7857 | 9.0814 | 9.078 | 9.0838 | 9.0959
| Clothes Washer Oil WH_Com, G - Oth [unit w/ gas dry - Dryer] | G | Yes | Lodging | Other | NC | 0.00038561 | 0.00075101 | 0.0011048 | 0.0014441 | 0.0017678 | 0.0020821 | 0.0023941 | 0.002323 | 0.0022758 | 0.0022424
| Clothes Washer Oil WH_Com, G - Oth [unit w/ gas dry - Dryer] | G | Yes | Lodging | Other | REPL | 0.0056393 | 0.011272 | 0.016905 | 0.0225 | 0.028084 | 0.03367 | 0.039274 | 0.039259 | 0.039284 | 0.039336
| Clothes Washer Propane WH_Com, G - Oth [unit w/ gas dry - Dryer] | G | Yes | Lodging | Other | NC | 0.00019281 | 0.00037551 | 0.00055241 | 0.00072203 | 0.00088391 | 0.001041 | 0.001197 | 0.0011615 | 0.0011379 | 0.0011212
| Clothes Washer Propane WH_Com, G - Oth [unit w/ gas dry - Dryer] | G | Yes | Lodging | Other | REPL | 0.0028197 | 0.0056358 | 0.0084525 | 0.01125 | 0.014042 | 0.016835 | 0.019637 | 0.01963 | 0.019642 | 0.019668
| Ozone Laundry_Com, G - HWat | G | Yes | Lodging | Water Heating | RET | 15.8114 | 31.6027 | 47.3978 | 63.0856 | 78.7413 | 94.404 | 110.1145 | 125.8847 | 141.7471 | 157.6882
| Dishwasher_Com, G - HWat [Building w gas WH] | G | Yes | Lodging | Water Heating | NC | 0.10138 | 0.19745 | 0.29047 | 0.37965 | 0.46478 | 0.5474 | 0.62942 | 0.71129 | 0.79329 | 0.87501
| Dishwasher_Com, G - HWat [Building w gas WH] | G | Yes | Lodging | Water Heating | REPL | 0.82043 | 1.6398 | 2.4594 | 3.2734 | 4.0857 | 4.8984 | 5.7136 | 6.5319 | 7.355 | 8.1821
| Faucet Aerator_Com, G - HWat | G | Yes | Lodging | Water Heating | RET | 1.6081 | 3.2141 | 4.8206 | 6.4161 | 8.0083 | 9.6013 | 11.1991 | 12.803 | 14.4163 | 16.0376
| Pre Rinse Sprayers_Com, G - HWat | G | Yes | Lodging | Water Heating | RET | 0.24993 | 0.49955 | 0.74922 | 0.77365 | 0.79786 | 0.79574 | 0.79593 | 0.79751 | 0.80062 | 0.80436
| FF Storage Water Heater_Com, G - HWat | G | No | Lodging | Water Heating | NC | 1.356 | 2.6409 | 3.885 | 5.0779 | 6.2164 | 7.3214 | 8.4184 | 9.5135 | 10.6102 | 11.7033
| FF Storage Water Heater_Com, G - HWat | G | No | Lodging | Water Heating | RET | 9.481 | 18.3032 | 26.5248 | 34.1328 | 41.2066 | 47.8003 | 53.9624 | 60.3915 | 67.0865 | 74.0284
| FF Storage Water Heater_Com, G - HWat | G | No | Lodging | Water Heating | REPL | 9.2541 | 16.6479 | 23.119 | 28.628 | 33.2095 | 36.8763 | 39.6348 | 42.131 | 44.3673 | 46.3389
| FF Instantaneous Water Heater_Com, G - HWat | G | No | Lodging | Water Heating | NC | 2.2728 | 4.4264 | 6.5118 | 8.5112 | 10.4195 | 12.2717 | 14.1104 | 15.9459 | 17.7841 | 19.6163
| FF Instantaneous Water Heater_Com, G - HWat | G | No | Lodging | Water Heating | RET | 15.8914 | 30.6785 | 44.459 | 57.211 | 69.0677 | 80.1195 | 90.448 | 100.1075 | 109.1599 | 117.6358
| FF Instantaneous Water Heater_Com, G - HWat | G | No | Lodging | Water Heating | REPL | 11.6333 | 20.928 | 29.0629 | 35.9883 | 41.7476 | 46.3571 | 49.8248 | 52.1454 | 53.3125 | 53.3125
| Clothes Dryer_Com, G - Oth | G | Yes | Lodging | Other | NC | 0.017565 | 0.034209 | 0.050326 | 0.065778 | 0.080526 | 0.094841 | 0.10905 | 0.12324 | 0.13744 | 0.1516
| Clothes Dryer_Com, G - Oth | G | No | Lodging | Other | RET | 0.1711 | 0.32572 | 0.46567 | 0.59143 | 0.705 | 0.80781 | 0.90111 | 0.98783 | 1.0687 | 1.1443
| Clothes Dryer_Com, G - Oth | G | Yes | Lodging | Other | REPL | 0.12844 | 0.23106 | 0.32087 | 0.39733 | 0.46092 | 0.51181 | 0.5501 | 0.5772 | 0.59305 | 0.59754
| Pnemautic to DDC_Com, G - TotF [Building w Gas Heat] | G | Yes | Lodging | Total FF | RET | 2.8121 | 5.6205 | 8.4297 | 11.2197 | 14.0041 | 16.7897 | 19.5838 | 22.3885 | 25.2096 | 28.0447
| RCx_Com, G - TotF [Building w Gas Heat] | G | Yes | Lodging | Total FF | RET | 6.1336 | 12.2594 | 18.3867 | 24.4724 | 30.5456 | 36.6215 | 42.716 | 48.8336 | 48.8534 | 48.9115
| Commissioning_Com, G - TotF [Building w Gas Heat] | G | Yes | Lodging | Total FF | NC | 0 | 0 | 0 | 0 | 0 | 0 | 0 | 0 | 0 | 0
| Integrated Building Design_Com, G - TotF [Building w Gas Heat] | G | Yes | Lodging | Total FF | NC | 0.50186 | 0.97742 | 1.4379 | 1.8794 | 2.3008 | 2.7098 | 3.1158 | 3.5211 | 3.927 | 4.3316
| Deep Energy Retrofit_Com, G - TotF [Building w Gas Heat] | G | Yes | Lodging | Total FF | RET | 1.7999 | 3.5976 | 5.3956 | 7.1815 | 8.9637 | 10.7466 | 12.5351 | 14.3303 | 16.136 | 17.9507
| EMS_Com, G - TotF [Building w Gas Heat] | G | Yes | Lodging | Total FF | NC | 0.97805 | 1.9049 | 2.8023 | 3.6627 | 4.4839 | 5.281 | 6.0722 | 6.8621 | 7.6532 | 8.4416
| EMS_Com, G - TotF [Building w Gas Heat] | G | Yes | Lodging | Total FF | RET | 12.2095 | 24.4034 | 36.6003 | 48.7143 | 60.8035 | 72.8981 | 85.0298 | 97.2074 | 109.4562 | 121.7658
| Int Ltg Ctrls_Com, E/G - IntL | E | Yes | Lodging | Interior Lighting | RET | -0.62337 | -1.2352 | -1.8871 | -2.5402 | -3.1871 | -3.8385 | -4.4779 | -5.1329 | -5.1606 | -5.1849
| Exit Sign RetFit_Com, E/G - IntL | E | Yes | Lodging | Interior Lighting | RET | -0.032779 | -0.064952 | -0.099228 | -0.13357 | -0.16759 | -0.20184 | -0.23546 | -0.26991 | -0.30414 | -0.33759
| LED HiLo Bay_Com, E/G - IntL | E | Yes | Lodging | Interior Lighting | NC | -0.00073973 | -0.0014429 | -0.0021171 | -0.0027722 | -0.0033877 | -0.0039992 | -0.0046008 | -0.0051853 | -0.0057638 | -0.0063357
| LED HiLo Bay_Com, E/G - IntL | E | Yes | Lodging | Interior Lighting | RET | -0.0075932 | -0.014544 | -0.021451 | -0.027906 | -0.033868 | -0.039467 | -0.044594 | -0.049492 | -0.054032 | -0.058614
| LED HiLo Bay_Com, E/G - IntL | E | Yes | Lodging | Interior Lighting | REPL | -0.0039515 | -0.0070544 | -0.0099468 | -0.012431 | -0.014481 | -0.016133 | -0.017349 | -0.018179 | -0.018592 | -0.018823
| Repl Scre_Com, E/G - IntL | E | Yes | Lodging | Interior Lighting | NC | -0.12134 | -0.23667 | -0.11533 | 0 | 0 | 0 | 0 | 0 | 0 | 0
| Repl Scre_Com, E/G - IntL | E | Yes | Lodging | Interior Lighting | RET | -0.24842 | -0.49225 | -0.24383 | 0 | 0 | 0 | 0 | 0 | 0 | 0
| Repl Scre_Com, E/G - IntL | E | Yes | Lodging | Interior Lighting | REPL | -6.2276 | -12.3402 | -6.1126 | 0 | 0 | 0 | 0 | 0 | 0 | 0
| Lin LED Fixture_Com, E/G - IntL | E | Yes | Lodging | Interior Lighting | NC | -0.0071202 | -0.013888 | -0.020378 | -0.026684 | -0.032608 | -0.038494 | -0.044284 | -0.049911 | -0.055479 | -0.060983
| Lin LED Fixture_Com, E/G - IntL | E | No | Lodging | Interior Lighting | RET | -0.065852 | -0.12544 | -0.18395 | -0.238 | -0.28735 | -0.33315 | -0.37461 | -0.41375 | -0.45256 | -0.49039
| Lin LED Fixture_Com, E/G - IntL | E | Yes | Lodging | Interior Lighting | REPL | -0.044043 | -0.078626 | -0.11086 | -0.13855 | -0.1614 | -0.17981 | -0.19337 | -0.20262 | -0.20919 | -0.21304
| LED Tube Repl_Com, E/G - IntL | E | Yes | Lodging | Interior Lighting | RET | -0.41431 | -0.78918 | -1.1573 | -1.4974 | -1.8079 | -2.1247 | -2.4395 | -2.7656 | -3.0931 | -3.4159
| LED Tube Repl_Com, E/G - IntL | E | Yes | Lodging | Interior Lighting | REPL | -0.40693 | -0.72646 | -1.0243 | -1.2802 | -1.4913 | -1.6895 | -1.87 | -2.0404 | -2.1954 | -2.3327
| Repl pin CFL wLED_Com, E/G - IntL | E | Yes | Lodging | Interior Lighting | RET | -0.018619 | -0.035726 | -0.052787 | -0.068789 | -0.083624 | -0.099735 | -0.11663 | -0.13497 | -0.15415 | -0.17315
| Repl pin CFL wLED_Com, E/G - IntL | E | Yes | Lodging | Interior Lighting | REPL | -0.053125 | -0.094841 | -0.13373 | -0.16713 | -0.19469 | -0.22296 | -0.25123 | -0.28071 | -0.31052 | -0.34016
| Stair Occ Sensor_Com, E/G - IntL | E | Yes | Lodging | Interior Lighting | NC | -0.0047731 | -0.0093101 | -0.01366 | -0.017888 | -0.021859 | -0.025805 | -0.029687 | -0.033459 | -0.037191 | -0.040881
| Stair Occ Sensor_Com, E/G - IntL | E | Yes | Lodging | Interior Lighting | RET | -0.036747 | -0.072815 | -0.11124 | -0.14974 | -0.18788 | -0.22627 | -0.26397 | -0.30258 | -0.34096 | -0.37846
| Int Delamping_Com, E/G - IntL | E | Yes | Lodging | Interior Lighting | RET | -0.003457 | -0.0068502 | -0.010465 | -0.014087 | -0.017675 | -0.021287 | -0.024833 | -0.028466 | -0.032076 | -0.035604
| Int Ltg Dsgn_Com, E/G - IntL | E | Yes | Lodging | Interior Lighting | NC | -0.01606 | -0.031325 | -0.045963 | -0.060187 | -0.073549 | -0.086826 | -0.099886 | -0.11258 | -0.12514 | -0.13755
| DCV_Com, G - Heat [Building w Gas Heat] | G | Yes | Small Retail | Space Heating | RET | 63.3125 | 126.5446 | 189.7916 | 252.6089 | 315.2979 | 378.0149 | 440.9236 | 504.0711 | 567.5877 | 631.4192
| Optimized Unitary AC Sys_Com, G - Heat [Building w Gas Heat] | G | Yes | Small Retail | Space Heating | NC | 24.0417 | 46.8234 | 68.8827 | 90.0329 | 110.2191 | 129.8122 | 149.2627 | 168.6793 | 188.1242 | 207.5045
| Cool Roof_Com, G - Heat [Building w Gas Heat] | G | No | Small Retail | Space Heating | NC | -1.5721 | -3.0617 | -4.5041 | -5.8871 | -7.2071 | -8.4882 | -9.7601 | -11.0297 | -12.3012 | -13.5684
| Cool Roof_Com, G - Heat [Building w Gas Heat] | G | No | Small Retail | Space Heating | RET | -8.2076 | -16.4047 | -24.6038 | -32.7471 | -40.8739 | -49.0042 | -57.1595 | -65.3456 | -73.5797 | -81.8545
| Programmable TStat_Com, G - Heat [Building w Gas Heat] | G | Yes | Small Retail | Space Heating | NC | 0 | 0 | 0 | 0 | 0 | 0 | 0 | 0 | 0 | 0
| Programmable TStat_Com, G - Heat [Building w Gas Heat] | G | Yes | Small Retail | Space Heating | RET | 0 | 0 | 0 | 0 | 0 | 0 | 0 | 0 | 0 | 0
| Smart TStat_Com, G - Heat [Building w Gas Heat] | G | Yes | Small Retail | Space Heating | NC | 7.3011 | 14.2195 | 20.9186 | 27.3416 | 33.4718 | 39.4219 | 45.3287 | 51.2253 | 57.1304 | 63.0159
| Smart TStat_Com, G - Heat [Building w Gas Heat] | G | Yes | Small Retail | Space Heating | RET | 26.8033 | 53.5726 | 80.3482 | 106.9419 | 133.4812 | 160.0324 | 186.6648 | 213.3983 | 240.288 | 267.311
| Boiler Blowdown Controls_Com, G - Heat | G | No | Small Retail | Space Heating | RET | 5.6454 | 11.2836 | 16.9232 | 22.5244 | 28.1142 | 28.0611 | 28.0323 | 28.0234 | 28.0858 | 28.1877
| Boiler Modifications_Com, G - Heat | G | Yes | Small Retail | Space Heating | RET | 17.7099 | 35.3972 | 53.0888 | 70.6601 | 88.1956 | 105.7389 | 123.3358 | 140.9995 | 146.4465 | 146.6074
| Boilers_Com, G - Heat | G | Yes | Small Retail | Space Heating | NC | 5.5191 | 10.749 | 15.8131 | 20.6684 | 25.3025 | 29.8004 | 34.2655 | 38.7229 | 43.1868 | 47.6359
| Boilers_Com, G - Heat | G | No | Small Retail | Space Heating | RET | 41.3991 | 79.7161 | 115.2338 | 147.9255 | 178.1598 | 206.1913 | 232.2483 | 256.4877 | 279.0823 | 300.1251
| Boilers_Com, G - Heat | G | Yes | Small Retail | Space Heating | REPL | 22.6 | 40.6571 | 56.4608 | 69.9147 | 81.1034 | 90.0584 | 96.7952 | 101.3034 | 103.5707 | 103.5707
| Furnace_Com, G - Heat | G | Yes | Small Retail | Space Heating | NC | 7.1344 | 13.8949 | 20.441 | 26.7173 | 32.7076 | 38.5218 | 44.2938 | 50.0556 | 55.8259 | 61.5771
| Furnace_Com, G - Heat | G | No | Small Retail | Space Heating | RET | 44.3034 | 85.8664 | 124.9174 | 161.3504 | 195.5035 | 227.5991 | 257.8401 | 286.3544 | 313.2956 | 338.728
| Furnace_Com, G - Heat | G | Yes | Small Retail | Space Heating | REPL | 31.7546 | 57.126 | 79.3312 | 98.2349 | 113.9558 | 126.5382 | 136.0038 | 142.3382 | 145.5239 | 145.5239
| Unit Heater_Com, G - Heat | G | Yes | Small Retail | Space Heating | NC | 3.0923 | 6.0226 | 8.86 | 11.5804 | 14.1768 | 16.697 | 19.1987 | 21.6962 | 24.1973 | 26.69
| Unit Heater_Com, G - Heat | G | Yes | Small Retail | Space Heating | RET | 25.0409 | 48.0716 | 69.2857 | 88.6889 | 106.5208 | 122.9496 | 138.125 | 152.1531 | 166.1764 | 180.1891
| Unit Heater_Com, G - Heat | G | Yes | Small Retail | Space Heating | REPL | 18.6215 | 33.4998 | 46.5214 | 57.607 | 66.826 | 74.2046 | 79.7554 | 83.47 | 86.1037 | 87.6423
| Energy Recovery Ventilator_Com, G - Heat | G | Yes | Small Retail | Space Heating | NC | 6.1473 | 11.9725 | 17.613 | 23.021 | 28.1825 | 33.1924 | 38.1658 | 43.1305 | 48.1024 | 53.0579
| Energy Recovery Ventilator_Com, G - Heat | G | Yes | Small Retail | Space Heating | RET | 53.4915 | 102.3739 | 147.112 | 187.7692 | 224.8945 | 258.8794 | 290.0706 | 320.4972 | 350.2892 | 379.4816
| Energy Recovery Ventilator_Com, G - Heat | G | Yes | Small Retail | Space Heating | REPL | 41.9541 | 75.4747 | 104.8122 | 129.7877 | 150.5582 | 167.1819 | 179.6879 | 189.4517 | 196.4665 | 200.6963
| Forced Air Heating Maintenance_Com, G - Heat | G | No | Small Retail | Space Heating | RET | 0.83757 | 1.6741 | 2.5108 | 3.3418 | 4.1711 | 4.1633 | 4.159 | 4.1577 | 4.1669 | 4.182
| Infrared Heater_Com, G - Heat | G | Yes | Small Retail | Space Heating | NC | 0.86685 | 1.6883 | 2.4836 | 3.2462 | 3.9741 | 4.6805 | 5.3818 | 6.0819 | 6.783 | 7.4818
| Infrared Heater_Com, G - Heat | G | Z | Small Retail | Space Heating | RET | 0 | 0 | 0 | 0 | 0 | 0 | 0 | 0 | 0 | 0
| Infrared Heater_Com, G - Heat | G | Yes | Small Retail | Space Heating | REPL | 5.22 | 9.3907 | 13.0409 | 16.1484 | 18.7327 | 20.8011 | 22.3571 | 23.3984 | 24.8602 | 26.7458
| Steam Trap Maintenance_Com, G - Heat | G | Yes | Small Retail | Space Heating | RET | 7.0094 | 14.0098 | 21.0119 | 27.9665 | 34.9068 | 41.8502 | 41.8055 | 41.7962 | 41.826 | 41.9383
| Windows_Com, G - Heat [Building w Gas Heat] | G | Yes | Small Retail | Space Heating | NC | 7.0138 | 13.66 | 20.0954 | 26.2656 | 32.1546 | 37.8705 | 43.5449 | 49.2094 | 54.8821 | 60.536
| Window Film_Com, G - Heat [Building w Gas Heat] | G | No | Small Retail | Space Heating | RET | 0 | 0 | 0 | 0 | 0 | 0 | 0 | 0 | 0 | 0
| Kitchen DCV_Com, G - Heat [Building w Gas Heat] | G | Yes | Small Retail | Space Heating | NC | 0.080266 | 0.15633 | 0.22997 | 0.30059 | 0.36798 | 0.43339 | 0.49833 | 0.56316 | 0.62808 | 0.69278
| Kitchen DCV_Com, G - Heat [Building w Gas Heat] | G | Yes | Small Retail | Space Heating | RET | 0.76418 | 1.4564 | 2.0844 | 2.6501 | 3.1622 | 3.6268 | 4.0496 | 4.4463 | 4.8201 | 5.1729
| Kitchen DCV_Com, G - Heat [Building w Gas Heat] | G | Yes | Small Retail | Space Heating | REPL | 0.5478 | 0.98548 | 1.3685 | 1.6946 | 1.9658 | 2.1829 | 2.3462 | 2.464 | 2.536 | 2.5618
| Duct Sealing Regulated_Com, G - Heat [Building w Gas Heat] | G | Yes | Small Retail | Space Heating | RET | 27.1976 | 54.3607 | 81.5302 | 108.5151 | 135.4448 | 162.3866 | 189.4108 | 216.5375 | 243.8228 | 271.2434
| Ovens_Com, G - Cook | G | Yes | Small Retail | Cooking | NC | 0.66088 | 1.2871 | 1.8935 | 2.4749 | 3.0298 | 3.5684 | 4.1031 | 4.6368 | 5.1714 | 5.7041
| Ovens_Com, G - Cook | G | Yes | Small Retail | Cooking | REPL | 5.638 | 11.2687 | 16.9009 | 22.4947 | 28.0772 | 33.6621 | 39.2641 | 44.8873 | 50.5435 | 56.2276
| Fryers_Com, G - Cook | G | Yes | Small Retail | Cooking | NC | 0.14826 | 0.28874 | 0.42478 | 0.5552 | 0.67969 | 0.80051 | 0.92045 | 1.0402 | 1.1601 | 1.2796
| Fryers_Com, G - Cook | G | Yes | Small Retail | Cooking | REPL | 1.2648 | 2.5279 | 3.7914 | 5.0463 | 6.2986 | 7.5515 | 8.8082 | 10.0697 | 11.3385 | 12.6136
| Griddles_Com, G - Cook | G | Yes | Small Retail | Cooking | NC | 0.20122 | 0.3919 | 0.57652 | 0.75354 | 0.92249 | 1.0865 | 1.2493 | 1.4118 | 1.5745 | 1.7367
| Griddles_Com, G - Cook | G | Yes | Small Retail | Cooking | REPL | 1.7166 | 3.431 | 5.1458 | 6.849 | 8.5487 | 10.2491 | 11.9548 | 13.6669 | 15.3891 | 17.1197
| Steamers_Com, G - Cook | G | Yes | Small Retail | Cooking | NC | 0.33087 | 0.64441 | 0.948 | 1.2391 | 1.5169 | 1.7865 | 2.0542 | 2.3214 | 2.5891 | 2.8558
| Steamers_Com, G - Cook | G | Yes | Small Retail | Cooking | REPL | 2.8227 | 5.6417 | 8.4615 | 11.2621 | 14.0569 | 16.853 | 19.6577 | 22.473 | 25.3047 | 28.1505
| Clothes Washer Gas WH_Com, G - HWat [unit w/ elec dry - Water Heater] | G | Yes | Small Retail | Water Heating | NC | 0.00204 | 0.0039731 | 0.0058449 | 0.0076396 | 0.0093524 | 0.011015 | 0.012665 | 0.01229 | 0.01204 | 0.011863
| Clothes Washer Gas WH_Com, G - HWat [unit w/ elec dry - Water Heater] | G | Yes | Small Retail | Water Heating | REPL | 0.029834 | 0.05963 | 0.089433 | 0.11903 | 0.14857 | 0.17813 | 0.20777 | 0.20769 | 0.20783 | 0.2081
| Clothes Washer Gas WH_Com, G - HWat [unit w/ gas dry - Water Heater] | G | Yes | Small Retail | Water Heating | NC | 0.007956 | 0.015495 | 0.022795 | 0.029794 | 0.036474 | 0.042958 | 0.049395 | 0.047929 | 0.046956 | 0.046266
| Clothes Washer Gas WH_Com, G - HWat [unit w/ gas dry - Water Heater] | G | Yes | Small Retail | Water Heating | REPL | 0.11635 | 0.23256 | 0.34879 | 0.46423 | 0.57944 | 0.6947 | 0.81031 | 0.81001 | 0.81053 | 0.8116
| Clothes Washer Gas WH_Com, G - HWat [unit w/ propane dry - Water Heater] | G | Yes | Small Retail | Water Heating | NC | 0.000408 | 0.00079462 | 0.001169 | 0.0015279 | 0.0018705 | 0.002203 | 0.0025331 | 0.0024579 | 0.002408 | 0.0023726
| Clothes Washer Gas WH_Com, G - HWat [unit w/ propane dry - Water Heater] | G | Yes | Small Retail | Water Heating | REPL | 0.0059668 | 0.011926 | 0.017887 | 0.023807 | 0.029715 | 0.035626 | 0.041554 | 0.041539 | 0.041566 | 0.041621
| Dishwasher_Com, G - HWat [Building w gas WH] | G | Yes | Small Retail | Water Heating | NC | 0.00020875 | 0.00040656 | 0.0005981 | 0.00078174 | 0.00095702 | 0.0011271 | 0.001296 | 0.0014646 | 0.0016335 | 0.0018017
| Dishwasher_Com, G - HWat [Building w gas WH] | G | Yes | Small Retail | Water Heating | REPL | 0.0016893 | 0.0033765 | 0.0050641 | 0.0067402 | 0.0084129 | 0.010086 | 0.011765 | 0.01345 | 0.015145 | 0.016848
| Faucet Aerator_Com, G - HWat | G | Yes | Small Retail | Water Heating | RET | 2.4834 | 4.9637 | 7.4445 | 9.9085 | 12.3674 | 14.8275 | 17.2951 | 19.772 | 22.2634 | 24.7672
| Pre Rinse Sprayers_Com, G - HWat | G | Yes | Small Retail | Water Heating | RET | 1.6265 | 3.2509 | 4.8756 | 5.0346 | 5.1922 | 5.1784 | 5.1796 | 5.1899 | 5.2102 | 5.2345
| FF Storage Water Heater_Com, G - HWat | G | No | Small Retail | Water Heating | NC | 0.34901 | 0.67972 | 0.99995 | 1.307 | 1.6 | 1.8844 | 2.1668 | 2.4487 | 2.7309 | 3.0123
| FF Storage Water Heater_Com, G - HWat | G | No | Small Retail | Water Heating | RET | 2.4403 | 4.711 | 6.8271 | 8.7853 | 10.606 | 12.3032 | 13.8892 | 15.544 | 17.2672 | 19.054
| FF Storage Water Heater_Com, G - HWat | G | No | Small Retail | Water Heating | REPL | 2.3819 | 4.285 | 5.9505 | 7.3685 | 8.5477 | 9.4915 | 10.2015 | 10.844 | 11.4196 | 11.927
| FF Instantaneous Water Heater_Com, G - HWat | G | No | Small Retail | Water Heating | NC | 0.58498 | 1.1393 | 1.676 | 2.1907 | 2.6818 | 3.1586 | 3.6318 | 4.1043 | 4.5774 | 5.049
| FF Instantaneous Water Heater_Com, G - HWat | G | No | Small Retail | Water Heating | RET | 4.0902 | 7.8963 | 11.4432 | 14.7254 | 17.7771 | 20.6217 | 23.2801 | 25.7664 | 28.0963 | 30.2779
| FF Instantaneous Water Heater_Com, G - HWat | G | No | Small Retail | Water Heating | REPL | 2.9943 | 5.3866 | 7.4804 | 9.2629 | 10.7453 | 11.9317 | 12.8243 | 13.4216 | 13.722 | 13.722
| Pnemautic to DDC_Com, G - TotF [Building w Gas Heat] | G | Yes | Small Retail | Total FF | RET | 12.4129 | 24.81 | 37.21 | 49.5258 | 61.8165 | 74.1126 | 86.4463 | 98.8268 | 111.2797 | 123.7944
| RCx_Com, G - TotF [Building w Gas Heat] | G | Yes | Small Retail | Total FF | RET | 27.0749 | 54.1153 | 81.1622 | 108.0253 | 134.8335 | 161.6537 | 188.5559 | 215.5602 | 215.6475 | 215.9038
| Commissioning_Com, G - TotF [Building w Gas Heat] | G | Yes | Small Retail | Total FF | NC | 0 | 0 | 0 | 0 | 0 | 0 | 0 | 0 | 0 | 0
| Integrated Building Design_Com, G - TotF [Building w Gas Heat] | G | Yes | Small Retail | Total FF | NC | 2.2153 | 4.3145 | 6.3471 | 8.296 | 10.156 | 11.9614 | 13.7536 | 15.5427 | 17.3345 | 19.1202
| Deep Energy Retrofit_Com, G - TotF [Building w Gas Heat] | G | Yes | Small Retail | Total FF | RET | 7.9452 | 15.8802 | 23.8172 | 31.7002 | 39.5671 | 47.4376 | 55.3321 | 63.2565 | 71.2273 | 79.2376
| EMS_Com, G - TotF [Building w Gas Heat] | G | Yes | Small Retail | Total FF | NC | 4.3173 | 8.4083 | 12.3697 | 16.1677 | 19.7927 | 23.3111 | 26.8039 | 30.2907 | 33.7825 | 37.2628
| EMS_Com, G - TotF [Building w Gas Heat] | G | Yes | Small Retail | Total FF | RET | 53.8948 | 107.721 | 161.5601 | 215.0333 | 268.3973 | 321.7851 | 375.3362 | 429.0904 | 483.1589 | 537.4955
| Int Ltg Ctrls_Com, E/G - IntL | E | Yes | Small Retail | Interior Lighting | RET | -2.512 | -4.9776 | -7.6043 | -10.2363 | -12.843 | -15.4678 | -18.0447 | -20.6841 | -20.7957 | -20.8934
| Exit Sign RetFit_Com, E/G - IntL | E | Yes | Small Retail | Interior Lighting | RET | -0.10473 | -0.20752 | -0.31704 | -0.42677 | -0.53545 | -0.64488 | -0.75232 | -0.86236 | -0.97174 | -1.0786
| LED HiLo Bay_Com, E/G - IntL | E | Yes | Small Retail | Interior Lighting | NC | -0.030182 | -0.05887 | -0.086378 | -0.11311 | -0.13822 | -0.16317 | -0.18772 | -0.21157 | -0.23517 | -0.2585
| LED HiLo Bay_Com, E/G - IntL | E | Yes | Small Retail | Interior Lighting | RET | -0.23442 | -0.44903 | -0.66226 | -0.86153 | -1.0456 | -1.2185 | -1.3768 | -1.528 | -1.6681 | -1.8096
| LED HiLo Bay_Com, E/G - IntL | E | Yes | Small Retail | Interior Lighting | REPL | -0.16123 | -0.28782 | -0.40584 | -0.5072 | -0.59085 | -0.65823 | -0.70785 | -0.74173 | -0.75857 | -0.768
| Repl Scre_Com, E/G - IntL | E | Yes | Small Retail | Interior Lighting | NC | -0.20158 | -0.39319 | -0.19161 | 0 | 0 | 0 | 0 | 0 | 0 | 0
| Repl Scre_Com, E/G - IntL | E | Yes | Small Retail | Interior Lighting | RET | -0.76079 | -1.5075 | -0.74674 | 0 | 0 | 0 | 0 | 0 | 0 | 0
| Repl Scre_Com, E/G - IntL | E | Yes | Small Retail | Interior Lighting | REPL | -10.346 | -20.501 | -10.155 | 0 | 0 | 0 | 0 | 0 | 0 | 0
| Lin LED Fixture_Com, E/G - IntL | E | Yes | Small Retail | Interior Lighting | NC | -0.048467 | -0.094536 | -0.13871 | -0.18164 | -0.22196 | -0.26203 | -0.30144 | -0.33975 | -0.37765 | -0.41512
| Lin LED Fixture_Com, E/G - IntL | E | No | Small Retail | Interior Lighting | RET | -0.29459 | -0.56113 | -0.8229 | -1.0647 | -1.2854 | -1.4904 | -1.6758 | -1.8509 | -2.0245 | -2.1937
| Lin LED Fixture_Com, E/G - IntL | E | Yes | Small Retail | Interior Lighting | REPL | -0.2998 | -0.53521 | -0.75466 | -0.94314 | -1.0987 | -1.224 | -1.3163 | -1.3793 | -1.424 | -1.4502
| LED Tube Repl_Com, E/G - IntL | E | Yes | Small Retail | Interior Lighting | RET | -1.8534 | -3.5304 | -5.1773 | -6.6985 | -8.0874 | -9.5047 | -10.9132 | -12.372 | -13.8367 | -15.2811
| LED Tube Repl_Com, E/G - IntL | E | Yes | Small Retail | Interior Lighting | REPL | -2.77 | -4.9451 | -6.9727 | -8.7141 | -10.1513 | -11.5006 | -12.7291 | -13.889 | -14.944 | -15.8791
| Repl pin CFL wLED_Com, E/G - IntL | E | Yes | Small Retail | Interior Lighting | RET | -0.057575 | -0.11048 | -0.16323 | -0.21271 | -0.25859 | -0.30841 | -0.36065 | -0.41735 | -0.47669 | -0.53544
| Repl pin CFL wLED_Com, E/G - IntL | E | Yes | Small Retail | Interior Lighting | REPL | -0.11225 | -0.20038 | -0.28255 | -0.35311 | -0.41135 | -0.47109 | -0.53082 | -0.59309 | -0.65609 | -0.71871
| Stair Occ Sensor_Com, E/G - IntL | E | Yes | Small Retail | Interior Lighting | NC | -0.037557 | -0.073256 | -0.10749 | -0.14075 | -0.172 | -0.20305 | -0.23359 | -0.26327 | -0.29264 | -0.32167
| Stair Occ Sensor_Com, E/G - IntL | E | Yes | Small Retail | Interior Lighting | RET | -0.28914 | -0.57294 | -0.87529 | -1.1783 | -1.4783 | -1.7804 | -2.077 | -2.3809 | -2.6828 | -2.9779
| Int Delamping_Com, E/G - IntL | E | Yes | Small Retail | Interior Lighting | RET | -0.023532 | -0.046629 | -0.071236 | -0.095893 | -0.12031 | -0.1449 | -0.16904 | -0.19377 | -0.21834 | -0.24236
| Int Ltg Dsgn_Com, E/G - IntL | E | Yes | Small Retail | Interior Lighting | NC | -0.064738 | -0.12627 | -0.18528 | -0.24261 | -0.29648 | -0.34999 | -0.40264 | -0.4538 | -0.50442 | -0.55447
| DCV_Com, G - Heat [Building w Gas Heat] | G | Yes | Large Retail | Space Heating | RET | 12.9408 | 25.8651 | 38.7925 | 51.632 | 64.4454 | 77.2644 | 90.1227 | 103.0297 | 116.0122 | 129.059
| Optimized Unitary AC Sys_Com, G - Heat [Building w Gas Heat] | G | Yes | Large Retail | Space Heating | NC | 4.914 | 9.5705 | 14.0793 | 18.4023 | 22.5283 | 26.533 | 30.5086 | 34.4772 | 38.4517 | 42.4129
| Cool Roof_Com, G - Heat [Building w Gas Heat] | G | No | Large Retail | Space Heating | NC | -0.28976 | -0.56433 | -0.8302 | -1.0851 | -1.3284 | -1.5645 | -1.799 | -2.033 | -2.2673 | -2.5009
| Cool Roof_Com, G - Heat [Building w Gas Heat] | G | No | Large Retail | Space Heating | RET | -1.5128 | -3.0237 | -4.5349 | -6.0359 | -7.5338 | -9.0324 | -10.5356 | -12.0444 | -13.5621 | -15.0873
| Programmable TStat_Com, G - Heat [Building w Gas Heat] | G | Yes | Large Retail | Space Heating | NC | 0 | 0 | 0 | 0 | 0 | 0 | 0 | 0 | 0 | 0
| Programmable TStat_Com, G - Heat [Building w Gas Heat] | G | Yes | Large Retail | Space Heating | RET | 0 | 0 | 0 | 0 | 0 | 0 | 0 | 0 | 0 | 0
| Smart TStat_Com, G - Heat [Building w Gas Heat] | G | Yes | Large Retail | Space Heating | NC | 0.83493 | 1.6261 | 2.3922 | 3.1267 | 3.8277 | 4.5082 | 5.1837 | 5.858 | 6.5333 | 7.2063
| Smart TStat_Com, G - Heat [Building w Gas Heat] | G | Yes | Large Retail | Space Heating | RET | 3.0652 | 6.1264 | 9.1884 | 12.2296 | 15.2645 | 18.3009 | 21.3465 | 24.4036 | 27.4787 | 30.5689
| Boiler Blowdown Controls_Com, G - Heat | G | No | Large Retail | Space Heating | RET | 1.8002 | 3.5981 | 5.3964 | 7.1825 | 8.965 | 8.9481 | 8.9389 | 8.936 | 8.9559 | 8.9884
| Boiler Modifications_Com, G - Heat | G | Yes | Large Retail | Space Heating | RET | 5.6473 | 11.2874 | 16.9288 | 22.5319 | 28.1236 | 33.7178 | 39.329 | 44.9616 | 46.6985 | 46.7498
| Boilers_Com, G - Heat | G | Yes | Large Retail | Space Heating | NC | 1.7599 | 3.4276 | 5.0424 | 6.5907 | 8.0684 | 9.5027 | 10.9265 | 12.3479 | 13.7713 | 15.19
| Boilers_Com, G - Heat | G | No | Large Retail | Space Heating | RET | 13.2013 | 25.4197 | 36.7455 | 47.1701 | 56.8112 | 65.7498 | 74.0588 | 81.7882 | 88.9931 | 95.7032
| Boilers_Com, G - Heat | G | Yes | Large Retail | Space Heating | REPL | 7.2066 | 12.9646 | 18.0041 | 22.2942 | 25.8621 | 28.7176 | 30.8658 | 32.3034 | 33.0264 | 33.0264
| Furnace_Com, G - Heat | G | Yes | Large Retail | Space Heating | NC | 0.82639 | 1.6095 | 2.3677 | 3.0947 | 3.7886 | 4.4621 | 5.1306 | 5.798 | 6.4664 | 7.1326
| Furnace_Com, G - Heat | G | No | Large Retail | Space Heating | RET | 5.1317 | 9.9461 | 14.4694 | 18.6895 | 22.6455 | 26.3632 | 29.8661 | 33.169 | 36.2896 | 39.2355
| Furnace_Com, G - Heat | G | Yes | Large Retail | Space Heating | REPL | 3.6782 | 6.617 | 9.1891 | 11.3787 | 13.1997 | 14.6572 | 15.7536 | 16.4873 | 16.8563 | 16.8563
| Unit Heater_Com, G - Heat | G | Yes | Large Retail | Space Heating | NC | 0.35523 | 0.69185 | 1.0178 | 1.3303 | 1.6286 | 1.9181 | 2.2055 | 2.4924 | 2.7797 | 3.066
| Unit Heater_Com, G - Heat | G | No | Large Retail | Space Heating | RET | 2.8766 | 5.5223 | 7.9592 | 10.1882 | 12.2367 | 14.1239 | 15.8672 | 17.4787 | 19.0896 | 20.6993
| Unit Heater_Com, G - Heat | G | Yes | Large Retail | Space Heating | REPL | 2.1392 | 3.8483 | 5.3442 | 6.6176 | 7.6767 | 8.5243 | 9.162 | 9.5887 | 9.8912 | 10.068
| Destratification Fans_Com, G - Heat | G | No | Large Retail | Space Heating | NC | 0.82608 | 1.6089 | 2.3668 | 3.0935 | 3.7871 | 4.4604 | 5.1287 | 5.7958 | 6.464 | 7.1299
| Destratification Fans_Com, G - Heat | G | No | Large Retail | Space Heating | RET | 4.027 | 7.8477 | 11.4783 | 14.9039 | 18.1516 | 21.2383 | 24.1796 | 27.4308 | 30.9863 | 34.8319
| Destratification Fans_Com, G - Heat | G | No | Large Retail | Space Heating | REPL | 5.6378 | 10.1422 | 14.0846 | 17.4408 | 20.2319 | 22.4658 | 24.1464 | 25.8958 | 27.7182 | 29.6129
| Energy Recovery Ventilator_Com, G - Heat | G | Yes | Large Retail | Space Heating | NC | 1.1331 | 2.2068 | 3.2464 | 4.2432 | 5.1946 | 6.118 | 7.0347 | 7.9498 | 8.8662 | 9.7796
| Energy Recovery Ventilator_Com, G - Heat | G | Yes | Large Retail | Space Heating | RET | 9.8595 | 18.8695 | 27.1155 | 34.6094 | 41.4523 | 47.7164 | 53.4655 | 59.0737 | 64.5649 | 69.9456
| Energy Recovery Ventilator_Com, G - Heat | G | Yes | Large Retail | Space Heating | REPL | 7.7329 | 13.9114 | 19.3189 | 23.9223 | 27.7507 | 30.8148 | 33.1199 | 34.9195 | 36.2125 | 36.9921
| Forced Air Heating Maintenance_Com, G - Heat | G | No | Large Retail | Space Heating | RET | 0.097018 | 0.19391 | 0.29083 | 0.38709 | 0.48315 | 0.48224 | 0.48174 | 0.48159 | 0.48266 | 0.48441
| Infrared Heater_Com, G - Heat | G | Yes | Large Retail | Space Heating | NC | 0.072066 | 0.14036 | 0.20648 | 0.26988 | 0.33039 | 0.38912 | 0.44742 | 0.50563 | 0.56391 | 0.62201
| Infrared Heater_Com, G - Heat | G | Z | Large Retail | Space Heating | RET | 0 | 0 | 0 | 0 | 0 | 0 | 0 | 0 | 0 | 0
| Infrared Heater_Com, G - Heat | G | Yes | Large Retail | Space Heating | REPL | 0.43397 | 0.78071 | 1.0842 | 1.3425 | 1.5574 | 1.7293 | 1.8587 | 1.9453 | 2.0668 | 2.2235
| Steam Trap Maintenance_Com, G - Heat | G | Yes | Large Retail | Space Heating | RET | 2.2351 | 4.4674 | 6.7002 | 8.9179 | 11.131 | 13.3451 | 13.3308 | 13.3279 | 13.3374 | 13.3732
| Windows_Com, G - Heat [Building w Gas Heat] | G | No | Large Retail | Space Heating | NC | 1.2928 | 2.5178 | 3.704 | 4.8412 | 5.9267 | 6.9803 | 8.0261 | 9.0702 | 10.1158 | 11.1579
| Window Film_Com, G - Heat [Building w Gas Heat] | G | No | Large Retail | Space Heating | RET | 0 | 0 | 0 | 0 | 0 | 0 | 0 | 0 | 0 | 0
| Kitchen DCV_Com, G - Heat [Building w Gas Heat] | G | Yes | Large Retail | Space Heating | NC | 0.034864 | 0.0679 | 0.099889 | 0.13056 | 0.15983 | 0.18824 | 0.21645 | 0.24461 | 0.2728 | 0.30091
| Kitchen DCV_Com, G - Heat [Building w Gas Heat] | G | Yes | Large Retail | Space Heating | RET | 0.33192 | 0.63259 | 0.90536 | 1.1511 | 1.3735 | 1.5753 | 1.7589 | 1.9312 | 2.0936 | 2.2468
| Kitchen DCV_Com, G - Heat [Building w Gas Heat] | G | Yes | Large Retail | Space Heating | REPL | 0.23794 | 0.42804 | 0.59442 | 0.73607 | 0.85386 | 0.94814 | 1.0191 | 1.0702 | 1.1015 | 1.1127
| Duct Sealing Regulated_Com, G - Heat [Building w Gas Heat] | G | Yes | Large Retail | Space Heating | RET | 5.013 | 10.0197 | 15.0276 | 20.0014 | 24.965 | 29.9309 | 34.912 | 39.912 | 44.9412 | 49.9953
| Ovens_Com, G - Cook | G | Yes | Large Retail | Cooking | NC | 1.0308 | 2.0076 | 2.9533 | 3.8602 | 4.7256 | 5.5657 | 6.3996 | 7.2321 | 8.0658 | 8.8968
| Ovens_Com, G - Cook | G | Yes | Large Retail | Cooking | REPL | 8.7936 | 17.576 | 26.3605 | 35.0853 | 43.7923 | 52.5031 | 61.2406 | 70.0113 | 78.8332 | 87.6989
| Fryers_Com, G - Cook | G | Yes | Large Retail | Cooking | NC | 0.23124 | 0.45036 | 0.66253 | 0.86596 | 1.0601 | 1.2486 | 1.4356 | 1.6224 | 1.8094 | 1.9958
| Fryers_Com, G - Cook | G | Yes | Large Retail | Cooking | REPL | 1.9727 | 3.9429 | 5.9135 | 7.8707 | 9.824 | 11.7781 | 13.7382 | 15.7058 | 17.6848 | 19.6736
| Griddles_Com, G - Cook | G | Yes | Large Retail | Cooking | NC | 0.31385 | 0.61124 | 0.89921 | 1.1753 | 1.4388 | 1.6946 | 1.9485 | 2.202 | 2.4558 | 2.7088
| Griddles_Com, G - Cook | G | Yes | Large Retail | Cooking | REPL | 2.6774 | 5.3514 | 8.026 | 10.6825 | 13.3335 | 15.9857 | 18.646 | 21.3164 | 24.0025 | 26.7018
| Steamers_Com, G - Cook | G | Yes | Large Retail | Cooking | NC | 0.51607 | 1.0051 | 1.4786 | 1.9326 | 2.3659 | 2.7865 | 3.204 | 3.6208 | 4.0382 | 4.4542
| Steamers_Com, G - Cook | G | Yes | Large Retail | Cooking | REPL | 4.4025 | 8.7995 | 13.1975 | 17.5656 | 21.9247 | 26.2859 | 30.6603 | 35.0514 | 39.4681 | 43.9067
| Clothes Washer Elec WH_Com, G - Oth [unit w/ gas dry - Dryer] | G | Yes | Large Retail | Other | NC | 2.8064e-05 | 5.4656e-05 | 8.0406e-05 | 0.00010509 | 0.00012866 | 0.00015153 | 0.00017423 | 0.00016906 | 0.00016563 | 0.00016319
| Clothes Washer Elec WH_Com, G - Oth [unit w/ gas dry - Dryer] | G | Yes | Large Retail | Other | REPL | 0.00041042 | 0.00082031 | 0.0012303 | 0.0016375 | 0.0020439 | 0.0024504 | 0.0028582 | 0.0028572 | 0.002859 | 0.0028628
| Clothes Washer Gas WH_Com, G - HWat [unit w/ elec dry - Water Heater] | G | Yes | Large Retail | Water Heating | NC | 0.0045378 | 0.0088378 | 0.013001 | 0.016994 | 0.020804 | 0.024502 | 0.028173 | 0.027337 | 0.026782 | 0.026388
| Clothes Washer Gas WH_Com, G - HWat [unit w/ elec dry - Water Heater] | G | Yes | Large Retail | Water Heating | REPL | 0.066363 | 0.13264 | 0.19894 | 0.26478 | 0.33049 | 0.39623 | 0.46217 | 0.462 | 0.46229 | 0.46291
| Clothes Washer Gas WH_Com, G - Oth [unit w/ gas dry - Dryer] | G | Yes | Large Retail | Other | NC | 0.0002189 | 0.00042632 | 0.00062717 | 0.00081974 | 0.0010035 | 0.0011819 | 0.001359 | 0.0013187 | 0.0012919 | 0.0012729
| Clothes Washer Gas WH_Com, G - Oth [unit w/ gas dry - Dryer] | G | Yes | Large Retail | Other | REPL | 0.0032012 | 0.0063984 | 0.0095963 | 0.012773 | 0.015942 | 0.019113 | 0.022294 | 0.022286 | 0.0223 | 0.02233
| Clothes Washer Gas WH_Com, G - HWat [unit w/ gas dry - Water Heater] | G | Yes | Large Retail | Water Heating | NC | 0.017697 | 0.034468 | 0.050706 | 0.066275 | 0.081134 | 0.095557 | 0.10987 | 0.10661 | 0.10445 | 0.10291
| Clothes Washer Gas WH_Com, G - HWat [unit w/ gas dry - Water Heater] | G | Yes | Large Retail | Water Heating | REPL | 0.25882 | 0.5173 | 0.77585 | 1.0326 | 1.2889 | 1.5453 | 1.8025 | 1.8018 | 1.8029 | 1.8053
| Clothes Washer Gas WH_Com, G - HWat [unit w/ propane dry - Water Heater] | G | Yes | Large Retail | Water Heating | NC | 0.00090756 | 0.0017676 | 0.0026003 | 0.0033987 | 0.0041607 | 0.0049004 | 0.0056346 | 0.0054674 | 0.0053563 | 0.0052776
| Clothes Washer Gas WH_Com, G - HWat [unit w/ propane dry - Water Heater] | G | Yes | Large Retail | Water Heating | REPL | 0.013273 | 0.026528 | 0.039787 | 0.052956 | 0.066098 | 0.079246 | 0.092434 | 0.092399 | 0.092459 | 0.092581
| Clothes Washer Oil WH_Com, G - Oth [unit w/ gas dry - Dryer] | G | Yes | Large Retail | Other | NC | 1.1225e-05 | 2.1863e-05 | 3.2162e-05 | 4.2038e-05 | 5.1463e-05 | 6.0611e-05 | 6.9693e-05 | 6.7625e-05 | 6.6251e-05 | 6.5278e-05
| Clothes Washer Oil WH_Com, G - Oth [unit w/ gas dry - Dryer] | G | Yes | Large Retail | Other | REPL | 0.00016417 | 0.00032812 | 0.00049212 | 0.000655 | 0.00081755 | 0.00098017 | 0.0011433 | 0.0011429 | 0.0011436 | 0.0011451
| Clothes Washer Propane WH_Com, G - Oth [unit w/ gas dry - Dryer] | G | Yes | Large Retail | Other | NC | 5.6127e-06 | 1.0931e-05 | 1.6081e-05 | 2.1019e-05 | 2.5732e-05 | 3.0306e-05 | 3.4847e-05 | 3.3813e-05 | 3.3126e-05 | 3.2639e-05
| Clothes Washer Propane WH_Com, G - Oth [unit w/ gas dry - Dryer] | G | Yes | Large Retail | Other | REPL | 8.2083e-05 | 0.00016406 | 0.00024606 | 0.0003275 | 0.00040878 | 0.00049009 | 0.00057165 | 0.00057143 | 0.0005718 | 0.00057256
| Dishwasher_Com, G - HWat [Building w gas WH] | G | Yes | Large Retail | Water Heating | NC | 0.00046435 | 0.00090436 | 0.0013304 | 0.0017389 | 0.0021288 | 0.0025072 | 0.0028829 | 0.0032579 | 0.0036335 | 0.0040078
| Dishwasher_Com, G - HWat [Building w gas WH] | G | Yes | Large Retail | Water Heating | REPL | 0.0037578 | 0.0075108 | 0.011265 | 0.014993 | 0.018714 | 0.022436 | 0.02617 | 0.029918 | 0.033688 | 0.037476
| Faucet Aerator_Com, G - HWat | G | Yes | Large Retail | Water Heating | RET | 5.5241 | 11.0412 | 16.5596 | 22.0405 | 27.5102 | 32.9824 | 38.4713 | 43.981 | 49.5229 | 55.0923
| Pre Rinse Sprayers_Com, G - HWat | G | Yes | Large Retail | Water Heating | RET | 0.11648 | 0.23282 | 0.34918 | 0.36056 | 0.37185 | 0.37086 | 0.37095 | 0.37168 | 0.37313 | 0.37487
| FF Storage Water Heater_Com, G - HWat | G | No | Large Retail | Water Heating | NC | 0.77633 | 1.512 | 2.2243 | 2.9073 | 3.5591 | 4.1918 | 4.8198 | 5.4468 | 6.0747 | 6.7005
| FF Storage Water Heater_Com, G - HWat | G | No | Large Retail | Water Heating | RET | 5.4282 | 10.4792 | 15.1863 | 19.5422 | 23.5922 | 27.3673 | 30.8953 | 34.5762 | 38.4093 | 42.3838
| FF Storage Water Heater_Com, G - HWat | G | No | Large Retail | Water Heating | REPL | 5.2983 | 9.5315 | 13.2364 | 16.3905 | 19.0136 | 21.1129 | 22.6923 | 24.1214 | 25.4018 | 26.5306
| FF Instantaneous Water Heater_Com, G - HWat | G | No | Large Retail | Water Heating | NC | 1.3012 | 2.5343 | 3.7282 | 4.8729 | 5.9655 | 7.026 | 8.0787 | 9.1296 | 10.182 | 11.231
| FF Instantaneous Water Heater_Com, G - HWat | G | No | Large Retail | Water Heating | RET | 9.0984 | 17.5645 | 25.4543 | 32.7552 | 39.5436 | 45.8712 | 51.7845 | 57.315 | 62.4977 | 67.3505
| FF Instantaneous Water Heater_Com, G - HWat | G | No | Large Retail | Water Heating | REPL | 6.6604 | 11.982 | 16.6395 | 20.6045 | 23.9019 | 26.541 | 28.5264 | 29.855 | 30.5232 | 30.5232
| Clothes Dryer_Com, G - Oth | G | Yes | Large Retail | Other | NC | 0.0042611 | 0.0082988 | 0.012209 | 0.015957 | 0.019535 | 0.023007 | 0.026455 | 0.029896 | 0.033342 | 0.036777
| Clothes Dryer_Com, G - Oth | G | No | Large Retail | Other | RET | 0.041507 | 0.079017 | 0.11297 | 0.14348 | 0.17103 | 0.19597 | 0.2186 | 0.23964 | 0.25927 | 0.2776
| Clothes Dryer_Com, G - Oth | G | Yes | Large Retail | Other | REPL | 0.031158 | 0.056053 | 0.07784 | 0.096389 | 0.11181 | 0.12416 | 0.13345 | 0.14002 | 0.14387 | 0.14496
| Pnemautic to DDC_Com, G - TotF [Building w Gas Heat] | G | No | Large Retail | Total FF | RET | 4.2656 | 8.5258 | 12.787 | 17.0193 | 21.2429 | 25.4684 | 29.7068 | 33.9613 | 38.2407 | 42.5413
| Data Center_Com, G - TotF [Building w Gas Heat] | G | Yes | Large Retail | Total FF | NC | 0 | 0 | 0 | 0 | 0 | 0 | 0 | 0 | 0 | 0
| Data Center_Com, G - TotF [Building w Gas Heat] | G | No | Large Retail | Total FF | RET | 0 | 0 | 0 | 0 | 0 | 0 | 0 | 0 | 0 | 0
| RCx_Com, G - TotF [Building w Gas Heat] | G | Yes | Large Retail | Total FF | RET | 11.6302 | 23.2456 | 34.8637 | 46.4029 | 57.9185 | 69.4393 | 80.9953 | 92.5951 | 92.6326 | 92.7427
| Commissioning_Com, G - TotF [Building w Gas Heat] | G | Yes | Large Retail | Total FF | NC | 0 | 0 | 0 | 0 | 0 | 0 | 0 | 0 | 0 | 0
| Integrated Building Design_Com, G - TotF [Building w Gas Heat] | G | Yes | Large Retail | Total FF | NC | 0.76127 | 1.4827 | 2.1812 | 2.8509 | 3.4901 | 4.1105 | 4.7264 | 5.3412 | 5.9569 | 6.5706
| Deep Energy Retrofit_Com, G - TotF [Building w Gas Heat] | G | Yes | Large Retail | Total FF | RET | 2.7303 | 5.4572 | 8.1846 | 10.8936 | 13.597 | 16.3017 | 19.0146 | 21.7378 | 24.4769 | 27.2296
| EMS_Com, G - TotF [Building w Gas Heat] | G | Yes | Large Retail | Total FF | NC | 1.4836 | 2.8895 | 4.2508 | 5.5559 | 6.8016 | 8.0107 | 9.211 | 10.4092 | 11.6092 | 12.8051
| EMS_Com, G - TotF [Building w Gas Heat] | G | Yes | Large Retail | Total FF | RET | 18.5207 | 37.0178 | 55.5192 | 73.895 | 92.2333 | 110.5797 | 128.9822 | 147.4546 | 166.0349 | 184.7074
| Int Ltg Ctrls_Com, E/G - IntL | E | Yes | Large Retail | Interior Lighting | RET | -4.1227 | -8.1692 | -12.4802 | -16.7999 | -21.078 | -25.3858 | -29.6151 | -33.9469 | -34.13 | -34.2904
| Exit Sign RetFit_Com, E/G - IntL | E | Yes | Large Retail | Interior Lighting | RET | -0.17188 | -0.34059 | -0.52032 | -0.70042 | -0.87878 | -1.0584 | -1.2347 | -1.4153 | -1.5948 | -1.7702
| LED HiLo Bay_Com, E/G - IntL | E | Yes | Large Retail | Interior Lighting | NC | -0.049534 | -0.096617 | -0.14176 | -0.18563 | -0.22685 | -0.2678 | -0.30808 | -0.34722 | -0.38596 | -0.42425
| LED HiLo Bay_Com, E/G - IntL | E | Yes | Large Retail | Interior Lighting | RET | -0.38474 | -0.73694 | -1.0869 | -1.414 | -1.7161 | -1.9998 | -2.2595 | -2.5077 | -2.7377 | -2.9699
| LED HiLo Bay_Com, E/G - IntL | E | Yes | Large Retail | Interior Lighting | REPL | -0.2646 | -0.47238 | -0.66606 | -0.83241 | -0.96971 | -1.0803 | -1.1617 | -1.2173 | -1.245 | -1.2604
| Repl Scre_Com, E/G - IntL | E | Yes | Large Retail | Interior Lighting | NC | -0.33084 | -0.6453 | -0.31446 | 0 | 0 | 0 | 0 | 0 | 0 | 0
| Repl Scre_Com, E/G - IntL | E | Yes | Large Retail | Interior Lighting | RET | -1.2486 | -2.4742 | -1.2256 | 0 | 0 | 0 | 0 | 0 | 0 | 0
| Repl Scre_Com, E/G - IntL | E | Yes | Large Retail | Interior Lighting | REPL | -16.98 | -33.6464 | -16.6664 | 0 | 0 | 0 | 0 | 0 | 0 | 0
| Lin LED Fixture_Com, E/G - IntL | E | Yes | Large Retail | Interior Lighting | NC | -0.079545 | -0.15515 | -0.22765 | -0.2981 | -0.36429 | -0.43005 | -0.49473 | -0.55759 | -0.6198 | -0.68129
| Lin LED Fixture_Com, E/G - IntL | E | No | Large Retail | Interior Lighting | RET | -0.48348 | -0.92093 | -1.3505 | -1.7474 | -2.1097 | -2.446 | -2.7503 | -3.0377 | -3.3226 | -3.6004
| Lin LED Fixture_Com, E/G - IntL | E | Yes | Large Retail | Interior Lighting | REPL | -0.49203 | -0.87839 | -1.2386 | -1.5479 | -1.8032 | -2.0088 | -2.1603 | -2.2637 | -2.337 | -2.38
| LED Tube Repl_Com, E/G - IntL | E | Yes | Large Retail | Interior Lighting | RET | -3.0418 | -5.794 | -8.497 | -10.9937 | -13.2731 | -15.5991 | -17.9108 | -20.3049 | -22.7089 | -25.0794
| LED Tube Repl_Com, E/G - IntL | E | Yes | Large Retail | Interior Lighting | REPL | -4.5461 | -8.1159 | -11.4436 | -14.3016 | -16.6604 | -18.8748 | -20.8911 | -22.7947 | -24.5261 | -26.0609
| Repl pin CFL wLED_Com, E/G - IntL | E | Yes | Large Retail | Interior Lighting | RET | -0.094493 | -0.18131 | -0.26789 | -0.34911 | -0.4244 | -0.50616 | -0.5919 | -0.68496 | -0.78234 | -0.87876
| Repl pin CFL wLED_Com, E/G - IntL | E | Yes | Large Retail | Interior Lighting | REPL | -0.18422 | -0.32887 | -0.46372 | -0.57953 | -0.67511 | -0.77315 | -0.87118 | -0.97338 | -1.0768 | -1.1795
| Stair Occ Sensor_Com, E/G - IntL | E | Yes | Large Retail | Interior Lighting | NC | -0.061639 | -0.12023 | -0.17641 | -0.231 | -0.28229 | -0.33324 | -0.38337 | -0.43208 | -0.48028 | -0.52793
| Stair Occ Sensor_Com, E/G - IntL | E | Yes | Large Retail | Interior Lighting | RET | -0.47454 | -0.94032 | -1.4365 | -1.9338 | -2.4262 | -2.922 | -3.4089 | -3.9075 | -4.4031 | -4.8873
| Int Delamping_Com, E/G - IntL | E | Yes | Large Retail | Interior Lighting | RET | -0.038621 | -0.076529 | -0.11691 | -0.15738 | -0.19746 | -0.23781 | -0.27743 | -0.31801 | -0.35835 | -0.39776
| Int Ltg Dsgn_Com, E/G - IntL | E | Yes | Large Retail | Interior Lighting | NC | -0.10625 | -0.20724 | -0.30408 | -0.39818 | -0.48658 | -0.57441 | -0.66081 | -0.74478 | -0.82786 | -0.91
| DCV_Com, G - Heat [Building w Gas Heat] | G | Yes | Warehouse | Space Heating | RET | 18.1443 | 36.2656 | 54.3912 | 72.3936 | 90.3592 | 108.3329 | 126.3615 | 144.4585 | 162.6613 | 180.9544
| Optimized Unitary AC Sys_Com, G - Heat [Building w Gas Heat] | G | Yes | Warehouse | Space Heating | NC | 6.89 | 13.4188 | 19.7407 | 25.8019 | 31.587 | 37.2021 | 42.7762 | 48.3407 | 53.9133 | 59.4674
| Cool Roof_Com, G - Heat [Building w Gas Heat] | G | No | Warehouse | Space Heating | NC | -0.53444 | -1.0409 | -1.5312 | -2.0014 | -2.4501 | -2.8857 | -3.3181 | -3.7497 | -4.182 | -4.6128
| Cool Roof_Com, G - Heat [Building w Gas Heat] | G | No | Warehouse | Space Heating | RET | -2.7903 | -5.577 | -8.3644 | -11.1329 | -13.8957 | -16.6597 | -19.4322 | -22.2152 | -25.0145 | -27.8276
| Programmable TStat_Com, G - Heat [Building w Gas Heat] | G | Yes | Warehouse | Space Heating | NC | 0 | 0 | 0 | 0 | 0 | 0 | 0 | 0 | 0 | 0
| Programmable TStat_Com, G - Heat [Building w Gas Heat] | G | Yes | Warehouse | Space Heating | RET | 0 | 0 | 0 | 0 | 0 | 0 | 0 | 0 | 0 | 0
| Smart TStat_Com, G - Heat [Building w Gas Heat] | G | Yes | Warehouse | Space Heating | NC | 3.4331 | 6.6863 | 9.8364 | 12.8566 | 15.7391 | 18.537 | 21.3145 | 24.0872 | 26.8639 | 29.6314
| Smart TStat_Com, G - Heat [Building w Gas Heat] | G | Yes | Warehouse | Space Heating | RET | 12.6035 | 25.1909 | 37.7814 | 50.2863 | 62.7656 | 75.2506 | 87.7737 | 100.3443 | 112.9884 | 125.6952
| Boiler Blowdown Controls_Com, G - Heat | G | No | Warehouse | Space Heating | RET | 0.50493 | 1.0092 | 1.5136 | 2.0146 | 2.5146 | 2.5098 | 2.5072 | 2.5064 | 2.512 | 2.5211
| Boiler Modifications_Com, G - Heat | G | Yes | Warehouse | Space Heating | RET | 1.584 | 3.166 | 4.7483 | 6.3199 | 7.8883 | 9.4574 | 11.0312 | 12.6111 | 13.0983 | 13.1127
| Boilers_Com, G - Heat | G | Yes | Warehouse | Space Heating | NC | 0.49364 | 0.9614 | 1.4143 | 1.8486 | 2.2631 | 2.6654 | 3.0647 | 3.4634 | 3.8627 | 4.2606
| Boilers_Com, G - Heat | G | No | Warehouse | Space Heating | RET | 3.7028 | 7.1299 | 10.3066 | 13.2306 | 15.9347 | 18.4419 | 20.7724 | 22.9404 | 24.9613 | 26.8434
| Boilers_Com, G - Heat | G | Yes | Warehouse | Space Heating | REPL | 2.0214 | 3.6364 | 5.0499 | 6.2532 | 7.2539 | 8.0549 | 8.6574 | 9.0606 | 9.2634 | 9.2634
| Furnace_Com, G - Heat | G | Yes | Warehouse | Space Heating | NC | 3.1327 | 6.1011 | 8.9755 | 11.7314 | 14.3617 | 16.9147 | 19.4491 | 21.9791 | 24.5128 | 27.0381
| Furnace_Com, G - Heat | G | No | Warehouse | Space Heating | RET | 19.4533 | 37.7033 | 54.8504 | 70.8478 | 85.8442 | 99.9372 | 113.2157 | 125.7362 | 137.5658 | 148.733
| Furnace_Com, G - Heat | G | Yes | Warehouse | Space Heating | REPL | 13.9432 | 25.0836 | 34.8338 | 43.1342 | 50.0372 | 55.562 | 59.7183 | 62.4997 | 63.8985 | 63.8985
| Unit Heater_Com, G - Heat | G | Yes | Warehouse | Space Heating | NC | 1.6305 | 3.1755 | 4.6716 | 6.1059 | 7.475 | 8.8037 | 10.1229 | 11.4397 | 12.7584 | 14.0728
| Unit Heater_Com, G - Heat | G | Yes | Warehouse | Space Heating | RET | 13.2032 | 25.3466 | 36.532 | 46.7627 | 56.1649 | 64.8272 | 72.8287 | 80.2253 | 87.6193 | 95.0077
| Unit Heater_Com, G - Heat | G | Yes | Warehouse | Space Heating | REPL | 9.8185 | 17.6634 | 24.5292 | 30.3742 | 35.2352 | 39.1256 | 42.0524 | 44.011 | 45.3996 | 46.2109
| Destratification Fans_Com, G - Heat | G | No | Warehouse | Space Heating | NC | 3.0473 | 5.9349 | 8.7309 | 11.4117 | 13.9703 | 16.4537 | 18.9191 | 21.3802 | 23.8448 | 26.3013
| Destratification Fans_Com, G - Heat | G | No | Warehouse | Space Heating | RET | 14.855 | 28.9493 | 42.3421 | 54.9788 | 66.9591 | 78.3455 | 89.1957 | 101.1887 | 114.3045 | 128.4904
| Destratification Fans_Com, G - Heat | G | No | Warehouse | Space Heating | REPL | 20.797 | 37.4135 | 51.9563 | 64.3369 | 74.633 | 82.8736 | 89.0729 | 95.5262 | 102.2491 | 109.2382
| Energy Recovery Ventilator_Com, G - Heat | G | Yes | Warehouse | Space Heating | NC | 2.0899 | 4.0702 | 5.9878 | 7.8263 | 9.5811 | 11.2842 | 12.975 | 14.6628 | 16.3531 | 18.0378
| Energy Recovery Ventilator_Com, G - Heat | G | Yes | Warehouse | Space Heating | RET | 18.1852 | 34.8035 | 50.0129 | 63.8349 | 76.4562 | 88.0098 | 98.6138 | 108.9577 | 119.086 | 129.0104
| Energy Recovery Ventilator_Com, G - Heat | G | Yes | Warehouse | Space Heating | REPL | 14.2629 | 25.6587 | 35.6324 | 44.1232 | 51.1845 | 56.836 | 61.0875 | 64.4069 | 66.7917 | 68.2297
| Forced Air Heating Maintenance_Com, G - Heat | G | No | Warehouse | Space Heating | RET | 0.36777 | 0.73508 | 1.1025 | 1.4674 | 1.8315 | 1.8281 | 1.8262 | 1.8256 | 1.8297 | 1.8363
| Infrared Heater_Com, G - Heat | G | Yes | Warehouse | Space Heating | NC | 0.50956 | 0.99242 | 1.46 | 1.9082 | 2.3361 | 2.7513 | 3.1636 | 3.5751 | 3.9873 | 4.398
| Infrared Heater_Com, G - Heat | G | Yes | Warehouse | Space Heating | RET | 4.9556 | 9.8622 | 14.7275 | 19.5181 | 24.2575 | 28.9582 | 33.6325 | 38.284 | 43.2556 | 48.2518
| Infrared Heater_Com, G - Heat | G | Yes | Warehouse | Space Heating | REPL | 3.0685 | 5.5202 | 7.6659 | 9.4926 | 11.0117 | 12.2275 | 13.1422 | 13.7543 | 14.6136 | 15.722
| Steam Trap Maintenance_Com, G - Heat | G | Yes | Warehouse | Space Heating | RET | 0.62692 | 1.253 | 1.8793 | 2.5013 | 3.1221 | 3.7431 | 3.7391 | 3.7383 | 3.7409 | 3.751
| Windows_Com, G - Heat [Building w Gas Heat] | G | No | Warehouse | Space Heating | NC | 2.3844 | 4.6439 | 6.8317 | 8.9294 | 10.9314 | 12.8747 | 14.8037 | 16.7294 | 18.658 | 20.5801
| Window Film_Com, G - Heat [Building w Gas Heat] | G | No | Warehouse | Space Heating | RET | 0 | 0 | 0 | 0 | 0 | 0 | 0 | 0 | 0 | 0
| Kitchen DCV_Com, G - Heat [Building w Gas Heat] | G | Yes | Warehouse | Space Heating | NC | 0.027603 | 0.053759 | 0.079086 | 0.10337 | 0.12655 | 0.14904 | 0.17137 | 0.19367 | 0.21599 | 0.23824
| Kitchen DCV_Com, G - Heat [Building w Gas Heat] | G | Yes | Warehouse | Space Heating | RET | 0.26279 | 0.50085 | 0.71681 | 0.91136 | 1.0875 | 1.2472 | 1.3926 | 1.529 | 1.6576 | 1.7789
| Kitchen DCV_Com, G - Heat [Building w Gas Heat] | G | Yes | Warehouse | Space Heating | REPL | 0.18838 | 0.3389 | 0.47063 | 0.58277 | 0.67604 | 0.75068 | 0.80684 | 0.84734 | 0.87212 | 0.88098
| Duct Sealing Regulated_Com, G - Heat [Building w Gas Heat] | G | Yes | Warehouse | Space Heating | RET | 9.2462 | 18.4807 | 27.7174 | 36.8913 | 46.0465 | 55.2057 | 64.393 | 73.6151 | 82.8912 | 92.2132
| Clothes Washer Elec WH_Com, G - Oth [unit w/ gas dry - Dryer] | G | Yes | Warehouse | Other | NC | 2.8031e-05 | 5.4592e-05 | 8.0312e-05 | 0.00010497 | 0.00012851 | 0.00015135 | 0.00017403 | 0.00016886 | 0.00016543 | 0.000163
| Clothes Washer Elec WH_Com, G - Oth [unit w/ gas dry - Dryer] | G | Yes | Warehouse | Other | REPL | 0.00040993 | 0.00081935 | 0.0012289 | 0.0016356 | 0.0020415 | 0.0024476 | 0.0028549 | 0.0028538 | 0.0028556 | 0.0028594
| Clothes Washer Gas WH_Com, G - HWat [unit w/ elec dry - Water Heater] | G | Yes | Warehouse | Water Heating | NC | 0.00094595 | 0.0018423 | 0.0027103 | 0.0035424 | 0.0043367 | 0.0051076 | 0.0058729 | 0.0056987 | 0.0055829 | 0.0055008
| Clothes Washer Gas WH_Com, G - HWat [unit w/ elec dry - Water Heater] | G | Yes | Warehouse | Water Heating | REPL | 0.013834 | 0.02765 | 0.04147 | 0.055196 | 0.068894 | 0.082597 | 0.096343 | 0.096307 | 0.096369 | 0.096497
| Clothes Washer Gas WH_Com, G - Oth [unit w/ gas dry - Dryer] | G | Yes | Warehouse | Other | NC | 0.00021864 | 0.00042582 | 0.00062643 | 0.00081877 | 0.0010024 | 0.0011805 | 0.0013574 | 0.0013171 | 0.0012904 | 0.0012714
| Clothes Washer Gas WH_Com, G - Oth [unit w/ gas dry - Dryer] | G | Yes | Warehouse | Other | REPL | 0.0031975 | 0.0063909 | 0.0095851 | 0.012758 | 0.015924 | 0.019091 | 0.022268 | 0.02226 | 0.022274 | 0.022304
| Clothes Washer Gas WH_Com, G - HWat [unit w/ gas dry - Water Heater] | G | Yes | Warehouse | Water Heating | NC | 0.0036892 | 0.0071851 | 0.01057 | 0.013816 | 0.016913 | 0.01992 | 0.022904 | 0.022225 | 0.021773 | 0.021453
| Clothes Washer Gas WH_Com, G - HWat [unit w/ gas dry - Water Heater] | G | Yes | Warehouse | Water Heating | REPL | 0.053953 | 0.10784 | 0.16173 | 0.21526 | 0.26869 | 0.32213 | 0.37574 | 0.3756 | 0.37584 | 0.37634
| Clothes Washer Gas WH_Com, G - HWat [unit w/ propane dry - Water Heater] | G | Yes | Warehouse | Water Heating | NC | 0.00018919 | 0.00036846 | 0.00054205 | 0.00070849 | 0.00086734 | 0.0010215 | 0.0011746 | 0.0011397 | 0.0011166 | 0.0011002
| Clothes Washer Gas WH_Com, G - HWat [unit w/ propane dry - Water Heater] | G | Yes | Warehouse | Water Heating | REPL | 0.0027668 | 0.0055301 | 0.008294 | 0.011039 | 0.013779 | 0.016519 | 0.019269 | 0.019261 | 0.019274 | 0.019299
| Clothes Washer Oil WH_Com, G - Oth [unit w/ gas dry - Dryer] | G | Yes | Warehouse | Other | NC | 1.1212e-05 | 2.1837e-05 | 3.2125e-05 | 4.1988e-05 | 5.1403e-05 | 6.054e-05 | 6.9611e-05 | 6.7546e-05 | 6.6174e-05 | 6.5201e-05
| Clothes Washer Oil WH_Com, G - Oth [unit w/ gas dry - Dryer] | G | Yes | Warehouse | Other | REPL | 0.00016397 | 0.00032774 | 0.00049154 | 0.00065423 | 0.00081659 | 0.00097902 | 0.0011419 | 0.0011415 | 0.0011423 | 0.0011438
| Clothes Washer Propane WH_Com, G - Oth [unit w/ gas dry - Dryer] | G | Yes | Warehouse | Other | NC | 5.6061e-06 | 1.0918e-05 | 1.6062e-05 | 2.0994e-05 | 2.5701e-05 | 3.027e-05 | 3.4806e-05 | 3.3773e-05 | 3.3087e-05 | 3.26e-05
| Clothes Washer Propane WH_Com, G - Oth [unit w/ gas dry - Dryer] | G | Yes | Warehouse | Other | REPL | 8.1987e-05 | 0.00016387 | 0.00024577 | 0.00032712 | 0.0004083 | 0.00048951 | 0.00057097 | 0.00057076 | 0.00057113 | 0.00057189
| Dishwasher_Com, G - HWat [Building w gas WH] | G | Yes | Warehouse | Water Heating | NC | 4.8399e-05 | 9.4261e-05 | 0.00013867 | 0.00018125 | 0.00022188 | 0.00026133 | 0.00030048 | 0.00033957 | 0.00037872 | 0.00041773
| Dishwasher_Com, G - HWat [Building w gas WH] | G | Yes | Warehouse | Water Heating | REPL | 0.00039167 | 0.00078284 | 0.0011741 | 0.0015627 | 0.0019505 | 0.0023385 | 0.0027277 | 0.0031183 | 0.0035113 | 0.0039062
| Faucet Aerator_Com, G - HWat | G | Yes | Warehouse | Water Heating | RET | 1.1516 | 2.3016 | 3.452 | 4.5945 | 5.7348 | 6.8755 | 8.0197 | 9.1682 | 10.3235 | 11.4845
| Pre Rinse Sprayers_Com, G - HWat | G | Yes | Warehouse | Water Heating | RET | 0.11443 | 0.22872 | 0.34304 | 0.35423 | 0.36531 | 0.36434 | 0.36443 | 0.36515 | 0.36658 | 0.36829
| FF Storage Water Heater_Com, G - HWat | G | No | Warehouse | Water Heating | NC | 0.16183 | 0.31519 | 0.46367 | 0.60604 | 0.74192 | 0.87381 | 1.0047 | 1.1354 | 1.2663 | 1.3968
| FF Storage Water Heater_Com, G - HWat | G | No | Warehouse | Water Heating | RET | 1.1316 | 2.1845 | 3.1657 | 4.0737 | 4.918 | 5.705 | 6.4404 | 7.2077 | 8.0068 | 8.8353
| FF Storage Water Heater_Com, G - HWat | G | No | Warehouse | Water Heating | REPL | 1.1045 | 1.9869 | 2.7593 | 3.4168 | 3.9635 | 4.4012 | 4.7304 | 5.0283 | 5.2952 | 5.5305
| FF Instantaneous Water Heater_Com, G - HWat | G | No | Warehouse | Water Heating | NC | 0.27125 | 0.52829 | 0.77718 | 1.0158 | 1.2436 | 1.4646 | 1.6841 | 1.9031 | 2.1225 | 2.3412
| FF Instantaneous Water Heater_Com, G - HWat | G | No | Warehouse | Water Heating | RET | 1.8966 | 3.6615 | 5.3062 | 6.8281 | 8.2432 | 9.5623 | 10.795 | 11.9478 | 13.0282 | 14.0398
| FF Instantaneous Water Heater_Com, G - HWat | G | No | Warehouse | Water Heating | REPL | 1.3884 | 2.4978 | 3.4687 | 4.2952 | 4.9826 | 5.5327 | 5.9466 | 6.2236 | 6.3628 | 6.3628
| Clothes Dryer_Com, G - Oth | G | Yes | Warehouse | Other | NC | 0.0025536 | 0.0049734 | 0.0073165 | 0.009563 | 0.011707 | 0.013788 | 0.015854 | 0.017917 | 0.019982 | 0.022041
| Clothes Dryer_Com, G - Oth | G | No | Warehouse | Other | RET | 0.024875 | 0.047355 | 0.0677 | 0.085985 | 0.1025 | 0.11744 | 0.13101 | 0.14361 | 0.15538 | 0.16636
| Clothes Dryer_Com, G - Oth | G | Yes | Warehouse | Other | REPL | 0.018673 | 0.033592 | 0.046649 | 0.057766 | 0.06701 | 0.074409 | 0.079975 | 0.083915 | 0.08622 | 0.086872
| Pnemautic to DDC_Com, G - TotF [Building w Gas Heat] | G | No | Warehouse | Total FF | RET | 4.2562 | 8.507 | 12.7588 | 16.9817 | 21.196 | 25.4122 | 29.6413 | 33.8864 | 38.1563 | 42.4474
| RCx_Com, G - TotF [Building w Gas Heat] | G | Yes | Warehouse | Total FF | RET | 11.0243 | 22.0346 | 33.0474 | 43.9855 | 54.9012 | 65.8218 | 76.7758 | 87.7713 | 87.8069 | 87.9112
| Commissioning_Com, G - TotF [Building w Gas Heat] | G | Yes | Warehouse | Total FF | NC | 0 | 0 | 0 | 0 | 0 | 0 | 0 | 0 | 0 | 0
| Integrated Building Design_Com, G - TotF [Building w Gas Heat] | G | Yes | Warehouse | Total FF | NC | 0.75959 | 1.4794 | 2.1763 | 2.8446 | 3.4824 | 4.1014 | 4.7159 | 5.3294 | 5.9438 | 6.5561
| Deep Energy Retrofit_Com, G - TotF [Building w Gas Heat] | G | Yes | Warehouse | Total FF | RET | 2.7243 | 5.4451 | 8.1666 | 10.8696 | 13.567 | 16.2657 | 18.9726 | 21.6898 | 24.4229 | 27.1695
| EMS_Com, G - TotF [Building w Gas Heat] | G | Yes | Warehouse | Total FF | NC | 1.4803 | 2.8831 | 4.2414 | 5.5437 | 6.7866 | 7.9931 | 9.1907 | 10.3863 | 11.5836 | 12.7769
| EMS_Com, G - TotF [Building w Gas Heat] | G | No | Warehouse | Total FF | RET | 18.4798 | 36.9361 | 55.3968 | 73.732 | 92.0298 | 110.3358 | 128.6977 | 147.1293 | 165.6687 | 184.3
| Int Ltg Ctrls_Com, E/G - IntL | E | Yes | Warehouse | Interior Lighting | RET | -4.8888 | -9.6873 | -14.7995 | -19.9219 | -24.9952 | -30.1035 | -35.1187 | -40.2555 | -40.4727 | -40.6629
| Exit Sign RetFit_Com, E/G - IntL | E | Yes | Warehouse | Interior Lighting | RET | -0.40119 | -0.79498 | -1.2145 | -1.6349 | -2.0512 | -2.4704 | -2.882 | -3.3035 | -3.7225 | -4.1319
| LED HiLo Bay_Com, E/G - IntL | E | Yes | Warehouse | Interior Lighting | NC | -0.54073 | -1.0547 | -1.5475 | -2.0264 | -2.4763 | -2.9234 | -3.3631 | -3.7904 | -4.2133 | -4.6313
| LED HiLo Bay_Com, E/G - IntL | E | Yes | Warehouse | Interior Lighting | RET | -5.3344 | -10.2177 | -15.0698 | -19.6044 | -23.7929 | -27.7264 | -31.3283 | -34.769 | -37.9587 | -41.1773
| LED HiLo Bay_Com, E/G - IntL | E | Yes | Warehouse | Interior Lighting | REPL | -2.8885 | -5.1566 | -7.2709 | -9.0868 | -10.5856 | -11.7928 | -12.6818 | -13.2888 | -13.5905 | -13.7594
| Repl Scre_Com, E/G - IntL | E | Yes | Warehouse | Interior Lighting | NC | -0.10865 | -0.21193 | -0.10327 | 0 | 0 | 0 | 0 | 0 | 0 | 0
| Repl Scre_Com, E/G - IntL | E | Yes | Warehouse | Interior Lighting | RET | -0.37754 | -0.74811 | -0.37057 | 0 | 0 | 0 | 0 | 0 | 0 | 0
| Repl Scre_Com, E/G - IntL | E | Yes | Warehouse | Interior Lighting | REPL | -5.5764 | -11.0499 | -5.4735 | 0 | 0 | 0 | 0 | 0 | 0 | 0
| Lin LED Fixture_Com, E/G - IntL | E | Yes | Warehouse | Interior Lighting | NC | -0.066121 | -0.12897 | -0.18924 | -0.2478 | -0.30281 | -0.35747 | -0.41124 | -0.46349 | -0.5152 | -0.56632
| Lin LED Fixture_Com, E/G - IntL | E | No | Warehouse | Interior Lighting | RET | -0.55092 | -1.0494 | -1.5389 | -1.9911 | -2.404 | -2.7872 | -3.134 | -3.4614 | -3.7861 | -4.1026
| Lin LED Fixture_Com, E/G - IntL | E | Yes | Warehouse | Interior Lighting | REPL | -0.409 | -0.73016 | -1.0295 | -1.2867 | -1.4989 | -1.6698 | -1.7957 | -1.8816 | -1.9427 | -1.9784
| LED Tube Repl_Com, E/G - IntL | E | Yes | Warehouse | Interior Lighting | RET | -3.4661 | -6.6023 | -9.6823 | -12.5272 | -15.1246 | -17.7752 | -20.4093 | -23.1374 | -25.8767 | -28.5779
| LED Tube Repl_Com, E/G - IntL | E | Yes | Warehouse | Interior Lighting | REPL | -3.7789 | -6.7463 | -9.5124 | -11.8881 | -13.8488 | -15.6895 | -17.3656 | -18.9479 | -20.3872 | -21.6629
| Repl pin CFL wLED_Com, E/G - IntL | E | Yes | Warehouse | Interior Lighting | RET | -0.039453 | -0.075703 | -0.11185 | -0.14576 | -0.1772 | -0.21133 | -0.24713 | -0.28599 | -0.32665 | -0.36691
| Repl pin CFL wLED_Com, E/G - IntL | E | Yes | Warehouse | Interior Lighting | REPL | -0.070401 | -0.12568 | -0.17721 | -0.22147 | -0.258 | -0.29547 | -0.33293 | -0.37199 | -0.4115 | -0.45077
| Stair Occ Sensor_Com, E/G - IntL | E | Yes | Warehouse | Interior Lighting | NC | -0.044112 | -0.086041 | -0.12625 | -0.16532 | -0.20202 | -0.23849 | -0.27436 | -0.30922 | -0.34371 | -0.37781
| Stair Occ Sensor_Com, E/G - IntL | E | Yes | Warehouse | Interior Lighting | RET | -0.33961 | -0.67294 | -1.0281 | -1.3839 | -1.7363 | -2.0912 | -2.4395 | -2.7964 | -3.1511 | -3.4976
| Int Delamping_Com, E/G - IntL | E | Yes | Warehouse | Interior Lighting | RET | -0.032103 | -0.063614 | -0.097184 | -0.13082 | -0.16414 | -0.19768 | -0.23061 | -0.26435 | -0.29787 | -0.33063
| Int Ltg Dsgn_Com, E/G - IntL | E | Yes | Warehouse | Interior Lighting | NC | -0.12648 | -0.2467 | -0.36198 | -0.47399 | -0.57923 | -0.68379 | -0.78664 | -0.88659 | -0.9855 | -1.0833

## Table D6
Table D6. Cumulative Gas Savings by Technology - Upstate
Return to List of Tables
Cumulative BBtu Saved
| Measure Name | Primary Fuel - Electric (E), Gas (G), Oil (O), or Propane (P) | Cost Effective? | Building Type | End Use | New Construction (NC), Replacement (REPL), or Retrofit (RET) | 2020 | 2021 | 2022 | 2023 | 2024 | 2025 | 2026 | 2027 | 2028 | 2029
| DCV_Com, G - Heat [Building w Gas Heat] | G | Yes | Small Office | Space Heating | RET | 30.9822 | 61.925 | 92.8752 | 123.615 | 154.2921 | 184.9829 | 215.7675 | 246.6689 | 277.751 | 308.9872
| Optimized Unitary AC Sys_Com, G - Heat [Building w Gas Heat] | G | Yes | Small Office | Space Heating | NC | 11.7649 | 22.9132 | 33.708 | 44.0579 | 53.9361 | 63.5241 | 73.0422 | 82.5438 | 92.0592 | 101.5431
| Cool Roof_Com, G - Heat [Building w Gas Heat] | G | No | Small Office | Space Heating | NC | -0.64345 | -1.2532 | -1.8436 | -2.4096 | -2.9499 | -3.4743 | -3.9948 | -4.5145 | -5.0349 | -5.5536
| Cool Roof_Com, G - Heat [Building w Gas Heat] | G | No | Small Office | Space Heating | RET | -3.3594 | -6.7145 | -10.0705 | -13.4036 | -16.7299 | -20.0577 | -23.3957 | -26.7463 | -30.1166 | -33.5035
| Programmable TStat_Com, G - Heat [Building w Gas Heat] | G | Yes | Small Office | Space Heating | NC | 0 | 0 | 0 | 0 | 0 | 0 | 0 | 0 | 0 | 0
| Programmable TStat_Com, G - Heat [Building w Gas Heat] | G | Yes | Small Office | Space Heating | RET | 0 | 0 | 0 | 0 | 0 | 0 | 0 | 0 | 0 | 0
| Smart TStat_Com, G - Heat [Building w Gas Heat] | G | Yes | Small Office | Space Heating | NC | 2.1274 | 4.1433 | 6.0953 | 7.9669 | 9.7531 | 11.4869 | 13.208 | 14.9262 | 16.6468 | 18.3618
| Smart TStat_Com, G - Heat [Building w Gas Heat] | G | Yes | Small Office | Space Heating | RET | 7.8101 | 15.6102 | 23.4121 | 31.1611 | 38.8942 | 46.6308 | 54.391 | 62.1807 | 70.016 | 77.89
| Boiler Blowdown Controls_Com, G - Heat | G | No | Small Office | Space Heating | RET | 4.2014 | 8.3974 | 12.5945 | 16.763 | 20.923 | 20.8835 | 20.8621 | 20.8555 | 20.9019 | 20.9777
| Boiler Modifications_Com, G - Heat | G | Yes | Small Office | Space Heating | RET | 13.18 | 26.3431 | 39.5095 | 52.5863 | 65.6365 | 78.6925 | 91.7884 | 104.9339 | 108.9877 | 109.1074
| Boilers_Com, G - Heat | G | Yes | Small Office | Space Heating | NC | 4.1074 | 7.9996 | 11.7683 | 15.3818 | 18.8305 | 22.1779 | 25.5009 | 28.8182 | 32.1403 | 35.4513
| Boilers_Com, G - Heat | G | No | Small Office | Space Heating | RET | 30.8099 | 59.3259 | 85.7587 | 110.0884 | 132.5892 | 153.4507 | 172.8427 | 190.882 | 207.6973 | 223.3577
| Boilers_Com, G - Heat | G | Yes | Small Office | Space Heating | REPL | 16.8193 | 30.2576 | 42.0189 | 52.0316 | 60.3584 | 67.0228 | 72.0364 | 75.3915 | 77.0789 | 77.0789
| Furnace_Com, G - Heat | G | Yes | Small Office | Space Heating | NC | 2.0846 | 4.06 | 5.9727 | 7.8066 | 9.5569 | 11.2558 | 12.9423 | 14.6259 | 16.312 | 17.9924
| Furnace_Com, G - Heat | G | No | Small Office | Space Heating | RET | 12.9451 | 25.0896 | 36.5 | 47.1455 | 57.1248 | 66.5029 | 75.3391 | 83.6708 | 91.5428 | 98.974
| Furnace_Com, G - Heat | G | Yes | Small Office | Space Heating | REPL | 9.2785 | 16.6918 | 23.18 | 28.7036 | 33.2971 | 36.9736 | 39.7394 | 41.5902 | 42.5211 | 42.5211
| Unit Heater_Com, G - Heat | G | Yes | Small Office | Space Heating | NC | 0.37432 | 0.72903 | 1.0725 | 1.4018 | 1.7161 | 2.0211 | 2.324 | 2.6263 | 2.929 | 3.2308
| Unit Heater_Com, G - Heat | G | Yes | Small Office | Space Heating | RET | 3.0312 | 5.819 | 8.3869 | 10.7357 | 12.8942 | 14.8829 | 16.7198 | 18.4179 | 20.1154 | 21.8116
| Unit Heater_Com, G - Heat | G | Yes | Small Office | Space Heating | REPL | 2.2541 | 4.0551 | 5.6313 | 6.9732 | 8.0892 | 8.9824 | 9.6543 | 10.1039 | 10.4227 | 10.609
| Energy Recovery Ventilator_Com, G - Heat | G | Yes | Small Office | Space Heating | NC | 2.5161 | 4.9004 | 7.2091 | 9.4226 | 11.5352 | 13.5858 | 15.6215 | 17.6535 | 19.6886 | 21.7169
| Energy Recovery Ventilator_Com, G - Heat | G | Yes | Small Office | Space Heating | RET | 21.8943 | 41.9022 | 60.2137 | 76.8549 | 92.0505 | 105.9607 | 118.7275 | 131.1813 | 143.3753 | 155.3239
| Energy Recovery Ventilator_Com, G - Heat | G | Yes | Small Office | Space Heating | REPL | 17.172 | 30.8922 | 42.9002 | 53.1228 | 61.6243 | 68.4285 | 73.5472 | 77.5436 | 80.4148 | 82.1461
| Forced Air Heating Maintenance_Com, G - Heat | G | No | Small Office | Space Heating | RET | 0.24473 | 0.48915 | 0.73363 | 0.97645 | 1.2188 | 1.2165 | 1.2152 | 1.2148 | 1.2175 | 1.222
| Infrared Heater_Com, G - Heat | G | Yes | Small Office | Space Heating | NC | 0.066185 | 0.1289 | 0.18963 | 0.24785 | 0.30342 | 0.35736 | 0.41091 | 0.46436 | 0.51789 | 0.57124
| Infrared Heater_Com, G - Heat | G | Z | Small Office | Space Heating | RET | 0 | 0 | 0 | 0 | 0 | 0 | 0 | 0 | 0 | 0
| Infrared Heater_Com, G - Heat | G | Yes | Small Office | Space Heating | REPL | 0.39856 | 0.71699 | 0.99569 | 1.233 | 1.4303 | 1.5882 | 1.707 | 1.7865 | 1.8981 | 2.0421
| Steam Trap Maintenance_Com, G - Heat | G | Yes | Small Office | Space Heating | RET | 5.2165 | 10.4263 | 15.6374 | 20.8131 | 25.9782 | 31.1456 | 31.1123 | 31.1053 | 31.1275 | 31.2111
| Windows_Com, G - Heat [Building w Gas Heat] | G | Yes | Small Office | Space Heating | NC | 2.8708 | 5.5911 | 8.2252 | 10.7506 | 13.161 | 15.5006 | 17.8232 | 20.1417 | 22.4635 | 24.7777
| Window Film_Com, G - Heat [Building w Gas Heat] | G | No | Small Office | Space Heating | RET | 0 | 0 | 0 | 0 | 0 | 0 | 0 | 0 | 0 | 0
| Kitchen DCV_Com, G - Heat [Building w Gas Heat] | G | Yes | Small Office | Space Heating | NC | 0.11632 | 0.22655 | 0.33329 | 0.43562 | 0.53329 | 0.62809 | 0.7222 | 0.81615 | 0.91023 | 1.004
| Kitchen DCV_Com, G - Heat [Building w Gas Heat] | G | Yes | Small Office | Space Heating | RET | 1.1075 | 2.1107 | 3.0208 | 3.8407 | 4.5828 | 5.2561 | 5.8688 | 6.4437 | 6.9855 | 7.4968
| Kitchen DCV_Com, G - Heat [Building w Gas Heat] | G | Yes | Small Office | Space Heating | REPL | 0.79389 | 1.4282 | 1.9833 | 2.4559 | 2.849 | 3.1635 | 3.4002 | 3.5709 | 3.6753 | 3.7126
| Duct Sealing Regulated_Com, G - Heat [Building w Gas Heat] | G | Yes | Small Office | Space Heating | RET | 11.1321 | 22.2501 | 33.3707 | 44.4158 | 55.4383 | 66.4657 | 77.5269 | 88.63 | 99.798 | 111.0214
| Clothes Washer Elec WH_Com, G - Oth [unit w/ gas dry - Dryer] | G | Yes | Small Office | Other | NC | 0.00015083 | 0.00029376 | 0.00043215 | 0.00056484 | 0.00069148 | 0.0008144 | 0.00093643 | 0.00090864 | 0.00089018 | 0.0008771
| Clothes Washer Elec WH_Com, G - Oth [unit w/ gas dry - Dryer] | G | Yes | Small Office | Other | REPL | 0.0022058 | 0.0044088 | 0.0066123 | 0.0088009 | 0.010985 | 0.01317 | 0.015362 | 0.015356 | 0.015366 | 0.015386
| Clothes Washer Gas WH_Com, G - HWat [unit w/ elec dry - Water Heater] | G | Yes | Small Office | Water Heating | NC | 0.014144 | 0.027547 | 0.040525 | 0.052967 | 0.064843 | 0.07637 | 0.087813 | 0.085207 | 0.083477 | 0.082249
| Clothes Washer Gas WH_Com, G - HWat [unit w/ elec dry - Water Heater] | G | Yes | Small Office | Water Heating | REPL | 0.20685 | 0.41343 | 0.62007 | 0.8253 | 1.0301 | 1.235 | 1.4405 | 1.44 | 1.4409 | 1.4428
| Clothes Washer Gas WH_Com, G - Oth [unit w/ gas dry - Dryer] | G | Yes | Small Office | Other | NC | 0.0011765 | 0.0022913 | 0.0033708 | 0.0044057 | 0.0053935 | 0.0063523 | 0.0073041 | 0.0070874 | 0.0069434 | 0.0068414
| Clothes Washer Gas WH_Com, G - Oth [unit w/ gas dry - Dryer] | G | Yes | Small Office | Other | REPL | 0.017205 | 0.034389 | 0.051576 | 0.068647 | 0.085683 | 0.10273 | 0.11982 | 0.11978 | 0.11985 | 0.12001
| Clothes Washer Gas WH_Com, G - HWat [unit w/ gas dry - Water Heater] | G | Yes | Small Office | Water Heating | NC | 0.055162 | 0.10743 | 0.15805 | 0.20657 | 0.25289 | 0.29784 | 0.34247 | 0.33231 | 0.32556 | 0.32077
| Clothes Washer Gas WH_Com, G - HWat [unit w/ gas dry - Water Heater] | G | Yes | Small Office | Water Heating | REPL | 0.80671 | 1.6124 | 2.4183 | 3.2187 | 4.0174 | 4.8166 | 5.6181 | 5.616 | 5.6196 | 5.6271
| Clothes Washer Gas WH_Com, G - HWat [unit w/ propane dry - Water Heater] | G | Yes | Small Office | Water Heating | NC | 0.0028288 | 0.0055094 | 0.0081049 | 0.010593 | 0.012969 | 0.015274 | 0.017563 | 0.017041 | 0.016695 | 0.01645
| Clothes Washer Gas WH_Com, G - HWat [unit w/ propane dry - Water Heater] | G | Yes | Small Office | Water Heating | REPL | 0.04137 | 0.082687 | 0.12401 | 0.16506 | 0.20602 | 0.247 | 0.28811 | 0.288 | 0.28819 | 0.28857
| Clothes Washer Oil WH_Com, G - Oth [unit w/ gas dry - Dryer] | G | Yes | Small Office | Other | NC | 6.0332e-05 | 0.0001175 | 0.00017286 | 0.00022594 | 0.00027659 | 0.00032576 | 0.00037457 | 0.00036346 | 0.00035607 | 0.00035084
| Clothes Washer Oil WH_Com, G - Oth [unit w/ gas dry - Dryer] | G | Yes | Small Office | Other | REPL | 0.00088232 | 0.0017635 | 0.0026449 | 0.0035204 | 0.004394 | 0.005268 | 0.0061447 | 0.0061424 | 0.0061464 | 0.0061545
| Clothes Washer Propane WH_Com, G - Oth [unit w/ gas dry - Dryer] | G | Yes | Small Office | Other | NC | 3.0166e-05 | 5.8751e-05 | 8.643e-05 | 0.00011297 | 0.0001383 | 0.00016288 | 0.00018729 | 0.00018173 | 0.00017804 | 0.00017542
| Clothes Washer Propane WH_Com, G - Oth [unit w/ gas dry - Dryer] | G | Yes | Small Office | Other | REPL | 0.00044116 | 0.00088176 | 0.0013225 | 0.0017602 | 0.002197 | 0.002634 | 0.0030724 | 0.0030712 | 0.0030732 | 0.0030773
| Dishwasher_Com, G - HWat [Building w gas WH] | G | Yes | Small Office | Water Heating | NC | 0.012061 | 0.02349 | 0.034557 | 0.045167 | 0.055294 | 0.065123 | 0.074881 | 0.084622 | 0.094377 | 0.1041
| Dishwasher_Com, G - HWat [Building w gas WH] | G | Yes | Small Office | Water Heating | REPL | 0.097606 | 0.19509 | 0.29259 | 0.38943 | 0.48608 | 0.58277 | 0.67975 | 0.7771 | 0.87502 | 0.97343
| Faucet Aerator_Com, G - HWat | G | Yes | Small Office | Water Heating | RET | 2.2958 | 4.5886 | 6.882 | 9.1598 | 11.433 | 13.7071 | 15.9882 | 18.278 | 20.5812 | 22.8958
| Pre Rinse Sprayers_Com, G - HWat | G | Yes | Small Office | Water Heating | RET | 0.14633 | 0.29248 | 0.43866 | 0.45296 | 0.46714 | 0.4659 | 0.46601 | 0.46693 | 0.46876 | 0.47094
| FF Storage Water Heater_Com, G - HWat | G | No | Small Office | Water Heating | NC | 0.32263 | 0.62836 | 0.92439 | 1.2082 | 1.4791 | 1.7421 | 2.0031 | 2.2636 | 2.5246 | 2.7847
| FF Storage Water Heater_Com, G - HWat | G | No | Small Office | Water Heating | RET | 2.2559 | 4.355 | 6.3113 | 8.1215 | 9.8047 | 11.3735 | 12.8397 | 14.3695 | 15.9625 | 17.6142
| FF Storage Water Heater_Com, G - HWat | G | No | Small Office | Water Heating | REPL | 2.2019 | 3.9612 | 5.5009 | 6.8117 | 7.9018 | 8.7743 | 9.4307 | 10.0246 | 10.5567 | 11.0258
| FF Instantaneous Water Heater_Com, G - HWat | G | No | Small Office | Water Heating | NC | 0.54078 | 1.0532 | 1.5494 | 2.0251 | 2.4792 | 2.9199 | 3.3574 | 3.7942 | 4.2315 | 4.6675
| FF Instantaneous Water Heater_Com, G - HWat | G | No | Small Office | Water Heating | RET | 3.7812 | 7.2996 | 10.5785 | 13.6127 | 16.4339 | 19.0636 | 21.5211 | 23.8195 | 25.9734 | 27.9901
| FF Instantaneous Water Heater_Com, G - HWat | G | No | Small Office | Water Heating | REPL | 2.768 | 4.9796 | 6.9152 | 8.563 | 9.9334 | 11.0302 | 11.8553 | 12.4074 | 12.6851 | 12.6851
| Clothes Dryer_Com, G - Oth | G | No | Small Office | Other | NC | 0.0045803 | 0.0089205 | 0.013123 | 0.017153 | 0.020998 | 0.024731 | 0.028437 | 0.032136 | 0.03584 | 0.039533
| Clothes Dryer_Com, G - Oth | G | No | Small Office | Other | RET | 0.044617 | 0.084937 | 0.12143 | 0.15422 | 0.18384 | 0.21065 | 0.23498 | 0.25759 | 0.27869 | 0.29839
| Clothes Dryer_Com, G - Oth | G | No | Small Office | Other | REPL | 0.033492 | 0.060252 | 0.083672 | 0.10361 | 0.12019 | 0.13346 | 0.14345 | 0.15051 | 0.15465 | 0.15582
| Pnemautic to DDC_Com, G - TotF [Building w Gas Heat] | G | Yes | Small Office | Total FF | RET | 5.2744 | 10.542 | 15.8109 | 21.0441 | 26.2665 | 31.4912 | 36.732 | 41.9926 | 47.284 | 52.6016
| Data Center_Com, G - TotF [Building w Gas Heat] | G | Yes | Small Office | Total FF | NC | 0 | 0 | 0 | 0 | 0 | 0 | 0 | 0 | 0 | 0
| Data Center_Com, G - TotF [Building w Gas Heat] | G | Yes | Small Office | Total FF | RET | 0 | 0 | 0 | 0 | 0 | 0 | 0 | 0 | 0 | 0
| RCx_Com, G - TotF [Building w Gas Heat] | G | Yes | Small Office | Total FF | RET | 10.7854 | 21.557 | 32.3313 | 43.0323 | 53.7114 | 64.3954 | 75.112 | 85.8692 | 85.904 | 86.0061
| Commissioning_Com, G - TotF [Building w Gas Heat] | G | Yes | Small Office | Total FF | NC | 0 | 0 | 0 | 0 | 0 | 0 | 0 | 0 | 0 | 0
| Integrated Building Design_Com, G - TotF [Building w Gas Heat] | G | Yes | Small Office | Total FF | NC | 0.9413 | 1.8333 | 2.697 | 3.525 | 4.3154 | 5.0825 | 5.8441 | 6.6043 | 7.3656 | 8.1244
| Deep Energy Retrofit_Com, G - TotF [Building w Gas Heat] | G | Yes | Small Office | Total FF | RET | 3.376 | 6.7477 | 10.1202 | 13.4698 | 16.8125 | 20.1567 | 23.5112 | 26.8784 | 30.2653 | 33.6689
| EMS_Com, G - TotF [Building w Gas Heat] | G | Yes | Small Office | Total FF | NC | 1.8345 | 3.5728 | 5.256 | 6.8698 | 8.4101 | 9.9051 | 11.3893 | 12.8708 | 14.3546 | 15.8333
| EMS_Com, G - TotF [Building w Gas Heat] | G | Yes | Small Office | Total FF | RET | 22.9005 | 45.7718 | 68.6486 | 91.37 | 114.0449 | 136.7299 | 159.4844 | 182.3251 | 205.2994 | 228.3876
| Int Ltg Ctrls_Com, E/G - IntL | E | Yes | Small Office | Interior Lighting | RET | -0.84476 | -1.6518 | -2.4792 | -3.3267 | -4.1879 | -5.066 | -5.9289 | -6.8005 | -6.8296 | -6.8784
| Exit Sign RetFit_Com, E/G - IntL | E | Yes | Small Office | Interior Lighting | RET | -0.044293 | -0.086608 | -0.12999 | -0.17443 | -0.21959 | -0.26563 | -0.31087 | -0.35657 | -0.40239 | -0.44726
| LED HiLo Bay_Com, E/G - IntL | E | Yes | Small Office | Interior Lighting | NC | -0.0082739 | -0.016315 | -0.024223 | -0.032004 | -0.03932 | -0.04649 | -0.053604 | -0.060533 | -0.067457 | -0.074442
| LED HiLo Bay_Com, E/G - IntL | E | Yes | Small Office | Interior Lighting | RET | -0.081045 | -0.15326 | -0.2223 | -0.28827 | -0.35079 | -0.41024 | -0.46473 | -0.51606 | -0.56406 | -0.6126
| LED HiLo Bay_Com, E/G - IntL | E | Yes | Small Office | Interior Lighting | REPL | -0.044198 | -0.077977 | -0.10828 | -0.13489 | -0.15741 | -0.17579 | -0.18934 | -0.19846 | -0.20303 | -0.20559
| Repl Scre_Com, E/G - IntL | E | Yes | Small Office | Interior Lighting | NC | -0.029896 | -0.05895 | -0.029053 | 0 | 0 | 0 | 0 | 0 | 0 | 0
| Repl Scre_Com, E/G - IntL | E | Yes | Small Office | Interior Lighting | RET | -0.15443 | -0.30196 | -0.14753 | 0 | 0 | 0 | 0 | 0 | 0 | 0
| Repl Scre_Com, E/G - IntL | E | Yes | Small Office | Interior Lighting | REPL | -1.5344 | -3.0003 | -1.4659 | 0 | 0 | 0 | 0 | 0 | 0 | 0
| Lin LED Fixture_Com, E/G - IntL | E | Yes | Small Office | Interior Lighting | NC | -0.02923 | -0.057635 | -0.085574 | -0.11306 | -0.13891 | -0.16424 | -0.18937 | -0.21385 | -0.23831 | -0.26299
| Lin LED Fixture_Com, E/G - IntL | E | Yes | Small Office | Interior Lighting | RET | -0.21693 | -0.40798 | -0.58853 | -0.75903 | -0.91873 | -1.0688 | -1.2048 | -1.3314 | -1.4581 | -1.5818
| Lin LED Fixture_Com, E/G - IntL | E | Yes | Small Office | Interior Lighting | REPL | -0.1808 | -0.31899 | -0.44295 | -0.55179 | -0.64395 | -0.71913 | -0.77453 | -0.81184 | -0.83855 | -0.85424
| LED Tube Repl_Com, E/G - IntL | E | Yes | Small Office | Interior Lighting | RET | -1.3648 | -2.5668 | -3.7027 | -4.7755 | -5.7802 | -6.8185 | -7.8513 | -8.9061 | -9.9745 | -11.0304
| LED Tube Repl_Com, E/G - IntL | E | Yes | Small Office | Interior Lighting | REPL | -1.6705 | -2.9473 | -4.0926 | -5.0983 | -5.9498 | -6.7592 | -7.497 | -8.1838 | -8.8141 | -9.3739
| Repl pin CFL wLED_Com, E/G - IntL | E | Yes | Small Office | Interior Lighting | RET | -0.016177 | -0.030644 | -0.044528 | -0.057842 | -0.070504 | -0.084429 | -0.099045 | -0.11469 | -0.1312 | -0.14759
| Repl pin CFL wLED_Com, E/G - IntL | E | Yes | Small Office | Interior Lighting | REPL | -0.018737 | -0.033057 | -0.045903 | -0.057182 | -0.066733 | -0.076653 | -0.08658 | -0.096787 | -0.1072 | -0.11758
| Stair Occ Sensor_Com, E/G - IntL | E | Yes | Small Office | Interior Lighting | NC | -0.019214 | -0.037886 | -0.056251 | -0.07432 | -0.091309 | -0.10796 | -0.12448 | -0.14057 | -0.15665 | -0.17287
| Stair Occ Sensor_Com, E/G - IntL | E | Yes | Small Office | Interior Lighting | RET | -0.14792 | -0.28923 | -0.43411 | -0.58252 | -0.73332 | -0.88707 | -1.0382 | -1.1908 | -1.3438 | -1.4937
| Int Delamping_Com, E/G - IntL | E | Yes | Small Office | Interior Lighting | RET | -0.014192 | -0.02775 | -0.041649 | -0.055889 | -0.070356 | -0.085108 | -0.099604 | -0.11425 | -0.12893 | -0.1433
| Int Ltg Dsgn_Com, E/G - IntL | E | Yes | Small Office | Interior Lighting | NC | -0.025454 | -0.05019 | -0.07452 | -0.098458 | -0.12097 | -0.14302 | -0.16491 | -0.18622 | -0.20753 | -0.22901
| DCV_Com, G - Heat [Building w Gas Heat] | G | Yes | Large Office | Space Heating | RET | 31.5932 | 63.1461 | 94.7066 | 126.0527 | 157.3347 | 188.6306 | 220.0223 | 251.5331 | 283.2281 | 315.0802
| Optimized Unitary AC Sys_Com, G - Heat [Building w Gas Heat] | G | Yes | Large Office | Space Heating | NC | 11.9969 | 23.365 | 34.3727 | 44.9267 | 54.9997 | 64.7767 | 74.4826 | 84.1715 | 93.8746 | 103.5454
| Cool Roof_Com, G - Heat [Building w Gas Heat] | G | No | Large Office | Space Heating | NC | -0.63407 | -1.2349 | -1.8167 | -2.3745 | -2.9069 | -3.4236 | -3.9366 | -4.4487 | -4.9615 | -5.4727
| Cool Roof_Com, G - Heat [Building w Gas Heat] | G | No | Large Office | Space Heating | RET | -3.3104 | -6.6167 | -9.9237 | -13.2082 | -16.4861 | -19.7654 | -23.0547 | -26.3565 | -29.6776 | -33.0152
| Programmable TStat_Com, G - Heat [Building w Gas Heat] | G | Yes | Large Office | Space Heating | NC | 0 | 0 | 0 | 0 | 0 | 0 | 0 | 0 | 0 | 0
| Programmable TStat_Com, G - Heat [Building w Gas Heat] | G | Yes | Large Office | Space Heating | RET | 0 | 0 | 0 | 0 | 0 | 0 | 0 | 0 | 0 | 0
| Smart TStat_Com, G - Heat [Building w Gas Heat] | G | Yes | Large Office | Space Heating | NC | 0.56242 | 1.0954 | 1.6114 | 2.1062 | 2.5784 | 3.0368 | 3.4918 | 3.946 | 4.4009 | 4.8543
| Smart TStat_Com, G - Heat [Building w Gas Heat] | G | Yes | Large Office | Space Heating | RET | 2.0647 | 4.1268 | 6.1894 | 8.238 | 10.2824 | 12.3277 | 14.3793 | 16.4386 | 18.51 | 20.5916
| Boiler Blowdown Controls_Com, G - Heat | G | No | Large Office | Space Heating | RET | 5.9814 | 11.9552 | 17.9303 | 23.8649 | 29.7874 | 29.7311 | 29.7006 | 29.6912 | 29.7573 | 29.8652
| Boiler Modifications_Com, G - Heat | G | Yes | Large Office | Space Heating | RET | 18.7638 | 37.5038 | 56.2483 | 74.8653 | 93.4444 | 112.0317 | 130.6759 | 149.3908 | 155.1621 | 155.3325
| Boilers_Com, G - Heat | G | Yes | Large Office | Space Heating | NC | 5.8476 | 11.3888 | 16.7542 | 21.8985 | 26.8083 | 31.5739 | 36.3048 | 41.0274 | 45.757 | 50.4708
| Boilers_Com, G - Heat | G | No | Large Office | Space Heating | RET | 43.8629 | 84.4602 | 122.0918 | 156.729 | 188.7627 | 218.4625 | 246.0702 | 271.7522 | 295.6914 | 317.9866
| Boilers_Com, G - Heat | G | Yes | Large Office | Space Heating | REPL | 23.9451 | 43.0767 | 59.8209 | 74.0756 | 85.9302 | 95.4181 | 102.5558 | 107.3323 | 109.7346 | 109.7346
| Furnace_Com, G - Heat | G | Yes | Large Office | Space Heating | NC | 0.46655 | 0.90864 | 1.3367 | 1.7472 | 2.1389 | 2.5191 | 2.8965 | 3.2733 | 3.6507 | 4.0268
| Furnace_Com, G - Heat | G | Yes | Large Office | Space Heating | RET | 2.8972 | 5.6151 | 8.1689 | 10.5514 | 12.7848 | 14.8836 | 16.8612 | 18.7259 | 20.4877 | 22.1508
| Furnace_Com, G - Heat | G | Yes | Large Office | Space Heating | REPL | 2.0766 | 3.7357 | 5.1878 | 6.424 | 7.452 | 8.2748 | 8.8938 | 9.3081 | 9.5164 | 9.5164
| Unit Heater_Com, G - Heat | G | Yes | Large Office | Space Heating | NC | 0.1722 | 0.33538 | 0.49338 | 0.64487 | 0.78946 | 0.92979 | 1.0691 | 1.2082 | 1.3475 | 1.4863
| Unit Heater_Com, G - Heat | G | Yes | Large Office | Space Heating | RET | 1.3944 | 2.6769 | 3.8583 | 4.9388 | 5.9318 | 6.8466 | 7.6917 | 8.4729 | 9.2538 | 10.0341
| Unit Heater_Com, G - Heat | G | Yes | Large Office | Space Heating | REPL | 1.037 | 1.8655 | 2.5906 | 3.2079 | 3.7213 | 4.1322 | 4.4413 | 4.6481 | 4.7948 | 4.8805
| Energy Recovery Ventilator_Com, G - Heat | G | Yes | Large Office | Space Heating | NC | 2.4795 | 4.829 | 7.104 | 9.2853 | 11.3671 | 13.3878 | 15.3938 | 17.3962 | 19.4016 | 21.4004
| Energy Recovery Ventilator_Com, G - Heat | G | Yes | Large Office | Space Heating | RET | 21.5752 | 41.2915 | 59.3361 | 75.7348 | 90.7089 | 104.4164 | 116.9971 | 129.2693 | 141.2856 | 153.0601
| Energy Recovery Ventilator_Com, G - Heat | G | Yes | Large Office | Space Heating | REPL | 16.9218 | 30.442 | 42.2749 | 52.3486 | 60.7261 | 67.4312 | 72.4753 | 76.4134 | 79.2428 | 80.9489
| Forced Air Heating Maintenance_Com, G - Heat | G | Yes | Large Office | Space Heating | RET | 0.054772 | 0.10947 | 0.16419 | 0.21853 | 0.27277 | 0.27225 | 0.27197 | 0.27189 | 0.27249 | 0.27348
| Infrared Heater_Com, G - Heat | G | Yes | Large Office | Space Heating | NC | 0.0375 | 0.073036 | 0.10744 | 0.14043 | 0.17192 | 0.20248 | 0.23282 | 0.26311 | 0.29344 | 0.32367
| Infrared Heater_Com, G - Heat | G | Z | Large Office | Space Heating | RET | 0 | 0 | 0 | 0 | 0 | 0 | 0 | 0 | 0 | 0
| Infrared Heater_Com, G - Heat | G | Yes | Large Office | Space Heating | REPL | 0.22582 | 0.40625 | 0.56416 | 0.69859 | 0.81039 | 0.89987 | 0.96718 | 1.0122 | 1.0755 | 1.157
| Steam Trap Maintenance_Com, G - Heat | G | Yes | Large Office | Space Heating | RET | 7.4265 | 14.8436 | 22.2624 | 29.6308 | 36.9842 | 44.3409 | 44.2935 | 44.2836 | 44.3152 | 44.4342
| Windows_Com, G - Heat [Building w Gas Heat] | G | No | Large Office | Space Heating | NC | 2.8289 | 5.5096 | 8.1053 | 10.594 | 12.9692 | 15.2747 | 17.5634 | 19.8481 | 22.1361 | 24.4166
| Window Film_Com, G - Heat [Building w Gas Heat] | G | No | Large Office | Space Heating | RET | 0 | 0 | 0 | 0 | 0 | 0 | 0 | 0 | 0 | 0
| Kitchen DCV_Com, G - Heat [Building w Gas Heat] | G | Yes | Large Office | Space Heating | NC | 0.233 | 0.45378 | 0.66756 | 0.87254 | 1.0682 | 1.258 | 1.4465 | 1.6347 | 1.8232 | 2.011
| Kitchen DCV_Com, G - Heat [Building w Gas Heat] | G | Yes | Large Office | Space Heating | RET | 2.2182 | 4.2276 | 6.0506 | 7.6927 | 9.1791 | 10.5279 | 11.755 | 12.9066 | 13.9918 | 15.0158
| Kitchen DCV_Com, G - Heat [Building w Gas Heat] | G | Yes | Large Office | Space Heating | REPL | 1.5901 | 2.8606 | 3.9726 | 4.9192 | 5.7064 | 6.3365 | 6.8105 | 7.1524 | 7.3615 | 7.4363
| Duct Sealing Regulated_Com, G - Heat [Building w Gas Heat] | G | Yes | Large Office | Space Heating | RET | 10.9699 | 21.9258 | 32.8844 | 43.7685 | 54.6303 | 65.497 | 76.3969 | 87.3382 | 98.3435 | 109.4033
| Clothes Washer Elec WH_Com, G - Oth [unit w/ gas dry - Dryer] | G | Yes | Large Office | Other | NC | 0.00014863 | 0.00028947 | 0.00042585 | 0.00055661 | 0.0006814 | 0.00080253 | 0.00092278 | 0.0008954 | 0.00087721 | 0.00086432
| Clothes Washer Elec WH_Com, G - Oth [unit w/ gas dry - Dryer] | G | Yes | Large Office | Other | REPL | 0.0021737 | 0.0043446 | 0.006516 | 0.0086726 | 0.010825 | 0.012978 | 0.015138 | 0.015132 | 0.015142 | 0.015162
| Clothes Washer Gas WH_Com, G - HWat [unit w/ elec dry - Water Heater] | G | Yes | Large Office | Water Heating | NC | 0.013938 | 0.027145 | 0.039934 | 0.052195 | 0.063898 | 0.075257 | 0.086533 | 0.083965 | 0.08226 | 0.081051
| Clothes Washer Gas WH_Com, G - HWat [unit w/ elec dry - Water Heater] | G | Yes | Large Office | Water Heating | REPL | 0.20383 | 0.40741 | 0.61103 | 0.81327 | 1.0151 | 1.217 | 1.4195 | 1.419 | 1.4199 | 1.4218
| Clothes Washer Gas WH_Com, G - Oth [unit w/ gas dry - Dryer] | G | Yes | Large Office | Other | NC | 0.0011593 | 0.0022579 | 0.0033216 | 0.0043415 | 0.0053149 | 0.0062597 | 0.0071977 | 0.0069841 | 0.0068422 | 0.0067417
| Clothes Washer Gas WH_Com, G - Oth [unit w/ gas dry - Dryer] | G | Yes | Large Office | Other | REPL | 0.016955 | 0.033888 | 0.050825 | 0.067646 | 0.084434 | 0.10123 | 0.11808 | 0.11803 | 0.11811 | 0.11826
| Clothes Washer Gas WH_Com, G - HWat [unit w/ gas dry - Water Heater] | G | Yes | Large Office | Water Heating | NC | 0.054358 | 0.10587 | 0.15574 | 0.20356 | 0.2492 | 0.2935 | 0.33748 | 0.32747 | 0.32081 | 0.3161
| Clothes Washer Gas WH_Com, G - HWat [unit w/ gas dry - Water Heater] | G | Yes | Large Office | Water Heating | REPL | 0.79495 | 1.5889 | 2.383 | 3.1718 | 3.9589 | 4.7464 | 5.5362 | 5.5342 | 5.5377 | 5.5451
| Clothes Washer Gas WH_Com, G - HWat [unit w/ propane dry - Water Heater] | G | Yes | Large Office | Water Heating | NC | 0.0027876 | 0.0054291 | 0.0079868 | 0.010439 | 0.01278 | 0.015051 | 0.017307 | 0.016793 | 0.016452 | 0.01621
| Clothes Washer Gas WH_Com, G - HWat [unit w/ propane dry - Water Heater] | G | Yes | Large Office | Water Heating | REPL | 0.040767 | 0.081482 | 0.12221 | 0.16265 | 0.20302 | 0.2434 | 0.28391 | 0.2838 | 0.28399 | 0.28436
| Clothes Washer Oil WH_Com, G - Oth [unit w/ gas dry - Dryer] | G | Yes | Large Office | Other | NC | 5.9453e-05 | 0.00011579 | 0.00017034 | 0.00022264 | 0.00027256 | 0.00032101 | 0.00036911 | 0.00035816 | 0.00035088 | 0.00034573
| Clothes Washer Oil WH_Com, G - Oth [unit w/ gas dry - Dryer] | G | Yes | Large Office | Other | REPL | 0.00086946 | 0.0017378 | 0.0026064 | 0.003469 | 0.00433 | 0.0051912 | 0.0060552 | 0.0060529 | 0.0060568 | 0.0060648
| Clothes Washer Propane WH_Com, G - Oth [unit w/ gas dry - Dryer] | G | Yes | Large Office | Other | NC | 2.9726e-05 | 5.7895e-05 | 8.517e-05 | 0.00011132 | 0.00013628 | 0.00016051 | 0.00018456 | 0.00017908 | 0.00017544 | 0.00017286
| Clothes Washer Propane WH_Com, G - Oth [unit w/ gas dry - Dryer] | G | Yes | Large Office | Other | REPL | 0.00043473 | 0.00086891 | 0.0013032 | 0.0017345 | 0.002165 | 0.0025956 | 0.0030276 | 0.0030264 | 0.0030284 | 0.0030324
| Dishwasher_Com, G - HWat [Building w gas WH] | G | Yes | Large Office | Water Heating | NC | 0.011885 | 0.023148 | 0.034053 | 0.044509 | 0.054488 | 0.064174 | 0.07379 | 0.083389 | 0.093002 | 0.10258
| Dishwasher_Com, G - HWat [Building w gas WH] | G | Yes | Large Office | Water Heating | REPL | 0.096183 | 0.19224 | 0.28833 | 0.38376 | 0.47899 | 0.57427 | 0.66984 | 0.76577 | 0.86227 | 0.95924
| Faucet Aerator_Com, G - HWat | G | Yes | Large Office | Water Heating | RET | 2.2623 | 4.5217 | 6.7817 | 9.0263 | 11.2663 | 13.5073 | 15.7552 | 18.0116 | 20.2812 | 22.5621
| Pre Rinse Sprayers_Com, G - HWat | G | Yes | Large Office | Water Heating | RET | 0.27772 | 0.55509 | 0.83252 | 0.85967 | 0.88658 | 0.88422 | 0.88443 | 0.88618 | 0.88964 | 0.89379
| FF Storage Water Heater_Com, G - HWat | G | No | Large Office | Water Heating | NC | 0.31793 | 0.6192 | 0.91092 | 1.1906 | 1.4576 | 1.7167 | 1.9739 | 2.2307 | 2.4878 | 2.7441
| FF Storage Water Heater_Com, G - HWat | G | No | Large Office | Water Heating | RET | 2.223 | 4.2916 | 6.2193 | 8.0031 | 9.6618 | 11.2078 | 12.6526 | 14.16 | 15.7298 | 17.3575
| FF Storage Water Heater_Com, G - HWat | G | No | Large Office | Water Heating | REPL | 2.1698 | 3.9034 | 5.4207 | 6.7124 | 7.7867 | 8.6464 | 9.2932 | 9.8785 | 10.4028 | 10.8651
| FF Instantaneous Water Heater_Com, G - HWat | G | No | Large Office | Water Heating | NC | 0.5329 | 1.0379 | 1.5268 | 1.9956 | 2.4431 | 2.8774 | 3.3085 | 3.7389 | 4.1699 | 4.5994
| FF Instantaneous Water Heater_Com, G - HWat | G | No | Large Office | Water Heating | RET | 3.7261 | 7.1932 | 10.4243 | 13.4143 | 16.1944 | 18.7857 | 21.2074 | 23.4723 | 25.5948 | 27.5822
| FF Instantaneous Water Heater_Com, G - HWat | G | No | Large Office | Water Heating | REPL | 2.7277 | 4.907 | 6.8144 | 8.4382 | 9.7886 | 10.8694 | 11.6825 | 12.2266 | 12.5002 | 12.5002
| Clothes Dryer_Com, G - Oth | G | No | Large Office | Other | NC | 0.0045135 | 0.0087905 | 0.012932 | 0.016903 | 0.020692 | 0.024371 | 0.028022 | 0.031667 | 0.035318 | 0.038956
| Clothes Dryer_Com, G - Oth | G | No | Large Office | Other | RET | 0.043967 | 0.083699 | 0.11966 | 0.15198 | 0.18116 | 0.20758 | 0.23155 | 0.25384 | 0.27463 | 0.29404
| Clothes Dryer_Com, G - Oth | G | No | Large Office | Other | REPL | 0.033004 | 0.059374 | 0.082453 | 0.1021 | 0.11844 | 0.13152 | 0.14135 | 0.14832 | 0.15239 | 0.15355
| Pnemautic to DDC_Com, G - TotF [Building w Gas Heat] | G | No | Large Office | Total FF | RET | 5.1975 | 10.3884 | 15.5805 | 20.7373 | 25.8837 | 31.0323 | 36.1966 | 41.3806 | 46.5948 | 51.8349
| Data Center_Com, G - TotF [Building w Gas Heat] | G | Yes | Large Office | Total FF | NC | 0 | 0 | 0 | 0 | 0 | 0 | 0 | 0 | 0 | 0
| Data Center_Com, G - TotF [Building w Gas Heat] | G | Yes | Large Office | Total FF | RET | 0 | 0 | 0 | 0 | 0 | 0 | 0 | 0 | 0 | 0
| RCx_Com, G - TotF [Building w Gas Heat] | G | Yes | Large Office | Total FF | RET | 14.1709 | 28.3238 | 42.4801 | 56.5401 | 70.5715 | 84.6091 | 98.6897 | 112.8236 | 112.8693 | 113.0035
| Commissioning_Com, G - TotF [Building w Gas Heat] | G | Yes | Large Office | Total FF | NC | 0 | 0 | 0 | 0 | 0 | 0 | 0 | 0 | 0 | 0
| Integrated Building Design_Com, G - TotF [Building w Gas Heat] | G | Yes | Large Office | Total FF | NC | 0.92758 | 1.8066 | 2.6576 | 3.4737 | 4.2525 | 5.0084 | 5.7589 | 6.508 | 7.2583 | 8.006
| Deep Energy Retrofit_Com, G - TotF [Building w Gas Heat] | G | Yes | Large Office | Total FF | RET | 3.3268 | 6.6493 | 9.9727 | 13.2734 | 16.5675 | 19.863 | 23.1685 | 26.4866 | 29.8241 | 33.1782
| EMS_Com, G - TotF [Building w Gas Heat] | G | Yes | Large Office | Total FF | NC | 1.8077 | 3.5207 | 5.1794 | 6.7697 | 8.2875 | 9.7608 | 11.2233 | 12.6833 | 14.1453 | 15.6026
| EMS_Com, G - TotF [Building w Gas Heat] | G | No | Large Office | Total FF | RET | 22.5667 | 45.1047 | 67.6481 | 90.0383 | 112.3827 | 134.7372 | 157.1599 | 179.6678 | 202.3073 | 225.0589
| Int Ltg Ctrls_Com, E/G - IntL | E | Yes | Large Office | Interior Lighting | RET | -17.2187 | -33.6683 | -50.5327 | -67.8092 | -85.3623 | -103.2602 | -120.849 | -138.6139 | -139.2085 | -140.2016
| Exit Sign RetFit_Com, E/G - IntL | E | Yes | Large Office | Interior Lighting | RET | -0.90283 | -1.7653 | -2.6496 | -3.5555 | -4.4758 | -5.4143 | -6.3365 | -7.268 | -8.202 | -9.1166
| LED HiLo Bay_Com, E/G - IntL | E | Yes | Large Office | Interior Lighting | NC | -0.16865 | -0.33254 | -0.49374 | -0.65234 | -0.80146 | -0.9476 | -1.0926 | -1.2338 | -1.375 | -1.5174
| LED HiLo Bay_Com, E/G - IntL | E | Yes | Large Office | Interior Lighting | RET | -1.6519 | -3.1238 | -4.5312 | -5.8759 | -7.1501 | -8.3619 | -9.4726 | -10.5188 | -11.4972 | -12.4867
| LED HiLo Bay_Com, E/G - IntL | E | Yes | Large Office | Interior Lighting | REPL | -0.90089 | -1.5894 | -2.2071 | -2.7494 | -3.2086 | -3.5832 | -3.8592 | -4.0451 | -4.1383 | -4.1906
| Repl Scre_Com, E/G - IntL | E | Yes | Large Office | Interior Lighting | NC | -0.60938 | -1.2016 | -0.5922 | 0 | 0 | 0 | 0 | 0 | 0 | 0
| Repl Scre_Com, E/G - IntL | E | Yes | Large Office | Interior Lighting | RET | -3.1478 | -6.1549 | -3.0072 | 0 | 0 | 0 | 0 | 0 | 0 | 0
| Repl Scre_Com, E/G - IntL | E | Yes | Large Office | Interior Lighting | REPL | -31.276 | -61.155 | -29.879 | 0 | 0 | 0 | 0 | 0 | 0 | 0
| Lin LED Fixture_Com, E/G - IntL | E | Yes | Large Office | Interior Lighting | NC | -0.59579 | -1.1748 | -1.7443 | -2.3046 | -2.8314 | -3.3477 | -3.8599 | -4.3589 | -4.8575 | -5.3605
| Lin LED Fixture_Com, E/G - IntL | E | Yes | Large Office | Interior Lighting | RET | -4.4217 | -8.3158 | -11.996 | -15.4714 | -18.7265 | -21.7861 | -24.5578 | -27.1385 | -29.7198 | -32.2415
| Lin LED Fixture_Com, E/G - IntL | E | Yes | Large Office | Interior Lighting | REPL | -3.6853 | -6.5019 | -9.0286 | -11.2472 | -13.1257 | -14.658 | -15.7873 | -16.5478 | -17.0923 | -17.412
| LED Tube Repl_Com, E/G - IntL | E | Yes | Large Office | Interior Lighting | RET | -27.8194 | -52.3189 | -75.4728 | -97.3386 | -117.8179 | -138.9807 | -160.0327 | -181.5326 | -203.3103 | -224.8328
| LED Tube Repl_Com, E/G - IntL | E | Yes | Large Office | Interior Lighting | REPL | -34.0506 | -60.0743 | -83.4193 | -103.9182 | -121.2742 | -137.7737 | -152.8114 | -166.8111 | -179.6572 | -191.0691
| Repl pin CFL wLED_Com, E/G - IntL | E | Yes | Large Office | Interior Lighting | RET | -0.32974 | -0.62462 | -0.90761 | -1.179 | -1.4371 | -1.7209 | -2.0188 | -2.3377 | -2.6743 | -3.0083
| Repl pin CFL wLED_Com, E/G - IntL | E | Yes | Large Office | Interior Lighting | REPL | -0.38191 | -0.6738 | -0.93563 | -1.1655 | -1.3602 | -1.5624 | -1.7648 | -1.9728 | -2.1851 | -2.3966
| Stair Occ Sensor_Com, E/G - IntL | E | Yes | Large Office | Interior Lighting | NC | -0.39163 | -0.77222 | -1.1466 | -1.5149 | -1.8612 | -2.2005 | -2.5373 | -2.8652 | -3.193 | -3.5236
| Stair Occ Sensor_Com, E/G - IntL | E | Yes | Large Office | Interior Lighting | RET | -3.015 | -5.8954 | -8.8484 | -11.8736 | -14.9472 | -18.0812 | -21.161 | -24.2717 | -27.3909 | -30.4452
| Int Delamping_Com, E/G - IntL | E | Yes | Large Office | Interior Lighting | RET | -0.28927 | -0.56562 | -0.84894 | -1.1392 | -1.4341 | -1.7347 | -2.0302 | -2.3287 | -2.6279 | -2.921
| Int Ltg Dsgn_Com, E/G - IntL | E | Yes | Large Office | Interior Lighting | NC | -0.51883 | -1.023 | -1.5189 | -2.0069 | -2.4656 | -2.9152 | -3.3613 | -3.7958 | -4.23 | -4.668
| DCV_Com, G - Heat [Building w Gas Heat] | G | Yes | Education | Space Heating | RET | 106.9789 | 213.8218 | 320.69 | 426.8322 | 532.7575 | 638.7302 | 745.0268 | 851.7268 | 959.0506 | 1066.9064
| Optimized Unitary AC Sys_Com, G - Heat [Building w Gas Heat] | G | Yes | Education | Space Heating | NC | 40.6232 | 79.1174 | 116.3909 | 152.1281 | 186.2368 | 219.3432 | 252.2086 | 285.0167 | 317.8726 | 350.6196
| Cool Roof_Com, G - Heat [Building w Gas Heat] | G | No | Education | Space Heating | NC | -2.1161 | -4.1213 | -6.0629 | -7.9245 | -9.7013 | -11.4258 | -13.1378 | -14.8468 | -16.5584 | -18.2642
| Cool Roof_Com, G - Heat [Building w Gas Heat] | G | No | Education | Space Heating | RET | -11.0481 | -22.0821 | -33.1187 | -44.0803 | -55.0196 | -65.9637 | -76.9413 | -87.9605 | -99.0442 | -110.1828
| Programmable TStat_Com, G - Heat [Building w Gas Heat] | G | Yes | Education | Space Heating | NC | 0 | 0 | 0 | 0 | 0 | 0 | 0 | 0 | 0 | 0
| Programmable TStat_Com, G - Heat [Building w Gas Heat] | G | Yes | Education | Space Heating | RET | 0 | 0 | 0 | 0 | 0 | 0 | 0 | 0 | 0 | 0
| Smart TStat_Com, G - Heat [Building w Gas Heat] | G | Yes | Education | Space Heating | NC | 1.7053 | 3.3213 | 4.886 | 6.3862 | 7.8181 | 9.2079 | 10.5875 | 11.9648 | 13.3441 | 14.7188
| Smart TStat_Com, G - Heat [Building w Gas Heat] | G | Yes | Education | Space Heating | RET | 6.2605 | 12.5131 | 18.7671 | 24.9787 | 31.1775 | 37.3792 | 43.5998 | 49.844 | 56.1247 | 62.4365
| Boiler Blowdown Controls_Com, G - Heat | G | No | Education | Space Heating | RET | 20.1679 | 40.3102 | 60.4572 | 80.4673 | 100.4366 | 100.2469 | 100.1439 | 100.1122 | 100.335 | 100.6989
| Boiler Modifications_Com, G - Heat | G | Yes | Education | Space Heating | RET | 63.2676 | 126.4547 | 189.6569 | 252.4296 | 315.0741 | 377.7466 | 440.6107 | 503.7133 | 523.1726 | 523.7472
| Boilers_Com, G - Heat | G | Yes | Education | Space Heating | NC | 19.7168 | 38.4004 | 56.4914 | 73.8369 | 90.3918 | 106.4603 | 122.4119 | 138.3356 | 154.2826 | 170.1766
| Boilers_Com, G - Heat | G | No | Education | Space Heating | RET | 147.8963 | 284.7815 | 411.6668 | 528.456 | 636.4666 | 736.6078 | 829.6951 | 916.2889 | 997.007 | 1072.1814
| Boilers_Com, G - Heat | G | Yes | Education | Space Heating | REPL | 80.7375 | 145.2453 | 201.7031 | 249.7667 | 289.7378 | 321.729 | 345.7958 | 361.9012 | 370.001 | 370.001
| Furnace_Com, G - Heat | G | Yes | Education | Space Heating | NC | 1.6638 | 3.2403 | 4.7669 | 6.2306 | 7.6275 | 8.9834 | 10.3295 | 11.6732 | 13.0188 | 14.36
| Furnace_Com, G - Heat | G | Yes | Education | Space Heating | RET | 10.3317 | 20.0244 | 29.1312 | 37.6275 | 45.5922 | 53.077 | 60.1293 | 66.7789 | 73.0617 | 78.9927
| Furnace_Com, G - Heat | G | Yes | Education | Space Heating | REPL | 7.4053 | 13.322 | 18.5003 | 22.9088 | 26.5749 | 29.5092 | 31.7166 | 33.1938 | 33.9367 | 33.9367
| Unit Heater_Com, G - Heat | G | Yes | Education | Space Heating | NC | 0.26417 | 0.5145 | 0.75689 | 0.98929 | 1.2111 | 1.4264 | 1.6401 | 1.8535 | 2.0671 | 2.2801
| Unit Heater_Com, G - Heat | G | Yes | Education | Space Heating | RET | 2.1392 | 4.1067 | 5.9189 | 7.5765 | 9.0998 | 10.5033 | 11.7997 | 12.9981 | 14.1961 | 15.3932
| Unit Heater_Com, G - Heat | G | Yes | Education | Space Heating | REPL | 1.5908 | 2.8618 | 3.9742 | 4.9212 | 5.7088 | 6.3391 | 6.8133 | 7.1307 | 7.3557 | 7.4871
| Destratification Fans_Com, G - Heat | G | No | Education | Space Heating | NC | 2.4131 | 4.6998 | 6.914 | 9.0369 | 11.063 | 13.0296 | 14.9819 | 16.9308 | 18.8826 | 20.8278
| Destratification Fans_Com, G - Heat | G | No | Education | Space Heating | RET | 11.7636 | 22.9248 | 33.5305 | 43.5374 | 53.0246 | 62.0414 | 70.6336 | 80.1308 | 90.5171 | 101.7509
| Destratification Fans_Com, G - Heat | G | No | Education | Space Heating | REPL | 16.469 | 29.6275 | 41.1439 | 50.9481 | 59.1015 | 65.6271 | 70.5363 | 75.6467 | 80.9705 | 86.5051
| Energy Recovery Ventilator_Com, G - Heat | G | Yes | Education | Space Heating | NC | 8.2748 | 16.116 | 23.7085 | 30.9881 | 37.9359 | 44.6796 | 51.3742 | 58.0571 | 64.7498 | 71.4202
| Energy Recovery Ventilator_Com, G - Heat | G | Yes | Education | Space Heating | RET | 72.0038 | 137.8036 | 198.0246 | 252.7525 | 302.7262 | 348.4726 | 390.4585 | 431.4152 | 471.5176 | 510.813
| Energy Recovery Ventilator_Com, G - Heat | G | Yes | Education | Space Heating | REPL | 56.4736 | 101.595 | 141.0856 | 174.7048 | 202.6635 | 225.0404 | 241.8745 | 255.0173 | 264.4599 | 270.1535
| Forced Air Heating Maintenance_Com, G - Heat | G | No | Education | Space Heating | RET | 0.19533 | 0.3904 | 0.58553 | 0.77932 | 0.97272 | 0.97089 | 0.96989 | 0.96958 | 0.97174 | 0.97526
| Infrared Heater_Com, G - Heat | G | Yes | Education | Space Heating | NC | 0.12931 | 0.25183 | 0.37048 | 0.48423 | 0.5928 | 0.69818 | 0.80279 | 0.90722 | 1.0118 | 1.116
| Infrared Heater_Com, G - Heat | G | Z | Education | Space Heating | RET | 0 | 0 | 0 | 0 | 0 | 0 | 0 | 0 | 0 | 0
| Infrared Heater_Com, G - Heat | G | Yes | Education | Space Heating | REPL | 0.77865 | 1.4008 | 1.9453 | 2.4088 | 2.7943 | 3.1028 | 3.335 | 3.4903 | 3.7083 | 3.9896
| Steam Trap Maintenance_Com, G - Heat | G | Yes | Education | Space Heating | RET | 25.0406 | 50.0493 | 75.064 | 99.9087 | 124.7027 | 149.5078 | 149.3481 | 149.3146 | 149.4212 | 149.8224
| Windows_Com, G - Heat [Building w Gas Heat] | G | No | Education | Space Heating | NC | 9.4411 | 18.3874 | 27.05 | 35.3556 | 43.2827 | 50.9768 | 58.615 | 66.2398 | 73.8757 | 81.4863
| Window Film_Com, G - Heat [Building w Gas Heat] | G | No | Education | Space Heating | RET | 0 | 0 | 0 | 0 | 0 | 0 | 0 | 0 | 0 | 0
| Kitchen DCV_Com, G - Heat [Building w Gas Heat] | G | Yes | Education | Space Heating | NC | 0.76141 | 1.4829 | 2.1815 | 2.8514 | 3.4907 | 4.1112 | 4.7272 | 5.3421 | 5.9579 | 6.5717
| Kitchen DCV_Com, G - Heat [Building w Gas Heat] | G | Yes | Education | Space Heating | RET | 7.249 | 13.8155 | 19.7727 | 25.1392 | 29.9966 | 34.4043 | 38.4143 | 42.1776 | 45.724 | 49.0703
| Kitchen DCV_Com, G - Heat [Building w Gas Heat] | G | Yes | Education | Space Heating | REPL | 5.1964 | 9.3483 | 12.982 | 16.0755 | 18.6481 | 20.7071 | 22.2561 | 23.3733 | 24.0568 | 24.3013
| Duct Sealing Regulated_Com, G - Heat [Building w Gas Heat] | G | Yes | Education | Space Heating | RET | 36.6102 | 73.1739 | 109.7462 | 146.0701 | 182.3197 | 218.5855 | 254.9623 | 291.477 | 328.2052 | 365.1156
| Ovens_Com, G - Cook | G | Yes | Education | Cooking | NC | 0.31034 | 0.60442 | 0.88917 | 1.1622 | 1.4228 | 1.6757 | 1.9268 | 2.1774 | 2.4284 | 2.6786
| Ovens_Com, G - Cook | G | Yes | Education | Cooking | REPL | 2.6475 | 5.2916 | 7.9364 | 10.5632 | 13.1846 | 15.8072 | 18.4378 | 21.0784 | 23.7345 | 26.4037
| Fryers_Com, G - Cook | G | Yes | Education | Cooking | NC | 0.069619 | 0.13559 | 0.19947 | 0.26072 | 0.31917 | 0.37591 | 0.43223 | 0.48846 | 0.54477 | 0.60089
| Fryers_Com, G - Cook | G | Yes | Education | Cooking | REPL | 0.59392 | 1.1871 | 1.7804 | 2.3697 | 2.9577 | 3.5461 | 4.1362 | 4.7286 | 5.3244 | 5.9232
| Griddles_Com, G - Cook | G | Yes | Education | Cooking | NC | 0.09449 | 0.18403 | 0.27073 | 0.35385 | 0.43319 | 0.5102 | 0.58664 | 0.66295 | 0.73938 | 0.81555
| Griddles_Com, G - Cook | G | Yes | Education | Cooking | REPL | 0.80609 | 1.6112 | 2.4164 | 3.2162 | 4.0143 | 4.8129 | 5.6138 | 6.4178 | 7.2265 | 8.0392
| Steamers_Com, G - Cook | G | Yes | Education | Cooking | NC | 0.15537 | 0.3026 | 0.44517 | 0.58185 | 0.71231 | 0.83893 | 0.96464 | 1.0901 | 1.2158 | 1.341
| Steamers_Com, G - Cook | G | Yes | Education | Cooking | REPL | 1.3255 | 2.6493 | 3.9734 | 5.2885 | 6.6009 | 7.9139 | 9.231 | 10.553 | 11.8827 | 13.2191
| Clothes Washer Elec WH_Com, G - Oth [unit w/ gas dry - Dryer] | G | Yes | Education | Other | NC | 0.0003505 | 0.00068264 | 0.0010042 | 0.0013126 | 0.0016069 | 0.0018925 | 0.0021761 | 0.0021115 | 0.0020686 | 0.0020382
| Clothes Washer Elec WH_Com, G - Oth [unit w/ gas dry - Dryer] | G | Yes | Education | Other | REPL | 0.0051259 | 0.010245 | 0.015366 | 0.020452 | 0.025527 | 0.030605 | 0.035698 | 0.035685 | 0.035708 | 0.035755
| Clothes Washer Gas WH_Com, G - HWat [unit w/ elec dry - Water Heater] | G | Yes | Education | Water Heating | NC | 0.052808 | 0.10285 | 0.1513 | 0.19776 | 0.2421 | 0.28514 | 0.32786 | 0.31813 | 0.31167 | 0.30709
| Clothes Washer Gas WH_Com, G - HWat [unit w/ elec dry - Water Heater] | G | Yes | Education | Water Heating | REPL | 0.77229 | 1.5436 | 2.3151 | 3.0813 | 3.846 | 4.611 | 5.3784 | 5.3764 | 5.3799 | 5.387
| Clothes Washer Gas WH_Com, G - Oth [unit w/ gas dry - Dryer] | G | Yes | Education | Other | NC | 0.0027339 | 0.0053246 | 0.0078331 | 0.010238 | 0.012534 | 0.014762 | 0.016974 | 0.01647 | 0.016135 | 0.015898
| Clothes Washer Gas WH_Com, G - Oth [unit w/ gas dry - Dryer] | G | Yes | Education | Other | REPL | 0.039982 | 0.079913 | 0.11985 | 0.15952 | 0.19911 | 0.23872 | 0.27844 | 0.27834 | 0.27852 | 0.27889
| Clothes Washer Gas WH_Com, G - HWat [unit w/ gas dry - Water Heater] | G | Yes | Education | Water Heating | NC | 0.20595 | 0.40111 | 0.59008 | 0.77126 | 0.94419 | 1.112 | 1.2786 | 1.2407 | 1.2155 | 1.1976
| Clothes Washer Gas WH_Com, G - HWat [unit w/ gas dry - Water Heater] | G | Yes | Education | Water Heating | REPL | 3.0119 | 6.02 | 9.0288 | 12.0172 | 14.9995 | 17.9831 | 20.9758 | 20.968 | 20.9815 | 21.0093
| Clothes Washer Gas WH_Com, G - HWat [unit w/ propane dry - Water Heater] | G | Yes | Education | Water Heating | NC | 0.010562 | 0.02057 | 0.03026 | 0.039552 | 0.04842 | 0.057027 | 0.065572 | 0.063626 | 0.062334 | 0.061417
| Clothes Washer Gas WH_Com, G - HWat [unit w/ propane dry - Water Heater] | G | Yes | Education | Water Heating | REPL | 0.15446 | 0.30872 | 0.46302 | 0.61627 | 0.7692 | 0.92221 | 1.0757 | 1.0753 | 1.076 | 1.0774
| Clothes Washer Oil WH_Com, G - Oth [unit w/ gas dry - Dryer] | G | Yes | Education | Other | NC | 0.0001402 | 0.00027305 | 0.0004017 | 0.00052503 | 0.00064275 | 0.00075701 | 0.00087044 | 0.00084461 | 0.00082745 | 0.00081529
| Clothes Washer Oil WH_Com, G - Oth [unit w/ gas dry - Dryer] | G | Yes | Education | Other | REPL | 0.0020504 | 0.0040981 | 0.0061464 | 0.0081807 | 0.010211 | 0.012242 | 0.014279 | 0.014274 | 0.014283 | 0.014302
| Clothes Washer Propane WH_Com, G - Oth [unit w/ gas dry - Dryer] | G | Yes | Education | Other | NC | 7.0101e-05 | 0.00013653 | 0.00020085 | 0.00026252 | 0.00032138 | 0.00037851 | 0.00043522 | 0.0004223 | 0.00041373 | 0.00040764
| Clothes Washer Propane WH_Com, G - Oth [unit w/ gas dry - Dryer] | G | Yes | Education | Other | REPL | 0.0010252 | 0.0020491 | 0.0030732 | 0.0040903 | 0.0051054 | 0.006121 | 0.0071396 | 0.0071369 | 0.0071415 | 0.007151
| Ozone Laundry_Com, G - HWat | G | Yes | Education | Water Heating | RET | 14.6571 | 29.2956 | 43.9375 | 58.48 | 72.9927 | 87.5119 | 102.0756 | 116.6945 | 131.3988 | 146.176
| Dishwasher_Com, G - HWat [Building w gas WH] | G | Yes | Education | Water Heating | NC | 0.18013 | 0.35081 | 0.51608 | 0.67455 | 0.82579 | 0.97258 | 1.1183 | 1.2638 | 1.4095 | 1.5547
| Dishwasher_Com, G - HWat [Building w gas WH] | G | Yes | Education | Water Heating | REPL | 1.4577 | 2.9135 | 4.3697 | 5.816 | 7.2593 | 8.7033 | 10.1516 | 11.6055 | 13.0679 | 14.5375
| Faucet Aerator_Com, G - HWat | G | Yes | Education | Water Heating | RET | 17.1429 | 34.2641 | 51.3893 | 68.3982 | 85.3723 | 102.3539 | 119.3876 | 136.4858 | 153.684 | 170.9675
| Pre Rinse Sprayers_Com, G - HWat | G | Yes | Education | Water Heating | RET | 0.43452 | 0.86848 | 1.3025 | 1.345 | 1.3871 | 1.3834 | 1.3838 | 1.3865 | 1.3919 | 1.3984
| FF Storage Water Heater_Com, G - HWat | G | No | Education | Water Heating | NC | 2.4092 | 4.6921 | 6.9026 | 9.022 | 11.0449 | 13.0083 | 14.9574 | 16.9031 | 18.8516 | 20.7937
| FF Storage Water Heater_Com, G - HWat | G | No | Education | Water Heating | RET | 16.8453 | 32.52 | 47.1276 | 60.645 | 73.2134 | 84.9286 | 95.877 | 107.2999 | 119.1951 | 131.5292
| FF Storage Water Heater_Com, G - HWat | G | No | Education | Water Heating | REPL | 16.442 | 29.579 | 41.0765 | 50.8645 | 59.0046 | 65.5196 | 70.4207 | 74.8557 | 78.8291 | 82.3322
| FF Instantaneous Water Heater_Com, G - HWat | G | No | Education | Water Heating | NC | 4.0381 | 7.8646 | 11.5697 | 15.1221 | 18.5127 | 21.8036 | 25.0705 | 28.3318 | 31.5978 | 34.853
| FF Instantaneous Water Heater_Com, G - HWat | G | No | Education | Water Heating | RET | 28.2349 | 54.5078 | 78.992 | 101.649 | 122.7153 | 142.3515 | 160.7025 | 177.865 | 193.9487 | 209.0081
| FF Instantaneous Water Heater_Com, G - HWat | G | No | Education | Water Heating | REPL | 20.6693 | 37.1837 | 51.6372 | 63.9417 | 74.1746 | 82.3645 | 88.5258 | 92.6488 | 94.7224 | 94.7224
| Clothes Dryer_Com, G - Oth | G | No | Education | Other | NC | 0.042575 | 0.082919 | 0.12198 | 0.15944 | 0.19519 | 0.22988 | 0.26433 | 0.29871 | 0.33315 | 0.36747
| Clothes Dryer_Com, G - Oth | G | No | Education | Other | RET | 0.41473 | 0.78952 | 1.1287 | 1.4336 | 1.7088 | 1.958 | 2.1842 | 2.3944 | 2.5905 | 2.7736
| Clothes Dryer_Com, G - Oth | G | No | Education | Other | REPL | 0.31132 | 0.56006 | 0.77776 | 0.96309 | 1.1172 | 1.2406 | 1.3334 | 1.3991 | 1.4375 | 1.4484
| Pnemautic to DDC_Com, G - TotF [Building w Gas Heat] | G | No | Education | Total FF | RET | 19.7248 | 39.4245 | 59.1289 | 78.6994 | 98.2299 | 117.7692 | 137.3682 | 157.0415 | 176.8299 | 196.7164
| Data Center_Com, G - TotF [Building w Gas Heat] | G | Yes | Education | Total FF | NC | 0 | 0 | 0 | 0 | 0 | 0 | 0 | 0 | 0 | 0
| Data Center_Com, G - TotF [Building w Gas Heat] | G | Yes | Education | Total FF | RET | 0 | 0 | 0 | 0 | 0 | 0 | 0 | 0 | 0 | 0
| RCx_Com, G - TotF [Building w Gas Heat] | G | Yes | Education | Total FF | RET | 43.0235 | 85.9924 | 128.9714 | 171.6584 | 214.2582 | 256.8771 | 299.6262 | 342.5376 | 342.6763 | 343.0836
| Commissioning_Com, G - TotF [Building w Gas Heat] | G | Yes | Education | Total FF | NC | 0 | 0 | 0 | 0 | 0 | 0 | 0 | 0 | 0 | 0
| Integrated Building Design_Com, G - TotF [Building w Gas Heat] | G | Yes | Education | Total FF | NC | 3.5202 | 6.856 | 10.0859 | 13.1828 | 16.1385 | 19.0073 | 21.8553 | 24.6983 | 27.5455 | 30.3832
| Deep Energy Retrofit_Com, G - TotF [Building w Gas Heat] | G | Yes | Education | Total FF | RET | 12.6253 | 25.2346 | 37.8469 | 50.3735 | 62.8745 | 75.381 | 87.9259 | 100.5183 | 113.1843 | 125.9131
| EMS_Com, G - TotF [Building w Gas Heat] | G | Yes | Education | Total FF | NC | 6.8604 | 13.3614 | 19.6561 | 25.6914 | 31.4517 | 37.0427 | 42.593 | 48.1336 | 53.6824 | 59.2127
| EMS_Com, G - TotF [Building w Gas Heat] | G | Yes | Education | Total FF | RET | 85.6419 | 171.1749 | 256.7282 | 341.7003 | 426.4987 | 511.335 | 596.4308 | 681.8494 | 767.7673 | 854.1113
| Int Ltg Ctrls_Com, E/G - IntL | E | Yes | Education | Interior Lighting | RET | -5.9984 | -11.7289 | -17.6038 | -23.6224 | -29.7372 | -35.9723 | -42.0996 | -48.2883 | -48.4954 | -48.8414
| Exit Sign RetFit_Com, E/G - IntL | E | Yes | Education | Interior Lighting | RET | -0.24182 | -0.47283 | -0.70967 | -0.9523 | -1.1988 | -1.4502 | -1.6972 | -1.9467 | -2.1968 | -2.4418
| LED HiLo Bay_Com, E/G - IntL | E | Yes | Education | Interior Lighting | NC | -0.042547 | -0.083893 | -0.12456 | -0.16457 | -0.20219 | -0.23906 | -0.27564 | -0.31128 | -0.34688 | -0.3828
| LED HiLo Bay_Com, E/G - IntL | E | Yes | Education | Interior Lighting | RET | -0.41519 | -0.78512 | -1.1388 | -1.4768 | -1.7971 | -2.1016 | -2.3808 | -2.6437 | -2.8896 | -3.1383
| LED HiLo Bay_Com, E/G - IntL | E | Yes | Education | Interior Lighting | REPL | -0.22728 | -0.40098 | -0.5568 | -0.69362 | -0.80947 | -0.90396 | -0.97361 | -1.0205 | -1.044 | -1.0572
| Repl Scre_Com, E/G - IntL | E | Yes | Education | Interior Lighting | NC | -0.2756 | -0.54342 | -0.26783 | 0 | 0 | 0 | 0 | 0 | 0 | 0
| Repl Scre_Com, E/G - IntL | E | Yes | Education | Interior Lighting | RET | -1.0743 | -2.1006 | -1.0263 | 0 | 0 | 0 | 0 | 0 | 0 | 0
| Repl Scre_Com, E/G - IntL | E | Yes | Education | Interior Lighting | REPL | -14.1449 | -27.6579 | -13.5131 | 0 | 0 | 0 | 0 | 0 | 0 | 0
| Lin LED Fixture_Com, E/G - IntL | E | Yes | Education | Interior Lighting | NC | -0.19182 | -0.37824 | -0.56159 | -0.74199 | -0.91161 | -1.0778 | -1.2428 | -1.4034 | -1.5639 | -1.7259
| Lin LED Fixture_Com, E/G - IntL | E | No | Education | Interior Lighting | RET | -1.7933 | -3.3725 | -4.865 | -6.2745 | -7.5946 | -8.8355 | -9.9596 | -11.0062 | -12.053 | -13.0757
| Lin LED Fixture_Com, E/G - IntL | E | Yes | Education | Interior Lighting | REPL | -1.1866 | -2.0934 | -2.9069 | -3.6212 | -4.226 | -4.7193 | -5.083 | -5.3278 | -5.5031 | -5.606
| LED Tube Repl_Com, E/G - IntL | E | Yes | Education | Interior Lighting | RET | -11.2823 | -21.2182 | -30.6084 | -39.4762 | -47.7817 | -56.3644 | -64.9021 | -73.6215 | -82.4536 | -91.1821
| LED Tube Repl_Com, E/G - IntL | E | Yes | Education | Interior Lighting | REPL | -10.9631 | -19.3418 | -26.8581 | -33.458 | -39.046 | -44.3583 | -49.1999 | -53.7073 | -57.8433 | -61.5175
| Repl pin CFL wLED_Com, E/G - IntL | E | Yes | Education | Interior Lighting | RET | -0.31779 | -0.60197 | -0.8747 | -1.1362 | -1.385 | -1.6585 | -1.9456 | -2.2529 | -2.5773 | -2.8993
| Repl pin CFL wLED_Com, E/G - IntL | E | Yes | Education | Interior Lighting | REPL | -0.36553 | -0.64489 | -0.89549 | -1.1155 | -1.3019 | -1.4954 | -1.6891 | -1.8882 | -2.0914 | -2.2938
| Stair Occ Sensor_Com, E/G - IntL | E | Yes | Education | Interior Lighting | NC | -0.12792 | -0.25223 | -0.3745 | -0.4948 | -0.60791 | -0.71876 | -0.82874 | -0.93587 | -1.0429 | -1.1509
| Stair Occ Sensor_Com, E/G - IntL | E | Yes | Education | Interior Lighting | RET | -0.9848 | -1.9256 | -2.8902 | -3.8783 | -4.8822 | -5.9058 | -6.9118 | -7.9279 | -8.9467 | -9.9443
| Int Delamping_Com, E/G - IntL | E | Yes | Education | Interior Lighting | RET | -0.093135 | -0.18211 | -0.27333 | -0.36678 | -0.46172 | -0.55853 | -0.65367 | -0.74975 | -0.84611 | -0.94045
| Int Ltg Dsgn_Com, E/G - IntL | E | Yes | Education | Interior Lighting | NC | -0.18053 | -0.35597 | -0.52853 | -0.69831 | -0.85794 | -1.0144 | -1.1696 | -1.3208 | -1.4719 | -1.6243
| DCV_Com, G - Heat [Building w Gas Heat] | G | Yes | Grocery | Space Heating | RET | 5.0478 | 10.0891 | 15.1317 | 20.14 | 25.1381 | 30.1384 | 35.154 | 40.1886 | 45.2526 | 50.3418
| Optimized Unitary AC Sys_Com, G - Heat [Building w Gas Heat] | G | Yes | Grocery | Space Heating | NC | 1.9168 | 3.7331 | 5.4919 | 7.1781 | 8.7876 | 10.3497 | 11.9004 | 13.4485 | 14.9988 | 16.5439
| Cool Roof_Com, G - Heat [Building w Gas Heat] | G | No | Grocery | Space Heating | NC | -0.12437 | -0.24221 | -0.35632 | -0.46573 | -0.57015 | -0.67151 | -0.77212 | -0.87256 | -0.97315 | -1.0734
| Cool Roof_Com, G - Heat [Building w Gas Heat] | G | No | Grocery | Space Heating | RET | -0.6493 | -1.2978 | -1.9464 | -2.5906 | -3.2335 | -3.8767 | -4.5219 | -5.1695 | -5.8209 | -6.4755
| Programmable TStat_Com, G - Heat [Building w Gas Heat] | G | Yes | Grocery | Space Heating | NC | 0 | 0 | 0 | 0 | 0 | 0 | 0 | 0 | 0 | 0
| Programmable TStat_Com, G - Heat [Building w Gas Heat] | G | Yes | Grocery | Space Heating | RET | 0 | 0 | 0 | 0 | 0 | 0 | 0 | 0 | 0 | 0
| Smart TStat_Com, G - Heat [Building w Gas Heat] | G | Yes | Grocery | Space Heating | NC | 0.94351 | 1.8376 | 2.7033 | 3.5333 | 4.3255 | 5.0944 | 5.8578 | 6.6198 | 7.3829 | 8.1435
| Smart TStat_Com, G - Heat [Building w Gas Heat] | G | Yes | Grocery | Space Heating | RET | 3.4638 | 6.9231 | 10.3833 | 13.82 | 17.2496 | 20.6808 | 24.1224 | 27.5772 | 31.0521 | 34.5443
| Boiler Blowdown Controls_Com, G - Heat | G | No | Grocery | Space Heating | RET | 0.1731 | 0.34598 | 0.51891 | 0.69065 | 0.86205 | 0.86042 | 0.85954 | 0.85927 | 0.86118 | 0.8643
| Boiler Modifications_Com, G - Heat | G | Yes | Grocery | Space Heating | RET | 0.54303 | 1.0854 | 1.6278 | 2.1666 | 2.7043 | 3.2422 | 3.7818 | 4.3234 | 4.4904 | 4.4953
| Boilers_Com, G - Heat | G | Yes | Grocery | Space Heating | NC | 0.16923 | 0.32959 | 0.48487 | 0.63374 | 0.77584 | 0.91375 | 1.0507 | 1.1873 | 1.3242 | 1.4606
| Boilers_Com, G - Heat | G | No | Grocery | Space Heating | RET | 1.2694 | 2.4443 | 3.5333 | 4.5358 | 5.4628 | 6.3223 | 7.1213 | 7.8645 | 8.5573 | 9.2026
| Boilers_Com, G - Heat | G | Yes | Grocery | Space Heating | REPL | 0.69297 | 1.2466 | 1.7312 | 2.1438 | 2.4868 | 2.7614 | 2.968 | 3.1062 | 3.1757 | 3.1757
| Furnace_Com, G - Heat | G | Yes | Grocery | Space Heating | NC | 0.83961 | 1.6352 | 2.4056 | 3.1442 | 3.8492 | 4.5334 | 5.2127 | 5.8908 | 6.5699 | 7.2467
| Furnace_Com, G - Heat | G | No | Grocery | Space Heating | RET | 5.2138 | 10.1052 | 14.7009 | 18.9885 | 23.0078 | 26.785 | 30.3439 | 33.6996 | 36.8702 | 39.8632
| Furnace_Com, G - Heat | G | Yes | Grocery | Space Heating | REPL | 3.737 | 6.7229 | 9.3361 | 11.5608 | 13.4109 | 14.8916 | 16.0056 | 16.7511 | 17.126 | 17.126
| Unit Heater_Com, G - Heat | G | Yes | Grocery | Space Heating | NC | 0.25002 | 0.48695 | 0.71635 | 0.93631 | 1.1462 | 1.35 | 1.5523 | 1.7542 | 1.9564 | 2.158
| Unit Heater_Com, G - Heat | G | Yes | Grocery | Space Heating | RET | 2.0246 | 3.8867 | 5.6019 | 7.1708 | 8.6125 | 9.9408 | 11.1678 | 12.302 | 13.4358 | 14.5688
| Unit Heater_Com, G - Heat | G | Yes | Grocery | Space Heating | REPL | 1.5056 | 2.7086 | 3.7614 | 4.6577 | 5.4031 | 5.9997 | 6.4485 | 6.7488 | 6.9617 | 7.0861
| Destratification Fans_Com, G - Heat | G | No | Grocery | Space Heating | NC | 0.17728 | 0.34526 | 0.50792 | 0.66388 | 0.81273 | 0.9572 | 1.1006 | 1.2438 | 1.3872 | 1.5301
| Destratification Fans_Com, G - Heat | G | No | Grocery | Space Heating | RET | 0.86419 | 1.6841 | 2.4633 | 3.1984 | 3.8954 | 4.5578 | 5.189 | 5.8867 | 6.6497 | 7.475
| Destratification Fans_Com, G - Heat | G | No | Grocery | Space Heating | REPL | 1.2099 | 2.1765 | 3.0226 | 3.7428 | 4.3418 | 4.8212 | 5.1818 | 5.5573 | 5.9484 | 6.355
| Energy Recovery Ventilator_Com, G - Heat | G | Yes | Grocery | Space Heating | NC | 0.48632 | 0.94715 | 1.3934 | 1.8212 | 2.2295 | 2.6259 | 3.0193 | 3.4121 | 3.8054 | 4.1974
| Energy Recovery Ventilator_Com, G - Heat | G | Yes | Grocery | Space Heating | RET | 4.2317 | 8.0988 | 11.6381 | 14.8545 | 17.7914 | 20.48 | 22.9475 | 25.3546 | 27.7114 | 30.0209
| Energy Recovery Ventilator_Com, G - Heat | G | Yes | Grocery | Space Heating | REPL | 3.319 | 5.9708 | 8.2917 | 10.2675 | 11.9107 | 13.2258 | 14.2151 | 14.9876 | 15.5425 | 15.8771
| Forced Air Heating Maintenance_Com, G - Heat | G | No | Grocery | Space Heating | RET | 0.09857 | 0.19701 | 0.29548 | 0.39328 | 0.49088 | 0.48995 | 0.48945 | 0.48929 | 0.49038 | 0.49216
| Infrared Heater_Com, G - Heat | G | Yes | Grocery | Space Heating | NC | 0.030955 | 0.060288 | 0.088691 | 0.11592 | 0.14191 | 0.16714 | 0.19219 | 0.21719 | 0.24222 | 0.26718
| Infrared Heater_Com, G - Heat | G | Z | Grocery | Space Heating | RET | 0 | 0 | 0 | 0 | 0 | 0 | 0 | 0 | 0 | 0
| Infrared Heater_Com, G - Heat | G | Yes | Grocery | Space Heating | REPL | 0.18641 | 0.33534 | 0.46569 | 0.57666 | 0.66895 | 0.74281 | 0.79838 | 0.83556 | 0.88776 | 0.9551
| Steam Trap Maintenance_Com, G - Heat | G | Yes | Grocery | Space Heating | RET | 0.21492 | 0.42958 | 0.64428 | 0.85752 | 1.0703 | 1.2832 | 1.2819 | 1.2816 | 1.2825 | 1.2859
| Windows_Com, G - Heat [Building w Gas Heat] | G | No | Grocery | Space Heating | NC | 0.55486 | 1.0806 | 1.5898 | 2.0779 | 2.5438 | 2.9959 | 3.4448 | 3.893 | 4.3417 | 4.789
| Window Film_Com, G - Heat [Building w Gas Heat] | G | No | Grocery | Space Heating | RET | 0 | 0 | 0 | 0 | 0 | 0 | 0 | 0 | 0 | 0
| Kitchen DCV_Com, G - Heat [Building w Gas Heat] | G | Yes | Grocery | Space Heating | NC | 0.16389 | 0.31919 | 0.46957 | 0.61375 | 0.75136 | 0.88492 | 1.0175 | 1.1499 | 1.2824 | 1.4145
| Kitchen DCV_Com, G - Heat [Building w Gas Heat] | G | Yes | Grocery | Space Heating | RET | 1.5603 | 2.9737 | 4.256 | 5.4111 | 6.4567 | 7.4054 | 8.2685 | 9.0786 | 9.8419 | 10.5622
| Kitchen DCV_Com, G - Heat [Building w Gas Heat] | G | Yes | Grocery | Space Heating | REPL | 1.1185 | 2.0122 | 2.7943 | 3.4602 | 4.0139 | 4.4571 | 4.7905 | 5.031 | 5.1781 | 5.2308
| Duct Sealing Regulated_Com, G - Heat [Building w Gas Heat] | G | Yes | Grocery | Space Heating | RET | 2.1516 | 4.3005 | 6.4499 | 8.5846 | 10.7151 | 12.8464 | 14.9843 | 17.1303 | 19.2889 | 21.4581
| Ovens_Com, G - Cook | G | Yes | Grocery | Cooking | NC | 0.46755 | 0.91061 | 1.3396 | 1.7509 | 2.1435 | 2.5245 | 2.9028 | 3.2804 | 3.6586 | 4.0355
| Ovens_Com, G - Cook | G | Yes | Grocery | Cooking | REPL | 3.9887 | 7.9723 | 11.9568 | 15.9143 | 19.8637 | 23.8149 | 27.7781 | 31.7564 | 35.7579 | 39.7793
| Fryers_Com, G - Cook | G | Yes | Grocery | Cooking | NC | 0.10489 | 0.20428 | 0.30052 | 0.39279 | 0.48086 | 0.56634 | 0.65119 | 0.7359 | 0.82073 | 0.90529
| Fryers_Com, G - Cook | G | Yes | Grocery | Cooking | REPL | 0.89479 | 1.7884 | 2.6823 | 3.5701 | 4.4561 | 5.3424 | 6.2315 | 7.124 | 8.0216 | 8.9238
| Griddles_Com, G - Cook | G | Yes | Grocery | Cooking | NC | 0.14236 | 0.27725 | 0.40787 | 0.53311 | 0.65264 | 0.76865 | 0.88382 | 0.99879 | 1.1139 | 1.2287
| Griddles_Com, G - Cook | G | Yes | Grocery | Cooking | REPL | 1.2144 | 2.4273 | 3.6405 | 4.8455 | 6.0479 | 7.2509 | 8.4576 | 9.6689 | 10.8873 | 12.1117
| Steamers_Com, G - Cook | G | Yes | Grocery | Cooking | NC | 0.23408 | 0.4559 | 0.67068 | 0.87661 | 1.0732 | 1.2639 | 1.4533 | 1.6424 | 1.8317 | 2.0204
| Steamers_Com, G - Cook | G | Yes | Grocery | Cooking | REPL | 1.9969 | 3.9913 | 5.9862 | 7.9676 | 9.9448 | 11.923 | 13.9072 | 15.8989 | 17.9023 | 19.9156
| Clothes Washer Elec WH_Com, G - Oth [unit w/ gas dry - Dryer] | G | Yes | Grocery | Other | NC | 6.7192e-06 | 1.3086e-05 | 1.9251e-05 | 2.5162e-05 | 3.0804e-05 | 3.628e-05 | 4.1716e-05 | 4.0478e-05 | 3.9656e-05 | 3.9073e-05
| Clothes Washer Elec WH_Com, G - Oth [unit w/ gas dry - Dryer] | G | Yes | Grocery | Other | REPL | 9.8264e-05 | 0.0001964 | 0.00029457 | 0.00039206 | 0.00048936 | 0.0005867 | 0.00068434 | 0.00068408 | 0.00068452 | 0.00068543
| Clothes Washer Gas WH_Com, G - HWat [unit w/ elec dry - Water Heater] | G | Yes | Grocery | Water Heating | NC | 0.0015877 | 0.0030922 | 0.0045489 | 0.0059456 | 0.0072787 | 0.0085726 | 0.0098571 | 0.0095646 | 0.0093703 | 0.0092326
| Clothes Washer Gas WH_Com, G - HWat [unit w/ elec dry - Water Heater] | G | Yes | Grocery | Water Heating | REPL | 0.023219 | 0.046408 | 0.069603 | 0.092641 | 0.11563 | 0.13863 | 0.1617 | 0.16164 | 0.16175 | 0.16196
| Clothes Washer Gas WH_Com, G - Oth [unit w/ gas dry - Dryer] | G | Yes | Grocery | Other | NC | 5.241e-05 | 0.00010207 | 0.00015016 | 0.00019627 | 0.00024027 | 0.00028298 | 0.00032538 | 0.00031573 | 0.00030932 | 0.00030477
| Clothes Washer Gas WH_Com, G - Oth [unit w/ gas dry - Dryer] | G | Yes | Grocery | Other | REPL | 0.00076646 | 0.0015319 | 0.0022976 | 0.0030581 | 0.003817 | 0.0045762 | 0.0053378 | 0.0053358 | 0.0053393 | 0.0053463
| Clothes Washer Gas WH_Com, G - HWat [unit w/ gas dry - Water Heater] | G | Yes | Grocery | Water Heating | NC | 0.006192 | 0.012059 | 0.017741 | 0.023188 | 0.028387 | 0.033433 | 0.038443 | 0.037302 | 0.036544 | 0.036007
| Clothes Washer Gas WH_Com, G - HWat [unit w/ gas dry - Water Heater] | G | Yes | Grocery | Water Heating | REPL | 0.090554 | 0.18099 | 0.27145 | 0.3613 | 0.45096 | 0.54066 | 0.63064 | 0.6304 | 0.63081 | 0.63165
| Clothes Washer Gas WH_Com, G - HWat [unit w/ propane dry - Water Heater] | G | Yes | Grocery | Water Heating | NC | 0.00031754 | 0.00061843 | 0.00090978 | 0.0011891 | 0.0014557 | 0.0017145 | 0.0019714 | 0.0019129 | 0.0018741 | 0.0018465
| Clothes Washer Gas WH_Com, G - HWat [unit w/ propane dry - Water Heater] | G | Yes | Grocery | Water Heating | REPL | 0.0046438 | 0.0092817 | 0.013921 | 0.018528 | 0.023126 | 0.027726 | 0.03234 | 0.032328 | 0.032349 | 0.032392
| Clothes Washer Oil WH_Com, G - Oth [unit w/ gas dry - Dryer] | G | Yes | Grocery | Other | NC | 2.6877e-06 | 5.2345e-06 | 7.7005e-06 | 1.0065e-05 | 1.2322e-05 | 1.4512e-05 | 1.6686e-05 | 1.6191e-05 | 1.5862e-05 | 1.5629e-05
| Clothes Washer Oil WH_Com, G - Oth [unit w/ gas dry - Dryer] | G | Yes | Grocery | Other | REPL | 3.9306e-05 | 7.8561e-05 | 0.00011783 | 0.00015682 | 0.00019574 | 0.00023468 | 0.00027373 | 0.00027363 | 0.00027381 | 0.00027417
| Clothes Washer Propane WH_Com, G - Oth [unit w/ gas dry - Dryer] | G | Yes | Grocery | Other | NC | 1.3438e-06 | 2.6172e-06 | 3.8503e-06 | 5.0325e-06 | 6.1608e-06 | 7.256e-06 | 8.3432e-06 | 8.0956e-06 | 7.9312e-06 | 7.8146e-06
| Clothes Washer Propane WH_Com, G - Oth [unit w/ gas dry - Dryer] | G | Yes | Grocery | Other | REPL | 1.9653e-05 | 3.9281e-05 | 5.8913e-05 | 7.8412e-05 | 9.7872e-05 | 0.00011734 | 0.00013687 | 0.00013682 | 0.0001369 | 0.00013709
| Dishwasher_Com, G - HWat [Building w gas WH] | G | Yes | Grocery | Water Heating | NC | 0.0027077 | 0.0052736 | 0.0077581 | 0.01014 | 0.012414 | 0.01462 | 0.016811 | 0.018998 | 0.021188 | 0.023371
| Dishwasher_Com, G - HWat [Building w gas WH] | G | Yes | Grocery | Water Heating | REPL | 0.021913 | 0.043797 | 0.065687 | 0.087429 | 0.10913 | 0.13083 | 0.1526 | 0.17446 | 0.19644 | 0.21854
| Faucet Aerator_Com, G - HWat | G | Yes | Grocery | Water Heating | RET | 0.2577 | 0.51508 | 0.77251 | 1.0282 | 1.2834 | 1.5386 | 1.7947 | 2.0517 | 2.3103 | 2.5701
| Pre Rinse Sprayers_Com, G - HWat | G | Yes | Grocery | Water Heating | RET | 0.31649 | 0.63259 | 0.94875 | 0.97969 | 1.0103 | 1.0077 | 1.0079 | 1.0099 | 1.0138 | 1.0186
| FF Storage Water Heater_Com, G - HWat | G | No | Grocery | Water Heating | NC | 0.072432 | 0.14107 | 0.20753 | 0.27125 | 0.33207 | 0.39109 | 0.44969 | 0.50819 | 0.56678 | 0.62516
| FF Storage Water Heater_Com, G - HWat | G | No | Grocery | Water Heating | RET | 0.50645 | 0.97772 | 1.4169 | 1.8233 | 2.2012 | 2.5534 | 2.8826 | 3.226 | 3.5836 | 3.9544
| FF Storage Water Heater_Com, G - HWat | G | No | Grocery | Water Heating | REPL | 0.49433 | 0.88929 | 1.235 | 1.5292 | 1.774 | 1.9699 | 2.1172 | 2.2505 | 2.37 | 2.4753
| FF Instantaneous Water Heater_Com, G - HWat | G | No | Grocery | Water Heating | NC | 0.12141 | 0.23645 | 0.34784 | 0.45465 | 0.55658 | 0.65553 | 0.75375 | 0.8518 | 0.94999 | 1.0479
| FF Instantaneous Water Heater_Com, G - HWat | G | No | Grocery | Water Heating | RET | 0.84888 | 1.6388 | 2.3749 | 3.0561 | 3.6894 | 4.2798 | 4.8315 | 5.3475 | 5.8311 | 6.2838
| FF Instantaneous Water Heater_Com, G - HWat | G | No | Grocery | Water Heating | REPL | 0.62142 | 1.1179 | 1.5525 | 1.9224 | 2.2301 | 2.4763 | 2.6615 | 2.7855 | 2.8478 | 2.8478
| Clothes Dryer_Com, G - Oth | G | No | Grocery | Other | NC | 8.1617e-05 | 0.00015896 | 0.00023384 | 0.00030564 | 0.00037417 | 0.00044069 | 0.00050672 | 0.00057263 | 0.00063865 | 0.00070444
| Clothes Dryer_Com, G - Oth | G | No | Grocery | Other | RET | 0.00079504 | 0.0015135 | 0.0021638 | 0.0027482 | 0.0032759 | 0.0037536 | 0.0041871 | 0.0045901 | 0.004966 | 0.0053171
| Clothes Dryer_Com, G - Oth | G | No | Grocery | Other | REPL | 0.0005968 | 0.0010736 | 0.001491 | 0.0018462 | 0.0021417 | 0.0023782 | 0.0025561 | 0.002682 | 0.0027557 | 0.0027765
| Pnemautic to DDC_Com, G - TotF [Building w Gas Heat] | G | No | Grocery | Total FF | RET | 1.439 | 2.8762 | 4.3137 | 5.7415 | 7.1663 | 8.5918 | 10.0216 | 11.4569 | 12.9005 | 14.3514
| Data Center_Com, G - TotF [Building w Gas Heat] | G | Yes | Grocery | Total FF | NC | 0 | 0 | 0 | 0 | 0 | 0 | 0 | 0 | 0 | 0
| Data Center_Com, G - TotF [Building w Gas Heat] | G | Yes | Grocery | Total FF | RET | 0 | 0 | 0 | 0 | 0 | 0 | 0 | 0 | 0 | 0
| RCx_Com, G - TotF [Building w Gas Heat] | G | Yes | Grocery | Total FF | RET | 3.5311 | 7.0577 | 10.5852 | 14.0887 | 17.585 | 21.0829 | 24.5915 | 28.1134 | 28.1248 | 28.1582
| Commissioning_Com, G - TotF [Building w Gas Heat] | G | Yes | Grocery | Total FF | NC | 0 | 0 | 0 | 0 | 0 | 0 | 0 | 0 | 0 | 0
| Integrated Building Design_Com, G - TotF [Building w Gas Heat] | G | Yes | Grocery | Total FF | NC | 0.25682 | 0.50017 | 0.73581 | 0.96174 | 1.1774 | 1.3867 | 1.5944 | 1.8019 | 2.0096 | 2.2166
| Deep Energy Retrofit_Com, G - TotF [Building w Gas Heat] | G | Yes | Grocery | Total FF | RET | 0.92108 | 1.841 | 2.7611 | 3.675 | 4.587 | 5.4994 | 6.4146 | 7.3333 | 8.2573 | 9.1859
| EMS_Com, G - TotF [Building w Gas Heat] | G | Yes | Grocery | Total FF | NC | 0.5005 | 0.97477 | 1.434 | 1.8743 | 2.2945 | 2.7024 | 3.1074 | 3.5116 | 3.9164 | 4.3198
| EMS_Com, G - TotF [Building w Gas Heat] | G | Yes | Grocery | Total FF | RET | 6.248 | 12.488 | 18.7295 | 24.9286 | 31.115 | 37.3042 | 43.5123 | 49.744 | 56.0121 | 62.3113
| Int Ltg Ctrls_Com, E/G - IntL | E | Yes | Grocery | Interior Lighting | RET | -1.7212 | -3.3656 | -5.0514 | -6.7784 | -8.533 | -10.3221 | -12.0803 | -13.8562 | -13.9156 | -14.0149
| Exit Sign RetFit_Com, E/G - IntL | E | Yes | Grocery | Interior Lighting | RET | -0.030589 | -0.059812 | -0.089772 | -0.12046 | -0.15165 | -0.18344 | -0.21469 | -0.24625 | -0.2779 | -0.30888
| LED HiLo Bay_Com, E/G - IntL | E | Yes | Grocery | Interior Lighting | NC | -0.040347 | -0.079557 | -0.11812 | -0.15607 | -0.19174 | -0.2267 | -0.2614 | -0.29519 | -0.32895 | -0.36301
| LED HiLo Bay_Com, E/G - IntL | E | Yes | Grocery | Interior Lighting | RET | -0.030446 | -0.057574 | -0.083513 | -0.1083 | -0.13178 | -0.15412 | -0.17459 | -0.19387 | -0.2119 | -0.23014
| LED HiLo Bay_Com, E/G - IntL | E | Yes | Grocery | Interior Lighting | REPL | -0.21553 | -0.38025 | -0.52802 | -0.65777 | -0.76762 | -0.85724 | -0.92329 | -0.96776 | -0.99006 | -1.0026
| Repl Scre_Com, E/G - IntL | E | Yes | Grocery | Interior Lighting | NC | -0.037748 | -0.074431 | -0.036683 | 0 | 0 | 0 | 0 | 0 | 0 | 0
| Repl Scre_Com, E/G - IntL | E | Yes | Grocery | Interior Lighting | RET | -0.17875 | -0.34953 | -0.17077 | 0 | 0 | 0 | 0 | 0 | 0 | 0
| Repl Scre_Com, E/G - IntL | E | Yes | Grocery | Interior Lighting | REPL | -1.9374 | -3.7882 | -1.8508 | 0 | 0 | 0 | 0 | 0 | 0 | 0
| Lin LED Fixture_Com, E/G - IntL | E | Yes | Grocery | Interior Lighting | NC | -0.050126 | -0.098838 | -0.14675 | -0.19389 | -0.23821 | -0.28165 | -0.32475 | -0.36673 | -0.40867 | -0.45099
| Lin LED Fixture_Com, E/G - IntL | E | Yes | Grocery | Interior Lighting | RET | -0.38178 | -0.71801 | -1.0358 | -1.3358 | -1.6169 | -1.8811 | -2.1204 | -2.3432 | -2.5661 | -2.7838
| Lin LED Fixture_Com, E/G - IntL | E | Yes | Grocery | Interior Lighting | REPL | -0.31006 | -0.54703 | -0.7596 | -0.94626 | -1.1043 | -1.2332 | -1.3282 | -1.3922 | -1.438 | -1.4649
| LED Tube Repl_Com, E/G - IntL | E | Yes | Grocery | Interior Lighting | RET | -2.402 | -4.5173 | -6.5165 | -8.4045 | -10.1727 | -11.9999 | -13.8176 | -15.674 | -17.5543 | -19.4126
| LED Tube Repl_Com, E/G - IntL | E | Yes | Grocery | Interior Lighting | REPL | -2.8648 | -5.0542 | -7.0183 | -8.7429 | -10.2031 | -11.5913 | -12.8564 | -14.0343 | -15.1151 | -16.0752
| Repl pin CFL wLED_Com, E/G - IntL | E | Yes | Grocery | Interior Lighting | RET | -0.0016408 | -0.0031081 | -0.0045163 | -0.0058666 | -0.0071509 | -0.0085632 | -0.010046 | -0.011632 | -0.013307 | -0.014969
| Repl pin CFL wLED_Com, E/G - IntL | E | Yes | Grocery | Interior Lighting | REPL | -0.0023051 | -0.0040668 | -0.0056471 | -0.0070348 | -0.0082098 | -0.0094302 | -0.010651 | -0.011907 | -0.013189 | -0.014465
| Stair Occ Sensor_Com, E/G - IntL | E | Yes | Grocery | Interior Lighting | NC | -0.037394 | -0.073733 | -0.10948 | -0.14464 | -0.17771 | -0.21011 | -0.24226 | -0.27358 | -0.30487 | -0.33644
| Stair Occ Sensor_Com, E/G - IntL | E | Yes | Grocery | Interior Lighting | RET | -0.28788 | -0.56291 | -0.84486 | -1.1337 | -1.4272 | -1.7264 | -2.0205 | -2.3175 | -2.6153 | -2.907
| Int Delamping_Com, E/G - IntL | E | Yes | Grocery | Interior Lighting | RET | -0.024337 | -0.047587 | -0.071424 | -0.095842 | -0.12065 | -0.14595 | -0.17081 | -0.19592 | -0.2211 | -0.24575
| Int Ltg Dsgn_Com, E/G - IntL | E | Yes | Grocery | Interior Lighting | NC | -0.051568 | -0.10168 | -0.15097 | -0.19947 | -0.24507 | -0.28975 | -0.33409 | -0.37728 | -0.42043 | -0.46397
| DCV_Com, G - Heat [Building w Gas Heat] | G | Yes | Hospital | Space Heating | RET | 39.8652 | 79.6797 | 119.5036 | 159.0569 | 198.5295 | 238.0197 | 277.6306 | 317.3918 | 357.3855 | 397.5774
| Optimized Unitary AC Sys_Com, G - Heat [Building w Gas Heat] | G | Yes | Hospital | Space Heating | NC | 15.138 | 29.4827 | 43.3725 | 56.6898 | 69.4002 | 81.7372 | 93.9843 | 106.2101 | 118.4537 | 130.6567
| Cool Roof_Com, G - Heat [Building w Gas Heat] | G | No | Hospital | Space Heating | NC | -0.77631 | -1.5119 | -2.2242 | -2.9072 | -3.559 | -4.1916 | -4.8197 | -5.4467 | -6.0745 | -6.7003
| Cool Roof_Com, G - Heat [Building w Gas Heat] | G | No | Hospital | Space Heating | RET | -4.0531 | -8.101 | -12.1498 | -16.1712 | -20.1843 | -24.1992 | -28.2264 | -32.2689 | -36.335 | -40.4213
| Programmable TStat_Com, G - Heat [Building w Gas Heat] | G | Yes | Hospital | Space Heating | NC | 0 | 0 | 0 | 0 | 0 | 0 | 0 | 0 | 0 | 0
| Programmable TStat_Com, G - Heat [Building w Gas Heat] | G | Yes | Hospital | Space Heating | RET | 0 | 0 | 0 | 0 | 0 | 0 | 0 | 0 | 0 | 0
| Smart TStat_Com, G - Heat [Building w Gas Heat] | G | Yes | Hospital | Space Heating | NC | 1.6485 | 3.2107 | 4.7233 | 6.1735 | 7.5577 | 8.9012 | 10.2349 | 11.5662 | 12.8996 | 14.2285
| Smart TStat_Com, G - Heat [Building w Gas Heat] | G | Yes | Hospital | Space Heating | RET | 6.052 | 12.0963 | 18.142 | 24.1466 | 30.139 | 36.134 | 42.1474 | 48.1836 | 54.2551 | 60.3567
| Boiler Blowdown Controls_Com, G - Heat | G | No | Hospital | Space Heating | RET | 6.171 | 12.3341 | 18.4986 | 24.6213 | 30.7315 | 30.6734 | 30.6419 | 30.6322 | 30.7004 | 30.8117
| Boiler Modifications_Com, G - Heat | G | Yes | Hospital | Space Heating | RET | 19.3585 | 38.6925 | 58.031 | 77.2381 | 96.406 | 115.5825 | 134.8175 | 154.1256 | 160.0797 | 160.2556
| Boilers_Com, G - Heat | G | Yes | Hospital | Space Heating | NC | 6.0329 | 11.7497 | 17.2852 | 22.5925 | 27.658 | 32.5746 | 37.4554 | 42.3278 | 47.2072 | 52.0704
| Boilers_Com, G - Heat | G | No | Hospital | Space Heating | RET | 45.2531 | 87.1371 | 125.9613 | 161.6964 | 194.7453 | 225.3864 | 253.8692 | 280.365 | 305.0631 | 328.0649
| Boilers_Com, G - Heat | G | Yes | Hospital | Space Heating | REPL | 24.704 | 44.442 | 61.7169 | 76.4233 | 88.6537 | 98.4423 | 105.8062 | 110.7341 | 113.2125 | 113.2125
| Furnace_Com, G - Heat | G | Yes | Hospital | Space Heating | NC | 1.9344 | 3.7675 | 5.5424 | 7.2442 | 8.8684 | 10.4449 | 12.01 | 13.5723 | 15.1368 | 16.6962
| Furnace_Com, G - Heat | G | Yes | Hospital | Space Heating | RET | 12.0126 | 23.2821 | 33.8705 | 43.7491 | 53.0095 | 61.712 | 69.9117 | 77.6431 | 84.948 | 91.8439
| Furnace_Com, G - Heat | G | Yes | Hospital | Space Heating | REPL | 8.6101 | 15.4893 | 21.5101 | 26.6358 | 30.8984 | 34.31 | 36.8765 | 38.5941 | 39.4578 | 39.4578
| Energy Recovery Ventilator_Com, G - Heat | G | Yes | Hospital | Space Heating | NC | 3.0357 | 5.9123 | 8.6976 | 11.3682 | 13.9171 | 16.391 | 18.847 | 21.2987 | 23.7539 | 26.201
| Energy Recovery Ventilator_Com, G - Heat | G | Yes | Hospital | Space Heating | RET | 26.4151 | 50.5542 | 72.6467 | 92.724 | 111.0572 | 127.8396 | 143.2424 | 158.2677 | 172.9795 | 187.3953
| Energy Recovery Ventilator_Com, G - Heat | G | Yes | Hospital | Space Heating | REPL | 20.7177 | 37.2708 | 51.7582 | 64.0917 | 74.3485 | 82.5576 | 88.7333 | 93.5549 | 97.0189 | 99.1077
| Forced Air Heating Maintenance_Com, G - Heat | G | Yes | Hospital | Space Heating | RET | 0.2271 | 0.45392 | 0.68078 | 0.90611 | 1.131 | 1.1288 | 1.1277 | 1.1273 | 1.1298 | 1.1339
| Steam Trap Maintenance_Com, G - Heat | G | Yes | Hospital | Space Heating | RET | 7.6619 | 15.314 | 22.968 | 30.57 | 38.1564 | 45.7462 | 45.6973 | 45.6871 | 45.7197 | 45.8425
| Windows_Com, G - Heat [Building w Gas Heat] | G | Yes | Hospital | Space Heating | NC | 3.4635 | 6.7455 | 9.9235 | 12.9704 | 15.8786 | 18.7012 | 21.5033 | 24.3005 | 27.1018 | 29.8938
| Window Film_Com, G - Heat [Building w Gas Heat] | G | No | Hospital | Space Heating | RET | 0 | 0 | 0 | 0 | 0 | 0 | 0 | 0 | 0 | 0
| Kitchen DCV_Com, G - Heat [Building w Gas Heat] | G | Yes | Hospital | Space Heating | NC | 1.724 | 3.3576 | 4.9395 | 6.4561 | 7.9037 | 9.3087 | 10.7034 | 12.0958 | 13.4901 | 14.8799
| Kitchen DCV_Com, G - Heat [Building w Gas Heat] | G | Yes | Hospital | Space Heating | RET | 16.4134 | 31.2814 | 44.7698 | 56.9208 | 67.9191 | 77.8991 | 86.9786 | 95.4997 | 103.5296 | 111.1062
| Kitchen DCV_Com, G - Heat [Building w Gas Heat] | G | Yes | Hospital | Space Heating | REPL | 11.7659 | 21.1666 | 29.3941 | 36.3984 | 42.2234 | 46.8855 | 50.3928 | 52.9223 | 54.4699 | 55.0235
| Duct Sealing Regulated_Com, G - Heat [Building w Gas Heat] | G | Yes | Hospital | Space Heating | RET | 13.4307 | 26.8443 | 40.2612 | 53.5868 | 66.8852 | 80.1896 | 93.5347 | 106.9304 | 120.4044 | 133.9452
| Ovens_Com, G - Cook | G | Yes | Hospital | Cooking | NC | 1.0674 | 2.0788 | 3.0582 | 3.9972 | 4.8934 | 5.7632 | 6.6268 | 7.4888 | 8.3521 | 9.2125
| Ovens_Com, G - Cook | G | Yes | Hospital | Cooking | REPL | 9.1057 | 18.1998 | 27.2961 | 36.3306 | 45.3466 | 54.3666 | 63.4142 | 72.4962 | 81.6312 | 90.8116
| Fryers_Com, G - Cook | G | Yes | Hospital | Cooking | NC | 0.23945 | 0.46634 | 0.68605 | 0.89669 | 1.0977 | 1.2929 | 1.4866 | 1.68 | 1.8736 | 2.0667
| Fryers_Com, G - Cook | G | Yes | Hospital | Cooking | REPL | 2.0427 | 4.0828 | 6.1234 | 8.1501 | 10.1727 | 12.1962 | 14.2258 | 16.2632 | 18.3125 | 20.3719
| Griddles_Com, G - Cook | G | Yes | Hospital | Cooking | NC | 0.32499 | 0.63294 | 0.93113 | 1.217 | 1.4899 | 1.7547 | 2.0177 | 2.2801 | 2.543 | 2.805
| Griddles_Com, G - Cook | G | Yes | Hospital | Cooking | REPL | 2.7724 | 5.5413 | 8.3109 | 11.0616 | 13.8067 | 16.5531 | 19.3078 | 22.073 | 24.8544 | 27.6496
| Steamers_Com, G - Cook | G | Yes | Hospital | Cooking | NC | 0.53438 | 1.0408 | 1.5311 | 2.0012 | 2.4499 | 2.8854 | 3.3177 | 3.7493 | 4.1815 | 4.6123
| Steamers_Com, G - Cook | G | Yes | Hospital | Cooking | REPL | 4.5588 | 9.1118 | 13.6659 | 18.189 | 22.7029 | 27.2188 | 31.7485 | 36.2955 | 40.8689 | 45.4651
| Clothes Washer Elec WH_Com, G - Oth [unit w/ gas dry - Dryer] | G | Yes | Hospital | Other | NC | 0.0019444 | 0.0037869 | 0.005571 | 0.0072815 | 0.0089141 | 0.010499 | 0.012072 | 0.011714 | 0.011476 | 0.011307
| Clothes Washer Elec WH_Com, G - Oth [unit w/ gas dry - Dryer] | G | Yes | Hospital | Other | REPL | 0.028436 | 0.056836 | 0.085242 | 0.11346 | 0.14161 | 0.16978 | 0.19803 | 0.19796 | 0.19809 | 0.19835
| Clothes Washer Gas WH_Com, G - HWat [unit w/ elec dry - Water Heater] | G | Yes | Hospital | Water Heating | NC | 0.31967 | 0.62259 | 0.9159 | 1.1971 | 1.4655 | 1.726 | 1.9847 | 1.9258 | 1.8867 | 1.8589
| Clothes Washer Gas WH_Com, G - HWat [unit w/ elec dry - Water Heater] | G | Yes | Hospital | Water Heating | REPL | 4.675 | 9.344 | 14.0142 | 18.6526 | 23.2816 | 27.9126 | 32.5578 | 32.5456 | 32.5666 | 32.6097
| Clothes Washer Gas WH_Com, G - Oth [unit w/ gas dry - Dryer] | G | Yes | Hospital | Other | NC | 0.015166 | 0.029538 | 0.043454 | 0.056796 | 0.06953 | 0.08189 | 0.09416 | 0.091366 | 0.08951 | 0.088195
| Clothes Washer Gas WH_Com, G - Oth [unit w/ gas dry - Dryer] | G | Yes | Hospital | Other | REPL | 0.2218 | 0.44332 | 0.66489 | 0.88495 | 1.1046 | 1.3243 | 1.5447 | 1.5441 | 1.5451 | 1.5471
| Clothes Washer Gas WH_Com, G - HWat [unit w/ gas dry - Water Heater] | G | Yes | Hospital | Water Heating | NC | 1.2467 | 2.4281 | 3.572 | 4.6688 | 5.7155 | 6.7316 | 7.7402 | 7.5105 | 7.358 | 7.2498
| Clothes Washer Gas WH_Com, G - HWat [unit w/ gas dry - Water Heater] | G | Yes | Hospital | Water Heating | REPL | 18.2325 | 36.4417 | 54.6553 | 72.7452 | 90.7981 | 108.859 | 126.9752 | 126.9277 | 127.0096 | 127.178
| Clothes Washer Gas WH_Com, G - HWat [unit w/ propane dry - Water Heater] | G | Yes | Hospital | Water Heating | NC | 0.063934 | 0.12452 | 0.18318 | 0.23942 | 0.2931 | 0.34521 | 0.39693 | 0.38515 | 0.37733 | 0.37178
| Clothes Washer Gas WH_Com, G - HWat [unit w/ propane dry - Water Heater] | G | Yes | Hospital | Water Heating | REPL | 0.935 | 1.8688 | 2.8028 | 3.7305 | 4.6563 | 5.5825 | 6.5116 | 6.5091 | 6.5133 | 6.5219
| Clothes Washer Oil WH_Com, G - Oth [unit w/ gas dry - Dryer] | G | Yes | Hospital | Other | NC | 0.00077776 | 0.0015148 | 0.0022284 | 0.0029126 | 0.0035656 | 0.0041995 | 0.0048287 | 0.0046855 | 0.0045903 | 0.0045228
| Clothes Washer Oil WH_Com, G - Oth [unit w/ gas dry - Dryer] | G | Yes | Hospital | Other | REPL | 0.011374 | 0.022734 | 0.034097 | 0.045382 | 0.056645 | 0.067912 | 0.079214 | 0.079184 | 0.079235 | 0.07934
| Clothes Washer Propane WH_Com, G - Oth [unit w/ gas dry - Dryer] | G | Yes | Hospital | Other | NC | 0.00038888 | 0.00075738 | 0.0011142 | 0.0014563 | 0.0017828 | 0.0020997 | 0.0024144 | 0.0023427 | 0.0022951 | 0.0022614
| Clothes Washer Propane WH_Com, G - Oth [unit w/ gas dry - Dryer] | G | Yes | Hospital | Other | REPL | 0.0056872 | 0.011367 | 0.017048 | 0.022691 | 0.028322 | 0.033956 | 0.039607 | 0.039592 | 0.039618 | 0.03967
| Ozone Laundry_Com, G - HWat | G | Yes | Hospital | Water Heating | RET | 20.4069 | 40.7878 | 61.1735 | 81.4208 | 101.6266 | 121.8415 | 142.1182 | 162.4719 | 182.9445 | 203.5187
| Dishwasher_Com, G - HWat [Building w gas WH] | G | Yes | Hospital | Water Heating | NC | 0.15701 | 0.3058 | 0.44987 | 0.588 | 0.71983 | 0.84779 | 0.97482 | 1.1016 | 1.2286 | 1.3552
| Dishwasher_Com, G - HWat [Building w gas WH] | G | Yes | Hospital | Water Heating | REPL | 1.2706 | 2.5397 | 3.809 | 5.0697 | 6.3279 | 7.5866 | 8.8491 | 10.1164 | 11.3912 | 12.6722
| Faucet Aerator_Com, G - HWat | G | Yes | Hospital | Water Heating | RET | 2.0755 | 4.1483 | 6.2216 | 8.2808 | 10.3359 | 12.3918 | 14.454 | 16.5241 | 18.6063 | 20.6987
| FF Storage Water Heater_Com, G - HWat | G | No | Hospital | Water Heating | NC | 1.7501 | 3.4084 | 5.0141 | 6.5537 | 8.0231 | 9.4493 | 10.8652 | 12.2786 | 13.694 | 15.1047
| FF Storage Water Heater_Com, G - HWat | G | No | Hospital | Water Heating | RET | 12.2366 | 23.6228 | 34.2339 | 44.0531 | 53.1829 | 61.693 | 69.646 | 77.9436 | 86.5845 | 95.5441
| FF Storage Water Heater_Com, G - HWat | G | No | Hospital | Water Heating | REPL | 11.9437 | 21.4864 | 29.8383 | 36.9485 | 42.8615 | 47.594 | 51.1543 | 54.3759 | 57.2622 | 59.8068
| FF Instantaneous Water Heater_Com, G - HWat | G | No | Hospital | Water Heating | NC | 2.9333 | 5.7129 | 8.4043 | 10.9849 | 13.4478 | 15.8383 | 18.2115 | 20.5805 | 22.9529 | 25.3175
| FF Instantaneous Water Heater_Com, G - HWat | G | No | Hospital | Water Heating | RET | 20.5101 | 39.595 | 57.3805 | 73.8388 | 89.1415 | 103.4055 | 116.7358 | 129.2028 | 140.8861 | 151.8255
| FF Instantaneous Water Heater_Com, G - HWat | G | No | Hospital | Water Heating | REPL | 15.0144 | 27.0106 | 37.5097 | 46.4479 | 53.8811 | 59.8304 | 64.3059 | 67.301 | 68.8073 | 68.8073
| Clothes Dryer_Com, G - Oth | G | No | Hospital | Other | NC | 0.028342 | 0.055199 | 0.081204 | 0.10614 | 0.12993 | 0.15303 | 0.17596 | 0.19885 | 0.22178 | 0.24462
| Clothes Dryer_Com, G - Oth | G | No | Hospital | Other | RET | 0.27608 | 0.52558 | 0.75139 | 0.95432 | 1.1376 | 1.3035 | 1.454 | 1.5939 | 1.7245 | 1.8464
| Clothes Dryer_Com, G - Oth | G | No | Hospital | Other | REPL | 0.20724 | 0.37283 | 0.51775 | 0.64112 | 0.74373 | 0.82584 | 0.88762 | 0.93135 | 0.95693 | 0.96417
| Pnemautic to DDC_Com, G - TotF [Building w Gas Heat] | G | Yes | Hospital | Total FF | RET | 9.4525 | 18.893 | 28.3357 | 37.7143 | 47.0737 | 56.4373 | 65.8296 | 75.2574 | 84.7404 | 94.2704
| Data Center_Com, G - TotF [Building w Gas Heat] | G | Yes | Hospital | Total FF | NC | 0 | 0 | 0 | 0 | 0 | 0 | 0 | 0 | 0 | 0
| Data Center_Com, G - TotF [Building w Gas Heat] | G | Yes | Hospital | Total FF | RET | 0 | 0 | 0 | 0 | 0 | 0 | 0 | 0 | 0 | 0
| RCx_Com, G - TotF [Building w Gas Heat] | G | Yes | Hospital | Total FF | RET | 25.7722 | 51.5116 | 77.2571 | 102.8277 | 128.346 | 153.8758 | 179.4836 | 205.1886 | 205.2716 | 205.5157
| Commissioning_Com, G - TotF [Building w Gas Heat] | G | Yes | Hospital | Total FF | NC | 0 | 0 | 0 | 0 | 0 | 0 | 0 | 0 | 0 | 0
| Integrated Building Design_Com, G - TotF [Building w Gas Heat] | G | Yes | Hospital | Total FF | NC | 1.687 | 3.2855 | 4.8334 | 6.3174 | 7.7339 | 9.1087 | 10.4735 | 11.8359 | 13.2003 | 14.5602
| Deep Energy Retrofit_Com, G - TotF [Building w Gas Heat] | G | Yes | Hospital | Total FF | RET | 6.0503 | 12.0929 | 18.137 | 24.14 | 30.1307 | 36.1241 | 42.1358 | 48.1704 | 54.2402 | 60.3401
| EMS_Com, G - TotF [Building w Gas Heat] | G | Yes | Hospital | Total FF | NC | 3.2877 | 6.403 | 9.4196 | 12.3118 | 15.0723 | 17.7516 | 20.4114 | 23.0666 | 25.7257 | 28.3759
| EMS_Com, G - TotF [Building w Gas Heat] | G | Yes | Hospital | Total FF | RET | 41.0413 | 82.0304 | 123.0293 | 163.7496 | 204.3867 | 245.042 | 285.8215 | 326.7558 | 367.9294 | 409.3072
| Int Ltg Ctrls_Com, E/G - IntL | E | Yes | Hospital | Interior Lighting | RET | -1.0484 | -2.0501 | -3.0769 | -4.1289 | -5.1977 | -6.2875 | -7.3585 | -8.4402 | -8.4764 | -8.5369
| Repl Scre_Com, E/G - IntL | E | Yes | Hospital | Interior Lighting | NC | -0.03016 | -0.05947 | -0.02931 | 0 | 0 | 0 | 0 | 0 | 0 | 0
| Repl Scre_Com, E/G - IntL | E | Yes | Hospital | Interior Lighting | RET | -0.0036205 | -0.0070793 | -0.0034588 | 0 | 0 | 0 | 0 | 0 | 0 | 0
| Repl Scre_Com, E/G - IntL | E | Yes | Hospital | Interior Lighting | REPL | -1.5479 | -3.0268 | -1.4788 | 0 | 0 | 0 | 0 | 0 | 0 | 0
| Lin LED Fixture_Com, E/G - IntL | E | Yes | Hospital | Interior Lighting | NC | -0.037219 | -0.073388 | -0.10896 | -0.14397 | -0.17688 | -0.20913 | -0.24113 | -0.2723 | -0.30344 | -0.33486
| Lin LED Fixture_Com, E/G - IntL | E | Yes | Hospital | Interior Lighting | RET | -0.38205 | -0.7185 | -1.0365 | -1.3368 | -1.618 | -1.8824 | -2.1218 | -2.3448 | -2.5678 | -2.7857
| Lin LED Fixture_Com, E/G - IntL | E | Yes | Hospital | Interior Lighting | REPL | -0.23022 | -0.40617 | -0.56401 | -0.70261 | -0.81995 | -0.91568 | -0.98623 | -1.0337 | -1.0677 | -1.0877
| LED Tube Repl_Com, E/G - IntL | E | Yes | Hospital | Interior Lighting | RET | -2.0431 | -3.8424 | -5.5428 | -7.1487 | -8.6527 | -10.207 | -11.7531 | -13.332 | -14.9314 | -16.5121
| LED Tube Repl_Com, E/G - IntL | E | Yes | Hospital | Interior Lighting | REPL | -1.8081 | -3.1899 | -4.4295 | -5.518 | -6.4395 | -7.3157 | -8.1141 | -8.8575 | -9.5396 | -10.1456
| Repl pin CFL wLED_Com, E/G - IntL | E | Yes | Hospital | Interior Lighting | RET | -0.067968 | -0.12875 | -0.18708 | -0.24302 | -0.29622 | -0.35473 | -0.41614 | -0.48186 | -0.55125 | -0.6201
| Repl pin CFL wLED_Com, E/G - IntL | E | Yes | Hospital | Interior Lighting | REPL | -0.066224 | -0.11684 | -0.16224 | -0.20211 | -0.23586 | -0.27092 | -0.30601 | -0.34209 | -0.3789 | -0.41558
| Stair Occ Sensor_Com, E/G - IntL | E | Yes | Hospital | Interior Lighting | NC | -0.024752 | -0.048806 | -0.072464 | -0.095742 | -0.11763 | -0.13908 | -0.16036 | -0.18109 | -0.2018 | -0.2227
| Stair Occ Sensor_Com, E/G - IntL | E | Yes | Hospital | Interior Lighting | RET | -0.19056 | -0.3726 | -0.55924 | -0.75043 | -0.94469 | -1.1428 | -1.3374 | -1.534 | -1.7312 | -1.9242
| Int Delamping_Com, E/G - IntL | E | Yes | Hospital | Interior Lighting | RET | -0.018071 | -0.035334 | -0.053033 | -0.071164 | -0.089585 | -0.10837 | -0.12683 | -0.14547 | -0.16417 | -0.18247
| Int Ltg Dsgn_Com, E/G - IntL | E | Yes | Hospital | Interior Lighting | NC | -0.031435 | -0.061984 | -0.092031 | -0.12159 | -0.14939 | -0.17663 | -0.20366 | -0.22998 | -0.25629 | -0.28283
| Optimized Unitary AC Sys_Com, G - Heat [Building w Gas Heat] | G | Yes | Food Service | Space Heating | NC | 4.3546 | 8.4809 | 12.4764 | 16.3072 | 19.9634 | 23.5122 | 27.0352 | 30.552 | 34.074 | 37.5842
| Cool Roof_Com, G - Heat [Building w Gas Heat] | G | No | Food Service | Space Heating | NC | -0.25153 | -0.48988 | -0.72067 | -0.94194 | -1.1531 | -1.3581 | -1.5616 | -1.7648 | -1.9682 | -2.171
| Cool Roof_Com, G - Heat [Building w Gas Heat] | G | No | Food Service | Space Heating | RET | -1.3132 | -2.6248 | -3.9366 | -5.2396 | -6.5399 | -7.8407 | -9.1456 | -10.4554 | -11.7728 | -13.0968
| Programmable TStat_Com, G - Heat [Building w Gas Heat] | G | Yes | Food Service | Space Heating | NC | 0 | 0 | 0 | 0 | 0 | 0 | 0 | 0 | 0 | 0
| Programmable TStat_Com, G - Heat [Building w Gas Heat] | G | Yes | Food Service | Space Heating | RET | 0 | 0 | 0 | 0 | 0 | 0 | 0 | 0 | 0 | 0
| Smart TStat_Com, G - Heat [Building w Gas Heat] | G | Yes | Food Service | Space Heating | NC | 1.3923 | 2.7115 | 3.989 | 5.2138 | 6.3828 | 7.5174 | 8.6438 | 9.7682 | 10.8942 | 12.0166
| Smart TStat_Com, G - Heat [Building w Gas Heat] | G | Yes | Food Service | Space Heating | RET | 5.1112 | 10.2158 | 15.3217 | 20.3928 | 25.4537 | 30.5167 | 35.5953 | 40.6931 | 45.8207 | 50.9738
| Boiler Blowdown Controls_Com, G - Heat | G | No | Food Service | Space Heating | RET | 0.96945 | 1.9377 | 2.9061 | 3.868 | 4.8279 | 4.8188 | 4.8138 | 4.8123 | 4.823 | 4.8405
| Boiler Modifications_Com, G - Heat | G | Yes | Food Service | Space Heating | RET | 3.0412 | 6.0785 | 9.1166 | 12.134 | 15.1453 | 18.1579 | 21.1797 | 24.2129 | 25.1483 | 25.176
| Boilers_Com, G - Heat | G | Yes | Food Service | Space Heating | NC | 0.94777 | 1.8459 | 2.7155 | 3.5493 | 4.345 | 5.1174 | 5.8842 | 6.6496 | 7.4162 | 8.1802
| Boilers_Com, G - Heat | G | No | Food Service | Space Heating | RET | 7.1092 | 13.6891 | 19.7884 | 25.4023 | 30.5943 | 35.4079 | 39.8825 | 44.045 | 47.925 | 51.5386
| Boilers_Com, G - Heat | G | Yes | Food Service | Space Heating | REPL | 3.881 | 6.9818 | 9.6956 | 12.006 | 13.9274 | 15.4652 | 16.622 | 17.3962 | 17.7855 | 17.7855
| Furnace_Com, G - Heat | G | Yes | Food Service | Space Heating | NC | 1.3441 | 2.6178 | 3.851 | 5.0335 | 6.162 | 7.2574 | 8.3448 | 9.4304 | 10.5175 | 11.601
| Furnace_Com, G - Heat | G | Yes | Food Service | Space Heating | RET | 8.3467 | 16.177 | 23.5341 | 30.398 | 36.8324 | 42.8791 | 48.5765 | 53.9485 | 59.0241 | 63.8155
| Furnace_Com, G - Heat | G | Yes | Food Service | Space Heating | REPL | 5.9825 | 10.7624 | 14.9458 | 18.5072 | 21.469 | 23.8395 | 25.6228 | 26.8162 | 27.4163 | 27.4163
| Unit Heater_Com, G - Heat | G | Yes | Food Service | Space Heating | NC | 0.28561 | 0.55626 | 0.81832 | 1.0696 | 1.3094 | 1.5422 | 1.7732 | 2.0039 | 2.2349 | 2.4651
| Unit Heater_Com, G - Heat | G | Yes | Food Service | Space Heating | RET | 2.3128 | 4.44 | 6.3993 | 8.1914 | 9.8384 | 11.3558 | 12.7574 | 14.053 | 15.3483 | 16.6425
| Unit Heater_Com, G - Heat | G | Yes | Food Service | Space Heating | REPL | 1.7199 | 3.0941 | 4.2968 | 5.3207 | 6.1721 | 6.8536 | 7.3663 | 7.7094 | 7.9526 | 8.0948
| Destratification Fans_Com, G - Heat | G | No | Food Service | Space Heating | NC | 0.71709 | 1.3966 | 2.0546 | 2.6854 | 3.2875 | 3.8719 | 4.452 | 5.0312 | 5.6112 | 6.1892
| Destratification Fans_Com, G - Heat | G | No | Food Service | Space Heating | RET | 3.4957 | 6.8123 | 9.9639 | 12.9376 | 15.7568 | 18.4363 | 20.9895 | 23.8117 | 26.8981 | 30.2363
| Destratification Fans_Com, G - Heat | G | No | Food Service | Space Heating | REPL | 4.8939 | 8.8041 | 12.2263 | 15.1398 | 17.5626 | 19.5018 | 20.9606 | 22.4792 | 24.0612 | 25.7059
| Forced Air Heating Maintenance_Com, G - Heat | G | Yes | Food Service | Space Heating | RET | 0.1578 | 0.31539 | 0.47303 | 0.62959 | 0.78583 | 0.78435 | 0.78354 | 0.78329 | 0.78504 | 0.78788
| Infrared Heater_Com, G - Heat | G | Yes | Food Service | Space Heating | NC | 0.0070804 | 0.01379 | 0.020286 | 0.026515 | 0.03246 | 0.038231 | 0.043959 | 0.049677 | 0.055404 | 0.061111
| Infrared Heater_Com, G - Heat | G | Z | Food Service | Space Heating | RET | 0 | 0 | 0 | 0 | 0 | 0 | 0 | 0 | 0 | 0
| Infrared Heater_Com, G - Heat | G | Yes | Food Service | Space Heating | REPL | 0.042637 | 0.076704 | 0.10652 | 0.1319 | 0.15301 | 0.1699 | 0.18261 | 0.19112 | 0.20306 | 0.21846
| Steam Trap Maintenance_Com, G - Heat | G | Yes | Food Service | Space Heating | RET | 1.2037 | 2.4058 | 3.6082 | 4.8025 | 5.9943 | 7.1867 | 7.179 | 7.1774 | 7.1825 | 7.2018
| Windows_Com, G - Heat [Building w Gas Heat] | G | No | Food Service | Space Heating | NC | 1.1222 | 2.1856 | 3.2153 | 4.2025 | 5.1448 | 6.0593 | 6.9672 | 7.8735 | 8.7812 | 9.6858
| Window Film_Com, G - Heat [Building w Gas Heat] | G | No | Food Service | Space Heating | RET | 0 | 0 | 0 | 0 | 0 | 0 | 0 | 0 | 0 | 0
| Kitchen DCV_Com, G - Heat [Building w Gas Heat] | G | Yes | Food Service | Space Heating | NC | 3.4314 | 6.6831 | 9.8316 | 12.8503 | 15.7315 | 18.528 | 21.3041 | 24.0754 | 26.8508 | 29.6169
| Kitchen DCV_Com, G - Heat [Building w Gas Heat] | G | Yes | Food Service | Space Heating | RET | 32.6692 | 62.2624 | 89.1098 | 113.295 | 135.1862 | 155.0503 | 173.1222 | 190.0824 | 206.0651 | 221.1456
| Kitchen DCV_Com, G - Heat [Building w Gas Heat] | G | Yes | Food Service | Space Heating | REPL | 23.4188 | 42.1299 | 58.5061 | 72.4474 | 84.0415 | 93.3209 | 100.3017 | 105.3366 | 108.4169 | 109.5187
| Duct Sealing Regulated_Com, G - Heat [Building w Gas Heat] | G | Yes | Food Service | Space Heating | RET | 4.3516 | 8.6978 | 13.0449 | 17.3625 | 21.6713 | 25.982 | 30.3059 | 34.6462 | 39.0119 | 43.3992
| Ovens_Com, G - Cook | G | Yes | Food Service | Cooking | NC | 5.3436 | 10.4071 | 15.31 | 20.0109 | 24.4975 | 28.8523 | 33.1754 | 37.491 | 41.8128 | 46.1204
| Ovens_Com, G - Cook | G | Yes | Food Service | Cooking | REPL | 45.5855 | 91.113 | 136.6514 | 181.8803 | 227.0169 | 272.1736 | 317.4684 | 362.935 | 408.6674 | 454.6266
| Fryers_Com, G - Cook | G | Yes | Food Service | Cooking | NC | 1.1987 | 2.3346 | 3.4345 | 4.4891 | 5.4956 | 6.4725 | 7.4423 | 8.4104 | 9.3799 | 10.3463
| Fryers_Com, G - Cook | G | Yes | Food Service | Cooking | REPL | 10.2263 | 20.4396 | 30.6552 | 40.8015 | 50.9271 | 61.0572 | 71.2182 | 81.4179 | 91.6771 | 101.9872
| Griddles_Com, G - Cook | G | Yes | Food Service | Cooking | NC | 1.627 | 3.1687 | 4.6615 | 6.0927 | 7.4588 | 8.7847 | 10.101 | 11.4149 | 12.7308 | 14.0423
| Griddles_Com, G - Cook | G | Yes | Food Service | Cooking | REPL | 13.8795 | 27.7413 | 41.6065 | 55.3774 | 69.1202 | 82.8691 | 96.6601 | 110.5034 | 124.4276 | 138.4209
| Steamers_Com, G - Cook | G | Yes | Food Service | Cooking | NC | 2.6753 | 5.2103 | 7.665 | 10.0185 | 12.2648 | 14.445 | 16.6094 | 18.77 | 20.9337 | 23.0903
| Steamers_Com, G - Cook | G | Yes | Food Service | Cooking | REPL | 22.8225 | 45.616 | 68.4149 | 91.059 | 113.6567 | 136.2646 | 158.9415 | 181.7046 | 204.6007 | 227.6103
| Clothes Washer Elec WH_Com, G - Oth [unit w/ gas dry - Dryer] | G | Yes | Food Service | Other | NC | 0.00039686 | 0.00077293 | 0.0011371 | 0.0014862 | 0.0018194 | 0.0021428 | 0.0024639 | 0.0023908 | 0.0023422 | 0.0023078
| Clothes Washer Elec WH_Com, G - Oth [unit w/ gas dry - Dryer] | G | Yes | Food Service | Other | REPL | 0.0058039 | 0.0116 | 0.017398 | 0.023157 | 0.028904 | 0.034653 | 0.04042 | 0.040405 | 0.040431 | 0.040484
| Clothes Washer Gas WH_Com, G - HWat [unit w/ elec dry - Water Heater] | G | Yes | Food Service | Water Heating | NC | 0.059308 | 0.11551 | 0.16993 | 0.2221 | 0.2719 | 0.32023 | 0.36821 | 0.35729 | 0.35003 | 0.34488
| Clothes Washer Gas WH_Com, G - HWat [unit w/ elec dry - Water Heater] | G | Yes | Food Service | Water Heating | REPL | 0.86735 | 1.7336 | 2.6 | 3.4606 | 4.3194 | 5.1786 | 6.0404 | 6.0382 | 6.0421 | 6.0501
| Clothes Washer Gas WH_Com, G - Oth [unit w/ gas dry - Dryer] | G | Yes | Food Service | Other | NC | 0.0030955 | 0.0060288 | 0.0088691 | 0.011592 | 0.014191 | 0.016714 | 0.019219 | 0.018648 | 0.018269 | 0.018001
| Clothes Washer Gas WH_Com, G - Oth [unit w/ gas dry - Dryer] | G | Yes | Food Service | Other | REPL | 0.04527 | 0.090483 | 0.13571 | 0.18062 | 0.22545 | 0.27029 | 0.31527 | 0.31516 | 0.31536 | 0.31578
| Clothes Washer Gas WH_Com, G - HWat [unit w/ gas dry - Water Heater] | G | Yes | Food Service | Water Heating | NC | 0.2313 | 0.45048 | 0.66271 | 0.86619 | 1.0604 | 1.2489 | 1.436 | 1.3934 | 1.3651 | 1.345
| Clothes Washer Gas WH_Com, G - HWat [unit w/ gas dry - Water Heater] | G | Yes | Food Service | Water Heating | REPL | 3.3827 | 6.761 | 10.1402 | 13.4964 | 16.8457 | 20.1965 | 23.5576 | 23.5488 | 23.564 | 23.5952
| Clothes Washer Gas WH_Com, G - HWat [unit w/ propane dry - Water Heater] | G | Yes | Food Service | Water Heating | NC | 0.011862 | 0.023102 | 0.033985 | 0.04442 | 0.054379 | 0.064046 | 0.073643 | 0.071457 | 0.070006 | 0.068977
| Clothes Washer Gas WH_Com, G - HWat [unit w/ propane dry - Water Heater] | G | Yes | Food Service | Water Heating | REPL | 0.17347 | 0.34672 | 0.52001 | 0.69212 | 0.86388 | 1.0357 | 1.2081 | 1.2076 | 1.2084 | 1.21
| Clothes Washer Oil WH_Com, G - Oth [unit w/ gas dry - Dryer] | G | Yes | Food Service | Other | NC | 0.00015874 | 0.00030917 | 0.00045483 | 0.00059448 | 0.00072777 | 0.00085714 | 0.00098557 | 0.00095632 | 0.0009369 | 0.00092312
| Clothes Washer Oil WH_Com, G - Oth [unit w/ gas dry - Dryer] | G | Yes | Food Service | Other | REPL | 0.0023216 | 0.0046402 | 0.0069593 | 0.0092627 | 0.011561 | 0.013861 | 0.016168 | 0.016162 | 0.016172 | 0.016194
| Clothes Washer Propane WH_Com, G - Oth [unit w/ gas dry - Dryer] | G | Yes | Food Service | Other | NC | 7.9372e-05 | 0.00015459 | 0.00022741 | 0.00029724 | 0.00036388 | 0.00042857 | 0.00049278 | 0.00047816 | 0.00046845 | 0.00046156
| Clothes Washer Propane WH_Com, G - Oth [unit w/ gas dry - Dryer] | G | Yes | Food Service | Other | REPL | 0.0011608 | 0.0023201 | 0.0034797 | 0.0046314 | 0.0057807 | 0.0069306 | 0.0080839 | 0.0080809 | 0.0080861 | 0.0080968
| Dishwasher_Com, G - HWat [Building w gas WH] | G | Yes | Food Service | Water Heating | NC | 0.40459 | 0.78798 | 1.1592 | 1.5151 | 1.8549 | 2.1846 | 2.5119 | 2.8387 | 3.1659 | 3.492
| Dishwasher_Com, G - HWat [Building w gas WH] | G | Yes | Food Service | Water Heating | REPL | 3.2742 | 6.5442 | 9.815 | 13.0636 | 16.3056 | 19.549 | 22.8023 | 26.068 | 29.3527 | 32.6538
| Faucet Aerator_Com, G - HWat | G | Yes | Food Service | Water Heating | RET | 1.6044 | 3.2068 | 4.8095 | 6.4014 | 7.99 | 9.5793 | 11.1735 | 12.7738 | 14.3833 | 16.0009
| Pre Rinse Sprayers_Com, G - HWat | G | Yes | Food Service | Water Heating | RET | 15.2226 | 30.4259 | 45.6327 | 47.1208 | 48.5954 | 48.4663 | 48.4778 | 48.5738 | 48.7635 | 48.991
| FF Storage Water Heater_Com, G - HWat | G | No | Food Service | Water Heating | NC | 1.3529 | 2.6348 | 3.8761 | 5.0663 | 6.2022 | 7.3047 | 8.3992 | 9.4918 | 10.586 | 11.6765
| FF Storage Water Heater_Com, G - HWat | G | No | Food Service | Water Heating | RET | 9.4593 | 18.2614 | 26.4641 | 34.0547 | 41.1124 | 47.691 | 53.839 | 60.2534 | 66.9331 | 73.8592
| FF Storage Water Heater_Com, G - HWat | G | No | Food Service | Water Heating | REPL | 9.2329 | 16.6098 | 23.0662 | 28.5626 | 33.1336 | 36.792 | 39.5442 | 42.0347 | 44.2659 | 46.233
| FF Instantaneous Water Heater_Com, G - HWat | G | No | Food Service | Water Heating | NC | 2.2676 | 4.4163 | 6.4969 | 8.4917 | 10.3956 | 12.2436 | 14.0782 | 15.9095 | 17.7435 | 19.5714
| FF Instantaneous Water Heater_Com, G - HWat | G | No | Food Service | Water Heating | RET | 15.8551 | 30.6084 | 44.3574 | 57.0802 | 68.9098 | 79.9364 | 90.2413 | 99.8787 | 108.9104 | 117.3669
| FF Instantaneous Water Heater_Com, G - HWat | G | No | Food Service | Water Heating | REPL | 11.6067 | 20.8802 | 28.9965 | 35.906 | 41.6522 | 46.2512 | 49.711 | 52.0262 | 53.1907 | 53.1907
| Clothes Dryer_Com, G - Oth | G | No | Food Service | Other | NC | 0.0048206 | 0.0093886 | 0.013812 | 0.018053 | 0.0221 | 0.026029 | 0.029929 | 0.033822 | 0.037721 | 0.041607
| Clothes Dryer_Com, G - Oth | G | No | Food Service | Other | RET | 0.046958 | 0.089394 | 0.1278 | 0.16232 | 0.19349 | 0.2217 | 0.24731 | 0.27111 | 0.29331 | 0.31405
| Clothes Dryer_Com, G - Oth | G | No | Food Service | Other | REPL | 0.03525 | 0.063413 | 0.088063 | 0.10905 | 0.1265 | 0.14047 | 0.15097 | 0.15841 | 0.16276 | 0.16399
| Pnemautic to DDC_Com, G - TotF [Building w Gas Heat] | G | Yes | Food Service | Total FF | RET | 8.867 | 17.7228 | 26.5807 | 35.3783 | 44.158 | 52.9417 | 61.7522 | 70.5961 | 79.4917 | 88.4314
| RCx_Com, G - TotF [Building w Gas Heat] | G | Yes | Food Service | Total FF | RET | 18.6154 | 37.2072 | 55.8033 | 74.2732 | 92.7052 | 111.1456 | 129.6423 | 148.2091 | 148.2691 | 148.4454
| Commissioning_Com, G - TotF [Building w Gas Heat] | G | Yes | Food Service | Total FF | NC | 0 | 0 | 0 | 0 | 0 | 0 | 0 | 0 | 0 | 0
| Integrated Building Design_Com, G - TotF [Building w Gas Heat] | G | Yes | Food Service | Total FF | NC | 1.5825 | 3.082 | 4.534 | 5.9261 | 7.2549 | 8.5445 | 9.8248 | 11.1028 | 12.3827 | 13.6584
| Deep Energy Retrofit_Com, G - TotF [Building w Gas Heat] | G | Yes | Food Service | Total FF | RET | 5.6756 | 11.3439 | 17.0136 | 22.6448 | 28.2644 | 33.8866 | 39.526 | 45.1867 | 50.8806 | 56.6027
| EMS_Com, G - TotF [Building w Gas Heat] | G | Yes | Food Service | Total FF | NC | 3.084 | 6.0064 | 8.8362 | 11.5493 | 14.1387 | 16.6521 | 19.1472 | 21.6379 | 24.1322 | 26.6183
| EMS_Com, G - TotF [Building w Gas Heat] | G | Yes | Food Service | Total FF | RET | 38.4993 | 76.9496 | 115.409 | 153.6071 | 191.7272 | 229.8643 | 268.1181 | 306.5169 | 345.1403 | 383.9551
| Int Ltg Ctrls_Com, E/G - IntL | E | Yes | Food Service | Interior Lighting | RET | -1.4594 | -2.8537 | -4.2831 | -5.7475 | -7.2353 | -8.7523 | -10.2431 | -11.7489 | -11.7993 | -11.8834
| Exit Sign RetFit_Com, E/G - IntL | E | Yes | Food Service | Interior Lighting | RET | -0.070432 | -0.13772 | -0.2067 | -0.27737 | -0.34917 | -0.42238 | -0.49433 | -0.56699 | -0.63986 | -0.71121
| LED HiLo Bay_Com, E/G - IntL | E | Yes | Food Service | Interior Lighting | NC | -1.897e-06 | -3.7406e-06 | -5.5539e-06 | -7.3379e-06 | -9.0154e-06 | -1.0659e-05 | -1.229e-05 | -1.3879e-05 | -1.5467e-05 | -1.7068e-05
| LED HiLo Bay_Com, E/G - IntL | E | Yes | Food Service | Interior Lighting | RET | -1.9473e-05 | -3.6823e-05 | -5.3414e-05 | -6.9265e-05 | -8.4285e-05 | -9.857e-05 | -0.00011166 | -0.000124 | -0.00013553 | -0.00014719
| LED HiLo Bay_Com, E/G - IntL | E | Yes | Food Service | Interior Lighting | REPL | -1.0134e-05 | -1.7879e-05 | -2.4826e-05 | -3.0927e-05 | -3.6092e-05 | -4.0306e-05 | -4.3411e-05 | -4.5502e-05 | -4.655e-05 | -4.7139e-05
| Repl Scre_Com, E/G - IntL | E | Yes | Food Service | Interior Lighting | NC | -0.25852 | -0.50975 | -0.25123 | 0 | 0 | 0 | 0 | 0 | 0 | 0
| Repl Scre_Com, E/G - IntL | E | Yes | Food Service | Interior Lighting | RET | -1.6454 | -3.2173 | -1.5719 | 0 | 0 | 0 | 0 | 0 | 0 | 0
| Repl Scre_Com, E/G - IntL | E | Yes | Food Service | Interior Lighting | REPL | -13.2685 | -25.9443 | -12.6758 | 0 | 0 | 0 | 0 | 0 | 0 | 0
| Lin LED Fixture_Com, E/G - IntL | E | Yes | Food Service | Interior Lighting | NC | -0.027509 | -0.054242 | -0.080536 | -0.10641 | -0.13073 | -0.15457 | -0.17822 | -0.20126 | -0.22428 | -0.2475
| Lin LED Fixture_Com, E/G - IntL | E | Yes | Food Service | Interior Lighting | RET | -0.20977 | -0.39451 | -0.5691 | -0.73398 | -0.88841 | -1.0336 | -1.1651 | -1.2875 | -1.4099 | -1.5296
| Lin LED Fixture_Com, E/G - IntL | E | Yes | Food Service | Interior Lighting | REPL | -0.17016 | -0.30021 | -0.41687 | -0.51931 | -0.60604 | -0.67679 | -0.72894 | -0.76405 | -0.78919 | -0.80395
| LED Tube Repl_Com, E/G - IntL | E | Yes | Food Service | Interior Lighting | RET | -1.3198 | -2.4821 | -3.5805 | -4.6178 | -5.5894 | -6.5934 | -7.5921 | -8.6121 | -9.6453 | -10.6663
| LED Tube Repl_Com, E/G - IntL | E | Yes | Food Service | Interior Lighting | REPL | -1.5722 | -2.7738 | -3.8517 | -4.7981 | -5.5995 | -6.3613 | -7.0556 | -7.702 | -8.2952 | -8.8221
| Repl pin CFL wLED_Com, E/G - IntL | E | Yes | Food Service | Interior Lighting | RET | -0.051807 | -0.098137 | -0.1426 | -0.18524 | -0.22579 | -0.27038 | -0.31719 | -0.36729 | -0.42017 | -0.47265
| Repl pin CFL wLED_Com, E/G - IntL | E | Yes | Food Service | Interior Lighting | REPL | -0.06429 | -0.11343 | -0.1575 | -0.19621 | -0.22898 | -0.26301 | -0.29708 | -0.3321 | -0.36784 | -0.40345
| Stair Occ Sensor_Com, E/G - IntL | E | Yes | Food Service | Interior Lighting | NC | -0.018687 | -0.036847 | -0.054709 | -0.072283 | -0.088806 | -0.105 | -0.12107 | -0.13672 | -0.15235 | -0.16813
| Stair Occ Sensor_Com, E/G - IntL | E | Yes | Food Service | Interior Lighting | RET | -0.14386 | -0.2813 | -0.42221 | -0.56656 | -0.71322 | -0.86276 | -1.0097 | -1.1581 | -1.307 | -1.4527
| Int Delamping_Com, E/G - IntL | E | Yes | Food Service | Interior Lighting | RET | -0.013356 | -0.026116 | -0.039197 | -0.052598 | -0.066214 | -0.080097 | -0.093741 | -0.10752 | -0.12134 | -0.13487
| Int Ltg Dsgn_Com, E/G - IntL | E | Yes | Food Service | Interior Lighting | NC | -0.044076 | -0.086909 | -0.12904 | -0.17049 | -0.20946 | -0.24766 | -0.28555 | -0.32247 | -0.35935 | -0.39656
| DCV_Com, G - Heat [Building w Gas Heat] | G | Yes | Health Service | Space Heating | RET | 8.0253 | 16.0403 | 24.0572 | 32.0197 | 39.9659 | 47.9157 | 55.8898 | 63.8941 | 71.9452 | 80.0362
| Optimized Unitary AC Sys_Com, G - Heat [Building w Gas Heat] | G | Yes | Health Service | Space Heating | NC | 3.0474 | 5.9352 | 8.7313 | 11.4122 | 13.9709 | 16.4545 | 18.92 | 21.3811 | 23.8459 | 26.3025
| Cool Roof_Com, G - Heat [Building w Gas Heat] | G | No | Health Service | Space Heating | NC | -0.17162 | -0.33425 | -0.49171 | -0.64269 | -0.78679 | -0.92666 | -1.0655 | -1.2041 | -1.3429 | -1.4813
| Cool Roof_Com, G - Heat [Building w Gas Heat] | G | No | Health Service | Space Heating | RET | -0.89602 | -1.7909 | -2.686 | -3.575 | -4.4622 | -5.3498 | -6.2401 | -7.1338 | -8.0327 | -8.936
| Programmable TStat_Com, G - Heat [Building w Gas Heat] | G | Yes | Health Service | Space Heating | NC | 0 | 0 | 0 | 0 | 0 | 0 | 0 | 0 | 0 | 0
| Programmable TStat_Com, G - Heat [Building w Gas Heat] | G | Yes | Health Service | Space Heating | RET | 0 | 0 | 0 | 0 | 0 | 0 | 0 | 0 | 0 | 0
| Smart TStat_Com, G - Heat [Building w Gas Heat] | G | Yes | Health Service | Space Heating | NC | 0.93932 | 1.8294 | 2.6913 | 3.5176 | 4.3063 | 5.0718 | 5.8317 | 6.5904 | 7.3501 | 8.1073
| Smart TStat_Com, G - Heat [Building w Gas Heat] | G | Yes | Health Service | Space Heating | RET | 3.4484 | 6.8924 | 10.3372 | 13.7586 | 17.173 | 20.5889 | 24.0153 | 27.4547 | 30.9141 | 34.3908
| Boiler Blowdown Controls_Com, G - Heat | G | No | Health Service | Space Heating | RET | 0.67421 | 1.3476 | 2.0211 | 2.69 | 3.3576 | 3.3512 | 3.3478 | 3.3467 | 3.3542 | 3.3664
| Boiler Modifications_Com, G - Heat | G | Yes | Health Service | Space Heating | RET | 2.115 | 4.2274 | 6.3402 | 8.4387 | 10.5329 | 12.628 | 14.7296 | 16.8391 | 17.4896 | 17.5088
| Boilers_Com, G - Heat | G | Yes | Health Service | Space Heating | NC | 0.65913 | 1.2837 | 1.8885 | 2.4684 | 3.0218 | 3.559 | 4.0922 | 4.6245 | 5.1577 | 5.689
| Boilers_Com, G - Heat | G | No | Health Service | Space Heating | RET | 4.9442 | 9.5202 | 13.762 | 17.6662 | 21.277 | 24.6247 | 27.7366 | 30.6315 | 33.3299 | 35.8429
| Boilers_Com, G - Heat | G | Yes | Health Service | Space Heating | REPL | 2.699 | 4.8555 | 6.7429 | 8.3497 | 9.6859 | 10.7554 | 11.5599 | 12.0983 | 12.3691 | 12.3691
| Furnace_Com, G - Heat | G | Yes | Health Service | Space Heating | NC | 0.94478 | 1.84 | 2.7069 | 3.5381 | 4.3313 | 5.1013 | 5.8657 | 6.6287 | 7.3928 | 8.1544
| Furnace_Com, G - Heat | G | No | Health Service | Space Heating | RET | 5.8669 | 11.371 | 16.5423 | 21.367 | 25.8898 | 30.1401 | 34.1448 | 37.9208 | 41.4885 | 44.8564
| Furnace_Com, G - Heat | G | Yes | Health Service | Space Heating | REPL | 4.2051 | 7.565 | 10.5055 | 13.0089 | 15.0907 | 16.757 | 18.0105 | 18.8493 | 19.2712 | 19.2712
| Unit Heater_Com, G - Heat | G | Yes | Health Service | Space Heating | NC | 0.15321 | 0.29839 | 0.43896 | 0.57375 | 0.70238 | 0.82724 | 0.95119 | 1.0749 | 1.1988 | 1.3223
| Unit Heater_Com, G - Heat | G | Yes | Health Service | Space Heating | RET | 1.2406 | 2.3817 | 3.4327 | 4.3941 | 5.2775 | 6.0915 | 6.8434 | 7.5384 | 8.2331 | 8.9274
| Unit Heater_Com, G - Heat | G | Yes | Health Service | Space Heating | REPL | 0.9226 | 1.6597 | 2.3049 | 2.8541 | 3.3109 | 3.6764 | 3.9515 | 4.1355 | 4.266 | 4.3422
| Energy Recovery Ventilator_Com, G - Heat | G | Yes | Health Service | Space Heating | NC | 0.6711 | 1.307 | 1.9228 | 2.5132 | 3.0767 | 3.6236 | 4.1665 | 4.7085 | 5.2513 | 5.7923
| Energy Recovery Ventilator_Com, G - Heat | G | Yes | Health Service | Space Heating | RET | 5.8396 | 11.1761 | 16.0601 | 20.4987 | 24.5516 | 28.2617 | 31.6669 | 34.9885 | 38.2409 | 41.4278
| Energy Recovery Ventilator_Com, G - Heat | G | Yes | Health Service | Space Heating | REPL | 4.5801 | 8.2395 | 11.4423 | 14.1689 | 16.4364 | 18.2512 | 19.6164 | 20.6824 | 21.4482 | 21.9099
| Forced Air Heating Maintenance_Com, G - Heat | G | No | Health Service | Space Heating | RET | 0.11092 | 0.22169 | 0.33249 | 0.44254 | 0.55237 | 0.55132 | 0.55076 | 0.55058 | 0.55181 | 0.55381
| Infrared Heater_Com, G - Heat | G | Yes | Health Service | Space Heating | NC | 0.0074998 | 0.014607 | 0.021488 | 0.028086 | 0.034383 | 0.040495 | 0.046563 | 0.05262 | 0.058685 | 0.064731
| Infrared Heater_Com, G - Heat | G | Z | Health Service | Space Heating | RET | 0 | 0 | 0 | 0 | 0 | 0 | 0 | 0 | 0 | 0
| Infrared Heater_Com, G - Heat | G | Yes | Health Service | Space Heating | REPL | 0.045163 | 0.081247 | 0.11283 | 0.13971 | 0.16207 | 0.17997 | 0.19343 | 0.20244 | 0.21509 | 0.2314
| Steam Trap Maintenance_Com, G - Heat | G | Yes | Health Service | Space Heating | RET | 0.83711 | 1.6731 | 2.5094 | 3.3399 | 4.1688 | 4.998 | 4.9927 | 4.9916 | 4.9951 | 5.0086
| Windows_Com, G - Heat [Building w Gas Heat] | G | No | Health Service | Space Heating | NC | 0.76569 | 1.4913 | 2.1938 | 2.8674 | 3.5103 | 4.1343 | 4.7538 | 5.3722 | 5.9915 | 6.6087
| Window Film_Com, G - Heat [Building w Gas Heat] | G | No | Health Service | Space Heating | RET | 0 | 0 | 0 | 0 | 0 | 0 | 0 | 0 | 0 | 0
| Kitchen DCV_Com, G - Heat [Building w Gas Heat] | G | Yes | Health Service | Space Heating | NC | 0.019223 | 0.037439 | 0.055076 | 0.071987 | 0.088128 | 0.10379 | 0.11935 | 0.13487 | 0.15042 | 0.16591
| Kitchen DCV_Com, G - Heat [Building w Gas Heat] | G | Yes | Health Service | Space Heating | RET | 0.18301 | 0.34879 | 0.49919 | 0.63468 | 0.75731 | 0.86859 | 0.96983 | 1.0648 | 1.1544 | 1.2389
| Kitchen DCV_Com, G - Heat [Building w Gas Heat] | G | Yes | Health Service | Space Heating | REPL | 0.13119 | 0.23601 | 0.32775 | 0.40585 | 0.4708 | 0.52278 | 0.56189 | 0.5901 | 0.60735 | 0.61352
| Duct Sealing Regulated_Com, G - Heat [Building w Gas Heat] | G | Yes | Health Service | Space Heating | RET | 2.9692 | 5.9345 | 8.9006 | 11.8465 | 14.7864 | 17.7277 | 20.6779 | 23.6393 | 26.618 | 29.6115
| Clothes Washer Gas WH_Com, G - HWat [unit w/ elec dry - Water Heater] | G | Yes | Health Service | Water Heating | NC | 0.0040316 | 0.0078519 | 0.011551 | 0.015098 | 0.018483 | 0.021769 | 0.02503 | 0.024287 | 0.023794 | 0.023444
| Clothes Washer Gas WH_Com, G - HWat [unit w/ elec dry - Water Heater] | G | Yes | Health Service | Water Heating | REPL | 0.05896 | 0.11785 | 0.17674 | 0.23524 | 0.29362 | 0.35203 | 0.41061 | 0.41046 | 0.41072 | 0.41127
| Clothes Washer Gas WH_Com, G - HWat [unit w/ gas dry - Water Heater] | G | Yes | Health Service | Water Heating | NC | 0.015723 | 0.030623 | 0.045049 | 0.058881 | 0.072083 | 0.084897 | 0.097618 | 0.094721 | 0.092797 | 0.091433
| Clothes Washer Gas WH_Com, G - HWat [unit w/ gas dry - Water Heater] | G | Yes | Health Service | Water Heating | REPL | 0.22994 | 0.4596 | 0.6893 | 0.91745 | 1.1451 | 1.3729 | 1.6014 | 1.6008 | 1.6018 | 1.6039
| Clothes Washer Gas WH_Com, G - HWat [unit w/ propane dry - Water Heater] | G | Yes | Health Service | Water Heating | NC | 0.00080632 | 0.0015704 | 0.0023102 | 0.0030196 | 0.0036966 | 0.0043537 | 0.005006 | 0.0048575 | 0.0047588 | 0.0046889
| Clothes Washer Gas WH_Com, G - HWat [unit w/ propane dry - Water Heater] | G | Yes | Health Service | Water Heating | REPL | 0.011792 | 0.023569 | 0.035349 | 0.047049 | 0.058725 | 0.070406 | 0.082122 | 0.082092 | 0.082145 | 0.082254
| Dishwasher_Com, G - HWat [Building w gas WH] | G | Yes | Health Service | Water Heating | NC | 0.0020627 | 0.0040174 | 0.00591 | 0.0077247 | 0.0094566 | 0.011138 | 0.012806 | 0.014472 | 0.016141 | 0.017804
| Dishwasher_Com, G - HWat [Building w gas WH] | G | Yes | Health Service | Water Heating | REPL | 0.016693 | 0.033365 | 0.05004 | 0.066602 | 0.083131 | 0.099667 | 0.11625 | 0.1329 | 0.14965 | 0.16648
| Faucet Aerator_Com, G - HWat | G | Yes | Health Service | Water Heating | RET | 0.29447 | 0.58857 | 0.88274 | 1.1749 | 1.4665 | 1.7582 | 2.0508 | 2.3445 | 2.6399 | 2.9368
| Pre Rinse Sprayers_Com, G - HWat | G | Yes | Health Service | Water Heating | RET | 0.062003 | 0.12393 | 0.18586 | 0.19193 | 0.19793 | 0.19741 | 0.19745 | 0.19784 | 0.19862 | 0.19954
| FF Storage Water Heater_Com, G - HWat | G | No | Health Service | Water Heating | NC | 0.055178 | 0.10746 | 0.15809 | 0.20664 | 0.25296 | 0.29793 | 0.34257 | 0.38714 | 0.43177 | 0.47625
| FF Storage Water Heater_Com, G - HWat | G | No | Health Service | Water Heating | RET | 0.38581 | 0.74482 | 1.0794 | 1.389 | 1.6768 | 1.9451 | 2.1959 | 2.4575 | 2.73 | 3.0125
| FF Storage Water Heater_Com, G - HWat | G | No | Health Service | Water Heating | REPL | 0.37658 | 0.67746 | 0.94079 | 1.165 | 1.3514 | 1.5006 | 1.6129 | 1.7144 | 1.8054 | 1.8857
| FF Instantaneous Water Heater_Com, G - HWat | G | No | Health Service | Water Heating | NC | 0.092486 | 0.18013 | 0.26499 | 0.34635 | 0.424 | 0.49937 | 0.5742 | 0.64889 | 0.7237 | 0.79825
| FF Instantaneous Water Heater_Com, G - HWat | G | No | Health Service | Water Heating | RET | 0.64667 | 1.2484 | 1.8092 | 2.3281 | 2.8106 | 3.2603 | 3.6806 | 4.0737 | 4.4421 | 4.787
| FF Instantaneous Water Heater_Com, G - HWat | G | No | Health Service | Water Heating | REPL | 0.4734 | 0.85163 | 1.1827 | 1.4645 | 1.6988 | 1.8864 | 2.0275 | 2.122 | 2.1695 | 2.1695
| Pnemautic to DDC_Com, G - TotF [Building w Gas Heat] | G | No | Health Service | Total FF | RET | 1.3125 | 2.6233 | 3.9344 | 5.2366 | 6.5362 | 7.8363 | 9.1404 | 10.4495 | 11.7662 | 13.0894
| Data Center_Com, G - TotF [Building w Gas Heat] | G | Yes | Health Service | Total FF | NC | 0 | 0 | 0 | 0 | 0 | 0 | 0 | 0 | 0 | 0
| Data Center_Com, G - TotF [Building w Gas Heat] | G | Yes | Health Service | Total FF | RET | 0 | 0 | 0 | 0 | 0 | 0 | 0 | 0 | 0 | 0
| RCx_Com, G - TotF [Building w Gas Heat] | G | Yes | Health Service | Total FF | RET | 3.0417 | 6.0795 | 9.1181 | 12.136 | 15.1477 | 18.1608 | 21.1831 | 24.2169 | 24.2267 | 24.2555
| Commissioning_Com, G - TotF [Building w Gas Heat] | G | Yes | Health Service | Total FF | NC | 0 | 0 | 0 | 0 | 0 | 0 | 0 | 0 | 0 | 0
| Integrated Building Design_Com, G - TotF [Building w Gas Heat] | G | Yes | Health Service | Total FF | NC | 0.23423 | 0.45619 | 0.67111 | 0.87718 | 1.0738 | 1.2647 | 1.4542 | 1.6434 | 1.8329 | 2.0217
| Deep Energy Retrofit_Com, G - TotF [Building w Gas Heat] | G | Yes | Health Service | Total FF | RET | 0.84009 | 1.6791 | 2.5183 | 3.3518 | 4.1836 | 5.0158 | 5.8506 | 6.6885 | 7.5312 | 8.3782
| EMS_Com, G - TotF [Building w Gas Heat] | G | Yes | Health Service | Total FF | NC | 0.45649 | 0.88906 | 1.3079 | 1.7095 | 2.0928 | 2.4648 | 2.8341 | 3.2028 | 3.572 | 3.94
| EMS_Com, G - TotF [Building w Gas Heat] | G | No | Health Service | Total FF | RET | 5.6986 | 11.3899 | 17.0826 | 22.7366 | 28.3791 | 34.0241 | 39.6863 | 45.37 | 51.087 | 56.8323
| Int Ltg Ctrls_Com, E/G - IntL | E | Yes | Health Service | Interior Lighting | RET | -2.7699 | -5.4161 | -8.129 | -10.9082 | -13.7319 | -16.611 | -19.4405 | -22.2982 | -22.3939 | -22.5537
| Exit Sign RetFit_Com, E/G - IntL | E | Yes | Health Service | Interior Lighting | RET | -0.39419 | -0.77077 | -1.1569 | -1.5524 | -1.9542 | -2.364 | -2.7666 | -3.1733 | -3.5811 | -3.9804
| Repl Scre_Com, E/G - IntL | E | Yes | Health Service | Interior Lighting | NC | -0.22918 | -0.4519 | -0.22272 | 0 | 0 | 0 | 0 | 0 | 0 | 0
| Repl Scre_Com, E/G - IntL | E | Yes | Health Service | Interior Lighting | RET | -1.3536 | -2.6468 | -1.2932 | 0 | 0 | 0 | 0 | 0 | 0 | 0
| Repl Scre_Com, E/G - IntL | E | Yes | Health Service | Interior Lighting | REPL | -11.7625 | -22.9996 | -11.2371 | 0 | 0 | 0 | 0 | 0 | 0 | 0
| Lin LED Fixture_Com, E/G - IntL | E | Yes | Health Service | Interior Lighting | NC | -0.078537 | -0.15486 | -0.22993 | -0.30379 | -0.37323 | -0.44129 | -0.50881 | -0.57458 | -0.64031 | -0.70661
| Lin LED Fixture_Com, E/G - IntL | E | Yes | Health Service | Interior Lighting | RET | -0.69294 | -1.3032 | -1.8799 | -2.4246 | -2.9347 | -3.4141 | -3.8485 | -4.2529 | -4.6574 | -5.0526
| Lin LED Fixture_Com, E/G - IntL | E | Yes | Health Service | Interior Lighting | REPL | -0.4858 | -0.85708 | -1.1901 | -1.4826 | -1.7302 | -1.9322 | -2.0811 | -2.1813 | -2.2531 | -2.2952
| LED Tube Repl_Com, E/G - IntL | E | Yes | Health Service | Interior Lighting | RET | -4.3596 | -8.199 | -11.8275 | -15.2541 | -18.4635 | -21.78 | -25.0791 | -28.4484 | -31.8612 | -35.234
| LED Tube Repl_Com, E/G - IntL | E | Yes | Health Service | Interior Lighting | REPL | -4.4885 | -7.9189 | -10.9962 | -13.6984 | -15.9862 | -18.1612 | -20.1434 | -21.9889 | -23.6822 | -25.1865
| Repl pin CFL wLED_Com, E/G - IntL | E | Yes | Health Service | Interior Lighting | RET | -0.18197 | -0.34469 | -0.50086 | -0.65062 | -0.79305 | -0.94968 | -1.1141 | -1.2901 | -1.4758 | -1.6601
| Repl pin CFL wLED_Com, E/G - IntL | E | Yes | Health Service | Interior Lighting | REPL | -0.20965 | -0.36987 | -0.5136 | -0.63981 | -0.74667 | -0.85767 | -0.96874 | -1.083 | -1.1995 | -1.3156
| Stair Occ Sensor_Com, E/G - IntL | E | Yes | Health Service | Interior Lighting | NC | -0.051775 | -0.10209 | -0.15158 | -0.20027 | -0.24605 | -0.29092 | -0.33544 | -0.3788 | -0.42212 | -0.46583
| Stair Occ Sensor_Com, E/G - IntL | E | Yes | Health Service | Interior Lighting | RET | -0.3986 | -0.7794 | -1.1698 | -1.5697 | -1.9761 | -2.3904 | -2.7976 | -3.2088 | -3.6212 | -4.025
| Int Delamping_Com, E/G - IntL | E | Yes | Health Service | Interior Lighting | RET | -0.038131 | -0.074559 | -0.11191 | -0.15017 | -0.18904 | -0.22867 | -0.26762 | -0.30696 | -0.34641 | -0.38504
| Int Ltg Dsgn_Com, E/G - IntL | E | Yes | Health Service | Interior Lighting | NC | -0.084412 | -0.16644 | -0.24713 | -0.32651 | -0.40115 | -0.4743 | -0.54688 | -0.61757 | -0.68821 | -0.75947
| Guest Room EM_Com, G - Heat [Building w Gas Heat] | G | Yes | Lodging | Space Heating | RET | 54.6678 | 109.266 | 163.8772 | 218.1174 | 272.2468 | 326.4003 | 380.7195 | 435.2447 | 435.4209 | 435.9385
| DCV_Com, G - Heat [Building w Gas Heat] | G | Yes | Lodging | Space Heating | RET | 22.097 | 44.166 | 66.2401 | 88.1643 | 110.0437 | 131.9329 | 153.889 | 175.9284 | 198.0966 | 220.3748
| Optimized Unitary AC Sys_Com, G - Heat [Building w Gas Heat] | G | Yes | Lodging | Space Heating | NC | 8.3909 | 16.3421 | 24.0411 | 31.4228 | 38.4681 | 45.3064 | 52.0949 | 58.8716 | 65.6582 | 72.4222
| Cool Roof_Com, G - Heat [Building w Gas Heat] | G | No | Lodging | Space Heating | NC | -0.45799 | -0.89198 | -1.3122 | -1.7151 | -2.0997 | -2.4729 | -2.8434 | -3.2133 | -3.5837 | -3.9529
| Cool Roof_Com, G - Heat [Building w Gas Heat] | G | No | Lodging | Space Heating | RET | -2.3911 | -4.7792 | -7.1679 | -9.5404 | -11.908 | -14.2766 | -16.6525 | -19.0374 | -21.4363 | -23.847
| Programmable TStat_Com, G - Heat [Building w Gas Heat] | G | Yes | Lodging | Space Heating | NC | 0 | 0 | 0 | 0 | 0 | 0 | 0 | 0 | 0 | 0
| Programmable TStat_Com, G - Heat [Building w Gas Heat] | G | Yes | Lodging | Space Heating | RET | 0 | 0 | 0 | 0 | 0 | 0 | 0 | 0 | 0 | 0
| Smart TStat_Com, G - Heat [Building w Gas Heat] | G | Yes | Lodging | Space Heating | NC | 1.24 | 2.415 | 3.5528 | 4.6437 | 5.6848 | 6.6954 | 7.6986 | 8.7001 | 9.703 | 10.7026
| Smart TStat_Com, G - Heat [Building w Gas Heat] | G | Yes | Lodging | Space Heating | RET | 4.5523 | 9.0987 | 13.6463 | 18.163 | 22.6704 | 27.1798 | 31.7031 | 36.2435 | 40.8104 | 45.4
| Boiler Blowdown Controls_Com, G - Heat | G | No | Lodging | Space Heating | RET | 3.3196 | 6.635 | 9.9512 | 13.2448 | 16.5317 | 16.5005 | 16.4836 | 16.4783 | 16.515 | 16.5749
| Boiler Modifications_Com, G - Heat | G | Yes | Lodging | Space Heating | RET | 10.4138 | 20.8143 | 31.2173 | 41.5496 | 51.8608 | 62.1766 | 72.5239 | 82.9105 | 86.1135 | 86.2081
| Boilers_Com, G - Heat | G | No | Lodging | Space Heating | NC | 3.2454 | 6.3207 | 9.2984 | 12.1534 | 14.8784 | 17.5232 | 20.1488 | 22.7699 | 25.3947 | 28.0108
| Boilers_Com, G - Heat | G | No | Lodging | Space Heating | RET | 24.3435 | 46.8746 | 67.7598 | 86.9831 | 104.7616 | 121.2446 | 136.5667 | 150.8199 | 164.106 | 176.4796
| Boilers_Com, G - Heat | G | No | Lodging | Space Heating | REPL | 13.2893 | 23.9072 | 33.2001 | 41.1113 | 47.6905 | 52.9562 | 56.9175 | 59.5685 | 60.9017 | 60.9017
| Furnace_Com, G - Heat | G | Yes | Lodging | Space Heating | NC | 1.1709 | 2.2804 | 3.3548 | 4.3849 | 5.368 | 6.3223 | 7.2696 | 8.2152 | 9.1622 | 10.1061
| Furnace_Com, G - Heat | G | No | Lodging | Space Heating | RET | 7.2711 | 14.0925 | 20.5016 | 26.481 | 32.0863 | 37.3539 | 42.3171 | 46.9969 | 51.4185 | 55.5925
| Furnace_Com, G - Heat | G | Yes | Lodging | Space Heating | REPL | 5.2116 | 9.3756 | 13.0199 | 16.1224 | 18.7026 | 20.7676 | 22.3211 | 23.3607 | 23.8836 | 23.8836
| Unit Heater_Com, G - Heat | G | Yes | Lodging | Space Heating | NC | 0.28417 | 0.55346 | 0.8142 | 1.0642 | 1.3028 | 1.5344 | 1.7643 | 1.9938 | 2.2236 | 2.4527
| Unit Heater_Com, G - Heat | G | Yes | Lodging | Space Heating | RET | 2.3012 | 4.4176 | 6.3671 | 8.1502 | 9.7889 | 11.2986 | 12.6932 | 13.9823 | 15.271 | 16.5587
| Unit Heater_Com, G - Heat | G | Yes | Lodging | Space Heating | REPL | 1.7112 | 3.0785 | 4.2751 | 5.2939 | 6.1411 | 6.8191 | 7.3292 | 7.6706 | 7.9126 | 8.054
| Destratification Fans_Com, G - Heat | G | No | Lodging | Space Heating | NC | 0.65285 | 1.2715 | 1.8705 | 2.4448 | 2.993 | 3.525 | 4.0532 | 4.5805 | 5.1085 | 5.6347
| Destratification Fans_Com, G - Heat | G | No | Lodging | Space Heating | RET | 3.1825 | 6.2021 | 9.0713 | 11.7786 | 14.3452 | 16.7846 | 19.1092 | 21.6785 | 24.4884 | 27.5276
| Destratification Fans_Com, G - Heat | G | No | Lodging | Space Heating | REPL | 4.4555 | 8.0154 | 11.131 | 13.7834 | 15.9893 | 17.7547 | 19.0828 | 20.4654 | 21.9057 | 23.403
| Energy Recovery Ventilator_Com, G - Heat | G | Yes | Lodging | Space Heating | NC | 1.7909 | 3.488 | 5.1313 | 6.7068 | 8.2105 | 9.6701 | 11.119 | 12.5654 | 14.0139 | 15.4576
| Energy Recovery Ventilator_Com, G - Heat | G | Yes | Lodging | Space Heating | RET | 15.5839 | 29.825 | 42.8587 | 54.7036 | 65.5194 | 75.4204 | 84.5075 | 93.3718 | 102.0512 | 110.556
| Energy Recovery Ventilator_Com, G - Heat | G | Yes | Lodging | Space Heating | REPL | 12.2227 | 21.9884 | 30.5354 | 37.8116 | 43.8627 | 48.7058 | 52.3492 | 55.1937 | 57.2374 | 58.4697
| Forced Air Heating Maintenance_Com, G - Heat | G | No | Lodging | Space Heating | RET | 0.13746 | 0.27475 | 0.41207 | 0.54846 | 0.68457 | 0.68328 | 0.68258 | 0.68236 | 0.68388 | 0.68636
| Steam Trap Maintenance_Com, G - Heat | G | Yes | Lodging | Space Heating | RET | 4.1216 | 8.2381 | 12.3554 | 16.4448 | 20.5259 | 24.6088 | 24.5825 | 24.577 | 24.5945 | 24.6606
| Windows_Com, G - Heat [Building w Gas Heat] | G | Yes | Lodging | Space Heating | NC | 2.0433 | 3.9796 | 5.8545 | 7.6521 | 9.3677 | 11.033 | 12.6861 | 14.3364 | 15.989 | 17.6362
| Window Film_Com, G - Heat [Building w Gas Heat] | G | No | Lodging | Space Heating | RET | 0 | 0 | 0 | 0 | 0 | 0 | 0 | 0 | 0 | 0
| Kitchen DCV_Com, G - Heat [Building w Gas Heat] | G | Yes | Lodging | Space Heating | NC | 1.3381 | 2.6061 | 3.8338 | 5.011 | 6.1345 | 7.225 | 8.3076 | 9.3883 | 10.4705 | 11.5492
| Kitchen DCV_Com, G - Heat [Building w Gas Heat] | G | Yes | Lodging | Space Heating | RET | 12.7394 | 24.2793 | 34.7486 | 44.1796 | 52.7161 | 60.4622 | 67.5093 | 74.123 | 80.3555 | 86.2362
| Kitchen DCV_Com, G - Heat [Building w Gas Heat] | G | Yes | Lodging | Space Heating | REPL | 9.1322 | 16.4286 | 22.8146 | 28.251 | 32.7721 | 36.3906 | 39.1128 | 41.0762 | 42.2774 | 42.707
| Duct Sealing Regulated_Com, G - Heat [Building w Gas Heat] | G | Yes | Lodging | Space Heating | RET | 7.9236 | 15.8371 | 23.7525 | 31.6141 | 39.4597 | 47.3088 | 55.1818 | 63.0848 | 71.0339 | 79.0225
| Ovens_Com, G - Cook | G | Yes | Lodging | Cooking | NC | 0.0094476 | 0.0184 | 0.027069 | 0.03538 | 0.043313 | 0.051012 | 0.058656 | 0.066286 | 0.073927 | 0.081543
| Ovens_Com, G - Cook | G | Yes | Lodging | Cooking | REPL | 0.080597 | 0.16109 | 0.24161 | 0.32157 | 0.40138 | 0.48121 | 0.5613 | 0.64168 | 0.72254 | 0.8038
| Fryers_Com, G - Cook | G | Yes | Lodging | Cooking | NC | 0.0021194 | 0.0041277 | 0.0060724 | 0.0079369 | 0.0097164 | 0.011444 | 0.013158 | 0.01487 | 0.016584 | 0.018293
| Fryers_Com, G - Cook | G | Yes | Lodging | Cooking | REPL | 0.018081 | 0.036138 | 0.0542 | 0.072139 | 0.090041 | 0.10795 | 0.12592 | 0.14395 | 0.16209 | 0.18032
| Griddles_Com, G - Cook | G | Yes | Lodging | Cooking | NC | 0.0028765 | 0.0056023 | 0.0082417 | 0.010772 | 0.013187 | 0.015532 | 0.017859 | 0.020182 | 0.022509 | 0.024827
| Griddles_Com, G - Cook | G | Yes | Lodging | Cooking | REPL | 0.02454 | 0.049048 | 0.073562 | 0.09791 | 0.12221 | 0.14652 | 0.1709 | 0.19537 | 0.21999 | 0.24473
| Steamers_Com, G - Cook | G | Yes | Lodging | Cooking | NC | 0.00473 | 0.0092121 | 0.013552 | 0.017713 | 0.021685 | 0.025539 | 0.029366 | 0.033186 | 0.037012 | 0.040825
| Steamers_Com, G - Cook | G | Yes | Lodging | Cooking | REPL | 0.040351 | 0.080651 | 0.12096 | 0.161 | 0.20095 | 0.24092 | 0.28102 | 0.32126 | 0.36174 | 0.40242
| Clothes Washer Elec WH_Com, G - Oth [unit w/ gas dry - Dryer] | G | Yes | Lodging | Other | NC | 0.0037694 | 0.0073412 | 0.0108 | 0.014116 | 0.017281 | 0.020353 | 0.023402 | 0.022708 | 0.022246 | 0.021919
| Clothes Washer Elec WH_Com, G - Oth [unit w/ gas dry - Dryer] | G | Yes | Lodging | Other | REPL | 0.055125 | 0.11018 | 0.16525 | 0.21994 | 0.27452 | 0.32913 | 0.3839 | 0.38376 | 0.38401 | 0.38452
| Clothes Washer Gas WH_Com, G - HWat [unit w/ elec dry - Water Heater] | G | Yes | Lodging | Water Heating | NC | 1.7432 | 3.3951 | 4.9945 | 6.5281 | 7.9917 | 9.4124 | 10.8227 | 10.5016 | 10.2882 | 10.137
| Clothes Washer Gas WH_Com, G - HWat [unit w/ elec dry - Water Heater] | G | Yes | Lodging | Water Heating | REPL | 25.4935 | 50.9545 | 76.4216 | 101.7157 | 126.9581 | 152.2118 | 177.5427 | 177.4762 | 177.5908 | 177.8262
| Clothes Washer Gas WH_Com, G - Oth [unit w/ gas dry - Dryer] | G | Yes | Lodging | Other | NC | 0.029401 | 0.057261 | 0.084238 | 0.1101 | 0.13479 | 0.15875 | 0.18254 | 0.17712 | 0.17352 | 0.17097
| Clothes Washer Gas WH_Com, G - Oth [unit w/ gas dry - Dryer] | G | Yes | Lodging | Other | REPL | 0.42998 | 0.85941 | 1.2889 | 1.7155 | 2.1413 | 2.5672 | 2.9945 | 2.9933 | 2.9953 | 2.9992
| Clothes Washer Gas WH_Com, G - HWat [unit w/ gas dry - Water Heater] | G | Yes | Lodging | Water Heating | NC | 6.7985 | 13.2407 | 19.4787 | 25.4595 | 31.1678 | 36.7083 | 42.2085 | 40.9561 | 40.1241 | 39.5343
| Clothes Washer Gas WH_Com, G - HWat [unit w/ gas dry - Water Heater] | G | Yes | Lodging | Water Heating | REPL | 99.4246 | 198.7227 | 298.0444 | 396.6913 | 495.1367 | 593.6261 | 692.4166 | 692.1573 | 692.6042 | 693.5221
| Clothes Washer Gas WH_Com, G - HWat [unit w/ propane dry - Water Heater] | G | Yes | Lodging | Water Heating | NC | 0.34864 | 0.67901 | 0.99891 | 1.3056 | 1.5983 | 1.8825 | 2.1645 | 2.1003 | 2.0576 | 2.0274
| Clothes Washer Gas WH_Com, G - HWat [unit w/ propane dry - Water Heater] | G | Yes | Lodging | Water Heating | REPL | 5.0987 | 10.1909 | 15.2843 | 20.3431 | 25.3916 | 30.4424 | 35.5085 | 35.4952 | 35.5182 | 35.5652
| Clothes Washer Oil WH_Com, G - Oth [unit w/ gas dry - Dryer] | G | Yes | Lodging | Other | NC | 0.0015078 | 0.0029365 | 0.0043199 | 0.0056463 | 0.0069123 | 0.008141 | 0.0093609 | 0.0090831 | 0.0088986 | 0.0087678
| Clothes Washer Oil WH_Com, G - Oth [unit w/ gas dry - Dryer] | G | Yes | Lodging | Other | REPL | 0.02205 | 0.044072 | 0.066099 | 0.087977 | 0.10981 | 0.13165 | 0.15356 | 0.1535 | 0.1536 | 0.15381
| Clothes Washer Propane WH_Com, G - Oth [unit w/ gas dry - Dryer] | G | Yes | Lodging | Other | NC | 0.00075388 | 0.0014682 | 0.00216 | 0.0028232 | 0.0034561 | 0.0040705 | 0.0046804 | 0.0045416 | 0.0044493 | 0.0043839
| Clothes Washer Propane WH_Com, G - Oth [unit w/ gas dry - Dryer] | G | Yes | Lodging | Other | REPL | 0.011025 | 0.022036 | 0.03305 | 0.043988 | 0.054905 | 0.065826 | 0.076781 | 0.076752 | 0.076802 | 0.076904
| Ozone Laundry_Com, G - HWat | G | Yes | Lodging | Water Heating | RET | 61.8233 | 123.568 | 185.3273 | 246.667 | 307.8814 | 369.1232 | 430.5522 | 492.2142 | 554.2368 | 616.5669
| Dishwasher_Com, G - HWat [Building w gas WH] | G | Yes | Lodging | Water Heating | NC | 0.3964 | 0.77202 | 1.1357 | 1.4845 | 1.8173 | 2.1403 | 2.461 | 2.7812 | 3.1018 | 3.4213
| Dishwasher_Com, G - HWat [Building w gas WH] | G | Yes | Lodging | Water Heating | REPL | 3.2079 | 6.4117 | 9.6163 | 12.7991 | 15.9754 | 19.1531 | 22.3405 | 25.5401 | 28.7583 | 31.9925
| Faucet Aerator_Com, G - HWat | G | Yes | Lodging | Water Heating | RET | 6.2877 | 12.5674 | 18.8486 | 25.0871 | 31.3129 | 37.5414 | 43.789 | 50.0603 | 56.3683 | 62.7075
| Pre Rinse Sprayers_Com, G - HWat | G | Yes | Lodging | Water Heating | RET | 0.97724 | 1.9532 | 2.9295 | 3.025 | 3.1197 | 3.1114 | 3.1121 | 3.1183 | 3.1305 | 3.1451
| FF Storage Water Heater_Com, G - HWat | G | No | Lodging | Water Heating | NC | 5.3018 | 10.3258 | 15.1905 | 19.8547 | 24.3063 | 28.6271 | 32.9164 | 37.1983 | 41.4864 | 45.7603
| FF Storage Water Heater_Com, G - HWat | G | No | Lodging | Water Heating | RET | 37.0711 | 71.5662 | 103.7129 | 133.4604 | 161.1195 | 186.9009 | 210.9949 | 236.1329 | 262.3107 | 289.4541
| FF Storage Water Heater_Com, G - HWat | G | No | Lodging | Water Heating | REPL | 36.1837 | 65.0939 | 90.3963 | 111.9367 | 129.8504 | 144.1877 | 154.9736 | 164.7337 | 173.4778 | 181.1869
| FF Instantaneous Water Heater_Com, G - HWat | G | No | Lodging | Water Heating | NC | 8.8866 | 17.3074 | 25.4613 | 33.279 | 40.7405 | 47.9828 | 55.1723 | 62.3493 | 69.5367 | 76.7003
| FF Instantaneous Water Heater_Com, G - HWat | G | No | Lodging | Water Heating | RET | 62.136 | 119.9543 | 173.8364 | 223.6971 | 270.0574 | 313.2705 | 353.6552 | 391.4243 | 426.8194 | 459.9605
| FF Instantaneous Water Heater_Com, G - HWat | G | No | Lodging | Water Heating | REPL | 45.4865 | 81.8294 | 113.637 | 140.7155 | 163.2347 | 181.2582 | 194.8171 | 203.8907 | 208.454 | 208.454
| Clothes Dryer_Com, G - Oth | G | No | Lodging | Other | NC | 0.068679 | 0.13376 | 0.19678 | 0.25719 | 0.31486 | 0.37083 | 0.4264 | 0.48186 | 0.53741 | 0.59277
| Clothes Dryer_Com, G - Oth | G | No | Lodging | Other | RET | 0.66901 | 1.2736 | 1.8208 | 2.3125 | 2.7566 | 3.1586 | 3.5234 | 3.8625 | 4.1788 | 4.4743
| Clothes Dryer_Com, G - Oth | G | No | Lodging | Other | REPL | 0.5022 | 0.90345 | 1.2546 | 1.5536 | 1.8022 | 2.0012 | 2.1509 | 2.2569 | 2.3189 | 2.3364
| Pnemautic to DDC_Com, G - TotF [Building w Gas Heat] | G | Yes | Lodging | Total FF | RET | 10.9952 | 21.9765 | 32.9603 | 43.8696 | 54.7565 | 65.6483 | 76.5734 | 87.54 | 98.5707 | 109.656
| RCx_Com, G - TotF [Building w Gas Heat] | G | Yes | Lodging | Total FF | RET | 23.9827 | 47.9349 | 71.8928 | 95.6879 | 119.4344 | 143.1915 | 167.0213 | 190.9414 | 191.0187 | 191.2458
| Commissioning_Com, G - TotF [Building w Gas Heat] | G | Yes | Lodging | Total FF | NC | 0 | 0 | 0 | 0 | 0 | 0 | 0 | 0 | 0 | 0
| Integrated Building Design_Com, G - TotF [Building w Gas Heat] | G | Yes | Lodging | Total FF | NC | 1.9623 | 3.8217 | 5.6222 | 7.3485 | 8.9961 | 10.5953 | 12.1828 | 13.7676 | 15.3547 | 16.9366
| Deep Energy Retrofit_Com, G - TotF [Building w Gas Heat] | G | Yes | Lodging | Total FF | RET | 7.0378 | 14.0666 | 21.0971 | 28.0798 | 35.0482 | 42.0198 | 49.0127 | 56.0321 | 63.0926 | 70.188
| EMS_Com, G - TotF [Building w Gas Heat] | G | Yes | Lodging | Total FF | NC | 3.8242 | 7.448 | 10.9569 | 14.3212 | 17.5322 | 20.6488 | 23.7427 | 26.8312 | 29.9243 | 33.007
| EMS_Com, G - TotF [Building w Gas Heat] | G | Yes | Lodging | Total FF | RET | 47.7396 | 95.4184 | 143.1085 | 190.4747 | 237.7441 | 285.0346 | 332.4697 | 380.0847 | 427.9782 | 476.109
| Int Ltg Ctrls_Com, E/G - IntL | E | Yes | Lodging | Interior Lighting | RET | -1.2203 | -2.3861 | -3.5813 | -4.8058 | -6.0498 | -7.3182 | -8.5648 | -9.8238 | -9.8659 | -9.9363
| Exit Sign RetFit_Com, E/G - IntL | E | Yes | Lodging | Interior Lighting | RET | -0.074905 | -0.14646 | -0.21983 | -0.29498 | -0.37134 | -0.4492 | -0.52572 | -0.603 | -0.68049 | -0.75637
| LED HiLo Bay_Com, E/G - IntL | E | Yes | Lodging | Interior Lighting | NC | -0.0014481 | -0.0028554 | -0.0042395 | -0.0056014 | -0.0068819 | -0.0081367 | -0.0093818 | -0.010595 | -0.011806 | -0.013029
| LED HiLo Bay_Com, E/G - IntL | E | Yes | Lodging | Interior Lighting | RET | -0.014865 | -0.028109 | -0.040773 | -0.052873 | -0.064339 | -0.075243 | -0.085237 | -0.094652 | -0.10346 | -0.11236
| LED HiLo Bay_Com, E/G - IntL | E | Yes | Lodging | Interior Lighting | REPL | -0.0077356 | -0.013648 | -0.018951 | -0.023608 | -0.027551 | -0.030767 | -0.033138 | -0.034734 | -0.035534 | -0.035983
| Repl Scre_Com, E/G - IntL | E | Yes | Lodging | Interior Lighting | NC | -0.27728 | -0.54674 | -0.26946 | 0 | 0 | 0 | 0 | 0 | 0 | 0
| Repl Scre_Com, E/G - IntL | E | Yes | Lodging | Interior Lighting | RET | -0.56768 | -1.11 | -0.54233 | 0 | 0 | 0 | 0 | 0 | 0 | 0
| Repl Scre_Com, E/G - IntL | E | Yes | Lodging | Interior Lighting | REPL | -14.2311 | -27.8266 | -13.5955 | 0 | 0 | 0 | 0 | 0 | 0 | 0
| Lin LED Fixture_Com, E/G - IntL | E | Yes | Lodging | Interior Lighting | NC | -0.016271 | -0.032083 | -0.047635 | -0.062937 | -0.077324 | -0.091423 | -0.10541 | -0.11904 | -0.13265 | -0.14639
| Lin LED Fixture_Com, E/G - IntL | E | Yes | Lodging | Interior Lighting | RET | -0.15048 | -0.28301 | -0.40825 | -0.52653 | -0.63731 | -0.74143 | -0.83576 | -0.92359 | -1.0114 | -1.0973
| Lin LED Fixture_Com, E/G - IntL | E | Yes | Lodging | Interior Lighting | REPL | -0.10064 | -0.17756 | -0.24657 | -0.30716 | -0.35846 | -0.4003 | -0.43114 | -0.45191 | -0.46678 | -0.47551
| LED Tube Repl_Com, E/G - IntL | E | Yes | Lodging | Interior Lighting | RET | -0.94676 | -1.7805 | -2.5685 | -3.3127 | -4.0096 | -4.7298 | -5.4463 | -6.178 | -6.9191 | -7.6516
| LED Tube Repl_Com, E/G - IntL | E | Yes | Lodging | Interior Lighting | REPL | -0.9299 | -1.6406 | -2.2781 | -2.838 | -3.3119 | -3.7625 | -4.1732 | -4.5555 | -4.9063 | -5.218
| Repl pin CFL wLED_Com, E/G - IntL | E | Yes | Lodging | Interior Lighting | RET | -0.042548 | -0.080598 | -0.11711 | -0.15213 | -0.18543 | -0.22206 | -0.2605 | -0.30164 | -0.34508 | -0.38818
| Repl pin CFL wLED_Com, E/G - IntL | E | Yes | Lodging | Interior Lighting | REPL | -0.1214 | -0.21418 | -0.29741 | -0.3705 | -0.43238 | -0.49665 | -0.56097 | -0.62711 | -0.6946 | -0.76183
| Stair Occ Sensor_Com, E/G - IntL | E | Yes | Lodging | Interior Lighting | NC | -0.010907 | -0.021507 | -0.031933 | -0.042191 | -0.051835 | -0.061287 | -0.070666 | -0.0798 | -0.088928 | -0.098136
| Stair Occ Sensor_Com, E/G - IntL | E | Yes | Lodging | Interior Lighting | RET | -0.083973 | -0.16419 | -0.24644 | -0.33069 | -0.4163 | -0.50358 | -0.58936 | -0.676 | -0.76287 | -0.84793
| Int Delamping_Com, E/G - IntL | E | Yes | Lodging | Interior Lighting | RET | -0.0078998 | -0.015447 | -0.023184 | -0.03111 | -0.039164 | -0.047375 | -0.055445 | -0.063595 | -0.071768 | -0.07977
| Int Ltg Dsgn_Com, E/G - IntL | E | Yes | Lodging | Interior Lighting | NC | -0.0367 | -0.072365 | -0.10744 | -0.14196 | -0.17441 | -0.20621 | -0.23777 | -0.2685 | -0.29921 | -0.3302
| DCV_Com, G - Heat [Building w Gas Heat] | G | Yes | Small Retail | Space Heating | RET | 28.766 | 57.4954 | 86.2315 | 114.7725 | 143.2552 | 171.7505 | 200.333 | 229.024 | 257.8827 | 286.8844
| Optimized Unitary AC Sys_Com, G - Heat [Building w Gas Heat] | G | Yes | Small Retail | Space Heating | NC | 10.9233 | 21.2742 | 31.2968 | 40.9063 | 50.0779 | 58.98 | 67.8173 | 76.6392 | 85.474 | 94.2794
| Cool Roof_Com, G - Heat [Building w Gas Heat] | G | No | Small Retail | Space Heating | NC | -0.71426 | -1.3911 | -2.0464 | -2.6748 | -3.2745 | -3.8566 | -4.4345 | -5.0113 | -5.589 | -6.1648
| Cool Roof_Com, G - Heat [Building w Gas Heat] | G | No | Small Retail | Space Heating | RET | -3.7291 | -7.4535 | -11.1787 | -14.8786 | -18.571 | -22.265 | -25.9703 | -29.6897 | -33.4308 | -37.1905
| Programmable TStat_Com, G - Heat [Building w Gas Heat] | G | Yes | Small Retail | Space Heating | NC | 0 | 0 | 0 | 0 | 0 | 0 | 0 | 0 | 0 | 0
| Programmable TStat_Com, G - Heat [Building w Gas Heat] | G | Yes | Small Retail | Space Heating | RET | 0 | 0 | 0 | 0 | 0 | 0 | 0 | 0 | 0 | 0
| Smart TStat_Com, G - Heat [Building w Gas Heat] | G | Yes | Small Retail | Space Heating | NC | 4.1101 | 8.0048 | 11.776 | 15.3917 | 18.8427 | 22.1923 | 25.5175 | 28.8369 | 32.1611 | 35.4743
| Smart TStat_Com, G - Heat [Building w Gas Heat] | G | Yes | Small Retail | Space Heating | RET | 15.0887 | 30.1583 | 45.2314 | 60.2022 | 75.1423 | 90.0891 | 105.0816 | 120.131 | 135.2684 | 150.4809
| Boiler Blowdown Controls_Com, G - Heat | G | No | Small Retail | Space Heating | RET | 2.565 | 5.1267 | 7.689 | 10.2339 | 12.7737 | 12.7495 | 12.7364 | 12.7324 | 12.7607 | 12.807
| Boiler Modifications_Com, G - Heat | G | Yes | Small Retail | Space Heating | RET | 8.0465 | 16.0827 | 24.1208 | 32.1043 | 40.0715 | 48.0423 | 56.0374 | 64.0629 | 66.5378 | 66.6108
| Boilers_Com, G - Heat | G | Yes | Small Retail | Space Heating | NC | 2.5076 | 4.8838 | 7.1847 | 9.3907 | 11.4962 | 13.5398 | 15.5685 | 17.5937 | 19.6219 | 21.6433
| Boilers_Com, G - Heat | G | No | Small Retail | Space Heating | RET | 18.8096 | 36.2189 | 52.3563 | 67.2097 | 80.9467 | 93.6827 | 105.5217 | 116.5348 | 126.8007 | 136.3614
| Boilers_Com, G - Heat | G | Yes | Small Retail | Space Heating | REPL | 10.2683 | 18.4725 | 25.6529 | 31.7657 | 36.8492 | 40.9179 | 43.9788 | 46.0271 | 47.0572 | 47.0572
| Furnace_Com, G - Heat | G | Yes | Small Retail | Space Heating | NC | 3.2415 | 6.3131 | 9.2873 | 12.139 | 14.8606 | 17.5023 | 20.1248 | 22.7427 | 25.3644 | 27.9775
| Furnace_Com, G - Heat | G | Yes | Small Retail | Space Heating | RET | 20.1292 | 39.0133 | 56.7561 | 73.3093 | 88.8267 | 103.4094 | 117.1493 | 130.1047 | 142.3454 | 153.9006
| Furnace_Com, G - Heat | G | Yes | Small Retail | Space Heating | REPL | 14.4277 | 25.9551 | 36.044 | 44.6329 | 51.7757 | 57.4924 | 61.7931 | 64.6711 | 66.1186 | 66.1186
| Unit Heater_Com, G - Heat | G | Yes | Small Retail | Space Heating | NC | 1.405 | 2.7364 | 4.0255 | 5.2615 | 6.4412 | 7.5862 | 8.7229 | 9.8576 | 10.994 | 12.1266
| Unit Heater_Com, G - Heat | G | Yes | Small Retail | Space Heating | RET | 11.3773 | 21.8413 | 31.4799 | 40.2957 | 48.3976 | 55.862 | 62.7569 | 69.1305 | 75.502 | 81.8687
| Unit Heater_Com, G - Heat | G | Yes | Small Retail | Space Heating | REPL | 8.4607 | 15.2206 | 21.1369 | 26.1736 | 30.3623 | 33.7147 | 36.2368 | 37.9245 | 39.1211 | 39.8202
| Energy Recovery Ventilator_Com, G - Heat | G | Yes | Small Retail | Space Heating | NC | 2.793 | 5.4397 | 8.0024 | 10.4595 | 12.8047 | 15.0809 | 17.3406 | 19.5963 | 21.8553 | 24.1068
| Energy Recovery Ventilator_Com, G - Heat | G | Yes | Small Retail | Space Heating | RET | 24.3038 | 46.5134 | 66.8401 | 85.3127 | 102.1805 | 117.6215 | 131.7932 | 145.6175 | 159.1534 | 172.417
| Energy Recovery Ventilator_Com, G - Heat | G | Yes | Small Retail | Space Heating | REPL | 19.0618 | 34.2918 | 47.6213 | 58.9689 | 68.4059 | 75.9589 | 81.6409 | 86.0771 | 89.2643 | 91.1861
| Forced Air Heating Maintenance_Com, G - Heat | G | No | Small Retail | Space Heating | RET | 0.38055 | 0.76062 | 1.1408 | 1.5183 | 1.8951 | 1.8916 | 1.8896 | 1.889 | 1.8932 | 1.9001
| Infrared Heater_Com, G - Heat | G | Yes | Small Retail | Space Heating | NC | 0.31183 | 0.60733 | 0.89345 | 1.1678 | 1.4296 | 1.6837 | 1.936 | 2.1879 | 2.4401 | 2.6914
| Infrared Heater_Com, G - Heat | G | Z | Small Retail | Space Heating | RET | 0 | 0 | 0 | 0 | 0 | 0 | 0 | 0 | 0 | 0
| Infrared Heater_Com, G - Heat | G | Yes | Small Retail | Space Heating | REPL | 1.8778 | 3.3781 | 4.6913 | 5.8091 | 6.7388 | 7.4828 | 8.0426 | 8.4172 | 8.9431 | 9.6214
| Steam Trap Maintenance_Com, G - Heat | G | Yes | Small Retail | Space Heating | RET | 3.1847 | 6.3653 | 9.5467 | 12.7065 | 15.8599 | 19.0146 | 18.9943 | 18.99 | 19.0036 | 19.0546
| Windows_Com, G - Heat [Building w Gas Heat] | G | Yes | Small Retail | Space Heating | NC | 3.1867 | 6.2064 | 9.1303 | 11.9337 | 14.6094 | 17.2064 | 19.7846 | 22.3582 | 24.9356 | 27.5044
| Window Film_Com, G - Heat [Building w Gas Heat] | G | No | Small Retail | Space Heating | RET | 0 | 0 | 0 | 0 | 0 | 0 | 0 | 0 | 0 | 0
| Kitchen DCV_Com, G - Heat [Building w Gas Heat] | G | Yes | Small Retail | Space Heating | NC | 0.036469 | 0.071026 | 0.10449 | 0.13657 | 0.16719 | 0.19691 | 0.22642 | 0.25587 | 0.28537 | 0.31476
| Kitchen DCV_Com, G - Heat [Building w Gas Heat] | G | Yes | Small Retail | Space Heating | RET | 0.3472 | 0.66171 | 0.94704 | 1.2041 | 1.4367 | 1.6478 | 1.8399 | 2.0202 | 2.19 | 2.3503
| Kitchen DCV_Com, G - Heat [Building w Gas Heat] | G | Yes | Small Retail | Space Heating | REPL | 0.24889 | 0.44775 | 0.62179 | 0.76996 | 0.89318 | 0.9918 | 1.066 | 1.1195 | 1.1522 | 1.1639
| Duct Sealing Regulated_Com, G - Heat [Building w Gas Heat] | G | Yes | Small Retail | Space Heating | RET | 12.3572 | 24.6987 | 37.0431 | 49.3037 | 61.5392 | 73.7801 | 86.0585 | 98.3835 | 110.7806 | 123.2391
| Ovens_Com, G - Cook | G | Yes | Small Retail | Cooking | NC | 0.30027 | 0.58481 | 0.86032 | 1.1245 | 1.3766 | 1.6213 | 1.8642 | 2.1067 | 2.3496 | 2.5917
| Ovens_Com, G - Cook | G | Yes | Small Retail | Cooking | REPL | 2.5616 | 5.1199 | 7.6789 | 10.2204 | 12.7568 | 15.2943 | 17.8396 | 20.3945 | 22.9644 | 25.5469
| Fryers_Com, G - Cook | G | Yes | Small Retail | Cooking | NC | 0.06736 | 0.13119 | 0.193 | 0.25226 | 0.30881 | 0.36371 | 0.41821 | 0.47261 | 0.52709 | 0.58139
| Fryers_Com, G - Cook | G | Yes | Small Retail | Cooking | REPL | 0.57465 | 1.1486 | 1.7226 | 2.2928 | 2.8618 | 3.431 | 4.002 | 4.5751 | 5.1516 | 5.731
| Griddles_Com, G - Cook | G | Yes | Small Retail | Cooking | NC | 0.091424 | 0.17806 | 0.26194 | 0.34237 | 0.41913 | 0.49364 | 0.56761 | 0.64144 | 0.71539 | 0.78908
| Griddles_Com, G - Cook | G | Yes | Small Retail | Cooking | REPL | 0.77993 | 1.5589 | 2.338 | 3.1118 | 3.8841 | 4.6567 | 5.4316 | 6.2095 | 6.992 | 7.7783
| Steamers_Com, G - Cook | G | Yes | Small Retail | Cooking | NC | 0.15033 | 0.29279 | 0.43072 | 0.56297 | 0.6892 | 0.81171 | 0.93333 | 1.0547 | 1.1763 | 1.2975
| Steamers_Com, G - Cook | G | Yes | Small Retail | Cooking | REPL | 1.2825 | 2.5633 | 3.8445 | 5.1169 | 6.3867 | 7.6571 | 8.9314 | 10.2106 | 11.4972 | 12.7902
| Clothes Washer Gas WH_Com, G - HWat [unit w/ elec dry - Water Heater] | G | Yes | Small Retail | Water Heating | NC | 0.00092688 | 0.0018052 | 0.0026556 | 0.003471 | 0.0042493 | 0.0050046 | 0.0057545 | 0.0055838 | 0.0054703 | 0.0053899
| Clothes Washer Gas WH_Com, G - HWat [unit w/ elec dry - Water Heater] | G | Yes | Small Retail | Water Heating | REPL | 0.013555 | 0.027093 | 0.040634 | 0.054083 | 0.067505 | 0.080932 | 0.094401 | 0.094365 | 0.094426 | 0.094551
| Clothes Washer Gas WH_Com, G - HWat [unit w/ gas dry - Water Heater] | G | Yes | Small Retail | Water Heating | NC | 0.0036148 | 0.0070402 | 0.010357 | 0.013537 | 0.016572 | 0.019518 | 0.022443 | 0.021777 | 0.021334 | 0.021021
| Clothes Washer Gas WH_Com, G - HWat [unit w/ gas dry - Water Heater] | G | Yes | Small Retail | Water Heating | REPL | 0.052865 | 0.10566 | 0.15847 | 0.21092 | 0.26327 | 0.31564 | 0.36816 | 0.36802 | 0.36826 | 0.36875
| Clothes Washer Gas WH_Com, G - HWat [unit w/ propane dry - Water Heater] | G | Yes | Small Retail | Water Heating | NC | 0.00018538 | 0.00036104 | 0.00053113 | 0.0006942 | 0.00084985 | 0.0010009 | 0.0011509 | 0.0011168 | 0.0010941 | 0.001078
| Clothes Washer Gas WH_Com, G - HWat [unit w/ propane dry - Water Heater] | G | Yes | Small Retail | Water Heating | REPL | 0.002711 | 0.0054186 | 0.0081268 | 0.010817 | 0.013501 | 0.016186 | 0.01888 | 0.018873 | 0.018885 | 0.01891
| Dishwasher_Com, G - HWat [Building w gas WH] | G | Yes | Small Retail | Water Heating | NC | 9.4846e-05 | 0.00018472 | 0.00027175 | 0.00035518 | 0.00043482 | 0.00051212 | 0.00058885 | 0.00066545 | 0.00074216 | 0.00081862
| Dishwasher_Com, G - HWat [Building w gas WH] | G | Yes | Small Retail | Water Heating | REPL | 0.00076755 | 0.0015341 | 0.0023009 | 0.0030624 | 0.0038224 | 0.0045827 | 0.0053454 | 0.0061109 | 0.0068809 | 0.0076548
| Faucet Aerator_Com, G - HWat | G | Yes | Small Retail | Water Heating | RET | 1.1283 | 2.2552 | 3.3824 | 4.5019 | 5.6191 | 6.7368 | 7.858 | 8.9834 | 10.1153 | 11.2529
| Pre Rinse Sprayers_Com, G - HWat | G | Yes | Small Retail | Water Heating | RET | 0.73898 | 1.477 | 2.2152 | 2.2875 | 2.3591 | 2.3528 | 2.3534 | 2.358 | 2.3672 | 2.3783
| FF Storage Water Heater_Com, G - HWat | G | No | Small Retail | Water Heating | NC | 0.15857 | 0.30883 | 0.45433 | 0.59382 | 0.72696 | 0.85619 | 0.98448 | 1.1125 | 1.2408 | 1.3686
| FF Storage Water Heater_Com, G - HWat | G | No | Small Retail | Water Heating | RET | 1.1087 | 2.1404 | 3.1019 | 3.9916 | 4.8188 | 5.5899 | 6.3105 | 7.0624 | 7.8453 | 8.6571
| FF Storage Water Heater_Com, G - HWat | G | No | Small Retail | Water Heating | REPL | 1.0822 | 1.9469 | 2.7036 | 3.3479 | 3.8836 | 4.3124 | 4.635 | 4.9269 | 5.1885 | 5.419
| FF Instantaneous Water Heater_Com, G - HWat | G | No | Small Retail | Water Heating | NC | 0.26578 | 0.51764 | 0.76151 | 0.99533 | 1.2185 | 1.4351 | 1.6501 | 1.8648 | 2.0797 | 2.294
| FF Instantaneous Water Heater_Com, G - HWat | G | No | Small Retail | Water Heating | RET | 1.8584 | 3.5877 | 5.1992 | 6.6904 | 8.077 | 9.3695 | 10.5773 | 11.7069 | 12.7655 | 13.7567
| FF Instantaneous Water Heater_Com, G - HWat | G | No | Small Retail | Water Heating | REPL | 1.3604 | 2.4474 | 3.3987 | 4.2086 | 4.8821 | 5.4212 | 5.8267 | 6.0981 | 6.2345 | 6.2345
| Pnemautic to DDC_Com, G - TotF [Building w Gas Heat] | G | Yes | Small Retail | Total FF | RET | 5.6398 | 11.2724 | 16.9063 | 22.502 | 28.0862 | 33.673 | 39.2768 | 44.9018 | 50.5598 | 56.2458
| RCx_Com, G - TotF [Building w Gas Heat] | G | Yes | Small Retail | Total FF | RET | 12.3014 | 24.5872 | 36.8759 | 49.0811 | 61.2614 | 73.4471 | 85.6701 | 97.9395 | 97.9791 | 98.0956
| Commissioning_Com, G - TotF [Building w Gas Heat] | G | Yes | Small Retail | Total FF | NC | 0 | 0 | 0 | 0 | 0 | 0 | 0 | 0 | 0 | 0
| Integrated Building Design_Com, G - TotF [Building w Gas Heat] | G | Yes | Small Retail | Total FF | NC | 1.0065 | 1.9603 | 2.8838 | 3.7693 | 4.6144 | 5.4346 | 6.2489 | 7.0618 | 7.8759 | 8.6873
| Deep Energy Retrofit_Com, G - TotF [Building w Gas Heat] | G | Yes | Small Retail | Total FF | RET | 3.6099 | 7.2152 | 10.8213 | 14.403 | 17.9773 | 21.5532 | 25.1401 | 28.7405 | 32.362 | 36.0015
| EMS_Com, G - TotF [Building w Gas Heat] | G | Yes | Small Retail | Total FF | NC | 1.9616 | 3.8203 | 5.6201 | 7.3458 | 8.9928 | 10.5914 | 12.1783 | 13.7625 | 15.349 | 16.9303
| EMS_Com, G - TotF [Building w Gas Heat] | G | Yes | Small Retail | Total FF | RET | 24.487 | 48.9429 | 73.4046 | 97.7001 | 121.9459 | 146.2026 | 170.5335 | 194.9566 | 219.5226 | 244.2103
| Int Ltg Ctrls_Com, E/G - IntL | E | Yes | Small Retail | Interior Lighting | RET | -1.4656 | -2.8658 | -4.3012 | -5.7718 | -7.2659 | -8.7893 | -10.2865 | -11.7986 | -11.8492 | -11.9337
| Exit Sign RetFit_Com, E/G - IntL | E | Yes | Small Retail | Interior Lighting | RET | -0.071328 | -0.13947 | -0.20933 | -0.2809 | -0.35361 | -0.42776 | -0.50062 | -0.57421 | -0.648 | -0.72026
| LED HiLo Bay_Com, E/G - IntL | E | Yes | Small Retail | Interior Lighting | NC | -0.01761 | -0.034723 | -0.051555 | -0.068115 | -0.083686 | -0.098946 | -0.11409 | -0.12883 | -0.14357 | -0.15844
| LED HiLo Bay_Com, E/G - IntL | E | Yes | Small Retail | Interior Lighting | RET | -0.13678 | -0.25864 | -0.37517 | -0.48651 | -0.59201 | -0.69235 | -0.7843 | -0.87093 | -0.95194 | -1.0339
| LED HiLo Bay_Com, E/G - IntL | E | Yes | Small Retail | Interior Lighting | REPL | -0.094068 | -0.16596 | -0.23045 | -0.28708 | -0.33503 | -0.37414 | -0.40297 | -0.42238 | -0.43211 | -0.43757
| Repl Scre_Com, E/G - IntL | E | Yes | Small Retail | Interior Lighting | NC | -0.13729 | -0.27071 | -0.13342 | 0 | 0 | 0 | 0 | 0 | 0 | 0
| Repl Scre_Com, E/G - IntL | E | Yes | Small Retail | Interior Lighting | RET | -0.51816 | -1.0132 | -0.49501 | 0 | 0 | 0 | 0 | 0 | 0 | 0
| Repl Scre_Com, E/G - IntL | E | Yes | Small Retail | Interior Lighting | REPL | -7.0465 | -13.7782 | -6.7317 | 0 | 0 | 0 | 0 | 0 | 0 | 0
| Lin LED Fixture_Com, E/G - IntL | E | Yes | Small Retail | Interior Lighting | NC | -0.03301 | -0.065089 | -0.096641 | -0.12769 | -0.15687 | -0.18548 | -0.21386 | -0.24151 | -0.26913 | -0.297
| Lin LED Fixture_Com, E/G - IntL | E | Yes | Small Retail | Interior Lighting | RET | -0.20064 | -0.37733 | -0.54432 | -0.70201 | -0.84971 | -0.98854 | -1.1143 | -1.2314 | -1.3485 | -1.463
| Lin LED Fixture_Com, E/G - IntL | E | Yes | Small Retail | Interior Lighting | REPL | -0.20419 | -0.36024 | -0.50023 | -0.62316 | -0.72723 | -0.81213 | -0.8747 | -0.91684 | -0.947 | -0.96472
| LED Tube Repl_Com, E/G - IntL | E | Yes | Small Retail | Interior Lighting | RET | -1.2623 | -2.374 | -3.4246 | -4.4167 | -5.346 | -6.3062 | -7.2615 | -8.237 | -9.2252 | -10.2017
| LED Tube Repl_Com, E/G - IntL | E | Yes | Small Retail | Interior Lighting | REPL | -1.8866 | -3.3284 | -4.6219 | -5.7576 | -6.7192 | -7.6334 | -8.4666 | -9.2422 | -9.954 | -10.5863
| Repl pin CFL wLED_Com, E/G - IntL | E | Yes | Small Retail | Interior Lighting | RET | -0.039213 | -0.074281 | -0.10793 | -0.14021 | -0.1709 | -0.20465 | -0.24008 | -0.278 | -0.31803 | -0.35776
| Repl pin CFL wLED_Com, E/G - IntL | E | Yes | Small Retail | Interior Lighting | REPL | -0.076448 | -0.13487 | -0.18729 | -0.23331 | -0.27228 | -0.31275 | -0.35326 | -0.3949 | -0.4374 | -0.47974
| Stair Occ Sensor_Com, E/G - IntL | E | Yes | Small Retail | Interior Lighting | NC | -0.02558 | -0.050438 | -0.074888 | -0.098944 | -0.12156 | -0.14373 | -0.16572 | -0.18714 | -0.20855 | -0.23014
| Stair Occ Sensor_Com, E/G - IntL | E | Yes | Small Retail | Interior Lighting | RET | -0.19693 | -0.38506 | -0.57794 | -0.77553 | -0.97628 | -1.181 | -1.3821 | -1.5853 | -1.789 | -1.9885
| Int Delamping_Com, E/G - IntL | E | Yes | Small Retail | Interior Lighting | RET | -0.016027 | -0.031338 | -0.047036 | -0.063117 | -0.079455 | -0.096114 | -0.11249 | -0.12902 | -0.1456 | -0.16184
| Int Ltg Dsgn_Com, E/G - IntL | E | Yes | Small Retail | Interior Lighting | NC | -0.044091 | -0.08694 | -0.12908 | -0.17055 | -0.20954 | -0.24774 | -0.28565 | -0.32258 | -0.35948 | -0.3967
| DCV_Com, G - Heat [Building w Gas Heat] | G | Yes | Large Retail | Space Heating | RET | 26.3794 | 52.7252 | 79.0773 | 105.2503 | 131.3698 | 157.5011 | 183.7122 | 210.0228 | 236.4872 | 263.0828
| Optimized Unitary AC Sys_Com, G - Heat [Building w Gas Heat] | G | Yes | Large Retail | Space Heating | NC | 10.017 | 19.5091 | 28.7002 | 37.5125 | 45.9231 | 54.0867 | 62.1908 | 70.2807 | 78.3825 | 86.4574
| Cool Roof_Com, G - Heat [Building w Gas Heat] | G | No | Large Retail | Space Heating | NC | -0.59066 | -1.1504 | -1.6923 | -2.212 | -2.7079 | -3.1893 | -3.6671 | -4.1442 | -4.6219 | -5.098
| Cool Roof_Com, G - Heat [Building w Gas Heat] | G | No | Large Retail | Space Heating | RET | -3.0838 | -6.1637 | -9.2443 | -12.304 | -15.3575 | -18.4123 | -21.4764 | -24.5522 | -27.646 | -30.7551
| Programmable TStat_Com, G - Heat [Building w Gas Heat] | G | Yes | Large Retail | Space Heating | NC | 0 | 0 | 0 | 0 | 0 | 0 | 0 | 0 | 0 | 0
| Programmable TStat_Com, G - Heat [Building w Gas Heat] | G | Yes | Large Retail | Space Heating | RET | 0 | 0 | 0 | 0 | 0 | 0 | 0 | 0 | 0 | 0
| Smart TStat_Com, G - Heat [Building w Gas Heat] | G | Yes | Large Retail | Space Heating | NC | 2.1088 | 4.107 | 6.0419 | 7.8971 | 9.6677 | 11.3862 | 13.0923 | 14.7954 | 16.501 | 18.2009
| Smart TStat_Com, G - Heat [Building w Gas Heat] | G | Yes | Large Retail | Space Heating | RET | 7.7416 | 15.4734 | 23.207 | 30.888 | 38.5534 | 46.2222 | 53.9144 | 61.6359 | 69.4024 | 77.2075
| Boiler Blowdown Controls_Com, G - Heat | G | No | Large Retail | Space Heating | RET | 3.6696 | 7.3346 | 11.0004 | 14.6414 | 18.2749 | 18.2403 | 18.2216 | 18.2158 | 18.2564 | 18.3226
| Boiler Modifications_Com, G - Heat | G | Yes | Large Retail | Space Heating | RET | 11.5118 | 23.009 | 34.5089 | 45.9306 | 57.3291 | 68.7326 | 80.171 | 91.6527 | 95.1934 | 95.298
| Boilers_Com, G - Heat | G | Yes | Large Retail | Space Heating | NC | 3.5876 | 6.9871 | 10.2789 | 13.4349 | 16.4472 | 19.3709 | 22.2734 | 25.1707 | 28.0724 | 30.9643
| Boilers_Com, G - Heat | G | No | Large Retail | Space Heating | RET | 26.9103 | 51.8172 | 74.9045 | 96.1548 | 115.8078 | 134.0289 | 150.9665 | 166.7226 | 181.4096 | 195.0879
| Boilers_Com, G - Heat | G | Yes | Large Retail | Space Heating | REPL | 14.6905 | 26.428 | 36.7007 | 45.4461 | 52.719 | 58.5399 | 62.919 | 65.8494 | 67.3232 | 67.3232
| Furnace_Com, G - Heat | G | Yes | Large Retail | Space Heating | NC | 1.6846 | 3.2809 | 4.8265 | 6.3085 | 7.7229 | 9.0958 | 10.4586 | 11.8191 | 13.1816 | 14.5396
| Furnace_Com, G - Heat | G | No | Large Retail | Space Heating | RET | 10.4609 | 20.2747 | 29.4955 | 38.098 | 46.1622 | 53.7406 | 60.8811 | 67.6139 | 73.9752 | 79.9803
| Furnace_Com, G - Heat | G | Yes | Large Retail | Space Heating | REPL | 7.4979 | 13.4886 | 18.7316 | 23.1952 | 26.9072 | 29.8781 | 32.1132 | 33.6088 | 34.361 | 34.361
| Unit Heater_Com, G - Heat | G | Yes | Large Retail | Space Heating | NC | 0.72413 | 1.4103 | 2.0747 | 2.7118 | 3.3198 | 3.9099 | 4.4958 | 5.0806 | 5.6663 | 6.25
| Unit Heater_Com, G - Heat | G | Yes | Large Retail | Space Heating | RET | 5.8638 | 11.257 | 16.2247 | 20.7683 | 24.944 | 28.7911 | 32.3448 | 35.6297 | 38.9136 | 42.1949
| Unit Heater_Com, G - Heat | G | Yes | Large Retail | Space Heating | REPL | 4.3606 | 7.8447 | 10.8939 | 13.4898 | 15.6487 | 17.3765 | 18.6764 | 19.5462 | 20.1629 | 20.5232
| Destratification Fans_Com, G - Heat | G | No | Large Retail | Space Heating | NC | 1.6839 | 3.2796 | 4.8247 | 6.3061 | 7.72 | 9.0923 | 10.4547 | 11.8147 | 13.1766 | 14.5341
| Destratification Fans_Com, G - Heat | G | No | Large Retail | Space Heating | RET | 8.2089 | 15.9974 | 23.3982 | 30.3812 | 37.0015 | 43.2937 | 49.2894 | 55.9168 | 63.1646 | 71.0037
| Destratification Fans_Com, G - Heat | G | No | Large Retail | Space Heating | REPL | 11.4924 | 20.6746 | 28.711 | 35.5525 | 41.2421 | 45.7958 | 49.2216 | 52.7877 | 56.5027 | 60.3649
| Energy Recovery Ventilator_Com, G - Heat | G | Yes | Large Retail | Space Heating | NC | 2.3097 | 4.4984 | 6.6177 | 8.6496 | 10.589 | 12.4713 | 14.34 | 16.2053 | 18.0735 | 19.9354
| Energy Recovery Ventilator_Com, G - Heat | G | Yes | Large Retail | Space Heating | RET | 20.0983 | 38.4648 | 55.2741 | 70.5502 | 84.4992 | 97.2683 | 108.9877 | 120.4199 | 131.6136 | 142.582
| Energy Recovery Ventilator_Com, G - Heat | G | Yes | Large Retail | Space Heating | REPL | 15.7633 | 28.358 | 39.3809 | 48.7649 | 56.569 | 62.815 | 67.5138 | 71.1823 | 73.818 | 75.4073
| Forced Air Heating Maintenance_Com, G - Heat | G | No | Large Retail | Space Heating | RET | 0.19777 | 0.39528 | 0.59285 | 0.78907 | 0.98489 | 0.98303 | 0.98202 | 0.98171 | 0.98389 | 0.98746
| Infrared Heater_Com, G - Heat | G | Yes | Large Retail | Space Heating | NC | 0.11631 | 0.22653 | 0.33325 | 0.43558 | 0.53324 | 0.62803 | 0.72213 | 0.81607 | 0.91014 | 1.0039
| Infrared Heater_Com, G - Heat | G | Z | Large Retail | Space Heating | RET | 0 | 0 | 0 | 0 | 0 | 0 | 0 | 0 | 0 | 0
| Infrared Heater_Com, G - Heat | G | Yes | Large Retail | Space Heating | REPL | 0.70042 | 1.26 | 1.7498 | 2.1668 | 2.5135 | 2.7911 | 2.9999 | 3.1396 | 3.3357 | 3.5887
| Steam Trap Maintenance_Com, G - Heat | G | Yes | Large Retail | Space Heating | RET | 4.5562 | 9.1067 | 13.6582 | 18.1788 | 22.6902 | 27.2036 | 27.1745 | 27.1684 | 27.1878 | 27.2608
| Windows_Com, G - Heat [Building w Gas Heat] | G | No | Large Retail | Space Heating | NC | 2.6353 | 5.1324 | 7.5504 | 9.8687 | 12.0814 | 14.229 | 16.3611 | 18.4894 | 20.6208 | 22.7451
| Window Film_Com, G - Heat [Building w Gas Heat] | G | No | Large Retail | Space Heating | RET | 0 | 0 | 0 | 0 | 0 | 0 | 0 | 0 | 0 | 0
| Kitchen DCV_Com, G - Heat [Building w Gas Heat] | G | Yes | Large Retail | Space Heating | NC | 0.071068 | 0.13841 | 0.20362 | 0.26614 | 0.32581 | 0.38373 | 0.44123 | 0.49862 | 0.5561 | 0.61339
| Kitchen DCV_Com, G - Heat [Building w Gas Heat] | G | Yes | Large Retail | Space Heating | RET | 0.67661 | 1.2895 | 1.8455 | 2.3464 | 2.7998 | 3.2112 | 3.5855 | 3.9368 | 4.2678 | 4.5801
| Kitchen DCV_Com, G - Heat [Building w Gas Heat] | G | Yes | Large Retail | Space Heating | REPL | 0.48502 | 0.87255 | 1.2117 | 1.5005 | 1.7406 | 1.9328 | 2.0773 | 2.1816 | 2.2454 | 2.2682
| Duct Sealing Regulated_Com, G - Heat [Building w Gas Heat] | G | Yes | Large Retail | Space Heating | RET | 10.2189 | 20.4248 | 30.6332 | 40.7722 | 50.8905 | 61.0132 | 71.167 | 81.3593 | 91.6111 | 101.9138
| Ovens_Com, G - Cook | G | Yes | Large Retail | Cooking | NC | 2.1012 | 4.0923 | 6.0203 | 7.8688 | 9.6331 | 11.3455 | 13.0455 | 14.7425 | 16.4419 | 18.1358
| Ovens_Com, G - Cook | G | Yes | Large Retail | Cooking | REPL | 17.9254 | 35.8281 | 53.735 | 71.5202 | 89.2691 | 107.026 | 124.8371 | 142.7158 | 160.699 | 178.7714
| Fryers_Com, G - Cook | G | Yes | Large Retail | Cooking | NC | 0.47137 | 0.91804 | 1.3505 | 1.7652 | 2.161 | 2.5452 | 2.9265 | 3.3072 | 3.6884 | 4.0684
| Fryers_Com, G - Cook | G | Yes | Large Retail | Cooking | REPL | 4.0212 | 8.0374 | 12.0545 | 16.0443 | 20.0259 | 24.0093 | 28.0049 | 32.0157 | 36.0499 | 40.1041
| Griddles_Com, G - Cook | G | Yes | Large Retail | Cooking | NC | 0.63976 | 1.246 | 1.833 | 2.3958 | 2.933 | 3.4544 | 3.972 | 4.4887 | 5.0061 | 5.5218
| Griddles_Com, G - Cook | G | Yes | Large Retail | Cooking | REPL | 5.4578 | 10.9086 | 16.3608 | 21.7759 | 27.1799 | 32.5864 | 38.0094 | 43.4529 | 48.9283 | 54.4308
| Steamers_Com, G - Cook | G | Yes | Large Retail | Cooking | NC | 1.052 | 2.0488 | 3.0141 | 3.9395 | 4.8228 | 5.6802 | 6.5313 | 7.3809 | 8.2317 | 9.0797
| Steamers_Com, G - Cook | G | Yes | Large Retail | Cooking | REPL | 8.9744 | 17.9375 | 26.9026 | 35.8068 | 44.6929 | 53.5829 | 62.5001 | 71.4511 | 80.4545 | 89.5025
| Clothes Washer Elec WH_Com, G - Oth [unit w/ gas dry - Dryer] | G | Yes | Large Retail | Other | NC | 5.7207e-05 | 0.00011142 | 0.00016391 | 0.00021423 | 0.00026226 | 0.00030889 | 0.00035517 | 0.00034463 | 0.00033763 | 0.00033267
| Clothes Washer Elec WH_Com, G - Oth [unit w/ gas dry - Dryer] | G | Yes | Large Retail | Other | REPL | 0.00083662 | 0.0016722 | 0.0025079 | 0.003338 | 0.0041664 | 0.0049951 | 0.0058264 | 0.0058242 | 0.005828 | 0.0058357
| Clothes Washer Gas WH_Com, G - HWat [unit w/ elec dry - Water Heater] | G | Yes | Large Retail | Water Heating | NC | 0.0092502 | 0.018016 | 0.026503 | 0.034641 | 0.042408 | 0.049946 | 0.05743 | 0.055726 | 0.054594 | 0.053791
| Clothes Washer Gas WH_Com, G - HWat [unit w/ elec dry - Water Heater] | G | Yes | Large Retail | Water Heating | REPL | 0.13528 | 0.27039 | 0.40553 | 0.53975 | 0.67369 | 0.8077 | 0.94212 | 0.94176 | 0.94237 | 0.94362
| Clothes Washer Gas WH_Com, G - Oth [unit w/ gas dry - Dryer] | G | Yes | Large Retail | Other | NC | 0.00044621 | 0.00086904 | 0.0012785 | 0.001671 | 0.0020457 | 0.0024093 | 0.0027703 | 0.0026881 | 0.0026335 | 0.0025948
| Clothes Washer Gas WH_Com, G - Oth [unit w/ gas dry - Dryer] | G | Yes | Large Retail | Other | REPL | 0.0065256 | 0.013043 | 0.019562 | 0.026036 | 0.032498 | 0.038962 | 0.045446 | 0.045429 | 0.045458 | 0.045519
| Clothes Washer Gas WH_Com, G - HWat [unit w/ gas dry - Water Heater] | G | Yes | Large Retail | Water Heating | NC | 0.036076 | 0.070261 | 0.10336 | 0.1351 | 0.16539 | 0.19479 | 0.22398 | 0.21733 | 0.21292 | 0.20979
| Clothes Washer Gas WH_Com, G - HWat [unit w/ gas dry - Water Heater] | G | Yes | Large Retail | Water Heating | REPL | 0.52759 | 1.0545 | 1.5815 | 2.105 | 2.6274 | 3.15 | 3.6743 | 3.6729 | 3.6752 | 3.6801
| Clothes Washer Gas WH_Com, G - HWat [unit w/ propane dry - Water Heater] | G | Yes | Large Retail | Water Heating | NC | 0.00185 | 0.0036031 | 0.0053006 | 0.0069281 | 0.0084815 | 0.0099892 | 0.011486 | 0.011145 | 0.010919 | 0.010758
| Clothes Washer Gas WH_Com, G - HWat [unit w/ propane dry - Water Heater] | G | Yes | Large Retail | Water Heating | REPL | 0.027056 | 0.054077 | 0.081105 | 0.10795 | 0.13474 | 0.16154 | 0.18842 | 0.18835 | 0.18847 | 0.18872
| Clothes Washer Oil WH_Com, G - Oth [unit w/ gas dry - Dryer] | G | Yes | Large Retail | Other | NC | 2.2883e-05 | 4.4566e-05 | 6.5562e-05 | 8.5693e-05 | 0.00010491 | 0.00012355 | 0.00014207 | 0.00013785 | 0.00013505 | 0.00013307
| Clothes Washer Oil WH_Com, G - Oth [unit w/ gas dry - Dryer] | G | Yes | Large Retail | Other | REPL | 0.00033465 | 0.00066887 | 0.0010032 | 0.0013352 | 0.0016666 | 0.0019981 | 0.0023306 | 0.0023297 | 0.0023312 | 0.0023343
| Clothes Washer Propane WH_Com, G - Oth [unit w/ gas dry - Dryer] | G | Yes | Large Retail | Other | NC | 1.1441e-05 | 2.2283e-05 | 3.2781e-05 | 4.2846e-05 | 5.2453e-05 | 6.1777e-05 | 7.1034e-05 | 6.8926e-05 | 6.7526e-05 | 6.6533e-05
| Clothes Washer Propane WH_Com, G - Oth [unit w/ gas dry - Dryer] | G | Yes | Large Retail | Other | REPL | 0.00016732 | 0.00033443 | 0.00050158 | 0.0006676 | 0.00083328 | 0.00099903 | 0.0011653 | 0.0011648 | 0.0011656 | 0.0011671
| Dishwasher_Com, G - HWat [Building w gas WH] | G | Yes | Large Retail | Water Heating | NC | 0.00094656 | 0.0018435 | 0.002712 | 0.0035447 | 0.0043395 | 0.0051109 | 0.0058767 | 0.0066412 | 0.0074067 | 0.0081698
| Dishwasher_Com, G - HWat [Building w gas WH] | G | Yes | Large Retail | Water Heating | REPL | 0.0076601 | 0.01531 | 0.022963 | 0.030563 | 0.038147 | 0.045735 | 0.053347 | 0.060987 | 0.068672 | 0.076395
| Faucet Aerator_Com, G - HWat | G | Yes | Large Retail | Water Heating | RET | 11.2607 | 22.5072 | 33.7562 | 44.9289 | 56.0787 | 67.2336 | 78.4225 | 89.6539 | 100.9509 | 112.304
| Pre Rinse Sprayers_Com, G - HWat | G | Yes | Large Retail | Water Heating | RET | 0.23744 | 0.47459 | 0.71179 | 0.735 | 0.758 | 0.75598 | 0.75616 | 0.75766 | 0.76062 | 0.76417
| FF Storage Water Heater_Com, G - HWat | G | No | Large Retail | Water Heating | NC | 1.5825 | 3.0821 | 4.5342 | 5.9263 | 7.2551 | 8.5448 | 9.8251 | 11.1032 | 12.3831 | 13.6588
| FF Storage Water Heater_Com, G - HWat | G | No | Large Retail | Water Heating | RET | 11.0652 | 21.3615 | 30.9569 | 39.8361 | 48.0919 | 55.7873 | 62.9791 | 70.4824 | 78.2961 | 86.398
| FF Storage Water Heater_Com, G - HWat | G | No | Large Retail | Water Heating | REPL | 10.8003 | 19.4296 | 26.982 | 33.4116 | 38.7585 | 43.038 | 46.2575 | 49.1707 | 51.7807 | 54.0818
| FF Instantaneous Water Heater_Com, G - HWat | G | No | Large Retail | Water Heating | NC | 2.6525 | 5.166 | 7.5998 | 9.9333 | 12.1605 | 14.3222 | 16.4682 | 18.6104 | 20.7557 | 22.894
| FF Instantaneous Water Heater_Com, G - HWat | G | No | Large Retail | Water Heating | RET | 18.5467 | 35.8047 | 51.8877 | 66.7705 | 80.6084 | 93.5069 | 105.5612 | 116.8347 | 127.3997 | 137.2918
| FF Instantaneous Water Heater_Com, G - HWat | G | No | Large Retail | Water Heating | REPL | 13.5771 | 24.425 | 33.9191 | 42.0016 | 48.7233 | 54.1031 | 58.1502 | 60.8585 | 62.2206 | 62.2206
| Clothes Dryer_Com, G - Oth | G | No | Large Retail | Other | NC | 0.0086861 | 0.016917 | 0.024887 | 0.032528 | 0.039821 | 0.0469 | 0.053927 | 0.060942 | 0.067968 | 0.07497
| Clothes Dryer_Com, G - Oth | G | No | Large Retail | Other | RET | 0.084612 | 0.16107 | 0.23028 | 0.29247 | 0.34863 | 0.39947 | 0.44561 | 0.4885 | 0.52851 | 0.56587
| Clothes Dryer_Com, G - Oth | G | No | Large Retail | Other | REPL | 0.063514 | 0.11426 | 0.15868 | 0.19649 | 0.22793 | 0.2531 | 0.27203 | 0.28543 | 0.29327 | 0.29549
| Pnemautic to DDC_Com, G - TotF [Building w Gas Heat] | G | No | Large Retail | Total FF | RET | 8.6953 | 17.3796 | 26.0659 | 34.6933 | 43.303 | 51.9165 | 60.5564 | 69.2291 | 77.9524 | 86.719
| Data Center_Com, G - TotF [Building w Gas Heat] | G | Yes | Large Retail | Total FF | NC | 0 | 0 | 0 | 0 | 0 | 0 | 0 | 0 | 0 | 0
| Data Center_Com, G - TotF [Building w Gas Heat] | G | Yes | Large Retail | Total FF | RET | 0 | 0 | 0 | 0 | 0 | 0 | 0 | 0 | 0 | 0
| RCx_Com, G - TotF [Building w Gas Heat] | G | Yes | Large Retail | Total FF | RET | 23.7077 | 47.3853 | 71.0685 | 94.5908 | 118.0651 | 141.5498 | 165.1063 | 188.7522 | 188.8286 | 189.0531
| Commissioning_Com, G - TotF [Building w Gas Heat] | G | Yes | Large Retail | Total FF | NC | 0 | 0 | 0 | 0 | 0 | 0 | 0 | 0 | 0 | 0
| Integrated Building Design_Com, G - TotF [Building w Gas Heat] | G | Yes | Large Retail | Total FF | NC | 1.5518 | 3.0223 | 4.4462 | 5.8114 | 7.1144 | 8.3791 | 9.6345 | 10.8878 | 12.1429 | 13.3939
| Deep Energy Retrofit_Com, G - TotF [Building w Gas Heat] | G | Yes | Large Retail | Total FF | RET | 5.5657 | 11.1242 | 16.6841 | 22.2063 | 27.7171 | 33.2304 | 38.7606 | 44.3117 | 49.8953 | 55.5066
| EMS_Com, G - TotF [Building w Gas Heat] | G | Yes | Large Retail | Total FF | NC | 3.0243 | 5.8901 | 8.6651 | 11.3256 | 13.8649 | 16.3296 | 18.7764 | 21.2189 | 23.6649 | 26.1029
| EMS_Com, G - TotF [Building w Gas Heat] | G | Yes | Large Retail | Total FF | RET | 37.7538 | 75.4595 | 113.1742 | 150.6327 | 188.0146 | 225.4132 | 262.9262 | 300.5815 | 338.457 | 376.5202
| Int Ltg Ctrls_Com, E/G - IntL | E | Yes | Large Retail | Interior Lighting | RET | -4.2484 | -8.307 | -12.468 | -16.7306 | -21.0615 | -25.4775 | -29.8172 | -34.2004 | -34.3471 | -34.5921
| Exit Sign RetFit_Com, E/G - IntL | E | Yes | Large Retail | Interior Lighting | RET | -0.20676 | -0.40428 | -0.60679 | -0.81424 | -1.025 | -1.2399 | -1.4511 | -1.6644 | -1.8783 | -2.0878
| LED HiLo Bay_Com, E/G - IntL | E | Yes | Large Retail | Interior Lighting | NC | -0.051045 | -0.10065 | -0.14944 | -0.19745 | -0.24258 | -0.28681 | -0.3307 | -0.37345 | -0.41617 | -0.45926
| LED HiLo Bay_Com, E/G - IntL | E | Yes | Large Retail | Interior Lighting | RET | -0.39647 | -0.74973 | -1.0875 | -1.4102 | -1.7161 | -2.0069 | -2.2735 | -2.5246 | -2.7594 | -2.9969
| LED HiLo Bay_Com, E/G - IntL | E | Yes | Large Retail | Interior Lighting | REPL | -0.27267 | -0.48107 | -0.66801 | -0.83217 | -0.97115 | -1.0845 | -1.1681 | -1.2243 | -1.2526 | -1.2684
| Repl Scre_Com, E/G - IntL | E | Yes | Large Retail | Interior Lighting | NC | -0.39797 | -0.78472 | -0.38675 | 0 | 0 | 0 | 0 | 0 | 0 | 0
| Repl Scre_Com, E/G - IntL | E | Yes | Large Retail | Interior Lighting | RET | -1.502 | -2.9369 | -1.4349 | 0 | 0 | 0 | 0 | 0 | 0 | 0
| Repl Scre_Com, E/G - IntL | E | Yes | Large Retail | Interior Lighting | REPL | -20.4255 | -39.9387 | -19.5132 | 0 | 0 | 0 | 0 | 0 | 0 | 0
| Lin LED Fixture_Com, E/G - IntL | E | Yes | Large Retail | Interior Lighting | NC | -0.095686 | -0.18867 | -0.28013 | -0.37012 | -0.45473 | -0.53764 | -0.61992 | -0.70005 | -0.78012 | -0.86091
| Lin LED Fixture_Com, E/G - IntL | E | Yes | Large Retail | Interior Lighting | RET | -0.58158 | -1.0938 | -1.5778 | -2.0349 | -2.4631 | -2.8655 | -3.23 | -3.5695 | -3.909 | -4.2406
| Lin LED Fixture_Com, E/G - IntL | E | Yes | Large Retail | Interior Lighting | REPL | -0.59188 | -1.0442 | -1.45 | -1.8063 | -2.108 | -2.3541 | -2.5355 | -2.6576 | -2.7451 | -2.7964
| LED Tube Repl_Com, E/G - IntL | E | Yes | Large Retail | Interior Lighting | RET | -3.659 | -6.8814 | -9.9268 | -12.8027 | -15.4963 | -18.2798 | -21.0487 | -23.8765 | -26.7409 | -29.5717
| LED Tube Repl_Com, E/G - IntL | E | Yes | Large Retail | Interior Lighting | REPL | -5.4686 | -9.6481 | -13.3974 | -16.6896 | -19.477 | -22.1269 | -24.542 | -26.7904 | -28.8535 | -30.6863
| Repl pin CFL wLED_Com, E/G - IntL | E | Yes | Large Retail | Interior Lighting | RET | -0.11367 | -0.21532 | -0.31287 | -0.40642 | -0.49539 | -0.59322 | -0.69592 | -0.80584 | -0.92188 | -1.037
| Repl pin CFL wLED_Com, E/G - IntL | E | Yes | Large Retail | Interior Lighting | REPL | -0.2216 | -0.39096 | -0.54289 | -0.67629 | -0.78925 | -0.90657 | -1.024 | -1.1447 | -1.2679 | -1.3906
| Stair Occ Sensor_Com, E/G - IntL | E | Yes | Large Retail | Interior Lighting | NC | -0.074147 | -0.1462 | -0.21708 | -0.28681 | -0.35237 | -0.41662 | -0.48037 | -0.54247 | -0.60452 | -0.66712
| Stair Occ Sensor_Com, E/G - IntL | E | Yes | Large Retail | Interior Lighting | RET | -0.57083 | -1.1162 | -1.6753 | -2.248 | -2.8299 | -3.4233 | -4.0064 | -4.5953 | -5.1859 | -5.7641
| Int Delamping_Com, E/G - IntL | E | Yes | Large Retail | Interior Lighting | RET | -0.046458 | -0.09084 | -0.13634 | -0.18296 | -0.23032 | -0.27861 | -0.32606 | -0.37399 | -0.42206 | -0.46912
| Int Ltg Dsgn_Com, E/G - IntL | E | Yes | Large Retail | Interior Lighting | NC | -0.12781 | -0.25201 | -0.37417 | -0.49437 | -0.60738 | -0.71813 | -0.82802 | -0.93506 | -1.042 | -1.1499
| DCV_Com, G - Heat [Building w Gas Heat] | G | Yes | Warehouse | Space Heating | RET | 17.7319 | 35.4412 | 53.1547 | 70.7479 | 88.3051 | 105.8702 | 123.4889 | 141.1746 | 158.9636 | 176.8408
| Optimized Unitary AC Sys_Com, G - Heat [Building w Gas Heat] | G | Yes | Warehouse | Space Heating | NC | 6.7333 | 13.1138 | 19.2919 | 25.2154 | 30.8689 | 36.3563 | 41.8038 | 47.2418 | 52.6877 | 58.1155
| Cool Roof_Com, G - Heat [Building w Gas Heat] | G | No | Warehouse | Space Heating | NC | -0.52229 | -1.0172 | -1.4964 | -1.9559 | -2.3944 | -2.8201 | -3.2426 | -3.6645 | -4.0869 | -4.5079
| Cool Roof_Com, G - Heat [Building w Gas Heat] | G | No | Warehouse | Space Heating | RET | -2.7269 | -5.4502 | -8.1743 | -10.8798 | -13.5798 | -16.281 | -18.9905 | -21.7102 | -24.4458 | -27.195
| Programmable TStat_Com, G - Heat [Building w Gas Heat] | G | Yes | Warehouse | Space Heating | NC | 0 | 0 | 0 | 0 | 0 | 0 | 0 | 0 | 0 | 0
| Programmable TStat_Com, G - Heat [Building w Gas Heat] | G | Yes | Warehouse | Space Heating | RET | 0 | 0 | 0 | 0 | 0 | 0 | 0 | 0 | 0 | 0
| Smart TStat_Com, G - Heat [Building w Gas Heat] | G | Yes | Warehouse | Space Heating | NC | 4.157 | 8.0961 | 11.9103 | 15.5673 | 19.0577 | 22.4454 | 25.8086 | 29.1658 | 32.528 | 35.879
| Smart TStat_Com, G - Heat [Building w Gas Heat] | G | Yes | Warehouse | Space Heating | RET | 15.2609 | 30.5023 | 45.7474 | 60.8889 | 75.9995 | 91.1168 | 106.2803 | 121.5014 | 136.8114 | 152.1974
| Boiler Blowdown Controls_Com, G - Heat | G | No | Warehouse | Space Heating | RET | 0.49345 | 0.98627 | 1.4792 | 1.9688 | 2.4574 | 2.4528 | 2.4502 | 2.4495 | 2.4549 | 2.4638
| Boiler Modifications_Com, G - Heat | G | Yes | Warehouse | Space Heating | RET | 1.548 | 3.094 | 4.6404 | 6.1762 | 7.7089 | 9.2424 | 10.7805 | 12.3244 | 12.8005 | 12.8146
| Boilers_Com, G - Heat | G | Yes | Warehouse | Space Heating | NC | 0.48241 | 0.93955 | 1.3822 | 1.8066 | 2.2116 | 2.6048 | 2.9951 | 3.3847 | 3.7748 | 4.1637
| Boilers_Com, G - Heat | G | No | Warehouse | Space Heating | RET | 3.6186 | 6.9678 | 10.0723 | 12.9298 | 15.5725 | 18.0227 | 20.3002 | 22.4189 | 24.3939 | 26.2332
| Boilers_Com, G - Heat | G | Yes | Warehouse | Space Heating | REPL | 1.9754 | 3.5537 | 4.9351 | 6.1111 | 7.089 | 7.8718 | 8.4606 | 8.8547 | 9.0529 | 9.0529
| Furnace_Com, G - Heat | G | Yes | Warehouse | Space Heating | NC | 3.0614 | 5.9624 | 8.7715 | 11.4647 | 14.0352 | 16.5301 | 19.0069 | 21.4794 | 23.9555 | 26.4234
| Furnace_Com, G - Heat | G | Yes | Warehouse | Space Heating | RET | 19.0111 | 36.8462 | 53.6034 | 69.2372 | 83.8927 | 97.6653 | 110.642 | 122.8778 | 134.4386 | 145.3519
| Furnace_Com, G - Heat | G | Yes | Warehouse | Space Heating | REPL | 13.6262 | 24.5134 | 34.0419 | 42.1537 | 48.8997 | 54.2989 | 58.3607 | 61.0789 | 62.4459 | 62.4459
| Unit Heater_Com, G - Heat | G | Yes | Warehouse | Space Heating | NC | 1.5934 | 3.1033 | 4.5654 | 5.9671 | 7.305 | 8.6036 | 9.8927 | 11.1796 | 12.4684 | 13.7529
| Unit Heater_Com, G - Heat | G | Yes | Warehouse | Space Heating | RET | 12.9031 | 24.7704 | 35.7016 | 45.6997 | 54.8881 | 63.3535 | 71.1731 | 78.4015 | 85.6275 | 92.8479
| Unit Heater_Com, G - Heat | G | Yes | Warehouse | Space Heating | REPL | 9.5953 | 17.2618 | 23.9716 | 29.6837 | 34.4342 | 38.2362 | 41.0964 | 43.0105 | 44.3676 | 45.1604
| Destratification Fans_Com, G - Heat | G | No | Warehouse | Space Heating | NC | 2.978 | 5.8 | 8.5324 | 11.1523 | 13.6527 | 16.0797 | 18.489 | 20.8941 | 23.3027 | 25.7034
| Destratification Fans_Com, G - Heat | G | No | Warehouse | Space Heating | RET | 14.5173 | 28.2912 | 41.3795 | 53.729 | 65.4369 | 76.5645 | 87.168 | 98.8884 | 111.7061 | 125.5695
| Destratification Fans_Com, G - Heat | G | No | Warehouse | Space Heating | REPL | 20.3242 | 36.563 | 50.7752 | 62.8744 | 72.9364 | 80.9896 | 87.048 | 93.3546 | 99.9246 | 106.7549
| Energy Recovery Ventilator_Com, G - Heat | G | Yes | Warehouse | Space Heating | NC | 2.0424 | 3.9777 | 5.8517 | 7.6484 | 9.3632 | 11.0277 | 12.6801 | 14.3295 | 15.9814 | 17.6278
| Energy Recovery Ventilator_Com, G - Heat | G | Yes | Warehouse | Space Heating | RET | 17.7718 | 34.0123 | 48.8759 | 62.3837 | 74.7181 | 86.0091 | 96.372 | 106.4808 | 116.3788 | 126.0776
| Energy Recovery Ventilator_Com, G - Heat | G | Yes | Warehouse | Space Heating | REPL | 13.9387 | 25.0754 | 34.8224 | 43.1202 | 50.0209 | 55.5439 | 59.6988 | 62.9427 | 65.2733 | 66.6786
| Forced Air Heating Maintenance_Com, G - Heat | G | No | Warehouse | Space Heating | RET | 0.35941 | 0.71837 | 1.0774 | 1.434 | 1.7899 | 1.7865 | 1.7847 | 1.7841 | 1.7881 | 1.7946
| Infrared Heater_Com, G - Heat | G | Yes | Warehouse | Space Heating | NC | 0.39428 | 0.76789 | 1.1297 | 1.4765 | 1.8076 | 2.1289 | 2.4479 | 2.7663 | 3.0852 | 3.403
| Infrared Heater_Com, G - Heat | G | Yes | Warehouse | Space Heating | RET | 3.8344 | 7.6309 | 11.3955 | 15.1023 | 18.7695 | 22.4066 | 26.0234 | 29.6225 | 33.4693 | 37.3352
| Infrared Heater_Com, G - Heat | G | Yes | Warehouse | Space Heating | REPL | 2.3743 | 4.2713 | 5.9315 | 7.3449 | 8.5204 | 9.4612 | 10.1689 | 10.6425 | 11.3074 | 12.1651
| Steam Trap Maintenance_Com, G - Heat | G | Yes | Warehouse | Space Heating | RET | 0.61267 | 1.2246 | 1.8366 | 2.4445 | 3.0511 | 3.658 | 3.6541 | 3.6533 | 3.6559 | 3.6657
| Windows_Com, G - Heat [Building w Gas Heat] | G | No | Warehouse | Space Heating | NC | 2.3302 | 4.5383 | 6.6764 | 8.7264 | 10.6829 | 12.582 | 14.4672 | 16.3491 | 18.2338 | 20.1123
| Window Film_Com, G - Heat [Building w Gas Heat] | G | No | Warehouse | Space Heating | RET | 0 | 0 | 0 | 0 | 0 | 0 | 0 | 0 | 0 | 0
| Kitchen DCV_Com, G - Heat [Building w Gas Heat] | G | Yes | Warehouse | Space Heating | NC | 0.026975 | 0.052537 | 0.077288 | 0.10102 | 0.12367 | 0.14565 | 0.16748 | 0.18926 | 0.21108 | 0.23283
| Kitchen DCV_Com, G - Heat [Building w Gas Heat] | G | Yes | Warehouse | Space Heating | RET | 0.25682 | 0.48946 | 0.70051 | 0.89064 | 1.0627 | 1.2189 | 1.361 | 1.4943 | 1.6199 | 1.7385
| Kitchen DCV_Com, G - Heat [Building w Gas Heat] | G | Yes | Warehouse | Space Heating | REPL | 0.1841 | 0.33119 | 0.45993 | 0.56953 | 0.66067 | 0.73362 | 0.7885 | 0.82808 | 0.85229 | 0.86095
| Duct Sealing Regulated_Com, G - Heat [Building w Gas Heat] | G | Yes | Warehouse | Space Heating | RET | 9.036 | 18.0606 | 27.0873 | 36.0526 | 44.9997 | 53.9507 | 62.9291 | 71.9416 | 81.0068 | 90.1169
| Clothes Washer Elec WH_Com, G - Oth [unit w/ gas dry - Dryer] | G | Yes | Warehouse | Other | NC | 2.7393e-05 | 5.3351e-05 | 7.8486e-05 | 0.00010258 | 0.00012559 | 0.00014791 | 0.00017007 | 0.00016503 | 0.00016167 | 0.0001593
| Clothes Washer Elec WH_Com, G - Oth [unit w/ gas dry - Dryer] | G | Yes | Warehouse | Other | REPL | 0.00040061 | 0.00080072 | 0.0012009 | 0.0015984 | 0.0019951 | 0.0023919 | 0.00279 | 0.0027889 | 0.0027907 | 0.0027944
| Clothes Washer Gas WH_Com, G - HWat [unit w/ elec dry - Water Heater] | G | Yes | Warehouse | Water Heating | NC | 0.00092445 | 0.0018004 | 0.0026487 | 0.0034619 | 0.0042381 | 0.0049915 | 0.0057394 | 0.0055691 | 0.005456 | 0.0053758
| Clothes Washer Gas WH_Com, G - HWat [unit w/ elec dry - Water Heater] | G | Yes | Warehouse | Water Heating | REPL | 0.01352 | 0.027022 | 0.040527 | 0.053941 | 0.067327 | 0.08072 | 0.094153 | 0.094118 | 0.094179 | 0.094303
| Clothes Washer Gas WH_Com, G - Oth [unit w/ gas dry - Dryer] | G | Yes | Warehouse | Other | NC | 0.00021367 | 0.00041614 | 0.00061219 | 0.00080016 | 0.00097956 | 0.0011537 | 0.0013266 | 0.0012872 | 0.0012611 | 0.0012425
| Clothes Washer Gas WH_Com, G - Oth [unit w/ gas dry - Dryer] | G | Yes | Warehouse | Other | REPL | 0.0031248 | 0.0062456 | 0.0093672 | 0.012468 | 0.015562 | 0.018657 | 0.021762 | 0.021754 | 0.021768 | 0.021797
| Clothes Washer Gas WH_Com, G - HWat [unit w/ gas dry - Water Heater] | G | Yes | Warehouse | Water Heating | NC | 0.0036053 | 0.0070217 | 0.01033 | 0.013501 | 0.016529 | 0.019467 | 0.022384 | 0.02172 | 0.021278 | 0.020966
| Clothes Washer Gas WH_Com, G - HWat [unit w/ gas dry - Water Heater] | G | Yes | Warehouse | Water Heating | REPL | 0.052726 | 0.10539 | 0.15806 | 0.21037 | 0.26258 | 0.31481 | 0.3672 | 0.36706 | 0.3673 | 0.36778
| Clothes Washer Gas WH_Com, G - HWat [unit w/ propane dry - Water Heater] | G | Yes | Warehouse | Water Heating | NC | 0.00018489 | 0.00036009 | 0.00052973 | 0.00069238 | 0.00084762 | 0.0009983 | 0.0011479 | 0.0011138 | 0.0010912 | 0.0010752
| Clothes Washer Gas WH_Com, G - HWat [unit w/ propane dry - Water Heater] | G | Yes | Warehouse | Water Heating | REPL | 0.0027039 | 0.0054044 | 0.0081055 | 0.010788 | 0.013465 | 0.016144 | 0.018831 | 0.018824 | 0.018836 | 0.018861
| Clothes Washer Oil WH_Com, G - Oth [unit w/ gas dry - Dryer] | G | Yes | Warehouse | Other | NC | 1.0957e-05 | 2.1341e-05 | 3.1394e-05 | 4.1034e-05 | 5.0234e-05 | 5.9164e-05 | 6.8029e-05 | 6.601e-05 | 6.4669e-05 | 6.3719e-05
| Clothes Washer Oil WH_Com, G - Oth [unit w/ gas dry - Dryer] | G | Yes | Warehouse | Other | REPL | 0.00016025 | 0.00032029 | 0.00048037 | 0.00063936 | 0.00079803 | 0.00095677 | 0.001116 | 0.0011156 | 0.0011163 | 0.0011178
| Clothes Washer Propane WH_Com, G - Oth [unit w/ gas dry - Dryer] | G | Yes | Warehouse | Other | NC | 5.4787e-06 | 1.067e-05 | 1.5697e-05 | 2.0517e-05 | 2.5117e-05 | 2.9582e-05 | 3.4014e-05 | 3.3005e-05 | 3.2335e-05 | 3.1859e-05
| Clothes Washer Propane WH_Com, G - Oth [unit w/ gas dry - Dryer] | G | Yes | Warehouse | Other | REPL | 8.0123e-05 | 0.00016014 | 0.00024018 | 0.00031968 | 0.00039901 | 0.00047838 | 0.00055799 | 0.00055779 | 0.00055815 | 0.00055889
| Dishwasher_Com, G - HWat [Building w gas WH] | G | Yes | Warehouse | Water Heating | NC | 4.7298e-05 | 9.2118e-05 | 0.00013552 | 0.00017713 | 0.00021684 | 0.00025539 | 0.00029365 | 0.00033185 | 0.00037011 | 0.00040823
| Dishwasher_Com, G - HWat [Building w gas WH] | G | Yes | Warehouse | Water Heating | REPL | 0.00038277 | 0.00076505 | 0.0011474 | 0.0015272 | 0.0019062 | 0.0022854 | 0.0026657 | 0.0030474 | 0.0034314 | 0.0038174
| Faucet Aerator_Com, G - HWat | G | Yes | Warehouse | Water Heating | RET | 1.1254 | 2.2493 | 3.3735 | 4.4901 | 5.6044 | 6.7192 | 7.8374 | 8.9598 | 10.0888 | 11.2234
| Pre Rinse Sprayers_Com, G - HWat | G | Yes | Warehouse | Water Heating | RET | 0.11183 | 0.22352 | 0.33524 | 0.34617 | 0.35701 | 0.35606 | 0.35614 | 0.35685 | 0.35824 | 0.35991
| FF Storage Water Heater_Com, G - HWat | G | No | Warehouse | Water Heating | NC | 0.15815 | 0.30802 | 0.45313 | 0.59227 | 0.72506 | 0.85395 | 0.9819 | 1.1096 | 1.2375 | 1.365
| FF Storage Water Heater_Com, G - HWat | G | No | Warehouse | Water Heating | RET | 1.1058 | 2.1348 | 3.0938 | 3.9811 | 4.8062 | 5.5753 | 6.294 | 7.0439 | 7.8247 | 8.6344
| FF Storage Water Heater_Com, G - HWat | G | No | Warehouse | Water Heating | REPL | 1.0794 | 1.9418 | 2.6965 | 3.3391 | 3.8734 | 4.3011 | 4.6229 | 4.914 | 5.1749 | 5.4048
| FF Instantaneous Water Heater_Com, G - HWat | G | No | Warehouse | Water Heating | NC | 0.26509 | 0.51628 | 0.75951 | 0.99272 | 1.2153 | 1.4313 | 1.6458 | 1.8599 | 2.0743 | 2.288
| FF Instantaneous Water Heater_Com, G - HWat | G | No | Warehouse | Water Heating | RET | 1.8535 | 3.5782 | 5.1856 | 6.6729 | 8.0558 | 9.3449 | 10.5496 | 11.6762 | 12.7321 | 13.7207
| FF Instantaneous Water Heater_Com, G - HWat | G | No | Warehouse | Water Heating | REPL | 1.3569 | 2.441 | 3.3898 | 4.1976 | 4.8693 | 5.4069 | 5.8114 | 6.0821 | 6.2182 | 6.2182
| Clothes Dryer_Com, G - Oth | G | No | Warehouse | Other | NC | 0.0024956 | 0.0048604 | 0.0071502 | 0.0093456 | 0.011441 | 0.013475 | 0.015494 | 0.017509 | 0.019528 | 0.021539
| Clothes Dryer_Com, G - Oth | G | No | Warehouse | Other | RET | 0.02431 | 0.046278 | 0.066161 | 0.08403 | 0.10017 | 0.11477 | 0.12803 | 0.14035 | 0.15184 | 0.16258
| Clothes Dryer_Com, G - Oth | G | No | Warehouse | Other | REPL | 0.018248 | 0.032828 | 0.045589 | 0.056452 | 0.065487 | 0.072717 | 0.078157 | 0.082007 | 0.08426 | 0.084897
| Pnemautic to DDC_Com, G - TotF [Building w Gas Heat] | G | No | Warehouse | Total FF | RET | 4.1595 | 8.3136 | 12.4688 | 16.5957 | 20.7142 | 24.8345 | 28.9674 | 33.1161 | 37.2889 | 41.4825
| RCx_Com, G - TotF [Building w Gas Heat] | G | Yes | Warehouse | Total FF | RET | 10.7737 | 21.5336 | 32.2962 | 42.9856 | 53.6531 | 64.3255 | 75.0304 | 85.776 | 85.8107 | 85.9128
| Commissioning_Com, G - TotF [Building w Gas Heat] | G | Yes | Warehouse | Total FF | NC | 0 | 0 | 0 | 0 | 0 | 0 | 0 | 0 | 0 | 0
| Integrated Building Design_Com, G - TotF [Building w Gas Heat] | G | Yes | Warehouse | Total FF | NC | 0.74233 | 1.4457 | 2.1269 | 2.7799 | 3.4032 | 4.0082 | 4.6087 | 5.2082 | 5.8086 | 6.407
| Deep Energy Retrofit_Com, G - TotF [Building w Gas Heat] | G | Yes | Warehouse | Total FF | RET | 2.6624 | 5.3213 | 7.9809 | 10.6225 | 13.2586 | 15.8959 | 18.5413 | 21.1967 | 23.8677 | 26.5519
| EMS_Com, G - TotF [Building w Gas Heat] | G | Yes | Warehouse | Total FF | NC | 1.4467 | 2.8176 | 4.145 | 5.4177 | 6.6324 | 7.8114 | 8.9818 | 10.1502 | 11.3202 | 12.4864
| EMS_Com, G - TotF [Building w Gas Heat] | G | No | Warehouse | Total FF | RET | 18.0597 | 36.0964 | 54.1374 | 72.0559 | 89.9377 | 107.8275 | 125.772 | 143.7846 | 161.9026 | 180.1103
| Int Ltg Ctrls_Com, E/G - IntL | E | Yes | Warehouse | Interior Lighting | RET | -13.8192 | -27.0212 | -40.5561 | -54.4217 | -68.5094 | -82.8738 | -96.9901 | -111.2477 | -111.7249 | -112.522
| Exit Sign RetFit_Com, E/G - IntL | E | Yes | Warehouse | Interior Lighting | RET | -1.3238 | -2.5885 | -3.885 | -5.2133 | -6.5628 | -7.9388 | -9.2911 | -10.6569 | -12.0264 | -13.3674
| LED HiLo Bay_Com, E/G - IntL | E | Yes | Warehouse | Interior Lighting | NC | -1.5285 | -3.0139 | -4.4748 | -5.9123 | -7.2638 | -8.5883 | -9.9025 | -11.1826 | -12.4616 | -13.7521
| LED HiLo Bay_Com, E/G - IntL | E | Yes | Warehouse | Interior Lighting | RET | -15.0787 | -28.514 | -41.3605 | -53.6347 | -65.2657 | -76.3267 | -86.4647 | -96.0146 | -104.9457 | -113.9775
| LED HiLo Bay_Com, E/G - IntL | E | Yes | Warehouse | Interior Lighting | REPL | -8.1649 | -14.4051 | -20.0029 | -24.9183 | -29.0801 | -32.4749 | -34.977 | -36.6618 | -37.5065 | -37.9805
| Repl Scre_Com, E/G - IntL | E | Yes | Warehouse | Interior Lighting | NC | -0.35851 | -0.70691 | -0.3484 | 0 | 0 | 0 | 0 | 0 | 0 | 0
| Repl Scre_Com, E/G - IntL | E | Yes | Warehouse | Interior Lighting | RET | -1.2458 | -2.4359 | -1.1901 | 0 | 0 | 0 | 0 | 0 | 0 | 0
| Repl Scre_Com, E/G - IntL | E | Yes | Warehouse | Interior Lighting | REPL | -18.4004 | -35.9789 | -17.5785 | 0 | 0 | 0 | 0 | 0 | 0 | 0
| Lin LED Fixture_Com, E/G - IntL | E | Yes | Warehouse | Interior Lighting | NC | -0.21818 | -0.4302 | -0.63874 | -0.84393 | -1.0368 | -1.2259 | -1.4135 | -1.5962 | -1.7788 | -1.963
| Lin LED Fixture_Com, E/G - IntL | E | Yes | Warehouse | Interior Lighting | RET | -1.8178 | -3.4188 | -4.9317 | -6.3605 | -7.6988 | -8.9566 | -10.0961 | -11.1571 | -12.2183 | -13.255
| Lin LED Fixture_Com, E/G - IntL | E | Yes | Warehouse | Interior Lighting | REPL | -1.3496 | -2.381 | -3.3062 | -4.1187 | -4.8066 | -5.3677 | -5.7813 | -6.0598 | -6.2591 | -6.3762
| LED Tube Repl_Com, E/G - IntL | E | Yes | Warehouse | Interior Lighting | RET | -11.437 | -21.5091 | -31.0281 | -40.0174 | -48.4368 | -57.1371 | -65.792 | -74.6309 | -83.584 | -92.4323
| LED Tube Repl_Com, E/G - IntL | E | Yes | Warehouse | Interior Lighting | REPL | -12.4692 | -21.9991 | -30.5479 | -38.0546 | -44.4103 | -50.4524 | -55.9592 | -61.0858 | -65.79 | -69.969
| Repl pin CFL wLED_Com, E/G - IntL | E | Yes | Warehouse | Interior Lighting | RET | -0.13018 | -0.2466 | -0.35833 | -0.46547 | -0.56736 | -0.67942 | -0.79704 | -0.92293 | -1.0558 | -1.1877
| Repl pin CFL wLED_Com, E/G - IntL | E | Yes | Warehouse | Interior Lighting | REPL | -0.2323 | -0.40984 | -0.5691 | -0.70895 | -0.82735 | -0.95034 | -1.0734 | -1.2 | -1.3291 | -1.4578
| Stair Occ Sensor_Com, E/G - IntL | E | Yes | Warehouse | Interior Lighting | NC | -0.14556 | -0.28701 | -0.42613 | -0.56302 | -0.69172 | -0.81785 | -0.943 | -1.0649 | -1.1867 | -1.3096
| Stair Occ Sensor_Com, E/G - IntL | E | Yes | Warehouse | Interior Lighting | RET | -1.1206 | -2.1911 | -3.2886 | -4.413 | -5.5553 | -6.7201 | -7.8648 | -9.0209 | -10.1802 | -11.3154
| Int Delamping_Com, E/G - IntL | E | Yes | Warehouse | Interior Lighting | RET | -0.10593 | -0.20713 | -0.31088 | -0.41716 | -0.52515 | -0.63526 | -0.74347 | -0.85276 | -0.96235 | -1.0697
| Int Ltg Dsgn_Com, E/G - IntL | E | Yes | Warehouse | Interior Lighting | NC | -0.41734 | -0.82291 | -1.2218 | -1.6143 | -1.9833 | -2.345 | -2.7038 | -3.0533 | -3.4025 | -3.7549

## Table D7
Table D7. Cumulative Oil Savings by Technology - Downstate
Return to List of Tables
Cumulative BBtu Saved
| Measure Name | Primary Fuel - Electric (E), Gas (G), Oil (O), or Propane (P) | Cost Effective? | Building Type | End Use | New Construction (NC), Replacement (REPL), or Retrofit (RET) | 2020 | 2021 | 2022 | 2023 | 2024 | 2025 | 2026 | 2027 | 2028 | 2029
| DCV_Com, O - Heat [Building w Oil Heat] | O | Yes | Small Office | Space Heating | RET | 2.0134 | 4.0029 | 5.9836 | 7.9444 | 9.8876 | 11.8141 | 13.7262 | 15.6231 | 17.5049 | 19.3706
| Optimized Unitary AC Sys_Com, O - Heat [Building w Oil Heat] | O | Yes | Small Office | Space Heating | NC | 0.76454 | 1.4813 | 2.1722 | 2.8324 | 3.4581 | 4.0599 | 4.6511 | 5.2344 | 5.8105 | 6.3769
| Cool Roof_Com, O - Heat [Building w Oil Heat] | O | No | Small Office | Space Heating | NC | -0.039207 | -0.075966 | -0.11139 | -0.14525 | -0.17734 | -0.2082 | -0.23852 | -0.26843 | -0.29797 | -0.32702
| Cool Roof_Com, O - Heat [Building w Oil Heat] | O | No | Small Office | Space Heating | RET | -0.2047 | -0.40697 | -0.60834 | -0.8077 | -1.0053 | -1.2011 | -1.3955 | -1.5884 | -1.7797 | -1.9694
| Programmable TStat_Com, O - Heat [Building w Oil Heat] | O | Yes | Small Office | Space Heating | NC | 0 | 0 | 0 | 0 | 0 | 0 | 0 | 0 | 0 | 0
| Programmable TStat_Com, O - Heat [Building w Oil Heat] | O | Yes | Small Office | Space Heating | RET | 0 | 0 | 0 | 0 | 0 | 0 | 0 | 0 | 0 | 0
| Smart TStat_Com, O - Heat [Building w Oil Heat] | O | Yes | Small Office | Space Heating | NC | 0.098817 | 0.19146 | 0.28075 | 0.36608 | 0.44696 | 0.52475 | 0.60116 | 0.67655 | 0.75101 | 0.82422
| Smart TStat_Com, O - Heat [Building w Oil Heat] | O | Yes | Small Office | Space Heating | RET | 0.36277 | 0.72125 | 1.0781 | 1.4314 | 1.7816 | 2.1287 | 2.4732 | 2.815 | 3.1541 | 3.4902
| Boiler Blowdown Controls_Com, O - Heat | O | No | Small Office | Space Heating | RET | 0.17094 | 0.33985 | 0.50801 | 0.67448 | 0.83947 | 0.83209 | 0.82551 | 0.8184 | 0.81169 | 0.80511
| Boiler Modifications_Com, O - Heat | O | Yes | Small Office | Space Heating | RET | 0.58566 | 1.1644 | 1.7405 | 2.3109 | 2.8762 | 3.4366 | 3.9927 | 4.5445 | 4.6845 | 4.6464
| Boilers_Com, O - Heat | O | No | Small Office | Space Heating | NC | 0.060588 | 0.11739 | 0.17214 | 0.22446 | 0.27404 | 0.32174 | 0.36859 | 0.41481 | 0.46046 | 0.50535
| Boilers_Com, O - Heat | O | No | Small Office | Space Heating | RET | 0.49586 | 0.94667 | 1.3596 | 1.7357 | 2.0786 | 2.3914 | 2.6771 | 2.9378 | 3.1757 | 3.3928
| Boilers_Com, O - Heat | O | No | Small Office | Space Heating | REPL | 0.2481 | 0.44422 | 0.61507 | 0.76004 | 0.87977 | 0.97472 | 1.0454 | 1.0922 | 1.1153 | 1.1153
| Furnace_Com, O - Heat | O | Yes | Small Office | Space Heating | NC | 0.1509 | 0.29237 | 0.42871 | 0.55902 | 0.68252 | 0.8013 | 0.91798 | 1.0331 | 1.1468 | 1.2586
| Furnace_Com, O - Heat | O | Yes | Small Office | Space Heating | RET | 1.3905 | 2.6409 | 3.7736 | 4.794 | 5.7143 | 6.5445 | 7.2943 | 7.9712 | 8.5823 | 9.1336
| Furnace_Com, O - Heat | O | Yes | Small Office | Space Heating | REPL | 0.67163 | 1.2026 | 1.6651 | 2.0575 | 2.3816 | 2.6387 | 2.83 | 2.9566 | 3.0194 | 3.0194
| Energy Recovery Ventilator_Com, O - Heat | O | Yes | Small Office | Space Heating | NC | 0.15332 | 0.29706 | 0.43559 | 0.56798 | 0.69346 | 0.81415 | 0.9327 | 1.0497 | 1.1652 | 1.2788
| Energy Recovery Ventilator_Com, O - Heat | O | Yes | Small Office | Space Heating | RET | 1.3341 | 2.5403 | 3.6391 | 4.6344 | 5.537 | 6.3557 | 7.0992 | 7.816 | 8.5082 | 9.1774
| Energy Recovery Ventilator_Com, O - Heat | O | Yes | Small Office | Space Heating | REPL | 1.0463 | 1.8735 | 2.594 | 3.2055 | 3.7104 | 4.1109 | 4.409 | 4.639 | 4.802 | 4.899
| Forced Air Heating Maintenance_Com, O - Heat | O | Yes | Small Office | Space Heating | RET | 0.025789 | 0.051272 | 0.076642 | 0.10176 | 0.12665 | 0.12553 | 0.12454 | 0.12347 | 0.12246 | 0.12146
| Steam Trap Maintenance_Com, O - Heat | O | Yes | Small Office | Space Heating | RET | 0.15865 | 0.31541 | 0.47148 | 0.62598 | 0.7791 | 0.9309 | 0.92291 | 0.91562 | 0.90783 | 0.90033
| Windows_Com, O - Heat [Building w Oil Heat] | O | Yes | Small Office | Space Heating | NC | 0.17493 | 0.33893 | 0.49698 | 0.64803 | 0.7912 | 0.9289 | 1.0642 | 1.1976 | 1.3294 | 1.459
| Window Film_Com, O - Heat [Building w Oil Heat] | O | No | Small Office | Space Heating | RET | 0 | 0 | 0 | 0 | 0 | 0 | 0 | 0 | 0 | 0
| Kitchen DCV_Com, O - Heat [Building w Oil Heat] | O | Yes | Small Office | Space Heating | NC | 0.007088 | 0.013733 | 0.020138 | 0.026259 | 0.03206 | 0.037639 | 0.04312 | 0.048528 | 0.053869 | 0.05912
| Kitchen DCV_Com, O - Heat [Building w Oil Heat] | O | Yes | Small Office | Space Heating | RET | 0.067482 | 0.12796 | 0.18257 | 0.23161 | 0.27569 | 0.31532 | 0.351 | 0.38409 | 0.41485 | 0.44348
| Kitchen DCV_Com, O - Heat [Building w Oil Heat] | O | Yes | Small Office | Space Heating | REPL | 0.048374 | 0.086615 | 0.11993 | 0.14819 | 0.17154 | 0.19005 | 0.20383 | 0.21366 | 0.21959 | 0.22168
| Duct Sealing Non Regulated_Com, O - Heat [Building w Oil Heat] | O | Yes | Small Office | Space Heating | RET | 0.67832 | 1.3486 | 2.0159 | 2.6765 | 3.3312 | 3.9802 | 4.6244 | 5.2635 | 5.8975 | 6.526
| Clothes Washer Oil WH_Com, O - HWat [unit w/ elec dry - Water Heater] | O | Yes | Small Office | Water Heating | NC | 7.0056e-05 | 0.00013574 | 0.00019904 | 0.00025953 | 0.00031687 | 0.00037202 | 0.00042619 | 0.00041012 | 0.00039829 | 0.00038849
| Clothes Washer Oil WH_Com, O - HWat [unit w/ elec dry - Water Heater] | O | Yes | Small Office | Water Heating | REPL | 0.0010245 | 0.0020369 | 0.0030448 | 0.0040426 | 0.0050314 | 0.0060117 | 0.0069847 | 0.0069254 | 0.0068706 | 0.0068121
| Clothes Washer Oil WH_Com, O - HWat [unit w/ gas dry - Water Heater] | O | Yes | Small Office | Water Heating | NC | 1.1676e-05 | 2.2623e-05 | 3.3173e-05 | 4.3255e-05 | 5.2811e-05 | 6.2003e-05 | 7.1031e-05 | 6.8353e-05 | 6.6382e-05 | 6.4748e-05
| Clothes Washer Oil WH_Com, O - HWat [unit w/ gas dry - Water Heater] | O | Yes | Small Office | Water Heating | REPL | 0.00017075 | 0.00033949 | 0.00050747 | 0.00067376 | 0.00083857 | 0.001002 | 0.0011641 | 0.0011542 | 0.0011451 | 0.0011354
| Clothes Washer Oil WH_Com, O - HWat [unit w/ propane dry - Water Heater] | O | Yes | Small Office | Water Heating | NC | 1.7514e-05 | 3.3934e-05 | 4.9759e-05 | 6.4883e-05 | 7.9217e-05 | 9.3004e-05 | 0.00010655 | 0.00010253 | 9.9574e-05 | 9.7122e-05
| Clothes Washer Oil WH_Com, O - HWat [unit w/ propane dry - Water Heater] | O | Yes | Small Office | Water Heating | REPL | 0.00025613 | 0.00050923 | 0.0007612 | 0.0010106 | 0.0012579 | 0.0015029 | 0.0017462 | 0.0017314 | 0.0017177 | 0.001703
| Dishwasher_Com, O - HWat [Building w oil WH] | O | Yes | Small Office | Water Heating | NC | 4.9783e-06 | 9.6457e-06 | 1.4144e-05 | 1.8443e-05 | 2.2517e-05 | 2.6436e-05 | 3.0285e-05 | 3.4083e-05 | 3.7834e-05 | 4.1523e-05
| Dishwasher_Com, O - HWat [Building w oil WH] | O | Yes | Small Office | Water Heating | REPL | 4.0287e-05 | 8.0097e-05 | 0.00011973 | 0.00015896 | 0.00019785 | 0.0002364 | 0.00027466 | 0.00031261 | 0.00035027 | 0.0003876
| Faucet Aerator_Com, O - HWat | O | Yes | Small Office | Water Heating | RET | 0.0094758 | 0.018839 | 0.028161 | 0.03739 | 0.046535 | 0.055602 | 0.064601 | 0.073529 | 0.082386 | 0.091166
| Pre Rinse Sprayers_Com, O - HWat | O | Yes | Small Office | Water Heating | RET | 0.00060399 | 0.0012008 | 0.001795 | 0.001843 | 0.0018921 | 0.0018748 | 0.0018593 | 0.0018442 | 0.0018297 | 0.0018148
| FF Storage Water Heater_Com, O - HWat | O | Yes | Small Office | Water Heating | NC | 0.0013317 | 0.0025802 | 0.0037835 | 0.0049334 | 0.0060233 | 0.0070716 | 0.0081013 | 0.0091173 | 0.010121 | 0.011107
| FF Storage Water Heater_Com, O - HWat | O | No | Small Office | Water Heating | RET | 0.0093113 | 0.017884 | 0.025835 | 0.033169 | 0.039941 | 0.046196 | 0.05198 | 0.057945 | 0.06407 | 0.070337
| FF Storage Water Heater_Com, O - HWat | O | Yes | Small Office | Water Heating | REPL | 0.0090884 | 0.016273 | 0.022531 | 0.027842 | 0.032228 | 0.035707 | 0.038296 | 0.040612 | 0.042658 | 0.044437
| FF Instantaneous Water Heater_Com, O - HWat | O | No | Small Office | Water Heating | NC | 0.0022321 | 0.0043248 | 0.0063416 | 0.008269 | 0.010096 | 0.011853 | 0.013579 | 0.015282 | 0.016964 | 0.018617
| FF Instantaneous Water Heater_Com, O - HWat | O | No | Small Office | Water Heating | RET | 0.015607 | 0.029976 | 0.043303 | 0.055596 | 0.066947 | 0.077431 | 0.087126 | 0.096087 | 0.10437 | 0.11202
| FF Instantaneous Water Heater_Com, O - HWat | O | No | Small Office | Water Heating | REPL | 0.011425 | 0.020457 | 0.028324 | 0.035 | 0.040514 | 0.044887 | 0.048142 | 0.050294 | 0.051362 | 0.051362
| Pnemautic to DDC_Com, O - TotF [Building w Oil Heat] | O | No | Small Office | Total FF | RET | 0.38211 | 0.75968 | 1.1356 | 1.5077 | 1.8765 | 2.2421 | 2.605 | 2.965 | 3.3221 | 3.6762
| Data Center_Com, O - TotF [Building w Oil Heat] | O | Yes | Small Office | Total FF | NC | 0 | 0 | 0 | 0 | 0 | 0 | 0 | 0 | 0 | 0
| Data Center_Com, O - TotF [Building w Oil Heat] | O | Yes | Small Office | Total FF | RET | 0 | 0 | 0 | 0 | 0 | 0 | 0 | 0 | 0 | 0
| RCx_Com, O - TotF [Building w Oil Heat] | O | Yes | Small Office | Total FF | RET | 0.78136 | 1.5535 | 2.3221 | 3.0831 | 3.8372 | 4.5848 | 5.3269 | 6.063 | 6.012 | 5.9639
| Commissioning_Com, O - TotF [Building w Oil Heat] | O | Yes | Small Office | Total FF | NC | 0 | 0 | 0 | 0 | 0 | 0 | 0 | 0 | 0 | 0
| Integrated Building Design_Com, O - TotF [Building w Oil Heat] | O | Yes | Small Office | Total FF | NC | 0.068193 | 0.13213 | 0.19375 | 0.25263 | 0.30844 | 0.36213 | 0.41486 | 0.46688 | 0.51827 | 0.56879
| Deep Energy Retrofit_Com, O - TotF [Building w Oil Heat] | O | Yes | Small Office | Total FF | RET | 0.24458 | 0.48625 | 0.72685 | 0.96505 | 1.2011 | 1.4351 | 1.6674 | 1.8978 | 2.1264 | 2.3531
| EMS_Com, O - TotF [Building w Oil Heat] | O | Yes | Small Office | Total FF | NC | 0.1329 | 0.2575 | 0.37758 | 0.49234 | 0.60112 | 0.70573 | 0.8085 | 0.90988 | 1.01 | 1.1085
| EMS_Com, O - TotF [Building w Oil Heat] | O | Yes | Small Office | Total FF | RET | 1.659 | 3.2984 | 4.9305 | 6.5462 | 8.1475 | 9.7349 | 11.3105 | 12.8735 | 14.4242 | 15.9615
| Int Ltg Ctrls_Com, E/O - IntL | E | Yes | Small Office | Interior Lighting | RET | -0.83934 | -1.6563 | -2.5121 | -3.3585 | -4.2005 | -5.0448 | -5.8796 | -6.7339 | -6.7568 | -6.7836
| Exit Sign RetFit_Com, E/O - IntL | E | Yes | Small Office | Interior Lighting | RET | -0.032066 | -0.063276 | -0.095971 | -0.12831 | -0.16047 | -0.19273 | -0.22462 | -0.25726 | -0.2902 | -0.32243
| LED HiLo Bay_Com, E/O - IntL | E | Yes | Small Office | Interior Lighting | NC | -0.0081725 | -0.015841 | -0.023227 | -0.030374 | -0.037136 | -0.04385 | -0.050555 | -0.057081 | -0.063585 | -0.07001
| LED HiLo Bay_Com, E/O - IntL | E | Yes | Small Office | Interior Lighting | RET | -0.080052 | -0.15272 | -0.22372 | -0.28921 | -0.34998 | -0.4068 | -0.4592 | -0.50922 | -0.55631 | -0.60389
| LED HiLo Bay_Com, E/O - IntL | E | Yes | Small Office | Interior Lighting | REPL | -0.043657 | -0.07765 | -0.10881 | -0.13522 | -0.15712 | -0.17469 | -0.18771 | -0.1966 | -0.20108 | -0.2036
| Repl Scre_Com, E/O - IntL | E | Yes | Small Office | Interior Lighting | NC | -0.021643 | -0.041952 | -0.020309 | 0 | 0 | 0 | 0 | 0 | 0 | 0
| Repl Scre_Com, E/O - IntL | E | Yes | Small Office | Interior Lighting | RET | -0.1118 | -0.22062 | -0.10882 | 0 | 0 | 0 | 0 | 0 | 0 | 0
| Repl Scre_Com, E/O - IntL | E | Yes | Small Office | Interior Lighting | REPL | -1.1108 | -2.192 | -1.0812 | 0 | 0 | 0 | 0 | 0 | 0 | 0
| Lin LED Fixture_Com, E/O - IntL | E | Yes | Small Office | Interior Lighting | NC | -0.021161 | -0.041017 | -0.06014 | -0.078646 | -0.096154 | -0.11354 | -0.1309 | -0.1478 | -0.16464 | -0.18127
| Lin LED Fixture_Com, E/O - IntL | E | Yes | Small Office | Interior Lighting | RET | -0.15705 | -0.29796 | -0.43403 | -0.55809 | -0.67186 | -0.77702 | -0.87286 | -0.96329 | -1.0543 | -1.1432
| Lin LED Fixture_Com, E/O - IntL | E | Yes | Small Office | Interior Lighting | REPL | -0.13089 | -0.23281 | -0.32623 | -0.40543 | -0.47109 | -0.52375 | -0.5628 | -0.58945 | -0.60865 | -0.61992
| LED Tube Repl_Com, E/O - IntL | E | Yes | Small Office | Interior Lighting | RET | -0.98807 | -1.8746 | -2.7307 | -3.5112 | -4.227 | -4.9544 | -5.6823 | -6.4357 | -7.2038 | -7.9623
| LED Tube Repl_Com, E/O - IntL | E | Yes | Small Office | Interior Lighting | REPL | -1.2094 | -2.1511 | -3.0142 | -3.746 | -4.3526 | -4.9197 | -5.4397 | -5.9302 | -6.3833 | -6.7855
| Repl pin CFL wLED_Com, E/O - IntL | E | Yes | Small Office | Interior Lighting | RET | -0.011711 | -0.022382 | -0.032845 | -0.042532 | -0.051553 | -0.061308 | -0.071611 | -0.082784 | -0.094656 | -0.10643
| Repl pin CFL wLED_Com, E/O - IntL | E | Yes | Small Office | Interior Lighting | REPL | -0.013564 | -0.024126 | -0.033808 | -0.042015 | -0.048819 | -0.055768 | -0.062765 | -0.070056 | -0.077544 | -0.084998
| Stair Occ Sensor_Com, E/O - IntL | E | Yes | Small Office | Interior Lighting | NC | -0.01391 | -0.026961 | -0.039532 | -0.051697 | -0.063205 | -0.074633 | -0.086044 | -0.097151 | -0.10822 | -0.11916
| Stair Occ Sensor_Com, E/O - IntL | E | Yes | Small Office | Interior Lighting | RET | -0.10709 | -0.21131 | -0.3205 | -0.42848 | -0.53591 | -0.64363 | -0.75013 | -0.85913 | -0.96914 | -1.0768
| Int Delamping_Com, E/O - IntL | E | Yes | Small Office | Interior Lighting | RET | -0.010274 | -0.020274 | -0.030749 | -0.04111 | -0.051417 | -0.061751 | -0.071969 | -0.082427 | -0.092982 | -0.10331
| Int Ltg Dsgn_Com, E/O - IntL | E | Yes | Small Office | Interior Lighting | NC | -0.018427 | -0.035718 | -0.052371 | -0.068487 | -0.083733 | -0.098872 | -0.11399 | -0.1287 | -0.14337 | -0.15786
| DCV_Com, O - Heat [Building w Oil Heat] | O | Yes | Large Office | Space Heating | RET | 9.2612 | 18.4126 | 27.5232 | 36.5426 | 45.4811 | 54.3426 | 63.1376 | 71.8631 | 80.5192 | 89.101
| Optimized Unitary AC Sys_Com, O - Heat [Building w Oil Heat] | O | Yes | Large Office | Space Heating | NC | 3.5167 | 6.8139 | 9.9915 | 13.0283 | 15.9065 | 18.6749 | 21.3942 | 24.0771 | 26.7271 | 29.3326
| Cool Roof_Com, O - Heat [Building w Oil Heat] | O | No | Large Office | Space Heating | NC | -0.18035 | -0.34943 | -0.51238 | -0.66812 | -0.81572 | -0.95769 | -1.0971 | -1.2347 | -1.3706 | -1.5042
| Cool Roof_Com, O - Heat [Building w Oil Heat] | O | No | Large Office | Space Heating | RET | -0.94157 | -1.872 | -2.7983 | -3.7153 | -4.624 | -5.525 | -6.4191 | -7.3063 | -8.1863 | -9.0588
| Programmable TStat_Com, O - Heat [Building w Oil Heat] | O | Yes | Large Office | Space Heating | NC | 0 | 0 | 0 | 0 | 0 | 0 | 0 | 0 | 0 | 0
| Programmable TStat_Com, O - Heat [Building w Oil Heat] | O | Yes | Large Office | Space Heating | RET | 0 | 0 | 0 | 0 | 0 | 0 | 0 | 0 | 0 | 0
| Smart TStat_Com, O - Heat [Building w Oil Heat] | O | Yes | Large Office | Space Heating | NC | 0.12194 | 0.23627 | 0.34646 | 0.45176 | 0.55156 | 0.64755 | 0.74184 | 0.83487 | 0.92676 | 1.0171
| Smart TStat_Com, O - Heat [Building w Oil Heat] | O | Yes | Large Office | Space Heating | RET | 0.44767 | 0.89004 | 1.3304 | 1.7664 | 2.1985 | 2.6268 | 3.052 | 3.4738 | 3.8922 | 4.307
| Boiler Blowdown Controls_Com, O - Heat | O | No | Large Office | Space Heating | RET | 0.049663 | 0.098737 | 0.14759 | 0.19596 | 0.24389 | 0.24175 | 0.23984 | 0.23777 | 0.23582 | 0.23391
| Boiler Modifications_Com, O - Heat | O | Yes | Large Office | Space Heating | RET | 0.17015 | 0.33829 | 0.50568 | 0.67139 | 0.83562 | 0.99843 | 1.16 | 1.3203 | 1.361 | 1.3499
| Boilers_Com, O - Heat | O | No | Large Office | Space Heating | NC | 0.017603 | 0.034106 | 0.050011 | 0.065212 | 0.079619 | 0.093475 | 0.10709 | 0.12052 | 0.13378 | 0.14682
| Boilers_Com, O - Heat | O | No | Large Office | Space Heating | RET | 0.14406 | 0.27504 | 0.395 | 0.50428 | 0.60391 | 0.69479 | 0.77777 | 0.85352 | 0.92266 | 0.98572
| Boilers_Com, O - Heat | O | No | Large Office | Space Heating | REPL | 0.07208 | 0.12906 | 0.1787 | 0.22082 | 0.2556 | 0.28319 | 0.30373 | 0.31731 | 0.32404 | 0.32404
| Furnace_Com, O - Heat | O | Yes | Large Office | Space Heating | NC | 1.0422 | 2.0193 | 2.961 | 3.861 | 4.714 | 5.5344 | 6.3403 | 7.1354 | 7.9207 | 8.6929
| Furnace_Com, O - Heat | O | Yes | Large Office | Space Heating | RET | 9.604 | 18.2399 | 26.0634 | 33.1114 | 39.4674 | 45.2015 | 50.3802 | 55.0556 | 59.2762 | 63.084
| Furnace_Com, O - Heat | O | Yes | Large Office | Space Heating | REPL | 4.6388 | 8.3059 | 11.5002 | 14.2109 | 16.4495 | 18.2249 | 19.5465 | 20.4206 | 20.8541 | 20.8541
| Energy Recovery Ventilator_Com, O - Heat | O | Yes | Large Office | Space Heating | NC | 0.70522 | 1.3664 | 2.0036 | 2.6126 | 3.1898 | 3.7449 | 4.2902 | 4.8283 | 5.3597 | 5.8822
| Energy Recovery Ventilator_Com, O - Heat | O | Yes | Large Office | Space Heating | RET | 6.1366 | 11.685 | 16.7391 | 21.3174 | 25.4689 | 29.2348 | 32.6548 | 35.952 | 39.1362 | 42.2143
| Energy Recovery Ventilator_Com, O - Heat | O | Yes | Large Office | Space Heating | REPL | 4.813 | 8.6177 | 11.9321 | 14.7445 | 17.0671 | 18.9092 | 20.2804 | 21.3385 | 22.0883 | 22.5343
| Forced Air Heating Maintenance_Com, O - Heat | O | Yes | Large Office | Space Heating | RET | 0.17812 | 0.35413 | 0.52935 | 0.70282 | 0.87473 | 0.86704 | 0.86019 | 0.85278 | 0.84579 | 0.83893
| Steam Trap Maintenance_Com, O - Heat | O | Yes | Large Office | Space Heating | RET | 0.046092 | 0.091637 | 0.13698 | 0.18187 | 0.22635 | 0.27046 | 0.26814 | 0.26602 | 0.26375 | 0.26158
| Windows_Com, O - Heat [Building w Oil Heat] | O | No | Large Office | Space Heating | NC | 0.80462 | 1.559 | 2.286 | 2.9808 | 3.6394 | 4.2728 | 4.8949 | 5.5088 | 6.1151 | 6.7112
| Window Film_Com, O - Heat [Building w Oil Heat] | O | No | Large Office | Space Heating | RET | 0 | 0 | 0 | 0 | 0 | 0 | 0 | 0 | 0 | 0
| Kitchen DCV_Com, O - Heat [Building w Oil Heat] | O | Yes | Large Office | Space Heating | NC | 0.06627 | 0.1284 | 0.18828 | 0.24551 | 0.29974 | 0.35191 | 0.40315 | 0.45371 | 0.50365 | 0.55275
| Kitchen DCV_Com, O - Heat [Building w Oil Heat] | O | Yes | Large Office | Space Heating | RET | 0.63092 | 1.1964 | 1.707 | 2.1655 | 2.5776 | 2.9481 | 3.2817 | 3.5911 | 3.8787 | 4.1463
| Kitchen DCV_Com, O - Heat [Building w Oil Heat] | O | Yes | Large Office | Space Heating | REPL | 0.45227 | 0.80981 | 1.1213 | 1.3855 | 1.6038 | 1.7769 | 1.9057 | 1.9976 | 2.053 | 2.0726
| Duct Sealing Non Regulated_Com, O - Heat [Building w Oil Heat] | O | Yes | Large Office | Space Heating | RET | 3.1201 | 6.2033 | 9.2727 | 12.3113 | 15.3227 | 18.3082 | 21.2713 | 24.2109 | 27.1272 | 30.0184
| Clothes Washer Oil WH_Com, O - HWat [unit w/ elec dry - Water Heater] | O | Yes | Large Office | Water Heating | NC | 0.00032224 | 0.00062436 | 0.00091553 | 0.0011938 | 0.0014575 | 0.0017112 | 0.0019604 | 0.0018864 | 0.0018321 | 0.001787
| Clothes Washer Oil WH_Com, O - HWat [unit w/ elec dry - Water Heater] | O | Yes | Large Office | Water Heating | REPL | 0.0047126 | 0.0093694 | 0.014005 | 0.018595 | 0.023143 | 0.027653 | 0.032128 | 0.031856 | 0.031603 | 0.031334
| Clothes Washer Oil WH_Com, O - HWat [unit w/ gas dry - Water Heater] | O | Yes | Large Office | Water Heating | NC | 5.3707e-05 | 0.00010406 | 0.00015259 | 0.00019897 | 0.00024292 | 0.0002852 | 0.00032673 | 0.00031441 | 0.00030535 | 0.00029783
| Clothes Washer Oil WH_Com, O - HWat [unit w/ gas dry - Water Heater] | O | Yes | Large Office | Water Heating | REPL | 0.00078544 | 0.0015616 | 0.0023342 | 0.0030992 | 0.0038572 | 0.0046088 | 0.0053547 | 0.0053093 | 0.0052672 | 0.0052224
| Clothes Washer Oil WH_Com, O - HWat [unit w/ propane dry - Water Heater] | O | Yes | Large Office | Water Heating | NC | 8.0561e-05 | 0.00015609 | 0.00022888 | 0.00029845 | 0.00036438 | 0.0004278 | 0.00049009 | 0.00047161 | 0.00045802 | 0.00044674
| Clothes Washer Oil WH_Com, O - HWat [unit w/ propane dry - Water Heater] | O | Yes | Large Office | Water Heating | REPL | 0.0011782 | 0.0023424 | 0.0035014 | 0.0046488 | 0.0057859 | 0.0069132 | 0.008032 | 0.0079639 | 0.0079009 | 0.0078336
| Dishwasher_Com, O - HWat [Building w oil WH] | O | Yes | Large Office | Water Heating | NC | 2.2899e-05 | 4.4368e-05 | 6.5059e-05 | 8.4832e-05 | 0.00010357 | 0.0001216 | 0.00013931 | 0.00015678 | 0.00017403 | 0.000191
| Dishwasher_Com, O - HWat [Building w oil WH] | O | Yes | Large Office | Water Heating | REPL | 0.00018531 | 0.00036843 | 0.00055073 | 0.0007312 | 0.00091006 | 0.0010874 | 0.0012634 | 0.001438 | 0.0016112 | 0.0017829
| Faucet Aerator_Com, O - HWat | O | Yes | Large Office | Water Heating | RET | 0.043587 | 0.086658 | 0.12954 | 0.17199 | 0.21405 | 0.25576 | 0.29715 | 0.33822 | 0.37896 | 0.41935
| Pre Rinse Sprayers_Com, O - HWat | O | Yes | Large Office | Water Heating | RET | 0.0053508 | 0.010638 | 0.015902 | 0.016327 | 0.016762 | 0.016609 | 0.016472 | 0.016338 | 0.01621 | 0.016078
| FF Storage Water Heater_Com, O - HWat | O | Yes | Large Office | Water Heating | NC | 0.0061255 | 0.011868 | 0.017403 | 0.022693 | 0.027706 | 0.032528 | 0.037265 | 0.041938 | 0.046553 | 0.051092
| FF Storage Water Heater_Com, O - HWat | O | No | Large Office | Water Heating | RET | 0.04283 | 0.082262 | 0.11884 | 0.15257 | 0.18372 | 0.21249 | 0.2391 | 0.26653 | 0.29471 | 0.32353
| FF Storage Water Heater_Com, O - HWat | O | Yes | Large Office | Water Heating | REPL | 0.041805 | 0.074853 | 0.10364 | 0.12807 | 0.14824 | 0.16424 | 0.17615 | 0.1868 | 0.19622 | 0.2044
| FF Instantaneous Water Heater_Com, O - HWat | O | No | Large Office | Water Heating | NC | 0.010267 | 0.019893 | 0.02917 | 0.038036 | 0.046439 | 0.054521 | 0.06246 | 0.070293 | 0.078029 | 0.085637
| FF Instantaneous Water Heater_Com, O - HWat | O | No | Large Office | Water Heating | RET | 0.071789 | 0.13788 | 0.19919 | 0.25573 | 0.30794 | 0.35617 | 0.40076 | 0.44198 | 0.48008 | 0.51527
| FF Instantaneous Water Heater_Com, O - HWat | O | No | Large Office | Water Heating | REPL | 0.052553 | 0.094097 | 0.13029 | 0.16099 | 0.18636 | 0.20647 | 0.22144 | 0.23134 | 0.23626 | 0.23626
| Pnemautic to DDC_Com, O - TotF [Building w Oil Heat] | O | No | Large Office | Total FF | RET | 1.7576 | 3.4944 | 5.2234 | 6.9352 | 8.6315 | 10.3133 | 11.9824 | 13.6384 | 15.2812 | 16.9098
| Data Center_Com, O - TotF [Building w Oil Heat] | O | Yes | Large Office | Total FF | NC | 0 | 0 | 0 | 0 | 0 | 0 | 0 | 0 | 0 | 0
| Data Center_Com, O - TotF [Building w Oil Heat] | O | Yes | Large Office | Total FF | RET | 0 | 0 | 0 | 0 | 0 | 0 | 0 | 0 | 0 | 0
| RCx_Com, O - TotF [Building w Oil Heat] | O | Yes | Large Office | Total FF | RET | 4.7921 | 9.5274 | 14.2416 | 18.9086 | 23.5338 | 28.1191 | 32.67 | 37.1849 | 36.8718 | 36.5771
| Commissioning_Com, O - TotF [Building w Oil Heat] | O | Yes | Large Office | Total FF | NC | 0 | 0 | 0 | 0 | 0 | 0 | 0 | 0 | 0 | 0
| Integrated Building Design_Com, O - TotF [Building w Oil Heat] | O | Yes | Large Office | Total FF | NC | 0.31368 | 0.60776 | 0.89119 | 1.1621 | 1.4188 | 1.6657 | 1.9083 | 2.1476 | 2.3839 | 2.6163
| Deep Energy Retrofit_Com, O - TotF [Building w Oil Heat] | O | Yes | Large Office | Total FF | RET | 1.125 | 2.2367 | 3.3434 | 4.439 | 5.5248 | 6.6013 | 7.6697 | 8.7296 | 9.7811 | 10.8236
| EMS_Com, O - TotF [Building w Oil Heat] | O | Yes | Large Office | Total FF | NC | 0.61131 | 1.1845 | 1.7368 | 2.2647 | 2.765 | 3.2462 | 3.7189 | 4.1853 | 4.6459 | 5.0989
| EMS_Com, O - TotF [Building w Oil Heat] | O | Yes | Large Office | Total FF | RET | 7.6313 | 15.1721 | 22.6793 | 30.1114 | 37.4768 | 44.7787 | 52.0258 | 59.2157 | 66.3484 | 73.4199
| Int Ltg Ctrls_Com, E/O - IntL | E | Yes | Large Office | Interior Lighting | RET | -5.0464 | -9.9582 | -15.1036 | -20.1924 | -25.255 | -30.3311 | -35.35 | -40.4867 | -40.6245 | -40.7853
| Exit Sign RetFit_Com, E/O - IntL | E | Yes | Large Office | Interior Lighting | RET | -0.19279 | -0.38044 | -0.57701 | -0.77142 | -0.96483 | -1.1588 | -1.3505 | -1.5467 | -1.7448 | -1.9386
| LED HiLo Bay_Com, E/O - IntL | E | Yes | Large Office | Interior Lighting | NC | -0.049136 | -0.095242 | -0.13965 | -0.18262 | -0.22327 | -0.26364 | -0.30395 | -0.34319 | -0.3823 | -0.42092
| LED HiLo Bay_Com, E/O - IntL | E | Yes | Large Office | Interior Lighting | RET | -0.4813 | -0.91822 | -1.3451 | -1.7388 | -2.1042 | -2.4458 | -2.7609 | -3.0616 | -3.3447 | -3.6308
| LED HiLo Bay_Com, E/O - IntL | E | Yes | Large Office | Interior Lighting | REPL | -0.26248 | -0.46686 | -0.6542 | -0.81301 | -0.94467 | -1.0503 | -1.1286 | -1.182 | -1.209 | -1.2241
| Repl Scre_Com, E/O - IntL | E | Yes | Large Office | Interior Lighting | NC | -0.13013 | -0.25223 | -0.1221 | 0 | 0 | 0 | 0 | 0 | 0 | 0
| Repl Scre_Com, E/O - IntL | E | Yes | Large Office | Interior Lighting | RET | -0.67218 | -1.3264 | -0.65424 | 0 | 0 | 0 | 0 | 0 | 0 | 0
| Repl Scre_Com, E/O - IntL | E | Yes | Large Office | Interior Lighting | REPL | -6.6787 | -13.1793 | -6.5005 | 0 | 0 | 0 | 0 | 0 | 0 | 0
| Lin LED Fixture_Com, E/O - IntL | E | Yes | Large Office | Interior Lighting | NC | -0.12723 | -0.24661 | -0.36158 | -0.47285 | -0.57811 | -0.68264 | -0.78702 | -0.88861 | -0.98986 | -1.0899
| Lin LED Fixture_Com, E/O - IntL | E | Yes | Large Office | Interior Lighting | RET | -0.94423 | -1.7914 | -2.6095 | -3.3554 | -4.0395 | -4.6717 | -5.248 | -5.7917 | -6.339 | -6.8734
| Lin LED Fixture_Com, E/O - IntL | E | Yes | Large Office | Interior Lighting | REPL | -0.78697 | -1.3998 | -1.9614 | -2.4376 | -2.8323 | -3.149 | -3.3838 | -3.544 | -3.6595 | -3.7272
| LED Tube Repl_Com, E/O - IntL | E | Yes | Large Office | Interior Lighting | RET | -5.9406 | -11.2707 | -16.4179 | -21.1106 | -25.4142 | -29.7874 | -34.1643 | -38.6939 | -43.3119 | -47.8723
| LED Tube Repl_Com, E/O - IntL | E | Yes | Large Office | Interior Lighting | REPL | -7.2712 | -12.933 | -18.1226 | -22.522 | -26.1692 | -29.5788 | -32.7053 | -35.6547 | -38.3787 | -40.7968
| Repl pin CFL wLED_Com, E/O - IntL | E | Yes | Large Office | Interior Lighting | RET | -0.070414 | -0.13457 | -0.19748 | -0.25572 | -0.30996 | -0.36861 | -0.43055 | -0.49773 | -0.56911 | -0.63988
| Repl pin CFL wLED_Com, E/O - IntL | E | Yes | Large Office | Interior Lighting | REPL | -0.081554 | -0.14506 | -0.20326 | -0.25261 | -0.29352 | -0.3353 | -0.37737 | -0.4212 | -0.46622 | -0.51104
| Stair Occ Sensor_Com, E/O - IntL | E | Yes | Large Office | Interior Lighting | NC | -0.08363 | -0.1621 | -0.23768 | -0.31082 | -0.38001 | -0.44872 | -0.51733 | -0.58411 | -0.65067 | -0.71641
| Stair Occ Sensor_Com, E/O - IntL | E | Yes | Large Office | Interior Lighting | RET | -0.64384 | -1.2705 | -1.927 | -2.5762 | -3.2221 | -3.8697 | -4.5101 | -5.1654 | -5.8268 | -6.474
| Int Delamping_Com, E/O - IntL | E | Yes | Large Office | Interior Lighting | RET | -0.061771 | -0.12189 | -0.18488 | -0.24717 | -0.30914 | -0.37127 | -0.4327 | -0.49558 | -0.55904 | -0.62113
| Int Ltg Dsgn_Com, E/O - IntL | E | Yes | Large Office | Interior Lighting | NC | -0.11079 | -0.21475 | -0.31488 | -0.41177 | -0.50343 | -0.59446 | -0.68535 | -0.77382 | -0.862 | -0.94909
| DCV_Com, O - Heat [Building w Oil Heat] | O | Yes | Education | Space Heating | RET | 6.7313 | 13.3828 | 20.0046 | 26.5602 | 33.057 | 39.4978 | 45.8902 | 52.2322 | 58.5236 | 64.7612
| Optimized Unitary AC Sys_Com, O - Heat [Building w Oil Heat] | O | Yes | Education | Space Heating | NC | 2.5561 | 4.9525 | 7.2621 | 9.4693 | 11.5613 | 13.5734 | 15.5499 | 17.4999 | 19.426 | 21.3198
| Cool Roof_Com, O - Heat [Building w Oil Heat] | O | No | Education | Space Heating | NC | -0.13108 | -0.25398 | -0.37242 | -0.48561 | -0.59289 | -0.69607 | -0.79743 | -0.89743 | -0.9962 | -1.0933
| Cool Roof_Com, O - Heat [Building w Oil Heat] | O | No | Education | Space Heating | RET | -0.68436 | -1.3606 | -2.0339 | -2.7004 | -3.3609 | -4.0157 | -4.6656 | -5.3104 | -5.95 | -6.5842
| Programmable TStat_Com, O - Heat [Building w Oil Heat] | O | Yes | Education | Space Heating | NC | 0 | 0 | 0 | 0 | 0 | 0 | 0 | 0 | 0 | 0
| Programmable TStat_Com, O - Heat [Building w Oil Heat] | O | Yes | Education | Space Heating | RET | 0 | 0 | 0 | 0 | 0 | 0 | 0 | 0 | 0 | 0
| Smart TStat_Com, O - Heat [Building w Oil Heat] | O | Yes | Education | Space Heating | NC | 0.080526 | 0.15602 | 0.22878 | 0.29832 | 0.36423 | 0.42762 | 0.48988 | 0.55132 | 0.612 | 0.67166
| Smart TStat_Com, O - Heat [Building w Oil Heat] | O | Yes | Education | Space Heating | RET | 0.29562 | 0.58774 | 0.87856 | 1.1665 | 1.4518 | 1.7347 | 2.0154 | 2.2939 | 2.5702 | 2.8442
| Boiler Blowdown Controls_Com, O - Heat | O | No | Education | Space Heating | RET | 0.13652 | 0.27143 | 0.40573 | 0.53869 | 0.67045 | 0.66456 | 0.65931 | 0.65363 | 0.64827 | 0.64301
| Boiler Modifications_Com, O - Heat | O | Yes | Education | Space Heating | RET | 0.46775 | 0.92996 | 1.3901 | 1.8456 | 2.2971 | 2.7447 | 3.1889 | 3.6296 | 3.7414 | 3.7109
| Boilers_Com, O - Heat | O | No | Education | Space Heating | NC | 0.048389 | 0.093757 | 0.13748 | 0.17926 | 0.21887 | 0.25696 | 0.29438 | 0.33129 | 0.36776 | 0.40361
| Boilers_Com, O - Heat | O | No | Education | Space Heating | RET | 0.39602 | 0.75607 | 1.0859 | 1.3862 | 1.6601 | 1.9099 | 2.1381 | 2.3463 | 2.5364 | 2.7097
| Boilers_Com, O - Heat | O | No | Education | Space Heating | REPL | 0.19815 | 0.35479 | 0.49123 | 0.60702 | 0.70264 | 0.77848 | 0.83493 | 0.87227 | 0.89079 | 0.89079
| Furnace_Com, O - Heat | O | Yes | Education | Space Heating | NC | 0.71005 | 1.3758 | 2.0173 | 2.6305 | 3.2116 | 3.7706 | 4.3196 | 4.8613 | 5.3963 | 5.9224
| Furnace_Com, O - Heat | O | Yes | Education | Space Heating | RET | 6.5431 | 12.4267 | 17.7567 | 22.5585 | 26.8888 | 30.7953 | 34.3236 | 37.5088 | 40.3843 | 42.9785
| Furnace_Com, O - Heat | O | Yes | Education | Space Heating | REPL | 3.1604 | 5.6587 | 7.835 | 9.6817 | 11.2069 | 12.4164 | 13.3168 | 13.9123 | 14.2077 | 14.2077
| Destratification Fans_Com, O - Heat | O | No | Education | Space Heating | NC | 0.14948 | 0.28963 | 0.42469 | 0.55377 | 0.67611 | 0.79378 | 0.90936 | 1.0234 | 1.136 | 1.2468
| Destratification Fans_Com, O - Heat | O | No | Education | Space Heating | RET | 0.72869 | 1.4127 | 2.0597 | 2.6681 | 3.241 | 3.7805 | 4.2892 | 4.8449 | 5.4443 | 6.0839
| Destratification Fans_Com, O - Heat | O | No | Education | Space Heating | REPL | 1.0202 | 1.8266 | 2.5291 | 3.1252 | 3.6176 | 4.008 | 4.2987 | 4.5977 | 4.9049 | 5.22
| Energy Recovery Ventilator_Com, O - Heat | O | Yes | Education | Space Heating | NC | 0.51258 | 0.99315 | 1.4563 | 1.8989 | 2.3184 | 2.7219 | 3.1183 | 3.5093 | 3.8956 | 4.2753
| Energy Recovery Ventilator_Com, O - Heat | O | Yes | Education | Space Heating | RET | 4.4602 | 8.493 | 12.1665 | 15.4941 | 18.5115 | 21.2487 | 23.7344 | 26.131 | 28.4453 | 30.6825
| Energy Recovery Ventilator_Com, O - Heat | O | Yes | Education | Space Heating | REPL | 3.4982 | 6.2636 | 8.6726 | 10.7167 | 12.4049 | 13.7438 | 14.7404 | 15.5094 | 16.0544 | 16.3785
| Forced Air Heating Maintenance_Com, O - Heat | O | Yes | Education | Space Heating | RET | 0.12135 | 0.24126 | 0.36064 | 0.47882 | 0.59595 | 0.59071 | 0.58604 | 0.58099 | 0.57623 | 0.57156
| Steam Trap Maintenance_Com, O - Heat | O | Yes | Education | Space Heating | RET | 0.1267 | 0.25191 | 0.37655 | 0.49995 | 0.62224 | 0.74348 | 0.7371 | 0.73127 | 0.72505 | 0.71907
| Windows_Com, O - Heat [Building w Oil Heat] | O | No | Education | Space Heating | NC | 0.58482 | 1.1331 | 1.6615 | 2.1665 | 2.6452 | 3.1056 | 3.5578 | 4.0039 | 4.4446 | 4.8779
| Window Film_Com, O - Heat [Building w Oil Heat] | O | No | Education | Space Heating | RET | 0 | 0 | 0 | 0 | 0 | 0 | 0 | 0 | 0 | 0
| Kitchen DCV_Com, O - Heat [Building w Oil Heat] | O | Yes | Education | Space Heating | NC | 0.047165 | 0.091385 | 0.134 | 0.17473 | 0.21333 | 0.25046 | 0.28693 | 0.32291 | 0.35845 | 0.39339
| Kitchen DCV_Com, O - Heat [Building w Oil Heat] | O | Yes | Education | Space Heating | RET | 0.44903 | 0.85148 | 1.2149 | 1.5412 | 1.8345 | 2.0982 | 2.3356 | 2.5558 | 2.7605 | 2.951
| Kitchen DCV_Com, O - Heat [Building w Oil Heat] | O | Yes | Education | Space Heating | REPL | 0.32189 | 0.57635 | 0.79801 | 0.9861 | 1.1414 | 1.2646 | 1.3563 | 1.4217 | 1.4612 | 1.4751
| Duct Sealing Non Regulated_Com, O - Heat [Building w Oil Heat] | O | Yes | Education | Space Heating | RET | 2.2678 | 4.5087 | 6.7396 | 8.9482 | 11.137 | 13.3069 | 15.4606 | 17.5972 | 19.7168 | 21.8183
| Clothes Washer Oil WH_Com, O - HWat [unit w/ elec dry - Water Heater] | O | Yes | Education | Water Heating | NC | 0.00011711 | 0.0002269 | 0.00033272 | 0.00043384 | 0.00052969 | 0.00062187 | 0.00071243 | 0.00068556 | 0.0006658 | 0.00064941
| Clothes Washer Oil WH_Com, O - HWat [unit w/ elec dry - Water Heater] | O | Yes | Education | Water Heating | REPL | 0.0017126 | 0.003405 | 0.0050898 | 0.0067577 | 0.0084107 | 0.010049 | 0.011676 | 0.011577 | 0.011485 | 0.011387
| Clothes Washer Oil WH_Com, O - HWat [unit w/ gas dry - Water Heater] | O | Yes | Education | Water Heating | NC | 1.9518e-05 | 3.7817e-05 | 5.5453e-05 | 7.2307e-05 | 8.8281e-05 | 0.00010365 | 0.00011874 | 0.00011426 | 0.00011097 | 0.00010824
| Clothes Washer Oil WH_Com, O - HWat [unit w/ gas dry - Water Heater] | O | Yes | Education | Water Heating | REPL | 0.00028544 | 0.0005675 | 0.0008483 | 0.0011263 | 0.0014018 | 0.0016749 | 0.001946 | 0.0019295 | 0.0019142 | 0.0018979
| Clothes Washer Oil WH_Com, O - HWat [unit w/ propane dry - Water Heater] | O | Yes | Education | Water Heating | NC | 2.9277e-05 | 5.6726e-05 | 8.3179e-05 | 0.00010846 | 0.00013242 | 0.00015547 | 0.00017811 | 0.00017139 | 0.00016645 | 0.00016235
| Clothes Washer Oil WH_Com, O - HWat [unit w/ propane dry - Water Heater] | O | Yes | Education | Water Heating | REPL | 0.00042816 | 0.00085125 | 0.0012724 | 0.0016894 | 0.0021027 | 0.0025123 | 0.002919 | 0.0028942 | 0.0028713 | 0.0028468
| Ozone Laundry_Com, O - HWat | O | Yes | Education | Water Heating | RET | 0.027086 | 0.053852 | 0.080498 | 0.10688 | 0.13302 | 0.15894 | 0.18466 | 0.21018 | 0.2355 | 0.2606
| Dishwasher_Com, O - HWat [Building w oil WH] | O | Yes | Education | Water Heating | NC | 3.3287e-05 | 6.4496e-05 | 9.4573e-05 | 0.00012332 | 0.00015056 | 0.00017676 | 0.0002025 | 0.0002279 | 0.00025298 | 0.00027764
| Dishwasher_Com, O - HWat [Building w oil WH] | O | Yes | Education | Water Heating | REPL | 0.00026938 | 0.00053557 | 0.00080057 | 0.0010629 | 0.0013229 | 0.0015807 | 0.0018365 | 0.0020903 | 0.0023421 | 0.0025917
| Faucet Aerator_Com, O - HWat | O | Yes | Education | Water Heating | RET | 0.03168 | 0.062985 | 0.09415 | 0.125 | 0.15558 | 0.18589 | 0.21598 | 0.24583 | 0.27544 | 0.30479
| Pre Rinse Sprayers_Com, O - HWat | O | Yes | Education | Water Heating | RET | 0.00080299 | 0.0015965 | 0.0023864 | 0.0024502 | 0.0025155 | 0.0024926 | 0.0024719 | 0.0024518 | 0.0024326 | 0.0024128
| FF Storage Water Heater_Com, O - HWat | O | Yes | Education | Water Heating | NC | 0.0044522 | 0.0086264 | 0.012649 | 0.016494 | 0.020138 | 0.023642 | 0.027085 | 0.030481 | 0.033836 | 0.037135
| FF Storage Water Heater_Com, O - HWat | O | No | Education | Water Heating | RET | 0.03113 | 0.05979 | 0.086374 | 0.11089 | 0.13353 | 0.15445 | 0.17378 | 0.19372 | 0.2142 | 0.23515
| FF Storage Water Heater_Com, O - HWat | O | Yes | Education | Water Heating | REPL | 0.030385 | 0.054405 | 0.075329 | 0.093084 | 0.10775 | 0.11938 | 0.12803 | 0.13578 | 0.14262 | 0.14857
| FF Instantaneous Water Heater_Com, O - HWat | O | No | Education | Water Heating | NC | 0.0074624 | 0.014459 | 0.021202 | 0.027646 | 0.033753 | 0.039628 | 0.045398 | 0.051091 | 0.056714 | 0.062243
| FF Instantaneous Water Heater_Com, O - HWat | O | No | Education | Water Heating | RET | 0.052178 | 0.10022 | 0.14477 | 0.18587 | 0.22382 | 0.25887 | 0.29128 | 0.32124 | 0.34894 | 0.37452
| FF Instantaneous Water Heater_Com, O - HWat | O | No | Education | Water Heating | REPL | 0.038197 | 0.068392 | 0.094696 | 0.11702 | 0.13545 | 0.15007 | 0.16095 | 0.16815 | 0.17172 | 0.17172
| Pnemautic to DDC_Com, O - TotF [Building w Oil Heat] | O | No | Education | Total FF | RET | 1.2775 | 2.5398 | 3.7965 | 5.0407 | 6.2737 | 7.496 | 8.7092 | 9.9128 | 11.1068 | 12.2906
| Data Center_Com, O - TotF [Building w Oil Heat] | O | Yes | Education | Total FF | NC | 0 | 0 | 0 | 0 | 0 | 0 | 0 | 0 | 0 | 0
| Data Center_Com, O - TotF [Building w Oil Heat] | O | Yes | Education | Total FF | RET | 0 | 0 | 0 | 0 | 0 | 0 | 0 | 0 | 0 | 0
| RCx_Com, O - TotF [Building w Oil Heat] | O | Yes | Education | Total FF | RET | 2.7864 | 5.5398 | 8.281 | 10.9947 | 13.684 | 16.3502 | 18.9964 | 21.6216 | 21.4396 | 21.2682
| Commissioning_Com, O - TotF [Building w Oil Heat] | O | Yes | Education | Total FF | NC | 0 | 0 | 0 | 0 | 0 | 0 | 0 | 0 | 0 | 0
| Integrated Building Design_Com, O - TotF [Building w Oil Heat] | O | Yes | Education | Total FF | NC | 0.22799 | 0.44174 | 0.64774 | 0.84461 | 1.0312 | 1.2107 | 1.387 | 1.5609 | 1.7327 | 1.9016
| Deep Energy Retrofit_Com, O - TotF [Building w Oil Heat] | O | Yes | Education | Total FF | RET | 0.81768 | 1.6257 | 2.4301 | 3.2264 | 4.0156 | 4.798 | 5.5745 | 6.3449 | 7.1092 | 7.8669
| EMS_Com, O - TotF [Building w Oil Heat] | O | Yes | Education | Total FF | NC | 0.44432 | 0.86089 | 1.2624 | 1.646 | 2.0097 | 2.3595 | 2.703 | 3.042 | 3.3768 | 3.706
| EMS_Com, O - TotF [Building w Oil Heat] | O | Yes | Education | Total FF | RET | 5.5466 | 11.0275 | 16.484 | 21.8858 | 27.2392 | 32.5464 | 37.8139 | 43.0397 | 48.2239 | 53.3637
| Int Ltg Ctrls_Com, E/O - IntL | E | Yes | Education | Interior Lighting | RET | -3.2476 | -6.4086 | -9.7199 | -12.9949 | -16.2529 | -19.5196 | -22.7496 | -26.0553 | -26.144 | -26.2475
| Exit Sign RetFit_Com, E/O - IntL | E | Yes | Education | Interior Lighting | RET | -0.095548 | -0.18855 | -0.28597 | -0.38232 | -0.47817 | -0.57428 | -0.66931 | -0.76656 | -0.86472 | -0.96076
| LED HiLo Bay_Com, E/O - IntL | E | Yes | Education | Interior Lighting | NC | -0.022937 | -0.04446 | -0.065188 | -0.085248 | -0.10423 | -0.12307 | -0.14189 | -0.1602 | -0.17846 | -0.19649
| LED HiLo Bay_Com, E/O - IntL | E | Yes | Education | Interior Lighting | RET | -0.22383 | -0.42702 | -0.62554 | -0.80865 | -0.97855 | -1.1374 | -1.284 | -1.4238 | -1.5555 | -1.6885
| LED HiLo Bay_Com, E/O - IntL | E | Yes | Education | Interior Lighting | REPL | -0.12253 | -0.21793 | -0.30538 | -0.37952 | -0.44098 | -0.49027 | -0.52683 | -0.55178 | -0.56436 | -0.57142
| Repl Scre_Com, E/O - IntL | E | Yes | Education | Interior Lighting | NC | -0.1089 | -0.21107 | -0.10218 | 0 | 0 | 0 | 0 | 0 | 0 | 0
| Repl Scre_Com, E/O - IntL | E | Yes | Education | Interior Lighting | RET | -0.42447 | -0.83762 | -0.41314 | 0 | 0 | 0 | 0 | 0 | 0 | 0
| Repl Scre_Com, E/O - IntL | E | Yes | Education | Interior Lighting | REPL | -5.589 | -11.0288 | -5.4399 | 0 | 0 | 0 | 0 | 0 | 0 | 0
| Lin LED Fixture_Com, E/O - IntL | E | Yes | Education | Interior Lighting | NC | -0.075794 | -0.14691 | -0.21541 | -0.2817 | -0.34441 | -0.40668 | -0.46886 | -0.52938 | -0.58971 | -0.64929
| Lin LED Fixture_Com, E/O - IntL | E | Yes | Education | Interior Lighting | RET | -0.70856 | -1.3443 | -1.9582 | -2.518 | -3.0313 | -3.5057 | -3.9382 | -4.3461 | -4.7569 | -5.1579
| Lin LED Fixture_Com, E/O - IntL | E | Yes | Education | Interior Lighting | REPL | -0.46884 | -0.8339 | -1.1685 | -1.4522 | -1.6873 | -1.876 | -2.0159 | -2.1113 | -2.1801 | -2.2205
| LED Tube Repl_Com, E/O - IntL | E | Yes | Education | Interior Lighting | RET | -4.4579 | -8.4577 | -12.3203 | -15.8418 | -19.0712 | -22.353 | -25.6374 | -29.0365 | -32.5019 | -35.9241
| LED Tube Repl_Com, E/O - IntL | E | Yes | Education | Interior Lighting | REPL | -4.3318 | -7.7048 | -10.7965 | -13.4174 | -15.5902 | -17.6214 | -19.484 | -21.2411 | -22.8639 | -24.3045
| Repl pin CFL wLED_Com, E/O - IntL | E | Yes | Education | Interior Lighting | RET | -0.12556 | -0.23997 | -0.35215 | -0.45601 | -0.55273 | -0.65732 | -0.76777 | -0.88757 | -1.0149 | -1.1411
| Repl pin CFL wLED_Com, E/O - IntL | E | Yes | Education | Interior Lighting | REPL | -0.14443 | -0.25689 | -0.35997 | -0.44736 | -0.5198 | -0.5938 | -0.6683 | -0.74593 | -0.82566 | -0.90503
| Stair Occ Sensor_Com, E/O - IntL | E | Yes | Education | Interior Lighting | NC | -0.050544 | -0.097971 | -0.14365 | -0.18785 | -0.22967 | -0.27119 | -0.31266 | -0.35302 | -0.39325 | -0.43298
| Stair Occ Sensor_Com, E/O - IntL | E | Yes | Education | Interior Lighting | RET | -0.38912 | -0.76786 | -1.1646 | -1.557 | -1.9474 | -2.3388 | -2.7258 | -3.1218 | -3.5216 | -3.9127
| Int Delamping_Com, E/O - IntL | E | Yes | Education | Interior Lighting | RET | -0.0368 | -0.072618 | -0.11014 | -0.14725 | -0.18417 | -0.22118 | -0.25778 | -0.29524 | -0.33304 | -0.37003
| Int Ltg Dsgn_Com, E/O - IntL | E | Yes | Education | Interior Lighting | NC | -0.071332 | -0.13827 | -0.20273 | -0.26511 | -0.32413 | -0.38274 | -0.44126 | -0.49822 | -0.55499 | -0.61106
| DCV_Com, O - Heat [Building w Oil Heat] | O | Yes | Grocery | Space Heating | RET | 0.74214 | 1.4755 | 2.2056 | 2.9283 | 3.6446 | 4.3547 | 5.0595 | 5.7587 | 6.4524 | 7.1401
| Optimized Unitary AC Sys_Com, O - Heat [Building w Oil Heat] | O | Yes | Grocery | Space Heating | NC | 0.28181 | 0.54603 | 0.80066 | 1.044 | 1.2747 | 1.4965 | 1.7144 | 1.9294 | 2.1418 | 2.3506
| Cool Roof_Com, O - Heat [Building w Oil Heat] | O | No | Grocery | Space Heating | NC | -0.014452 | -0.028001 | -0.04106 | -0.053539 | -0.065367 | -0.076744 | -0.087919 | -0.098944 | -0.10983 | -0.12054
| Cool Roof_Com, O - Heat [Building w Oil Heat] | O | No | Grocery | Space Heating | RET | -0.075453 | -0.15001 | -0.22424 | -0.29772 | -0.37054 | -0.44274 | -0.51439 | -0.58548 | -0.65601 | -0.72592
| Programmable TStat_Com, O - Heat [Building w Oil Heat] | O | Yes | Grocery | Space Heating | NC | 0 | 0 | 0 | 0 | 0 | 0 | 0 | 0 | 0 | 0
| Programmable TStat_Com, O - Heat [Building w Oil Heat] | O | Yes | Grocery | Space Heating | RET | 0 | 0 | 0 | 0 | 0 | 0 | 0 | 0 | 0 | 0
| Smart TStat_Com, O - Heat [Building w Oil Heat] | O | Yes | Grocery | Space Heating | NC | 0.08358 | 0.16194 | 0.23746 | 0.30963 | 0.37804 | 0.44383 | 0.50846 | 0.57222 | 0.6352 | 0.69713
| Smart TStat_Com, O - Heat [Building w Oil Heat] | O | Yes | Grocery | Space Heating | RET | 0.30683 | 0.61003 | 0.91188 | 1.2107 | 1.5068 | 1.8004 | 2.0918 | 2.3809 | 2.6677 | 2.952
| Boiler Blowdown Controls_Com, O - Heat | O | No | Grocery | Space Heating | RET | 0.086547 | 0.17207 | 0.25721 | 0.3415 | 0.42503 | 0.4213 | 0.41796 | 0.41437 | 0.41097 | 0.40764
| Boiler Modifications_Com, O - Heat | O | Yes | Grocery | Space Heating | RET | 0.29653 | 0.58954 | 0.88125 | 1.17 | 1.4562 | 1.74 | 2.0216 | 2.3009 | 2.3718 | 2.3525
| Boilers_Com, O - Heat | O | No | Grocery | Space Heating | NC | 0.030676 | 0.059437 | 0.087155 | 0.11364 | 0.13875 | 0.1629 | 0.18662 | 0.21002 | 0.23314 | 0.25587
| Boilers_Com, O - Heat | O | No | Grocery | Space Heating | RET | 0.25106 | 0.47931 | 0.68837 | 0.8788 | 1.0524 | 1.2108 | 1.3554 | 1.4874 | 1.6079 | 1.7178
| Boilers_Com, O - Heat | O | No | Grocery | Space Heating | REPL | 0.12561 | 0.22492 | 0.31142 | 0.38482 | 0.44544 | 0.49351 | 0.5293 | 0.55297 | 0.56471 | 0.56471
| Furnace_Com, O - Heat | O | Yes | Grocery | Space Heating | NC | 0.044496 | 0.086214 | 0.12642 | 0.16484 | 0.20126 | 0.23629 | 0.27069 | 0.30464 | 0.33817 | 0.37114
| Furnace_Com, O - Heat | O | No | Grocery | Space Heating | RET | 0.41003 | 0.77873 | 1.1128 | 1.4137 | 1.685 | 1.9298 | 2.1509 | 2.3505 | 2.5307 | 2.6933
| Furnace_Com, O - Heat | O | Yes | Grocery | Space Heating | REPL | 0.19805 | 0.35461 | 0.49099 | 0.60672 | 0.70229 | 0.77809 | 0.83452 | 0.87184 | 0.89035 | 0.89035
| Destratification Fans_Com, O - Heat | O | No | Grocery | Space Heating | NC | 0.020601 | 0.039915 | 0.058529 | 0.076318 | 0.093178 | 0.10939 | 0.12532 | 0.14104 | 0.15656 | 0.17183
| Destratification Fans_Com, O - Heat | O | No | Grocery | Space Heating | RET | 0.10042 | 0.1947 | 0.28386 | 0.36771 | 0.44666 | 0.52101 | 0.59111 | 0.6677 | 0.75031 | 0.83845
| Destratification Fans_Com, O - Heat | O | No | Grocery | Space Heating | REPL | 0.14059 | 0.25174 | 0.34855 | 0.43071 | 0.49855 | 0.55236 | 0.59242 | 0.63363 | 0.67597 | 0.7194
| Energy Recovery Ventilator_Com, O - Heat | O | Yes | Grocery | Space Heating | NC | 0.056513 | 0.1095 | 0.16056 | 0.20936 | 0.25561 | 0.3001 | 0.3438 | 0.38691 | 0.42949 | 0.47136
| Energy Recovery Ventilator_Com, O - Heat | O | Yes | Grocery | Space Heating | RET | 0.49175 | 0.93637 | 1.3414 | 1.7083 | 2.0409 | 2.3427 | 2.6168 | 2.881 | 3.1362 | 3.3828
| Energy Recovery Ventilator_Com, O - Heat | O | Yes | Grocery | Space Heating | REPL | 0.38569 | 0.69058 | 0.95617 | 1.1815 | 1.3677 | 1.5153 | 1.6252 | 1.71 | 1.77 | 1.8058
| Forced Air Heating Maintenance_Com, O - Heat | O | No | Grocery | Space Heating | RET | 0.0076046 | 0.015119 | 0.0226 | 0.030006 | 0.037346 | 0.037018 | 0.036725 | 0.036409 | 0.03611 | 0.035817
| Steam Trap Maintenance_Com, O - Heat | O | Yes | Grocery | Space Heating | RET | 0.080324 | 0.1597 | 0.23871 | 0.31694 | 0.39447 | 0.47132 | 0.46728 | 0.46359 | 0.45964 | 0.45585
| Windows_Com, O - Heat [Building w Oil Heat] | O | No | Grocery | Space Heating | NC | 0.064478 | 0.12493 | 0.18319 | 0.23887 | 0.29164 | 0.3424 | 0.39225 | 0.44144 | 0.49003 | 0.5378
| Window Film_Com, O - Heat [Building w Oil Heat] | O | No | Grocery | Space Heating | RET | 0 | 0 | 0 | 0 | 0 | 0 | 0 | 0 | 0 | 0
| Kitchen DCV_Com, O - Heat [Building w Oil Heat] | O | Yes | Grocery | Space Heating | NC | 0.019045 | 0.036901 | 0.054109 | 0.070555 | 0.086142 | 0.10113 | 0.11586 | 0.13039 | 0.14474 | 0.15885
| Kitchen DCV_Com, O - Heat [Building w Oil Heat] | O | Yes | Grocery | Space Heating | RET | 0.18132 | 0.34383 | 0.49056 | 0.62232 | 0.74075 | 0.84724 | 0.94311 | 1.032 | 1.1147 | 1.1916
| Kitchen DCV_Com, O - Heat [Building w Oil Heat] | O | Yes | Grocery | Space Heating | REPL | 0.12998 | 0.23273 | 0.32223 | 0.39818 | 0.46091 | 0.51065 | 0.54768 | 0.57408 | 0.59001 | 0.59563
| Duct Sealing Non Regulated_Com, O - Heat [Building w Oil Heat] | O | Yes | Grocery | Space Heating | RET | 0.25003 | 0.4971 | 0.74306 | 0.98656 | 1.2279 | 1.4671 | 1.7046 | 1.9401 | 2.1738 | 2.4055
| Clothes Washer Oil WH_Com, O - HWat [unit w/ elec dry - Water Heater] | O | Yes | Grocery | Water Heating | NC | 1.2911e-05 | 2.5017e-05 | 3.6683e-05 | 4.7832e-05 | 5.8399e-05 | 6.8563e-05 | 7.8547e-05 | 7.5585e-05 | 7.3406e-05 | 7.1599e-05
| Clothes Washer Oil WH_Com, O - HWat [unit w/ elec dry - Water Heater] | O | Yes | Grocery | Water Heating | REPL | 0.00018882 | 0.00037541 | 0.00056116 | 0.00074505 | 0.0009273 | 0.001108 | 0.0012873 | 0.0012764 | 0.0012663 | 0.0012555
| Clothes Washer Oil WH_Com, O - HWat [unit w/ gas dry - Water Heater] | O | Yes | Grocery | Water Heating | NC | 2.1519e-06 | 4.1694e-06 | 6.1138e-06 | 7.972e-06 | 9.7332e-06 | 1.1427e-05 | 1.3091e-05 | 1.2597e-05 | 1.2234e-05 | 1.1933e-05
| Clothes Washer Oil WH_Com, O - HWat [unit w/ gas dry - Water Heater] | O | Yes | Grocery | Water Heating | REPL | 3.147e-05 | 6.2568e-05 | 9.3527e-05 | 0.00012418 | 0.00015455 | 0.00018466 | 0.00021455 | 0.00021273 | 0.00021104 | 0.00020925
| Clothes Washer Oil WH_Com, O - HWat [unit w/ propane dry - Water Heater] | O | Yes | Grocery | Water Heating | NC | 3.2278e-06 | 6.2541e-06 | 9.1707e-06 | 1.1958e-05 | 1.46e-05 | 1.7141e-05 | 1.9637e-05 | 1.8896e-05 | 1.8352e-05 | 1.79e-05
| Clothes Washer Oil WH_Com, O - HWat [unit w/ propane dry - Water Heater] | O | Yes | Grocery | Water Heating | REPL | 4.7206e-05 | 9.3852e-05 | 0.00014029 | 0.00018626 | 0.00023182 | 0.00027699 | 0.00032182 | 0.00031909 | 0.00031657 | 0.00031387
| Dishwasher_Com, O - HWat [Building w oil WH] | O | Yes | Grocery | Water Heating | NC | 1.835e-06 | 3.5554e-06 | 5.2135e-06 | 6.798e-06 | 8.2999e-06 | 9.7444e-06 | 1.1163e-05 | 1.2563e-05 | 1.3946e-05 | 1.5305e-05
| Dishwasher_Com, O - HWat [Building w oil WH] | O | Yes | Grocery | Water Heating | REPL | 1.485e-05 | 2.9524e-05 | 4.4132e-05 | 5.8595e-05 | 7.2927e-05 | 8.7136e-05 | 0.00010124 | 0.00011523 | 0.00012911 | 0.00014287
| Faucet Aerator_Com, O - HWat | O | Yes | Grocery | Water Heating | RET | 0.0017464 | 0.0034721 | 0.0051901 | 0.006891 | 0.0085765 | 0.010248 | 0.011906 | 0.013551 | 0.015184 | 0.016802
| Pre Rinse Sprayers_Com, O - HWat | O | Yes | Grocery | Water Heating | RET | 0.0021448 | 0.0042643 | 0.0063742 | 0.0065447 | 0.0067191 | 0.0066578 | 0.0066026 | 0.006549 | 0.0064976 | 0.0064447
| FF Storage Water Heater_Com, O - HWat | O | Yes | Grocery | Water Heating | NC | 0.00049086 | 0.00095108 | 0.0013946 | 0.0018185 | 0.0022202 | 0.0026066 | 0.0029862 | 0.0033606 | 0.0037305 | 0.0040942
| FF Storage Water Heater_Com, O - HWat | O | No | Grocery | Water Heating | RET | 0.0034322 | 0.006592 | 0.0095229 | 0.012226 | 0.014722 | 0.017028 | 0.01916 | 0.021359 | 0.023617 | 0.025926
| FF Storage Water Heater_Com, O - HWat | O | Yes | Grocery | Water Heating | REPL | 0.00335 | 0.0059983 | 0.0083052 | 0.010263 | 0.011879 | 0.013162 | 0.014116 | 0.01497 | 0.015724 | 0.01638
| FF Instantaneous Water Heater_Com, O - HWat | O | No | Grocery | Water Heating | NC | 0.00082275 | 0.0015941 | 0.0023375 | 0.003048 | 0.0037214 | 0.004369 | 0.0050052 | 0.0056329 | 0.0062529 | 0.0068624
| FF Instantaneous Water Heater_Com, O - HWat | O | No | Grocery | Water Heating | RET | 0.0057528 | 0.011049 | 0.015962 | 0.020493 | 0.024677 | 0.028541 | 0.032115 | 0.035418 | 0.038471 | 0.041291
| FF Instantaneous Water Heater_Com, O - HWat | O | No | Grocery | Water Heating | REPL | 0.0042113 | 0.0075404 | 0.01044 | 0.012901 | 0.014934 | 0.016545 | 0.017745 | 0.018539 | 0.018932 | 0.018932
| Pnemautic to DDC_Com, O - TotF [Building w Oil Heat] | O | No | Grocery | Total FF | RET | 0.14085 | 0.28002 | 0.41858 | 0.55575 | 0.69168 | 0.82645 | 0.96021 | 1.0929 | 1.2245 | 1.3551
| Data Center_Com, O - TotF [Building w Oil Heat] | O | Yes | Grocery | Total FF | NC | 0 | 0 | 0 | 0 | 0 | 0 | 0 | 0 | 0 | 0
| Data Center_Com, O - TotF [Building w Oil Heat] | O | Yes | Grocery | Total FF | RET | 0 | 0 | 0 | 0 | 0 | 0 | 0 | 0 | 0 | 0
| RCx_Com, O - TotF [Building w Oil Heat] | O | Yes | Grocery | Total FF | RET | 0.34561 | 0.68713 | 1.0271 | 1.3637 | 1.6973 | 2.028 | 2.3562 | 2.6818 | 2.6592 | 2.638
| Commissioning_Com, O - TotF [Building w Oil Heat] | O | Yes | Grocery | Total FF | NC | 0 | 0 | 0 | 0 | 0 | 0 | 0 | 0 | 0 | 0
| Integrated Building Design_Com, O - TotF [Building w Oil Heat] | O | Yes | Grocery | Total FF | NC | 0.025136 | 0.048703 | 0.071415 | 0.093121 | 0.11369 | 0.13348 | 0.15292 | 0.17209 | 0.19103 | 0.20966
| Deep Energy Retrofit_Com, O - TotF [Building w Oil Heat] | O | Yes | Grocery | Total FF | RET | 0.090151 | 0.17923 | 0.26792 | 0.35572 | 0.44273 | 0.52899 | 0.6146 | 0.69954 | 0.7838 | 0.86734
| EMS_Com, O - TotF [Building w Oil Heat] | O | Yes | Grocery | Total FF | NC | 0.048987 | 0.094915 | 0.13918 | 0.18148 | 0.22157 | 0.26014 | 0.29801 | 0.33539 | 0.3723 | 0.40859
| EMS_Com, O - TotF [Building w Oil Heat] | O | Yes | Grocery | Total FF | RET | 0.61153 | 1.2158 | 1.8174 | 2.413 | 3.0032 | 3.5883 | 4.1691 | 4.7452 | 5.3168 | 5.8835
| Int Ltg Ctrls_Com, E/O - IntL | E | Yes | Grocery | Interior Lighting | RET | -0.5225 | -1.0311 | -1.5638 | -2.0907 | -2.6149 | -3.1404 | -3.6601 | -4.1919 | -4.2062 | -4.2228
| Exit Sign RetFit_Com, E/O - IntL | E | Yes | Grocery | Interior Lighting | RET | -0.0067931 | -0.013405 | -0.020331 | -0.027181 | -0.033996 | -0.040829 | -0.047585 | -0.0545 | -0.061479 | -0.068307
| LED HiLo Bay_Com, E/O - IntL | E | Yes | Grocery | Interior Lighting | NC | -0.012225 | -0.023696 | -0.034745 | -0.045436 | -0.055551 | -0.065594 | -0.075624 | -0.085386 | -0.095116 | -0.10473
| LED HiLo Bay_Com, E/O - IntL | E | Yes | Grocery | Interior Lighting | RET | -0.0092252 | -0.0176 | -0.025782 | -0.033329 | -0.040332 | -0.04688 | -0.052919 | -0.058683 | -0.064109 | -0.069592
| LED HiLo Bay_Com, E/O - IntL | E | Yes | Grocery | Interior Lighting | REPL | -0.065305 | -0.11615 | -0.16276 | -0.20228 | -0.23503 | -0.26131 | -0.28079 | -0.29409 | -0.3008 | -0.30456
| Repl Scre_Com, E/O - IntL | E | Yes | Grocery | Interior Lighting | NC | -0.0083828 | -0.016249 | -0.0078659 | 0 | 0 | 0 | 0 | 0 | 0 | 0
| Repl Scre_Com, E/O - IntL | E | Yes | Grocery | Interior Lighting | RET | -0.039697 | -0.078335 | -0.038638 | 0 | 0 | 0 | 0 | 0 | 0 | 0
| Repl Scre_Com, E/O - IntL | E | Yes | Grocery | Interior Lighting | REPL | -0.43024 | -0.84901 | -0.41876 | 0 | 0 | 0 | 0 | 0 | 0 | 0
| Lin LED Fixture_Com, E/O - IntL | E | Yes | Grocery | Interior Lighting | NC | -0.011132 | -0.021577 | -0.031637 | -0.041372 | -0.050582 | -0.059727 | -0.06886 | -0.077749 | -0.086608 | -0.095359
| Lin LED Fixture_Com, E/O - IntL | E | Yes | Grocery | Interior Lighting | RET | -0.084785 | -0.16086 | -0.23432 | -0.30129 | -0.36271 | -0.41949 | -0.47123 | -0.52005 | -0.5692 | -0.61718
| Lin LED Fixture_Com, E/O - IntL | E | Yes | Grocery | Interior Lighting | REPL | -0.068856 | -0.12247 | -0.17162 | -0.21328 | -0.24782 | -0.27552 | -0.29606 | -0.31008 | -0.32018 | -0.32611
| LED Tube Repl_Com, E/O - IntL | E | Yes | Grocery | Interior Lighting | RET | -0.53342 | -1.012 | -1.4742 | -1.8956 | -2.282 | -2.6747 | -3.0677 | -3.4744 | -3.8891 | -4.2986
| LED Tube Repl_Com, E/O - IntL | E | Yes | Grocery | Interior Lighting | REPL | -0.6362 | -1.1316 | -1.5856 | -1.9706 | -2.2897 | -2.588 | -2.8615 | -3.1196 | -3.3579 | -3.5695
| Repl pin CFL wLED_Com, E/O - IntL | E | Yes | Grocery | Interior Lighting | RET | -0.00036438 | -0.00069637 | -0.0010219 | -0.0013233 | -0.001604 | -0.0019075 | -0.002228 | -0.0025757 | -0.002945 | -0.0033113
| Repl pin CFL wLED_Com, E/O - IntL | E | Yes | Grocery | Interior Lighting | REPL | -0.0005119 | -0.0009105 | -0.0012759 | -0.0015856 | -0.0018423 | -0.0021046 | -0.0023687 | -0.0026438 | -0.0029264 | -0.0032077
| Stair Occ Sensor_Com, E/O - IntL | E | Yes | Grocery | Interior Lighting | NC | -0.0083042 | -0.016096 | -0.023601 | -0.030864 | -0.037734 | -0.044557 | -0.05137 | -0.058001 | -0.06461 | -0.071138
| Stair Occ Sensor_Com, E/O - IntL | E | Yes | Grocery | Interior Lighting | RET | -0.063932 | -0.12616 | -0.19134 | -0.25581 | -0.31995 | -0.38425 | -0.44784 | -0.51291 | -0.57859 | -0.64285
| Int Delamping_Com, E/O - IntL | E | Yes | Grocery | Interior Lighting | RET | -0.0054047 | -0.010665 | -0.016176 | -0.021626 | -0.027048 | -0.032484 | -0.037859 | -0.043361 | -0.048913 | -0.054346
| Int Ltg Dsgn_Com, E/O - IntL | E | Yes | Grocery | Interior Lighting | NC | -0.011452 | -0.022198 | -0.032547 | -0.042563 | -0.052038 | -0.061446 | -0.070842 | -0.079986 | -0.089101 | -0.098103
| DCV_Com, O - Heat [Building w Oil Heat] | O | Yes | Hospital | Space Heating | RET | 16.7491 | 33.2998 | 49.7766 | 66.0885 | 82.2542 | 98.2804 | 114.1865 | 129.9668 | 145.6216 | 161.1421
| Optimized Unitary AC Sys_Com, O - Heat [Building w Oil Heat] | O | Yes | Hospital | Space Heating | NC | 6.3602 | 12.3232 | 18.0699 | 23.562 | 28.7675 | 33.7742 | 38.6921 | 43.5442 | 48.3368 | 53.0491
| Cool Roof_Com, O - Heat [Building w Oil Heat] | O | No | Hospital | Space Heating | NC | -0.32616 | -0.63196 | -0.92666 | -1.2083 | -1.4753 | -1.732 | -1.9842 | -2.233 | -2.4788 | -2.7205
| Cool Roof_Com, O - Heat [Building w Oil Heat] | O | No | Hospital | Space Heating | RET | -1.7029 | -3.3856 | -5.0607 | -6.7192 | -8.3627 | -9.9921 | -11.6092 | -13.2136 | -14.8052 | -16.3832
| Programmable TStat_Com, O - Heat [Building w Oil Heat] | O | Yes | Hospital | Space Heating | NC | 0 | 0 | 0 | 0 | 0 | 0 | 0 | 0 | 0 | 0
| Programmable TStat_Com, O - Heat [Building w Oil Heat] | O | Yes | Hospital | Space Heating | RET | 0 | 0 | 0 | 0 | 0 | 0 | 0 | 0 | 0 | 0
| Smart TStat_Com, O - Heat [Building w Oil Heat] | O | Yes | Hospital | Space Heating | NC | 0.52799 | 1.023 | 1.5001 | 1.956 | 2.3881 | 2.8037 | 3.212 | 3.6148 | 4.0127 | 4.4038
| Smart TStat_Com, O - Heat [Building w Oil Heat] | O | Yes | Hospital | Space Heating | RET | 1.9383 | 3.8537 | 5.7605 | 7.6482 | 9.519 | 11.3736 | 13.2144 | 15.0406 | 16.8522 | 18.6483
| Boiler Blowdown Controls_Com, O - Heat | O | No | Hospital | Space Heating | RET | 0.088438 | 0.17583 | 0.26283 | 0.34896 | 0.43431 | 0.4305 | 0.42709 | 0.42342 | 0.41995 | 0.41654
| Boiler Modifications_Com, O - Heat | O | Yes | Hospital | Space Heating | RET | 0.30301 | 0.60242 | 0.9005 | 1.1956 | 1.488 | 1.778 | 2.0657 | 2.3512 | 2.4236 | 2.4039
| Boilers_Com, O - Heat | O | No | Hospital | Space Heating | NC | 0.031346 | 0.060735 | 0.089059 | 0.11613 | 0.14178 | 0.16646 | 0.1907 | 0.21461 | 0.23823 | 0.26145
| Boilers_Com, O - Heat | O | No | Hospital | Space Heating | RET | 0.25654 | 0.48978 | 0.70341 | 0.89799 | 1.0754 | 1.2373 | 1.385 | 1.5199 | 1.643 | 1.7553
| Boilers_Com, O - Heat | O | No | Hospital | Space Heating | REPL | 0.12836 | 0.22983 | 0.31822 | 0.39322 | 0.45517 | 0.50429 | 0.54086 | 0.56505 | 0.57705 | 0.57705
| Furnace_Com, O - Heat | O | Yes | Hospital | Space Heating | NC | 1.8855 | 3.6533 | 5.357 | 6.9852 | 8.5284 | 10.0127 | 11.4706 | 12.9091 | 14.3299 | 15.7269
| Furnace_Com, O - Heat | O | Yes | Hospital | Space Heating | RET | 17.3751 | 32.9989 | 47.1528 | 59.9037 | 71.4028 | 81.7766 | 91.1458 | 99.6042 | 107.24 | 114.1289
| Furnace_Com, O - Heat | O | Yes | Hospital | Space Heating | REPL | 8.3923 | 15.0266 | 20.8057 | 25.7097 | 29.7597 | 32.9717 | 35.3627 | 36.9441 | 37.7285 | 37.7285
| Energy Recovery Ventilator_Com, O - Heat | O | Yes | Hospital | Space Heating | NC | 1.2754 | 2.4712 | 3.6236 | 4.725 | 5.7688 | 6.7728 | 7.7591 | 8.7321 | 9.6931 | 10.6381
| Energy Recovery Ventilator_Com, O - Heat | O | Yes | Hospital | Space Heating | RET | 11.0982 | 21.1327 | 30.2732 | 38.5532 | 46.0614 | 52.8721 | 59.0573 | 65.0204 | 70.7791 | 76.3459
| Energy Recovery Ventilator_Com, O - Heat | O | Yes | Hospital | Space Heating | REPL | 8.7044 | 15.5855 | 21.5795 | 26.6658 | 30.8665 | 34.198 | 36.6778 | 38.5914 | 39.9474 | 40.7539
| Forced Air Heating Maintenance_Com, O - Heat | O | Yes | Hospital | Space Heating | RET | 0.32224 | 0.64067 | 0.95768 | 1.2715 | 1.5825 | 1.5686 | 1.5562 | 1.5428 | 1.5302 | 1.5178
| Steam Trap Maintenance_Com, O - Heat | O | Yes | Hospital | Space Heating | RET | 0.082078 | 0.16318 | 0.24393 | 0.32386 | 0.40308 | 0.48162 | 0.47749 | 0.47371 | 0.46968 | 0.46581
| Windows_Com, O - Heat [Building w Oil Heat] | O | Yes | Hospital | Space Heating | NC | 1.4552 | 2.8195 | 4.1343 | 5.3909 | 6.5819 | 7.7274 | 8.8526 | 9.9628 | 11.0593 | 12.1375
| Window Film_Com, O - Heat [Building w Oil Heat] | O | No | Hospital | Space Heating | RET | 0 | 0 | 0 | 0 | 0 | 0 | 0 | 0 | 0 | 0
| Kitchen DCV_Com, O - Heat [Building w Oil Heat] | O | Yes | Hospital | Space Heating | NC | 0.72433 | 1.4034 | 2.0579 | 2.6834 | 3.2762 | 3.8464 | 4.4065 | 4.959 | 5.5048 | 6.0415
| Kitchen DCV_Com, O - Heat [Building w Oil Heat] | O | Yes | Hospital | Space Heating | RET | 6.896 | 13.0765 | 18.6573 | 23.6683 | 28.1726 | 32.2228 | 35.8687 | 39.2505 | 42.3937 | 45.3195
| Kitchen DCV_Com, O - Heat [Building w Oil Heat] | O | Yes | Hospital | Space Heating | REPL | 4.9434 | 8.8512 | 12.2553 | 15.1439 | 17.5294 | 19.4214 | 20.8298 | 21.8337 | 22.4395 | 22.6533
| Duct Sealing Non Regulated_Com, O - Heat [Building w Oil Heat] | O | Yes | Hospital | Space Heating | RET | 5.6428 | 11.2188 | 16.7699 | 22.2654 | 27.7117 | 33.111 | 38.4698 | 43.7862 | 49.0604 | 54.2893
| Clothes Washer Oil WH_Com, O - HWat [unit w/ elec dry - Water Heater] | O | Yes | Hospital | Water Heating | NC | 0.0024283 | 0.0047049 | 0.006899 | 0.0089959 | 0.010983 | 0.012895 | 0.014772 | 0.014215 | 0.013806 | 0.013466
| Clothes Washer Oil WH_Com, O - HWat [unit w/ elec dry - Water Heater] | O | Yes | Hospital | Water Heating | REPL | 0.035512 | 0.070604 | 0.10554 | 0.14012 | 0.1744 | 0.20838 | 0.2421 | 0.24005 | 0.23815 | 0.23612
| Clothes Washer Oil WH_Com, O - HWat [unit w/ gas dry - Water Heater] | O | Yes | Hospital | Water Heating | NC | 0.00040471 | 0.00078416 | 0.0011498 | 0.0014993 | 0.0018306 | 0.0021491 | 0.0024621 | 0.0023692 | 0.002301 | 0.0022443
| Clothes Washer Oil WH_Com, O - HWat [unit w/ gas dry - Water Heater] | O | Yes | Hospital | Water Heating | REPL | 0.0059187 | 0.011767 | 0.01759 | 0.023354 | 0.029067 | 0.03473 | 0.040351 | 0.040008 | 0.039692 | 0.039354
| Clothes Washer Oil WH_Com, O - HWat [unit w/ propane dry - Water Heater] | O | Yes | Hospital | Water Heating | NC | 0.00060707 | 0.0011762 | 0.0017248 | 0.002249 | 0.0027458 | 0.0032237 | 0.0036931 | 0.0035539 | 0.0034514 | 0.0033665
| Clothes Washer Oil WH_Com, O - HWat [unit w/ propane dry - Water Heater] | O | Yes | Hospital | Water Heating | REPL | 0.0088781 | 0.017651 | 0.026385 | 0.035031 | 0.0436 | 0.052095 | 0.060526 | 0.060012 | 0.059537 | 0.059031
| Ozone Laundry_Com, O - HWat | O | Yes | Hospital | Water Heating | RET | 0.12918 | 0.25683 | 0.38391 | 0.50971 | 0.63439 | 0.758 | 0.88067 | 1.0024 | 1.1231 | 1.2428
| Dishwasher_Com, O - HWat [Building w oil WH] | O | Yes | Hospital | Water Heating | NC | 9.9393e-05 | 0.00019258 | 0.00028239 | 0.00036821 | 0.00044956 | 0.0005278 | 0.00060466 | 0.00068048 | 0.00075538 | 0.00082902
| Dishwasher_Com, O - HWat [Building w oil WH] | O | Yes | Hospital | Water Heating | REPL | 0.00080434 | 0.0015992 | 0.0023904 | 0.0031738 | 0.0039501 | 0.0047197 | 0.0054836 | 0.0062414 | 0.0069932 | 0.0077385
| Faucet Aerator_Com, O - HWat | O | Yes | Hospital | Water Heating | RET | 0.013138 | 0.026121 | 0.039045 | 0.05184 | 0.064521 | 0.077092 | 0.089568 | 0.10195 | 0.11423 | 0.1264
| FF Storage Water Heater_Com, O - HWat | O | Yes | Hospital | Water Heating | NC | 0.011078 | 0.021465 | 0.031474 | 0.04104 | 0.050107 | 0.058828 | 0.067394 | 0.075846 | 0.084193 | 0.092401
| FF Storage Water Heater_Com, O - HWat | O | No | Hospital | Water Heating | RET | 0.07746 | 0.14877 | 0.21492 | 0.27593 | 0.33227 | 0.3843 | 0.43242 | 0.48204 | 0.533 | 0.58512
| FF Storage Water Heater_Com, O - HWat | O | Yes | Hospital | Water Heating | REPL | 0.075606 | 0.13537 | 0.18744 | 0.23162 | 0.2681 | 0.29704 | 0.31858 | 0.33784 | 0.35487 | 0.36967
| FF Instantaneous Water Heater_Com, O - HWat | O | No | Hospital | Water Heating | NC | 0.018568 | 0.035977 | 0.052755 | 0.068789 | 0.083987 | 0.098603 | 0.11296 | 0.12713 | 0.14112 | 0.15488
| FF Instantaneous Water Heater_Com, O - HWat | O | No | Hospital | Water Heating | RET | 0.12983 | 0.24936 | 0.36023 | 0.4625 | 0.55692 | 0.64414 | 0.72479 | 0.79934 | 0.86824 | 0.93189
| FF Instantaneous Water Heater_Com, O - HWat | O | No | Hospital | Water Heating | REPL | 0.095044 | 0.17018 | 0.23563 | 0.29116 | 0.33703 | 0.37341 | 0.40048 | 0.41839 | 0.42728 | 0.42728
| Pnemautic to DDC_Com, O - TotF [Building w Oil Heat] | O | Yes | Hospital | Total FF | RET | 3.1787 | 6.3197 | 9.4468 | 12.5425 | 15.6104 | 18.6519 | 21.6706 | 24.6655 | 27.6365 | 30.582
| Data Center_Com, O - TotF [Building w Oil Heat] | O | Yes | Hospital | Total FF | NC | 0 | 0 | 0 | 0 | 0 | 0 | 0 | 0 | 0 | 0
| Data Center_Com, O - TotF [Building w Oil Heat] | O | Yes | Hospital | Total FF | RET | 0 | 0 | 0 | 0 | 0 | 0 | 0 | 0 | 0 | 0
| RCx_Com, O - TotF [Building w Oil Heat] | O | Yes | Hospital | Total FF | RET | 8.6667 | 17.2307 | 25.7565 | 34.1969 | 42.5617 | 50.8543 | 59.0848 | 67.2501 | 66.6839 | 66.1508
| Commissioning_Com, O - TotF [Building w Oil Heat] | O | Yes | Hospital | Total FF | NC | 0 | 0 | 0 | 0 | 0 | 0 | 0 | 0 | 0 | 0
| Integrated Building Design_Com, O - TotF [Building w Oil Heat] | O | Yes | Hospital | Total FF | NC | 0.56729 | 1.0992 | 1.6117 | 2.1016 | 2.5659 | 3.0125 | 3.4511 | 3.8839 | 4.3114 | 4.7317
| Deep Energy Retrofit_Com, O - TotF [Building w Oil Heat] | O | Yes | Hospital | Total FF | RET | 2.0346 | 4.0451 | 6.0466 | 8.0281 | 9.9918 | 11.9386 | 13.8708 | 15.7877 | 17.6894 | 19.5748
| EMS_Com, O - TotF [Building w Oil Heat] | O | Yes | Hospital | Total FF | NC | 1.1056 | 2.1421 | 3.1411 | 4.0958 | 5.0006 | 5.8709 | 6.7258 | 7.5692 | 8.4023 | 9.2214
| EMS_Com, O - TotF [Building w Oil Heat] | O | Yes | Hospital | Total FF | RET | 13.8014 | 27.4393 | 41.0163 | 54.4574 | 67.778 | 80.9838 | 94.0905 | 107.0936 | 119.9932 | 132.7823
| Int Ltg Ctrls_Com, E/O - IntL | E | Yes | Hospital | Interior Lighting | RET | -0.94453 | -1.8639 | -2.8269 | -3.7794 | -4.7269 | -5.677 | -6.6164 | -7.5778 | -7.6036 | -7.6337
| Repl Scre_Com, E/O - IntL | E | Yes | Hospital | Interior Lighting | NC | -0.019901 | -0.038574 | -0.018674 | 0 | 0 | 0 | 0 | 0 | 0 | 0
| Repl Scre_Com, E/O - IntL | E | Yes | Hospital | Interior Lighting | RET | -0.0023889 | -0.0047142 | -0.0023252 | 0 | 0 | 0 | 0 | 0 | 0 | 0
| Repl Scre_Com, E/O - IntL | E | Yes | Hospital | Interior Lighting | REPL | -1.0214 | -2.0155 | -0.99415 | 0 | 0 | 0 | 0 | 0 | 0 | 0
| Lin LED Fixture_Com, E/O - IntL | E | Yes | Hospital | Interior Lighting | NC | -0.024558 | -0.047602 | -0.069796 | -0.091274 | -0.11159 | -0.13177 | -0.15192 | -0.17153 | -0.19107 | -0.21038
| Lin LED Fixture_Com, E/O - IntL | E | Yes | Hospital | Interior Lighting | RET | -0.25209 | -0.47827 | -0.6967 | -0.89583 | -1.0785 | -1.2473 | -1.4011 | -1.5463 | -1.6924 | -1.8351
| Lin LED Fixture_Com, E/O - IntL | E | Yes | Hospital | Interior Lighting | REPL | -0.15191 | -0.27019 | -0.37862 | -0.47053 | -0.54672 | -0.60785 | -0.65317 | -0.6841 | -0.70638 | -0.71946
| LED Tube Repl_Com, E/O - IntL | E | Yes | Hospital | Interior Lighting | RET | -1.3481 | -2.5577 | -3.7258 | -4.7907 | -5.7673 | -6.7598 | -7.753 | -8.7809 | -9.8289 | -10.8638
| LED Tube Repl_Com, E/O - IntL | E | Yes | Hospital | Interior Lighting | REPL | -1.193 | -2.122 | -2.9735 | -3.6953 | -4.2937 | -4.8531 | -5.3661 | -5.8501 | -6.297 | -6.6937
| Repl pin CFL wLED_Com, E/O - IntL | E | Yes | Hospital | Interior Lighting | RET | -0.044848 | -0.08571 | -0.12578 | -0.16287 | -0.19742 | -0.23478 | -0.27423 | -0.31702 | -0.36248 | -0.40756
| Repl pin CFL wLED_Com, E/O - IntL | E | Yes | Hospital | Interior Lighting | REPL | -0.043697 | -0.077722 | -0.10891 | -0.13535 | -0.15727 | -0.17965 | -0.2022 | -0.22568 | -0.2498 | -0.27382
| Stair Occ Sensor_Com, E/O - IntL | E | Yes | Hospital | Interior Lighting | NC | -0.016332 | -0.031657 | -0.046417 | -0.060701 | -0.074213 | -0.087631 | -0.10103 | -0.11407 | -0.12707 | -0.13991
| Stair Occ Sensor_Com, E/O - IntL | E | Yes | Hospital | Interior Lighting | RET | -0.12574 | -0.24812 | -0.37632 | -0.50311 | -0.62925 | -0.75573 | -0.88078 | -1.0088 | -1.1379 | -1.2643
| Int Delamping_Com, E/O - IntL | E | Yes | Hospital | Interior Lighting | RET | -0.011924 | -0.023529 | -0.035687 | -0.047711 | -0.059672 | -0.071666 | -0.083525 | -0.095662 | -0.10791 | -0.1199
| Int Ltg Dsgn_Com, E/O - IntL | E | Yes | Hospital | Interior Lighting | NC | -0.020742 | -0.040205 | -0.058951 | -0.077091 | -0.094252 | -0.11129 | -0.12831 | -0.14487 | -0.16138 | -0.17769
| Optimized Unitary AC Sys_Com, O - Heat [Building w Oil Heat] | O | Yes | Food Service | Space Heating | NC | 0.60584 | 1.1738 | 1.7212 | 2.2444 | 2.7402 | 3.2172 | 3.6856 | 4.1478 | 4.6043 | 5.0532
| Cool Roof_Com, O - Heat [Building w Oil Heat] | O | No | Food Service | Space Heating | NC | -0.031068 | -0.060197 | -0.088269 | -0.1151 | -0.14053 | -0.16498 | -0.18901 | -0.21271 | -0.23612 | -0.25914
| Cool Roof_Com, O - Heat [Building w Oil Heat] | O | No | Food Service | Space Heating | RET | -0.16221 | -0.32249 | -0.48206 | -0.64003 | -0.79659 | -0.95179 | -1.1058 | -1.2587 | -1.4103 | -1.5606
| Programmable TStat_Com, O - Heat [Building w Oil Heat] | O | Yes | Food Service | Space Heating | NC | 0 | 0 | 0 | 0 | 0 | 0 | 0 | 0 | 0 | 0
| Programmable TStat_Com, O - Heat [Building w Oil Heat] | O | Yes | Food Service | Space Heating | RET | 0 | 0 | 0 | 0 | 0 | 0 | 0 | 0 | 0 | 0
| Smart TStat_Com, O - Heat [Building w Oil Heat] | O | Yes | Food Service | Space Heating | NC | 0.13109 | 0.254 | 0.37245 | 0.48565 | 0.59294 | 0.69614 | 0.7975 | 0.89751 | 0.99629 | 1.0934
| Smart TStat_Com, O - Heat [Building w Oil Heat] | O | Yes | Food Service | Space Heating | RET | 0.48126 | 0.95681 | 1.4302 | 1.8989 | 2.3634 | 2.8239 | 3.281 | 3.7344 | 4.1842 | 4.6301
| Boiler Blowdown Controls_Com, O - Heat | O | No | Food Service | Space Heating | RET | 0.12764 | 0.25376 | 0.37932 | 0.50363 | 0.62682 | 0.62131 | 0.6164 | 0.61109 | 0.60608 | 0.60117
| Boiler Modifications_Com, O - Heat | O | Yes | Food Service | Space Heating | RET | 0.43731 | 0.86944 | 1.2996 | 1.7255 | 2.1476 | 2.566 | 2.9813 | 3.3933 | 3.4979 | 3.4694
| Boilers_Com, O - Heat | O | No | Food Service | Space Heating | NC | 0.04524 | 0.087655 | 0.12853 | 0.1676 | 0.20462 | 0.24024 | 0.27522 | 0.30973 | 0.34382 | 0.37734
| Boilers_Com, O - Heat | O | No | Food Service | Space Heating | RET | 0.37025 | 0.70687 | 1.0152 | 1.296 | 1.5521 | 1.7856 | 1.9989 | 2.1936 | 2.3713 | 2.5334
| Boilers_Com, O - Heat | O | No | Food Service | Space Heating | REPL | 0.18525 | 0.3317 | 0.45927 | 0.56751 | 0.65691 | 0.72782 | 0.78059 | 0.8155 | 0.83282 | 0.83282
| Furnace_Com, O - Heat | O | Yes | Food Service | Space Heating | NC | 0.12327 | 0.23884 | 0.35021 | 0.45666 | 0.55754 | 0.65458 | 0.74989 | 0.84393 | 0.93682 | 1.0281
| Furnace_Com, O - Heat | O | Yes | Food Service | Space Heating | RET | 1.1359 | 2.1573 | 3.0826 | 3.9162 | 4.668 | 5.3461 | 5.9587 | 6.5116 | 7.0108 | 7.4612
| Furnace_Com, O - Heat | O | Yes | Food Service | Space Heating | REPL | 0.54865 | 0.98237 | 1.3602 | 1.6808 | 1.9455 | 2.1555 | 2.3118 | 2.4152 | 2.4665 | 2.4665
| Destratification Fans_Com, O - Heat | O | No | Food Service | Space Heating | NC | 0.088573 | 0.17162 | 0.25165 | 0.32813 | 0.40063 | 0.47035 | 0.53884 | 0.60641 | 0.67315 | 0.73878
| Destratification Fans_Com, O - Heat | O | No | Food Service | Space Heating | RET | 0.43178 | 0.83711 | 1.2205 | 1.581 | 1.9204 | 2.2401 | 2.5415 | 2.8708 | 3.226 | 3.605
| Destratification Fans_Com, O - Heat | O | No | Food Service | Space Heating | REPL | 0.60449 | 1.0824 | 1.4986 | 1.8518 | 2.1436 | 2.3749 | 2.5471 | 2.7243 | 2.9064 | 3.0931
| Forced Air Heating Maintenance_Com, O - Heat | O | Yes | Food Service | Space Heating | RET | 0.021067 | 0.041884 | 0.062608 | 0.083125 | 0.10346 | 0.10255 | 0.10174 | 0.10086 | 0.10004 | 0.099224
| Steam Trap Maintenance_Com, O - Heat | O | Yes | Food Service | Space Heating | RET | 0.11846 | 0.23551 | 0.35205 | 0.46741 | 0.58175 | 0.69509 | 0.68913 | 0.68368 | 0.67787 | 0.67227
| Windows_Com, O - Heat [Building w Oil Heat] | O | No | Food Service | Space Heating | NC | 0.13861 | 0.26857 | 0.39382 | 0.51351 | 0.62696 | 0.73607 | 0.84326 | 0.949 | 1.0535 | 1.1562
| Window Film_Com, O - Heat [Building w Oil Heat] | O | No | Food Service | Space Heating | RET | 0 | 0 | 0 | 0 | 0 | 0 | 0 | 0 | 0 | 0
| Kitchen DCV_Com, O - Heat [Building w Oil Heat] | O | Yes | Food Service | Space Heating | NC | 0.42385 | 0.82123 | 1.2042 | 1.5702 | 1.9171 | 2.2507 | 2.5785 | 2.9018 | 3.2212 | 3.5352
| Kitchen DCV_Com, O - Heat [Building w Oil Heat] | O | Yes | Food Service | Space Heating | RET | 4.0352 | 7.6518 | 10.9174 | 13.8497 | 16.4854 | 18.8554 | 20.9889 | 22.9677 | 24.807 | 26.519
| Kitchen DCV_Com, O - Heat [Building w Oil Heat] | O | Yes | Food Service | Space Heating | REPL | 2.8926 | 5.1793 | 7.1713 | 8.8615 | 10.2575 | 11.3646 | 12.1887 | 12.7762 | 13.1306 | 13.2557
| Duct Sealing Non Regulated_Com, O - Heat [Building w Oil Heat] | O | Yes | Food Service | Space Heating | RET | 0.53751 | 1.0686 | 1.5974 | 2.1209 | 2.6397 | 3.154 | 3.6644 | 4.1709 | 4.6732 | 5.1713
| Clothes Washer Oil WH_Com, O - HWat [unit w/ elec dry - Water Heater] | O | Yes | Food Service | Water Heating | NC | 5.5513e-05 | 0.00010756 | 0.00015772 | 0.00020566 | 0.00025109 | 0.00029479 | 0.00033772 | 0.00032498 | 0.00031561 | 0.00030784
| Clothes Washer Oil WH_Com, O - HWat [unit w/ elec dry - Water Heater] | O | Yes | Food Service | Water Heating | REPL | 0.00081185 | 0.0016141 | 0.0024127 | 0.0032034 | 0.003987 | 0.0047638 | 0.0055348 | 0.0054878 | 0.0054444 | 0.005398
| Clothes Washer Oil WH_Com, O - HWat [unit w/ gas dry - Water Heater] | O | Yes | Food Service | Water Heating | NC | 9.2522e-06 | 1.7927e-05 | 2.6287e-05 | 3.4276e-05 | 4.1848e-05 | 4.9132e-05 | 5.6286e-05 | 5.4164e-05 | 5.2602e-05 | 5.1307e-05
| Clothes Washer Oil WH_Com, O - HWat [unit w/ gas dry - Water Heater] | O | Yes | Food Service | Water Heating | REPL | 0.00013531 | 0.00026901 | 0.00040212 | 0.0005339 | 0.00066449 | 0.00079396 | 0.00092246 | 0.00091463 | 0.0009074 | 0.00089967
| Clothes Washer Oil WH_Com, O - HWat [unit w/ propane dry - Water Heater] | O | Yes | Food Service | Water Heating | NC | 1.3878e-05 | 2.689e-05 | 3.943e-05 | 5.1414e-05 | 6.2773e-05 | 7.3698e-05 | 8.4429e-05 | 8.1245e-05 | 7.8904e-05 | 7.6961e-05
| Clothes Washer Oil WH_Com, O - HWat [unit w/ propane dry - Water Heater] | O | Yes | Food Service | Water Heating | REPL | 0.00020296 | 0.00040352 | 0.00060318 | 0.00080085 | 0.00099674 | 0.0011909 | 0.0013837 | 0.001372 | 0.0013611 | 0.0013495
| Dishwasher_Com, O - HWat [Building w oil WH] | O | Yes | Food Service | Water Heating | NC | 3.1559e-05 | 6.1147e-05 | 8.9662e-05 | 0.00011691 | 0.00014274 | 0.00016759 | 0.00019199 | 0.00021606 | 0.00023984 | 0.00026323
| Dishwasher_Com, O - HWat [Building w oil WH] | O | Yes | Food Service | Water Heating | REPL | 0.00025539 | 0.00050776 | 0.000759 | 0.0010077 | 0.0012542 | 0.0014986 | 0.0017411 | 0.0019817 | 0.0022205 | 0.0024571
| Faucet Aerator_Com, O - HWat | O | Yes | Food Service | Water Heating | RET | 0.0012515 | 0.0024881 | 0.0037192 | 0.004938 | 0.0061459 | 0.0073433 | 0.0085318 | 0.0097109 | 0.010881 | 0.01204
| Pre Rinse Sprayers_Com, O - HWat | O | Yes | Food Service | Water Heating | RET | 0.011874 | 0.023607 | 0.035288 | 0.036231 | 0.037197 | 0.036857 | 0.036552 | 0.036255 | 0.035971 | 0.035678
| FF Storage Water Heater_Com, O - HWat | O | Yes | Food Service | Water Heating | NC | 0.0010552 | 0.0020446 | 0.0029981 | 0.0039093 | 0.004773 | 0.0056037 | 0.0064196 | 0.0072247 | 0.0080198 | 0.0088017
| FF Storage Water Heater_Com, O - HWat | O | No | Food Service | Water Heating | RET | 0.0073784 | 0.014171 | 0.020472 | 0.026284 | 0.03165 | 0.036607 | 0.04119 | 0.045916 | 0.05077 | 0.055736
| FF Storage Water Heater_Com, O - HWat | O | Yes | Food Service | Water Heating | REPL | 0.0072018 | 0.012895 | 0.017854 | 0.022063 | 0.025538 | 0.028294 | 0.030346 | 0.032181 | 0.033803 | 0.035213
| FF Instantaneous Water Heater_Com, O - HWat | O | No | Food Service | Water Heating | NC | 0.0017687 | 0.003427 | 0.0050252 | 0.0065525 | 0.0080001 | 0.0093925 | 0.01076 | 0.012109 | 0.013442 | 0.014753
| FF Instantaneous Water Heater_Com, O - HWat | O | No | Food Service | Water Heating | RET | 0.012367 | 0.023753 | 0.034314 | 0.044055 | 0.05305 | 0.061357 | 0.06904 | 0.076141 | 0.082704 | 0.088767
| FF Instantaneous Water Heater_Com, O - HWat | O | No | Food Service | Water Heating | REPL | 0.0090534 | 0.01621 | 0.022445 | 0.027735 | 0.032104 | 0.035569 | 0.038148 | 0.039854 | 0.0407 | 0.0407
| Pnemautic to DDC_Com, O - TotF [Building w Oil Heat] | O | No | Food Service | Total FF | RET | 0.30279 | 0.60198 | 0.89985 | 1.1947 | 1.487 | 1.7767 | 2.0642 | 2.3495 | 2.6325 | 2.9131
| RCx_Com, O - TotF [Building w Oil Heat] | O | Yes | Food Service | Total FF | RET | 0.63567 | 1.2638 | 1.8891 | 2.5082 | 3.1217 | 3.73 | 4.3336 | 4.9325 | 4.891 | 4.8519
| Commissioning_Com, O - TotF [Building w Oil Heat] | O | Yes | Food Service | Total FF | NC | 0 | 0 | 0 | 0 | 0 | 0 | 0 | 0 | 0 | 0
| Integrated Building Design_Com, O - TotF [Building w Oil Heat] | O | Yes | Food Service | Total FF | NC | 0.054037 | 0.1047 | 0.15353 | 0.20019 | 0.24442 | 0.28695 | 0.32874 | 0.36996 | 0.41068 | 0.45072
| Deep Energy Retrofit_Com, O - TotF [Building w Oil Heat] | O | Yes | Food Service | Total FF | RET | 0.19381 | 0.38532 | 0.57597 | 0.76472 | 0.95177 | 1.1372 | 1.3213 | 1.5039 | 1.685 | 1.8646
| EMS_Com, O - TotF [Building w Oil Heat] | O | Yes | Food Service | Total FF | NC | 0.10531 | 0.20405 | 0.2992 | 0.39014 | 0.47633 | 0.55923 | 0.64066 | 0.72101 | 0.80036 | 0.87839
| EMS_Com, O - TotF [Building w Oil Heat] | O | Yes | Food Service | Total FF | RET | 1.3146 | 2.6137 | 3.907 | 5.1873 | 6.4562 | 7.7141 | 8.9626 | 10.2012 | 11.4299 | 12.6481
| Int Ltg Ctrls_Com, E/O - IntL | E | Yes | Food Service | Interior Lighting | RET | -0.27895 | -0.55046 | -0.83488 | -1.1162 | -1.396 | -1.6766 | -1.954 | -2.238 | -2.2456 | -2.2545
| Exit Sign RetFit_Com, E/O - IntL | E | Yes | Food Service | Interior Lighting | RET | -0.0097772 | -0.019294 | -0.029262 | -0.039122 | -0.04893 | -0.058765 | -0.068489 | -0.078441 | -0.088485 | -0.098313
| LED HiLo Bay_Com, E/O - IntL | E | Yes | Food Service | Interior Lighting | NC | -3.593e-07 | -6.9645e-07 | -1.0212e-06 | -1.3354e-06 | -1.6327e-06 | -1.9279e-06 | -2.2226e-06 | -2.5095e-06 | -2.7955e-06 | -3.078e-06
| LED HiLo Bay_Com, E/O - IntL | E | Yes | Food Service | Interior Lighting | RET | -3.6882e-06 | -7.0363e-06 | -1.0307e-05 | -1.3325e-05 | -1.6124e-05 | -1.8743e-05 | -2.1157e-05 | -2.3461e-05 | -2.5631e-05 | -2.7823e-05
| LED HiLo Bay_Com, E/O - IntL | E | Yes | Food Service | Interior Lighting | REPL | -1.9193e-06 | -3.4139e-06 | -4.7837e-06 | -5.945e-06 | -6.9078e-06 | -7.68e-06 | -8.2527e-06 | -8.6434e-06 | -8.8406e-06 | -8.9512e-06
| Repl Scre_Com, E/O - IntL | E | Yes | Food Service | Interior Lighting | NC | -0.035887 | -0.069561 | -0.033674 | 0 | 0 | 0 | 0 | 0 | 0 | 0
| Repl Scre_Com, E/O - IntL | E | Yes | Food Service | Interior Lighting | RET | -0.22841 | -0.45073 | -0.22232 | 0 | 0 | 0 | 0 | 0 | 0 | 0
| Repl Scre_Com, E/O - IntL | E | Yes | Food Service | Interior Lighting | REPL | -1.8419 | -3.6346 | -1.7927 | 0 | 0 | 0 | 0 | 0 | 0 | 0
| Lin LED Fixture_Com, E/O - IntL | E | Yes | Food Service | Interior Lighting | NC | -0.0038187 | -0.007402 | -0.010853 | -0.014193 | -0.017352 | -0.020489 | -0.023622 | -0.026672 | -0.029711 | -0.032713
| Lin LED Fixture_Com, E/O - IntL | E | Yes | Food Service | Interior Lighting | RET | -0.02912 | -0.055248 | -0.080479 | -0.10348 | -0.12458 | -0.14408 | -0.16185 | -0.17862 | -0.1955 | -0.21198
| Lin LED Fixture_Com, E/O - IntL | E | Yes | Food Service | Interior Lighting | REPL | -0.023621 | -0.042014 | -0.058873 | -0.073165 | -0.085013 | -0.094517 | -0.10156 | -0.10637 | -0.10984 | -0.11187
| LED Tube Repl_Com, E/O - IntL | E | Yes | Food Service | Interior Lighting | RET | -0.18321 | -0.34759 | -0.50633 | -0.65105 | -0.78378 | -0.91865 | -1.0536 | -1.1933 | -1.3357 | -1.4764
| LED Tube Repl_Com, E/O - IntL | E | Yes | Food Service | Interior Lighting | REPL | -0.21825 | -0.38819 | -0.54395 | -0.676 | -0.78548 | -0.88781 | -0.98166 | -1.0702 | -1.1519 | -1.2245
| Repl pin CFL wLED_Com, E/O - IntL | E | Yes | Food Service | Interior Lighting | RET | -0.0071917 | -0.013744 | -0.020169 | -0.026118 | -0.031658 | -0.037648 | -0.043974 | -0.050836 | -0.058126 | -0.065355
| Repl pin CFL wLED_Com, E/O - IntL | E | Yes | Food Service | Interior Lighting | REPL | -0.0089246 | -0.015874 | -0.022244 | -0.027643 | -0.03212 | -0.036692 | -0.041296 | -0.046093 | -0.05102 | -0.055924
| Stair Occ Sensor_Com, E/O - IntL | E | Yes | Food Service | Interior Lighting | NC | -0.0025941 | -0.0050282 | -0.0073725 | -0.0096412 | -0.011787 | -0.013919 | -0.016047 | -0.018118 | -0.020183 | -0.022222
| Stair Occ Sensor_Com, E/O - IntL | E | Yes | Food Service | Interior Lighting | RET | -0.019971 | -0.039409 | -0.059772 | -0.07991 | -0.099945 | -0.12003 | -0.1399 | -0.16022 | -0.18074 | -0.20081
| Int Delamping_Com, E/O - IntL | E | Yes | Food Service | Interior Lighting | RET | -0.0018541 | -0.0036587 | -0.0055491 | -0.0074188 | -0.0092788 | -0.011144 | -0.012988 | -0.014875 | -0.01678 | -0.018643
| Int Ltg Dsgn_Com, E/O - IntL | E | Yes | Food Service | Interior Lighting | NC | -0.0061185 | -0.01186 | -0.017389 | -0.02274 | -0.027802 | -0.032829 | -0.037849 | -0.042735 | -0.047604 | -0.052414
| DCV_Com, O - Heat [Building w Oil Heat] | O | Yes | Health Service | Space Heating | RET | 24.35 | 48.4116 | 72.3657 | 96.0801 | 119.5819 | 142.881 | 166.0054 | 188.947 | 211.7061 | 234.27
| Optimized Unitary AC Sys_Com, O - Heat [Building w Oil Heat] | O | Yes | Health Service | Space Heating | NC | 9.2465 | 17.9155 | 26.2703 | 34.2547 | 41.8225 | 49.1012 | 56.2509 | 63.305 | 70.2725 | 77.1233
| Cool Roof_Com, O - Heat [Building w Oil Heat] | O | No | Health Service | Space Heating | NC | -0.47418 | -0.91875 | -1.3472 | -1.7567 | -2.1447 | -2.518 | -2.8847 | -3.2464 | -3.6037 | -3.955
| Cool Roof_Com, O - Heat [Building w Oil Heat] | O | No | Health Service | Space Heating | RET | -2.4756 | -4.922 | -7.3574 | -9.7684 | -12.1578 | -14.5266 | -16.8776 | -19.2101 | -21.524 | -23.818
| Programmable TStat_Com, O - Heat [Building w Oil Heat] | O | Yes | Health Service | Space Heating | NC | 0 | 0 | 0 | 0 | 0 | 0 | 0 | 0 | 0 | 0
| Programmable TStat_Com, O - Heat [Building w Oil Heat] | O | Yes | Health Service | Space Heating | RET | 0 | 0 | 0 | 0 | 0 | 0 | 0 | 0 | 0 | 0
| Smart TStat_Com, O - Heat [Building w Oil Heat] | O | Yes | Health Service | Space Heating | NC | 1.9784 | 3.8333 | 5.6209 | 7.3292 | 8.9484 | 10.5058 | 12.0356 | 13.5449 | 15.0357 | 16.5015
| Smart TStat_Com, O - Heat [Building w Oil Heat] | O | Yes | Health Service | Space Heating | RET | 7.263 | 14.4399 | 21.5848 | 28.6582 | 35.6681 | 42.6176 | 49.515 | 56.3579 | 63.1463 | 69.8766
| Boiler Blowdown Controls_Com, O - Heat | O | No | Health Service | Space Heating | RET | 1.4949 | 2.972 | 4.4426 | 5.8984 | 7.3412 | 7.2767 | 7.2191 | 7.157 | 7.0983 | 7.0407
| Boiler Modifications_Com, O - Heat | O | Yes | Health Service | Space Heating | RET | 5.1217 | 10.1826 | 15.221 | 20.209 | 25.1522 | 30.0529 | 34.9167 | 39.7421 | 40.9663 | 40.6328
| Boilers_Com, O - Heat | O | No | Health Service | Space Heating | NC | 0.52984 | 1.0266 | 1.5053 | 1.9629 | 2.3965 | 2.8136 | 3.2233 | 3.6275 | 4.0268 | 4.4193
| Boilers_Com, O - Heat | O | No | Health Service | Space Heating | RET | 4.3363 | 8.2786 | 11.8896 | 15.1787 | 18.1777 | 20.9131 | 23.411 | 25.691 | 27.7721 | 29.6703
| Boilers_Com, O - Heat | O | No | Health Service | Space Heating | REPL | 2.1696 | 3.8848 | 5.3788 | 6.6466 | 7.6936 | 8.524 | 9.1421 | 9.551 | 9.7538 | 9.7538
| Furnace_Com, O - Heat | O | Yes | Health Service | Space Heating | NC | 2.0955 | 4.0601 | 5.9536 | 7.7631 | 9.4781 | 11.1277 | 12.748 | 14.3466 | 15.9257 | 17.4782
| Furnace_Com, O - Heat | O | Yes | Health Service | Space Heating | RET | 19.31 | 36.6737 | 52.4038 | 66.5747 | 79.3544 | 90.8834 | 101.2959 | 110.6963 | 119.1824 | 126.8384
| Furnace_Com, O - Heat | O | Yes | Health Service | Space Heating | REPL | 9.3269 | 16.7 | 23.1227 | 28.5727 | 33.0737 | 36.6435 | 39.3007 | 41.0582 | 41.9299 | 41.9299
| Energy Recovery Ventilator_Com, O - Heat | O | Yes | Health Service | Space Heating | NC | 1.8542 | 3.5927 | 5.2681 | 6.8692 | 8.3868 | 9.8464 | 11.2802 | 12.6948 | 14.092 | 15.4658
| Energy Recovery Ventilator_Com, O - Heat | O | Yes | Health Service | Space Heating | RET | 16.1346 | 30.7229 | 44.0115 | 56.049 | 66.9645 | 76.866 | 85.858 | 94.5274 | 102.8994 | 110.9925
| Energy Recovery Ventilator_Com, O - Heat | O | Yes | Health Service | Space Heating | REPL | 12.6546 | 22.6583 | 31.3725 | 38.7671 | 44.874 | 49.7173 | 53.3226 | 56.1046 | 58.0759 | 59.2485
| Forced Air Heating Maintenance_Com, O - Heat | O | Yes | Health Service | Space Heating | RET | 0.35813 | 0.71202 | 1.0643 | 1.4131 | 1.7588 | 1.7433 | 1.7295 | 1.7146 | 1.7006 | 1.6868
| Steam Trap Maintenance_Com, O - Heat | O | Yes | Health Service | Space Heating | RET | 1.3874 | 2.7583 | 4.1231 | 5.4742 | 6.8133 | 8.1408 | 8.0709 | 8.0071 | 7.939 | 7.8735
| Windows_Com, O - Heat [Building w Oil Heat] | O | Yes | Health Service | Space Heating | NC | 2.1156 | 4.099 | 6.0106 | 7.8374 | 9.5688 | 11.2342 | 12.87 | 14.484 | 16.0781 | 17.6456
| Window Film_Com, O - Heat [Building w Oil Heat] | O | No | Health Service | Space Heating | RET | 0 | 0 | 0 | 0 | 0 | 0 | 0 | 0 | 0 | 0
| Kitchen DCV_Com, O - Heat [Building w Oil Heat] | O | Yes | Health Service | Space Heating | NC | 0.053112 | 0.10291 | 0.1509 | 0.19676 | 0.24023 | 0.28204 | 0.32311 | 0.36363 | 0.40365 | 0.443
| Kitchen DCV_Com, O - Heat [Building w Oil Heat] | O | Yes | Health Service | Space Heating | RET | 0.50565 | 0.95885 | 1.3681 | 1.7355 | 2.0658 | 2.3628 | 2.6301 | 2.8781 | 3.1086 | 3.3231
| Kitchen DCV_Com, O - Heat [Building w Oil Heat] | O | Yes | Health Service | Space Heating | REPL | 0.36248 | 0.64902 | 0.89863 | 1.1104 | 1.2854 | 1.4241 | 1.5274 | 1.601 | 1.6454 | 1.6611
| Duct Sealing Non Regulated_Com, O - Heat [Building w Oil Heat] | O | Yes | Health Service | Space Heating | RET | 8.2036 | 16.31 | 24.3803 | 32.3697 | 40.2875 | 48.1371 | 55.9278 | 63.6569 | 71.3245 | 78.9263
| Clothes Washer Oil WH_Com, O - HWat [unit w/ elec dry - Water Heater] | O | Yes | Health Service | Water Heating | NC | 0.0014121 | 0.002736 | 0.004012 | 0.0052313 | 0.0063871 | 0.0074987 | 0.0085905 | 0.0082666 | 0.0080283 | 0.0078307
| Clothes Washer Oil WH_Com, O - HWat [unit w/ elec dry - Water Heater] | O | Yes | Health Service | Water Heating | REPL | 0.020651 | 0.041058 | 0.061373 | 0.081485 | 0.10142 | 0.12118 | 0.14079 | 0.13959 | 0.13849 | 0.13731
| Clothes Washer Oil WH_Com, O - HWat [unit w/ gas dry - Water Heater] | O | Yes | Health Service | Water Heating | NC | 0.00023535 | 0.00045601 | 0.00066866 | 0.00087189 | 0.0010645 | 0.0012498 | 0.0014318 | 0.0013778 | 0.0013381 | 0.0013051
| Clothes Washer Oil WH_Com, O - HWat [unit w/ gas dry - Water Heater] | O | Yes | Health Service | Water Heating | REPL | 0.0034419 | 0.006843 | 0.010229 | 0.013581 | 0.016903 | 0.020196 | 0.023465 | 0.023266 | 0.023082 | 0.022885
| Clothes Washer Oil WH_Com, O - HWat [unit w/ propane dry - Water Heater] | O | Yes | Health Service | Water Heating | NC | 0.00035303 | 0.00068401 | 0.001003 | 0.0013078 | 0.0015968 | 0.0018747 | 0.0021476 | 0.0020667 | 0.0020071 | 0.0019577
| Clothes Washer Oil WH_Com, O - HWat [unit w/ propane dry - Water Heater] | O | Yes | Health Service | Water Heating | REPL | 0.0051628 | 0.010264 | 0.015343 | 0.020371 | 0.025354 | 0.030294 | 0.035197 | 0.034899 | 0.034622 | 0.034328
| Dishwasher_Com, O - HWat [Building w oil WH] | O | Yes | Health Service | Water Heating | NC | 6.0208e-05 | 0.00011666 | 0.00017106 | 0.00022305 | 0.00027232 | 0.00031972 | 0.00036627 | 0.00041221 | 0.00045757 | 0.00050218
| Dishwasher_Com, O - HWat [Building w oil WH] | O | Yes | Health Service | Water Heating | REPL | 0.00048723 | 0.0009687 | 0.001448 | 0.0019225 | 0.0023928 | 0.002859 | 0.0033217 | 0.0037808 | 0.0042362 | 0.0046876
| Faucet Aerator_Com, O - HWat | O | Yes | Health Service | Water Heating | RET | 0.085951 | 0.17088 | 0.25544 | 0.33915 | 0.4221 | 0.50434 | 0.58597 | 0.66695 | 0.74728 | 0.82693
| Pre Rinse Sprayers_Com, O - HWat | O | Yes | Health Service | Water Heating | RET | 0.018097 | 0.03598 | 0.053784 | 0.055222 | 0.056694 | 0.056176 | 0.05571 | 0.055258 | 0.054824 | 0.054378
| FF Storage Water Heater_Com, O - HWat | O | Yes | Health Service | Water Heating | NC | 0.016106 | 0.031205 | 0.045758 | 0.059665 | 0.072847 | 0.085525 | 0.097978 | 0.11027 | 0.1224 | 0.13433
| FF Storage Water Heater_Com, O - HWat | O | No | Health Service | Water Heating | RET | 0.11261 | 0.21629 | 0.31245 | 0.40115 | 0.48305 | 0.5587 | 0.62865 | 0.70079 | 0.77487 | 0.85066
| FF Storage Water Heater_Com, O - HWat | O | Yes | Health Service | Water Heating | REPL | 0.10992 | 0.19681 | 0.2725 | 0.33673 | 0.38977 | 0.43184 | 0.46315 | 0.49116 | 0.51591 | 0.53743
| FF Instantaneous Water Heater_Com, O - HWat | O | No | Health Service | Water Heating | NC | 0.026995 | 0.052304 | 0.076696 | 0.10001 | 0.1221 | 0.14335 | 0.16422 | 0.18482 | 0.20516 | 0.22516
| FF Instantaneous Water Heater_Com, O - HWat | O | No | Health Service | Water Heating | RET | 0.18875 | 0.36253 | 0.52371 | 0.67238 | 0.80966 | 0.93646 | 1.0537 | 1.1621 | 1.2623 | 1.3548
| FF Instantaneous Water Heater_Com, O - HWat | O | No | Health Service | Water Heating | REPL | 0.13818 | 0.24741 | 0.34256 | 0.4233 | 0.48998 | 0.54286 | 0.58223 | 0.60827 | 0.62118 | 0.62118
| Pnemautic to DDC_Com, O - TotF [Building w Oil Heat] | O | Yes | Health Service | Total FF | RET | 4.6212 | 9.1877 | 13.7338 | 18.2344 | 22.6946 | 27.1164 | 31.505 | 35.8589 | 40.1782 | 44.4604
| Data Center_Com, O - TotF [Building w Oil Heat] | O | Yes | Health Service | Total FF | NC | 0 | 0 | 0 | 0 | 0 | 0 | 0 | 0 | 0 | 0
| Data Center_Com, O - TotF [Building w Oil Heat] | O | Yes | Health Service | Total FF | RET | 0 | 0 | 0 | 0 | 0 | 0 | 0 | 0 | 0 | 0
| RCx_Com, O - TotF [Building w Oil Heat] | O | Yes | Health Service | Total FF | RET | 10.7098 | 21.2926 | 31.8283 | 42.2584 | 52.5951 | 62.8426 | 73.0133 | 83.1036 | 82.4039 | 81.7452
| Commissioning_Com, O - TotF [Building w Oil Heat] | O | Yes | Health Service | Total FF | NC | 0 | 0 | 0 | 0 | 0 | 0 | 0 | 0 | 0 | 0
| Integrated Building Design_Com, O - TotF [Building w Oil Heat] | O | Yes | Health Service | Total FF | NC | 0.82474 | 1.598 | 2.3432 | 3.0553 | 3.7303 | 4.3796 | 5.0173 | 5.6465 | 6.2679 | 6.879
| Deep Energy Retrofit_Com, O - TotF [Building w Oil Heat] | O | Yes | Health Service | Total FF | RET | 2.9579 | 5.8808 | 8.7906 | 11.6714 | 14.5262 | 17.3565 | 20.1655 | 22.9524 | 25.717 | 28.458
| EMS_Com, O - TotF [Building w Oil Heat] | O | Yes | Health Service | Total FF | NC | 1.6073 | 3.1142 | 4.5665 | 5.9545 | 7.2699 | 8.5352 | 9.778 | 11.0042 | 12.2154 | 13.4062
| EMS_Com, O - TotF [Building w Oil Heat] | O | Yes | Health Service | Total FF | RET | 20.0646 | 39.8915 | 59.6299 | 79.1707 | 98.5364 | 117.735 | 136.7897 | 155.6937 | 174.4474 | 193.0402
| Int Ltg Ctrls_Com, E/O - IntL | E | Yes | Health Service | Interior Lighting | RET | -2.1519 | -4.2465 | -6.4406 | -8.6106 | -10.7695 | -12.9341 | -15.0743 | -17.2647 | -17.3235 | -17.3921
| Exit Sign RetFit_Com, E/O - IntL | E | Yes | Health Service | Interior Lighting | RET | -0.22134 | -0.43677 | -0.66245 | -0.88564 | -1.1077 | -1.3303 | -1.5505 | -1.7758 | -2.0031 | -2.2256
| Repl Scre_Com, E/O - IntL | E | Yes | Health Service | Interior Lighting | NC | -0.12868 | -0.24943 | -0.12075 | 0 | 0 | 0 | 0 | 0 | 0 | 0
| Repl Scre_Com, E/O - IntL | E | Yes | Health Service | Interior Lighting | RET | -0.76007 | -1.4999 | -0.73979 | 0 | 0 | 0 | 0 | 0 | 0 | 0
| Repl Scre_Com, E/O - IntL | E | Yes | Health Service | Interior Lighting | REPL | -6.6046 | -13.033 | -6.4284 | 0 | 0 | 0 | 0 | 0 | 0 | 0
| Lin LED Fixture_Com, E/O - IntL | E | Yes | Health Service | Interior Lighting | NC | -0.044098 | -0.085477 | -0.12533 | -0.1639 | -0.20038 | -0.23661 | -0.27279 | -0.308 | -0.3431 | -0.37777
| Lin LED Fixture_Com, E/O - IntL | E | Yes | Health Service | Interior Lighting | RET | -0.38909 | -0.73819 | -1.0753 | -1.3827 | -1.6645 | -1.9251 | -2.1625 | -2.3866 | -2.6121 | -2.8323
| Lin LED Fixture_Com, E/O - IntL | E | Yes | Health Service | Interior Lighting | REPL | -0.27278 | -0.48517 | -0.67986 | -0.8449 | -0.98172 | -1.0915 | -1.1729 | -1.2284 | -1.2684 | -1.2919
| LED Tube Repl_Com, E/O - IntL | E | Yes | Health Service | Interior Lighting | RET | -2.4479 | -4.6443 | -6.7653 | -8.699 | -10.4724 | -12.2745 | -14.0781 | -15.9446 | -17.8475 | -19.7267
| LED Tube Repl_Com, E/O - IntL | E | Yes | Health Service | Interior Lighting | REPL | -2.5203 | -4.4827 | -6.2815 | -7.8064 | -9.0706 | -10.2524 | -11.3361 | -12.3584 | -13.3026 | -14.1407
| Repl pin CFL wLED_Com, E/O - IntL | E | Yes | Health Service | Interior Lighting | RET | -0.10217 | -0.19527 | -0.28655 | -0.37106 | -0.44976 | -0.53487 | -0.62475 | -0.72223 | -0.8258 | -0.92851
| Repl pin CFL wLED_Com, E/O - IntL | E | Yes | Health Service | Interior Lighting | REPL | -0.11772 | -0.20938 | -0.29339 | -0.36462 | -0.42366 | -0.48397 | -0.5447 | -0.60797 | -0.67295 | -0.73764
| Stair Occ Sensor_Com, E/O - IntL | E | Yes | Health Service | Interior Lighting | NC | -0.029072 | -0.056351 | -0.082624 | -0.10805 | -0.1321 | -0.15599 | -0.17984 | -0.20305 | -0.22619 | -0.24904
| Stair Occ Sensor_Com, E/O - IntL | E | Yes | Health Service | Interior Lighting | RET | -0.22381 | -0.44166 | -0.66986 | -0.89556 | -1.1201 | -1.3452 | -1.5678 | -1.7956 | -2.0256 | -2.2505
| Int Delamping_Com, E/O - IntL | E | Yes | Health Service | Interior Lighting | RET | -0.021411 | -0.04225 | -0.064081 | -0.085671 | -0.10715 | -0.12869 | -0.14998 | -0.17177 | -0.19377 | -0.21529
| Int Ltg Dsgn_Com, E/O - IntL | E | Yes | Health Service | Interior Lighting | NC | -0.047397 | -0.091871 | -0.13471 | -0.17616 | -0.21537 | -0.25431 | -0.2932 | -0.33104 | -0.36877 | -0.40603
| Guest Room EM_Com, O - Heat [Building w Oil Heat] | O | Yes | Lodging | Space Heating | RET | 3.6736 | 7.3037 | 10.9176 | 14.4953 | 18.0409 | 21.5559 | 25.0446 | 28.5058 | 28.2657 | 28.0398
| DCV_Com, O - Heat [Building w Oil Heat] | O | Yes | Lodging | Space Heating | RET | 1.5804 | 3.1422 | 4.6969 | 6.2361 | 7.7615 | 9.2737 | 10.7746 | 12.2636 | 13.7408 | 15.2053
| Optimized Unitary AC Sys_Com, O - Heat [Building w Oil Heat] | O | Yes | Lodging | Space Heating | NC | 0.60014 | 1.1628 | 1.7051 | 2.2233 | 2.7145 | 3.1869 | 3.651 | 4.1088 | 4.561 | 5.0057
| Cool Roof_Com, O - Heat [Building w Oil Heat] | O | No | Lodging | Space Heating | NC | -0.030776 | -0.059631 | -0.08744 | -0.11402 | -0.1392 | -0.16343 | -0.18723 | -0.21071 | -0.2339 | -0.2567
| Cool Roof_Com, O - Heat [Building w Oil Heat] | O | No | Lodging | Space Heating | RET | -0.16068 | -0.31946 | -0.47753 | -0.63402 | -0.7891 | -0.94285 | -1.0954 | -1.2468 | -1.397 | -1.5459
| Programmable TStat_Com, O - Heat [Building w Oil Heat] | O | Yes | Lodging | Space Heating | NC | 0 | 0 | 0 | 0 | 0 | 0 | 0 | 0 | 0 | 0
| Programmable TStat_Com, O - Heat [Building w Oil Heat] | O | Yes | Lodging | Space Heating | RET | 0 | 0 | 0 | 0 | 0 | 0 | 0 | 0 | 0 | 0
| Smart TStat_Com, O - Heat [Building w Oil Heat] | O | Yes | Lodging | Space Heating | NC | 0.063521 | 0.12308 | 0.18047 | 0.23532 | 0.28731 | 0.33731 | 0.38643 | 0.43489 | 0.48275 | 0.52982
| Smart TStat_Com, O - Heat [Building w Oil Heat] | O | Yes | Lodging | Space Heating | RET | 0.23319 | 0.46362 | 0.69303 | 0.92013 | 1.1452 | 1.3683 | 1.5898 | 1.8095 | 2.0275 | 2.2435
| Boiler Blowdown Controls_Com, O - Heat | O | No | Lodging | Space Heating | RET | 0.078279 | 0.15563 | 0.23264 | 0.30887 | 0.38443 | 0.38105 | 0.37803 | 0.37478 | 0.37171 | 0.36869
| Boiler Modifications_Com, O - Heat | O | Yes | Lodging | Space Heating | RET | 0.2682 | 0.53322 | 0.79706 | 1.0583 | 1.3171 | 1.5737 | 1.8284 | 2.0811 | 2.1452 | 2.1278
| Boilers_Com, O - Heat | O | No | Lodging | Space Heating | NC | 0.027746 | 0.053759 | 0.078829 | 0.10279 | 0.1255 | 0.14734 | 0.16879 | 0.18996 | 0.21086 | 0.23142
| Boilers_Com, O - Heat | O | No | Lodging | Space Heating | RET | 0.22707 | 0.43352 | 0.62261 | 0.79484 | 0.95189 | 1.0951 | 1.2259 | 1.3453 | 1.4543 | 1.5537
| Boilers_Com, O - Heat | O | No | Lodging | Space Heating | REPL | 0.11361 | 0.20343 | 0.28167 | 0.34805 | 0.40288 | 0.44637 | 0.47874 | 0.50014 | 0.51076 | 0.51076
| Furnace_Com, O - Heat | O | Yes | Lodging | Space Heating | NC | 0.14487 | 0.28069 | 0.41158 | 0.53668 | 0.65524 | 0.76928 | 0.8813 | 0.99182 | 1.101 | 1.2083
| Furnace_Com, O - Heat | O | Yes | Lodging | Space Heating | RET | 1.3349 | 2.5353 | 3.6228 | 4.6025 | 5.486 | 6.283 | 7.0028 | 7.6527 | 8.2394 | 8.7686
| Furnace_Com, O - Heat | O | Yes | Lodging | Space Heating | REPL | 0.64479 | 1.1545 | 1.5985 | 1.9753 | 2.2865 | 2.5333 | 2.717 | 2.8385 | 2.8987 | 2.8987
| Destratification Fans_Com, O - Heat | O | No | Lodging | Space Heating | NC | 0.043871 | 0.085002 | 0.12464 | 0.16252 | 0.19843 | 0.23296 | 0.26689 | 0.30036 | 0.33341 | 0.36592
| Destratification Fans_Com, O - Heat | O | No | Lodging | Space Heating | RET | 0.21386 | 0.41462 | 0.60449 | 0.78307 | 0.95119 | 1.1095 | 1.2588 | 1.4219 | 1.5978 | 1.7855
| Destratification Fans_Com, O - Heat | O | No | Lodging | Space Heating | REPL | 0.29941 | 0.53609 | 0.74227 | 0.91722 | 1.0617 | 1.1763 | 1.2616 | 1.3494 | 1.4395 | 1.532
| Energy Recovery Ventilator_Com, O - Heat | O | Yes | Lodging | Space Heating | NC | 0.12035 | 0.23318 | 0.34192 | 0.44585 | 0.54435 | 0.63908 | 0.73214 | 0.82395 | 0.91464 | 1.0038
| Energy Recovery Ventilator_Com, O - Heat | O | Yes | Lodging | Space Heating | RET | 1.0472 | 1.9941 | 2.8566 | 3.6379 | 4.3463 | 4.989 | 5.5726 | 6.1353 | 6.6787 | 7.204
| Energy Recovery Ventilator_Com, O - Heat | O | Yes | Lodging | Space Heating | REPL | 0.82135 | 1.4706 | 2.0362 | 2.5162 | 2.9125 | 3.2269 | 3.4609 | 3.6415 | 3.7694 | 3.8455
| Forced Air Heating Maintenance_Com, O - Heat | O | Yes | Lodging | Space Heating | RET | 0.024758 | 0.049223 | 0.073579 | 0.097691 | 0.12159 | 0.12052 | 0.11957 | 0.11854 | 0.11757 | 0.11661
| Steam Trap Maintenance_Com, O - Heat | O | Yes | Lodging | Space Heating | RET | 0.07265 | 0.14444 | 0.21591 | 0.28666 | 0.35678 | 0.4263 | 0.42264 | 0.4193 | 0.41573 | 0.4123
| Windows_Com, O - Heat [Building w Oil Heat] | O | Yes | Lodging | Space Heating | NC | 0.13731 | 0.26605 | 0.39012 | 0.50868 | 0.62107 | 0.72916 | 0.83533 | 0.94008 | 1.0436 | 1.1453
| Window Film_Com, O - Heat [Building w Oil Heat] | O | No | Lodging | Space Heating | RET | 0 | 0 | 0 | 0 | 0 | 0 | 0 | 0 | 0 | 0
| Kitchen DCV_Com, O - Heat [Building w Oil Heat] | O | Yes | Lodging | Space Heating | NC | 0.089918 | 0.17422 | 0.25547 | 0.33312 | 0.40671 | 0.47749 | 0.54702 | 0.61562 | 0.68338 | 0.75
| Kitchen DCV_Com, O - Heat [Building w Oil Heat] | O | Yes | Lodging | Space Heating | RET | 0.85607 | 1.6233 | 2.3161 | 2.9382 | 3.4974 | 4.0002 | 4.4528 | 4.8726 | 5.2628 | 5.626
| Kitchen DCV_Com, O - Heat [Building w Oil Heat] | O | Yes | Lodging | Space Heating | REPL | 0.61367 | 1.0988 | 1.5214 | 1.88 | 2.1761 | 2.411 | 2.5858 | 2.7105 | 2.7857 | 2.8122
| Duct Sealing Non Regulated_Com, O - Heat [Building w Oil Heat] | O | Yes | Lodging | Space Heating | RET | 0.53246 | 1.0586 | 1.5824 | 2.101 | 2.6149 | 3.1243 | 3.63 | 4.1317 | 4.6293 | 5.1227
| Clothes Washer Oil WH_Com, O - HWat [unit w/ elec dry - Water Heater] | O | Yes | Lodging | Water Heating | NC | 0.00041244 | 0.00079912 | 0.0011718 | 0.0015279 | 0.0018655 | 0.0021902 | 0.0025091 | 0.0024145 | 0.0023449 | 0.0022871
| Clothes Washer Oil WH_Com, O - HWat [unit w/ elec dry - Water Heater] | O | Yes | Lodging | Water Heating | REPL | 0.0060317 | 0.011992 | 0.017925 | 0.0238 | 0.029621 | 0.035393 | 0.041121 | 0.040772 | 0.040449 | 0.040105
| Clothes Washer Oil WH_Com, O - HWat [unit w/ gas dry - Water Heater] | O | Yes | Lodging | Water Heating | NC | 6.8739e-05 | 0.00013319 | 0.0001953 | 0.00025465 | 0.00031091 | 0.00036503 | 0.00041818 | 0.00040241 | 0.00039081 | 0.00038119
| Clothes Washer Oil WH_Com, O - HWat [unit w/ gas dry - Water Heater] | O | Yes | Lodging | Water Heating | REPL | 0.0010053 | 0.0019986 | 0.0029876 | 0.0039666 | 0.0049369 | 0.0058988 | 0.0068534 | 0.0067953 | 0.0067415 | 0.0066841
| Clothes Washer Oil WH_Com, O - HWat [unit w/ propane dry - Water Heater] | O | Yes | Lodging | Water Heating | NC | 0.00010311 | 0.00019978 | 0.00029295 | 0.00038198 | 0.00046637 | 0.00054754 | 0.00062727 | 0.00060361 | 0.00058622 | 0.00057178
| Clothes Washer Oil WH_Com, O - HWat [unit w/ propane dry - Water Heater] | O | Yes | Lodging | Water Heating | REPL | 0.0015079 | 0.002998 | 0.0044814 | 0.0059499 | 0.0074053 | 0.0088481 | 0.01028 | 0.010193 | 0.010112 | 0.010026
| Ozone Laundry_Com, O - HWat | O | Yes | Lodging | Water Heating | RET | 0.012189 | 0.024234 | 0.036225 | 0.048096 | 0.059861 | 0.071524 | 0.0831 | 0.094584 | 0.10598 | 0.11727
| Dishwasher_Com, O - HWat [Building w oil WH] | O | Yes | Lodging | Water Heating | NC | 7.8155e-06 | 1.5143e-05 | 2.2205e-05 | 2.8954e-05 | 3.535e-05 | 4.1503e-05 | 4.7546e-05 | 5.3508e-05 | 5.9398e-05 | 6.5188e-05
| Dishwasher_Com, O - HWat [Building w oil WH] | O | Yes | Lodging | Water Heating | REPL | 6.3248e-05 | 0.00012575 | 0.00018797 | 0.00024956 | 0.00031061 | 0.00037113 | 0.00043119 | 0.00049078 | 0.0005499 | 0.0006085
| Faucet Aerator_Com, O - HWat | O | Yes | Lodging | Water Heating | RET | 0.0012397 | 0.0024647 | 0.0036843 | 0.0048916 | 0.0060881 | 0.0072743 | 0.0084516 | 0.0096196 | 0.010778 | 0.011927
| Pre Rinse Sprayers_Com, O - HWat | O | Yes | Lodging | Water Heating | RET | 0.00019268 | 0.00038307 | 0.00057261 | 0.00058793 | 0.0006036 | 0.00059808 | 0.00059313 | 0.00058832 | 0.0005837 | 0.00057894
| FF Storage Water Heater_Com, O - HWat | O | Yes | Lodging | Water Heating | NC | 0.0010453 | 0.0020254 | 0.0029699 | 0.0038726 | 0.0047281 | 0.005551 | 0.0063593 | 0.0071568 | 0.0079444 | 0.0087189
| FF Storage Water Heater_Com, O - HWat | O | No | Lodging | Water Heating | RET | 0.0073091 | 0.014038 | 0.02028 | 0.026037 | 0.031353 | 0.036263 | 0.040803 | 0.045485 | 0.050293 | 0.055212
| FF Storage Water Heater_Com, O - HWat | O | Yes | Lodging | Water Heating | REPL | 0.0071341 | 0.012774 | 0.017686 | 0.021855 | 0.025298 | 0.028028 | 0.030061 | 0.031879 | 0.033485 | 0.034882
| FF Instantaneous Water Heater_Com, O - HWat | O | No | Lodging | Water Heating | NC | 0.0017521 | 0.0033948 | 0.0049779 | 0.0064909 | 0.0079249 | 0.0093042 | 0.010659 | 0.011996 | 0.013316 | 0.014614
| FF Instantaneous Water Heater_Com, O - HWat | O | No | Lodging | Water Heating | RET | 0.012251 | 0.02353 | 0.033992 | 0.043641 | 0.052551 | 0.060781 | 0.068391 | 0.075425 | 0.081927 | 0.087933
| FF Instantaneous Water Heater_Com, O - HWat | O | No | Lodging | Water Heating | REPL | 0.0089683 | 0.016058 | 0.022234 | 0.027474 | 0.031802 | 0.035235 | 0.03779 | 0.039479 | 0.040318 | 0.040318
| Pnemautic to DDC_Com, O - TotF [Building w Oil Heat] | O | No | Lodging | Total FF | RET | 0.29994 | 0.59633 | 0.89139 | 1.1835 | 1.473 | 1.76 | 2.0448 | 2.3274 | 2.6078 | 2.8857
| RCx_Com, O - TotF [Building w Oil Heat] | O | Yes | Lodging | Total FF | RET | 0.65423 | 1.3007 | 1.9443 | 2.5814 | 3.2129 | 3.8389 | 4.4602 | 5.0766 | 5.0338 | 4.9936
| Commissioning_Com, O - TotF [Building w Oil Heat] | O | Yes | Lodging | Total FF | NC | 0 | 0 | 0 | 0 | 0 | 0 | 0 | 0 | 0 | 0
| Integrated Building Design_Com, O - TotF [Building w Oil Heat] | O | Yes | Lodging | Total FF | NC | 0.05353 | 0.10372 | 0.15208 | 0.19831 | 0.24212 | 0.28426 | 0.32565 | 0.36649 | 0.40682 | 0.44648
| Deep Energy Retrofit_Com, O - TotF [Building w Oil Heat] | O | Yes | Lodging | Total FF | RET | 0.19198 | 0.38169 | 0.57056 | 0.75753 | 0.94283 | 1.1265 | 1.3088 | 1.4897 | 1.6692 | 1.8471
| EMS_Com, O - TotF [Building w Oil Heat] | O | Yes | Lodging | Total FF | NC | 0.10432 | 0.20213 | 0.29639 | 0.38647 | 0.47186 | 0.55398 | 0.63464 | 0.71423 | 0.79284 | 0.87013
| EMS_Com, O - TotF [Building w Oil Heat] | O | Yes | Lodging | Total FF | RET | 1.3023 | 2.5892 | 3.8703 | 5.1386 | 6.3955 | 7.6416 | 8.8783 | 10.1053 | 11.3225 | 12.5293
| Int Ltg Ctrls_Com, E/O - IntL | E | Yes | Lodging | Interior Lighting | RET | -0.58324 | -1.1509 | -1.7456 | -2.3337 | -2.9189 | -3.5055 | -4.0856 | -4.6793 | -4.6952 | -4.7138
| Exit Sign RetFit_Com, E/O - IntL | E | Yes | Lodging | Interior Lighting | RET | -0.02615 | -0.051602 | -0.078264 | -0.10463 | -0.13087 | -0.15717 | -0.18318 | -0.2098 | -0.23666 | -0.26294
| LED HiLo Bay_Com, E/O - IntL | E | Yes | Lodging | Interior Lighting | NC | -0.00068977 | -0.001337 | -0.0019603 | -0.0025636 | -0.0031343 | -0.003701 | -0.0042669 | -0.0048176 | -0.0053666 | -0.0059088
| LED HiLo Bay_Com, E/O - IntL | E | Yes | Lodging | Interior Lighting | RET | -0.0070804 | -0.013508 | -0.019787 | -0.02558 | -0.030954 | -0.035981 | -0.040615 | -0.045039 | -0.049204 | -0.053412
| LED HiLo Bay_Com, E/O - IntL | E | Yes | Lodging | Interior Lighting | REPL | -0.0036846 | -0.0065537 | -0.0091835 | -0.011413 | -0.013261 | -0.014744 | -0.015843 | -0.016593 | -0.016972 | -0.017184
| Repl Scre_Com, E/O - IntL | E | Yes | Lodging | Interior Lighting | NC | -0.0968 | -0.18763 | -0.09083 | 0 | 0 | 0 | 0 | 0 | 0 | 0
| Repl Scre_Com, E/O - IntL | E | Yes | Lodging | Interior Lighting | RET | -0.19818 | -0.39108 | -0.19289 | 0 | 0 | 0 | 0 | 0 | 0 | 0
| Repl Scre_Com, E/O - IntL | E | Yes | Lodging | Interior Lighting | REPL | -4.9682 | -9.8038 | -4.8356 | 0 | 0 | 0 | 0 | 0 | 0 | 0
| Lin LED Fixture_Com, E/O - IntL | E | Yes | Lodging | Interior Lighting | NC | -0.0056803 | -0.01101 | -0.016144 | -0.021111 | -0.025811 | -0.030478 | -0.035138 | -0.039673 | -0.044194 | -0.04866
| Lin LED Fixture_Com, E/O - IntL | E | Yes | Lodging | Interior Lighting | RET | -0.052535 | -0.099671 | -0.14519 | -0.18669 | -0.22475 | -0.25992 | -0.29199 | -0.32223 | -0.35269 | -0.38242
| Lin LED Fixture_Com, E/O - IntL | E | Yes | Lodging | Interior Lighting | REPL | -0.035136 | -0.062495 | -0.087572 | -0.10883 | -0.12645 | -0.14059 | -0.15108 | -0.15823 | -0.16338 | -0.16641
| LED Tube Repl_Com, E/O - IntL | E | Yes | Lodging | Interior Lighting | RET | -0.33052 | -0.62708 | -0.91346 | -1.1745 | -1.414 | -1.6573 | -1.9008 | -2.1528 | -2.4098 | -2.6635
| LED Tube Repl_Com, E/O - IntL | E | Yes | Lodging | Interior Lighting | REPL | -0.32464 | -0.57742 | -0.80912 | -1.0055 | -1.1684 | -1.3206 | -1.4602 | -1.5919 | -1.7135 | -1.8214
| Repl pin CFL wLED_Com, E/O - IntL | E | Yes | Lodging | Interior Lighting | RET | -0.014854 | -0.028387 | -0.041658 | -0.053944 | -0.065386 | -0.077758 | -0.090825 | -0.105 | -0.12005 | -0.13498
| Repl pin CFL wLED_Com, E/O - IntL | E | Yes | Lodging | Interior Lighting | REPL | -0.042382 | -0.075382 | -0.10563 | -0.13127 | -0.15253 | -0.17425 | -0.19611 | -0.21889 | -0.24228 | -0.26558
| Stair Occ Sensor_Com, E/O - IntL | E | Yes | Lodging | Interior Lighting | NC | -0.0038079 | -0.0073809 | -0.010822 | -0.014152 | -0.017303 | -0.020431 | -0.023555 | -0.026596 | -0.029627 | -0.03262
| Stair Occ Sensor_Com, E/O - IntL | E | Yes | Lodging | Interior Lighting | RET | -0.029316 | -0.057849 | -0.087739 | -0.1173 | -0.14671 | -0.1762 | -0.20535 | -0.23519 | -0.26531 | -0.29478
| Int Delamping_Com, E/O - IntL | E | Yes | Lodging | Interior Lighting | RET | -0.0027579 | -0.0054422 | -0.0082542 | -0.011035 | -0.013802 | -0.016576 | -0.019319 | -0.022126 | -0.024959 | -0.027731
| Int Ltg Dsgn_Com, E/O - IntL | E | Yes | Lodging | Interior Lighting | NC | -0.012812 | -0.024834 | -0.036413 | -0.047618 | -0.058218 | -0.068744 | -0.079256 | -0.089486 | -0.099684 | -0.10976
| DCV_Com, O - Heat [Building w Oil Heat] | O | Yes | Small Retail | Space Heating | RET | 1.6775 | 3.335 | 4.9852 | 6.6189 | 8.2379 | 9.8429 | 11.436 | 13.0164 | 14.5842 | 16.1386
| Optimized Unitary AC Sys_Com, O - Heat [Building w Oil Heat] | O | Yes | Small Retail | Space Heating | NC | 0.63698 | 1.2342 | 1.8097 | 2.3598 | 2.8811 | 3.3825 | 3.8751 | 4.361 | 4.841 | 5.313
| Cool Roof_Com, O - Heat [Building w Oil Heat] | O | No | Small Retail | Space Heating | NC | -0.032666 | -0.063292 | -0.092807 | -0.12101 | -0.14775 | -0.17346 | -0.19872 | -0.22364 | -0.24826 | -0.27246
| Cool Roof_Com, O - Heat [Building w Oil Heat] | O | No | Small Retail | Space Heating | RET | -0.17054 | -0.33907 | -0.50684 | -0.67293 | -0.83754 | -1.0007 | -1.1627 | -1.3234 | -1.4828 | -1.6408
| Programmable TStat_Com, O - Heat [Building w Oil Heat] | O | Yes | Small Retail | Space Heating | NC | 0 | 0 | 0 | 0 | 0 | 0 | 0 | 0 | 0 | 0
| Programmable TStat_Com, O - Heat [Building w Oil Heat] | O | Yes | Small Retail | Space Heating | RET | 0 | 0 | 0 | 0 | 0 | 0 | 0 | 0 | 0 | 0
| Smart TStat_Com, O - Heat [Building w Oil Heat] | O | Yes | Small Retail | Space Heating | NC | 0.14329 | 0.27763 | 0.4071 | 0.53084 | 0.64811 | 0.76091 | 0.87171 | 0.98102 | 1.089 | 1.1952
| Smart TStat_Com, O - Heat [Building w Oil Heat] | O | Yes | Small Retail | Space Heating | RET | 0.52604 | 1.0458 | 1.5633 | 2.0756 | 2.5833 | 3.0867 | 3.5862 | 4.0818 | 4.5735 | 5.061
| Boiler Blowdown Controls_Com, O - Heat | O | No | Small Retail | Space Heating | RET | 0.21645 | 0.43034 | 0.64327 | 0.85408 | 1.063 | 1.0536 | 1.0453 | 1.0363 | 1.0278 | 1.0195
| Boiler Modifications_Com, O - Heat | O | Yes | Small Retail | Space Heating | RET | 0.74161 | 1.4744 | 2.204 | 2.9262 | 3.642 | 4.3516 | 5.0559 | 5.7546 | 5.9318 | 5.8836
| Boilers_Com, O - Heat | O | No | Small Retail | Space Heating | NC | 0.07672 | 0.14865 | 0.21797 | 0.28422 | 0.34701 | 0.40741 | 0.46673 | 0.52526 | 0.58307 | 0.63991
| Boilers_Com, O - Heat | O | No | Small Retail | Space Heating | RET | 0.62789 | 1.1987 | 1.7216 | 2.1978 | 2.6321 | 3.0282 | 3.3899 | 3.72 | 4.0213 | 4.2962
| Boilers_Com, O - Heat | O | No | Small Retail | Space Heating | REPL | 0.31416 | 0.56251 | 0.77884 | 0.96242 | 1.114 | 1.2343 | 1.3238 | 1.383 | 1.4123 | 1.4123
| Furnace_Com, O - Heat | O | Yes | Small Retail | Space Heating | NC | 0.09073 | 0.1758 | 0.25778 | 0.33612 | 0.41038 | 0.4818 | 0.55196 | 0.62118 | 0.68955 | 0.75677
| Furnace_Com, O - Heat | O | Yes | Small Retail | Space Heating | RET | 0.83608 | 1.5879 | 2.269 | 2.8825 | 3.4359 | 3.935 | 4.3859 | 4.7929 | 5.1603 | 5.4918
| Furnace_Com, O - Heat | O | Yes | Small Retail | Space Heating | REPL | 0.40383 | 0.72307 | 1.0012 | 1.2371 | 1.432 | 1.5866 | 1.7016 | 1.7777 | 1.8155 | 1.8155
| Energy Recovery Ventilator_Com, O - Heat | O | Yes | Small Retail | Space Heating | NC | 0.12774 | 0.2475 | 0.36291 | 0.47321 | 0.57776 | 0.67831 | 0.77708 | 0.87453 | 0.97078 | 1.0654
| Energy Recovery Ventilator_Com, O - Heat | O | Yes | Small Retail | Space Heating | RET | 1.1115 | 2.1165 | 3.0319 | 3.8612 | 4.6131 | 5.2952 | 5.9147 | 6.5119 | 7.0886 | 7.6462
| Energy Recovery Ventilator_Com, O - Heat | O | Yes | Small Retail | Space Heating | REPL | 0.87176 | 1.5609 | 2.1612 | 2.6706 | 3.0913 | 3.425 | 3.6733 | 3.865 | 4.0008 | 4.0816
| Forced Air Heating Maintenance_Com, O - Heat | O | Yes | Small Retail | Space Heating | RET | 0.015506 | 0.030829 | 0.046083 | 0.061184 | 0.07615 | 0.075481 | 0.074884 | 0.07424 | 0.073631 | 0.073034
| Steam Trap Maintenance_Com, O - Heat | O | Yes | Small Retail | Space Heating | RET | 0.20089 | 0.3994 | 0.59702 | 0.79266 | 0.98655 | 1.1788 | 1.1687 | 1.1594 | 1.1496 | 1.1401
| Windows_Com, O - Heat [Building w Oil Heat] | O | No | Small Retail | Space Heating | NC | 0.14574 | 0.28238 | 0.41406 | 0.53991 | 0.65919 | 0.77391 | 0.88661 | 0.99779 | 1.1076 | 1.2156
| Window Film_Com, O - Heat [Building w Oil Heat] | O | No | Small Retail | Space Heating | RET | 0 | 0 | 0 | 0 | 0 | 0 | 0 | 0 | 0 | 0
| Kitchen DCV_Com, O - Heat [Building w Oil Heat] | O | Yes | Small Retail | Space Heating | NC | 0.0016679 | 0.0032316 | 0.0047386 | 0.0061788 | 0.0075438 | 0.0088567 | 0.010146 | 0.011419 | 0.012676 | 0.013911
| Kitchen DCV_Com, O - Heat [Building w Oil Heat] | O | Yes | Small Retail | Space Heating | RET | 0.015879 | 0.03011 | 0.042961 | 0.054499 | 0.064871 | 0.074197 | 0.082592 | 0.090379 | 0.097616 | 0.10435
| Kitchen DCV_Com, O - Heat [Building w Oil Heat] | O | Yes | Small Retail | Space Heating | REPL | 0.011383 | 0.020381 | 0.028219 | 0.034871 | 0.040364 | 0.04472 | 0.047963 | 0.050275 | 0.05167 | 0.052162
| Duct Sealing Non Regulated_Com, O - Heat [Building w Oil Heat] | O | Yes | Small Retail | Space Heating | RET | 0.56514 | 1.1236 | 1.6795 | 2.2299 | 2.7754 | 3.3161 | 3.8528 | 4.3853 | 4.9135 | 5.4372
| Clothes Washer Oil WH_Com, O - HWat [unit w/ elec dry - Water Heater] | O | Yes | Small Retail | Water Heating | NC | 7.7823e-06 | 1.5079e-05 | 2.211e-05 | 2.883e-05 | 3.52e-05 | 4.1326e-05 | 4.7344e-05 | 4.5558e-05 | 4.4245e-05 | 4.3156e-05
| Clothes Washer Oil WH_Com, O - HWat [unit w/ elec dry - Water Heater] | O | Yes | Small Retail | Water Heating | REPL | 0.00011381 | 0.00022627 | 0.00033824 | 0.00044908 | 0.00055892 | 0.00066782 | 0.00077591 | 0.00076932 | 0.00076324 | 0.00075674
| Clothes Washer Oil WH_Com, O - HWat [unit w/ gas dry - Water Heater] | O | Yes | Small Retail | Water Heating | NC | 1.297e-06 | 2.5131e-06 | 3.6851e-06 | 4.8051e-06 | 5.8666e-06 | 6.8877e-06 | 7.8906e-06 | 7.5931e-06 | 7.3742e-06 | 7.1927e-06
| Clothes Washer Oil WH_Com, O - HWat [unit w/ gas dry - Water Heater] | O | Yes | Small Retail | Water Heating | REPL | 1.8969e-05 | 3.7712e-05 | 5.6373e-05 | 7.4846e-05 | 9.3154e-05 | 0.0001113 | 0.00012932 | 0.00012822 | 0.00012721 | 0.00012612
| Clothes Washer Oil WH_Com, O - HWat [unit w/ propane dry - Water Heater] | O | Yes | Small Retail | Water Heating | NC | 1.9456e-06 | 3.7697e-06 | 5.5276e-06 | 7.2076e-06 | 8.8e-06 | 1.0332e-05 | 1.1836e-05 | 1.139e-05 | 1.1061e-05 | 1.0789e-05
| Clothes Washer Oil WH_Com, O - HWat [unit w/ propane dry - Water Heater] | O | Yes | Small Retail | Water Heating | REPL | 2.8453e-05 | 5.6569e-05 | 8.4559e-05 | 0.00011227 | 0.00013973 | 0.00016696 | 0.00019398 | 0.00019233 | 0.00019081 | 0.00018918
| Dishwasher_Com, O - HWat [Building w oil WH] | O | Yes | Small Retail | Water Heating | NC | 6.6362e-08 | 1.2858e-07 | 1.8854e-07 | 2.4585e-07 | 3.0016e-07 | 3.524e-07 | 4.0372e-07 | 4.5434e-07 | 5.0435e-07 | 5.5352e-07
| Dishwasher_Com, O - HWat [Building w oil WH] | O | Yes | Small Retail | Water Heating | REPL | 5.3704e-07 | 1.0677e-06 | 1.596e-06 | 2.1191e-06 | 2.6374e-06 | 3.1513e-06 | 3.6613e-06 | 4.1672e-06 | 4.6692e-06 | 5.1668e-06
| Faucet Aerator_Com, O - HWat | O | Yes | Small Retail | Water Heating | RET | 0.0078948 | 0.015696 | 0.023463 | 0.031151 | 0.038771 | 0.046325 | 0.053823 | 0.061261 | 0.06864 | 0.075955
| Pre Rinse Sprayers_Com, O - HWat | O | Yes | Small Retail | Water Heating | RET | 0.0051706 | 0.01028 | 0.015366 | 0.015777 | 0.016198 | 0.01605 | 0.015917 | 0.015788 | 0.015664 | 0.015536
| FF Storage Water Heater_Com, O - HWat | O | Yes | Small Retail | Water Heating | NC | 0.0011095 | 0.0021497 | 0.0031522 | 0.0041103 | 0.0050183 | 0.0058917 | 0.0067496 | 0.0075961 | 0.0084321 | 0.0092541
| FF Storage Water Heater_Com, O - HWat | O | No | Small Retail | Water Heating | RET | 0.0077577 | 0.0149 | 0.021525 | 0.027635 | 0.033277 | 0.038488 | 0.043307 | 0.048277 | 0.05338 | 0.058601
| FF Storage Water Heater_Com, O - HWat | O | Yes | Small Retail | Water Heating | REPL | 0.007572 | 0.013558 | 0.018772 | 0.023197 | 0.026851 | 0.029749 | 0.031906 | 0.033836 | 0.03554 | 0.037023
| FF Instantaneous Water Heater_Com, O - HWat | O | No | Small Retail | Water Heating | NC | 0.0018597 | 0.0036032 | 0.0052835 | 0.0068894 | 0.0084114 | 0.0098753 | 0.011313 | 0.012732 | 0.014133 | 0.015511
| FF Instantaneous Water Heater_Com, O - HWat | O | No | Small Retail | Water Heating | RET | 0.013003 | 0.024974 | 0.036078 | 0.04632 | 0.055777 | 0.064512 | 0.072589 | 0.080055 | 0.086956 | 0.09333
| FF Instantaneous Water Heater_Com, O - HWat | O | No | Small Retail | Water Heating | REPL | 0.0095188 | 0.017044 | 0.023598 | 0.029161 | 0.033754 | 0.037397 | 0.040109 | 0.041903 | 0.042793 | 0.042793
| Pnemautic to DDC_Com, O - TotF [Building w Oil Heat] | O | No | Small Retail | Total FF | RET | 0.31835 | 0.63293 | 0.94611 | 1.2561 | 1.5634 | 1.868 | 2.1704 | 2.4703 | 2.7678 | 3.0628
| RCx_Com, O - TotF [Building w Oil Heat] | O | Yes | Small Retail | Total FF | RET | 0.69439 | 1.3805 | 2.0636 | 2.7399 | 3.4101 | 4.0745 | 4.7339 | 5.3882 | 5.3428 | 5.3001
| Commissioning_Com, O - TotF [Building w Oil Heat] | O | Yes | Small Retail | Total FF | NC | 0 | 0 | 0 | 0 | 0 | 0 | 0 | 0 | 0 | 0
| Integrated Building Design_Com, O - TotF [Building w Oil Heat] | O | Yes | Small Retail | Total FF | NC | 0.056815 | 0.11008 | 0.16142 | 0.21048 | 0.25698 | 0.30171 | 0.34564 | 0.38898 | 0.43179 | 0.47389
| Deep Energy Retrofit_Com, O - TotF [Building w Oil Heat] | O | Yes | Small Retail | Total FF | RET | 0.20377 | 0.40512 | 0.60558 | 0.80403 | 1.0007 | 1.1957 | 1.3892 | 1.5812 | 1.7716 | 1.9604
| EMS_Com, O - TotF [Building w Oil Heat] | O | Yes | Small Retail | Total FF | NC | 0.11073 | 0.21454 | 0.31458 | 0.4102 | 0.50082 | 0.58798 | 0.6736 | 0.75807 | 0.84151 | 0.92354
| EMS_Com, O - TotF [Building w Oil Heat] | O | Yes | Small Retail | Total FF | RET | 1.3822 | 2.7481 | 4.1078 | 5.454 | 6.7881 | 8.1107 | 9.4233 | 10.7256 | 12.0175 | 13.2984
| Int Ltg Ctrls_Com, E/O - IntL | E | Yes | Small Retail | Interior Lighting | RET | -1.0947 | -2.1602 | -3.2764 | -4.3803 | -5.4785 | -6.5797 | -7.6684 | -8.7827 | -8.8126 | -8.8475
| Exit Sign RetFit_Com, E/O - IntL | E | Yes | Small Retail | Interior Lighting | RET | -0.038857 | -0.076676 | -0.11629 | -0.15548 | -0.19446 | -0.23354 | -0.27219 | -0.31174 | -0.35166 | -0.39072
| LED HiLo Bay_Com, E/O - IntL | E | Yes | Small Retail | Interior Lighting | NC | -0.013089 | -0.02537 | -0.037198 | -0.048645 | -0.059474 | -0.070227 | -0.080966 | -0.091417 | -0.10183 | -0.11212
| LED HiLo Bay_Com, E/O - IntL | E | Yes | Small Retail | Interior Lighting | RET | -0.10166 | -0.19395 | -0.28411 | -0.36728 | -0.44445 | -0.51661 | -0.58316 | -0.64668 | -0.70648 | -0.7669
| LED HiLo Bay_Com, E/O - IntL | E | Yes | Small Retail | Interior Lighting | REPL | -0.069917 | -0.12436 | -0.17426 | -0.21656 | -0.25163 | -0.27977 | -0.30063 | -0.31486 | -0.32204 | -0.32607
| Repl Scre_Com, E/O - IntL | E | Yes | Small Retail | Interior Lighting | NC | -0.074791 | -0.14497 | -0.070179 | 0 | 0 | 0 | 0 | 0 | 0 | 0
| Repl Scre_Com, E/O - IntL | E | Yes | Small Retail | Interior Lighting | RET | -0.28227 | -0.55701 | -0.27474 | 0 | 0 | 0 | 0 | 0 | 0 | 0
| Repl Scre_Com, E/O - IntL | E | Yes | Small Retail | Interior Lighting | REPL | -3.8386 | -7.5748 | -3.7362 | 0 | 0 | 0 | 0 | 0 | 0 | 0
| Lin LED Fixture_Com, E/O - IntL | E | Yes | Small Retail | Interior Lighting | NC | -0.017982 | -0.034856 | -0.051107 | -0.066834 | -0.081712 | -0.096485 | -0.11124 | -0.1256 | -0.13991 | -0.15405
| Lin LED Fixture_Com, E/O - IntL | E | Yes | Small Retail | Interior Lighting | RET | -0.1093 | -0.20736 | -0.30206 | -0.3884 | -0.46758 | -0.54077 | -0.60747 | -0.67041 | -0.73377 | -0.79562
| Lin LED Fixture_Com, E/O - IntL | E | Yes | Small Retail | Interior Lighting | REPL | -0.11123 | -0.19784 | -0.27723 | -0.34453 | -0.40033 | -0.44508 | -0.47827 | -0.50092 | -0.51724 | -0.52681
| LED Tube Repl_Com, E/O - IntL | E | Yes | Small Retail | Interior Lighting | RET | -0.68765 | -1.3046 | -1.9004 | -2.4436 | -2.9418 | -3.448 | -3.9546 | -4.479 | -5.0135 | -5.5414
| LED Tube Repl_Com, E/O - IntL | E | Yes | Small Retail | Interior Lighting | REPL | -1.0277 | -1.828 | -2.5615 | -3.1833 | -3.6988 | -4.1807 | -4.6226 | -5.0395 | -5.4245 | -5.7663
| Repl pin CFL wLED_Com, E/O - IntL | E | Yes | Small Retail | Interior Lighting | RET | -0.021362 | -0.040824 | -0.05991 | -0.077579 | -0.094033 | -0.11183 | -0.13062 | -0.151 | -0.17265 | -0.19412
| Repl pin CFL wLED_Com, E/O - IntL | E | Yes | Small Retail | Interior Lighting | REPL | -0.041646 | -0.074073 | -0.1038 | -0.12899 | -0.14988 | -0.17122 | -0.1927 | -0.21509 | -0.23808 | -0.26096
| Stair Occ Sensor_Com, E/O - IntL | E | Yes | Small Retail | Interior Lighting | NC | -0.013935 | -0.02701 | -0.039603 | -0.05179 | -0.063318 | -0.074767 | -0.086199 | -0.097326 | -0.10842 | -0.11937
| Stair Occ Sensor_Com, E/O - IntL | E | Yes | Small Retail | Interior Lighting | RET | -0.10728 | -0.21169 | -0.32108 | -0.42925 | -0.53688 | -0.64478 | -0.75148 | -0.86067 | -0.97088 | -1.0787
| Int Delamping_Com, E/O - IntL | E | Yes | Small Retail | Interior Lighting | RET | -0.0087309 | -0.017229 | -0.026131 | -0.034935 | -0.043694 | -0.052476 | -0.061159 | -0.070047 | -0.079016 | -0.087792
| Int Ltg Dsgn_Com, E/O - IntL | E | Yes | Small Retail | Interior Lighting | NC | -0.024019 | -0.046557 | -0.068264 | -0.08927 | -0.10914 | -0.12888 | -0.14858 | -0.16776 | -0.18688 | -0.20576
| DCV_Com, O - Heat [Building w Oil Heat] | O | Yes | Large Retail | Space Heating | RET | 1.625 | 3.2307 | 4.8292 | 6.4117 | 7.9801 | 9.5349 | 11.0781 | 12.6091 | 14.1278 | 15.6336
| Optimized Unitary AC Sys_Com, O - Heat [Building w Oil Heat] | O | Yes | Large Retail | Space Heating | NC | 0.61705 | 1.1956 | 1.7531 | 2.2859 | 2.7909 | 3.2767 | 3.7538 | 4.2246 | 4.6895 | 5.1467
| Cool Roof_Com, O - Heat [Building w Oil Heat] | O | No | Large Retail | Space Heating | NC | -0.031643 | -0.061311 | -0.089903 | -0.11723 | -0.14313 | -0.16804 | -0.1925 | -0.21664 | -0.24049 | -0.26393
| Cool Roof_Com, O - Heat [Building w Oil Heat] | O | No | Large Retail | Space Heating | RET | -0.16521 | -0.32846 | -0.49098 | -0.65188 | -0.81133 | -0.96941 | -1.1263 | -1.282 | -1.4364 | -1.5895
| Programmable TStat_Com, O - Heat [Building w Oil Heat] | O | Yes | Large Retail | Space Heating | NC | 0 | 0 | 0 | 0 | 0 | 0 | 0 | 0 | 0 | 0
| Programmable TStat_Com, O - Heat [Building w Oil Heat] | O | Yes | Large Retail | Space Heating | RET | 0 | 0 | 0 | 0 | 0 | 0 | 0 | 0 | 0 | 0
| Smart TStat_Com, O - Heat [Building w Oil Heat] | O | Yes | Large Retail | Space Heating | NC | 0.086119 | 0.16686 | 0.24468 | 0.31904 | 0.38952 | 0.45732 | 0.52391 | 0.58961 | 0.6545 | 0.71831
| Smart TStat_Com, O - Heat [Building w Oil Heat] | O | Yes | Large Retail | Space Heating | RET | 0.31616 | 0.62857 | 0.93958 | 1.2475 | 1.5526 | 1.8551 | 2.1554 | 2.4533 | 2.7488 | 3.0417
| Boiler Blowdown Controls_Com, O - Heat | O | No | Large Retail | Space Heating | RET | 0.065877 | 0.13097 | 0.19578 | 0.25994 | 0.32352 | 0.32067 | 0.31814 | 0.3154 | 0.31281 | 0.31028
| Boiler Modifications_Com, O - Heat | O | Yes | Large Retail | Space Heating | RET | 0.22571 | 0.44874 | 0.67077 | 0.89059 | 1.1084 | 1.3244 | 1.5387 | 1.7514 | 1.8053 | 1.7906
| Boilers_Com, O - Heat | O | No | Large Retail | Space Heating | NC | 0.02335 | 0.045241 | 0.066339 | 0.086502 | 0.10561 | 0.12399 | 0.14205 | 0.15986 | 0.17746 | 0.19476
| Boilers_Com, O - Heat | O | No | Large Retail | Space Heating | RET | 0.1911 | 0.36483 | 0.52396 | 0.66891 | 0.80107 | 0.92162 | 1.0317 | 1.1322 | 1.2239 | 1.3075
| Boilers_Com, O - Heat | O | No | Large Retail | Space Heating | REPL | 0.095613 | 0.1712 | 0.23704 | 0.29291 | 0.33905 | 0.37564 | 0.40288 | 0.4209 | 0.42984 | 0.42984
| Furnace_Com, O - Heat | O | Yes | Large Retail | Space Heating | NC | 0.15585 | 0.30197 | 0.44279 | 0.57737 | 0.70493 | 0.82761 | 0.94812 | 1.067 | 1.1845 | 1.2999
| Furnace_Com, O - Heat | O | No | Large Retail | Space Heating | RET | 1.4362 | 2.7276 | 3.8975 | 4.9514 | 5.9019 | 6.7594 | 7.5338 | 8.2329 | 8.8641 | 9.4335
| Furnace_Com, O - Heat | O | Yes | Large Retail | Space Heating | REPL | 0.69368 | 1.242 | 1.7197 | 2.1251 | 2.4598 | 2.7253 | 2.923 | 3.0537 | 3.1185 | 3.1185
| Destratification Fans_Com, O - Heat | O | No | Large Retail | Space Heating | NC | 0.090213 | 0.17479 | 0.2563 | 0.3342 | 0.40804 | 0.47905 | 0.54881 | 0.61763 | 0.68561 | 0.75245
| Destratification Fans_Com, O - Heat | O | No | Large Retail | Space Heating | RET | 0.43977 | 0.8526 | 1.243 | 1.6102 | 1.956 | 2.2816 | 2.5886 | 2.9239 | 3.2857 | 3.6717
| Destratification Fans_Com, O - Heat | O | No | Large Retail | Space Heating | REPL | 0.61568 | 1.1024 | 1.5264 | 1.8861 | 2.1832 | 2.4189 | 2.5943 | 2.7747 | 2.9602 | 3.1503
| Energy Recovery Ventilator_Com, O - Heat | O | Yes | Large Retail | Space Heating | NC | 0.12374 | 0.23975 | 0.35156 | 0.45841 | 0.55968 | 0.65708 | 0.75276 | 0.84716 | 0.9404 | 1.0321
| Energy Recovery Ventilator_Com, O - Heat | O | Yes | Large Retail | Space Heating | RET | 1.0767 | 2.0502 | 2.937 | 3.7403 | 4.4688 | 5.1295 | 5.7296 | 6.3081 | 6.8668 | 7.4069
| Energy Recovery Ventilator_Com, O - Heat | O | Yes | Large Retail | Space Heating | REPL | 0.84448 | 1.5121 | 2.0936 | 2.5871 | 2.9946 | 3.3178 | 3.5584 | 3.744 | 3.8756 | 3.9538
| Forced Air Heating Maintenance_Com, O - Heat | O | No | Large Retail | Space Heating | RET | 0.026636 | 0.052956 | 0.079158 | 0.1051 | 0.13081 | 0.12966 | 0.12863 | 0.12752 | 0.12648 | 0.12545
| Steam Trap Maintenance_Com, O - Heat | O | Yes | Large Retail | Space Heating | RET | 0.061139 | 0.12155 | 0.1817 | 0.24124 | 0.30025 | 0.35875 | 0.35568 | 0.35286 | 0.34986 | 0.34698
| Windows_Com, O - Heat [Building w Oil Heat] | O | No | Large Retail | Space Heating | NC | 0.14118 | 0.27354 | 0.4011 | 0.52301 | 0.63856 | 0.7497 | 0.85886 | 0.96656 | 1.0729 | 1.1775
| Window Film_Com, O - Heat [Building w Oil Heat] | O | No | Large Retail | Space Heating | RET | 0 | 0 | 0 | 0 | 0 | 0 | 0 | 0 | 0 | 0
| Kitchen DCV_Com, O - Heat [Building w Oil Heat] | O | Yes | Large Retail | Space Heating | NC | 0.0038073 | 0.0073769 | 0.010817 | 0.014105 | 0.017221 | 0.020218 | 0.023162 | 0.026066 | 0.028935 | 0.031756
| Kitchen DCV_Com, O - Heat [Building w Oil Heat] | O | Yes | Large Retail | Space Heating | RET | 0.036248 | 0.068735 | 0.098069 | 0.12441 | 0.14809 | 0.16937 | 0.18854 | 0.20631 | 0.22284 | 0.23821
| Kitchen DCV_Com, O - Heat [Building w Oil Heat] | O | Yes | Large Retail | Space Heating | REPL | 0.025984 | 0.046525 | 0.064418 | 0.079601 | 0.092141 | 0.10209 | 0.10949 | 0.11477 | 0.11795 | 0.11907
| Duct Sealing Non Regulated_Com, O - Heat [Building w Oil Heat] | O | Yes | Large Retail | Space Heating | RET | 0.54745 | 1.0884 | 1.627 | 2.1601 | 2.6885 | 3.2123 | 3.7322 | 4.248 | 4.7597 | 5.267
| Clothes Washer Oil WH_Com, O - HWat [unit w/ elec dry - Water Heater] | O | Yes | Large Retail | Water Heating | NC | 7.5387e-06 | 1.4607e-05 | 2.1418e-05 | 2.7928e-05 | 3.4098e-05 | 4.0033e-05 | 4.5862e-05 | 4.4133e-05 | 4.2861e-05 | 4.1805e-05
| Clothes Washer Oil WH_Com, O - HWat [unit w/ elec dry - Water Heater] | O | Yes | Large Retail | Water Heating | REPL | 0.00011025 | 0.00021919 | 0.00032765 | 0.00043502 | 0.00054143 | 0.00064692 | 0.00075162 | 0.00074525 | 0.00073935 | 0.00073306
| Clothes Washer Oil WH_Com, O - HWat [unit w/ gas dry - Water Heater] | O | Yes | Large Retail | Water Heating | NC | 1.2565e-06 | 2.4345e-06 | 3.5697e-06 | 4.6547e-06 | 5.6831e-06 | 6.6721e-06 | 7.6437e-06 | 7.3554e-06 | 7.1434e-06 | 6.9676e-06
| Clothes Washer Oil WH_Com, O - HWat [unit w/ gas dry - Water Heater] | O | Yes | Large Retail | Water Heating | REPL | 1.8375e-05 | 3.6532e-05 | 5.4609e-05 | 7.2504e-05 | 9.0239e-05 | 0.00010782 | 0.00012527 | 0.00012421 | 0.00012323 | 0.00012218
| Clothes Washer Oil WH_Com, O - HWat [unit w/ propane dry - Water Heater] | O | Yes | Large Retail | Water Heating | NC | 1.8847e-06 | 3.6517e-06 | 5.3546e-06 | 6.9821e-06 | 8.5246e-06 | 1.0008e-05 | 1.1466e-05 | 1.1033e-05 | 1.0715e-05 | 1.0451e-05
| Clothes Washer Oil WH_Com, O - HWat [unit w/ propane dry - Water Heater] | O | Yes | Large Retail | Water Heating | REPL | 2.7562e-05 | 5.4798e-05 | 8.1913e-05 | 0.00010876 | 0.00013536 | 0.00016173 | 0.00018791 | 0.00018631 | 0.00018484 | 0.00018326
| Dishwasher_Com, O - HWat [Building w oil WH] | O | Yes | Large Retail | Water Heating | NC | 6.4286e-08 | 1.2456e-07 | 1.8264e-07 | 2.3815e-07 | 2.9077e-07 | 3.4137e-07 | 3.9108e-07 | 4.4013e-07 | 4.8857e-07 | 5.362e-07
| Dishwasher_Com, O - HWat [Building w oil WH] | O | Yes | Large Retail | Water Heating | REPL | 5.2024e-07 | 1.0343e-06 | 1.5461e-06 | 2.0527e-06 | 2.5549e-06 | 3.0526e-06 | 3.5467e-06 | 4.0368e-06 | 4.5231e-06 | 5.0052e-06
| Faucet Aerator_Com, O - HWat | O | Yes | Large Retail | Water Heating | RET | 0.0076477 | 0.015205 | 0.022728 | 0.030176 | 0.037558 | 0.044875 | 0.052138 | 0.059344 | 0.066492 | 0.073578
| Pre Rinse Sprayers_Com, O - HWat | O | Yes | Large Retail | Water Heating | RET | 0.00016126 | 0.00032061 | 0.00047925 | 0.00049207 | 0.00050518 | 0.00050057 | 0.00049642 | 0.00049239 | 0.00048852 | 0.00048455
| FF Storage Water Heater_Com, O - HWat | O | Yes | Large Retail | Water Heating | NC | 0.0010748 | 0.0020824 | 0.0030536 | 0.0039816 | 0.0048613 | 0.0057073 | 0.0065384 | 0.0073583 | 0.0081682 | 0.0089645
| FF Storage Water Heater_Com, O - HWat | O | No | Large Retail | Water Heating | RET | 0.0075149 | 0.014434 | 0.020851 | 0.02677 | 0.032236 | 0.037284 | 0.041952 | 0.046766 | 0.05171 | 0.056767
| FF Storage Water Heater_Com, O - HWat | O | Yes | Large Retail | Water Heating | REPL | 0.0073351 | 0.013134 | 0.018185 | 0.022471 | 0.026011 | 0.028818 | 0.030908 | 0.032777 | 0.034428 | 0.035864
| FF Instantaneous Water Heater_Com, O - HWat | O | No | Large Retail | Water Heating | NC | 0.0018015 | 0.0034904 | 0.0051182 | 0.0066738 | 0.0081482 | 0.0095663 | 0.010959 | 0.012334 | 0.013691 | 0.015026
| FF Instantaneous Water Heater_Com, O - HWat | O | No | Large Retail | Water Heating | RET | 0.012596 | 0.024193 | 0.034949 | 0.04487 | 0.054031 | 0.062493 | 0.070317 | 0.07755 | 0.084235 | 0.090409
| FF Instantaneous Water Heater_Com, O - HWat | O | No | Large Retail | Water Heating | REPL | 0.0092209 | 0.01651 | 0.02286 | 0.028248 | 0.032698 | 0.036227 | 0.038854 | 0.040592 | 0.041453 | 0.041453
| Pnemautic to DDC_Com, O - TotF [Building w Oil Heat] | O | No | Large Retail | Total FF | RET | 0.30839 | 0.61312 | 0.9165 | 1.2168 | 1.5145 | 1.8096 | 2.1024 | 2.393 | 2.6812 | 2.967
| Data Center_Com, O - TotF [Building w Oil Heat] | O | Yes | Large Retail | Total FF | NC | 0 | 0 | 0 | 0 | 0 | 0 | 0 | 0 | 0 | 0
| Data Center_Com, O - TotF [Building w Oil Heat] | O | Yes | Large Retail | Total FF | RET | 0 | 0 | 0 | 0 | 0 | 0 | 0 | 0 | 0 | 0
| RCx_Com, O - TotF [Building w Oil Heat] | O | Yes | Large Retail | Total FF | RET | 0.84082 | 1.6717 | 2.4988 | 3.3177 | 4.1292 | 4.9338 | 5.7323 | 6.5244 | 6.4695 | 6.4178
| Commissioning_Com, O - TotF [Building w Oil Heat] | O | Yes | Large Retail | Total FF | NC | 0 | 0 | 0 | 0 | 0 | 0 | 0 | 0 | 0 | 0
| Integrated Building Design_Com, O - TotF [Building w Oil Heat] | O | Yes | Large Retail | Total FF | NC | 0.055037 | 0.10664 | 0.15637 | 0.20389 | 0.24894 | 0.29226 | 0.33482 | 0.37681 | 0.41828 | 0.45906
| Deep Energy Retrofit_Com, O - TotF [Building w Oil Heat] | O | Yes | Large Retail | Total FF | RET | 0.19739 | 0.39245 | 0.58663 | 0.77887 | 0.96938 | 1.1583 | 1.3457 | 1.5317 | 1.7162 | 1.8991
| EMS_Com, O - TotF [Building w Oil Heat] | O | Yes | Large Retail | Total FF | NC | 0.10726 | 0.20782 | 0.30474 | 0.39736 | 0.48515 | 0.56958 | 0.65252 | 0.73435 | 0.81517 | 0.89464
| EMS_Com, O - TotF [Building w Oil Heat] | O | Yes | Large Retail | Total FF | RET | 1.339 | 2.6621 | 3.9793 | 5.2833 | 6.5757 | 7.8568 | 9.1284 | 10.39 | 11.6414 | 12.8822
| Int Ltg Ctrls_Com, E/O - IntL | E | Yes | Large Retail | Interior Lighting | RET | -1.1251 | -2.2202 | -3.3673 | -4.5019 | -5.6306 | -6.7623 | -7.8813 | -9.0265 | -9.0572 | -9.0931
| Exit Sign RetFit_Com, E/O - IntL | E | Yes | Large Retail | Interior Lighting | RET | -0.039935 | -0.078805 | -0.11952 | -0.15979 | -0.19986 | -0.24003 | -0.27974 | -0.32039 | -0.36142 | -0.40156
| LED HiLo Bay_Com, E/O - IntL | E | Yes | Large Retail | Interior Lighting | NC | -0.013452 | -0.026074 | -0.038231 | -0.049995 | -0.061125 | -0.072176 | -0.083213 | -0.093954 | -0.10466 | -0.11523
| LED HiLo Bay_Com, E/O - IntL | E | Yes | Large Retail | Interior Lighting | RET | -0.10448 | -0.19933 | -0.292 | -0.37747 | -0.45679 | -0.53095 | -0.59935 | -0.66463 | -0.72609 | -0.78818
| LED HiLo Bay_Com, E/O - IntL | E | Yes | Large Retail | Interior Lighting | REPL | -0.071858 | -0.12781 | -0.1791 | -0.22257 | -0.25862 | -0.28753 | -0.30897 | -0.3236 | -0.33098 | -0.33512
| Repl Scre_Com, E/O - IntL | E | Yes | Large Retail | Interior Lighting | NC | -0.076867 | -0.14899 | -0.072127 | 0 | 0 | 0 | 0 | 0 | 0 | 0
| Repl Scre_Com, E/O - IntL | E | Yes | Large Retail | Interior Lighting | RET | -0.2901 | -0.57247 | -0.28236 | 0 | 0 | 0 | 0 | 0 | 0 | 0
| Repl Scre_Com, E/O - IntL | E | Yes | Large Retail | Interior Lighting | REPL | -3.9452 | -7.785 | -3.8399 | 0 | 0 | 0 | 0 | 0 | 0 | 0
| Lin LED Fixture_Com, E/O - IntL | E | Yes | Large Retail | Interior Lighting | NC | -0.018482 | -0.035823 | -0.052526 | -0.068689 | -0.08398 | -0.099163 | -0.11433 | -0.12908 | -0.14379 | -0.15832
| Lin LED Fixture_Com, E/O - IntL | E | Yes | Large Retail | Interior Lighting | RET | -0.11233 | -0.21312 | -0.31045 | -0.39918 | -0.48056 | -0.55578 | -0.62433 | -0.68901 | -0.75413 | -0.8177
| Lin LED Fixture_Com, E/O - IntL | E | Yes | Large Retail | Interior Lighting | REPL | -0.11432 | -0.20334 | -0.28493 | -0.3541 | -0.41144 | -0.45744 | -0.49155 | -0.51482 | -0.53159 | -0.54143
| LED Tube Repl_Com, E/O - IntL | E | Yes | Large Retail | Interior Lighting | RET | -0.70673 | -1.3408 | -1.9532 | -2.5115 | -3.0234 | -3.5437 | -4.0644 | -4.6033 | -5.1527 | -5.6952
| LED Tube Repl_Com, E/O - IntL | E | Yes | Large Retail | Interior Lighting | REPL | -1.0563 | -1.8787 | -2.6326 | -3.2717 | -3.8015 | -4.2968 | -4.7509 | -5.1794 | -5.5751 | -5.9264
| Repl pin CFL wLED_Com, E/O - IntL | E | Yes | Large Retail | Interior Lighting | RET | -0.021955 | -0.041958 | -0.061573 | -0.079732 | -0.096643 | -0.11493 | -0.13424 | -0.15519 | -0.17744 | -0.19951
| Repl pin CFL wLED_Com, E/O - IntL | E | Yes | Large Retail | Interior Lighting | REPL | -0.042802 | -0.076129 | -0.10668 | -0.13257 | -0.15404 | -0.17597 | -0.19805 | -0.22106 | -0.24468 | -0.26821
| Stair Occ Sensor_Com, E/O - IntL | E | Yes | Large Retail | Interior Lighting | NC | -0.014321 | -0.02776 | -0.040702 | -0.053227 | -0.065076 | -0.076842 | -0.088591 | -0.10003 | -0.11143 | -0.12268
| Stair Occ Sensor_Com, E/O - IntL | E | Yes | Large Retail | Interior Lighting | RET | -0.11026 | -0.21757 | -0.32999 | -0.44117 | -0.55178 | -0.66268 | -0.77234 | -0.88456 | -0.99783 | -1.1087
| Int Delamping_Com, E/O - IntL | E | Yes | Large Retail | Interior Lighting | RET | -0.0089732 | -0.017707 | -0.026856 | -0.035905 | -0.044907 | -0.053933 | -0.062857 | -0.071991 | -0.081209 | -0.090229
| Int Ltg Dsgn_Com, E/O - IntL | E | Yes | Large Retail | Interior Lighting | NC | -0.024686 | -0.047849 | -0.070158 | -0.091747 | -0.11217 | -0.13245 | -0.15271 | -0.17242 | -0.19206 | -0.21147
| DCV_Com, O - Heat [Building w Oil Heat] | O | Yes | Warehouse | Space Heating | RET | 3.8322 | 7.6191 | 11.389 | 15.1212 | 18.8199 | 22.4867 | 26.1261 | 29.7366 | 33.3185 | 36.8696
| Optimized Unitary AC Sys_Com, O - Heat [Building w Oil Heat] | O | Yes | Warehouse | Space Heating | NC | 1.4552 | 2.8196 | 4.1344 | 5.391 | 6.5821 | 7.7276 | 8.8528 | 9.963 | 11.0595 | 12.1377
| Cool Roof_Com, O - Heat [Building w Oil Heat] | O | No | Warehouse | Space Heating | NC | -0.074626 | -0.14459 | -0.21202 | -0.27646 | -0.33754 | -0.39629 | -0.45399 | -0.51092 | -0.56716 | -0.62245
| Cool Roof_Com, O - Heat [Building w Oil Heat] | O | No | Warehouse | Space Heating | RET | -0.38962 | -0.77462 | -1.1579 | -1.5374 | -1.9134 | -2.2862 | -2.6562 | -3.0233 | -3.3875 | -3.7485
| Programmable TStat_Com, O - Heat [Building w Oil Heat] | O | Yes | Warehouse | Space Heating | NC | 0 | 0 | 0 | 0 | 0 | 0 | 0 | 0 | 0 | 0
| Programmable TStat_Com, O - Heat [Building w Oil Heat] | O | Yes | Warehouse | Space Heating | RET | 0 | 0 | 0 | 0 | 0 | 0 | 0 | 0 | 0 | 0
| Smart TStat_Com, O - Heat [Building w Oil Heat] | O | Yes | Warehouse | Space Heating | NC | 0.45278 | 0.87728 | 1.2864 | 1.6774 | 2.0479 | 2.4044 | 2.7545 | 3.0999 | 3.4411 | 3.7765
| Smart TStat_Com, O - Heat [Building w Oil Heat] | O | Yes | Warehouse | Space Heating | RET | 1.6622 | 3.3047 | 4.9399 | 6.5587 | 8.163 | 9.7535 | 11.332 | 12.8981 | 14.4517 | 15.992
| Boiler Blowdown Controls_Com, O - Heat | O | No | Warehouse | Space Heating | RET | 0.35642 | 0.70863 | 1.0593 | 1.4064 | 1.7504 | 1.735 | 1.7213 | 1.7065 | 1.6925 | 1.6788
| Boiler Modifications_Com, O - Heat | O | Yes | Warehouse | Space Heating | RET | 1.2212 | 2.4279 | 3.6292 | 4.8185 | 5.9971 | 7.1656 | 8.3253 | 9.4759 | 9.7678 | 9.6882
| Boilers_Com, O - Heat | O | No | Warehouse | Space Heating | NC | 0.12633 | 0.24478 | 0.35893 | 0.46802 | 0.57141 | 0.67086 | 0.76855 | 0.86492 | 0.96012 | 1.0537
| Boilers_Com, O - Heat | O | No | Warehouse | Space Heating | RET | 1.0339 | 1.9739 | 2.8349 | 3.6191 | 4.3342 | 4.9864 | 5.582 | 6.1256 | 6.6218 | 7.0744
| Boilers_Com, O - Heat | O | No | Warehouse | Space Heating | REPL | 0.51731 | 0.92626 | 1.2825 | 1.5848 | 1.8344 | 2.0324 | 2.1798 | 2.2773 | 2.3256 | 2.3256
| Furnace_Com, O - Heat | O | Yes | Warehouse | Space Heating | NC | 0.27253 | 0.52804 | 0.77429 | 1.0096 | 1.2327 | 1.4472 | 1.6579 | 1.8659 | 2.0712 | 2.2731
| Furnace_Com, O - Heat | O | Yes | Warehouse | Space Heating | RET | 2.5114 | 4.7696 | 6.8154 | 8.6584 | 10.3205 | 11.8199 | 13.1741 | 14.3966 | 15.5003 | 16.496
| Furnace_Com, O - Heat | O | Yes | Warehouse | Space Heating | REPL | 1.213 | 2.1719 | 3.0072 | 3.716 | 4.3014 | 4.7657 | 5.1113 | 5.3398 | 5.4532 | 5.4532
| Destratification Fans_Com, O - Heat | O | No | Warehouse | Space Heating | NC | 0.42551 | 0.82444 | 1.2089 | 1.5763 | 1.9246 | 2.2596 | 2.5886 | 2.9132 | 3.2338 | 3.5491
| Destratification Fans_Com, O - Heat | O | No | Warehouse | Space Heating | RET | 2.0743 | 4.0215 | 5.8631 | 7.5951 | 9.2257 | 10.7615 | 12.2095 | 13.7914 | 15.4977 | 17.3183
| Destratification Fans_Com, O - Heat | O | No | Warehouse | Space Heating | REPL | 2.904 | 5.1996 | 7.1994 | 8.8963 | 10.2977 | 11.4091 | 12.2365 | 13.0877 | 13.9623 | 14.8592
| Energy Recovery Ventilator_Com, O - Heat | O | Yes | Warehouse | Space Heating | NC | 0.29182 | 0.56542 | 0.82909 | 1.0811 | 1.3199 | 1.5496 | 1.7753 | 1.9979 | 2.2178 | 2.434
| Energy Recovery Ventilator_Com, O - Heat | O | Yes | Warehouse | Space Heating | RET | 2.5393 | 4.8352 | 6.9266 | 8.821 | 10.5389 | 12.0972 | 13.5124 | 14.8768 | 16.1944 | 17.4681
| Energy Recovery Ventilator_Com, O - Heat | O | Yes | Warehouse | Space Heating | REPL | 1.9916 | 3.566 | 4.9374 | 6.1012 | 7.0623 | 7.8246 | 8.392 | 8.8298 | 9.14 | 9.3246
| Forced Air Heating Maintenance_Com, O - Heat | O | Yes | Warehouse | Space Heating | RET | 0.046577 | 0.092602 | 0.13842 | 0.18378 | 0.22874 | 0.22673 | 0.22493 | 0.223 | 0.22117 | 0.21938
| Steam Trap Maintenance_Com, O - Heat | O | Yes | Warehouse | Space Heating | RET | 0.33079 | 0.65767 | 0.98309 | 1.3052 | 1.6245 | 1.941 | 1.9244 | 1.9092 | 1.8929 | 1.8773
| Windows_Com, O - Heat [Building w Oil Heat] | O | No | Warehouse | Space Heating | NC | 0.33295 | 0.64511 | 0.94595 | 1.2335 | 1.506 | 1.768 | 2.0255 | 2.2795 | 2.5304 | 2.7771
| Window Film_Com, O - Heat [Building w Oil Heat] | O | No | Warehouse | Space Heating | RET | 0 | 0 | 0 | 0 | 0 | 0 | 0 | 0 | 0 | 0
| Kitchen DCV_Com, O - Heat [Building w Oil Heat] | O | Yes | Warehouse | Space Heating | NC | 0.0038543 | 0.0074679 | 0.010951 | 0.014279 | 0.017433 | 0.020467 | 0.023448 | 0.026388 | 0.029293 | 0.032148
| Kitchen DCV_Com, O - Heat [Building w Oil Heat] | O | Yes | Warehouse | Space Heating | RET | 0.036695 | 0.069583 | 0.099279 | 0.12594 | 0.14991 | 0.17146 | 0.19087 | 0.20886 | 0.22559 | 0.24116
| Kitchen DCV_Com, O - Heat [Building w Oil Heat] | O | Yes | Warehouse | Space Heating | REPL | 0.026305 | 0.047099 | 0.065213 | 0.080584 | 0.093278 | 0.10335 | 0.11084 | 0.11618 | 0.11941 | 0.12054
| Duct Sealing Non Regulated_Com, O - Heat [Building w Oil Heat] | O | Yes | Warehouse | Space Heating | RET | 1.2911 | 2.5669 | 3.837 | 5.0944 | 6.3405 | 7.5759 | 8.802 | 10.0184 | 11.2251 | 12.4215
| Clothes Washer Oil WH_Com, O - HWat [unit w/ elec dry - Water Heater] | O | Yes | Warehouse | Water Heating | NC | 1.7779e-05 | 3.4448e-05 | 5.0512e-05 | 6.5865e-05 | 8.0416e-05 | 9.4412e-05 | 0.00010816 | 0.00010408 | 0.00010108 | 9.8592e-05
| Clothes Washer Oil WH_Com, O - HWat [unit w/ elec dry - Water Heater] | O | Yes | Warehouse | Water Heating | REPL | 0.00026001 | 0.00051694 | 0.00077272 | 0.0010259 | 0.0012769 | 0.0015257 | 0.0017726 | 0.0017576 | 0.0017437 | 0.0017288
| Clothes Washer Oil WH_Com, O - HWat [unit w/ gas dry - Water Heater] | O | Yes | Warehouse | Water Heating | NC | 2.9632e-06 | 5.7413e-06 | 8.4187e-06 | 1.0977e-05 | 1.3403e-05 | 1.5735e-05 | 1.8026e-05 | 1.7347e-05 | 1.6847e-05 | 1.6432e-05
| Clothes Washer Oil WH_Com, O - HWat [unit w/ gas dry - Water Heater] | O | Yes | Warehouse | Water Heating | REPL | 4.3335e-05 | 8.6156e-05 | 0.00012879 | 0.00017099 | 0.00021282 | 0.00025428 | 0.00029543 | 0.00029293 | 0.00029061 | 0.00028813
| Clothes Washer Oil WH_Com, O - HWat [unit w/ propane dry - Water Heater] | O | Yes | Warehouse | Water Heating | NC | 4.4448e-06 | 8.612e-06 | 1.2628e-05 | 1.6466e-05 | 2.0104e-05 | 2.3603e-05 | 2.704e-05 | 2.602e-05 | 2.527e-05 | 2.4648e-05
| Clothes Washer Oil WH_Com, O - HWat [unit w/ propane dry - Water Heater] | O | Yes | Warehouse | Water Heating | REPL | 6.5002e-05 | 0.00012923 | 0.00019318 | 0.00025648 | 0.00031922 | 0.00038142 | 0.00044315 | 0.00043939 | 0.00043591 | 0.0004322
| Dishwasher_Com, O - HWat [Building w oil WH] | O | Yes | Warehouse | Water Heating | NC | 7.5804e-08 | 1.4687e-07 | 2.1537e-07 | 2.8083e-07 | 3.4287e-07 | 4.0254e-07 | 4.6116e-07 | 5.1899e-07 | 5.7611e-07 | 6.3227e-07
| Dishwasher_Com, O - HWat [Building w oil WH] | O | Yes | Warehouse | Water Heating | REPL | 6.1345e-07 | 1.2196e-06 | 1.8231e-06 | 2.4205e-06 | 3.0126e-06 | 3.5996e-06 | 4.1822e-06 | 4.7601e-06 | 5.3335e-06 | 5.902e-06
| Faucet Aerator_Com, O - HWat | O | Yes | Warehouse | Water Heating | RET | 0.018036 | 0.035859 | 0.053601 | 0.071167 | 0.088574 | 0.10583 | 0.12296 | 0.13995 | 0.15681 | 0.17352
| Pre Rinse Sprayers_Com, O - HWat | O | Yes | Warehouse | Water Heating | RET | 0.0017923 | 0.0035634 | 0.0053266 | 0.005469 | 0.0056148 | 0.0055635 | 0.0055174 | 0.0054727 | 0.0054297 | 0.0053855
| FF Storage Water Heater_Com, O - HWat | O | Yes | Warehouse | Water Heating | NC | 0.0025347 | 0.0049111 | 0.0072014 | 0.0093901 | 0.011465 | 0.01346 | 0.01542 | 0.017354 | 0.019264 | 0.021142
| FF Storage Water Heater_Com, O - HWat | O | No | Warehouse | Water Heating | RET | 0.017723 | 0.03404 | 0.049174 | 0.063134 | 0.076023 | 0.087929 | 0.098938 | 0.11029 | 0.12195 | 0.13388
| FF Storage Water Heater_Com, O - HWat | O | Yes | Warehouse | Water Heating | REPL | 0.017299 | 0.030974 | 0.042886 | 0.052994 | 0.061342 | 0.067963 | 0.072891 | 0.077299 | 0.081194 | 0.084581
| FF Instantaneous Water Heater_Com, O - HWat | O | No | Warehouse | Water Heating | NC | 0.0042485 | 0.0082317 | 0.01207 | 0.015739 | 0.019216 | 0.022561 | 0.025846 | 0.029087 | 0.032288 | 0.035436
| FF Instantaneous Water Heater_Com, O - HWat | O | No | Warehouse | Water Heating | RET | 0.029706 | 0.057055 | 0.082422 | 0.10582 | 0.12742 | 0.14738 | 0.16583 | 0.18289 | 0.19866 | 0.21322
| FF Instantaneous Water Heater_Com, O - HWat | O | No | Warehouse | Water Heating | REPL | 0.021746 | 0.038937 | 0.053912 | 0.066619 | 0.077113 | 0.085436 | 0.091632 | 0.095729 | 0.097762 | 0.097762
| Pnemautic to DDC_Com, O - TotF [Building w Oil Heat] | O | No | Warehouse | Total FF | RET | 0.72729 | 1.446 | 2.1614 | 2.8697 | 3.5717 | 4.2676 | 4.9583 | 5.6435 | 6.3233 | 6.9972
| RCx_Com, O - TotF [Building w Oil Heat] | O | Yes | Warehouse | Total FF | RET | 1.8838 | 3.7453 | 5.5985 | 7.4331 | 9.2513 | 11.0538 | 12.8428 | 14.6176 | 14.4945 | 14.3787
| Commissioning_Com, O - TotF [Building w Oil Heat] | O | Yes | Warehouse | Total FF | NC | 0 | 0 | 0 | 0 | 0 | 0 | 0 | 0 | 0 | 0
| Integrated Building Design_Com, O - TotF [Building w Oil Heat] | O | Yes | Warehouse | Total FF | NC | 0.1298 | 0.25149 | 0.36877 | 0.48085 | 0.58709 | 0.68926 | 0.78963 | 0.88865 | 0.98645 | 1.0826
| Deep Energy Retrofit_Com, O - TotF [Building w Oil Heat] | O | Yes | Warehouse | Total FF | RET | 0.46552 | 0.92553 | 1.3835 | 1.8368 | 2.2862 | 2.7316 | 3.1737 | 3.6123 | 4.0474 | 4.4787
| EMS_Com, O - TotF [Building w Oil Heat] | O | Yes | Warehouse | Total FF | NC | 0.25296 | 0.49012 | 0.71868 | 0.93712 | 1.1441 | 1.3433 | 1.5389 | 1.7319 | 1.9225 | 2.1099
| EMS_Com, O - TotF [Building w Oil Heat] | O | Yes | Warehouse | Total FF | RET | 3.1578 | 6.2782 | 9.3846 | 12.46 | 15.5077 | 18.5292 | 21.5281 | 24.5032 | 27.4547 | 30.3808
| Int Ltg Ctrls_Com, E/O - IntL | E | Yes | Warehouse | Interior Lighting | RET | -1.3779 | -2.7191 | -4.1241 | -5.5136 | -6.8959 | -8.282 | -9.6524 | -11.055 | -11.0926 | -11.1365
| Exit Sign RetFit_Com, E/O - IntL | E | Yes | Warehouse | Interior Lighting | RET | -0.096069 | -0.18957 | -0.28753 | -0.3844 | -0.48078 | -0.57741 | -0.67296 | -0.77075 | -0.86944 | -0.966
| LED HiLo Bay_Com, E/O - IntL | E | Yes | Warehouse | Interior Lighting | NC | -0.15134 | -0.29335 | -0.43012 | -0.56248 | -0.6877 | -0.81203 | -0.9362 | -1.057 | -1.1775 | -1.2965
| LED HiLo Bay_Com, E/O - IntL | E | Yes | Warehouse | Interior Lighting | RET | -1.493 | -2.8484 | -4.1725 | -5.394 | -6.5273 | -7.5871 | -8.5645 | -9.4974 | -10.3755 | -11.2629
| LED HiLo Bay_Com, E/O - IntL | E | Yes | Warehouse | Interior Lighting | REPL | -0.80845 | -1.438 | -2.015 | -2.5041 | -2.9096 | -3.2349 | -3.4761 | -3.6407 | -3.7238 | -3.7703
| Repl Scre_Com, E/O - IntL | E | Yes | Warehouse | Interior Lighting | NC | -0.026017 | -0.05043 | -0.024413 | 0 | 0 | 0 | 0 | 0 | 0 | 0
| Repl Scre_Com, E/O - IntL | E | Yes | Warehouse | Interior Lighting | RET | -0.090405 | -0.1784 | -0.087993 | 0 | 0 | 0 | 0 | 0 | 0 | 0
| Repl Scre_Com, E/O - IntL | E | Yes | Warehouse | Interior Lighting | REPL | -1.3353 | -2.635 | -1.2997 | 0 | 0 | 0 | 0 | 0 | 0 | 0
| Lin LED Fixture_Com, E/O - IntL | E | Yes | Warehouse | Interior Lighting | NC | -0.015833 | -0.03069 | -0.044999 | -0.058846 | -0.071946 | -0.084954 | -0.097944 | -0.11059 | -0.12319 | -0.13563
| Lin LED Fixture_Com, E/O - IntL | E | Yes | Warehouse | Interior Lighting | RET | -0.13192 | -0.25029 | -0.36459 | -0.4688 | -0.56437 | -0.65271 | -0.73322 | -0.80918 | -0.88565 | -0.96031
| Lin LED Fixture_Com, E/O - IntL | E | Yes | Warehouse | Interior Lighting | REPL | -0.097939 | -0.1742 | -0.2441 | -0.30336 | -0.35248 | -0.39189 | -0.42111 | -0.44105 | -0.45542 | -0.46385
| LED Tube Repl_Com, E/O - IntL | E | Yes | Warehouse | Interior Lighting | RET | -0.82999 | -1.5747 | -2.2938 | -2.9495 | -3.5507 | -4.1617 | -4.7733 | -5.4061 | -6.0513 | -6.6885
| LED Tube Repl_Com, E/O - IntL | E | Yes | Warehouse | Interior Lighting | REPL | -0.9049 | -1.6095 | -2.2554 | -2.8029 | -3.2567 | -3.6811 | -4.0702 | -4.4372 | -4.7762 | -5.0771
| Repl pin CFL wLED_Com, E/O - IntL | E | Yes | Warehouse | Interior Lighting | RET | -0.0094474 | -0.018055 | -0.026496 | -0.03431 | -0.041587 | -0.049456 | -0.057767 | -0.06678 | -0.076357 | -0.085853
| Repl pin CFL wLED_Com, E/O - IntL | E | Yes | Warehouse | Interior Lighting | REPL | -0.016858 | -0.029985 | -0.042017 | -0.052216 | -0.060672 | -0.069309 | -0.078006 | -0.087066 | -0.096373 | -0.10564
| Stair Occ Sensor_Com, E/O - IntL | E | Yes | Warehouse | Interior Lighting | NC | -0.010563 | -0.020475 | -0.030021 | -0.039259 | -0.047998 | -0.056676 | -0.065342 | -0.073777 | -0.082184 | -0.090488
| Stair Occ Sensor_Com, E/O - IntL | E | Yes | Warehouse | Interior Lighting | RET | -0.081321 | -0.16047 | -0.24339 | -0.32539 | -0.40697 | -0.48877 | -0.56965 | -0.65243 | -0.73597 | -0.81771
| Int Delamping_Com, E/O - IntL | E | Yes | Warehouse | Interior Lighting | RET | -0.0076874 | -0.01517 | -0.023008 | -0.03076 | -0.038472 | -0.046204 | -0.05385 | -0.061675 | -0.069572 | -0.077299
| Int Ltg Dsgn_Com, E/O - IntL | E | Yes | Warehouse | Interior Lighting | NC | -0.030286 | -0.058705 | -0.086076 | -0.11256 | -0.13762 | -0.1625 | -0.18735 | -0.21153 | -0.23564 | -0.25945

## Table D8
Table D8. Cumulative Oil Savings by Technology - Long Island/Hudson Valley
Return to List of Tables
Cumulative BBtu Saved
| Measure Name | Primary Fuel - Electric (E), Gas (G), Oil (O), or Propane (P) | Cost Effective? | Building Type | End Use | New Construction (NC), Replacement (REPL), or Retrofit (RET) | 2020 | 2021 | 2022 | 2023 | 2024 | 2025 | 2026 | 2027 | 2028 | 2029
| DCV_Com, O - Heat [Building w Oil Heat] | O | Yes | Small Office | Space Heating | RET | 2.4441 | 4.8593 | 7.2637 | 9.644 | 12.003 | 14.3416 | 16.6627 | 18.9655 | 21.2499 | 23.5147
| Optimized Unitary AC Sys_Com, O - Heat [Building w Oil Heat] | O | Yes | Small Office | Space Heating | NC | 0.92811 | 1.7983 | 2.6369 | 3.4383 | 4.1979 | 4.9285 | 5.6462 | 6.3542 | 7.0536 | 7.7412
| Cool Roof_Com, O - Heat [Building w Oil Heat] | O | No | Small Office | Space Heating | NC | -0.047595 | -0.092219 | -0.13522 | -0.17632 | -0.21528 | -0.25274 | -0.28955 | -0.32586 | -0.36172 | -0.39699
| Cool Roof_Com, O - Heat [Building w Oil Heat] | O | No | Small Office | Space Heating | RET | -0.24849 | -0.49404 | -0.73849 | -0.9805 | -1.2203 | -1.4581 | -1.6941 | -1.9282 | -2.1605 | -2.3907
| Programmable TStat_Com, O - Heat [Building w Oil Heat] | O | Yes | Small Office | Space Heating | NC | 0 | 0 | 0 | 0 | 0 | 0 | 0 | 0 | 0 | 0
| Programmable TStat_Com, O - Heat [Building w Oil Heat] | O | Yes | Small Office | Space Heating | RET | 0 | 0 | 0 | 0 | 0 | 0 | 0 | 0 | 0 | 0
| Smart TStat_Com, O - Heat [Building w Oil Heat] | O | Yes | Small Office | Space Heating | NC | 0.12701 | 0.24608 | 0.36084 | 0.47051 | 0.57446 | 0.67444 | 0.77265 | 0.86954 | 0.96524 | 1.0593
| Smart TStat_Com, O - Heat [Building w Oil Heat] | O | Yes | Small Office | Space Heating | RET | 0.46626 | 0.927 | 1.3857 | 1.8398 | 2.2898 | 2.7359 | 3.1787 | 3.618 | 4.0538 | 4.4859
| Boiler Blowdown Controls_Com, O - Heat | O | No | Small Office | Space Heating | RET | 0.20751 | 0.41256 | 0.61669 | 0.81878 | 1.0191 | 1.0101 | 1.0021 | 0.99349 | 0.98535 | 0.97735
| Boiler Modifications_Com, O - Heat | O | Yes | Small Office | Space Heating | RET | 0.71096 | 1.4135 | 2.1129 | 2.8053 | 3.4915 | 4.1718 | 4.8469 | 5.5168 | 5.6867 | 5.6404
| Boilers_Com, O - Heat | O | No | Small Office | Space Heating | NC | 0.07355 | 0.14251 | 0.20896 | 0.27247 | 0.33267 | 0.39057 | 0.44744 | 0.50355 | 0.55897 | 0.61347
| Boilers_Com, O - Heat | O | No | Small Office | Space Heating | RET | 0.60194 | 1.1492 | 1.6505 | 2.107 | 2.5233 | 2.903 | 3.2498 | 3.5663 | 3.8552 | 4.1187
| Boilers_Com, O - Heat | O | No | Small Office | Space Heating | REPL | 0.30117 | 0.53926 | 0.74666 | 0.92264 | 1.068 | 1.1833 | 1.2691 | 1.3258 | 1.354 | 1.354
| Furnace_Com, O - Heat | O | Yes | Small Office | Space Heating | NC | 0.18318 | 0.35492 | 0.52043 | 0.67861 | 0.82853 | 0.97273 | 1.1144 | 1.2541 | 1.3921 | 1.5279
| Furnace_Com, O - Heat | O | Yes | Small Office | Space Heating | RET | 1.688 | 3.2058 | 4.5809 | 5.8196 | 6.9368 | 7.9446 | 8.8548 | 9.6766 | 10.4184 | 11.0876
| Furnace_Com, O - Heat | O | Yes | Small Office | Space Heating | REPL | 0.81531 | 1.4598 | 2.0213 | 2.4977 | 2.8912 | 3.2032 | 3.4355 | 3.5891 | 3.6653 | 3.6653
| Energy Recovery Ventilator_Com, O - Heat | O | Yes | Small Office | Space Heating | NC | 0.18612 | 0.36061 | 0.52878 | 0.68949 | 0.84182 | 0.98833 | 1.1322 | 1.2742 | 1.4145 | 1.5524
| Energy Recovery Ventilator_Com, O - Heat | O | Yes | Small Office | Space Heating | RET | 1.6195 | 3.0838 | 4.4176 | 5.6259 | 6.7215 | 7.7154 | 8.618 | 9.4881 | 10.3285 | 11.1408
| Energy Recovery Ventilator_Com, O - Heat | O | Yes | Small Office | Space Heating | REPL | 1.2702 | 2.2743 | 3.149 | 3.8912 | 4.5042 | 4.9904 | 5.3522 | 5.6315 | 5.8293 | 5.947
| Forced Air Heating Maintenance_Com, O - Heat | O | Yes | Small Office | Space Heating | RET | 0.031306 | 0.062241 | 0.093038 | 0.12353 | 0.15374 | 0.15239 | 0.15119 | 0.14988 | 0.14866 | 0.14745
| Steam Trap Maintenance_Com, O - Heat | O | Yes | Small Office | Space Heating | RET | 0.19259 | 0.38289 | 0.57234 | 0.7599 | 0.94578 | 1.1301 | 1.1204 | 1.1115 | 1.102 | 1.093
| Windows_Com, O - Heat [Building w Oil Heat] | O | Yes | Small Office | Space Heating | NC | 0.21235 | 0.41144 | 0.60331 | 0.78667 | 0.96047 | 1.1276 | 1.2918 | 1.4538 | 1.6138 | 1.7712
| Window Film_Com, O - Heat [Building w Oil Heat] | O | No | Small Office | Space Heating | RET | 0 | 0 | 0 | 0 | 0 | 0 | 0 | 0 | 0 | 0
| Kitchen DCV_Com, O - Heat [Building w Oil Heat] | O | Yes | Small Office | Space Heating | NC | 0.0086044 | 0.016672 | 0.024446 | 0.031876 | 0.038919 | 0.045692 | 0.052345 | 0.058909 | 0.065393 | 0.071768
| Kitchen DCV_Com, O - Heat [Building w Oil Heat] | O | Yes | Small Office | Space Heating | RET | 0.081919 | 0.15534 | 0.22163 | 0.28116 | 0.33467 | 0.38278 | 0.42609 | 0.46626 | 0.5036 | 0.53836
| Kitchen DCV_Com, O - Heat [Building w Oil Heat] | O | Yes | Small Office | Space Heating | REPL | 0.058723 | 0.10514 | 0.14558 | 0.1799 | 0.20824 | 0.23071 | 0.24744 | 0.25937 | 0.26656 | 0.2691
| Duct Sealing Non Regulated_Com, O - Heat [Building w Oil Heat] | O | Yes | Small Office | Space Heating | RET | 0.82343 | 1.6371 | 2.4472 | 3.2491 | 4.0438 | 4.8317 | 5.6137 | 6.3895 | 7.1592 | 7.9222
| Clothes Washer Oil WH_Com, O - HWat [unit w/ elec dry - Water Heater] | O | Yes | Small Office | Water Heating | NC | 8.5043e-05 | 0.00016478 | 0.00024162 | 0.00031505 | 0.00038466 | 0.0004516 | 0.00051736 | 0.00049785 | 0.0004835 | 0.0004716
| Clothes Washer Oil WH_Com, O - HWat [unit w/ elec dry - Water Heater] | O | Yes | Small Office | Water Heating | REPL | 0.0012437 | 0.0024727 | 0.0036962 | 0.0049074 | 0.0061078 | 0.0072979 | 0.008479 | 0.008407 | 0.0083405 | 0.0082695
| Clothes Washer Oil WH_Com, O - HWat [unit w/ gas dry - Water Heater] | O | Yes | Small Office | Water Heating | NC | 1.4174e-05 | 2.7463e-05 | 4.027e-05 | 5.2509e-05 | 6.411e-05 | 7.5267e-05 | 8.6227e-05 | 8.2976e-05 | 8.0584e-05 | 7.86e-05
| Clothes Washer Oil WH_Com, O - HWat [unit w/ gas dry - Water Heater] | O | Yes | Small Office | Water Heating | REPL | 0.00020729 | 0.00041212 | 0.00061603 | 0.00081791 | 0.001018 | 0.0012163 | 0.0014132 | 0.0014012 | 0.0013901 | 0.0013783
| Clothes Washer Oil WH_Com, O - HWat [unit w/ propane dry - Water Heater] | O | Yes | Small Office | Water Heating | NC | 2.1261e-05 | 4.1194e-05 | 6.0405e-05 | 7.8764e-05 | 9.6165e-05 | 0.0001129 | 0.00012934 | 0.00012446 | 0.00012088 | 0.0001179
| Clothes Washer Oil WH_Com, O - HWat [unit w/ propane dry - Water Heater] | O | Yes | Small Office | Water Heating | REPL | 0.00031093 | 0.00061817 | 0.00092405 | 0.0012269 | 0.001527 | 0.0018245 | 0.0021197 | 0.0021018 | 0.0020851 | 0.0020674
| Dishwasher_Com, O - HWat [Building w oil WH] | O | Yes | Small Office | Water Heating | NC | 6.0433e-06 | 1.1709e-05 | 1.717e-05 | 2.2388e-05 | 2.7334e-05 | 3.2092e-05 | 3.6765e-05 | 4.1375e-05 | 4.5929e-05 | 5.0406e-05
| Dishwasher_Com, O - HWat [Building w oil WH] | O | Yes | Small Office | Water Heating | REPL | 4.8906e-05 | 9.7232e-05 | 0.00014534 | 0.00019297 | 0.00024017 | 0.00028697 | 0.00033341 | 0.00037949 | 0.0004252 | 0.00047052
| Faucet Aerator_Com, O - HWat | O | Yes | Small Office | Water Heating | RET | 0.011503 | 0.02287 | 0.034186 | 0.045389 | 0.056491 | 0.067498 | 0.078422 | 0.08926 | 0.10001 | 0.11067
| Pre Rinse Sprayers_Com, O - HWat | O | Yes | Small Office | Water Heating | RET | 0.00073321 | 0.0014577 | 0.002179 | 0.0022373 | 0.0022969 | 0.0022759 | 0.0022571 | 0.0022388 | 0.0022212 | 0.0022031
| FF Storage Water Heater_Com, O - HWat | O | Yes | Small Office | Water Heating | NC | 0.0016166 | 0.0031322 | 0.0045929 | 0.0059889 | 0.0073119 | 0.0085845 | 0.0098345 | 0.011068 | 0.012286 | 0.013484
| FF Storage Water Heater_Com, O - HWat | O | No | Small Office | Water Heating | RET | 0.011303 | 0.02171 | 0.031362 | 0.040266 | 0.048486 | 0.056079 | 0.063101 | 0.070341 | 0.077778 | 0.085384
| FF Storage Water Heater_Com, O - HWat | O | Yes | Small Office | Water Heating | REPL | 0.011033 | 0.019754 | 0.027352 | 0.033799 | 0.039123 | 0.043346 | 0.046489 | 0.0493 | 0.051784 | 0.053944
| FF Instantaneous Water Heater_Com, O - HWat | O | No | Small Office | Water Heating | NC | 0.0027096 | 0.00525 | 0.0076983 | 0.010038 | 0.012256 | 0.014389 | 0.016484 | 0.018551 | 0.020593 | 0.0226
| FF Instantaneous Water Heater_Com, O - HWat | O | No | Small Office | Water Heating | RET | 0.018946 | 0.036389 | 0.052567 | 0.06749 | 0.081269 | 0.093996 | 0.10577 | 0.11664 | 0.1267 | 0.13599
| FF Instantaneous Water Heater_Com, O - HWat | O | No | Small Office | Water Heating | REPL | 0.013869 | 0.024833 | 0.034384 | 0.042488 | 0.049181 | 0.05449 | 0.058441 | 0.061054 | 0.062351 | 0.062351
| Pnemautic to DDC_Com, O - TotF [Building w Oil Heat] | O | No | Small Office | Total FF | RET | 0.46385 | 0.92221 | 1.3785 | 1.8303 | 2.278 | 2.7218 | 3.1623 | 3.5993 | 4.0329 | 4.4627
| Data Center_Com, O - TotF [Building w Oil Heat] | O | Yes | Small Office | Total FF | NC | 0 | 0 | 0 | 0 | 0 | 0 | 0 | 0 | 0 | 0
| Data Center_Com, O - TotF [Building w Oil Heat] | O | No | Small Office | Total FF | RET | 0 | 0 | 0 | 0 | 0 | 0 | 0 | 0 | 0 | 0
| RCx_Com, O - TotF [Building w Oil Heat] | O | Yes | Small Office | Total FF | RET | 0.94852 | 1.8858 | 2.8189 | 3.7427 | 4.6581 | 5.5657 | 6.4665 | 7.3601 | 7.2982 | 7.2398
| Commissioning_Com, O - TotF [Building w Oil Heat] | O | Yes | Small Office | Total FF | NC | 0 | 0 | 0 | 0 | 0 | 0 | 0 | 0 | 0 | 0
| Integrated Building Design_Com, O - TotF [Building w Oil Heat] | O | Yes | Small Office | Total FF | NC | 0.082783 | 0.1604 | 0.23519 | 0.30668 | 0.37443 | 0.4396 | 0.50361 | 0.56676 | 0.62914 | 0.69048
| Deep Energy Retrofit_Com, O - TotF [Building w Oil Heat] | O | Yes | Small Office | Total FF | RET | 0.2969 | 0.59028 | 0.88236 | 1.1715 | 1.4581 | 1.7422 | 2.0241 | 2.3038 | 2.5813 | 2.8565
| EMS_Com, O - TotF [Building w Oil Heat] | O | Yes | Small Office | Total FF | NC | 0.16133 | 0.31259 | 0.45836 | 0.59768 | 0.72972 | 0.85672 | 0.98146 | 1.1045 | 1.2261 | 1.3456
| EMS_Com, O - TotF [Building w Oil Heat] | O | Yes | Small Office | Total FF | RET | 2.014 | 4.0041 | 5.9853 | 7.9467 | 9.8905 | 11.8176 | 13.7302 | 15.6277 | 17.5101 | 19.3763
| Int Ltg Ctrls_Com, E/O - IntL | E | Yes | Small Office | Interior Lighting | RET | -0.28895 | -0.57257 | -0.87472 | -1.1775 | -1.4773 | -1.7792 | -2.0757 | -2.3793 | -2.3921 | -2.4034
| Exit Sign RetFit_Com, E/O - IntL | E | Yes | Small Office | Interior Lighting | RET | -0.012903 | -0.025567 | -0.039059 | -0.052579 | -0.065968 | -0.07945 | -0.092686 | -0.10624 | -0.11972 | -0.13289
| LED HiLo Bay_Com, E/O - IntL | E | No | Small Office | Interior Lighting | NC | -0.0028135 | -0.0054877 | -0.008052 | -0.010544 | -0.012885 | -0.015211 | -0.017498 | -0.019722 | -0.021922 | -0.024097
| LED HiLo Bay_Com, E/O - IntL | E | No | Small Office | Interior Lighting | RET | -0.027559 | -0.052787 | -0.077854 | -0.10128 | -0.12292 | -0.14324 | -0.16185 | -0.17962 | -0.1961 | -0.21273
| LED HiLo Bay_Com, E/O - IntL | E | No | Small Office | Interior Lighting | REPL | -0.015029 | -0.02683 | -0.037831 | -0.04728 | -0.055078 | -0.061359 | -0.065985 | -0.069143 | -0.070713 | -0.071591
| Repl Scre_Com, E/O - IntL | E | Yes | Small Office | Interior Lighting | NC | -0.0087089 | -0.016987 | -0.0082779 | 0 | 0 | 0 | 0 | 0 | 0 | 0
| Repl Scre_Com, E/O - IntL | E | Yes | Small Office | Interior Lighting | RET | -0.044986 | -0.089141 | -0.044155 | 0 | 0 | 0 | 0 | 0 | 0 | 0
| Repl Scre_Com, E/O - IntL | E | Yes | Small Office | Interior Lighting | REPL | -0.44698 | -0.8857 | -0.43872 | 0 | 0 | 0 | 0 | 0 | 0 | 0
| Lin LED Fixture_Com, E/O - IntL | E | No | Small Office | Interior Lighting | NC | -0.0085147 | -0.016608 | -0.024369 | -0.03191 | -0.038994 | -0.046033 | -0.052957 | -0.059686 | -0.066345 | -0.072927
| Lin LED Fixture_Com, E/O - IntL | E | No | Small Office | Interior Lighting | RET | -0.063193 | -0.12037 | -0.17652 | -0.22839 | -0.27575 | -0.3197 | -0.35948 | -0.39704 | -0.43428 | -0.47059
| Lin LED Fixture_Com, E/O - IntL | E | No | Small Office | Interior Lighting | REPL | -0.052669 | -0.094025 | -0.13258 | -0.16569 | -0.19302 | -0.21503 | -0.23124 | -0.24231 | -0.25016 | -0.25477
| LED Tube Repl_Com, E/O - IntL | E | Yes | Small Office | Interior Lighting | RET | -0.39758 | -0.75731 | -1.1106 | -1.4369 | -1.7349 | -2.0389 | -2.341 | -2.654 | -2.9682 | -3.278
| LED Tube Repl_Com, E/O - IntL | E | Yes | Small Office | Interior Lighting | REPL | -0.48663 | -0.86874 | -1.2249 | -1.5309 | -1.7834 | -2.0204 | -2.2362 | -2.44 | -2.6253 | -2.7896
| Repl pin CFL wLED_Com, E/O - IntL | E | No | Small Office | Interior Lighting | RET | -0.0047125 | -0.0090423 | -0.01336 | -0.01741 | -0.021165 | -0.025243 | -0.029519 | -0.03416 | -0.039016 | -0.043825
| Repl pin CFL wLED_Com, E/O - IntL | E | No | Small Office | Interior Lighting | REPL | -0.0054581 | -0.0097439 | -0.013739 | -0.01717 | -0.020002 | -0.022907 | -0.025811 | -0.02884 | -0.031903 | -0.034948
| Stair Occ Sensor_Com, E/O - IntL | E | No | Small Office | Interior Lighting | NC | -0.005597 | -0.010917 | -0.016018 | -0.020975 | -0.025632 | -0.030259 | -0.03481 | -0.039233 | -0.04361 | -0.047937
| Stair Occ Sensor_Com, E/O - IntL | E | No | Small Office | Interior Lighting | RET | -0.043089 | -0.085383 | -0.13044 | -0.17559 | -0.2203 | -0.26533 | -0.30953 | -0.3548 | -0.39981 | -0.44378
| Int Delamping_Com, E/O - IntL | E | Yes | Small Office | Interior Lighting | RET | -0.0041341 | -0.0081918 | -0.012515 | -0.016846 | -0.021136 | -0.025456 | -0.029697 | -0.034041 | -0.038358 | -0.042577
| Int Ltg Dsgn_Com, E/O - IntL | E | Yes | Small Office | Interior Lighting | NC | -0.0074148 | -0.014463 | -0.021221 | -0.027788 | -0.033957 | -0.040087 | -0.046116 | -0.051976 | -0.057775 | -0.063507
| DCV_Com, O - Heat [Building w Oil Heat] | O | Yes | Large Office | Space Heating | RET | 0.93737 | 1.8636 | 2.7858 | 3.6987 | 4.6034 | 5.5003 | 6.3905 | 7.2736 | 8.1498 | 9.0184
| Optimized Unitary AC Sys_Com, O - Heat [Building w Oil Heat] | O | Yes | Large Office | Space Heating | NC | 0.35595 | 0.68967 | 1.0113 | 1.3187 | 1.61 | 1.8902 | 2.1654 | 2.437 | 2.7052 | 2.9689
| Cool Roof_Com, O - Heat [Building w Oil Heat] | O | No | Large Office | Space Heating | NC | -0.018254 | -0.035368 | -0.051861 | -0.067624 | -0.082563 | -0.096933 | -0.11105 | -0.12497 | -0.13873 | -0.15225
| Cool Roof_Com, O - Heat [Building w Oil Heat] | O | No | Large Office | Space Heating | RET | -0.095302 | -0.18947 | -0.28323 | -0.37604 | -0.46802 | -0.55921 | -0.64972 | -0.7395 | -0.82858 | -0.91689
| Programmable TStat_Com, O - Heat [Building w Oil Heat] | O | Yes | Large Office | Space Heating | NC | 0 | 0 | 0 | 0 | 0 | 0 | 0 | 0 | 0 | 0
| Programmable TStat_Com, O - Heat [Building w Oil Heat] | O | Yes | Large Office | Space Heating | RET | 0 | 0 | 0 | 0 | 0 | 0 | 0 | 0 | 0 | 0
| Smart TStat_Com, O - Heat [Building w Oil Heat] | O | Yes | Large Office | Space Heating | NC | 0.013068 | 0.02532 | 0.037127 | 0.048411 | 0.059107 | 0.069393 | 0.079498 | 0.089467 | 0.099314 | 0.109
| Smart TStat_Com, O - Heat [Building w Oil Heat] | O | Yes | Large Office | Space Heating | RET | 0.047974 | 0.095379 | 0.14257 | 0.18929 | 0.2356 | 0.2815 | 0.32706 | 0.37226 | 0.4171 | 0.46155
| Boiler Blowdown Controls_Com, O - Heat | O | No | Large Office | Space Heating | RET | 0.0050267 | 0.0099937 | 0.014939 | 0.019834 | 0.024686 | 0.024469 | 0.024275 | 0.024066 | 0.023869 | 0.023675
| Boiler Modifications_Com, O - Heat | O | Yes | Large Office | Space Heating | RET | 0.017222 | 0.03424 | 0.051183 | 0.067955 | 0.084578 | 0.10106 | 0.11741 | 0.13364 | 0.13775 | 0.13663
| Boilers_Com, O - Heat | O | No | Large Office | Space Heating | NC | 0.0017817 | 0.0034521 | 0.0050619 | 0.0066004 | 0.0080586 | 0.0094611 | 0.010839 | 0.012198 | 0.013541 | 0.014861
| Boilers_Com, O - Heat | O | No | Large Office | Space Heating | RET | 0.014581 | 0.027838 | 0.03998 | 0.05104 | 0.061125 | 0.070323 | 0.078722 | 0.086389 | 0.093387 | 0.09977
| Boilers_Com, O - Heat | O | No | Large Office | Space Heating | REPL | 0.0072956 | 0.013063 | 0.018087 | 0.02235 | 0.025871 | 0.028663 | 0.030742 | 0.032116 | 0.032798 | 0.032798
| Furnace_Com, O - Heat | O | Yes | Large Office | Space Heating | NC | 0.10549 | 0.20439 | 0.2997 | 0.39079 | 0.47713 | 0.56017 | 0.64174 | 0.72221 | 0.8017 | 0.87986
| Furnace_Com, O - Heat | O | Yes | Large Office | Space Heating | RET | 0.97207 | 1.8462 | 2.638 | 3.3514 | 3.9947 | 4.5751 | 5.0992 | 5.5725 | 5.9997 | 6.3851
| Furnace_Com, O - Heat | O | Yes | Large Office | Space Heating | REPL | 0.46952 | 0.84068 | 1.164 | 1.4384 | 1.6649 | 1.8446 | 1.9784 | 2.0669 | 2.1108 | 2.1108
| Energy Recovery Ventilator_Com, O - Heat | O | Yes | Large Office | Space Heating | NC | 0.07138 | 0.1383 | 0.2028 | 0.26444 | 0.32286 | 0.37905 | 0.43424 | 0.48869 | 0.54248 | 0.59537
| Energy Recovery Ventilator_Com, O - Heat | O | Yes | Large Office | Space Heating | RET | 0.62111 | 1.1827 | 1.6943 | 2.1576 | 2.5778 | 2.959 | 3.3052 | 3.6389 | 3.9612 | 4.2727
| Energy Recovery Ventilator_Com, O - Heat | O | Yes | Large Office | Space Heating | REPL | 0.48715 | 0.87225 | 1.2077 | 1.4924 | 1.7275 | 1.9139 | 2.0527 | 2.1598 | 2.2357 | 2.2808
| Forced Air Heating Maintenance_Com, O - Heat | O | Yes | Large Office | Space Heating | RET | 0.018028 | 0.035843 | 0.053578 | 0.071136 | 0.088536 | 0.087758 | 0.087064 | 0.086315 | 0.085607 | 0.084913
| Steam Trap Maintenance_Com, O - Heat | O | Yes | Large Office | Space Heating | RET | 0.0046652 | 0.0092751 | 0.013864 | 0.018408 | 0.022911 | 0.027374 | 0.02714 | 0.026925 | 0.026696 | 0.026476
| Windows_Com, O - Heat [Building w Oil Heat] | O | No | Large Office | Space Heating | NC | 0.08144 | 0.15779 | 0.23138 | 0.30171 | 0.36836 | 0.43247 | 0.49544 | 0.55757 | 0.61894 | 0.67928
| Window Film_Com, O - Heat [Building w Oil Heat] | O | No | Large Office | Space Heating | RET | 0 | 0 | 0 | 0 | 0 | 0 | 0 | 0 | 0 | 0
| Kitchen DCV_Com, O - Heat [Building w Oil Heat] | O | Yes | Large Office | Space Heating | NC | 0.0067075 | 0.012996 | 0.019057 | 0.024849 | 0.030339 | 0.035619 | 0.040805 | 0.045922 | 0.050977 | 0.055946
| Kitchen DCV_Com, O - Heat [Building w Oil Heat] | O | Yes | Large Office | Space Heating | RET | 0.063859 | 0.12109 | 0.17277 | 0.21918 | 0.26089 | 0.29839 | 0.33216 | 0.36347 | 0.39258 | 0.41967
| Kitchen DCV_Com, O - Heat [Building w Oil Heat] | O | Yes | Large Office | Space Heating | REPL | 0.045777 | 0.081965 | 0.11349 | 0.14024 | 0.16233 | 0.17985 | 0.19289 | 0.20219 | 0.2078 | 0.20978
| Duct Sealing Non Regulated_Com, O - Heat [Building w Oil Heat] | O | Yes | Large Office | Space Heating | RET | 0.3158 | 0.62787 | 0.93853 | 1.2461 | 1.5509 | 1.8531 | 2.153 | 2.4505 | 2.7457 | 3.0383
| Clothes Washer Oil WH_Com, O - HWat [unit w/ elec dry - Water Heater] | O | Yes | Large Office | Water Heating | NC | 3.2616e-05 | 6.3195e-05 | 9.2666e-05 | 0.00012083 | 0.00014752 | 0.0001732 | 0.00019842 | 0.00019094 | 0.00018543 | 0.00018087
| Clothes Washer Oil WH_Com, O - HWat [unit w/ elec dry - Water Heater] | O | Yes | Large Office | Water Heating | REPL | 0.00047699 | 0.00094833 | 0.0014176 | 0.0018821 | 0.0023425 | 0.0027989 | 0.0032519 | 0.0032243 | 0.0031988 | 0.0031715
| Clothes Washer Oil WH_Com, O - HWat [unit w/ gas dry - Water Heater] | O | Yes | Large Office | Water Heating | NC | 5.436e-06 | 1.0533e-05 | 1.5444e-05 | 2.0138e-05 | 2.4587e-05 | 2.8867e-05 | 3.307e-05 | 3.1823e-05 | 3.0906e-05 | 3.0145e-05
| Clothes Washer Oil WH_Com, O - HWat [unit w/ gas dry - Water Heater] | O | Yes | Large Office | Water Heating | REPL | 7.9498e-05 | 0.00015805 | 0.00023626 | 0.00031368 | 0.00039041 | 0.00046648 | 0.00054198 | 0.00053738 | 0.00053313 | 0.00052859
| Clothes Washer Oil WH_Com, O - HWat [unit w/ propane dry - Water Heater] | O | Yes | Large Office | Water Heating | NC | 8.154e-06 | 1.5799e-05 | 2.3166e-05 | 3.0208e-05 | 3.6881e-05 | 4.33e-05 | 4.9605e-05 | 4.7734e-05 | 4.6359e-05 | 4.5217e-05
| Clothes Washer Oil WH_Com, O - HWat [unit w/ propane dry - Water Heater] | O | Yes | Large Office | Water Heating | REPL | 0.00011925 | 0.00023708 | 0.00035439 | 0.00047053 | 0.00058562 | 0.00069972 | 0.00081296 | 0.00080607 | 0.00079969 | 0.00079288
| Dishwasher_Com, O - HWat [Building w oil WH] | O | Yes | Large Office | Water Heating | NC | 2.3177e-06 | 4.4907e-06 | 6.5849e-06 | 8.5863e-06 | 1.0483e-05 | 1.2308e-05 | 1.41e-05 | 1.5868e-05 | 1.7615e-05 | 1.9332e-05
| Dishwasher_Com, O - HWat [Building w oil WH] | O | Yes | Large Office | Water Heating | REPL | 1.8756e-05 | 3.7291e-05 | 5.5742e-05 | 7.4009e-05 | 9.2112e-05 | 0.00011006 | 0.00012787 | 0.00014554 | 0.00016307 | 0.00018045
| Faucet Aerator_Com, O - HWat | O | Yes | Large Office | Water Heating | RET | 0.0044117 | 0.0087711 | 0.013111 | 0.017408 | 0.021665 | 0.025887 | 0.030076 | 0.034233 | 0.038356 | 0.042444
| Pre Rinse Sprayers_Com, O - HWat | O | Yes | Large Office | Water Heating | RET | 0.00054158 | 0.0010767 | 0.0016095 | 0.0016526 | 0.0016966 | 0.0016811 | 0.0016672 | 0.0016537 | 0.0016407 | 0.0016273
| FF Storage Water Heater_Com, O - HWat | O | Yes | Large Office | Water Heating | NC | 0.00061999 | 0.0012013 | 0.0017615 | 0.0022968 | 0.0028043 | 0.0032923 | 0.0037717 | 0.0042447 | 0.0047119 | 0.0051713
| FF Storage Water Heater_Com, O - HWat | O | No | Large Office | Water Heating | RET | 0.0043351 | 0.0083262 | 0.012028 | 0.015443 | 0.018595 | 0.021508 | 0.0242 | 0.026977 | 0.029829 | 0.032747
| FF Storage Water Heater_Com, O - HWat | O | Yes | Large Office | Water Heating | REPL | 0.0042313 | 0.0075762 | 0.01049 | 0.012962 | 0.015004 | 0.016624 | 0.017829 | 0.018908 | 0.01986 | 0.020689
| FF Instantaneous Water Heater_Com, O - HWat | O | No | Large Office | Water Heating | NC | 0.0010392 | 0.0020135 | 0.0029525 | 0.0038498 | 0.0047003 | 0.0055184 | 0.0063219 | 0.0071147 | 0.0078978 | 0.0086677
| FF Instantaneous Water Heater_Com, O - HWat | O | No | Large Office | Water Heating | RET | 0.0072661 | 0.013956 | 0.020161 | 0.025884 | 0.031168 | 0.03605 | 0.040563 | 0.044735 | 0.048591 | 0.052154
| FF Instantaneous Water Heater_Com, O - HWat | O | No | Large Office | Water Heating | REPL | 0.0053192 | 0.0095241 | 0.013187 | 0.016295 | 0.018862 | 0.020898 | 0.022413 | 0.023416 | 0.023913 | 0.023913
| Pnemautic to DDC_Com, O - TotF [Building w Oil Heat] | O | No | Large Office | Total FF | RET | 0.1779 | 0.35369 | 0.52869 | 0.70194 | 0.87364 | 1.0439 | 1.2128 | 1.3804 | 1.5467 | 1.7115
| Data Center_Com, O - TotF [Building w Oil Heat] | O | Yes | Large Office | Total FF | NC | 0 | 0 | 0 | 0 | 0 | 0 | 0 | 0 | 0 | 0
| Data Center_Com, O - TotF [Building w Oil Heat] | O | No | Large Office | Total FF | RET | 0 | 0 | 0 | 0 | 0 | 0 | 0 | 0 | 0 | 0
| RCx_Com, O - TotF [Building w Oil Heat] | O | Yes | Large Office | Total FF | RET | 0.48503 | 0.96432 | 1.4415 | 1.9138 | 2.382 | 2.8461 | 3.3067 | 3.7637 | 3.732 | 3.7022
| Commissioning_Com, O - TotF [Building w Oil Heat] | O | Yes | Large Office | Total FF | NC | 0 | 0 | 0 | 0 | 0 | 0 | 0 | 0 | 0 | 0
| Integrated Building Design_Com, O - TotF [Building w Oil Heat] | O | Yes | Large Office | Total FF | NC | 0.031749 | 0.061515 | 0.090202 | 0.11762 | 0.1436 | 0.16859 | 0.19314 | 0.21737 | 0.24129 | 0.26481
| Deep Energy Retrofit_Com, O - TotF [Building w Oil Heat] | O | Yes | Large Office | Total FF | RET | 0.11387 | 0.22639 | 0.3384 | 0.4493 | 0.5592 | 0.66815 | 0.77629 | 0.88357 | 0.98999 | 1.0955
| EMS_Com, O - TotF [Building w Oil Heat] | O | Yes | Large Office | Total FF | NC | 0.061874 | 0.11988 | 0.17579 | 0.22922 | 0.27986 | 0.32857 | 0.37641 | 0.42362 | 0.47024 | 0.51608
| EMS_Com, O - TotF [Building w Oil Heat] | O | No | Large Office | Total FF | RET | 0.7724 | 1.5357 | 2.2955 | 3.0477 | 3.7932 | 4.5323 | 5.2658 | 5.9935 | 6.7155 | 7.4312
| Int Ltg Ctrls_Com, E/O - IntL | E | Yes | Large Office | Interior Lighting | RET | -1.4189 | -2.8116 | -4.2953 | -5.782 | -7.2544 | -8.737 | -10.1925 | -11.6834 | -11.7464 | -11.8016
| Exit Sign RetFit_Com, E/O - IntL | E | Yes | Large Office | Interior Lighting | RET | -0.063359 | -0.12555 | -0.1918 | -0.25819 | -0.32393 | -0.39014 | -0.45513 | -0.52171 | -0.58788 | -0.65253
| LED HiLo Bay_Com, E/O - IntL | E | No | Large Office | Interior Lighting | NC | -0.013815 | -0.026947 | -0.039539 | -0.051775 | -0.06327 | -0.074691 | -0.085926 | -0.096844 | -0.10765 | -0.11833
| LED HiLo Bay_Com, E/O - IntL | E | No | Large Office | Interior Lighting | RET | -0.13533 | -0.25921 | -0.3823 | -0.49734 | -0.60359 | -0.70338 | -0.79475 | -0.88204 | -0.96296 | -1.0446
| LED HiLo Bay_Com, E/O - IntL | E | No | Large Office | Interior Lighting | REPL | -0.0738 | -0.13175 | -0.18577 | -0.23217 | -0.27046 | -0.3013 | -0.32402 | -0.33953 | -0.34723 | -0.35155
| Repl Scre_Com, E/O - IntL | E | Yes | Large Office | Interior Lighting | NC | -0.042765 | -0.083413 | -0.040648 | 0 | 0 | 0 | 0 | 0 | 0 | 0
| Repl Scre_Com, E/O - IntL | E | Yes | Large Office | Interior Lighting | RET | -0.2209 | -0.43773 | -0.21682 | 0 | 0 | 0 | 0 | 0 | 0 | 0
| Repl Scre_Com, E/O - IntL | E | Yes | Large Office | Interior Lighting | REPL | -2.1949 | -4.3492 | -2.1543 | 0 | 0 | 0 | 0 | 0 | 0 | 0
| Lin LED Fixture_Com, E/O - IntL | E | No | Large Office | Interior Lighting | NC | -0.041811 | -0.081553 | -0.11966 | -0.15669 | -0.19148 | -0.22605 | -0.26005 | -0.29309 | -0.32578 | -0.35811
| Lin LED Fixture_Com, E/O - IntL | E | No | Large Office | Interior Lighting | RET | -0.31031 | -0.59108 | -0.86682 | -1.1215 | -1.354 | -1.5699 | -1.7652 | -1.9497 | -2.1325 | -2.3108
| Lin LED Fixture_Com, E/O - IntL | E | No | Large Office | Interior Lighting | REPL | -0.25863 | -0.46171 | -0.65102 | -0.81361 | -0.9478 | -1.0559 | -1.1355 | -1.1898 | -1.2284 | -1.251
| LED Tube Repl_Com, E/O - IntL | E | Yes | Large Office | Interior Lighting | RET | -1.9523 | -3.7188 | -5.4536 | -7.056 | -8.519 | -10.0119 | -11.4956 | -13.0322 | -14.5751 | -16.0966
| LED Tube Repl_Com, E/O - IntL | E | Yes | Large Office | Interior Lighting | REPL | -2.3896 | -4.266 | -6.0151 | -7.5173 | -8.7572 | -9.9212 | -10.981 | -11.9816 | -12.8917 | -13.6984
| Repl pin CFL wLED_Com, E/O - IntL | E | No | Large Office | Interior Lighting | RET | -0.02314 | -0.044402 | -0.065605 | -0.085493 | -0.10393 | -0.12395 | -0.14495 | -0.16774 | -0.19159 | -0.2152
| Repl pin CFL wLED_Com, E/O - IntL | E | No | Large Office | Interior Lighting | REPL | -0.026802 | -0.047847 | -0.067465 | -0.084315 | -0.098221 | -0.11249 | -0.12675 | -0.14162 | -0.15666 | -0.17161
| Stair Occ Sensor_Com, E/O - IntL | E | No | Large Office | Interior Lighting | NC | -0.027484 | -0.053608 | -0.078657 | -0.103 | -0.12587 | -0.14859 | -0.17094 | -0.19266 | -0.21415 | -0.23539
| Stair Occ Sensor_Com, E/O - IntL | E | No | Large Office | Interior Lighting | RET | -0.21159 | -0.41927 | -0.64052 | -0.86222 | -1.0818 | -1.3029 | -1.5199 | -1.7423 | -1.9633 | -2.1792
| Int Delamping_Com, E/O - IntL | E | Yes | Large Office | Interior Lighting | RET | -0.0203 | -0.040226 | -0.061453 | -0.082724 | -0.10379 | -0.125 | -0.14583 | -0.16716 | -0.18836 | -0.20907
| Int Ltg Dsgn_Com, E/O - IntL | E | Yes | Large Office | Interior Lighting | NC | -0.03641 | -0.071019 | -0.1042 | -0.13645 | -0.16675 | -0.19685 | -0.22645 | -0.25523 | -0.2837 | -0.31185
| DCV_Com, O - Heat [Building w Oil Heat] | O | Yes | Education | Space Heating | RET | 15.1709 | 30.162 | 45.0863 | 59.8611 | 74.5035 | 89.0197 | 103.4269 | 117.7203 | 131.9 | 145.958
| Optimized Unitary AC Sys_Com, O - Heat [Building w Oil Heat] | O | Yes | Education | Space Heating | NC | 5.7608 | 11.162 | 16.3673 | 21.3418 | 26.0568 | 30.5917 | 35.0462 | 39.4411 | 43.7821 | 48.0504
| Cool Roof_Com, O - Heat [Building w Oil Heat] | O | No | Education | Space Heating | NC | -0.29543 | -0.57241 | -0.83935 | -1.0945 | -1.3362 | -1.5688 | -1.7972 | -2.0226 | -2.2452 | -2.4641
| Cool Roof_Com, O - Heat [Building w Oil Heat] | O | No | Education | Space Heating | RET | -1.5424 | -3.0665 | -4.5839 | -6.086 | -7.5747 | -9.0505 | -10.5153 | -11.9685 | -13.4101 | -14.8394
| Programmable TStat_Com, O - Heat [Building w Oil Heat] | O | Yes | Education | Space Heating | NC | 0 | 0 | 0 | 0 | 0 | 0 | 0 | 0 | 0 | 0
| Programmable TStat_Com, O - Heat [Building w Oil Heat] | O | Yes | Education | Space Heating | RET | 0 | 0 | 0 | 0 | 0 | 0 | 0 | 0 | 0 | 0
| Smart TStat_Com, O - Heat [Building w Oil Heat] | O | Yes | Education | Space Heating | NC | 0.19215 | 0.37231 | 0.54593 | 0.71186 | 0.86913 | 1.0204 | 1.169 | 1.3156 | 1.4604 | 1.6027
| Smart TStat_Com, O - Heat [Building w Oil Heat] | O | Yes | Education | Space Heating | RET | 0.70542 | 1.4025 | 2.0964 | 2.7834 | 3.4643 | 4.1393 | 4.8092 | 5.4738 | 6.1331 | 6.7868
| Boiler Blowdown Controls_Com, O - Heat | O | No | Education | Space Heating | RET | 0.30769 | 0.61174 | 0.91443 | 1.2141 | 1.5111 | 1.4978 | 1.4859 | 1.4731 | 1.4611 | 1.4492
| Boiler Modifications_Com, O - Heat | O | Yes | Education | Space Heating | RET | 1.0542 | 2.0959 | 3.133 | 4.1597 | 5.1772 | 6.1859 | 7.187 | 8.1803 | 8.4322 | 8.3636
| Boilers_Com, O - Heat | O | No | Education | Space Heating | NC | 0.10906 | 0.21131 | 0.30985 | 0.40402 | 0.49328 | 0.57913 | 0.66346 | 0.74666 | 0.82884 | 0.90965
| Boilers_Com, O - Heat | O | No | Education | Space Heating | RET | 0.89255 | 1.704 | 2.4473 | 3.1243 | 3.7416 | 4.3046 | 4.8188 | 5.2881 | 5.7164 | 6.1071
| Boilers_Com, O - Heat | O | No | Education | Space Heating | REPL | 0.44658 | 0.79961 | 1.1071 | 1.3681 | 1.5836 | 1.7545 | 1.8818 | 1.9659 | 2.0076 | 2.0076
| Furnace_Com, O - Heat | O | Yes | Education | Space Heating | NC | 1.6003 | 3.1007 | 4.5466 | 5.9285 | 7.2383 | 8.498 | 9.7354 | 10.9563 | 12.1622 | 13.3479
| Furnace_Com, O - Heat | O | Yes | Education | Space Heating | RET | 14.7468 | 28.0071 | 40.02 | 50.8421 | 60.6017 | 69.4062 | 77.3581 | 84.5371 | 91.0178 | 96.8646
| Furnace_Com, O - Heat | O | Yes | Education | Space Heating | REPL | 7.1228 | 12.7535 | 17.6584 | 21.8206 | 25.2579 | 27.9841 | 30.0133 | 31.3555 | 32.0213 | 32.0213
| Destratification Fans_Com, O - Heat | O | No | Education | Space Heating | NC | 0.3369 | 0.65276 | 0.95716 | 1.2481 | 1.5238 | 1.789 | 2.0495 | 2.3065 | 2.5604 | 2.81
| Destratification Fans_Com, O - Heat | O | No | Education | Space Heating | RET | 1.6423 | 3.184 | 4.6421 | 6.0134 | 7.3045 | 8.5204 | 9.6669 | 10.9194 | 12.2703 | 13.7118
| Destratification Fans_Com, O - Heat | O | No | Education | Space Heating | REPL | 2.2992 | 4.1168 | 5.7001 | 7.0436 | 8.1532 | 9.0332 | 9.6883 | 10.3622 | 11.0547 | 11.7648
| Energy Recovery Ventilator_Com, O - Heat | O | Yes | Education | Space Heating | NC | 1.1552 | 2.2383 | 3.2822 | 4.2798 | 5.2253 | 6.1347 | 7.0279 | 7.9093 | 8.7798 | 9.6357
| Energy Recovery Ventilator_Com, O - Heat | O | Yes | Education | Space Heating | RET | 10.0524 | 19.1414 | 27.4207 | 34.9204 | 41.7211 | 47.8901 | 53.4924 | 58.8937 | 64.1098 | 69.152
| Energy Recovery Ventilator_Com, O - Heat | O | Yes | Education | Space Heating | REPL | 7.8842 | 14.1169 | 19.5461 | 24.1532 | 27.958 | 30.9756 | 33.2218 | 34.955 | 36.1832 | 36.9138
| Forced Air Heating Maintenance_Com, O - Heat | O | Yes | Education | Space Heating | RET | 0.2735 | 0.54376 | 0.81281 | 1.0792 | 1.3431 | 1.3313 | 1.3208 | 1.3094 | 1.2987 | 1.2882
| Steam Trap Maintenance_Com, O - Heat | O | Yes | Education | Space Heating | RET | 0.28557 | 0.56775 | 0.84867 | 1.1268 | 1.4024 | 1.6756 | 1.6613 | 1.6481 | 1.6341 | 1.6206
| Windows_Com, O - Heat [Building w Oil Heat] | O | Yes | Education | Space Heating | NC | 1.3181 | 2.5538 | 3.7448 | 4.8829 | 5.9617 | 6.9993 | 8.0185 | 9.024 | 10.0172 | 10.9938
| Window Film_Com, O - Heat [Building w Oil Heat] | O | No | Education | Space Heating | RET | 0 | 0 | 0 | 0 | 0 | 0 | 0 | 0 | 0 | 0
| Kitchen DCV_Com, O - Heat [Building w Oil Heat] | O | Yes | Education | Space Heating | NC | 0.1063 | 0.20596 | 0.30201 | 0.3938 | 0.4808 | 0.56448 | 0.64668 | 0.72777 | 0.80787 | 0.88663
| Kitchen DCV_Com, O - Heat [Building w Oil Heat] | O | Yes | Education | Space Heating | RET | 1.012 | 1.9191 | 2.7381 | 3.4735 | 4.1345 | 4.7289 | 5.264 | 5.7603 | 6.2215 | 6.6509
| Kitchen DCV_Com, O - Heat [Building w Oil Heat] | O | Yes | Education | Space Heating | REPL | 0.72547 | 1.299 | 1.7985 | 2.2225 | 2.5726 | 2.8502 | 3.0569 | 3.2042 | 3.2931 | 3.3245
| Duct Sealing Non Regulated_Com, O - Heat [Building w Oil Heat] | O | Yes | Education | Space Heating | RET | 5.1111 | 10.1617 | 15.1897 | 20.1674 | 25.1005 | 29.991 | 34.8449 | 39.6604 | 44.4375 | 49.1738
| Clothes Washer Oil WH_Com, O - HWat [unit w/ elec dry - Water Heater] | O | Yes | Education | Water Heating | NC | 0.00026394 | 0.00051139 | 0.00074987 | 0.00097779 | 0.0011938 | 0.0014016 | 0.0016057 | 0.0015451 | 0.0015006 | 0.0014636
| Clothes Washer Oil WH_Com, O - HWat [unit w/ elec dry - Water Heater] | O | Yes | Education | Water Heating | REPL | 0.0038599 | 0.0076741 | 0.011471 | 0.01523 | 0.018956 | 0.022649 | 0.026315 | 0.026092 | 0.025885 | 0.025665
| Clothes Washer Oil WH_Com, O - HWat [unit w/ gas dry - Water Heater] | O | Yes | Education | Water Heating | NC | 4.3989e-05 | 8.5232e-05 | 0.00012498 | 0.00016296 | 0.00019897 | 0.0002336 | 0.00026761 | 0.00025752 | 0.0002501 | 0.00024394
| Clothes Washer Oil WH_Com, O - HWat [unit w/ gas dry - Water Heater] | O | Yes | Education | Water Heating | REPL | 0.00064332 | 0.001279 | 0.0019119 | 0.0025384 | 0.0031593 | 0.0037749 | 0.0043858 | 0.0043486 | 0.0043142 | 0.0042775
| Clothes Washer Oil WH_Com, O - HWat [unit w/ propane dry - Water Heater] | O | Yes | Education | Water Heating | NC | 6.5984e-05 | 0.00012785 | 0.00018747 | 0.00024445 | 0.00029845 | 0.00035039 | 0.00040141 | 0.00038628 | 0.00037514 | 0.00036591
| Clothes Washer Oil WH_Com, O - HWat [unit w/ propane dry - Water Heater] | O | Yes | Education | Water Heating | REPL | 0.00096498 | 0.0019185 | 0.0028678 | 0.0038076 | 0.004739 | 0.0056623 | 0.0065787 | 0.0065229 | 0.0064713 | 0.0064162
| Ozone Laundry_Com, O - HWat | O | Yes | Education | Water Heating | RET | 0.061047 | 0.12137 | 0.18143 | 0.24088 | 0.2998 | 0.35821 | 0.41619 | 0.4737 | 0.53076 | 0.58733
| Dishwasher_Com, O - HWat [Building w oil WH] | O | Yes | Education | Water Heating | NC | 7.5023e-05 | 0.00014536 | 0.00021315 | 0.00027793 | 0.00033933 | 0.00039839 | 0.0004564 | 0.00051364 | 0.00057017 | 0.00062575
| Dishwasher_Com, O - HWat [Building w oil WH] | O | Yes | Education | Water Heating | REPL | 0.00060713 | 0.0012071 | 0.0018043 | 0.0023956 | 0.0029816 | 0.0035625 | 0.0041391 | 0.0047111 | 0.0052785 | 0.0058411
| Faucet Aerator_Com, O - HWat | O | Yes | Education | Water Heating | RET | 0.071401 | 0.14196 | 0.2122 | 0.28173 | 0.35065 | 0.41896 | 0.48677 | 0.55404 | 0.62078 | 0.68694
| Pre Rinse Sprayers_Com, O - HWat | O | Yes | Education | Water Heating | RET | 0.0018098 | 0.0035981 | 0.0053785 | 0.0055223 | 0.0056695 | 0.0056177 | 0.0055711 | 0.0055259 | 0.0054825 | 0.0054379
| FF Storage Water Heater_Com, O - HWat | O | Yes | Education | Water Heating | NC | 0.010034 | 0.019442 | 0.028509 | 0.037173 | 0.045386 | 0.053285 | 0.061044 | 0.068699 | 0.07626 | 0.083694
| FF Storage Water Heater_Com, O - HWat | O | No | Education | Water Heating | RET | 0.070161 | 0.13475 | 0.19467 | 0.24993 | 0.30096 | 0.34809 | 0.39167 | 0.43661 | 0.48277 | 0.52999
| FF Storage Water Heater_Com, O - HWat | O | Yes | Education | Water Heating | REPL | 0.068481 | 0.12262 | 0.16978 | 0.20979 | 0.24284 | 0.26905 | 0.28856 | 0.30601 | 0.32143 | 0.33484
| FF Instantaneous Water Heater_Com, O - HWat | O | No | Education | Water Heating | NC | 0.016819 | 0.032587 | 0.047784 | 0.062307 | 0.076073 | 0.089312 | 0.10232 | 0.11515 | 0.12782 | 0.14028
| FF Instantaneous Water Heater_Com, O - HWat | O | No | Education | Water Heating | RET | 0.1176 | 0.22587 | 0.32629 | 0.41892 | 0.50445 | 0.58344 | 0.65649 | 0.72402 | 0.78643 | 0.84408
| FF Instantaneous Water Heater_Com, O - HWat | O | No | Education | Water Heating | REPL | 0.086088 | 0.15414 | 0.21342 | 0.26373 | 0.30527 | 0.33822 | 0.36275 | 0.37897 | 0.38702 | 0.38702
| Pnemautic to DDC_Com, O - TotF [Building w Oil Heat] | O | Yes | Education | Total FF | RET | 2.8792 | 5.7242 | 8.5566 | 11.3606 | 14.1395 | 16.8944 | 19.6287 | 22.3413 | 25.0324 | 27.7003
| Data Center_Com, O - TotF [Building w Oil Heat] | O | Yes | Education | Total FF | NC | 0 | 0 | 0 | 0 | 0 | 0 | 0 | 0 | 0 | 0
| Data Center_Com, O - TotF [Building w Oil Heat] | O | No | Education | Total FF | RET | 0 | 0 | 0 | 0 | 0 | 0 | 0 | 0 | 0 | 0
| RCx_Com, O - TotF [Building w Oil Heat] | O | Yes | Education | Total FF | RET | 6.28 | 12.4857 | 18.6636 | 24.7797 | 30.8409 | 36.8499 | 42.8139 | 48.7307 | 48.3203 | 47.9341
| Commissioning_Com, O - TotF [Building w Oil Heat] | O | Yes | Education | Total FF | NC | 0 | 0 | 0 | 0 | 0 | 0 | 0 | 0 | 0 | 0
| Integrated Building Design_Com, O - TotF [Building w Oil Heat] | O | Yes | Education | Total FF | NC | 0.51384 | 0.99559 | 1.4599 | 1.9036 | 2.3241 | 2.7286 | 3.1259 | 3.5179 | 3.9051 | 4.2858
| Deep Energy Retrofit_Com, O - TotF [Building w Oil Heat] | O | Yes | Education | Total FF | RET | 1.8429 | 3.6639 | 5.4769 | 7.2716 | 9.0503 | 10.8137 | 12.5638 | 14.3001 | 16.0226 | 17.7303
| EMS_Com, O - TotF [Building w Oil Heat] | O | Yes | Education | Total FF | NC | 1.0014 | 1.9403 | 2.8451 | 3.7098 | 4.5294 | 5.3177 | 6.092 | 6.856 | 7.6106 | 8.3525
| EMS_Com, O - TotF [Building w Oil Heat] | O | Yes | Education | Total FF | RET | 12.5009 | 24.8537 | 37.1514 | 49.326 | 61.3915 | 73.3528 | 85.2245 | 97.0024 | 108.6865 | 120.2705
| Int Ltg Ctrls_Com, E/O - IntL | E | Yes | Education | Interior Lighting | RET | -1.0703 | -2.1208 | -3.2399 | -4.3613 | -5.472 | -6.5903 | -7.6882 | -8.8128 | -8.8603 | -8.902
| Exit Sign RetFit_Com, E/O - IntL | E | Yes | Education | Interior Lighting | RET | -0.036804 | -0.072929 | -0.11141 | -0.14998 | -0.18817 | -0.22663 | -0.26438 | -0.30305 | -0.34149 | -0.37905
| LED HiLo Bay_Com, E/O - IntL | E | No | Education | Interior Lighting | NC | -0.007559 | -0.014744 | -0.021633 | -0.028328 | -0.034617 | -0.040866 | -0.047013 | -0.052987 | -0.058898 | -0.064742
| LED HiLo Bay_Com, E/O - IntL | E | No | Education | Interior Lighting | RET | -0.073763 | -0.14129 | -0.20838 | -0.27109 | -0.32901 | -0.3834 | -0.4332 | -0.48078 | -0.52489 | -0.5694
| LED HiLo Bay_Com, E/O - IntL | E | No | Education | Interior Lighting | REPL | -0.040379 | -0.072085 | -0.10164 | -0.12703 | -0.14798 | -0.16485 | -0.17728 | -0.18577 | -0.18998 | -0.19235
| Repl Scre_Com, E/O - IntL | E | Yes | Education | Interior Lighting | NC | -0.041945 | -0.081815 | -0.03987 | 0 | 0 | 0 | 0 | 0 | 0 | 0
| Repl Scre_Com, E/O - IntL | E | Yes | Education | Interior Lighting | RET | -0.1635 | -0.32398 | -0.16048 | 0 | 0 | 0 | 0 | 0 | 0 | 0
| Repl Scre_Com, E/O - IntL | E | Yes | Education | Interior Lighting | REPL | -2.1528 | -4.2659 | -2.1131 | 0 | 0 | 0 | 0 | 0 | 0 | 0
| Lin LED Fixture_Com, E/O - IntL | E | No | Education | Interior Lighting | NC | -0.029195 | -0.056946 | -0.083555 | -0.10941 | -0.1337 | -0.15784 | -0.18158 | -0.20465 | -0.22748 | -0.25005
| Lin LED Fixture_Com, E/O - IntL | E | No | Education | Interior Lighting | RET | -0.27293 | -0.51988 | -0.76241 | -0.98643 | -1.191 | -1.3808 | -1.5526 | -1.7148 | -1.8757 | -2.0325
| Lin LED Fixture_Com, E/O - IntL | E | No | Education | Interior Lighting | REPL | -0.18059 | -0.3224 | -0.45458 | -0.56812 | -0.66182 | -0.7373 | -0.79288 | -0.83083 | -0.85776 | -0.87354
| LED Tube Repl_Com, E/O - IntL | E | Yes | Education | Interior Lighting | RET | -1.7171 | -3.2708 | -4.7967 | -6.2061 | -7.4929 | -8.806 | -10.111 | -11.4625 | -12.8196 | -14.1578
| LED Tube Repl_Com, E/O - IntL | E | Yes | Education | Interior Lighting | REPL | -1.6686 | -2.9788 | -4.2001 | -5.2491 | -6.1149 | -6.9276 | -7.6676 | -8.3663 | -9.0018 | -9.5651
| Repl pin CFL wLED_Com, E/O - IntL | E | No | Education | Interior Lighting | RET | -0.048366 | -0.092805 | -0.13712 | -0.17869 | -0.21723 | -0.25908 | -0.30296 | -0.3506 | -0.40044 | -0.4498
| Repl pin CFL wLED_Com, E/O - IntL | E | No | Education | Interior Lighting | REPL | -0.055633 | -0.099317 | -0.14004 | -0.17501 | -0.20388 | -0.23349 | -0.26309 | -0.29395 | -0.32518 | -0.35621
| Stair Occ Sensor_Com, E/O - IntL | E | No | Education | Interior Lighting | NC | -0.019469 | -0.037975 | -0.055719 | -0.072962 | -0.089161 | -0.10526 | -0.12109 | -0.13647 | -0.1517 | -0.16675
| Stair Occ Sensor_Com, E/O - IntL | E | No | Education | Interior Lighting | RET | -0.14989 | -0.297 | -0.45374 | -0.61078 | -0.76632 | -0.92294 | -1.0767 | -1.2342 | -1.3907 | -1.5437
| Int Delamping_Com, E/O - IntL | E | Yes | Education | Interior Lighting | RET | -0.014175 | -0.028088 | -0.042911 | -0.057763 | -0.072473 | -0.087284 | -0.10183 | -0.11672 | -0.13152 | -0.14599
| Int Ltg Dsgn_Com, E/O - IntL | E | Yes | Education | Interior Lighting | NC | -0.027477 | -0.053593 | -0.078636 | -0.10297 | -0.12583 | -0.14855 | -0.17089 | -0.1926 | -0.21409 | -0.23533
| DCV_Com, O - Heat [Building w Oil Heat] | O | Yes | Grocery | Space Heating | RET | 0.51924 | 1.0323 | 1.5431 | 2.0488 | 2.55 | 3.0468 | 3.5399 | 4.0291 | 4.5145 | 4.9956
| Optimized Unitary AC Sys_Com, O - Heat [Building w Oil Heat] | O | Yes | Grocery | Space Heating | NC | 0.19717 | 0.38203 | 0.56019 | 0.73045 | 0.89183 | 1.047 | 1.1995 | 1.3499 | 1.4985 | 1.6446
| Cool Roof_Com, O - Heat [Building w Oil Heat] | O | No | Grocery | Space Heating | NC | -0.010111 | -0.019591 | -0.028728 | -0.037459 | -0.045735 | -0.053694 | -0.061513 | -0.069227 | -0.076846 | -0.084338
| Cool Roof_Com, O - Heat [Building w Oil Heat] | O | No | Grocery | Space Heating | RET | -0.052791 | -0.10496 | -0.15689 | -0.2083 | -0.25925 | -0.30977 | -0.3599 | -0.40964 | -0.45898 | -0.5079
| Programmable TStat_Com, O - Heat [Building w Oil Heat] | O | Yes | Grocery | Space Heating | NC | 0 | 0 | 0 | 0 | 0 | 0 | 0 | 0 | 0 | 0
| Programmable TStat_Com, O - Heat [Building w Oil Heat] | O | Yes | Grocery | Space Heating | RET | 0 | 0 | 0 | 0 | 0 | 0 | 0 | 0 | 0 | 0
| Smart TStat_Com, O - Heat [Building w Oil Heat] | O | Yes | Grocery | Space Heating | NC | 0.061913 | 0.11996 | 0.1759 | 0.22937 | 0.28004 | 0.32878 | 0.37665 | 0.42389 | 0.47054 | 0.51641
| Smart TStat_Com, O - Heat [Building w Oil Heat] | O | Yes | Grocery | Space Heating | RET | 0.22729 | 0.45189 | 0.67549 | 0.89685 | 1.1162 | 1.3337 | 1.5496 | 1.7637 | 1.9762 | 2.1868
| Boiler Blowdown Controls_Com, O - Heat | O | No | Grocery | Space Heating | RET | 0.060554 | 0.12039 | 0.17996 | 0.23893 | 0.29738 | 0.29476 | 0.29243 | 0.28991 | 0.28754 | 0.28521
| Boiler Modifications_Com, O - Heat | O | Yes | Grocery | Space Heating | RET | 0.20747 | 0.41248 | 0.61657 | 0.81863 | 1.0189 | 1.2174 | 1.4144 | 1.6099 | 1.6595 | 1.646
| Boilers_Com, O - Heat | O | No | Grocery | Space Heating | NC | 0.021463 | 0.041586 | 0.060979 | 0.079512 | 0.097078 | 0.11397 | 0.13057 | 0.14694 | 0.16312 | 0.17902
| Boilers_Com, O - Heat | O | No | Grocery | Space Heating | RET | 0.17565 | 0.33535 | 0.48163 | 0.61486 | 0.73634 | 0.84715 | 0.94833 | 1.0407 | 1.125 | 1.2019
| Boilers_Com, O - Heat | O | No | Grocery | Space Heating | REPL | 0.087887 | 0.15736 | 0.21789 | 0.26924 | 0.31165 | 0.34529 | 0.37033 | 0.38689 | 0.39511 | 0.39511
| Furnace_Com, O - Heat | O | Yes | Grocery | Space Heating | NC | 0.031132 | 0.06032 | 0.08845 | 0.11533 | 0.14081 | 0.16532 | 0.18939 | 0.21314 | 0.2366 | 0.25967
| Furnace_Com, O - Heat | O | Yes | Grocery | Space Heating | RET | 0.28688 | 0.54485 | 0.77855 | 0.98908 | 1.1789 | 1.3502 | 1.5049 | 1.6446 | 1.7707 | 1.8844
| Furnace_Com, O - Heat | O | Yes | Grocery | Space Heating | REPL | 0.13857 | 0.24811 | 0.34353 | 0.4245 | 0.49137 | 0.5444 | 0.58388 | 0.60999 | 0.62294 | 0.62294
| Destratification Fans_Com, O - Heat | O | No | Grocery | Space Heating | NC | 0.014413 | 0.027927 | 0.04095 | 0.053396 | 0.065193 | 0.076539 | 0.087684 | 0.09868 | 0.10954 | 0.12022
| Destratification Fans_Com, O - Heat | O | No | Grocery | Space Heating | RET | 0.070263 | 0.13622 | 0.1986 | 0.25727 | 0.31251 | 0.36453 | 0.41358 | 0.46716 | 0.52496 | 0.58663
| Destratification Fans_Com, O - Heat | O | No | Grocery | Space Heating | REPL | 0.098368 | 0.17613 | 0.24387 | 0.30135 | 0.34882 | 0.38647 | 0.41449 | 0.44333 | 0.47295 | 0.50334
| Energy Recovery Ventilator_Com, O - Heat | O | Yes | Grocery | Space Heating | NC | 0.03954 | 0.076611 | 0.11234 | 0.14648 | 0.17884 | 0.20997 | 0.24054 | 0.27071 | 0.3005 | 0.3298
| Energy Recovery Ventilator_Com, O - Heat | O | Yes | Grocery | Space Heating | RET | 0.34406 | 0.65514 | 0.93851 | 1.1952 | 1.428 | 1.6391 | 1.8309 | 2.0157 | 2.1942 | 2.3668
| Energy Recovery Ventilator_Com, O - Heat | O | Yes | Grocery | Space Heating | REPL | 0.26985 | 0.48317 | 0.66899 | 0.82668 | 0.9569 | 1.0602 | 1.1371 | 1.1964 | 1.2384 | 1.2634
| Forced Air Heating Maintenance_Com, O - Heat | O | No | Grocery | Space Heating | RET | 0.0053206 | 0.010578 | 0.015812 | 0.020994 | 0.026129 | 0.0259 | 0.025695 | 0.025474 | 0.025265 | 0.02506
| Steam Trap Maintenance_Com, O - Heat | O | Yes | Grocery | Space Heating | RET | 0.056199 | 0.11173 | 0.16702 | 0.22175 | 0.27599 | 0.32977 | 0.32694 | 0.32435 | 0.32159 | 0.31894
| Windows_Com, O - Heat [Building w Oil Heat] | O | No | Grocery | Space Heating | NC | 0.045113 | 0.087408 | 0.12817 | 0.16713 | 0.20405 | 0.23956 | 0.27444 | 0.30886 | 0.34285 | 0.37628
| Window Film_Com, O - Heat [Building w Oil Heat] | O | No | Grocery | Space Heating | RET | 0 | 0 | 0 | 0 | 0 | 0 | 0 | 0 | 0 | 0
| Kitchen DCV_Com, O - Heat [Building w Oil Heat] | O | Yes | Grocery | Space Heating | NC | 0.013325 | 0.025818 | 0.037858 | 0.049364 | 0.06027 | 0.070759 | 0.081063 | 0.091228 | 0.10127 | 0.11114
| Kitchen DCV_Com, O - Heat [Building w Oil Heat] | O | Yes | Grocery | Space Heating | RET | 0.12686 | 0.24056 | 0.34323 | 0.43541 | 0.51827 | 0.59278 | 0.65985 | 0.72207 | 0.77989 | 0.83371
| Kitchen DCV_Com, O - Heat [Building w Oil Heat] | O | Yes | Grocery | Space Heating | REPL | 0.09094 | 0.16283 | 0.22545 | 0.27859 | 0.32248 | 0.35728 | 0.38319 | 0.40166 | 0.41281 | 0.41674
| Duct Sealing Non Regulated_Com, O - Heat [Building w Oil Heat] | O | Yes | Grocery | Space Heating | RET | 0.17494 | 0.3478 | 0.51989 | 0.69026 | 0.8591 | 1.0265 | 1.1926 | 1.3574 | 1.5209 | 1.683
| Clothes Washer Oil WH_Com, O - HWat [unit w/ elec dry - Water Heater] | O | Yes | Grocery | Water Heating | NC | 9.0336e-06 | 1.7503e-05 | 2.5665e-05 | 3.3466e-05 | 4.086e-05 | 4.7971e-05 | 5.4956e-05 | 5.2884e-05 | 5.1359e-05 | 5.0095e-05
| Clothes Washer Oil WH_Com, O - HWat [unit w/ elec dry - Water Heater] | O | Yes | Grocery | Water Heating | REPL | 0.00013211 | 0.00026266 | 0.00039262 | 0.00052128 | 0.00064879 | 0.0007752 | 0.00090066 | 0.00089302 | 0.00088595 | 0.00087841
| Clothes Washer Oil WH_Com, O - HWat [unit w/ gas dry - Water Heater] | O | Yes | Grocery | Water Heating | NC | 1.5056e-06 | 2.9172e-06 | 4.2776e-06 | 5.5777e-06 | 6.8099e-06 | 7.9951e-06 | 9.1593e-06 | 8.8139e-06 | 8.5599e-06 | 8.3492e-06
| Clothes Washer Oil WH_Com, O - HWat [unit w/ gas dry - Water Heater] | O | Yes | Grocery | Water Heating | REPL | 2.2019e-05 | 4.3776e-05 | 6.5437e-05 | 8.688e-05 | 0.00010813 | 0.0001292 | 0.00015011 | 0.00014884 | 0.00014766 | 0.0001464
| Clothes Washer Oil WH_Com, O - HWat [unit w/ propane dry - Water Heater] | O | Yes | Grocery | Water Heating | NC | 2.2584e-06 | 4.3758e-06 | 6.4164e-06 | 8.3665e-06 | 1.0215e-05 | 1.1993e-05 | 1.3739e-05 | 1.3221e-05 | 1.284e-05 | 1.2524e-05
| Clothes Washer Oil WH_Com, O - HWat [unit w/ propane dry - Water Heater] | O | Yes | Grocery | Water Heating | REPL | 3.3028e-05 | 6.5664e-05 | 9.8155e-05 | 0.00013032 | 0.0001622 | 0.0001938 | 0.00022517 | 0.00022326 | 0.00022149 | 0.0002196
| Dishwasher_Com, O - HWat [Building w oil WH] | O | Yes | Grocery | Water Heating | NC | 1.2839e-06 | 2.4876e-06 | 3.6476e-06 | 4.7563e-06 | 5.8071e-06 | 6.8177e-06 | 7.8105e-06 | 8.7899e-06 | 9.7574e-06 | 1.0709e-05
| Dishwasher_Com, O - HWat [Building w oil WH] | O | Yes | Grocery | Water Heating | REPL | 1.039e-05 | 2.0657e-05 | 3.0878e-05 | 4.0996e-05 | 5.1024e-05 | 6.0966e-05 | 7.0833e-05 | 8.0621e-05 | 9.0332e-05 | 9.996e-05
| Faucet Aerator_Com, O - HWat | O | Yes | Grocery | Water Heating | RET | 0.0012219 | 0.0024293 | 0.0036313 | 0.0048213 | 0.0060007 | 0.0071698 | 0.0083302 | 0.0094814 | 0.010623 | 0.011756
| Pre Rinse Sprayers_Com, O - HWat | O | Yes | Grocery | Water Heating | RET | 0.0015007 | 0.0029835 | 0.0044598 | 0.004579 | 0.0047011 | 0.0046582 | 0.0046195 | 0.0045821 | 0.0045461 | 0.0045091
| FF Storage Water Heater_Com, O - HWat | O | Yes | Grocery | Water Heating | NC | 0.00034344 | 0.00066543 | 0.00097575 | 0.0012723 | 0.0015534 | 0.0018237 | 0.0020893 | 0.0023513 | 0.0026101 | 0.0028646
| FF Storage Water Heater_Com, O - HWat | O | No | Grocery | Water Heating | RET | 0.0024013 | 0.0046122 | 0.0066628 | 0.0085542 | 0.010301 | 0.011914 | 0.013406 | 0.014944 | 0.016524 | 0.01814
| FF Storage Water Heater_Com, O - HWat | O | Yes | Grocery | Water Heating | REPL | 0.0023439 | 0.0041968 | 0.0058108 | 0.0071804 | 0.0083115 | 0.0092086 | 0.0098764 | 0.010474 | 0.011001 | 0.01146
| FF Instantaneous Water Heater_Com, O - HWat | O | No | Grocery | Water Heating | NC | 0.00057565 | 0.0011153 | 0.0016355 | 0.0021326 | 0.0026037 | 0.0030568 | 0.0035019 | 0.0039411 | 0.0043749 | 0.0048014
| FF Instantaneous Water Heater_Com, O - HWat | O | No | Grocery | Water Heating | RET | 0.004025 | 0.0077306 | 0.011168 | 0.014338 | 0.017265 | 0.019969 | 0.022469 | 0.024781 | 0.026917 | 0.02889
| FF Instantaneous Water Heater_Com, O - HWat | O | No | Grocery | Water Heating | REPL | 0.0029465 | 0.0052757 | 0.0073047 | 0.0090265 | 0.010448 | 0.011576 | 0.012416 | 0.012971 | 0.013246 | 0.013246
| Pnemautic to DDC_Com, O - TotF [Building w Oil Heat] | O | No | Grocery | Total FF | RET | 0.098544 | 0.19592 | 0.29286 | 0.38883 | 0.48394 | 0.57823 | 0.67182 | 0.76466 | 0.85677 | 0.94808
| Data Center_Com, O - TotF [Building w Oil Heat] | O | Yes | Grocery | Total FF | NC | 0 | 0 | 0 | 0 | 0 | 0 | 0 | 0 | 0 | 0
| Data Center_Com, O - TotF [Building w Oil Heat] | O | No | Grocery | Total FF | RET | 0 | 0 | 0 | 0 | 0 | 0 | 0 | 0 | 0 | 0
| RCx_Com, O - TotF [Building w Oil Heat] | O | Yes | Grocery | Total FF | RET | 0.24181 | 0.48076 | 0.71864 | 0.95413 | 1.1875 | 1.4189 | 1.6485 | 1.8764 | 1.8606 | 1.8457
| Commissioning_Com, O - TotF [Building w Oil Heat] | O | Yes | Grocery | Total FF | NC | 0 | 0 | 0 | 0 | 0 | 0 | 0 | 0 | 0 | 0
| Integrated Building Design_Com, O - TotF [Building w Oil Heat] | O | Yes | Grocery | Total FF | NC | 0.017587 | 0.034075 | 0.049966 | 0.065153 | 0.079547 | 0.093391 | 0.10699 | 0.12041 | 0.13366 | 0.14669
| Deep Energy Retrofit_Com, O - TotF [Building w Oil Heat] | O | Yes | Grocery | Total FF | RET | 0.063075 | 0.1254 | 0.18745 | 0.24888 | 0.30976 | 0.37011 | 0.43001 | 0.48944 | 0.54839 | 0.60684
| EMS_Com, O - TotF [Building w Oil Heat] | O | Yes | Grocery | Total FF | NC | 0.034274 | 0.066408 | 0.097377 | 0.12697 | 0.15503 | 0.18201 | 0.20851 | 0.23466 | 0.26048 | 0.28588
| EMS_Com, O - TotF [Building w Oil Heat] | O | Yes | Grocery | Total FF | RET | 0.42786 | 0.85065 | 1.2716 | 1.6883 | 2.1012 | 2.5106 | 2.9169 | 3.32 | 3.7199 | 4.1164
| Int Ltg Ctrls_Com, E/O - IntL | E | Yes | Grocery | Interior Lighting | RET | -0.15286 | -0.30289 | -0.46273 | -0.62289 | -0.78151 | -0.94123 | -1.098 | -1.2586 | -1.2654 | -1.2714
| Exit Sign RetFit_Com, E/O - IntL | E | Yes | Grocery | Interior Lighting | RET | -0.0023228 | -0.0046028 | -0.0070317 | -0.0094655 | -0.011876 | -0.014303 | -0.016686 | -0.019127 | -0.021553 | -0.023923
| LED HiLo Bay_Com, E/O - IntL | E | No | Grocery | Interior Lighting | NC | -0.0035764 | -0.0069759 | -0.010236 | -0.013403 | -0.016379 | -0.019335 | -0.022244 | -0.02507 | -0.027867 | -0.030632
| LED HiLo Bay_Com, E/O - IntL | E | No | Grocery | Interior Lighting | RET | -0.0026988 | -0.0051694 | -0.0076242 | -0.0099184 | -0.012038 | -0.014028 | -0.01585 | -0.017591 | -0.019204 | -0.020833
| LED HiLo Bay_Com, E/O - IntL | E | No | Grocery | Interior Lighting | REPL | -0.019105 | -0.034106 | -0.048091 | -0.060101 | -0.070014 | -0.077999 | -0.083879 | -0.087894 | -0.089889 | -0.091006
| Repl Scre_Com, E/O - IntL | E | Yes | Grocery | Interior Lighting | NC | -0.0028664 | -0.005591 | -0.0027246 | 0 | 0 | 0 | 0 | 0 | 0 | 0
| Repl Scre_Com, E/O - IntL | E | Yes | Grocery | Interior Lighting | RET | -0.013574 | -0.026897 | -0.013323 | 0 | 0 | 0 | 0 | 0 | 0 | 0
| Repl Scre_Com, E/O - IntL | E | Yes | Grocery | Interior Lighting | REPL | -0.14712 | -0.29152 | -0.1444 | 0 | 0 | 0 | 0 | 0 | 0 | 0
| Lin LED Fixture_Com, E/O - IntL | E | No | Grocery | Interior Lighting | NC | -0.0038063 | -0.0074243 | -0.010894 | -0.014265 | -0.017432 | -0.020578 | -0.023674 | -0.026682 | -0.029658 | -0.032601
| Lin LED Fixture_Com, E/O - IntL | E | No | Grocery | Interior Lighting | RET | -0.028991 | -0.055223 | -0.080984 | -0.10478 | -0.12651 | -0.14667 | -0.16492 | -0.18215 | -0.19924 | -0.21589
| Lin LED Fixture_Com, E/O - IntL | E | No | Grocery | Interior Lighting | REPL | -0.023545 | -0.042032 | -0.059267 | -0.074068 | -0.086285 | -0.096125 | -0.10337 | -0.10832 | -0.11183 | -0.11389
| LED Tube Repl_Com, E/O - IntL | E | Yes | Grocery | Interior Lighting | RET | -0.1824 | -0.34743 | -0.50951 | -0.65923 | -0.79591 | -0.93539 | -1.074 | -1.2176 | -1.3617 | -1.5039
| LED Tube Repl_Com, E/O - IntL | E | Yes | Grocery | Interior Lighting | REPL | -0.21754 | -0.38836 | -0.54759 | -0.68435 | -0.79723 | -0.90319 | -0.99967 | -1.0908 | -1.1736 | -1.2471
| Repl pin CFL wLED_Com, E/O - IntL | E | No | Grocery | Interior Lighting | RET | -0.0001246 | -0.00023907 | -0.00035324 | -0.00046032 | -0.0005596 | -0.0006674 | -0.00078046 | -0.00090316 | -0.0010316 | -0.0011587
| Repl pin CFL wLED_Com, E/O - IntL | E | No | Grocery | Interior Lighting | REPL | -0.00017504 | -0.00031248 | -0.00044061 | -0.00055065 | -0.00064147 | -0.00073463 | -0.00082777 | -0.00092488 | -0.0010231 | -0.0011208
| Stair Occ Sensor_Com, E/O - IntL | E | No | Grocery | Interior Lighting | NC | -0.0028395 | -0.0055386 | -0.0081266 | -0.010641 | -0.013004 | -0.015352 | -0.017661 | -0.019905 | -0.022125 | -0.02432
| Stair Occ Sensor_Com, E/O - IntL | E | No | Grocery | Interior Lighting | RET | -0.021861 | -0.043318 | -0.066177 | -0.089082 | -0.11177 | -0.13461 | -0.15704 | -0.18001 | -0.20284 | -0.22514
| Int Delamping_Com, E/O - IntL | E | Yes | Grocery | Interior Lighting | RET | -0.0018481 | -0.003662 | -0.0055945 | -0.0075309 | -0.0094487 | -0.01138 | -0.013276 | -0.015217 | -0.017148 | -0.019033
| Int Ltg Dsgn_Com, E/O - IntL | E | Yes | Grocery | Interior Lighting | NC | -0.0039159 | -0.007638 | -0.011207 | -0.014675 | -0.017933 | -0.021171 | -0.024355 | -0.02745 | -0.030512 | -0.033539
| DCV_Com, O - Heat [Building w Oil Heat] | O | Yes | Hospital | Space Heating | RET | 22.9009 | 45.5306 | 68.0592 | 90.3623 | 112.4655 | 134.378 | 156.1263 | 177.7026 | 199.1072 | 220.3283
| Optimized Unitary AC Sys_Com, O - Heat [Building w Oil Heat] | O | Yes | Hospital | Space Heating | NC | 8.6962 | 16.8494 | 24.7069 | 32.2162 | 39.3336 | 46.1791 | 52.9034 | 59.5377 | 66.0905 | 72.5336
| Cool Roof_Com, O - Heat [Building w Oil Heat] | O | No | Hospital | Space Heating | NC | -0.44596 | -0.86407 | -1.267 | -1.6521 | -2.0171 | -2.3682 | -2.713 | -3.0532 | -3.3893 | -3.7197
| Cool Roof_Com, O - Heat [Building w Oil Heat] | O | No | Hospital | Space Heating | RET | -2.3283 | -4.629 | -6.9195 | -9.1871 | -11.4343 | -13.6621 | -15.8732 | -18.0669 | -20.243 | -22.4006
| Programmable TStat_Com, O - Heat [Building w Oil Heat] | O | Yes | Hospital | Space Heating | NC | 0 | 0 | 0 | 0 | 0 | 0 | 0 | 0 | 0 | 0
| Programmable TStat_Com, O - Heat [Building w Oil Heat] | O | Yes | Hospital | Space Heating | RET | 0 | 0 | 0 | 0 | 0 | 0 | 0 | 0 | 0 | 0
| Smart TStat_Com, O - Heat [Building w Oil Heat] | O | Yes | Hospital | Space Heating | NC | 0.76433 | 1.4809 | 2.1715 | 2.8316 | 3.4571 | 4.0588 | 4.6498 | 5.2329 | 5.8089 | 6.3752
| Smart TStat_Com, O - Heat [Building w Oil Heat] | O | Yes | Hospital | Space Heating | RET | 2.806 | 5.5787 | 8.339 | 11.0717 | 13.7799 | 16.4648 | 19.1295 | 21.7732 | 24.3958 | 26.9959
| Boiler Blowdown Controls_Com, O - Heat | O | No | Hospital | Space Heating | RET | 0.12092 | 0.24041 | 0.35936 | 0.47713 | 0.59384 | 0.58862 | 0.58396 | 0.57893 | 0.57419 | 0.56953
| Boiler Modifications_Com, O - Heat | O | Yes | Hospital | Space Heating | RET | 0.4143 | 0.82368 | 1.2312 | 1.6347 | 2.0346 | 2.431 | 2.8245 | 3.2148 | 3.3138 | 3.2868
| Boilers_Com, O - Heat | O | No | Hospital | Space Heating | NC | 0.04286 | 0.083043 | 0.12177 | 0.15878 | 0.19386 | 0.2276 | 0.26074 | 0.29343 | 0.32573 | 0.35748
| Boilers_Com, O - Heat | O | No | Hospital | Space Heating | RET | 0.35077 | 0.66967 | 0.96177 | 1.2278 | 1.4704 | 1.6917 | 1.8937 | 2.0782 | 2.2465 | 2.4001
| Boilers_Com, O - Heat | O | No | Hospital | Space Heating | REPL | 0.1755 | 0.31424 | 0.4351 | 0.53765 | 0.62235 | 0.68952 | 0.73952 | 0.77259 | 0.78899 | 0.78899
| Furnace_Com, O - Heat | O | Yes | Hospital | Space Heating | NC | 2.5781 | 4.9951 | 7.3246 | 9.5508 | 11.6608 | 13.6902 | 15.6837 | 17.6505 | 19.5931 | 21.5032
| Furnace_Com, O - Heat | O | Yes | Hospital | Space Heating | RET | 23.7569 | 45.1191 | 64.4717 | 81.9059 | 97.6286 | 111.8126 | 124.623 | 136.1881 | 146.6285 | 156.0476
| Furnace_Com, O - Heat | O | Yes | Hospital | Space Heating | REPL | 11.4748 | 20.5458 | 28.4475 | 35.1527 | 40.6902 | 45.082 | 48.3511 | 50.5133 | 51.5858 | 51.5858
| Energy Recovery Ventilator_Com, O - Heat | O | Yes | Hospital | Space Heating | NC | 1.7439 | 3.3789 | 4.9546 | 6.4604 | 7.8877 | 9.2605 | 10.6089 | 11.9393 | 13.2533 | 14.5454
| Energy Recovery Ventilator_Com, O - Heat | O | Yes | Hospital | Space Heating | RET | 15.1744 | 28.8945 | 41.3924 | 52.7134 | 62.9794 | 72.2917 | 80.7485 | 88.902 | 96.7757 | 104.3872
| Energy Recovery Ventilator_Com, O - Heat | O | Yes | Hospital | Space Heating | REPL | 11.9015 | 21.3099 | 29.5055 | 36.46 | 42.2035 | 46.7586 | 50.1493 | 52.7657 | 54.6197 | 55.7226
| Forced Air Heating Maintenance_Com, O - Heat | O | Yes | Hospital | Space Heating | RET | 0.4406 | 0.87598 | 1.3094 | 1.7385 | 2.1638 | 2.1448 | 2.1278 | 2.1095 | 2.0922 | 2.0752
| Steam Trap Maintenance_Com, O - Heat | O | Yes | Hospital | Space Heating | RET | 0.11223 | 0.22312 | 0.33352 | 0.44282 | 0.55113 | 0.65851 | 0.65287 | 0.6477 | 0.6422 | 0.63689
| Windows_Com, O - Heat [Building w Oil Heat] | O | Yes | Hospital | Space Heating | NC | 1.9897 | 3.8551 | 5.6529 | 7.371 | 8.9994 | 10.5656 | 12.1041 | 13.622 | 15.1213 | 16.5955
| Window Film_Com, O - Heat [Building w Oil Heat] | O | No | Hospital | Space Heating | RET | 0 | 0 | 0 | 0 | 0 | 0 | 0 | 0 | 0 | 0
| Kitchen DCV_Com, O - Heat [Building w Oil Heat] | O | Yes | Hospital | Space Heating | NC | 0.99037 | 1.9189 | 2.8138 | 3.669 | 4.4795 | 5.2591 | 6.0249 | 6.7805 | 7.5267 | 8.2605
| Kitchen DCV_Com, O - Heat [Building w Oil Heat] | O | Yes | Hospital | Space Heating | RET | 9.4288 | 17.8794 | 25.5099 | 32.3615 | 38.5202 | 44.058 | 49.0431 | 53.667 | 57.9646 | 61.965
| Kitchen DCV_Com, O - Heat [Building w Oil Heat] | O | Yes | Hospital | Space Heating | REPL | 6.759 | 12.1022 | 16.7565 | 20.7061 | 23.9679 | 26.5548 | 28.4804 | 29.8531 | 30.6814 | 30.9737
| Duct Sealing Non Regulated_Com, O - Heat [Building w Oil Heat] | O | Yes | Hospital | Space Heating | RET | 7.7154 | 15.3394 | 22.9294 | 30.4434 | 37.89 | 45.2724 | 52.5995 | 59.8686 | 67.0799 | 74.2294
| Clothes Washer Oil WH_Com, O - HWat [unit w/ elec dry - Water Heater] | O | Yes | Hospital | Water Heating | NC | 0.0033202 | 0.006433 | 0.009433 | 0.0123 | 0.015017 | 0.017631 | 0.020198 | 0.019437 | 0.018876 | 0.018412
| Clothes Washer Oil WH_Com, O - HWat [unit w/ elec dry - Water Heater] | O | Yes | Hospital | Water Heating | REPL | 0.048556 | 0.096536 | 0.1443 | 0.19159 | 0.23845 | 0.28491 | 0.33103 | 0.32822 | 0.32562 | 0.32285
| Clothes Washer Oil WH_Com, O - HWat [unit w/ gas dry - Water Heater] | O | Yes | Hospital | Water Heating | NC | 0.00055336 | 0.0010722 | 0.0015722 | 0.00205 | 0.0025029 | 0.0029385 | 0.0033664 | 0.0032394 | 0.0031461 | 0.0030686
| Clothes Washer Oil WH_Com, O - HWat [unit w/ gas dry - Water Heater] | O | Yes | Hospital | Water Heating | REPL | 0.0080926 | 0.016089 | 0.02405 | 0.031932 | 0.039742 | 0.047486 | 0.055171 | 0.054703 | 0.05427 | 0.053808
| Clothes Washer Oil WH_Com, O - HWat [unit w/ propane dry - Water Heater] | O | Yes | Hospital | Water Heating | NC | 0.00083004 | 0.0016083 | 0.0023582 | 0.003075 | 0.0037543 | 0.0044078 | 0.0050496 | 0.0048592 | 0.0047191 | 0.0046029
| Clothes Washer Oil WH_Com, O - HWat [unit w/ propane dry - Water Heater] | O | Yes | Hospital | Water Heating | REPL | 0.012139 | 0.024134 | 0.036076 | 0.047898 | 0.059614 | 0.071229 | 0.082757 | 0.082054 | 0.081405 | 0.080712
| Ozone Laundry_Com, O - HWat | O | Yes | Hospital | Water Heating | RET | 0.17663 | 0.35116 | 0.52491 | 0.69693 | 0.8674 | 1.0364 | 1.2041 | 1.3705 | 1.5356 | 1.6993
| Dishwasher_Com, O - HWat [Building w oil WH] | O | Yes | Hospital | Water Heating | NC | 0.0001359 | 0.00026331 | 0.0003861 | 0.00050346 | 0.00061468 | 0.00072166 | 0.00082674 | 0.00093042 | 0.0010328 | 0.0011335
| Dishwasher_Com, O - HWat [Building w oil WH] | O | Yes | Hospital | Water Heating | REPL | 0.0010998 | 0.0021865 | 0.0032684 | 0.0043395 | 0.0054009 | 0.0064532 | 0.0074977 | 0.0085338 | 0.0095617 | 0.010581
| Faucet Aerator_Com, O - HWat | O | Yes | Hospital | Water Heating | RET | 0.017964 | 0.035714 | 0.053386 | 0.070881 | 0.088218 | 0.10541 | 0.12247 | 0.13939 | 0.15618 | 0.17283
| FF Storage Water Heater_Com, O - HWat | O | Yes | Hospital | Water Heating | NC | 0.015147 | 0.029348 | 0.043035 | 0.056114 | 0.068511 | 0.080435 | 0.092147 | 0.1037 | 0.11512 | 0.12634
| FF Storage Water Heater_Com, O - HWat | O | No | Hospital | Water Heating | RET | 0.10591 | 0.20342 | 0.29386 | 0.37728 | 0.45431 | 0.52545 | 0.59124 | 0.65908 | 0.72876 | 0.80004
| FF Storage Water Heater_Com, O - HWat | O | Yes | Hospital | Water Heating | REPL | 0.10337 | 0.18509 | 0.25628 | 0.31669 | 0.36657 | 0.40614 | 0.43559 | 0.46193 | 0.4852 | 0.50545
| FF Instantaneous Water Heater_Com, O - HWat | O | No | Hospital | Water Heating | NC | 0.025388 | 0.049192 | 0.072132 | 0.094055 | 0.11483 | 0.13482 | 0.15445 | 0.17382 | 0.19295 | 0.21176
| FF Instantaneous Water Heater_Com, O - HWat | O | No | Hospital | Water Heating | RET | 0.17752 | 0.34095 | 0.49255 | 0.63237 | 0.76148 | 0.88073 | 0.991 | 1.0929 | 1.1871 | 1.2742
| FF Instantaneous Water Heater_Com, O - HWat | O | No | Hospital | Water Heating | REPL | 0.12995 | 0.23268 | 0.32217 | 0.39811 | 0.46082 | 0.51056 | 0.54758 | 0.57207 | 0.58421 | 0.58421
| Pnemautic to DDC_Com, O - TotF [Building w Oil Heat] | O | Yes | Hospital | Total FF | RET | 4.3462 | 8.6409 | 12.9165 | 17.1492 | 21.344 | 25.5027 | 29.6301 | 33.7249 | 37.7872 | 41.8146
| Data Center_Com, O - TotF [Building w Oil Heat] | O | Yes | Hospital | Total FF | NC | 0 | 0 | 0 | 0 | 0 | 0 | 0 | 0 | 0 | 0
| Data Center_Com, O - TotF [Building w Oil Heat] | O | No | Hospital | Total FF | RET | 0 | 0 | 0 | 0 | 0 | 0 | 0 | 0 | 0 | 0
| RCx_Com, O - TotF [Building w Oil Heat] | O | Yes | Hospital | Total FF | RET | 11.8499 | 23.5594 | 35.2166 | 46.7572 | 58.1942 | 69.5327 | 80.7861 | 91.9506 | 91.1764 | 90.4475
| Commissioning_Com, O - TotF [Building w Oil Heat] | O | Yes | Hospital | Total FF | NC | 0 | 0 | 0 | 0 | 0 | 0 | 0 | 0 | 0 | 0
| Integrated Building Design_Com, O - TotF [Building w Oil Heat] | O | Yes | Hospital | Total FF | NC | 0.77566 | 1.5029 | 2.2037 | 2.8735 | 3.5084 | 4.1189 | 4.7187 | 5.3105 | 5.8949 | 6.4696
| Deep Energy Retrofit_Com, O - TotF [Building w Oil Heat] | O | Yes | Hospital | Total FF | RET | 2.7819 | 5.5308 | 8.2675 | 10.9768 | 13.6618 | 16.3236 | 18.9655 | 21.5865 | 24.1866 | 26.7644
| EMS_Com, O - TotF [Building w Oil Heat] | O | Yes | Hospital | Total FF | NC | 1.5116 | 2.9289 | 4.2948 | 5.6001 | 6.8373 | 8.0273 | 9.1961 | 10.3494 | 11.4884 | 12.6084
| EMS_Com, O - TotF [Building w Oil Heat] | O | Yes | Hospital | Total FF | RET | 18.8705 | 37.5175 | 56.0813 | 74.4592 | 92.6724 | 110.7285 | 128.6492 | 146.4282 | 164.0658 | 181.5521
| Int Ltg Ctrls_Com, E/O - IntL | E | Yes | Hospital | Interior Lighting | RET | -1.1985 | -2.3748 | -3.6281 | -4.8838 | -6.1275 | -7.3798 | -8.6093 | -9.8686 | -9.9218 | -9.9685
| Repl Scre_Com, E/O - IntL | E | Yes | Hospital | Interior Lighting | NC | -0.029515 | -0.057569 | -0.028054 | 0 | 0 | 0 | 0 | 0 | 0 | 0
| Repl Scre_Com, E/O - IntL | E | Yes | Hospital | Interior Lighting | RET | -0.003543 | -0.0070207 | -0.0034776 | 0 | 0 | 0 | 0 | 0 | 0 | 0
| Repl Scre_Com, E/O - IntL | E | Yes | Hospital | Interior Lighting | REPL | -1.5148 | -3.0017 | -1.4869 | 0 | 0 | 0 | 0 | 0 | 0 | 0
| Lin LED Fixture_Com, E/O - IntL | E | Yes | Hospital | Interior Lighting | NC | -0.036423 | -0.071043 | -0.10424 | -0.1365 | -0.1668 | -0.19691 | -0.22653 | -0.25531 | -0.2838 | -0.31195
| Lin LED Fixture_Com, E/O - IntL | E | No | Hospital | Interior Lighting | RET | -0.37387 | -0.71216 | -1.0444 | -1.3513 | -1.6314 | -1.8915 | -2.1268 | -2.3491 | -2.5694 | -2.7842
| Lin LED Fixture_Com, E/O - IntL | E | Yes | Hospital | Interior Lighting | REPL | -0.2253 | -0.40221 | -0.56712 | -0.70876 | -0.82565 | -0.91982 | -0.98915 | -1.0365 | -1.0701 | -1.0898
| LED Tube Repl_Com, E/O - IntL | E | Yes | Hospital | Interior Lighting | RET | -1.9994 | -3.8085 | -5.5851 | -7.2262 | -8.7245 | -10.2535 | -11.7729 | -13.3466 | -14.9267 | -16.4849
| LED Tube Repl_Com, E/O - IntL | E | Yes | Hospital | Interior Lighting | REPL | -1.7694 | -3.1587 | -4.4539 | -5.5662 | -6.4843 | -7.3462 | -8.1309 | -8.8718 | -9.5457 | -10.143
| Repl pin CFL wLED_Com, E/O - IntL | E | Yes | Hospital | Interior Lighting | RET | -0.066515 | -0.12763 | -0.18857 | -0.24574 | -0.29874 | -0.35629 | -0.41664 | -0.48215 | -0.5507 | -0.61857
| Repl pin CFL wLED_Com, E/O - IntL | E | Yes | Hospital | Interior Lighting | REPL | -0.064807 | -0.1157 | -0.16313 | -0.20388 | -0.2375 | -0.27199 | -0.30648 | -0.34243 | -0.3788 | -0.41496
| Stair Occ Sensor_Com, E/O - IntL | E | No | Hospital | Interior Lighting | NC | -0.024222 | -0.047246 | -0.069323 | -0.090776 | -0.11093 | -0.13095 | -0.15065 | -0.16979 | -0.18874 | -0.20746
| Stair Occ Sensor_Com, E/O - IntL | E | No | Hospital | Interior Lighting | RET | -0.18648 | -0.36952 | -0.56452 | -0.75991 | -0.95342 | -1.1483 | -1.3396 | -1.5355 | -1.7303 | -1.9206
| Int Delamping_Com, E/O - IntL | E | Yes | Hospital | Interior Lighting | RET | -0.017684 | -0.035041 | -0.053533 | -0.072062 | -0.090414 | -0.10889 | -0.12703 | -0.14561 | -0.16408 | -0.18213
| Int Ltg Dsgn_Com, E/O - IntL | E | Yes | Hospital | Interior Lighting | NC | -0.030763 | -0.060003 | -0.088042 | -0.11529 | -0.14088 | -0.16631 | -0.19133 | -0.21564 | -0.2397 | -0.26348
| Optimized Unitary AC Sys_Com, O - Heat [Building w Oil Heat] | O | Yes | Food Service | Space Heating | NC | 0.3125 | 0.6055 | 0.88786 | 1.1577 | 1.4135 | 1.6595 | 1.9011 | 2.1395 | 2.375 | 2.6066
| Cool Roof_Com, O - Heat [Building w Oil Heat] | O | No | Food Service | Space Heating | NC | -0.016026 | -0.031051 | -0.045531 | -0.05937 | -0.072486 | -0.085102 | -0.097494 | -0.10972 | -0.1218 | -0.13367
| Cool Roof_Com, O - Heat [Building w Oil Heat] | O | No | Food Service | Space Heating | RET | -0.08367 | -0.16635 | -0.24866 | -0.33014 | -0.4109 | -0.49096 | -0.57042 | -0.64925 | -0.72745 | -0.80498
| Programmable TStat_Com, O - Heat [Building w Oil Heat] | O | Yes | Food Service | Space Heating | NC | 0 | 0 | 0 | 0 | 0 | 0 | 0 | 0 | 0 | 0
| Programmable TStat_Com, O - Heat [Building w Oil Heat] | O | Yes | Food Service | Space Heating | RET | 0 | 0 | 0 | 0 | 0 | 0 | 0 | 0 | 0 | 0
| Smart TStat_Com, O - Heat [Building w Oil Heat] | O | Yes | Food Service | Space Heating | NC | 0.071594 | 0.13872 | 0.20341 | 0.26523 | 0.32382 | 0.38018 | 0.43554 | 0.49016 | 0.54411 | 0.59715
| Smart TStat_Com, O - Heat [Building w Oil Heat] | O | Yes | Food Service | Space Heating | RET | 0.26283 | 0.52255 | 0.78111 | 1.0371 | 1.2908 | 1.5422 | 1.7918 | 2.0395 | 2.2851 | 2.5287
| Boiler Blowdown Controls_Com, O - Heat | O | No | Food Service | Space Heating | RET | 0.065838 | 0.1309 | 0.19566 | 0.25978 | 0.32333 | 0.32049 | 0.31795 | 0.31522 | 0.31263 | 0.3101
| Boiler Modifications_Com, O - Heat | O | Yes | Food Service | Space Heating | RET | 0.22557 | 0.44848 | 0.67038 | 0.89007 | 1.1078 | 1.3236 | 1.5378 | 1.7504 | 1.8043 | 1.7896
| Boilers_Com, O - Heat | O | No | Food Service | Space Heating | NC | 0.023336 | 0.045215 | 0.0663 | 0.086451 | 0.10555 | 0.12392 | 0.14197 | 0.15977 | 0.17735 | 0.19464
| Boilers_Com, O - Heat | O | No | Food Service | Space Heating | RET | 0.19098 | 0.36462 | 0.52366 | 0.66852 | 0.8006 | 0.92108 | 1.0311 | 1.1315 | 1.2232 | 1.3068
| Boilers_Com, O - Heat | O | No | Food Service | Space Heating | REPL | 0.095557 | 0.1711 | 0.2369 | 0.29274 | 0.33885 | 0.37543 | 0.40265 | 0.42066 | 0.42959 | 0.42959
| Furnace_Com, O - Heat | O | Yes | Food Service | Space Heating | NC | 0.063584 | 0.1232 | 0.18065 | 0.23555 | 0.28759 | 0.33765 | 0.38681 | 0.43532 | 0.48323 | 0.53034
| Furnace_Com, O - Heat | O | Yes | Food Service | Space Heating | RET | 0.58592 | 1.1128 | 1.5901 | 2.0201 | 2.4079 | 2.7577 | 3.0736 | 3.3589 | 3.6164 | 3.8487
| Furnace_Com, O - Heat | O | Yes | Food Service | Space Heating | REPL | 0.28301 | 0.50673 | 0.70161 | 0.86698 | 1.0036 | 1.1119 | 1.1925 | 1.2458 | 1.2723 | 1.2723
| Destratification Fans_Com, O - Heat | O | No | Food Service | Space Heating | NC | 0.045688 | 0.088524 | 0.12981 | 0.16926 | 0.20665 | 0.24262 | 0.27795 | 0.3128 | 0.34723 | 0.38108
| Destratification Fans_Com, O - Heat | O | No | Food Service | Space Heating | RET | 0.22272 | 0.4318 | 0.62954 | 0.81551 | 0.9906 | 1.1555 | 1.311 | 1.4808 | 1.664 | 1.8595
| Destratification Fans_Com, O - Heat | O | No | Food Service | Space Heating | REPL | 0.31181 | 0.55831 | 0.77303 | 0.95523 | 1.1057 | 1.225 | 1.3139 | 1.4053 | 1.4992 | 1.5955
| Forced Air Heating Maintenance_Com, O - Heat | O | Yes | Food Service | Space Heating | RET | 0.010867 | 0.021605 | 0.032295 | 0.042878 | 0.053366 | 0.052897 | 0.052479 | 0.052027 | 0.051601 | 0.051182
| Steam Trap Maintenance_Com, O - Heat | O | Yes | Food Service | Space Heating | RET | 0.061104 | 0.12148 | 0.18159 | 0.2411 | 0.30008 | 0.35855 | 0.35547 | 0.35266 | 0.34966 | 0.34677
| Windows_Com, O - Heat [Building w Oil Heat] | O | No | Food Service | Space Heating | NC | 0.0715 | 0.13854 | 0.20314 | 0.26488 | 0.3234 | 0.37969 | 0.43497 | 0.48952 | 0.5434 | 0.59637
| Window Film_Com, O - Heat [Building w Oil Heat] | O | No | Food Service | Space Heating | RET | 0 | 0 | 0 | 0 | 0 | 0 | 0 | 0 | 0 | 0
| Kitchen DCV_Com, O - Heat [Building w Oil Heat] | O | Yes | Food Service | Space Heating | NC | 0.21863 | 0.42361 | 0.62115 | 0.80995 | 0.98888 | 1.161 | 1.33 | 1.4968 | 1.6616 | 1.8236
| Kitchen DCV_Com, O - Heat [Building w Oil Heat] | O | Yes | Food Service | Space Heating | RET | 2.0815 | 3.947 | 5.6315 | 7.144 | 8.5036 | 9.7261 | 10.8266 | 11.8473 | 12.7961 | 13.6792
| Kitchen DCV_Com, O - Heat [Building w Oil Heat] | O | Yes | Food Service | Space Heating | REPL | 1.4921 | 2.6716 | 3.6991 | 4.571 | 5.2911 | 5.8621 | 6.2872 | 6.5903 | 6.7731 | 6.8376
| Duct Sealing Non Regulated_Com, O - Heat [Building w Oil Heat] | O | Yes | Food Service | Space Heating | RET | 0.27726 | 0.55123 | 0.82399 | 1.094 | 1.3616 | 1.6269 | 1.8902 | 2.1514 | 2.4106 | 2.6675
| Clothes Washer Oil WH_Com, O - HWat [unit w/ elec dry - Water Heater] | O | Yes | Food Service | Water Heating | NC | 2.8635e-05 | 5.5482e-05 | 8.1356e-05 | 0.00010608 | 0.00012952 | 0.00015206 | 0.0001742 | 0.00016763 | 0.0001628 | 0.00015879
| Clothes Washer Oil WH_Com, O - HWat [unit w/ elec dry - Water Heater] | O | Yes | Food Service | Water Heating | REPL | 0.00041877 | 0.00083258 | 0.0012445 | 0.0016524 | 0.0020566 | 0.0024573 | 0.002855 | 0.0028307 | 0.0028083 | 0.0027844
| Clothes Washer Oil WH_Com, O - HWat [unit w/ gas dry - Water Heater] | O | Yes | Food Service | Water Heating | NC | 4.7725e-06 | 9.247e-06 | 1.3559e-05 | 1.768e-05 | 2.1586e-05 | 2.5343e-05 | 2.9034e-05 | 2.7939e-05 | 2.7134e-05 | 2.6466e-05
| Clothes Washer Oil WH_Com, O - HWat [unit w/ gas dry - Water Heater] | O | Yes | Food Service | Water Heating | REPL | 6.9796e-05 | 0.00013876 | 0.00020742 | 0.0002754 | 0.00034276 | 0.00040955 | 0.00047583 | 0.00047179 | 0.00046806 | 0.00046407
| Clothes Washer Oil WH_Com, O - HWat [unit w/ propane dry - Water Heater] | O | Yes | Food Service | Water Heating | NC | 7.1588e-06 | 1.3871e-05 | 2.0339e-05 | 2.6521e-05 | 3.238e-05 | 3.8015e-05 | 4.3551e-05 | 4.1908e-05 | 4.07e-05 | 3.9698e-05
| Clothes Washer Oil WH_Com, O - HWat [unit w/ propane dry - Water Heater] | O | Yes | Food Service | Water Heating | REPL | 0.00010469 | 0.00020815 | 0.00031114 | 0.0004131 | 0.00051414 | 0.00061432 | 0.00071374 | 0.00070769 | 0.00070209 | 0.00069611
| Dishwasher_Com, O - HWat [Building w oil WH] | O | Yes | Food Service | Water Heating | NC | 1.6279e-05 | 3.1541e-05 | 4.625e-05 | 6.0307e-05 | 7.363e-05 | 8.6445e-05 | 9.9032e-05 | 0.00011145 | 0.00012372 | 0.00013578
| Dishwasher_Com, O - HWat [Building w oil WH] | O | Yes | Food Service | Water Heating | REPL | 0.00013174 | 0.00026191 | 0.00039151 | 0.00051981 | 0.00064696 | 0.00077301 | 0.00089812 | 0.0010222 | 0.0011454 | 0.0012674
| Faucet Aerator_Com, O - HWat | O | Yes | Food Service | Water Heating | RET | 0.00064554 | 0.0012834 | 0.0019185 | 0.0025472 | 0.0031702 | 0.0037879 | 0.0044009 | 0.0050091 | 0.0056125 | 0.0062107
| Pre Rinse Sprayers_Com, O - HWat | O | Yes | Food Service | Water Heating | RET | 0.0061248 | 0.012177 | 0.018202 | 0.018689 | 0.019187 | 0.019012 | 0.018854 | 0.018701 | 0.018555 | 0.018404
| FF Storage Water Heater_Com, O - HWat | O | Yes | Food Service | Water Heating | NC | 0.00054432 | 0.0010547 | 0.0015465 | 0.0020165 | 0.002462 | 0.0028905 | 0.0033114 | 0.0037267 | 0.0041368 | 0.0045401
| FF Storage Water Heater_Com, O - HWat | O | No | Food Service | Water Heating | RET | 0.003806 | 0.00731 | 0.01056 | 0.013558 | 0.016326 | 0.018883 | 0.021247 | 0.023685 | 0.026189 | 0.02875
| FF Storage Water Heater_Com, O - HWat | O | Yes | Food Service | Water Heating | REPL | 0.0037149 | 0.0066515 | 0.0092097 | 0.01138 | 0.013173 | 0.014595 | 0.015653 | 0.0166 | 0.017436 | 0.018164
| FF Instantaneous Water Heater_Com, O - HWat | O | No | Food Service | Water Heating | NC | 0.00091236 | 0.0017677 | 0.0025921 | 0.0033799 | 0.0041267 | 0.0048449 | 0.0055503 | 0.0062464 | 0.0069339 | 0.0076098
| FF Instantaneous Water Heater_Com, O - HWat | O | No | Food Service | Water Heating | RET | 0.0063793 | 0.012252 | 0.0177 | 0.022725 | 0.027364 | 0.03165 | 0.035612 | 0.039275 | 0.042661 | 0.045788
| FF Instantaneous Water Heater_Com, O - HWat | O | No | Food Service | Water Heating | REPL | 0.00467 | 0.0083616 | 0.011577 | 0.014306 | 0.01656 | 0.018347 | 0.019678 | 0.020558 | 0.020994 | 0.020994
| Pnemautic to DDC_Com, O - TotF [Building w Oil Heat] | O | No | Food Service | Total FF | RET | 0.15618 | 0.31052 | 0.46416 | 0.61627 | 0.76702 | 0.91646 | 1.0648 | 1.2119 | 1.3579 | 1.5026
| RCx_Com, O - TotF [Building w Oil Heat] | O | Yes | Food Service | Total FF | RET | 0.32789 | 0.6519 | 0.97446 | 1.2938 | 1.6103 | 1.924 | 2.2354 | 2.5443 | 2.5229 | 2.5027
| Commissioning_Com, O - TotF [Building w Oil Heat] | O | Yes | Food Service | Total FF | NC | 0 | 0 | 0 | 0 | 0 | 0 | 0 | 0 | 0 | 0
| Integrated Building Design_Com, O - TotF [Building w Oil Heat] | O | Yes | Food Service | Total FF | NC | 0.027874 | 0.054007 | 0.079193 | 0.10326 | 0.12608 | 0.14802 | 0.16957 | 0.19084 | 0.21184 | 0.23249
| Deep Energy Retrofit_Com, O - TotF [Building w Oil Heat] | O | Yes | Food Service | Total FF | RET | 0.09997 | 0.19876 | 0.2971 | 0.39446 | 0.49095 | 0.5866 | 0.68154 | 0.77573 | 0.86917 | 0.9618
| EMS_Com, O - TotF [Building w Oil Heat] | O | Yes | Food Service | Total FF | NC | 0.054322 | 0.10525 | 0.15434 | 0.20124 | 0.2457 | 0.28847 | 0.33047 | 0.37191 | 0.41285 | 0.45309
| EMS_Com, O - TotF [Building w Oil Heat] | O | No | Food Service | Total FF | RET | 0.67813 | 1.3482 | 2.0153 | 2.6758 | 3.3303 | 3.9791 | 4.6231 | 5.262 | 5.8958 | 6.5242
| Int Ltg Ctrls_Com, E/O - IntL | E | Yes | Food Service | Interior Lighting | RET | -0.037604 | -0.074513 | -0.11383 | -0.15324 | -0.19226 | -0.23155 | -0.27013 | -0.30964 | -0.31131 | -0.31277
| Exit Sign RetFit_Com, E/O - IntL | E | Yes | Food Service | Interior Lighting | RET | -0.0015405 | -0.0030526 | -0.0046635 | -0.0062777 | -0.0078763 | -0.009486 | -0.011066 | -0.012685 | -0.014294 | -0.015866
| LED HiLo Bay_Com, E/O - IntL | E | No | Food Service | Interior Lighting | NC | -4.8436e-08 | -9.4475e-08 | -1.3862e-07 | -1.8152e-07 | -2.2182e-07 | -2.6186e-07 | -3.0125e-07 | -3.3952e-07 | -3.774e-07 | -4.1485e-07
| LED HiLo Bay_Com, E/O - IntL | E | No | Food Service | Interior Lighting | RET | -4.9719e-07 | -9.5233e-07 | -1.4046e-06 | -1.8272e-06 | -2.2176e-06 | -2.5842e-06 | -2.9199e-06 | -3.2406e-06 | -3.5379e-06 | -3.8379e-06
| LED HiLo Bay_Com, E/O - IntL | E | No | Food Service | Interior Lighting | REPL | -2.5874e-07 | -4.619e-07 | -6.5129e-07 | -8.1395e-07 | -9.482e-07 | -1.0563e-06 | -1.136e-06 | -1.1903e-06 | -1.2174e-06 | -1.2325e-06
| Repl Scre_Com, E/O - IntL | E | Yes | Food Service | Interior Lighting | NC | -0.0056545 | -0.011029 | -0.0053747 | 0 | 0 | 0 | 0 | 0 | 0 | 0
| Repl Scre_Com, E/O - IntL | E | Yes | Food Service | Interior Lighting | RET | -0.03599 | -0.071314 | -0.035325 | 0 | 0 | 0 | 0 | 0 | 0 | 0
| Repl Scre_Com, E/O - IntL | E | Yes | Food Service | Interior Lighting | REPL | -0.29022 | -0.57507 | -0.28486 | 0 | 0 | 0 | 0 | 0 | 0 | 0
| Lin LED Fixture_Com, E/O - IntL | E | No | Food Service | Interior Lighting | NC | -0.00060169 | -0.0011736 | -0.001722 | -0.0022549 | -0.0027555 | -0.003253 | -0.0037422 | -0.0042177 | -0.0046883 | -0.0051534
| Lin LED Fixture_Com, E/O - IntL | E | No | Food Service | Interior Lighting | RET | -0.0045883 | -0.0087398 | -0.012817 | -0.016583 | -0.020021 | -0.023213 | -0.026101 | -0.028828 | -0.031532 | -0.034168
| Lin LED Fixture_Com, E/O - IntL | E | No | Food Service | Interior Lighting | REPL | -0.0037218 | -0.0066443 | -0.0093686 | -0.011708 | -0.01364 | -0.015195 | -0.016341 | -0.017123 | -0.017678 | -0.018003
| LED Tube Repl_Com, E/O - IntL | E | Yes | Food Service | Interior Lighting | RET | -0.028867 | -0.054986 | -0.080638 | -0.10433 | -0.12596 | -0.14804 | -0.16998 | -0.1927 | -0.21551 | -0.23801
| LED Tube Repl_Com, E/O - IntL | E | Yes | Food Service | Interior Lighting | REPL | -0.034388 | -0.06139 | -0.086561 | -0.10818 | -0.12602 | -0.14277 | -0.15802 | -0.17242 | -0.18552 | -0.19713
| Repl pin CFL wLED_Com, E/O - IntL | E | No | Food Service | Interior Lighting | RET | -0.0011332 | -0.0021743 | -0.0032126 | -0.0041865 | -0.0050893 | -0.0060698 | -0.007098 | -0.008214 | -0.0093817 | -0.010538
| Repl pin CFL wLED_Com, E/O - IntL | E | No | Food Service | Interior Lighting | REPL | -0.0014062 | -0.0025104 | -0.0035397 | -0.0044237 | -0.0051533 | -0.0059017 | -0.00665 | -0.0074301 | -0.0082193 | -0.0090038
| Stair Occ Sensor_Com, E/O - IntL | E | No | Food Service | Interior Lighting | NC | -0.00040873 | -0.00079724 | -0.0011698 | -0.0015318 | -0.0018718 | -0.0022097 | -0.0025421 | -0.0028651 | -0.0031848 | -0.0035007
| Stair Occ Sensor_Com, E/O - IntL | E | No | Food Service | Interior Lighting | RET | -0.0031467 | -0.0062353 | -0.0095257 | -0.012823 | -0.016088 | -0.019376 | -0.022604 | -0.025911 | -0.029197 | -0.032408
| Int Delamping_Com, E/O - IntL | E | Yes | Food Service | Interior Lighting | RET | -0.00029214 | -0.00057888 | -0.00088436 | -0.0011905 | -0.0014936 | -0.0017989 | -0.0020985 | -0.0024055 | -0.0027106 | -0.0030087
| Int Ltg Dsgn_Com, E/O - IntL | E | Yes | Food Service | Interior Lighting | NC | -0.00096406 | -0.0018804 | -0.0027591 | -0.0036129 | -0.004415 | -0.005212 | -0.005996 | -0.0067578 | -0.0075118 | -0.008257
| DCV_Com, O - Heat [Building w Oil Heat] | O | Yes | Health Service | Space Heating | RET | 1.0772 | 2.1416 | 3.2013 | 4.2503 | 5.29 | 6.3206 | 7.3436 | 8.3585 | 9.3653 | 10.3634
| Optimized Unitary AC Sys_Com, O - Heat [Building w Oil Heat] | O | Yes | Health Service | Space Heating | NC | 0.40904 | 0.79253 | 1.1621 | 1.5153 | 1.8501 | 2.1721 | 2.4884 | 2.8004 | 3.1086 | 3.4117
| Cool Roof_Com, O - Heat [Building w Oil Heat] | O | No | Health Service | Space Heating | NC | -0.020976 | -0.040643 | -0.059596 | -0.077709 | -0.094877 | -0.11139 | -0.12761 | -0.14361 | -0.15942 | -0.17496
| Cool Roof_Com, O - Heat [Building w Oil Heat] | O | No | Health Service | Space Heating | RET | -0.10952 | -0.21773 | -0.32547 | -0.43212 | -0.53782 | -0.64261 | -0.74662 | -0.8498 | -0.95216 | -1.0536
| Programmable TStat_Com, O - Heat [Building w Oil Heat] | O | Yes | Health Service | Space Heating | NC | 0 | 0 | 0 | 0 | 0 | 0 | 0 | 0 | 0 | 0
| Programmable TStat_Com, O - Heat [Building w Oil Heat] | O | Yes | Health Service | Space Heating | RET | 0 | 0 | 0 | 0 | 0 | 0 | 0 | 0 | 0 | 0
| Smart TStat_Com, O - Heat [Building w Oil Heat] | O | Yes | Health Service | Space Heating | NC | 0.092661 | 0.17954 | 0.26326 | 0.34327 | 0.41911 | 0.49206 | 0.5637 | 0.63439 | 0.70422 | 0.77287
| Smart TStat_Com, O - Heat [Building w Oil Heat] | O | Yes | Health Service | Space Heating | RET | 0.34017 | 0.67631 | 1.011 | 1.3422 | 1.6706 | 1.9961 | 2.3191 | 2.6396 | 2.9575 | 3.2728
| Boiler Blowdown Controls_Com, O - Heat | O | No | Health Service | Space Heating | RET | 0.066128 | 0.13147 | 0.19653 | 0.26093 | 0.32475 | 0.3219 | 0.31935 | 0.3166 | 0.31401 | 0.31146
| Boiler Modifications_Com, O - Heat | O | Yes | Health Service | Space Heating | RET | 0.22657 | 0.45045 | 0.67333 | 0.89399 | 1.1127 | 1.3295 | 1.5446 | 1.7581 | 1.8122 | 1.7975
| Boilers_Com, O - Heat | O | No | Health Service | Space Heating | NC | 0.023439 | 0.045414 | 0.066592 | 0.086832 | 0.10602 | 0.12447 | 0.14259 | 0.16047 | 0.17813 | 0.1955
| Boilers_Com, O - Heat | O | No | Health Service | Space Heating | RET | 0.19182 | 0.36622 | 0.52596 | 0.67146 | 0.80413 | 0.92514 | 1.0356 | 1.1365 | 1.2286 | 1.3125
| Boilers_Com, O - Heat | O | No | Health Service | Space Heating | REPL | 0.095978 | 0.17185 | 0.23794 | 0.29403 | 0.34034 | 0.37708 | 0.40442 | 0.42251 | 0.43148 | 0.43148
| Furnace_Com, O - Heat | O | Yes | Health Service | Space Heating | NC | 0.092699 | 0.17961 | 0.26337 | 0.34341 | 0.41928 | 0.49226 | 0.56393 | 0.63465 | 0.7045 | 0.77319
| Furnace_Com, O - Heat | O | Yes | Health Service | Space Heating | RET | 0.85422 | 1.6223 | 2.3182 | 2.9451 | 3.5104 | 4.0204 | 4.481 | 4.8969 | 5.2723 | 5.611
| Furnace_Com, O - Heat | O | Yes | Health Service | Space Heating | REPL | 0.41259 | 0.73876 | 1.0229 | 1.264 | 1.4631 | 1.621 | 1.7385 | 1.8163 | 1.8549 | 1.8549
| Energy Recovery Ventilator_Com, O - Heat | O | Yes | Health Service | Space Heating | NC | 0.082025 | 0.15893 | 0.23304 | 0.30387 | 0.37101 | 0.43558 | 0.499 | 0.56158 | 0.62339 | 0.68416
| Energy Recovery Ventilator_Com, O - Heat | O | Yes | Health Service | Space Heating | RET | 0.71375 | 1.3591 | 1.9469 | 2.4794 | 2.9623 | 3.4003 | 3.7981 | 4.1816 | 4.552 | 4.91
| Energy Recovery Ventilator_Com, O - Heat | O | Yes | Health Service | Space Heating | REPL | 0.5598 | 1.0023 | 1.3878 | 1.7149 | 1.9851 | 2.1994 | 2.3588 | 2.4819 | 2.5691 | 2.621
| Forced Air Heating Maintenance_Com, O - Heat | O | Yes | Health Service | Space Heating | RET | 0.015843 | 0.031498 | 0.047083 | 0.062512 | 0.077802 | 0.077119 | 0.076509 | 0.07585 | 0.075229 | 0.074618
| Steam Trap Maintenance_Com, O - Heat | O | Yes | Health Service | Space Heating | RET | 0.061373 | 0.12202 | 0.18239 | 0.24216 | 0.3014 | 0.36012 | 0.35703 | 0.35421 | 0.3512 | 0.3483
| Windows_Com, O - Heat [Building w Oil Heat] | O | Yes | Health Service | Space Heating | NC | 0.093586 | 0.18133 | 0.26589 | 0.3467 | 0.4233 | 0.49697 | 0.56933 | 0.64073 | 0.71125 | 0.78059
| Window Film_Com, O - Heat [Building w Oil Heat] | O | No | Health Service | Space Heating | RET | 0 | 0 | 0 | 0 | 0 | 0 | 0 | 0 | 0 | 0
| Kitchen DCV_Com, O - Heat [Building w Oil Heat] | O | Yes | Health Service | Space Heating | NC | 0.0023495 | 0.0045523 | 0.0066753 | 0.0087041 | 0.010627 | 0.012477 | 0.014293 | 0.016086 | 0.017856 | 0.019597
| Kitchen DCV_Com, O - Heat [Building w Oil Heat] | O | Yes | Health Service | Space Heating | RET | 0.022369 | 0.042417 | 0.060519 | 0.076774 | 0.091384 | 0.10452 | 0.11635 | 0.12732 | 0.13751 | 0.147
| Kitchen DCV_Com, O - Heat [Building w Oil Heat] | O | Yes | Health Service | Space Heating | REPL | 0.016035 | 0.028711 | 0.039753 | 0.049123 | 0.056861 | 0.062998 | 0.067566 | 0.070823 | 0.072788 | 0.073481
| Duct Sealing Non Regulated_Com, O - Heat [Building w Oil Heat] | O | Yes | Health Service | Space Heating | RET | 0.3629 | 0.72151 | 1.0785 | 1.4319 | 1.7822 | 2.1294 | 2.4741 | 2.816 | 3.1552 | 3.4915
| Clothes Washer Oil WH_Com, O - HWat [unit w/ elec dry - Water Heater] | O | Yes | Health Service | Water Heating | NC | 6.2467e-05 | 0.00012103 | 0.00017748 | 0.00023142 | 0.00028254 | 0.00033172 | 0.00038002 | 0.00036569 | 0.00035515 | 0.00034641
| Clothes Washer Oil WH_Com, O - HWat [unit w/ elec dry - Water Heater] | O | Yes | Health Service | Water Heating | REPL | 0.00091355 | 0.0018163 | 0.002715 | 0.0036047 | 0.0044864 | 0.0053605 | 0.0062281 | 0.0061753 | 0.0061264 | 0.0060742
| Clothes Washer Oil WH_Com, O - HWat [unit w/ gas dry - Water Heater] | O | Yes | Health Service | Water Heating | NC | 1.0411e-05 | 2.0172e-05 | 2.958e-05 | 3.857e-05 | 4.7091e-05 | 5.5286e-05 | 6.3337e-05 | 6.0949e-05 | 5.9192e-05 | 5.7735e-05
| Clothes Washer Oil WH_Com, O - HWat [unit w/ gas dry - Water Heater] | O | Yes | Health Service | Water Heating | REPL | 0.00015226 | 0.00030271 | 0.0004525 | 0.00060078 | 0.00074773 | 0.00089342 | 0.001038 | 0.0010292 | 0.0010211 | 0.0010124
| Clothes Washer Oil WH_Com, O - HWat [unit w/ propane dry - Water Heater] | O | Yes | Health Service | Water Heating | NC | 1.5617e-05 | 3.0259e-05 | 4.4369e-05 | 5.7855e-05 | 7.0636e-05 | 8.293e-05 | 9.5005e-05 | 9.1423e-05 | 8.8788e-05 | 8.6602e-05
| Clothes Washer Oil WH_Com, O - HWat [unit w/ propane dry - Water Heater] | O | Yes | Health Service | Water Heating | REPL | 0.00022839 | 0.00045407 | 0.00067874 | 0.00090117 | 0.0011216 | 0.0013401 | 0.001557 | 0.0015438 | 0.0015316 | 0.0015186
| Dishwasher_Com, O - HWat [Building w oil WH] | O | Yes | Health Service | Water Heating | NC | 2.6634e-06 | 5.1605e-06 | 7.5671e-06 | 9.8669e-06 | 1.2047e-05 | 1.4143e-05 | 1.6203e-05 | 1.8235e-05 | 2.0242e-05 | 2.2215e-05
| Dishwasher_Com, O - HWat [Building w oil WH] | O | Yes | Health Service | Water Heating | REPL | 2.1554e-05 | 4.2852e-05 | 6.4056e-05 | 8.5047e-05 | 0.00010585 | 0.00012647 | 0.00014694 | 0.00016725 | 0.0001874 | 0.00020737
| Faucet Aerator_Com, O - HWat | O | Yes | Health Service | Water Heating | RET | 0.0038022 | 0.0075594 | 0.0113 | 0.015003 | 0.018673 | 0.022311 | 0.025922 | 0.029504 | 0.033058 | 0.036581
| Pre Rinse Sprayers_Com, O - HWat | O | Yes | Health Service | Water Heating | RET | 0.00080058 | 0.0015917 | 0.0023792 | 0.0024429 | 0.002508 | 0.0024851 | 0.0024645 | 0.0024445 | 0.0024253 | 0.0024055
| FF Storage Water Heater_Com, O - HWat | O | Yes | Health Service | Water Heating | NC | 0.00071246 | 0.0013804 | 0.0020242 | 0.0026394 | 0.0032225 | 0.0037834 | 0.0043343 | 0.0048778 | 0.0054147 | 0.0059425
| FF Storage Water Heater_Com, O - HWat | O | No | Health Service | Water Heating | RET | 0.0049816 | 0.009568 | 0.013822 | 0.017746 | 0.021369 | 0.024715 | 0.02781 | 0.031001 | 0.034278 | 0.037631
| FF Storage Water Heater_Com, O - HWat | O | Yes | Health Service | Water Heating | REPL | 0.0048624 | 0.0087062 | 0.012055 | 0.014896 | 0.017242 | 0.019103 | 0.020489 | 0.021727 | 0.022822 | 0.023774
| FF Instantaneous Water Heater_Com, O - HWat | O | No | Health Service | Water Heating | NC | 0.0011942 | 0.0023138 | 0.0033928 | 0.004424 | 0.0054014 | 0.0063414 | 0.0072648 | 0.0081758 | 0.0090757 | 0.0099605
| FF Instantaneous Water Heater_Com, O - HWat | O | No | Health Service | Water Heating | RET | 0.0083498 | 0.016037 | 0.023168 | 0.029744 | 0.035817 | 0.041426 | 0.046613 | 0.051407 | 0.055839 | 0.059932
| FF Instantaneous Water Heater_Com, O - HWat | O | No | Health Service | Water Heating | REPL | 0.0061125 | 0.010945 | 0.015154 | 0.018725 | 0.021675 | 0.024015 | 0.025756 | 0.026908 | 0.027479 | 0.027479
| Pnemautic to DDC_Com, O - TotF [Building w Oil Heat] | O | No | Health Service | Total FF | RET | 0.20443 | 0.40644 | 0.60754 | 0.80664 | 1.0039 | 1.1995 | 1.3937 | 1.5863 | 1.7774 | 1.9668
| Data Center_Com, O - TotF [Building w Oil Heat] | O | Yes | Health Service | Total FF | NC | 0 | 0 | 0 | 0 | 0 | 0 | 0 | 0 | 0 | 0
| Data Center_Com, O - TotF [Building w Oil Heat] | O | No | Health Service | Total FF | RET | 0 | 0 | 0 | 0 | 0 | 0 | 0 | 0 | 0 | 0
| RCx_Com, O - TotF [Building w Oil Heat] | O | Yes | Health Service | Total FF | RET | 0.47377 | 0.94192 | 1.408 | 1.8694 | 2.3267 | 2.78 | 3.2299 | 3.6763 | 3.6453 | 3.6162
| Commissioning_Com, O - TotF [Building w Oil Heat] | O | Yes | Health Service | Total FF | NC | 0 | 0 | 0 | 0 | 0 | 0 | 0 | 0 | 0 | 0
| Integrated Building Design_Com, O - TotF [Building w Oil Heat] | O | Yes | Health Service | Total FF | NC | 0.036484 | 0.07069 | 0.10366 | 0.13516 | 0.16502 | 0.19374 | 0.22195 | 0.24978 | 0.27728 | 0.30431
| Deep Energy Retrofit_Com, O - TotF [Building w Oil Heat] | O | Yes | Health Service | Total FF | RET | 0.13085 | 0.26015 | 0.38887 | 0.51631 | 0.6426 | 0.7678 | 0.89207 | 1.0153 | 1.1376 | 1.2589
| EMS_Com, O - TotF [Building w Oil Heat] | O | Yes | Health Service | Total FF | NC | 0.071102 | 0.13776 | 0.20201 | 0.26341 | 0.3216 | 0.37757 | 0.43255 | 0.4868 | 0.54037 | 0.59305
| EMS_Com, O - TotF [Building w Oil Heat] | O | Yes | Health Service | Total FF | RET | 0.8876 | 1.7647 | 2.6379 | 3.5023 | 4.359 | 5.2083 | 6.0512 | 6.8874 | 7.717 | 8.5395
| Int Ltg Ctrls_Com, E/O - IntL | E | Yes | Health Service | Interior Lighting | RET | -0.29762 | -0.58975 | -0.90097 | -1.2128 | -1.5217 | -1.8326 | -2.138 | -2.4507 | -2.4639 | -2.4755
| Exit Sign RetFit_Com, E/O - IntL | E | Yes | Health Service | Interior Lighting | RET | -0.03578 | -0.0709 | -0.10831 | -0.1458 | -0.18293 | -0.22032 | -0.25703 | -0.29462 | -0.33199 | -0.3685
| Repl Scre_Com, E/O - IntL | E | Yes | Health Service | Interior Lighting | NC | -0.020802 | -0.040575 | -0.019773 | 0 | 0 | 0 | 0 | 0 | 0 | 0
| Repl Scre_Com, E/O - IntL | E | Yes | Health Service | Interior Lighting | RET | -0.12287 | -0.24347 | -0.1206 | 0 | 0 | 0 | 0 | 0 | 0 | 0
| Repl Scre_Com, E/O - IntL | E | Yes | Health Service | Interior Lighting | REPL | -1.0677 | -2.1156 | -1.0479 | 0 | 0 | 0 | 0 | 0 | 0 | 0
| Lin LED Fixture_Com, E/O - IntL | E | Yes | Health Service | Interior Lighting | NC | -0.0071287 | -0.013905 | -0.020402 | -0.026715 | -0.032647 | -0.03854 | -0.044337 | -0.04997 | -0.055545 | -0.061056
| Lin LED Fixture_Com, E/O - IntL | E | No | Health Service | Interior Lighting | RET | -0.062897 | -0.11981 | -0.1757 | -0.22732 | -0.27446 | -0.31821 | -0.3578 | -0.39519 | -0.43226 | -0.46839
| Lin LED Fixture_Com, E/O - IntL | E | Yes | Health Service | Interior Lighting | REPL | -0.044095 | -0.07872 | -0.111 | -0.13872 | -0.1616 | -0.18003 | -0.1936 | -0.20286 | -0.20944 | -0.21329
| LED Tube Repl_Com, E/O - IntL | E | Yes | Health Service | Interior Lighting | RET | -0.39572 | -0.75377 | -1.1054 | -1.4302 | -1.7267 | -2.0294 | -2.3301 | -2.6416 | -2.9543 | -3.2627
| LED Tube Repl_Com, E/O - IntL | E | Yes | Health Service | Interior Lighting | REPL | -0.40742 | -0.72733 | -1.0256 | -1.2817 | -1.4931 | -1.6915 | -1.8722 | -2.0428 | -2.198 | -2.3355
| Repl pin CFL wLED_Com, E/O - IntL | E | Yes | Health Service | Interior Lighting | RET | -0.016517 | -0.031692 | -0.046826 | -0.061022 | -0.074182 | -0.088473 | -0.10346 | -0.11973 | -0.13675 | -0.1536
| Repl pin CFL wLED_Com, E/O - IntL | E | Yes | Health Service | Interior Lighting | REPL | -0.019029 | -0.033972 | -0.047901 | -0.059864 | -0.069737 | -0.079865 | -0.08999 | -0.10055 | -0.11123 | -0.12184
| Stair Occ Sensor_Com, E/O - IntL | E | No | Health Service | Interior Lighting | NC | -0.0046996 | -0.0091666 | -0.01345 | -0.017612 | -0.021522 | -0.025408 | -0.029229 | -0.032943 | -0.036618 | -0.040251
| Stair Occ Sensor_Com, E/O - IntL | E | No | Health Service | Interior Lighting | RET | -0.036181 | -0.071693 | -0.10953 | -0.14744 | -0.18498 | -0.22279 | -0.2599 | -0.29792 | -0.33571 | -0.37263
| Int Delamping_Com, E/O - IntL | E | Yes | Health Service | Interior Lighting | RET | -0.0034611 | -0.0068583 | -0.010478 | -0.014104 | -0.017696 | -0.021312 | -0.024863 | -0.0285 | -0.032115 | -0.035646
| Int Ltg Dsgn_Com, E/O - IntL | E | Yes | Health Service | Interior Lighting | NC | -0.007662 | -0.014945 | -0.021928 | -0.028714 | -0.035089 | -0.041423 | -0.047654 | -0.053709 | -0.0597 | -0.065624
| Guest Room EM_Com, O - Heat [Building w Oil Heat] | O | Yes | Lodging | Space Heating | RET | 9.8379 | 19.5591 | 29.2371 | 38.8181 | 48.3132 | 57.7265 | 67.0692 | 76.338 | 75.6952 | 75.0901
| DCV_Com, O - Heat [Building w Oil Heat] | O | Yes | Lodging | Space Heating | RET | 4.2324 | 8.4146 | 12.5782 | 16.7001 | 20.7851 | 24.8348 | 28.8542 | 32.8418 | 36.7976 | 40.7196
| Optimized Unitary AC Sys_Com, O - Heat [Building w Oil Heat] | O | Yes | Lodging | Space Heating | NC | 1.6072 | 3.114 | 4.5662 | 5.954 | 7.2694 | 8.5345 | 9.7772 | 11.0033 | 12.2144 | 13.4052
| Cool Roof_Com, O - Heat [Building w Oil Heat] | O | No | Lodging | Space Heating | NC | -0.082419 | -0.15969 | -0.23416 | -0.30533 | -0.37279 | -0.43767 | -0.5014 | -0.56427 | -0.62638 | -0.68744
| Cool Roof_Com, O - Heat [Building w Oil Heat] | O | No | Lodging | Space Heating | RET | -0.4303 | -0.85551 | -1.2788 | -1.6979 | -2.1132 | -2.5249 | -2.9336 | -3.339 | -3.7412 | -4.1399
| Programmable TStat_Com, O - Heat [Building w Oil Heat] | O | Yes | Lodging | Space Heating | NC | 0 | 0 | 0 | 0 | 0 | 0 | 0 | 0 | 0 | 0
| Programmable TStat_Com, O - Heat [Building w Oil Heat] | O | Yes | Lodging | Space Heating | RET | 0 | 0 | 0 | 0 | 0 | 0 | 0 | 0 | 0 | 0
| Smart TStat_Com, O - Heat [Building w Oil Heat] | O | Yes | Lodging | Space Heating | NC | 0.1801 | 0.34896 | 0.51169 | 0.66721 | 0.81462 | 0.9564 | 1.0957 | 1.2331 | 1.3688 | 1.5022
| Smart TStat_Com, O - Heat [Building w Oil Heat] | O | Yes | Lodging | Space Heating | RET | 0.66118 | 1.3145 | 1.965 | 2.6089 | 3.247 | 3.8797 | 4.5076 | 5.1305 | 5.7485 | 6.3612
| Boiler Blowdown Controls_Com, O - Heat | O | No | Lodging | Space Heating | RET | 0.20963 | 0.41678 | 0.623 | 0.82716 | 1.0295 | 1.0204 | 1.0124 | 1.0037 | 0.99543 | 0.98736
| Boiler Modifications_Com, O - Heat | O | Yes | Lodging | Space Heating | RET | 0.71823 | 1.428 | 2.1345 | 2.834 | 3.5272 | 4.2145 | 4.8965 | 5.5732 | 5.7449 | 5.6981
| Boilers_Com, O - Heat | O | No | Lodging | Space Heating | NC | 0.074302 | 0.14397 | 0.2111 | 0.27526 | 0.33608 | 0.39457 | 0.45202 | 0.5087 | 0.56469 | 0.61974
| Boilers_Com, O - Heat | O | No | Lodging | Space Heating | RET | 0.6081 | 1.161 | 1.6673 | 2.1286 | 2.5491 | 2.9327 | 3.283 | 3.6028 | 3.8946 | 4.1608
| Boilers_Com, O - Heat | O | No | Lodging | Space Heating | REPL | 0.30426 | 0.54478 | 0.7543 | 0.93208 | 1.0789 | 1.1954 | 1.282 | 1.3394 | 1.3678 | 1.3678
| Furnace_Com, O - Heat | O | Yes | Lodging | Space Heating | NC | 0.38795 | 0.75168 | 1.1022 | 1.4372 | 1.7547 | 2.0601 | 2.3601 | 2.6561 | 2.9484 | 3.2358
| Furnace_Com, O - Heat | O | Yes | Lodging | Space Heating | RET | 3.575 | 6.7896 | 9.7018 | 12.3253 | 14.6913 | 16.8257 | 18.7535 | 20.4938 | 22.0649 | 23.4823
| Furnace_Com, O - Heat | O | Yes | Lodging | Space Heating | REPL | 1.7267 | 3.0918 | 4.2808 | 5.2898 | 6.1231 | 6.784 | 7.276 | 7.6013 | 7.7627 | 7.7627
| Destratification Fans_Com, O - Heat | O | No | Lodging | Space Heating | NC | 0.11748 | 0.22763 | 0.33379 | 0.43524 | 0.53139 | 0.62388 | 0.71472 | 0.80435 | 0.89288 | 0.97992
| Destratification Fans_Com, O - Heat | O | No | Lodging | Space Heating | RET | 0.57272 | 1.1104 | 1.6188 | 2.097 | 2.5473 | 2.9713 | 3.3711 | 3.8079 | 4.279 | 4.7817
| Destratification Fans_Com, O - Heat | O | No | Lodging | Space Heating | REPL | 0.8018 | 1.4356 | 1.9878 | 2.4563 | 2.8432 | 3.1501 | 3.3786 | 3.6136 | 3.8551 | 4.1027
| Energy Recovery Ventilator_Com, O - Heat | O | Yes | Lodging | Space Heating | NC | 0.32229 | 0.62446 | 0.91567 | 1.194 | 1.4577 | 1.7115 | 1.9607 | 2.2065 | 2.4494 | 2.6882
| Energy Recovery Ventilator_Com, O - Heat | O | Yes | Lodging | Space Heating | RET | 2.8044 | 5.3401 | 7.6499 | 9.7421 | 11.6394 | 13.3604 | 14.9234 | 16.4302 | 17.8854 | 19.2921
| Energy Recovery Ventilator_Com, O - Heat | O | Yes | Lodging | Space Heating | REPL | 2.1996 | 3.9383 | 5.453 | 6.7383 | 7.7998 | 8.6416 | 9.2683 | 9.7518 | 10.0944 | 10.2983
| Forced Air Heating Maintenance_Com, O - Heat | O | Yes | Lodging | Space Heating | RET | 0.066303 | 0.13182 | 0.19704 | 0.26162 | 0.32561 | 0.32275 | 0.3202 | 0.31744 | 0.31484 | 0.31228
| Steam Trap Maintenance_Com, O - Heat | O | Yes | Lodging | Space Heating | RET | 0.19456 | 0.38681 | 0.5782 | 0.76768 | 0.95546 | 1.1416 | 1.1318 | 1.1229 | 1.1133 | 1.1041
| Windows_Com, O - Heat [Building w Oil Heat] | O | Yes | Lodging | Space Heating | NC | 0.36772 | 0.71247 | 1.0447 | 1.3623 | 1.6632 | 1.9527 | 2.237 | 2.5175 | 2.7946 | 3.0671
| Window Film_Com, O - Heat [Building w Oil Heat] | O | No | Lodging | Space Heating | RET | 0 | 0 | 0 | 0 | 0 | 0 | 0 | 0 | 0 | 0
| Kitchen DCV_Com, O - Heat [Building w Oil Heat] | O | Yes | Lodging | Space Heating | NC | 0.2408 | 0.46656 | 0.68414 | 0.89208 | 1.0892 | 1.2787 | 1.4649 | 1.6486 | 1.8301 | 2.0085
| Kitchen DCV_Com, O - Heat [Building w Oil Heat] | O | Yes | Lodging | Space Heating | RET | 2.2925 | 4.3472 | 6.2025 | 7.8685 | 9.3659 | 10.7124 | 11.9244 | 13.0487 | 14.0936 | 15.0663
| Kitchen DCV_Com, O - Heat [Building w Oil Heat] | O | Yes | Lodging | Space Heating | REPL | 1.6434 | 2.9425 | 4.0742 | 5.0345 | 5.8276 | 6.4566 | 6.9248 | 7.2585 | 7.4599 | 7.531
| Duct Sealing Non Regulated_Com, O - Heat [Building w Oil Heat] | O | Yes | Lodging | Space Heating | RET | 1.4259 | 2.8349 | 4.2376 | 5.6263 | 7.0026 | 8.3669 | 9.7211 | 11.0645 | 12.3972 | 13.7186
| Clothes Washer Oil WH_Com, O - HWat [unit w/ elec dry - Water Heater] | O | Yes | Lodging | Water Heating | NC | 0.0011045 | 0.00214 | 0.003138 | 0.0040918 | 0.0049957 | 0.0058652 | 0.0067192 | 0.0064659 | 0.0062795 | 0.0061249
| Clothes Washer Oil WH_Com, O - HWat [unit w/ elec dry - Water Heater] | O | Yes | Lodging | Water Heating | REPL | 0.016153 | 0.032114 | 0.048004 | 0.063735 | 0.079325 | 0.094781 | 0.11012 | 0.10919 | 0.10832 | 0.1074
| Clothes Washer Oil WH_Com, O - HWat [unit w/ gas dry - Water Heater] | O | Yes | Lodging | Water Heating | NC | 0.00018408 | 0.00035667 | 0.000523 | 0.00068196 | 0.00083262 | 0.00097753 | 0.0011199 | 0.0010776 | 0.0010466 | 0.0010208
| Clothes Washer Oil WH_Com, O - HWat [unit w/ gas dry - Water Heater] | O | Yes | Lodging | Water Heating | REPL | 0.0026921 | 0.0053523 | 0.0080007 | 0.010623 | 0.013221 | 0.015797 | 0.018353 | 0.018198 | 0.018054 | 0.0179
| Clothes Washer Oil WH_Com, O - HWat [unit w/ propane dry - Water Heater] | O | Yes | Lodging | Water Heating | NC | 0.00027612 | 0.00053501 | 0.0007845 | 0.0010229 | 0.0012489 | 0.0014663 | 0.0016798 | 0.0016165 | 0.0015699 | 0.0015312
| Clothes Washer Oil WH_Com, O - HWat [unit w/ propane dry - Water Heater] | O | Yes | Lodging | Water Heating | REPL | 0.0040382 | 0.0080285 | 0.012001 | 0.015934 | 0.019831 | 0.023695 | 0.02753 | 0.027297 | 0.027081 | 0.02685
| Ozone Laundry_Com, O - HWat | O | Yes | Lodging | Water Heating | RET | 0.032643 | 0.064899 | 0.097011 | 0.1288 | 0.16031 | 0.19154 | 0.22254 | 0.2533 | 0.28381 | 0.31405
| Dishwasher_Com, O - HWat [Building w oil WH] | O | Yes | Lodging | Water Heating | NC | 2.093e-05 | 4.0553e-05 | 5.9464e-05 | 7.7538e-05 | 9.4668e-05 | 0.00011114 | 0.00012733 | 0.00014329 | 0.00015907 | 0.00017457
| Dishwasher_Com, O - HWat [Building w oil WH] | O | Yes | Lodging | Water Heating | REPL | 0.00016938 | 0.00033675 | 0.00050337 | 0.00066833 | 0.0008318 | 0.00099387 | 0.0011547 | 0.0013143 | 0.0014726 | 0.0016296
| Faucet Aerator_Com, O - HWat | O | Yes | Lodging | Water Heating | RET | 0.0033199 | 0.0066005 | 0.0098664 | 0.0131 | 0.016304 | 0.019481 | 0.022633 | 0.025761 | 0.028864 | 0.031941
| Pre Rinse Sprayers_Com, O - HWat | O | Yes | Lodging | Water Heating | RET | 0.00051598 | 0.0010259 | 0.0015335 | 0.0015745 | 0.0016164 | 0.0016017 | 0.0015884 | 0.0015755 | 0.0015631 | 0.0015504
| FF Storage Water Heater_Com, O - HWat | O | Yes | Lodging | Water Heating | NC | 0.0027994 | 0.005424 | 0.0079534 | 0.010371 | 0.012662 | 0.014865 | 0.01703 | 0.019166 | 0.021275 | 0.023349
| FF Storage Water Heater_Com, O - HWat | O | No | Lodging | Water Heating | RET | 0.019574 | 0.037594 | 0.054309 | 0.069726 | 0.083962 | 0.09711 | 0.10927 | 0.12181 | 0.13468 | 0.14786
| FF Storage Water Heater_Com, O - HWat | O | Yes | Lodging | Water Heating | REPL | 0.019105 | 0.034208 | 0.047364 | 0.058528 | 0.067748 | 0.07506 | 0.080503 | 0.085371 | 0.089672 | 0.093413
| FF Instantaneous Water Heater_Com, O - HWat | O | No | Lodging | Water Heating | NC | 0.0046921 | 0.0090913 | 0.013331 | 0.017383 | 0.021223 | 0.024916 | 0.028545 | 0.032124 | 0.03566 | 0.039136
| FF Instantaneous Water Heater_Com, O - HWat | O | No | Lodging | Water Heating | RET | 0.032808 | 0.063013 | 0.091029 | 0.11687 | 0.14073 | 0.16277 | 0.18315 | 0.20199 | 0.2194 | 0.23548
| FF Instantaneous Water Heater_Com, O - HWat | O | No | Lodging | Water Heating | REPL | 0.024017 | 0.043003 | 0.059541 | 0.073575 | 0.085165 | 0.094358 | 0.1012 | 0.10573 | 0.10797 | 0.10797
| Pnemautic to DDC_Com, O - TotF [Building w Oil Heat] | O | Yes | Lodging | Total FF | RET | 0.80324 | 1.597 | 2.3871 | 3.1694 | 3.9447 | 4.7132 | 5.476 | 6.2328 | 6.9836 | 7.7279
| RCx_Com, O - TotF [Building w Oil Heat] | O | Yes | Lodging | Total FF | RET | 1.752 | 3.4833 | 5.2068 | 6.9131 | 8.604 | 10.2804 | 11.9443 | 13.5949 | 13.4805 | 13.3727
| Commissioning_Com, O - TotF [Building w Oil Heat] | O | Yes | Lodging | Total FF | NC | 0 | 0 | 0 | 0 | 0 | 0 | 0 | 0 | 0 | 0
| Integrated Building Design_Com, O - TotF [Building w Oil Heat] | O | Yes | Lodging | Total FF | NC | 0.14335 | 0.27775 | 0.40728 | 0.53106 | 0.64839 | 0.76123 | 0.87208 | 0.98144 | 1.0895 | 1.1957
| Deep Energy Retrofit_Com, O - TotF [Building w Oil Heat] | O | Yes | Lodging | Total FF | RET | 0.51413 | 1.0222 | 1.5279 | 2.0287 | 2.5249 | 3.0168 | 3.5051 | 3.9895 | 4.47 | 4.9464
| EMS_Com, O - TotF [Building w Oil Heat] | O | Yes | Lodging | Total FF | NC | 0.27937 | 0.5413 | 0.79373 | 1.035 | 1.2636 | 1.4835 | 1.6996 | 1.9127 | 2.1232 | 2.3302
| EMS_Com, O - TotF [Building w Oil Heat] | O | Yes | Lodging | Total FF | RET | 3.4875 | 6.9337 | 10.3645 | 13.761 | 17.1271 | 20.4641 | 23.776 | 27.0618 | 30.3215 | 33.5532
| Int Ltg Ctrls_Com, E/O - IntL | E | Yes | Lodging | Interior Lighting | RET | -0.05103 | -0.10112 | -0.15448 | -0.20795 | -0.2609 | -0.31423 | -0.36658 | -0.4202 | -0.42246 | -0.42445
| Exit Sign RetFit_Com, E/O - IntL | E | Yes | Lodging | Interior Lighting | RET | -0.0026742 | -0.0052991 | -0.0080955 | -0.010898 | -0.013673 | -0.016467 | -0.01921 | -0.02202 | -0.024813 | -0.027542
| LED HiLo Bay_Com, E/O - IntL | E | No | Lodging | Interior Lighting | NC | -6.0351e-05 | -0.00011771 | -0.00017272 | -0.00022617 | -0.00027638 | -0.00032628 | -0.00037535 | -0.00042304 | -0.00047024 | -0.00051689
| LED HiLo Bay_Com, E/O - IntL | E | No | Lodging | Interior Lighting | RET | -0.00061949 | -0.0011866 | -0.0017501 | -0.0022767 | -0.0027631 | -0.0032199 | -0.0036382 | -0.0040378 | -0.0044082 | -0.004782
| LED HiLo Bay_Com, E/O - IntL | E | No | Lodging | Interior Lighting | REPL | -0.00032238 | -0.00057553 | -0.0008115 | -0.0010142 | -0.0011815 | -0.0013162 | -0.0014154 | -0.0014832 | -0.0015168 | -0.0015357
| Repl Scre_Com, E/O - IntL | E | Yes | Lodging | Interior Lighting | NC | -0.0098993 | -0.019309 | -0.0094095 | 0 | 0 | 0 | 0 | 0 | 0 | 0
| Repl Scre_Com, E/O - IntL | E | Yes | Lodging | Interior Lighting | RET | -0.020267 | -0.04016 | -0.019893 | 0 | 0 | 0 | 0 | 0 | 0 | 0
| Repl Scre_Com, E/O - IntL | E | Yes | Lodging | Interior Lighting | REPL | -0.50808 | -1.0068 | -0.4987 | 0 | 0 | 0 | 0 | 0 | 0 | 0
| Lin LED Fixture_Com, E/O - IntL | E | No | Lodging | Interior Lighting | NC | -0.0005809 | -0.001133 | -0.0016625 | -0.002177 | -0.0026603 | -0.0031405 | -0.0036129 | -0.004072 | -0.0045262 | -0.0049753
| Lin LED Fixture_Com, E/O - IntL | E | No | Lodging | Interior Lighting | RET | -0.0053725 | -0.010234 | -0.015008 | -0.019417 | -0.023443 | -0.02718 | -0.030562 | -0.033756 | -0.036922 | -0.040008
| Lin LED Fixture_Com, E/O - IntL | E | No | Lodging | Interior Lighting | REPL | -0.0035932 | -0.0064147 | -0.0090448 | -0.011304 | -0.013168 | -0.01467 | -0.015776 | -0.016531 | -0.017067 | -0.017381
| LED Tube Repl_Com, E/O - IntL | E | Yes | Lodging | Interior Lighting | RET | -0.033801 | -0.064385 | -0.09442 | -0.12216 | -0.14749 | -0.17334 | -0.19903 | -0.22563 | -0.25235 | -0.27869
| LED Tube Repl_Com, E/O - IntL | E | Yes | Lodging | Interior Lighting | REPL | -0.033199 | -0.059268 | -0.083569 | -0.10444 | -0.12167 | -0.13784 | -0.15256 | -0.16646 | -0.17911 | -0.19032
| Repl pin CFL wLED_Com, E/O - IntL | E | No | Lodging | Interior Lighting | RET | -0.001519 | -0.0029147 | -0.0043066 | -0.0056121 | -0.0068225 | -0.0081368 | -0.0095152 | -0.011011 | -0.012577 | -0.014127
| Repl pin CFL wLED_Com, E/O - IntL | E | No | Lodging | Interior Lighting | REPL | -0.0043342 | -0.0077375 | -0.01091 | -0.013635 | -0.015884 | -0.01819 | -0.020497 | -0.022901 | -0.025334 | -0.027752
| Stair Occ Sensor_Com, E/O - IntL | E | No | Lodging | Interior Lighting | NC | -0.00038942 | -0.00075956 | -0.0011145 | -0.0014594 | -0.0017834 | -0.0021053 | -0.002422 | -0.0027297 | -0.0030343 | -0.0033353
| Stair Occ Sensor_Com, E/O - IntL | E | No | Lodging | Interior Lighting | RET | -0.002998 | -0.0059406 | -0.0090755 | -0.012217 | -0.015328 | -0.01846 | -0.021536 | -0.024686 | -0.027817 | -0.030876
| Int Delamping_Com, E/O - IntL | E | Yes | Lodging | Interior Lighting | RET | -0.00028204 | -0.00055887 | -0.00085379 | -0.0011493 | -0.001442 | -0.0017367 | -0.002026 | -0.0023224 | -0.0026169 | -0.0029047
| Int Ltg Dsgn_Com, E/O - IntL | E | Yes | Lodging | Interior Lighting | NC | -0.0013103 | -0.0025557 | -0.0037499 | -0.0049103 | -0.0060005 | -0.0070837 | -0.0081492 | -0.0091846 | -0.010209 | -0.011222
| DCV_Com, O - Heat [Building w Oil Heat] | O | Yes | Small Retail | Space Heating | RET | 3.3121 | 6.585 | 9.8432 | 13.0688 | 16.2656 | 19.4347 | 22.5801 | 25.7006 | 28.7963 | 31.8655
| Optimized Unitary AC Sys_Com, O - Heat [Building w Oil Heat] | O | Yes | Small Retail | Space Heating | NC | 1.2577 | 2.4369 | 3.5733 | 4.6593 | 5.6887 | 6.6788 | 7.6513 | 8.6108 | 9.5585 | 10.4903
| Cool Roof_Com, O - Heat [Building w Oil Heat] | O | No | Small Retail | Space Heating | NC | -0.064498 | -0.12497 | -0.18325 | -0.23894 | -0.29173 | -0.3425 | -0.39237 | -0.44158 | -0.49018 | -0.53797
| Cool Roof_Com, O - Heat [Building w Oil Heat] | O | No | Small Retail | Space Heating | RET | -0.33674 | -0.66949 | -1.0007 | -1.3287 | -1.6537 | -1.9759 | -2.2957 | -2.613 | -2.9277 | -3.2397
| Programmable TStat_Com, O - Heat [Building w Oil Heat] | O | Yes | Small Retail | Space Heating | NC | 0 | 0 | 0 | 0 | 0 | 0 | 0 | 0 | 0 | 0
| Programmable TStat_Com, O - Heat [Building w Oil Heat] | O | Yes | Small Retail | Space Heating | RET | 0 | 0 | 0 | 0 | 0 | 0 | 0 | 0 | 0 | 0
| Smart TStat_Com, O - Heat [Building w Oil Heat] | O | Yes | Small Retail | Space Heating | NC | 0.29955 | 0.58039 | 0.85105 | 1.1097 | 1.3549 | 1.5907 | 1.8223 | 2.0508 | 2.2765 | 2.4985
| Smart TStat_Com, O - Heat [Building w Oil Heat] | O | Yes | Small Retail | Space Heating | RET | 1.0997 | 2.1863 | 3.2681 | 4.3391 | 5.4005 | 6.4527 | 7.497 | 8.5331 | 9.5609 | 10.5799
| Boiler Blowdown Controls_Com, O - Heat | O | No | Small Retail | Space Heating | RET | 0.42738 | 0.8497 | 1.2701 | 1.6864 | 2.0989 | 2.0804 | 2.064 | 2.0462 | 2.0294 | 2.013
| Boiler Modifications_Com, O - Heat | O | Yes | Small Retail | Space Heating | RET | 1.4643 | 2.9112 | 4.3517 | 5.7778 | 7.1911 | 8.5922 | 9.9827 | 11.3623 | 11.7123 | 11.617
| Boilers_Com, O - Heat | O | No | Small Retail | Space Heating | NC | 0.15148 | 0.29351 | 0.43038 | 0.56119 | 0.68517 | 0.80442 | 0.92155 | 1.0371 | 1.1513 | 1.2635
| Boilers_Com, O - Heat | O | No | Small Retail | Space Heating | RET | 1.2398 | 2.3669 | 3.3993 | 4.3396 | 5.197 | 5.9791 | 6.6932 | 7.3451 | 7.9401 | 8.4828
| Boilers_Com, O - Heat | O | No | Small Retail | Space Heating | REPL | 0.6203 | 1.1107 | 1.5378 | 1.9003 | 2.1996 | 2.437 | 2.6138 | 2.7306 | 2.7886 | 2.7886
| Furnace_Com, O - Heat | O | Yes | Small Retail | Space Heating | NC | 0.17915 | 0.3471 | 0.50897 | 0.66367 | 0.81029 | 0.95131 | 1.0898 | 1.2265 | 1.3615 | 1.4942
| Furnace_Com, O - Heat | O | Yes | Small Retail | Space Heating | RET | 1.6508 | 3.1353 | 4.48 | 5.6915 | 6.7841 | 7.7697 | 8.6599 | 9.4635 | 10.189 | 10.8435
| Furnace_Com, O - Heat | O | Yes | Small Retail | Space Heating | REPL | 0.79736 | 1.4277 | 1.9768 | 2.4427 | 2.8275 | 3.1327 | 3.3598 | 3.5101 | 3.5846 | 3.5846
| Energy Recovery Ventilator_Com, O - Heat | O | Yes | Small Retail | Space Heating | NC | 0.25221 | 0.48867 | 0.71656 | 0.93435 | 1.1408 | 1.3393 | 1.5343 | 1.7267 | 1.9168 | 2.1037
| Energy Recovery Ventilator_Com, O - Heat | O | Yes | Small Retail | Space Heating | RET | 2.1946 | 4.1789 | 5.9865 | 7.6238 | 9.1085 | 10.4553 | 11.6784 | 12.8576 | 13.9964 | 15.0972
| Energy Recovery Ventilator_Com, O - Heat | O | Yes | Small Retail | Space Heating | REPL | 1.7213 | 3.082 | 4.2673 | 5.2731 | 6.1038 | 6.7626 | 7.253 | 7.6314 | 7.8995 | 8.059
| Forced Air Heating Maintenance_Com, O - Heat | O | Yes | Small Retail | Space Heating | RET | 0.030617 | 0.060871 | 0.09099 | 0.12081 | 0.15036 | 0.14904 | 0.14786 | 0.14658 | 0.14538 | 0.1442
| Steam Trap Maintenance_Com, O - Heat | O | Yes | Small Retail | Space Heating | RET | 0.39665 | 0.7886 | 1.1788 | 1.5651 | 1.9479 | 2.3275 | 2.3075 | 2.2892 | 2.2698 | 2.251
| Windows_Com, O - Heat [Building w Oil Heat] | O | Yes | Small Retail | Space Heating | NC | 0.28776 | 0.55755 | 0.81756 | 1.066 | 1.3016 | 1.5281 | 1.7506 | 1.9701 | 2.1869 | 2.4002
| Window Film_Com, O - Heat [Building w Oil Heat] | O | No | Small Retail | Space Heating | RET | 0 | 0 | 0 | 0 | 0 | 0 | 0 | 0 | 0 | 0
| Kitchen DCV_Com, O - Heat [Building w Oil Heat] | O | Yes | Small Retail | Space Heating | NC | 0.0032931 | 0.0063807 | 0.0093562 | 0.0122 | 0.014895 | 0.017487 | 0.020034 | 0.022546 | 0.025028 | 0.027468
| Kitchen DCV_Com, O - Heat [Building w Oil Heat] | O | Yes | Small Retail | Space Heating | RET | 0.031352 | 0.059452 | 0.084825 | 0.10761 | 0.12809 | 0.1465 | 0.16308 | 0.17845 | 0.19274 | 0.20604
| Kitchen DCV_Com, O - Heat [Building w Oil Heat] | O | Yes | Small Retail | Space Heating | REPL | 0.022475 | 0.040242 | 0.055718 | 0.068851 | 0.079697 | 0.088299 | 0.094702 | 0.099267 | 0.10202 | 0.10299
| Duct Sealing Non Regulated_Com, O - Heat [Building w Oil Heat] | O | Yes | Small Retail | Space Heating | RET | 1.1159 | 2.2185 | 3.3162 | 4.4029 | 5.4799 | 6.5476 | 7.6073 | 8.6586 | 9.7016 | 10.7356
| Clothes Washer Oil WH_Com, O - HWat [unit w/ elec dry - Water Heater] | O | Yes | Small Retail | Water Heating | NC | 1.5366e-05 | 2.9772e-05 | 4.3657e-05 | 5.6925e-05 | 6.9501e-05 | 8.1597e-05 | 9.3479e-05 | 8.9954e-05 | 8.7361e-05 | 8.5211e-05
| Clothes Washer Oil WH_Com, O - HWat [unit w/ elec dry - Water Heater] | O | Yes | Small Retail | Water Heating | REPL | 0.00022472 | 0.00044678 | 0.00066784 | 0.00088669 | 0.0011036 | 0.0013186 | 0.001532 | 0.001519 | 0.001507 | 0.0014942
| Clothes Washer Oil WH_Com, O - HWat [unit w/ gas dry - Water Heater] | O | Yes | Small Retail | Water Heating | NC | 2.561e-06 | 4.9621e-06 | 7.2761e-06 | 9.4875e-06 | 1.1584e-05 | 1.36e-05 | 1.558e-05 | 1.4992e-05 | 1.456e-05 | 1.4202e-05
| Clothes Washer Oil WH_Com, O - HWat [unit w/ gas dry - Water Heater] | O | Yes | Small Retail | Water Heating | REPL | 3.7453e-05 | 7.4463e-05 | 0.00011131 | 0.00014778 | 0.00018393 | 0.00021977 | 0.00025534 | 0.00025317 | 0.00025117 | 0.00024903
| Clothes Washer Oil WH_Com, O - HWat [unit w/ propane dry - Water Heater] | O | Yes | Small Retail | Water Heating | NC | 3.8415e-06 | 7.4431e-06 | 1.0914e-05 | 1.4231e-05 | 1.7375e-05 | 2.0399e-05 | 2.337e-05 | 2.2489e-05 | 2.184e-05 | 2.1303e-05
| Clothes Washer Oil WH_Com, O - HWat [unit w/ propane dry - Water Heater] | O | Yes | Small Retail | Water Heating | REPL | 5.618e-05 | 0.00011169 | 0.00016696 | 0.00022167 | 0.0002759 | 0.00032965 | 0.000383 | 0.00037975 | 0.00037675 | 0.00037354
| Dishwasher_Com, O - HWat [Building w oil WH] | O | Yes | Small Retail | Water Heating | NC | 1.3103e-07 | 2.5388e-07 | 3.7227e-07 | 4.8542e-07 | 5.9266e-07 | 6.9581e-07 | 7.9713e-07 | 8.9709e-07 | 9.9583e-07 | 1.0929e-06
| Dishwasher_Com, O - HWat [Building w oil WH] | O | Yes | Small Retail | Water Heating | REPL | 1.0604e-06 | 2.1082e-06 | 3.1513e-06 | 4.184e-06 | 5.2075e-06 | 6.2221e-06 | 7.2291e-06 | 8.2281e-06 | 9.2192e-06 | 1.0202e-05
| Faucet Aerator_Com, O - HWat | O | Yes | Small Retail | Water Heating | RET | 0.015588 | 0.030992 | 0.046326 | 0.061508 | 0.076553 | 0.091468 | 0.10627 | 0.12096 | 0.13553 | 0.14997
| Pre Rinse Sprayers_Com, O - HWat | O | Yes | Small Retail | Water Heating | RET | 0.010209 | 0.020297 | 0.030341 | 0.031152 | 0.031982 | 0.03169 | 0.031427 | 0.031173 | 0.030928 | 0.030676
| FF Storage Water Heater_Com, O - HWat | O | Yes | Small Retail | Water Heating | NC | 0.0021907 | 0.0042446 | 0.006224 | 0.0081157 | 0.0099086 | 0.011633 | 0.013327 | 0.014998 | 0.016649 | 0.018272
| FF Storage Water Heater_Com, O - HWat | O | No | Small Retail | Water Heating | RET | 0.015317 | 0.02942 | 0.0425 | 0.054565 | 0.065705 | 0.075995 | 0.08551 | 0.095321 | 0.1054 | 0.11571
| FF Storage Water Heater_Com, O - HWat | O | Yes | Small Retail | Water Heating | REPL | 0.014951 | 0.02677 | 0.037065 | 0.045802 | 0.053016 | 0.058739 | 0.062998 | 0.066808 | 0.070174 | 0.073101
| FF Instantaneous Water Heater_Com, O - HWat | O | No | Small Retail | Water Heating | NC | 0.0036719 | 0.0071144 | 0.010432 | 0.013603 | 0.016608 | 0.019499 | 0.022338 | 0.025139 | 0.027906 | 0.030626
| FF Instantaneous Water Heater_Com, O - HWat | O | No | Small Retail | Water Heating | RET | 0.025674 | 0.049311 | 0.071235 | 0.091458 | 0.11013 | 0.12738 | 0.14333 | 0.15807 | 0.17169 | 0.18428
| FF Instantaneous Water Heater_Com, O - HWat | O | No | Small Retail | Water Heating | REPL | 0.018795 | 0.033652 | 0.046595 | 0.057577 | 0.066647 | 0.07384 | 0.079195 | 0.082736 | 0.084493 | 0.084493
| Pnemautic to DDC_Com, O - TotF [Building w Oil Heat] | O | Yes | Small Retail | Total FF | RET | 0.62858 | 1.2497 | 1.8681 | 2.4802 | 3.0869 | 3.6884 | 4.2853 | 4.8775 | 5.465 | 6.0475
| RCx_Com, O - TotF [Building w Oil Heat] | O | Yes | Small Retail | Total FF | RET | 1.3711 | 2.7259 | 4.0746 | 5.4099 | 6.7332 | 8.0451 | 9.3471 | 10.6388 | 10.5493 | 10.4649
| Commissioning_Com, O - TotF [Building w Oil Heat] | O | Yes | Small Retail | Total FF | NC | 0 | 0 | 0 | 0 | 0 | 0 | 0 | 0 | 0 | 0
| Integrated Building Design_Com, O - TotF [Building w Oil Heat] | O | Yes | Small Retail | Total FF | NC | 0.11218 | 0.21736 | 0.31872 | 0.41559 | 0.5074 | 0.59571 | 0.68245 | 0.76804 | 0.85257 | 0.93568
| Deep Energy Retrofit_Com, O - TotF [Building w Oil Heat] | O | Yes | Small Retail | Total FF | RET | 0.40234 | 0.79991 | 1.1957 | 1.5875 | 1.9759 | 2.3608 | 2.7429 | 3.122 | 3.498 | 3.8709
| EMS_Com, O - TotF [Building w Oil Heat] | O | Yes | Small Retail | Total FF | NC | 0.21863 | 0.4236 | 0.62114 | 0.80993 | 0.98886 | 1.161 | 1.33 | 1.4968 | 1.6615 | 1.8235
| EMS_Com, O - TotF [Building w Oil Heat] | O | Yes | Small Retail | Total FF | RET | 2.7292 | 5.4261 | 8.1109 | 10.7688 | 13.4029 | 16.0143 | 18.6062 | 21.1775 | 23.7284 | 26.2574
| Int Ltg Ctrls_Com, E/O - IntL | E | Yes | Small Retail | Interior Lighting | RET | -0.33441 | -0.66265 | -1.0123 | -1.3627 | -1.7098 | -2.0592 | -2.4023 | -2.7536 | -2.7685 | -2.7815
| Exit Sign RetFit_Com, E/O - IntL | E | Yes | Small Retail | Interior Lighting | RET | -0.013874 | -0.027492 | -0.041999 | -0.056536 | -0.070934 | -0.08543 | -0.099663 | -0.11424 | -0.12873 | -0.14289
| LED HiLo Bay_Com, E/O - IntL | E | No | Small Retail | Interior Lighting | NC | -0.0039983 | -0.0077988 | -0.011443 | -0.014984 | -0.018311 | -0.021616 | -0.024868 | -0.028027 | -0.031154 | -0.034245
| LED HiLo Bay_Com, E/O - IntL | E | No | Small Retail | Interior Lighting | RET | -0.031055 | -0.059485 | -0.087733 | -0.11413 | -0.13852 | -0.16142 | -0.18239 | -0.20242 | -0.22099 | -0.23972
| LED HiLo Bay_Com, E/O - IntL | E | No | Small Retail | Interior Lighting | REPL | -0.021358 | -0.03813 | -0.053763 | -0.067191 | -0.078273 | -0.0872 | -0.093773 | -0.098261 | -0.10049 | -0.10174
| Repl Scre_Com, E/O - IntL | E | Yes | Small Retail | Interior Lighting | NC | -0.026705 | -0.052088 | -0.025383 | 0 | 0 | 0 | 0 | 0 | 0 | 0
| Repl Scre_Com, E/O - IntL | E | Yes | Small Retail | Interior Lighting | RET | -0.10079 | -0.19971 | -0.098925 | 0 | 0 | 0 | 0 | 0 | 0 | 0
| Repl Scre_Com, E/O - IntL | E | Yes | Small Retail | Interior Lighting | REPL | -1.3706 | -2.7159 | -1.3453 | 0 | 0 | 0 | 0 | 0 | 0 | 0
| Lin LED Fixture_Com, E/O - IntL | E | No | Small Retail | Interior Lighting | NC | -0.0064207 | -0.012524 | -0.018376 | -0.024062 | -0.029405 | -0.034713 | -0.039934 | -0.045008 | -0.050029 | -0.054993
| Lin LED Fixture_Com, E/O - IntL | E | No | Small Retail | Interior Lighting | RET | -0.039025 | -0.074336 | -0.10901 | -0.14105 | -0.17029 | -0.19743 | -0.222 | -0.2452 | -0.2682 | -0.29062
| Lin LED Fixture_Com, E/O - IntL | E | No | Small Retail | Interior Lighting | REPL | -0.039716 | -0.070902 | -0.099974 | -0.12494 | -0.14555 | -0.16215 | -0.17437 | -0.18272 | -0.18864 | -0.19211
| LED Tube Repl_Com, E/O - IntL | E | Yes | Small Retail | Interior Lighting | RET | -0.24553 | -0.46768 | -0.68586 | -0.88739 | -1.0714 | -1.2591 | -1.4457 | -1.639 | -1.833 | -2.0244
| LED Tube Repl_Com, E/O - IntL | E | Yes | Small Retail | Interior Lighting | REPL | -0.36696 | -0.6551 | -0.9237 | -1.1544 | -1.3448 | -1.5235 | -1.6863 | -1.8399 | -1.9797 | -2.1036
| Repl pin CFL wLED_Com, E/O - IntL | E | No | Small Retail | Interior Lighting | RET | -0.0076273 | -0.014635 | -0.021624 | -0.028179 | -0.034256 | -0.040856 | -0.047777 | -0.055289 | -0.063149 | -0.070932
| Repl pin CFL wLED_Com, E/O - IntL | E | No | Small Retail | Interior Lighting | REPL | -0.01487 | -0.026546 | -0.03743 | -0.046779 | -0.054494 | -0.062408 | -0.07032 | -0.07857 | -0.086915 | -0.095211
| Stair Occ Sensor_Com, E/O - IntL | E | No | Small Retail | Interior Lighting | NC | -0.0049754 | -0.0097046 | -0.014239 | -0.018646 | -0.022786 | -0.026899 | -0.030945 | -0.034877 | -0.038768 | -0.042614
| Stair Occ Sensor_Com, E/O - IntL | E | No | Small Retail | Interior Lighting | RET | -0.038304 | -0.075901 | -0.11595 | -0.15609 | -0.19584 | -0.23586 | -0.27516 | -0.3154 | -0.35541 | -0.3945
| Int Delamping_Com, E/O - IntL | E | Yes | Small Retail | Interior Lighting | RET | -0.0031174 | -0.0061772 | -0.0094371 | -0.012703 | -0.015938 | -0.019196 | -0.022394 | -0.025669 | -0.028925 | -0.032106
| Int Ltg Dsgn_Com, E/O - IntL | E | Yes | Small Retail | Interior Lighting | NC | -0.0085762 | -0.016728 | -0.024544 | -0.03214 | -0.039276 | -0.046366 | -0.05334 | -0.060117 | -0.066824 | -0.073453
| DCV_Com, O - Heat [Building w Oil Heat] | O | Yes | Large Retail | Space Heating | RET | 1.5456 | 3.0728 | 4.5932 | 6.0985 | 7.5902 | 9.069 | 10.5368 | 11.993 | 13.4376 | 14.8698
| Optimized Unitary AC Sys_Com, O - Heat [Building w Oil Heat] | O | Yes | Large Retail | Space Heating | NC | 0.5869 | 1.1371 | 1.6674 | 2.1742 | 2.6546 | 3.1166 | 3.5704 | 4.0181 | 4.4604 | 4.8952
| Cool Roof_Com, O - Heat [Building w Oil Heat] | O | No | Large Retail | Space Heating | NC | -0.030097 | -0.058315 | -0.08551 | -0.1115 | -0.13613 | -0.15982 | -0.1831 | -0.20606 | -0.22874 | -0.25104
| Cool Roof_Com, O - Heat [Building w Oil Heat] | O | No | Large Retail | Space Heating | RET | -0.15714 | -0.31241 | -0.46699 | -0.62003 | -0.77169 | -0.92204 | -1.0713 | -1.2193 | -1.3662 | -1.5118
| Programmable TStat_Com, O - Heat [Building w Oil Heat] | O | Yes | Large Retail | Space Heating | NC | 0 | 0 | 0 | 0 | 0 | 0 | 0 | 0 | 0 | 0
| Programmable TStat_Com, O - Heat [Building w Oil Heat] | O | Yes | Large Retail | Space Heating | RET | 0 | 0 | 0 | 0 | 0 | 0 | 0 | 0 | 0 | 0
| Smart TStat_Com, O - Heat [Building w Oil Heat] | O | Yes | Large Retail | Space Heating | NC | 0.086725 | 0.16803 | 0.24639 | 0.32128 | 0.39226 | 0.46053 | 0.52759 | 0.59375 | 0.6591 | 0.72336
| Smart TStat_Com, O - Heat [Building w Oil Heat] | O | Yes | Large Retail | Space Heating | RET | 0.31838 | 0.63298 | 0.94619 | 1.2563 | 1.5635 | 1.8682 | 2.1705 | 2.4705 | 2.7681 | 3.0631
| Boiler Blowdown Controls_Com, O - Heat | O | No | Large Retail | Space Heating | RET | 0.062658 | 0.12457 | 0.18621 | 0.24724 | 0.30771 | 0.30501 | 0.30259 | 0.29999 | 0.29753 | 0.29512
| Boiler Modifications_Com, O - Heat | O | Yes | Large Retail | Space Heating | RET | 0.21468 | 0.42681 | 0.638 | 0.84707 | 1.0543 | 1.2597 | 1.4636 | 1.6658 | 1.7171 | 1.7032
| Boilers_Com, O - Heat | O | No | Large Retail | Space Heating | NC | 0.022209 | 0.043031 | 0.063098 | 0.082275 | 0.10045 | 0.11793 | 0.13511 | 0.15205 | 0.16878 | 0.18524
| Boilers_Com, O - Heat | O | No | Large Retail | Space Heating | RET | 0.18176 | 0.34701 | 0.49836 | 0.63623 | 0.76193 | 0.87659 | 0.98129 | 1.0769 | 1.1641 | 1.2437
| Boilers_Com, O - Heat | O | No | Large Retail | Space Heating | REPL | 0.090941 | 0.16283 | 0.22546 | 0.2786 | 0.32248 | 0.35729 | 0.3832 | 0.40034 | 0.40884 | 0.40884
| Furnace_Com, O - Heat | O | Yes | Large Retail | Space Heating | NC | 0.14824 | 0.28722 | 0.42116 | 0.54916 | 0.67048 | 0.78717 | 0.9018 | 1.0149 | 1.1266 | 1.2364
| Furnace_Com, O - Heat | O | Yes | Large Retail | Space Heating | RET | 1.366 | 2.5943 | 3.7071 | 4.7095 | 5.6135 | 6.4291 | 7.1657 | 7.8307 | 8.431 | 8.9726
| Furnace_Com, O - Heat | O | Yes | Large Retail | Space Heating | REPL | 0.65979 | 1.1814 | 1.6357 | 2.0212 | 2.3396 | 2.5922 | 2.7801 | 2.9045 | 2.9661 | 2.9661
| Destratification Fans_Com, O - Heat | O | No | Large Retail | Space Heating | NC | 0.085805 | 0.16625 | 0.24378 | 0.31788 | 0.3881 | 0.45565 | 0.52199 | 0.58746 | 0.65211 | 0.71568
| Destratification Fans_Com, O - Heat | O | No | Large Retail | Space Heating | RET | 0.41828 | 0.81094 | 1.1823 | 1.5316 | 1.8604 | 2.1701 | 2.4621 | 2.7811 | 3.1252 | 3.4923
| Destratification Fans_Com, O - Heat | O | No | Large Retail | Space Heating | REPL | 0.5856 | 1.0485 | 1.4518 | 1.794 | 2.0766 | 2.3007 | 2.4675 | 2.6392 | 2.8155 | 2.9964
| Energy Recovery Ventilator_Com, O - Heat | O | Yes | Large Retail | Space Heating | NC | 0.11769 | 0.22804 | 0.33438 | 0.43601 | 0.53233 | 0.62498 | 0.71598 | 0.80577 | 0.89446 | 0.98166
| Energy Recovery Ventilator_Com, O - Heat | O | Yes | Large Retail | Space Heating | RET | 1.0241 | 1.9501 | 2.7935 | 3.5576 | 4.2504 | 4.8789 | 5.4496 | 5.9999 | 6.5313 | 7.045
| Energy Recovery Ventilator_Com, O - Heat | O | Yes | Large Retail | Space Heating | REPL | 0.80322 | 1.4382 | 1.9913 | 2.4607 | 2.8483 | 3.1557 | 3.3845 | 3.5611 | 3.6862 | 3.7607
| Forced Air Heating Maintenance_Com, O - Heat | O | No | Large Retail | Space Heating | RET | 0.025334 | 0.050368 | 0.075291 | 0.099963 | 0.12442 | 0.12332 | 0.12235 | 0.12129 | 0.1203 | 0.11932
| Steam Trap Maintenance_Com, O - Heat | O | Yes | Large Retail | Space Heating | RET | 0.058152 | 0.11562 | 0.17282 | 0.22946 | 0.28558 | 0.34123 | 0.3383 | 0.33562 | 0.33277 | 0.33002
| Windows_Com, O - Heat [Building w Oil Heat] | O | No | Large Retail | Space Heating | NC | 0.13428 | 0.26018 | 0.38151 | 0.49746 | 0.60736 | 0.71307 | 0.8169 | 0.91934 | 1.0205 | 1.12
| Window Film_Com, O - Heat [Building w Oil Heat] | O | No | Large Retail | Space Heating | RET | 0 | 0 | 0 | 0 | 0 | 0 | 0 | 0 | 0 | 0
| Kitchen DCV_Com, O - Heat [Building w Oil Heat] | O | Yes | Large Retail | Space Heating | NC | 0.0036213 | 0.0070165 | 0.010289 | 0.013416 | 0.016379 | 0.01923 | 0.02203 | 0.024793 | 0.027522 | 0.030205
| Kitchen DCV_Com, O - Heat [Building w Oil Heat] | O | Yes | Large Retail | Space Heating | RET | 0.034477 | 0.065376 | 0.093277 | 0.11833 | 0.14085 | 0.1611 | 0.17933 | 0.19623 | 0.21195 | 0.22658
| Kitchen DCV_Com, O - Heat [Building w Oil Heat] | O | Yes | Large Retail | Space Heating | REPL | 0.024714 | 0.044252 | 0.061271 | 0.075712 | 0.087639 | 0.097098 | 0.10414 | 0.10916 | 0.11219 | 0.11326
| Duct Sealing Non Regulated_Com, O - Heat [Building w Oil Heat] | O | Yes | Large Retail | Space Heating | RET | 0.52071 | 1.0352 | 1.5475 | 2.0546 | 2.5572 | 3.0554 | 3.5499 | 4.0405 | 4.5272 | 5.0097
| Clothes Washer Oil WH_Com, O - HWat [unit w/ elec dry - Water Heater] | O | Yes | Large Retail | Water Heating | NC | 7.1704e-06 | 1.3893e-05 | 2.0372e-05 | 2.6564e-05 | 3.2432e-05 | 3.8077e-05 | 4.3621e-05 | 4.1976e-05 | 4.0766e-05 | 3.9763e-05
| Clothes Washer Oil WH_Com, O - HWat [unit w/ elec dry - Water Heater] | O | Yes | Large Retail | Water Heating | REPL | 0.00010486 | 0.00020848 | 0.00031164 | 0.00041377 | 0.00051498 | 0.00061532 | 0.0007149 | 0.00070884 | 0.00070323 | 0.00069724
| Clothes Washer Oil WH_Com, O - HWat [unit w/ gas dry - Water Heater] | O | Yes | Large Retail | Water Heating | NC | 1.1951e-06 | 2.3155e-06 | 3.3953e-06 | 4.4273e-06 | 5.4054e-06 | 6.3461e-06 | 7.2702e-06 | 6.9961e-06 | 6.7944e-06 | 6.6271e-06
| Clothes Washer Oil WH_Com, O - HWat [unit w/ gas dry - Water Heater] | O | Yes | Large Retail | Water Heating | REPL | 1.7477e-05 | 3.4747e-05 | 5.194e-05 | 6.8961e-05 | 8.583e-05 | 0.00010255 | 0.00011915 | 0.00011814 | 0.0001172 | 0.00011621
| Clothes Washer Oil WH_Com, O - HWat [unit w/ propane dry - Water Heater] | O | Yes | Large Retail | Water Heating | NC | 1.7926e-06 | 3.4733e-06 | 5.093e-06 | 6.6409e-06 | 8.1081e-06 | 9.5192e-06 | 1.0905e-05 | 1.0494e-05 | 1.0192e-05 | 9.9407e-06
| Clothes Washer Oil WH_Com, O - HWat [unit w/ propane dry - Water Heater] | O | Yes | Large Retail | Water Heating | REPL | 2.6216e-05 | 5.2121e-05 | 7.7911e-05 | 0.00010344 | 0.00012874 | 0.00015383 | 0.00017873 | 0.00017721 | 0.00017581 | 0.00017431
| Dishwasher_Com, O - HWat [Building w oil WH] | O | Yes | Large Retail | Water Heating | NC | 6.1145e-08 | 1.1847e-07 | 1.7372e-07 | 2.2652e-07 | 2.7656e-07 | 3.2469e-07 | 3.7197e-07 | 4.1862e-07 | 4.6469e-07 | 5.1e-07
| Dishwasher_Com, O - HWat [Building w oil WH] | O | Yes | Large Retail | Water Heating | REPL | 4.9482e-07 | 9.8377e-07 | 1.4705e-06 | 1.9524e-06 | 2.43e-06 | 2.9035e-06 | 3.3734e-06 | 3.8396e-06 | 4.3021e-06 | 4.7606e-06
| Faucet Aerator_Com, O - HWat | O | Yes | Large Retail | Water Heating | RET | 0.0072741 | 0.014462 | 0.021618 | 0.028702 | 0.035723 | 0.042683 | 0.049591 | 0.056444 | 0.063243 | 0.069983
| Pre Rinse Sprayers_Com, O - HWat | O | Yes | Large Retail | Water Heating | RET | 0.00015338 | 0.00030495 | 0.00045583 | 0.00046802 | 0.0004805 | 0.00047611 | 0.00047216 | 0.00046833 | 0.00046466 | 0.00046087
| FF Storage Water Heater_Com, O - HWat | O | Yes | Large Retail | Water Heating | NC | 0.0010223 | 0.0019807 | 0.0029044 | 0.0037871 | 0.0046238 | 0.0054285 | 0.0062189 | 0.0069988 | 0.0077691 | 0.0085265
| FF Storage Water Heater_Com, O - HWat | O | No | Large Retail | Water Heating | RET | 0.0071478 | 0.013728 | 0.019832 | 0.025462 | 0.030661 | 0.035462 | 0.039902 | 0.044481 | 0.049183 | 0.053994
| FF Storage Water Heater_Com, O - HWat | O | Yes | Large Retail | Water Heating | REPL | 0.0069767 | 0.012492 | 0.017296 | 0.021373 | 0.02474 | 0.02741 | 0.029398 | 0.031175 | 0.032746 | 0.034112
| FF Instantaneous Water Heater_Com, O - HWat | O | No | Large Retail | Water Heating | NC | 0.0017134 | 0.0033199 | 0.0048681 | 0.0063477 | 0.00775 | 0.0090989 | 0.010424 | 0.011731 | 0.013022 | 0.014292
| FF Instantaneous Water Heater_Com, O - HWat | O | No | Large Retail | Water Heating | RET | 0.011981 | 0.023011 | 0.033241 | 0.042678 | 0.051391 | 0.059439 | 0.066882 | 0.073761 | 0.080119 | 0.085992
| FF Instantaneous Water Heater_Com, O - HWat | O | No | Large Retail | Water Heating | REPL | 0.0087704 | 0.015704 | 0.021743 | 0.026868 | 0.0311 | 0.034457 | 0.036956 | 0.038608 | 0.039428 | 0.039428
| Pnemautic to DDC_Com, O - TotF [Building w Oil Heat] | O | No | Large Retail | Total FF | RET | 0.29332 | 0.58317 | 0.87172 | 1.1574 | 1.4405 | 1.7212 | 1.9997 | 2.2761 | 2.5502 | 2.822
| Data Center_Com, O - TotF [Building w Oil Heat] | O | Yes | Large Retail | Total FF | NC | 0 | 0 | 0 | 0 | 0 | 0 | 0 | 0 | 0 | 0
| Data Center_Com, O - TotF [Building w Oil Heat] | O | No | Large Retail | Total FF | RET | 0 | 0 | 0 | 0 | 0 | 0 | 0 | 0 | 0 | 0
| RCx_Com, O - TotF [Building w Oil Heat] | O | Yes | Large Retail | Total FF | RET | 0.79974 | 1.59 | 2.3767 | 3.1556 | 3.9275 | 4.6927 | 5.4522 | 6.2057 | 6.1534 | 6.1042
| Commissioning_Com, O - TotF [Building w Oil Heat] | O | Yes | Large Retail | Total FF | NC | 0 | 0 | 0 | 0 | 0 | 0 | 0 | 0 | 0 | 0
| Integrated Building Design_Com, O - TotF [Building w Oil Heat] | O | Yes | Large Retail | Total FF | NC | 0.052348 | 0.10143 | 0.14873 | 0.19393 | 0.23678 | 0.27798 | 0.31846 | 0.3584 | 0.39784 | 0.43663
| Deep Energy Retrofit_Com, O - TotF [Building w Oil Heat] | O | Yes | Large Retail | Total FF | RET | 0.18775 | 0.37327 | 0.55797 | 0.74081 | 0.92202 | 1.1017 | 1.28 | 1.4568 | 1.6323 | 1.8063
| EMS_Com, O - TotF [Building w Oil Heat] | O | Yes | Large Retail | Total FF | NC | 0.10202 | 0.19767 | 0.28985 | 0.37795 | 0.46144 | 0.54175 | 0.62064 | 0.69847 | 0.77534 | 0.85093
| EMS_Com, O - TotF [Building w Oil Heat] | O | Yes | Large Retail | Total FF | RET | 1.2736 | 2.532 | 3.7849 | 5.0252 | 6.2544 | 7.473 | 8.6824 | 9.8823 | 11.0726 | 12.2528
| Int Ltg Ctrls_Com, E/O - IntL | E | Yes | Large Retail | Interior Lighting | RET | -0.94345 | -1.8695 | -2.856 | -3.8446 | -4.8236 | -5.8094 | -6.7773 | -7.7686 | -7.8105 | -7.8472
| Exit Sign RetFit_Com, E/O - IntL | E | Yes | Large Retail | Interior Lighting | RET | -0.039141 | -0.07756 | -0.11849 | -0.1595 | -0.20012 | -0.24102 | -0.28117 | -0.3223 | -0.36318 | -0.40312
| LED HiLo Bay_Com, E/O - IntL | E | No | Large Retail | Interior Lighting | NC | -0.01128 | -0.022002 | -0.032283 | -0.042273 | -0.051659 | -0.060984 | -0.070157 | -0.079071 | -0.087892 | -0.096612
| LED HiLo Bay_Com, E/O - IntL | E | No | Large Retail | Interior Lighting | RET | -0.087614 | -0.16782 | -0.24751 | -0.32199 | -0.39078 | -0.45539 | -0.51455 | -0.57106 | -0.62345 | -0.67631
| LED HiLo Bay_Com, E/O - IntL | E | No | Large Retail | Interior Lighting | REPL | -0.060257 | -0.10757 | -0.15168 | -0.18956 | -0.22082 | -0.24601 | -0.26455 | -0.27722 | -0.28351 | -0.28703
| Repl Scre_Com, E/O - IntL | E | Yes | Large Retail | Interior Lighting | NC | -0.075339 | -0.14695 | -0.071611 | 0 | 0 | 0 | 0 | 0 | 0 | 0
| Repl Scre_Com, E/O - IntL | E | Yes | Large Retail | Interior Lighting | RET | -0.28434 | -0.56343 | -0.27909 | 0 | 0 | 0 | 0 | 0 | 0 | 0
| Repl Scre_Com, E/O - IntL | E | Yes | Large Retail | Interior Lighting | REPL | -3.8667 | -7.6621 | -3.7953 | 0 | 0 | 0 | 0 | 0 | 0 | 0
| Lin LED Fixture_Com, E/O - IntL | E | No | Large Retail | Interior Lighting | NC | -0.018114 | -0.035332 | -0.051842 | -0.067885 | -0.082956 | -0.097932 | -0.11266 | -0.12698 | -0.14114 | -0.15515
| Lin LED Fixture_Com, E/O - IntL | E | No | Large Retail | Interior Lighting | RET | -0.1101 | -0.20972 | -0.30755 | -0.39792 | -0.48042 | -0.557 | -0.62631 | -0.69175 | -0.75664 | -0.81989
| Lin LED Fixture_Com, E/O - IntL | E | No | Large Retail | Interior Lighting | REPL | -0.11205 | -0.20003 | -0.28205 | -0.35249 | -0.41063 | -0.45746 | -0.49194 | -0.51549 | -0.5322 | -0.54199
| LED Tube Repl_Com, E/O - IntL | E | Yes | Large Retail | Interior Lighting | RET | -0.69269 | -1.3194 | -1.935 | -2.5035 | -3.0226 | -3.5523 | -4.0787 | -4.6239 | -5.1713 | -5.7112
| LED Tube Repl_Com, E/O - IntL | E | Yes | Large Retail | Interior Lighting | REPL | -1.0353 | -1.8482 | -2.606 | -3.2568 | -3.794 | -4.2982 | -4.7574 | -5.1909 | -5.5852 | -5.9347
| Repl pin CFL wLED_Com, E/O - IntL | E | No | Large Retail | Interior Lighting | RET | -0.021518 | -0.041289 | -0.061006 | -0.079499 | -0.096645 | -0.11526 | -0.13479 | -0.15598 | -0.17816 | -0.20011
| Repl pin CFL wLED_Com, E/O - IntL | E | No | Large Retail | Interior Lighting | REPL | -0.041951 | -0.074892 | -0.1056 | -0.13197 | -0.15374 | -0.17607 | -0.19839 | -0.22166 | -0.24521 | -0.26861
| Stair Occ Sensor_Com, E/O - IntL | E | No | Large Retail | Interior Lighting | NC | -0.014037 | -0.027379 | -0.040172 | -0.052604 | -0.064283 | -0.075887 | -0.087302 | -0.098394 | -0.10937 | -0.12022
| Stair Occ Sensor_Com, E/O - IntL | E | No | Large Retail | Interior Lighting | RET | -0.10806 | -0.21413 | -0.32713 | -0.44036 | -0.5525 | -0.66542 | -0.77628 | -0.88982 | -1.0027 | -1.113
| Int Delamping_Com, E/O - IntL | E | Yes | Large Retail | Interior Lighting | RET | -0.0087949 | -0.017427 | -0.026624 | -0.035839 | -0.044966 | -0.054155 | -0.063178 | -0.072419 | -0.081604 | -0.090579
| Int Ltg Dsgn_Com, E/O - IntL | E | Yes | Large Retail | Interior Lighting | NC | -0.024195 | -0.047193 | -0.069245 | -0.090674 | -0.1108 | -0.13081 | -0.15048 | -0.1696 | -0.18852 | -0.20723
| DCV_Com, O - Heat [Building w Oil Heat] | O | Yes | Warehouse | Space Heating | RET | 3.2572 | 6.4758 | 9.68 | 12.8521 | 15.9958 | 19.1124 | 22.2056 | 25.2744 | 28.3188 | 31.337
| Optimized Unitary AC Sys_Com, O - Heat [Building w Oil Heat] | O | Yes | Warehouse | Space Heating | NC | 1.2368 | 2.3965 | 3.514 | 4.5821 | 5.5944 | 6.568 | 7.5244 | 8.468 | 9.4 | 10.3164
| Cool Roof_Com, O - Heat [Building w Oil Heat] | O | No | Warehouse | Space Heating | NC | -0.063428 | -0.1229 | -0.18021 | -0.23498 | -0.28689 | -0.33682 | -0.38587 | -0.43425 | -0.48205 | -0.52904
| Cool Roof_Com, O - Heat [Building w Oil Heat] | O | No | Warehouse | Space Heating | RET | -0.33115 | -0.65838 | -0.98415 | -1.3067 | -1.6263 | -1.9431 | -2.2576 | -2.5696 | -2.8791 | -3.186
| Programmable TStat_Com, O - Heat [Building w Oil Heat] | O | Yes | Warehouse | Space Heating | NC | 0 | 0 | 0 | 0 | 0 | 0 | 0 | 0 | 0 | 0
| Programmable TStat_Com, O - Heat [Building w Oil Heat] | O | Yes | Warehouse | Space Heating | RET | 0 | 0 | 0 | 0 | 0 | 0 | 0 | 0 | 0 | 0
| Smart TStat_Com, O - Heat [Building w Oil Heat] | O | Yes | Warehouse | Space Heating | NC | 0.40745 | 0.78945 | 1.1576 | 1.5094 | 1.8429 | 2.1637 | 2.4787 | 2.7895 | 3.0966 | 3.3985
| Smart TStat_Com, O - Heat [Building w Oil Heat] | O | Yes | Warehouse | Space Heating | RET | 1.4958 | 2.9739 | 4.4453 | 5.9021 | 7.3458 | 8.777 | 10.1975 | 11.6068 | 13.0049 | 14.3909
| Boiler Blowdown Controls_Com, O - Heat | O | No | Warehouse | Space Heating | RET | 0.30294 | 0.60229 | 0.90031 | 1.1953 | 1.4877 | 1.4747 | 1.463 | 1.4504 | 1.4385 | 1.4268
| Boiler Modifications_Com, O - Heat | O | Yes | Warehouse | Space Heating | RET | 1.0379 | 2.0636 | 3.0846 | 4.0955 | 5.0972 | 6.0904 | 7.0761 | 8.0539 | 8.302 | 8.2344
| Boilers_Com, O - Heat | O | No | Warehouse | Space Heating | NC | 0.10738 | 0.20805 | 0.30507 | 0.39779 | 0.48567 | 0.57019 | 0.65322 | 0.73514 | 0.81605 | 0.8956
| Boilers_Com, O - Heat | O | No | Warehouse | Space Heating | RET | 0.87877 | 1.6777 | 2.4095 | 3.076 | 3.6838 | 4.2382 | 4.7444 | 5.2064 | 5.6281 | 6.0128
| Boilers_Com, O - Heat | O | No | Warehouse | Space Heating | REPL | 0.43969 | 0.78727 | 1.09 | 1.347 | 1.5592 | 1.7274 | 1.8527 | 1.9356 | 1.9766 | 1.9766
| Furnace_Com, O - Heat | O | Yes | Warehouse | Space Heating | NC | 0.23164 | 0.44881 | 0.6581 | 0.85812 | 1.0477 | 1.23 | 1.4092 | 1.5859 | 1.7604 | 1.932
| Furnace_Com, O - Heat | O | Yes | Warehouse | Space Heating | RET | 2.1345 | 4.0539 | 5.7927 | 7.3591 | 8.7718 | 10.0462 | 11.1972 | 12.2363 | 13.1744 | 14.0207
| Furnace_Com, O - Heat | O | Yes | Warehouse | Space Heating | REPL | 1.031 | 1.846 | 2.556 | 3.1584 | 3.656 | 4.0506 | 4.3443 | 4.5386 | 4.6349 | 4.6349
| Destratification Fans_Com, O - Heat | O | No | Warehouse | Space Heating | NC | 0.36166 | 0.70073 | 1.0275 | 1.3398 | 1.6358 | 1.9205 | 2.2001 | 2.476 | 2.7486 | 3.0165
| Destratification Fans_Com, O - Heat | O | No | Warehouse | Space Heating | RET | 1.763 | 3.418 | 4.9833 | 6.4554 | 7.8413 | 9.1466 | 10.3774 | 11.7219 | 13.1721 | 14.7195
| Destratification Fans_Com, O - Heat | O | No | Warehouse | Space Heating | REPL | 2.4682 | 4.4194 | 6.119 | 7.5613 | 8.7524 | 9.6971 | 10.4003 | 11.1238 | 11.8671 | 12.6295
| Energy Recovery Ventilator_Com, O - Heat | O | Yes | Warehouse | Space Heating | NC | 0.24803 | 0.48057 | 0.70468 | 0.91886 | 1.1219 | 1.3171 | 1.5089 | 1.6981 | 1.885 | 2.0688
| Energy Recovery Ventilator_Com, O - Heat | O | Yes | Warehouse | Space Heating | RET | 2.1582 | 4.1096 | 5.8872 | 7.4974 | 8.9575 | 10.282 | 11.4848 | 12.6444 | 13.7643 | 14.8469
| Energy Recovery Ventilator_Com, O - Heat | O | Yes | Warehouse | Space Heating | REPL | 1.6927 | 3.0309 | 4.1965 | 5.1857 | 6.0025 | 6.6504 | 7.1327 | 7.5048 | 7.7685 | 7.9254
| Forced Air Heating Maintenance_Com, O - Heat | O | Yes | Warehouse | Space Heating | RET | 0.039588 | 0.078706 | 0.11765 | 0.1562 | 0.19441 | 0.1927 | 0.19118 | 0.18953 | 0.18798 | 0.18646
| Steam Trap Maintenance_Com, O - Heat | O | Yes | Warehouse | Space Heating | RET | 0.28116 | 0.55898 | 0.83557 | 1.1094 | 1.3807 | 1.6498 | 1.6356 | 1.6227 | 1.6089 | 1.5956
| Windows_Com, O - Heat [Building w Oil Heat] | O | No | Warehouse | Space Heating | NC | 0.28299 | 0.5483 | 0.804 | 1.0484 | 1.28 | 1.5027 | 1.7216 | 1.9374 | 2.1507 | 2.3604
| Window Film_Com, O - Heat [Building w Oil Heat] | O | No | Warehouse | Space Heating | RET | 0 | 0 | 0 | 0 | 0 | 0 | 0 | 0 | 0 | 0
| Kitchen DCV_Com, O - Heat [Building w Oil Heat] | O | Yes | Warehouse | Space Heating | NC | 0.0032759 | 0.0063473 | 0.0093073 | 0.012136 | 0.014817 | 0.017396 | 0.019929 | 0.022428 | 0.024897 | 0.027324
| Kitchen DCV_Com, O - Heat [Building w Oil Heat] | O | Yes | Warehouse | Space Heating | RET | 0.031189 | 0.059142 | 0.084382 | 0.10705 | 0.12742 | 0.14574 | 0.16222 | 0.17752 | 0.19174 | 0.20497
| Kitchen DCV_Com, O - Heat [Building w Oil Heat] | O | Yes | Warehouse | Space Heating | REPL | 0.022357 | 0.040032 | 0.055427 | 0.068492 | 0.079281 | 0.087838 | 0.094208 | 0.098748 | 0.10149 | 0.10245
| Duct Sealing Non Regulated_Com, O - Heat [Building w Oil Heat] | O | Yes | Warehouse | Space Heating | RET | 1.0974 | 2.1817 | 3.2612 | 4.3299 | 5.389 | 6.439 | 7.4812 | 8.515 | 9.5407 | 10.5576
| Clothes Washer Oil WH_Com, O - HWat [unit w/ elec dry - Water Heater] | O | Yes | Warehouse | Water Heating | NC | 1.5111e-05 | 2.9279e-05 | 4.2933e-05 | 5.5981e-05 | 6.8349e-05 | 8.0244e-05 | 9.1929e-05 | 8.8462e-05 | 8.5913e-05 | 8.3798e-05
| Clothes Washer Oil WH_Com, O - HWat [unit w/ elec dry - Water Heater] | O | Yes | Warehouse | Water Heating | REPL | 0.00022099 | 0.00043937 | 0.00065677 | 0.00087199 | 0.0010853 | 0.0012967 | 0.0015066 | 0.0014938 | 0.001482 | 0.0014694
| Clothes Washer Oil WH_Com, O - HWat [unit w/ gas dry - Water Heater] | O | Yes | Warehouse | Water Heating | NC | 2.5185e-06 | 4.8798e-06 | 7.1554e-06 | 9.3302e-06 | 1.1391e-05 | 1.3374e-05 | 1.5321e-05 | 1.4744e-05 | 1.4319e-05 | 1.3966e-05
| Clothes Washer Oil WH_Com, O - HWat [unit w/ gas dry - Water Heater] | O | Yes | Warehouse | Water Heating | REPL | 3.6832e-05 | 7.3228e-05 | 0.00010946 | 0.00014533 | 0.00018088 | 0.00021612 | 0.0002511 | 0.00024897 | 0.000247 | 0.0002449
| Clothes Washer Oil WH_Com, O - HWat [unit w/ propane dry - Water Heater] | O | Yes | Warehouse | Water Heating | NC | 3.7778e-06 | 7.3197e-06 | 1.0733e-05 | 1.3995e-05 | 1.7087e-05 | 2.0061e-05 | 2.2982e-05 | 2.2116e-05 | 2.1478e-05 | 2.0949e-05
| Clothes Washer Oil WH_Com, O - HWat [unit w/ propane dry - Water Heater] | O | Yes | Warehouse | Water Heating | REPL | 5.5248e-05 | 0.00010984 | 0.00016419 | 0.000218 | 0.00027132 | 0.00032418 | 0.00037665 | 0.00037346 | 0.0003705 | 0.00036735
| Dishwasher_Com, O - HWat [Building w oil WH] | O | Yes | Warehouse | Water Heating | NC | 6.4429e-08 | 1.2484e-07 | 1.8305e-07 | 2.3869e-07 | 2.9142e-07 | 3.4214e-07 | 3.9196e-07 | 4.4111e-07 | 4.8966e-07 | 5.3739e-07
| Dishwasher_Com, O - HWat [Building w oil WH] | O | Yes | Warehouse | Water Heating | REPL | 5.214e-07 | 1.0366e-06 | 1.5495e-06 | 2.0573e-06 | 2.5606e-06 | 3.0595e-06 | 3.5546e-06 | 4.0458e-06 | 4.5332e-06 | 5.0163e-06
| Faucet Aerator_Com, O - HWat | O | Yes | Warehouse | Water Heating | RET | 0.01533 | 0.030478 | 0.045558 | 0.060488 | 0.075283 | 0.089951 | 0.10451 | 0.11895 | 0.13328 | 0.14749
| Pre Rinse Sprayers_Com, O - HWat | O | Yes | Warehouse | Water Heating | RET | 0.0015234 | 0.0030287 | 0.0045273 | 0.0046484 | 0.0047723 | 0.0047287 | 0.0046895 | 0.0046514 | 0.0046149 | 0.0045774
| FF Storage Water Heater_Com, O - HWat | O | Yes | Warehouse | Water Heating | NC | 0.0021543 | 0.0041742 | 0.0061208 | 0.0079811 | 0.0097443 | 0.01144 | 0.013106 | 0.01475 | 0.016373 | 0.017969
| FF Storage Water Heater_Com, O - HWat | O | No | Warehouse | Water Heating | RET | 0.015063 | 0.028932 | 0.041795 | 0.05366 | 0.064615 | 0.074734 | 0.084092 | 0.093741 | 0.10365 | 0.11379
| FF Storage Water Heater_Com, O - HWat | O | Yes | Warehouse | Water Heating | REPL | 0.014703 | 0.026326 | 0.036451 | 0.045042 | 0.052137 | 0.057765 | 0.061953 | 0.0657 | 0.06901 | 0.071889
| FF Instantaneous Water Heater_Com, O - HWat | O | No | Warehouse | Water Heating | NC | 0.003611 | 0.0069965 | 0.010259 | 0.013377 | 0.016333 | 0.019175 | 0.021967 | 0.024722 | 0.027443 | 0.030119
| FF Instantaneous Water Heater_Com, O - HWat | O | No | Warehouse | Water Heating | RET | 0.025248 | 0.048493 | 0.070054 | 0.089941 | 0.1083 | 0.12526 | 0.14095 | 0.15545 | 0.16885 | 0.18122
| FF Instantaneous Water Heater_Com, O - HWat | O | No | Warehouse | Water Heating | REPL | 0.018483 | 0.033094 | 0.045822 | 0.056622 | 0.065542 | 0.072616 | 0.077882 | 0.081364 | 0.083092 | 0.083092
| Pnemautic to DDC_Com, O - TotF [Building w Oil Heat] | O | No | Warehouse | Total FF | RET | 0.61816 | 1.229 | 1.8371 | 2.4391 | 3.0357 | 3.6272 | 4.2143 | 4.7967 | 5.3744 | 5.9472
| RCx_Com, O - TotF [Building w Oil Heat] | O | Yes | Warehouse | Total FF | RET | 1.6011 | 3.1833 | 4.7584 | 6.3177 | 7.8631 | 9.3951 | 10.9156 | 12.4241 | 12.3195 | 12.221
| Commissioning_Com, O - TotF [Building w Oil Heat] | O | Yes | Warehouse | Total FF | NC | 0 | 0 | 0 | 0 | 0 | 0 | 0 | 0 | 0 | 0
| Integrated Building Design_Com, O - TotF [Building w Oil Heat] | O | Yes | Warehouse | Total FF | NC | 0.11032 | 0.21375 | 0.31343 | 0.4087 | 0.49899 | 0.58583 | 0.67114 | 0.7553 | 0.83843 | 0.92017
| Deep Energy Retrofit_Com, O - TotF [Building w Oil Heat] | O | Yes | Warehouse | Total FF | RET | 0.39567 | 0.78664 | 1.1759 | 1.5612 | 1.9431 | 2.3217 | 2.6974 | 3.0702 | 3.44 | 3.8067
| EMS_Com, O - TotF [Building w Oil Heat] | O | Yes | Warehouse | Total FF | NC | 0.215 | 0.41657 | 0.61084 | 0.7965 | 0.97246 | 1.1417 | 1.308 | 1.472 | 1.634 | 1.7933
| EMS_Com, O - TotF [Building w Oil Heat] | O | Yes | Warehouse | Total FF | RET | 2.6839 | 5.3361 | 7.9764 | 10.5902 | 13.1807 | 15.7488 | 18.2976 | 20.8263 | 23.3349 | 25.8219
| Int Ltg Ctrls_Com, E/O - IntL | E | Yes | Warehouse | Interior Lighting | RET | -1.1205 | -2.2203 | -3.392 | -4.5661 | -5.7289 | -6.8997 | -8.0492 | -9.2265 | -9.2763 | -9.3199
| Exit Sign RetFit_Com, E/O - IntL | E | Yes | Warehouse | Interior Lighting | RET | -0.091311 | -0.18094 | -0.27642 | -0.37209 | -0.46685 | -0.56226 | -0.65593 | -0.75187 | -0.84724 | -0.94041
| LED HiLo Bay_Com, E/O - IntL | E | No | Warehouse | Interior Lighting | NC | -0.12307 | -0.24005 | -0.35222 | -0.46121 | -0.56361 | -0.66535 | -0.76543 | -0.86269 | -0.95893 | -1.0541
| LED HiLo Bay_Com, E/O - IntL | E | No | Warehouse | Interior Lighting | RET | -1.2141 | -2.3255 | -3.4299 | -4.4619 | -5.4152 | -6.3105 | -7.1303 | -7.9134 | -8.6393 | -9.3719
| LED HiLo Bay_Com, E/O - IntL | E | No | Warehouse | Interior Lighting | REPL | -0.65742 | -1.1736 | -1.6548 | -2.0681 | -2.4093 | -2.684 | -2.8864 | -3.0245 | -3.0932 | -3.1316
| Repl Scre_Com, E/O - IntL | E | Yes | Warehouse | Interior Lighting | NC | -0.024729 | -0.048234 | -0.023505 | 0 | 0 | 0 | 0 | 0 | 0 | 0
| Repl Scre_Com, E/O - IntL | E | Yes | Warehouse | Interior Lighting | RET | -0.085927 | -0.17027 | -0.084341 | 0 | 0 | 0 | 0 | 0 | 0 | 0
| Repl Scre_Com, E/O - IntL | E | Yes | Warehouse | Interior Lighting | REPL | -1.2692 | -2.5149 | -1.2458 | 0 | 0 | 0 | 0 | 0 | 0 | 0
| Lin LED Fixture_Com, E/O - IntL | E | No | Warehouse | Interior Lighting | NC | -0.015049 | -0.029353 | -0.04307 | -0.056398 | -0.068919 | -0.08136 | -0.093598 | -0.10549 | -0.11726 | -0.12889
| Lin LED Fixture_Com, E/O - IntL | E | No | Warehouse | Interior Lighting | RET | -0.12539 | -0.23884 | -0.35026 | -0.45318 | -0.54714 | -0.63436 | -0.71329 | -0.78782 | -0.86172 | -0.93375
| Lin LED Fixture_Com, E/O - IntL | E | No | Warehouse | Interior Lighting | REPL | -0.093088 | -0.16618 | -0.23432 | -0.29284 | -0.34114 | -0.38005 | -0.4087 | -0.42826 | -0.44214 | -0.45028
| LED Tube Repl_Com, E/O - IntL | E | Yes | Warehouse | Interior Lighting | RET | -0.78888 | -1.5027 | -2.2037 | -2.8512 | -3.4423 | -4.0456 | -4.6451 | -5.266 | -5.8895 | -6.5043
| LED Tube Repl_Com, E/O - IntL | E | Yes | Warehouse | Interior Lighting | REPL | -0.86008 | -1.5354 | -2.165 | -2.7057 | -3.152 | -3.5709 | -3.9524 | -4.3125 | -4.6401 | -4.9304
| Repl pin CFL wLED_Com, E/O - IntL | E | No | Warehouse | Interior Lighting | RET | -0.0089795 | -0.01723 | -0.025458 | -0.033175 | -0.04033 | -0.048099 | -0.056247 | -0.06509 | -0.074344 | -0.083507
| Repl pin CFL wLED_Com, E/O - IntL | E | No | Warehouse | Interior Lighting | REPL | -0.016023 | -0.028605 | -0.040333 | -0.050407 | -0.05872 | -0.067248 | -0.075774 | -0.084664 | -0.093656 | -0.1026
| Stair Occ Sensor_Com, E/O - IntL | E | No | Warehouse | Interior Lighting | NC | -0.01004 | -0.019583 | -0.028734 | -0.037625 | -0.045979 | -0.054279 | -0.062443 | -0.070377 | -0.078229 | -0.08599
| Stair Occ Sensor_Com, E/O - IntL | E | No | Warehouse | Interior Lighting | RET | -0.077293 | -0.15316 | -0.23398 | -0.31497 | -0.39518 | -0.47594 | -0.55524 | -0.63645 | -0.71718 | -0.79605
| Int Delamping_Com, E/O - IntL | E | Yes | Warehouse | Interior Lighting | RET | -0.0073066 | -0.014478 | -0.022119 | -0.029775 | -0.037357 | -0.044992 | -0.052487 | -0.060164 | -0.067796 | -0.075252
| Int Ltg Dsgn_Com, E/O - IntL | E | Yes | Warehouse | Interior Lighting | NC | -0.028786 | -0.056148 | -0.082385 | -0.10788 | -0.13183 | -0.15563 | -0.17904 | -0.20179 | -0.2243 | -0.24655

## Table D9
Table D6. Cumulative Oil Savings by Technology - Upstate | [15 empty] | 4410.5768
Return to List of Tables
Cumulative BBtu Saved
| Measure Name | Primary Fuel - Electric (E), Gas (G), Oil (O), or Propane (P) | Cost Effective? | Building Type | End Use | New Construction (NC), Replacement (REPL), or Retrofit (RET) | 2020 | 2021 | 2022 | 2023 | 2024 | 2025 | 2026 | 2027 | 2028 | 2029
| DCV_Com, O - Heat [Building w Oil Heat] | O | Yes | Small Office | Space Heating | RET | 1.9759 | 3.9285 | 5.8723 | 7.7966 | 9.7037 | 11.5944 | 13.4709 | 15.3325 | 17.1793 | 19.0103
| Optimized Unitary AC Sys_Com, O - Heat [Building w Oil Heat] | O | Yes | Small Office | Space Heating | NC | 0.75032 | 1.4538 | 2.1318 | 2.7797 | 3.3938 | 3.9844 | 4.5646 | 5.137 | 5.7024 | 6.2583
| Cool Roof_Com, O - Heat [Building w Oil Heat] | O | No | Small Office | Space Heating | NC | -0.038478 | -0.074554 | -0.10932 | -0.14255 | -0.17404 | -0.20433 | -0.23408 | -0.26344 | -0.29243 | -0.32094
| Cool Roof_Com, O - Heat [Building w Oil Heat] | O | No | Small Office | Space Heating | RET | -0.20089 | -0.3994 | -0.59703 | -0.79268 | -0.98657 | -1.1788 | -1.3696 | -1.5588 | -1.7466 | -1.9328
| Programmable TStat_Com, O - Heat [Building w Oil Heat] | O | Yes | Small Office | Space Heating | NC | 0 | 0 | 0 | 0 | 0 | 0 | 0 | 0 | 0 | 0
| Programmable TStat_Com, O - Heat [Building w Oil Heat] | O | Yes | Small Office | Space Heating | RET | 0 | 0 | 0 | 0 | 0 | 0 | 0 | 0 | 0 | 0
| Smart TStat_Com, O - Heat [Building w Oil Heat] | O | Yes | Small Office | Space Heating | NC | 0.12722 | 0.24649 | 0.36144 | 0.4713 | 0.57542 | 0.67557 | 0.77394 | 0.87099 | 0.96686 | 1.0611
| Smart TStat_Com, O - Heat [Building w Oil Heat] | O | Yes | Small Office | Space Heating | RET | 0.46704 | 0.92854 | 1.388 | 1.8428 | 2.2936 | 2.7405 | 3.184 | 3.624 | 4.0606 | 4.4934
| Boiler Blowdown Controls_Com, O - Heat | O | No | Small Office | Space Heating | RET | 0.16776 | 0.33353 | 0.49856 | 0.66194 | 0.82385 | 0.81661 | 0.81016 | 0.80318 | 0.7966 | 0.79014
| Boiler Modifications_Com, O - Heat | O | Yes | Small Office | Space Heating | RET | 0.57477 | 1.1427 | 1.7082 | 2.2679 | 2.8227 | 3.3726 | 3.9185 | 4.46 | 4.5974 | 4.56
| Boilers_Com, O - Heat | O | No | Small Office | Space Heating | NC | 0.059461 | 0.11521 | 0.16894 | 0.22028 | 0.26895 | 0.31575 | 0.36173 | 0.40709 | 0.4519 | 0.49595
| Boilers_Com, O - Heat | O | No | Small Office | Space Heating | RET | 0.48663 | 0.92906 | 1.3343 | 1.7034 | 2.04 | 2.3469 | 2.6273 | 2.8831 | 3.1167 | 3.3297
| Boilers_Com, O - Heat | O | No | Small Office | Space Heating | REPL | 0.24348 | 0.43596 | 0.60363 | 0.7459 | 0.86341 | 0.95659 | 1.026 | 1.0718 | 1.0946 | 1.0946
| Furnace_Com, O - Heat | O | Yes | Small Office | Space Heating | NC | 0.14809 | 0.28693 | 0.42074 | 0.54862 | 0.66982 | 0.7864 | 0.90091 | 1.0139 | 1.1255 | 1.2352
| Furnace_Com, O - Heat | O | Yes | Small Office | Space Heating | RET | 1.3646 | 2.5917 | 3.7034 | 4.7049 | 5.608 | 6.4228 | 7.1586 | 7.8229 | 8.4227 | 8.9637
| Furnace_Com, O - Heat | O | Yes | Small Office | Space Heating | REPL | 0.65914 | 1.1802 | 1.6341 | 2.0192 | 2.3373 | 2.5896 | 2.7774 | 2.9016 | 2.9632 | 2.9632
| Energy Recovery Ventilator_Com, O - Heat | O | Yes | Small Office | Space Heating | NC | 0.15046 | 0.29153 | 0.42749 | 0.55742 | 0.68056 | 0.79901 | 0.91535 | 1.0301 | 1.1435 | 1.255
| Energy Recovery Ventilator_Com, O - Heat | O | Yes | Small Office | Space Heating | RET | 1.3093 | 2.4931 | 3.5714 | 4.5482 | 5.434 | 6.2375 | 6.9671 | 7.6706 | 8.35 | 9.0067
| Energy Recovery Ventilator_Com, O - Heat | O | Yes | Small Office | Space Heating | REPL | 1.0269 | 1.8387 | 2.5458 | 3.1458 | 3.6414 | 4.0344 | 4.327 | 4.5527 | 4.7127 | 4.8078
| Forced Air Heating Maintenance_Com, O - Heat | O | Yes | Small Office | Space Heating | RET | 0.025309 | 0.050318 | 0.075216 | 0.099865 | 0.12429 | 0.1232 | 0.12223 | 0.12117 | 0.12018 | 0.11921
| Steam Trap Maintenance_Com, O - Heat | O | Yes | Small Office | Space Heating | RET | 0.15569 | 0.30954 | 0.46271 | 0.61434 | 0.76461 | 0.91358 | 0.90575 | 0.89859 | 0.89094 | 0.88359
| Windows_Com, O - Heat [Building w Oil Heat] | O | Yes | Small Office | Space Heating | NC | 0.17167 | 0.33262 | 0.48774 | 0.63598 | 0.77648 | 0.91162 | 1.0444 | 1.1753 | 1.3047 | 1.4319
| Window Film_Com, O - Heat [Building w Oil Heat] | O | No | Small Office | Space Heating | RET | 0 | 0 | 0 | 0 | 0 | 0 | 0 | 0 | 0 | 0
| Kitchen DCV_Com, O - Heat [Building w Oil Heat] | O | Yes | Small Office | Space Heating | NC | 0.0069562 | 0.013478 | 0.019763 | 0.02577 | 0.031463 | 0.036939 | 0.042318 | 0.047625 | 0.052867 | 0.058021
| Kitchen DCV_Com, O - Heat [Building w Oil Heat] | O | Yes | Small Office | Space Heating | RET | 0.066227 | 0.12558 | 0.17918 | 0.2273 | 0.27056 | 0.30946 | 0.34447 | 0.37695 | 0.40713 | 0.43523
| Kitchen DCV_Com, O - Heat [Building w Oil Heat] | O | Yes | Small Office | Space Heating | REPL | 0.047474 | 0.085004 | 0.1177 | 0.14544 | 0.16835 | 0.18652 | 0.20004 | 0.20968 | 0.2155 | 0.21755
| Duct Sealing Non Regulated_Com, O - Heat [Building w Oil Heat] | O | Yes | Small Office | Space Heating | RET | 0.6657 | 1.3235 | 1.9784 | 2.6267 | 3.2692 | 3.9062 | 4.5384 | 5.1656 | 5.7878 | 6.4046
| Clothes Washer Oil WH_Com, O - HWat [unit w/ elec dry - Water Heater] | O | Yes | Small Office | Water Heating | NC | 6.8753e-05 | 0.00013321 | 0.00019533 | 0.0002547 | 0.00031097 | 0.0003651 | 0.00041826 | 0.00040249 | 0.00039089 | 0.00038126
| Clothes Washer Oil WH_Com, O - HWat [unit w/ elec dry - Water Heater] | O | Yes | Small Office | Water Heating | REPL | 0.0010055 | 0.001999 | 0.0029882 | 0.0039674 | 0.0049378 | 0.0058999 | 0.0068548 | 0.0067966 | 0.0067428 | 0.0066854
| Clothes Washer Oil WH_Com, O - HWat [unit w/ gas dry - Water Heater] | O | Yes | Small Office | Water Heating | NC | 1.1459e-05 | 2.2202e-05 | 3.2556e-05 | 4.2451e-05 | 5.1829e-05 | 6.0849e-05 | 6.971e-05 | 6.7081e-05 | 6.5148e-05 | 6.3544e-05
| Clothes Washer Oil WH_Com, O - HWat [unit w/ gas dry - Water Heater] | O | Yes | Small Office | Water Heating | REPL | 0.00016758 | 0.00033317 | 0.00049803 | 0.00066123 | 0.00082297 | 0.00098332 | 0.0011425 | 0.0011328 | 0.0011238 | 0.0011142
| Clothes Washer Oil WH_Com, O - HWat [unit w/ propane dry - Water Heater] | O | Yes | Small Office | Water Heating | NC | 1.7188e-05 | 3.3303e-05 | 4.8834e-05 | 6.3676e-05 | 7.7744e-05 | 9.1274e-05 | 0.00010456 | 0.00010062 | 9.7722e-05 | 9.5316e-05
| Clothes Washer Oil WH_Com, O - HWat [unit w/ propane dry - Water Heater] | O | Yes | Small Office | Water Heating | REPL | 0.00025137 | 0.00049976 | 0.00074704 | 0.00099185 | 0.0012345 | 0.001475 | 0.0017137 | 0.0016992 | 0.0016857 | 0.0016714
| Dishwasher_Com, O - HWat [Building w oil WH] | O | Yes | Small Office | Water Heating | NC | 4.8857e-06 | 9.4663e-06 | 1.3881e-05 | 1.81e-05 | 2.2098e-05 | 2.5944e-05 | 2.9722e-05 | 3.3449e-05 | 3.7131e-05 | 4.0751e-05
| Dishwasher_Com, O - HWat [Building w oil WH] | O | Yes | Small Office | Water Heating | REPL | 3.9538e-05 | 7.8607e-05 | 0.0001175 | 0.00015601 | 0.00019417 | 0.000232 | 0.00026955 | 0.0003068 | 0.00034375 | 0.00038039
| Faucet Aerator_Com, O - HWat | O | Yes | Small Office | Water Heating | RET | 0.0092996 | 0.018489 | 0.027637 | 0.036694 | 0.04567 | 0.054568 | 0.0634 | 0.072161 | 0.080853 | 0.089471
| Pre Rinse Sprayers_Com, O - HWat | O | Yes | Small Office | Water Heating | RET | 0.00059276 | 0.0011785 | 0.0017616 | 0.0018087 | 0.0018569 | 0.00184 | 0.0018247 | 0.0018099 | 0.0017957 | 0.0017811
| FF Storage Water Heater_Com, O - HWat | O | Yes | Small Office | Water Heating | NC | 0.0013069 | 0.0025322 | 0.0037131 | 0.0048417 | 0.0059113 | 0.0069401 | 0.0079507 | 0.0089477 | 0.0099325 | 0.010901
| FF Storage Water Heater_Com, O - HWat | O | No | Small Office | Water Heating | RET | 0.0091381 | 0.017551 | 0.025355 | 0.032552 | 0.039198 | 0.045337 | 0.051013 | 0.056867 | 0.062879 | 0.069029
| FF Storage Water Heater_Com, O - HWat | O | Yes | Small Office | Water Heating | REPL | 0.0089194 | 0.01597 | 0.022112 | 0.027324 | 0.031629 | 0.035042 | 0.037584 | 0.039856 | 0.041864 | 0.043611
| FF Instantaneous Water Heater_Com, O - HWat | O | No | Small Office | Water Heating | NC | 0.0021906 | 0.0042443 | 0.0062237 | 0.0081152 | 0.0099081 | 0.011633 | 0.013326 | 0.014998 | 0.016648 | 0.018271
| FF Instantaneous Water Heater_Com, O - HWat | O | No | Small Office | Water Heating | RET | 0.015317 | 0.029418 | 0.042498 | 0.054562 | 0.065702 | 0.075991 | 0.085505 | 0.0943 | 0.10243 | 0.10994
| FF Instantaneous Water Heater_Com, O - HWat | O | No | Small Office | Water Heating | REPL | 0.011213 | 0.020076 | 0.027797 | 0.034349 | 0.03976 | 0.044052 | 0.047246 | 0.049359 | 0.050407 | 0.050407
| Pnemautic to DDC_Com, O - TotF [Building w Oil Heat] | O | Yes | Small Office | Total FF | RET | 0.375 | 0.74555 | 1.1145 | 1.4797 | 1.8416 | 2.2004 | 2.5565 | 2.9098 | 3.2603 | 3.6078
| Data Center_Com, O - TotF [Building w Oil Heat] | O | Yes | Small Office | Total FF | NC | 0 | 0 | 0 | 0 | 0 | 0 | 0 | 0 | 0 | 0
| Data Center_Com, O - TotF [Building w Oil Heat] | O | Yes | Small Office | Total FF | RET | 0 | 0 | 0 | 0 | 0 | 0 | 0 | 0 | 0 | 0
| RCx_Com, O - TotF [Building w Oil Heat] | O | Yes | Small Office | Total FF | RET | 0.76682 | 1.5246 | 2.2789 | 3.0257 | 3.7658 | 4.4996 | 5.2278 | 5.9503 | 5.9001 | 5.853
| Commissioning_Com, O - TotF [Building w Oil Heat] | O | Yes | Small Office | Total FF | NC | 0 | 0 | 0 | 0 | 0 | 0 | 0 | 0 | 0 | 0
| Integrated Building Design_Com, O - TotF [Building w Oil Heat] | O | Yes | Small Office | Total FF | NC | 0.066925 | 0.12967 | 0.19014 | 0.24793 | 0.30271 | 0.35539 | 0.40714 | 0.4582 | 0.50863 | 0.55821
| Deep Energy Retrofit_Com, O - TotF [Building w Oil Heat] | O | Yes | Small Office | Total FF | RET | 0.24003 | 0.47721 | 0.71334 | 0.9471 | 1.1788 | 1.4084 | 1.6364 | 1.8625 | 2.0869 | 2.3093
| EMS_Com, O - TotF [Building w Oil Heat] | O | Yes | Small Office | Total FF | NC | 0.13043 | 0.25271 | 0.37056 | 0.48319 | 0.58993 | 0.69261 | 0.79346 | 0.89296 | 0.99124 | 1.0879
| EMS_Com, O - TotF [Building w Oil Heat] | O | Yes | Small Office | Total FF | RET | 1.6282 | 3.2371 | 4.8388 | 6.4245 | 7.9959 | 9.5539 | 11.1001 | 12.6341 | 14.1559 | 15.6647
| Int Ltg Ctrls_Com, E/O - IntL | E | Yes | Small Office | Interior Lighting | RET | -0.080553 | -0.15751 | -0.2364 | -0.31723 | -0.39934 | -0.48308 | -0.56536 | -0.64847 | -0.65125 | -0.6559
| Exit Sign RetFit_Com, E/O - IntL | E | Yes | Small Office | Interior Lighting | RET | -0.0041988 | -0.0082101 | -0.012323 | -0.016535 | -0.020816 | -0.02518 | -0.029469 | -0.033801 | -0.038145 | -0.042399
| LED HiLo Bay_Com, E/O - IntL | E | Yes | Small Office | Interior Lighting | NC | -0.00078433 | -0.0015466 | -0.0022962 | -0.0030339 | -0.0037274 | -0.004407 | -0.0050814 | -0.0057383 | -0.0063946 | -0.0070568
| LED HiLo Bay_Com, E/O - IntL | E | Yes | Small Office | Interior Lighting | RET | -0.0076827 | -0.014528 | -0.021073 | -0.027327 | -0.033253 | -0.038889 | -0.044054 | -0.04892 | -0.053471 | -0.058072
| LED HiLo Bay_Com, E/O - IntL | E | Yes | Small Office | Interior Lighting | REPL | -0.0041898 | -0.0073919 | -0.010264 | -0.012787 | -0.014922 | -0.016664 | -0.017948 | -0.018813 | -0.019246 | -0.019489
| Repl Scre_Com, E/O - IntL | E | Yes | Small Office | Interior Lighting | NC | -0.0028341 | -0.0055882 | -0.0027541 | 0 | 0 | 0 | 0 | 0 | 0 | 0
| Repl Scre_Com, E/O - IntL | E | Yes | Small Office | Interior Lighting | RET | -0.014639 | -0.028625 | -0.013986 | 0 | 0 | 0 | 0 | 0 | 0 | 0
| Repl Scre_Com, E/O - IntL | E | Yes | Small Office | Interior Lighting | REPL | -0.14546 | -0.28442 | -0.13896 | 0 | 0 | 0 | 0 | 0 | 0 | 0
| Lin LED Fixture_Com, E/O - IntL | E | Yes | Small Office | Interior Lighting | NC | -0.0027709 | -0.0054636 | -0.0081121 | -0.010718 | -0.013168 | -0.015569 | -0.017952 | -0.020272 | -0.022591 | -0.02493
| Lin LED Fixture_Com, E/O - IntL | E | No | Small Office | Interior Lighting | RET | -0.020564 | -0.038675 | -0.05579 | -0.071953 | -0.087092 | -0.10132 | -0.11421 | -0.12621 | -0.13822 | -0.14995
| Lin LED Fixture_Com, E/O - IntL | E | Yes | Small Office | Interior Lighting | REPL | -0.01714 | -0.030239 | -0.04199 | -0.052308 | -0.061044 | -0.06817 | -0.073423 | -0.076959 | -0.079492 | -0.080978
| LED Tube Repl_Com, E/O - IntL | E | Yes | Small Office | Interior Lighting | RET | -0.12938 | -0.24332 | -0.351 | -0.4527 | -0.54794 | -0.64636 | -0.74427 | -0.84426 | -0.94554 | -1.0456
| LED Tube Repl_Com, E/O - IntL | E | Yes | Small Office | Interior Lighting | REPL | -0.15836 | -0.27939 | -0.38796 | -0.4833 | -0.56401 | -0.64075 | -0.71069 | -0.77579 | -0.83554 | -0.88861
| Repl pin CFL wLED_Com, E/O - IntL | E | Yes | Small Office | Interior Lighting | RET | -0.0015335 | -0.0029049 | -0.0042211 | -0.0054832 | -0.0066835 | -0.0080035 | -0.0093891 | -0.010872 | -0.012438 | -0.013991
| Repl pin CFL wLED_Com, E/O - IntL | E | Yes | Small Office | Interior Lighting | REPL | -0.0017762 | -0.0031336 | -0.0043514 | -0.0054207 | -0.006326 | -0.0072664 | -0.0082074 | -0.0091751 | -0.010162 | -0.011146
| Stair Occ Sensor_Com, E/O - IntL | E | No | Small Office | Interior Lighting | NC | -0.0018214 | -0.0035914 | -0.0053323 | -0.0070452 | -0.0086557 | -0.010234 | -0.0118 | -0.013325 | -0.01485 | -0.016387
| Stair Occ Sensor_Com, E/O - IntL | E | No | Small Office | Interior Lighting | RET | -0.014022 | -0.027418 | -0.041152 | -0.055221 | -0.069515 | -0.084091 | -0.098414 | -0.11288 | -0.12739 | -0.14159
| Int Delamping_Com, E/O - IntL | E | Yes | Small Office | Interior Lighting | RET | -0.0013453 | -0.0026305 | -0.0039482 | -0.005298 | -0.0066695 | -0.0080679 | -0.0094421 | -0.01083 | -0.012222 | -0.013585
| Int Ltg Dsgn_Com, E/O - IntL | E | Yes | Small Office | Interior Lighting | NC | -0.0024129 | -0.0047578 | -0.0070642 | -0.0093334 | -0.011467 | -0.013558 | -0.015633 | -0.017653 | -0.019673 | -0.02171
| DCV_Com, O - Heat [Building w Oil Heat] | O | Yes | Large Office | Space Heating | RET | 2.1941 | 4.3621 | 6.5205 | 8.6573 | 10.775 | 12.8743 | 14.958 | 17.0251 | 19.0758 | 21.1089
| Optimized Unitary AC Sys_Com, O - Heat [Building w Oil Heat] | O | Yes | Large Office | Space Heating | NC | 0.83315 | 1.6143 | 2.3671 | 3.0865 | 3.7684 | 4.4243 | 5.0685 | 5.7041 | 6.3319 | 6.9492
| Cool Roof_Com, O - Heat [Building w Oil Heat] | O | No | Large Office | Space Heating | NC | -0.042726 | -0.082784 | -0.12139 | -0.15828 | -0.19325 | -0.22689 | -0.25992 | -0.29252 | -0.32471 | -0.35637
| Cool Roof_Com, O - Heat [Building w Oil Heat] | O | No | Large Office | Space Heating | RET | -0.22307 | -0.44349 | -0.66294 | -0.88018 | -1.0955 | -1.3089 | -1.5208 | -1.7309 | -1.9394 | -2.1461
| Programmable TStat_Com, O - Heat [Building w Oil Heat] | O | Yes | Large Office | Space Heating | NC | 0 | 0 | 0 | 0 | 0 | 0 | 0 | 0 | 0 | 0
| Programmable TStat_Com, O - Heat [Building w Oil Heat] | O | Yes | Large Office | Space Heating | RET | 0 | 0 | 0 | 0 | 0 | 0 | 0 | 0 | 0 | 0
| Smart TStat_Com, O - Heat [Building w Oil Heat] | O | Yes | Large Office | Space Heating | NC | 0.037898 | 0.073429 | 0.10767 | 0.1404 | 0.17141 | 0.20125 | 0.23055 | 0.25946 | 0.28802 | 0.3161
| Smart TStat_Com, O - Heat [Building w Oil Heat] | O | Yes | Large Office | Space Heating | RET | 0.13913 | 0.27661 | 0.41347 | 0.54897 | 0.68325 | 0.81638 | 0.9485 | 1.0796 | 1.2096 | 1.3385
| Boiler Blowdown Controls_Com, O - Heat | O | No | Large Office | Space Heating | RET | 0.011766 | 0.023392 | 0.034966 | 0.046425 | 0.057781 | 0.057273 | 0.05682 | 0.056331 | 0.055869 | 0.055416
| Boiler Modifications_Com, O - Heat | O | Yes | Large Office | Space Heating | RET | 0.040311 | 0.080145 | 0.1198 | 0.15906 | 0.19797 | 0.23654 | 0.27482 | 0.3128 | 0.32244 | 0.31981
| Boilers_Com, O - Heat | O | No | Large Office | Space Heating | NC | 0.0041703 | 0.0080801 | 0.011848 | 0.015449 | 0.018862 | 0.022145 | 0.02537 | 0.028551 | 0.031694 | 0.034784
| Boilers_Com, O - Heat | O | No | Large Office | Space Heating | RET | 0.03413 | 0.065159 | 0.093581 | 0.11947 | 0.14307 | 0.1646 | 0.18426 | 0.20221 | 0.21859 | 0.23353
| Boilers_Com, O - Heat | O | No | Large Office | Space Heating | REPL | 0.017077 | 0.030576 | 0.042335 | 0.052314 | 0.060555 | 0.067091 | 0.071956 | 0.075173 | 0.07677 | 0.07677
| Furnace_Com, O - Heat | O | Yes | Large Office | Space Heating | NC | 0.24691 | 0.4784 | 0.7015 | 0.91471 | 1.1168 | 1.3112 | 1.5021 | 1.6905 | 1.8765 | 2.0594
| Furnace_Com, O - Heat | O | Yes | Large Office | Space Heating | RET | 2.2753 | 4.3212 | 6.1747 | 7.8444 | 9.3502 | 10.7087 | 11.9356 | 13.0432 | 14.0431 | 14.9452
| Furnace_Com, O - Heat | O | Yes | Large Office | Space Heating | REPL | 1.099 | 1.9677 | 2.7245 | 3.3667 | 3.897 | 4.3177 | 4.6308 | 4.8378 | 4.9406 | 4.9406
| Energy Recovery Ventilator_Com, O - Heat | O | Yes | Large Office | Space Heating | NC | 0.16708 | 0.32372 | 0.47468 | 0.61895 | 0.75569 | 0.88721 | 1.0164 | 1.1439 | 1.2698 | 1.3935
| Energy Recovery Ventilator_Com, O - Heat | O | Yes | Large Office | Space Heating | RET | 1.4538 | 2.7683 | 3.9657 | 5.0503 | 6.0338 | 6.926 | 7.7363 | 8.5174 | 9.2718 | 10.001
| Energy Recovery Ventilator_Com, O - Heat | O | Yes | Large Office | Space Heating | REPL | 1.1402 | 2.0416 | 2.8268 | 3.4931 | 4.0434 | 4.4798 | 4.8046 | 5.0553 | 5.2329 | 5.3386
| Forced Air Heating Maintenance_Com, O - Heat | O | Yes | Large Office | Space Heating | RET | 0.042198 | 0.083896 | 0.12541 | 0.1665 | 0.20723 | 0.20541 | 0.20379 | 0.20203 | 0.20038 | 0.19875
| Steam Trap Maintenance_Com, O - Heat | O | Yes | Large Office | Space Heating | RET | 0.01092 | 0.02171 | 0.032452 | 0.043086 | 0.053626 | 0.064074 | 0.063524 | 0.063022 | 0.062486 | 0.06197
| Windows_Com, O - Heat [Building w Oil Heat] | O | No | Large Office | Space Heating | NC | 0.19062 | 0.36934 | 0.54158 | 0.70619 | 0.8622 | 1.0123 | 1.1597 | 1.3051 | 1.4487 | 1.59
| Window Film_Com, O - Heat [Building w Oil Heat] | O | No | Large Office | Space Heating | RET | 0 | 0 | 0 | 0 | 0 | 0 | 0 | 0 | 0 | 0
| Kitchen DCV_Com, O - Heat [Building w Oil Heat] | O | Yes | Large Office | Space Heating | NC | 0.0157 | 0.03042 | 0.044606 | 0.058163 | 0.071012 | 0.083371 | 0.095511 | 0.10749 | 0.11932 | 0.13095
| Kitchen DCV_Com, O - Heat [Building w Oil Heat] | O | Yes | Large Office | Space Heating | RET | 0.14947 | 0.28344 | 0.4044 | 0.51302 | 0.61065 | 0.69844 | 0.77746 | 0.85077 | 0.91889 | 0.98231
| Kitchen DCV_Com, O - Heat [Building w Oil Heat] | O | Yes | Large Office | Space Heating | REPL | 0.10715 | 0.19185 | 0.26564 | 0.32825 | 0.37996 | 0.42096 | 0.45149 | 0.47325 | 0.48638 | 0.49102
| Duct Sealing Non Regulated_Com, O - Heat [Building w Oil Heat] | O | Yes | Large Office | Space Heating | RET | 0.73919 | 1.4696 | 2.1968 | 2.9167 | 3.6301 | 4.3374 | 5.0394 | 5.7358 | 6.4267 | 7.1117
| Clothes Washer Oil WH_Com, O - HWat [unit w/ elec dry - Water Heater] | O | Yes | Large Office | Water Heating | NC | 7.6343e-05 | 0.00014792 | 0.0002169 | 0.00028282 | 0.0003453 | 0.0004054 | 0.00046443 | 0.00044692 | 0.00043404 | 0.00042335
| Clothes Washer Oil WH_Com, O - HWat [unit w/ elec dry - Water Heater] | O | Yes | Large Office | Water Heating | REPL | 0.0011165 | 0.0022197 | 0.003318 | 0.0044054 | 0.0054829 | 0.0065512 | 0.0076115 | 0.0075469 | 0.0074872 | 0.0074234
| Clothes Washer Oil WH_Com, O - HWat [unit w/ gas dry - Water Heater] | O | Yes | Large Office | Water Heating | NC | 1.2724e-05 | 2.4653e-05 | 3.615e-05 | 4.7137e-05 | 5.7551e-05 | 6.7567e-05 | 7.7405e-05 | 7.4487e-05 | 7.234e-05 | 7.0559e-05
| Clothes Washer Oil WH_Com, O - HWat [unit w/ gas dry - Water Heater] | O | Yes | Large Office | Water Heating | REPL | 0.00018608 | 0.00036995 | 0.00055301 | 0.00073423 | 0.00091382 | 0.0010919 | 0.0012686 | 0.0012578 | 0.0012479 | 0.0012372
| Clothes Washer Oil WH_Com, O - HWat [unit w/ propane dry - Water Heater] | O | Yes | Large Office | Water Heating | NC | 1.9086e-05 | 3.698e-05 | 5.4225e-05 | 7.0705e-05 | 8.6326e-05 | 0.00010135 | 0.00011611 | 0.00011173 | 0.00010851 | 0.00010584
| Clothes Washer Oil WH_Com, O - HWat [unit w/ propane dry - Water Heater] | O | Yes | Large Office | Water Heating | REPL | 0.00027912 | 0.00055493 | 0.00082951 | 0.0011013 | 0.0013707 | 0.0016378 | 0.0019029 | 0.0018867 | 0.0018718 | 0.0018559
| Dishwasher_Com, O - HWat [Building w oil WH] | O | Yes | Large Office | Water Heating | NC | 5.425e-06 | 1.0511e-05 | 1.5413e-05 | 2.0098e-05 | 2.4538e-05 | 2.8808e-05 | 3.3003e-05 | 3.7142e-05 | 4.123e-05 | 4.5249e-05
| Dishwasher_Com, O - HWat [Building w oil WH] | O | Yes | Large Office | Water Heating | REPL | 4.3902e-05 | 8.7285e-05 | 0.00013047 | 0.00017323 | 0.0002156 | 0.00025761 | 0.0002993 | 0.00034067 | 0.0003817 | 0.00042238
| Faucet Aerator_Com, O - HWat | O | Yes | Large Office | Water Heating | RET | 0.010326 | 0.02053 | 0.030688 | 0.040745 | 0.050712 | 0.060592 | 0.070399 | 0.080127 | 0.089779 | 0.099348
| Pre Rinse Sprayers_Com, O - HWat | O | Yes | Large Office | Water Heating | RET | 0.0012677 | 0.0025203 | 0.0037673 | 0.0038681 | 0.0039712 | 0.0039349 | 0.0039023 | 0.0038706 | 0.0038402 | 0.003809
| FF Storage Water Heater_Com, O - HWat | O | Yes | Large Office | Water Heating | NC | 0.0014512 | 0.0028118 | 0.004123 | 0.0053761 | 0.0065639 | 0.0077062 | 0.0088283 | 0.0099355 | 0.011029 | 0.012104
| FF Storage Water Heater_Com, O - HWat | O | No | Large Office | Water Heating | RET | 0.010147 | 0.019489 | 0.028154 | 0.036146 | 0.043526 | 0.050342 | 0.056645 | 0.063145 | 0.06982 | 0.076649
| FF Storage Water Heater_Com, O - HWat | O | Yes | Large Office | Water Heating | REPL | 0.009904 | 0.017733 | 0.024553 | 0.030341 | 0.03512 | 0.038911 | 0.041733 | 0.044256 | 0.046486 | 0.048425
| FF Instantaneous Water Heater_Com, O - HWat | O | No | Large Office | Water Heating | NC | 0.0024324 | 0.0047129 | 0.0069107 | 0.0090111 | 0.011002 | 0.012917 | 0.014797 | 0.016653 | 0.018486 | 0.020288
| FF Instantaneous Water Heater_Com, O - HWat | O | No | Large Office | Water Heating | RET | 0.017008 | 0.032666 | 0.047189 | 0.060585 | 0.072955 | 0.08438 | 0.094945 | 0.10471 | 0.11374 | 0.12207
| FF Instantaneous Water Heater_Com, O - HWat | O | No | Large Office | Water Heating | REPL | 0.01245 | 0.022293 | 0.030866 | 0.038141 | 0.04415 | 0.048915 | 0.052462 | 0.054808 | 0.055972 | 0.055972
| Pnemautic to DDC_Com, O - TotF [Building w Oil Heat] | O | No | Large Office | Total FF | RET | 0.4164 | 0.82786 | 1.2375 | 1.643 | 2.0449 | 2.4433 | 2.8388 | 3.2311 | 3.6203 | 4.0061
| Data Center_Com, O - TotF [Building w Oil Heat] | O | Yes | Large Office | Total FF | NC | 0 | 0 | 0 | 0 | 0 | 0 | 0 | 0 | 0 | 0
| Data Center_Com, O - TotF [Building w Oil Heat] | O | Yes | Large Office | Total FF | RET | 0 | 0 | 0 | 0 | 0 | 0 | 0 | 0 | 0 | 0
| RCx_Com, O - TotF [Building w Oil Heat] | O | Yes | Large Office | Total FF | RET | 1.1353 | 2.2571 | 3.374 | 4.4797 | 5.5754 | 6.6617 | 7.7399 | 8.8095 | 8.7353 | 8.6655
| Commissioning_Com, O - TotF [Building w Oil Heat] | O | Yes | Large Office | Total FF | NC | 0 | 0 | 0 | 0 | 0 | 0 | 0 | 0 | 0 | 0
| Integrated Building Design_Com, O - TotF [Building w Oil Heat] | O | Yes | Large Office | Total FF | NC | 0.074313 | 0.14399 | 0.21113 | 0.2753 | 0.33612 | 0.39462 | 0.45208 | 0.50878 | 0.56477 | 0.61983
| Deep Energy Retrofit_Com, O - TotF [Building w Oil Heat] | O | Yes | Large Office | Total FF | RET | 0.26652 | 0.52989 | 0.79208 | 1.0516 | 1.3089 | 1.5639 | 1.817 | 2.0681 | 2.3172 | 2.5642
| EMS_Com, O - TotF [Building w Oil Heat] | O | Yes | Large Office | Total FF | NC | 0.14483 | 0.28061 | 0.41147 | 0.53653 | 0.65506 | 0.76907 | 0.88105 | 0.99154 | 1.1007 | 1.208
| EMS_Com, O - TotF [Building w Oil Heat] | O | No | Large Office | Total FF | RET | 1.8079 | 3.5944 | 5.373 | 7.1337 | 8.8786 | 10.6085 | 12.3255 | 14.0288 | 15.7186 | 17.3939
| Int Ltg Ctrls_Com, E/O - IntL | E | Yes | Large Office | Interior Lighting | RET | -3.3578 | -6.5656 | -9.8544 | -13.2234 | -16.6465 | -20.1367 | -23.5667 | -27.031 | -27.147 | -27.3407
| Exit Sign RetFit_Com, E/O - IntL | E | Yes | Large Office | Interior Lighting | RET | -0.17503 | -0.34223 | -0.51366 | -0.68927 | -0.8677 | -1.0496 | -1.2284 | -1.409 | -1.5901 | -1.7674
| LED HiLo Bay_Com, E/O - IntL | E | Yes | Large Office | Interior Lighting | NC | -0.032694 | -0.064467 | -0.095717 | -0.12646 | -0.15537 | -0.18371 | -0.21182 | -0.2392 | -0.26656 | -0.29416
| LED HiLo Bay_Com, E/O - IntL | E | Yes | Large Office | Interior Lighting | RET | -0.32025 | -0.60559 | -0.87843 | -1.1391 | -1.3861 | -1.6211 | -1.8364 | -2.0392 | -2.2289 | -2.4207
| LED HiLo Bay_Com, E/O - IntL | E | Yes | Large Office | Interior Lighting | REPL | -0.17465 | -0.30813 | -0.42787 | -0.53301 | -0.62203 | -0.69464 | -0.74816 | -0.7842 | -0.80227 | -0.81241
| Repl Scre_Com, E/O - IntL | E | Yes | Large Office | Interior Lighting | NC | -0.11814 | -0.23294 | -0.11481 | 0 | 0 | 0 | 0 | 0 | 0 | 0
| Repl Scre_Com, E/O - IntL | E | Yes | Large Office | Interior Lighting | RET | -0.61024 | -1.1932 | -0.58298 | 0 | 0 | 0 | 0 | 0 | 0 | 0
| Repl Scre_Com, E/O - IntL | E | Yes | Large Office | Interior Lighting | REPL | -6.0633 | -11.8557 | -5.7924 | 0 | 0 | 0 | 0 | 0 | 0 | 0
| Lin LED Fixture_Com, E/O - IntL | E | Yes | Large Office | Interior Lighting | NC | -0.1155 | -0.22775 | -0.33815 | -0.44677 | -0.5489 | -0.64899 | -0.7483 | -0.84503 | -0.94168 | -1.0392
| Lin LED Fixture_Com, E/O - IntL | E | No | Large Office | Interior Lighting | RET | -0.85721 | -1.6121 | -2.3256 | -2.9993 | -3.6304 | -4.2235 | -4.7609 | -5.2612 | -5.7616 | -6.2504
| Lin LED Fixture_Com, E/O - IntL | E | Yes | Large Office | Interior Lighting | REPL | -0.71445 | -1.2605 | -1.7503 | -2.1804 | -2.5446 | -2.8416 | -3.0606 | -3.208 | -3.3136 | -3.3755
| LED Tube Repl_Com, E/O - IntL | E | Yes | Large Office | Interior Lighting | RET | -5.3932 | -10.1427 | -14.6314 | -18.8704 | -22.8405 | -26.9432 | -31.0244 | -35.1925 | -39.4144 | -43.5868
| LED Tube Repl_Com, E/O - IntL | E | Yes | Large Office | Interior Lighting | REPL | -6.6012 | -11.6462 | -16.1719 | -20.1459 | -23.5106 | -26.7092 | -29.6245 | -32.3385 | -34.8289 | -37.0412
| Repl pin CFL wLED_Com, E/O - IntL | E | Yes | Large Office | Interior Lighting | RET | -0.063925 | -0.12109 | -0.17595 | -0.22856 | -0.2786 | -0.33362 | -0.39138 | -0.4532 | -0.51845 | -0.58321
| Repl pin CFL wLED_Com, E/O - IntL | E | Yes | Large Office | Interior Lighting | REPL | -0.074039 | -0.13062 | -0.18138 | -0.22596 | -0.2637 | -0.30289 | -0.34212 | -0.38246 | -0.42362 | -0.46462
| Stair Occ Sensor_Com, E/O - IntL | E | No | Large Office | Interior Lighting | NC | -0.075923 | -0.14971 | -0.22227 | -0.29368 | -0.36081 | -0.4266 | -0.49188 | -0.55546 | -0.619 | -0.68309
| Stair Occ Sensor_Com, E/O - IntL | E | No | Large Office | Interior Lighting | RET | -0.58451 | -1.1429 | -1.7154 | -2.3019 | -2.8977 | -3.5053 | -4.1023 | -4.7054 | -5.3101 | -5.9022
| Int Delamping_Com, E/O - IntL | E | Yes | Large Office | Interior Lighting | RET | -0.056079 | -0.10965 | -0.16458 | -0.22084 | -0.27801 | -0.3363 | -0.39359 | -0.45145 | -0.50946 | -0.56627
| Int Ltg Dsgn_Com, E/O - IntL | E | Yes | Large Office | Interior Lighting | NC | -0.10058 | -0.19833 | -0.29447 | -0.38906 | -0.478 | -0.56515 | -0.65164 | -0.73587 | -0.82004 | -0.90496
| DCV_Com, O - Heat [Building w Oil Heat] | O | Yes | Education | Space Heating | RET | 23.5731 | 46.8669 | 70.0567 | 93.0144 | 115.7663 | 138.322 | 160.7086 | 182.9182 | 204.9511 | 226.795
| Optimized Unitary AC Sys_Com, O - Heat [Building w Oil Heat] | O | Yes | Education | Space Heating | NC | 8.9514 | 17.3439 | 25.432 | 33.1617 | 40.488 | 47.5345 | 54.4561 | 61.2851 | 68.0302 | 74.6624
| Cool Roof_Com, O - Heat [Building w Oil Heat] | O | No | Education | Space Heating | NC | -0.45905 | -0.88943 | -1.3042 | -1.7006 | -2.0763 | -2.4377 | -2.7926 | -3.1428 | -3.4887 | -3.8288
| Cool Roof_Com, O - Heat [Building w Oil Heat] | O | No | Education | Space Heating | RET | -2.3967 | -4.7649 | -7.1226 | -9.4567 | -11.7699 | -14.0631 | -16.3391 | -18.5971 | -20.8372 | -23.058
| Programmable TStat_Com, O - Heat [Building w Oil Heat] | O | Yes | Education | Space Heating | NC | 0 | 0 | 0 | 0 | 0 | 0 | 0 | 0 | 0 | 0
| Programmable TStat_Com, O - Heat [Building w Oil Heat] | O | Yes | Education | Space Heating | RET | 0 | 0 | 0 | 0 | 0 | 0 | 0 | 0 | 0 | 0
| Smart TStat_Com, O - Heat [Building w Oil Heat] | O | Yes | Education | Space Heating | NC | 0.36994 | 0.71678 | 1.051 | 1.3705 | 1.6733 | 1.9645 | 2.2505 | 2.5327 | 2.8115 | 3.0856
| Smart TStat_Com, O - Heat [Building w Oil Heat] | O | Yes | Education | Space Heating | RET | 1.3581 | 2.7001 | 4.0361 | 5.3588 | 6.6695 | 7.969 | 9.2588 | 10.5383 | 11.8077 | 13.0661
| Boiler Blowdown Controls_Com, O - Heat | O | No | Education | Space Heating | RET | 0.4781 | 0.95054 | 1.4209 | 1.8865 | 2.3479 | 2.3273 | 2.3089 | 2.289 | 2.2703 | 2.2518
| Boiler Modifications_Com, O - Heat | O | Yes | Education | Space Heating | RET | 1.6381 | 3.2567 | 4.8682 | 6.4635 | 8.0445 | 9.6118 | 11.1675 | 12.7108 | 13.1023 | 12.9956
| Boilers_Com, O - Heat | O | No | Education | Space Heating | NC | 0.16946 | 0.32834 | 0.48146 | 0.62779 | 0.76648 | 0.89988 | 1.0309 | 1.1602 | 1.2879 | 1.4134
| Boilers_Com, O - Heat | O | No | Education | Space Heating | RET | 1.3869 | 2.6478 | 3.8027 | 4.8546 | 5.8138 | 6.6887 | 7.4876 | 8.2168 | 8.8824 | 9.4895
| Boilers_Com, O - Heat | O | No | Education | Space Heating | REPL | 0.69391 | 1.2425 | 1.7203 | 2.1258 | 2.4607 | 2.7262 | 2.9239 | 3.0547 | 3.1196 | 3.1196
| Furnace_Com, O - Heat | O | Yes | Education | Space Heating | NC | 2.4866 | 4.8179 | 7.0647 | 9.212 | 11.2471 | 13.2046 | 15.1273 | 17.0243 | 18.898 | 20.7404
| Furnace_Com, O - Heat | O | Yes | Education | Space Heating | RET | 22.9141 | 43.5185 | 62.1845 | 79.0003 | 94.1652 | 107.846 | 120.2019 | 131.3568 | 141.4268 | 150.5117
| Furnace_Com, O - Heat | O | Yes | Education | Space Heating | REPL | 11.0677 | 19.8169 | 27.4383 | 33.9056 | 39.2467 | 43.4827 | 46.6359 | 48.7214 | 49.7558 | 49.7558
| Destratification Fans_Com, O - Heat | O | No | Education | Space Heating | NC | 0.52348 | 1.0143 | 1.4873 | 1.9393 | 2.3677 | 2.7798 | 3.1846 | 3.584 | 3.9784 | 4.3663
| Destratification Fans_Com, O - Heat | O | No | Education | Space Heating | RET | 2.5519 | 4.9474 | 7.2131 | 9.3439 | 11.35 | 13.2394 | 15.0208 | 16.9669 | 19.0661 | 21.3059
| Destratification Fans_Com, O - Heat | O | No | Education | Space Heating | REPL | 3.5726 | 6.3969 | 8.8571 | 10.9447 | 12.6688 | 14.0361 | 15.054 | 16.1012 | 17.1771 | 18.2807
| Energy Recovery Ventilator_Com, O - Heat | O | Yes | Education | Space Heating | NC | 1.7951 | 3.478 | 5.1 | 6.65 | 8.1192 | 9.5323 | 10.9203 | 12.2897 | 13.6423 | 14.9723
| Energy Recovery Ventilator_Com, O - Heat | O | Yes | Education | Space Heating | RET | 15.6198 | 29.7426 | 42.6072 | 54.2606 | 64.8278 | 74.4134 | 83.1185 | 91.5112 | 99.6161 | 107.451
| Energy Recovery Ventilator_Com, O - Heat | O | Yes | Education | Space Heating | REPL | 12.2508 | 21.9354 | 30.3715 | 37.5301 | 43.4421 | 48.131 | 51.6212 | 54.3144 | 56.2228 | 57.358
| Forced Air Heating Maintenance_Com, O - Heat | O | Yes | Education | Space Heating | RET | 0.42497 | 0.84491 | 1.263 | 1.6769 | 2.087 | 2.0687 | 2.0523 | 2.0346 | 2.018 | 2.0016
| Steam Trap Maintenance_Com, O - Heat | O | Yes | Education | Space Heating | RET | 0.44372 | 0.88219 | 1.3187 | 1.7508 | 2.1791 | 2.6037 | 2.5813 | 2.5609 | 2.5391 | 2.5182
| Windows_Com, O - Heat [Building w Oil Heat] | O | Yes | Education | Space Heating | NC | 2.0481 | 3.9682 | 5.8188 | 7.5873 | 9.2635 | 10.8757 | 12.4594 | 14.0218 | 15.5651 | 17.0825
| Window Film_Com, O - Heat [Building w Oil Heat] | O | No | Education | Space Heating | RET | 0 | 0 | 0 | 0 | 0 | 0 | 0 | 0 | 0 | 0
| Kitchen DCV_Com, O - Heat [Building w Oil Heat] | O | Yes | Education | Space Heating | NC | 0.16517 | 0.32003 | 0.46927 | 0.6119 | 0.74709 | 0.87711 | 1.0048 | 1.1308 | 1.2553 | 1.3777
| Kitchen DCV_Com, O - Heat [Building w Oil Heat] | O | Yes | Education | Space Heating | RET | 1.5725 | 2.9819 | 4.2545 | 5.3972 | 6.4243 | 7.3479 | 8.1793 | 8.9505 | 9.6672 | 10.3344
| Kitchen DCV_Com, O - Heat [Building w Oil Heat] | O | Yes | Education | Space Heating | REPL | 1.1273 | 2.0184 | 2.7946 | 3.4533 | 3.9973 | 4.4288 | 4.7499 | 4.9789 | 5.117 | 5.1657
| Duct Sealing Non Regulated_Com, O - Heat [Building w Oil Heat] | O | Yes | Education | Space Heating | RET | 7.9419 | 15.7896 | 23.6023 | 31.3369 | 39.0021 | 46.6012 | 54.1433 | 61.6258 | 69.0487 | 76.408
| Clothes Washer Oil WH_Com, O - HWat [unit w/ elec dry - Water Heater] | O | Yes | Education | Water Heating | NC | 0.00041011 | 0.00079462 | 0.0011652 | 0.0015193 | 0.001855 | 0.0021778 | 0.0024949 | 0.0024009 | 0.0023317 | 0.0022743
| Clothes Washer Oil WH_Com, O - HWat [unit w/ elec dry - Water Heater] | O | Yes | Education | Water Heating | REPL | 0.0059977 | 0.011924 | 0.017825 | 0.023666 | 0.029454 | 0.035193 | 0.040889 | 0.040542 | 0.040221 | 0.039879
| Clothes Washer Oil WH_Com, O - HWat [unit w/ gas dry - Water Heater] | O | Yes | Education | Water Heating | NC | 6.8352e-05 | 0.00013244 | 0.0001942 | 0.00025322 | 0.00030916 | 0.00036297 | 0.00041582 | 0.00040014 | 0.00038861 | 0.00037904
| Clothes Washer Oil WH_Com, O - HWat [unit w/ gas dry - Water Heater] | O | Yes | Education | Water Heating | REPL | 0.00099962 | 0.0019874 | 0.0029708 | 0.0039443 | 0.0049091 | 0.0058655 | 0.0068148 | 0.006757 | 0.0067035 | 0.0066465
| Clothes Washer Oil WH_Com, O - HWat [unit w/ propane dry - Water Heater] | O | Yes | Education | Water Heating | NC | 0.00010253 | 0.00019865 | 0.0002913 | 0.00037983 | 0.00046374 | 0.00054445 | 0.00062373 | 0.00060021 | 0.00058291 | 0.00056856
| Clothes Washer Oil WH_Com, O - HWat [unit w/ propane dry - Water Heater] | O | Yes | Education | Water Heating | REPL | 0.0014994 | 0.0029811 | 0.0044561 | 0.0059164 | 0.0073636 | 0.0087983 | 0.010222 | 0.010136 | 0.010055 | 0.0099697
| Ozone Laundry_Com, O - HWat | O | Yes | Education | Water Heating | RET | 0.094857 | 0.18859 | 0.28191 | 0.37429 | 0.46584 | 0.5566 | 0.64669 | 0.73606 | 0.82472 | 0.91261
| Dishwasher_Com, O - HWat [Building w oil WH] | O | Yes | Education | Water Heating | NC | 0.00011657 | 0.00022587 | 0.0003312 | 0.00043186 | 0.00052727 | 0.00061903 | 0.00070917 | 0.00079811 | 0.00088595 | 0.00097232
| Dishwasher_Com, O - HWat [Building w oil WH] | O | Yes | Education | Water Heating | REPL | 0.00094338 | 0.0018756 | 0.0028036 | 0.0037224 | 0.0046329 | 0.0055355 | 0.0064314 | 0.0073202 | 0.008202 | 0.0090762
| Faucet Aerator_Com, O - HWat | O | Yes | Education | Water Heating | RET | 0.11094 | 0.22058 | 0.32972 | 0.43777 | 0.54485 | 0.651 | 0.75636 | 0.86089 | 0.96459 | 1.0674
| Pre Rinse Sprayers_Com, O - HWat | O | Yes | Education | Water Heating | RET | 0.0028121 | 0.0055909 | 0.0083572 | 0.0085807 | 0.0088095 | 0.008729 | 0.0086566 | 0.0085864 | 0.008519 | 0.0084496
| FF Storage Water Heater_Com, O - HWat | O | Yes | Education | Water Heating | NC | 0.015592 | 0.03021 | 0.044298 | 0.057761 | 0.070522 | 0.082796 | 0.094852 | 0.10675 | 0.1185 | 0.13005
| FF Storage Water Heater_Com, O - HWat | O | No | Education | Water Heating | RET | 0.10902 | 0.20939 | 0.30248 | 0.38835 | 0.46764 | 0.54087 | 0.6086 | 0.67843 | 0.75015 | 0.82352
| FF Storage Water Heater_Com, O - HWat | O | Yes | Education | Water Heating | REPL | 0.10641 | 0.19053 | 0.2638 | 0.32598 | 0.37733 | 0.41806 | 0.44838 | 0.47549 | 0.49945 | 0.52028
| FF Instantaneous Water Heater_Com, O - HWat | O | No | Education | Water Heating | NC | 0.026134 | 0.050635 | 0.074249 | 0.096816 | 0.1182 | 0.13878 | 0.15898 | 0.17892 | 0.19861 | 0.21798
| FF Instantaneous Water Heater_Com, O - HWat | O | No | Education | Water Heating | RET | 0.18273 | 0.35096 | 0.507 | 0.65093 | 0.78383 | 0.90658 | 1.0201 | 1.125 | 1.222 | 1.3116
| FF Instantaneous Water Heater_Com, O - HWat | O | No | Education | Water Heating | REPL | 0.13377 | 0.23951 | 0.33163 | 0.40979 | 0.47434 | 0.52554 | 0.56365 | 0.58886 | 0.60136 | 0.60136
| Pnemautic to DDC_Com, O - TotF [Building w Oil Heat] | O | Yes | Education | Total FF | RET | 4.4738 | 8.8945 | 13.2956 | 17.6526 | 21.9705 | 26.2512 | 30.4997 | 34.7147 | 38.8962 | 43.0418
| Data Center_Com, O - TotF [Building w Oil Heat] | O | Yes | Education | Total FF | NC | 0 | 0 | 0 | 0 | 0 | 0 | 0 | 0 | 0 | 0
| Data Center_Com, O - TotF [Building w Oil Heat] | O | Yes | Education | Total FF | RET | 0 | 0 | 0 | 0 | 0 | 0 | 0 | 0 | 0 | 0
| RCx_Com, O - TotF [Building w Oil Heat] | O | Yes | Education | Total FF | RET | 9.7581 | 19.4007 | 29.0002 | 38.5036 | 47.9218 | 57.2588 | 66.5258 | 75.7195 | 75.0819 | 74.4818
| Commissioning_Com, O - TotF [Building w Oil Heat] | O | Yes | Education | Total FF | NC | 0 | 0 | 0 | 0 | 0 | 0 | 0 | 0 | 0 | 0
| Integrated Building Design_Com, O - TotF [Building w Oil Heat] | O | Yes | Education | Total FF | NC | 0.79842 | 1.547 | 2.2684 | 2.9579 | 3.6113 | 4.2398 | 4.8572 | 5.4663 | 6.0679 | 6.6595
| Deep Energy Retrofit_Com, O - TotF [Building w Oil Heat] | O | Yes | Education | Total FF | RET | 2.8635 | 5.6932 | 8.5102 | 11.2989 | 14.0627 | 16.8027 | 19.5221 | 22.22 | 24.8965 | 27.55
| EMS_Com, O - TotF [Building w Oil Heat] | O | Yes | Education | Total FF | NC | 1.556 | 3.0149 | 4.4208 | 5.7645 | 7.038 | 8.2629 | 9.466 | 10.6531 | 11.8256 | 12.9785
| EMS_Com, O - TotF [Building w Oil Heat] | O | Yes | Education | Total FF | RET | 19.4244 | 38.6187 | 57.7273 | 76.6446 | 95.3923 | 113.9784 | 132.425 | 150.7259 | 168.8812 | 186.8807
| Int Ltg Ctrls_Com, E/O - IntL | E | Yes | Education | Interior Lighting | RET | -1.2936 | -2.5294 | -3.7964 | -5.0943 | -6.4131 | -7.7577 | -9.0791 | -10.4137 | -10.4584 | -10.533
| Exit Sign RetFit_Com, E/O - IntL | E | Yes | Education | Interior Lighting | RET | -0.051927 | -0.10153 | -0.15239 | -0.20449 | -0.25743 | -0.31141 | -0.36445 | -0.41802 | -0.47174 | -0.52435
| LED HiLo Bay_Com, E/O - IntL | E | Yes | Education | Interior Lighting | NC | -0.0091363 | -0.018015 | -0.026748 | -0.03534 | -0.043419 | -0.051336 | -0.059191 | -0.066842 | -0.074488 | -0.082201
| LED HiLo Bay_Com, E/O - IntL | E | Yes | Education | Interior Lighting | RET | -0.089156 | -0.16859 | -0.24455 | -0.31712 | -0.3859 | -0.45129 | -0.51124 | -0.5677 | -0.62051 | -0.67391
| LED HiLo Bay_Com, E/O - IntL | E | Yes | Education | Interior Lighting | REPL | -0.048805 | -0.086105 | -0.11957 | -0.14895 | -0.17382 | -0.19411 | -0.20907 | -0.21914 | -0.22419 | -0.22702
| Repl Scre_Com, E/O - IntL | E | Yes | Education | Interior Lighting | NC | -0.059181 | -0.11669 | -0.057512 | 0 | 0 | 0 | 0 | 0 | 0 | 0
| Repl Scre_Com, E/O - IntL | E | Yes | Education | Interior Lighting | RET | -0.23069 | -0.45107 | -0.22038 | 0 | 0 | 0 | 0 | 0 | 0 | 0
| Repl Scre_Com, E/O - IntL | E | Yes | Education | Interior Lighting | REPL | -3.0374 | -5.9392 | -2.9018 | 0 | 0 | 0 | 0 | 0 | 0 | 0
| Lin LED Fixture_Com, E/O - IntL | E | Yes | Education | Interior Lighting | NC | -0.041192 | -0.081222 | -0.12059 | -0.15933 | -0.19576 | -0.23145 | -0.26687 | -0.30136 | -0.33583 | -0.37061
| Lin LED Fixture_Com, E/O - IntL | E | No | Education | Interior Lighting | RET | -0.38508 | -0.7242 | -1.0447 | -1.3474 | -1.6308 | -1.8973 | -2.1387 | -2.3634 | -2.5882 | -2.8078
| Lin LED Fixture_Com, E/O - IntL | E | Yes | Education | Interior Lighting | REPL | -0.2548 | -0.44953 | -0.62422 | -0.77761 | -0.90748 | -1.0134 | -1.0915 | -1.1441 | -1.1817 | -1.2038
| LED Tube Repl_Com, E/O - IntL | E | Yes | Education | Interior Lighting | RET | -2.4227 | -4.5563 | -6.5728 | -8.477 | -10.2605 | -12.1035 | -13.9369 | -15.8093 | -17.7058 | -19.5802
| LED Tube Repl_Com, E/O - IntL | E | Yes | Education | Interior Lighting | REPL | -2.3542 | -4.1534 | -5.7674 | -7.1847 | -8.3846 | -9.5254 | -10.565 | -11.5329 | -12.4211 | -13.2101
| Repl pin CFL wLED_Com, E/O - IntL | E | Yes | Education | Interior Lighting | RET | -0.06824 | -0.12927 | -0.18783 | -0.24399 | -0.29741 | -0.35614 | -0.4178 | -0.48379 | -0.55345 | -0.62258
| Repl pin CFL wLED_Com, E/O - IntL | E | Yes | Education | Interior Lighting | REPL | -0.078492 | -0.13848 | -0.1923 | -0.23955 | -0.27956 | -0.32111 | -0.3627 | -0.40546 | -0.4491 | -0.49257
| Stair Occ Sensor_Com, E/O - IntL | E | No | Education | Interior Lighting | NC | -0.027469 | -0.054163 | -0.080419 | -0.10625 | -0.13054 | -0.15434 | -0.17796 | -0.20097 | -0.22395 | -0.24714
| Stair Occ Sensor_Com, E/O - IntL | E | No | Education | Interior Lighting | RET | -0.21147 | -0.4135 | -0.62062 | -0.83281 | -1.0484 | -1.2682 | -1.4842 | -1.7024 | -1.9212 | -2.1354
| Int Delamping_Com, E/O - IntL | E | Yes | Education | Interior Lighting | RET | -0.019999 | -0.039106 | -0.058694 | -0.07876 | -0.099148 | -0.11994 | -0.14037 | -0.161 | -0.18169 | -0.20195
| Int Ltg Dsgn_Com, E/O - IntL | E | Yes | Education | Interior Lighting | NC | -0.038767 | -0.07644 | -0.11349 | -0.14995 | -0.18423 | -0.21782 | -0.25116 | -0.28362 | -0.31606 | -0.34879
| DCV_Com, O - Heat [Building w Oil Heat] | O | Yes | Grocery | Space Heating | RET | 0.51201 | 1.018 | 1.5216 | 2.0203 | 2.5145 | 3.0044 | 3.4906 | 3.973 | 4.4516 | 4.926
| Optimized Unitary AC Sys_Com, O - Heat [Building w Oil Heat] | O | Yes | Grocery | Space Heating | NC | 0.19443 | 0.37671 | 0.55239 | 0.72028 | 0.87941 | 1.0325 | 1.1828 | 1.3311 | 1.4776 | 1.6217
| Cool Roof_Com, O - Heat [Building w Oil Heat] | O | No | Grocery | Space Heating | NC | -0.0099706 | -0.019319 | -0.028328 | -0.036937 | -0.045098 | -0.052947 | -0.060656 | -0.068263 | -0.075776 | -0.083163
| Cool Roof_Com, O - Heat [Building w Oil Heat] | O | No | Grocery | Space Heating | RET | -0.052056 | -0.10349 | -0.1547 | -0.2054 | -0.25564 | -0.30545 | -0.35489 | -0.40393 | -0.45259 | -0.50082
| Programmable TStat_Com, O - Heat [Building w Oil Heat] | O | Yes | Grocery | Space Heating | NC | 0 | 0 | 0 | 0 | 0 | 0 | 0 | 0 | 0 | 0
| Programmable TStat_Com, O - Heat [Building w Oil Heat] | O | Yes | Grocery | Space Heating | RET | 0 | 0 | 0 | 0 | 0 | 0 | 0 | 0 | 0 | 0
| Smart TStat_Com, O - Heat [Building w Oil Heat] | O | Yes | Grocery | Space Heating | NC | 0.075643 | 0.14656 | 0.21491 | 0.28023 | 0.34214 | 0.40168 | 0.46017 | 0.51788 | 0.57488 | 0.63093
| Smart TStat_Com, O - Heat [Building w Oil Heat] | O | Yes | Grocery | Space Heating | RET | 0.2777 | 0.5521 | 0.82528 | 1.0957 | 1.3638 | 1.6295 | 1.8932 | 2.1548 | 2.4144 | 2.6717
| Boiler Blowdown Controls_Com, O - Heat | O | No | Grocery | Space Heating | RET | 0.05971 | 0.11871 | 0.17745 | 0.2356 | 0.29323 | 0.29066 | 0.28836 | 0.28588 | 0.28353 | 0.28123
| Boiler Modifications_Com, O - Heat | O | Yes | Grocery | Space Heating | RET | 0.20458 | 0.40673 | 0.60799 | 0.80722 | 1.0047 | 1.2004 | 1.3947 | 1.5875 | 1.6363 | 1.623
| Boilers_Com, O - Heat | O | No | Grocery | Space Heating | NC | 0.021164 | 0.041006 | 0.060129 | 0.078405 | 0.095726 | 0.11239 | 0.12875 | 0.1449 | 0.16084 | 0.17653
| Boilers_Com, O - Heat | O | No | Grocery | Space Heating | RET | 0.17321 | 0.33068 | 0.47492 | 0.6063 | 0.72609 | 0.83535 | 0.93512 | 1.0262 | 1.1093 | 1.1851
| Boilers_Com, O - Heat | O | No | Grocery | Space Heating | REPL | 0.086663 | 0.15517 | 0.21485 | 0.26549 | 0.30731 | 0.34048 | 0.36517 | 0.3815 | 0.3896 | 0.3896
| Furnace_Com, O - Heat | O | Yes | Grocery | Space Heating | NC | 0.030699 | 0.05948 | 0.087218 | 0.11373 | 0.13885 | 0.16302 | 0.18675 | 0.21017 | 0.23331 | 0.25605
| Furnace_Com, O - Heat | O | Yes | Grocery | Space Heating | RET | 0.28289 | 0.53726 | 0.7677 | 0.9753 | 1.1625 | 1.3314 | 1.484 | 1.6217 | 1.746 | 1.8582
| Furnace_Com, O - Heat | O | Yes | Grocery | Space Heating | REPL | 0.13664 | 0.24465 | 0.33874 | 0.41858 | 0.48452 | 0.53682 | 0.57575 | 0.60149 | 0.61426 | 0.61426
| Destratification Fans_Com, O - Heat | O | No | Grocery | Space Heating | NC | 0.014213 | 0.027538 | 0.04038 | 0.052653 | 0.064285 | 0.075473 | 0.086463 | 0.097306 | 0.10802 | 0.11855
| Destratification Fans_Com, O - Heat | O | No | Grocery | Space Heating | RET | 0.069284 | 0.13432 | 0.19584 | 0.25369 | 0.30815 | 0.35945 | 0.40782 | 0.46066 | 0.51765 | 0.57846
| Destratification Fans_Com, O - Heat | O | No | Grocery | Space Heating | REPL | 0.096998 | 0.17368 | 0.24047 | 0.29715 | 0.34396 | 0.38108 | 0.40872 | 0.43715 | 0.46636 | 0.49632
| Energy Recovery Ventilator_Com, O - Heat | O | Yes | Grocery | Space Heating | NC | 0.038989 | 0.075543 | 0.11077 | 0.14444 | 0.17635 | 0.20704 | 0.23719 | 0.26693 | 0.29631 | 0.3252
| Energy Recovery Ventilator_Com, O - Heat | O | Yes | Grocery | Space Heating | RET | 0.33926 | 0.64601 | 0.92544 | 1.1786 | 1.4081 | 1.6163 | 1.8053 | 1.9876 | 2.1637 | 2.3339
| Energy Recovery Ventilator_Com, O - Heat | O | Yes | Grocery | Space Heating | REPL | 0.26609 | 0.47644 | 0.65967 | 0.81516 | 0.94357 | 1.0454 | 1.1212 | 1.1797 | 1.2212 | 1.2458
| Forced Air Heating Maintenance_Com, O - Heat | O | Yes | Grocery | Space Heating | RET | 0.0052465 | 0.010431 | 0.015592 | 0.020702 | 0.025765 | 0.025539 | 0.025337 | 0.025119 | 0.024913 | 0.024711
| Steam Trap Maintenance_Com, O - Heat | O | Yes | Grocery | Space Heating | RET | 0.055417 | 0.11018 | 0.16469 | 0.21866 | 0.27215 | 0.32517 | 0.32238 | 0.31983 | 0.31712 | 0.3145
| Windows_Com, O - Heat [Building w Oil Heat] | O | No | Grocery | Space Heating | NC | 0.044484 | 0.086191 | 0.12638 | 0.1648 | 0.20121 | 0.23622 | 0.27062 | 0.30456 | 0.33808 | 0.37104
| Window Film_Com, O - Heat [Building w Oil Heat] | O | No | Grocery | Space Heating | RET | 0 | 0 | 0 | 0 | 0 | 0 | 0 | 0 | 0 | 0
| Kitchen DCV_Com, O - Heat [Building w Oil Heat] | O | Yes | Grocery | Space Heating | NC | 0.013139 | 0.025458 | 0.037331 | 0.048677 | 0.059431 | 0.069774 | 0.079934 | 0.089958 | 0.099859 | 0.10959
| Kitchen DCV_Com, O - Heat [Building w Oil Heat] | O | Yes | Grocery | Space Heating | RET | 0.12509 | 0.23721 | 0.33845 | 0.42935 | 0.51105 | 0.58453 | 0.65066 | 0.71201 | 0.76903 | 0.8221
| Kitchen DCV_Com, O - Heat [Building w Oil Heat] | O | Yes | Grocery | Space Heating | REPL | 0.089673 | 0.16056 | 0.22231 | 0.27471 | 0.31799 | 0.35231 | 0.37786 | 0.39607 | 0.40706 | 0.41093
| Duct Sealing Non Regulated_Com, O - Heat [Building w Oil Heat] | O | Yes | Grocery | Space Heating | RET | 0.1725 | 0.34295 | 0.51265 | 0.68064 | 0.84713 | 1.0122 | 1.176 | 1.3385 | 1.4998 | 1.6596
| Clothes Washer Oil WH_Com, O - HWat [unit w/ elec dry - Water Heater] | O | Yes | Grocery | Water Heating | NC | 8.9077e-06 | 1.7259e-05 | 2.5308e-05 | 3.3e-05 | 4.029e-05 | 4.7303e-05 | 5.419e-05 | 5.2147e-05 | 5.0644e-05 | 4.9397e-05
| Clothes Washer Oil WH_Com, O - HWat [unit w/ elec dry - Water Heater] | O | Yes | Grocery | Water Heating | REPL | 0.00013027 | 0.000259 | 0.00038715 | 0.00051402 | 0.00063975 | 0.0007644 | 0.00088812 | 0.00088058 | 0.00087361 | 0.00086618
| Clothes Washer Oil WH_Com, O - HWat [unit w/ gas dry - Water Heater] | O | Yes | Grocery | Water Heating | NC | 1.4846e-06 | 2.8765e-06 | 4.218e-06 | 5.5e-06 | 6.7151e-06 | 7.8838e-06 | 9.0317e-06 | 8.6912e-06 | 8.4407e-06 | 8.2329e-06
| Clothes Washer Oil WH_Com, O - HWat [unit w/ gas dry - Water Heater] | O | Yes | Grocery | Water Heating | REPL | 2.1712e-05 | 4.3166e-05 | 6.4525e-05 | 8.567e-05 | 0.00010663 | 0.0001274 | 0.00014802 | 0.00014676 | 0.0001456 | 0.00014436
| Clothes Washer Oil WH_Com, O - HWat [unit w/ propane dry - Water Heater] | O | Yes | Grocery | Water Heating | NC | 2.2269e-06 | 4.3148e-06 | 6.327e-06 | 8.25e-06 | 1.0073e-05 | 1.1826e-05 | 1.3548e-05 | 1.3037e-05 | 1.2661e-05 | 1.2349e-05
| Clothes Washer Oil WH_Com, O - HWat [unit w/ propane dry - Water Heater] | O | Yes | Grocery | Water Heating | REPL | 3.2568e-05 | 6.475e-05 | 9.6788e-05 | 0.00012851 | 0.00015994 | 0.0001911 | 0.00022203 | 0.00022015 | 0.0002184 | 0.00021654
| Dishwasher_Com, O - HWat [Building w oil WH] | O | Yes | Grocery | Water Heating | NC | 1.266e-06 | 2.4529e-06 | 3.5968e-06 | 4.69e-06 | 5.7262e-06 | 6.7228e-06 | 7.7017e-06 | 8.6675e-06 | 9.6215e-06 | 1.0559e-05
| Dishwasher_Com, O - HWat [Building w oil WH] | O | Yes | Grocery | Water Heating | REPL | 1.0245e-05 | 2.0369e-05 | 3.0448e-05 | 4.0425e-05 | 5.0313e-05 | 6.0116e-05 | 6.9846e-05 | 7.9498e-05 | 8.9074e-05 | 9.8568e-05
| Faucet Aerator_Com, O - HWat | O | Yes | Grocery | Water Heating | RET | 0.0012049 | 0.0023955 | 0.0035808 | 0.0047542 | 0.0059171 | 0.0070699 | 0.0082142 | 0.0093494 | 0.010476 | 0.011592
| Pre Rinse Sprayers_Com, O - HWat | O | Yes | Grocery | Water Heating | RET | 0.0014798 | 0.002942 | 0.0043977 | 0.0045153 | 0.0046356 | 0.0045933 | 0.0045552 | 0.0045183 | 0.0044828 | 0.0044463
| FF Storage Water Heater_Com, O - HWat | O | Yes | Grocery | Water Heating | NC | 0.00033865 | 0.00065616 | 0.00096215 | 0.0012546 | 0.0015318 | 0.0017983 | 0.0020602 | 0.0023186 | 0.0025737 | 0.0028247
| FF Storage Water Heater_Com, O - HWat | O | No | Grocery | Water Heating | RET | 0.0023679 | 0.0045479 | 0.00657 | 0.0084351 | 0.010157 | 0.011748 | 0.013219 | 0.014736 | 0.016293 | 0.017887
| FF Storage Water Heater_Com, O - HWat | O | Yes | Grocery | Water Heating | REPL | 0.0023112 | 0.0041383 | 0.0057298 | 0.0070804 | 0.0081957 | 0.0090803 | 0.0097388 | 0.010328 | 0.010848 | 0.011301
| FF Instantaneous Water Heater_Com, O - HWat | O | No | Grocery | Water Heating | NC | 0.00056763 | 0.0010998 | 0.0016127 | 0.0021029 | 0.0025674 | 0.0030143 | 0.0034532 | 0.0038862 | 0.0043139 | 0.0047345
| FF Instantaneous Water Heater_Com, O - HWat | O | No | Grocery | Water Heating | RET | 0.0039689 | 0.0076229 | 0.011012 | 0.014138 | 0.017025 | 0.019691 | 0.022156 | 0.024435 | 0.026542 | 0.028487
| FF Instantaneous Water Heater_Com, O - HWat | O | No | Grocery | Water Heating | REPL | 0.0029054 | 0.0052022 | 0.007203 | 0.0089007 | 0.010303 | 0.011415 | 0.012243 | 0.01279 | 0.013062 | 0.013062
| Pnemautic to DDC_Com, O - TotF [Building w Oil Heat] | O | No | Grocery | Total FF | RET | 0.097171 | 0.19319 | 0.28878 | 0.38342 | 0.4772 | 0.57018 | 0.66246 | 0.75401 | 0.84483 | 0.93488
| Data Center_Com, O - TotF [Building w Oil Heat] | O | Yes | Grocery | Total FF | NC | 0 | 0 | 0 | 0 | 0 | 0 | 0 | 0 | 0 | 0
| Data Center_Com, O - TotF [Building w Oil Heat] | O | Yes | Grocery | Total FF | RET | 0 | 0 | 0 | 0 | 0 | 0 | 0 | 0 | 0 | 0
| RCx_Com, O - TotF [Building w Oil Heat] | O | Yes | Grocery | Total FF | RET | 0.23844 | 0.47406 | 0.70863 | 0.94084 | 1.171 | 1.3991 | 1.6256 | 1.8502 | 1.8346 | 1.82
| Commissioning_Com, O - TotF [Building w Oil Heat] | O | Yes | Grocery | Total FF | NC | 0 | 0 | 0 | 0 | 0 | 0 | 0 | 0 | 0 | 0
| Integrated Building Design_Com, O - TotF [Building w Oil Heat] | O | Yes | Grocery | Total FF | NC | 0.017342 | 0.033601 | 0.04927 | 0.064245 | 0.078439 | 0.09209 | 0.1055 | 0.11873 | 0.1318 | 0.14465
| Deep Energy Retrofit_Com, O - TotF [Building w Oil Heat] | O | Yes | Grocery | Total FF | RET | 0.062197 | 0.12366 | 0.18484 | 0.24542 | 0.30545 | 0.36496 | 0.42402 | 0.48262 | 0.54076 | 0.59839
| EMS_Com, O - TotF [Building w Oil Heat] | O | Yes | Grocery | Total FF | NC | 0.033797 | 0.065483 | 0.096021 | 0.12521 | 0.15287 | 0.17947 | 0.2056 | 0.23139 | 0.25685 | 0.28189
| EMS_Com, O - TotF [Building w Oil Heat] | O | Yes | Grocery | Total FF | RET | 0.4219 | 0.8388 | 1.2538 | 1.6647 | 2.0719 | 2.4756 | 2.8763 | 3.2738 | 3.6681 | 4.0591
| Int Ltg Ctrls_Com, E/O - IntL | E | Yes | Grocery | Interior Lighting | RET | -0.20499 | -0.40083 | -0.60161 | -0.80729 | -1.0163 | -1.2293 | -1.4387 | -1.6502 | -1.6573 | -1.6691
| Exit Sign RetFit_Com, E/O - IntL | E | Yes | Grocery | Interior Lighting | RET | -0.0036363 | -0.0071103 | -0.010672 | -0.01432 | -0.018027 | -0.021807 | -0.025522 | -0.029273 | -0.033035 | -0.036719
| LED HiLo Bay_Com, E/O - IntL | E | Yes | Grocery | Interior Lighting | NC | -0.0047963 | -0.0094574 | -0.014042 | -0.018553 | -0.022794 | -0.02695 | -0.031074 | -0.035091 | -0.039104 | -0.043154
| LED HiLo Bay_Com, E/O - IntL | E | Yes | Grocery | Interior Lighting | RET | -0.0036194 | -0.0068442 | -0.0099278 | -0.012874 | -0.015666 | -0.018321 | -0.020754 | -0.023046 | -0.02519 | -0.027358
| LED HiLo Bay_Com, E/O - IntL | E | Yes | Grocery | Interior Lighting | REPL | -0.025621 | -0.045203 | -0.062769 | -0.078193 | -0.091252 | -0.10191 | -0.10976 | -0.11504 | -0.11769 | -0.11918
| Repl Scre_Com, E/O - IntL | E | Yes | Grocery | Interior Lighting | NC | -0.0044873 | -0.0088481 | -0.0043608 | 0 | 0 | 0 | 0 | 0 | 0 | 0
| Repl Scre_Com, E/O - IntL | E | Yes | Grocery | Interior Lighting | RET | -0.02125 | -0.04155 | -0.020301 | 0 | 0 | 0 | 0 | 0 | 0 | 0
| Repl Scre_Com, E/O - IntL | E | Yes | Grocery | Interior Lighting | REPL | -0.23031 | -0.45033 | -0.22002 | 0 | 0 | 0 | 0 | 0 | 0 | 0
| Lin LED Fixture_Com, E/O - IntL | E | Yes | Grocery | Interior Lighting | NC | -0.0059588 | -0.01175 | -0.017445 | -0.023049 | -0.028318 | -0.033481 | -0.038605 | -0.043595 | -0.048581 | -0.053612
| Lin LED Fixture_Com, E/O - IntL | E | No | Grocery | Interior Lighting | RET | -0.045385 | -0.085354 | -0.12313 | -0.1588 | -0.19221 | -0.22361 | -0.25206 | -0.27855 | -0.30505 | -0.33093
| Lin LED Fixture_Com, E/O - IntL | E | Yes | Grocery | Interior Lighting | REPL | -0.036859 | -0.065028 | -0.090299 | -0.11249 | -0.13128 | -0.1466 | -0.1579 | -0.1655 | -0.17095 | -0.17414
| LED Tube Repl_Com, E/O - IntL | E | Yes | Grocery | Interior Lighting | RET | -0.28554 | -0.53701 | -0.77466 | -0.99909 | -1.2093 | -1.4265 | -1.6426 | -1.8633 | -2.0868 | -2.3077
| LED Tube Repl_Com, E/O - IntL | E | Yes | Grocery | Interior Lighting | REPL | -0.34055 | -0.60083 | -0.83431 | -1.0393 | -1.2129 | -1.3779 | -1.5283 | -1.6683 | -1.7968 | -1.911
| Repl pin CFL wLED_Com, E/O - IntL | E | Yes | Grocery | Interior Lighting | RET | -0.00019505 | -0.00036948 | -0.00053688 | -0.0006974 | -0.00085008 | -0.001018 | -0.0011942 | -0.0013828 | -0.0015819 | -0.0017795
| Repl pin CFL wLED_Com, E/O - IntL | E | Yes | Grocery | Interior Lighting | REPL | -0.00027402 | -0.00048345 | -0.00067131 | -0.00083628 | -0.00097595 | -0.001121 | -0.0012662 | -0.0014155 | -0.0015678 | -0.0017196
| Stair Occ Sensor_Com, E/O - IntL | E | No | Grocery | Interior Lighting | NC | -0.0044452 | -0.0087651 | -0.013014 | -0.017195 | -0.021125 | -0.024977 | -0.028799 | -0.032522 | -0.036242 | -0.039995
| Stair Occ Sensor_Com, E/O - IntL | E | No | Grocery | Interior Lighting | RET | -0.034222 | -0.066916 | -0.10043 | -0.13477 | -0.16966 | -0.20523 | -0.24019 | -0.2755 | -0.3109 | -0.34557
| Int Delamping_Com, E/O - IntL | E | Yes | Grocery | Interior Lighting | RET | -0.0028931 | -0.005657 | -0.0084906 | -0.011393 | -0.014343 | -0.01735 | -0.020305 | -0.02329 | -0.026283 | -0.029214
| Int Ltg Dsgn_Com, E/O - IntL | E | Yes | Grocery | Interior Lighting | NC | -0.0061303 | -0.012088 | -0.017947 | -0.023712 | -0.029133 | -0.034445 | -0.039716 | -0.04485 | -0.04998 | -0.055155
| DCV_Com, O - Heat [Building w Oil Heat] | O | Yes | Hospital | Space Heating | RET | 16.0307 | 31.8714 | 47.6414 | 63.2536 | 78.7258 | 94.0646 | 109.2884 | 124.3918 | 139.3751 | 154.2298
| Optimized Unitary AC Sys_Com, O - Heat [Building w Oil Heat] | O | Yes | Hospital | Space Heating | NC | 6.0873 | 11.7946 | 17.2948 | 22.5513 | 27.5335 | 32.3254 | 37.0324 | 41.6764 | 46.2633 | 50.7735
| Cool Roof_Com, O - Heat [Building w Oil Heat] | O | No | Hospital | Space Heating | NC | -0.31217 | -0.60485 | -0.88691 | -1.1565 | -1.412 | -1.6577 | -1.8991 | -2.1372 | -2.3725 | -2.6038
| Cool Roof_Com, O - Heat [Building w Oil Heat] | O | No | Hospital | Space Heating | RET | -1.6298 | -3.2403 | -4.8437 | -6.4309 | -8.004 | -9.5635 | -11.1112 | -12.6468 | -14.1701 | -15.6804
| Programmable TStat_Com, O - Heat [Building w Oil Heat] | O | Yes | Hospital | Space Heating | NC | 0 | 0 | 0 | 0 | 0 | 0 | 0 | 0 | 0 | 0
| Programmable TStat_Com, O - Heat [Building w Oil Heat] | O | Yes | Hospital | Space Heating | RET | 0 | 0 | 0 | 0 | 0 | 0 | 0 | 0 | 0 | 0
| Smart TStat_Com, O - Heat [Building w Oil Heat] | O | Yes | Hospital | Space Heating | NC | 0.66291 | 1.2844 | 1.8834 | 2.4558 | 2.9984 | 3.5202 | 4.0328 | 4.5385 | 5.0381 | 5.5292
| Smart TStat_Com, O - Heat [Building w Oil Heat] | O | Yes | Hospital | Space Heating | RET | 2.4336 | 4.8384 | 7.2325 | 9.6026 | 11.9515 | 14.28 | 16.5912 | 18.8841 | 21.1587 | 23.4138
| Boiler Blowdown Controls_Com, O - Heat | O | No | Hospital | Space Heating | RET | 0.084644 | 0.16829 | 0.25155 | 0.33399 | 0.41568 | 0.41203 | 0.40877 | 0.40525 | 0.40193 | 0.39867
| Boiler Modifications_Com, O - Heat | O | Yes | Hospital | Space Heating | RET | 0.29001 | 0.57658 | 0.86187 | 1.1443 | 1.4242 | 1.7017 | 1.9771 | 2.2503 | 2.3197 | 2.3008
| Boilers_Com, O - Heat | O | No | Hospital | Space Heating | NC | 0.030002 | 0.05813 | 0.085238 | 0.11115 | 0.1357 | 0.15932 | 0.18252 | 0.2054 | 0.22801 | 0.25024
| Boilers_Com, O - Heat | O | No | Hospital | Space Heating | RET | 0.24554 | 0.46877 | 0.67324 | 0.85947 | 1.0293 | 1.1842 | 1.3256 | 1.4547 | 1.5726 | 1.68
| Boilers_Com, O - Heat | O | No | Hospital | Space Heating | REPL | 0.12285 | 0.21997 | 0.30457 | 0.37636 | 0.43564 | 0.48266 | 0.51766 | 0.54081 | 0.55229 | 0.55229
| Furnace_Com, O - Heat | O | Yes | Hospital | Space Heating | NC | 1.8046 | 3.4966 | 5.1272 | 6.6855 | 8.1625 | 9.5832 | 10.9786 | 12.3553 | 13.7152 | 15.0523
| Furnace_Com, O - Heat | O | Yes | Hospital | Space Heating | RET | 16.6298 | 31.5834 | 45.1302 | 57.3341 | 68.34 | 78.2688 | 87.2361 | 95.3317 | 102.6399 | 109.2333
| Furnace_Com, O - Heat | O | Yes | Hospital | Space Heating | REPL | 8.0323 | 14.3821 | 19.9133 | 24.6069 | 28.4831 | 31.5574 | 33.8458 | 35.3593 | 36.1101 | 36.1101
| Energy Recovery Ventilator_Com, O - Heat | O | Yes | Hospital | Space Heating | NC | 1.2207 | 2.3652 | 3.4682 | 4.5223 | 5.5214 | 6.4823 | 7.4262 | 8.3575 | 9.2773 | 10.1818
| Energy Recovery Ventilator_Com, O - Heat | O | Yes | Hospital | Space Heating | RET | 10.6221 | 20.2262 | 28.9747 | 36.8994 | 44.0856 | 50.6042 | 56.524 | 62.2314 | 67.743 | 73.071
| Energy Recovery Ventilator_Com, O - Heat | O | Yes | Hospital | Space Heating | REPL | 8.3311 | 14.9169 | 20.6539 | 25.522 | 29.5424 | 32.731 | 35.1045 | 36.936 | 38.2338 | 39.0058
| Forced Air Heating Maintenance_Com, O - Heat | O | Yes | Hospital | Space Heating | RET | 0.30842 | 0.61319 | 0.9166 | 1.217 | 1.5146 | 1.5013 | 1.4895 | 1.4766 | 1.4645 | 1.4527
| Steam Trap Maintenance_Com, O - Heat | O | Yes | Hospital | Space Heating | RET | 0.078558 | 0.15618 | 0.23347 | 0.30997 | 0.38579 | 0.46096 | 0.45701 | 0.45339 | 0.44954 | 0.44583
| Windows_Com, O - Heat [Building w Oil Heat] | O | Yes | Hospital | Space Heating | NC | 1.3928 | 2.6986 | 3.957 | 5.1597 | 6.2996 | 7.3959 | 8.4729 | 9.5354 | 10.5849 | 11.6168
| Window Film_Com, O - Heat [Building w Oil Heat] | O | No | Hospital | Space Heating | RET | 0 | 0 | 0 | 0 | 0 | 0 | 0 | 0 | 0 | 0
| Kitchen DCV_Com, O - Heat [Building w Oil Heat] | O | Yes | Hospital | Space Heating | NC | 0.69326 | 1.3432 | 1.9696 | 2.5683 | 3.1357 | 3.6814 | 4.2174 | 4.7463 | 5.2687 | 5.7824
| Kitchen DCV_Com, O - Heat [Building w Oil Heat] | O | Yes | Hospital | Space Heating | RET | 6.6002 | 12.5156 | 17.857 | 22.6531 | 26.9642 | 30.8406 | 34.3301 | 37.5669 | 40.5752 | 43.3755
| Kitchen DCV_Com, O - Heat [Building w Oil Heat] | O | Yes | Hospital | Space Heating | REPL | 4.7313 | 8.4715 | 11.7296 | 14.4943 | 16.7775 | 18.5884 | 19.9363 | 20.8972 | 21.477 | 21.6816
| Duct Sealing Non Regulated_Com, O - Heat [Building w Oil Heat] | O | Yes | Hospital | Space Heating | RET | 5.4008 | 10.7376 | 16.0506 | 21.3104 | 26.523 | 31.6907 | 36.8196 | 41.908 | 46.9559 | 51.9606
| Clothes Washer Oil WH_Com, O - HWat [unit w/ elec dry - Water Heater] | O | Yes | Hospital | Water Heating | NC | 0.0023241 | 0.0045031 | 0.0066031 | 0.00861 | 0.010512 | 0.012342 | 0.014139 | 0.013606 | 0.013214 | 0.012888
| Clothes Washer Oil WH_Com, O - HWat [unit w/ elec dry - Water Heater] | O | Yes | Hospital | Water Heating | REPL | 0.033989 | 0.067575 | 0.10101 | 0.13411 | 0.16692 | 0.19944 | 0.23172 | 0.22975 | 0.22793 | 0.22599
| Clothes Washer Oil WH_Com, O - HWat [unit w/ gas dry - Water Heater] | O | Yes | Hospital | Water Heating | NC | 0.00038735 | 0.00075052 | 0.0011005 | 0.001435 | 0.001752 | 0.002057 | 0.0023565 | 0.0022676 | 0.0022023 | 0.002148
| Clothes Washer Oil WH_Com, O - HWat [unit w/ gas dry - Water Heater] | O | Yes | Hospital | Water Heating | REPL | 0.0056648 | 0.011263 | 0.016835 | 0.022352 | 0.02782 | 0.03324 | 0.03862 | 0.038292 | 0.037989 | 0.037666
| Clothes Washer Oil WH_Com, O - HWat [unit w/ propane dry - Water Heater] | O | Yes | Hospital | Water Heating | NC | 0.00058103 | 0.0011258 | 0.0016508 | 0.0021525 | 0.002628 | 0.0030854 | 0.0035347 | 0.0034014 | 0.0033034 | 0.003222
| Clothes Washer Oil WH_Com, O - HWat [unit w/ propane dry - Water Heater] | O | Yes | Hospital | Water Heating | REPL | 0.0084972 | 0.016894 | 0.025253 | 0.033528 | 0.04173 | 0.04986 | 0.05793 | 0.057438 | 0.056984 | 0.056498
| Ozone Laundry_Com, O - HWat | O | Yes | Hospital | Water Heating | RET | 0.12364 | 0.24581 | 0.36744 | 0.48785 | 0.60718 | 0.72548 | 0.8429 | 0.95938 | 1.0749 | 1.1895
| Dishwasher_Com, O - HWat [Building w oil WH] | O | Yes | Hospital | Water Heating | NC | 9.5129e-05 | 0.00018432 | 0.00027027 | 0.00035242 | 0.00043028 | 0.00050516 | 0.00057872 | 0.00065129 | 0.00072298 | 0.00079346
| Dishwasher_Com, O - HWat [Building w oil WH] | O | Yes | Hospital | Water Heating | REPL | 0.00076984 | 0.0015306 | 0.0022879 | 0.0030376 | 0.0037807 | 0.0045173 | 0.0052484 | 0.0059737 | 0.0066932 | 0.0074066
| Faucet Aerator_Com, O - HWat | O | Yes | Hospital | Water Heating | RET | 0.012575 | 0.025 | 0.03737 | 0.049616 | 0.061753 | 0.073785 | 0.085726 | 0.097573 | 0.10933 | 0.12098
| FF Storage Water Heater_Com, O - HWat | O | Yes | Hospital | Water Heating | NC | 0.010603 | 0.020544 | 0.030124 | 0.03928 | 0.047958 | 0.056305 | 0.064503 | 0.072592 | 0.080582 | 0.088438
| FF Storage Water Heater_Com, O - HWat | O | No | Hospital | Water Heating | RET | 0.074137 | 0.14239 | 0.2057 | 0.2641 | 0.31801 | 0.36782 | 0.41387 | 0.46136 | 0.51013 | 0.56002
| FF Storage Water Heater_Com, O - HWat | O | Yes | Hospital | Water Heating | REPL | 0.072362 | 0.12957 | 0.1794 | 0.22168 | 0.2566 | 0.2843 | 0.30491 | 0.32335 | 0.33964 | 0.35381
| FF Instantaneous Water Heater_Com, O - HWat | O | No | Hospital | Water Heating | NC | 0.017772 | 0.034434 | 0.050492 | 0.065839 | 0.080384 | 0.094374 | 0.10812 | 0.12167 | 0.13507 | 0.14823
| FF Instantaneous Water Heater_Com, O - HWat | O | No | Hospital | Water Heating | RET | 0.12426 | 0.23867 | 0.34478 | 0.44266 | 0.53303 | 0.61651 | 0.6937 | 0.76505 | 0.831 | 0.89191
| FF Instantaneous Water Heater_Com, O - HWat | O | No | Hospital | Water Heating | REPL | 0.090967 | 0.16288 | 0.22552 | 0.27867 | 0.32257 | 0.35739 | 0.38331 | 0.40045 | 0.40895 | 0.40895
| Pnemautic to DDC_Com, O - TotF [Building w Oil Heat] | O | Yes | Hospital | Total FF | RET | 3.0423 | 6.0486 | 9.0415 | 12.0045 | 14.9408 | 17.8519 | 20.7411 | 23.6074 | 26.451 | 29.2702
| Data Center_Com, O - TotF [Building w Oil Heat] | O | Yes | Hospital | Total FF | NC | 0 | 0 | 0 | 0 | 0 | 0 | 0 | 0 | 0 | 0
| Data Center_Com, O - TotF [Building w Oil Heat] | O | Yes | Hospital | Total FF | RET | 0 | 0 | 0 | 0 | 0 | 0 | 0 | 0 | 0 | 0
| RCx_Com, O - TotF [Building w Oil Heat] | O | Yes | Hospital | Total FF | RET | 8.2949 | 16.4916 | 24.6516 | 32.73 | 40.736 | 48.6729 | 56.5503 | 64.3654 | 63.8235 | 63.3133
| Commissioning_Com, O - TotF [Building w Oil Heat] | O | Yes | Hospital | Total FF | NC | 0 | 0 | 0 | 0 | 0 | 0 | 0 | 0 | 0 | 0
| Integrated Building Design_Com, O - TotF [Building w Oil Heat] | O | Yes | Hospital | Total FF | NC | 0.54296 | 1.052 | 1.5426 | 2.0115 | 2.4558 | 2.8833 | 3.3031 | 3.7173 | 4.1265 | 4.5287
| Deep Energy Retrofit_Com, O - TotF [Building w Oil Heat] | O | Yes | Hospital | Total FF | RET | 1.9473 | 3.8716 | 5.7873 | 7.6837 | 9.5632 | 11.4265 | 13.2758 | 15.1105 | 16.9306 | 18.7351
| EMS_Com, O - TotF [Building w Oil Heat] | O | Yes | Hospital | Total FF | NC | 1.0582 | 2.0502 | 3.0063 | 3.9201 | 4.7861 | 5.6191 | 6.4373 | 7.2445 | 8.0419 | 8.8259
| EMS_Com, O - TotF [Building w Oil Heat] | O | Yes | Hospital | Total FF | RET | 13.2094 | 26.2623 | 39.2569 | 52.1214 | 64.8707 | 77.5099 | 90.0544 | 102.4998 | 114.8461 | 127.0865
| Int Ltg Ctrls_Com, E/O - IntL | E | Yes | Hospital | Interior Lighting | RET | -0.82953 | -1.622 | -2.4345 | -3.2668 | -4.1124 | -4.9747 | -5.8221 | -6.6779 | -6.7066 | -6.7544
| Repl Scre_Com, E/O - IntL | E | Yes | Hospital | Interior Lighting | NC | -0.023847 | -0.047021 | -0.023174 | 0 | 0 | 0 | 0 | 0 | 0 | 0
| Repl Scre_Com, E/O - IntL | E | Yes | Hospital | Interior Lighting | RET | -0.0028626 | -0.0055974 | -0.0027348 | 0 | 0 | 0 | 0 | 0 | 0 | 0
| Repl Scre_Com, E/O - IntL | E | Yes | Hospital | Interior Lighting | REPL | -1.2239 | -2.3932 | -1.1693 | 0 | 0 | 0 | 0 | 0 | 0 | 0
| Lin LED Fixture_Com, E/O - IntL | E | Yes | Hospital | Interior Lighting | NC | -0.029428 | -0.058026 | -0.086155 | -0.11383 | -0.13985 | -0.16535 | -0.19065 | -0.2153 | -0.23993 | -0.26477
| Lin LED Fixture_Com, E/O - IntL | E | No | Hospital | Interior Lighting | RET | -0.30208 | -0.5681 | -0.81952 | -1.0569 | -1.2793 | -1.4883 | -1.6777 | -1.854 | -2.0303 | -2.2026
| Lin LED Fixture_Com, E/O - IntL | E | Yes | Hospital | Interior Lighting | REPL | -0.18203 | -0.32115 | -0.44595 | -0.55554 | -0.64832 | -0.724 | -0.77979 | -0.81735 | -0.84424 | -0.86003
| LED Tube Repl_Com, E/O - IntL | E | Yes | Hospital | Interior Lighting | RET | -1.6154 | -3.0381 | -4.3826 | -5.6523 | -6.8415 | -8.0704 | -9.2929 | -10.5413 | -11.8059 | -13.0557
| LED Tube Repl_Com, E/O - IntL | E | Yes | Hospital | Interior Lighting | REPL | -1.4296 | -2.5222 | -3.5023 | -4.3629 | -5.0916 | -5.7843 | -6.4157 | -7.0034 | -7.5428 | -8.0219
| Repl pin CFL wLED_Com, E/O - IntL | E | Yes | Hospital | Interior Lighting | RET | -0.053741 | -0.1018 | -0.14792 | -0.19215 | -0.23422 | -0.28047 | -0.32903 | -0.381 | -0.43586 | -0.4903
| Repl pin CFL wLED_Com, E/O - IntL | E | Yes | Hospital | Interior Lighting | REPL | -0.052362 | -0.09238 | -0.12828 | -0.1598 | -0.18649 | -0.21421 | -0.24196 | -0.27048 | -0.29959 | -0.32859
| Stair Occ Sensor_Com, E/O - IntL | E | No | Hospital | Interior Lighting | NC | -0.019571 | -0.03859 | -0.057296 | -0.075701 | -0.093006 | -0.10996 | -0.12679 | -0.14318 | -0.15956 | -0.17608
| Stair Occ Sensor_Com, E/O - IntL | E | No | Hospital | Interior Lighting | RET | -0.15067 | -0.29461 | -0.44218 | -0.59335 | -0.74694 | -0.90356 | -1.0575 | -1.2129 | -1.3688 | -1.5214
| Int Delamping_Com, E/O - IntL | E | Yes | Hospital | Interior Lighting | RET | -0.014288 | -0.027938 | -0.041932 | -0.056268 | -0.070833 | -0.085685 | -0.10028 | -0.11502 | -0.1298 | -0.14428
| Int Ltg Dsgn_Com, E/O - IntL | E | Yes | Hospital | Interior Lighting | NC | -0.024855 | -0.04901 | -0.072767 | -0.096142 | -0.11812 | -0.13966 | -0.16103 | -0.18184 | -0.20264 | -0.22363
| Optimized Unitary AC Sys_Com, O - Heat [Building w Oil Heat] | O | Yes | Food Service | Space Heating | NC | 0.31354 | 0.6075 | 0.8908 | 1.1615 | 1.4182 | 1.665 | 1.9074 | 2.1466 | 2.3829 | 2.6152
| Cool Roof_Com, O - Heat [Building w Oil Heat] | O | No | Food Service | Space Heating | NC | -0.016079 | -0.031154 | -0.045682 | -0.059567 | -0.072726 | -0.085383 | -0.097816 | -0.11008 | -0.1222 | -0.13411
| Cool Roof_Com, O - Heat [Building w Oil Heat] | O | No | Food Service | Space Heating | RET | -0.083947 | -0.1669 | -0.24948 | -0.33124 | -0.41226 | -0.49258 | -0.5723 | -0.6514 | -0.72986 | -0.80765
| Programmable TStat_Com, O - Heat [Building w Oil Heat] | O | Yes | Food Service | Space Heating | NC | 0 | 0 | 0 | 0 | 0 | 0 | 0 | 0 | 0 | 0
| Programmable TStat_Com, O - Heat [Building w Oil Heat] | O | Yes | Food Service | Space Heating | RET | 0 | 0 | 0 | 0 | 0 | 0 | 0 | 0 | 0 | 0
| Smart TStat_Com, O - Heat [Building w Oil Heat] | O | Yes | Food Service | Space Heating | NC | 0.088999 | 0.17244 | 0.25286 | 0.32971 | 0.40255 | 0.47261 | 0.54143 | 0.60932 | 0.67639 | 0.74233
| Smart TStat_Com, O - Heat [Building w Oil Heat] | O | Yes | Food Service | Space Heating | RET | 0.32673 | 0.64959 | 0.971 | 1.2892 | 1.6045 | 1.9172 | 2.2275 | 2.5353 | 2.8407 | 3.1434
| Boiler Blowdown Controls_Com, O - Heat | O | No | Food Service | Space Heating | RET | 0.066056 | 0.13133 | 0.19631 | 0.26064 | 0.3244 | 0.32155 | 0.31901 | 0.31626 | 0.31367 | 0.31112
| Boiler Modifications_Com, O - Heat | O | Yes | Food Service | Space Heating | RET | 0.22632 | 0.44996 | 0.6726 | 0.89302 | 1.1115 | 1.328 | 1.5429 | 1.7562 | 1.8103 | 1.7955
| Boilers_Com, O - Heat | O | No | Food Service | Space Heating | NC | 0.023413 | 0.045364 | 0.06652 | 0.086737 | 0.1059 | 0.12433 | 0.14243 | 0.1603 | 0.17794 | 0.19529
| Boilers_Com, O - Heat | O | No | Food Service | Space Heating | RET | 0.19162 | 0.36583 | 0.52539 | 0.67073 | 0.80325 | 0.92413 | 1.0345 | 1.1353 | 1.2272 | 1.3111
| Boilers_Com, O - Heat | O | No | Food Service | Space Heating | REPL | 0.095874 | 0.17166 | 0.23768 | 0.29371 | 0.33997 | 0.37667 | 0.40398 | 0.42205 | 0.43101 | 0.43101
| Furnace_Com, O - Heat | O | Yes | Food Service | Space Heating | NC | 0.063794 | 0.1236 | 0.18125 | 0.23633 | 0.28855 | 0.33876 | 0.38809 | 0.43676 | 0.48483 | 0.5321
| Furnace_Com, O - Heat | O | Yes | Food Service | Space Heating | RET | 0.58786 | 1.1165 | 1.5954 | 2.0268 | 2.4158 | 2.7668 | 3.0838 | 3.37 | 3.6283 | 3.8614
| Furnace_Com, O - Heat | O | Yes | Food Service | Space Heating | REPL | 0.28394 | 0.50841 | 0.70393 | 0.86985 | 1.0069 | 1.1156 | 1.1964 | 1.25 | 1.2765 | 1.2765
| Destratification Fans_Com, O - Heat | O | No | Food Service | Space Heating | NC | 0.04584 | 0.088817 | 0.13024 | 0.16982 | 0.20734 | 0.24342 | 0.27887 | 0.31384 | 0.34838 | 0.38234
| Destratification Fans_Com, O - Heat | O | No | Food Service | Space Heating | RET | 0.22346 | 0.43323 | 0.63163 | 0.81821 | 0.99388 | 1.1593 | 1.3153 | 1.4857 | 1.6696 | 1.8657
| Destratification Fans_Com, O - Heat | O | No | Food Service | Space Heating | REPL | 0.31284 | 0.56015 | 0.77558 | 0.95839 | 1.1094 | 1.2291 | 1.3182 | 1.4099 | 1.5041 | 1.6008
| Forced Air Heating Maintenance_Com, O - Heat | O | Yes | Food Service | Space Heating | RET | 0.010903 | 0.021676 | 0.032402 | 0.04302 | 0.053543 | 0.053072 | 0.052653 | 0.052199 | 0.051771 | 0.051351
| Steam Trap Maintenance_Com, O - Heat | O | Yes | Food Service | Space Heating | RET | 0.061306 | 0.12189 | 0.1822 | 0.2419 | 0.30107 | 0.35973 | 0.35665 | 0.35383 | 0.35082 | 0.34792
| Windows_Com, O - Heat [Building w Oil Heat] | O | No | Food Service | Space Heating | NC | 0.071737 | 0.13899 | 0.20381 | 0.26576 | 0.32447 | 0.38094 | 0.43641 | 0.49114 | 0.54519 | 0.59834
| Window Film_Com, O - Heat [Building w Oil Heat] | O | No | Food Service | Space Heating | RET | 0 | 0 | 0 | 0 | 0 | 0 | 0 | 0 | 0 | 0
| Kitchen DCV_Com, O - Heat [Building w Oil Heat] | O | Yes | Food Service | Space Heating | NC | 0.21935 | 0.42501 | 0.62321 | 0.81263 | 0.99215 | 1.1648 | 1.3344 | 1.5018 | 1.6671 | 1.8296
| Kitchen DCV_Com, O - Heat [Building w Oil Heat] | O | Yes | Food Service | Space Heating | RET | 2.0884 | 3.9601 | 5.6501 | 7.1677 | 8.5317 | 9.7583 | 10.8624 | 11.8865 | 12.8384 | 13.7244
| Kitchen DCV_Com, O - Heat [Building w Oil Heat] | O | Yes | Food Service | Space Heating | REPL | 1.497 | 2.6805 | 3.7114 | 4.5861 | 5.3086 | 5.8815 | 6.308 | 6.6121 | 6.7955 | 6.8603
| Duct Sealing Non Regulated_Com, O - Heat [Building w Oil Heat] | O | Yes | Food Service | Space Heating | RET | 0.27818 | 0.55306 | 0.82671 | 1.0976 | 1.3661 | 1.6323 | 1.8965 | 2.1585 | 2.4185 | 2.6763
| Clothes Washer Oil WH_Com, O - HWat [unit w/ elec dry - Water Heater] | O | Yes | Food Service | Water Heating | NC | 2.873e-05 | 5.5666e-05 | 8.1625e-05 | 0.00010643 | 0.00012995 | 0.00015256 | 0.00017478 | 0.00016819 | 0.00016334 | 0.00015932
| Clothes Washer Oil WH_Com, O - HWat [unit w/ elec dry - Water Heater] | O | Yes | Food Service | Water Heating | REPL | 0.00042016 | 0.00083534 | 0.0012487 | 0.0016579 | 0.0020634 | 0.0024654 | 0.0028644 | 0.0028401 | 0.0028176 | 0.0027937
| Clothes Washer Oil WH_Com, O - HWat [unit w/ gas dry - Water Heater] | O | Yes | Food Service | Water Heating | NC | 4.7883e-06 | 9.2776e-06 | 1.3604e-05 | 1.7739e-05 | 2.1658e-05 | 2.5427e-05 | 2.913e-05 | 2.8031e-05 | 2.7223e-05 | 2.6553e-05
| Clothes Washer Oil WH_Com, O - HWat [unit w/ gas dry - Water Heater] | O | Yes | Food Service | Water Heating | REPL | 7.0026e-05 | 0.00013922 | 0.00020811 | 0.00027631 | 0.0003439 | 0.0004109 | 0.0004774 | 0.00047335 | 0.00046961 | 0.00046561
| Clothes Washer Oil WH_Com, O - HWat [unit w/ propane dry - Water Heater] | O | Yes | Food Service | Water Heating | NC | 7.1825e-06 | 1.3916e-05 | 2.0406e-05 | 2.6608e-05 | 3.2487e-05 | 3.8141e-05 | 4.3695e-05 | 4.2047e-05 | 4.0835e-05 | 3.983e-05
| Clothes Washer Oil WH_Com, O - HWat [unit w/ propane dry - Water Heater] | O | Yes | Food Service | Water Heating | REPL | 0.00010504 | 0.00020883 | 0.00031217 | 0.00041446 | 0.00051585 | 0.00061635 | 0.0007161 | 0.00071003 | 0.00070441 | 0.00069841
| Dishwasher_Com, O - HWat [Building w oil WH] | O | Yes | Food Service | Water Heating | NC | 1.6333e-05 | 3.1645e-05 | 4.6403e-05 | 6.0507e-05 | 7.3874e-05 | 8.6731e-05 | 9.936e-05 | 0.00011182 | 0.00012413 | 0.00013623
| Dishwasher_Com, O - HWat [Building w oil WH] | O | Yes | Food Service | Water Heating | REPL | 0.00013217 | 0.00026278 | 0.00039281 | 0.00052153 | 0.0006491 | 0.00077557 | 0.00090109 | 0.0010256 | 0.0011492 | 0.0012716
| Faucet Aerator_Com, O - HWat | O | Yes | Food Service | Water Heating | RET | 0.00064767 | 0.0012877 | 0.0019248 | 0.0025556 | 0.0031807 | 0.0038004 | 0.0044155 | 0.0050257 | 0.0056311 | 0.0062312
| Pre Rinse Sprayers_Com, O - HWat | O | Yes | Food Service | Water Heating | RET | 0.0061451 | 0.012217 | 0.018263 | 0.018751 | 0.019251 | 0.019075 | 0.018917 | 0.018763 | 0.018616 | 0.018464
| FF Storage Water Heater_Com, O - HWat | O | Yes | Food Service | Water Heating | NC | 0.00054612 | 0.0010581 | 0.0015516 | 0.0020232 | 0.0024702 | 0.0029001 | 0.0033224 | 0.003739 | 0.0041505 | 0.0045551
| FF Storage Water Heater_Com, O - HWat | O | No | Food Service | Water Heating | RET | 0.0038186 | 0.0073341 | 0.010595 | 0.013603 | 0.01638 | 0.018945 | 0.021317 | 0.023763 | 0.026275 | 0.028845
| FF Storage Water Heater_Com, O - HWat | O | Yes | Food Service | Water Heating | REPL | 0.0037272 | 0.0066736 | 0.0092401 | 0.011418 | 0.013217 | 0.014643 | 0.015705 | 0.016655 | 0.017494 | 0.018224
| FF Instantaneous Water Heater_Com, O - HWat | O | No | Food Service | Water Heating | NC | 0.00091538 | 0.0017736 | 0.0026007 | 0.0033911 | 0.0041403 | 0.0048609 | 0.0055687 | 0.006267 | 0.0069568 | 0.007635
| FF Instantaneous Water Heater_Com, O - HWat | O | No | Food Service | Water Heating | RET | 0.0064004 | 0.012293 | 0.017759 | 0.0228 | 0.027455 | 0.031754 | 0.03573 | 0.039405 | 0.042802 | 0.04594
| FF Instantaneous Water Heater_Com, O - HWat | O | No | Food Service | Water Heating | REPL | 0.0046854 | 0.0083893 | 0.011616 | 0.014354 | 0.016615 | 0.018408 | 0.019743 | 0.020626 | 0.021064 | 0.021064
| Pnemautic to DDC_Com, O - TotF [Building w Oil Heat] | O | No | Food Service | Total FF | RET | 0.1567 | 0.31155 | 0.4657 | 0.61831 | 0.76955 | 0.91949 | 1.0683 | 1.2159 | 1.3624 | 1.5076
| RCx_Com, O - TotF [Building w Oil Heat] | O | Yes | Food Service | Total FF | RET | 0.32898 | 0.65406 | 0.97769 | 1.2981 | 1.6156 | 1.9304 | 2.2428 | 2.5527 | 2.5313 | 2.511
| Commissioning_Com, O - TotF [Building w Oil Heat] | O | Yes | Food Service | Total FF | NC | 0 | 0 | 0 | 0 | 0 | 0 | 0 | 0 | 0 | 0
| Integrated Building Design_Com, O - TotF [Building w Oil Heat] | O | Yes | Food Service | Total FF | NC | 0.027966 | 0.054186 | 0.079455 | 0.1036 | 0.12649 | 0.14851 | 0.17013 | 0.19147 | 0.21254 | 0.23326
| Deep Energy Retrofit_Com, O - TotF [Building w Oil Heat] | O | Yes | Food Service | Total FF | RET | 0.1003 | 0.19941 | 0.29808 | 0.39577 | 0.49257 | 0.58854 | 0.6838 | 0.77829 | 0.87204 | 0.96498
| EMS_Com, O - TotF [Building w Oil Heat] | O | Yes | Food Service | Total FF | NC | 0.054502 | 0.1056 | 0.15485 | 0.20191 | 0.24652 | 0.28942 | 0.33156 | 0.37314 | 0.41421 | 0.45459
| EMS_Com, O - TotF [Building w Oil Heat] | O | Yes | Food Service | Total FF | RET | 0.68037 | 1.3527 | 2.022 | 2.6846 | 3.3413 | 3.9923 | 4.6384 | 5.2794 | 5.9154 | 6.5458
| Int Ltg Ctrls_Com, E/O - IntL | E | Yes | Food Service | Interior Lighting | RET | -0.012771 | -0.024971 | -0.037479 | -0.050292 | -0.063311 | -0.076586 | -0.089631 | -0.10281 | -0.10325 | -0.10398
| Exit Sign RetFit_Com, E/O - IntL | E | Yes | Food Service | Interior Lighting | RET | -0.00061072 | -0.0011942 | -0.0017923 | -0.0024051 | -0.0030277 | -0.0036625 | -0.0042863 | -0.0049164 | -0.0055482 | -0.0061669
| LED HiLo Bay_Com, E/O - IntL | E | Yes | Food Service | Interior Lighting | NC | -1.6449e-08 | -3.2435e-08 | -4.8158e-08 | -6.3628e-08 | -7.8173e-08 | -9.2427e-08 | -1.0657e-07 | -1.2035e-07 | -1.3411e-07 | -1.48e-07
| LED HiLo Bay_Com, E/O - IntL | E | Yes | Food Service | Interior Lighting | RET | -1.6885e-07 | -3.193e-07 | -4.6315e-07 | -6.006e-07 | -7.3084e-07 | -8.547e-07 | -9.6823e-07 | -1.0752e-06 | -1.1752e-06 | -1.2763e-06
| LED HiLo Bay_Com, E/O - IntL | E | Yes | Food Service | Interior Lighting | REPL | -8.787e-08 | -1.5503e-07 | -2.1527e-07 | -2.6817e-07 | -3.1296e-07 | -3.4949e-07 | -3.7642e-07 | -3.9455e-07 | -4.0364e-07 | -4.0874e-07
| Repl Scre_Com, E/O - IntL | E | Yes | Food Service | Interior Lighting | NC | -0.0022417 | -0.0044201 | -0.0021785 | 0 | 0 | 0 | 0 | 0 | 0 | 0
| Repl Scre_Com, E/O - IntL | E | Yes | Food Service | Interior Lighting | RET | -0.014268 | -0.027898 | -0.01363 | 0 | 0 | 0 | 0 | 0 | 0 | 0
| Repl Scre_Com, E/O - IntL | E | Yes | Food Service | Interior Lighting | REPL | -0.11505 | -0.22496 | -0.10991 | 0 | 0 | 0 | 0 | 0 | 0 | 0
| Lin LED Fixture_Com, E/O - IntL | E | Yes | Food Service | Interior Lighting | NC | -0.00023853 | -0.00047034 | -0.00069834 | -0.00092266 | -0.0011336 | -0.0013403 | -0.0015454 | -0.0017451 | -0.0019447 | -0.0021461
| Lin LED Fixture_Com, E/O - IntL | E | No | Food Service | Interior Lighting | RET | -0.001819 | -0.0034208 | -0.0049347 | -0.0063644 | -0.0077034 | -0.008962 | -0.010102 | -0.011164 | -0.012226 | -0.013263
| Lin LED Fixture_Com, E/O - IntL | E | Yes | Food Service | Interior Lighting | REPL | -0.0014755 | -0.0026031 | -0.0036147 | -0.004503 | -0.005255 | -0.0058685 | -0.0063206 | -0.0066251 | -0.0068431 | -0.0069711
| LED Tube Repl_Com, E/O - IntL | E | Yes | Food Service | Interior Lighting | RET | -0.011444 | -0.021522 | -0.031047 | -0.040042 | -0.048466 | -0.057172 | -0.065832 | -0.074676 | -0.083635 | -0.092488
| LED Tube Repl_Com, E/O - IntL | E | Yes | Food Service | Interior Lighting | REPL | -0.013633 | -0.024051 | -0.033398 | -0.041605 | -0.048554 | -0.055159 | -0.06118 | -0.066785 | -0.071928 | -0.076497
| Repl pin CFL wLED_Com, E/O - IntL | E | Yes | Food Service | Interior Lighting | RET | -0.00044922 | -0.00085095 | -0.0012365 | -0.0016062 | -0.0019578 | -0.0023445 | -0.0027504 | -0.0031848 | -0.0036433 | -0.0040984
| Repl pin CFL wLED_Com, E/O - IntL | E | Yes | Food Service | Interior Lighting | REPL | -0.00055747 | -0.00098352 | -0.0013657 | -0.0017013 | -0.0019855 | -0.0022806 | -0.002576 | -0.0028797 | -0.0031896 | -0.0034983
| Stair Occ Sensor_Com, E/O - IntL | E | No | Food Service | Interior Lighting | NC | -0.00016204 | -0.0003195 | -0.00047438 | -0.00062677 | -0.00077005 | -0.00091046 | -0.0010498 | -0.0011855 | -0.0013211 | -0.0014579
| Stair Occ Sensor_Com, E/O - IntL | E | No | Food Service | Interior Lighting | RET | -0.0012475 | -0.0024392 | -0.003661 | -0.0049126 | -0.0061843 | -0.007481 | -0.0087553 | -0.010042 | -0.011333 | -0.012597
| Int Delamping_Com, E/O - IntL | E | Yes | Food Service | Interior Lighting | RET | -0.00011581 | -0.00022645 | -0.00033988 | -0.00045608 | -0.00057415 | -0.00069453 | -0.00081283 | -0.00093232 | -0.0010521 | -0.0011694
| Int Ltg Dsgn_Com, E/O - IntL | E | Yes | Food Service | Interior Lighting | NC | -0.00038219 | -0.0007536 | -0.0011189 | -0.0014783 | -0.0018163 | -0.0021475 | -0.0024761 | -0.0027961 | -0.003116 | -0.0034386
| DCV_Com, O - Heat [Building w Oil Heat] | O | Yes | Health Service | Space Heating | RET | 1.1041 | 2.195 | 3.2812 | 4.3564 | 5.422 | 6.4784 | 7.5269 | 8.5671 | 9.599 | 10.6221
| Optimized Unitary AC Sys_Com, O - Heat [Building w Oil Heat] | O | Yes | Health Service | Space Heating | NC | 0.41925 | 0.81231 | 1.1911 | 1.5532 | 1.8963 | 2.2263 | 2.5505 | 2.8703 | 3.1862 | 3.4969
| Cool Roof_Com, O - Heat [Building w Oil Heat] | O | No | Health Service | Space Heating | NC | -0.0215 | -0.041657 | -0.061084 | -0.079649 | -0.097245 | -0.11417 | -0.13079 | -0.1472 | -0.1634 | -0.17933
| Cool Roof_Com, O - Heat [Building w Oil Heat] | O | No | Health Service | Space Heating | RET | -0.11225 | -0.22317 | -0.33359 | -0.44291 | -0.55125 | -0.65866 | -0.76525 | -0.87101 | -0.97593 | -1.0799
| Programmable TStat_Com, O - Heat [Building w Oil Heat] | O | Yes | Health Service | Space Heating | NC | 0 | 0 | 0 | 0 | 0 | 0 | 0 | 0 | 0 | 0
| Programmable TStat_Com, O - Heat [Building w Oil Heat] | O | Yes | Health Service | Space Heating | RET | 0 | 0 | 0 | 0 | 0 | 0 | 0 | 0 | 0 | 0
| Smart TStat_Com, O - Heat [Building w Oil Heat] | O | Yes | Health Service | Space Heating | NC | 0.11767 | 0.228 | 0.33433 | 0.43594 | 0.53225 | 0.62488 | 0.71587 | 0.80564 | 0.89431 | 0.9815
| Smart TStat_Com, O - Heat [Building w Oil Heat] | O | Yes | Health Service | Space Heating | RET | 0.432 | 0.85888 | 1.2839 | 1.7046 | 2.1215 | 2.5349 | 2.9451 | 3.3521 | 3.7559 | 4.1562
| Boiler Blowdown Controls_Com, O - Heat | O | No | Health Service | Space Heating | RET | 0.067779 | 0.13475 | 0.20143 | 0.26744 | 0.33286 | 0.32993 | 0.32733 | 0.32451 | 0.32185 | 0.31924
| Boiler Modifications_Com, O - Heat | O | Yes | Health Service | Space Heating | RET | 0.23222 | 0.46169 | 0.69014 | 0.9163 | 1.1404 | 1.3626 | 1.5832 | 1.802 | 1.8575 | 1.8423
| Boilers_Com, O - Heat | O | No | Health Service | Space Heating | NC | 0.024024 | 0.046548 | 0.068254 | 0.088999 | 0.10866 | 0.12757 | 0.14615 | 0.16448 | 0.18258 | 0.20038
| Boilers_Com, O - Heat | O | No | Health Service | Space Heating | RET | 0.19661 | 0.37537 | 0.53909 | 0.68822 | 0.8242 | 0.94823 | 1.0615 | 1.1649 | 1.2592 | 1.3453
| Boilers_Com, O - Heat | O | No | Health Service | Space Heating | REPL | 0.098374 | 0.17614 | 0.24388 | 0.30137 | 0.34884 | 0.38649 | 0.41452 | 0.43305 | 0.44225 | 0.44225
| Furnace_Com, O - Heat | O | Yes | Health Service | Space Heating | NC | 0.095013 | 0.18409 | 0.26994 | 0.35199 | 0.42975 | 0.50454 | 0.57801 | 0.6505 | 0.72209 | 0.79249
| Furnace_Com, O - Heat | O | Yes | Health Service | Space Heating | RET | 0.87554 | 1.6628 | 2.3761 | 3.0186 | 3.598 | 4.1208 | 4.5929 | 5.0191 | 5.4039 | 5.751
| Furnace_Com, O - Heat | O | Yes | Health Service | Space Heating | REPL | 0.42289 | 0.7572 | 1.0484 | 1.2955 | 1.4996 | 1.6615 | 1.7819 | 1.8616 | 1.9012 | 1.9012
| Energy Recovery Ventilator_Com, O - Heat | O | Yes | Health Service | Space Heating | NC | 0.084073 | 0.1629 | 0.23886 | 0.31146 | 0.38027 | 0.44645 | 0.51146 | 0.5756 | 0.63895 | 0.70124
| Energy Recovery Ventilator_Com, O - Heat | O | Yes | Health Service | Space Heating | RET | 0.73157 | 1.393 | 1.9955 | 2.5413 | 3.0363 | 3.4852 | 3.8929 | 4.286 | 4.6656 | 5.0326
| Energy Recovery Ventilator_Com, O - Heat | O | Yes | Health Service | Space Heating | REPL | 0.57378 | 1.0274 | 1.4225 | 1.7578 | 2.0346 | 2.2543 | 2.4177 | 2.5439 | 2.6332 | 2.6864
| Forced Air Heating Maintenance_Com, O - Heat | O | Yes | Health Service | Space Heating | RET | 0.016238 | 0.032284 | 0.048258 | 0.064072 | 0.079745 | 0.079044 | 0.078419 | 0.077744 | 0.077107 | 0.076481
| Steam Trap Maintenance_Com, O - Heat | O | Yes | Health Service | Space Heating | RET | 0.062905 | 0.12506 | 0.18695 | 0.24821 | 0.30892 | 0.36911 | 0.36595 | 0.36305 | 0.35997 | 0.35699
| Windows_Com, O - Heat [Building w Oil Heat] | O | No | Health Service | Space Heating | NC | 0.095922 | 0.18586 | 0.27253 | 0.35536 | 0.43386 | 0.50937 | 0.58355 | 0.65672 | 0.729 | 0.80007
| Window Film_Com, O - Heat [Building w Oil Heat] | O | No | Health Service | Space Heating | RET | 0 | 0 | 0 | 0 | 0 | 0 | 0 | 0 | 0 | 0
| Kitchen DCV_Com, O - Heat [Building w Oil Heat] | O | Yes | Health Service | Space Heating | NC | 0.0024082 | 0.004666 | 0.0068419 | 0.0089214 | 0.010892 | 0.012788 | 0.01465 | 0.016487 | 0.018302 | 0.020086
| Kitchen DCV_Com, O - Heat [Building w Oil Heat] | O | Yes | Health Service | Space Heating | RET | 0.022927 | 0.043476 | 0.06203 | 0.07869 | 0.093665 | 0.10713 | 0.11925 | 0.1305 | 0.14095 | 0.15067
| Kitchen DCV_Com, O - Heat [Building w Oil Heat] | O | Yes | Health Service | Space Heating | REPL | 0.016435 | 0.029428 | 0.040745 | 0.050349 | 0.05828 | 0.06457 | 0.069253 | 0.072591 | 0.074605 | 0.075315
| Duct Sealing Non Regulated_Com, O - Heat [Building w Oil Heat] | O | Yes | Health Service | Space Heating | RET | 0.37196 | 0.73952 | 1.1054 | 1.4677 | 1.8267 | 2.1826 | 2.5358 | 2.8863 | 3.234 | 3.5786
| Clothes Washer Oil WH_Com, O - HWat [unit w/ elec dry - Water Heater] | O | Yes | Health Service | Water Heating | NC | 6.4027e-05 | 0.00012406 | 0.00018191 | 0.0002372 | 0.0002896 | 0.00034 | 0.00038951 | 0.00037482 | 0.00036402 | 0.00035505
| Clothes Washer Oil WH_Com, O - HWat [unit w/ elec dry - Water Heater] | O | Yes | Health Service | Water Heating | REPL | 0.00093636 | 0.0018616 | 0.0027827 | 0.0036947 | 0.0045984 | 0.0054943 | 0.0063836 | 0.0063294 | 0.0062793 | 0.0062259
| Clothes Washer Oil WH_Com, O - HWat [unit w/ gas dry - Water Heater] | O | Yes | Health Service | Water Heating | NC | 1.0671e-05 | 2.0676e-05 | 3.0318e-05 | 3.9533e-05 | 4.8266e-05 | 5.6667e-05 | 6.4918e-05 | 6.247e-05 | 6.0669e-05 | 5.9176e-05
| Clothes Washer Oil WH_Com, O - HWat [unit w/ gas dry - Water Heater] | O | Yes | Health Service | Water Heating | REPL | 0.00015606 | 0.00031027 | 0.00046379 | 0.00061578 | 0.0007664 | 0.00091572 | 0.0010639 | 0.0010549 | 0.0010466 | 0.0010376
| Clothes Washer Oil WH_Com, O - HWat [unit w/ propane dry - Water Heater] | O | Yes | Health Service | Water Heating | NC | 1.6007e-05 | 3.1014e-05 | 4.5477e-05 | 5.9299e-05 | 7.2399e-05 | 8.5e-05 | 9.7377e-05 | 9.3705e-05 | 9.1004e-05 | 8.8764e-05
| Clothes Washer Oil WH_Com, O - HWat [unit w/ propane dry - Water Heater] | O | Yes | Health Service | Water Heating | REPL | 0.00023409 | 0.0004654 | 0.00069569 | 0.00092367 | 0.0011496 | 0.0013736 | 0.0015959 | 0.0015824 | 0.0015698 | 0.0015565
| Dishwasher_Com, O - HWat [Building w oil WH] | O | Yes | Health Service | Water Heating | NC | 2.7299e-06 | 5.2893e-06 | 7.7559e-06 | 1.0113e-05 | 1.2348e-05 | 1.4496e-05 | 1.6607e-05 | 1.869e-05 | 2.0747e-05 | 2.277e-05
| Dishwasher_Com, O - HWat [Building w oil WH] | O | Yes | Health Service | Water Heating | REPL | 2.2092e-05 | 4.3922e-05 | 6.5655e-05 | 8.717e-05 | 0.00010849 | 0.00012963 | 0.00015061 | 0.00017142 | 0.00019207 | 0.00021254
| Faucet Aerator_Com, O - HWat | O | Yes | Health Service | Water Heating | RET | 0.0038971 | 0.0077481 | 0.011582 | 0.015377 | 0.019139 | 0.022868 | 0.026569 | 0.03024 | 0.033883 | 0.037494
| Pre Rinse Sprayers_Com, O - HWat | O | Yes | Health Service | Water Heating | RET | 0.00082056 | 0.0016314 | 0.0024386 | 0.0025038 | 0.0025706 | 0.0025471 | 0.002526 | 0.0025055 | 0.0024858 | 0.0024656
| FF Storage Water Heater_Com, O - HWat | O | Yes | Health Service | Water Heating | NC | 0.00073025 | 0.0014149 | 0.0020747 | 0.0027053 | 0.003303 | 0.0038778 | 0.0044425 | 0.0049996 | 0.0055498 | 0.0060909
| FF Storage Water Heater_Com, O - HWat | O | No | Health Service | Water Heating | RET | 0.005106 | 0.0098068 | 0.014167 | 0.018189 | 0.021902 | 0.025332 | 0.028504 | 0.031775 | 0.035134 | 0.03857
| FF Storage Water Heater_Com, O - HWat | O | Yes | Health Service | Water Heating | REPL | 0.0049837 | 0.0089235 | 0.012355 | 0.015268 | 0.017673 | 0.01958 | 0.021 | 0.02227 | 0.023392 | 0.024368
| FF Instantaneous Water Heater_Com, O - HWat | O | No | Health Service | Water Heating | NC | 0.001224 | 0.0023715 | 0.0034775 | 0.0045344 | 0.0055362 | 0.0064997 | 0.0074462 | 0.0083799 | 0.0093022 | 0.010209
| FF Instantaneous Water Heater_Com, O - HWat | O | No | Health Service | Water Heating | RET | 0.0085583 | 0.016438 | 0.023746 | 0.030487 | 0.036711 | 0.04246 | 0.047777 | 0.052691 | 0.057233 | 0.061428
| FF Instantaneous Water Heater_Com, O - HWat | O | No | Health Service | Water Heating | REPL | 0.0062651 | 0.011218 | 0.015532 | 0.019193 | 0.022216 | 0.024614 | 0.026399 | 0.02758 | 0.028165 | 0.028165
| Pnemautic to DDC_Com, O - TotF [Building w Oil Heat] | O | No | Health Service | Total FF | RET | 0.20953 | 0.41658 | 0.62271 | 0.82677 | 1.029 | 1.2295 | 1.4285 | 1.6259 | 1.8217 | 2.0159
| Data Center_Com, O - TotF [Building w Oil Heat] | O | Yes | Health Service | Total FF | NC | 0 | 0 | 0 | 0 | 0 | 0 | 0 | 0 | 0 | 0
| Data Center_Com, O - TotF [Building w Oil Heat] | O | Yes | Health Service | Total FF | RET | 0 | 0 | 0 | 0 | 0 | 0 | 0 | 0 | 0 | 0
| RCx_Com, O - TotF [Building w Oil Heat] | O | Yes | Health Service | Total FF | RET | 0.48559 | 0.96544 | 1.4431 | 1.9161 | 2.3847 | 2.8494 | 3.3105 | 3.768 | 3.7363 | 3.7064
| Commissioning_Com, O - TotF [Building w Oil Heat] | O | Yes | Health Service | Total FF | NC | 0 | 0 | 0 | 0 | 0 | 0 | 0 | 0 | 0 | 0
| Integrated Building Design_Com, O - TotF [Building w Oil Heat] | O | Yes | Health Service | Total FF | NC | 0.037395 | 0.072454 | 0.10624 | 0.13853 | 0.16914 | 0.19858 | 0.22749 | 0.25602 | 0.2842 | 0.3119
| Deep Energy Retrofit_Com, O - TotF [Building w Oil Heat] | O | Yes | Health Service | Total FF | RET | 0.13412 | 0.26664 | 0.39858 | 0.5292 | 0.65864 | 0.78697 | 0.91433 | 1.0407 | 1.166 | 1.2903
| EMS_Com, O - TotF [Building w Oil Heat] | O | Yes | Health Service | Total FF | NC | 0.072877 | 0.1412 | 0.20705 | 0.26998 | 0.32963 | 0.387 | 0.44335 | 0.49895 | 0.55386 | 0.60786
| EMS_Com, O - TotF [Building w Oil Heat] | O | No | Health Service | Total FF | RET | 0.90976 | 1.8087 | 2.7037 | 3.5897 | 4.4678 | 5.3383 | 6.2022 | 7.0594 | 7.9097 | 8.7527
| Int Ltg Ctrls_Com, E/O - IntL | E | Yes | Health Service | Interior Lighting | RET | -0.55035 | -1.0761 | -1.6151 | -2.1673 | -2.7284 | -3.3005 | -3.8626 | -4.4304 | -4.4495 | -4.4812
| Exit Sign RetFit_Com, E/O - IntL | E | Yes | Health Service | Interior Lighting | RET | -0.077233 | -0.15102 | -0.22666 | -0.30415 | -0.38289 | -0.46317 | -0.54206 | -0.62174 | -0.70165 | -0.77988
| Repl Scre_Com, E/O - IntL | E | Yes | Health Service | Interior Lighting | NC | -0.044903 | -0.08854 | -0.043637 | 0 | 0 | 0 | 0 | 0 | 0 | 0
| Repl Scre_Com, E/O - IntL | E | Yes | Health Service | Interior Lighting | RET | -0.26522 | -0.51859 | -0.25337 | 0 | 0 | 0 | 0 | 0 | 0 | 0
| Repl Scre_Com, E/O - IntL | E | Yes | Health Service | Interior Lighting | REPL | -2.3046 | -4.5063 | -2.2017 | 0 | 0 | 0 | 0 | 0 | 0 | 0
| Lin LED Fixture_Com, E/O - IntL | E | Yes | Health Service | Interior Lighting | NC | -0.015388 | -0.030341 | -0.045049 | -0.059521 | -0.073127 | -0.086461 | -0.099691 | -0.11258 | -0.12545 | -0.13845
| Lin LED Fixture_Com, E/O - IntL | E | No | Health Service | Interior Lighting | RET | -0.13577 | -0.25533 | -0.36833 | -0.47504 | -0.57499 | -0.66893 | -0.75404 | -0.83327 | -0.91253 | -0.98996
| Lin LED Fixture_Com, E/O - IntL | E | Yes | Health Service | Interior Lighting | REPL | -0.095182 | -0.16793 | -0.23318 | -0.29048 | -0.339 | -0.37857 | -0.40774 | -0.42738 | -0.44145 | -0.4497
| LED Tube Repl_Com, E/O - IntL | E | Yes | Health Service | Interior Lighting | RET | -0.85418 | -1.6064 | -2.3174 | -2.9887 | -3.6175 | -4.2673 | -4.9137 | -5.5739 | -6.2425 | -6.9034
| LED Tube Repl_Com, E/O - IntL | E | Yes | Health Service | Interior Lighting | REPL | -0.87943 | -1.5516 | -2.1545 | -2.6839 | -3.1322 | -3.5583 | -3.9467 | -4.3083 | -4.64 | -4.9348
| Repl pin CFL wLED_Com, E/O - IntL | E | Yes | Health Service | Interior Lighting | RET | -0.035653 | -0.067536 | -0.098133 | -0.12748 | -0.15538 | -0.18607 | -0.21828 | -0.25276 | -0.28915 | -0.32527
| Repl pin CFL wLED_Com, E/O - IntL | E | Yes | Health Service | Interior Lighting | REPL | -0.041076 | -0.072469 | -0.10063 | -0.12536 | -0.1463 | -0.16804 | -0.18981 | -0.21218 | -0.23502 | -0.25777
| Stair Occ Sensor_Com, E/O - IntL | E | No | Health Service | Interior Lighting | NC | -0.010144 | -0.020003 | -0.029699 | -0.039239 | -0.048209 | -0.056999 | -0.065722 | -0.074217 | -0.082706 | -0.09127
| Stair Occ Sensor_Com, E/O - IntL | E | No | Health Service | Interior Lighting | RET | -0.078098 | -0.15271 | -0.2292 | -0.30756 | -0.38717 | -0.46835 | -0.54813 | -0.6287 | -0.7095 | -0.78861
| Int Delamping_Com, E/O - IntL | E | Yes | Health Service | Interior Lighting | RET | -0.007471 | -0.014608 | -0.021926 | -0.029422 | -0.037038 | -0.044804 | -0.052435 | -0.060143 | -0.067872 | -0.075441
| Int Ltg Dsgn_Com, E/O - IntL | E | Yes | Health Service | Interior Lighting | NC | -0.016539 | -0.032611 | -0.048419 | -0.063973 | -0.078597 | -0.092929 | -0.10715 | -0.121 | -0.13484 | -0.1488
| Guest Room EM_Com, O - Heat [Building w Oil Heat] | O | Yes | Lodging | Space Heating | RET | 38.4664 | 76.477 | 114.318 | 151.7803 | 188.9067 | 225.7129 | 262.2431 | 298.4845 | 295.9712 | 293.6054
| DCV_Com, O - Heat [Building w Oil Heat] | O | Yes | Lodging | Space Heating | RET | 16.5488 | 32.9016 | 49.1814 | 65.2982 | 81.2705 | 97.1051 | 112.8209 | 128.4126 | 143.8801 | 159.215
| Optimized Unitary AC Sys_Com, O - Heat [Building w Oil Heat] | O | Yes | Lodging | Space Heating | NC | 6.2841 | 12.1758 | 17.8539 | 23.2803 | 28.4235 | 33.3703 | 38.2294 | 43.0235 | 47.7587 | 52.4147
| Cool Roof_Com, O - Heat [Building w Oil Heat] | O | No | Lodging | Space Heating | NC | -0.32226 | -0.6244 | -0.91558 | -1.1939 | -1.4576 | -1.7113 | -1.9605 | -2.2063 | -2.4492 | -2.6879
| Cool Roof_Com, O - Heat [Building w Oil Heat] | O | No | Lodging | Space Heating | RET | -1.6825 | -3.3451 | -5.0002 | -6.6388 | -8.2627 | -9.8726 | -11.4704 | -13.0556 | -14.6282 | -16.1872
| Programmable TStat_Com, O - Heat [Building w Oil Heat] | O | Yes | Lodging | Space Heating | NC | 0 | 0 | 0 | 0 | 0 | 0 | 0 | 0 | 0 | 0
| Programmable TStat_Com, O - Heat [Building w Oil Heat] | O | Yes | Lodging | Space Heating | RET | 0 | 0 | 0 | 0 | 0 | 0 | 0 | 0 | 0 | 0
| Smart TStat_Com, O - Heat [Building w Oil Heat] | O | Yes | Lodging | Space Heating | NC | 0.87252 | 1.6906 | 2.4789 | 3.2324 | 3.9465 | 4.6333 | 5.308 | 5.9736 | 6.6311 | 7.2776
| Smart TStat_Com, O - Heat [Building w Oil Heat] | O | Yes | Lodging | Space Heating | RET | 3.2032 | 6.3684 | 9.5194 | 12.639 | 15.7305 | 18.7955 | 21.8374 | 24.8553 | 27.8491 | 30.8173
| Boiler Blowdown Controls_Com, O - Heat | O | No | Lodging | Space Heating | RET | 0.81966 | 1.6296 | 2.436 | 3.2342 | 4.0253 | 3.99 | 3.9584 | 3.9243 | 3.8922 | 3.8606
| Boiler Modifications_Com, O - Heat | O | Yes | Lodging | Space Heating | RET | 2.8083 | 5.5834 | 8.346 | 11.0811 | 13.7916 | 16.4787 | 19.1456 | 21.7915 | 22.4628 | 22.2799
| Boilers_Com, O - Heat | O | No | Lodging | Space Heating | NC | 0.29053 | 0.56291 | 0.82542 | 1.0763 | 1.3141 | 1.5428 | 1.7674 | 1.9891 | 2.208 | 2.4232
| Boilers_Com, O - Heat | O | No | Lodging | Space Heating | RET | 2.3777 | 4.5394 | 6.5194 | 8.3228 | 9.9672 | 11.4671 | 12.8368 | 14.087 | 15.2281 | 16.2689
| Boilers_Com, O - Heat | O | No | Lodging | Space Heating | REPL | 1.1897 | 2.1301 | 2.9493 | 3.6445 | 4.2186 | 4.6739 | 5.0128 | 5.237 | 5.3482 | 5.3482
| Furnace_Com, O - Heat | O | Yes | Lodging | Space Heating | NC | 1.5169 | 2.9391 | 4.3097 | 5.6196 | 6.8611 | 8.0552 | 9.2281 | 10.3853 | 11.5284 | 12.6523
| Furnace_Com, O - Heat | O | Yes | Lodging | Space Heating | RET | 13.9783 | 26.5476 | 37.9344 | 48.1926 | 57.4436 | 65.7893 | 73.3268 | 80.1316 | 86.2746 | 91.8167
| Furnace_Com, O - Heat | O | Yes | Lodging | Space Heating | REPL | 6.7516 | 12.0889 | 16.7382 | 20.6834 | 23.9417 | 26.5257 | 28.4493 | 29.7215 | 30.3525 | 30.3525
| Destratification Fans_Com, O - Heat | O | No | Lodging | Space Heating | NC | 0.45937 | 0.89005 | 1.3051 | 1.7018 | 2.0778 | 2.4394 | 2.7946 | 3.145 | 3.4912 | 3.8315
| Destratification Fans_Com, O - Heat | O | No | Lodging | Space Heating | RET | 2.2393 | 4.3415 | 6.3297 | 8.1995 | 9.9599 | 11.6179 | 13.1812 | 14.8889 | 16.731 | 18.6965
| Destratification Fans_Com, O - Heat | O | No | Lodging | Space Heating | REPL | 3.1351 | 5.6134 | 7.7723 | 9.6042 | 11.1172 | 12.3171 | 13.2103 | 14.1292 | 15.0734 | 16.0418
| Energy Recovery Ventilator_Com, O - Heat | O | Yes | Lodging | Space Heating | NC | 1.2602 | 2.4417 | 3.5803 | 4.6685 | 5.6999 | 6.6919 | 7.6663 | 8.6276 | 9.5772 | 10.5109
| Energy Recovery Ventilator_Com, O - Heat | O | Yes | Lodging | Space Heating | RET | 10.9654 | 20.8799 | 29.9112 | 38.0921 | 45.5105 | 52.2399 | 58.351 | 64.2429 | 69.9327 | 75.4329
| Energy Recovery Ventilator_Com, O - Heat | O | Yes | Lodging | Space Heating | REPL | 8.6003 | 15.3991 | 21.3215 | 26.347 | 30.4973 | 33.789 | 36.2392 | 38.1299 | 39.4696 | 40.2666
| Forced Air Heating Maintenance_Com, O - Heat | O | Yes | Lodging | Space Heating | RET | 0.25925 | 0.51542 | 0.77045 | 1.0229 | 1.2731 | 1.262 | 1.252 | 1.2412 | 1.231 | 1.221
| Steam Trap Maintenance_Com, O - Heat | O | Yes | Lodging | Space Heating | RET | 0.76072 | 1.5124 | 2.2608 | 3.0017 | 3.7359 | 4.4638 | 4.4255 | 4.3905 | 4.3532 | 4.3172
| Windows_Com, O - Heat [Building w Oil Heat] | O | Yes | Lodging | Space Heating | NC | 1.4378 | 2.7858 | 4.0849 | 5.3265 | 6.5032 | 7.635 | 8.7468 | 9.8436 | 10.927 | 11.9923
| Window Film_Com, O - Heat [Building w Oil Heat] | O | No | Lodging | Space Heating | RET | 0 | 0 | 0 | 0 | 0 | 0 | 0 | 0 | 0 | 0
| Kitchen DCV_Com, O - Heat [Building w Oil Heat] | O | Yes | Lodging | Space Heating | NC | 0.94154 | 1.8243 | 2.675 | 3.4881 | 4.2587 | 4.9998 | 5.7279 | 6.4462 | 7.1556 | 7.8532
| Kitchen DCV_Com, O - Heat [Building w Oil Heat] | O | Yes | Lodging | Space Heating | RET | 8.9639 | 16.9979 | 24.2522 | 30.766 | 36.621 | 41.8857 | 46.625 | 51.0209 | 55.1067 | 58.9098
| Kitchen DCV_Com, O - Heat [Building w Oil Heat] | O | Yes | Lodging | Space Heating | REPL | 6.4258 | 11.5055 | 15.9304 | 19.6852 | 22.7861 | 25.2455 | 27.0762 | 28.3812 | 29.1687 | 29.4465
| Duct Sealing Non Regulated_Com, O - Heat [Building w Oil Heat] | O | Yes | Lodging | Space Heating | RET | 5.5754 | 11.0847 | 16.5694 | 21.9992 | 27.3803 | 32.715 | 38.0098 | 43.2626 | 48.4737 | 53.6401
| Clothes Washer Oil WH_Com, O - HWat [unit w/ elec dry - Water Heater] | O | Yes | Lodging | Water Heating | NC | 0.0043186 | 0.0083676 | 0.01227 | 0.015999 | 0.019534 | 0.022933 | 0.026272 | 0.025282 | 0.024553 | 0.023949
| Clothes Washer Oil WH_Com, O - HWat [unit w/ elec dry - Water Heater] | O | Yes | Lodging | Water Heating | REPL | 0.063158 | 0.12557 | 0.1877 | 0.24921 | 0.31016 | 0.3706 | 0.43057 | 0.42692 | 0.42354 | 0.41994
| Clothes Washer Oil WH_Com, O - HWat [unit w/ gas dry - Water Heater] | O | Yes | Lodging | Water Heating | NC | 0.00071977 | 0.0013946 | 0.002045 | 0.0026665 | 0.0032556 | 0.0038222 | 0.0043787 | 0.0042136 | 0.0040922 | 0.0039914
| Clothes Washer Oil WH_Com, O - HWat [unit w/ gas dry - Water Heater] | O | Yes | Lodging | Water Heating | REPL | 0.010526 | 0.020928 | 0.031283 | 0.041534 | 0.051694 | 0.061766 | 0.071762 | 0.071154 | 0.070591 | 0.06999
| Clothes Washer Oil WH_Com, O - HWat [unit w/ propane dry - Water Heater] | O | Yes | Lodging | Water Heating | NC | 0.0010797 | 0.0020919 | 0.0030674 | 0.0039997 | 0.0048834 | 0.0057333 | 0.0065681 | 0.0063204 | 0.0061383 | 0.0059872
| Clothes Washer Oil WH_Com, O - HWat [unit w/ propane dry - Water Heater] | O | Yes | Lodging | Water Heating | REPL | 0.015789 | 0.031392 | 0.046924 | 0.062302 | 0.077541 | 0.092649 | 0.10764 | 0.10673 | 0.10589 | 0.10498
| Ozone Laundry_Com, O - HWat | O | Yes | Lodging | Water Heating | RET | 0.12763 | 0.25376 | 0.37932 | 0.50362 | 0.62681 | 0.74893 | 0.87014 | 0.99039 | 1.1097 | 1.228
| Dishwasher_Com, O - HWat [Building w oil WH] | O | Yes | Lodging | Water Heating | NC | 8.1837e-05 | 0.00015856 | 0.00023251 | 0.00030318 | 0.00037015 | 0.00043458 | 0.00049786 | 0.00056029 | 0.00062195 | 0.00068259
| Dishwasher_Com, O - HWat [Building w oil WH] | O | Yes | Lodging | Water Heating | REPL | 0.00066227 | 0.0013167 | 0.0019682 | 0.0026132 | 0.0032524 | 0.0038861 | 0.004515 | 0.005139 | 0.005758 | 0.0063717
| Faucet Aerator_Com, O - HWat | O | Yes | Lodging | Water Heating | RET | 0.012981 | 0.025808 | 0.038578 | 0.05122 | 0.063749 | 0.07617 | 0.088497 | 0.10073 | 0.11286 | 0.12489
| Pre Rinse Sprayers_Com, O - HWat | O | Yes | Lodging | Water Heating | RET | 0.0020175 | 0.0040111 | 0.0059959 | 0.0061562 | 0.0063203 | 0.0062626 | 0.0062106 | 0.0061603 | 0.0061119 | 0.0060621
| FF Storage Water Heater_Com, O - HWat | O | Yes | Lodging | Water Heating | NC | 0.010946 | 0.021208 | 0.031098 | 0.04055 | 0.049508 | 0.058125 | 0.066588 | 0.074939 | 0.083186 | 0.091296
| FF Storage Water Heater_Com, O - HWat | O | No | Lodging | Water Heating | RET | 0.076533 | 0.14699 | 0.21235 | 0.27263 | 0.32829 | 0.37971 | 0.42725 | 0.47627 | 0.52662 | 0.57813
| FF Storage Water Heater_Com, O - HWat | O | Yes | Lodging | Water Heating | REPL | 0.074701 | 0.13375 | 0.1852 | 0.22885 | 0.2649 | 0.29349 | 0.31477 | 0.3338 | 0.35062 | 0.36525
| FF Instantaneous Water Heater_Com, O - HWat | O | No | Lodging | Water Heating | NC | 0.018346 | 0.035547 | 0.052124 | 0.067967 | 0.082982 | 0.097424 | 0.11161 | 0.12561 | 0.13943 | 0.15302
| FF Instantaneous Water Heater_Com, O - HWat | O | No | Lodging | Water Heating | RET | 0.12828 | 0.24638 | 0.35593 | 0.45697 | 0.55026 | 0.63644 | 0.71612 | 0.78978 | 0.85786 | 0.92074
| FF Instantaneous Water Heater_Com, O - HWat | O | No | Lodging | Water Heating | REPL | 0.093907 | 0.16814 | 0.23281 | 0.28768 | 0.333 | 0.36894 | 0.3957 | 0.41339 | 0.42217 | 0.42217
| Pnemautic to DDC_Com, O - TotF [Building w Oil Heat] | O | Yes | Lodging | Total FF | RET | 3.1407 | 6.2442 | 9.3338 | 12.3925 | 15.4238 | 18.4289 | 21.4115 | 24.3705 | 27.306 | 30.2163
| RCx_Com, O - TotF [Building w Oil Heat] | O | Yes | Lodging | Total FF | RET | 6.8504 | 13.6197 | 20.3588 | 27.0304 | 33.6422 | 40.1969 | 46.7025 | 53.1567 | 52.7092 | 52.2878
| Commissioning_Com, O - TotF [Building w Oil Heat] | O | Yes | Lodging | Total FF | NC | 0 | 0 | 0 | 0 | 0 | 0 | 0 | 0 | 0 | 0
| Integrated Building Design_Com, O - TotF [Building w Oil Heat] | O | Yes | Lodging | Total FF | NC | 0.56051 | 1.086 | 1.5925 | 2.0765 | 2.5352 | 2.9765 | 3.4099 | 3.8375 | 4.2598 | 4.6751
| Deep Energy Retrofit_Com, O - TotF [Building w Oil Heat] | O | Yes | Lodging | Total FF | RET | 2.0103 | 3.9967 | 5.9743 | 7.9321 | 9.8724 | 11.7959 | 13.7049 | 15.5989 | 17.4779 | 19.3407
| EMS_Com, O - TotF [Building w Oil Heat] | O | Yes | Lodging | Total FF | NC | 1.0924 | 2.1165 | 3.1035 | 4.0468 | 4.9408 | 5.8007 | 6.6454 | 7.4787 | 8.3018 | 9.1112
| EMS_Com, O - TotF [Building w Oil Heat] | O | Yes | Lodging | Total FF | RET | 13.6364 | 27.1111 | 40.5258 | 53.8062 | 66.9675 | 80.0153 | 92.9653 | 105.8129 | 118.5583 | 131.1944
| Int Ltg Ctrls_Com, E/O - IntL | E | Yes | Lodging | Interior Lighting | RET | -0.099898 | -0.19533 | -0.29318 | -0.39341 | -0.49525 | -0.59909 | -0.70113 | -0.8042 | -0.80765 | -0.81341
| Exit Sign RetFit_Com, E/O - IntL | E | Yes | Lodging | Interior Lighting | RET | -0.0061111 | -0.011949 | -0.017935 | -0.024066 | -0.030296 | -0.036648 | -0.04289 | -0.049195 | -0.055518 | -0.061708
| LED HiLo Bay_Com, E/O - IntL | E | Yes | Lodging | Interior Lighting | NC | -0.00011814 | -0.00023296 | -0.00034588 | -0.00045699 | -0.00056145 | -0.00066383 | -0.00076541 | -0.00086435 | -0.00096322 | -0.001063
| LED HiLo Bay_Com, E/O - IntL | E | Yes | Lodging | Interior Lighting | RET | -0.0012127 | -0.0022933 | -0.0033265 | -0.0043137 | -0.0052491 | -0.0061387 | -0.0069541 | -0.0077221 | -0.0084404 | -0.0091668
| LED HiLo Bay_Com, E/O - IntL | E | Yes | Lodging | Interior Lighting | REPL | -0.0006311 | -0.0011134 | -0.0015461 | -0.0019261 | -0.0022477 | -0.0025101 | -0.0027035 | -0.0028338 | -0.0028991 | -0.0029357
| Repl Scre_Com, E/O - IntL | E | Yes | Lodging | Interior Lighting | NC | -0.022622 | -0.044605 | -0.021984 | 0 | 0 | 0 | 0 | 0 | 0 | 0
| Repl Scre_Com, E/O - IntL | E | Yes | Lodging | Interior Lighting | RET | -0.046314 | -0.09056 | -0.044246 | 0 | 0 | 0 | 0 | 0 | 0 | 0
| Repl Scre_Com, E/O - IntL | E | Yes | Lodging | Interior Lighting | REPL | -1.161 | -2.2702 | -1.1092 | 0 | 0 | 0 | 0 | 0 | 0 | 0
| Lin LED Fixture_Com, E/O - IntL | E | Yes | Lodging | Interior Lighting | NC | -0.0013274 | -0.0026175 | -0.0038863 | -0.0051347 | -0.0063084 | -0.0074587 | -0.0086001 | -0.0097118 | -0.010823 | -0.011943
| Lin LED Fixture_Com, E/O - IntL | E | No | Lodging | Interior Lighting | RET | -0.012277 | -0.023089 | -0.033307 | -0.042957 | -0.051995 | -0.06049 | -0.068185 | -0.075351 | -0.082518 | -0.089519
| Lin LED Fixture_Com, E/O - IntL | E | Yes | Lodging | Interior Lighting | REPL | -0.0082111 | -0.014487 | -0.020116 | -0.025059 | -0.029244 | -0.032658 | -0.035175 | -0.036869 | -0.038082 | -0.038794
| LED Tube Repl_Com, E/O - IntL | E | Yes | Lodging | Interior Lighting | RET | -0.077241 | -0.14526 | -0.20955 | -0.27026 | -0.32712 | -0.38588 | -0.44433 | -0.50403 | -0.5645 | -0.62425
| LED Tube Repl_Com, E/O - IntL | E | Yes | Lodging | Interior Lighting | REPL | -0.075866 | -0.13385 | -0.18586 | -0.23153 | -0.2702 | -0.30696 | -0.34047 | -0.37166 | -0.40028 | -0.42571
| Repl pin CFL wLED_Com, E/O - IntL | E | Yes | Lodging | Interior Lighting | RET | -0.0034713 | -0.0065755 | -0.0095546 | -0.012411 | -0.015129 | -0.018116 | -0.021253 | -0.02461 | -0.028153 | -0.03167
| Repl pin CFL wLED_Com, E/O - IntL | E | Yes | Lodging | Interior Lighting | REPL | -0.0099044 | -0.017474 | -0.024264 | -0.030227 | -0.035275 | -0.040519 | -0.045767 | -0.051162 | -0.056669 | -0.062154
| Stair Occ Sensor_Com, E/O - IntL | E | No | Lodging | Interior Lighting | NC | -0.00088988 | -0.0017547 | -0.0026052 | -0.0034421 | -0.004229 | -0.0050001 | -0.0057652 | -0.0065105 | -0.0072551 | -0.0080064
| Stair Occ Sensor_Com, E/O - IntL | E | No | Lodging | Interior Lighting | RET | -0.0068509 | -0.013396 | -0.020106 | -0.02698 | -0.033964 | -0.041085 | -0.048083 | -0.055151 | -0.062238 | -0.069179
| Int Delamping_Com, E/O - IntL | E | Yes | Lodging | Interior Lighting | RET | -0.00064451 | -0.0012602 | -0.0018915 | -0.0025381 | -0.0031952 | -0.0038651 | -0.0045234 | -0.0051884 | -0.0058552 | -0.006508
| Int Ltg Dsgn_Com, E/O - IntL | E | Yes | Lodging | Interior Lighting | NC | -0.0029942 | -0.0059039 | -0.0087658 | -0.011582 | -0.014229 | -0.016824 | -0.019398 | -0.021906 | -0.024411 | -0.026939
| DCV_Com, O - Heat [Building w Oil Heat] | O | Yes | Small Retail | Space Heating | RET | 11.4119 | 22.6885 | 33.9148 | 45.0288 | 56.0431 | 66.9624 | 77.7999 | 88.5516 | 99.2179 | 109.7926
| Optimized Unitary AC Sys_Com, O - Heat [Building w Oil Heat] | O | Yes | Small Retail | Space Heating | NC | 4.3334 | 8.3963 | 12.3118 | 16.0538 | 19.6004 | 23.0117 | 26.3625 | 29.6684 | 32.9338 | 36.1445
| Cool Roof_Com, O - Heat [Building w Oil Heat] | O | No | Small Retail | Space Heating | NC | -0.22223 | -0.43058 | -0.63137 | -0.82327 | -1.0052 | -1.1801 | -1.3519 | -1.5215 | -1.6889 | -1.8536
| Cool Roof_Com, O - Heat [Building w Oil Heat] | O | No | Small Retail | Space Heating | RET | -1.1602 | -2.3067 | -3.4481 | -4.578 | -5.6978 | -6.808 | -7.9098 | -9.003 | -10.0874 | -11.1625
| Programmable TStat_Com, O - Heat [Building w Oil Heat] | O | Yes | Small Retail | Space Heating | NC | 0 | 0 | 0 | 0 | 0 | 0 | 0 | 0 | 0 | 0
| Programmable TStat_Com, O - Heat [Building w Oil Heat] | O | Yes | Small Retail | Space Heating | RET | 0 | 0 | 0 | 0 | 0 | 0 | 0 | 0 | 0 | 0
| Smart TStat_Com, O - Heat [Building w Oil Heat] | O | Yes | Small Retail | Space Heating | NC | 1.2788 | 2.4777 | 3.6331 | 4.7374 | 5.784 | 6.7906 | 7.7794 | 8.755 | 9.7186 | 10.666
| Smart TStat_Com, O - Heat [Building w Oil Heat] | O | Yes | Small Retail | Space Heating | RET | 4.6946 | 9.3335 | 13.9517 | 18.5237 | 23.0547 | 27.5467 | 32.0049 | 36.428 | 40.8158 | 45.166
| Boiler Blowdown Controls_Com, O - Heat | O | No | Small Retail | Space Heating | RET | 1.4725 | 2.9276 | 4.3763 | 5.8104 | 7.2316 | 7.1681 | 7.1114 | 7.0501 | 6.9924 | 6.9357
| Boiler Modifications_Com, O - Heat | O | Yes | Small Retail | Space Heating | RET | 5.0452 | 10.0307 | 14.9939 | 19.9074 | 24.7768 | 29.6043 | 34.3956 | 39.149 | 40.3548 | 40.0263
| Boilers_Com, O - Heat | O | No | Small Retail | Space Heating | NC | 0.52193 | 1.0113 | 1.4829 | 1.9336 | 2.3608 | 2.7716 | 3.1752 | 3.5734 | 3.9667 | 4.3534
| Boilers_Com, O - Heat | O | No | Small Retail | Space Heating | RET | 4.2716 | 8.1551 | 11.7122 | 14.9522 | 17.9064 | 20.601 | 23.0616 | 25.3076 | 27.3575 | 29.2275
| Boilers_Com, O - Heat | O | No | Small Retail | Space Heating | REPL | 2.1372 | 3.8268 | 5.2985 | 6.5474 | 7.5788 | 8.3968 | 9.0057 | 9.4084 | 9.6082 | 9.6082
| Furnace_Com, O - Heat | O | Yes | Small Retail | Space Heating | NC | 0.61725 | 1.196 | 1.7537 | 2.2867 | 2.7919 | 3.2778 | 3.755 | 4.2259 | 4.691 | 5.1484
| Furnace_Com, O - Heat | O | Yes | Small Retail | Space Heating | RET | 5.6879 | 10.8025 | 15.436 | 19.6102 | 23.3745 | 26.7705 | 29.8376 | 32.6066 | 35.1062 | 37.3614
| Furnace_Com, O - Heat | O | Yes | Small Retail | Space Heating | REPL | 2.7473 | 4.9191 | 6.811 | 8.4164 | 9.7422 | 10.7937 | 11.5764 | 12.094 | 12.3508 | 12.3508
| Energy Recovery Ventilator_Com, O - Heat | O | Yes | Small Retail | Space Heating | NC | 0.869 | 1.6837 | 2.4689 | 3.2193 | 3.9305 | 4.6146 | 5.2866 | 5.9495 | 6.6043 | 7.2482
| Energy Recovery Ventilator_Com, O - Heat | O | Yes | Small Retail | Space Heating | RET | 7.5616 | 14.3985 | 20.6264 | 26.2678 | 31.3835 | 36.0239 | 40.2381 | 44.3011 | 48.2247 | 52.0176
| Energy Recovery Ventilator_Com, O - Heat | O | Yes | Small Retail | Space Heating | REPL | 5.9307 | 10.619 | 14.703 | 18.1685 | 21.0306 | 23.3004 | 24.9901 | 26.2939 | 27.2177 | 27.7673
| Forced Air Heating Maintenance_Com, O - Heat | O | Yes | Small Retail | Space Heating | RET | 0.10549 | 0.20973 | 0.31351 | 0.41624 | 0.51806 | 0.51351 | 0.50945 | 0.50506 | 0.50092 | 0.49686
| Steam Trap Maintenance_Com, O - Heat | O | Yes | Small Retail | Space Heating | RET | 1.3667 | 2.7171 | 4.0616 | 5.3925 | 6.7116 | 8.0193 | 7.9505 | 7.8876 | 7.8205 | 7.756
| Windows_Com, O - Heat [Building w Oil Heat] | O | Yes | Small Retail | Space Heating | NC | 0.99147 | 1.921 | 2.8169 | 3.6731 | 4.4845 | 5.265 | 6.0317 | 6.788 | 7.5351 | 8.2697
| Window Film_Com, O - Heat [Building w Oil Heat] | O | No | Small Retail | Space Heating | RET | 0 | 0 | 0 | 0 | 0 | 0 | 0 | 0 | 0 | 0
| Kitchen DCV_Com, O - Heat [Building w Oil Heat] | O | Yes | Small Retail | Space Heating | NC | 0.011347 | 0.021985 | 0.032237 | 0.042035 | 0.051321 | 0.060253 | 0.069027 | 0.077683 | 0.086233 | 0.09464
| Kitchen DCV_Com, O - Heat [Building w Oil Heat] | O | Yes | Small Retail | Space Heating | RET | 0.10802 | 0.20484 | 0.29226 | 0.37076 | 0.44132 | 0.50477 | 0.56188 | 0.61486 | 0.66409 | 0.70993
| Kitchen DCV_Com, O - Heat [Building w Oil Heat] | O | Yes | Small Retail | Space Heating | REPL | 0.077437 | 0.13865 | 0.19198 | 0.23723 | 0.2746 | 0.30424 | 0.3263 | 0.34202 | 0.35151 | 0.35486
| Duct Sealing Non Regulated_Com, O - Heat [Building w Oil Heat] | O | Yes | Small Retail | Space Heating | RET | 3.8447 | 7.6438 | 11.426 | 15.1703 | 18.8811 | 22.5599 | 26.211 | 29.8333 | 33.4268 | 36.9895
| Clothes Washer Oil WH_Com, O - HWat [unit w/ elec dry - Water Heater] | O | Yes | Small Retail | Water Heating | NC | 5.2944e-05 | 0.00010258 | 0.00015042 | 0.00019614 | 0.00023947 | 0.00028114 | 0.00032208 | 0.00030994 | 0.000301 | 0.00029359
| Clothes Washer Oil WH_Com, O - HWat [unit w/ elec dry - Water Heater] | O | Yes | Small Retail | Water Heating | REPL | 0.00077427 | 0.0015394 | 0.002301 | 0.0030551 | 0.0038024 | 0.0045433 | 0.0052786 | 0.0052338 | 0.0051924 | 0.0051481
| Clothes Washer Oil WH_Com, O - HWat [unit w/ gas dry - Water Heater] | O | Yes | Small Retail | Water Heating | NC | 8.8239e-06 | 1.7097e-05 | 2.507e-05 | 3.2689e-05 | 3.9911e-05 | 4.6857e-05 | 5.368e-05 | 5.1656e-05 | 5.0167e-05 | 4.8932e-05
| Clothes Washer Oil WH_Com, O - HWat [unit w/ gas dry - Water Heater] | O | Yes | Small Retail | Water Heating | REPL | 0.00012905 | 0.00025656 | 0.00038351 | 0.00050918 | 0.00063373 | 0.00075721 | 0.00087976 | 0.0008723 | 0.00086539 | 0.00085802
| Clothes Washer Oil WH_Com, O - HWat [unit w/ propane dry - Water Heater] | O | Yes | Small Retail | Water Heating | NC | 1.3236e-05 | 2.5645e-05 | 3.7605e-05 | 4.9034e-05 | 5.9867e-05 | 7.0286e-05 | 8.0521e-05 | 7.7484e-05 | 7.5251e-05 | 7.3398e-05
| Clothes Washer Oil WH_Com, O - HWat [unit w/ propane dry - Water Heater] | O | Yes | Small Retail | Water Heating | REPL | 0.00019357 | 0.00038484 | 0.00057526 | 0.00076378 | 0.0009506 | 0.0011358 | 0.0013196 | 0.0013084 | 0.0012981 | 0.001287
| Dishwasher_Com, O - HWat [Building w oil WH] | O | Yes | Small Retail | Water Heating | NC | 4.5147e-07 | 8.7475e-07 | 1.2827e-06 | 1.6725e-06 | 2.042e-06 | 2.3974e-06 | 2.7465e-06 | 3.0909e-06 | 3.4311e-06 | 3.7656e-06
| Dishwasher_Com, O - HWat [Building w oil WH] | O | Yes | Small Retail | Water Heating | REPL | 3.6535e-06 | 7.2638e-06 | 1.0858e-05 | 1.4416e-05 | 1.7942e-05 | 2.1438e-05 | 2.4908e-05 | 2.835e-05 | 3.1765e-05 | 3.5151e-05
| Faucet Aerator_Com, O - HWat | O | Yes | Small Retail | Water Heating | RET | 0.053709 | 0.10678 | 0.15962 | 0.21192 | 0.26376 | 0.31515 | 0.36616 | 0.41676 | 0.46696 | 0.51673
| Pre Rinse Sprayers_Com, O - HWat | O | Yes | Small Retail | Water Heating | RET | 0.035176 | 0.069935 | 0.10454 | 0.10733 | 0.1102 | 0.10919 | 0.10828 | 0.10741 | 0.10656 | 0.10569
| FF Storage Water Heater_Com, O - HWat | O | Yes | Small Retail | Water Heating | NC | 0.007548 | 0.014625 | 0.021445 | 0.027963 | 0.03414 | 0.040082 | 0.045918 | 0.051677 | 0.057364 | 0.062957
| FF Storage Water Heater_Com, O - HWat | O | No | Small Retail | Water Heating | RET | 0.052776 | 0.10137 | 0.14643 | 0.188 | 0.22639 | 0.26184 | 0.29462 | 0.32843 | 0.36315 | 0.39867
| FF Storage Water Heater_Com, O - HWat | O | Yes | Small Retail | Water Heating | REPL | 0.051513 | 0.092235 | 0.12771 | 0.15781 | 0.18267 | 0.20238 | 0.21706 | 0.23019 | 0.24178 | 0.25187
| FF Instantaneous Water Heater_Com, O - HWat | O | No | Small Retail | Water Heating | NC | 0.012651 | 0.024513 | 0.035944 | 0.046869 | 0.057223 | 0.067183 | 0.076965 | 0.086617 | 0.09615 | 0.10552
| FF Instantaneous Water Heater_Com, O - HWat | O | No | Small Retail | Water Heating | RET | 0.08846 | 0.1699 | 0.24544 | 0.31512 | 0.37945 | 0.43888 | 0.49383 | 0.54462 | 0.59157 | 0.63493
| FF Instantaneous Water Heater_Com, O - HWat | O | No | Small Retail | Water Heating | REPL | 0.064757 | 0.11595 | 0.16054 | 0.19838 | 0.22963 | 0.25442 | 0.27287 | 0.28507 | 0.29112 | 0.29112
| Pnemautic to DDC_Com, O - TotF [Building w Oil Heat] | O | Yes | Small Retail | Total FF | RET | 2.1658 | 4.3059 | 6.4365 | 8.5457 | 10.636 | 12.7083 | 14.7651 | 16.8056 | 18.8299 | 20.8368
| RCx_Com, O - TotF [Building w Oil Heat] | O | Yes | Small Retail | Total FF | RET | 4.724 | 9.392 | 14.0391 | 18.6398 | 23.1992 | 27.7193 | 32.2055 | 36.6562 | 36.3475 | 36.057
| Commissioning_Com, O - TotF [Building w Oil Heat] | O | Yes | Small Retail | Total FF | NC | 0 | 0 | 0 | 0 | 0 | 0 | 0 | 0 | 0 | 0
| Integrated Building Design_Com, O - TotF [Building w Oil Heat] | O | Yes | Small Retail | Total FF | NC | 0.38652 | 0.7489 | 1.0981 | 1.4319 | 1.7483 | 2.0525 | 2.3514 | 2.6463 | 2.9375 | 3.2239
| Deep Energy Retrofit_Com, O - TotF [Building w Oil Heat] | O | Yes | Small Retail | Total FF | RET | 1.3863 | 2.7561 | 4.1198 | 5.4699 | 6.8078 | 8.1343 | 9.4508 | 10.7568 | 12.0525 | 13.3371
| EMS_Com, O - TotF [Building w Oil Heat] | O | Yes | Small Retail | Total FF | NC | 0.75327 | 1.4595 | 2.1401 | 2.7906 | 3.4071 | 4.0001 | 4.5826 | 5.1572 | 5.7248 | 6.2829
| EMS_Com, O - TotF [Building w Oil Heat] | O | Yes | Small Retail | Total FF | RET | 9.4035 | 18.6955 | 27.9461 | 37.104 | 46.1799 | 55.1775 | 64.1076 | 72.9672 | 81.7562 | 90.4699
| Int Ltg Ctrls_Com, E/O - IntL | E | Yes | Small Retail | Interior Lighting | RET | -0.2905 | -0.56803 | -0.85256 | -1.144 | -1.4402 | -1.7422 | -2.0389 | -2.3386 | -2.3487 | -2.3654
| Exit Sign RetFit_Com, E/O - IntL | E | Yes | Small Retail | Interior Lighting | RET | -0.014069 | -0.027509 | -0.041289 | -0.055405 | -0.069747 | -0.08437 | -0.098742 | -0.11326 | -0.12781 | -0.14206
| LED HiLo Bay_Com, E/O - IntL | E | Yes | Small Retail | Interior Lighting | NC | -0.0034733 | -0.0068487 | -0.010169 | -0.013435 | -0.016506 | -0.019516 | -0.022503 | -0.025411 | -0.028318 | -0.03125
| LED HiLo Bay_Com, E/O - IntL | E | Yes | Small Retail | Interior Lighting | RET | -0.026978 | -0.051015 | -0.073999 | -0.095959 | -0.11677 | -0.13656 | -0.1547 | -0.17178 | -0.18776 | -0.20392
| LED HiLo Bay_Com, E/O - IntL | E | Yes | Small Retail | Interior Lighting | REPL | -0.018554 | -0.032734 | -0.045455 | -0.056624 | -0.066082 | -0.073796 | -0.079482 | -0.08331 | -0.08523 | -0.086307
| Repl Scre_Com, E/O - IntL | E | Yes | Small Retail | Interior Lighting | NC | -0.02708 | -0.053396 | -0.026316 | 0 | 0 | 0 | 0 | 0 | 0 | 0
| Repl Scre_Com, E/O - IntL | E | Yes | Small Retail | Interior Lighting | RET | -0.1022 | -0.19984 | -0.097636 | 0 | 0 | 0 | 0 | 0 | 0 | 0
| Repl Scre_Com, E/O - IntL | E | Yes | Small Retail | Interior Lighting | REPL | -1.3898 | -2.7176 | -1.3278 | 0 | 0 | 0 | 0 | 0 | 0 | 0
| Lin LED Fixture_Com, E/O - IntL | E | Yes | Small Retail | Interior Lighting | NC | -0.0065109 | -0.012838 | -0.019062 | -0.025185 | -0.030942 | -0.036584 | -0.042182 | -0.047635 | -0.053083 | -0.05858
| Lin LED Fixture_Com, E/O - IntL | E | No | Small Retail | Interior Lighting | RET | -0.039573 | -0.074424 | -0.10736 | -0.13847 | -0.1676 | -0.19498 | -0.21979 | -0.24288 | -0.26598 | -0.28855
| Lin LED Fixture_Com, E/O - IntL | E | Yes | Small Retail | Interior Lighting | REPL | -0.040274 | -0.071054 | -0.098666 | -0.12291 | -0.14344 | -0.16018 | -0.17253 | -0.18084 | -0.18679 | -0.19028
| LED Tube Repl_Com, E/O - IntL | E | Yes | Small Retail | Interior Lighting | RET | -0.24898 | -0.46824 | -0.67546 | -0.87115 | -1.0544 | -1.2438 | -1.4323 | -1.6247 | -1.8196 | -2.0122
| LED Tube Repl_Com, E/O - IntL | E | Yes | Small Retail | Interior Lighting | REPL | -0.37211 | -0.6565 | -0.91162 | -1.1356 | -1.3253 | -1.5056 | -1.6699 | -1.8229 | -1.9633 | -2.088
| Repl pin CFL wLED_Com, E/O - IntL | E | Yes | Small Retail | Interior Lighting | RET | -0.0077344 | -0.014651 | -0.021289 | -0.027654 | -0.033708 | -0.040366 | -0.047354 | -0.054833 | -0.062729 | -0.070564
| Repl pin CFL wLED_Com, E/O - IntL | E | Yes | Small Retail | Interior Lighting | REPL | -0.015079 | -0.026603 | -0.036941 | -0.046018 | -0.053704 | -0.061687 | -0.069676 | -0.077891 | -0.086273 | -0.094624
| Stair Occ Sensor_Com, E/O - IntL | E | No | Small Retail | Interior Lighting | NC | -0.0050453 | -0.0099484 | -0.014771 | -0.019516 | -0.023977 | -0.028349 | -0.032687 | -0.036912 | -0.041134 | -0.045394
| Stair Occ Sensor_Com, E/O - IntL | E | No | Small Retail | Interior Lighting | RET | -0.038842 | -0.075949 | -0.11399 | -0.15296 | -0.19256 | -0.23294 | -0.27261 | -0.31269 | -0.35287 | -0.39222
| Int Delamping_Com, E/O - IntL | E | Yes | Small Retail | Interior Lighting | RET | -0.0031612 | -0.0061812 | -0.0092773 | -0.012449 | -0.015672 | -0.018958 | -0.022187 | -0.025448 | -0.028719 | -0.031921
| Int Ltg Dsgn_Com, E/O - IntL | E | Yes | Small Retail | Interior Lighting | NC | -0.0086966 | -0.017148 | -0.02546 | -0.033639 | -0.041329 | -0.048865 | -0.056342 | -0.063626 | -0.070903 | -0.078245
| DCV_Com, O - Heat [Building w Oil Heat] | O | Yes | Large Retail | Space Heating | RET | 2.4277 | 4.8267 | 7.2149 | 9.5792 | 11.9224 | 14.2453 | 16.5508 | 18.8381 | 21.1072 | 23.3569
| Optimized Unitary AC Sys_Com, O - Heat [Building w Oil Heat] | O | Yes | Large Retail | Space Heating | NC | 0.92188 | 1.7862 | 2.6192 | 3.4152 | 4.1697 | 4.8954 | 5.6083 | 6.3116 | 7.0062 | 7.6892
| Cool Roof_Com, O - Heat [Building w Oil Heat] | O | No | Large Retail | Space Heating | NC | -0.047276 | -0.091599 | -0.13432 | -0.17514 | -0.21383 | -0.25105 | -0.2876 | -0.32367 | -0.35929 | -0.39432
| Cool Roof_Com, O - Heat [Building w Oil Heat] | O | No | Large Retail | Space Heating | RET | -0.24682 | -0.49072 | -0.73353 | -0.97391 | -1.2121 | -1.4483 | -1.6827 | -1.9153 | -2.146 | -2.3747
| Programmable TStat_Com, O - Heat [Building w Oil Heat] | O | Yes | Large Retail | Space Heating | NC | 0 | 0 | 0 | 0 | 0 | 0 | 0 | 0 | 0 | 0
| Programmable TStat_Com, O - Heat [Building w Oil Heat] | O | Yes | Large Retail | Space Heating | RET | 0 | 0 | 0 | 0 | 0 | 0 | 0 | 0 | 0 | 0
| Smart TStat_Com, O - Heat [Building w Oil Heat] | O | Yes | Large Retail | Space Heating | NC | 0.16878 | 0.32703 | 0.47953 | 0.62528 | 0.76342 | 0.89628 | 1.0268 | 1.1556 | 1.2827 | 1.4078
| Smart TStat_Com, O - Heat [Building w Oil Heat] | O | Yes | Large Retail | Space Heating | RET | 0.61963 | 1.2319 | 1.8415 | 2.4449 | 3.043 | 3.6358 | 4.2243 | 4.8081 | 5.3872 | 5.9614
| Boiler Blowdown Controls_Com, O - Heat | O | No | Large Retail | Space Heating | RET | 0.098421 | 0.19568 | 0.2925 | 0.38835 | 0.48334 | 0.47909 | 0.4753 | 0.47121 | 0.46735 | 0.46356
| Boiler Modifications_Com, O - Heat | O | Yes | Large Retail | Space Heating | RET | 0.33721 | 0.67042 | 1.0021 | 1.3306 | 1.656 | 1.9787 | 2.2989 | 2.6166 | 2.6972 | 2.6752
| Boilers_Com, O - Heat | O | No | Large Retail | Space Heating | NC | 0.034885 | 0.067591 | 0.099111 | 0.12923 | 0.15779 | 0.18525 | 0.21222 | 0.23883 | 0.26512 | 0.29097
| Boilers_Com, O - Heat | O | No | Large Retail | Space Heating | RET | 0.2855 | 0.54506 | 0.78281 | 0.99936 | 1.1968 | 1.3769 | 1.5414 | 1.6915 | 1.8285 | 1.9535
| Boilers_Com, O - Heat | O | No | Large Retail | Space Heating | REPL | 0.14285 | 0.25577 | 0.35414 | 0.43761 | 0.50655 | 0.56122 | 0.60192 | 0.62883 | 0.64218 | 0.64218
| Furnace_Com, O - Heat | O | Yes | Large Retail | Space Heating | NC | 0.23284 | 0.45115 | 0.66154 | 0.8626 | 1.0532 | 1.2365 | 1.4165 | 1.5941 | 1.7696 | 1.9421
| Furnace_Com, O - Heat | O | Yes | Large Retail | Space Heating | RET | 2.1457 | 4.075 | 5.8229 | 7.3975 | 8.8176 | 10.0986 | 11.2556 | 12.3002 | 13.2431 | 14.0938
| Furnace_Com, O - Heat | O | Yes | Large Retail | Space Heating | REPL | 1.0364 | 1.8556 | 2.5693 | 3.1749 | 3.675 | 4.0717 | 4.3669 | 4.5622 | 4.6591 | 4.6591
| Destratification Fans_Com, O - Heat | O | No | Large Retail | Space Heating | NC | 0.13478 | 0.26114 | 0.38292 | 0.49931 | 0.60962 | 0.71571 | 0.81993 | 0.92275 | 1.0243 | 1.1242
| Destratification Fans_Com, O - Heat | O | No | Large Retail | Space Heating | RET | 0.65702 | 1.2738 | 1.8571 | 2.4057 | 2.9222 | 3.4087 | 3.8674 | 4.3684 | 4.9089 | 5.4856
| Destratification Fans_Com, O - Heat | O | No | Large Retail | Space Heating | REPL | 0.91983 | 1.647 | 2.2804 | 2.8179 | 3.2618 | 3.6138 | 3.8759 | 4.1455 | 4.4225 | 4.7067
| Energy Recovery Ventilator_Com, O - Heat | O | Yes | Large Retail | Space Heating | NC | 0.18487 | 0.35819 | 0.52523 | 0.68486 | 0.83617 | 0.9817 | 1.1246 | 1.2657 | 1.405 | 1.5419
| Energy Recovery Ventilator_Com, O - Heat | O | Yes | Large Retail | Space Heating | RET | 1.6086 | 3.0631 | 4.388 | 5.5881 | 6.6764 | 7.6636 | 8.5601 | 9.4244 | 10.2591 | 11.066
| Energy Recovery Ventilator_Com, O - Heat | O | Yes | Large Retail | Space Heating | REPL | 1.2617 | 2.259 | 3.1279 | 3.8651 | 4.474 | 4.9568 | 5.3163 | 5.5937 | 5.7902 | 5.9071
| Forced Air Heating Maintenance_Com, O - Heat | O | Yes | Large Retail | Space Heating | RET | 0.039794 | 0.079117 | 0.11826 | 0.15702 | 0.19543 | 0.19371 | 0.19218 | 0.19052 | 0.18896 | 0.18743
| Steam Trap Maintenance_Com, O - Heat | O | Yes | Large Retail | Space Heating | RET | 0.091343 | 0.1816 | 0.27146 | 0.36042 | 0.44858 | 0.53598 | 0.53139 | 0.52719 | 0.5227 | 0.51839
| Windows_Com, O - Heat [Building w Oil Heat] | O | No | Large Retail | Space Heating | NC | 0.21092 | 0.40867 | 0.59926 | 0.78139 | 0.95402 | 1.1201 | 1.2832 | 1.4441 | 1.603 | 1.7593
| Window Film_Com, O - Heat [Building w Oil Heat] | O | No | Large Retail | Space Heating | RET | 0 | 0 | 0 | 0 | 0 | 0 | 0 | 0 | 0 | 0
| Kitchen DCV_Com, O - Heat [Building w Oil Heat] | O | Yes | Large Retail | Space Heating | NC | 0.0056882 | 0.011021 | 0.016161 | 0.021073 | 0.025728 | 0.030206 | 0.034604 | 0.038944 | 0.04323 | 0.047444
| Kitchen DCV_Com, O - Heat [Building w Oil Heat] | O | Yes | Large Retail | Space Heating | RET | 0.054155 | 0.10269 | 0.14652 | 0.18587 | 0.22124 | 0.25305 | 0.28168 | 0.30824 | 0.33292 | 0.3559
| Kitchen DCV_Com, O - Heat [Building w Oil Heat] | O | Yes | Large Retail | Space Heating | REPL | 0.03882 | 0.069509 | 0.096241 | 0.11893 | 0.13766 | 0.15252 | 0.16358 | 0.17146 | 0.17622 | 0.1779
| Duct Sealing Non Regulated_Com, O - Heat [Building w Oil Heat] | O | Yes | Large Retail | Space Heating | RET | 0.81791 | 1.6261 | 2.4307 | 3.2273 | 4.0167 | 4.7993 | 5.576 | 6.3466 | 7.1111 | 7.869
| Clothes Washer Oil WH_Com, O - HWat [unit w/ elec dry - Water Heater] | O | Yes | Large Retail | Water Heating | NC | 1.1263e-05 | 2.1823e-05 | 3.2e-05 | 4.1725e-05 | 5.0943e-05 | 5.981e-05 | 6.8519e-05 | 6.5935e-05 | 6.4034e-05 | 6.2458e-05
| Clothes Washer Oil WH_Com, O - HWat [unit w/ elec dry - Water Heater] | O | Yes | Large Retail | Water Heating | REPL | 0.00016472 | 0.00032748 | 0.00048952 | 0.00064993 | 0.00080891 | 0.00096652 | 0.0011229 | 0.0011134 | 0.0011046 | 0.0010952
| Clothes Washer Oil WH_Com, O - HWat [unit w/ gas dry - Water Heater] | O | Yes | Large Retail | Water Heating | NC | 1.8772e-06 | 3.6371e-06 | 5.3333e-06 | 6.9542e-06 | 8.4906e-06 | 9.9683e-06 | 1.142e-05 | 1.0989e-05 | 1.0672e-05 | 1.041e-05
| Clothes Washer Oil WH_Com, O - HWat [unit w/ gas dry - Water Heater] | O | Yes | Large Retail | Water Heating | REPL | 2.7453e-05 | 5.458e-05 | 8.1586e-05 | 0.00010832 | 0.00013482 | 0.00016109 | 0.00018716 | 0.00018557 | 0.0001841 | 0.00018253
| Clothes Washer Oil WH_Com, O - HWat [unit w/ propane dry - Water Heater] | O | Yes | Large Retail | Water Heating | NC | 2.8157e-06 | 5.4557e-06 | 7.9999e-06 | 1.0431e-05 | 1.2736e-05 | 1.4952e-05 | 1.713e-05 | 1.6484e-05 | 1.6009e-05 | 1.5615e-05
| Clothes Washer Oil WH_Com, O - HWat [unit w/ propane dry - Water Heater] | O | Yes | Large Retail | Water Heating | REPL | 4.1179e-05 | 8.187e-05 | 0.00012238 | 0.00016248 | 0.00020223 | 0.00024163 | 0.00028073 | 0.00027835 | 0.00027615 | 0.0002738
| Dishwasher_Com, O - HWat [Building w oil WH] | O | Yes | Large Retail | Water Heating | NC | 9.6044e-08 | 1.8609e-07 | 2.7287e-07 | 3.5581e-07 | 4.3441e-07 | 5.1002e-07 | 5.8428e-07 | 6.5755e-07 | 7.2993e-07 | 8.0109e-07
| Dishwasher_Com, O - HWat [Building w oil WH] | O | Yes | Large Retail | Water Heating | REPL | 7.7724e-07 | 1.5453e-06 | 2.3099e-06 | 3.0668e-06 | 3.817e-06 | 4.5607e-06 | 5.2988e-06 | 6.0311e-06 | 6.7576e-06 | 7.4778e-06
| Faucet Aerator_Com, O - HWat | O | Yes | Large Retail | Water Heating | RET | 0.011426 | 0.022716 | 0.033956 | 0.045084 | 0.056112 | 0.067045 | 0.077895 | 0.08866 | 0.09934 | 0.10993
| Pre Rinse Sprayers_Com, O - HWat | O | Yes | Large Retail | Water Heating | RET | 0.00024093 | 0.000479 | 0.00071601 | 0.00073515 | 0.00075475 | 0.00074786 | 0.00074166 | 0.00073564 | 0.00072986 | 0.00072392
| FF Storage Water Heater_Com, O - HWat | O | Yes | Large Retail | Water Heating | NC | 0.0016057 | 0.0031112 | 0.0045621 | 0.0059486 | 0.0072628 | 0.0085269 | 0.0097685 | 0.010993 | 0.012203 | 0.013393
| FF Storage Water Heater_Com, O - HWat | O | No | Large Retail | Water Heating | RET | 0.011227 | 0.021564 | 0.031152 | 0.039995 | 0.048161 | 0.055703 | 0.062677 | 0.069869 | 0.077255 | 0.084811
| FF Storage Water Heater_Com, O - HWat | O | Yes | Large Retail | Water Heating | REPL | 0.010959 | 0.019622 | 0.027168 | 0.033572 | 0.03886 | 0.043055 | 0.046177 | 0.048969 | 0.051436 | 0.053582
| FF Instantaneous Water Heater_Com, O - HWat | O | No | Large Retail | Water Heating | NC | 0.0026914 | 0.0052148 | 0.0076466 | 0.0099707 | 0.012173 | 0.014292 | 0.016373 | 0.018427 | 0.020455 | 0.022449
| FF Instantaneous Water Heater_Com, O - HWat | O | No | Large Retail | Water Heating | RET | 0.018819 | 0.036144 | 0.052214 | 0.067037 | 0.080724 | 0.093365 | 0.10506 | 0.11586 | 0.12585 | 0.13507
| FF Instantaneous Water Heater_Com, O - HWat | O | No | Large Retail | Water Heating | REPL | 0.013776 | 0.024667 | 0.034153 | 0.042203 | 0.048851 | 0.054124 | 0.058049 | 0.060644 | 0.061932 | 0.061932
| Pnemautic to DDC_Com, O - TotF [Building w Oil Heat] | O | No | Large Retail | Total FF | RET | 0.46074 | 0.91602 | 1.3693 | 1.818 | 2.2627 | 2.7035 | 3.1411 | 3.5752 | 4.0058 | 4.4327
| Data Center_Com, O - TotF [Building w Oil Heat] | O | Yes | Large Retail | Total FF | NC | 0 | 0 | 0 | 0 | 0 | 0 | 0 | 0 | 0 | 0
| Data Center_Com, O - TotF [Building w Oil Heat] | O | Yes | Large Retail | Total FF | RET | 0 | 0 | 0 | 0 | 0 | 0 | 0 | 0 | 0 | 0
| RCx_Com, O - TotF [Building w Oil Heat] | O | Yes | Large Retail | Total FF | RET | 1.2562 | 2.4975 | 3.7333 | 4.9567 | 6.1691 | 7.3711 | 8.5641 | 9.7476 | 9.6655 | 9.5883
| Commissioning_Com, O - TotF [Building w Oil Heat] | O | Yes | Large Retail | Total FF | NC | 0 | 0 | 0 | 0 | 0 | 0 | 0 | 0 | 0 | 0
| Integrated Building Design_Com, O - TotF [Building w Oil Heat] | O | Yes | Large Retail | Total FF | NC | 0.082227 | 0.15932 | 0.23362 | 0.30462 | 0.37192 | 0.43665 | 0.50023 | 0.56296 | 0.62492 | 0.68584
| Deep Energy Retrofit_Com, O - TotF [Building w Oil Heat] | O | Yes | Large Retail | Total FF | RET | 0.29491 | 0.58632 | 0.87643 | 1.1636 | 1.4483 | 1.7305 | 2.0105 | 2.2884 | 2.564 | 2.8373
| EMS_Com, O - TotF [Building w Oil Heat] | O | Yes | Large Retail | Total FF | NC | 0.16025 | 0.31049 | 0.45529 | 0.59366 | 0.72482 | 0.85096 | 0.97488 | 1.0971 | 1.2179 | 1.3366
| EMS_Com, O - TotF [Building w Oil Heat] | O | Yes | Large Retail | Total FF | RET | 2.0005 | 3.9772 | 5.9451 | 7.8934 | 9.8241 | 11.7383 | 13.638 | 15.5228 | 17.3925 | 19.2462
| Int Ltg Ctrls_Com, E/O - IntL | E | Yes | Large Retail | Interior Lighting | RET | -0.51662 | -1.0102 | -1.5161 | -2.0345 | -2.5611 | -3.0981 | -3.6259 | -4.1589 | -4.1767 | -4.2065
| Exit Sign RetFit_Com, E/O - IntL | E | Yes | Large Retail | Interior Lighting | RET | -0.025019 | -0.048921 | -0.073425 | -0.098528 | -0.12403 | -0.15004 | -0.1756 | -0.20141 | -0.22729 | -0.25264
| LED HiLo Bay_Com, E/O - IntL | E | Yes | Large Retail | Interior Lighting | NC | -0.0061767 | -0.012179 | -0.018083 | -0.023892 | -0.029354 | -0.034706 | -0.040017 | -0.04519 | -0.050359 | -0.055573
| LED HiLo Bay_Com, E/O - IntL | E | Yes | Large Retail | Interior Lighting | RET | -0.047976 | -0.090722 | -0.1316 | -0.17065 | -0.20765 | -0.24285 | -0.2751 | -0.30549 | -0.3339 | -0.36264
| LED HiLo Bay_Com, E/O - IntL | E | Yes | Large Retail | Interior Lighting | REPL | -0.032995 | -0.058212 | -0.080834 | -0.1007 | -0.11752 | -0.13123 | -0.14135 | -0.14815 | -0.15157 | -0.15348
| Repl Scre_Com, E/O - IntL | E | Yes | Large Retail | Interior Lighting | NC | -0.048157 | -0.094955 | -0.046799 | 0 | 0 | 0 | 0 | 0 | 0 | 0
| Repl Scre_Com, E/O - IntL | E | Yes | Large Retail | Interior Lighting | RET | -0.18175 | -0.35538 | -0.17363 | 0 | 0 | 0 | 0 | 0 | 0 | 0
| Repl Scre_Com, E/O - IntL | E | Yes | Large Retail | Interior Lighting | REPL | -2.4716 | -4.8328 | -2.3612 | 0 | 0 | 0 | 0 | 0 | 0 | 0
| Lin LED Fixture_Com, E/O - IntL | E | Yes | Large Retail | Interior Lighting | NC | -0.011579 | -0.022831 | -0.033898 | -0.044787 | -0.055025 | -0.065058 | -0.075014 | -0.08471 | -0.0944 | -0.10417
| Lin LED Fixture_Com, E/O - IntL | E | No | Large Retail | Interior Lighting | RET | -0.070375 | -0.13235 | -0.19092 | -0.24624 | -0.29804 | -0.34674 | -0.39085 | -0.43193 | -0.47301 | -0.51315
| Lin LED Fixture_Com, E/O - IntL | E | Yes | Large Retail | Interior Lighting | REPL | -0.071621 | -0.12636 | -0.17546 | -0.21858 | -0.25508 | -0.28486 | -0.30681 | -0.32159 | -0.33217 | -0.33838
| LED Tube Repl_Com, E/O - IntL | E | Yes | Large Retail | Interior Lighting | RET | -0.44276 | -0.83269 | -1.2012 | -1.5492 | -1.8751 | -2.212 | -2.547 | -2.8892 | -3.2358 | -3.5784
| LED Tube Repl_Com, E/O - IntL | E | Yes | Large Retail | Interior Lighting | REPL | -0.66174 | -1.1675 | -1.6212 | -2.0195 | -2.3568 | -2.6775 | -2.9697 | -3.2418 | -3.4915 | -3.7132
| Repl pin CFL wLED_Com, E/O - IntL | E | Yes | Large Retail | Interior Lighting | RET | -0.013754 | -0.026055 | -0.037859 | -0.049179 | -0.059945 | -0.071784 | -0.084211 | -0.097512 | -0.11155 | -0.12549
| Repl pin CFL wLED_Com, E/O - IntL | E | Yes | Large Retail | Interior Lighting | REPL | -0.026815 | -0.047309 | -0.065693 | -0.081836 | -0.095504 | -0.1097 | -0.12391 | -0.13852 | -0.15342 | -0.16827
| Stair Occ Sensor_Com, E/O - IntL | E | No | Large Retail | Interior Lighting | NC | -0.0089723 | -0.017692 | -0.026268 | -0.034705 | -0.042639 | -0.050414 | -0.058128 | -0.065642 | -0.07315 | -0.080725
| Stair Occ Sensor_Com, E/O - IntL | E | No | Large Retail | Interior Lighting | RET | -0.069074 | -0.13506 | -0.20272 | -0.27202 | -0.34244 | -0.41424 | -0.4848 | -0.55606 | -0.62752 | -0.6975
| Int Delamping_Com, E/O - IntL | E | Yes | Large Retail | Interior Lighting | RET | -0.0056217 | -0.010992 | -0.016498 | -0.022139 | -0.02787 | -0.033713 | -0.039456 | -0.045256 | -0.051071 | -0.056766
| Int Ltg Dsgn_Com, E/O - IntL | E | Yes | Large Retail | Interior Lighting | NC | -0.015466 | -0.030495 | -0.045277 | -0.059822 | -0.073497 | -0.086898 | -0.1002 | -0.11315 | -0.12609 | -0.13915
| DCV_Com, O - Heat [Building w Oil Heat] | O | Yes | Warehouse | Space Heating | RET | 3.1831 | 6.3285 | 9.4599 | 12.56 | 15.6322 | 18.6779 | 21.7008 | 24.6999 | 27.675 | 30.6246
| Optimized Unitary AC Sys_Com, O - Heat [Building w Oil Heat] | O | Yes | Warehouse | Space Heating | NC | 1.2087 | 2.342 | 3.4341 | 4.4779 | 5.4672 | 6.4187 | 7.3533 | 8.2755 | 9.1863 | 10.0818
| Cool Roof_Com, O - Heat [Building w Oil Heat] | O | No | Warehouse | Space Heating | NC | -0.061986 | -0.1201 | -0.17611 | -0.22964 | -0.28037 | -0.32916 | -0.37709 | -0.42438 | -0.47109 | -0.51702
| Cool Roof_Com, O - Heat [Building w Oil Heat] | O | No | Warehouse | Space Heating | RET | -0.32363 | -0.64342 | -0.96178 | -1.277 | -1.5893 | -1.899 | -2.2063 | -2.5112 | -2.8137 | -3.1136
| Programmable TStat_Com, O - Heat [Building w Oil Heat] | O | Yes | Warehouse | Space Heating | NC | 0 | 0 | 0 | 0 | 0 | 0 | 0 | 0 | 0 | 0
| Programmable TStat_Com, O - Heat [Building w Oil Heat] | O | Yes | Warehouse | Space Heating | RET | 0 | 0 | 0 | 0 | 0 | 0 | 0 | 0 | 0 | 0
| Smart TStat_Com, O - Heat [Building w Oil Heat] | O | Yes | Warehouse | Space Heating | NC | 0.49335 | 0.9559 | 1.4017 | 1.8277 | 2.2315 | 2.6198 | 3.0013 | 3.3777 | 3.7495 | 4.115
| Smart TStat_Com, O - Heat [Building w Oil Heat] | O | Yes | Warehouse | Space Heating | RET | 1.8112 | 3.6009 | 5.3826 | 7.1465 | 8.8946 | 10.6276 | 12.3476 | 14.054 | 15.7469 | 17.4252
| Boiler Blowdown Controls_Com, O - Heat | O | No | Warehouse | Space Heating | RET | 0.29605 | 0.5886 | 0.87984 | 1.1682 | 1.4539 | 1.4411 | 1.4297 | 1.4174 | 1.4058 | 1.3944
| Boiler Modifications_Com, O - Heat | O | Yes | Warehouse | Space Heating | RET | 1.0143 | 2.0167 | 3.0145 | 4.0024 | 4.9814 | 5.9519 | 6.9152 | 7.8709 | 8.1133 | 8.0473
| Boilers_Com, O - Heat | O | No | Warehouse | Space Heating | NC | 0.10493 | 0.20332 | 0.29813 | 0.38874 | 0.47463 | 0.55723 | 0.63837 | 0.71842 | 0.7975 | 0.87524
| Boilers_Com, O - Heat | O | No | Warehouse | Space Heating | RET | 0.85879 | 1.6396 | 2.3547 | 3.0061 | 3.6001 | 4.1418 | 4.6365 | 5.0881 | 5.5002 | 5.8762
| Boilers_Com, O - Heat | O | No | Warehouse | Space Heating | REPL | 0.42969 | 0.76937 | 1.0653 | 1.3163 | 1.5237 | 1.6882 | 1.8106 | 1.8916 | 1.9317 | 1.9317
| Furnace_Com, O - Heat | O | Yes | Warehouse | Space Heating | NC | 0.22637 | 0.4386 | 0.64314 | 0.83862 | 1.0239 | 1.2021 | 1.3771 | 1.5498 | 1.7204 | 1.8881
| Furnace_Com, O - Heat | O | Yes | Warehouse | Space Heating | RET | 2.086 | 3.9617 | 5.661 | 7.1918 | 8.5724 | 9.8178 | 10.9427 | 11.9581 | 12.8749 | 13.7019
| Furnace_Com, O - Heat | O | Yes | Warehouse | Space Heating | REPL | 1.0076 | 1.804 | 2.4979 | 3.0866 | 3.5728 | 3.9585 | 4.2455 | 4.4354 | 4.5295 | 4.5295
| Destratification Fans_Com, O - Heat | O | No | Warehouse | Space Heating | NC | 0.35343 | 0.6848 | 1.0041 | 1.3093 | 1.5986 | 1.8768 | 2.1501 | 2.4198 | 2.6861 | 2.9479
| Destratification Fans_Com, O - Heat | O | No | Warehouse | Space Heating | RET | 1.7229 | 3.3403 | 4.87 | 6.3086 | 7.6631 | 8.9387 | 10.1415 | 11.4554 | 12.8727 | 14.3849
| Destratification Fans_Com, O - Heat | O | No | Warehouse | Space Heating | REPL | 2.4121 | 4.3189 | 5.9799 | 7.3894 | 8.5535 | 9.4767 | 10.1639 | 10.8709 | 11.5973 | 12.3424
| Energy Recovery Ventilator_Com, O - Heat | O | Yes | Warehouse | Space Heating | NC | 0.24239 | 0.46965 | 0.68866 | 0.89797 | 1.0964 | 1.2872 | 1.4746 | 1.6595 | 1.8422 | 2.0217
| Energy Recovery Ventilator_Com, O - Heat | O | Yes | Warehouse | Space Heating | RET | 2.1092 | 4.0162 | 5.7534 | 7.3269 | 8.7538 | 10.0482 | 11.2237 | 12.357 | 13.4514 | 14.5093
| Energy Recovery Ventilator_Com, O - Heat | O | Yes | Warehouse | Space Heating | REPL | 1.6543 | 2.962 | 4.1011 | 5.0678 | 5.8661 | 6.4992 | 6.9705 | 7.3342 | 7.5919 | 7.7452
| Forced Air Heating Maintenance_Com, O - Heat | O | Yes | Warehouse | Space Heating | RET | 0.038688 | 0.076917 | 0.11498 | 0.15265 | 0.18999 | 0.18832 | 0.18683 | 0.18523 | 0.18371 | 0.18222
| Steam Trap Maintenance_Com, O - Heat | O | Yes | Warehouse | Space Heating | RET | 0.27476 | 0.54627 | 0.81657 | 1.0842 | 1.3494 | 1.6123 | 1.5984 | 1.5858 | 1.5723 | 1.5593
| Windows_Com, O - Heat [Building w Oil Heat] | O | No | Warehouse | Space Heating | NC | 0.27655 | 0.53584 | 0.78572 | 1.0245 | 1.2509 | 1.4686 | 1.6824 | 1.8934 | 2.1018 | 2.3067
| Window Film_Com, O - Heat [Building w Oil Heat] | O | No | Warehouse | Space Heating | RET | 0 | 0 | 0 | 0 | 0 | 0 | 0 | 0 | 0 | 0
| Kitchen DCV_Com, O - Heat [Building w Oil Heat] | O | Yes | Warehouse | Space Heating | NC | 0.0032015 | 0.006203 | 0.0090958 | 0.01186 | 0.014481 | 0.017001 | 0.019476 | 0.021919 | 0.024331 | 0.026703
| Kitchen DCV_Com, O - Heat [Building w Oil Heat] | O | Yes | Warehouse | Space Heating | RET | 0.03048 | 0.057797 | 0.082464 | 0.10461 | 0.12452 | 0.14242 | 0.15854 | 0.17348 | 0.18738 | 0.20031
| Kitchen DCV_Com, O - Heat [Building w Oil Heat] | O | Yes | Warehouse | Space Heating | REPL | 0.021849 | 0.039121 | 0.054167 | 0.066935 | 0.077479 | 0.085841 | 0.092066 | 0.096503 | 0.099181 | 0.10013
| Duct Sealing Non Regulated_Com, O - Heat [Building w Oil Heat] | O | Yes | Warehouse | Space Heating | RET | 1.0724 | 2.1321 | 3.1871 | 4.2315 | 5.2665 | 6.2927 | 7.3111 | 8.3215 | 9.3238 | 10.3175
| Clothes Washer Oil WH_Com, O - HWat [unit w/ elec dry - Water Heater] | O | Yes | Warehouse | Water Heating | NC | 1.4768e-05 | 2.8613e-05 | 4.1957e-05 | 5.4709e-05 | 6.6795e-05 | 7.842e-05 | 8.9839e-05 | 8.6451e-05 | 8.396e-05 | 8.1893e-05
| Clothes Washer Oil WH_Com, O - HWat [unit w/ elec dry - Water Heater] | O | Yes | Warehouse | Water Heating | REPL | 0.00021597 | 0.00042938 | 0.00064184 | 0.00085217 | 0.0010606 | 0.0012673 | 0.0014724 | 0.0014599 | 0.0014483 | 0.001436
| Clothes Washer Oil WH_Com, O - HWat [unit w/ gas dry - Water Heater] | O | Yes | Warehouse | Water Heating | NC | 2.4613e-06 | 4.7689e-06 | 6.9928e-06 | 9.1181e-06 | 1.1133e-05 | 1.307e-05 | 1.4973e-05 | 1.4409e-05 | 1.3993e-05 | 1.3649e-05
| Clothes Washer Oil WH_Com, O - HWat [unit w/ gas dry - Water Heater] | O | Yes | Warehouse | Water Heating | REPL | 3.5995e-05 | 7.1563e-05 | 0.00010697 | 0.00014203 | 0.00017677 | 0.00021121 | 0.00024539 | 0.00024331 | 0.00024139 | 0.00023933
| Clothes Washer Oil WH_Com, O - HWat [unit w/ propane dry - Water Heater] | O | Yes | Warehouse | Water Heating | NC | 3.6919e-06 | 7.1533e-06 | 1.0489e-05 | 1.3677e-05 | 1.6699e-05 | 1.9605e-05 | 2.246e-05 | 2.1613e-05 | 2.099e-05 | 2.0473e-05
| Clothes Washer Oil WH_Com, O - HWat [unit w/ propane dry - Water Heater] | O | Yes | Warehouse | Water Heating | REPL | 5.3992e-05 | 0.00010734 | 0.00016046 | 0.00021304 | 0.00026515 | 0.00031681 | 0.00036809 | 0.00036497 | 0.00036208 | 0.000359
| Dishwasher_Com, O - HWat [Building w oil WH] | O | Yes | Warehouse | Water Heating | NC | 6.2964e-08 | 1.22e-07 | 1.7889e-07 | 2.3326e-07 | 2.8479e-07 | 3.3436e-07 | 3.8305e-07 | 4.3108e-07 | 4.7853e-07 | 5.2518e-07
| Dishwasher_Com, O - HWat [Building w oil WH] | O | Yes | Warehouse | Water Heating | REPL | 5.0955e-07 | 1.0131e-06 | 1.5143e-06 | 2.0106e-06 | 2.5024e-06 | 2.9899e-06 | 3.4738e-06 | 3.9539e-06 | 4.4301e-06 | 4.9023e-06
| Faucet Aerator_Com, O - HWat | O | Yes | Warehouse | Water Heating | RET | 0.014981 | 0.029785 | 0.044522 | 0.059112 | 0.073572 | 0.087906 | 0.10213 | 0.11625 | 0.13025 | 0.14413
| Pre Rinse Sprayers_Com, O - HWat | O | Yes | Warehouse | Water Heating | RET | 0.0014887 | 0.0029598 | 0.0044244 | 0.0045427 | 0.0046638 | 0.0046212 | 0.0045829 | 0.0045457 | 0.00451 | 0.0044733
| FF Storage Water Heater_Com, O - HWat | O | Yes | Warehouse | Water Heating | NC | 0.0021054 | 0.0040793 | 0.0059816 | 0.0077996 | 0.0095228 | 0.01118 | 0.012808 | 0.014414 | 0.016001 | 0.017561
| FF Storage Water Heater_Com, O - HWat | O | No | Warehouse | Water Heating | RET | 0.014721 | 0.028274 | 0.040845 | 0.05244 | 0.063146 | 0.073036 | 0.08218 | 0.09161 | 0.10129 | 0.1112
| FF Storage Water Heater_Com, O - HWat | O | Yes | Warehouse | Water Heating | REPL | 0.014369 | 0.025727 | 0.035622 | 0.044018 | 0.050952 | 0.056451 | 0.060545 | 0.064206 | 0.067441 | 0.070255
| FF Instantaneous Water Heater_Com, O - HWat | O | No | Warehouse | Water Heating | NC | 0.0035289 | 0.0068374 | 0.010026 | 0.013073 | 0.015961 | 0.018739 | 0.021468 | 0.02416 | 0.026819 | 0.029434
| FF Instantaneous Water Heater_Com, O - HWat | O | No | Warehouse | Water Heating | RET | 0.024674 | 0.047391 | 0.068462 | 0.087897 | 0.10584 | 0.12242 | 0.13774 | 0.15191 | 0.16501 | 0.1771
| FF Instantaneous Water Heater_Com, O - HWat | O | No | Warehouse | Water Heating | REPL | 0.018063 | 0.032342 | 0.04478 | 0.055335 | 0.064052 | 0.070965 | 0.076111 | 0.079515 | 0.081203 | 0.081203
| Pnemautic to DDC_Com, O - TotF [Building w Oil Heat] | O | No | Warehouse | Total FF | RET | 0.6041 | 1.201 | 1.7953 | 2.3837 | 2.9667 | 3.5448 | 4.1185 | 4.6876 | 5.2522 | 5.812
| RCx_Com, O - TotF [Building w Oil Heat] | O | Yes | Warehouse | Total FF | RET | 1.5647 | 3.1109 | 4.6502 | 6.1741 | 7.6843 | 9.1815 | 10.6675 | 12.1417 | 12.0395 | 11.9432
| Commissioning_Com, O - TotF [Building w Oil Heat] | O | Yes | Warehouse | Total FF | NC | 0 | 0 | 0 | 0 | 0 | 0 | 0 | 0 | 0 | 0
| Integrated Building Design_Com, O - TotF [Building w Oil Heat] | O | Yes | Warehouse | Total FF | NC | 0.10781 | 0.20889 | 0.30631 | 0.39941 | 0.48765 | 0.57251 | 0.65588 | 0.73813 | 0.81937 | 0.89925
| Deep Energy Retrofit_Com, O - TotF [Building w Oil Heat] | O | Yes | Warehouse | Total FF | RET | 0.38667 | 0.76876 | 1.1491 | 1.5257 | 1.8989 | 2.2689 | 2.6361 | 3.0004 | 3.3618 | 3.7201
| EMS_Com, O - TotF [Building w Oil Heat] | O | Yes | Warehouse | Total FF | NC | 0.21011 | 0.4071 | 0.59695 | 0.77839 | 0.95035 | 1.1158 | 1.2782 | 1.4385 | 1.5968 | 1.7525
| EMS_Com, O - TotF [Building w Oil Heat] | O | No | Warehouse | Total FF | RET | 2.6229 | 5.2148 | 7.795 | 10.3495 | 12.881 | 15.3908 | 17.8817 | 20.3529 | 22.8044 | 25.2349
| Int Ltg Ctrls_Com, E/O - IntL | E | Yes | Warehouse | Interior Lighting | RET | -3.1674 | -6.1932 | -9.2954 | -12.4734 | -15.7023 | -18.9946 | -22.23 | -25.4979 | -25.6072 | -25.7899
| Exit Sign RetFit_Com, E/O - IntL | E | Yes | Warehouse | Interior Lighting | RET | -0.30129 | -0.58913 | -0.88423 | -1.1865 | -1.4937 | -1.8069 | -2.1146 | -2.4255 | -2.7372 | -3.0424
| LED HiLo Bay_Com, E/O - IntL | E | Yes | Warehouse | Interior Lighting | NC | -0.34788 | -0.68595 | -1.0185 | -1.3456 | -1.6532 | -1.9547 | -2.2538 | -2.5451 | -2.8362 | -3.1299
| LED HiLo Bay_Com, E/O - IntL | E | Yes | Warehouse | Interior Lighting | RET | -3.4319 | -6.4897 | -9.4136 | -12.2072 | -14.8544 | -17.3718 | -19.6792 | -21.8527 | -23.8855 | -25.9411
| LED HiLo Bay_Com, E/O - IntL | E | Yes | Warehouse | Interior Lighting | REPL | -1.8583 | -3.2786 | -4.5526 | -5.6714 | -6.6186 | -7.3912 | -7.9607 | -8.3442 | -8.5364 | -8.6443
| Repl Scre_Com, E/O - IntL | E | Yes | Warehouse | Interior Lighting | NC | -0.081596 | -0.16089 | -0.079296 | 0 | 0 | 0 | 0 | 0 | 0 | 0
| Repl Scre_Com, E/O - IntL | E | Yes | Warehouse | Interior Lighting | RET | -0.28353 | -0.5544 | -0.27087 | 0 | 0 | 0 | 0 | 0 | 0 | 0
| Repl Scre_Com, E/O - IntL | E | Yes | Warehouse | Interior Lighting | REPL | -4.1879 | -8.1887 | -4.0008 | 0 | 0 | 0 | 0 | 0 | 0 | 0
| Lin LED Fixture_Com, E/O - IntL | E | Yes | Warehouse | Interior Lighting | NC | -0.049657 | -0.097913 | -0.14538 | -0.19208 | -0.23598 | -0.27901 | -0.32171 | -0.3633 | -0.40485 | -0.44677
| Lin LED Fixture_Com, E/O - IntL | E | No | Warehouse | Interior Lighting | RET | -0.41374 | -0.7781 | -1.1225 | -1.4476 | -1.7522 | -2.0385 | -2.2979 | -2.5393 | -2.7809 | -3.0168
| Lin LED Fixture_Com, E/O - IntL | E | Yes | Warehouse | Interior Lighting | REPL | -0.30716 | -0.54191 | -0.75249 | -0.93741 | -1.094 | -1.2217 | -1.3158 | -1.3792 | -1.4246 | -1.4512
| LED Tube Repl_Com, E/O - IntL | E | Yes | Warehouse | Interior Lighting | RET | -2.603 | -4.8954 | -7.0619 | -9.1079 | -11.0241 | -13.0043 | -14.9741 | -16.9858 | -19.0236 | -21.0374
| LED Tube Repl_Com, E/O - IntL | E | Yes | Warehouse | Interior Lighting | REPL | -2.838 | -5.0069 | -6.9527 | -8.6612 | -10.1077 | -11.4829 | -12.7362 | -13.903 | -14.9737 | -15.9248
| Repl pin CFL wLED_Com, E/O - IntL | E | Yes | Warehouse | Interior Lighting | RET | -0.029629 | -0.056126 | -0.081554 | -0.10594 | -0.12913 | -0.15463 | -0.1814 | -0.21006 | -0.2403 | -0.27032
| Repl pin CFL wLED_Com, E/O - IntL | E | Yes | Warehouse | Interior Lighting | REPL | -0.052871 | -0.093278 | -0.12953 | -0.16136 | -0.1883 | -0.2163 | -0.24431 | -0.27311 | -0.3025 | -0.33178
| Stair Occ Sensor_Com, E/O - IntL | E | No | Warehouse | Interior Lighting | NC | -0.033128 | -0.065322 | -0.096987 | -0.12814 | -0.15744 | -0.18614 | -0.21463 | -0.24237 | -0.27009 | -0.29806
| Stair Occ Sensor_Com, E/O - IntL | E | No | Warehouse | Interior Lighting | RET | -0.25504 | -0.49869 | -0.74849 | -1.0044 | -1.2644 | -1.5295 | -1.79 | -2.0531 | -2.317 | -2.5754
| Int Delamping_Com, E/O - IntL | E | Yes | Warehouse | Interior Lighting | RET | -0.024109 | -0.047142 | -0.070755 | -0.094946 | -0.11952 | -0.14458 | -0.16921 | -0.19409 | -0.21903 | -0.24345
| Int Ltg Dsgn_Com, E/O - IntL | E | Yes | Warehouse | Interior Lighting | NC | -0.094985 | -0.18729 | -0.27808 | -0.36741 | -0.4514 | -0.53371 | -0.61538 | -0.69493 | -0.77441 | -0.8546

## Table D10
Table D10 Cumulative Propane Savings by Technology - Downstate
Return to List of Tables
Cumulative BBtu Saved
| Measure Name | Primary Fuel - Electric (E), Gas (G), Oil (O), or Propane (P) | Cost Effective? | Building Type | End Use | New Construction (NC), Replacement (REPL), or Retrofit (RET) | 2020 | 2021 | 2022 | 2023 | 2024 | 2025 | 2026 | 2027 | 2028 | 2029
| Clothes Washer Propane WH_Com, P - HWat [unit w/ propane dry - Water Heater] | Prp | Yes | Small Office | Water Heating | NC | 1.1676e-05 | 2.2623e-05 | 3.3173e-05 | 4.3255e-05 | 5.2811e-05 | 6.2003e-05 | 7.1031e-05 | 6.8353e-05 | 6.6382e-05 | 6.4748e-05
| Clothes Washer Propane WH_Com, P - HWat [unit w/ propane dry - Water Heater] | Prp | Yes | Small Office | Water Heating | REPL | 0.00017075 | 0.00033949 | 0.00050747 | 0.00067376 | 0.00083857 | 0.001002 | 0.0011641 | 0.0011542 | 0.0011451 | 0.0011354
| DCV_Com, P - Heat [Building w Propane Heat] | Prp | Yes | Large Office | Space Heating | RET | 0.29699 | 0.59046 | 0.88262 | 1.1719 | 1.4585 | 1.7427 | 2.0247 | 2.3045 | 2.5821 | 2.8573
| Optimized Unitary AC Sys_Com, P - Heat [Building w Propane Heat] | Prp | Yes | Large Office | Space Heating | NC | 0.11278 | 0.21851 | 0.32041 | 0.41779 | 0.51009 | 0.59887 | 0.68607 | 0.77211 | 0.85708 | 0.94064
| Cool Roof_Com, P - Heat [Building w Propane Heat] | Prp | No | Large Office | Space Heating | NC | -0.053351 | -0.10337 | -0.15158 | -0.19765 | -0.24131 | -0.28331 | -0.32456 | -0.36526 | -0.40546 | -0.44499
| Cool Roof_Com, P - Heat [Building w Propane Heat] | Prp | No | Large Office | Space Heating | RET | -0.27854 | -0.55378 | -0.82779 | -1.0991 | -1.3679 | -1.6344 | -1.8989 | -2.1614 | -2.4217 | -2.6798
| Programmable TStat_Com, P - Heat [Building w Propane Heat] | Prp | Yes | Large Office | Space Heating | NC | 0 | 0 | 0 | 0 | 0 | 0 | 0 | 0 | 0 | 0
| Programmable TStat_Com, P - Heat [Building w Propane Heat] | Prp | Yes | Large Office | Space Heating | RET | 0 | 0 | 0 | 0 | 0 | 0 | 0 | 0 | 0 | 0
| Smart TStat_Com, P - Heat [Building w Propane Heat] | Prp | Yes | Large Office | Space Heating | NC | 0.036074 | 0.069895 | 0.10249 | 0.13364 | 0.16316 | 0.19156 | 0.21946 | 0.24698 | 0.27416 | 0.30089
| Smart TStat_Com, P - Heat [Building w Propane Heat] | Prp | Yes | Large Office | Space Heating | RET | 0.13243 | 0.2633 | 0.39357 | 0.52255 | 0.65037 | 0.77709 | 0.90285 | 1.0276 | 1.1514 | 1.2741
| Boiler Blowdown Controls_Com, P - Heat | Prp | No | Large Office | Space Heating | RET | 0.057507 | 0.11433 | 0.1709 | 0.22691 | 0.28241 | 0.27993 | 0.27772 | 0.27533 | 0.27307 | 0.27086
| Boiler Modifications_Com, P - Heat | Prp | Yes | Large Office | Space Heating | RET | 0.18944 | 0.37664 | 0.563 | 0.74749 | 0.93033 | 1.1116 | 1.2915 | 1.47 | 1.5153 | 1.5029
| Boilers_Com, P - Heat | Prp | Yes | Large Office | Space Heating | NC | 0.044476 | 0.086175 | 0.12636 | 0.16477 | 0.20117 | 0.23618 | 0.27057 | 0.3045 | 0.33801 | 0.37097
| Boilers_Com, P - Heat | Prp | Yes | Large Office | Space Heating | RET | 0.34881 | 0.66707 | 0.95965 | 1.2271 | 1.4719 | 1.6959 | 1.9012 | 2.0894 | 2.2617 | 2.4194
| Boilers_Com, P - Heat | Prp | Yes | Large Office | Space Heating | REPL | 0.18212 | 0.32609 | 0.45151 | 0.55793 | 0.64582 | 0.71552 | 0.76741 | 0.80173 | 0.81875 | 0.81875
| Furnace_Com, P - Heat | Prp | Yes | Large Office | Space Heating | NC | 0.0080369 | 0.015572 | 0.022834 | 0.029774 | 0.036352 | 0.042678 | 0.048893 | 0.055024 | 0.06108 | 0.067035
| Furnace_Com, P - Heat | Prp | Yes | Large Office | Space Heating | RET | 0.061984 | 0.11862 | 0.17075 | 0.21848 | 0.26221 | 0.3023 | 0.33909 | 0.37285 | 0.40381 | 0.43219
| Furnace_Com, P - Heat | Prp | Yes | Large Office | Space Heating | REPL | 0.035772 | 0.06405 | 0.088683 | 0.10959 | 0.12685 | 0.14054 | 0.15073 | 0.15747 | 0.16082 | 0.16082
| Unit Heater_Com, P - Heat | Prp | Yes | Large Office | Space Heating | NC | 0.2078 | 0.40263 | 0.59039 | 0.76983 | 0.9399 | 1.1035 | 1.2642 | 1.4227 | 1.5793 | 1.7332
| Unit Heater_Com, P - Heat | Prp | Yes | Large Office | Space Heating | RET | 2.1273 | 4.0192 | 5.7142 | 7.2245 | 8.5716 | 9.7736 | 10.8472 | 11.8058 | 12.6617 | 13.4254
| Unit Heater_Com, P - Heat | Prp | Yes | Large Office | Space Heating | REPL | 1.2513 | 2.2406 | 3.1023 | 3.8335 | 4.4373 | 4.9163 | 5.2728 | 5.5086 | 5.6255 | 5.6255
| Energy Recovery Ventilator_Com, P - Heat | Prp | Yes | Large Office | Space Heating | NC | 0.20862 | 0.40422 | 0.59272 | 0.77287 | 0.94362 | 1.1078 | 1.2692 | 1.4283 | 1.5855 | 1.7401
| Energy Recovery Ventilator_Com, P - Heat | Prp | Yes | Large Office | Space Heating | RET | 1.8153 | 3.4567 | 4.9518 | 6.3062 | 7.5343 | 8.6484 | 9.6601 | 10.6355 | 11.5775 | 12.488
| Energy Recovery Ventilator_Com, P - Heat | Prp | Yes | Large Office | Space Heating | REPL | 1.4238 | 2.5493 | 3.5298 | 4.3618 | 5.0489 | 5.5938 | 5.9995 | 6.3125 | 6.5343 | 6.6662
| Forced Air Heating Maintenance_Com, P - Heat | Prp | Yes | Large Office | Space Heating | RET | 0.0024575 | 0.0048859 | 0.0073035 | 0.0096969 | 0.012069 | 0.011963 | 0.011868 | 0.011766 | 0.01167 | 0.011575
| Infrared Heater_Com, P - Heat | Prp | Yes | Large Office | Space Heating | NC | 0.80832 | 1.5662 | 2.2965 | 2.9945 | 3.6561 | 4.2924 | 4.9174 | 5.5341 | 6.1432 | 6.7421
| Infrared Heater_Com, P - Heat | Prp | Z | Large Office | Space Heating | RET | 0 | 0 | 0 | 0 | 0 | 0 | 0 | 0 | 0 | 0
| Infrared Heater_Com, P - Heat | Prp | Yes | Large Office | Space Heating | REPL | 4.8676 | 8.7155 | 12.0674 | 14.9117 | 17.2607 | 19.1236 | 20.5104 | 21.4276 | 22.6976 | 24.3137
| Windows_Com, P - Heat [Building w Propane Heat] | Prp | Yes | Large Office | Space Heating | NC | 0.23803 | 0.46119 | 0.67626 | 0.8818 | 1.0766 | 1.264 | 1.448 | 1.6296 | 1.809 | 1.9853
| Window Film_Com, P - Heat [Building w Propane Heat] | Prp | No | Large Office | Space Heating | RET | 0 | 0 | 0 | 0 | 0 | 0 | 0 | 0 | 0 | 0
| Kitchen DCV_Com, P - Heat [Building w Propane Heat] | Prp | Yes | Large Office | Space Heating | NC | 0.019604 | 0.037984 | 0.055698 | 0.072627 | 0.088672 | 0.1041 | 0.11926 | 0.13422 | 0.14899 | 0.16352
| Kitchen DCV_Com, P - Heat [Building w Propane Heat] | Prp | Yes | Large Office | Space Heating | RET | 0.18664 | 0.35392 | 0.50497 | 0.64059 | 0.7625 | 0.87212 | 0.9708 | 1.0623 | 1.1474 | 1.2266
| Kitchen DCV_Com, P - Heat [Building w Propane Heat] | Prp | Yes | Large Office | Space Heating | REPL | 0.13379 | 0.23956 | 0.33169 | 0.40988 | 0.47444 | 0.52565 | 0.56377 | 0.59094 | 0.60734 | 0.61312
| Duct Sealing Non Regulated_Com, P - Heat [Building w Propane Heat] | Prp | Yes | Large Office | Space Heating | RET | 0.92301 | 1.8351 | 2.7431 | 3.642 | 4.5328 | 5.416 | 6.2926 | 7.1622 | 8.0249 | 8.8802
| Clothes Washer Elec WH_Com, P - Oth [unit w/ propane dry - Dryer] | Prp | Yes | Large Office | Other | NC | 3.6834e-06 | 7.1368e-06 | 1.0465e-05 | 1.3646e-05 | 1.666e-05 | 1.956e-05 | 2.2408e-05 | 2.1563e-05 | 2.0942e-05 | 2.0426e-05
| Clothes Washer Elec WH_Com, P - Oth [unit w/ propane dry - Dryer] | Prp | Yes | Large Office | Other | REPL | 5.3868e-05 | 0.0001071 | 0.00016009 | 0.00021255 | 0.00026454 | 0.00031609 | 0.00036724 | 0.00036413 | 0.00036125 | 0.00035817
| Clothes Washer Gas WH_Com, P - Oth [unit w/ propane dry - Dryer] | Prp | Yes | Large Office | Other | NC | 3.6834e-06 | 7.1368e-06 | 1.0465e-05 | 1.3646e-05 | 1.666e-05 | 1.956e-05 | 2.2408e-05 | 2.1563e-05 | 2.0942e-05 | 2.0426e-05
| Clothes Washer Gas WH_Com, P - Oth [unit w/ propane dry - Dryer] | Prp | Yes | Large Office | Other | REPL | 5.3868e-05 | 0.0001071 | 0.00016009 | 0.00021255 | 0.00026454 | 0.00031609 | 0.00036724 | 0.00036413 | 0.00036125 | 0.00035817
| Clothes Washer Oil WH_Com, P - Oth [unit w/ propane dry - Dryer] | Prp | Yes | Large Office | Other | NC | 5.5251e-06 | 1.0705e-05 | 1.5698e-05 | 2.0469e-05 | 2.4991e-05 | 2.934e-05 | 3.3612e-05 | 3.2345e-05 | 3.1413e-05 | 3.0639e-05
| Clothes Washer Oil WH_Com, P - Oth [unit w/ propane dry - Dryer] | Prp | Yes | Large Office | Other | REPL | 8.0802e-05 | 0.00016065 | 0.00024014 | 0.00031883 | 0.00039682 | 0.00047413 | 0.00055087 | 0.00054619 | 0.00054187 | 0.00053726
| Clothes Washer Propane WH_Com, P - HWat [unit w/ elec dry - Water Heater] | Prp | Yes | Large Office | Water Heating | NC | 0.00023455 | 0.00045445 | 0.00066638 | 0.00086891 | 0.0010609 | 0.0012455 | 0.0014269 | 0.0013731 | 0.0013335 | 0.0013007
| Clothes Washer Propane WH_Com, P - HWat [unit w/ elec dry - Water Heater] | Prp | Yes | Large Office | Water Heating | REPL | 0.0034301 | 0.0068196 | 0.010194 | 0.013535 | 0.016845 | 0.020127 | 0.023385 | 0.023186 | 0.023003 | 0.022807
| Clothes Washer Propane WH_Com, P - HWat [unit w/ gas dry - Water Heater] | Prp | Yes | Large Office | Water Heating | NC | 0.00011727 | 0.00022722 | 0.00033319 | 0.00043445 | 0.00053044 | 0.00062275 | 0.00071343 | 0.00068653 | 0.00066674 | 0.00065033
| Clothes Washer Propane WH_Com, P - HWat [unit w/ gas dry - Water Heater] | Prp | Yes | Large Office | Water Heating | REPL | 0.0017151 | 0.0034098 | 0.005097 | 0.0067673 | 0.0084226 | 0.010064 | 0.011692 | 0.011593 | 0.011501 | 0.011403
| Clothes Washer Propane WH_Com, P - Oth [unit w/ propane dry - Dryer] | Prp | Yes | Large Office | Other | NC | 3.6834e-06 | 7.1368e-06 | 1.0465e-05 | 1.3646e-05 | 1.666e-05 | 1.956e-05 | 2.2408e-05 | 2.1563e-05 | 2.0942e-05 | 2.0426e-05
| Clothes Washer Propane WH_Com, P - Oth [unit w/ propane dry - Dryer] | Prp | Yes | Large Office | Other | REPL | 5.3868e-05 | 0.0001071 | 0.00016009 | 0.00021255 | 0.00026454 | 0.00031609 | 0.00036724 | 0.00036413 | 0.00036125 | 0.00035817
| Clothes Washer Propane WH_Com, P - HWat [unit w/ propane dry - Water Heater] | Prp | Yes | Large Office | Water Heating | NC | 0.00028825 | 0.00055851 | 0.00081896 | 0.0010679 | 0.0013038 | 0.0015307 | 0.0017536 | 0.0016875 | 0.0016388 | 0.0015985
| Clothes Washer Propane WH_Com, P - HWat [unit w/ propane dry - Water Heater] | Prp | Yes | Large Office | Water Heating | REPL | 0.0042156 | 0.0083812 | 0.012528 | 0.016634 | 0.020702 | 0.024736 | 0.028739 | 0.028496 | 0.02827 | 0.028029
| Dishwasher_Com, P - HWat [Building w propane WH] | Prp | Yes | Large Office | Water Heating | NC | 0.00030001 | 0.00058129 | 0.00085236 | 0.0011114 | 0.001357 | 0.0015931 | 0.0018251 | 0.002054 | 0.0022801 | 0.0025023
| Dishwasher_Com, P - HWat [Building w propane WH] | Prp | Yes | Large Office | Water Heating | REPL | 0.0024279 | 0.0048269 | 0.0072153 | 0.0095798 | 0.011923 | 0.014246 | 0.016552 | 0.018839 | 0.021108 | 0.023358
| Faucet Aerator_Com, P - HWat | Prp | Yes | Large Office | Water Heating | RET | 0.19035 | 0.37845 | 0.5657 | 0.75108 | 0.9348 | 1.1169 | 1.2977 | 1.477 | 1.655 | 1.8313
| Pre Rinse Sprayers_Com, P - HWat | Prp | Yes | Large Office | Water Heating | RET | 0.023368 | 0.046458 | 0.069446 | 0.071303 | 0.073204 | 0.072535 | 0.071934 | 0.07135 | 0.07079 | 0.070214
| FF Storage Water Heater_Com, P - HWat | Prp | Yes | Large Office | Water Heating | NC | 0.026751 | 0.051831 | 0.076002 | 0.099102 | 0.121 | 0.14205 | 0.16274 | 0.18315 | 0.2033 | 0.22312
| FF Storage Water Heater_Com, P - HWat | Prp | No | Large Office | Water Heating | RET | 0.18705 | 0.35925 | 0.51898 | 0.6663 | 0.80234 | 0.92799 | 1.0442 | 1.164 | 1.287 | 1.4129
| FF Storage Water Heater_Com, P - HWat | Prp | Yes | Large Office | Water Heating | REPL | 0.18257 | 0.32689 | 0.45261 | 0.55929 | 0.6474 | 0.71727 | 0.76929 | 0.8158 | 0.85691 | 0.89266
| FF Instantaneous Water Heater_Com, P - HWat | Prp | Yes | Large Office | Water Heating | NC | 0.044838 | 0.086876 | 0.12739 | 0.16611 | 0.20281 | 0.2381 | 0.27277 | 0.30698 | 0.34077 | 0.37399
| FF Instantaneous Water Heater_Com, P - HWat | Prp | No | Large Office | Water Heating | RET | 0.31351 | 0.60215 | 0.86987 | 1.1168 | 1.3448 | 1.5554 | 1.7502 | 1.9302 | 2.0966 | 2.2503
| FF Instantaneous Water Heater_Com, P - HWat | Prp | Yes | Large Office | Water Heating | REPL | 0.22951 | 0.41094 | 0.56898 | 0.70309 | 0.81384 | 0.90168 | 0.96707 | 1.0103 | 1.0318 | 1.0318
| Clothes Dryer_Com, P - Oth | Prp | Yes | Large Office | Other | NC | 0.00027964 | 0.00054182 | 0.00079449 | 0.001036 | 0.0012648 | 0.001485 | 0.0017012 | 0.0019145 | 0.0021252 | 0.0023324
| Clothes Dryer_Com, P - Oth | Prp | Yes | Large Office | Other | RET | 0.002724 | 0.0051596 | 0.0073535 | 0.0093189 | 0.011081 | 0.012662 | 0.014082 | 0.015386 | 0.016586 | 0.017692
| Clothes Dryer_Com, P - Oth | Prp | Yes | Large Office | Other | REPL | 0.0020448 | 0.0036612 | 0.0050693 | 0.0062641 | 0.0072509 | 0.0080335 | 0.0086161 | 0.0090236 | 0.0092588 | 0.0093244
| Pnemautic to DDC_Com, P - TotF [Building w Propane Heat] | Prp | No | Large Office | Total FF | RET | 0.43732 | 0.86945 | 1.2997 | 1.7256 | 2.1476 | 2.5661 | 2.9814 | 3.3934 | 3.8022 | 4.2074
| Data Center_Com, P - TotF [Building w Propane Heat] | Prp | Yes | Large Office | Total FF | NC | 0 | 0 | 0 | 0 | 0 | 0 | 0 | 0 | 0 | 0
| Data Center_Com, P - TotF [Building w Propane Heat] | Prp | Yes | Large Office | Total FF | RET | 0 | 0 | 0 | 0 | 0 | 0 | 0 | 0 | 0 | 0
| RCx_Com, P - TotF [Building w Propane Heat] | Prp | Yes | Large Office | Total FF | RET | 1.1923 | 2.3706 | 3.5435 | 4.7047 | 5.8555 | 6.9964 | 8.1287 | 9.2521 | 9.1742 | 9.1009
| Commissioning_Com, P - TotF [Building w Propane Heat] | Prp | Yes | Large Office | Total FF | NC | 0 | 0 | 0 | 0 | 0 | 0 | 0 | 0 | 0 | 0
| Integrated Building Design_Com, P - TotF [Building w Propane Heat] | Prp | Yes | Large Office | Total FF | NC | 0.078047 | 0.15122 | 0.22174 | 0.28914 | 0.35301 | 0.41445 | 0.4748 | 0.53434 | 0.59315 | 0.65098
| Deep Energy Retrofit_Com, P - TotF [Building w Propane Heat] | Prp | Yes | Large Office | Total FF | RET | 0.27992 | 0.55652 | 0.83188 | 1.1045 | 1.3747 | 1.6425 | 1.9083 | 2.172 | 2.4337 | 2.6931
| EMS_Com, P - TotF [Building w Propane Heat] | Prp | Yes | Large Office | Total FF | NC | 0.1521 | 0.29471 | 0.43214 | 0.56349 | 0.68797 | 0.80771 | 0.92532 | 1.0414 | 1.156 | 1.2687
| EMS_Com, P - TotF [Building w Propane Heat] | Prp | Yes | Large Office | Total FF | RET | 1.8988 | 3.775 | 5.6429 | 7.4921 | 9.3247 | 11.1416 | 12.9448 | 14.7337 | 16.5084 | 18.2679
| Int Ltg Ctrls_Com, E/P - IntL | E | Yes | Large Office | Interior Lighting | RET | -0.27266 | -0.53805 | -0.81605 | -1.091 | -1.3645 | -1.6388 | -1.91 | -2.1875 | -2.195 | -2.2036
| Exit Sign RetFit_Com, E/P - IntL | E | Yes | Large Office | Interior Lighting | RET | -0.010398 | -0.020519 | -0.031121 | -0.041606 | -0.052038 | -0.062497 | -0.072838 | -0.083423 | -0.094105 | -0.10456
| LED HiLo Bay_Com, E/P - IntL | E | Yes | Large Office | Interior Lighting | NC | -0.0026501 | -0.0051368 | -0.0075318 | -0.0098495 | -0.012042 | -0.014219 | -0.016394 | -0.01851 | -0.020619 | -0.022702
| LED HiLo Bay_Com, E/P - IntL | E | Yes | Large Office | Interior Lighting | RET | -0.025959 | -0.049523 | -0.072547 | -0.093783 | -0.11349 | -0.13192 | -0.14891 | -0.16513 | -0.1804 | -0.19582
| LED HiLo Bay_Com, E/P - IntL | E | Yes | Large Office | Interior Lighting | REPL | -0.014157 | -0.02518 | -0.035284 | -0.043849 | -0.05095 | -0.056646 | -0.06087 | -0.063752 | -0.065206 | -0.066021
| Repl Scre_Com, E/P - IntL | E | Yes | Large Office | Interior Lighting | NC | -0.0070184 | -0.013604 | -0.0065855 | 0 | 0 | 0 | 0 | 0 | 0 | 0
| Repl Scre_Com, E/P - IntL | E | Yes | Large Office | Interior Lighting | RET | -0.036254 | -0.07154 | -0.035286 | 0 | 0 | 0 | 0 | 0 | 0 | 0
| Repl Scre_Com, E/P - IntL | E | Yes | Large Office | Interior Lighting | REPL | -0.36021 | -0.71082 | -0.3506 | 0 | 0 | 0 | 0 | 0 | 0 | 0
| Lin LED Fixture_Com, E/P - IntL | E | Yes | Large Office | Interior Lighting | NC | -0.0068619 | -0.013301 | -0.019502 | -0.025503 | -0.03118 | -0.036818 | -0.042447 | -0.047926 | -0.053388 | -0.058782
| Lin LED Fixture_Com, E/P - IntL | E | Yes | Large Office | Interior Lighting | RET | -0.050926 | -0.096619 | -0.14074 | -0.18097 | -0.21787 | -0.25197 | -0.28305 | -0.31237 | -0.34189 | -0.37071
| Lin LED Fixture_Com, E/P - IntL | E | Yes | Large Office | Interior Lighting | REPL | -0.042445 | -0.075495 | -0.10579 | -0.13147 | -0.15276 | -0.16984 | -0.1825 | -0.19114 | -0.19737 | -0.20102
| LED Tube Repl_Com, E/P - IntL | E | Yes | Large Office | Interior Lighting | RET | -0.3204 | -0.60788 | -0.88549 | -1.1386 | -1.3707 | -1.6066 | -1.8426 | -2.0869 | -2.336 | -2.582
| LED Tube Repl_Com, E/P - IntL | E | Yes | Large Office | Interior Lighting | REPL | -0.39217 | -0.69753 | -0.97743 | -1.2147 | -1.4114 | -1.5953 | -1.7639 | -1.923 | -2.0699 | -2.2003
| Repl pin CFL wLED_Com, E/P - IntL | E | Yes | Large Office | Interior Lighting | RET | -0.0037977 | -0.0072578 | -0.010651 | -0.013792 | -0.016717 | -0.019881 | -0.023221 | -0.026845 | -0.030694 | -0.034512
| Repl pin CFL wLED_Com, E/P - IntL | E | Yes | Large Office | Interior Lighting | REPL | -0.0043986 | -0.0078235 | -0.010963 | -0.013624 | -0.015831 | -0.018084 | -0.020353 | -0.022717 | -0.025145 | -0.027563
| Stair Occ Sensor_Com, E/P - IntL | E | Yes | Large Office | Interior Lighting | NC | -0.0045105 | -0.0087429 | -0.012819 | -0.016764 | -0.020496 | -0.024201 | -0.027902 | -0.031504 | -0.035093 | -0.038639
| Stair Occ Sensor_Com, E/P - IntL | E | Yes | Large Office | Interior Lighting | RET | -0.034725 | -0.068523 | -0.10393 | -0.13895 | -0.17378 | -0.20871 | -0.24325 | -0.27859 | -0.31427 | -0.34917
| Int Delamping_Com, E/P - IntL | E | Yes | Large Office | Interior Lighting | RET | -0.0033316 | -0.0065743 | -0.0099712 | -0.013331 | -0.016673 | -0.020024 | -0.023338 | -0.026729 | -0.030151 | -0.0335
| Int Ltg Dsgn_Com, E/P - IntL | E | Yes | Large Office | Interior Lighting | NC | -0.0059755 | -0.011582 | -0.016983 | -0.022209 | -0.027152 | -0.032062 | -0.036964 | -0.041735 | -0.046491 | -0.051189
| Clothes Washer Propane WH_Com, P - HWat [unit w/ propane dry - Water Heater] | Prp | Yes | Education | Water Heating | NC | 1.9518e-05 | 3.7817e-05 | 5.5453e-05 | 7.2307e-05 | 8.8281e-05 | 0.00010365 | 0.00011874 | 0.00011426 | 0.00011097 | 0.00010824
| Clothes Washer Propane WH_Com, P - HWat [unit w/ propane dry - Water Heater] | Prp | Yes | Education | Water Heating | REPL | 0.00028544 | 0.0005675 | 0.0008483 | 0.0011263 | 0.0014018 | 0.0016749 | 0.001946 | 0.0019295 | 0.0019142 | 0.0018979
| DCV_Com, P - Heat [Building w Propane Heat] | Prp | Yes | Grocery | Space Heating | RET | 0.028807 | 0.057272 | 0.08561 | 0.11367 | 0.14147 | 0.16903 | 0.19639 | 0.22353 | 0.25045 | 0.27715
| Optimized Unitary AC Sys_Com, P - Heat [Building w Propane Heat] | Prp | Yes | Grocery | Space Heating | NC | 0.010939 | 0.021195 | 0.031078 | 0.040524 | 0.049477 | 0.058088 | 0.066546 | 0.074891 | 0.083134 | 0.091239
| Cool Roof_Com, P - Heat [Building w Propane Heat] | Prp | No | Grocery | Space Heating | NC | -0.00079916 | -0.0015484 | -0.0022705 | -0.0029606 | -0.0036147 | -0.0042438 | -0.0048617 | -0.0054714 | -0.0060736 | -0.0066657
| Cool Roof_Com, P - Heat [Building w Propane Heat] | Prp | No | Grocery | Space Heating | RET | -0.0041724 | -0.0082953 | -0.0124 | -0.016463 | -0.02049 | -0.024483 | -0.028445 | -0.032376 | -0.036276 | -0.040142
| Programmable TStat_Com, P - Heat [Building w Propane Heat] | Prp | Yes | Grocery | Space Heating | NC | 0 | 0 | 0 | 0 | 0 | 0 | 0 | 0 | 0 | 0
| Programmable TStat_Com, P - Heat [Building w Propane Heat] | Prp | Yes | Grocery | Space Heating | RET | 0 | 0 | 0 | 0 | 0 | 0 | 0 | 0 | 0 | 0
| Smart TStat_Com, P - Heat [Building w Propane Heat] | Prp | Yes | Grocery | Space Heating | NC | 0.0046218 | 0.008955 | 0.013131 | 0.017122 | 0.020905 | 0.024543 | 0.028117 | 0.031643 | 0.035125 | 0.03855
| Smart TStat_Com, P - Heat [Building w Propane Heat] | Prp | Yes | Grocery | Space Heating | RET | 0.016967 | 0.033733 | 0.050425 | 0.066949 | 0.083325 | 0.09956 | 0.11567 | 0.13166 | 0.14752 | 0.16324
| Boiler Blowdown Controls_Com, P - Heat | Prp | No | Grocery | Space Heating | RET | 0.0019964 | 0.0039691 | 0.005933 | 0.0078772 | 0.0098041 | 0.0097179 | 0.0096411 | 0.009558 | 0.0094797 | 0.0094028
| Boiler Modifications_Com, P - Heat | Prp | Yes | Grocery | Space Heating | RET | 0.0065765 | 0.013075 | 0.019545 | 0.025949 | 0.032297 | 0.038589 | 0.044835 | 0.051031 | 0.052603 | 0.052175
| Boilers_Com, P - Heat | Prp | Yes | Grocery | Space Heating | NC | 0.001544 | 0.0029916 | 0.0043867 | 0.0057199 | 0.0069836 | 0.008199 | 0.0093929 | 0.010571 | 0.011734 | 0.012878
| Boilers_Com, P - Heat | Prp | Yes | Grocery | Space Heating | RET | 0.012109 | 0.023158 | 0.033314 | 0.042599 | 0.051096 | 0.058874 | 0.066002 | 0.072533 | 0.078514 | 0.083991
| Boilers_Com, P - Heat | Prp | Yes | Grocery | Space Heating | REPL | 0.0063224 | 0.01132 | 0.015674 | 0.019369 | 0.02242 | 0.02484 | 0.026641 | 0.027832 | 0.028423 | 0.028423
| Furnace_Com, P - Heat | Prp | Yes | Grocery | Space Heating | NC | 0.0039757 | 0.0077032 | 0.011295 | 0.014729 | 0.017982 | 0.021112 | 0.024186 | 0.027219 | 0.030215 | 0.033161
| Furnace_Com, P - Heat | Prp | No | Grocery | Space Heating | RET | 0.030662 | 0.058679 | 0.084469 | 0.10808 | 0.12971 | 0.14954 | 0.16774 | 0.18444 | 0.19975 | 0.21379
| Furnace_Com, P - Heat | Prp | Yes | Grocery | Space Heating | REPL | 0.017696 | 0.031684 | 0.04387 | 0.05421 | 0.06275 | 0.069522 | 0.074564 | 0.077898 | 0.079552 | 0.079552
| Unit Heater_Com, P - Heat | Prp | Yes | Grocery | Space Heating | NC | 0.0024447 | 0.0047367 | 0.0069456 | 0.0090566 | 0.011057 | 0.012982 | 0.014872 | 0.016737 | 0.018579 | 0.020391
| Unit Heater_Com, P - Heat | Prp | Yes | Grocery | Space Heating | RET | 0.025026 | 0.047283 | 0.067225 | 0.084993 | 0.10084 | 0.11498 | 0.12761 | 0.13889 | 0.14896 | 0.15794
| Unit Heater_Com, P - Heat | Prp | Yes | Grocery | Space Heating | REPL | 0.014721 | 0.026359 | 0.036496 | 0.045099 | 0.052203 | 0.057837 | 0.062032 | 0.064806 | 0.066182 | 0.066182
| Destratification Fans_Com, P - Heat | Prp | Yes | Grocery | Space Heating | NC | 0.0011392 | 0.0022072 | 0.0032365 | 0.0042202 | 0.0051526 | 0.0060493 | 0.0069302 | 0.0077992 | 0.0086576 | 0.0095016
| Destratification Fans_Com, P - Heat | Prp | Yes | Grocery | Space Heating | RET | 0.0055532 | 0.010766 | 0.015697 | 0.020334 | 0.024699 | 0.028811 | 0.032687 | 0.036922 | 0.04149 | 0.046365
| Destratification Fans_Com, P - Heat | Prp | Yes | Grocery | Space Heating | REPL | 0.0077745 | 0.01392 | 0.019274 | 0.023817 | 0.027569 | 0.030545 | 0.03276 | 0.035038 | 0.03738 | 0.039781
| Energy Recovery Ventilator_Com, P - Heat | Prp | Yes | Grocery | Space Heating | NC | 0.003125 | 0.0060549 | 0.0088786 | 0.011577 | 0.014135 | 0.016595 | 0.019011 | 0.021395 | 0.02375 | 0.026065
| Energy Recovery Ventilator_Com, P - Heat | Prp | Yes | Grocery | Space Heating | RET | 0.027193 | 0.051779 | 0.074176 | 0.094463 | 0.11286 | 0.12955 | 0.1447 | 0.15931 | 0.17342 | 0.18706
| Energy Recovery Ventilator_Com, P - Heat | Prp | Yes | Grocery | Space Heating | REPL | 0.021328 | 0.038188 | 0.052874 | 0.065337 | 0.075629 | 0.083792 | 0.089868 | 0.094557 | 0.097879 | 0.099855
| Forced Air Heating Maintenance_Com, P - Heat | Prp | No | Grocery | Space Heating | RET | 0.0012157 | 0.002417 | 0.0036129 | 0.0047969 | 0.0059702 | 0.0059178 | 0.005871 | 0.0058204 | 0.0057727 | 0.0057259
| Windows_Com, P - Heat [Building w Propane Heat] | Prp | No | Grocery | Space Heating | NC | 0.0035655 | 0.0069083 | 0.01013 | 0.013209 | 0.016127 | 0.018934 | 0.021691 | 0.024411 | 0.027098 | 0.029739
| Window Film_Com, P - Heat [Building w Propane Heat] | Prp | No | Grocery | Space Heating | RET | 0 | 0 | 0 | 0 | 0 | 0 | 0 | 0 | 0 | 0
| Kitchen DCV_Com, P - Heat [Building w Propane Heat] | Prp | Yes | Grocery | Space Heating | NC | 0.0010531 | 0.0020405 | 0.0029921 | 0.0039015 | 0.0047635 | 0.0055925 | 0.0064068 | 0.0072103 | 0.0080039 | 0.0087841
| Kitchen DCV_Com, P - Heat [Building w Propane Heat] | Prp | Yes | Grocery | Space Heating | RET | 0.010027 | 0.019013 | 0.027127 | 0.034413 | 0.040962 | 0.046851 | 0.052152 | 0.057069 | 0.061639 | 0.065893
| Kitchen DCV_Com, P - Heat [Building w Propane Heat] | Prp | Yes | Grocery | Space Heating | REPL | 0.0071875 | 0.012869 | 0.017819 | 0.022019 | 0.025487 | 0.028238 | 0.030286 | 0.031745 | 0.032626 | 0.032937
| Duct Sealing Non Regulated_Com, P - Heat [Building w Propane Heat] | Prp | Yes | Grocery | Space Heating | RET | 0.013826 | 0.027488 | 0.04109 | 0.054555 | 0.067899 | 0.081129 | 0.094259 | 0.10729 | 0.12021 | 0.13302
| Ovens_Com, P - Cook | Prp | Yes | Grocery | Cooking | NC | 0.0040813 | 0.0079077 | 0.011595 | 0.01512 | 0.01846 | 0.021673 | 0.024829 | 0.027942 | 0.031018 | 0.034041
| Ovens_Com, P - Cook | Prp | Yes | Grocery | Cooking | REPL | 0.034817 | 0.069222 | 0.10347 | 0.13738 | 0.17099 | 0.2043 | 0.23737 | 0.27017 | 0.30271 | 0.33497
| Fryers_Com, P - Cook | Prp | Yes | Grocery | Cooking | NC | 0.00039736 | 0.0007699 | 0.0011289 | 0.0014721 | 0.0017973 | 0.0021101 | 0.0024173 | 0.0027205 | 0.0030199 | 0.0033143
| Fryers_Com, P - Cook | Prp | Yes | Grocery | Cooking | REPL | 0.0033898 | 0.0067395 | 0.010074 | 0.013376 | 0.016647 | 0.019891 | 0.02311 | 0.026304 | 0.029472 | 0.032613
| Griddles_Com, P - Cook | Prp | Yes | Grocery | Cooking | NC | 0.0010422 | 0.0020192 | 0.0029609 | 0.0038608 | 0.0047138 | 0.0055341 | 0.00634 | 0.007135 | 0.0079203 | 0.0086925
| Griddles_Com, P - Cook | Prp | Yes | Grocery | Cooking | REPL | 0.0088906 | 0.017676 | 0.026422 | 0.03508 | 0.043661 | 0.052168 | 0.060611 | 0.068987 | 0.077297 | 0.085536
| Clothes Washer Elec WH_Com, P - Oth [unit w/ propane dry - Dryer] | Prp | Yes | Grocery | Other | NC | 1.8702e-07 | 3.6236e-07 | 5.3134e-07 | 6.9283e-07 | 8.459e-07 | 9.9312e-07 | 1.1377e-06 | 1.0948e-06 | 1.0633e-06 | 1.0371e-06
| Clothes Washer Elec WH_Com, P - Oth [unit w/ propane dry - Dryer] | Prp | Yes | Grocery | Other | REPL | 2.735e-06 | 5.4377e-06 | 8.1282e-06 | 1.0792e-05 | 1.3432e-05 | 1.6049e-05 | 1.8646e-05 | 1.8488e-05 | 1.8342e-05 | 1.8185e-05
| Clothes Washer Gas WH_Com, P - Oth [unit w/ propane dry - Dryer] | Prp | Yes | Grocery | Other | NC | 1.8702e-07 | 3.6236e-07 | 5.3134e-07 | 6.9283e-07 | 8.459e-07 | 9.9312e-07 | 1.1377e-06 | 1.0948e-06 | 1.0633e-06 | 1.0371e-06
| Clothes Washer Gas WH_Com, P - Oth [unit w/ propane dry - Dryer] | Prp | Yes | Grocery | Other | REPL | 2.735e-06 | 5.4377e-06 | 8.1282e-06 | 1.0792e-05 | 1.3432e-05 | 1.6049e-05 | 1.8646e-05 | 1.8488e-05 | 1.8342e-05 | 1.8185e-05
| Clothes Washer Oil WH_Com, P - Oth [unit w/ propane dry - Dryer] | Prp | Yes | Grocery | Other | NC | 2.8053e-07 | 5.4354e-07 | 7.9701e-07 | 1.0393e-06 | 1.2688e-06 | 1.4897e-06 | 1.7066e-06 | 1.6422e-06 | 1.5949e-06 | 1.5556e-06
| Clothes Washer Oil WH_Com, P - Oth [unit w/ propane dry - Dryer] | Prp | Yes | Grocery | Other | REPL | 4.1026e-06 | 8.1565e-06 | 1.2192e-05 | 1.6188e-05 | 2.0147e-05 | 2.4073e-05 | 2.7969e-05 | 2.7732e-05 | 2.7512e-05 | 2.7278e-05
| Clothes Washer Propane WH_Com, P - HWat [unit w/ elec dry - Water Heater] | Prp | Yes | Grocery | Water Heating | NC | 2.0405e-06 | 3.9535e-06 | 5.7972e-06 | 7.5592e-06 | 9.2292e-06 | 1.0835e-05 | 1.2413e-05 | 1.1945e-05 | 1.1601e-05 | 1.1315e-05
| Clothes Washer Propane WH_Com, P - HWat [unit w/ elec dry - Water Heater] | Prp | Yes | Grocery | Water Heating | REPL | 2.9841e-05 | 5.9328e-05 | 8.8683e-05 | 0.00011774 | 0.00014655 | 0.0001751 | 0.00020344 | 0.00020171 | 0.00020012 | 0.00019841
| Clothes Washer Propane WH_Com, P - HWat [unit w/ gas dry - Water Heater] | Prp | Yes | Grocery | Water Heating | NC | 1.0202e-06 | 1.9768e-06 | 2.8986e-06 | 3.7796e-06 | 4.6146e-06 | 5.4177e-06 | 6.2066e-06 | 5.9726e-06 | 5.8004e-06 | 5.6576e-06
| Clothes Washer Propane WH_Com, P - HWat [unit w/ gas dry - Water Heater] | Prp | Yes | Grocery | Water Heating | REPL | 1.492e-05 | 2.9664e-05 | 4.4342e-05 | 5.8872e-05 | 7.3273e-05 | 8.7549e-05 | 0.00010172 | 0.00010086 | 0.00010006 | 9.9206e-05
| Clothes Washer Propane WH_Com, P - Oth [unit w/ propane dry - Dryer] | Prp | Yes | Grocery | Other | NC | 1.8702e-07 | 3.6236e-07 | 5.3134e-07 | 6.9283e-07 | 8.459e-07 | 9.9312e-07 | 1.1377e-06 | 1.0948e-06 | 1.0633e-06 | 1.0371e-06
| Clothes Washer Propane WH_Com, P - Oth [unit w/ propane dry - Dryer] | Prp | Yes | Grocery | Other | REPL | 2.735e-06 | 5.4377e-06 | 8.1282e-06 | 1.0792e-05 | 1.3432e-05 | 1.6049e-05 | 1.8646e-05 | 1.8488e-05 | 1.8342e-05 | 1.8185e-05
| Clothes Washer Propane WH_Com, P - HWat [unit w/ propane dry - Water Heater] | Prp | Yes | Grocery | Water Heating | NC | 4.1924e-06 | 8.1229e-06 | 1.1911e-05 | 1.5531e-05 | 1.8962e-05 | 2.2263e-05 | 2.5504e-05 | 2.4543e-05 | 2.3835e-05 | 2.3248e-05
| Clothes Washer Propane WH_Com, P - HWat [unit w/ propane dry - Water Heater] | Prp | Yes | Grocery | Water Heating | REPL | 6.1311e-05 | 0.0001219 | 0.00018221 | 0.00024192 | 0.0003011 | 0.00035976 | 0.00041799 | 0.00041444 | 0.00041116 | 0.00040766
| Dishwasher_Com, P - HWat [Building w propane WH] | Prp | Yes | Grocery | Water Heating | NC | 5.2199e-06 | 1.0114e-05 | 1.483e-05 | 1.9338e-05 | 2.361e-05 | 2.7719e-05 | 3.1756e-05 | 3.5738e-05 | 3.9671e-05 | 4.3539e-05
| Dishwasher_Com, P - HWat [Building w propane WH] | Prp | Yes | Grocery | Water Heating | REPL | 4.2243e-05 | 8.3985e-05 | 0.00012554 | 0.00016668 | 0.00020745 | 0.00024787 | 0.00028799 | 0.00032779 | 0.00036727 | 0.00040641
| Faucet Aerator_Com, P - HWat | Prp | Yes | Grocery | Water Heating | RET | 0.001656 | 0.0032923 | 0.0049214 | 0.0065341 | 0.0081324 | 0.0097169 | 0.01129 | 0.01285 | 0.014397 | 0.015932
| Pre Rinse Sprayers_Com, P - HWat | Prp | Yes | Grocery | Water Heating | RET | 0.0020338 | 0.0040434 | 0.0060441 | 0.0062058 | 0.0063712 | 0.006313 | 0.0062607 | 0.0062099 | 0.0061611 | 0.006111
| FF Storage Water Heater_Com, P - HWat | Prp | Yes | Grocery | Water Heating | NC | 0.00046544 | 0.00090182 | 0.0013224 | 0.0017243 | 0.0021052 | 0.0024716 | 0.0028315 | 0.0031866 | 0.0035373 | 0.0038822
| FF Storage Water Heater_Com, P - HWat | Prp | No | Grocery | Water Heating | RET | 0.0032544 | 0.0062507 | 0.0090298 | 0.011593 | 0.01396 | 0.016146 | 0.018168 | 0.020253 | 0.022394 | 0.024584
| FF Storage Water Heater_Com, P - HWat | Prp | Yes | Grocery | Water Heating | REPL | 0.0031765 | 0.0056877 | 0.0078751 | 0.0097313 | 0.011264 | 0.01248 | 0.013385 | 0.014194 | 0.01491 | 0.015532
| FF Instantaneous Water Heater_Com, P - HWat | Prp | Yes | Grocery | Water Heating | NC | 0.00078014 | 0.0015116 | 0.0022165 | 0.0028902 | 0.0035287 | 0.0041428 | 0.004746 | 0.0053412 | 0.0059291 | 0.0065071
| FF Instantaneous Water Heater_Com, P - HWat | Prp | No | Grocery | Water Heating | RET | 0.0054549 | 0.010477 | 0.015135 | 0.019432 | 0.023399 | 0.027063 | 0.030452 | 0.033584 | 0.036479 | 0.039153
| FF Instantaneous Water Heater_Com, P - HWat | Prp | Yes | Grocery | Water Heating | REPL | 0.0039932 | 0.0071499 | 0.0098998 | 0.012233 | 0.01416 | 0.015689 | 0.016826 | 0.017579 | 0.017952 | 0.017952
| Clothes Dryer_Com, P - Oth | Prp | Yes | Grocery | Other | NC | 5.6792e-06 | 1.1004e-05 | 1.6135e-05 | 2.1039e-05 | 2.5688e-05 | 3.0158e-05 | 3.455e-05 | 3.8882e-05 | 4.3162e-05 | 4.7369e-05
| Clothes Dryer_Com, P - Oth | Prp | Yes | Grocery | Other | RET | 5.5322e-05 | 0.00010479 | 0.00014934 | 0.00018926 | 0.00022505 | 0.00025716 | 0.00028599 | 0.00031248 | 0.00033685 | 0.00035931
| Clothes Dryer_Com, P - Oth | Prp | Yes | Grocery | Other | REPL | 4.1528e-05 | 7.4356e-05 | 0.00010295 | 0.00012722 | 0.00014726 | 0.00016315 | 0.00017499 | 0.00018326 | 0.00018804 | 0.00018937
| Pnemautic to DDC_Com, P - TotF [Building w Propane Heat] | Prp | No | Grocery | Total FF | RET | 0.009247 | 0.018384 | 0.027481 | 0.036487 | 0.045412 | 0.054259 | 0.063041 | 0.071753 | 0.080396 | 0.088965
| Data Center_Com, P - TotF [Building w Propane Heat] | Prp | Yes | Grocery | Total FF | NC | 0 | 0 | 0 | 0 | 0 | 0 | 0 | 0 | 0 | 0
| Data Center_Com, P - TotF [Building w Propane Heat] | Prp | Yes | Grocery | Total FF | RET | 0 | 0 | 0 | 0 | 0 | 0 | 0 | 0 | 0 | 0
| RCx_Com, P - TotF [Building w Propane Heat] | Prp | Yes | Grocery | Total FF | RET | 0.022691 | 0.045112 | 0.067434 | 0.089532 | 0.11143 | 0.13314 | 0.15469 | 0.17607 | 0.17459 | 0.17319
| Commissioning_Com, P - TotF [Building w Propane Heat] | Prp | Yes | Grocery | Total FF | NC | 0 | 0 | 0 | 0 | 0 | 0 | 0 | 0 | 0 | 0
| Integrated Building Design_Com, P - TotF [Building w Propane Heat] | Prp | Yes | Grocery | Total FF | NC | 0.0016503 | 0.0031975 | 0.0046887 | 0.0061137 | 0.0074644 | 0.0087635 | 0.01004 | 0.011299 | 0.012542 | 0.013765
| Deep Energy Retrofit_Com, P - TotF [Building w Propane Heat] | Prp | Yes | Grocery | Total FF | RET | 0.0059188 | 0.011767 | 0.01759 | 0.023354 | 0.029067 | 0.03473 | 0.040351 | 0.045927 | 0.051459 | 0.056944
| EMS_Com, P - TotF [Building w Propane Heat] | Prp | Yes | Grocery | Total FF | NC | 0.0032162 | 0.0062315 | 0.0091375 | 0.011915 | 0.014547 | 0.017079 | 0.019566 | 0.022019 | 0.024443 | 0.026826
| EMS_Com, P - TotF [Building w Propane Heat] | Prp | Yes | Grocery | Total FF | RET | 0.040149 | 0.079822 | 0.11932 | 0.15842 | 0.19717 | 0.23559 | 0.27371 | 0.31154 | 0.34907 | 0.38627
| Int Ltg Ctrls_Com, E/P - IntL | E | Yes | Grocery | Interior Lighting | RET | -0.010315 | -0.020356 | -0.030873 | -0.041275 | -0.051624 | -0.062 | -0.072259 | -0.082759 | -0.083041 | -0.083369
| Exit Sign RetFit_Com, E/P - IntL | E | Yes | Grocery | Interior Lighting | RET | -0.00013406 | -0.00026454 | -0.00040122 | -0.0005364 | -0.00067089 | -0.00080574 | -0.00093906 | -0.0010755 | -0.0012132 | -0.001348
| LED HiLo Bay_Com, E/P - IntL | E | Yes | Grocery | Interior Lighting | NC | -0.00024125 | -0.00046763 | -0.00068565 | -0.00089665 | -0.0010962 | -0.0012945 | -0.0014924 | -0.001685 | -0.001877 | -0.0020667
| LED HiLo Bay_Com, E/P - IntL | E | Yes | Grocery | Interior Lighting | RET | -0.00018205 | -0.00034732 | -0.00050878 | -0.00065772 | -0.00079591 | -0.00092514 | -0.0010443 | -0.0011581 | -0.0012651 | -0.0013733
| LED HiLo Bay_Com, E/P - IntL | E | Yes | Grocery | Interior Lighting | REPL | -0.0012887 | -0.0022922 | -0.003212 | -0.0039918 | -0.0046382 | -0.0051567 | -0.0055412 | -0.0058036 | -0.005936 | -0.0060102
| Repl Scre_Com, E/P - IntL | E | Yes | Grocery | Interior Lighting | NC | -0.00016543 | -0.00032066 | -0.00015523 | 0 | 0 | 0 | 0 | 0 | 0 | 0
| Repl Scre_Com, E/P - IntL | E | Yes | Grocery | Interior Lighting | RET | -0.00078339 | -0.0015459 | -0.00076249 | 0 | 0 | 0 | 0 | 0 | 0 | 0
| Repl Scre_Com, E/P - IntL | E | Yes | Grocery | Interior Lighting | REPL | -0.0084905 | -0.016754 | -0.008264 | 0 | 0 | 0 | 0 | 0 | 0 | 0
| Lin LED Fixture_Com, E/P - IntL | E | Yes | Grocery | Interior Lighting | NC | -0.00021967 | -0.0004258 | -0.00062433 | -0.00081644 | -0.00099819 | -0.0011787 | -0.0013589 | -0.0015343 | -0.0017091 | -0.0018818
| Lin LED Fixture_Com, E/P - IntL | E | Yes | Grocery | Interior Lighting | RET | -0.0016732 | -0.0031744 | -0.0046241 | -0.0059458 | -0.0071579 | -0.0082782 | -0.0092994 | -0.010263 | -0.011233 | -0.01218
| Lin LED Fixture_Com, E/P - IntL | E | Yes | Grocery | Interior Lighting | REPL | -0.0013588 | -0.0024169 | -0.0033867 | -0.0042088 | -0.0048904 | -0.0054372 | -0.0058426 | -0.0061192 | -0.0063186 | -0.0064355
| LED Tube Repl_Com, E/P - IntL | E | Yes | Grocery | Interior Lighting | RET | -0.010527 | -0.019972 | -0.029092 | -0.037408 | -0.045034 | -0.052783 | -0.060539 | -0.068565 | -0.076748 | -0.084829
| LED Tube Repl_Com, E/P - IntL | E | Yes | Grocery | Interior Lighting | REPL | -0.012555 | -0.022331 | -0.031291 | -0.038887 | -0.045185 | -0.051072 | -0.05647 | -0.061563 | -0.066266 | -0.070441
| Repl pin CFL wLED_Com, E/P - IntL | E | Yes | Grocery | Interior Lighting | RET | -7.1907e-06 | -1.3742e-05 | -2.0167e-05 | -2.6114e-05 | -3.1653e-05 | -3.7643e-05 | -4.3968e-05 | -5.0829e-05 | -5.8118e-05 | -6.5346e-05
| Repl pin CFL wLED_Com, E/P - IntL | E | Yes | Grocery | Interior Lighting | REPL | -1.0102e-05 | -1.7968e-05 | -2.5178e-05 | -3.129e-05 | -3.6357e-05 | -4.1533e-05 | -4.6744e-05 | -5.2174e-05 | -5.775e-05 | -6.3302e-05
| Stair Occ Sensor_Com, E/P - IntL | E | Yes | Grocery | Interior Lighting | NC | -0.00016388 | -0.00031765 | -0.00046575 | -0.00060907 | -0.00074465 | -0.00087929 | -0.0010137 | -0.0011446 | -0.001275 | -0.0014038
| Stair Occ Sensor_Com, E/P - IntL | E | Yes | Grocery | Interior Lighting | RET | -0.0012616 | -0.0024896 | -0.003776 | -0.0050482 | -0.0063139 | -0.007583 | -0.0088377 | -0.010122 | -0.011418 | -0.012686
| Int Delamping_Com, E/P - IntL | E | Yes | Grocery | Interior Lighting | RET | -0.00010666 | -0.00021047 | -0.00031922 | -0.00042677 | -0.00053377 | -0.00064105 | -0.00074713 | -0.00085569 | -0.00096526 | -0.0010725
| Int Ltg Dsgn_Com, E/P - IntL | E | Yes | Grocery | Interior Lighting | NC | -0.000226 | -0.00043806 | -0.00064229 | -0.00083994 | -0.0010269 | -0.0012126 | -0.001398 | -0.0015785 | -0.0017583 | -0.001936
| DCV_Com, P - Heat [Building w Propane Heat] | Prp | Yes | Hospital | Space Heating | RET | 0.047056 | 0.093555 | 0.13985 | 0.18567 | 0.23109 | 0.27612 | 0.3208 | 0.36514 | 0.40912 | 0.45272
| Optimized Unitary AC Sys_Com, P - Heat [Building w Propane Heat] | Prp | Yes | Hospital | Space Heating | NC | 0.017869 | 0.034622 | 0.050767 | 0.066197 | 0.080821 | 0.094887 | 0.1087 | 0.12234 | 0.1358 | 0.14904
| Cool Roof_Com, P - Heat [Building w Propane Heat] | Prp | No | Hospital | Space Heating | NC | -0.00091634 | -0.0017755 | -0.0026034 | -0.0033947 | -0.0041447 | -0.004866 | -0.0055746 | -0.0062737 | -0.0069641 | -0.0076431
| Cool Roof_Com, P - Heat [Building w Propane Heat] | Prp | No | Hospital | Space Heating | RET | -0.0047842 | -0.0095116 | -0.014218 | -0.018877 | -0.023495 | -0.028072 | -0.032616 | -0.037123 | -0.041595 | -0.046028
| Programmable TStat_Com, P - Heat [Building w Propane Heat] | Prp | Yes | Hospital | Space Heating | NC | 0 | 0 | 0 | 0 | 0 | 0 | 0 | 0 | 0 | 0
| Programmable TStat_Com, P - Heat [Building w Propane Heat] | Prp | Yes | Hospital | Space Heating | RET | 0 | 0 | 0 | 0 | 0 | 0 | 0 | 0 | 0 | 0
| Smart TStat_Com, P - Heat [Building w Propane Heat] | Prp | Yes | Hospital | Space Heating | NC | 0.0014834 | 0.0028741 | 0.0042144 | 0.0054953 | 0.0067094 | 0.0078771 | 0.009024 | 0.010156 | 0.011273 | 0.012372
| Smart TStat_Com, P - Heat [Building w Propane Heat] | Prp | Yes | Hospital | Space Heating | RET | 0.0054456 | 0.010827 | 0.016184 | 0.021487 | 0.026743 | 0.031954 | 0.037125 | 0.042256 | 0.047346 | 0.052392
| Furnace_Com, P - Heat | Prp | Yes | Hospital | Space Heating | NC | 0.0094046 | 0.018222 | 0.026719 | 0.03484 | 0.042538 | 0.049941 | 0.057213 | 0.064387 | 0.071474 | 0.078442
| Furnace_Com, P - Heat | Prp | Yes | Hospital | Space Heating | RET | 0.072532 | 0.1388 | 0.19981 | 0.25566 | 0.30683 | 0.35374 | 0.3968 | 0.43629 | 0.47252 | 0.50573
| Furnace_Com, P - Heat | Prp | Yes | Hospital | Space Heating | REPL | 0.041859 | 0.074949 | 0.10377 | 0.12823 | 0.14843 | 0.16446 | 0.17638 | 0.18427 | 0.18818 | 0.18818
| Energy Recovery Ventilator_Com, P - Heat | Prp | Yes | Hospital | Space Heating | NC | 0.0035833 | 0.0069428 | 0.01018 | 0.013275 | 0.016207 | 0.019028 | 0.021799 | 0.024532 | 0.027233 | 0.029887
| Energy Recovery Ventilator_Com, P - Heat | Prp | Yes | Hospital | Space Heating | RET | 0.03118 | 0.059372 | 0.085052 | 0.10831 | 0.12941 | 0.14854 | 0.16592 | 0.18267 | 0.19885 | 0.21449
| Energy Recovery Ventilator_Com, P - Heat | Prp | Yes | Hospital | Space Heating | REPL | 0.024455 | 0.043787 | 0.060627 | 0.074917 | 0.086718 | 0.096078 | 0.10305 | 0.10842 | 0.11223 | 0.1145
| Forced Air Heating Maintenance_Com, P - Heat | Prp | Yes | Hospital | Space Heating | RET | 0.0028757 | 0.0057174 | 0.0085464 | 0.011347 | 0.014123 | 0.013998 | 0.013888 | 0.013768 | 0.013655 | 0.013545
| Windows_Com, P - Heat [Building w Propane Heat] | Prp | No | Hospital | Space Heating | NC | 0.0040883 | 0.0079213 | 0.011615 | 0.015146 | 0.018492 | 0.02171 | 0.024871 | 0.02799 | 0.031071 | 0.0341
| Window Film_Com, P - Heat [Building w Propane Heat] | Prp | No | Hospital | Space Heating | RET | 0 | 0 | 0 | 0 | 0 | 0 | 0 | 0 | 0 | 0
| Kitchen DCV_Com, P - Heat [Building w Propane Heat] | Prp | Yes | Hospital | Space Heating | NC | 0.002035 | 0.0039429 | 0.0057816 | 0.0075389 | 0.0092044 | 0.010806 | 0.01238 | 0.013932 | 0.015466 | 0.016973
| Kitchen DCV_Com, P - Heat [Building w Propane Heat] | Prp | Yes | Hospital | Space Heating | RET | 0.019374 | 0.036738 | 0.052417 | 0.066496 | 0.07915 | 0.090529 | 0.10077 | 0.11027 | 0.1191 | 0.12732
| Kitchen DCV_Com, P - Heat [Building w Propane Heat] | Prp | Yes | Hospital | Space Heating | REPL | 0.013888 | 0.024867 | 0.034431 | 0.042546 | 0.049248 | 0.054564 | 0.058521 | 0.061341 | 0.063043 | 0.063644
| Duct Sealing Non Regulated_Com, P - Heat [Building w Propane Heat] | Prp | Yes | Hospital | Space Heating | RET | 0.015853 | 0.031519 | 0.047115 | 0.062554 | 0.077855 | 0.093024 | 0.10808 | 0.12302 | 0.13783 | 0.15252
| Ovens_Com, P - Cook | Prp | Yes | Hospital | Cooking | NC | 0.0017115 | 0.0033161 | 0.0048625 | 0.0063404 | 0.0077411 | 0.0090884 | 0.010412 | 0.011717 | 0.013007 | 0.014275
| Ovens_Com, P - Cook | Prp | Yes | Hospital | Cooking | REPL | 0.0146 | 0.029028 | 0.043391 | 0.05761 | 0.071702 | 0.085672 | 0.099538 | 0.11329 | 0.12694 | 0.14047
| Fryers_Com, P - Cook | Prp | Yes | Hospital | Cooking | NC | 0.00016663 | 0.00032285 | 0.00047341 | 0.0006173 | 0.00075368 | 0.00088485 | 0.0010137 | 0.0011408 | 0.0012664 | 0.0013898
| Fryers_Com, P - Cook | Prp | Yes | Hospital | Cooking | REPL | 0.0014215 | 0.0028262 | 0.0042246 | 0.005609 | 0.0069809 | 0.0083411 | 0.0096911 | 0.01103 | 0.012359 | 0.013676
| Griddles_Com, P - Cook | Prp | Yes | Hospital | Cooking | NC | 0.00043702 | 0.00084676 | 0.0012416 | 0.001619 | 0.0019767 | 0.0023207 | 0.0026586 | 0.002992 | 0.0033213 | 0.0036451
| Griddles_Com, P - Cook | Prp | Yes | Hospital | Cooking | REPL | 0.0037282 | 0.0074123 | 0.01108 | 0.014711 | 0.018309 | 0.021876 | 0.025417 | 0.02893 | 0.032414 | 0.035869
| Clothes Washer Propane WH_Com, P - HWat [unit w/ elec dry - Water Heater] | Prp | Yes | Hospital | Water Heating | NC | 7.5466e-05 | 0.00014622 | 0.00021441 | 0.00027958 | 0.00034134 | 0.00040075 | 0.0004591 | 0.00044179 | 0.00042906 | 0.00041849
| Clothes Washer Propane WH_Com, P - HWat [unit w/ elec dry - Water Heater] | Prp | Yes | Hospital | Water Heating | REPL | 0.0011037 | 0.0021942 | 0.0032799 | 0.0043548 | 0.00542 | 0.006476 | 0.0075241 | 0.0074603 | 0.0074013 | 0.0073382
| Clothes Washer Propane WH_Com, P - HWat [unit w/ gas dry - Water Heater] | Prp | Yes | Hospital | Water Heating | NC | 3.7733e-05 | 7.311e-05 | 0.0001072 | 0.00013979 | 0.00017067 | 0.00020037 | 0.00022955 | 0.00022089 | 0.00021453 | 0.00020925
| Clothes Washer Propane WH_Com, P - HWat [unit w/ gas dry - Water Heater] | Prp | Yes | Hospital | Water Heating | REPL | 0.00055183 | 0.0010971 | 0.00164 | 0.0021774 | 0.00271 | 0.003238 | 0.0037621 | 0.0037301 | 0.0037006 | 0.0036691
| Clothes Washer Propane WH_Com, P - HWat [unit w/ propane dry - Water Heater] | Prp | Yes | Hospital | Water Heating | NC | 0.00048018 | 0.00093038 | 0.0013642 | 0.0017789 | 0.0021719 | 0.0025499 | 0.0029212 | 0.002811 | 0.00273 | 0.0026628
| Clothes Washer Propane WH_Com, P - HWat [unit w/ propane dry - Water Heater] | Prp | Yes | Hospital | Water Heating | REPL | 0.0070224 | 0.013962 | 0.02087 | 0.027709 | 0.034487 | 0.041206 | 0.047875 | 0.047469 | 0.047093 | 0.046692
| Ozone Laundry_Com, P - HWat | Prp | Yes | Hospital | Water Heating | RET | 0.024088 | 0.04789 | 0.071587 | 0.095046 | 0.11829 | 0.14134 | 0.16422 | 0.18691 | 0.20943 | 0.23175
| Dishwasher_Com, P - HWat [Building w propane WH] | Prp | Yes | Hospital | Water Heating | NC | 5.5601e-05 | 0.00010773 | 0.00015797 | 0.00020598 | 0.00025149 | 0.00029526 | 0.00033825 | 0.00038067 | 0.00042256 | 0.00046376
| Dishwasher_Com, P - HWat [Building w propane WH] | Prp | Yes | Hospital | Water Heating | REPL | 0.00044996 | 0.00089458 | 0.0013372 | 0.0017754 | 0.0022097 | 0.0026402 | 0.0030676 | 0.0034915 | 0.003912 | 0.004329
| Faucet Aerator_Com, P - HWat | Prp | Yes | Hospital | Water Heating | RET | 0.0024498 | 0.0048707 | 0.0072807 | 0.0096666 | 0.012031 | 0.014375 | 0.016702 | 0.01901 | 0.0213 | 0.02357
| FF Storage Water Heater_Com, P - HWat | Prp | Yes | Hospital | Water Heating | NC | 0.0020657 | 0.0040025 | 0.005869 | 0.0076528 | 0.0093435 | 0.01097 | 0.012567 | 0.014143 | 0.015699 | 0.01723
| FF Storage Water Heater_Com, P - HWat | Prp | No | Hospital | Water Heating | RET | 0.014444 | 0.027742 | 0.040076 | 0.051453 | 0.061957 | 0.07166 | 0.080633 | 0.089885 | 0.099387 | 0.10911
| FF Storage Water Heater_Com, P - HWat | Prp | Yes | Hospital | Water Heating | REPL | 0.014098 | 0.025243 | 0.034951 | 0.043189 | 0.049993 | 0.055389 | 0.059405 | 0.062997 | 0.066171 | 0.068932
| FF Instantaneous Water Heater_Com, P - HWat | Prp | Yes | Hospital | Water Heating | NC | 0.0034624 | 0.0067087 | 0.0098372 | 0.012827 | 0.015661 | 0.018386 | 0.021064 | 0.023705 | 0.026314 | 0.02888
| FF Instantaneous Water Heater_Com, P - HWat | Prp | No | Hospital | Water Heating | RET | 0.02421 | 0.046499 | 0.067173 | 0.086242 | 0.10385 | 0.12011 | 0.13515 | 0.14905 | 0.1619 | 0.17377
| FF Instantaneous Water Heater_Com, P - HWat | Prp | Yes | Hospital | Water Heating | REPL | 0.017723 | 0.031733 | 0.043937 | 0.054293 | 0.062846 | 0.069629 | 0.074678 | 0.078018 | 0.079674 | 0.079674
| Pnemautic to DDC_Com, P - TotF [Building w Propane Heat] | Prp | No | Hospital | Total FF | RET | 0.011158 | 0.022183 | 0.033159 | 0.044025 | 0.054794 | 0.06547 | 0.076066 | 0.086579 | 0.097007 | 0.10735
| Data Center_Com, P - TotF [Building w Propane Heat] | Prp | Yes | Hospital | Total FF | NC | 0 | 0 | 0 | 0 | 0 | 0 | 0 | 0 | 0 | 0
| Data Center_Com, P - TotF [Building w Propane Heat] | Prp | Yes | Hospital | Total FF | RET | 0 | 0 | 0 | 0 | 0 | 0 | 0 | 0 | 0 | 0
| RCx_Com, P - TotF [Building w Propane Heat] | Prp | Yes | Hospital | Total FF | RET | 0.030421 | 0.060482 | 0.090408 | 0.12003 | 0.1494 | 0.1785 | 0.20739 | 0.23606 | 0.23407 | 0.2322
| Commissioning_Com, P - TotF [Building w Propane Heat] | Prp | Yes | Hospital | Total FF | NC | 0 | 0 | 0 | 0 | 0 | 0 | 0 | 0 | 0 | 0
| Integrated Building Design_Com, P - TotF [Building w Propane Heat] | Prp | Yes | Hospital | Total FF | NC | 0.0019913 | 0.0038582 | 0.0056574 | 0.0073769 | 0.0090066 | 0.010574 | 0.012114 | 0.013633 | 0.015133 | 0.016609
| Deep Energy Retrofit_Com, P - TotF [Building w Propane Heat] | Prp | Yes | Hospital | Total FF | RET | 0.0071417 | 0.014199 | 0.021224 | 0.02818 | 0.035072 | 0.041906 | 0.048688 | 0.055417 | 0.062092 | 0.06871
| EMS_Com, P - TotF [Building w Propane Heat] | Prp | Yes | Hospital | Total FF | NC | 0.0038807 | 0.0075191 | 0.011026 | 0.014377 | 0.017553 | 0.020608 | 0.023608 | 0.026569 | 0.029493 | 0.032368
| EMS_Com, P - TotF [Building w Propane Heat] | Prp | Yes | Hospital | Total FF | RET | 0.048444 | 0.096315 | 0.14397 | 0.19115 | 0.23791 | 0.28426 | 0.33027 | 0.37591 | 0.42119 | 0.46608
| Int Ltg Ctrls_Com, E/P - IntL | E | Yes | Hospital | Interior Lighting | RET | -0.00042205 | -0.00083285 | -0.0012632 | -0.0016888 | -0.0021122 | -0.0025367 | -0.0029565 | -0.0033861 | -0.0033976 | -0.003411
| Repl Scre_Com, E/P - IntL | E | Yes | Hospital | Interior Lighting | NC | -8.8728e-06 | -1.7198e-05 | -8.3256e-06 | 0 | 0 | 0 | 0 | 0 | 0 | 0
| Repl Scre_Com, E/P - IntL | E | Yes | Hospital | Interior Lighting | RET | -1.0651e-06 | -2.1018e-06 | -1.0367e-06 | 0 | 0 | 0 | 0 | 0 | 0 | 0
| Repl Scre_Com, E/P - IntL | E | Yes | Hospital | Interior Lighting | REPL | -0.00045539 | -0.00089863 | -0.00044324 | 0 | 0 | 0 | 0 | 0 | 0 | 0
| Lin LED Fixture_Com, E/P - IntL | E | Yes | Hospital | Interior Lighting | NC | -1.0949e-05 | -2.1223e-05 | -3.1119e-05 | -4.0694e-05 | -4.9753e-05 | -5.8749e-05 | -6.7732e-05 | -7.6475e-05 | -8.519e-05 | -9.3797e-05
| Lin LED Fixture_Com, E/P - IntL | E | Yes | Hospital | Interior Lighting | RET | -0.00011239 | -0.00021324 | -0.00031062 | -0.00039941 | -0.00048083 | -0.00055609 | -0.00062468 | -0.0006894 | -0.00075455 | -0.00081815
| Lin LED Fixture_Com, E/P - IntL | E | Yes | Hospital | Interior Lighting | REPL | -6.7729e-05 | -0.00012047 | -0.00016881 | -0.00020978 | -0.00024376 | -0.00027101 | -0.00029121 | -0.000305 | -0.00031494 | -0.00032077
| LED Tube Repl_Com, E/P - IntL | E | Yes | Hospital | Interior Lighting | RET | -0.00060106 | -0.0011403 | -0.0016611 | -0.0021359 | -0.0025714 | -0.0030138 | -0.0034567 | -0.003915 | -0.0043822 | -0.0048436
| LED Tube Repl_Com, E/P - IntL | E | Yes | Hospital | Interior Lighting | REPL | -0.00053191 | -0.00094608 | -0.0013257 | -0.0016475 | -0.0019144 | -0.0021638 | -0.0023925 | -0.0026082 | -0.0028075 | -0.0029844
| Repl pin CFL wLED_Com, E/P - IntL | E | Yes | Hospital | Interior Lighting | RET | -1.9996e-05 | -3.8214e-05 | -5.6078e-05 | -7.2617e-05 | -8.8019e-05 | -0.00010467 | -0.00012226 | -0.00014134 | -0.00016161 | -0.00018171
| Repl pin CFL wLED_Com, E/P - IntL | E | Yes | Hospital | Interior Lighting | REPL | -1.9482e-05 | -3.4652e-05 | -4.8557e-05 | -6.0345e-05 | -7.0117e-05 | -8.0099e-05 | -9.0149e-05 | -0.00010062 | -0.00011138 | -0.00012208
| Stair Occ Sensor_Com, E/P - IntL | E | Yes | Hospital | Interior Lighting | NC | -7.2817e-06 | -1.4114e-05 | -2.0695e-05 | -2.7063e-05 | -3.3088e-05 | -3.907e-05 | -4.5044e-05 | -5.0859e-05 | -5.6654e-05 | -6.2378e-05
| Stair Occ Sensor_Com, E/P - IntL | E | Yes | Hospital | Interior Lighting | RET | -5.606e-05 | -0.00011062 | -0.00016778 | -0.00022431 | -0.00028055 | -0.00033694 | -0.00039269 | -0.00044976 | -0.00050735 | -0.0005637
| Int Delamping_Com, E/P - IntL | E | Yes | Hospital | Interior Lighting | RET | -5.3162e-06 | -1.049e-05 | -1.5911e-05 | -2.1272e-05 | -2.6605e-05 | -3.1952e-05 | -3.7239e-05 | -4.2651e-05 | -4.8112e-05 | -5.3456e-05
| Int Ltg Dsgn_Com, E/P - IntL | E | Yes | Hospital | Interior Lighting | NC | -9.2479e-06 | -1.7926e-05 | -2.6283e-05 | -3.4371e-05 | -4.2022e-05 | -4.962e-05 | -5.7207e-05 | -6.4592e-05 | -7.1952e-05 | -7.9222e-05
| Optimized Unitary AC Sys_Com, P - Heat [Building w Propane Heat] | Prp | Yes | Food Service | Space Heating | NC | 0.037578 | 0.07281 | 0.10676 | 0.13921 | 0.16997 | 0.19955 | 0.22861 | 0.25728 | 0.28559 | 0.31344
| Cool Roof_Com, P - Heat [Building w Propane Heat] | Prp | No | Food Service | Space Heating | NC | -0.0033279 | -0.0064479 | -0.0094549 | -0.012329 | -0.015052 | -0.017672 | -0.020245 | -0.022784 | -0.025292 | -0.027757
| Cool Roof_Com, P - Heat [Building w Propane Heat] | Prp | No | Food Service | Space Heating | RET | -0.017375 | -0.034543 | -0.051635 | -0.068557 | -0.085326 | -0.10195 | -0.11845 | -0.13482 | -0.15106 | -0.16716
| Programmable TStat_Com, P - Heat [Building w Propane Heat] | Prp | Yes | Food Service | Space Heating | NC | 0 | 0 | 0 | 0 | 0 | 0 | 0 | 0 | 0 | 0
| Programmable TStat_Com, P - Heat [Building w Propane Heat] | Prp | Yes | Food Service | Space Heating | RET | 0 | 0 | 0 | 0 | 0 | 0 | 0 | 0 | 0 | 0
| Smart TStat_Com, P - Heat [Building w Propane Heat] | Prp | Yes | Food Service | Space Heating | NC | 0.014042 | 0.027207 | 0.039894 | 0.05202 | 0.063512 | 0.074566 | 0.085424 | 0.096136 | 0.10672 | 0.11712
| Smart TStat_Com, P - Heat [Building w Propane Heat] | Prp | Yes | Food Service | Space Heating | RET | 0.05155 | 0.10249 | 0.1532 | 0.2034 | 0.25316 | 0.30248 | 0.35144 | 0.4 | 0.44819 | 0.49595
| Boiler Blowdown Controls_Com, P - Heat | Prp | No | Food Service | Space Heating | RET | 0.013468 | 0.026777 | 0.040026 | 0.053142 | 0.066141 | 0.06556 | 0.065042 | 0.064482 | 0.063953 | 0.063434
| Boiler Modifications_Com, P - Heat | Prp | Yes | Food Service | Space Heating | RET | 0.044367 | 0.088208 | 0.13185 | 0.17506 | 0.21788 | 0.26034 | 0.30247 | 0.34427 | 0.35487 | 0.35199
| Boilers_Com, P - Heat | Prp | Yes | Food Service | Space Heating | NC | 0.010416 | 0.020182 | 0.029594 | 0.038589 | 0.047114 | 0.055313 | 0.063368 | 0.071314 | 0.079163 | 0.086881
| Boilers_Com, P - Heat | Prp | Yes | Food Service | Space Heating | RET | 0.08169 | 0.15623 | 0.22475 | 0.28739 | 0.34471 | 0.39718 | 0.44527 | 0.48933 | 0.52968 | 0.56663
| Boilers_Com, P - Heat | Prp | Yes | Food Service | Space Heating | REPL | 0.042653 | 0.076371 | 0.10574 | 0.13067 | 0.15125 | 0.16758 | 0.17973 | 0.18776 | 0.19175 | 0.19175
| Furnace_Com, P - Heat | Prp | Yes | Food Service | Space Heating | NC | 0.0077593 | 0.015034 | 0.022045 | 0.028745 | 0.035096 | 0.041204 | 0.047204 | 0.053123 | 0.05897 | 0.064719
| Furnace_Com, P - Heat | Prp | Yes | Food Service | Space Heating | RET | 0.059843 | 0.11452 | 0.16486 | 0.21093 | 0.25315 | 0.29186 | 0.32738 | 0.35996 | 0.38985 | 0.41726
| Furnace_Com, P - Heat | Prp | Yes | Food Service | Space Heating | REPL | 0.034536 | 0.061837 | 0.085619 | 0.1058 | 0.12247 | 0.13568 | 0.14552 | 0.15203 | 0.15526 | 0.15526
| Unit Heater_Com, P - Heat | Prp | Yes | Food Service | Space Heating | NC | 0.014376 | 0.027855 | 0.040845 | 0.053259 | 0.065026 | 0.076343 | 0.087459 | 0.098427 | 0.10926 | 0.11991
| Unit Heater_Com, P - Heat | Prp | Yes | Food Service | Space Heating | RET | 0.14717 | 0.27806 | 0.39533 | 0.49982 | 0.59302 | 0.67617 | 0.75045 | 0.81677 | 0.87598 | 0.92882
| Unit Heater_Com, P - Heat | Prp | Yes | Food Service | Space Heating | REPL | 0.086573 | 0.15501 | 0.21463 | 0.26521 | 0.30699 | 0.34013 | 0.36479 | 0.3811 | 0.38919 | 0.38919
| Destratification Fans_Com, P - Heat | Prp | Yes | Food Service | Space Heating | NC | 0.0094875 | 0.018383 | 0.026955 | 0.035148 | 0.042913 | 0.050381 | 0.057717 | 0.064955 | 0.072104 | 0.079134
| Destratification Fans_Com, P - Heat | Prp | Yes | Food Service | Space Heating | RET | 0.04625 | 0.089666 | 0.13073 | 0.16935 | 0.2057 | 0.23995 | 0.27223 | 0.30751 | 0.34555 | 0.38614
| Destratification Fans_Com, P - Heat | Prp | Yes | Food Service | Space Heating | REPL | 0.06475 | 0.11594 | 0.16052 | 0.19836 | 0.22961 | 0.25439 | 0.27284 | 0.29181 | 0.31132 | 0.33132
| Forced Air Heating Maintenance_Com, P - Heat | Prp | Yes | Food Service | Space Heating | RET | 0.0023726 | 0.0047172 | 0.0070512 | 0.0093619 | 0.011652 | 0.011549 | 0.011458 | 0.01136 | 0.011266 | 0.011175
| Windows_Com, P - Heat [Building w Propane Heat] | Prp | No | Food Service | Space Heating | NC | 0.014847 | 0.028768 | 0.042183 | 0.055004 | 0.067156 | 0.078844 | 0.090325 | 0.10165 | 0.11284 | 0.12384
| Window Film_Com, P - Heat [Building w Propane Heat] | Prp | No | Food Service | Space Heating | RET | 0 | 0 | 0 | 0 | 0 | 0 | 0 | 0 | 0 | 0
| Kitchen DCV_Com, P - Heat [Building w Propane Heat] | Prp | Yes | Food Service | Space Heating | NC | 0.0454 | 0.087965 | 0.12899 | 0.16819 | 0.20535 | 0.24109 | 0.27619 | 0.31083 | 0.34504 | 0.37867
| Kitchen DCV_Com, P - Heat [Building w Propane Heat] | Prp | Yes | Food Service | Space Heating | RET | 0.43223 | 0.81962 | 1.1694 | 1.4835 | 1.7658 | 2.0197 | 2.2482 | 2.4602 | 2.6572 | 2.8406
| Kitchen DCV_Com, P - Heat [Building w Propane Heat] | Prp | Yes | Food Service | Space Heating | REPL | 0.30984 | 0.55478 | 0.76814 | 0.9492 | 1.0987 | 1.2173 | 1.3056 | 1.3685 | 1.4065 | 1.4199
| Duct Sealing Non Regulated_Com, P - Heat [Building w Propane Heat] | Prp | Yes | Food Service | Space Heating | RET | 0.057575 | 0.11447 | 0.17111 | 0.22718 | 0.28275 | 0.33784 | 0.39251 | 0.44676 | 0.50057 | 0.55392
| Ovens_Com, P - Cook | Prp | Yes | Food Service | Cooking | NC | 0.096037 | 0.18608 | 0.27285 | 0.35578 | 0.43438 | 0.50998 | 0.58424 | 0.65751 | 0.72988 | 0.80103
| Ovens_Com, P - Cook | Prp | Yes | Food Service | Cooking | REPL | 0.81929 | 1.6289 | 2.4348 | 3.2327 | 4.0235 | 4.8074 | 5.5854 | 6.3573 | 7.1231 | 7.8823
| Fryers_Com, P - Cook | Prp | Yes | Food Service | Cooking | NC | 0.0093502 | 0.018117 | 0.026565 | 0.034639 | 0.042292 | 0.049652 | 0.056882 | 0.064015 | 0.071061 | 0.077989
| Fryers_Com, P - Cook | Prp | Yes | Food Service | Cooking | REPL | 0.079766 | 0.15859 | 0.23706 | 0.31474 | 0.39173 | 0.46805 | 0.5438 | 0.61895 | 0.69351 | 0.76742
| Griddles_Com, P - Cook | Prp | Yes | Food Service | Cooking | NC | 0.024523 | 0.047515 | 0.069673 | 0.090849 | 0.11092 | 0.13022 | 0.14919 | 0.16789 | 0.18637 | 0.20454
| Griddles_Com, P - Cook | Prp | Yes | Food Service | Cooking | REPL | 0.2092 | 0.41593 | 0.62173 | 0.82547 | 1.0274 | 1.2276 | 1.4262 | 1.6233 | 1.8189 | 2.0127
| Clothes Washer Elec WH_Com, P - Oth [unit w/ propane dry - Dryer] | Prp | Yes | Food Service | Other | NC | 1.308e-05 | 2.5343e-05 | 3.7162e-05 | 4.8456e-05 | 5.9161e-05 | 6.9458e-05 | 7.9572e-05 | 7.6571e-05 | 7.4364e-05 | 7.2533e-05
| Clothes Washer Elec WH_Com, P - Oth [unit w/ propane dry - Dryer] | Prp | Yes | Food Service | Other | REPL | 0.00019129 | 0.00038031 | 0.00056848 | 0.00075478 | 0.0009394 | 0.0011224 | 0.0013041 | 0.001293 | 0.0012828 | 0.0012719
| Clothes Washer Gas WH_Com, P - Oth [unit w/ propane dry - Dryer] | Prp | Yes | Food Service | Other | NC | 1.308e-05 | 2.5343e-05 | 3.7162e-05 | 4.8456e-05 | 5.9161e-05 | 6.9458e-05 | 7.9572e-05 | 7.6571e-05 | 7.4364e-05 | 7.2533e-05
| Clothes Washer Gas WH_Com, P - Oth [unit w/ propane dry - Dryer] | Prp | Yes | Food Service | Other | REPL | 0.00019129 | 0.00038031 | 0.00056848 | 0.00075478 | 0.0009394 | 0.0011224 | 0.0013041 | 0.001293 | 0.0012828 | 0.0012719
| Clothes Washer Oil WH_Com, P - Oth [unit w/ propane dry - Dryer] | Prp | Yes | Food Service | Other | NC | 1.962e-05 | 3.8015e-05 | 5.5742e-05 | 7.2684e-05 | 8.8742e-05 | 0.00010419 | 0.00011936 | 0.00011486 | 0.00011155 | 0.0001088
| Clothes Washer Oil WH_Com, P - Oth [unit w/ propane dry - Dryer] | Prp | Yes | Food Service | Other | REPL | 0.00028693 | 0.00057046 | 0.00085272 | 0.0011322 | 0.0014091 | 0.0016836 | 0.0019561 | 0.0019395 | 0.0019242 | 0.0019078
| Clothes Washer Propane WH_Com, P - HWat [unit w/ elec dry - Water Heater] | Prp | Yes | Food Service | Water Heating | NC | 0.00015694 | 0.00030407 | 0.00044587 | 0.00058139 | 0.00070983 | 0.00083337 | 0.00095472 | 0.00091872 | 0.00089224 | 0.00087027
| Clothes Washer Propane WH_Com, P - HWat [unit w/ elec dry - Water Heater] | Prp | Yes | Food Service | Water Heating | REPL | 0.0022951 | 0.004563 | 0.0068208 | 0.009056 | 0.011271 | 0.013467 | 0.015647 | 0.015514 | 0.015391 | 0.01526
| Clothes Washer Propane WH_Com, P - HWat [unit w/ gas dry - Water Heater] | Prp | Yes | Food Service | Water Heating | NC | 7.8468e-05 | 0.00015204 | 0.00022294 | 0.00029069 | 0.00035492 | 0.00041669 | 0.00047736 | 0.00045936 | 0.00044612 | 0.00043514
| Clothes Washer Propane WH_Com, P - HWat [unit w/ gas dry - Water Heater] | Prp | Yes | Food Service | Water Heating | REPL | 0.0011475 | 0.0022815 | 0.0034104 | 0.004528 | 0.0056356 | 0.0067336 | 0.0078234 | 0.007757 | 0.0076956 | 0.0076301
| Clothes Washer Propane WH_Com, P - Oth [unit w/ propane dry - Dryer] | Prp | Yes | Food Service | Other | NC | 1.308e-05 | 2.5343e-05 | 3.7162e-05 | 4.8456e-05 | 5.9161e-05 | 6.9458e-05 | 7.9572e-05 | 7.6571e-05 | 7.4364e-05 | 7.2533e-05
| Clothes Washer Propane WH_Com, P - Oth [unit w/ propane dry - Dryer] | Prp | Yes | Food Service | Other | REPL | 0.00019129 | 0.00038031 | 0.00056848 | 0.00075478 | 0.0009394 | 0.0011224 | 0.0013041 | 0.001293 | 0.0012828 | 0.0012719
| Clothes Washer Propane WH_Com, P - HWat [unit w/ propane dry - Water Heater] | Prp | Yes | Food Service | Water Heating | NC | 0.00016619 | 0.000322 | 0.00047216 | 0.00061566 | 0.00075168 | 0.0008825 | 0.001011 | 0.00097288 | 0.00094484 | 0.00092158
| Clothes Washer Propane WH_Com, P - HWat [unit w/ propane dry - Water Heater] | Prp | Yes | Food Service | Water Heating | REPL | 0.0024304 | 0.004832 | 0.0072229 | 0.0095899 | 0.011936 | 0.014261 | 0.016569 | 0.016429 | 0.016299 | 0.01616
| Dishwasher_Com, P - HWat [Building w propane WH] | Prp | Yes | Food Service | Water Heating | NC | 0.0016059 | 0.0031115 | 0.0045625 | 0.0059493 | 0.0072636 | 0.0085277 | 0.0097695 | 0.010995 | 0.012205 | 0.013395
| Dishwasher_Com, P - HWat [Building w propane WH] | Prp | Yes | Food Service | Water Heating | REPL | 0.012996 | 0.025838 | 0.038622 | 0.051279 | 0.063822 | 0.076257 | 0.088599 | 0.10084 | 0.11299 | 0.12503
| Faucet Aerator_Com, P - HWat | Prp | Yes | Food Service | Water Heating | RET | 0.021227 | 0.042203 | 0.063085 | 0.083758 | 0.10425 | 0.12456 | 0.14472 | 0.16472 | 0.18456 | 0.20423
| Pre Rinse Sprayers_Com, P - HWat | Prp | Yes | Food Service | Water Heating | RET | 0.2014 | 0.40042 | 0.59855 | 0.61456 | 0.63094 | 0.62517 | 0.61999 | 0.61496 | 0.61013 | 0.60517
| FF Storage Water Heater_Com, P - HWat | Prp | Yes | Food Service | Water Heating | NC | 0.017899 | 0.03468 | 0.050853 | 0.066309 | 0.080959 | 0.095049 | 0.10889 | 0.12254 | 0.13603 | 0.14929
| FF Storage Water Heater_Com, P - HWat | Prp | No | Food Service | Water Heating | RET | 0.12515 | 0.24037 | 0.34725 | 0.44583 | 0.53685 | 0.62092 | 0.69866 | 0.77883 | 0.86116 | 0.94539
| FF Storage Water Heater_Com, P - HWat | Prp | Yes | Food Service | Water Heating | REPL | 0.12216 | 0.21872 | 0.30284 | 0.37422 | 0.43317 | 0.47993 | 0.51473 | 0.54586 | 0.57336 | 0.59728
| FF Instantaneous Water Heater_Com, P - HWat | Prp | Yes | Food Service | Water Heating | NC | 0.030001 | 0.058129 | 0.085237 | 0.11114 | 0.1357 | 0.15931 | 0.18251 | 0.2054 | 0.22801 | 0.25023
| FF Instantaneous Water Heater_Com, P - HWat | Prp | No | Food Service | Water Heating | RET | 0.20977 | 0.4029 | 0.58203 | 0.74726 | 0.89982 | 1.0407 | 1.171 | 1.2915 | 1.4028 | 1.5057
| FF Instantaneous Water Heater_Com, P - HWat | Prp | Yes | Food Service | Water Heating | REPL | 0.15356 | 0.27496 | 0.3807 | 0.47044 | 0.54454 | 0.60332 | 0.64707 | 0.676 | 0.69036 | 0.69036
| Clothes Dryer_Com, P - Oth | Prp | Yes | Food Service | Other | NC | 0.0003972 | 0.0007696 | 0.0011285 | 0.0014715 | 0.0017966 | 0.0021092 | 0.0024164 | 0.0027194 | 0.0030187 | 0.003313
| Clothes Dryer_Com, P - Oth | Prp | Yes | Food Service | Other | RET | 0.0038692 | 0.0073287 | 0.010445 | 0.013237 | 0.01574 | 0.017986 | 0.020002 | 0.021855 | 0.023559 | 0.02513
| Clothes Dryer_Com, P - Oth | Prp | Yes | Food Service | Other | REPL | 0.0029044 | 0.0052004 | 0.0072005 | 0.0088976 | 0.010299 | 0.011411 | 0.012238 | 0.012817 | 0.013151 | 0.013244
| Pnemautic to DDC_Com, P - TotF [Building w Propane Heat] | Prp | No | Food Service | Total FF | RET | 0.11732 | 0.23324 | 0.34865 | 0.4629 | 0.57613 | 0.68838 | 0.7998 | 0.91033 | 1.02 | 1.1287
| RCx_Com, P - TotF [Building w Propane Heat] | Prp | Yes | Food Service | Total FF | RET | 0.24629 | 0.48967 | 0.73195 | 0.97182 | 1.2095 | 1.4452 | 1.6791 | 1.9111 | 1.895 | 1.8799
| Commissioning_Com, P - TotF [Building w Propane Heat] | Prp | Yes | Food Service | Total FF | NC | 0 | 0 | 0 | 0 | 0 | 0 | 0 | 0 | 0 | 0
| Integrated Building Design_Com, P - TotF [Building w Propane Heat] | Prp | Yes | Food Service | Total FF | NC | 0.020937 | 0.040567 | 0.059485 | 0.077564 | 0.0947 | 0.11118 | 0.12737 | 0.14334 | 0.15912 | 0.17463
| Deep Energy Retrofit_Com, P - TotF [Building w Propane Heat] | Prp | Yes | Food Service | Total FF | RET | 0.075091 | 0.14929 | 0.22316 | 0.29629 | 0.36877 | 0.44062 | 0.51193 | 0.58268 | 0.65286 | 0.72244
| EMS_Com, P - TotF [Building w Propane Heat] | Prp | Yes | Food Service | Total FF | NC | 0.040803 | 0.079059 | 0.11593 | 0.15116 | 0.18456 | 0.21668 | 0.24823 | 0.27936 | 0.3101 | 0.34033
| EMS_Com, P - TotF [Building w Propane Heat] | Prp | Yes | Food Service | Total FF | RET | 0.50937 | 1.0127 | 1.5138 | 2.0099 | 2.5015 | 2.9889 | 3.4726 | 3.9525 | 4.4286 | 4.9006
| Int Ltg Ctrls_Com, E/P - IntL | E | Yes | Food Service | Interior Lighting | RET | -0.085579 | -0.16887 | -0.25613 | -0.34243 | -0.42828 | -0.51436 | -0.59947 | -0.68658 | -0.68892 | -0.69165
| Exit Sign RetFit_Com, E/P - IntL | E | Yes | Food Service | Interior Lighting | RET | -0.0029987 | -0.0059174 | -0.0089748 | -0.011999 | -0.015007 | -0.018023 | -0.021006 | -0.024058 | -0.027139 | -0.030153
| LED HiLo Bay_Com, E/P - IntL | E | Yes | Food Service | Interior Lighting | NC | -1.102e-07 | -2.136e-07 | -3.1319e-07 | -4.0957e-07 | -5.0074e-07 | -5.9128e-07 | -6.8169e-07 | -7.6968e-07 | -8.5739e-07 | -9.4401e-07
| LED HiLo Bay_Com, E/P - IntL | E | Yes | Food Service | Interior Lighting | RET | -1.1312e-06 | -2.158e-06 | -3.1613e-06 | -4.0867e-06 | -4.9454e-06 | -5.7484e-06 | -6.4888e-06 | -7.1957e-06 | -7.861e-06 | -8.5333e-06
| LED HiLo Bay_Com, E/P - IntL | E | Yes | Food Service | Interior Lighting | REPL | -5.8867e-07 | -1.047e-06 | -1.4672e-06 | -1.8234e-06 | -2.1186e-06 | -2.3555e-06 | -2.5311e-06 | -2.651e-06 | -2.7114e-06 | -2.7453e-06
| Repl Scre_Com, E/P - IntL | E | Yes | Food Service | Interior Lighting | NC | -0.011007 | -0.021335 | -0.010328 | 0 | 0 | 0 | 0 | 0 | 0 | 0
| Repl Scre_Com, E/P - IntL | E | Yes | Food Service | Interior Lighting | RET | -0.070055 | -0.13824 | -0.068185 | 0 | 0 | 0 | 0 | 0 | 0 | 0
| Repl Scre_Com, E/P - IntL | E | Yes | Food Service | Interior Lighting | REPL | -0.56491 | -1.1147 | -0.54984 | 0 | 0 | 0 | 0 | 0 | 0 | 0
| Lin LED Fixture_Com, E/P - IntL | E | Yes | Food Service | Interior Lighting | NC | -0.0011712 | -0.0022702 | -0.0033286 | -0.0043529 | -0.0053219 | -0.0062842 | -0.0072451 | -0.0081803 | -0.0091124 | -0.010033
| Lin LED Fixture_Com, E/P - IntL | E | Yes | Food Service | Interior Lighting | RET | -0.0089312 | -0.016945 | -0.024683 | -0.031738 | -0.038208 | -0.044188 | -0.049639 | -0.054782 | -0.059959 | -0.065013
| Lin LED Fixture_Com, E/P - IntL | E | Yes | Food Service | Interior Lighting | REPL | -0.0072447 | -0.012886 | -0.018056 | -0.02244 | -0.026074 | -0.028989 | -0.03115 | -0.032625 | -0.033688 | -0.034311
| LED Tube Repl_Com, E/P - IntL | E | Yes | Food Service | Interior Lighting | RET | -0.05619 | -0.10661 | -0.15529 | -0.19968 | -0.24039 | -0.28175 | -0.32315 | -0.36599 | -0.40967 | -0.45281
| LED Tube Repl_Com, E/P - IntL | E | Yes | Food Service | Interior Lighting | REPL | -0.066937 | -0.11906 | -0.16683 | -0.20733 | -0.24091 | -0.27229 | -0.30108 | -0.32823 | -0.3533 | -0.37556
| Repl pin CFL wLED_Com, E/P - IntL | E | Yes | Food Service | Interior Lighting | RET | -0.0022057 | -0.0042153 | -0.006186 | -0.0080104 | -0.0097094 | -0.011547 | -0.013487 | -0.015591 | -0.017827 | -0.020044
| Repl pin CFL wLED_Com, E/P - IntL | E | Yes | Food Service | Interior Lighting | REPL | -0.0027372 | -0.0048685 | -0.0068221 | -0.0084782 | -0.0098512 | -0.011254 | -0.012666 | -0.014137 | -0.015648 | -0.017152
| Stair Occ Sensor_Com, E/P - IntL | E | Yes | Food Service | Interior Lighting | NC | -0.00079561 | -0.0015422 | -0.0022612 | -0.002957 | -0.0036152 | -0.0042689 | -0.0049216 | -0.0055569 | -0.0061901 | -0.0068155
| Stair Occ Sensor_Com, E/P - IntL | E | Yes | Food Service | Interior Lighting | RET | -0.0061251 | -0.012087 | -0.018332 | -0.024509 | -0.030653 | -0.036814 | -0.042906 | -0.049141 | -0.055433 | -0.06159
| Int Delamping_Com, E/P - IntL | E | Yes | Food Service | Interior Lighting | RET | -0.00056865 | -0.0011221 | -0.0017019 | -0.0022753 | -0.0028458 | -0.0034178 | -0.0039834 | -0.0045622 | -0.0051464 | -0.0057179
| Int Ltg Dsgn_Com, E/P - IntL | E | Yes | Food Service | Interior Lighting | NC | -0.0018766 | -0.0036374 | -0.0053333 | -0.0069745 | -0.008527 | -0.010069 | -0.011608 | -0.013107 | -0.0146 | -0.016075
| DCV_Com, P - Heat [Building w Propane Heat] | Prp | Yes | Health Service | Space Heating | RET | 0.63346 | 1.2594 | 1.8826 | 2.4995 | 3.1109 | 3.717 | 4.3186 | 4.9154 | 5.5074 | 6.0944
| Optimized Unitary AC Sys_Com, P - Heat [Building w Propane Heat] | Prp | Yes | Health Service | Space Heating | NC | 0.24054 | 0.46607 | 0.68341 | 0.89112 | 1.088 | 1.2773 | 1.4633 | 1.6469 | 1.8281 | 2.0063
| Cool Roof_Com, P - Heat [Building w Propane Heat] | Prp | No | Health Service | Space Heating | NC | -0.016153 | -0.031297 | -0.045891 | -0.059839 | -0.07306 | -0.085775 | -0.098265 | -0.11059 | -0.12276 | -0.13473
| Cool Roof_Com, P - Heat [Building w Propane Heat] | Prp | No | Health Service | Space Heating | RET | -0.084332 | -0.16766 | -0.25062 | -0.33275 | -0.41415 | -0.49484 | -0.57493 | -0.65438 | -0.7332 | -0.81135
| Programmable TStat_Com, P - Heat [Building w Propane Heat] | Prp | Yes | Health Service | Space Heating | NC | 0 | 0 | 0 | 0 | 0 | 0 | 0 | 0 | 0 | 0
| Programmable TStat_Com, P - Heat [Building w Propane Heat] | Prp | Yes | Health Service | Space Heating | RET | 0 | 0 | 0 | 0 | 0 | 0 | 0 | 0 | 0 | 0
| Smart TStat_Com, P - Heat [Building w Propane Heat] | Prp | Yes | Health Service | Space Heating | NC | 0.067393 | 0.13058 | 0.19147 | 0.24967 | 0.30482 | 0.35788 | 0.40999 | 0.4614 | 0.51218 | 0.56212
| Smart TStat_Com, P - Heat [Building w Propane Heat] | Prp | Yes | Health Service | Space Heating | RET | 0.24741 | 0.49189 | 0.73528 | 0.97623 | 1.215 | 1.4517 | 1.6867 | 1.9198 | 2.151 | 2.3803
| Boiler Blowdown Controls_Com, P - Heat | Prp | No | Health Service | Space Heating | RET | 0.10519 | 0.20913 | 0.31261 | 0.41505 | 0.51658 | 0.51204 | 0.50799 | 0.50362 | 0.49949 | 0.49544
| Boiler Modifications_Com, P - Heat | Prp | Yes | Health Service | Space Heating | RET | 0.34652 | 0.68893 | 1.0298 | 1.3673 | 1.7017 | 2.0333 | 2.3624 | 2.6888 | 2.7717 | 2.7491
| Boilers_Com, P - Heat | Prp | Yes | Health Service | Space Heating | NC | 0.081354 | 0.15763 | 0.23114 | 0.30139 | 0.36797 | 0.43201 | 0.49492 | 0.55698 | 0.61828 | 0.67856
| Boilers_Com, P - Heat | Prp | Yes | Health Service | Space Heating | RET | 0.63802 | 1.2202 | 1.7553 | 2.2446 | 2.6923 | 3.1021 | 3.4777 | 3.8218 | 4.137 | 4.4255
| Boilers_Com, P - Heat | Prp | Yes | Health Service | Space Heating | REPL | 0.33313 | 0.59648 | 0.82588 | 1.0205 | 1.1813 | 1.3088 | 1.4037 | 1.4665 | 1.4976 | 1.4976
| Furnace_Com, P - Heat | Prp | Yes | Health Service | Space Heating | NC | 0.032732 | 0.06342 | 0.092995 | 0.12126 | 0.14805 | 0.17381 | 0.19912 | 0.22409 | 0.24876 | 0.27301
| Furnace_Com, P - Heat | Prp | Yes | Health Service | Space Heating | RET | 0.25244 | 0.4831 | 0.69543 | 0.88979 | 1.0679 | 1.2312 | 1.381 | 1.5185 | 1.6446 | 1.7602
| Furnace_Com, P - Heat | Prp | Yes | Health Service | Space Heating | REPL | 0.14569 | 0.26085 | 0.36118 | 0.44631 | 0.51661 | 0.57237 | 0.61388 | 0.64133 | 0.65495 | 0.65495
| Energy Recovery Ventilator_Com, P - Heat | Prp | Yes | Health Service | Space Heating | NC | 0.063163 | 0.12238 | 0.17945 | 0.234 | 0.28569 | 0.33541 | 0.38425 | 0.43244 | 0.48004 | 0.52683
| Energy Recovery Ventilator_Com, P - Heat | Prp | Yes | Health Service | Space Heating | RET | 0.54962 | 1.0466 | 1.4992 | 1.9093 | 2.2811 | 2.6184 | 2.9247 | 3.22 | 3.5052 | 3.7809
| Energy Recovery Ventilator_Com, P - Heat | Prp | Yes | Health Service | Space Heating | REPL | 0.43107 | 0.77184 | 1.0687 | 1.3206 | 1.5286 | 1.6936 | 1.8164 | 1.9112 | 1.9783 | 2.0183
| Forced Air Heating Maintenance_Com, P - Heat | Prp | Yes | Health Service | Space Heating | RET | 0.010009 | 0.019899 | 0.029745 | 0.039492 | 0.049152 | 0.04872 | 0.048335 | 0.047919 | 0.047526 | 0.047141
| Infrared Heater_Com, P - Heat | Prp | Yes | Health Service | Space Heating | NC | 0.11294 | 0.21882 | 0.32086 | 0.41838 | 0.51082 | 0.59972 | 0.68704 | 0.7732 | 0.8583 | 0.94198
| Infrared Heater_Com, P - Heat | Prp | Z | Health Service | Space Heating | RET | 0 | 0 | 0 | 0 | 0 | 0 | 0 | 0 | 0 | 0
| Infrared Heater_Com, P - Heat | Prp | Yes | Health Service | Space Heating | REPL | 0.68008 | 1.2177 | 1.686 | 2.0834 | 2.4116 | 2.6719 | 2.8656 | 2.9938 | 3.1712 | 3.397
| Windows_Com, P - Heat [Building w Propane Heat] | Prp | Yes | Health Service | Space Heating | NC | 0.072065 | 0.13963 | 0.20475 | 0.26698 | 0.32596 | 0.38269 | 0.43841 | 0.49339 | 0.54769 | 0.60109
| Window Film_Com, P - Heat [Building w Propane Heat] | Prp | No | Health Service | Space Heating | RET | 0 | 0 | 0 | 0 | 0 | 0 | 0 | 0 | 0 | 0
| Kitchen DCV_Com, P - Heat [Building w Propane Heat] | Prp | Yes | Health Service | Space Heating | NC | 0.0018092 | 0.0035055 | 0.0051402 | 0.0067026 | 0.0081833 | 0.0096075 | 0.011007 | 0.012387 | 0.01375 | 0.015091
| Kitchen DCV_Com, P - Heat [Building w Propane Heat] | Prp | Yes | Health Service | Space Heating | RET | 0.017225 | 0.032663 | 0.046602 | 0.059119 | 0.07037 | 0.080486 | 0.089593 | 0.09804 | 0.10589 | 0.1132
| Kitchen DCV_Com, P - Heat [Building w Propane Heat] | Prp | Yes | Health Service | Space Heating | REPL | 0.012348 | 0.022109 | 0.030611 | 0.037827 | 0.043785 | 0.048511 | 0.052029 | 0.054537 | 0.05605 | 0.056584
| Duct Sealing Non Regulated_Com, P - Heat [Building w Propane Heat] | Prp | Yes | Health Service | Space Heating | RET | 0.27945 | 0.55559 | 0.8305 | 1.1027 | 1.3724 | 1.6398 | 1.9052 | 2.1684 | 2.4296 | 2.6886
| Clothes Washer Elec WH_Com, P - Oth [unit w/ propane dry - Dryer] | Prp | Yes | Health Service | Other | NC | 3.3022e-06 | 6.3982e-06 | 9.382e-06 | 1.2233e-05 | 1.4936e-05 | 1.7536e-05 | 2.0089e-05 | 1.9332e-05 | 1.8774e-05 | 1.8312e-05
| Clothes Washer Elec WH_Com, P - Oth [unit w/ propane dry - Dryer] | Prp | Yes | Health Service | Other | REPL | 4.8293e-05 | 9.6014e-05 | 0.00014352 | 0.00019055 | 0.00023716 | 0.00028337 | 0.00032924 | 0.00032644 | 0.00032386 | 0.0003211
| Clothes Washer Gas WH_Com, P - Oth [unit w/ propane dry - Dryer] | Prp | Yes | Health Service | Other | NC | 3.3022e-06 | 6.3982e-06 | 9.382e-06 | 1.2233e-05 | 1.4936e-05 | 1.7536e-05 | 2.0089e-05 | 1.9332e-05 | 1.8774e-05 | 1.8312e-05
| Clothes Washer Gas WH_Com, P - Oth [unit w/ propane dry - Dryer] | Prp | Yes | Health Service | Other | REPL | 4.8293e-05 | 9.6014e-05 | 0.00014352 | 0.00019055 | 0.00023716 | 0.00028337 | 0.00032924 | 0.00032644 | 0.00032386 | 0.0003211
| Clothes Washer Oil WH_Com, P - Oth [unit w/ propane dry - Dryer] | Prp | Yes | Health Service | Other | NC | 4.9533e-06 | 9.5973e-06 | 1.4073e-05 | 1.835e-05 | 2.2404e-05 | 2.6303e-05 | 3.0134e-05 | 2.8997e-05 | 2.8162e-05 | 2.7468e-05
| Clothes Washer Oil WH_Com, P - Oth [unit w/ propane dry - Dryer] | Prp | Yes | Health Service | Other | REPL | 7.244e-05 | 0.00014402 | 0.00021528 | 0.00028583 | 0.00035575 | 0.00042506 | 0.00049385 | 0.00048966 | 0.00048579 | 0.00048165
| Clothes Washer Propane WH_Com, P - HWat [unit w/ elec dry - Water Heater] | Prp | Yes | Health Service | Water Heating | NC | 7.589e-05 | 0.00014704 | 0.00021561 | 0.00028114 | 0.00034326 | 0.000403 | 0.00046168 | 0.00044427 | 0.00043146 | 0.00042084
| Clothes Washer Propane WH_Com, P - HWat [unit w/ elec dry - Water Heater] | Prp | Yes | Health Service | Water Heating | REPL | 0.0011098 | 0.0022065 | 0.0032983 | 0.0043792 | 0.0054504 | 0.0065123 | 0.0075663 | 0.0075021 | 0.0074428 | 0.0073794
| Clothes Washer Propane WH_Com, P - HWat [unit w/ gas dry - Water Heater] | Prp | Yes | Health Service | Water Heating | NC | 3.7945e-05 | 7.352e-05 | 0.00010781 | 0.00014057 | 0.00017163 | 0.0002015 | 0.00023084 | 0.00022213 | 0.00021573 | 0.00021042
| Clothes Washer Propane WH_Com, P - HWat [unit w/ gas dry - Water Heater] | Prp | Yes | Health Service | Water Heating | REPL | 0.00055492 | 0.0011033 | 0.0016492 | 0.0021896 | 0.0027252 | 0.0032562 | 0.0037832 | 0.0037511 | 0.0037214 | 0.0036897
| Clothes Washer Propane WH_Com, P - Oth [unit w/ propane dry - Dryer] | Prp | Yes | Health Service | Other | NC | 3.3022e-06 | 6.3982e-06 | 9.382e-06 | 1.2233e-05 | 1.4936e-05 | 1.7536e-05 | 2.0089e-05 | 1.9332e-05 | 1.8774e-05 | 1.8312e-05
| Clothes Washer Propane WH_Com, P - Oth [unit w/ propane dry - Dryer] | Prp | Yes | Health Service | Other | REPL | 4.8293e-05 | 9.6014e-05 | 0.00014352 | 0.00019055 | 0.00023716 | 0.00028337 | 0.00032924 | 0.00032644 | 0.00032386 | 0.0003211
| Clothes Washer Propane WH_Com, P - HWat [unit w/ propane dry - Water Heater] | Prp | Yes | Health Service | Water Heating | NC | 0.00031124 | 0.00060305 | 0.00088427 | 0.001153 | 0.0014078 | 0.0016528 | 0.0018934 | 0.001822 | 0.0017695 | 0.001726
| Clothes Washer Propane WH_Com, P - HWat [unit w/ propane dry - Water Heater] | Prp | Yes | Health Service | Water Heating | REPL | 0.0045517 | 0.0090495 | 0.013527 | 0.01796 | 0.022353 | 0.026709 | 0.031031 | 0.030768 | 0.030524 | 0.030265
| Dishwasher_Com, P - HWat [Building w propane WH] | Prp | Yes | Health Service | Water Heating | NC | 5.8242e-05 | 0.00011285 | 0.00016547 | 0.00021577 | 0.00026344 | 0.00030928 | 0.00035432 | 0.00039875 | 0.00044264 | 0.00048579
| Dishwasher_Com, P - HWat [Building w propane WH] | Prp | Yes | Health Service | Water Heating | REPL | 0.00047133 | 0.00093708 | 0.0014007 | 0.0018598 | 0.0023147 | 0.0027657 | 0.0032133 | 0.0036574 | 0.0040979 | 0.0045347
| Faucet Aerator_Com, P - HWat | Prp | Yes | Health Service | Water Heating | RET | 0.027715 | 0.055102 | 0.082367 | 0.10936 | 0.13611 | 0.16263 | 0.18895 | 0.21506 | 0.24096 | 0.26665
| Pre Rinse Sprayers_Com, P - HWat | Prp | Yes | Health Service | Water Heating | RET | 0.0058356 | 0.011602 | 0.017343 | 0.017807 | 0.018281 | 0.018114 | 0.017964 | 0.017818 | 0.017678 | 0.017534
| FF Storage Water Heater_Com, P - HWat | Prp | Yes | Health Service | Water Heating | NC | 0.0051933 | 0.010062 | 0.014755 | 0.019239 | 0.02349 | 0.027578 | 0.031593 | 0.035555 | 0.039469 | 0.043316
| FF Storage Water Heater_Com, P - HWat | Prp | No | Health Service | Water Heating | RET | 0.036312 | 0.069743 | 0.10075 | 0.12935 | 0.15576 | 0.18016 | 0.20271 | 0.22597 | 0.24986 | 0.2743
| FF Storage Water Heater_Com, P - HWat | Prp | Yes | Health Service | Water Heating | REPL | 0.035443 | 0.063461 | 0.087868 | 0.10858 | 0.12568 | 0.13925 | 0.14935 | 0.15838 | 0.16636 | 0.1733
| FF Instantaneous Water Heater_Com, P - HWat | Prp | Yes | Health Service | Water Heating | NC | 0.0087046 | 0.016866 | 0.024731 | 0.032247 | 0.039372 | 0.046224 | 0.052955 | 0.059596 | 0.066155 | 0.072604
| FF Instantaneous Water Heater_Com, P - HWat | Prp | No | Health Service | Water Heating | RET | 0.060864 | 0.1169 | 0.16887 | 0.21681 | 0.26108 | 0.30196 | 0.33977 | 0.37472 | 0.40702 | 0.43686
| FF Instantaneous Water Heater_Com, P - HWat | Prp | Yes | Health Service | Water Heating | REPL | 0.044555 | 0.079777 | 0.11046 | 0.13649 | 0.158 | 0.17505 | 0.18774 | 0.19614 | 0.2003 | 0.2003
| Clothes Dryer_Com, P - Oth | Prp | Yes | Health Service | Other | NC | 0.00010028 | 0.0001943 | 0.0002849 | 0.0003715 | 0.00045357 | 0.00053251 | 0.00061005 | 0.00068655 | 0.00076211 | 0.00083641
| Clothes Dryer_Com, P - Oth | Prp | Yes | Health Service | Other | RET | 0.00097683 | 0.0018502 | 0.002637 | 0.0033418 | 0.0039738 | 0.0045407 | 0.0050498 | 0.0055175 | 0.0059478 | 0.0063443
| Clothes Dryer_Com, P - Oth | Prp | Yes | Health Service | Other | REPL | 0.00073326 | 0.0013129 | 0.0018179 | 0.0022463 | 0.0026002 | 0.0028808 | 0.0030897 | 0.0032359 | 0.0033202 | 0.0033438
| Pnemautic to DDC_Com, P - TotF [Building w Propane Heat] | Prp | No | Health Service | Total FF | RET | 0.12353 | 0.24559 | 0.36711 | 0.48742 | 0.60664 | 0.72484 | 0.84215 | 0.95853 | 1.074 | 1.1885
| Data Center_Com, P - TotF [Building w Propane Heat] | Prp | Yes | Health Service | Total FF | NC | 0 | 0 | 0 | 0 | 0 | 0 | 0 | 0 | 0 | 0
| Data Center_Com, P - TotF [Building w Propane Heat] | Prp | Yes | Health Service | Total FF | RET | 0 | 0 | 0 | 0 | 0 | 0 | 0 | 0 | 0 | 0
| RCx_Com, P - TotF [Building w Propane Heat] | Prp | Yes | Health Service | Total FF | RET | 0.28628 | 0.56917 | 0.85079 | 1.1296 | 1.4059 | 1.6798 | 1.9517 | 2.2214 | 2.2027 | 2.1851
| Commissioning_Com, P - TotF [Building w Propane Heat] | Prp | Yes | Health Service | Total FF | NC | 0 | 0 | 0 | 0 | 0 | 0 | 0 | 0 | 0 | 0
| Integrated Building Design_Com, P - TotF [Building w Propane Heat] | Prp | Yes | Health Service | Total FF | NC | 0.022046 | 0.042715 | 0.062635 | 0.081672 | 0.099715 | 0.11707 | 0.13412 | 0.15093 | 0.16755 | 0.18388
| Deep Energy Retrofit_Com, P - TotF [Building w Propane Heat] | Prp | Yes | Health Service | Total FF | RET | 0.079068 | 0.1572 | 0.23498 | 0.31198 | 0.3883 | 0.46395 | 0.53904 | 0.61353 | 0.68744 | 0.7607
| EMS_Com, P - TotF [Building w Propane Heat] | Prp | Yes | Health Service | Total FF | NC | 0.042964 | 0.083246 | 0.12207 | 0.15917 | 0.19433 | 0.22815 | 0.26137 | 0.29415 | 0.32653 | 0.35836
| EMS_Com, P - TotF [Building w Propane Heat] | Prp | Yes | Health Service | Total FF | RET | 0.53634 | 1.0663 | 1.594 | 2.1163 | 2.6339 | 3.1471 | 3.6565 | 4.1618 | 4.6631 | 5.1601
| Int Ltg Ctrls_Com, E/P - IntL | E | Yes | Health Service | Interior Lighting | RET | -0.01139 | -0.022476 | -0.034089 | -0.045575 | -0.057002 | -0.068459 | -0.079786 | -0.09138 | -0.091691 | -0.092054
| Exit Sign RetFit_Com, E/P - IntL | E | Yes | Health Service | Interior Lighting | RET | -0.0011664 | -0.0023016 | -0.0034908 | -0.004667 | -0.0058371 | -0.0070103 | -0.0081703 | -0.0093575 | -0.010556 | -0.011728
| Repl Scre_Com, E/P - IntL | E | Yes | Health Service | Interior Lighting | NC | -0.00067811 | -0.0013144 | -0.00063629 | 0 | 0 | 0 | 0 | 0 | 0 | 0
| Repl Scre_Com, E/P - IntL | E | Yes | Health Service | Interior Lighting | RET | -0.0040052 | -0.0079036 | -0.0038984 | 0 | 0 | 0 | 0 | 0 | 0 | 0
| Repl Scre_Com, E/P - IntL | E | Yes | Health Service | Interior Lighting | REPL | -0.034804 | -0.068679 | -0.033875 | 0 | 0 | 0 | 0 | 0 | 0 | 0
| Lin LED Fixture_Com, E/P - IntL | E | Yes | Health Service | Interior Lighting | NC | -0.00023238 | -0.00045043 | -0.00066043 | -0.00086366 | -0.0010559 | -0.0012468 | -0.0014375 | -0.001623 | -0.001808 | -0.0019907
| Lin LED Fixture_Com, E/P - IntL | E | Yes | Health Service | Interior Lighting | RET | -0.0020503 | -0.0038899 | -0.0056664 | -0.0072861 | -0.0087714 | -0.010144 | -0.011396 | -0.012576 | -0.013765 | -0.014925
| Lin LED Fixture_Com, E/P - IntL | E | Yes | Health Service | Interior Lighting | REPL | -0.0014374 | -0.0025567 | -0.0035826 | -0.0044523 | -0.0051733 | -0.0057516 | -0.0061805 | -0.0064731 | -0.006684 | -0.0068077
| LED Tube Repl_Com, E/P - IntL | E | Yes | Health Service | Interior Lighting | RET | -0.0129 | -0.024474 | -0.03565 | -0.04584 | -0.055185 | -0.064681 | -0.074185 | -0.084021 | -0.094049 | -0.10395
| LED Tube Repl_Com, E/P - IntL | E | Yes | Health Service | Interior Lighting | REPL | -0.013281 | -0.023622 | -0.033101 | -0.041137 | -0.047798 | -0.054026 | -0.059736 | -0.065124 | -0.070099 | -0.074516
| Repl pin CFL wLED_Com, E/P - IntL | E | Yes | Health Service | Interior Lighting | RET | -0.00053841 | -0.001029 | -0.00151 | -0.0019553 | -0.0023701 | -0.0028185 | -0.0032922 | -0.0038059 | -0.0043516 | -0.0048928
| Repl pin CFL wLED_Com, E/P - IntL | E | Yes | Health Service | Interior Lighting | REPL | -0.00062032 | -0.0011033 | -0.0015461 | -0.0019214 | -0.0022325 | -0.0025503 | -0.0028703 | -0.0032037 | -0.0035462 | -0.0038871
| Stair Occ Sensor_Com, E/P - IntL | E | Yes | Health Service | Interior Lighting | NC | -0.0001532 | -0.00029695 | -0.00043539 | -0.00056937 | -0.00069612 | -0.00082198 | -0.00094767 | -0.00107 | -0.0011919 | -0.0013123
| Stair Occ Sensor_Com, E/P - IntL | E | Yes | Health Service | Interior Lighting | RET | -0.0011794 | -0.0023273 | -0.0035299 | -0.0047192 | -0.0059024 | -0.0070887 | -0.0082617 | -0.0094622 | -0.010674 | -0.011859
| Int Delamping_Com, E/P - IntL | E | Yes | Health Service | Interior Lighting | RET | -0.00011283 | -0.00022264 | -0.00033768 | -0.00045145 | -0.00056464 | -0.00067813 | -0.00079034 | -0.00090518 | -0.0010211 | -0.0011345
| Int Ltg Dsgn_Com, E/P - IntL | E | Yes | Health Service | Interior Lighting | NC | -0.00024976 | -0.00048412 | -0.00070984 | -0.00092827 | -0.0011349 | -0.0013401 | -0.001545 | -0.0017445 | -0.0019432 | -0.0021396
| Guest Room EM_Com, P - Heat [Building w Propane Heat] | Prp | Yes | Lodging | Space Heating | RET | 0.11755 | 0.2337 | 0.34933 | 0.46381 | 0.57726 | 0.68974 | 0.80137 | 0.91211 | 0.90443 | 0.8972
| DCV_Com, P - Heat [Building w Propane Heat] | Prp | Yes | Lodging | Space Heating | RET | 0.025318 | 0.050336 | 0.075242 | 0.099899 | 0.12433 | 0.14856 | 0.1726 | 0.19646 | 0.22012 | 0.24358
| Optimized Unitary AC Sys_Com, P - Heat [Building w Propane Heat] | Prp | Yes | Lodging | Space Heating | NC | 0.009614 | 0.018628 | 0.027314 | 0.035616 | 0.043485 | 0.051053 | 0.058487 | 0.065821 | 0.073066 | 0.080189
| Cool Roof_Com, P - Heat [Building w Propane Heat] | Prp | No | Lodging | Space Heating | NC | -0.001313 | -0.0025441 | -0.0037305 | -0.0048643 | -0.0059389 | -0.0069725 | -0.0079878 | -0.0089895 | -0.0099789 | -0.010952
| Cool Roof_Com, P - Heat [Building w Propane Heat] | Prp | No | Lodging | Space Heating | RET | -0.0068552 | -0.013629 | -0.020373 | -0.027049 | -0.033666 | -0.040225 | -0.046735 | -0.053194 | -0.059601 | -0.065954
| Programmable TStat_Com, P - Heat [Building w Propane Heat] | Prp | Yes | Lodging | Space Heating | NC | 0 | 0 | 0 | 0 | 0 | 0 | 0 | 0 | 0 | 0
| Programmable TStat_Com, P - Heat [Building w Propane Heat] | Prp | Yes | Lodging | Space Heating | RET | 0 | 0 | 0 | 0 | 0 | 0 | 0 | 0 | 0 | 0
| Smart TStat_Com, P - Heat [Building w Propane Heat] | Prp | Yes | Lodging | Space Heating | NC | 0.00271 | 0.0052508 | 0.0076994 | 0.01004 | 0.012258 | 0.014391 | 0.016486 | 0.018554 | 0.020596 | 0.022604
| Smart TStat_Com, P - Heat [Building w Propane Heat] | Prp | Yes | Lodging | Space Heating | RET | 0.0099488 | 0.01978 | 0.029567 | 0.039256 | 0.048858 | 0.058378 | 0.067826 | 0.077199 | 0.086498 | 0.095717
| Boiler Blowdown Controls_Com, P - Heat | Prp | No | Lodging | Space Heating | RET | 0.0036 | 0.0071573 | 0.010699 | 0.014205 | 0.017679 | 0.017524 | 0.017385 | 0.017236 | 0.017094 | 0.016956
| Boiler Modifications_Com, P - Heat | Prp | Yes | Lodging | Space Heating | RET | 0.011859 | 0.023578 | 0.035244 | 0.046793 | 0.058239 | 0.069587 | 0.080849 | 0.092022 | 0.094856 | 0.094084
| Boilers_Com, P - Heat | Prp | Yes | Lodging | Space Heating | NC | 0.0027842 | 0.0053946 | 0.0079103 | 0.010315 | 0.012593 | 0.014785 | 0.016938 | 0.019062 | 0.02116 | 0.023223
| Boilers_Com, P - Heat | Prp | Yes | Lodging | Space Heating | RET | 0.021835 | 0.041759 | 0.060075 | 0.076817 | 0.092139 | 0.10616 | 0.11902 | 0.13079 | 0.14158 | 0.15146
| Boilers_Com, P - Heat | Prp | Yes | Lodging | Space Heating | REPL | 0.011401 | 0.020414 | 0.028265 | 0.034927 | 0.040429 | 0.044792 | 0.04804 | 0.050189 | 0.051254 | 0.051254
| Furnace_Com, P - Heat | Prp | Yes | Lodging | Space Heating | NC | 0.0018474 | 0.0035795 | 0.0052487 | 0.006844 | 0.008356 | 0.0098103 | 0.011239 | 0.012648 | 0.01404 | 0.015409
| Furnace_Com, P - Heat | Prp | Yes | Lodging | Space Heating | RET | 0.014248 | 0.027267 | 0.039251 | 0.050221 | 0.060274 | 0.069489 | 0.077946 | 0.085704 | 0.092821 | 0.099345
| Furnace_Com, P - Heat | Prp | Yes | Lodging | Space Heating | REPL | 0.0082227 | 0.014723 | 0.020385 | 0.02519 | 0.029158 | 0.032305 | 0.034648 | 0.036197 | 0.036966 | 0.036966
| Unit Heater_Com, P - Heat | Prp | Yes | Lodging | Space Heating | NC | 0.0083579 | 0.016194 | 0.023746 | 0.030963 | 0.037804 | 0.044383 | 0.050846 | 0.057222 | 0.06352 | 0.069712
| Unit Heater_Com, P - Heat | Prp | Yes | Lodging | Space Heating | RET | 0.085561 | 0.16165 | 0.22983 | 0.29058 | 0.34476 | 0.3931 | 0.43628 | 0.47484 | 0.50926 | 0.53998
| Unit Heater_Com, P - Heat | Prp | Yes | Lodging | Space Heating | REPL | 0.05033 | 0.090117 | 0.12478 | 0.15419 | 0.17847 | 0.19774 | 0.21208 | 0.22156 | 0.22626 | 0.22626
| Destratification Fans_Com, P - Heat | Prp | No | Lodging | Space Heating | NC | 0.0018717 | 0.0036265 | 0.0053176 | 0.0069338 | 0.0084657 | 0.009939 | 0.011386 | 0.012814 | 0.014225 | 0.015611
| Destratification Fans_Com, P - Heat | Prp | No | Lodging | Space Heating | RET | 0.009124 | 0.017689 | 0.02579 | 0.033408 | 0.040581 | 0.047336 | 0.053706 | 0.060664 | 0.068169 | 0.076177
| Destratification Fans_Com, P - Heat | Prp | No | Lodging | Space Heating | REPL | 0.012774 | 0.022871 | 0.031668 | 0.039132 | 0.045296 | 0.050185 | 0.053824 | 0.057568 | 0.061415 | 0.065361
| Energy Recovery Ventilator_Com, P - Heat | Prp | Yes | Lodging | Space Heating | NC | 0.0051345 | 0.0099483 | 0.014588 | 0.019021 | 0.023224 | 0.027265 | 0.031236 | 0.035153 | 0.039022 | 0.042826
| Energy Recovery Ventilator_Com, P - Heat | Prp | Yes | Lodging | Space Heating | RET | 0.044678 | 0.085074 | 0.12187 | 0.1552 | 0.18543 | 0.21285 | 0.23775 | 0.26175 | 0.28493 | 0.30735
| Energy Recovery Ventilator_Com, P - Heat | Prp | Yes | Lodging | Space Heating | REPL | 0.035041 | 0.062742 | 0.086873 | 0.10735 | 0.12426 | 0.13767 | 0.14765 | 0.15536 | 0.16082 | 0.16406
| Forced Air Heating Maintenance_Com, P - Heat | Prp | Yes | Lodging | Space Heating | RET | 0.0005649 | 0.0011231 | 0.0016788 | 0.002229 | 0.0027742 | 0.0027498 | 0.0027281 | 0.0027046 | 0.0026824 | 0.0026607
| Infrared Heater_Com, P - Heat | Prp | Yes | Lodging | Space Heating | NC | 0.00016685 | 0.00032328 | 0.00047404 | 0.00061812 | 0.00075468 | 0.00088603 | 0.001015 | 0.0011423 | 0.0012681 | 0.0013917
| Infrared Heater_Com, P - Heat | Prp | Z | Lodging | Space Heating | RET | 0 | 0 | 0 | 0 | 0 | 0 | 0 | 0 | 0 | 0
| Infrared Heater_Com, P - Heat | Prp | Yes | Lodging | Space Heating | REPL | 0.0010048 | 0.001799 | 0.0024909 | 0.003078 | 0.0035629 | 0.0039475 | 0.0042337 | 0.004423 | 0.0046852 | 0.0050188
| Windows_Com, P - Heat [Building w Propane Heat] | Prp | No | Lodging | Space Heating | NC | 0.0058581 | 0.01135 | 0.016644 | 0.021702 | 0.026497 | 0.031108 | 0.035638 | 0.040107 | 0.044521 | 0.048862
| Window Film_Com, P - Heat [Building w Propane Heat] | Prp | No | Lodging | Space Heating | RET | 0 | 0 | 0 | 0 | 0 | 0 | 0 | 0 | 0 | 0
| Kitchen DCV_Com, P - Heat [Building w Propane Heat] | Prp | Yes | Lodging | Space Heating | NC | 0.0038362 | 0.0074329 | 0.010899 | 0.014212 | 0.017352 | 0.020371 | 0.023338 | 0.026264 | 0.029155 | 0.031997
| Kitchen DCV_Com, P - Heat [Building w Propane Heat] | Prp | Yes | Lodging | Space Heating | RET | 0.036523 | 0.069257 | 0.098814 | 0.12535 | 0.14921 | 0.17066 | 0.18997 | 0.20788 | 0.22453 | 0.24002
| Kitchen DCV_Com, P - Heat [Building w Propane Heat] | Prp | Yes | Lodging | Space Heating | REPL | 0.026181 | 0.046878 | 0.064907 | 0.080206 | 0.09284 | 0.10286 | 0.11032 | 0.11564 | 0.11885 | 0.11998
| Duct Sealing Non Regulated_Com, P - Heat [Building w Propane Heat] | Prp | Yes | Lodging | Space Heating | RET | 0.022716 | 0.045163 | 0.067511 | 0.089634 | 0.11156 | 0.13329 | 0.15487 | 0.17627 | 0.1975 | 0.21855
| Ovens_Com, P - Cook | Prp | Yes | Lodging | Cooking | NC | 3.6793e-05 | 7.1289e-05 | 0.00010453 | 0.00013631 | 0.00016642 | 0.00019538 | 0.00022383 | 0.0002519 | 0.00027963 | 0.00030689
| Ovens_Com, P - Cook | Prp | Yes | Lodging | Cooking | REPL | 0.00031388 | 0.00062404 | 0.00093282 | 0.0012385 | 0.0015415 | 0.0018418 | 0.0021399 | 0.0024356 | 0.002729 | 0.0030198
| Fryers_Com, P - Cook | Prp | Yes | Lodging | Cooking | NC | 3.5822e-06 | 6.9407e-06 | 1.0177e-05 | 1.3271e-05 | 1.6203e-05 | 1.9023e-05 | 2.1792e-05 | 2.4525e-05 | 2.7225e-05 | 2.9879e-05
| Fryers_Com, P - Cook | Prp | Yes | Lodging | Cooking | REPL | 3.056e-05 | 6.0757e-05 | 9.082e-05 | 0.00012058 | 0.00015008 | 0.00017932 | 0.00020834 | 0.00023713 | 0.00026569 | 0.00029401
| Griddles_Com, P - Cook | Prp | Yes | Lodging | Cooking | NC | 9.3951e-06 | 1.8204e-05 | 2.6693e-05 | 3.4806e-05 | 4.2495e-05 | 4.9891e-05 | 5.7156e-05 | 6.4323e-05 | 7.1403e-05 | 7.8363e-05
| Griddles_Com, P - Cook | Prp | Yes | Lodging | Cooking | REPL | 8.0149e-05 | 0.00015935 | 0.0002382 | 0.00031625 | 0.00039361 | 0.0004703 | 0.00054642 | 0.00062193 | 0.00069684 | 0.00077111
| Clothes Washer Elec WH_Com, P - Oth [unit w/ propane dry - Dryer] | Prp | Yes | Lodging | Other | NC | 5.638e-07 | 1.0924e-06 | 1.6018e-06 | 2.0887e-06 | 2.5501e-06 | 2.9939e-06 | 3.4299e-06 | 3.3005e-06 | 3.2054e-06 | 3.1265e-06
| Clothes Washer Elec WH_Com, P - Oth [unit w/ propane dry - Dryer] | Prp | Yes | Lodging | Other | REPL | 8.2453e-06 | 1.6393e-05 | 2.4504e-05 | 3.2534e-05 | 4.0492e-05 | 4.8381e-05 | 5.6212e-05 | 5.5735e-05 | 5.5294e-05 | 5.4823e-05
| Clothes Washer Gas WH_Com, P - Oth [unit w/ propane dry - Dryer] | Prp | Yes | Lodging | Other | NC | 5.638e-07 | 1.0924e-06 | 1.6018e-06 | 2.0887e-06 | 2.5501e-06 | 2.9939e-06 | 3.4299e-06 | 3.3005e-06 | 3.2054e-06 | 3.1265e-06
| Clothes Washer Gas WH_Com, P - Oth [unit w/ propane dry - Dryer] | Prp | Yes | Lodging | Other | REPL | 8.2453e-06 | 1.6393e-05 | 2.4504e-05 | 3.2534e-05 | 4.0492e-05 | 4.8381e-05 | 5.6212e-05 | 5.5735e-05 | 5.5294e-05 | 5.4823e-05
| Clothes Washer Oil WH_Com, P - Oth [unit w/ propane dry - Dryer] | Prp | Yes | Lodging | Other | NC | 8.457e-07 | 1.6386e-06 | 2.4027e-06 | 3.133e-06 | 3.8252e-06 | 4.4909e-06 | 5.1448e-06 | 4.9508e-06 | 4.8081e-06 | 4.6898e-06
| Clothes Washer Oil WH_Com, P - Oth [unit w/ propane dry - Dryer] | Prp | Yes | Lodging | Other | REPL | 1.2368e-05 | 2.4589e-05 | 3.6756e-05 | 4.8801e-05 | 6.0738e-05 | 7.2572e-05 | 8.4318e-05 | 8.3602e-05 | 8.2941e-05 | 8.2235e-05
| Clothes Washer Propane WH_Com, P - HWat [unit w/ elec dry - Water Heater] | Prp | Yes | Lodging | Water Heating | NC | 0.00099953 | 0.0019366 | 0.0028398 | 0.0037029 | 0.0045209 | 0.0053078 | 0.0060806 | 0.0058514 | 0.0056827 | 0.0055428
| Clothes Washer Propane WH_Com, P - HWat [unit w/ elec dry - Water Heater] | Prp | Yes | Lodging | Water Heating | REPL | 0.014618 | 0.029062 | 0.043442 | 0.057678 | 0.071786 | 0.085773 | 0.099655 | 0.098809 | 0.098027 | 0.097193
| Clothes Washer Propane WH_Com, P - HWat [unit w/ gas dry - Water Heater] | Prp | Yes | Lodging | Water Heating | NC | 0.00049976 | 0.00096832 | 0.0014199 | 0.0018514 | 0.0022605 | 0.0026539 | 0.0030403 | 0.0029257 | 0.0028414 | 0.0027714
| Clothes Washer Propane WH_Com, P - HWat [unit w/ gas dry - Water Heater] | Prp | Yes | Lodging | Water Heating | REPL | 0.0073088 | 0.014531 | 0.021721 | 0.028839 | 0.035893 | 0.042886 | 0.049827 | 0.049405 | 0.049014 | 0.048596
| Clothes Washer Propane WH_Com, P - Oth [unit w/ propane dry - Dryer] | Prp | Yes | Lodging | Other | NC | 5.638e-07 | 1.0924e-06 | 1.6018e-06 | 2.0887e-06 | 2.5501e-06 | 2.9939e-06 | 3.4299e-06 | 3.3005e-06 | 3.2054e-06 | 3.1265e-06
| Clothes Washer Propane WH_Com, P - Oth [unit w/ propane dry - Dryer] | Prp | Yes | Lodging | Other | REPL | 8.2453e-06 | 1.6393e-05 | 2.4504e-05 | 3.2534e-05 | 4.0492e-05 | 4.8381e-05 | 5.6212e-05 | 5.5735e-05 | 5.5294e-05 | 5.4823e-05
| Clothes Washer Propane WH_Com, P - HWat [unit w/ propane dry - Water Heater] | Prp | Yes | Lodging | Water Heating | NC | 0.0010683 | 0.0020698 | 0.0030351 | 0.0039575 | 0.0048319 | 0.0056728 | 0.0064988 | 0.0062538 | 0.0060735 | 0.005924
| Clothes Washer Propane WH_Com, P - HWat [unit w/ propane dry - Water Heater] | Prp | Yes | Lodging | Water Heating | REPL | 0.015623 | 0.031061 | 0.046429 | 0.061644 | 0.076723 | 0.091672 | 0.10651 | 0.1056 | 0.10477 | 0.10388
| Ozone Laundry_Com, P - HWat | Prp | Yes | Lodging | Water Heating | RET | 0.17724 | 0.35238 | 0.52675 | 0.69936 | 0.87043 | 1.04 | 1.2083 | 1.3753 | 1.541 | 1.7052
| Dishwasher_Com, P - HWat [Building w propane WH] | Prp | Yes | Lodging | Water Heating | NC | 0.00034093 | 0.00066058 | 0.00096863 | 0.001263 | 0.0015421 | 0.0018105 | 0.0020741 | 0.0023342 | 0.0025911 | 0.0028437
| Dishwasher_Com, P - HWat [Building w propane WH] | Prp | Yes | Lodging | Water Heating | REPL | 0.002759 | 0.0054854 | 0.0081996 | 0.010887 | 0.013549 | 0.016189 | 0.01881 | 0.021409 | 0.023988 | 0.026544
| Faucet Aerator_Com, P - HWat | Prp | Yes | Lodging | Water Heating | RET | 0.018026 | 0.035839 | 0.053572 | 0.071128 | 0.088526 | 0.10577 | 0.12289 | 0.13988 | 0.15673 | 0.17343
| Pre Rinse Sprayers_Com, P - HWat | Prp | Yes | Lodging | Water Heating | RET | 0.0028017 | 0.0055702 | 0.0083263 | 0.0085489 | 0.0087768 | 0.0086966 | 0.0086245 | 0.0085546 | 0.0084874 | 0.0084183
| FF Storage Water Heater_Com, P - HWat | Prp | Yes | Lodging | Water Heating | NC | 0.0152 | 0.029451 | 0.043185 | 0.05631 | 0.068751 | 0.080716 | 0.092469 | 0.10407 | 0.11552 | 0.12678
| FF Storage Water Heater_Com, P - HWat | Prp | No | Lodging | Water Heating | RET | 0.10628 | 0.20413 | 0.29488 | 0.3786 | 0.45589 | 0.52729 | 0.59331 | 0.66138 | 0.73131 | 0.80283
| FF Storage Water Heater_Com, P - HWat | Prp | Yes | Lodging | Water Heating | REPL | 0.10374 | 0.18574 | 0.25718 | 0.31779 | 0.36785 | 0.40756 | 0.43711 | 0.46354 | 0.4869 | 0.50721
| FF Instantaneous Water Heater_Com, P - HWat | Prp | Yes | Lodging | Water Heating | NC | 0.025477 | 0.049363 | 0.072384 | 0.094383 | 0.11524 | 0.13529 | 0.15499 | 0.17443 | 0.19362 | 0.2125
| FF Instantaneous Water Heater_Com, P - HWat | Prp | No | Lodging | Water Heating | RET | 0.17814 | 0.34214 | 0.49427 | 0.63458 | 0.76414 | 0.8838 | 0.99446 | 1.0967 | 1.1913 | 1.2786
| FF Instantaneous Water Heater_Com, P - HWat | Prp | Yes | Lodging | Water Heating | REPL | 0.13041 | 0.2335 | 0.3233 | 0.3995 | 0.46243 | 0.51234 | 0.54949 | 0.57406 | 0.58625 | 0.58625
| Clothes Dryer_Com, P - Oth | Prp | Yes | Lodging | Other | NC | 2.5682e-05 | 4.9759e-05 | 7.2964e-05 | 9.5141e-05 | 0.00011616 | 0.00013638 | 0.00015623 | 0.00017583 | 0.00019518 | 0.00021421
| Clothes Dryer_Com, P - Oth | Prp | Yes | Lodging | Other | RET | 0.00025017 | 0.00047385 | 0.00067534 | 0.00085583 | 0.0010177 | 0.0011629 | 0.0012933 | 0.001413 | 0.0015232 | 0.0016248
| Clothes Dryer_Com, P - Oth | Prp | Yes | Lodging | Other | REPL | 0.00018779 | 0.00033624 | 0.00046556 | 0.00057529 | 0.00066591 | 0.00073779 | 0.00079129 | 0.00082871 | 0.00085032 | 0.00085634
| Pnemautic to DDC_Com, P - TotF [Building w Propane Heat] | Prp | No | Lodging | Total FF | RET | 0.031522 | 0.062671 | 0.093681 | 0.12438 | 0.15481 | 0.18497 | 0.2149 | 0.2446 | 0.27407 | 0.30328
| RCx_Com, P - TotF [Building w Propane Heat] | Prp | Yes | Lodging | Total FF | RET | 0.068756 | 0.1367 | 0.20434 | 0.2713 | 0.33766 | 0.40345 | 0.46874 | 0.53352 | 0.52903 | 0.5248
| Commissioning_Com, P - TotF [Building w Propane Heat] | Prp | Yes | Lodging | Total FF | NC | 0 | 0 | 0 | 0 | 0 | 0 | 0 | 0 | 0 | 0
| Integrated Building Design_Com, P - TotF [Building w Propane Heat] | Prp | Yes | Lodging | Total FF | NC | 0.0056257 | 0.0109 | 0.015983 | 0.020841 | 0.025446 | 0.029874 | 0.034224 | 0.038516 | 0.042755 | 0.046923
| Deep Energy Retrofit_Com, P - TotF [Building w Propane Heat] | Prp | Yes | Lodging | Total FF | RET | 0.020177 | 0.040114 | 0.059963 | 0.079613 | 0.099087 | 0.11839 | 0.13755 | 0.15656 | 0.17542 | 0.19412
| EMS_Com, P - TotF [Building w Propane Heat] | Prp | Yes | Lodging | Total FF | NC | 0.010964 | 0.021243 | 0.031149 | 0.040617 | 0.04959 | 0.058221 | 0.066698 | 0.075062 | 0.083324 | 0.091447
| EMS_Com, P - TotF [Building w Propane Heat] | Prp | Yes | Lodging | Total FF | RET | 0.13687 | 0.27211 | 0.40675 | 0.54004 | 0.67214 | 0.8031 | 0.93307 | 1.062 | 1.1899 | 1.3168
| Int Ltg Ctrls_Com, E/P - IntL | E | Yes | Lodging | Interior Lighting | RET | -0.041631 | -0.082152 | -0.1246 | -0.16658 | -0.20834 | -0.25022 | -0.29162 | -0.334 | -0.33514 | -0.33646
| Exit Sign RetFit_Com, E/P - IntL | E | Yes | Lodging | Interior Lighting | RET | -0.0018648 | -0.0036799 | -0.0055813 | -0.0074618 | -0.0093326 | -0.011208 | -0.013063 | -0.014961 | -0.016877 | -0.018751
| LED HiLo Bay_Com, E/P - IntL | E | Yes | Lodging | Interior Lighting | NC | -4.9189e-05 | -9.5345e-05 | -0.0001398 | -0.00018282 | -0.00022351 | -0.00026393 | -0.00030428 | -0.00034356 | -0.00038271 | -0.00042138
| LED HiLo Bay_Com, E/P - IntL | E | Yes | Lodging | Interior Lighting | RET | -0.00050492 | -0.00096328 | -0.0014111 | -0.0018242 | -0.0022075 | -0.0025659 | -0.0028964 | -0.0032119 | -0.0035089 | -0.003809
| LED HiLo Bay_Com, E/P - IntL | E | Yes | Lodging | Interior Lighting | REPL | -0.00026276 | -0.00046736 | -0.0006549 | -0.00081389 | -0.00094569 | -0.0010514 | -0.0011298 | -0.0011833 | -0.0012103 | -0.0012254
| Repl Scre_Com, E/P - IntL | E | Yes | Lodging | Interior Lighting | NC | -0.0069031 | -0.013381 | -0.0064774 | 0 | 0 | 0 | 0 | 0 | 0 | 0
| Repl Scre_Com, E/P - IntL | E | Yes | Lodging | Interior Lighting | RET | -0.014133 | -0.027889 | -0.013756 | 0 | 0 | 0 | 0 | 0 | 0 | 0
| Repl Scre_Com, E/P - IntL | E | Yes | Lodging | Interior Lighting | REPL | -0.3543 | -0.69914 | -0.34484 | 0 | 0 | 0 | 0 | 0 | 0 | 0
| Lin LED Fixture_Com, E/P - IntL | E | Yes | Lodging | Interior Lighting | NC | -0.00040508 | -0.00078517 | -0.0011512 | -0.0015055 | -0.0018407 | -0.0021735 | -0.0025058 | -0.0028292 | -0.0031516 | -0.0034701
| Lin LED Fixture_Com, E/P - IntL | E | Yes | Lodging | Interior Lighting | RET | -0.0037464 | -0.0071078 | -0.010354 | -0.013313 | -0.016027 | -0.018536 | -0.020822 | -0.02298 | -0.025151 | -0.027271
| Lin LED Fixture_Com, E/P - IntL | E | Yes | Lodging | Interior Lighting | REPL | -0.0025057 | -0.0044567 | -0.006245 | -0.0077611 | -0.0090179 | -0.010026 | -0.010774 | -0.011284 | -0.011651 | -0.011867
| LED Tube Repl_Com, E/P - IntL | E | Yes | Lodging | Interior Lighting | RET | -0.023571 | -0.044719 | -0.065142 | -0.083761 | -0.10084 | -0.11819 | -0.13555 | -0.15353 | -0.17185 | -0.18994
| LED Tube Repl_Com, E/P - IntL | E | Yes | Lodging | Interior Lighting | REPL | -0.023151 | -0.041177 | -0.057701 | -0.071708 | -0.083321 | -0.094176 | -0.10413 | -0.11352 | -0.12219 | -0.12989
| Repl pin CFL wLED_Com, E/P - IntL | E | Yes | Lodging | Interior Lighting | RET | -0.0010593 | -0.0020244 | -0.0029708 | -0.0038469 | -0.0046629 | -0.0055452 | -0.006477 | -0.0074876 | -0.0085614 | -0.0096262
| Repl pin CFL wLED_Com, E/P - IntL | E | Yes | Lodging | Interior Lighting | REPL | -0.0030224 | -0.0053758 | -0.0075329 | -0.0093616 | -0.010878 | -0.012426 | -0.013985 | -0.01561 | -0.017278 | -0.018939
| Stair Occ Sensor_Com, E/P - IntL | E | Yes | Lodging | Interior Lighting | NC | -0.00027155 | -0.00052636 | -0.00077176 | -0.0010093 | -0.0012339 | -0.001457 | -0.0016798 | -0.0018966 | -0.0021128 | -0.0023262
| Stair Occ Sensor_Com, E/P - IntL | E | Yes | Lodging | Interior Lighting | RET | -0.0020906 | -0.0041254 | -0.006257 | -0.0083651 | -0.010462 | -0.012565 | -0.014644 | -0.016772 | -0.01892 | -0.021021
| Int Delamping_Com, E/P - IntL | E | Yes | Lodging | Interior Lighting | RET | -0.00019667 | -0.0003881 | -0.00058863 | -0.00078696 | -0.00098426 | -0.0011821 | -0.0013777 | -0.0015779 | -0.0017799 | -0.0019776
| Int Ltg Dsgn_Com, E/P - IntL | E | Yes | Lodging | Interior Lighting | NC | -0.00091368 | -0.001771 | -0.0025967 | -0.0033958 | -0.0041517 | -0.0049024 | -0.005652 | -0.0063816 | -0.0071088 | -0.007827
| DCV_Com, P - Heat [Building w Propane Heat] | Prp | Yes | Small Retail | Space Heating | RET | 0.13755 | 0.27348 | 0.40879 | 0.54276 | 0.67552 | 0.80713 | 0.93776 | 1.0674 | 1.1959 | 1.3234
| Optimized Unitary AC Sys_Com, P - Heat [Building w Propane Heat] | Prp | Yes | Small Retail | Space Heating | NC | 0.052233 | 0.1012 | 0.1484 | 0.1935 | 0.23625 | 0.27737 | 0.31776 | 0.35761 | 0.39697 | 0.43567
| Cool Roof_Com, P - Heat [Building w Propane Heat] | Prp | No | Small Retail | Space Heating | NC | -0.0054865 | -0.01063 | -0.015588 | -0.020325 | -0.024816 | -0.029135 | -0.033377 | -0.037563 | -0.041697 | -0.045762
| Cool Roof_Com, P - Heat [Building w Propane Heat] | Prp | No | Small Retail | Space Heating | RET | -0.028644 | -0.056949 | -0.085128 | -0.11302 | -0.14067 | -0.16808 | -0.19528 | -0.22227 | -0.24904 | -0.27559
| Programmable TStat_Com, P - Heat [Building w Propane Heat] | Prp | Yes | Small Retail | Space Heating | NC | 0 | 0 | 0 | 0 | 0 | 0 | 0 | 0 | 0 | 0
| Programmable TStat_Com, P - Heat [Building w Propane Heat] | Prp | Yes | Small Retail | Space Heating | RET | 0 | 0 | 0 | 0 | 0 | 0 | 0 | 0 | 0 | 0
| Smart TStat_Com, P - Heat [Building w Propane Heat] | Prp | Yes | Small Retail | Space Heating | NC | 0.024067 | 0.046631 | 0.068376 | 0.089158 | 0.10886 | 0.1278 | 0.14641 | 0.16477 | 0.18291 | 0.20074
| Smart TStat_Com, P - Heat [Building w Propane Heat] | Prp | Yes | Small Retail | Space Heating | RET | 0.088352 | 0.17566 | 0.26257 | 0.34862 | 0.43389 | 0.51843 | 0.60234 | 0.68558 | 0.76816 | 0.85003
| Boiler Blowdown Controls_Com, P - Heat | Prp | No | Small Retail | Space Heating | RET | 0.016861 | 0.033522 | 0.050109 | 0.06653 | 0.082804 | 0.082076 | 0.081427 | 0.080726 | 0.080064 | 0.079415
| Boiler Modifications_Com, P - Heat | Prp | Yes | Small Retail | Space Heating | RET | 0.055544 | 0.11043 | 0.16507 | 0.21916 | 0.27277 | 0.32592 | 0.37867 | 0.431 | 0.44428 | 0.44066
| Boilers_Com, P - Heat | Prp | Yes | Small Retail | Space Heating | NC | 0.01304 | 0.025266 | 0.037049 | 0.04831 | 0.058983 | 0.069248 | 0.079331 | 0.08928 | 0.099106 | 0.10877
| Boilers_Com, P - Heat | Prp | Yes | Small Retail | Space Heating | RET | 0.10227 | 0.19559 | 0.28137 | 0.35979 | 0.43155 | 0.49724 | 0.55745 | 0.6126 | 0.66312 | 0.70937
| Boilers_Com, P - Heat | Prp | Yes | Small Retail | Space Heating | REPL | 0.053398 | 0.095611 | 0.13238 | 0.16358 | 0.18935 | 0.20979 | 0.225 | 0.23507 | 0.24006 | 0.24006
| Furnace_Com, P - Heat | Prp | Yes | Small Retail | Space Heating | NC | 0.012444 | 0.024112 | 0.035356 | 0.046102 | 0.056287 | 0.066084 | 0.075706 | 0.0852 | 0.094577 | 0.1038
| Furnace_Com, P - Heat | Prp | Yes | Small Retail | Space Heating | RET | 0.095977 | 0.18367 | 0.2644 | 0.3383 | 0.40601 | 0.46809 | 0.52506 | 0.57732 | 0.62526 | 0.6692
| Furnace_Com, P - Heat | Prp | Yes | Small Retail | Space Heating | REPL | 0.055389 | 0.099176 | 0.13732 | 0.16968 | 0.19641 | 0.21761 | 0.23339 | 0.24383 | 0.24901 | 0.24901
| Unit Heater_Com, P - Heat | Prp | Yes | Small Retail | Space Heating | NC | 0.027794 | 0.053853 | 0.078966 | 0.10297 | 0.12571 | 0.14759 | 0.16909 | 0.19029 | 0.21123 | 0.23183
| Unit Heater_Com, P - Heat | Prp | Yes | Small Retail | Space Heating | RET | 0.28453 | 0.53758 | 0.7643 | 0.96631 | 1.1465 | 1.3072 | 1.4508 | 1.5791 | 1.6935 | 1.7957
| Unit Heater_Com, P - Heat | Prp | Yes | Small Retail | Space Heating | REPL | 0.16737 | 0.29968 | 0.41494 | 0.51274 | 0.59351 | 0.65757 | 0.70525 | 0.73679 | 0.75243 | 0.75243
| Energy Recovery Ventilator_Com, P - Heat | Prp | Yes | Small Retail | Space Heating | NC | 0.021454 | 0.041569 | 0.060954 | 0.07948 | 0.097039 | 0.11393 | 0.13052 | 0.14688 | 0.16305 | 0.17895
| Energy Recovery Ventilator_Com, P - Heat | Prp | Yes | Small Retail | Space Heating | RET | 0.18669 | 0.35548 | 0.50924 | 0.64851 | 0.77481 | 0.88938 | 0.99342 | 1.0937 | 1.1906 | 1.2842
| Energy Recovery Ventilator_Com, P - Heat | Prp | Yes | Small Retail | Space Heating | REPL | 0.14642 | 0.26217 | 0.363 | 0.44855 | 0.51921 | 0.57525 | 0.61697 | 0.64916 | 0.67197 | 0.68553
| Forced Air Heating Maintenance_Com, P - Heat | Prp | Yes | Small Retail | Space Heating | RET | 0.0038053 | 0.0075655 | 0.011309 | 0.015015 | 0.018688 | 0.018523 | 0.018377 | 0.018219 | 0.018069 | 0.017923
| Infrared Heater_Com, P - Heat | Prp | Yes | Small Retail | Space Heating | NC | 0.0029499 | 0.0057156 | 0.008381 | 0.010928 | 0.013343 | 0.015665 | 0.017946 | 0.020196 | 0.022419 | 0.024605
| Infrared Heater_Com, P - Heat | Prp | Z | Small Retail | Space Heating | RET | 0 | 0 | 0 | 0 | 0 | 0 | 0 | 0 | 0 | 0
| Infrared Heater_Com, P - Heat | Prp | Yes | Small Retail | Space Heating | REPL | 0.017764 | 0.031807 | 0.044039 | 0.054419 | 0.062992 | 0.069791 | 0.074851 | 0.078199 | 0.082833 | 0.088731
| Windows_Com, P - Heat [Building w Propane Heat] | Prp | No | Small Retail | Space Heating | NC | 0.024478 | 0.047428 | 0.069545 | 0.090682 | 0.11072 | 0.12999 | 0.14891 | 0.16759 | 0.18603 | 0.20417
| Window Film_Com, P - Heat [Building w Propane Heat] | Prp | No | Small Retail | Space Heating | RET | 0 | 0 | 0 | 0 | 0 | 0 | 0 | 0 | 0 | 0
| Kitchen DCV_Com, P - Heat [Building w Propane Heat] | Prp | Yes | Small Retail | Space Heating | NC | 0.00028013 | 0.00054277 | 0.00079588 | 0.0010378 | 0.001267 | 0.0014876 | 0.0017042 | 0.0019179 | 0.002129 | 0.0023365
| Kitchen DCV_Com, P - Heat [Building w Propane Heat] | Prp | Yes | Small Retail | Space Heating | RET | 0.002667 | 0.0050573 | 0.0072156 | 0.0091536 | 0.010896 | 0.012462 | 0.013872 | 0.01518 | 0.016395 | 0.017527
| Kitchen DCV_Com, P - Heat [Building w Propane Heat] | Prp | Yes | Small Retail | Space Heating | REPL | 0.0019118 | 0.0034231 | 0.0047397 | 0.0058568 | 0.0067794 | 0.0075111 | 0.0080558 | 0.0084441 | 0.0086783 | 0.008761
| Duct Sealing Non Regulated_Com, P - Heat [Building w Propane Heat] | Prp | Yes | Small Retail | Space Heating | RET | 0.09492 | 0.18871 | 0.28209 | 0.37453 | 0.46615 | 0.55697 | 0.64711 | 0.73654 | 0.82526 | 0.91322
| Ovens_Com, P - Cook | Prp | Yes | Small Retail | Cooking | NC | 0.0031332 | 0.0060707 | 0.0089017 | 0.011607 | 0.014171 | 0.016638 | 0.019061 | 0.021451 | 0.023812 | 0.026133
| Ovens_Com, P - Cook | Prp | Yes | Small Retail | Cooking | REPL | 0.026729 | 0.053141 | 0.079435 | 0.10547 | 0.13126 | 0.15684 | 0.18222 | 0.2074 | 0.23239 | 0.25715
| Fryers_Com, P - Cook | Prp | Yes | Small Retail | Cooking | NC | 0.00030504 | 0.00059104 | 0.00086667 | 0.0011301 | 0.0013797 | 0.0016199 | 0.0018557 | 0.0020885 | 0.0023183 | 0.0025443
| Fryers_Com, P - Cook | Prp | Yes | Small Retail | Cooking | REPL | 0.0026023 | 0.0051738 | 0.0077338 | 0.010268 | 0.01278 | 0.01527 | 0.017741 | 0.020193 | 0.022625 | 0.025037
| Griddles_Com, P - Cook | Prp | Yes | Small Retail | Cooking | NC | 0.00080005 | 0.0015501 | 0.002273 | 0.0029639 | 0.0036187 | 0.0042485 | 0.0048671 | 0.0054775 | 0.0060803 | 0.0066731
| Griddles_Com, P - Cook | Prp | Yes | Small Retail | Cooking | REPL | 0.0068252 | 0.013569 | 0.020284 | 0.026931 | 0.033518 | 0.040049 | 0.04653 | 0.052961 | 0.05934 | 0.065664
| Clothes Washer Elec WH_Com, P - Oth [unit w/ propane dry - Dryer] | Prp | Yes | Small Retail | Other | NC | 3.5798e-07 | 6.9361e-07 | 1.0171e-06 | 1.3262e-06 | 1.6192e-06 | 1.901e-06 | 2.1778e-06 | 2.0957e-06 | 2.0353e-06 | 1.9852e-06
| Clothes Washer Elec WH_Com, P - Oth [unit w/ propane dry - Dryer] | Prp | Yes | Small Retail | Other | REPL | 5.2353e-06 | 1.0409e-05 | 1.5559e-05 | 2.0657e-05 | 2.571e-05 | 3.072e-05 | 3.5691e-05 | 3.5389e-05 | 3.5109e-05 | 3.481e-05
| Clothes Washer Gas WH_Com, P - Oth [unit w/ propane dry - Dryer] | Prp | Yes | Small Retail | Other | NC | 3.5798e-07 | 6.9361e-07 | 1.0171e-06 | 1.3262e-06 | 1.6192e-06 | 1.901e-06 | 2.1778e-06 | 2.0957e-06 | 2.0353e-06 | 1.9852e-06
| Clothes Washer Gas WH_Com, P - Oth [unit w/ propane dry - Dryer] | Prp | Yes | Small Retail | Other | REPL | 5.2353e-06 | 1.0409e-05 | 1.5559e-05 | 2.0657e-05 | 2.571e-05 | 3.072e-05 | 3.5691e-05 | 3.5389e-05 | 3.5109e-05 | 3.481e-05
| Clothes Washer Oil WH_Com, P - Oth [unit w/ propane dry - Dryer] | Prp | Yes | Small Retail | Other | NC | 5.3697e-07 | 1.0404e-06 | 1.5256e-06 | 1.9893e-06 | 2.4288e-06 | 2.8515e-06 | 3.2667e-06 | 3.1435e-06 | 3.0529e-06 | 2.9777e-06
| Clothes Washer Oil WH_Com, P - Oth [unit w/ propane dry - Dryer] | Prp | Yes | Small Retail | Other | REPL | 7.853e-06 | 1.5613e-05 | 2.3338e-05 | 3.0986e-05 | 3.8566e-05 | 4.608e-05 | 5.3537e-05 | 5.3083e-05 | 5.2663e-05 | 5.2215e-05
| Clothes Washer Propane WH_Com, P - HWat [unit w/ elec dry - Water Heater] | Prp | Yes | Small Retail | Water Heating | NC | 1.4239e-06 | 2.7589e-06 | 4.0456e-06 | 5.2751e-06 | 6.4405e-06 | 7.5615e-06 | 8.6625e-06 | 8.3358e-06 | 8.0956e-06 | 7.8963e-06
| Clothes Washer Propane WH_Com, P - HWat [unit w/ elec dry - Water Heater] | Prp | Yes | Small Retail | Water Heating | REPL | 2.0824e-05 | 4.1402e-05 | 6.1887e-05 | 8.2168e-05 | 0.00010227 | 0.00012219 | 0.00014197 | 0.00014076 | 0.00013965 | 0.00013846
| Clothes Washer Propane WH_Com, P - HWat [unit w/ gas dry - Water Heater] | Prp | Yes | Small Retail | Water Heating | NC | 7.1196e-07 | 1.3795e-06 | 2.0228e-06 | 2.6376e-06 | 3.2203e-06 | 3.7807e-06 | 4.3312e-06 | 4.1679e-06 | 4.0478e-06 | 3.9481e-06
| Clothes Washer Propane WH_Com, P - HWat [unit w/ gas dry - Water Heater] | Prp | Yes | Small Retail | Water Heating | REPL | 1.0412e-05 | 2.0701e-05 | 3.0944e-05 | 4.1084e-05 | 5.1133e-05 | 6.1096e-05 | 7.0984e-05 | 7.0382e-05 | 6.9825e-05 | 6.923e-05
| Clothes Washer Propane WH_Com, P - Oth [unit w/ propane dry - Dryer] | Prp | Yes | Small Retail | Other | NC | 3.5798e-07 | 6.9361e-07 | 1.0171e-06 | 1.3262e-06 | 1.6192e-06 | 1.901e-06 | 2.1778e-06 | 2.0957e-06 | 2.0353e-06 | 1.9852e-06
| Clothes Washer Propane WH_Com, P - Oth [unit w/ propane dry - Dryer] | Prp | Yes | Small Retail | Other | REPL | 5.2353e-06 | 1.0409e-05 | 1.5559e-05 | 2.0657e-05 | 2.571e-05 | 3.072e-05 | 3.5691e-05 | 3.5389e-05 | 3.5109e-05 | 3.481e-05
| Clothes Washer Propane WH_Com, P - HWat [unit w/ propane dry - Water Heater] | Prp | Yes | Small Retail | Water Heating | NC | 2.721e-06 | 5.272e-06 | 7.7306e-06 | 1.008e-05 | 1.2307e-05 | 1.4449e-05 | 1.6553e-05 | 1.5929e-05 | 1.547e-05 | 1.5089e-05
| Clothes Washer Propane WH_Com, P - HWat [unit w/ propane dry - Water Heater] | Prp | Yes | Small Retail | Water Heating | REPL | 3.9793e-05 | 7.9114e-05 | 0.00011826 | 0.00015701 | 0.00019542 | 0.0002335 | 0.00027129 | 0.00026898 | 0.00026686 | 0.00026458
| Dishwasher_Com, P - HWat [Building w propane WH] | Prp | Yes | Small Retail | Water Heating | NC | 2.1856e-07 | 4.2348e-07 | 6.2096e-07 | 8.0969e-07 | 9.8858e-07 | 1.1606e-06 | 1.3296e-06 | 1.4964e-06 | 1.6611e-06 | 1.823e-06
| Dishwasher_Com, P - HWat [Building w propane WH] | Prp | Yes | Small Retail | Water Heating | REPL | 1.7687e-06 | 3.5165e-06 | 5.2565e-06 | 6.9791e-06 | 8.6862e-06 | 1.0379e-05 | 1.2058e-05 | 1.3725e-05 | 1.5378e-05 | 1.7017e-05
| Faucet Aerator_Com, P - HWat | Prp | Yes | Small Retail | Water Heating | RET | 0.0086671 | 0.017232 | 0.025758 | 0.034199 | 0.042564 | 0.050857 | 0.059088 | 0.067253 | 0.075354 | 0.083386
| Pre Rinse Sprayers_Com, P - HWat | Prp | Yes | Small Retail | Water Heating | RET | 0.0056764 | 0.011285 | 0.01687 | 0.017321 | 0.017782 | 0.01762 | 0.017474 | 0.017332 | 0.017196 | 0.017056
| FF Storage Water Heater_Com, P - HWat | Prp | Yes | Small Retail | Water Heating | NC | 0.001218 | 0.00236 | 0.0034606 | 0.0045124 | 0.0055092 | 0.0064681 | 0.0074099 | 0.0083391 | 0.009257 | 0.010159
| FF Storage Water Heater_Com, P - HWat | Prp | No | Small Retail | Water Heating | RET | 0.0085166 | 0.016357 | 0.02363 | 0.030338 | 0.036532 | 0.042254 | 0.047544 | 0.052999 | 0.058602 | 0.064334
| FF Storage Water Heater_Com, P - HWat | Prp | Yes | Small Retail | Water Heating | REPL | 0.0083127 | 0.014884 | 0.020608 | 0.025466 | 0.029478 | 0.032659 | 0.035027 | 0.037145 | 0.039017 | 0.040645
| FF Instantaneous Water Heater_Com, P - HWat | Prp | Yes | Small Retail | Water Heating | NC | 0.0020416 | 0.0039557 | 0.0058004 | 0.0075633 | 0.0092342 | 0.010841 | 0.01242 | 0.013977 | 0.015516 | 0.017028
| FF Instantaneous Water Heater_Com, P - HWat | Prp | No | Small Retail | Water Heating | RET | 0.014275 | 0.027417 | 0.039607 | 0.050851 | 0.061233 | 0.070822 | 0.07969 | 0.087886 | 0.095462 | 0.10246
| FF Instantaneous Water Heater_Com, P - HWat | Prp | Yes | Small Retail | Water Heating | REPL | 0.01045 | 0.018711 | 0.025907 | 0.032013 | 0.037056 | 0.041056 | 0.044033 | 0.046002 | 0.046979 | 0.046979
| Clothes Dryer_Com, P - Oth | Prp | Yes | Small Retail | Other | NC | 0.00013589 | 0.00026329 | 0.00038607 | 0.00050341 | 0.00061463 | 0.0007216 | 0.00082667 | 0.00093034 | 0.0010327 | 0.0011334
| Clothes Dryer_Com, P - Oth | Prp | Yes | Small Retail | Other | RET | 0.0013237 | 0.0025072 | 0.0035734 | 0.0045284 | 0.0053848 | 0.0061531 | 0.006843 | 0.0074767 | 0.0080598 | 0.0085971
| Clothes Dryer_Com, P - Oth | Prp | Yes | Small Retail | Other | REPL | 0.00099364 | 0.0017791 | 0.0024634 | 0.003044 | 0.0035235 | 0.0039038 | 0.0041869 | 0.0043849 | 0.0044992 | 0.0045311
| Pnemautic to DDC_Com, P - TotF [Building w Propane Heat] | Prp | No | Small Retail | Total FF | RET | 0.043321 | 0.086129 | 0.12875 | 0.17094 | 0.21275 | 0.2542 | 0.29534 | 0.33615 | 0.37665 | 0.41679
| RCx_Com, P - TotF [Building w Propane Heat] | Prp | Yes | Small Retail | Total FF | RET | 0.094491 | 0.18786 | 0.28082 | 0.37284 | 0.46404 | 0.55446 | 0.64419 | 0.73322 | 0.72704 | 0.72123
| Commissioning_Com, P - TotF [Building w Propane Heat] | Prp | Yes | Small Retail | Total FF | NC | 0 | 0 | 0 | 0 | 0 | 0 | 0 | 0 | 0 | 0
| Integrated Building Design_Com, P - TotF [Building w Propane Heat] | Prp | Yes | Small Retail | Total FF | NC | 0.0077314 | 0.01498 | 0.021966 | 0.028642 | 0.03497 | 0.041056 | 0.047034 | 0.052932 | 0.058758 | 0.064486
| Deep Energy Retrofit_Com, P - TotF [Building w Propane Heat] | Prp | Yes | Small Retail | Total FF | RET | 0.027729 | 0.055129 | 0.082407 | 0.10941 | 0.13617 | 0.16271 | 0.18904 | 0.21516 | 0.24108 | 0.26678
| EMS_Com, P - TotF [Building w Propane Heat] | Prp | Yes | Small Retail | Total FF | NC | 0.015067 | 0.029194 | 0.042808 | 0.055819 | 0.068151 | 0.080012 | 0.091663 | 0.10316 | 0.11451 | 0.12567
| EMS_Com, P - TotF [Building w Propane Heat] | Prp | Yes | Small Retail | Total FF | RET | 0.18809 | 0.37396 | 0.55899 | 0.74218 | 0.92372 | 1.1037 | 1.2823 | 1.4595 | 1.6353 | 1.8096
| Int Ltg Ctrls_Com, E/P - IntL | E | Yes | Small Retail | Interior Lighting | RET | -0.046344 | -0.091451 | -0.1387 | -0.18544 | -0.23193 | -0.27855 | -0.32464 | -0.37181 | -0.37308 | -0.37455
| Exit Sign RetFit_Com, E/P - IntL | E | Yes | Small Retail | Interior Lighting | RET | -0.0016431 | -0.0032423 | -0.0049176 | -0.0065745 | -0.0082229 | -0.0098756 | -0.01151 | -0.013182 | -0.01487 | -0.016522
| LED HiLo Bay_Com, E/P - IntL | E | Yes | Small Retail | Interior Lighting | NC | -0.00055346 | -0.0010728 | -0.001573 | -0.002057 | -0.0025149 | -0.0029696 | -0.0034237 | -0.0038656 | -0.0043061 | -0.0047412
| LED HiLo Bay_Com, E/P - IntL | E | Yes | Small Retail | Interior Lighting | RET | -0.0042988 | -0.0082012 | -0.012014 | -0.015531 | -0.018794 | -0.021845 | -0.024659 | -0.027346 | -0.029874 | -0.032429
| LED HiLo Bay_Com, E/P - IntL | E | Yes | Small Retail | Interior Lighting | REPL | -0.0029565 | -0.0052586 | -0.0073688 | -0.0091576 | -0.010641 | -0.01183 | -0.012712 | -0.013314 | -0.013618 | -0.013788
| Repl Scre_Com, E/P - IntL | E | Yes | Small Retail | Interior Lighting | NC | -0.0031626 | -0.0061302 | -0.0029676 | 0 | 0 | 0 | 0 | 0 | 0 | 0
| Repl Scre_Com, E/P - IntL | E | Yes | Small Retail | Interior Lighting | RET | -0.011936 | -0.023554 | -0.011618 | 0 | 0 | 0 | 0 | 0 | 0 | 0
| Repl Scre_Com, E/P - IntL | E | Yes | Small Retail | Interior Lighting | REPL | -0.16232 | -0.32031 | -0.15799 | 0 | 0 | 0 | 0 | 0 | 0 | 0
| Lin LED Fixture_Com, E/P - IntL | E | Yes | Small Retail | Interior Lighting | NC | -0.0007604 | -0.0014739 | -0.0021611 | -0.0028261 | -0.0034552 | -0.00408 | -0.0047038 | -0.005311 | -0.0059162 | -0.0065139
| Lin LED Fixture_Com, E/P - IntL | E | Yes | Small Retail | Interior Lighting | RET | -0.0046218 | -0.0087686 | -0.012773 | -0.016424 | -0.019772 | -0.022867 | -0.025687 | -0.028349 | -0.031028 | -0.033643
| Lin LED Fixture_Com, E/P - IntL | E | Yes | Small Retail | Interior Lighting | REPL | -0.0047036 | -0.008366 | -0.011723 | -0.014569 | -0.016928 | -0.018821 | -0.020224 | -0.021182 | -0.021872 | -0.022277
| LED Tube Repl_Com, E/P - IntL | E | Yes | Small Retail | Interior Lighting | RET | -0.029078 | -0.055167 | -0.080362 | -0.10333 | -0.1244 | -0.1458 | -0.16723 | -0.1894 | -0.212 | -0.23432
| LED Tube Repl_Com, E/P - IntL | E | Yes | Small Retail | Interior Lighting | REPL | -0.043458 | -0.077298 | -0.10832 | -0.13461 | -0.15641 | -0.17679 | -0.19547 | -0.2131 | -0.22938 | -0.24383
| Repl pin CFL wLED_Com, E/P - IntL | E | Yes | Small Retail | Interior Lighting | RET | -0.0009033 | -0.0017263 | -0.0025333 | -0.0032805 | -0.0039763 | -0.0047287 | -0.0055233 | -0.0063851 | -0.0073007 | -0.0082087
| Repl pin CFL wLED_Com, E/P - IntL | E | Yes | Small Retail | Interior Lighting | REPL | -0.001761 | -0.0031322 | -0.0043891 | -0.0054546 | -0.006338 | -0.0072402 | -0.0081486 | -0.0090951 | -0.010067 | -0.011035
| Stair Occ Sensor_Com, E/P - IntL | E | Yes | Small Retail | Interior Lighting | NC | -0.00058924 | -0.0011421 | -0.0016746 | -0.00219 | -0.0026775 | -0.0031616 | -0.003645 | -0.0041155 | -0.0045845 | -0.0050477
| Stair Occ Sensor_Com, E/P - IntL | E | Yes | Small Retail | Interior Lighting | RET | -0.0045363 | -0.0089516 | -0.013577 | -0.018151 | -0.022702 | -0.027265 | -0.031777 | -0.036394 | -0.041055 | -0.045614
| Int Delamping_Com, E/P - IntL | E | Yes | Small Retail | Interior Lighting | RET | -0.00036919 | -0.00072854 | -0.001105 | -0.0014773 | -0.0018476 | -0.002219 | -0.0025862 | -0.002962 | -0.0033413 | -0.0037124
| Int Ltg Dsgn_Com, E/P - IntL | E | Yes | Small Retail | Interior Lighting | NC | -0.0010157 | -0.0019687 | -0.0028866 | -0.0037748 | -0.0046152 | -0.0054496 | -0.0062829 | -0.0070939 | -0.0079023 | -0.0087007
| DCV_Com, P - Heat [Building w Propane Heat] | Prp | Yes | Large Retail | Space Heating | RET | 0.26736 | 0.53155 | 0.79457 | 1.0549 | 1.313 | 1.5688 | 1.8227 | 2.0746 | 2.3245 | 2.5723
| Optimized Unitary AC Sys_Com, P - Heat [Building w Propane Heat] | Prp | Yes | Large Retail | Space Heating | NC | 0.10153 | 0.19671 | 0.28844 | 0.37611 | 0.45921 | 0.53913 | 0.61763 | 0.69508 | 0.77158 | 0.84681
| Cool Roof_Com, P - Heat [Building w Propane Heat] | Prp | No | Large Retail | Space Heating | NC | -0.0056531 | -0.010953 | -0.016061 | -0.020943 | -0.02557 | -0.03002 | -0.034391 | -0.038704 | -0.042963 | -0.047152
| Cool Roof_Com, P - Heat [Building w Propane Heat] | Prp | No | Large Retail | Space Heating | RET | -0.029515 | -0.058679 | -0.087714 | -0.11646 | -0.14494 | -0.17319 | -0.20121 | -0.22902 | -0.25661 | -0.28396
| Programmable TStat_Com, P - Heat [Building w Propane Heat] | Prp | Yes | Large Retail | Space Heating | NC | 0 | 0 | 0 | 0 | 0 | 0 | 0 | 0 | 0 | 0
| Programmable TStat_Com, P - Heat [Building w Propane Heat] | Prp | Yes | Large Retail | Space Heating | RET | 0 | 0 | 0 | 0 | 0 | 0 | 0 | 0 | 0 | 0
| Smart TStat_Com, P - Heat [Building w Propane Heat] | Prp | Yes | Large Retail | Space Heating | NC | 0.015385 | 0.02981 | 0.043712 | 0.056997 | 0.069589 | 0.0817 | 0.093597 | 0.10533 | 0.11693 | 0.12833
| Smart TStat_Com, P - Heat [Building w Propane Heat] | Prp | Yes | Large Retail | Space Heating | RET | 0.056482 | 0.11229 | 0.16786 | 0.22286 | 0.27738 | 0.33142 | 0.38506 | 0.43828 | 0.49107 | 0.54341
| Boiler Blowdown Controls_Com, P - Heat | Prp | No | Large Retail | Space Heating | RET | 0.053508 | 0.10638 | 0.15902 | 0.21113 | 0.26277 | 0.26047 | 0.25841 | 0.25618 | 0.25408 | 0.25202
| Boiler Modifications_Com, P - Heat | Prp | Yes | Large Retail | Space Heating | RET | 0.17627 | 0.35045 | 0.52385 | 0.69551 | 0.86564 | 1.0343 | 1.2017 | 1.3678 | 1.4099 | 1.3984
| Boilers_Com, P - Heat | Prp | Yes | Large Retail | Space Heating | NC | 0.041383 | 0.080182 | 0.11757 | 0.15331 | 0.18718 | 0.21976 | 0.25176 | 0.28333 | 0.31451 | 0.34517
| Boilers_Com, P - Heat | Prp | Yes | Large Retail | Space Heating | RET | 0.32455 | 0.62069 | 0.89292 | 1.1418 | 1.3695 | 1.578 | 1.769 | 1.9441 | 2.1044 | 2.2512
| Boilers_Com, P - Heat | Prp | Yes | Large Retail | Space Heating | REPL | 0.16946 | 0.30342 | 0.42011 | 0.51913 | 0.60091 | 0.66577 | 0.71404 | 0.74598 | 0.76181 | 0.76181
| Furnace_Com, P - Heat | Prp | Yes | Large Retail | Space Heating | NC | 0.0056843 | 0.011014 | 0.01615 | 0.021058 | 0.025711 | 0.030185 | 0.034581 | 0.038917 | 0.043201 | 0.047412
| Furnace_Com, P - Heat | Prp | No | Large Retail | Space Heating | RET | 0.04384 | 0.083897 | 0.12077 | 0.15453 | 0.18546 | 0.21381 | 0.23983 | 0.26371 | 0.2856 | 0.30568
| Furnace_Com, P - Heat | Prp | Yes | Large Retail | Space Heating | REPL | 0.025301 | 0.045301 | 0.062724 | 0.077508 | 0.089717 | 0.099401 | 0.10661 | 0.11138 | 0.11374 | 0.11374
| Unit Heater_Com, P - Heat | Prp | Yes | Large Retail | Space Heating | NC | 0.0045847 | 0.0088831 | 0.013026 | 0.016985 | 0.020737 | 0.024346 | 0.027891 | 0.031389 | 0.034843 | 0.03824
| Unit Heater_Com, P - Heat | Prp | Yes | Large Retail | Space Heating | RET | 0.046934 | 0.088674 | 0.12607 | 0.15939 | 0.18912 | 0.21563 | 0.23932 | 0.26047 | 0.27935 | 0.2962
| Unit Heater_Com, P - Heat | Prp | Yes | Large Retail | Space Heating | REPL | 0.027608 | 0.049433 | 0.068445 | 0.084577 | 0.097901 | 0.10847 | 0.11633 | 0.12154 | 0.12412 | 0.12412
| Destratification Fans_Com, P - Heat | Prp | Yes | Large Retail | Space Heating | NC | 0.016117 | 0.031227 | 0.045789 | 0.059706 | 0.072897 | 0.085583 | 0.098045 | 0.11034 | 0.12248 | 0.13443
| Destratification Fans_Com, P - Heat | Prp | Yes | Large Retail | Space Heating | RET | 0.078565 | 0.15232 | 0.22207 | 0.28767 | 0.34944 | 0.4076 | 0.46245 | 0.52237 | 0.58699 | 0.65595
| Destratification Fans_Com, P - Heat | Prp | Yes | Large Retail | Space Heating | REPL | 0.10999 | 0.19694 | 0.27268 | 0.33696 | 0.39004 | 0.43213 | 0.46347 | 0.49571 | 0.52884 | 0.56281
| Energy Recovery Ventilator_Com, P - Heat | Prp | Yes | Large Retail | Space Heating | NC | 0.022106 | 0.042832 | 0.062806 | 0.081895 | 0.099987 | 0.11739 | 0.13448 | 0.15135 | 0.168 | 0.18438
| Energy Recovery Ventilator_Com, P - Heat | Prp | Yes | Large Retail | Space Heating | RET | 0.19236 | 0.36628 | 0.5247 | 0.66821 | 0.79835 | 0.9164 | 1.0236 | 1.127 | 1.2268 | 1.3232
| Energy Recovery Ventilator_Com, P - Heat | Prp | Yes | Large Retail | Space Heating | REPL | 0.15087 | 0.27013 | 0.37402 | 0.46218 | 0.53499 | 0.59273 | 0.63571 | 0.66888 | 0.69238 | 0.70636
| Forced Air Heating Maintenance_Com, P - Heat | Prp | No | Large Retail | Space Heating | RET | 0.0017382 | 0.0034557 | 0.0051656 | 0.0068584 | 0.008536 | 0.008461 | 0.0083941 | 0.0083218 | 0.0082536 | 0.0081867
| Windows_Com, P - Heat [Building w Propane Heat] | Prp | No | Large Retail | Space Heating | NC | 0.025222 | 0.048868 | 0.071658 | 0.093437 | 0.11408 | 0.13393 | 0.15344 | 0.17268 | 0.19168 | 0.21037
| Window Film_Com, P - Heat [Building w Propane Heat] | Prp | No | Large Retail | Space Heating | RET | 0 | 0 | 0 | 0 | 0 | 0 | 0 | 0 | 0 | 0
| Kitchen DCV_Com, P - Heat [Building w Propane Heat] | Prp | Yes | Large Retail | Space Heating | NC | 0.00068018 | 0.0013179 | 0.0019325 | 0.0025198 | 0.0030765 | 0.003612 | 0.0041379 | 0.0046568 | 0.0051693 | 0.0056733
| Kitchen DCV_Com, P - Heat [Building w Propane Heat] | Prp | Yes | Large Retail | Space Heating | RET | 0.0064757 | 0.01228 | 0.01752 | 0.022226 | 0.026456 | 0.030259 | 0.033683 | 0.036858 | 0.03981 | 0.042557
| Kitchen DCV_Com, P - Heat [Building w Propane Heat] | Prp | Yes | Large Retail | Space Heating | REPL | 0.0046421 | 0.0083117 | 0.011508 | 0.014221 | 0.016461 | 0.018238 | 0.01956 | 0.020503 | 0.021072 | 0.021273
| Duct Sealing Non Regulated_Com, P - Heat [Building w Propane Heat] | Prp | Yes | Large Retail | Space Heating | RET | 0.097803 | 0.19445 | 0.29066 | 0.38591 | 0.48031 | 0.57389 | 0.66677 | 0.75892 | 0.85033 | 0.94096
| Ovens_Com, P - Cook | Prp | Yes | Large Retail | Cooking | NC | 0.027318 | 0.052931 | 0.077614 | 0.1012 | 0.12356 | 0.14507 | 0.16619 | 0.18703 | 0.20762 | 0.22786
| Ovens_Com, P - Cook | Prp | Yes | Large Retail | Cooking | REPL | 0.23305 | 0.46334 | 0.6926 | 0.91957 | 1.1445 | 1.3675 | 1.5888 | 1.8084 | 2.0262 | 2.2422
| Fryers_Com, P - Cook | Prp | Yes | Large Retail | Cooking | NC | 0.0026597 | 0.0051533 | 0.0075566 | 0.0098533 | 0.01203 | 0.014124 | 0.01618 | 0.018209 | 0.020214 | 0.022184
| Fryers_Com, P - Cook | Prp | Yes | Large Retail | Cooking | REPL | 0.02269 | 0.045111 | 0.067432 | 0.089529 | 0.11143 | 0.13314 | 0.15469 | 0.17606 | 0.19727 | 0.2183
| Griddles_Com, P - Cook | Prp | Yes | Large Retail | Cooking | NC | 0.0069757 | 0.013516 | 0.019819 | 0.025842 | 0.031552 | 0.037043 | 0.042437 | 0.047758 | 0.053015 | 0.058183
| Griddles_Com, P - Cook | Prp | Yes | Large Retail | Cooking | REPL | 0.059509 | 0.11831 | 0.17685 | 0.23481 | 0.29225 | 0.34919 | 0.4057 | 0.46177 | 0.51739 | 0.57253
| Clothes Washer Elec WH_Com, P - Oth [unit w/ propane dry - Dryer] | Prp | Yes | Large Retail | Other | NC | 2.481e-08 | 4.807e-08 | 7.0487e-08 | 9.191e-08 | 1.1222e-07 | 1.3175e-07 | 1.5093e-07 | 1.4524e-07 | 1.4105e-07 | 1.3758e-07
| Clothes Washer Elec WH_Com, P - Oth [unit w/ propane dry - Dryer] | Prp | Yes | Large Retail | Other | REPL | 3.6283e-07 | 7.2135e-07 | 1.0783e-06 | 1.4316e-06 | 1.7818e-06 | 2.129e-06 | 2.4736e-06 | 2.4526e-06 | 2.4332e-06 | 2.4124e-06
| Clothes Washer Gas WH_Com, P - Oth [unit w/ propane dry - Dryer] | Prp | Yes | Large Retail | Other | NC | 2.481e-08 | 4.807e-08 | 7.0487e-08 | 9.191e-08 | 1.1222e-07 | 1.3175e-07 | 1.5093e-07 | 1.4524e-07 | 1.4105e-07 | 1.3758e-07
| Clothes Washer Gas WH_Com, P - Oth [unit w/ propane dry - Dryer] | Prp | Yes | Large Retail | Other | REPL | 3.6283e-07 | 7.2135e-07 | 1.0783e-06 | 1.4316e-06 | 1.7818e-06 | 2.129e-06 | 2.4736e-06 | 2.4526e-06 | 2.4332e-06 | 2.4124e-06
| Clothes Washer Oil WH_Com, P - Oth [unit w/ propane dry - Dryer] | Prp | Yes | Large Retail | Other | NC | 3.7214e-08 | 7.2105e-08 | 1.0573e-07 | 1.3787e-07 | 1.6832e-07 | 1.9762e-07 | 2.2639e-07 | 2.1786e-07 | 2.1158e-07 | 2.0637e-07
| Clothes Washer Oil WH_Com, P - Oth [unit w/ propane dry - Dryer] | Prp | Yes | Large Retail | Other | REPL | 5.4424e-07 | 1.082e-06 | 1.6174e-06 | 2.1475e-06 | 2.6727e-06 | 3.1935e-06 | 3.7103e-06 | 3.6789e-06 | 3.6497e-06 | 3.6187e-06
| Clothes Washer Propane WH_Com, P - HWat [unit w/ elec dry - Water Heater] | Prp | Yes | Large Retail | Water Heating | NC | 1.7706e-05 | 3.4307e-05 | 5.0306e-05 | 6.5596e-05 | 8.0087e-05 | 9.4026e-05 | 0.00010772 | 0.00010366 | 0.00010067 | 9.8189e-05
| Clothes Washer Propane WH_Com, P - HWat [unit w/ elec dry - Water Heater] | Prp | Yes | Large Retail | Water Heating | REPL | 0.00025895 | 0.00051482 | 0.00076956 | 0.0010217 | 0.0012717 | 0.0015194 | 0.0017654 | 0.0017504 | 0.0017365 | 0.0017217
| Clothes Washer Propane WH_Com, P - HWat [unit w/ gas dry - Water Heater] | Prp | Yes | Large Retail | Water Heating | NC | 8.8532e-06 | 1.7154e-05 | 2.5153e-05 | 3.2798e-05 | 4.0044e-05 | 4.7013e-05 | 5.3858e-05 | 5.1828e-05 | 5.0334e-05 | 4.9095e-05
| Clothes Washer Propane WH_Com, P - HWat [unit w/ gas dry - Water Heater] | Prp | Yes | Large Retail | Water Heating | REPL | 0.00012947 | 0.00025741 | 0.00038478 | 0.00051087 | 0.00063584 | 0.00075972 | 0.00088268 | 0.00087519 | 0.00086826 | 0.00086087
| Clothes Washer Propane WH_Com, P - Oth [unit w/ propane dry - Dryer] | Prp | Yes | Large Retail | Other | NC | 2.481e-08 | 4.807e-08 | 7.0487e-08 | 9.191e-08 | 1.1222e-07 | 1.3175e-07 | 1.5093e-07 | 1.4524e-07 | 1.4105e-07 | 1.3758e-07
| Clothes Washer Propane WH_Com, P - Oth [unit w/ propane dry - Dryer] | Prp | Yes | Large Retail | Other | REPL | 3.6283e-07 | 7.2135e-07 | 1.0783e-06 | 1.4316e-06 | 1.7818e-06 | 2.129e-06 | 2.4736e-06 | 2.4526e-06 | 2.4332e-06 | 2.4124e-06
| Clothes Washer Propane WH_Com, P - HWat [unit w/ propane dry - Water Heater] | Prp | Yes | Large Retail | Water Heating | NC | 1.8963e-05 | 3.6742e-05 | 5.3876e-05 | 7.025e-05 | 8.577e-05 | 0.0001007 | 0.00011536 | 0.00011101 | 0.00010781 | 0.00010516
| Clothes Washer Propane WH_Com, P - HWat [unit w/ propane dry - Water Heater] | Prp | Yes | Large Retail | Water Heating | REPL | 0.00027732 | 0.00055136 | 0.00082417 | 0.0010942 | 0.0013619 | 0.0016273 | 0.0018906 | 0.0018746 | 0.0018598 | 0.0018439
| Dishwasher_Com, P - HWat [Building w propane WH] | Prp | Yes | Large Retail | Water Heating | NC | 2.7178e-06 | 5.2659e-06 | 7.7216e-06 | 1.0068e-05 | 1.2293e-05 | 1.4432e-05 | 1.6534e-05 | 1.8607e-05 | 2.0655e-05 | 2.2669e-05
| Dishwasher_Com, P - HWat [Building w propane WH] | Prp | Yes | Large Retail | Water Heating | REPL | 2.1994e-05 | 4.3727e-05 | 6.5364e-05 | 8.6784e-05 | 0.00010801 | 0.00012906 | 0.00014994 | 0.00017066 | 0.00019122 | 0.0002116
| Faucet Aerator_Com, P - HWat | Prp | Yes | Large Retail | Water Heating | RET | 0.10777 | 0.21427 | 0.32029 | 0.42525 | 0.52927 | 0.6324 | 0.73475 | 0.83629 | 0.93702 | 1.0369
| Pre Rinse Sprayers_Com, P - HWat | Prp | Yes | Large Retail | Water Heating | RET | 0.0022725 | 0.0045181 | 0.0067537 | 0.0069343 | 0.0071192 | 0.0070541 | 0.0069957 | 0.0069389 | 0.0068844 | 0.0068284
| FF Storage Water Heater_Com, P - HWat | Prp | Yes | Large Retail | Water Heating | NC | 0.015146 | 0.029346 | 0.043032 | 0.056111 | 0.068507 | 0.08043 | 0.092141 | 0.1037 | 0.11511 | 0.12633
| FF Storage Water Heater_Com, P - HWat | Prp | No | Large Retail | Water Heating | RET | 0.1059 | 0.2034 | 0.29384 | 0.37725 | 0.45428 | 0.52542 | 0.5912 | 0.65904 | 0.72871 | 0.79998
| FF Storage Water Heater_Com, P - HWat | Prp | Yes | Large Retail | Water Heating | REPL | 0.10337 | 0.18508 | 0.25626 | 0.31667 | 0.36655 | 0.40611 | 0.43556 | 0.4619 | 0.48517 | 0.50541
| FF Instantaneous Water Heater_Com, P - HWat | Prp | Yes | Large Retail | Water Heating | NC | 0.025387 | 0.049188 | 0.072127 | 0.094049 | 0.11483 | 0.13481 | 0.15444 | 0.17381 | 0.19294 | 0.21175
| FF Instantaneous Water Heater_Com, P - HWat | Prp | No | Large Retail | Water Heating | RET | 0.17751 | 0.34093 | 0.49251 | 0.63233 | 0.76143 | 0.88067 | 0.99093 | 1.0929 | 1.1871 | 1.2741
| FF Instantaneous Water Heater_Com, P - HWat | Prp | Yes | Large Retail | Water Heating | REPL | 0.12994 | 0.23267 | 0.32215 | 0.39808 | 0.46079 | 0.51052 | 0.54754 | 0.57203 | 0.58417 | 0.58417
| Clothes Dryer_Com, P - Oth | Prp | Yes | Large Retail | Other | NC | 9.4175e-06 | 1.8247e-05 | 2.6756e-05 | 3.4888e-05 | 4.2596e-05 | 5.0009e-05 | 5.7291e-05 | 6.4476e-05 | 7.1572e-05 | 7.855e-05
| Clothes Dryer_Com, P - Oth | Prp | Yes | Large Retail | Other | RET | 9.1736e-05 | 0.00017376 | 0.00024765 | 0.00031384 | 0.00037319 | 0.00042643 | 0.00047424 | 0.00051816 | 0.00055858 | 0.00059581
| Clothes Dryer_Com, P - Oth | Prp | Yes | Large Retail | Other | REPL | 6.8863e-05 | 0.0001233 | 0.00017072 | 0.00021096 | 0.00024419 | 0.00027055 | 0.00029017 | 0.00030389 | 0.00031181 | 0.00031402
| Pnemautic to DDC_Com, P - TotF [Building w Propane Heat] | Prp | No | Large Retail | Total FF | RET | 0.083221 | 0.16546 | 0.24732 | 0.32837 | 0.4087 | 0.48833 | 0.56736 | 0.64577 | 0.72355 | 0.80067
| Data Center_Com, P - TotF [Building w Propane Heat] | Prp | Yes | Large Retail | Total FF | NC | 0 | 0 | 0 | 0 | 0 | 0 | 0 | 0 | 0 | 0
| Data Center_Com, P - TotF [Building w Propane Heat] | Prp | Yes | Large Retail | Total FF | RET | 0 | 0 | 0 | 0 | 0 | 0 | 0 | 0 | 0 | 0
| RCx_Com, P - TotF [Building w Propane Heat] | Prp | Yes | Large Retail | Total FF | RET | 0.2269 | 0.45112 | 0.67433 | 0.89531 | 1.1143 | 1.3314 | 1.5469 | 1.7607 | 1.7458 | 1.7319
| Commissioning_Com, P - TotF [Building w Propane Heat] | Prp | Yes | Large Retail | Total FF | NC | 0 | 0 | 0 | 0 | 0 | 0 | 0 | 0 | 0 | 0
| Integrated Building Design_Com, P - TotF [Building w Propane Heat] | Prp | Yes | Large Retail | Total FF | NC | 0.014852 | 0.028777 | 0.042197 | 0.055022 | 0.067178 | 0.07887 | 0.090354 | 0.10168 | 0.11288 | 0.12388
| Deep Energy Retrofit_Com, P - TotF [Building w Propane Heat] | Prp | Yes | Large Retail | Total FF | RET | 0.053268 | 0.1059 | 0.15831 | 0.21018 | 0.2616 | 0.31256 | 0.36315 | 0.41334 | 0.46313 | 0.51249
| EMS_Com, P - TotF [Building w Propane Heat] | Prp | Yes | Large Retail | Total FF | NC | 0.028945 | 0.056083 | 0.082236 | 0.10723 | 0.13092 | 0.15371 | 0.17609 | 0.19817 | 0.21998 | 0.24143
| EMS_Com, P - TotF [Building w Propane Heat] | Prp | Yes | Large Retail | Total FF | RET | 0.36133 | 0.71839 | 1.0738 | 1.4257 | 1.7745 | 2.1202 | 2.4634 | 2.8038 | 3.1415 | 3.4764
| Int Ltg Ctrls_Com, E/P - IntL | E | Yes | Large Retail | Interior Lighting | RET | -0.094455 | -0.18639 | -0.2827 | -0.37795 | -0.4727 | -0.56772 | -0.66166 | -0.7578 | -0.76038 | -0.76339
| Exit Sign RetFit_Com, E/P - IntL | E | Yes | Large Retail | Interior Lighting | RET | -0.0033488 | -0.0066083 | -0.010023 | -0.0134 | -0.016759 | -0.020128 | -0.023458 | -0.026867 | -0.030307 | -0.033674
| LED HiLo Bay_Com, E/P - IntL | E | Yes | Large Retail | Interior Lighting | NC | -0.001128 | -0.0021865 | -0.0032059 | -0.0041925 | -0.0051257 | -0.0060525 | -0.006978 | -0.0078787 | -0.0087765 | -0.0096632
| LED HiLo Bay_Com, E/P - IntL | E | Yes | Large Retail | Interior Lighting | RET | -0.0087616 | -0.016715 | -0.024486 | -0.031654 | -0.038305 | -0.044524 | -0.050259 | -0.055734 | -0.060887 | -0.066095
| LED HiLo Bay_Com, E/P - IntL | E | Yes | Large Retail | Interior Lighting | REPL | -0.0060258 | -0.010718 | -0.015019 | -0.018664 | -0.021687 | -0.024111 | -0.025909 | -0.027136 | -0.027755 | -0.028102
| Repl Scre_Com, E/P - IntL | E | Yes | Large Retail | Interior Lighting | NC | -0.0064458 | -0.012494 | -0.0060483 | 0 | 0 | 0 | 0 | 0 | 0 | 0
| Repl Scre_Com, E/P - IntL | E | Yes | Large Retail | Interior Lighting | RET | -0.024327 | -0.048005 | -0.023678 | 0 | 0 | 0 | 0 | 0 | 0 | 0
| Repl Scre_Com, E/P - IntL | E | Yes | Large Retail | Interior Lighting | REPL | -0.33083 | -0.65283 | -0.322 | 0 | 0 | 0 | 0 | 0 | 0 | 0
| Lin LED Fixture_Com, E/P - IntL | E | Yes | Large Retail | Interior Lighting | NC | -0.0015498 | -0.003004 | -0.0044046 | -0.00576 | -0.0070423 | -0.0083155 | -0.009587 | -0.010825 | -0.012058 | -0.013276
| Lin LED Fixture_Com, E/P - IntL | E | Yes | Large Retail | Interior Lighting | RET | -0.0094198 | -0.017872 | -0.026033 | -0.033474 | -0.040298 | -0.046606 | -0.052355 | -0.057779 | -0.063239 | -0.06857
| Lin LED Fixture_Com, E/P - IntL | E | Yes | Large Retail | Interior Lighting | REPL | -0.0095865 | -0.017051 | -0.023893 | -0.029694 | -0.034502 | -0.038359 | -0.04122 | -0.043171 | -0.044578 | -0.045403
| LED Tube Repl_Com, E/P - IntL | E | Yes | Large Retail | Interior Lighting | RET | -0.059265 | -0.11244 | -0.16379 | -0.2106 | -0.25354 | -0.29716 | -0.34083 | -0.38602 | -0.43209 | -0.47758
| LED Tube Repl_Com, E/P - IntL | E | Yes | Large Retail | Interior Lighting | REPL | -0.088574 | -0.15754 | -0.22076 | -0.27435 | -0.31878 | -0.36031 | -0.3984 | -0.43433 | -0.46751 | -0.49697
| Repl pin CFL wLED_Com, E/P - IntL | E | Yes | Large Retail | Interior Lighting | RET | -0.001841 | -0.0035184 | -0.0051633 | -0.0066861 | -0.0081042 | -0.0096377 | -0.011257 | -0.013014 | -0.01488 | -0.01673
| Repl pin CFL wLED_Com, E/P - IntL | E | Yes | Large Retail | Interior Lighting | REPL | -0.0035892 | -0.006384 | -0.0089457 | -0.011117 | -0.012918 | -0.014757 | -0.016608 | -0.018537 | -0.020519 | -0.022491
| Stair Occ Sensor_Com, E/P - IntL | E | Yes | Large Retail | Interior Lighting | NC | -0.0012009 | -0.0023278 | -0.0034132 | -0.0044635 | -0.0054571 | -0.0064437 | -0.007429 | -0.008388 | -0.0093438 | -0.010288
| Stair Occ Sensor_Com, E/P - IntL | E | Yes | Large Retail | Interior Lighting | RET | -0.0092457 | -0.018245 | -0.027672 | -0.036995 | -0.04627 | -0.05557 | -0.064766 | -0.074177 | -0.083675 | -0.092968
| Int Delamping_Com, E/P - IntL | E | Yes | Large Retail | Interior Lighting | RET | -0.00075247 | -0.0014849 | -0.0022521 | -0.0030109 | -0.0037657 | -0.0045226 | -0.005271 | -0.0060369 | -0.0068099 | -0.0075663
| Int Ltg Dsgn_Com, E/P - IntL | E | Yes | Large Retail | Interior Lighting | NC | -0.0020701 | -0.0040125 | -0.0058833 | -0.0076937 | -0.0094063 | -0.011107 | -0.012805 | -0.014458 | -0.016106 | -0.017733
| DCV_Com, P - Heat [Building w Propane Heat] | Prp | Yes | Warehouse | Space Heating | RET | 1.5207 | 3.0233 | 4.5192 | 6.0002 | 7.4679 | 8.9229 | 10.367 | 11.7997 | 13.221 | 14.6301
| Optimized Unitary AC Sys_Com, P - Heat [Building w Propane Heat] | Prp | Yes | Warehouse | Space Heating | NC | 0.57744 | 1.1188 | 1.6406 | 2.1392 | 2.6118 | 3.0664 | 3.5129 | 3.9534 | 4.3885 | 4.8163
| Cool Roof_Com, P - Heat [Building w Propane Heat] | Prp | No | Warehouse | Space Heating | NC | -0.040589 | -0.078643 | -0.11532 | -0.15037 | -0.18359 | -0.21554 | -0.24692 | -0.27789 | -0.30847 | -0.33855
| Cool Roof_Com, P - Heat [Building w Propane Heat] | Prp | No | Warehouse | Space Heating | RET | -0.21191 | -0.42131 | -0.62978 | -0.83616 | -1.0407 | -1.2435 | -1.4447 | -1.6444 | -1.8424 | -2.0388
| Programmable TStat_Com, P - Heat [Building w Propane Heat] | Prp | Yes | Warehouse | Space Heating | NC | 0 | 0 | 0 | 0 | 0 | 0 | 0 | 0 | 0 | 0
| Programmable TStat_Com, P - Heat [Building w Propane Heat] | Prp | Yes | Warehouse | Space Heating | RET | 0 | 0 | 0 | 0 | 0 | 0 | 0 | 0 | 0 | 0
| Smart TStat_Com, P - Heat [Building w Propane Heat] | Prp | Yes | Warehouse | Space Heating | NC | 0.24626 | 0.47715 | 0.69966 | 0.91232 | 1.1139 | 1.3077 | 1.4981 | 1.686 | 1.8716 | 2.054
| Smart TStat_Com, P - Heat [Building w Propane Heat] | Prp | Yes | Warehouse | Space Heating | RET | 0.90407 | 1.7974 | 2.6868 | 3.5673 | 4.4398 | 5.3049 | 6.1634 | 7.0152 | 7.8602 | 8.698
| Boiler Blowdown Controls_Com, P - Heat | Prp | No | Warehouse | Space Heating | RET | 0.20705 | 0.41165 | 0.61533 | 0.81698 | 1.0168 | 1.0079 | 0.99991 | 0.9913 | 0.98318 | 0.9752
| Boiler Modifications_Com, P - Heat | Prp | Yes | Warehouse | Space Heating | RET | 0.68207 | 1.3561 | 2.027 | 2.6913 | 3.3496 | 4.0023 | 4.65 | 5.2926 | 5.4556 | 5.4112
| Boilers_Com, P - Heat | Prp | Yes | Warehouse | Space Heating | NC | 0.16013 | 0.31027 | 0.45496 | 0.59324 | 0.7243 | 0.85036 | 0.97418 | 1.0963 | 1.217 | 1.3357
| Boilers_Com, P - Heat | Prp | Yes | Warehouse | Space Heating | RET | 1.2559 | 2.4018 | 3.4552 | 4.4181 | 5.2994 | 6.1061 | 6.8454 | 7.5226 | 8.143 | 8.711
| Boilers_Com, P - Heat | Prp | Yes | Warehouse | Space Heating | REPL | 0.65572 | 1.1741 | 1.6256 | 2.0088 | 2.3252 | 2.5762 | 2.763 | 2.8866 | 2.9479 | 2.9479
| Furnace_Com, P - Heat | Prp | Yes | Warehouse | Space Heating | NC | 0.11915 | 0.23085 | 0.33851 | 0.44139 | 0.5389 | 0.63269 | 0.72482 | 0.81572 | 0.9055 | 0.99377
| Furnace_Com, P - Heat | Prp | Yes | Warehouse | Space Heating | RET | 0.9189 | 1.7585 | 2.5314 | 3.2389 | 3.8872 | 4.4815 | 5.027 | 5.5273 | 5.9863 | 6.4071
| Furnace_Com, P - Heat | Prp | Yes | Warehouse | Space Heating | REPL | 0.53031 | 0.94952 | 1.3147 | 1.6246 | 1.8805 | 2.0835 | 2.2345 | 2.3345 | 2.384 | 2.384
| Unit Heater_Com, P - Heat | Prp | Yes | Warehouse | Space Heating | NC | 0.11266 | 0.21828 | 0.32007 | 0.41735 | 0.50955 | 0.59823 | 0.68534 | 0.77129 | 0.85617 | 0.93964
| Unit Heater_Com, P - Heat | Prp | Yes | Warehouse | Space Heating | RET | 1.1533 | 2.1789 | 3.0979 | 3.9167 | 4.647 | 5.2986 | 5.8806 | 6.4003 | 6.8643 | 7.2783
| Unit Heater_Com, P - Heat | Prp | Yes | Warehouse | Space Heating | REPL | 0.67839 | 1.2147 | 1.6818 | 2.0782 | 2.4056 | 2.6653 | 2.8585 | 2.9864 | 3.0498 | 3.0498
| Destratification Fans_Com, P - Heat | Prp | No | Warehouse | Space Heating | NC | 0.23143 | 0.44841 | 0.65752 | 0.85737 | 1.0468 | 1.229 | 1.4079 | 1.5845 | 1.7589 | 1.9303
| Destratification Fans_Com, P - Heat | Prp | No | Warehouse | Space Heating | RET | 1.1282 | 2.1873 | 3.1889 | 4.1309 | 5.0178 | 5.8531 | 6.6407 | 7.5011 | 8.4291 | 9.4193
| Destratification Fans_Com, P - Heat | Prp | No | Warehouse | Space Heating | REPL | 1.5795 | 2.8281 | 3.9157 | 4.8386 | 5.6009 | 6.2054 | 6.6554 | 7.1183 | 7.594 | 8.0819
| Energy Recovery Ventilator_Com, P - Heat | Prp | Yes | Warehouse | Space Heating | NC | 0.15872 | 0.30753 | 0.45094 | 0.588 | 0.7179 | 0.84284 | 0.96557 | 1.0867 | 1.2063 | 1.3239
| Energy Recovery Ventilator_Com, P - Heat | Prp | Yes | Warehouse | Space Heating | RET | 1.3811 | 2.6298 | 3.7673 | 4.7977 | 5.7321 | 6.5796 | 7.3493 | 8.0914 | 8.8081 | 9.5008
| Energy Recovery Ventilator_Com, P - Heat | Prp | Yes | Warehouse | Space Heating | REPL | 1.0832 | 1.9395 | 2.6854 | 3.3184 | 3.8412 | 4.2557 | 4.5643 | 4.8025 | 4.9712 | 5.0716
| Forced Air Heating Maintenance_Com, P - Heat | Prp | Yes | Warehouse | Space Heating | RET | 0.036432 | 0.072433 | 0.10827 | 0.14375 | 0.17892 | 0.17734 | 0.17594 | 0.17443 | 0.173 | 0.17159
| Windows_Com, P - Heat [Building w Propane Heat] | Prp | Yes | Warehouse | Space Heating | NC | 0.18109 | 0.35087 | 0.5145 | 0.67087 | 0.81908 | 0.96163 | 1.1017 | 1.2398 | 1.3763 | 1.5104
| Window Film_Com, P - Heat [Building w Propane Heat] | Prp | No | Warehouse | Space Heating | RET | 0 | 0 | 0 | 0 | 0 | 0 | 0 | 0 | 0 | 0
| Kitchen DCV_Com, P - Heat [Building w Propane Heat] | Prp | Yes | Warehouse | Space Heating | NC | 0.0020963 | 0.0040618 | 0.005956 | 0.0077662 | 0.0094819 | 0.011132 | 0.012753 | 0.014352 | 0.015932 | 0.017485
| Kitchen DCV_Com, P - Heat [Building w Propane Heat] | Prp | Yes | Warehouse | Space Heating | RET | 0.019958 | 0.037846 | 0.053998 | 0.068501 | 0.081537 | 0.093259 | 0.10381 | 0.1136 | 0.1227 | 0.13116
| Kitchen DCV_Com, P - Heat [Building w Propane Heat] | Prp | Yes | Warehouse | Space Heating | REPL | 0.014307 | 0.025617 | 0.035469 | 0.043829 | 0.050733 | 0.056209 | 0.060285 | 0.063191 | 0.064944 | 0.065563
| Duct Sealing Non Regulated_Com, P - Heat [Building w Propane Heat] | Prp | Yes | Warehouse | Space Heating | RET | 0.70222 | 1.3961 | 2.0869 | 2.7708 | 3.4486 | 4.1205 | 4.7873 | 5.4489 | 6.1053 | 6.756
| Clothes Washer Elec WH_Com, P - Oth [unit w/ propane dry - Dryer] | Prp | Yes | Warehouse | Other | NC | 4.5191e-07 | 8.756e-07 | 1.2839e-06 | 1.6742e-06 | 2.044e-06 | 2.3998e-06 | 2.7492e-06 | 2.6455e-06 | 2.5693e-06 | 2.506e-06
| Clothes Washer Elec WH_Com, P - Oth [unit w/ propane dry - Dryer] | Prp | Yes | Warehouse | Other | REPL | 6.6089e-06 | 1.314e-05 | 1.9641e-05 | 2.6077e-05 | 3.2456e-05 | 3.878e-05 | 4.5056e-05 | 4.4674e-05 | 4.432e-05 | 4.3943e-05
| Clothes Washer Gas WH_Com, P - Oth [unit w/ propane dry - Dryer] | Prp | Yes | Warehouse | Other | NC | 4.5191e-07 | 8.756e-07 | 1.2839e-06 | 1.6742e-06 | 2.044e-06 | 2.3998e-06 | 2.7492e-06 | 2.6455e-06 | 2.5693e-06 | 2.506e-06
| Clothes Washer Gas WH_Com, P - Oth [unit w/ propane dry - Dryer] | Prp | Yes | Warehouse | Other | REPL | 6.6089e-06 | 1.314e-05 | 1.9641e-05 | 2.6077e-05 | 3.2456e-05 | 3.878e-05 | 4.5056e-05 | 4.4674e-05 | 4.432e-05 | 4.3943e-05
| Clothes Washer Oil WH_Com, P - Oth [unit w/ propane dry - Dryer] | Prp | Yes | Warehouse | Other | NC | 6.7786e-07 | 1.3134e-06 | 1.9259e-06 | 2.5112e-06 | 3.066e-06 | 3.5996e-06 | 4.1238e-06 | 3.9683e-06 | 3.8539e-06 | 3.759e-06
| Clothes Washer Oil WH_Com, P - Oth [unit w/ propane dry - Dryer] | Prp | Yes | Warehouse | Other | REPL | 9.9134e-06 | 1.9709e-05 | 2.9462e-05 | 3.9116e-05 | 4.8684e-05 | 5.817e-05 | 6.7584e-05 | 6.7011e-05 | 6.648e-05 | 6.5914e-05
| Clothes Washer Propane WH_Com, P - HWat [unit w/ elec dry - Water Heater] | Prp | Yes | Warehouse | Water Heating | NC | 1.4368e-05 | 2.7839e-05 | 4.0822e-05 | 5.3229e-05 | 6.4989e-05 | 7.63e-05 | 8.741e-05 | 8.4114e-05 | 8.1689e-05 | 7.9678e-05
| Clothes Washer Propane WH_Com, P - HWat [unit w/ elec dry - Water Heater] | Prp | Yes | Warehouse | Water Heating | REPL | 0.00021013 | 0.00041777 | 0.00062448 | 0.00082912 | 0.0010319 | 0.001233 | 0.0014325 | 0.0014204 | 0.0014091 | 0.0013972
| Clothes Washer Propane WH_Com, P - HWat [unit w/ gas dry - Water Heater] | Prp | Yes | Warehouse | Water Heating | NC | 7.1841e-06 | 1.392e-05 | 2.0411e-05 | 2.6615e-05 | 3.2494e-05 | 3.815e-05 | 4.3705e-05 | 4.2057e-05 | 4.0845e-05 | 3.9839e-05
| Clothes Washer Propane WH_Com, P - HWat [unit w/ gas dry - Water Heater] | Prp | Yes | Warehouse | Water Heating | REPL | 0.00010506 | 0.00020888 | 0.00031224 | 0.00041456 | 0.00051597 | 0.0006165 | 0.00071627 | 0.00071019 | 0.00070457 | 0.00069858
| Clothes Washer Propane WH_Com, P - Oth [unit w/ propane dry - Dryer] | Prp | Yes | Warehouse | Other | NC | 4.5191e-07 | 8.756e-07 | 1.2839e-06 | 1.6742e-06 | 2.044e-06 | 2.3998e-06 | 2.7492e-06 | 2.6455e-06 | 2.5693e-06 | 2.506e-06
| Clothes Washer Propane WH_Com, P - Oth [unit w/ propane dry - Dryer] | Prp | Yes | Warehouse | Other | REPL | 6.6089e-06 | 1.314e-05 | 1.9641e-05 | 2.6077e-05 | 3.2456e-05 | 3.878e-05 | 4.5056e-05 | 4.4674e-05 | 4.432e-05 | 4.3943e-05
| Clothes Washer Propane WH_Com, P - HWat [unit w/ propane dry - Water Heater] | Prp | Yes | Warehouse | Water Heating | NC | 1.7331e-05 | 3.3581e-05 | 4.9241e-05 | 6.4207e-05 | 7.8392e-05 | 9.2035e-05 | 0.00010544 | 0.00010146 | 9.8536e-05 | 9.611e-05
| Clothes Washer Propane WH_Com, P - HWat [unit w/ propane dry - Water Heater] | Prp | Yes | Warehouse | Water Heating | REPL | 0.00025346 | 0.00050392 | 0.00075327 | 0.0010001 | 0.0012447 | 0.0014873 | 0.001728 | 0.0017133 | 0.0016998 | 0.0016853
| Dishwasher_Com, P - HWat [Building w propane WH] | Prp | Yes | Warehouse | Water Heating | NC | 1.1027e-06 | 2.1366e-06 | 3.1329e-06 | 4.0851e-06 | 4.9877e-06 | 5.8557e-06 | 6.7084e-06 | 7.5496e-06 | 8.3805e-06 | 9.1976e-06
| Dishwasher_Com, P - HWat [Building w propane WH] | Prp | Yes | Warehouse | Water Heating | REPL | 8.9238e-06 | 1.7742e-05 | 2.6521e-05 | 3.5211e-05 | 4.3824e-05 | 5.2363e-05 | 6.0838e-05 | 6.9245e-05 | 7.7586e-05 | 8.5855e-05
| Faucet Aerator_Com, P - HWat | Prp | Yes | Warehouse | Water Heating | RET | 0.087456 | 0.17388 | 0.25991 | 0.34508 | 0.42949 | 0.51318 | 0.59623 | 0.67863 | 0.76037 | 0.84141
| Pre Rinse Sprayers_Com, P - HWat | Prp | Yes | Warehouse | Water Heating | RET | 0.0086909 | 0.017279 | 0.025828 | 0.026519 | 0.027226 | 0.026977 | 0.026754 | 0.026537 | 0.026328 | 0.026114
| FF Storage Water Heater_Com, P - HWat | Prp | Yes | Warehouse | Water Heating | NC | 0.012291 | 0.023814 | 0.034919 | 0.045532 | 0.055592 | 0.065267 | 0.07477 | 0.084147 | 0.093408 | 0.10251
| FF Storage Water Heater_Com, P - HWat | Prp | No | Warehouse | Water Heating | RET | 0.085938 | 0.16506 | 0.23844 | 0.30613 | 0.36863 | 0.42636 | 0.47975 | 0.53479 | 0.59133 | 0.64917
| FF Storage Water Heater_Com, P - HWat | Prp | Yes | Warehouse | Water Heating | REPL | 0.083881 | 0.15019 | 0.20795 | 0.25697 | 0.29745 | 0.32955 | 0.35345 | 0.37482 | 0.39371 | 0.41013
| FF Instantaneous Water Heater_Com, P - HWat | Prp | Yes | Warehouse | Water Heating | NC | 0.020601 | 0.039915 | 0.058529 | 0.076318 | 0.093179 | 0.1094 | 0.12532 | 0.14104 | 0.15656 | 0.17183
| FF Instantaneous Water Heater_Com, P - HWat | Prp | No | Warehouse | Water Heating | RET | 0.14404 | 0.27666 | 0.39966 | 0.51312 | 0.61788 | 0.71464 | 0.80412 | 0.88683 | 0.96327 | 1.0339
| FF Instantaneous Water Heater_Com, P - HWat | Prp | Yes | Warehouse | Water Heating | REPL | 0.10545 | 0.1888 | 0.26142 | 0.32303 | 0.37392 | 0.41428 | 0.44432 | 0.46419 | 0.47404 | 0.47404
| Clothes Dryer_Com, P - Oth | Prp | Yes | Warehouse | Other | NC | 0.00010292 | 0.00019942 | 0.00029242 | 0.0003813 | 0.00046553 | 0.00054656 | 0.00062614 | 0.00070466 | 0.00078222 | 0.00085847
| Clothes Dryer_Com, P - Oth | Prp | Yes | Warehouse | Other | RET | 0.0010026 | 0.001899 | 0.0027066 | 0.0034299 | 0.0040786 | 0.0046605 | 0.005183 | 0.005663 | 0.0061047 | 0.0065117
| Clothes Dryer_Com, P - Oth | Prp | Yes | Warehouse | Other | REPL | 0.0007526 | 0.0013476 | 0.0018658 | 0.0023056 | 0.0026688 | 0.0029568 | 0.0031712 | 0.0033212 | 0.0034078 | 0.003432
| Pnemautic to DDC_Com, P - TotF [Building w Propane Heat] | Prp | Yes | Warehouse | Total FF | RET | 0.32324 | 0.64266 | 0.96065 | 1.2755 | 1.5874 | 1.8967 | 2.2037 | 2.5082 | 2.8104 | 3.1099
| RCx_Com, P - TotF [Building w Propane Heat] | Prp | Yes | Warehouse | Total FF | RET | 0.83725 | 1.6646 | 2.4882 | 3.3036 | 4.1117 | 4.9128 | 5.708 | 6.4968 | 6.4421 | 6.3906
| Commissioning_Com, P - TotF [Building w Propane Heat] | Prp | Yes | Warehouse | Total FF | NC | 0 | 0 | 0 | 0 | 0 | 0 | 0 | 0 | 0 | 0
| Integrated Building Design_Com, P - TotF [Building w Propane Heat] | Prp | Yes | Warehouse | Total FF | NC | 0.057688 | 0.11177 | 0.1639 | 0.21371 | 0.26093 | 0.30634 | 0.35095 | 0.39496 | 0.43843 | 0.48117
| Deep Energy Retrofit_Com, P - TotF [Building w Propane Heat] | Prp | Yes | Warehouse | Total FF | RET | 0.2069 | 0.41135 | 0.61489 | 0.81638 | 1.0161 | 1.214 | 1.4105 | 1.6055 | 1.7988 | 1.9906
| EMS_Com, P - TotF [Building w Propane Heat] | Prp | Yes | Warehouse | Total FF | NC | 0.11243 | 0.21783 | 0.31942 | 0.4165 | 0.50852 | 0.59702 | 0.68395 | 0.76972 | 0.85444 | 0.93774
| EMS_Com, P - TotF [Building w Propane Heat] | Prp | Yes | Warehouse | Total FF | RET | 1.4035 | 2.7903 | 4.171 | 5.5378 | 6.8924 | 8.2353 | 9.5681 | 10.8904 | 12.2022 | 13.5027
| Int Ltg Ctrls_Com, E/P - IntL | E | Yes | Warehouse | Interior Lighting | RET | -0.17973 | -0.35466 | -0.53792 | -0.71916 | -0.89946 | -1.0802 | -1.259 | -1.4419 | -1.4468 | -1.4526
| Exit Sign RetFit_Com, E/P - IntL | E | Yes | Warehouse | Interior Lighting | RET | -0.0125 | -0.024667 | -0.037413 | -0.050018 | -0.062558 | -0.075132 | -0.087564 | -0.10029 | -0.11313 | -0.1257
| LED HiLo Bay_Com, E/P - IntL | E | Yes | Warehouse | Interior Lighting | NC | -0.019693 | -0.038171 | -0.055967 | -0.073189 | -0.089482 | -0.10566 | -0.12182 | -0.13754 | -0.15321 | -0.16869
| LED HiLo Bay_Com, E/P - IntL | E | Yes | Warehouse | Interior Lighting | RET | -0.19427 | -0.37062 | -0.54293 | -0.70186 | -0.84932 | -0.98723 | -1.1144 | -1.2358 | -1.35 | -1.4655
| LED HiLo Bay_Com, E/P - IntL | E | Yes | Warehouse | Interior Lighting | REPL | -0.10519 | -0.1871 | -0.26218 | -0.32583 | -0.3786 | -0.42092 | -0.45231 | -0.47372 | -0.48453 | -0.49059
| Repl Scre_Com, E/P - IntL | E | Yes | Warehouse | Interior Lighting | NC | -0.0033853 | -0.0065619 | -0.0031766 | 0 | 0 | 0 | 0 | 0 | 0 | 0
| Repl Scre_Com, E/P - IntL | E | Yes | Warehouse | Interior Lighting | RET | -0.011763 | -0.023213 | -0.01145 | 0 | 0 | 0 | 0 | 0 | 0 | 0
| Repl Scre_Com, E/P - IntL | E | Yes | Warehouse | Interior Lighting | REPL | -0.17375 | -0.34287 | -0.16911 | 0 | 0 | 0 | 0 | 0 | 0 | 0
| Lin LED Fixture_Com, E/P - IntL | E | Yes | Warehouse | Interior Lighting | NC | -0.0020602 | -0.0039934 | -0.0058552 | -0.007657 | -0.0093615 | -0.011054 | -0.012744 | -0.014389 | -0.016029 | -0.017649
| Lin LED Fixture_Com, E/P - IntL | E | Yes | Warehouse | Interior Lighting | RET | -0.017166 | -0.032567 | -0.04744 | -0.061 | -0.073435 | -0.084929 | -0.095405 | -0.10529 | -0.11524 | -0.12495
| Lin LED Fixture_Com, E/P - IntL | E | Yes | Warehouse | Interior Lighting | REPL | -0.012744 | -0.022667 | -0.031762 | -0.039472 | -0.045865 | -0.050992 | -0.054794 | -0.057389 | -0.059258 | -0.060355
| LED Tube Repl_Com, E/P - IntL | E | Yes | Warehouse | Interior Lighting | RET | -0.108 | -0.2049 | -0.29847 | -0.38378 | -0.46202 | -0.54152 | -0.62109 | -0.70344 | -0.78739 | -0.87029
| LED Tube Repl_Com, E/P - IntL | E | Yes | Warehouse | Interior Lighting | REPL | -0.11774 | -0.20943 | -0.29346 | -0.3647 | -0.42376 | -0.47898 | -0.5296 | -0.57736 | -0.62147 | -0.66063
| Repl pin CFL wLED_Com, E/P - IntL | E | Yes | Warehouse | Interior Lighting | RET | -0.0012293 | -0.0023493 | -0.0034476 | -0.0044644 | -0.0054113 | -0.0064352 | -0.0075166 | -0.0086894 | -0.0099355 | -0.011171
| Repl pin CFL wLED_Com, E/P - IntL | E | Yes | Warehouse | Interior Lighting | REPL | -0.0021935 | -0.0039016 | -0.0054672 | -0.0067943 | -0.0078946 | -0.0090185 | -0.01015 | -0.011329 | -0.01254 | -0.013745
| Stair Occ Sensor_Com, E/P - IntL | E | Yes | Warehouse | Interior Lighting | NC | -0.0013744 | -0.0026641 | -0.0039063 | -0.0051083 | -0.0062454 | -0.0073746 | -0.0085023 | -0.0095998 | -0.010694 | -0.011774
| Stair Occ Sensor_Com, E/P - IntL | E | Yes | Warehouse | Interior Lighting | RET | -0.010581 | -0.020881 | -0.031669 | -0.04234 | -0.052955 | -0.063599 | -0.074122 | -0.084893 | -0.095763 | -0.1064
| Int Delamping_Com, E/P - IntL | E | Yes | Warehouse | Interior Lighting | RET | -0.0010003 | -0.0019739 | -0.0029937 | -0.0040024 | -0.0050059 | -0.0060121 | -0.0070069 | -0.008025 | -0.0090526 | -0.010058
| Int Ltg Dsgn_Com, E/P - IntL | E | Yes | Warehouse | Interior Lighting | NC | -0.0039408 | -0.0076386 | -0.0112 | -0.014647 | -0.017907 | -0.021145 | -0.024378 | -0.027525 | -0.030661 | -0.033759

## Table D11
Table D11. Cumulative Propane Savings by Technology - Long Island/Hudson Valley
Return to List of Tables
Cumulative BBtu Saved
| Measure Name | Primary Fuel - Electric (E), Gas (G), Oil (O), or Propane (P) | Cost Effective? | Building Type | End Use | New Construction (NC), Replacement (REPL), or Retrofit (RET) | 2020 | 2021 | 2022 | 2023 | 2024 | 2025 | 2026 | 2027 | 2028 | 2029
| DCV_Com, P - Heat [Building w Propane Heat] | Prp | Yes | Small Office | Space Heating | RET | 2.0396 | 4.0549 | 6.0613 | 8.0476 | 10.0162 | 11.9677 | 13.9046 | 15.8262 | 17.7325 | 19.6224
| Optimized Unitary AC Sys_Com, P - Heat [Building w Propane Heat] | Prp | Yes | Small Office | Space Heating | NC | 0.77448 | 1.5006 | 2.2004 | 2.8692 | 3.503 | 4.1127 | 4.7116 | 5.3024 | 5.886 | 6.4598
| Cool Roof_Com, P - Heat [Building w Propane Heat] | Prp | No | Small Office | Space Heating | NC | -0.065874 | -0.12763 | -0.18716 | -0.24404 | -0.29795 | -0.34981 | -0.40075 | -0.451 | -0.50064 | -0.54945
| Cool Roof_Com, P - Heat [Building w Propane Heat] | Prp | No | Small Office | Space Heating | RET | -0.34392 | -0.68377 | -1.0221 | -1.3571 | -1.689 | -2.0181 | -2.3447 | -2.6687 | -2.9902 | -3.3089
| Programmable TStat_Com, P - Heat [Building w Propane Heat] | Prp | Yes | Small Office | Space Heating | NC | 0 | 0 | 0 | 0 | 0 | 0 | 0 | 0 | 0 | 0
| Programmable TStat_Com, P - Heat [Building w Propane Heat] | Prp | Yes | Small Office | Space Heating | RET | 0 | 0 | 0 | 0 | 0 | 0 | 0 | 0 | 0 | 0
| Smart TStat_Com, P - Heat [Building w Propane Heat] | Prp | Yes | Small Office | Space Heating | NC | 0.17578 | 0.34059 | 0.49942 | 0.65121 | 0.79508 | 0.93346 | 1.0694 | 1.2035 | 1.3359 | 1.4662
| Smart TStat_Com, P - Heat [Building w Propane Heat] | Prp | Yes | Small Office | Space Heating | RET | 0.64533 | 1.283 | 1.9178 | 2.5463 | 3.1692 | 3.7866 | 4.3995 | 5.0075 | 5.6106 | 6.2086
| Boiler Blowdown Controls_Com, P - Heat | Prp | No | Small Office | Space Heating | RET | 0.15426 | 0.30669 | 0.45843 | 0.60866 | 0.75755 | 0.75089 | 0.74495 | 0.73854 | 0.73249 | 0.72654
| Boiler Modifications_Com, P - Heat | Prp | Yes | Small Office | Space Heating | RET | 0.50816 | 1.0103 | 1.5102 | 2.0051 | 2.4955 | 2.9818 | 3.4643 | 3.9431 | 4.0645 | 4.0315
| Boilers_Com, P - Heat | Prp | Yes | Small Office | Space Heating | NC | 0.1193 | 0.23116 | 0.33895 | 0.44197 | 0.53962 | 0.63353 | 0.72578 | 0.81679 | 0.90669 | 0.99509
| Boilers_Com, P - Heat | Prp | Yes | Small Office | Space Heating | RET | 0.93564 | 1.7894 | 2.5742 | 3.2916 | 3.9481 | 4.5491 | 5.0999 | 5.6045 | 6.0667 | 6.4899
| Boilers_Com, P - Heat | Prp | Yes | Small Office | Space Heating | REPL | 0.48853 | 0.87472 | 1.2111 | 1.4966 | 1.7323 | 1.9193 | 2.0585 | 2.1506 | 2.1962 | 2.1962
| Furnace_Com, P - Heat | Prp | Yes | Small Office | Space Heating | NC | 0.26996 | 0.52307 | 0.767 | 1.0001 | 1.2211 | 1.4336 | 1.6423 | 1.8483 | 2.0517 | 2.2517
| Furnace_Com, P - Heat | Prp | Yes | Small Office | Space Heating | RET | 2.0821 | 3.9845 | 5.7357 | 7.3388 | 8.8079 | 10.1545 | 11.3904 | 12.5241 | 13.564 | 14.5174
| Furnace_Com, P - Heat | Prp | Yes | Small Office | Space Heating | REPL | 1.2016 | 2.1515 | 2.9789 | 3.681 | 4.2609 | 4.7208 | 5.0631 | 5.2896 | 5.4019 | 5.4019
| Unit Heater_Com, P - Heat | Prp | Yes | Small Office | Space Heating | NC | 0.21378 | 0.41422 | 0.60739 | 0.79199 | 0.96696 | 1.1353 | 1.3006 | 1.4637 | 1.6247 | 1.7831
| Unit Heater_Com, P - Heat | Prp | Yes | Small Office | Space Heating | RET | 2.1885 | 4.1349 | 5.8788 | 7.4326 | 8.8184 | 10.055 | 11.1595 | 12.1457 | 13.0263 | 13.812
| Unit Heater_Com, P - Heat | Prp | Yes | Small Office | Space Heating | REPL | 1.2874 | 2.3051 | 3.1916 | 3.9438 | 4.5651 | 5.0578 | 5.4246 | 5.6672 | 5.7875 | 5.7875
| Energy Recovery Ventilator_Com, P - Heat | Prp | Yes | Small Office | Space Heating | NC | 0.25759 | 0.4991 | 0.73185 | 0.95429 | 1.1651 | 1.3679 | 1.5671 | 1.7636 | 1.9577 | 2.1486
| Energy Recovery Ventilator_Com, P - Heat | Prp | Yes | Small Office | Space Heating | RET | 2.2415 | 4.2681 | 6.1142 | 7.7865 | 9.3029 | 10.6785 | 11.9276 | 13.132 | 14.2951 | 15.4194
| Energy Recovery Ventilator_Com, P - Heat | Prp | Yes | Small Office | Space Heating | REPL | 1.758 | 3.1478 | 4.3584 | 5.3856 | 6.234 | 6.9069 | 7.4077 | 7.7942 | 8.0681 | 8.231
| Forced Air Heating Maintenance_Com, P - Heat | Prp | Yes | Small Office | Space Heating | RET | 0.08255 | 0.16412 | 0.24533 | 0.32572 | 0.4054 | 0.40184 | 0.39866 | 0.39523 | 0.39199 | 0.38881
| Infrared Heater_Com, P - Heat | Prp | Yes | Small Office | Space Heating | NC | 0.12203 | 0.23645 | 0.34671 | 0.45209 | 0.55197 | 0.64803 | 0.74239 | 0.83549 | 0.92745 | 1.0179
| Infrared Heater_Com, P - Heat | Prp | Z | Small Office | Space Heating | RET | 0 | 0 | 0 | 0 | 0 | 0 | 0 | 0 | 0 | 0
| Infrared Heater_Com, P - Heat | Prp | Yes | Small Office | Space Heating | REPL | 0.73487 | 1.3158 | 1.8218 | 2.2512 | 2.6059 | 2.8871 | 3.0965 | 3.235 | 3.4267 | 3.6707
| Windows_Com, P - Heat [Building w Propane Heat] | Prp | Yes | Small Office | Space Heating | NC | 0.2939 | 0.56945 | 0.835 | 1.0888 | 1.3293 | 1.5607 | 1.7879 | 2.0122 | 2.2336 | 2.4514
| Window Film_Com, P - Heat [Building w Propane Heat] | Prp | No | Small Office | Space Heating | RET | 0 | 0 | 0 | 0 | 0 | 0 | 0 | 0 | 0 | 0
| Kitchen DCV_Com, P - Heat [Building w Propane Heat] | Prp | Yes | Small Office | Space Heating | NC | 0.011909 | 0.023074 | 0.033835 | 0.044118 | 0.053865 | 0.06324 | 0.072448 | 0.081533 | 0.090507 | 0.099331
| Kitchen DCV_Com, P - Heat [Building w Propane Heat] | Prp | Yes | Small Office | Space Heating | RET | 0.11338 | 0.215 | 0.30675 | 0.38914 | 0.4632 | 0.52979 | 0.58973 | 0.64533 | 0.69701 | 0.74511
| Kitchen DCV_Com, P - Heat [Building w Propane Heat] | Prp | Yes | Small Office | Space Heating | REPL | 0.081275 | 0.14553 | 0.20149 | 0.24899 | 0.28821 | 0.31931 | 0.34247 | 0.35898 | 0.36894 | 0.37245
| Duct Sealing Non Regulated_Com, P - Heat [Building w Propane Heat] | Prp | Yes | Small Office | Space Heating | RET | 1.1397 | 2.2658 | 3.387 | 4.4969 | 5.5969 | 6.6873 | 7.7697 | 8.8434 | 9.9086 | 10.9647
| Clothes Washer Elec WH_Com, P - Oth [unit w/ propane dry - Dryer] | Prp | Yes | Small Office | Other | NC | 6.1766e-06 | 1.1967e-05 | 1.7548e-05 | 2.2882e-05 | 2.7937e-05 | 3.2799e-05 | 3.7575e-05 | 3.6158e-05 | 3.5116e-05 | 3.4252e-05
| Clothes Washer Elec WH_Com, P - Oth [unit w/ propane dry - Dryer] | Prp | Yes | Small Office | Other | REPL | 9.0329e-05 | 0.00017959 | 0.00026845 | 0.00035642 | 0.0004436 | 0.00053003 | 0.00061582 | 0.00061059 | 0.00060576 | 0.0006006
| Clothes Washer Gas WH_Com, P - Oth [unit w/ propane dry - Dryer] | Prp | Yes | Small Office | Other | NC | 6.1766e-06 | 1.1967e-05 | 1.7548e-05 | 2.2882e-05 | 2.7937e-05 | 3.2799e-05 | 3.7575e-05 | 3.6158e-05 | 3.5116e-05 | 3.4252e-05
| Clothes Washer Gas WH_Com, P - Oth [unit w/ propane dry - Dryer] | Prp | Yes | Small Office | Other | REPL | 9.0329e-05 | 0.00017959 | 0.00026845 | 0.00035642 | 0.0004436 | 0.00053003 | 0.00061582 | 0.00061059 | 0.00060576 | 0.0006006
| Clothes Washer Oil WH_Com, P - Oth [unit w/ propane dry - Dryer] | Prp | Yes | Small Office | Other | NC | 9.2649e-06 | 1.7951e-05 | 2.6323e-05 | 3.4323e-05 | 4.1906e-05 | 4.9199e-05 | 5.6363e-05 | 5.4238e-05 | 5.2674e-05 | 5.1378e-05
| Clothes Washer Oil WH_Com, P - Oth [unit w/ propane dry - Dryer] | Prp | Yes | Small Office | Other | REPL | 0.00013549 | 0.00026938 | 0.00040267 | 0.00053463 | 0.0006654 | 0.00079505 | 0.00092372 | 0.00091589 | 0.00090864 | 0.0009009
| Clothes Washer Propane WH_Com, P - HWat [unit w/ elec dry - Water Heater] | Prp | Yes | Small Office | Water Heating | NC | 0.0002896 | 0.00056112 | 0.0008228 | 0.0010729 | 0.0013099 | 0.0015379 | 0.0017618 | 0.0016954 | 0.0016465 | 0.001606
| Clothes Washer Propane WH_Com, P - HWat [unit w/ elec dry - Water Heater] | Prp | Yes | Small Office | Water Heating | REPL | 0.0042353 | 0.0084204 | 0.012587 | 0.016712 | 0.020799 | 0.024852 | 0.028874 | 0.028629 | 0.028402 | 0.028161
| Clothes Washer Propane WH_Com, P - HWat [unit w/ gas dry - Water Heater] | Prp | Yes | Small Office | Water Heating | NC | 0.0001448 | 0.00028056 | 0.0004114 | 0.00053644 | 0.00065495 | 0.00076894 | 0.0008809 | 0.00084768 | 0.00082325 | 0.00080298
| Clothes Washer Propane WH_Com, P - HWat [unit w/ gas dry - Water Heater] | Prp | Yes | Small Office | Water Heating | REPL | 0.0021176 | 0.0042102 | 0.0062934 | 0.0083558 | 0.0104 | 0.012426 | 0.014437 | 0.014314 | 0.014201 | 0.01408
| Clothes Washer Propane WH_Com, P - Oth [unit w/ propane dry - Dryer] | Prp | Yes | Small Office | Other | NC | 6.1766e-06 | 1.1967e-05 | 1.7548e-05 | 2.2882e-05 | 2.7937e-05 | 3.2799e-05 | 3.7575e-05 | 3.6158e-05 | 3.5116e-05 | 3.4252e-05
| Clothes Washer Propane WH_Com, P - Oth [unit w/ propane dry - Dryer] | Prp | Yes | Small Office | Other | REPL | 9.0329e-05 | 0.00017959 | 0.00026845 | 0.00035642 | 0.0004436 | 0.00053003 | 0.00061582 | 0.00061059 | 0.00060576 | 0.0006006
| Clothes Washer Propane WH_Com, P - HWat [unit w/ propane dry - Water Heater] | Prp | Yes | Small Office | Water Heating | NC | 0.00030378 | 0.00058859 | 0.00086307 | 0.0011254 | 0.001374 | 0.0016131 | 0.001848 | 0.0017783 | 0.0017271 | 0.0016846
| Clothes Washer Propane WH_Com, P - HWat [unit w/ propane dry - Water Heater] | Prp | Yes | Small Office | Water Heating | REPL | 0.0044426 | 0.0088325 | 0.013203 | 0.017529 | 0.021817 | 0.026068 | 0.030287 | 0.03003 | 0.029792 | 0.029539
| Dishwasher_Com, P - HWat [Building w propane WH] | Prp | Yes | Small Office | Water Heating | NC | 0.00037043 | 0.00071773 | 0.0010524 | 0.0013723 | 0.0016755 | 0.0019671 | 0.0022535 | 0.0025361 | 0.0028153 | 0.0030897
| Dishwasher_Com, P - HWat [Building w propane WH] | Prp | Yes | Small Office | Water Heating | REPL | 0.0029978 | 0.00596 | 0.008909 | 0.011829 | 0.014722 | 0.01759 | 0.020437 | 0.023261 | 0.026063 | 0.028841
| Faucet Aerator_Com, P - HWat | Prp | Yes | Small Office | Water Heating | RET | 0.23503 | 0.46728 | 0.69849 | 0.92739 | 1.1542 | 1.3791 | 1.6023 | 1.8238 | 2.0434 | 2.2612
| Pre Rinse Sprayers_Com, P - HWat | Prp | Yes | Small Office | Water Heating | RET | 0.014981 | 0.029784 | 0.044522 | 0.045713 | 0.046931 | 0.046502 | 0.046117 | 0.045743 | 0.045384 | 0.045014
| FF Storage Water Heater_Com, P - HWat | Prp | Yes | Small Office | Water Heating | NC | 0.03303 | 0.063998 | 0.093843 | 0.12236 | 0.1494 | 0.1754 | 0.20094 | 0.22614 | 0.25103 | 0.2755
| FF Storage Water Heater_Com, P - HWat | Prp | No | Small Office | Water Heating | RET | 0.23095 | 0.44358 | 0.6408 | 0.82271 | 0.99068 | 1.1458 | 1.2893 | 1.4372 | 1.5892 | 1.7446
| FF Storage Water Heater_Com, P - HWat | Prp | Yes | Small Office | Water Heating | REPL | 0.22542 | 0.40362 | 0.55886 | 0.69058 | 0.79936 | 0.88564 | 0.94986 | 1.0073 | 1.0581 | 1.1022
| FF Instantaneous Water Heater_Com, P - HWat | Prp | Yes | Small Office | Water Heating | NC | 0.055363 | 0.10727 | 0.15729 | 0.2051 | 0.25041 | 0.29399 | 0.3368 | 0.37904 | 0.42076 | 0.46177
| FF Instantaneous Water Heater_Com, P - HWat | Prp | No | Small Office | Water Heating | RET | 0.3871 | 0.7435 | 1.0741 | 1.379 | 1.6605 | 1.9205 | 2.161 | 2.3833 | 2.5887 | 2.7785
| FF Instantaneous Water Heater_Com, P - HWat | Prp | Yes | Small Office | Water Heating | REPL | 0.28338 | 0.5074 | 0.70254 | 0.86812 | 1.0049 | 1.1133 | 1.1941 | 1.2475 | 1.274 | 1.274
| Clothes Dryer_Com, P - Oth | Prp | Yes | Small Office | Other | NC | 0.00046891 | 0.00090855 | 0.0013322 | 0.0017372 | 0.0021209 | 0.0024901 | 0.0028526 | 0.0032104 | 0.0035637 | 0.0039111
| Clothes Dryer_Com, P - Oth | Prp | Yes | Small Office | Other | RET | 0.0045677 | 0.0086519 | 0.012331 | 0.015626 | 0.018582 | 0.021233 | 0.023614 | 0.0258 | 0.027813 | 0.029667
| Clothes Dryer_Com, P - Oth | Prp | Yes | Small Office | Other | REPL | 0.0034288 | 0.0061394 | 0.0085005 | 0.010504 | 0.012159 | 0.013471 | 0.014448 | 0.015131 | 0.015526 | 0.015636
| Pnemautic to DDC_Com, P - TotF [Building w Propane Heat] | Prp | Yes | Small Office | Total FF | RET | 0.53997 | 1.0735 | 1.6047 | 2.1306 | 2.6518 | 3.1684 | 3.6812 | 4.19 | 4.6947 | 5.195
| Data Center_Com, P - TotF [Building w Propane Heat] | Prp | Yes | Small Office | Total FF | NC | 0 | 0 | 0 | 0 | 0 | 0 | 0 | 0 | 0 | 0
| Data Center_Com, P - TotF [Building w Propane Heat] | Prp | No | Small Office | Total FF | RET | 0 | 0 | 0 | 0 | 0 | 0 | 0 | 0 | 0 | 0
| RCx_Com, P - TotF [Building w Propane Heat] | Prp | Yes | Small Office | Total FF | RET | 1.1042 | 2.1953 | 3.2815 | 4.3568 | 5.4225 | 6.479 | 7.5276 | 8.5679 | 8.4958 | 8.4279
| Commissioning_Com, P - TotF [Building w Propane Heat] | Prp | Yes | Small Office | Total FF | NC | 0 | 0 | 0 | 0 | 0 | 0 | 0 | 0 | 0 | 0
| Integrated Building Design_Com, P - TotF [Building w Propane Heat] | Prp | Yes | Small Office | Total FF | NC | 0.096367 | 0.18672 | 0.27379 | 0.35701 | 0.43588 | 0.51174 | 0.58625 | 0.65977 | 0.73238 | 0.80378
| Deep Energy Retrofit_Com, P - TotF [Building w Propane Heat] | Prp | Yes | Small Office | Total FF | RET | 0.34562 | 0.68715 | 1.0272 | 1.3638 | 1.6973 | 2.028 | 2.3563 | 2.6819 | 3.0049 | 3.3252
| EMS_Com, P - TotF [Building w Propane Heat] | Prp | Yes | Small Office | Total FF | NC | 0.18781 | 0.36389 | 0.53358 | 0.69575 | 0.84946 | 0.9973 | 1.1425 | 1.2858 | 1.4273 | 1.5665
| EMS_Com, P - TotF [Building w Propane Heat] | Prp | Yes | Small Office | Total FF | RET | 2.3445 | 4.6612 | 6.9675 | 9.2508 | 11.5136 | 13.7569 | 15.9833 | 18.1922 | 20.3835 | 22.556
| Int Ltg Ctrls_Com, E/P - IntL | E | Yes | Small Office | Interior Lighting | RET | -0.073043 | -0.14474 | -0.22112 | -0.29765 | -0.37345 | -0.44977 | -0.5247 | -0.60145 | -0.6047 | -0.60754
| Exit Sign RetFit_Com, E/P - IntL | E | No | Small Office | Interior Lighting | RET | -0.0032558 | -0.0064515 | -0.0098561 | -0.013268 | -0.016646 | -0.020048 | -0.023388 | -0.026809 | -0.03021 | -0.033532
| LED HiLo Bay_Com, E/P - IntL | E | No | Small Office | Interior Lighting | NC | -0.00070994 | -0.0013848 | -0.0020318 | -0.0026606 | -0.0032513 | -0.0038382 | -0.0044155 | -0.0049765 | -0.0055317 | -0.0060806
| LED HiLo Bay_Com, E/P - IntL | E | No | Small Office | Interior Lighting | RET | -0.0069541 | -0.01332 | -0.019645 | -0.025557 | -0.031017 | -0.036145 | -0.04084 | -0.045326 | -0.049484 | -0.05368
| LED HiLo Bay_Com, E/P - IntL | E | No | Small Office | Interior Lighting | REPL | -0.0037924 | -0.0067703 | -0.0095463 | -0.01193 | -0.013898 | -0.015483 | -0.01665 | -0.017447 | -0.017843 | -0.018065
| Repl Scre_Com, E/P - IntL | E | No | Small Office | Interior Lighting | NC | -0.0021976 | -0.0042864 | -0.0020888 | 0 | 0 | 0 | 0 | 0 | 0 | 0
| Repl Scre_Com, E/P - IntL | E | No | Small Office | Interior Lighting | RET | -0.011352 | -0.022494 | -0.011142 | 0 | 0 | 0 | 0 | 0 | 0 | 0
| Repl Scre_Com, E/P - IntL | E | No | Small Office | Interior Lighting | REPL | -0.11279 | -0.2235 | -0.11071 | 0 | 0 | 0 | 0 | 0 | 0 | 0
| Lin LED Fixture_Com, E/P - IntL | E | No | Small Office | Interior Lighting | NC | -0.0021486 | -0.0041908 | -0.0061491 | -0.008052 | -0.0098397 | -0.011616 | -0.013363 | -0.015061 | -0.016741 | -0.018402
| Lin LED Fixture_Com, E/P - IntL | E | No | Small Office | Interior Lighting | RET | -0.015946 | -0.030374 | -0.044543 | -0.057632 | -0.069581 | -0.080672 | -0.090711 | -0.10019 | -0.10959 | -0.11875
| Lin LED Fixture_Com, E/P - IntL | E | No | Small Office | Interior Lighting | REPL | -0.01329 | -0.023726 | -0.033454 | -0.041809 | -0.048705 | -0.05426 | -0.05835 | -0.061143 | -0.063125 | -0.064287
| LED Tube Repl_Com, E/P - IntL | E | Yes | Small Office | Interior Lighting | RET | -0.10032 | -0.1911 | -0.28025 | -0.36259 | -0.43777 | -0.51449 | -0.59073 | -0.66969 | -0.74898 | -0.82716
| LED Tube Repl_Com, E/P - IntL | E | Yes | Small Office | Interior Lighting | REPL | -0.12279 | -0.21922 | -0.3091 | -0.3863 | -0.45001 | -0.50982 | -0.56429 | -0.6157 | -0.66247 | -0.70393
| Repl pin CFL wLED_Com, E/P - IntL | E | No | Small Office | Interior Lighting | RET | -0.0011891 | -0.0022817 | -0.0033713 | -0.0043933 | -0.0053407 | -0.0063696 | -0.0074486 | -0.0086197 | -0.0098452 | -0.011059
| Repl pin CFL wLED_Com, E/P - IntL | E | No | Small Office | Interior Lighting | REPL | -0.0013773 | -0.0024587 | -0.0034669 | -0.0043327 | -0.0050473 | -0.0057803 | -0.0065132 | -0.0072773 | -0.0080503 | -0.0088186
| Stair Occ Sensor_Com, E/P - IntL | E | No | Small Office | Interior Lighting | NC | -0.0014123 | -0.0027548 | -0.004042 | -0.0052928 | -0.0064679 | -0.0076355 | -0.008784 | -0.0099001 | -0.011005 | -0.012096
| Stair Occ Sensor_Com, E/P - IntL | E | No | Small Office | Interior Lighting | RET | -0.010873 | -0.021545 | -0.032915 | -0.044307 | -0.055591 | -0.066952 | -0.078106 | -0.089531 | -0.10089 | -0.11198
| Int Delamping_Com, E/P - IntL | E | Yes | Small Office | Interior Lighting | RET | -0.0010432 | -0.0020671 | -0.0031579 | -0.004251 | -0.0053335 | -0.0064235 | -0.0074937 | -0.0085898 | -0.0096793 | -0.010744
| Int Ltg Dsgn_Com, E/P - IntL | E | Yes | Small Office | Interior Lighting | NC | -0.001871 | -0.0036495 | -0.0053548 | -0.0070119 | -0.0085686 | -0.010115 | -0.011637 | -0.013116 | -0.014579 | -0.016025
| DCV_Com, P - Heat [Building w Propane Heat] | Prp | Yes | Large Office | Space Heating | RET | 0.05772 | 0.11476 | 0.17154 | 0.22775 | 0.28346 | 0.33869 | 0.3935 | 0.44789 | 0.50184 | 0.55532
| Optimized Unitary AC Sys_Com, P - Heat [Building w Propane Heat] | Prp | Yes | Large Office | Space Heating | NC | 0.021918 | 0.042468 | 0.062272 | 0.081199 | 0.099137 | 0.11639 | 0.13334 | 0.15006 | 0.16658 | 0.18282
| Cool Roof_Com, P - Heat [Building w Propane Heat] | Prp | No | Large Office | Space Heating | NC | -0.010369 | -0.02009 | -0.029459 | -0.038413 | -0.046899 | -0.055061 | -0.063079 | -0.070989 | -0.078803 | -0.086485
| Cool Roof_Com, P - Heat [Building w Propane Heat] | Prp | No | Large Office | Space Heating | RET | -0.054135 | -0.10763 | -0.16088 | -0.21361 | -0.26585 | -0.31765 | -0.36906 | -0.42007 | -0.47067 | -0.52083
| Programmable TStat_Com, P - Heat [Building w Propane Heat] | Prp | Yes | Large Office | Space Heating | NC | 0 | 0 | 0 | 0 | 0 | 0 | 0 | 0 | 0 | 0
| Programmable TStat_Com, P - Heat [Building w Propane Heat] | Prp | Yes | Large Office | Space Heating | RET | 0 | 0 | 0 | 0 | 0 | 0 | 0 | 0 | 0 | 0
| Smart TStat_Com, P - Heat [Building w Propane Heat] | Prp | Yes | Large Office | Space Heating | NC | 0.007423 | 0.014382 | 0.02109 | 0.027499 | 0.033575 | 0.039418 | 0.045158 | 0.050821 | 0.056414 | 0.061914
| Smart TStat_Com, P - Heat [Building w Propane Heat] | Prp | Yes | Large Office | Space Heating | RET | 0.027251 | 0.054179 | 0.080987 | 0.10753 | 0.13383 | 0.1599 | 0.18578 | 0.21146 | 0.23693 | 0.26218
| Boiler Blowdown Controls_Com, P - Heat | Prp | No | Large Office | Space Heating | RET | 0.011177 | 0.022221 | 0.033216 | 0.0441 | 0.054888 | 0.054405 | 0.053975 | 0.05351 | 0.053072 | 0.052641
| Boiler Modifications_Com, P - Heat | Prp | Yes | Large Office | Space Heating | RET | 0.036818 | 0.0732 | 0.10942 | 0.14528 | 0.18081 | 0.21604 | 0.25101 | 0.28569 | 0.29449 | 0.2921
| Boilers_Com, P - Heat | Prp | Yes | Large Office | Space Heating | NC | 0.008644 | 0.016748 | 0.024559 | 0.032023 | 0.039098 | 0.045902 | 0.052586 | 0.05918 | 0.065694 | 0.072098
| Boilers_Com, P - Heat | Prp | Yes | Large Office | Space Heating | RET | 0.067791 | 0.12965 | 0.18651 | 0.23849 | 0.28606 | 0.3296 | 0.36951 | 0.40607 | 0.43956 | 0.47022
| Boilers_Com, P - Heat | Prp | Yes | Large Office | Space Heating | REPL | 0.035396 | 0.063377 | 0.087751 | 0.10843 | 0.12552 | 0.13906 | 0.14915 | 0.15582 | 0.15913 | 0.15913
| Furnace_Com, P - Heat | Prp | Yes | Large Office | Space Heating | NC | 0.001562 | 0.0030265 | 0.0044378 | 0.0057866 | 0.007065 | 0.0082946 | 0.0095024 | 0.010694 | 0.011871 | 0.013028
| Furnace_Com, P - Heat | Prp | Yes | Large Office | Space Heating | RET | 0.012047 | 0.023054 | 0.033186 | 0.042462 | 0.050962 | 0.058753 | 0.065904 | 0.072463 | 0.07848 | 0.083996
| Furnace_Com, P - Heat | Prp | Yes | Large Office | Space Heating | REPL | 0.0069523 | 0.012448 | 0.017236 | 0.021298 | 0.024653 | 0.027314 | 0.029295 | 0.030605 | 0.031255 | 0.031255
| Unit Heater_Com, P - Heat | Prp | Yes | Large Office | Space Heating | NC | 0.040387 | 0.078251 | 0.11474 | 0.14962 | 0.18267 | 0.21446 | 0.24569 | 0.2765 | 0.30694 | 0.33686
| Unit Heater_Com, P - Heat | Prp | Yes | Large Office | Space Heating | RET | 0.41344 | 0.78113 | 1.1106 | 1.4041 | 1.6659 | 1.8995 | 2.1082 | 2.2945 | 2.4608 | 2.6093
| Unit Heater_Com, P - Heat | Prp | Yes | Large Office | Space Heating | REPL | 0.2432 | 0.43546 | 0.60293 | 0.74504 | 0.86241 | 0.95549 | 1.0248 | 1.0706 | 1.0933 | 1.0933
| Energy Recovery Ventilator_Com, P - Heat | Prp | Yes | Large Office | Space Heating | NC | 0.040546 | 0.078561 | 0.1152 | 0.15021 | 0.18339 | 0.21531 | 0.24666 | 0.2776 | 0.30815 | 0.33819
| Energy Recovery Ventilator_Com, P - Heat | Prp | Yes | Large Office | Space Heating | RET | 0.35282 | 0.67182 | 0.9624 | 1.2256 | 1.4643 | 1.6808 | 1.8775 | 2.067 | 2.2501 | 2.4271
| Energy Recovery Ventilator_Com, P - Heat | Prp | Yes | Large Office | Space Heating | REPL | 0.27672 | 0.49547 | 0.68602 | 0.84772 | 0.98126 | 1.0872 | 1.166 | 1.2268 | 1.2699 | 1.2956
| Forced Air Heating Maintenance_Com, P - Heat | Prp | Yes | Large Office | Space Heating | RET | 0.00047763 | 0.00094959 | 0.0014195 | 0.0018846 | 0.0023456 | 0.002325 | 0.0023066 | 0.0022867 | 0.002268 | 0.0022496
| Infrared Heater_Com, P - Heat | Prp | Yes | Large Office | Space Heating | NC | 0.12164 | 0.23569 | 0.3456 | 0.45064 | 0.55019 | 0.64595 | 0.74001 | 0.83281 | 0.92447 | 1.0146
| Infrared Heater_Com, P - Heat | Prp | Z | Large Office | Space Heating | RET | 0 | 0 | 0 | 0 | 0 | 0 | 0 | 0 | 0 | 0
| Infrared Heater_Com, P - Heat | Prp | Yes | Large Office | Space Heating | REPL | 0.7325 | 1.3116 | 1.816 | 2.244 | 2.5975 | 2.8779 | 3.0866 | 3.2246 | 3.4157 | 3.6589
| Windows_Com, P - Heat [Building w Propane Heat] | Prp | No | Large Office | Space Heating | NC | 0.046261 | 0.089633 | 0.13143 | 0.17138 | 0.20924 | 0.24566 | 0.28143 | 0.31672 | 0.35158 | 0.38586
| Window Film_Com, P - Heat [Building w Propane Heat] | Prp | No | Large Office | Space Heating | RET | 0 | 0 | 0 | 0 | 0 | 0 | 0 | 0 | 0 | 0
| Kitchen DCV_Com, P - Heat [Building w Propane Heat] | Prp | Yes | Large Office | Space Heating | NC | 0.0038101 | 0.0073823 | 0.010825 | 0.014115 | 0.017234 | 0.020233 | 0.023179 | 0.026086 | 0.028957 | 0.03178
| Kitchen DCV_Com, P - Heat [Building w Propane Heat] | Prp | Yes | Large Office | Space Heating | RET | 0.036274 | 0.068785 | 0.098141 | 0.1245 | 0.14819 | 0.1695 | 0.18868 | 0.20647 | 0.223 | 0.23839
| Kitchen DCV_Com, P - Heat [Building w Propane Heat] | Prp | Yes | Large Office | Space Heating | REPL | 0.026003 | 0.046559 | 0.064466 | 0.07966 | 0.092209 | 0.10216 | 0.10957 | 0.11485 | 0.11804 | 0.11916
| Duct Sealing Non Regulated_Com, P - Heat [Building w Propane Heat] | Prp | Yes | Large Office | Space Heating | RET | 0.17939 | 0.35665 | 0.53312 | 0.70783 | 0.88097 | 1.0526 | 1.223 | 1.392 | 1.5597 | 1.7259
| Clothes Washer Elec WH_Com, P - Oth [unit w/ propane dry - Dryer] | Prp | Yes | Large Office | Other | NC | 9.7222e-07 | 1.8837e-06 | 2.7622e-06 | 3.6017e-06 | 4.3974e-06 | 5.1628e-06 | 5.9145e-06 | 5.6915e-06 | 5.5274e-06 | 5.3914e-06
| Clothes Washer Elec WH_Com, P - Oth [unit w/ propane dry - Dryer] | Prp | Yes | Large Office | Other | REPL | 1.4218e-05 | 2.8268e-05 | 4.2255e-05 | 5.6102e-05 | 6.9825e-05 | 8.3429e-05 | 9.6932e-05 | 9.6109e-05 | 9.5349e-05 | 9.4537e-05
| Clothes Washer Gas WH_Com, P - Oth [unit w/ propane dry - Dryer] | Prp | Yes | Large Office | Other | NC | 9.7222e-07 | 1.8837e-06 | 2.7622e-06 | 3.6017e-06 | 4.3974e-06 | 5.1628e-06 | 5.9145e-06 | 5.6915e-06 | 5.5274e-06 | 5.3914e-06
| Clothes Washer Gas WH_Com, P - Oth [unit w/ propane dry - Dryer] | Prp | Yes | Large Office | Other | REPL | 1.4218e-05 | 2.8268e-05 | 4.2255e-05 | 5.6102e-05 | 6.9825e-05 | 8.3429e-05 | 9.6932e-05 | 9.6109e-05 | 9.5349e-05 | 9.4537e-05
| Clothes Washer Oil WH_Com, P - Oth [unit w/ propane dry - Dryer] | Prp | Yes | Large Office | Other | NC | 1.4583e-06 | 2.8256e-06 | 4.1433e-06 | 5.4026e-06 | 6.5961e-06 | 7.7441e-06 | 8.8718e-06 | 8.5372e-06 | 8.2912e-06 | 8.087e-06
| Clothes Washer Oil WH_Com, P - Oth [unit w/ propane dry - Dryer] | Prp | Yes | Large Office | Other | REPL | 2.1327e-05 | 4.2402e-05 | 6.3382e-05 | 8.4153e-05 | 0.00010474 | 0.00012514 | 0.0001454 | 0.00014416 | 0.00014302 | 0.00014181
| Clothes Washer Propane WH_Com, P - HWat [unit w/ elec dry - Water Heater] | Prp | Yes | Large Office | Water Heating | NC | 4.5585e-05 | 8.8323e-05 | 0.00012951 | 0.00016887 | 0.00020618 | 0.00024207 | 0.00027731 | 0.00026686 | 0.00025917 | 0.00025279
| Clothes Washer Propane WH_Com, P - HWat [unit w/ elec dry - Water Heater] | Prp | Yes | Large Office | Water Heating | REPL | 0.00066665 | 0.0013254 | 0.0019812 | 0.0026305 | 0.0032739 | 0.0039118 | 0.0045449 | 0.0045063 | 0.0044706 | 0.0044326
| Clothes Washer Propane WH_Com, P - HWat [unit w/ gas dry - Water Heater] | Prp | Yes | Large Office | Water Heating | NC | 2.2792e-05 | 4.4161e-05 | 6.4756e-05 | 8.4437e-05 | 0.00010309 | 0.00012103 | 0.00013866 | 0.00013343 | 0.00012958 | 0.00012639
| Clothes Washer Propane WH_Com, P - HWat [unit w/ gas dry - Water Heater] | Prp | Yes | Large Office | Water Heating | REPL | 0.00033333 | 0.0006627 | 0.00099061 | 0.0013152 | 0.0016369 | 0.0019559 | 0.0022724 | 0.0022532 | 0.0022353 | 0.0022163
| Clothes Washer Propane WH_Com, P - Oth [unit w/ propane dry - Dryer] | Prp | Yes | Large Office | Other | NC | 9.7222e-07 | 1.8837e-06 | 2.7622e-06 | 3.6017e-06 | 4.3974e-06 | 5.1628e-06 | 5.9145e-06 | 5.6915e-06 | 5.5274e-06 | 5.3914e-06
| Clothes Washer Propane WH_Com, P - Oth [unit w/ propane dry - Dryer] | Prp | Yes | Large Office | Other | REPL | 1.4218e-05 | 2.8268e-05 | 4.2255e-05 | 5.6102e-05 | 6.9825e-05 | 8.3429e-05 | 9.6932e-05 | 9.6109e-05 | 9.5349e-05 | 9.4537e-05
| Clothes Washer Propane WH_Com, P - HWat [unit w/ propane dry - Water Heater] | Prp | Yes | Large Office | Water Heating | NC | 5.1021e-05 | 9.8855e-05 | 0.00014496 | 0.00018901 | 0.00023077 | 0.00027093 | 0.00031038 | 0.00029868 | 0.00029007 | 0.00028293
| Clothes Washer Propane WH_Com, P - HWat [unit w/ propane dry - Water Heater] | Prp | Yes | Large Office | Water Heating | REPL | 0.00074615 | 0.0014835 | 0.0022175 | 0.0029441 | 0.0036643 | 0.0043782 | 0.0050868 | 0.0050437 | 0.0050038 | 0.0049612
| Dishwasher_Com, P - HWat [Building w propane WH] | Prp | Yes | Large Office | Water Heating | NC | 5.8308e-05 | 0.00011297 | 0.00016566 | 0.00021601 | 0.00026373 | 0.00030963 | 0.00035471 | 0.0003992 | 0.00044313 | 0.00048633
| Dishwasher_Com, P - HWat [Building w propane WH] | Prp | Yes | Large Office | Water Heating | REPL | 0.00047186 | 0.00093813 | 0.0014023 | 0.0018619 | 0.0023173 | 0.0027688 | 0.0032169 | 0.0036614 | 0.0041025 | 0.0045397
| Faucet Aerator_Com, P - HWat | Prp | Yes | Large Office | Water Heating | RET | 0.036995 | 0.073552 | 0.10995 | 0.14597 | 0.18168 | 0.21708 | 0.25221 | 0.28707 | 0.32165 | 0.35593
| Pre Rinse Sprayers_Com, P - HWat | Prp | Yes | Large Office | Water Heating | RET | 0.0045415 | 0.0090293 | 0.013497 | 0.013858 | 0.014227 | 0.014097 | 0.01398 | 0.013867 | 0.013758 | 0.013646
| FF Storage Water Heater_Com, P - HWat | Prp | Yes | Large Office | Water Heating | NC | 0.0051991 | 0.010074 | 0.014771 | 0.019261 | 0.023516 | 0.027609 | 0.031629 | 0.035595 | 0.039513 | 0.043365
| FF Storage Water Heater_Com, P - HWat | Prp | No | Large Office | Water Heating | RET | 0.036353 | 0.069821 | 0.10086 | 0.1295 | 0.15594 | 0.18036 | 0.20294 | 0.22622 | 0.25014 | 0.2746
| FF Storage Water Heater_Com, P - HWat | Prp | Yes | Large Office | Water Heating | REPL | 0.035482 | 0.063532 | 0.087966 | 0.1087 | 0.12582 | 0.1394 | 0.14951 | 0.15855 | 0.16654 | 0.17349
| FF Instantaneous Water Heater_Com, P - HWat | Prp | Yes | Large Office | Water Heating | NC | 0.0087144 | 0.016885 | 0.024759 | 0.032284 | 0.039416 | 0.046276 | 0.053014 | 0.059662 | 0.066229 | 0.072685
| FF Instantaneous Water Heater_Com, P - HWat | Prp | No | Large Office | Water Heating | RET | 0.060932 | 0.11703 | 0.16906 | 0.21706 | 0.26137 | 0.3023 | 0.34015 | 0.37514 | 0.40747 | 0.43734
| FF Instantaneous Water Heater_Com, P - HWat | Prp | Yes | Large Office | Water Heating | REPL | 0.044605 | 0.079866 | 0.11058 | 0.13665 | 0.15817 | 0.17524 | 0.18795 | 0.19636 | 0.20053 | 0.20053
| Clothes Dryer_Com, P - Oth | Prp | Yes | Large Office | Other | NC | 7.3809e-05 | 0.00014301 | 0.0002097 | 0.00027344 | 0.00033384 | 0.00039195 | 0.00044902 | 0.00050533 | 0.00056094 | 0.00061563
| Clothes Dryer_Com, P - Oth | Prp | Yes | Large Office | Other | RET | 0.00071898 | 0.0013618 | 0.0019409 | 0.0024597 | 0.0029248 | 0.0033421 | 0.0037169 | 0.0040611 | 0.0043778 | 0.0046697
| Clothes Dryer_Com, P - Oth | Prp | Yes | Large Office | Other | REPL | 0.00053971 | 0.00096636 | 0.001338 | 0.0016534 | 0.0019138 | 0.0021204 | 0.0022742 | 0.0023817 | 0.0024438 | 0.0024611
| Pnemautic to DDC_Com, P - TotF [Building w Propane Heat] | Prp | No | Large Office | Total FF | RET | 0.084994 | 0.16898 | 0.25259 | 0.33537 | 0.4174 | 0.49873 | 0.57944 | 0.65952 | 0.73896 | 0.81772
| Data Center_Com, P - TotF [Building w Propane Heat] | Prp | Yes | Large Office | Total FF | NC | 0 | 0 | 0 | 0 | 0 | 0 | 0 | 0 | 0 | 0
| Data Center_Com, P - TotF [Building w Propane Heat] | Prp | No | Large Office | Total FF | RET | 0 | 0 | 0 | 0 | 0 | 0 | 0 | 0 | 0 | 0
| RCx_Com, P - TotF [Building w Propane Heat] | Prp | Yes | Large Office | Total FF | RET | 0.23173 | 0.46072 | 0.68869 | 0.91437 | 1.138 | 1.3598 | 1.5798 | 1.7982 | 1.783 | 1.7688
| Commissioning_Com, P - TotF [Building w Propane Heat] | Prp | Yes | Large Office | Total FF | NC | 0 | 0 | 0 | 0 | 0 | 0 | 0 | 0 | 0 | 0
| Integrated Building Design_Com, P - TotF [Building w Propane Heat] | Prp | Yes | Large Office | Total FF | NC | 0.015169 | 0.02939 | 0.043096 | 0.056194 | 0.068609 | 0.080549 | 0.092278 | 0.10385 | 0.11528 | 0.12652
| Deep Energy Retrofit_Com, P - TotF [Building w Propane Heat] | Prp | Yes | Large Office | Total FF | RET | 0.054402 | 0.10816 | 0.16168 | 0.21466 | 0.26717 | 0.31922 | 0.37089 | 0.42214 | 0.47299 | 0.5234
| EMS_Com, P - TotF [Building w Propane Heat] | Prp | Yes | Large Office | Total FF | NC | 0.029561 | 0.057277 | 0.083988 | 0.10951 | 0.13371 | 0.15698 | 0.17984 | 0.20239 | 0.22467 | 0.24657
| EMS_Com, P - TotF [Building w Propane Heat] | Prp | No | Large Office | Total FF | RET | 0.36903 | 0.73369 | 1.0967 | 1.4561 | 1.8123 | 2.1654 | 2.5158 | 2.8635 | 3.2084 | 3.5504
| Int Ltg Ctrls_Com, E/P - IntL | E | Yes | Large Office | Interior Lighting | RET | -0.14721 | -0.2917 | -0.44563 | -0.59987 | -0.75263 | -0.90645 | -1.0575 | -1.2121 | -1.2187 | -1.2244
| Exit Sign RetFit_Com, E/P - IntL | E | No | Large Office | Interior Lighting | RET | -0.0065617 | -0.013002 | -0.019864 | -0.026739 | -0.033548 | -0.040404 | -0.047136 | -0.05403 | -0.060883 | -0.067579
| LED HiLo Bay_Com, E/P - IntL | E | No | Large Office | Interior Lighting | NC | -0.0014308 | -0.0027908 | -0.0040948 | -0.005362 | -0.0065525 | -0.0077353 | -0.0088988 | -0.01003 | -0.011148 | -0.012254
| LED HiLo Bay_Com, E/P - IntL | E | No | Large Office | Interior Lighting | RET | -0.014015 | -0.026845 | -0.039593 | -0.051506 | -0.062511 | -0.072845 | -0.082308 | -0.091348 | -0.099728 | -0.10818
| LED HiLo Bay_Com, E/P - IntL | E | No | Large Office | Interior Lighting | REPL | -0.007643 | -0.013645 | -0.019239 | -0.024044 | -0.02801 | -0.031204 | -0.033556 | -0.035163 | -0.035961 | -0.036408
| Repl Scre_Com, E/P - IntL | E | No | Large Office | Interior Lighting | NC | -0.0044289 | -0.0086386 | -0.0042097 | 0 | 0 | 0 | 0 | 0 | 0 | 0
| Repl Scre_Com, E/P - IntL | E | No | Large Office | Interior Lighting | RET | -0.022878 | -0.045333 | -0.022455 | 0 | 0 | 0 | 0 | 0 | 0 | 0
| Repl Scre_Com, E/P - IntL | E | No | Large Office | Interior Lighting | REPL | -0.22731 | -0.45042 | -0.22311 | 0 | 0 | 0 | 0 | 0 | 0 | 0
| Lin LED Fixture_Com, E/P - IntL | E | No | Large Office | Interior Lighting | NC | -0.0043301 | -0.008446 | -0.012393 | -0.016228 | -0.01983 | -0.02341 | -0.026931 | -0.030353 | -0.03374 | -0.037087
| Lin LED Fixture_Com, E/P - IntL | E | No | Large Office | Interior Lighting | RET | -0.032137 | -0.061214 | -0.089771 | -0.11615 | -0.14023 | -0.16258 | -0.18281 | -0.20192 | -0.22086 | -0.23932
| Lin LED Fixture_Com, E/P - IntL | E | No | Large Office | Interior Lighting | REPL | -0.026785 | -0.047817 | -0.067422 | -0.084261 | -0.098158 | -0.10935 | -0.1176 | -0.12323 | -0.12722 | -0.12956
| LED Tube Repl_Com, E/P - IntL | E | Yes | Large Office | Interior Lighting | RET | -0.20219 | -0.38513 | -0.56479 | -0.73075 | -0.88226 | -1.0369 | -1.1905 | -1.3497 | -1.5095 | -1.667
| LED Tube Repl_Com, E/P - IntL | E | Yes | Large Office | Interior Lighting | REPL | -0.24748 | -0.4418 | -0.62295 | -0.77853 | -0.90693 | -1.0275 | -1.1372 | -1.2409 | -1.3351 | -1.4187
| Repl pin CFL wLED_Com, E/P - IntL | E | No | Large Office | Interior Lighting | RET | -0.0023965 | -0.0045984 | -0.0067943 | -0.008854 | -0.010763 | -0.012837 | -0.015012 | -0.017372 | -0.019842 | -0.022287
| Repl pin CFL wLED_Com, E/P - IntL | E | No | Large Office | Interior Lighting | REPL | -0.0027757 | -0.0049552 | -0.006987 | -0.008732 | -0.010172 | -0.011649 | -0.013126 | -0.014666 | -0.016224 | -0.017773
| Stair Occ Sensor_Com, E/P - IntL | E | No | Large Office | Interior Lighting | NC | -0.0028463 | -0.0055518 | -0.008146 | -0.010667 | -0.013035 | -0.015388 | -0.017703 | -0.019952 | -0.022178 | -0.024378
| Stair Occ Sensor_Com, E/P - IntL | E | No | Large Office | Interior Lighting | RET | -0.021913 | -0.043421 | -0.066335 | -0.089295 | -0.11203 | -0.13493 | -0.15741 | -0.18044 | -0.20332 | -0.22568
| Int Delamping_Com, E/P - IntL | E | Yes | Large Office | Interior Lighting | RET | -0.0021024 | -0.0041659 | -0.0063643 | -0.0085672 | -0.010749 | -0.012946 | -0.015102 | -0.017311 | -0.019507 | -0.021653
| Int Ltg Dsgn_Com, E/P - IntL | E | Yes | Large Office | Interior Lighting | NC | -0.0037708 | -0.007355 | -0.010792 | -0.014131 | -0.017269 | -0.020386 | -0.023452 | -0.026432 | -0.029381 | -0.032296
| DCV_Com, P - Heat [Building w Propane Heat] | Prp | Yes | Education | Space Heating | RET | 11.7614 | 23.3834 | 34.9535 | 46.4078 | 57.7594 | 69.0132 | 80.1825 | 91.2636 | 102.2565 | 113.1551
| Optimized Unitary AC Sys_Com, P - Heat [Building w Propane Heat] | Prp | Yes | Education | Space Heating | NC | 4.4661 | 8.6534 | 12.6888 | 16.5454 | 20.2007 | 23.7165 | 27.1699 | 30.5771 | 33.9424 | 37.2514
| Cool Roof_Com, P - Heat [Building w Propane Heat] | Prp | No | Education | Space Heating | NC | -0.25164 | -0.48757 | -0.71495 | -0.93225 | -1.1382 | -1.3363 | -1.5309 | -1.7229 | -1.9125 | -2.0989
| Cool Roof_Com, P - Heat [Building w Propane Heat] | Prp | No | Education | Space Heating | RET | -1.3138 | -2.6121 | -3.9045 | -5.184 | -6.4521 | -7.7092 | -8.9569 | -10.1947 | -11.4227 | -12.6401
| Programmable TStat_Com, P - Heat [Building w Propane Heat] | Prp | Yes | Education | Space Heating | NC | 0 | 0 | 0 | 0 | 0 | 0 | 0 | 0 | 0 | 0
| Programmable TStat_Com, P - Heat [Building w Propane Heat] | Prp | Yes | Education | Space Heating | RET | 0 | 0 | 0 | 0 | 0 | 0 | 0 | 0 | 0 | 0
| Smart TStat_Com, P - Heat [Building w Propane Heat] | Prp | Yes | Education | Space Heating | NC | 0.16367 | 0.31713 | 0.46502 | 0.60636 | 0.74031 | 0.86916 | 0.99572 | 1.1206 | 1.2439 | 1.3652
| Smart TStat_Com, P - Heat [Building w Propane Heat] | Prp | Yes | Education | Space Heating | RET | 0.60087 | 1.1946 | 1.7857 | 2.3709 | 2.9509 | 3.5258 | 4.0964 | 4.6626 | 5.2242 | 5.781
| Boiler Blowdown Controls_Com, P - Heat | Prp | No | Education | Space Heating | RET | 1.6135 | 3.208 | 4.7953 | 6.3667 | 7.924 | 7.8544 | 7.7923 | 7.7252 | 7.6619 | 7.5998
| Boiler Modifications_Com, P - Heat | Prp | Yes | Education | Space Heating | RET | 5.3154 | 10.5678 | 15.7967 | 20.9734 | 26.1036 | 31.1895 | 36.2374 | 41.2453 | 42.5157 | 42.1696
| Boilers_Com, P - Heat | Prp | Yes | Education | Space Heating | NC | 1.2479 | 2.4179 | 3.5455 | 4.6231 | 5.6445 | 6.6268 | 7.5918 | 8.5438 | 9.4841 | 10.4087
| Boilers_Com, P - Heat | Prp | Yes | Education | Space Heating | RET | 9.7869 | 18.717 | 26.9261 | 34.4305 | 41.2978 | 47.5844 | 53.3458 | 58.6238 | 63.4587 | 67.8849
| Boilers_Com, P - Heat | Prp | Yes | Education | Space Heating | REPL | 5.1101 | 9.1497 | 12.6685 | 15.6545 | 18.1206 | 20.0764 | 21.5322 | 22.4951 | 22.9727 | 22.9727
| Furnace_Com, P - Heat | Prp | Yes | Education | Space Heating | NC | 0.91069 | 1.7645 | 2.5874 | 3.3738 | 4.1191 | 4.836 | 5.5402 | 6.235 | 6.9212 | 7.5959
| Furnace_Com, P - Heat | Prp | Yes | Education | Space Heating | RET | 7.0236 | 13.4412 | 19.3488 | 24.7566 | 29.7122 | 34.2549 | 38.4239 | 42.2484 | 45.7565 | 48.9726
| Furnace_Com, P - Heat | Prp | Yes | Education | Space Heating | REPL | 4.0534 | 7.2577 | 10.049 | 12.4176 | 14.3737 | 15.925 | 17.0799 | 17.8437 | 18.2225 | 18.2225
| Unit Heater_Com, P - Heat | Prp | Yes | Education | Space Heating | NC | 0.23206 | 0.44962 | 0.6593 | 0.85968 | 1.0496 | 1.2323 | 1.4117 | 1.5887 | 1.7636 | 1.9355
| Unit Heater_Com, P - Heat | Prp | Yes | Education | Space Heating | RET | 2.3756 | 4.4883 | 6.3812 | 8.0678 | 9.5721 | 10.9143 | 12.1133 | 13.1838 | 14.1396 | 14.9924
| Unit Heater_Com, P - Heat | Prp | Yes | Education | Space Heating | REPL | 1.3974 | 2.5021 | 3.4644 | 4.2809 | 4.9553 | 5.4901 | 5.8882 | 6.1515 | 6.2821 | 6.2821
| Destratification Fans_Com, P - Heat | Prp | Yes | Education | Space Heating | NC | 0.28697 | 0.55601 | 0.8153 | 1.0631 | 1.298 | 1.5239 | 1.7458 | 1.9647 | 2.1809 | 2.3935
| Destratification Fans_Com, P - Heat | Prp | Yes | Education | Space Heating | RET | 1.3989 | 2.7121 | 3.9541 | 5.1222 | 6.2219 | 7.2576 | 8.2342 | 9.301 | 10.4518 | 11.6796
| Destratification Fans_Com, P - Heat | Prp | Yes | Education | Space Heating | REPL | 1.9585 | 3.5067 | 4.8553 | 5.9997 | 6.9448 | 7.6944 | 8.2524 | 8.8264 | 9.4163 | 10.0212
| Energy Recovery Ventilator_Com, P - Heat | Prp | Yes | Education | Space Heating | NC | 0.98403 | 1.9066 | 2.7957 | 3.6455 | 4.4508 | 5.2255 | 5.9863 | 6.7371 | 7.4785 | 8.2076
| Energy Recovery Ventilator_Com, P - Heat | Prp | Yes | Education | Space Heating | RET | 8.5626 | 16.3045 | 23.3567 | 29.7449 | 35.5377 | 40.7924 | 45.5645 | 50.1652 | 54.6082 | 58.9032
| Energy Recovery Ventilator_Com, P - Heat | Prp | Yes | Education | Space Heating | REPL | 6.7157 | 12.0247 | 16.6493 | 20.5735 | 23.8144 | 26.3848 | 28.2981 | 29.7744 | 30.8206 | 31.4429
| Forced Air Heating Maintenance_Com, P - Heat | Prp | Yes | Education | Space Heating | RET | 0.27847 | 0.55364 | 0.82759 | 1.0988 | 1.3676 | 1.3555 | 1.3448 | 1.3332 | 1.3223 | 1.3116
| Windows_Com, P - Heat [Building w Propane Heat] | Prp | Yes | Education | Space Heating | NC | 1.1227 | 2.1753 | 3.1898 | 4.1593 | 5.0781 | 5.9619 | 6.8301 | 7.6866 | 8.5326 | 9.3644
| Window Film_Com, P - Heat [Building w Propane Heat] | Prp | No | Education | Space Heating | RET | 0 | 0 | 0 | 0 | 0 | 0 | 0 | 0 | 0 | 0
| Kitchen DCV_Com, P - Heat [Building w Propane Heat] | Prp | Yes | Education | Space Heating | NC | 0.090545 | 0.17544 | 0.25725 | 0.33544 | 0.40954 | 0.48082 | 0.55083 | 0.61991 | 0.68814 | 0.75522
| Kitchen DCV_Com, P - Heat [Building w Propane Heat] | Prp | Yes | Education | Space Heating | RET | 0.86204 | 1.6346 | 2.3323 | 2.9587 | 3.5217 | 4.028 | 4.4838 | 4.9065 | 5.2995 | 5.6652
| Kitchen DCV_Com, P - Heat [Building w Propane Heat] | Prp | Yes | Education | Space Heating | REPL | 0.61795 | 1.1064 | 1.532 | 1.8931 | 2.1913 | 2.4278 | 2.6038 | 2.7293 | 2.8051 | 2.8318
| Duct Sealing Non Regulated_Com, P - Heat [Building w Propane Heat] | Prp | Yes | Education | Space Heating | RET | 4.3536 | 8.6557 | 12.9385 | 17.1785 | 21.3804 | 25.5461 | 29.6806 | 33.7824 | 37.8516 | 41.8858
| Ovens_Com, P - Cook | Prp | Yes | Education | Cooking | NC | 0.050132 | 0.097134 | 0.14243 | 0.18572 | 0.22675 | 0.26622 | 0.30498 | 0.34323 | 0.381 | 0.41815
| Ovens_Com, P - Cook | Prp | Yes | Education | Cooking | REPL | 0.42768 | 0.85028 | 1.271 | 1.6875 | 2.1003 | 2.5095 | 2.9157 | 3.3186 | 3.7183 | 4.1146
| Fryers_Com, P - Cook | Prp | Yes | Education | Cooking | NC | 0.0048809 | 0.009457 | 0.013867 | 0.018082 | 0.022077 | 0.025919 | 0.029693 | 0.033417 | 0.037095 | 0.040711
| Fryers_Com, P - Cook | Prp | Yes | Education | Cooking | REPL | 0.041639 | 0.082784 | 0.12375 | 0.1643 | 0.20449 | 0.24433 | 0.28387 | 0.3231 | 0.36202 | 0.4006
| Griddles_Com, P - Cook | Prp | Yes | Education | Cooking | NC | 0.012801 | 0.024803 | 0.03637 | 0.047424 | 0.057901 | 0.067978 | 0.077877 | 0.087643 | 0.097289 | 0.10677
| Griddles_Com, P - Cook | Prp | Yes | Education | Cooking | REPL | 0.10921 | 0.21712 | 0.32455 | 0.43091 | 0.53631 | 0.6408 | 0.74451 | 0.8474 | 0.94947 | 1.0507
| Clothes Washer Elec WH_Com, P - Oth [unit w/ propane dry - Dryer] | Prp | Yes | Education | Other | NC | 1.6672e-05 | 3.2304e-05 | 4.7368e-05 | 6.1765e-05 | 7.5411e-05 | 8.8535e-05 | 0.00010143 | 9.7602e-05 | 9.4789e-05 | 9.2456e-05
| Clothes Washer Elec WH_Com, P - Oth [unit w/ propane dry - Dryer] | Prp | Yes | Education | Other | REPL | 0.00024383 | 0.00048476 | 0.00072462 | 0.00096208 | 0.0011974 | 0.0014307 | 0.0016623 | 0.0016482 | 0.0016351 | 0.0016212
| Clothes Washer Gas WH_Com, P - Oth [unit w/ propane dry - Dryer] | Prp | Yes | Education | Other | NC | 1.6672e-05 | 3.2304e-05 | 4.7368e-05 | 6.1765e-05 | 7.5411e-05 | 8.8535e-05 | 0.00010143 | 9.7602e-05 | 9.4789e-05 | 9.2456e-05
| Clothes Washer Gas WH_Com, P - Oth [unit w/ propane dry - Dryer] | Prp | Yes | Education | Other | REPL | 0.00024383 | 0.00048476 | 0.00072462 | 0.00096208 | 0.0011974 | 0.0014307 | 0.0016623 | 0.0016482 | 0.0016351 | 0.0016212
| Clothes Washer Oil WH_Com, P - Oth [unit w/ propane dry - Dryer] | Prp | Yes | Education | Other | NC | 2.5009e-05 | 4.8456e-05 | 7.1053e-05 | 9.2648e-05 | 0.00011312 | 0.0001328 | 0.00015214 | 0.0001464 | 0.00014218 | 0.00013868
| Clothes Washer Oil WH_Com, P - Oth [unit w/ propane dry - Dryer] | Prp | Yes | Education | Other | REPL | 0.00036574 | 0.00072714 | 0.0010869 | 0.0014431 | 0.0017961 | 0.0021461 | 0.0024934 | 0.0024723 | 0.0024527 | 0.0024318
| Clothes Washer Propane WH_Com, P - HWat [unit w/ elec dry - Water Heater] | Prp | Yes | Education | Water Heating | NC | 0.001256 | 0.0024335 | 0.0035684 | 0.0046529 | 0.0056808 | 0.0066695 | 0.0076407 | 0.0073526 | 0.0071407 | 0.0069649
| Clothes Washer Propane WH_Com, P - HWat [unit w/ elec dry - Water Heater] | Prp | Yes | Education | Water Heating | REPL | 0.018368 | 0.036518 | 0.054587 | 0.072476 | 0.090204 | 0.10778 | 0.12522 | 0.12416 | 0.12318 | 0.12213
| Clothes Washer Propane WH_Com, P - HWat [unit w/ gas dry - Water Heater] | Prp | Yes | Education | Water Heating | NC | 0.00062798 | 0.0012168 | 0.0017842 | 0.0023265 | 0.0028404 | 0.0033348 | 0.0038204 | 0.0036763 | 0.0035703 | 0.0034824
| Clothes Washer Propane WH_Com, P - HWat [unit w/ gas dry - Water Heater] | Prp | Yes | Education | Water Heating | REPL | 0.0091839 | 0.018259 | 0.027294 | 0.036238 | 0.045102 | 0.053889 | 0.062611 | 0.06208 | 0.061589 | 0.061064
| Clothes Washer Propane WH_Com, P - Oth [unit w/ propane dry - Dryer] | Prp | Yes | Education | Other | NC | 1.6672e-05 | 3.2304e-05 | 4.7368e-05 | 6.1765e-05 | 7.5411e-05 | 8.8535e-05 | 0.00010143 | 9.7602e-05 | 9.4789e-05 | 9.2456e-05
| Clothes Washer Propane WH_Com, P - Oth [unit w/ propane dry - Dryer] | Prp | Yes | Education | Other | REPL | 0.00024383 | 0.00048476 | 0.00072462 | 0.00096208 | 0.0011974 | 0.0014307 | 0.0016623 | 0.0016482 | 0.0016351 | 0.0016212
| Clothes Washer Propane WH_Com, P - HWat [unit w/ propane dry - Water Heater] | Prp | Yes | Education | Water Heating | NC | 0.0013 | 0.0025187 | 0.0036933 | 0.0048159 | 0.0058798 | 0.0069031 | 0.0079083 | 0.0076101 | 0.0073908 | 0.0072088
| Clothes Washer Propane WH_Com, P - HWat [unit w/ propane dry - Water Heater] | Prp | Yes | Education | Water Heating | REPL | 0.019011 | 0.037797 | 0.056499 | 0.075014 | 0.093363 | 0.11155 | 0.12961 | 0.12851 | 0.12749 | 0.12641
| Ozone Laundry_Com, P - HWat | Prp | Yes | Education | Water Heating | RET | 1.743 | 3.4653 | 5.18 | 6.8775 | 8.5598 | 10.2275 | 11.8828 | 13.525 | 15.1541 | 16.7692
| Dishwasher_Com, P - HWat [Building w propane WH] | Prp | Yes | Education | Water Heating | NC | 0.0064261 | 0.012451 | 0.018257 | 0.023806 | 0.029066 | 0.034124 | 0.039093 | 0.043995 | 0.048838 | 0.053599
| Dishwasher_Com, P - HWat [Building w propane WH] | Prp | Yes | Education | Water Heating | REPL | 0.052003 | 0.10339 | 0.15455 | 0.20519 | 0.25539 | 0.30515 | 0.35453 | 0.40353 | 0.45213 | 0.50032
| Faucet Aerator_Com, P - HWat | Prp | Yes | Education | Water Heating | RET | 2.0386 | 4.0531 | 6.0585 | 8.0439 | 10.0115 | 11.9621 | 13.8981 | 15.8188 | 17.7242 | 19.6133
| Pre Rinse Sprayers_Com, P - HWat | Prp | Yes | Education | Water Heating | RET | 0.051672 | 0.10273 | 0.15356 | 0.15767 | 0.16187 | 0.16039 | 0.15906 | 0.15777 | 0.15654 | 0.15526
| FF Storage Water Heater_Com, P - HWat | Prp | Yes | Education | Water Heating | NC | 0.2865 | 0.5551 | 0.81397 | 1.0614 | 1.2958 | 1.5214 | 1.7429 | 1.9615 | 2.1773 | 2.3896
| FF Storage Water Heater_Com, P - HWat | Prp | No | Education | Water Heating | RET | 2.0032 | 3.8475 | 5.5581 | 7.136 | 8.5929 | 9.9385 | 11.1829 | 12.4661 | 13.7839 | 15.1321
| FF Storage Water Heater_Com, P - HWat | Prp | Yes | Education | Water Heating | REPL | 1.9553 | 3.5009 | 4.8474 | 5.9899 | 6.9335 | 7.6818 | 8.2389 | 8.7371 | 9.1773 | 9.5602
| FF Instantaneous Water Heater_Com, P - HWat | Prp | Yes | Education | Water Heating | NC | 0.4802 | 0.93042 | 1.3643 | 1.779 | 2.172 | 2.55 | 2.9213 | 3.2877 | 3.6495 | 4.0053
| FF Instantaneous Water Heater_Com, P - HWat | Prp | No | Education | Water Heating | RET | 3.3576 | 6.4489 | 9.3161 | 11.9608 | 14.4027 | 16.6583 | 18.744 | 20.6719 | 22.4538 | 24.0998
| FF Instantaneous Water Heater_Com, P - HWat | Prp | Yes | Education | Water Heating | REPL | 2.458 | 4.401 | 6.0936 | 7.5299 | 8.716 | 9.6568 | 10.3571 | 10.8202 | 11.05 | 11.05
| Clothes Dryer_Com, P - Oth | Prp | Yes | Education | Other | NC | 0.005063 | 0.0098098 | 0.014384 | 0.018756 | 0.0229 | 0.026886 | 0.030801 | 0.034663 | 0.038478 | 0.042229
| Clothes Dryer_Com, P - Oth | Prp | Yes | Education | Other | RET | 0.049319 | 0.093416 | 0.13314 | 0.16872 | 0.20063 | 0.22925 | 0.25496 | 0.27857 | 0.3003 | 0.32032
| Clothes Dryer_Com, P - Oth | Prp | Yes | Education | Other | REPL | 0.037022 | 0.066288 | 0.091782 | 0.11341 | 0.13128 | 0.14545 | 0.156 | 0.16338 | 0.16763 | 0.16882
| Pnemautic to DDC_Com, P - TotF [Building w Propane Heat] | Prp | Yes | Education | Total FF | RET | 2.3456 | 4.6635 | 6.971 | 9.2554 | 11.5193 | 13.7637 | 15.9913 | 18.2012 | 20.3936 | 22.5672
| Data Center_Com, P - TotF [Building w Propane Heat] | Prp | Yes | Education | Total FF | NC | 0 | 0 | 0 | 0 | 0 | 0 | 0 | 0 | 0 | 0
| Data Center_Com, P - TotF [Building w Propane Heat] | Prp | No | Education | Total FF | RET | 0 | 0 | 0 | 0 | 0 | 0 | 0 | 0 | 0 | 0
| RCx_Com, P - TotF [Building w Propane Heat] | Prp | Yes | Education | Total FF | RET | 5.1163 | 10.1719 | 15.205 | 20.1878 | 25.1258 | 30.0213 | 34.88 | 39.7004 | 39.3661 | 39.0514
| Commissioning_Com, P - TotF [Building w Propane Heat] | Prp | Yes | Education | Total FF | NC | 0 | 0 | 0 | 0 | 0 | 0 | 0 | 0 | 0 | 0
| Integrated Building Design_Com, P - TotF [Building w Propane Heat] | Prp | Yes | Education | Total FF | NC | 0.41862 | 0.8111 | 1.1893 | 1.5508 | 1.8934 | 2.223 | 2.5467 | 2.866 | 3.1815 | 3.4916
| Deep Energy Retrofit_Com, P - TotF [Building w Propane Heat] | Prp | Yes | Education | Total FF | RET | 1.5014 | 2.985 | 4.4619 | 5.9241 | 7.3732 | 8.8098 | 10.2356 | 11.6501 | 13.0534 | 14.4447
| EMS_Com, P - TotF [Building w Propane Heat] | Prp | Yes | Education | Total FF | NC | 0.81583 | 1.5807 | 2.3179 | 3.0224 | 3.6901 | 4.3323 | 4.9631 | 5.5855 | 6.2003 | 6.8047
| EMS_Com, P - TotF [Building w Propane Heat] | Prp | Yes | Education | Total FF | RET | 10.1844 | 20.2481 | 30.2669 | 40.1854 | 50.015 | 59.7598 | 69.4316 | 79.0269 | 88.5458 | 97.9831
| Int Ltg Ctrls_Com, E/P - IntL | E | Yes | Education | Interior Lighting | RET | -0.20876 | -0.41366 | -0.63195 | -0.85068 | -1.0673 | -1.2854 | -1.4996 | -1.7189 | -1.7282 | -1.7363
| Exit Sign RetFit_Com, E/P - IntL | E | No | Education | Interior Lighting | RET | -0.0071638 | -0.014195 | -0.021686 | -0.029193 | -0.036627 | -0.044112 | -0.051461 | -0.058988 | -0.06647 | -0.073781
| LED HiLo Bay_Com, E/P - IntL | E | No | Education | Interior Lighting | NC | -0.0014713 | -0.0028699 | -0.0042109 | -0.005514 | -0.0067382 | -0.0079545 | -0.009151 | -0.010314 | -0.011464 | -0.012602
| LED HiLo Bay_Com, E/P - IntL | E | No | Education | Interior Lighting | RET | -0.014358 | -0.027502 | -0.040561 | -0.052766 | -0.06404 | -0.074627 | -0.084322 | -0.093583 | -0.10217 | -0.11083
| LED HiLo Bay_Com, E/P - IntL | E | No | Education | Interior Lighting | REPL | -0.0078596 | -0.014031 | -0.019784 | -0.024725 | -0.028803 | -0.032088 | -0.034507 | -0.036159 | -0.03698 | -0.037439
| Repl Scre_Com, E/P - IntL | E | No | Education | Interior Lighting | NC | -0.0081645 | -0.015925 | -0.0077605 | 0 | 0 | 0 | 0 | 0 | 0 | 0
| Repl Scre_Com, E/P - IntL | E | No | Education | Interior Lighting | RET | -0.031825 | -0.063063 | -0.031237 | 0 | 0 | 0 | 0 | 0 | 0 | 0
| Repl Scre_Com, E/P - IntL | E | No | Education | Interior Lighting | REPL | -0.41904 | -0.83034 | -0.4113 | 0 | 0 | 0 | 0 | 0 | 0 | 0
| Lin LED Fixture_Com, E/P - IntL | E | No | Education | Interior Lighting | NC | -0.0056828 | -0.011084 | -0.016264 | -0.021297 | -0.026025 | -0.030723 | -0.035344 | -0.039835 | -0.044279 | -0.048672
| Lin LED Fixture_Com, E/P - IntL | E | No | Education | Interior Lighting | RET | -0.053125 | -0.10119 | -0.1484 | -0.19201 | -0.23182 | -0.26877 | -0.30221 | -0.33379 | -0.3651 | -0.39562
| Lin LED Fixture_Com, E/P - IntL | E | No | Education | Interior Lighting | REPL | -0.035151 | -0.062753 | -0.088483 | -0.11058 | -0.12882 | -0.14351 | -0.15433 | -0.16172 | -0.16696 | -0.17003
| LED Tube Repl_Com, E/P - IntL | E | Yes | Education | Interior Lighting | RET | -0.33424 | -0.63666 | -0.93366 | -1.208 | -1.4585 | -1.7141 | -1.9681 | -2.2311 | -2.4953 | -2.7558
| LED Tube Repl_Com, E/P - IntL | E | Yes | Education | Interior Lighting | REPL | -0.32478 | -0.57981 | -0.81754 | -1.0217 | -1.1902 | -1.3484 | -1.4925 | -1.6285 | -1.7522 | -1.8618
| Repl pin CFL wLED_Com, E/P - IntL | E | No | Education | Interior Lighting | RET | -0.0094144 | -0.018064 | -0.02669 | -0.034782 | -0.042283 | -0.050429 | -0.058971 | -0.068243 | -0.077945 | -0.087552
| Repl pin CFL wLED_Com, E/P - IntL | E | No | Education | Interior Lighting | REPL | -0.010829 | -0.019332 | -0.027258 | -0.034066 | -0.039684 | -0.045448 | -0.05121 | -0.057217 | -0.063295 | -0.069336
| Stair Occ Sensor_Com, E/P - IntL | E | No | Education | Interior Lighting | NC | -0.0037896 | -0.0073916 | -0.010846 | -0.014202 | -0.017355 | -0.020488 | -0.023569 | -0.026564 | -0.029528 | -0.032457
| Stair Occ Sensor_Com, E/P - IntL | E | No | Education | Interior Lighting | RET | -0.029175 | -0.057811 | -0.088318 | -0.11889 | -0.14916 | -0.17965 | -0.20958 | -0.24023 | -0.2707 | -0.30047
| Int Delamping_Com, E/P - IntL | E | Yes | Education | Interior Lighting | RET | -0.0027591 | -0.0054673 | -0.0083524 | -0.011243 | -0.014107 | -0.01699 | -0.01982 | -0.022719 | -0.025601 | -0.028416
| Int Ltg Dsgn_Com, E/P - IntL | E | Yes | Education | Interior Lighting | NC | -0.0053482 | -0.010432 | -0.015306 | -0.020043 | -0.024493 | -0.028914 | -0.033263 | -0.03749 | -0.041672 | -0.045807
| DCV_Com, P - Heat [Building w Propane Heat] | Prp | Yes | Grocery | Space Heating | RET | 0.32701 | 0.65014 | 0.97183 | 1.2903 | 1.6059 | 1.9188 | 2.2293 | 2.5374 | 2.8431 | 3.1461
| Optimized Unitary AC Sys_Com, P - Heat [Building w Propane Heat] | Prp | Yes | Grocery | Space Heating | NC | 0.12417 | 0.24059 | 0.35279 | 0.46002 | 0.56165 | 0.6594 | 0.75541 | 0.85015 | 0.94371 | 1.0357
| Cool Roof_Com, P - Heat [Building w Propane Heat] | Prp | No | Grocery | Space Heating | NC | -0.0090719 | -0.017577 | -0.025774 | -0.033608 | -0.041033 | -0.048174 | -0.055189 | -0.06211 | -0.068946 | -0.075667
| Cool Roof_Com, P - Heat [Building w Propane Heat] | Prp | No | Grocery | Space Heating | RET | -0.047364 | -0.094166 | -0.14076 | -0.18689 | -0.2326 | -0.27792 | -0.3229 | -0.36752 | -0.41179 | -0.45568
| Programmable TStat_Com, P - Heat [Building w Propane Heat] | Prp | Yes | Grocery | Space Heating | NC | 0 | 0 | 0 | 0 | 0 | 0 | 0 | 0 | 0 | 0
| Programmable TStat_Com, P - Heat [Building w Propane Heat] | Prp | Yes | Grocery | Space Heating | RET | 0 | 0 | 0 | 0 | 0 | 0 | 0 | 0 | 0 | 0
| Smart TStat_Com, P - Heat [Building w Propane Heat] | Prp | Yes | Grocery | Space Heating | NC | 0.055548 | 0.10763 | 0.15782 | 0.20579 | 0.25125 | 0.29498 | 0.33793 | 0.3803 | 0.42216 | 0.46332
| Smart TStat_Com, P - Heat [Building w Propane Heat] | Prp | Yes | Grocery | Space Heating | RET | 0.20392 | 0.40543 | 0.60604 | 0.80464 | 1.0015 | 1.1966 | 1.3902 | 1.5824 | 1.773 | 1.9619
| Boiler Blowdown Controls_Com, P - Heat | Prp | No | Grocery | Space Heating | RET | 0.022662 | 0.045056 | 0.06735 | 0.08942 | 0.11129 | 0.11031 | 0.10944 | 0.1085 | 0.10761 | 0.10674
| Boiler Modifications_Com, P - Heat | Prp | Yes | Grocery | Space Heating | RET | 0.074654 | 0.14842 | 0.22186 | 0.29457 | 0.36662 | 0.43806 | 0.50895 | 0.57929 | 0.59713 | 0.59227
| Boilers_Com, P - Heat | Prp | Yes | Grocery | Space Heating | NC | 0.017527 | 0.03396 | 0.049796 | 0.064931 | 0.079276 | 0.093073 | 0.10663 | 0.12 | 0.1332 | 0.14619
| Boilers_Com, P - Heat | Prp | Yes | Grocery | Space Heating | RET | 0.13746 | 0.26288 | 0.37818 | 0.48357 | 0.58003 | 0.66832 | 0.74924 | 0.82337 | 0.89127 | 0.95344
| Boilers_Com, P - Heat | Prp | Yes | Grocery | Space Heating | REPL | 0.07177 | 0.12851 | 0.17793 | 0.21987 | 0.2545 | 0.28197 | 0.30242 | 0.31594 | 0.32265 | 0.32265
| Furnace_Com, P - Heat | Prp | Yes | Grocery | Space Heating | NC | 0.045131 | 0.087444 | 0.12822 | 0.16719 | 0.20413 | 0.23966 | 0.27456 | 0.30899 | 0.34299 | 0.37643
| Furnace_Com, P - Heat | Prp | Yes | Grocery | Space Heating | RET | 0.34807 | 0.66611 | 0.95887 | 1.2269 | 1.4724 | 1.6976 | 1.9042 | 2.0937 | 2.2676 | 2.4269
| Furnace_Com, P - Heat | Prp | Yes | Grocery | Space Heating | REPL | 0.20088 | 0.35967 | 0.498 | 0.61538 | 0.71232 | 0.7892 | 0.84643 | 0.88428 | 0.90305 | 0.90305
| Unit Heater_Com, P - Heat | Prp | Yes | Grocery | Space Heating | NC | 0.027751 | 0.05377 | 0.078845 | 0.10281 | 0.12552 | 0.14737 | 0.16883 | 0.19 | 0.21091 | 0.23147
| Unit Heater_Com, P - Heat | Prp | Yes | Grocery | Space Heating | RET | 0.28409 | 0.53675 | 0.76312 | 0.96482 | 1.1447 | 1.3052 | 1.4486 | 1.5766 | 1.6909 | 1.7929
| Unit Heater_Com, P - Heat | Prp | Yes | Grocery | Space Heating | REPL | 0.16711 | 0.29922 | 0.4143 | 0.51195 | 0.59259 | 0.65655 | 0.70417 | 0.73565 | 0.75127 | 0.75127
| Destratification Fans_Com, P - Heat | Prp | No | Grocery | Space Heating | NC | 0.012932 | 0.025056 | 0.03674 | 0.047907 | 0.05849 | 0.06867 | 0.078669 | 0.088535 | 0.098279 | 0.10786
| Destratification Fans_Com, P - Heat | Prp | No | Grocery | Space Heating | RET | 0.063039 | 0.12222 | 0.17818 | 0.23082 | 0.28038 | 0.32705 | 0.37106 | 0.41913 | 0.47099 | 0.52632
| Destratification Fans_Com, P - Heat | Prp | No | Grocery | Space Heating | REPL | 0.088255 | 0.15802 | 0.2188 | 0.27037 | 0.31296 | 0.34673 | 0.37188 | 0.39775 | 0.42433 | 0.45159
| Energy Recovery Ventilator_Com, P - Heat | Prp | Yes | Grocery | Space Heating | NC | 0.035475 | 0.068734 | 0.10079 | 0.13142 | 0.16045 | 0.18838 | 0.21581 | 0.24287 | 0.2696 | 0.29589
| Energy Recovery Ventilator_Com, P - Heat | Prp | Yes | Grocery | Space Heating | RET | 0.30868 | 0.58778 | 0.84202 | 1.0723 | 1.2812 | 1.4706 | 1.6426 | 1.8085 | 1.9687 | 2.1235
| Energy Recovery Ventilator_Com, P - Heat | Prp | Yes | Grocery | Space Heating | REPL | 0.24211 | 0.43349 | 0.60021 | 0.74168 | 0.85852 | 0.95118 | 1.0202 | 1.0734 | 1.1111 | 1.1335
| Forced Air Heating Maintenance_Com, P - Heat | Prp | No | Grocery | Space Heating | RET | 0.0138 | 0.027437 | 0.041013 | 0.054453 | 0.067772 | 0.067177 | 0.066646 | 0.066072 | 0.06553 | 0.064999
| Windows_Com, P - Heat [Building w Propane Heat] | Prp | Yes | Grocery | Space Heating | NC | 0.040474 | 0.078422 | 0.11499 | 0.14994 | 0.18307 | 0.21493 | 0.24623 | 0.2771 | 0.3076 | 0.33759
| Window Film_Com, P - Heat [Building w Propane Heat] | Prp | No | Grocery | Space Heating | RET | 0 | 0 | 0 | 0 | 0 | 0 | 0 | 0 | 0 | 0
| Kitchen DCV_Com, P - Heat [Building w Propane Heat] | Prp | Yes | Grocery | Space Heating | NC | 0.011955 | 0.023164 | 0.033966 | 0.044289 | 0.054074 | 0.063485 | 0.072729 | 0.081849 | 0.090858 | 0.099715
| Kitchen DCV_Com, P - Heat [Building w Propane Heat] | Prp | Yes | Grocery | Space Heating | RET | 0.11382 | 0.21583 | 0.30794 | 0.39065 | 0.46499 | 0.53184 | 0.59201 | 0.64783 | 0.69971 | 0.748
| Kitchen DCV_Com, P - Heat [Building w Propane Heat] | Prp | Yes | Grocery | Space Heating | REPL | 0.08159 | 0.14609 | 0.20227 | 0.24995 | 0.28932 | 0.32055 | 0.3438 | 0.36037 | 0.37036 | 0.37389
| Duct Sealing Non Regulated_Com, P - Heat [Building w Propane Heat] | Prp | Yes | Grocery | Space Heating | RET | 0.15695 | 0.31204 | 0.46644 | 0.61929 | 0.77077 | 0.92095 | 1.07 | 1.2179 | 1.3646 | 1.51
| Ovens_Com, P - Cook | Prp | Yes | Grocery | Cooking | NC | 0.04633 | 0.089767 | 0.13163 | 0.17163 | 0.20955 | 0.24602 | 0.28185 | 0.31719 | 0.3521 | 0.38643
| Ovens_Com, P - Cook | Prp | Yes | Grocery | Cooking | REPL | 0.39524 | 0.78579 | 1.1746 | 1.5595 | 1.941 | 2.3192 | 2.6945 | 3.0669 | 3.4363 | 3.8025
| Fryers_Com, P - Cook | Prp | Yes | Grocery | Cooking | NC | 0.0045107 | 0.0087397 | 0.012815 | 0.01671 | 0.020402 | 0.023953 | 0.027441 | 0.030882 | 0.034281 | 0.037623
| Fryers_Com, P - Cook | Prp | Yes | Grocery | Cooking | REPL | 0.03848 | 0.076505 | 0.11436 | 0.15184 | 0.18898 | 0.22579 | 0.26234 | 0.29859 | 0.33456 | 0.37022
| Griddles_Com, P - Cook | Prp | Yes | Grocery | Cooking | NC | 0.01183 | 0.022922 | 0.033611 | 0.043827 | 0.053509 | 0.062822 | 0.07197 | 0.080995 | 0.089909 | 0.098675
| Griddles_Com, P - Cook | Prp | Yes | Grocery | Cooking | REPL | 0.10092 | 0.20065 | 0.29993 | 0.39822 | 0.49563 | 0.5922 | 0.68804 | 0.78313 | 0.87746 | 0.97098
| Clothes Washer Elec WH_Com, P - Oth [unit w/ propane dry - Dryer] | Prp | Yes | Grocery | Other | NC | 1.9605e-07 | 3.7986e-07 | 5.5701e-07 | 7.263e-07 | 8.8676e-07 | 1.0411e-06 | 1.1927e-06 | 1.1477e-06 | 1.1146e-06 | 1.0872e-06
| Clothes Washer Elec WH_Com, P - Oth [unit w/ propane dry - Dryer] | Prp | Yes | Grocery | Other | REPL | 2.8672e-06 | 5.7004e-06 | 8.5209e-06 | 1.1313e-05 | 1.4081e-05 | 1.6824e-05 | 1.9547e-05 | 1.9381e-05 | 1.9228e-05 | 1.9064e-05
| Clothes Washer Gas WH_Com, P - Oth [unit w/ propane dry - Dryer] | Prp | Yes | Grocery | Other | NC | 1.9605e-07 | 3.7986e-07 | 5.5701e-07 | 7.263e-07 | 8.8676e-07 | 1.0411e-06 | 1.1927e-06 | 1.1477e-06 | 1.1146e-06 | 1.0872e-06
| Clothes Washer Gas WH_Com, P - Oth [unit w/ propane dry - Dryer] | Prp | Yes | Grocery | Other | REPL | 2.8672e-06 | 5.7004e-06 | 8.5209e-06 | 1.1313e-05 | 1.4081e-05 | 1.6824e-05 | 1.9547e-05 | 1.9381e-05 | 1.9228e-05 | 1.9064e-05
| Clothes Washer Oil WH_Com, P - Oth [unit w/ propane dry - Dryer] | Prp | Yes | Grocery | Other | NC | 2.9408e-07 | 5.698e-07 | 8.3551e-07 | 1.0895e-06 | 1.3301e-06 | 1.5616e-06 | 1.789e-06 | 1.7216e-06 | 1.672e-06 | 1.6308e-06
| Clothes Washer Oil WH_Com, P - Oth [unit w/ propane dry - Dryer] | Prp | Yes | Grocery | Other | REPL | 4.3007e-06 | 8.5505e-06 | 1.2781e-05 | 1.697e-05 | 2.1121e-05 | 2.5236e-05 | 2.932e-05 | 2.9071e-05 | 2.8841e-05 | 2.8596e-05
| Clothes Washer Propane WH_Com, P - HWat [unit w/ elec dry - Water Heater] | Prp | Yes | Grocery | Water Heating | NC | 2.3163e-05 | 4.4879e-05 | 6.5808e-05 | 8.581e-05 | 0.00010477 | 0.000123 | 0.00014091 | 0.0001356 | 0.00013169 | 0.00012845
| Clothes Washer Propane WH_Com, P - HWat [unit w/ elec dry - Water Heater] | Prp | Yes | Grocery | Water Heating | REPL | 0.00033874 | 0.00067347 | 0.0010067 | 0.0013366 | 0.0016636 | 0.0019877 | 0.0023094 | 0.0022898 | 0.0022717 | 0.0022523
| Clothes Washer Propane WH_Com, P - HWat [unit w/ gas dry - Water Heater] | Prp | Yes | Grocery | Water Heating | NC | 1.1581e-05 | 2.244e-05 | 3.2904e-05 | 4.2905e-05 | 5.2384e-05 | 6.15e-05 | 7.0456e-05 | 6.7799e-05 | 6.5845e-05 | 6.4224e-05
| Clothes Washer Propane WH_Com, P - HWat [unit w/ gas dry - Water Heater] | Prp | Yes | Grocery | Water Heating | REPL | 0.00016937 | 0.00033674 | 0.00050335 | 0.0006683 | 0.00083178 | 0.00099384 | 0.0011547 | 0.0011449 | 0.0011358 | 0.0011262
| Clothes Washer Propane WH_Com, P - Oth [unit w/ propane dry - Dryer] | Prp | Yes | Grocery | Other | NC | 1.9605e-07 | 3.7986e-07 | 5.5701e-07 | 7.263e-07 | 8.8676e-07 | 1.0411e-06 | 1.1927e-06 | 1.1477e-06 | 1.1146e-06 | 1.0872e-06
| Clothes Washer Propane WH_Com, P - Oth [unit w/ propane dry - Dryer] | Prp | Yes | Grocery | Other | REPL | 2.8672e-06 | 5.7004e-06 | 8.5209e-06 | 1.1313e-05 | 1.4081e-05 | 1.6824e-05 | 1.9547e-05 | 1.9381e-05 | 1.9228e-05 | 1.9064e-05
| Clothes Washer Propane WH_Com, P - HWat [unit w/ propane dry - Water Heater] | Prp | Yes | Grocery | Water Heating | NC | 2.4668e-05 | 4.7796e-05 | 7.0086e-05 | 9.1387e-05 | 0.00011158 | 0.000131 | 0.00015007 | 0.00014441 | 0.00014025 | 0.0001368
| Clothes Washer Propane WH_Com, P - HWat [unit w/ propane dry - Water Heater] | Prp | Yes | Grocery | Water Heating | REPL | 0.00036076 | 0.00071725 | 0.0010721 | 0.0014235 | 0.0017717 | 0.0021169 | 0.0024595 | 0.0024386 | 0.0024193 | 0.0023987
| Dishwasher_Com, P - HWat [Building w propane WH] | Prp | Yes | Grocery | Water Heating | NC | 5.9255e-05 | 0.00011481 | 0.00016835 | 0.00021952 | 0.00026802 | 0.00031466 | 0.00036048 | 0.00040569 | 0.00045034 | 0.00049424
| Dishwasher_Com, P - HWat [Building w propane WH] | Prp | Yes | Grocery | Water Heating | REPL | 0.00047953 | 0.00095337 | 0.0014251 | 0.0018921 | 0.0023549 | 0.0028138 | 0.0032692 | 0.003721 | 0.0041691 | 0.0046135
| Faucet Aerator_Com, P - HWat | Prp | Yes | Grocery | Water Heating | RET | 0.018798 | 0.037374 | 0.055866 | 0.074174 | 0.092317 | 0.1103 | 0.12816 | 0.14587 | 0.16344 | 0.18086
| Pre Rinse Sprayers_Com, P - HWat | Prp | Yes | Grocery | Water Heating | RET | 0.023087 | 0.0459 | 0.068611 | 0.070446 | 0.072324 | 0.071663 | 0.071069 | 0.070493 | 0.069939 | 0.06937
| FF Storage Water Heater_Com, P - HWat | Prp | Yes | Grocery | Water Heating | NC | 0.0052836 | 0.010237 | 0.015011 | 0.019574 | 0.023898 | 0.028057 | 0.032143 | 0.036174 | 0.040155 | 0.04407
| FF Storage Water Heater_Com, P - HWat | Prp | No | Grocery | Water Heating | RET | 0.036943 | 0.070956 | 0.1025 | 0.1316 | 0.15847 | 0.18329 | 0.20624 | 0.2299 | 0.25421 | 0.27907
| FF Storage Water Heater_Com, P - HWat | Prp | Yes | Grocery | Water Heating | REPL | 0.036059 | 0.064565 | 0.089396 | 0.11047 | 0.12787 | 0.14167 | 0.15194 | 0.16113 | 0.16925 | 0.17631
| FF Instantaneous Water Heater_Com, P - HWat | Prp | Yes | Grocery | Water Heating | NC | 0.008856 | 0.017159 | 0.025161 | 0.032808 | 0.040056 | 0.047028 | 0.053876 | 0.060632 | 0.067305 | 0.073866
| FF Instantaneous Water Heater_Com, P - HWat | Prp | No | Grocery | Water Heating | RET | 0.061922 | 0.11893 | 0.17181 | 0.22058 | 0.26562 | 0.30721 | 0.34568 | 0.38123 | 0.4141 | 0.44445
| FF Instantaneous Water Heater_Com, P - HWat | Prp | Yes | Grocery | Water Heating | REPL | 0.04533 | 0.081164 | 0.11238 | 0.13887 | 0.16074 | 0.17809 | 0.19101 | 0.19955 | 0.20378 | 0.20378
| Clothes Dryer_Com, P - Oth | Prp | Yes | Grocery | Other | NC | 5.9536e-06 | 1.1535e-05 | 1.6915e-05 | 2.2056e-05 | 2.6929e-05 | 3.1615e-05 | 3.6219e-05 | 4.0761e-05 | 4.5247e-05 | 4.9658e-05
| Clothes Dryer_Com, P - Oth | Prp | Yes | Grocery | Other | RET | 5.7994e-05 | 0.00010985 | 0.00015656 | 0.0001984 | 0.00023592 | 0.00026958 | 0.00029981 | 0.00032758 | 0.00035312 | 0.00037666
| Clothes Dryer_Com, P - Oth | Prp | Yes | Grocery | Other | REPL | 4.3534e-05 | 7.7948e-05 | 0.00010793 | 0.00013337 | 0.00015437 | 0.00017104 | 0.00018344 | 0.00019212 | 0.00019712 | 0.00019852
| Pnemautic to DDC_Com, P - TotF [Building w Propane Heat] | Prp | Yes | Grocery | Total FF | RET | 0.10497 | 0.20869 | 0.31196 | 0.41419 | 0.5155 | 0.61594 | 0.71562 | 0.81452 | 0.91263 | 1.0099
| Data Center_Com, P - TotF [Building w Propane Heat] | Prp | Yes | Grocery | Total FF | NC | 0 | 0 | 0 | 0 | 0 | 0 | 0 | 0 | 0 | 0
| Data Center_Com, P - TotF [Building w Propane Heat] | Prp | No | Grocery | Total FF | RET | 0 | 0 | 0 | 0 | 0 | 0 | 0 | 0 | 0 | 0
| RCx_Com, P - TotF [Building w Propane Heat] | Prp | Yes | Grocery | Total FF | RET | 0.25758 | 0.5121 | 0.76549 | 1.0163 | 1.265 | 1.5114 | 1.756 | 1.9987 | 1.9819 | 1.966
| Commissioning_Com, P - TotF [Building w Propane Heat] | Prp | Yes | Grocery | Total FF | NC | 0 | 0 | 0 | 0 | 0 | 0 | 0 | 0 | 0 | 0
| Integrated Building Design_Com, P - TotF [Building w Propane Heat] | Prp | Yes | Grocery | Total FF | NC | 0.018734 | 0.036297 | 0.053224 | 0.069401 | 0.084733 | 0.09948 | 0.11397 | 0.12826 | 0.14237 | 0.15625
| Deep Energy Retrofit_Com, P - TotF [Building w Propane Heat] | Prp | Yes | Grocery | Total FF | RET | 0.067188 | 0.13358 | 0.19968 | 0.26511 | 0.32996 | 0.39425 | 0.45805 | 0.52135 | 0.58415 | 0.64641
| EMS_Com, P - TotF [Building w Propane Heat] | Prp | Yes | Grocery | Total FF | NC | 0.036509 | 0.070739 | 0.10373 | 0.13525 | 0.16513 | 0.19387 | 0.2221 | 0.24996 | 0.27747 | 0.30452
| EMS_Com, P - TotF [Building w Propane Heat] | Prp | Yes | Grocery | Total FF | RET | 0.45576 | 0.90612 | 1.3545 | 1.7983 | 2.2382 | 2.6743 | 3.1071 | 3.5365 | 3.9625 | 4.3848
| Int Ltg Ctrls_Com, E/P - IntL | E | Yes | Grocery | Interior Lighting | RET | -0.048962 | -0.09702 | -0.14822 | -0.19952 | -0.25033 | -0.30149 | -0.35172 | -0.40316 | -0.40534 | -0.40724
| Exit Sign RetFit_Com, E/P - IntL | E | No | Grocery | Interior Lighting | RET | -0.00074372 | -0.0014737 | -0.0022514 | -0.0030307 | -0.0038025 | -0.0045796 | -0.0053425 | -0.006124 | -0.0069007 | -0.0076597
| LED HiLo Bay_Com, E/P - IntL | E | No | Grocery | Interior Lighting | NC | -0.0011451 | -0.0022335 | -0.0032772 | -0.0042914 | -0.0052442 | -0.0061908 | -0.007122 | -0.0080269 | -0.0089224 | -0.0098077
| LED HiLo Bay_Com, E/P - IntL | E | No | Grocery | Interior Lighting | RET | -0.00086411 | -0.0016551 | -0.0024411 | -0.0031757 | -0.0038542 | -0.0044913 | -0.0050748 | -0.0056322 | -0.0061489 | -0.0066702
| LED HiLo Bay_Com, E/P - IntL | E | No | Grocery | Interior Lighting | REPL | -0.006117 | -0.01092 | -0.015398 | -0.019243 | -0.022417 | -0.024974 | -0.026856 | -0.028142 | -0.028781 | -0.029138
| Repl Scre_Com, E/P - IntL | E | No | Grocery | Interior Lighting | NC | -0.00091777 | -0.0017901 | -0.00087235 | 0 | 0 | 0 | 0 | 0 | 0 | 0
| Repl Scre_Com, E/P - IntL | E | No | Grocery | Interior Lighting | RET | -0.0043461 | -0.008612 | -0.0042658 | 0 | 0 | 0 | 0 | 0 | 0 | 0
| Repl Scre_Com, E/P - IntL | E | No | Grocery | Interior Lighting | REPL | -0.047104 | -0.093338 | -0.046234 | 0 | 0 | 0 | 0 | 0 | 0 | 0
| Lin LED Fixture_Com, E/P - IntL | E | No | Grocery | Interior Lighting | NC | -0.0012187 | -0.0023771 | -0.0034879 | -0.0045673 | -0.0055813 | -0.0065888 | -0.0075798 | -0.0085429 | -0.009496 | -0.010438
| Lin LED Fixture_Com, E/P - IntL | E | No | Grocery | Interior Lighting | RET | -0.0092824 | -0.017681 | -0.02593 | -0.033549 | -0.040504 | -0.046961 | -0.052804 | -0.058322 | -0.063792 | -0.069125
| Lin LED Fixture_Com, E/P - IntL | E | No | Grocery | Interior Lighting | REPL | -0.0075385 | -0.013458 | -0.018976 | -0.023715 | -0.027627 | -0.030777 | -0.033097 | -0.034682 | -0.035806 | -0.036465
| LED Tube Repl_Com, E/P - IntL | E | Yes | Grocery | Interior Lighting | RET | -0.0584 | -0.11124 | -0.16314 | -0.21107 | -0.25483 | -0.29949 | -0.34388 | -0.38984 | -0.43599 | -0.48151
| LED Tube Repl_Com, E/P - IntL | E | Yes | Grocery | Interior Lighting | REPL | -0.069652 | -0.12434 | -0.17533 | -0.21912 | -0.25526 | -0.28918 | -0.32007 | -0.34924 | -0.37577 | -0.39928
| Repl pin CFL wLED_Com, E/P - IntL | E | No | Grocery | Interior Lighting | RET | -3.9893e-05 | -7.6546e-05 | -0.0001131 | -0.00014739 | -0.00017917 | -0.00021369 | -0.00024989 | -0.00028917 | -0.00033029 | -0.000371
| Repl pin CFL wLED_Com, E/P - IntL | E | No | Grocery | Interior Lighting | REPL | -5.6044e-05 | -0.00010005 | -0.00014107 | -0.00017631 | -0.00020539 | -0.00023521 | -0.00026504 | -0.00029613 | -0.00032758 | -0.00035885
| Stair Occ Sensor_Com, E/P - IntL | E | No | Grocery | Interior Lighting | NC | -0.00090916 | -0.0017733 | -0.002602 | -0.0034072 | -0.0041636 | -0.0049152 | -0.0056546 | -0.006373 | -0.007084 | -0.0077869
| Stair Occ Sensor_Com, E/P - IntL | E | No | Grocery | Interior Lighting | RET | -0.0069993 | -0.013869 | -0.021189 | -0.028522 | -0.035786 | -0.043099 | -0.05028 | -0.057634 | -0.064944 | -0.072087
| Int Delamping_Com, E/P - IntL | E | Yes | Grocery | Interior Lighting | RET | -0.00059171 | -0.0011725 | -0.0017912 | -0.0024112 | -0.0030253 | -0.0036435 | -0.0042506 | -0.0048723 | -0.0054903 | -0.0060941
| Int Ltg Dsgn_Com, E/P - IntL | E | Yes | Grocery | Interior Lighting | NC | -0.0012538 | -0.0024455 | -0.0035883 | -0.0046987 | -0.0057419 | -0.0067784 | -0.007798 | -0.0087888 | -0.0097693 | -0.010739
| DCV_Com, P - Heat [Building w Propane Heat] | Prp | Yes | Hospital | Space Heating | RET | 0.06434 | 0.12792 | 0.19121 | 0.25387 | 0.31597 | 0.37753 | 0.43863 | 0.49925 | 0.55939 | 0.61901
| Optimized Unitary AC Sys_Com, P - Heat [Building w Propane Heat] | Prp | Yes | Hospital | Space Heating | NC | 0.024432 | 0.047338 | 0.069413 | 0.09051 | 0.11051 | 0.12974 | 0.14863 | 0.16727 | 0.18568 | 0.20378
| Cool Roof_Com, P - Heat [Building w Propane Heat] | Prp | No | Hospital | Space Heating | NC | -0.0012529 | -0.0024276 | -0.0035597 | -0.0046416 | -0.005667 | -0.0066533 | -0.0076221 | -0.0085779 | -0.009522 | -0.01045
| Cool Roof_Com, P - Heat [Building w Propane Heat] | Prp | No | Hospital | Space Heating | RET | -0.0065413 | -0.013005 | -0.01944 | -0.025811 | -0.032124 | -0.038383 | -0.044595 | -0.050758 | -0.056872 | -0.062934
| Programmable TStat_Com, P - Heat [Building w Propane Heat] | Prp | Yes | Hospital | Space Heating | NC | 0 | 0 | 0 | 0 | 0 | 0 | 0 | 0 | 0 | 0
| Programmable TStat_Com, P - Heat [Building w Propane Heat] | Prp | Yes | Hospital | Space Heating | RET | 0 | 0 | 0 | 0 | 0 | 0 | 0 | 0 | 0 | 0
| Smart TStat_Com, P - Heat [Building w Propane Heat] | Prp | Yes | Hospital | Space Heating | NC | 0.0021474 | 0.0041606 | 0.0061009 | 0.0079552 | 0.0097127 | 0.011403 | 0.013063 | 0.014702 | 0.01632 | 0.017911
| Smart TStat_Com, P - Heat [Building w Propane Heat] | Prp | Yes | Hospital | Space Heating | RET | 0.0078833 | 0.015673 | 0.023428 | 0.031106 | 0.038714 | 0.046257 | 0.053744 | 0.061171 | 0.068539 | 0.075844
| Furnace_Com, P - Heat | Prp | Yes | Hospital | Space Heating | NC | 0.012859 | 0.024915 | 0.036533 | 0.047637 | 0.058161 | 0.068284 | 0.078227 | 0.088036 | 0.097726 | 0.10725
| Furnace_Com, P - Heat | Prp | Yes | Hospital | Space Heating | RET | 0.099172 | 0.18979 | 0.2732 | 0.34956 | 0.41953 | 0.48367 | 0.54254 | 0.59654 | 0.64607 | 0.69148
| Furnace_Com, P - Heat | Prp | Yes | Hospital | Space Heating | REPL | 0.057233 | 0.10248 | 0.14189 | 0.17533 | 0.20295 | 0.22486 | 0.24116 | 0.25195 | 0.2573 | 0.2573
| Energy Recovery Ventilator_Com, P - Heat | Prp | Yes | Hospital | Space Heating | NC | 0.0048994 | 0.0094928 | 0.01392 | 0.01815 | 0.02216 | 0.026017 | 0.029805 | 0.033543 | 0.037235 | 0.040865
| Energy Recovery Ventilator_Com, P - Heat | Prp | Yes | Hospital | Space Heating | RET | 0.042632 | 0.081178 | 0.11629 | 0.1481 | 0.17694 | 0.2031 | 0.22686 | 0.24977 | 0.27189 | 0.29327
| Energy Recovery Ventilator_Com, P - Heat | Prp | Yes | Hospital | Space Heating | REPL | 0.033437 | 0.05987 | 0.082895 | 0.10243 | 0.11857 | 0.13137 | 0.14089 | 0.14824 | 0.15345 | 0.15655
| Forced Air Heating Maintenance_Com, P - Heat | Prp | Yes | Hospital | Space Heating | RET | 0.003932 | 0.0078173 | 0.011685 | 0.015515 | 0.01931 | 0.01914 | 0.018989 | 0.018825 | 0.018671 | 0.018519
| Windows_Com, P - Heat [Building w Propane Heat] | Prp | No | Hospital | Space Heating | NC | 0.0055899 | 0.010831 | 0.015882 | 0.020709 | 0.025284 | 0.029684 | 0.034006 | 0.038271 | 0.042483 | 0.046624
| Window Film_Com, P - Heat [Building w Propane Heat] | Prp | No | Hospital | Space Heating | RET | 0 | 0 | 0 | 0 | 0 | 0 | 0 | 0 | 0 | 0
| Kitchen DCV_Com, P - Heat [Building w Propane Heat] | Prp | Yes | Hospital | Space Heating | NC | 0.0027824 | 0.0053911 | 0.0079052 | 0.010308 | 0.012585 | 0.014775 | 0.016927 | 0.01905 | 0.021146 | 0.023208
| Kitchen DCV_Com, P - Heat [Building w Propane Heat] | Prp | Yes | Hospital | Space Heating | RET | 0.02649 | 0.050232 | 0.071669 | 0.090919 | 0.10822 | 0.12378 | 0.13778 | 0.15078 | 0.16285 | 0.17409
| Kitchen DCV_Com, P - Heat [Building w Propane Heat] | Prp | Yes | Hospital | Space Heating | REPL | 0.018989 | 0.034001 | 0.047077 | 0.058173 | 0.067337 | 0.074605 | 0.080015 | 0.083871 | 0.086198 | 0.08702
| Duct Sealing Non Regulated_Com, P - Heat [Building w Propane Heat] | Prp | Yes | Hospital | Space Heating | RET | 0.021676 | 0.043096 | 0.064419 | 0.08553 | 0.10645 | 0.12719 | 0.14778 | 0.1682 | 0.18846 | 0.20855
| Ovens_Com, P - Cook | Prp | Yes | Hospital | Cooking | NC | 0.0023401 | 0.004534 | 0.0066484 | 0.0086691 | 0.010584 | 0.012426 | 0.014236 | 0.016021 | 0.017784 | 0.019518
| Ovens_Com, P - Cook | Prp | Yes | Hospital | Cooking | REPL | 0.019963 | 0.03969 | 0.059328 | 0.07877 | 0.098038 | 0.11714 | 0.1361 | 0.15491 | 0.17356 | 0.19206
| Fryers_Com, P - Cook | Prp | Yes | Hospital | Cooking | NC | 0.00022783 | 0.00044144 | 0.0006473 | 0.00084403 | 0.0010305 | 0.0012098 | 0.001386 | 0.0015598 | 0.0017315 | 0.0019003
| Fryers_Com, P - Cook | Prp | Yes | Hospital | Cooking | REPL | 0.0019436 | 0.0038642 | 0.0057762 | 0.0076691 | 0.009545 | 0.011405 | 0.013251 | 0.015082 | 0.016898 | 0.018699
| Griddles_Com, P - Cook | Prp | Yes | Hospital | Cooking | NC | 0.00059754 | 0.0011578 | 0.0016977 | 0.0022137 | 0.0027027 | 0.0031731 | 0.0036351 | 0.004091 | 0.0045413 | 0.004984
| Griddles_Com, P - Cook | Prp | Yes | Hospital | Cooking | REPL | 0.0050976 | 0.010135 | 0.015149 | 0.020114 | 0.025034 | 0.029911 | 0.034752 | 0.039555 | 0.04432 | 0.049043
| Clothes Washer Elec WH_Com, P - Oth [unit w/ propane dry - Dryer] | Prp | Yes | Hospital | Other | NC | 1.2553e-06 | 2.4321e-06 | 3.5663e-06 | 4.6503e-06 | 5.6776e-06 | 6.6657e-06 | 7.6363e-06 | 7.3484e-06 | 7.1366e-06 | 6.9609e-06
| Clothes Washer Elec WH_Com, P - Oth [unit w/ propane dry - Dryer] | Prp | Yes | Hospital | Other | REPL | 1.8357e-05 | 3.6497e-05 | 5.4556e-05 | 7.2434e-05 | 9.0152e-05 | 0.00010772 | 0.00012515 | 0.00012409 | 0.00012311 | 0.00012206
| Clothes Washer Gas WH_Com, P - Oth [unit w/ propane dry - Dryer] | Prp | Yes | Hospital | Other | NC | 1.2553e-06 | 2.4321e-06 | 3.5663e-06 | 4.6503e-06 | 5.6776e-06 | 6.6657e-06 | 7.6363e-06 | 7.3484e-06 | 7.1366e-06 | 6.9609e-06
| Clothes Washer Gas WH_Com, P - Oth [unit w/ propane dry - Dryer] | Prp | Yes | Hospital | Other | REPL | 1.8357e-05 | 3.6497e-05 | 5.4556e-05 | 7.2434e-05 | 9.0152e-05 | 0.00010772 | 0.00012515 | 0.00012409 | 0.00012311 | 0.00012206
| Clothes Washer Oil WH_Com, P - Oth [unit w/ propane dry - Dryer] | Prp | Yes | Hospital | Other | NC | 1.8829e-06 | 3.6482e-06 | 5.3495e-06 | 6.9754e-06 | 8.5164e-06 | 9.9986e-06 | 1.1455e-05 | 1.1023e-05 | 1.0705e-05 | 1.0441e-05
| Clothes Washer Oil WH_Com, P - Oth [unit w/ propane dry - Dryer] | Prp | Yes | Hospital | Other | REPL | 2.7536e-05 | 5.4746e-05 | 8.1834e-05 | 0.00010865 | 0.00013523 | 0.00016158 | 0.00018773 | 0.00018613 | 0.00018466 | 0.00018309
| Clothes Washer Propane WH_Com, P - HWat [unit w/ elec dry - Water Heater] | Prp | Yes | Hospital | Water Heating | NC | 0.00010318 | 0.00019993 | 0.00029316 | 0.00038226 | 0.00046671 | 0.00054794 | 0.00062773 | 0.00060406 | 0.00058664 | 0.0005722
| Clothes Washer Propane WH_Com, P - HWat [unit w/ elec dry - Water Heater] | Prp | Yes | Hospital | Water Heating | REPL | 0.001509 | 0.0030002 | 0.0044846 | 0.0059543 | 0.0074107 | 0.0088546 | 0.010288 | 0.0102 | 0.01012 | 0.010034
| Clothes Washer Propane WH_Com, P - HWat [unit w/ gas dry - Water Heater] | Prp | Yes | Hospital | Water Heating | NC | 5.1592e-05 | 9.9963e-05 | 0.00014658 | 0.00019113 | 0.00023336 | 0.00027397 | 0.00031386 | 0.00030203 | 0.00029332 | 0.0002861
| Clothes Washer Propane WH_Com, P - HWat [unit w/ gas dry - Water Heater] | Prp | Yes | Hospital | Water Heating | REPL | 0.00075451 | 0.0015001 | 0.0022423 | 0.0029771 | 0.0037054 | 0.0044273 | 0.0051438 | 0.0051002 | 0.0050598 | 0.0050168
| Clothes Washer Propane WH_Com, P - Oth [unit w/ propane dry - Dryer] | Prp | Yes | Hospital | Other | NC | 1.2553e-06 | 2.4321e-06 | 3.5663e-06 | 4.6503e-06 | 5.6776e-06 | 6.6657e-06 | 7.6363e-06 | 7.3484e-06 | 7.1366e-06 | 6.9609e-06
| Clothes Washer Propane WH_Com, P - Oth [unit w/ propane dry - Dryer] | Prp | Yes | Hospital | Other | REPL | 1.8357e-05 | 3.6497e-05 | 5.4556e-05 | 7.2434e-05 | 9.0152e-05 | 0.00010772 | 0.00012515 | 0.00012409 | 0.00012311 | 0.00012206
| Clothes Washer Propane WH_Com, P - HWat [unit w/ propane dry - Water Heater] | Prp | Yes | Hospital | Water Heating | NC | 0.00065655 | 0.0012721 | 0.0018653 | 0.0024323 | 0.0029696 | 0.0034864 | 0.0039941 | 0.0038435 | 0.0037327 | 0.0036408
| Clothes Washer Propane WH_Com, P - HWat [unit w/ propane dry - Water Heater] | Prp | Yes | Hospital | Water Heating | REPL | 0.0096016 | 0.019089 | 0.028535 | 0.037886 | 0.047153 | 0.05634 | 0.065459 | 0.064903 | 0.06439 | 0.063842
| Ozone Laundry_Com, P - HWat | Prp | Yes | Hospital | Water Heating | RET | 0.032935 | 0.06548 | 0.09788 | 0.12996 | 0.16174 | 0.19326 | 0.22453 | 0.25556 | 0.28635 | 0.31687
| Dishwasher_Com, P - HWat [Building w propane WH] | Prp | Yes | Hospital | Water Heating | NC | 7.6023e-05 | 0.0001473 | 0.00021599 | 0.00028164 | 0.00034386 | 0.0004037 | 0.00046249 | 0.00052048 | 0.00057777 | 0.00063409
| Dishwasher_Com, P - HWat [Building w propane WH] | Prp | Yes | Hospital | Water Heating | REPL | 0.00061522 | 0.0012232 | 0.0018284 | 0.0024275 | 0.0030213 | 0.00361 | 0.0041942 | 0.0047739 | 0.0053489 | 0.005919
| Faucet Aerator_Com, P - HWat | Prp | Yes | Hospital | Water Heating | RET | 0.0033497 | 0.0066596 | 0.0099548 | 0.013217 | 0.01645 | 0.019655 | 0.022836 | 0.025992 | 0.029123 | 0.032227
| FF Storage Water Heater_Com, P - HWat | Prp | Yes | Hospital | Water Heating | NC | 0.0028245 | 0.0054725 | 0.0080246 | 0.010464 | 0.012775 | 0.014999 | 0.017183 | 0.019337 | 0.021466 | 0.023558
| FF Storage Water Heater_Com, P - HWat | Prp | No | Hospital | Water Heating | RET | 0.019749 | 0.037931 | 0.054796 | 0.070351 | 0.084714 | 0.097981 | 0.11025 | 0.1229 | 0.13589 | 0.14918
| FF Storage Water Heater_Com, P - HWat | Prp | Yes | Hospital | Water Heating | REPL | 0.019276 | 0.034514 | 0.047788 | 0.059052 | 0.068355 | 0.075732 | 0.081224 | 0.086136 | 0.090476 | 0.09425
| FF Instantaneous Water Heater_Com, P - HWat | Prp | Yes | Hospital | Water Heating | NC | 0.0047342 | 0.0091727 | 0.01345 | 0.017538 | 0.021413 | 0.02514 | 0.0288 | 0.032412 | 0.035979 | 0.039487
| FF Instantaneous Water Heater_Com, P - HWat | Prp | No | Hospital | Water Heating | RET | 0.033102 | 0.063577 | 0.091844 | 0.11792 | 0.14199 | 0.16423 | 0.18479 | 0.2038 | 0.22136 | 0.23759
| FF Instantaneous Water Heater_Com, P - HWat | Prp | Yes | Hospital | Water Heating | REPL | 0.024232 | 0.043388 | 0.060075 | 0.074234 | 0.085928 | 0.095203 | 0.10211 | 0.10667 | 0.10894 | 0.10894
| Clothes Dryer_Com, P - Oth | Prp | Yes | Hospital | Other | NC | 4.5742e-05 | 8.8628e-05 | 0.00012996 | 0.00016946 | 0.0002069 | 0.0002429 | 0.00027827 | 0.00031317 | 0.00034764 | 0.00038153
| Clothes Dryer_Com, P - Oth | Prp | Yes | Hospital | Other | RET | 0.00044558 | 0.00084398 | 0.0012029 | 0.0015244 | 0.0018126 | 0.0020712 | 0.0023035 | 0.0025168 | 0.0027131 | 0.002894
| Clothes Dryer_Com, P - Oth | Prp | Yes | Hospital | Other | REPL | 0.00033448 | 0.00059889 | 0.00082922 | 0.0010247 | 0.0011861 | 0.0013141 | 0.0014094 | 0.001476 | 0.0015145 | 0.0015253
| Pnemautic to DDC_Com, P - TotF [Building w Propane Heat] | Prp | No | Hospital | Total FF | RET | 0.015256 | 0.030331 | 0.045338 | 0.060196 | 0.07492 | 0.089517 | 0.104 | 0.11838 | 0.13264 | 0.14677
| Data Center_Com, P - TotF [Building w Propane Heat] | Prp | Yes | Hospital | Total FF | NC | 0 | 0 | 0 | 0 | 0 | 0 | 0 | 0 | 0 | 0
| Data Center_Com, P - TotF [Building w Propane Heat] | Prp | No | Hospital | Total FF | RET | 0 | 0 | 0 | 0 | 0 | 0 | 0 | 0 | 0 | 0
| RCx_Com, P - TotF [Building w Propane Heat] | Prp | Yes | Hospital | Total FF | RET | 0.041594 | 0.082696 | 0.12361 | 0.16412 | 0.20427 | 0.24407 | 0.28357 | 0.32276 | 0.32004 | 0.31748
| Commissioning_Com, P - TotF [Building w Propane Heat] | Prp | Yes | Hospital | Total FF | NC | 0 | 0 | 0 | 0 | 0 | 0 | 0 | 0 | 0 | 0
| Integrated Building Design_Com, P - TotF [Building w Propane Heat] | Prp | Yes | Hospital | Total FF | NC | 0.0027226 | 0.0052753 | 0.0077353 | 0.010086 | 0.012315 | 0.014458 | 0.016563 | 0.01864 | 0.020692 | 0.022709
| Deep Energy Retrofit_Com, P - TotF [Building w Propane Heat] | Prp | Yes | Hospital | Total FF | RET | 0.0097648 | 0.019414 | 0.02902 | 0.03853 | 0.047954 | 0.057298 | 0.066571 | 0.075771 | 0.084898 | 0.093946
| EMS_Com, P - TotF [Building w Propane Heat] | Prp | Yes | Hospital | Total FF | NC | 0.005306 | 0.010281 | 0.015075 | 0.019657 | 0.024 | 0.028177 | 0.032279 | 0.036327 | 0.040326 | 0.044257
| EMS_Com, P - TotF [Building w Propane Heat] | Prp | Yes | Hospital | Total FF | RET | 0.066238 | 0.13169 | 0.19685 | 0.26136 | 0.32529 | 0.38867 | 0.45157 | 0.51398 | 0.57589 | 0.63727
| Int Ltg Ctrls_Com, E/P - IntL | E | Yes | Hospital | Interior Lighting | RET | -0.00053553 | -0.0010612 | -0.0016212 | -0.0021823 | -0.002738 | -0.0032976 | -0.003847 | -0.0044097 | -0.0044335 | -0.0044543
| Repl Scre_Com, E/P - IntL | E | Yes | Hospital | Interior Lighting | NC | -1.3159e-05 | -2.5667e-05 | -1.2508e-05 | 0 | 0 | 0 | 0 | 0 | 0 | 0
| Repl Scre_Com, E/P - IntL | E | Yes | Hospital | Interior Lighting | RET | -1.5797e-06 | -3.1302e-06 | -1.5505e-06 | 0 | 0 | 0 | 0 | 0 | 0 | 0
| Repl Scre_Com, E/P - IntL | E | Yes | Hospital | Interior Lighting | REPL | -0.00067539 | -0.0013383 | -0.00066291 | 0 | 0 | 0 | 0 | 0 | 0 | 0
| Lin LED Fixture_Com, E/P - IntL | E | No | Hospital | Interior Lighting | NC | -1.6239e-05 | -3.1674e-05 | -4.6475e-05 | -6.0857e-05 | -7.4368e-05 | -8.7793e-05 | -0.000101 | -0.00011383 | -0.00012653 | -0.00013908
| Lin LED Fixture_Com, E/P - IntL | E | No | Hospital | Interior Lighting | RET | -0.00016669 | -0.00031752 | -0.00046564 | -0.00060246 | -0.00072737 | -0.00084331 | -0.00094825 | -0.0010473 | -0.0011456 | -0.0012413
| Lin LED Fixture_Com, E/P - IntL | E | No | Hospital | Interior Lighting | REPL | -0.00010045 | -0.00017932 | -0.00025285 | -0.000316 | -0.00036812 | -0.0004101 | -0.00044101 | -0.00046212 | -0.0004771 | -0.00048588
| LED Tube Repl_Com, E/P - IntL | E | Yes | Hospital | Interior Lighting | RET | -0.00089143 | -0.001698 | -0.0024901 | -0.0032218 | -0.0038898 | -0.0045715 | -0.0052489 | -0.0059506 | -0.0066551 | -0.0073498
| LED Tube Repl_Com, E/P - IntL | E | Yes | Hospital | Interior Lighting | REPL | -0.00078887 | -0.0014083 | -0.0019858 | -0.0024817 | -0.002891 | -0.0032753 | -0.0036252 | -0.0039555 | -0.0042559 | -0.0045223
| Repl pin CFL wLED_Com, E/P - IntL | E | No | Hospital | Interior Lighting | RET | -2.9655e-05 | -5.6903e-05 | -8.4075e-05 | -0.00010956 | -0.00013319 | -0.00015885 | -0.00018576 | -0.00021497 | -0.00024553 | -0.00027579
| Repl pin CFL wLED_Com, E/P - IntL | E | No | Hospital | Interior Lighting | REPL | -2.8894e-05 | -5.1583e-05 | -7.2733e-05 | -9.0898e-05 | -0.00010589 | -0.00012127 | -0.00013664 | -0.00015267 | -0.00016889 | -0.00018501
| Stair Occ Sensor_Com, E/P - IntL | E | No | Hospital | Interior Lighting | NC | -1.08e-05 | -2.1065e-05 | -3.0908e-05 | -4.0472e-05 | -4.9458e-05 | -5.8386e-05 | -6.7168e-05 | -7.5702e-05 | -8.4148e-05 | -9.2496e-05
| Stair Occ Sensor_Com, E/P - IntL | E | No | Hospital | Interior Lighting | RET | -8.3142e-05 | -0.00016475 | -0.00025169 | -0.0003388 | -0.00042508 | -0.00051196 | -0.00059725 | -0.00068461 | -0.00077144 | -0.00085628
| Int Delamping_Com, E/P - IntL | E | Yes | Hospital | Interior Lighting | RET | -7.8844e-06 | -1.5623e-05 | -2.3868e-05 | -3.2129e-05 | -4.0311e-05 | -4.8549e-05 | -5.6637e-05 | -6.4922e-05 | -7.3156e-05 | -8.1202e-05
| Int Ltg Dsgn_Com, E/P - IntL | E | Yes | Hospital | Interior Lighting | NC | -1.3716e-05 | -2.6752e-05 | -3.9253e-05 | -5.1401e-05 | -6.2812e-05 | -7.4151e-05 | -8.5304e-05 | -9.6143e-05 | -0.00010687 | -0.00011747
| Optimized Unitary AC Sys_Com, P - Heat [Building w Propane Heat] | Prp | Yes | Food Service | Space Heating | NC | 0.23282 | 0.45111 | 0.66148 | 0.86252 | 1.0531 | 1.2364 | 1.4164 | 1.594 | 1.7694 | 1.9419
| Cool Roof_Com, P - Heat [Building w Propane Heat] | Prp | No | Food Service | Space Heating | NC | -0.020618 | -0.039949 | -0.058579 | -0.076384 | -0.093259 | -0.10949 | -0.12543 | -0.14116 | -0.1567 | -0.17198
| Cool Roof_Com, P - Heat [Building w Propane Heat] | Prp | No | Food Service | Space Heating | RET | -0.10765 | -0.21402 | -0.31992 | -0.42475 | -0.52865 | -0.63165 | -0.73388 | -0.8353 | -0.93592 | -1.0357
| Programmable TStat_Com, P - Heat [Building w Propane Heat] | Prp | Yes | Food Service | Space Heating | NC | 0 | 0 | 0 | 0 | 0 | 0 | 0 | 0 | 0 | 0
| Programmable TStat_Com, P - Heat [Building w Propane Heat] | Prp | Yes | Food Service | Space Heating | RET | 0 | 0 | 0 | 0 | 0 | 0 | 0 | 0 | 0 | 0
| Smart TStat_Com, P - Heat [Building w Propane Heat] | Prp | Yes | Food Service | Space Heating | NC | 0.09211 | 0.17847 | 0.2617 | 0.34124 | 0.41662 | 0.48913 | 0.56036 | 0.63063 | 0.70003 | 0.76828
| Smart TStat_Com, P - Heat [Building w Propane Heat] | Prp | Yes | Food Service | Space Heating | RET | 0.33815 | 0.67229 | 1.0049 | 1.3343 | 1.6606 | 1.9842 | 2.3053 | 2.6239 | 2.94 | 3.2533
| Boiler Blowdown Controls_Com, P - Heat | Prp | No | Food Service | Space Heating | RET | 0.083444 | 0.1659 | 0.24799 | 0.32925 | 0.40979 | 0.40619 | 0.40298 | 0.39951 | 0.39623 | 0.39302
| Boiler Modifications_Com, P - Heat | Prp | Yes | Food Service | Space Heating | RET | 0.27488 | 0.54651 | 0.81692 | 1.0846 | 1.3499 | 1.613 | 1.874 | 2.133 | 2.1987 | 2.1808
| Boilers_Com, P - Heat | Prp | Yes | Food Service | Space Heating | NC | 0.064536 | 0.12504 | 0.18335 | 0.23908 | 0.2919 | 0.3427 | 0.39261 | 0.44184 | 0.49047 | 0.53828
| Boilers_Com, P - Heat | Prp | Yes | Food Service | Space Heating | RET | 0.50613 | 0.96794 | 1.3925 | 1.7806 | 2.1357 | 2.4608 | 2.7588 | 3.0317 | 3.2817 | 3.5106
| Boilers_Com, P - Heat | Prp | Yes | Food Service | Space Heating | REPL | 0.26426 | 0.47317 | 0.65515 | 0.80957 | 0.9371 | 1.0382 | 1.1135 | 1.1633 | 1.188 | 1.188
| Furnace_Com, P - Heat | Prp | Yes | Food Service | Space Heating | NC | 0.048074 | 0.093146 | 0.13658 | 0.1781 | 0.21744 | 0.25529 | 0.29246 | 0.32913 | 0.36536 | 0.40098
| Furnace_Com, P - Heat | Prp | Yes | Food Service | Space Heating | RET | 0.37077 | 0.70954 | 1.0214 | 1.3069 | 1.5685 | 1.8083 | 2.0283 | 2.2302 | 2.4154 | 2.5852
| Furnace_Com, P - Heat | Prp | Yes | Food Service | Space Heating | REPL | 0.21397 | 0.38312 | 0.53047 | 0.6555 | 0.75876 | 0.84066 | 0.90162 | 0.94194 | 0.96194 | 0.96194
| Unit Heater_Com, P - Heat | Prp | Yes | Food Service | Space Heating | NC | 0.089072 | 0.17258 | 0.25306 | 0.32998 | 0.40288 | 0.473 | 0.54187 | 0.60982 | 0.67694 | 0.74293
| Unit Heater_Com, P - Heat | Prp | Yes | Food Service | Space Heating | RET | 0.91184 | 1.7228 | 2.4493 | 3.0967 | 3.6741 | 4.1893 | 4.6495 | 5.0604 | 5.4273 | 5.7547
| Unit Heater_Com, P - Heat | Prp | Yes | Food Service | Space Heating | REPL | 0.53638 | 0.96039 | 1.3297 | 1.6432 | 1.902 | 2.1073 | 2.2601 | 2.3612 | 2.4113 | 2.4113
| Destratification Fans_Com, P - Heat | Prp | Yes | Food Service | Space Heating | NC | 0.058781 | 0.11389 | 0.167 | 0.21776 | 0.26587 | 0.31215 | 0.3576 | 0.40244 | 0.44673 | 0.49029
| Destratification Fans_Com, P - Heat | Prp | Yes | Food Service | Space Heating | RET | 0.28655 | 0.55554 | 0.80995 | 1.0492 | 1.2745 | 1.4866 | 1.6867 | 1.9052 | 2.1409 | 2.3924
| Destratification Fans_Com, P - Heat | Prp | Yes | Food Service | Space Heating | REPL | 0.40117 | 0.7183 | 0.99455 | 1.229 | 1.4226 | 1.5761 | 1.6904 | 1.808 | 1.9288 | 2.0527
| Forced Air Heating Maintenance_Com, P - Heat | Prp | Yes | Food Service | Space Heating | RET | 0.0147 | 0.029226 | 0.043687 | 0.058003 | 0.072191 | 0.071557 | 0.070991 | 0.07038 | 0.069803 | 0.069237
| Windows_Com, P - Heat [Building w Propane Heat] | Prp | Yes | Food Service | Space Heating | NC | 0.09199 | 0.17824 | 0.26135 | 0.34079 | 0.41608 | 0.48849 | 0.55962 | 0.6298 | 0.69912 | 0.76727
| Window Film_Com, P - Heat [Building w Propane Heat] | Prp | No | Food Service | Space Heating | RET | 0 | 0 | 0 | 0 | 0 | 0 | 0 | 0 | 0 | 0
| Kitchen DCV_Com, P - Heat [Building w Propane Heat] | Prp | Yes | Food Service | Space Heating | NC | 0.28128 | 0.545 | 0.79916 | 1.0421 | 1.2723 | 1.4937 | 1.7112 | 1.9258 | 2.1377 | 2.3461
| Kitchen DCV_Com, P - Heat [Building w Propane Heat] | Prp | Yes | Food Service | Space Heating | RET | 2.678 | 5.0781 | 7.2453 | 9.1913 | 10.9405 | 12.5133 | 13.9291 | 15.2424 | 16.463 | 17.5992
| Kitchen DCV_Com, P - Heat [Building w Propane Heat] | Prp | Yes | Food Service | Space Heating | REPL | 1.9197 | 3.4372 | 4.7592 | 5.8809 | 6.8073 | 7.5421 | 8.089 | 8.4788 | 8.7141 | 8.7971
| Duct Sealing Non Regulated_Com, P - Heat [Building w Propane Heat] | Prp | Yes | Food Service | Space Heating | RET | 0.35671 | 0.7092 | 1.0601 | 1.4075 | 1.7518 | 2.0931 | 2.4319 | 2.768 | 3.1014 | 3.4319
| Ovens_Com, P - Cook | Prp | Yes | Food Service | Cooking | NC | 0.59501 | 1.1529 | 1.6905 | 2.2043 | 2.6913 | 3.1597 | 3.6198 | 4.0737 | 4.5221 | 4.9629
| Ovens_Com, P - Cook | Prp | Yes | Food Service | Cooking | REPL | 5.076 | 10.0919 | 15.0854 | 20.0289 | 24.9281 | 29.7851 | 34.6056 | 39.388 | 44.1324 | 48.8361
| Fryers_Com, P - Cook | Prp | Yes | Food Service | Cooking | NC | 0.057931 | 0.11224 | 0.16459 | 0.21461 | 0.26203 | 0.30763 | 0.35242 | 0.39662 | 0.44027 | 0.48319
| Fryers_Com, P - Cook | Prp | Yes | Food Service | Cooking | REPL | 0.4942 | 0.98255 | 1.4687 | 1.95 | 2.427 | 2.8999 | 3.3692 | 3.8348 | 4.2967 | 4.7547
| Griddles_Com, P - Cook | Prp | Yes | Food Service | Cooking | NC | 0.15194 | 0.29439 | 0.43167 | 0.56287 | 0.68722 | 0.80682 | 0.92431 | 1.0402 | 1.1547 | 1.2673
| Griddles_Com, P - Cook | Prp | Yes | Food Service | Cooking | REPL | 1.2962 | 2.577 | 3.852 | 5.1144 | 6.3654 | 7.6056 | 8.8365 | 10.0577 | 11.2692 | 12.4703
| Clothes Washer Elec WH_Com, P - Oth [unit w/ propane dry - Dryer] | Prp | Yes | Food Service | Other | NC | 1.3013e-05 | 2.5213e-05 | 3.6971e-05 | 4.8207e-05 | 5.8857e-05 | 6.9101e-05 | 7.9163e-05 | 7.6178e-05 | 7.3982e-05 | 7.2161e-05
| Clothes Washer Elec WH_Com, P - Oth [unit w/ propane dry - Dryer] | Prp | Yes | Food Service | Other | REPL | 0.0001903 | 0.00037835 | 0.00056556 | 0.0007509 | 0.00093457 | 0.0011167 | 0.0012974 | 0.0012864 | 0.0012762 | 0.0012653
| Clothes Washer Gas WH_Com, P - Oth [unit w/ propane dry - Dryer] | Prp | Yes | Food Service | Other | NC | 1.3013e-05 | 2.5213e-05 | 3.6971e-05 | 4.8207e-05 | 5.8857e-05 | 6.9101e-05 | 7.9163e-05 | 7.6178e-05 | 7.3982e-05 | 7.2161e-05
| Clothes Washer Gas WH_Com, P - Oth [unit w/ propane dry - Dryer] | Prp | Yes | Food Service | Other | REPL | 0.0001903 | 0.00037835 | 0.00056556 | 0.0007509 | 0.00093457 | 0.0011167 | 0.0012974 | 0.0012864 | 0.0012762 | 0.0012653
| Clothes Washer Oil WH_Com, P - Oth [unit w/ propane dry - Dryer] | Prp | Yes | Food Service | Other | NC | 1.9519e-05 | 3.7819e-05 | 5.5456e-05 | 7.2311e-05 | 8.8286e-05 | 0.00010365 | 0.00011874 | 0.00011427 | 0.00011097 | 0.00010824
| Clothes Washer Oil WH_Com, P - Oth [unit w/ propane dry - Dryer] | Prp | Yes | Food Service | Other | REPL | 0.00028545 | 0.00056753 | 0.00084834 | 0.0011263 | 0.0014019 | 0.001675 | 0.0019461 | 0.0019296 | 0.0019143 | 0.001898
| Clothes Washer Propane WH_Com, P - HWat [unit w/ elec dry - Water Heater] | Prp | Yes | Food Service | Water Heating | NC | 0.00097232 | 0.0018839 | 0.0027625 | 0.0036021 | 0.0043979 | 0.0051633 | 0.0059151 | 0.0056921 | 0.005528 | 0.0053919
| Clothes Washer Propane WH_Com, P - HWat [unit w/ elec dry - Water Heater] | Prp | Yes | Food Service | Water Heating | REPL | 0.01422 | 0.028271 | 0.042259 | 0.056108 | 0.069832 | 0.083438 | 0.096942 | 0.09612 | 0.095359 | 0.094547
| Clothes Washer Propane WH_Com, P - HWat [unit w/ gas dry - Water Heater] | Prp | Yes | Food Service | Water Heating | NC | 0.00048616 | 0.00094196 | 0.0013812 | 0.001801 | 0.0021989 | 0.0025816 | 0.0029576 | 0.002846 | 0.002764 | 0.002696
| Clothes Washer Propane WH_Com, P - HWat [unit w/ gas dry - Water Heater] | Prp | Yes | Food Service | Water Heating | REPL | 0.0071098 | 0.014135 | 0.02113 | 0.028054 | 0.034916 | 0.041719 | 0.048471 | 0.04806 | 0.047679 | 0.047274
| Clothes Washer Propane WH_Com, P - Oth [unit w/ propane dry - Dryer] | Prp | Yes | Food Service | Other | NC | 1.3013e-05 | 2.5213e-05 | 3.6971e-05 | 4.8207e-05 | 5.8857e-05 | 6.9101e-05 | 7.9163e-05 | 7.6178e-05 | 7.3982e-05 | 7.2161e-05
| Clothes Washer Propane WH_Com, P - Oth [unit w/ propane dry - Dryer] | Prp | Yes | Food Service | Other | REPL | 0.0001903 | 0.00037835 | 0.00056556 | 0.0007509 | 0.00093457 | 0.0011167 | 0.0012974 | 0.0012864 | 0.0012762 | 0.0012653
| Clothes Washer Propane WH_Com, P - HWat [unit w/ propane dry - Water Heater] | Prp | Yes | Food Service | Water Heating | NC | 0.00097709 | 0.0018932 | 0.002776 | 0.0036198 | 0.0044195 | 0.0051886 | 0.0059442 | 0.00572 | 0.0055552 | 0.0054184
| Clothes Washer Propane WH_Com, P - HWat [unit w/ propane dry - Water Heater] | Prp | Yes | Food Service | Water Heating | REPL | 0.014289 | 0.02841 | 0.042467 | 0.056383 | 0.070175 | 0.083848 | 0.097418 | 0.096591 | 0.095827 | 0.095011
| Dishwasher_Com, P - HWat [Building w propane WH] | Prp | Yes | Food Service | Water Heating | NC | 0.0099496 | 0.019278 | 0.028268 | 0.03686 | 0.045003 | 0.052835 | 0.060529 | 0.068119 | 0.075616 | 0.082988
| Dishwasher_Com, P - HWat [Building w propane WH] | Prp | Yes | Food Service | Water Heating | REPL | 0.080518 | 0.16008 | 0.23929 | 0.31771 | 0.39542 | 0.47246 | 0.54893 | 0.62479 | 0.70005 | 0.77466
| Faucet Aerator_Com, P - HWat | Prp | Yes | Food Service | Water Heating | RET | 0.13152 | 0.26148 | 0.39086 | 0.51894 | 0.64588 | 0.77172 | 0.89661 | 1.0205 | 1.1434 | 1.2653
| Pre Rinse Sprayers_Com, P - HWat | Prp | Yes | Food Service | Water Heating | RET | 1.2478 | 2.4809 | 3.7084 | 3.8076 | 3.9091 | 3.8734 | 3.8413 | 3.8101 | 3.7802 | 3.7494
| FF Storage Water Heater_Com, P - HWat | Prp | Yes | Food Service | Water Heating | NC | 0.1109 | 0.21487 | 0.31507 | 0.41083 | 0.50159 | 0.58889 | 0.67464 | 0.75924 | 0.84281 | 0.92497
| FF Storage Water Heater_Com, P - HWat | Prp | No | Food Service | Water Heating | RET | 0.7754 | 1.4893 | 2.1514 | 2.7622 | 3.3261 | 3.847 | 4.3287 | 4.8254 | 5.3355 | 5.8573
| FF Storage Water Heater_Com, P - HWat | Prp | Yes | Food Service | Water Heating | REPL | 0.75684 | 1.3551 | 1.8763 | 2.3186 | 2.6838 | 2.9735 | 3.1891 | 3.3819 | 3.5523 | 3.7005
| FF Instantaneous Water Heater_Com, P - HWat | Prp | Yes | Food Service | Water Heating | NC | 0.18588 | 0.36015 | 0.5281 | 0.68861 | 0.84074 | 0.98706 | 1.1308 | 1.2726 | 1.4127 | 1.5504
| FF Instantaneous Water Heater_Com, P - HWat | Prp | No | Food Service | Water Heating | RET | 1.2997 | 2.4962 | 3.6061 | 4.6298 | 5.575 | 6.4481 | 7.2554 | 8.0017 | 8.6914 | 9.3286
| FF Instantaneous Water Heater_Com, P - HWat | Prp | Yes | Food Service | Water Heating | REPL | 0.95142 | 1.7035 | 2.3587 | 2.9147 | 3.3738 | 3.738 | 4.009 | 4.1883 | 4.2772 | 4.2772
| Clothes Dryer_Com, P - Oth | Prp | Yes | Food Service | Other | NC | 0.00039516 | 0.00076564 | 0.0011227 | 0.0014639 | 0.0017873 | 0.0020984 | 0.002404 | 0.0027054 | 0.0030032 | 0.003296
| Clothes Dryer_Com, P - Oth | Prp | Yes | Food Service | Other | RET | 0.0038493 | 0.007291 | 0.010391 | 0.013169 | 0.015659 | 0.017893 | 0.019899 | 0.021742 | 0.023438 | 0.025
| Clothes Dryer_Com, P - Oth | Prp | Yes | Food Service | Other | REPL | 0.0028895 | 0.0051737 | 0.0071634 | 0.0088519 | 0.010246 | 0.011352 | 0.012175 | 0.012751 | 0.013084 | 0.013176
| Pnemautic to DDC_Com, P - TotF [Building w Propane Heat] | Prp | Yes | Food Service | Total FF | RET | 0.72685 | 1.4451 | 2.1601 | 2.868 | 3.5695 | 4.265 | 4.9553 | 5.6401 | 6.3194 | 6.993
| RCx_Com, P - TotF [Building w Propane Heat] | Prp | Yes | Food Service | Total FF | RET | 1.5259 | 3.0338 | 4.535 | 6.0211 | 7.4939 | 8.9539 | 10.4031 | 11.8408 | 11.7411 | 11.6472
| Commissioning_Com, P - TotF [Building w Propane Heat] | Prp | Yes | Food Service | Total FF | NC | 0 | 0 | 0 | 0 | 0 | 0 | 0 | 0 | 0 | 0
| Integrated Building Design_Com, P - TotF [Building w Propane Heat] | Prp | Yes | Food Service | Total FF | NC | 0.12972 | 0.25134 | 0.36855 | 0.48056 | 0.58673 | 0.68884 | 0.78915 | 0.88811 | 0.98586 | 1.082
| Deep Energy Retrofit_Com, P - TotF [Building w Propane Heat] | Prp | Yes | Food Service | Total FF | RET | 0.46524 | 0.92496 | 1.3826 | 1.8357 | 2.2848 | 2.7299 | 3.1717 | 3.6101 | 4.0449 | 4.476
| EMS_Com, P - TotF [Building w Propane Heat] | Prp | Yes | Food Service | Total FF | NC | 0.2528 | 0.48982 | 0.71825 | 0.93655 | 1.1435 | 1.3425 | 1.5379 | 1.7308 | 1.9213 | 2.1086
| EMS_Com, P - TotF [Building w Propane Heat] | Prp | Yes | Food Service | Total FF | RET | 3.1559 | 6.2743 | 9.3789 | 12.4524 | 15.4983 | 18.518 | 21.515 | 24.4883 | 27.438 | 30.3624
| Int Ltg Ctrls_Com, E/P - IntL | E | Yes | Food Service | Interior Lighting | RET | -0.13857 | -0.27457 | -0.41947 | -0.56465 | -0.70845 | -0.85323 | -0.99538 | -1.141 | -1.1471 | -1.1525
| Exit Sign RetFit_Com, E/P - IntL | E | No | Food Service | Interior Lighting | RET | -0.0056751 | -0.011245 | -0.01718 | -0.023126 | -0.029015 | -0.034945 | -0.040767 | -0.04673 | -0.052657 | -0.058448
| LED HiLo Bay_Com, E/P - IntL | E | No | Food Service | Interior Lighting | NC | -1.7843e-07 | -3.4803e-07 | -5.1066e-07 | -6.6869e-07 | -8.1715e-07 | -9.6466e-07 | -1.1098e-06 | -1.2508e-06 | -1.3903e-06 | -1.5282e-06
| LED HiLo Bay_Com, E/P - IntL | E | No | Food Service | Interior Lighting | RET | -1.8316e-06 | -3.5083e-06 | -5.1742e-06 | -6.7312e-06 | -8.1693e-06 | -9.5199e-06 | -1.0757e-05 | -1.1938e-05 | -1.3033e-05 | -1.4138e-05
| LED HiLo Bay_Com, E/P - IntL | E | No | Food Service | Interior Lighting | REPL | -9.5315e-07 | -1.7016e-06 | -2.3993e-06 | -2.9985e-06 | -3.493e-06 | -3.8914e-06 | -4.1848e-06 | -4.3851e-06 | -4.4846e-06 | -4.5403e-06
| Repl Scre_Com, E/P - IntL | E | No | Food Service | Interior Lighting | NC | -0.02083 | -0.04063 | -0.0198 | 0 | 0 | 0 | 0 | 0 | 0 | 0
| Repl Scre_Com, E/P - IntL | E | No | Food Service | Interior Lighting | RET | -0.13258 | -0.26271 | -0.13013 | 0 | 0 | 0 | 0 | 0 | 0 | 0
| Repl Scre_Com, E/P - IntL | E | No | Food Service | Interior Lighting | REPL | -1.0691 | -2.1185 | -1.0494 | 0 | 0 | 0 | 0 | 0 | 0 | 0
| Lin LED Fixture_Com, E/P - IntL | E | No | Food Service | Interior Lighting | NC | -0.0022165 | -0.0043234 | -0.0063436 | -0.0083067 | -0.010151 | -0.011983 | -0.013786 | -0.015538 | -0.017271 | -0.018984
| Lin LED Fixture_Com, E/P - IntL | E | No | Food Service | Interior Lighting | RET | -0.016902 | -0.032196 | -0.047216 | -0.061089 | -0.073755 | -0.085512 | -0.096152 | -0.1062 | -0.11616 | -0.12587
| Lin LED Fixture_Com, E/P - IntL | E | No | Food Service | Interior Lighting | REPL | -0.013711 | -0.024477 | -0.034513 | -0.043132 | -0.050246 | -0.055977 | -0.060196 | -0.063078 | -0.065123 | -0.066321
| LED Tube Repl_Com, E/P - IntL | E | Yes | Food Service | Interior Lighting | RET | -0.10634 | -0.20256 | -0.29706 | -0.38434 | -0.46403 | -0.54535 | -0.62617 | -0.70987 | -0.79391 | -0.87678
| LED Tube Repl_Com, E/P - IntL | E | Yes | Food Service | Interior Lighting | REPL | -0.12668 | -0.22615 | -0.31888 | -0.39852 | -0.46425 | -0.52595 | -0.58214 | -0.63518 | -0.68343 | -0.7262
| Repl pin CFL wLED_Com, E/P - IntL | E | No | Food Service | Interior Lighting | RET | -0.0041744 | -0.0080098 | -0.011835 | -0.015422 | -0.018748 | -0.02236 | -0.026148 | -0.030259 | -0.034561 | -0.038821
| Repl pin CFL wLED_Com, E/P - IntL | E | No | Food Service | Interior Lighting | REPL | -0.0051802 | -0.0092479 | -0.01304 | -0.016296 | -0.018984 | -0.021741 | -0.024497 | -0.027372 | -0.030279 | -0.033169
| Stair Occ Sensor_Com, E/P - IntL | E | No | Food Service | Interior Lighting | NC | -0.0015057 | -0.0029369 | -0.0043093 | -0.0056428 | -0.0068956 | -0.0081404 | -0.0093648 | -0.010555 | -0.011732 | -0.012896
| Stair Occ Sensor_Com, E/P - IntL | E | No | Food Service | Interior Lighting | RET | -0.011592 | -0.02297 | -0.035091 | -0.047237 | -0.059267 | -0.071379 | -0.083271 | -0.095451 | -0.10756 | -0.11939
| Int Delamping_Com, E/P - IntL | E | Yes | Food Service | Interior Lighting | RET | -0.0010762 | -0.0021325 | -0.0032578 | -0.0043855 | -0.0055022 | -0.0066267 | -0.0077307 | -0.0088615 | -0.0099855 | -0.011084
| Int Ltg Dsgn_Com, E/P - IntL | E | Yes | Food Service | Interior Lighting | NC | -0.0035514 | -0.0069272 | -0.010164 | -0.013309 | -0.016264 | -0.0192 | -0.022088 | -0.024895 | -0.027672 | -0.030418
| DCV_Com, P - Heat [Building w Propane Heat] | Prp | Yes | Health Service | Space Heating | RET | 0.47029 | 0.93501 | 1.3977 | 1.8557 | 2.3096 | 2.7596 | 3.2062 | 3.6493 | 4.0888 | 4.5246
| Optimized Unitary AC Sys_Com, P - Heat [Building w Propane Heat] | Prp | Yes | Health Service | Space Heating | NC | 0.17858 | 0.34602 | 0.50738 | 0.66159 | 0.80775 | 0.94833 | 1.0864 | 1.2227 | 1.3572 | 1.4895
| Cool Roof_Com, P - Heat [Building w Propane Heat] | Prp | No | Health Service | Space Heating | NC | -0.011992 | -0.023235 | -0.034071 | -0.044426 | -0.054241 | -0.063681 | -0.072954 | -0.082102 | -0.091139 | -0.10002
| Cool Roof_Com, P - Heat [Building w Propane Heat] | Prp | No | Health Service | Space Heating | RET | -0.062609 | -0.12448 | -0.18607 | -0.24704 | -0.30747 | -0.36738 | -0.42684 | -0.48583 | -0.54434 | -0.60236
| Programmable TStat_Com, P - Heat [Building w Propane Heat] | Prp | Yes | Health Service | Space Heating | NC | 0 | 0 | 0 | 0 | 0 | 0 | 0 | 0 | 0 | 0
| Programmable TStat_Com, P - Heat [Building w Propane Heat] | Prp | Yes | Health Service | Space Heating | RET | 0 | 0 | 0 | 0 | 0 | 0 | 0 | 0 | 0 | 0
| Smart TStat_Com, P - Heat [Building w Propane Heat] | Prp | Yes | Health Service | Space Heating | NC | 0.052974 | 0.10264 | 0.15051 | 0.19625 | 0.23961 | 0.28131 | 0.32227 | 0.36268 | 0.4026 | 0.44185
| Smart TStat_Com, P - Heat [Building w Propane Heat] | Prp | Yes | Health Service | Space Heating | RET | 0.19447 | 0.38665 | 0.57796 | 0.76736 | 0.95506 | 1.1411 | 1.3258 | 1.509 | 1.6908 | 1.871
| Boiler Blowdown Controls_Com, P - Heat | Prp | No | Health Service | Space Heating | RET | 0.078095 | 0.15526 | 0.23209 | 0.30814 | 0.38352 | 0.38015 | 0.37714 | 0.3739 | 0.37083 | 0.36782
| Boiler Modifications_Com, P - Heat | Prp | Yes | Health Service | Space Heating | RET | 0.25726 | 0.51147 | 0.76455 | 1.0151 | 1.2634 | 1.5096 | 1.7539 | 1.9962 | 2.0577 | 2.041
| Boilers_Com, P - Heat | Prp | Yes | Health Service | Space Heating | NC | 0.060399 | 0.11703 | 0.1716 | 0.22375 | 0.27319 | 0.32073 | 0.36744 | 0.41351 | 0.45903 | 0.50378
| Boilers_Com, P - Heat | Prp | Yes | Health Service | Space Heating | RET | 0.47368 | 0.90589 | 1.3032 | 1.6664 | 1.9988 | 2.3031 | 2.5819 | 2.8374 | 3.0714 | 3.2856
| Boilers_Com, P - Heat | Prp | Yes | Health Service | Space Heating | REPL | 0.24732 | 0.44284 | 0.61315 | 0.75767 | 0.87702 | 0.97168 | 1.0421 | 1.0887 | 1.1119 | 1.1119
| Furnace_Com, P - Heat | Prp | Yes | Health Service | Space Heating | NC | 0.024301 | 0.047084 | 0.069041 | 0.090025 | 0.10991 | 0.12904 | 0.14783 | 0.16637 | 0.18468 | 0.20269
| Furnace_Com, P - Heat | Prp | Yes | Health Service | Space Heating | RET | 0.18742 | 0.35866 | 0.5163 | 0.6606 | 0.79283 | 0.91405 | 1.0253 | 1.1273 | 1.221 | 1.3068
| Furnace_Com, P - Heat | Prp | Yes | Health Service | Space Heating | REPL | 0.10816 | 0.19366 | 0.26814 | 0.33135 | 0.38354 | 0.42494 | 0.45576 | 0.47614 | 0.48625 | 0.48625
| Energy Recovery Ventilator_Com, P - Heat | Prp | Yes | Health Service | Space Heating | NC | 0.046894 | 0.090859 | 0.13323 | 0.17372 | 0.2121 | 0.24902 | 0.28528 | 0.32105 | 0.35639 | 0.39113
| Energy Recovery Ventilator_Com, P - Heat | Prp | Yes | Health Service | Space Heating | RET | 0.40805 | 0.77699 | 1.1131 | 1.4175 | 1.6935 | 1.944 | 2.1714 | 2.3906 | 2.6023 | 2.807
| Energy Recovery Ventilator_Com, P - Heat | Prp | Yes | Health Service | Space Heating | REPL | 0.32004 | 0.57303 | 0.79342 | 0.98043 | 1.1349 | 1.2574 | 1.3485 | 1.4189 | 1.4687 | 1.4984
| Forced Air Heating Maintenance_Com, P - Heat | Prp | Yes | Health Service | Space Heating | RET | 0.0074307 | 0.014773 | 0.022083 | 0.02932 | 0.036492 | 0.036171 | 0.035885 | 0.035576 | 0.035284 | 0.034998
| Infrared Heater_Com, P - Heat | Prp | Yes | Health Service | Space Heating | NC | 0.064922 | 0.12579 | 0.18445 | 0.24051 | 0.29365 | 0.34475 | 0.39495 | 0.44448 | 0.4934 | 0.5415
| Infrared Heater_Com, P - Heat | Prp | Z | Health Service | Space Heating | RET | 0 | 0 | 0 | 0 | 0 | 0 | 0 | 0 | 0 | 0
| Infrared Heater_Com, P - Heat | Prp | Yes | Health Service | Space Heating | REPL | 0.39095 | 0.7 | 0.96921 | 1.1977 | 1.3863 | 1.536 | 1.6473 | 1.721 | 1.823 | 1.9528
| Windows_Com, P - Heat [Building w Propane Heat] | Prp | Yes | Health Service | Space Heating | NC | 0.053503 | 0.10366 | 0.15201 | 0.19821 | 0.242 | 0.28411 | 0.32549 | 0.3663 | 0.40662 | 0.44626
| Window Film_Com, P - Heat [Building w Propane Heat] | Prp | No | Health Service | Space Heating | RET | 0 | 0 | 0 | 0 | 0 | 0 | 0 | 0 | 0 | 0
| Kitchen DCV_Com, P - Heat [Building w Propane Heat] | Prp | Yes | Health Service | Space Heating | NC | 0.0013432 | 0.0026026 | 0.0038162 | 0.0049761 | 0.0060755 | 0.0071328 | 0.0081715 | 0.0091962 | 0.010208 | 0.011204
| Kitchen DCV_Com, P - Heat [Building w Propane Heat] | Prp | Yes | Health Service | Space Heating | RET | 0.012788 | 0.024249 | 0.034599 | 0.043891 | 0.052244 | 0.059755 | 0.066516 | 0.072787 | 0.078616 | 0.084042
| Kitchen DCV_Com, P - Heat [Building w Propane Heat] | Prp | Yes | Health Service | Space Heating | REPL | 0.0091671 | 0.016414 | 0.022726 | 0.028083 | 0.032507 | 0.036016 | 0.038627 | 0.040489 | 0.041612 | 0.042009
| Duct Sealing Non Regulated_Com, P - Heat [Building w Propane Heat] | Prp | Yes | Health Service | Space Heating | RET | 0.20747 | 0.41248 | 0.61658 | 0.81864 | 1.0189 | 1.2174 | 1.4144 | 1.6099 | 1.8038 | 1.9961
| Clothes Washer Propane WH_Com, P - HWat [unit w/ elec dry - Water Heater] | Prp | Yes | Health Service | Water Heating | NC | 5.6342e-05 | 0.00010917 | 0.00016007 | 0.00020873 | 0.00025484 | 0.00029919 | 0.00034276 | 0.00032983 | 0.00032033 | 0.00031244
| Clothes Washer Propane WH_Com, P - HWat [unit w/ elec dry - Water Heater] | Prp | Yes | Health Service | Water Heating | REPL | 0.00082397 | 0.0016382 | 0.0024488 | 0.0032512 | 0.0040465 | 0.0048349 | 0.0056174 | 0.0055697 | 0.0055257 | 0.0054786
| Clothes Washer Propane WH_Com, P - HWat [unit w/ gas dry - Water Heater] | Prp | Yes | Health Service | Water Heating | NC | 2.8171e-05 | 5.4583e-05 | 8.0037e-05 | 0.00010436 | 0.00012742 | 0.0001496 | 0.00017138 | 0.00016492 | 0.00016016 | 0.00015622
| Clothes Washer Propane WH_Com, P - HWat [unit w/ gas dry - Water Heater] | Prp | Yes | Health Service | Water Heating | REPL | 0.00041199 | 0.00081909 | 0.0012244 | 0.0016256 | 0.0020232 | 0.0024174 | 0.0028087 | 0.0027849 | 0.0027628 | 0.0027393
| Clothes Washer Propane WH_Com, P - HWat [unit w/ propane dry - Water Heater] | Prp | Yes | Health Service | Water Heating | NC | 6.6753e-05 | 0.00012934 | 0.00018965 | 0.0002473 | 0.00030193 | 0.00035448 | 0.00040609 | 0.00039078 | 0.00037952 | 0.00037017
| Clothes Washer Propane WH_Com, P - HWat [unit w/ propane dry - Water Heater] | Prp | Yes | Health Service | Water Heating | REPL | 0.00097623 | 0.0019409 | 0.0029013 | 0.003852 | 0.0047942 | 0.0057283 | 0.0066554 | 0.0065989 | 0.0065467 | 0.006491
| Dishwasher_Com, P - HWat [Building w propane WH] | Prp | Yes | Health Service | Water Heating | NC | 4.324e-05 | 8.3781e-05 | 0.00012285 | 0.00016019 | 0.00019558 | 0.00022962 | 0.00026305 | 0.00029604 | 0.00032862 | 0.00036066
| Dishwasher_Com, P - HWat [Building w propane WH] | Prp | Yes | Health Service | Water Heating | REPL | 0.00034993 | 0.00069571 | 0.0010399 | 0.0013807 | 0.0017185 | 0.0020533 | 0.0023856 | 0.0027153 | 0.0030424 | 0.0033666
| Faucet Aerator_Com, P - HWat | Prp | Yes | Health Service | Water Heating | RET | 0.020576 | 0.040909 | 0.061151 | 0.08119 | 0.10105 | 0.12074 | 0.14028 | 0.15967 | 0.1789 | 0.19796
| Pre Rinse Sprayers_Com, P - HWat | Prp | Yes | Health Service | Water Heating | RET | 0.0043325 | 0.0086136 | 0.012876 | 0.01322 | 0.013572 | 0.013448 | 0.013337 | 0.013229 | 0.013125 | 0.013018
| FF Storage Water Heater_Com, P - HWat | Prp | Yes | Health Service | Water Heating | NC | 0.0038556 | 0.0074705 | 0.010954 | 0.014284 | 0.017439 | 0.020474 | 0.023456 | 0.026397 | 0.029302 | 0.032159
| FF Storage Water Heater_Com, P - HWat | Prp | No | Health Service | Water Heating | RET | 0.026959 | 0.051779 | 0.0748 | 0.096034 | 0.11564 | 0.13375 | 0.1505 | 0.16777 | 0.1855 | 0.20364
| FF Storage Water Heater_Com, P - HWat | Prp | Yes | Health Service | Water Heating | REPL | 0.026314 | 0.047115 | 0.065235 | 0.080611 | 0.093309 | 0.10338 | 0.11088 | 0.11758 | 0.12351 | 0.12866
| FF Instantaneous Water Heater_Com, P - HWat | Prp | Yes | Health Service | Water Heating | NC | 0.0064625 | 0.012521 | 0.018361 | 0.023941 | 0.02923 | 0.034318 | 0.039315 | 0.044245 | 0.049115 | 0.053903
| FF Instantaneous Water Heater_Com, P - HWat | Prp | No | Health Service | Water Heating | RET | 0.045186 | 0.086788 | 0.12537 | 0.16097 | 0.19383 | 0.22418 | 0.25225 | 0.2782 | 0.30218 | 0.32433
| FF Instantaneous Water Heater_Com, P - HWat | Prp | Yes | Health Service | Water Heating | REPL | 0.033079 | 0.059228 | 0.082007 | 0.10134 | 0.1173 | 0.12996 | 0.13938 | 0.14562 | 0.14871 | 0.14871
| Pnemautic to DDC_Com, P - TotF [Building w Propane Heat] | Prp | No | Health Service | Total FF | RET | 0.09171 | 0.18233 | 0.27255 | 0.36187 | 0.45038 | 0.53814 | 0.62523 | 0.71164 | 0.79735 | 0.88234
| Data Center_Com, P - TotF [Building w Propane Heat] | Prp | Yes | Health Service | Total FF | NC | 0 | 0 | 0 | 0 | 0 | 0 | 0 | 0 | 0 | 0
| Data Center_Com, P - TotF [Building w Propane Heat] | Prp | No | Health Service | Total FF | RET | 0 | 0 | 0 | 0 | 0 | 0 | 0 | 0 | 0 | 0
| RCx_Com, P - TotF [Building w Propane Heat] | Prp | Yes | Health Service | Total FF | RET | 0.21254 | 0.42256 | 0.63165 | 0.83864 | 1.0438 | 1.2471 | 1.449 | 1.6492 | 1.6353 | 1.6223
| Commissioning_Com, P - TotF [Building w Propane Heat] | Prp | Yes | Health Service | Total FF | NC | 0 | 0 | 0 | 0 | 0 | 0 | 0 | 0 | 0 | 0
| Integrated Building Design_Com, P - TotF [Building w Propane Heat] | Prp | Yes | Health Service | Total FF | NC | 0.016367 | 0.031712 | 0.046501 | 0.060635 | 0.07403 | 0.086915 | 0.09957 | 0.11206 | 0.12439 | 0.13652
| Deep Energy Retrofit_Com, P - TotF [Building w Propane Heat] | Prp | Yes | Health Service | Total FF | RET | 0.058701 | 0.11671 | 0.17445 | 0.23162 | 0.28828 | 0.34445 | 0.40019 | 0.4555 | 0.51037 | 0.56476
| EMS_Com, P - TotF [Building w Propane Heat] | Prp | Yes | Health Service | Total FF | NC | 0.031898 | 0.061803 | 0.090625 | 0.11817 | 0.14428 | 0.16938 | 0.19405 | 0.21838 | 0.24242 | 0.26605
| EMS_Com, P - TotF [Building w Propane Heat] | Prp | Yes | Health Service | Total FF | RET | 0.39819 | 0.79166 | 1.1834 | 1.5712 | 1.9555 | 2.3365 | 2.7146 | 3.0898 | 3.462 | 3.831
| Int Ltg Ctrls_Com, E/P - IntL | E | Yes | Health Service | Interior Lighting | RET | -0.026438 | -0.052387 | -0.080032 | -0.10773 | -0.13517 | -0.16279 | -0.18991 | -0.21769 | -0.21887 | -0.2199
| Exit Sign RetFit_Com, E/P - IntL | E | No | Health Service | Interior Lighting | RET | -0.0031643 | -0.0062702 | -0.0095791 | -0.012895 | -0.016178 | -0.019485 | -0.022731 | -0.026056 | -0.029361 | -0.03259
| Repl Scre_Com, E/P - IntL | E | Yes | Health Service | Interior Lighting | NC | -0.0018397 | -0.0035884 | -0.0017487 | 0 | 0 | 0 | 0 | 0 | 0 | 0
| Repl Scre_Com, E/P - IntL | E | Yes | Health Service | Interior Lighting | RET | -0.010866 | -0.021532 | -0.010666 | 0 | 0 | 0 | 0 | 0 | 0 | 0
| Repl Scre_Com, E/P - IntL | E | Yes | Health Service | Interior Lighting | REPL | -0.094422 | -0.1871 | -0.092679 | 0 | 0 | 0 | 0 | 0 | 0 | 0
| Lin LED Fixture_Com, E/P - IntL | E | No | Health Service | Interior Lighting | NC | -0.00063045 | -0.0012297 | -0.0018043 | -0.0023627 | -0.0028872 | -0.0034084 | -0.0039211 | -0.0044193 | -0.0049123 | -0.0053997
| Lin LED Fixture_Com, E/P - IntL | E | No | Health Service | Interior Lighting | RET | -0.0055625 | -0.010596 | -0.015538 | -0.020104 | -0.024272 | -0.028142 | -0.031643 | -0.03495 | -0.038228 | -0.041423
| Lin LED Fixture_Com, E/P - IntL | E | No | Health Service | Interior Lighting | REPL | -0.0038997 | -0.0069618 | -0.0098163 | -0.012268 | -0.014291 | -0.015921 | -0.017121 | -0.017941 | -0.018523 | -0.018863
| LED Tube Repl_Com, E/P - IntL | E | Yes | Health Service | Interior Lighting | RET | -0.034997 | -0.066662 | -0.09776 | -0.12648 | -0.15271 | -0.17947 | -0.20607 | -0.23361 | -0.26127 | -0.28855
| LED Tube Repl_Com, E/P - IntL | E | Yes | Health Service | Interior Lighting | REPL | -0.036031 | -0.064324 | -0.090698 | -0.11335 | -0.13204 | -0.1496 | -0.16558 | -0.18066 | -0.19439 | -0.20655
| Repl pin CFL wLED_Com, E/P - IntL | E | No | Health Service | Interior Lighting | RET | -0.0014607 | -0.0028028 | -0.0041412 | -0.0053966 | -0.0065605 | -0.0078244 | -0.0091498 | -0.010588 | -0.012094 | -0.013584
| Repl pin CFL wLED_Com, E/P - IntL | E | No | Health Service | Interior Lighting | REPL | -0.0016829 | -0.0030044 | -0.0042362 | -0.0052942 | -0.0061674 | -0.0070631 | -0.0079586 | -0.0088923 | -0.0098368 | -0.010776
| Stair Occ Sensor_Com, E/P - IntL | E | No | Health Service | Interior Lighting | NC | -0.00041562 | -0.00081068 | -0.0011895 | -0.0015576 | -0.0019034 | -0.002247 | -0.002585 | -0.0029134 | -0.0032384 | -0.0035597
| Stair Occ Sensor_Com, E/P - IntL | E | No | Health Service | Interior Lighting | RET | -0.0031997 | -0.0063404 | -0.0096863 | -0.013039 | -0.016359 | -0.019703 | -0.022985 | -0.026347 | -0.029689 | -0.032954
| Int Delamping_Com, E/P - IntL | E | Yes | Health Service | Interior Lighting | RET | -0.0003061 | -0.00060654 | -0.00092662 | -0.0012473 | -0.001565 | -0.0018848 | -0.0021988 | -0.0025205 | -0.0028401 | -0.0031525
| Int Ltg Dsgn_Com, E/P - IntL | E | Yes | Health Service | Interior Lighting | NC | -0.00067761 | -0.0013217 | -0.0019393 | -0.0025394 | -0.0031032 | -0.0036634 | -0.0042144 | -0.0047499 | -0.0052798 | -0.0058036
| Guest Room EM_Com, P - Heat [Building w Propane Heat] | Prp | Yes | Lodging | Space Heating | RET | 13.7865 | 27.4097 | 40.972 | 54.3987 | 67.7049 | 80.8964 | 93.989 | 106.978 | 106.0773 | 105.2293
| DCV_Com, P - Heat [Building w Propane Heat] | Prp | Yes | Lodging | Space Heating | RET | 2.9694 | 5.9037 | 8.8248 | 11.7167 | 14.5827 | 17.424 | 20.244 | 23.0416 | 25.8171 | 28.5687
| Optimized Unitary AC Sys_Com, P - Heat [Building w Propane Heat] | Prp | Yes | Lodging | Space Heating | NC | 1.1276 | 2.1848 | 3.2036 | 4.1773 | 5.1001 | 5.9878 | 6.8597 | 7.7199 | 8.5696 | 9.405
| Cool Roof_Com, P - Heat [Building w Propane Heat] | Prp | No | Lodging | Space Heating | NC | -0.154 | -0.29838 | -0.43753 | -0.57051 | -0.69655 | -0.81778 | -0.93686 | -1.0543 | -1.1704 | -1.2845
| Cool Roof_Com, P - Heat [Building w Propane Heat] | Prp | No | Lodging | Space Heating | RET | -0.80402 | -1.5985 | -2.3895 | -3.1725 | -3.9485 | -4.7178 | -5.4814 | -6.2389 | -6.9904 | -7.7354
| Programmable TStat_Com, P - Heat [Building w Propane Heat] | Prp | Yes | Lodging | Space Heating | NC | 0 | 0 | 0 | 0 | 0 | 0 | 0 | 0 | 0 | 0
| Programmable TStat_Com, P - Heat [Building w Propane Heat] | Prp | Yes | Lodging | Space Heating | RET | 0 | 0 | 0 | 0 | 0 | 0 | 0 | 0 | 0 | 0
| Smart TStat_Com, P - Heat [Building w Propane Heat] | Prp | Yes | Lodging | Space Heating | NC | 0.33652 | 0.65203 | 0.9561 | 1.2467 | 1.5221 | 1.787 | 2.0472 | 2.304 | 2.5575 | 2.8069
| Smart TStat_Com, P - Heat [Building w Propane Heat] | Prp | Yes | Lodging | Space Heating | RET | 1.2354 | 2.4562 | 3.6715 | 4.8747 | 6.0671 | 7.2492 | 8.4224 | 9.5864 | 10.7411 | 11.8859
| Boiler Blowdown Controls_Com, P - Heat | Prp | No | Lodging | Space Heating | RET | 0.42222 | 0.83945 | 1.2548 | 1.666 | 2.0735 | 2.0553 | 2.0391 | 2.0215 | 2.0049 | 1.9887
| Boiler Modifications_Com, P - Heat | Prp | Yes | Lodging | Space Heating | RET | 1.3909 | 2.7653 | 4.1336 | 5.4882 | 6.8307 | 8.1615 | 9.4824 | 10.7929 | 11.1253 | 11.0348
| Boilers_Com, P - Heat | Prp | Yes | Lodging | Space Heating | NC | 0.32655 | 0.63271 | 0.92777 | 1.2097 | 1.477 | 1.7341 | 1.9866 | 2.2357 | 2.4818 | 2.7237
| Boilers_Com, P - Heat | Prp | Yes | Lodging | Space Heating | RET | 2.561 | 4.8978 | 7.0459 | 9.0096 | 10.8066 | 12.4517 | 13.9593 | 15.3404 | 16.6056 | 17.7638
| Boilers_Com, P - Heat | Prp | Yes | Lodging | Space Heating | REPL | 1.3372 | 2.3942 | 3.315 | 4.0964 | 4.7417 | 5.2535 | 5.6344 | 5.8864 | 6.0114 | 6.0114
| Furnace_Com, P - Heat | Prp | Yes | Lodging | Space Heating | NC | 0.21668 | 0.41982 | 0.6156 | 0.8027 | 0.98004 | 1.1506 | 1.3181 | 1.4835 | 1.6467 | 1.8073
| Furnace_Com, P - Heat | Prp | Yes | Lodging | Space Heating | RET | 1.6711 | 3.198 | 4.6035 | 5.8902 | 7.0693 | 8.1501 | 9.142 | 10.0519 | 10.8866 | 11.6518
| Furnace_Com, P - Heat | Prp | Yes | Lodging | Space Heating | REPL | 0.96441 | 1.7268 | 2.3909 | 2.9544 | 3.4198 | 3.789 | 4.0637 | 4.2454 | 4.3356 | 4.3356
| Unit Heater_Com, P - Heat | Prp | Yes | Lodging | Space Heating | NC | 0.98027 | 1.8993 | 2.7851 | 3.6315 | 4.4338 | 5.2055 | 5.9635 | 6.7113 | 7.45 | 8.1763
| Unit Heater_Com, P - Heat | Prp | Yes | Lodging | Space Heating | RET | 10.0351 | 18.9597 | 26.9561 | 34.0807 | 40.4354 | 46.1053 | 51.1699 | 55.6921 | 59.7296 | 63.3323
| Unit Heater_Com, P - Heat | Prp | Yes | Lodging | Space Heating | REPL | 5.903 | 10.5695 | 14.6344 | 18.0838 | 20.9325 | 23.1918 | 24.8735 | 25.9858 | 26.5376 | 26.5376
| Destratification Fans_Com, P - Heat | Prp | No | Lodging | Space Heating | NC | 0.21952 | 0.42533 | 0.62368 | 0.81324 | 0.99291 | 1.1657 | 1.3355 | 1.5029 | 1.6683 | 1.831
| Destratification Fans_Com, P - Heat | Prp | No | Lodging | Space Heating | RET | 1.0701 | 2.0747 | 3.0248 | 3.9183 | 4.7596 | 5.5519 | 6.2989 | 7.115 | 7.9953 | 8.9345
| Destratification Fans_Com, P - Heat | Prp | No | Lodging | Space Heating | REPL | 1.4982 | 2.6825 | 3.7142 | 4.5896 | 5.3126 | 5.886 | 6.3128 | 6.752 | 7.2032 | 7.6659
| Energy Recovery Ventilator_Com, P - Heat | Prp | Yes | Lodging | Space Heating | NC | 0.6022 | 1.1668 | 1.7109 | 2.2309 | 2.7238 | 3.1978 | 3.6635 | 4.1229 | 4.5767 | 5.0229
| Energy Recovery Ventilator_Com, P - Heat | Prp | Yes | Lodging | Space Heating | RET | 5.2401 | 9.9779 | 14.2937 | 18.2032 | 21.7482 | 24.964 | 27.8843 | 30.6999 | 33.4189 | 36.0473
| Energy Recovery Ventilator_Com, P - Heat | Prp | Yes | Lodging | Space Heating | REPL | 4.1099 | 7.3588 | 10.1889 | 12.5905 | 14.5738 | 16.1468 | 17.3177 | 18.2212 | 18.8614 | 19.2423
| Forced Air Heating Maintenance_Com, P - Heat | Prp | Yes | Lodging | Space Heating | RET | 0.066255 | 0.13173 | 0.1969 | 0.26143 | 0.32538 | 0.32252 | 0.31997 | 0.31721 | 0.31461 | 0.31206
| Infrared Heater_Com, P - Heat | Prp | Yes | Lodging | Space Heating | NC | 0.015153 | 0.029359 | 0.04305 | 0.056135 | 0.068536 | 0.080464 | 0.092181 | 0.10374 | 0.11516 | 0.12638
| Infrared Heater_Com, P - Heat | Prp | Z | Lodging | Space Heating | RET | 0 | 0 | 0 | 0 | 0 | 0 | 0 | 0 | 0 | 0
| Infrared Heater_Com, P - Heat | Prp | Yes | Lodging | Space Heating | REPL | 0.091246 | 0.16338 | 0.22621 | 0.27953 | 0.32356 | 0.35849 | 0.38448 | 0.40168 | 0.42548 | 0.45578
| Windows_Com, P - Heat [Building w Propane Heat] | Prp | Yes | Lodging | Space Heating | NC | 0.68708 | 1.3312 | 1.9521 | 2.5454 | 3.1077 | 3.6486 | 4.1798 | 4.704 | 5.2217 | 5.7308
| Window Film_Com, P - Heat [Building w Propane Heat] | Prp | No | Lodging | Space Heating | RET | 0 | 0 | 0 | 0 | 0 | 0 | 0 | 0 | 0 | 0
| Kitchen DCV_Com, P - Heat [Building w Propane Heat] | Prp | Yes | Lodging | Space Heating | NC | 0.44993 | 0.87178 | 1.2783 | 1.6668 | 2.0351 | 2.3893 | 2.7372 | 3.0804 | 3.4195 | 3.7528
| Kitchen DCV_Com, P - Heat [Building w Propane Heat] | Prp | Yes | Lodging | Space Heating | RET | 4.2836 | 8.1228 | 11.5894 | 14.7022 | 17.5002 | 20.016 | 22.2808 | 24.3815 | 26.3339 | 28.1514
| Kitchen DCV_Com, P - Heat [Building w Propane Heat] | Prp | Yes | Lodging | Space Heating | REPL | 3.0707 | 5.4981 | 7.6127 | 9.407 | 10.8889 | 12.0641 | 12.939 | 13.5626 | 13.9389 | 14.0717
| Duct Sealing Non Regulated_Com, P - Heat [Building w Propane Heat] | Prp | Yes | Lodging | Space Heating | RET | 2.6643 | 5.297 | 7.918 | 10.5128 | 13.0843 | 15.6336 | 18.1638 | 20.674 | 23.1642 | 25.6331
| Ovens_Com, P - Cook | Prp | Yes | Lodging | Cooking | NC | 0.0043153 | 0.0083612 | 0.01226 | 0.015987 | 0.019519 | 0.022916 | 0.026252 | 0.029545 | 0.032796 | 0.035994
| Ovens_Com, P - Cook | Prp | Yes | Lodging | Cooking | REPL | 0.036814 | 0.073192 | 0.10941 | 0.14526 | 0.18079 | 0.21602 | 0.25098 | 0.28566 | 0.32007 | 0.35418
| Fryers_Com, P - Cook | Prp | Yes | Lodging | Cooking | NC | 0.00042014 | 0.00081405 | 0.0011937 | 0.0015565 | 0.0019003 | 0.0022311 | 0.0025559 | 0.0028765 | 0.0031931 | 0.0035043
| Fryers_Com, P - Cook | Prp | Yes | Lodging | Cooking | REPL | 0.0035842 | 0.007126 | 0.010652 | 0.014143 | 0.017602 | 0.021031 | 0.024435 | 0.027812 | 0.031162 | 0.034483
| Griddles_Com, P - Cook | Prp | Yes | Lodging | Cooking | NC | 0.0011019 | 0.002135 | 0.0031307 | 0.0040822 | 0.0049841 | 0.0058515 | 0.0067035 | 0.0075442 | 0.0083745 | 0.0091909
| Griddles_Com, P - Cook | Prp | Yes | Lodging | Cooking | REPL | 0.0094004 | 0.018689 | 0.027937 | 0.037092 | 0.046165 | 0.05516 | 0.064087 | 0.072943 | 0.08173 | 0.090441
| Clothes Washer Elec WH_Com, P - Oth [unit w/ propane dry - Dryer] | Prp | Yes | Lodging | Other | NC | 0.00050698 | 0.0009823 | 0.0014404 | 0.0018782 | 0.0022931 | 0.0026922 | 0.0030842 | 0.0029679 | 0.0028824 | 0.0028114
| Clothes Washer Elec WH_Com, P - Oth [unit w/ propane dry - Dryer] | Prp | Yes | Lodging | Other | REPL | 0.0074143 | 0.014741 | 0.022035 | 0.029255 | 0.036411 | 0.043506 | 0.050547 | 0.050118 | 0.049721 | 0.049298
| Clothes Washer Gas WH_Com, P - Oth [unit w/ propane dry - Dryer] | Prp | Yes | Lodging | Other | NC | 0.00050698 | 0.0009823 | 0.0014404 | 0.0018782 | 0.0022931 | 0.0026922 | 0.0030842 | 0.0029679 | 0.0028824 | 0.0028114
| Clothes Washer Gas WH_Com, P - Oth [unit w/ propane dry - Dryer] | Prp | Yes | Lodging | Other | REPL | 0.0074143 | 0.014741 | 0.022035 | 0.029255 | 0.036411 | 0.043506 | 0.050547 | 0.050118 | 0.049721 | 0.049298
| Clothes Washer Oil WH_Com, P - Oth [unit w/ propane dry - Dryer] | Prp | Yes | Lodging | Other | NC | 0.00076047 | 0.0014735 | 0.0021606 | 0.0028173 | 0.0034397 | 0.0040383 | 0.0046263 | 0.0044519 | 0.0043236 | 0.0042171
| Clothes Washer Oil WH_Com, P - Oth [unit w/ propane dry - Dryer] | Prp | Yes | Lodging | Other | REPL | 0.011121 | 0.022111 | 0.033052 | 0.043883 | 0.054617 | 0.065259 | 0.07582 | 0.075177 | 0.074582 | 0.073947
| Clothes Washer Propane WH_Com, P - HWat [unit w/ elec dry - Water Heater] | Prp | Yes | Lodging | Water Heating | NC | 0.11723 | 0.22714 | 0.33307 | 0.4343 | 0.53024 | 0.62253 | 0.71317 | 0.68628 | 0.6665 | 0.65009
| Clothes Washer Propane WH_Com, P - HWat [unit w/ elec dry - Water Heater] | Prp | Yes | Lodging | Water Heating | REPL | 1.7144 | 3.4086 | 5.0951 | 6.7648 | 8.4195 | 10.0599 | 11.6881 | 11.5889 | 11.4972 | 11.3993
| Clothes Washer Propane WH_Com, P - HWat [unit w/ gas dry - Water Heater] | Prp | Yes | Lodging | Water Heating | NC | 0.058615 | 0.11357 | 0.16653 | 0.21715 | 0.26512 | 0.31126 | 0.35659 | 0.34314 | 0.33325 | 0.32505
| Clothes Washer Propane WH_Com, P - HWat [unit w/ gas dry - Water Heater] | Prp | Yes | Lodging | Water Heating | REPL | 0.85722 | 1.7043 | 2.5476 | 3.3824 | 4.2098 | 5.03 | 5.844 | 5.7945 | 5.7486 | 5.6997
| Clothes Washer Propane WH_Com, P - Oth [unit w/ propane dry - Dryer] | Prp | Yes | Lodging | Other | NC | 0.00050698 | 0.0009823 | 0.0014404 | 0.0018782 | 0.0022931 | 0.0026922 | 0.0030842 | 0.0029679 | 0.0028824 | 0.0028114
| Clothes Washer Propane WH_Com, P - Oth [unit w/ propane dry - Dryer] | Prp | Yes | Lodging | Other | REPL | 0.0074143 | 0.014741 | 0.022035 | 0.029255 | 0.036411 | 0.043506 | 0.050547 | 0.050118 | 0.049721 | 0.049298
| Clothes Washer Propane WH_Com, P - HWat [unit w/ propane dry - Water Heater] | Prp | Yes | Lodging | Water Heating | NC | 0.11741 | 0.2275 | 0.33359 | 0.43498 | 0.53108 | 0.6235 | 0.71429 | 0.68736 | 0.66755 | 0.65111
| Clothes Washer Propane WH_Com, P - HWat [unit w/ propane dry - Water Heater] | Prp | Yes | Lodging | Water Heating | REPL | 1.7171 | 3.4139 | 5.1031 | 6.7754 | 8.4327 | 10.0757 | 11.7064 | 11.6071 | 11.5153 | 11.4172
| Ozone Laundry_Com, P - HWat | Prp | Yes | Lodging | Water Heating | RET | 20.788 | 41.3298 | 61.7799 | 82.0253 | 102.0891 | 121.98 | 141.7217 | 161.3073 | 180.7371 | 200.0003
| Dishwasher_Com, P - HWat [Building w propane WH] | Prp | Yes | Lodging | Water Heating | NC | 0.039987 | 0.077477 | 0.11361 | 0.14814 | 0.18086 | 0.21234 | 0.24326 | 0.27377 | 0.3039 | 0.33352
| Dishwasher_Com, P - HWat [Building w propane WH] | Prp | Yes | Lodging | Water Heating | REPL | 0.3236 | 0.64336 | 0.96169 | 1.2768 | 1.5892 | 1.8988 | 2.2061 | 2.511 | 2.8134 | 3.1133
| Faucet Aerator_Com, P - HWat | Prp | Yes | Lodging | Water Heating | RET | 2.1142 | 4.2034 | 6.2833 | 8.3423 | 10.3829 | 12.4059 | 14.4137 | 16.4057 | 18.3817 | 20.3409
| Pre Rinse Sprayers_Com, P - HWat | Prp | Yes | Lodging | Water Heating | RET | 0.3286 | 0.6533 | 0.97656 | 1.0027 | 1.0294 | 1.02 | 1.0115 | 1.0033 | 0.99545 | 0.98735
| FF Storage Water Heater_Com, P - HWat | Prp | Yes | Lodging | Water Heating | NC | 1.7827 | 3.4542 | 5.065 | 6.6044 | 8.0635 | 9.4668 | 10.8453 | 12.2054 | 13.5487 | 14.8696
| FF Storage Water Heater_Com, P - HWat | Prp | No | Lodging | Water Heating | RET | 12.4651 | 23.9413 | 34.5858 | 44.4041 | 53.4698 | 61.8434 | 69.5866 | 77.5711 | 85.7718 | 94.1605
| FF Storage Water Heater_Com, P - HWat | Prp | Yes | Lodging | Water Heating | REPL | 12.1668 | 21.7848 | 30.1631 | 37.2726 | 43.1441 | 47.8007 | 51.267 | 54.3671 | 57.1064 | 59.4889
| FF Instantaneous Water Heater_Com, P - HWat | Prp | Yes | Lodging | Water Heating | NC | 2.9881 | 5.7896 | 8.4896 | 11.0698 | 13.5155 | 15.8677 | 18.1782 | 20.4578 | 22.7094 | 24.9234
| FF Instantaneous Water Heater_Com, P - HWat | Prp | No | Lodging | Water Heating | RET | 20.8932 | 40.1287 | 57.9704 | 74.4271 | 89.6223 | 103.6576 | 116.6362 | 128.6328 | 139.721 | 149.9633
| FF Instantaneous Water Heater_Com, P - HWat | Prp | Yes | Lodging | Water Heating | REPL | 15.2948 | 27.3857 | 37.918 | 46.8553 | 54.2363 | 60.0902 | 64.4477 | 67.3297 | 68.7593 | 68.7593
| Clothes Dryer_Com, P - Oth | Prp | Yes | Lodging | Other | NC | 0.023093 | 0.044745 | 0.065611 | 0.085553 | 0.10445 | 0.12263 | 0.14049 | 0.15811 | 0.17551 | 0.19262
| Clothes Dryer_Com, P - Oth | Prp | Yes | Lodging | Other | RET | 0.22495 | 0.42609 | 0.60728 | 0.76958 | 0.91513 | 1.0457 | 1.1629 | 1.2706 | 1.3697 | 1.461
| Clothes Dryer_Com, P - Oth | Prp | Yes | Lodging | Other | REPL | 0.16886 | 0.30235 | 0.41864 | 0.51731 | 0.5988 | 0.66343 | 0.71154 | 0.7452 | 0.76462 | 0.77004
| Pnemautic to DDC_Com, P - TotF [Building w Propane Heat] | Prp | Yes | Lodging | Total FF | RET | 3.6971 | 7.3505 | 10.9875 | 14.5881 | 18.1565 | 21.6941 | 25.2051 | 28.6884 | 32.144 | 35.5699
| RCx_Com, P - TotF [Building w Propane Heat] | Prp | Yes | Lodging | Total FF | RET | 8.0642 | 16.0328 | 23.9659 | 31.8195 | 39.6028 | 47.3189 | 54.9772 | 62.5749 | 62.048 | 61.552
| Commissioning_Com, P - TotF [Building w Propane Heat] | Prp | Yes | Lodging | Total FF | NC | 0 | 0 | 0 | 0 | 0 | 0 | 0 | 0 | 0 | 0
| Integrated Building Design_Com, P - TotF [Building w Propane Heat] | Prp | Yes | Lodging | Total FF | NC | 0.65982 | 1.2784 | 1.8746 | 2.4444 | 2.9844 | 3.5038 | 4.014 | 4.5174 | 5.0146 | 5.5034
| Deep Energy Retrofit_Com, P - TotF [Building w Propane Heat] | Prp | Yes | Lodging | Total FF | RET | 2.3664 | 4.7049 | 7.0328 | 9.3375 | 11.6215 | 13.8858 | 16.1331 | 18.3627 | 20.5745 | 22.7674
| EMS_Com, P - TotF [Building w Propane Heat] | Prp | Yes | Lodging | Total FF | NC | 1.2859 | 2.4915 | 3.6534 | 4.7638 | 5.8162 | 6.8285 | 7.8228 | 8.8038 | 9.7727 | 10.7255
| EMS_Com, P - TotF [Building w Propane Heat] | Prp | Yes | Lodging | Total FF | RET | 16.0524 | 31.9146 | 47.706 | 63.3394 | 78.8326 | 94.1922 | 109.4366 | 124.5605 | 139.5641 | 154.439
| Int Ltg Ctrls_Com, E/P - IntL | E | Yes | Lodging | Interior Lighting | RET | -0.15953 | -0.31611 | -0.48292 | -0.65008 | -0.81562 | -0.98231 | -1.146 | -1.3136 | -1.3207 | -1.3269
| Exit Sign RetFit_Com, E/P - IntL | E | No | Lodging | Interior Lighting | RET | -0.0083523 | -0.01655 | -0.025284 | -0.034036 | -0.042703 | -0.05143 | -0.059999 | -0.068775 | -0.077498 | -0.086021
| LED HiLo Bay_Com, E/P - IntL | E | No | Lodging | Interior Lighting | NC | -0.00018849 | -0.00036765 | -0.00053945 | -0.00070639 | -0.00086322 | -0.001019 | -0.0011723 | -0.0013213 | -0.0014687 | -0.0016144
| LED HiLo Bay_Com, E/P - IntL | E | No | Lodging | Interior Lighting | RET | -0.0019348 | -0.0037061 | -0.005466 | -0.0071107 | -0.0086299 | -0.010057 | -0.011363 | -0.012611 | -0.013768 | -0.014935
| LED HiLo Bay_Com, E/P - IntL | E | No | Lodging | Interior Lighting | REPL | -0.0010069 | -0.0017975 | -0.0025345 | -0.0031675 | -0.00369 | -0.0041108 | -0.0044207 | -0.0046323 | -0.0047374 | -0.0047963
| Repl Scre_Com, E/P - IntL | E | No | Lodging | Interior Lighting | NC | -0.030918 | -0.060306 | -0.029388 | 0 | 0 | 0 | 0 | 0 | 0 | 0
| Repl Scre_Com, E/P - IntL | E | No | Lodging | Interior Lighting | RET | -0.0633 | -0.12543 | -0.062131 | 0 | 0 | 0 | 0 | 0 | 0 | 0
| Repl Scre_Com, E/P - IntL | E | No | Lodging | Interior Lighting | REPL | -1.5869 | -3.1444 | -1.5576 | 0 | 0 | 0 | 0 | 0 | 0 | 0
| Lin LED Fixture_Com, E/P - IntL | E | No | Lodging | Interior Lighting | NC | -0.0018143 | -0.0035388 | -0.0051924 | -0.0067992 | -0.0083088 | -0.0098087 | -0.011284 | -0.012718 | -0.014137 | -0.015539
| Lin LED Fixture_Com, E/P - IntL | E | No | Lodging | Interior Lighting | RET | -0.01678 | -0.031962 | -0.046873 | -0.060645 | -0.07322 | -0.084891 | -0.095454 | -0.10543 | -0.11532 | -0.12496
| Lin LED Fixture_Com, E/P - IntL | E | No | Lodging | Interior Lighting | REPL | -0.011223 | -0.020035 | -0.028249 | -0.035305 | -0.041128 | -0.045818 | -0.049272 | -0.05163 | -0.053304 | -0.054285
| LED Tube Repl_Com, E/P - IntL | E | Yes | Lodging | Interior Lighting | RET | -0.10557 | -0.20109 | -0.2949 | -0.38155 | -0.46066 | -0.54139 | -0.62162 | -0.70471 | -0.78814 | -0.87042
| LED Tube Repl_Com, E/P - IntL | E | Yes | Lodging | Interior Lighting | REPL | -0.10369 | -0.18511 | -0.26101 | -0.3262 | -0.38 | -0.4305 | -0.47649 | -0.51991 | -0.5594 | -0.59441
| Repl pin CFL wLED_Com, E/P - IntL | E | No | Lodging | Interior Lighting | RET | -0.0047444 | -0.0091035 | -0.013451 | -0.017528 | -0.021308 | -0.025413 | -0.029718 | -0.034391 | -0.03928 | -0.044122
| Repl pin CFL wLED_Com, E/P - IntL | E | No | Lodging | Interior Lighting | REPL | -0.013537 | -0.024166 | -0.034075 | -0.042585 | -0.049609 | -0.056813 | -0.064016 | -0.071527 | -0.079124 | -0.086676
| Stair Occ Sensor_Com, E/P - IntL | E | No | Lodging | Interior Lighting | NC | -0.0012162 | -0.0023723 | -0.0034808 | -0.004558 | -0.00557 | -0.0065754 | -0.0075645 | -0.0085256 | -0.0094767 | -0.010417
| Stair Occ Sensor_Com, E/P - IntL | E | No | Lodging | Interior Lighting | RET | -0.0093635 | -0.018554 | -0.028345 | -0.038156 | -0.047873 | -0.057657 | -0.067262 | -0.077101 | -0.08688 | -0.096435
| Int Delamping_Com, E/P - IntL | E | Yes | Lodging | Interior Lighting | RET | -0.00088088 | -0.0017455 | -0.0026666 | -0.0035896 | -0.0045037 | -0.0054241 | -0.0063278 | -0.0072533 | -0.0081733 | -0.0090722
| Int Ltg Dsgn_Com, E/P - IntL | E | Yes | Lodging | Interior Lighting | NC | -0.0040923 | -0.007982 | -0.011712 | -0.015336 | -0.018741 | -0.022124 | -0.025452 | -0.028686 | -0.031886 | -0.03505
| DCV_Com, P - Heat [Building w Propane Heat] | Prp | Yes | Small Retail | Space Heating | RET | 1.8116 | 3.6016 | 5.3837 | 7.148 | 8.8965 | 10.6298 | 12.3502 | 14.057 | 15.7502 | 17.4288
| Optimized Unitary AC Sys_Com, P - Heat [Building w Propane Heat] | Prp | Yes | Small Retail | Space Heating | NC | 0.6879 | 1.3329 | 1.9544 | 2.5484 | 3.1114 | 3.6529 | 4.1849 | 4.7097 | 5.228 | 5.7377
| Cool Roof_Com, P - Heat [Building w Propane Heat] | Prp | No | Small Retail | Space Heating | NC | -0.072256 | -0.14 | -0.20529 | -0.26768 | -0.32682 | -0.3837 | -0.43957 | -0.49469 | -0.54914 | -0.60268
| Cool Roof_Com, P - Heat [Building w Propane Heat] | Prp | No | Small Retail | Space Heating | RET | -0.37724 | -0.75002 | -1.1211 | -1.4885 | -1.8526 | -2.2136 | -2.5718 | -2.9273 | -3.2799 | -3.6294
| Programmable TStat_Com, P - Heat [Building w Propane Heat] | Prp | Yes | Small Retail | Space Heating | NC | 0 | 0 | 0 | 0 | 0 | 0 | 0 | 0 | 0 | 0
| Programmable TStat_Com, P - Heat [Building w Propane Heat] | Prp | Yes | Small Retail | Space Heating | RET | 0 | 0 | 0 | 0 | 0 | 0 | 0 | 0 | 0 | 0
| Smart TStat_Com, P - Heat [Building w Propane Heat] | Prp | Yes | Small Retail | Space Heating | NC | 0.33558 | 0.6502 | 0.95342 | 1.2432 | 1.5178 | 1.782 | 2.0415 | 2.2975 | 2.5504 | 2.799
| Smart TStat_Com, P - Heat [Building w Propane Heat] | Prp | Yes | Small Retail | Space Heating | RET | 1.232 | 2.4493 | 3.6612 | 4.861 | 6.0501 | 7.2289 | 8.3988 | 9.5595 | 10.711 | 11.8526
| Boiler Blowdown Controls_Com, P - Heat | Prp | No | Small Retail | Space Heating | RET | 0.22206 | 0.44148 | 0.65993 | 0.87619 | 1.0905 | 1.0809 | 1.0724 | 1.0631 | 1.0544 | 1.0459
| Boiler Modifications_Com, P - Heat | Prp | Yes | Small Retail | Space Heating | RET | 0.73151 | 1.4543 | 2.174 | 2.8864 | 3.5924 | 4.2923 | 4.987 | 5.6762 | 5.851 | 5.8034
| Boilers_Com, P - Heat | Prp | Yes | Small Retail | Space Heating | NC | 0.17174 | 0.33276 | 0.48793 | 0.63623 | 0.77679 | 0.91199 | 1.0448 | 1.1758 | 1.3052 | 1.4325
| Boilers_Com, P - Heat | Prp | Yes | Small Retail | Space Heating | RET | 1.3469 | 2.5758 | 3.7056 | 4.7383 | 5.6834 | 6.5486 | 7.3415 | 8.0679 | 8.7332 | 9.3424
| Boilers_Com, P - Heat | Prp | Yes | Small Retail | Space Heating | REPL | 0.70325 | 1.2592 | 1.7435 | 2.1544 | 2.4938 | 2.7629 | 2.9633 | 3.0958 | 3.1615 | 3.1615
| Furnace_Com, P - Heat | Prp | Yes | Small Retail | Space Heating | NC | 0.16389 | 0.31755 | 0.46564 | 0.60716 | 0.7413 | 0.87031 | 0.99704 | 1.1221 | 1.2456 | 1.367
| Furnace_Com, P - Heat | Prp | Yes | Small Retail | Space Heating | RET | 1.264 | 2.4189 | 3.4821 | 4.4553 | 5.3471 | 6.1647 | 6.9149 | 7.6032 | 8.2346 | 8.8133
| Furnace_Com, P - Heat | Prp | Yes | Small Retail | Space Heating | REPL | 0.72947 | 1.3061 | 1.8085 | 2.2347 | 2.5867 | 2.8659 | 3.0738 | 3.2112 | 3.2794 | 3.2794
| Unit Heater_Com, P - Heat | Prp | Yes | Small Retail | Space Heating | NC | 0.36604 | 0.70923 | 1.04 | 1.3561 | 1.6556 | 1.9438 | 2.2268 | 2.5061 | 2.7819 | 3.0531
| Unit Heater_Com, P - Heat | Prp | Yes | Small Retail | Space Heating | RET | 3.7472 | 7.0798 | 10.0657 | 12.7261 | 15.099 | 17.2162 | 19.1074 | 20.7961 | 22.3037 | 23.649
| Unit Heater_Com, P - Heat | Prp | Yes | Small Retail | Space Heating | REPL | 2.2043 | 3.9468 | 5.4647 | 6.7527 | 7.8164 | 8.6601 | 9.2881 | 9.7034 | 9.9094 | 9.9094
| Energy Recovery Ventilator_Com, P - Heat | Prp | Yes | Small Retail | Space Heating | NC | 0.28255 | 0.54746 | 0.80276 | 1.0467 | 1.278 | 1.5004 | 1.7189 | 1.9345 | 2.1474 | 2.3567
| Energy Recovery Ventilator_Com, P - Heat | Prp | Yes | Small Retail | Space Heating | RET | 2.4586 | 4.6816 | 6.7066 | 8.5408 | 10.2042 | 11.713 | 13.0832 | 14.4042 | 15.68 | 16.9132
| Energy Recovery Ventilator_Com, P - Heat | Prp | Yes | Small Retail | Space Heating | REPL | 1.9283 | 3.4527 | 4.7806 | 5.9074 | 6.838 | 7.576 | 8.1254 | 8.5493 | 8.8497 | 9.0284
| Forced Air Heating Maintenance_Com, P - Heat | Prp | Yes | Small Retail | Space Heating | RET | 0.050115 | 0.099636 | 0.14894 | 0.19774 | 0.24611 | 0.24395 | 0.24202 | 0.23994 | 0.23797 | 0.23604
| Infrared Heater_Com, P - Heat | Prp | Yes | Small Retail | Space Heating | NC | 0.030081 | 0.058285 | 0.085465 | 0.11144 | 0.13606 | 0.15974 | 0.183 | 0.20595 | 0.22862 | 0.2509
| Infrared Heater_Com, P - Heat | Prp | Z | Small Retail | Space Heating | RET | 0 | 0 | 0 | 0 | 0 | 0 | 0 | 0 | 0 | 0
| Infrared Heater_Com, P - Heat | Prp | Yes | Small Retail | Space Heating | REPL | 0.18115 | 0.32434 | 0.44909 | 0.55494 | 0.64235 | 0.71168 | 0.76329 | 0.79743 | 0.84469 | 0.90483
| Windows_Com, P - Heat [Building w Propane Heat] | Prp | Yes | Small Retail | Space Heating | NC | 0.32237 | 0.62462 | 0.9159 | 1.1943 | 1.4581 | 1.7119 | 1.9612 | 2.2071 | 2.45 | 2.6889
| Window Film_Com, P - Heat [Building w Propane Heat] | Prp | No | Small Retail | Space Heating | RET | 0 | 0 | 0 | 0 | 0 | 0 | 0 | 0 | 0 | 0
| Kitchen DCV_Com, P - Heat [Building w Propane Heat] | Prp | Yes | Small Retail | Space Heating | NC | 0.0036893 | 0.0071482 | 0.010482 | 0.013667 | 0.016687 | 0.019591 | 0.022444 | 0.025258 | 0.028038 | 0.030772
| Kitchen DCV_Com, P - Heat [Building w Propane Heat] | Prp | Yes | Small Retail | Space Heating | RET | 0.035124 | 0.066603 | 0.095028 | 0.12055 | 0.14349 | 0.16412 | 0.18269 | 0.19992 | 0.21593 | 0.23083
| Kitchen DCV_Com, P - Heat [Building w Propane Heat] | Prp | Yes | Small Retail | Space Heating | REPL | 0.025178 | 0.045082 | 0.062421 | 0.077133 | 0.089284 | 0.09892 | 0.10609 | 0.11121 | 0.11429 | 0.11538
| Duct Sealing Non Regulated_Com, P - Heat [Building w Propane Heat] | Prp | Yes | Small Retail | Space Heating | RET | 1.2501 | 2.4853 | 3.7151 | 4.9326 | 6.1391 | 7.3352 | 8.5224 | 9.7001 | 10.8686 | 12.0269
| Ovens_Com, P - Cook | Prp | Yes | Small Retail | Cooking | NC | 0.041263 | 0.07995 | 0.11723 | 0.15286 | 0.18664 | 0.21912 | 0.25103 | 0.2825 | 0.3136 | 0.34417
| Ovens_Com, P - Cook | Prp | Yes | Small Retail | Cooking | REPL | 0.35201 | 0.69986 | 1.0461 | 1.389 | 1.7287 | 2.0655 | 2.3998 | 2.7315 | 3.0605 | 3.3867
| Fryers_Com, P - Cook | Prp | Yes | Small Retail | Cooking | NC | 0.0040174 | 0.0077839 | 0.011414 | 0.014883 | 0.018171 | 0.021333 | 0.02444 | 0.027505 | 0.030532 | 0.033508
| Fryers_Com, P - Cook | Prp | Yes | Small Retail | Cooking | REPL | 0.034272 | 0.068138 | 0.10185 | 0.13523 | 0.16831 | 0.2011 | 0.23365 | 0.26594 | 0.29797 | 0.32973
| Griddles_Com, P - Cook | Prp | Yes | Small Retail | Cooking | NC | 0.010537 | 0.020415 | 0.029935 | 0.039034 | 0.047658 | 0.055952 | 0.064099 | 0.072137 | 0.080077 | 0.087883
| Griddles_Com, P - Cook | Prp | Yes | Small Retail | Cooking | REPL | 0.089886 | 0.17871 | 0.26713 | 0.35467 | 0.44143 | 0.52743 | 0.6128 | 0.69748 | 0.7815 | 0.86479
| Clothes Washer Propane WH_Com, P - HWat [unit w/ elec dry - Water Heater] | Prp | Yes | Small Retail | Water Heating | NC | 1.8753e-05 | 3.6335e-05 | 5.3279e-05 | 6.9473e-05 | 8.4821e-05 | 9.9583e-05 | 0.00011408 | 0.00010978 | 0.00010662 | 0.00010399
| Clothes Washer Propane WH_Com, P - HWat [unit w/ elec dry - Water Heater] | Prp | Yes | Small Retail | Water Heating | REPL | 0.00027425 | 0.00054525 | 0.00081505 | 0.0010821 | 0.0013468 | 0.0016093 | 0.0018697 | 0.0018538 | 0.0018392 | 0.0018235
| Clothes Washer Propane WH_Com, P - HWat [unit w/ gas dry - Water Heater] | Prp | Yes | Small Retail | Water Heating | NC | 9.3765e-06 | 1.8167e-05 | 2.664e-05 | 3.4736e-05 | 4.2411e-05 | 4.9792e-05 | 5.7042e-05 | 5.4891e-05 | 5.3309e-05 | 5.1996e-05
| Clothes Washer Propane WH_Com, P - HWat [unit w/ gas dry - Water Heater] | Prp | Yes | Small Retail | Water Heating | REPL | 0.00013713 | 0.00027263 | 0.00040752 | 0.00054107 | 0.00067342 | 0.00080463 | 0.00093485 | 0.00092692 | 0.00091958 | 0.00091175
| Clothes Washer Propane WH_Com, P - HWat [unit w/ propane dry - Water Heater] | Prp | Yes | Small Retail | Water Heating | NC | 2.1314e-05 | 4.1297e-05 | 6.0555e-05 | 7.896e-05 | 9.6405e-05 | 0.00011318 | 0.00012966 | 0.00012477 | 0.00012118 | 0.00011819
| Clothes Washer Propane WH_Com, P - HWat [unit w/ propane dry - Water Heater] | Prp | Yes | Small Retail | Water Heating | REPL | 0.0003117 | 0.00061972 | 0.00092635 | 0.0012299 | 0.0015308 | 0.001829 | 0.002125 | 0.002107 | 0.0020903 | 0.0020725
| Dishwasher_Com, P - HWat [Building w propane WH] | Prp | Yes | Small Retail | Water Heating | NC | 2.8784e-06 | 5.5771e-06 | 8.178e-06 | 1.0664e-05 | 1.3019e-05 | 1.5285e-05 | 1.7511e-05 | 1.9707e-05 | 2.1876e-05 | 2.4009e-05
| Dishwasher_Com, P - HWat [Building w propane WH] | Prp | Yes | Small Retail | Water Heating | REPL | 2.3294e-05 | 4.6312e-05 | 6.9227e-05 | 9.1913e-05 | 0.0001144 | 0.00013668 | 0.00015881 | 0.00018075 | 0.00020252 | 0.00022411
| Faucet Aerator_Com, P - HWat | Prp | Yes | Small Retail | Water Heating | RET | 0.11414 | 0.22694 | 0.33923 | 0.45039 | 0.56056 | 0.66978 | 0.77818 | 0.88572 | 0.99241 | 1.0982
| Pre Rinse Sprayers_Com, P - HWat | Prp | Yes | Small Retail | Water Heating | RET | 0.074757 | 0.14863 | 0.22217 | 0.22811 | 0.23419 | 0.23205 | 0.23013 | 0.22826 | 0.22647 | 0.22463
| FF Storage Water Heater_Com, P - HWat | Prp | Yes | Small Retail | Water Heating | NC | 0.016041 | 0.031081 | 0.045575 | 0.059427 | 0.072556 | 0.085184 | 0.097587 | 0.10983 | 0.12191 | 0.1338
| FF Storage Water Heater_Com, P - HWat | Prp | No | Small Retail | Water Heating | RET | 0.11216 | 0.21543 | 0.31121 | 0.39955 | 0.48113 | 0.55647 | 0.62615 | 0.69799 | 0.77178 | 0.84727
| FF Storage Water Heater_Com, P - HWat | Prp | Yes | Small Retail | Water Heating | REPL | 0.10948 | 0.19602 | 0.27141 | 0.33538 | 0.38821 | 0.43012 | 0.46131 | 0.4892 | 0.51385 | 0.53529
| FF Instantaneous Water Heater_Com, P - HWat | Prp | Yes | Small Retail | Water Heating | NC | 0.026887 | 0.052096 | 0.07639 | 0.099608 | 0.12161 | 0.14278 | 0.16357 | 0.18408 | 0.20434 | 0.22426
| FF Instantaneous Water Heater_Com, P - HWat | Prp | No | Small Retail | Water Heating | RET | 0.188 | 0.36108 | 0.52162 | 0.6697 | 0.80643 | 0.93272 | 1.0495 | 1.1575 | 1.2572 | 1.3494
| FF Instantaneous Water Heater_Com, P - HWat | Prp | Yes | Small Retail | Water Heating | REPL | 0.13762 | 0.24642 | 0.34119 | 0.42161 | 0.48802 | 0.5407 | 0.57991 | 0.60584 | 0.6187 | 0.6187
| Pnemautic to DDC_Com, P - TotF [Building w Propane Heat] | Prp | Yes | Small Retail | Total FF | RET | 0.57053 | 1.1343 | 1.6956 | 2.2512 | 2.8019 | 3.3478 | 3.8896 | 4.4271 | 4.9604 | 5.489
| RCx_Com, P - TotF [Building w Propane Heat] | Prp | Yes | Small Retail | Total FF | RET | 1.2444 | 2.4741 | 3.6983 | 4.9103 | 6.1114 | 7.3021 | 8.4839 | 9.6564 | 9.5751 | 9.4985
| Commissioning_Com, P - TotF [Building w Propane Heat] | Prp | Yes | Small Retail | Total FF | NC | 0 | 0 | 0 | 0 | 0 | 0 | 0 | 0 | 0 | 0
| Integrated Building Design_Com, P - TotF [Building w Propane Heat] | Prp | Yes | Small Retail | Total FF | NC | 0.10182 | 0.19728 | 0.28929 | 0.37721 | 0.46055 | 0.5407 | 0.61943 | 0.69711 | 0.77383 | 0.84927
| Deep Energy Retrofit_Com, P - TotF [Building w Propane Heat] | Prp | Yes | Small Retail | Total FF | RET | 0.36518 | 0.72604 | 1.0853 | 1.4409 | 1.7934 | 2.1428 | 2.4896 | 2.8337 | 3.175 | 3.5134
| EMS_Com, P - TotF [Building w Propane Heat] | Prp | Yes | Small Retail | Total FF | NC | 0.19844 | 0.38448 | 0.56378 | 0.73513 | 0.89754 | 1.0537 | 1.2072 | 1.3586 | 1.5081 | 1.6551
| EMS_Com, P - TotF [Building w Propane Heat] | Prp | Yes | Small Retail | Total FF | RET | 2.4772 | 4.925 | 7.3619 | 9.7743 | 12.1652 | 14.5355 | 16.8879 | 19.2218 | 21.5371 | 23.8326
| Int Ltg Ctrls_Com, E/P - IntL | E | Yes | Small Retail | Interior Lighting | RET | -0.094429 | -0.18711 | -0.28586 | -0.3848 | -0.48279 | -0.58146 | -0.67833 | -0.77755 | -0.78174 | -0.78541
| Exit Sign RetFit_Com, E/P - IntL | E | No | Small Retail | Interior Lighting | RET | -0.0039131 | -0.007754 | -0.011846 | -0.015946 | -0.020007 | -0.024095 | -0.02811 | -0.032221 | -0.036308 | -0.040301
| LED HiLo Bay_Com, E/P - IntL | E | No | Small Retail | Interior Lighting | NC | -0.0011277 | -0.0021996 | -0.0032275 | -0.0042262 | -0.0051645 | -0.0060968 | -0.0070139 | -0.0079051 | -0.0087869 | -0.0096587
| LED HiLo Bay_Com, E/P - IntL | E | No | Small Retail | Interior Lighting | RET | -0.0087591 | -0.016778 | -0.024745 | -0.032191 | -0.039068 | -0.045527 | -0.051441 | -0.057091 | -0.062329 | -0.067614
| LED HiLo Bay_Com, E/P - IntL | E | No | Small Retail | Interior Lighting | REPL | -0.0060241 | -0.010754 | -0.015164 | -0.018951 | -0.022077 | -0.024595 | -0.026448 | -0.027714 | -0.028344 | -0.028696
| Repl Scre_Com, E/P - IntL | E | Yes | Small Retail | Interior Lighting | NC | -0.007532 | -0.014691 | -0.0071592 | 0 | 0 | 0 | 0 | 0 | 0 | 0
| Repl Scre_Com, E/P - IntL | E | Yes | Small Retail | Interior Lighting | RET | -0.028426 | -0.056328 | -0.027902 | 0 | 0 | 0 | 0 | 0 | 0 | 0
| Repl Scre_Com, E/P - IntL | E | Yes | Small Retail | Interior Lighting | REPL | -0.38657 | -0.76601 | -0.37943 | 0 | 0 | 0 | 0 | 0 | 0 | 0
| Lin LED Fixture_Com, E/P - IntL | E | No | Small Retail | Interior Lighting | NC | -0.001811 | -0.0035323 | -0.0051829 | -0.0067867 | -0.0082935 | -0.0097906 | -0.011263 | -0.012694 | -0.014111 | -0.015511
| Lin LED Fixture_Com, E/P - IntL | E | No | Small Retail | Interior Lighting | RET | -0.011007 | -0.020966 | -0.030747 | -0.039782 | -0.04803 | -0.055686 | -0.062615 | -0.069157 | -0.075644 | -0.081968
| Lin LED Fixture_Com, E/P - IntL | E | No | Small Retail | Interior Lighting | REPL | -0.011202 | -0.019998 | -0.028197 | -0.03524 | -0.041052 | -0.045734 | -0.049181 | -0.051535 | -0.053206 | -0.054185
| LED Tube Repl_Com, E/P - IntL | E | Yes | Small Retail | Interior Lighting | RET | -0.069251 | -0.13191 | -0.19345 | -0.25029 | -0.30218 | -0.35514 | -0.40777 | -0.46227 | -0.517 | -0.57097
| LED Tube Repl_Com, E/P - IntL | E | Yes | Small Retail | Interior Lighting | REPL | -0.1035 | -0.18477 | -0.26053 | -0.3256 | -0.3793 | -0.42971 | -0.47562 | -0.51895 | -0.55837 | -0.59331
| Repl pin CFL wLED_Com, E/P - IntL | E | No | Small Retail | Interior Lighting | RET | -0.0021513 | -0.0041278 | -0.006099 | -0.0079479 | -0.009662 | -0.011523 | -0.013475 | -0.015594 | -0.017811 | -0.020006
| Repl pin CFL wLED_Com, E/P - IntL | E | No | Small Retail | Interior Lighting | REPL | -0.004194 | -0.0074872 | -0.010557 | -0.013194 | -0.01537 | -0.017602 | -0.019834 | -0.02216 | -0.024514 | -0.026854
| Stair Occ Sensor_Com, E/P - IntL | E | No | Small Retail | Interior Lighting | NC | -0.0014033 | -0.0027372 | -0.0040162 | -0.0052591 | -0.0064266 | -0.0075868 | -0.0087279 | -0.0098369 | -0.010934 | -0.012019
| Stair Occ Sensor_Com, E/P - IntL | E | No | Small Retail | Interior Lighting | RET | -0.010804 | -0.021408 | -0.032705 | -0.044025 | -0.055236 | -0.066525 | -0.077608 | -0.088959 | -0.10024 | -0.11127
| Int Delamping_Com, E/P - IntL | E | Yes | Small Retail | Interior Lighting | RET | -0.00087926 | -0.0017423 | -0.0026617 | -0.003583 | -0.0044954 | -0.0054141 | -0.0063161 | -0.00724 | -0.0081583 | -0.0090555
| Int Ltg Dsgn_Com, E/P - IntL | E | Yes | Small Retail | Interior Lighting | NC | -0.0024189 | -0.0047181 | -0.0069227 | -0.009065 | -0.011078 | -0.013077 | -0.015044 | -0.016956 | -0.018847 | -0.020717
| DCV_Com, P - Heat [Building w Propane Heat] | Prp | Yes | Large Retail | Space Heating | RET | 0.10343 | 0.20563 | 0.30737 | 0.4081 | 0.50792 | 0.60688 | 0.7051 | 0.80254 | 0.89921 | 0.99505
| Optimized Unitary AC Sys_Com, P - Heat [Building w Propane Heat] | Prp | Yes | Large Retail | Space Heating | NC | 0.039274 | 0.076095 | 0.11158 | 0.1455 | 0.17764 | 0.20855 | 0.23892 | 0.26888 | 0.29848 | 0.32758
| Cool Roof_Com, P - Heat [Building w Propane Heat] | Prp | No | Large Retail | Space Heating | NC | -0.0021868 | -0.0042371 | -0.0062131 | -0.0081015 | -0.0098913 | -0.011613 | -0.013304 | -0.014972 | -0.01662 | -0.01824
| Cool Roof_Com, P - Heat [Building w Propane Heat] | Prp | No | Large Retail | Space Heating | RET | -0.011417 | -0.0227 | -0.033931 | -0.045051 | -0.05607 | -0.066995 | -0.077838 | -0.088595 | -0.099266 | -0.10985
| Programmable TStat_Com, P - Heat [Building w Propane Heat] | Prp | Yes | Large Retail | Space Heating | NC | 0 | 0 | 0 | 0 | 0 | 0 | 0 | 0 | 0 | 0
| Programmable TStat_Com, P - Heat [Building w Propane Heat] | Prp | Yes | Large Retail | Space Heating | RET | 0 | 0 | 0 | 0 | 0 | 0 | 0 | 0 | 0 | 0
| Smart TStat_Com, P - Heat [Building w Propane Heat] | Prp | Yes | Large Retail | Space Heating | NC | 0.0063013 | 0.012209 | 0.017903 | 0.023344 | 0.028501 | 0.033462 | 0.038334 | 0.043142 | 0.04789 | 0.052559
| Smart TStat_Com, P - Heat [Building w Propane Heat] | Prp | No | Large Retail | Space Heating | RET | 0.023133 | 0.045992 | 0.068749 | 0.091279 | 0.11361 | 0.13574 | 0.15771 | 0.1795 | 0.20113 | 0.22256
| Boiler Blowdown Controls_Com, P - Heat | Prp | No | Large Retail | Space Heating | RET | 0.020699 | 0.041153 | 0.061515 | 0.081674 | 0.10165 | 0.10076 | 0.099962 | 0.099101 | 0.098289 | 0.097492
| Boiler Modifications_Com, P - Heat | Prp | Yes | Large Retail | Space Heating | RET | 0.068187 | 0.13557 | 0.20264 | 0.26905 | 0.33486 | 0.40011 | 0.46486 | 0.5291 | 0.5454 | 0.54096
| Boilers_Com, P - Heat | Prp | Yes | Large Retail | Space Heating | NC | 0.016009 | 0.031018 | 0.045482 | 0.059306 | 0.072408 | 0.08501 | 0.097389 | 0.1096 | 0.12166 | 0.13353
| Boilers_Com, P - Heat | Prp | Yes | Large Retail | Space Heating | RET | 0.12555 | 0.24011 | 0.34541 | 0.44168 | 0.52978 | 0.61042 | 0.68433 | 0.75204 | 0.81406 | 0.87084
| Boilers_Com, P - Heat | Prp | Yes | Large Retail | Space Heating | REPL | 0.065553 | 0.11737 | 0.16252 | 0.20082 | 0.23245 | 0.25754 | 0.27622 | 0.28857 | 0.2947 | 0.2947
| Furnace_Com, P - Heat | Prp | Yes | Large Retail | Space Heating | NC | 0.0021989 | 0.0042605 | 0.0062474 | 0.0081462 | 0.0099459 | 0.011677 | 0.013377 | 0.015055 | 0.016712 | 0.018341
| Furnace_Com, P - Heat | Prp | Yes | Large Retail | Space Heating | RET | 0.016959 | 0.032455 | 0.046719 | 0.059776 | 0.071742 | 0.082711 | 0.092777 | 0.10201 | 0.11048 | 0.11825
| Furnace_Com, P - Heat | Prp | Yes | Large Retail | Space Heating | REPL | 0.0097872 | 0.017524 | 0.024264 | 0.029983 | 0.034706 | 0.038452 | 0.04124 | 0.043085 | 0.043999 | 0.043999
| Unit Heater_Com, P - Heat | Prp | Yes | Large Retail | Space Heating | NC | 0.0017735 | 0.0034363 | 0.0050388 | 0.0065703 | 0.0080219 | 0.009418 | 0.010789 | 0.012142 | 0.013479 | 0.014793
| Unit Heater_Com, P - Heat | Prp | Yes | Large Retail | Space Heating | RET | 0.018156 | 0.034303 | 0.04877 | 0.06166 | 0.073157 | 0.083415 | 0.092579 | 0.10076 | 0.10807 | 0.11458
| Unit Heater_Com, P - Heat | Prp | Yes | Large Retail | Space Heating | REPL | 0.01068 | 0.019123 | 0.026477 | 0.032718 | 0.037872 | 0.041959 | 0.045002 | 0.047015 | 0.048013 | 0.048013
| Destratification Fans_Com, P - Heat | Prp | Yes | Large Retail | Space Heating | NC | 0.0062345 | 0.01208 | 0.017713 | 0.023097 | 0.028199 | 0.033107 | 0.037928 | 0.042684 | 0.047382 | 0.052001
| Destratification Fans_Com, P - Heat | Prp | Yes | Large Retail | Space Heating | RET | 0.030392 | 0.058923 | 0.085906 | 0.11128 | 0.13518 | 0.15768 | 0.17889 | 0.20207 | 0.22707 | 0.25375
| Destratification Fans_Com, P - Heat | Prp | Yes | Large Retail | Space Heating | REPL | 0.042549 | 0.076185 | 0.10548 | 0.13035 | 0.15088 | 0.16717 | 0.17929 | 0.19176 | 0.20457 | 0.21772
| Energy Recovery Ventilator_Com, P - Heat | Prp | Yes | Large Retail | Space Heating | NC | 0.0085515 | 0.016569 | 0.024296 | 0.03168 | 0.038679 | 0.045411 | 0.052023 | 0.058547 | 0.064991 | 0.071326
| Energy Recovery Ventilator_Com, P - Heat | Prp | Yes | Large Retail | Space Heating | RET | 0.074411 | 0.14169 | 0.20298 | 0.25849 | 0.30883 | 0.3545 | 0.39597 | 0.43595 | 0.47456 | 0.51188
| Energy Recovery Ventilator_Com, P - Heat | Prp | Yes | Large Retail | Space Heating | REPL | 0.058362 | 0.1045 | 0.14469 | 0.17879 | 0.20695 | 0.22929 | 0.24592 | 0.25875 | 0.26784 | 0.27325
| Forced Air Heating Maintenance_Com, P - Heat | Prp | No | Large Retail | Space Heating | RET | 0.00067239 | 0.0013368 | 0.0019983 | 0.0026531 | 0.0033021 | 0.003273 | 0.0032472 | 0.0032192 | 0.0031928 | 0.0031669
| Windows_Com, P - Heat [Building w Propane Heat] | Prp | No | Large Retail | Space Heating | NC | 0.0097567 | 0.018904 | 0.02772 | 0.036145 | 0.04413 | 0.051811 | 0.059355 | 0.066798 | 0.07415 | 0.081379
| Window Film_Com, P - Heat [Building w Propane Heat] | Prp | No | Large Retail | Space Heating | RET | 0 | 0 | 0 | 0 | 0 | 0 | 0 | 0 | 0 | 0
| Kitchen DCV_Com, P - Heat [Building w Propane Heat] | Prp | Yes | Large Retail | Space Heating | NC | 0.00026312 | 0.00050981 | 0.00074756 | 0.00097477 | 0.0011901 | 0.0013972 | 0.0016007 | 0.0018014 | 0.0019997 | 0.0021946
| Kitchen DCV_Com, P - Heat [Building w Propane Heat] | Prp | Yes | Large Retail | Space Heating | RET | 0.002505 | 0.0047502 | 0.0067775 | 0.0085978 | 0.010234 | 0.011705 | 0.01303 | 0.014258 | 0.0154 | 0.016463
| Kitchen DCV_Com, P - Heat [Building w Propane Heat] | Prp | Yes | Large Retail | Space Heating | REPL | 0.0017957 | 0.0032153 | 0.0044519 | 0.0055012 | 0.0063678 | 0.0070551 | 0.0075667 | 0.0079314 | 0.0081514 | 0.0082291
| Duct Sealing Non Regulated_Com, P - Heat [Building w Propane Heat] | Prp | Yes | Large Retail | Space Heating | RET | 0.037834 | 0.07522 | 0.11244 | 0.14929 | 0.1858 | 0.222 | 0.25793 | 0.29358 | 0.32894 | 0.364
| Ovens_Com, P - Cook | Prp | Yes | Large Retail | Cooking | NC | 0.010568 | 0.020476 | 0.030024 | 0.03915 | 0.047799 | 0.056118 | 0.064289 | 0.072351 | 0.080314 | 0.088144
| Ovens_Com, P - Cook | Prp | Yes | Large Retail | Cooking | REPL | 0.090153 | 0.17924 | 0.26792 | 0.35572 | 0.44274 | 0.529 | 0.61461 | 0.69955 | 0.78381 | 0.86735
| Fryers_Com, P - Cook | Prp | Yes | Large Retail | Cooking | NC | 0.0010289 | 0.0019935 | 0.0029232 | 0.0038116 | 0.0046537 | 0.0054636 | 0.0062592 | 0.0070441 | 0.0078194 | 0.0085817
| Fryers_Com, P - Cook | Prp | Yes | Large Retail | Cooking | REPL | 0.0087773 | 0.017451 | 0.026085 | 0.034633 | 0.043105 | 0.051503 | 0.059839 | 0.068108 | 0.076312 | 0.084446
| Griddles_Com, P - Cook | Prp | Yes | Large Retail | Cooking | NC | 0.0026985 | 0.0052284 | 0.0076667 | 0.0099968 | 0.012205 | 0.01433 | 0.016416 | 0.018475 | 0.020508 | 0.022507
| Griddles_Com, P - Cook | Prp | Yes | Large Retail | Cooking | REPL | 0.02302 | 0.045768 | 0.068414 | 0.090834 | 0.11305 | 0.13508 | 0.15694 | 0.17863 | 0.20015 | 0.22148
| Clothes Washer Elec WH_Com, P - Oth [unit w/ propane dry - Dryer] | Prp | Yes | Large Retail | Other | NC | 8.472e-08 | 1.6415e-07 | 2.407e-07 | 3.1386e-07 | 3.832e-07 | 4.4989e-07 | 5.154e-07 | 4.9596e-07 | 4.8167e-07 | 4.6981e-07
| Clothes Washer Elec WH_Com, P - Oth [unit w/ propane dry - Dryer] | Prp | Yes | Large Retail | Other | REPL | 1.239e-06 | 2.4633e-06 | 3.6821e-06 | 4.8888e-06 | 6.0846e-06 | 7.2701e-06 | 8.4467e-06 | 8.3751e-06 | 8.3088e-06 | 8.238e-06
| Clothes Washer Gas WH_Com, P - Oth [unit w/ propane dry - Dryer] | Prp | Yes | Large Retail | Other | NC | 8.472e-08 | 1.6415e-07 | 2.407e-07 | 3.1386e-07 | 3.832e-07 | 4.4989e-07 | 5.154e-07 | 4.9596e-07 | 4.8167e-07 | 4.6981e-07
| Clothes Washer Gas WH_Com, P - Oth [unit w/ propane dry - Dryer] | Prp | Yes | Large Retail | Other | REPL | 1.239e-06 | 2.4633e-06 | 3.6821e-06 | 4.8888e-06 | 6.0846e-06 | 7.2701e-06 | 8.4467e-06 | 8.3751e-06 | 8.3088e-06 | 8.238e-06
| Clothes Washer Oil WH_Com, P - Oth [unit w/ propane dry - Dryer] | Prp | Yes | Large Retail | Other | NC | 1.2708e-07 | 2.4622e-07 | 3.6105e-07 | 4.7078e-07 | 5.7479e-07 | 6.7483e-07 | 7.7309e-07 | 7.4394e-07 | 7.225e-07 | 7.0471e-07
| Clothes Washer Oil WH_Com, P - Oth [unit w/ propane dry - Dryer] | Prp | Yes | Large Retail | Other | REPL | 1.8585e-06 | 3.6949e-06 | 5.5232e-06 | 7.3332e-06 | 9.1269e-06 | 1.0905e-05 | 1.267e-05 | 1.2563e-05 | 1.2463e-05 | 1.2357e-05
| Clothes Washer Propane WH_Com, P - HWat [unit w/ elec dry - Water Heater] | Prp | Yes | Large Retail | Water Heating | NC | 6.8495e-06 | 1.3271e-05 | 1.946e-05 | 2.5375e-05 | 3.0981e-05 | 3.6373e-05 | 4.1669e-05 | 4.0098e-05 | 3.8942e-05 | 3.7983e-05
| Clothes Washer Propane WH_Com, P - HWat [unit w/ elec dry - Water Heater] | Prp | Yes | Large Retail | Water Heating | REPL | 0.00010017 | 0.00019915 | 0.0002977 | 0.00039525 | 0.00049193 | 0.00058778 | 0.00068291 | 0.00067711 | 0.00067176 | 0.00066604
| Clothes Washer Propane WH_Com, P - HWat [unit w/ gas dry - Water Heater] | Prp | Yes | Large Retail | Water Heating | NC | 3.4248e-06 | 6.6357e-06 | 9.7301e-06 | 1.2687e-05 | 1.549e-05 | 1.8186e-05 | 2.0835e-05 | 2.0049e-05 | 1.9471e-05 | 1.8992e-05
| Clothes Washer Propane WH_Com, P - HWat [unit w/ gas dry - Water Heater] | Prp | Yes | Large Retail | Water Heating | REPL | 5.0085e-05 | 9.9577e-05 | 0.00014885 | 0.00019763 | 0.00024597 | 0.00029389 | 0.00034145 | 0.00033856 | 0.00033588 | 0.00033302
| Clothes Washer Propane WH_Com, P - Oth [unit w/ propane dry - Dryer] | Prp | Yes | Large Retail | Other | NC | 8.472e-08 | 1.6415e-07 | 2.407e-07 | 3.1386e-07 | 3.832e-07 | 4.4989e-07 | 5.154e-07 | 4.9596e-07 | 4.8167e-07 | 4.6981e-07
| Clothes Washer Propane WH_Com, P - Oth [unit w/ propane dry - Dryer] | Prp | Yes | Large Retail | Other | REPL | 1.239e-06 | 2.4633e-06 | 3.6821e-06 | 4.8888e-06 | 6.0846e-06 | 7.2701e-06 | 8.4467e-06 | 8.3751e-06 | 8.3088e-06 | 8.238e-06
| Clothes Washer Propane WH_Com, P - HWat [unit w/ propane dry - Water Heater] | Prp | Yes | Large Retail | Water Heating | NC | 8.0446e-06 | 1.5587e-05 | 2.2856e-05 | 2.9802e-05 | 3.6386e-05 | 4.2719e-05 | 4.8939e-05 | 4.7094e-05 | 4.5737e-05 | 4.461e-05
| Clothes Washer Propane WH_Com, P - HWat [unit w/ propane dry - Water Heater] | Prp | Yes | Large Retail | Water Heating | REPL | 0.00011765 | 0.0002339 | 0.00034964 | 0.00046421 | 0.00057776 | 0.00069033 | 0.00080206 | 0.00079525 | 0.00078896 | 0.00078224
| Dishwasher_Com, P - HWat [Building w propane WH] | Prp | Yes | Large Retail | Water Heating | NC | 1.0513e-06 | 2.037e-06 | 2.987e-06 | 3.8949e-06 | 4.7553e-06 | 5.5829e-06 | 6.3959e-06 | 7.198e-06 | 7.9902e-06 | 8.7691e-06
| Dishwasher_Com, P - HWat [Building w propane WH] | Prp | Yes | Large Retail | Water Heating | REPL | 8.5081e-06 | 1.6915e-05 | 2.5285e-05 | 3.3571e-05 | 4.1783e-05 | 4.9924e-05 | 5.8004e-05 | 6.602e-05 | 7.3972e-05 | 8.1856e-05
| Faucet Aerator_Com, P - HWat | Prp | Yes | Large Retail | Water Heating | RET | 0.041691 | 0.082889 | 0.1239 | 0.16451 | 0.20474 | 0.24464 | 0.28423 | 0.32351 | 0.36248 | 0.40111
| Pre Rinse Sprayers_Com, P - HWat | Prp | Yes | Large Retail | Water Heating | RET | 0.0008791 | 0.0017478 | 0.0026126 | 0.0026825 | 0.002754 | 0.0027288 | 0.0027062 | 0.0026842 | 0.0026632 | 0.0026415
| FF Storage Water Heater_Com, P - HWat | Prp | Yes | Large Retail | Water Heating | NC | 0.0058591 | 0.011352 | 0.016646 | 0.021706 | 0.026501 | 0.031113 | 0.035644 | 0.040114 | 0.044529 | 0.04887
| FF Storage Water Heater_Com, P - HWat | Prp | No | Large Retail | Water Heating | RET | 0.040967 | 0.078684 | 0.11367 | 0.14594 | 0.17573 | 0.20325 | 0.2287 | 0.25494 | 0.28189 | 0.30946
| FF Storage Water Heater_Com, P - HWat | Prp | Yes | Large Retail | Water Heating | REPL | 0.039987 | 0.071597 | 0.099133 | 0.1225 | 0.1418 | 0.1571 | 0.16849 | 0.17868 | 0.18768 | 0.19551
| FF Instantaneous Water Heater_Com, P - HWat | Prp | Yes | Large Retail | Water Heating | NC | 0.0098206 | 0.019028 | 0.027901 | 0.036382 | 0.044419 | 0.05215 | 0.059744 | 0.067236 | 0.074636 | 0.081912
| FF Instantaneous Water Heater_Com, P - HWat | Prp | No | Large Retail | Water Heating | RET | 0.068667 | 0.13189 | 0.19052 | 0.24461 | 0.29455 | 0.34068 | 0.38333 | 0.42276 | 0.4592 | 0.49286
| FF Instantaneous Water Heater_Com, P - HWat | Prp | Yes | Large Retail | Water Heating | REPL | 0.050267 | 0.090005 | 0.12462 | 0.15399 | 0.17825 | 0.19749 | 0.21181 | 0.22128 | 0.22598 | 0.22598
| Clothes Dryer_Com, P - Oth | Prp | Yes | Large Retail | Other | NC | 3.2159e-05 | 6.231e-05 | 9.1367e-05 | 0.00011914 | 0.00014546 | 0.00017077 | 0.00019564 | 0.00022017 | 0.00024441 | 0.00026823
| Clothes Dryer_Com, P - Oth | Prp | Yes | Large Retail | Other | RET | 0.00031326 | 0.00059336 | 0.00084567 | 0.0010717 | 0.0012744 | 0.0014562 | 0.0016195 | 0.0017694 | 0.0019074 | 0.0020346
| Clothes Dryer_Com, P - Oth | Prp | Yes | Large Retail | Other | REPL | 0.00023515 | 0.00042105 | 0.00058298 | 0.00072039 | 0.00083387 | 0.00092387 | 0.00099086 | 0.0010377 | 0.0010648 | 0.0010723
| Pnemautic to DDC_Com, P - TotF [Building w Propane Heat] | Prp | No | Large Retail | Total FF | RET | 0.032193 | 0.064005 | 0.095675 | 0.12703 | 0.1581 | 0.1889 | 0.21948 | 0.24981 | 0.2799 | 0.30973
| Data Center_Com, P - TotF [Building w Propane Heat] | Prp | Yes | Large Retail | Total FF | NC | 0 | 0 | 0 | 0 | 0 | 0 | 0 | 0 | 0 | 0
| Data Center_Com, P - TotF [Building w Propane Heat] | Prp | No | Large Retail | Total FF | RET | 0 | 0 | 0 | 0 | 0 | 0 | 0 | 0 | 0 | 0
| RCx_Com, P - TotF [Building w Propane Heat] | Prp | Yes | Large Retail | Total FF | RET | 0.087775 | 0.17451 | 0.26086 | 0.34634 | 0.43106 | 0.51504 | 0.5984 | 0.6811 | 0.67536 | 0.66996
| Commissioning_Com, P - TotF [Building w Propane Heat] | Prp | Yes | Large Retail | Total FF | NC | 0 | 0 | 0 | 0 | 0 | 0 | 0 | 0 | 0 | 0
| Integrated Building Design_Com, P - TotF [Building w Propane Heat] | Prp | Yes | Large Retail | Total FF | NC | 0.0057454 | 0.011132 | 0.016323 | 0.021285 | 0.025987 | 0.03051 | 0.034952 | 0.039336 | 0.043665 | 0.047922
| Deep Energy Retrofit_Com, P - TotF [Building w Propane Heat] | Prp | Yes | Large Retail | Total FF | RET | 0.020606 | 0.040968 | 0.061239 | 0.081307 | 0.1012 | 0.12091 | 0.14048 | 0.1599 | 0.17915 | 0.19825
| EMS_Com, P - TotF [Building w Propane Heat] | Prp | Yes | Large Retail | Total FF | NC | 0.011197 | 0.021695 | 0.031812 | 0.041481 | 0.050645 | 0.05946 | 0.068118 | 0.07666 | 0.085097 | 0.093393
| EMS_Com, P - TotF [Building w Propane Heat] | Prp | No | Large Retail | Total FF | RET | 0.13978 | 0.2779 | 0.41541 | 0.55153 | 0.68644 | 0.82019 | 0.95293 | 1.0846 | 1.2153 | 1.3448
| Int Ltg Ctrls_Com, E/P - IntL | E | Yes | Large Retail | Interior Lighting | RET | -0.032214 | -0.063833 | -0.097518 | -0.13127 | -0.1647 | -0.19836 | -0.23141 | -0.26525 | -0.26669 | -0.26794
| Exit Sign RetFit_Com, E/P - IntL | E | No | Large Retail | Interior Lighting | RET | -0.0013349 | -0.0026452 | -0.0040411 | -0.0054399 | -0.0068252 | -0.00822 | -0.0095895 | -0.010992 | -0.012386 | -0.013749
| LED HiLo Bay_Com, E/P - IntL | E | No | Large Retail | Interior Lighting | NC | -0.00038471 | -0.00075039 | -0.001101 | -0.0014418 | -0.0017618 | -0.0020799 | -0.0023927 | -0.0026968 | -0.0029976 | -0.003295
| LED HiLo Bay_Com, E/P - IntL | E | No | Large Retail | Interior Lighting | RET | -0.0029881 | -0.0057236 | -0.0084415 | -0.010982 | -0.013328 | -0.015531 | -0.017549 | -0.019476 | -0.021263 | -0.023066
| LED HiLo Bay_Com, E/P - IntL | E | No | Large Retail | Interior Lighting | REPL | -0.0020551 | -0.0036688 | -0.005173 | -0.006465 | -0.0075313 | -0.0083903 | -0.0090227 | -0.0094546 | -0.0096692 | -0.0097894
| Repl Scre_Com, E/P - IntL | E | No | Large Retail | Interior Lighting | NC | -0.0025695 | -0.0050118 | -0.0024423 | 0 | 0 | 0 | 0 | 0 | 0 | 0
| Repl Scre_Com, E/P - IntL | E | No | Large Retail | Interior Lighting | RET | -0.0096975 | -0.019216 | -0.0095184 | 0 | 0 | 0 | 0 | 0 | 0 | 0
| Repl Scre_Com, E/P - IntL | E | No | Large Retail | Interior Lighting | REPL | -0.13188 | -0.26132 | -0.12944 | 0 | 0 | 0 | 0 | 0 | 0 | 0
| Lin LED Fixture_Com, E/P - IntL | E | No | Large Retail | Interior Lighting | NC | -0.00061779 | -0.001205 | -0.0017681 | -0.0023153 | -0.0028293 | -0.00334 | -0.0038424 | -0.0043306 | -0.0048137 | -0.0052913
| Lin LED Fixture_Com, E/P - IntL | E | No | Large Retail | Interior Lighting | RET | -0.003755 | -0.0071525 | -0.010489 | -0.013571 | -0.016385 | -0.018997 | -0.021361 | -0.023593 | -0.025806 | -0.027963
| Lin LED Fixture_Com, E/P - IntL | E | No | Large Retail | Interior Lighting | REPL | -0.0038214 | -0.0068221 | -0.0096193 | -0.012022 | -0.014005 | -0.015602 | -0.016778 | -0.017581 | -0.018151 | -0.018485
| LED Tube Repl_Com, E/P - IntL | E | Yes | Large Retail | Interior Lighting | RET | -0.023624 | -0.045 | -0.065993 | -0.085383 | -0.10309 | -0.12115 | -0.13911 | -0.1577 | -0.17637 | -0.19478
| LED Tube Repl_Com, E/P - IntL | E | Yes | Large Retail | Interior Lighting | REPL | -0.035308 | -0.063033 | -0.088878 | -0.11107 | -0.12939 | -0.14659 | -0.16225 | -0.17704 | -0.19049 | -0.20241
| Repl pin CFL wLED_Com, E/P - IntL | E | No | Large Retail | Interior Lighting | RET | -0.00073389 | -0.0014082 | -0.0020806 | -0.0027114 | -0.0032961 | -0.0039311 | -0.004597 | -0.0053198 | -0.0060761 | -0.006825
| Repl pin CFL wLED_Com, E/P - IntL | E | No | Large Retail | Interior Lighting | REPL | -0.0014308 | -0.0025542 | -0.0036015 | -0.004501 | -0.0052433 | -0.0060048 | -0.0067661 | -0.0075599 | -0.0083629 | -0.0091611
| Stair Occ Sensor_Com, E/P - IntL | E | No | Large Retail | Interior Lighting | NC | -0.00047873 | -0.00093377 | -0.0013701 | -0.0017941 | -0.0021924 | -0.0025882 | -0.0029775 | -0.0033558 | -0.0037302 | -0.0041002
| Stair Occ Sensor_Com, E/P - IntL | E | No | Large Retail | Interior Lighting | RET | -0.0036856 | -0.0073031 | -0.011157 | -0.015019 | -0.018843 | -0.022694 | -0.026475 | -0.030348 | -0.034197 | -0.037958
| Int Delamping_Com, E/P - IntL | E | Yes | Large Retail | Interior Lighting | RET | -0.00029995 | -0.00059437 | -0.00090802 | -0.0012223 | -0.0015336 | -0.001847 | -0.0021547 | -0.0024699 | -0.0027832 | -0.0030892
| Int Ltg Dsgn_Com, E/P - IntL | E | Yes | Large Retail | Interior Lighting | NC | -0.00082519 | -0.0016095 | -0.0023616 | -0.0030925 | -0.0037791 | -0.0044612 | -0.0051323 | -0.0057844 | -0.0064297 | -0.0070676
| DCV_Com, P - Heat [Building w Propane Heat] | Prp | Yes | Warehouse | Space Heating | RET | 1.2925 | 2.5696 | 3.8411 | 5.0998 | 6.3472 | 7.5839 | 8.8113 | 10.0291 | 11.2371 | 12.4347
| Optimized Unitary AC Sys_Com, P - Heat [Building w Propane Heat] | Prp | Yes | Warehouse | Space Heating | NC | 0.49079 | 0.95093 | 1.3944 | 1.8182 | 2.2199 | 2.6062 | 2.9857 | 3.3601 | 3.73 | 4.0936
| Cool Roof_Com, P - Heat [Building w Propane Heat] | Prp | No | Warehouse | Space Heating | NC | -0.034498 | -0.066842 | -0.098014 | -0.1278 | -0.15604 | -0.1832 | -0.20987 | -0.23619 | -0.26218 | -0.28774
| Cool Roof_Com, P - Heat [Building w Propane Heat] | Prp | No | Warehouse | Space Heating | RET | -0.18011 | -0.35809 | -0.53528 | -0.71069 | -0.88453 | -1.0569 | -1.2279 | -1.3976 | -1.566 | -1.7329
| Programmable TStat_Com, P - Heat [Building w Propane Heat] | Prp | Yes | Warehouse | Space Heating | NC | 0 | 0 | 0 | 0 | 0 | 0 | 0 | 0 | 0 | 0
| Programmable TStat_Com, P - Heat [Building w Propane Heat] | Prp | Yes | Warehouse | Space Heating | RET | 0 | 0 | 0 | 0 | 0 | 0 | 0 | 0 | 0 | 0
| Smart TStat_Com, P - Heat [Building w Propane Heat] | Prp | Yes | Warehouse | Space Heating | NC | 0.22161 | 0.42938 | 0.62962 | 0.82098 | 1.0024 | 1.1768 | 1.3482 | 1.5172 | 1.6842 | 1.8484
| Smart TStat_Com, P - Heat [Building w Propane Heat] | Prp | Yes | Warehouse | Space Heating | RET | 0.81356 | 1.6175 | 2.4178 | 3.2101 | 3.9953 | 4.7738 | 5.5464 | 6.3129 | 7.0733 | 7.8272
| Boiler Blowdown Controls_Com, P - Heat | Prp | No | Warehouse | Space Heating | RET | 0.17598 | 0.34988 | 0.523 | 0.69439 | 0.86424 | 0.85664 | 0.84987 | 0.84255 | 0.83565 | 0.82887
| Boiler Modifications_Com, P - Heat | Prp | Yes | Warehouse | Space Heating | RET | 0.57972 | 1.1526 | 1.7229 | 2.2875 | 2.847 | 3.4017 | 3.9522 | 4.4984 | 4.637 | 4.5992
| Boilers_Com, P - Heat | Prp | Yes | Warehouse | Space Heating | NC | 0.1361 | 0.26371 | 0.38669 | 0.50422 | 0.61561 | 0.72275 | 0.82799 | 0.93183 | 1.0344 | 1.1352
| Boilers_Com, P - Heat | Prp | Yes | Warehouse | Space Heating | RET | 1.0674 | 2.0414 | 2.9367 | 3.7552 | 4.5041 | 5.1898 | 5.8182 | 6.3938 | 6.9211 | 7.4039
| Boilers_Com, P - Heat | Prp | Yes | Warehouse | Space Heating | REPL | 0.55733 | 0.99791 | 1.3817 | 1.7074 | 1.9763 | 2.1896 | 2.3484 | 2.4534 | 2.5055 | 2.5055
| Furnace_Com, P - Heat | Prp | Yes | Warehouse | Space Heating | NC | 0.10127 | 0.19621 | 0.28771 | 0.37516 | 0.45804 | 0.53775 | 0.61606 | 0.69331 | 0.76962 | 0.84465
| Furnace_Com, P - Heat | Prp | Yes | Warehouse | Space Heating | RET | 0.78101 | 1.4946 | 2.1515 | 2.7529 | 3.3039 | 3.8091 | 4.2726 | 4.6979 | 5.088 | 5.4456
| Furnace_Com, P - Heat | Prp | Yes | Warehouse | Space Heating | REPL | 0.45073 | 0.80704 | 1.1174 | 1.3808 | 1.5983 | 1.7708 | 1.8992 | 1.9842 | 2.0263 | 2.0263
| Unit Heater_Com, P - Heat | Prp | Yes | Warehouse | Space Heating | NC | 0.095751 | 0.18552 | 0.27204 | 0.35472 | 0.43309 | 0.50846 | 0.5825 | 0.65555 | 0.7277 | 0.79864
| Unit Heater_Com, P - Heat | Prp | Yes | Warehouse | Space Heating | RET | 0.98021 | 1.8519 | 2.633 | 3.3289 | 3.9496 | 4.5035 | 4.9982 | 5.4399 | 5.8343 | 6.1862
| Unit Heater_Com, P - Heat | Prp | Yes | Warehouse | Space Heating | REPL | 0.57659 | 1.0324 | 1.4295 | 1.7664 | 2.0446 | 2.2653 | 2.4296 | 2.5382 | 2.5921 | 2.5921
| Destratification Fans_Com, P - Heat | Prp | No | Warehouse | Space Heating | NC | 0.1967 | 0.38112 | 0.55886 | 0.72871 | 0.8897 | 1.0445 | 1.1966 | 1.3467 | 1.4949 | 1.6407
| Destratification Fans_Com, P - Heat | Prp | No | Warehouse | Space Heating | RET | 0.95889 | 1.859 | 2.7104 | 3.511 | 4.2649 | 4.9748 | 5.6442 | 6.3755 | 7.1643 | 8.0059
| Destratification Fans_Com, P - Heat | Prp | No | Warehouse | Space Heating | REPL | 1.3424 | 2.4037 | 3.3281 | 4.1126 | 4.7604 | 5.2742 | 5.6567 | 6.0502 | 6.4545 | 6.8691
| Energy Recovery Ventilator_Com, P - Heat | Prp | Yes | Warehouse | Space Heating | NC | 0.1349 | 0.26138 | 0.38327 | 0.49976 | 0.61017 | 0.71637 | 0.82068 | 0.92359 | 1.0252 | 1.1252
| Energy Recovery Ventilator_Com, P - Heat | Prp | Yes | Warehouse | Space Heating | RET | 1.1739 | 2.2352 | 3.202 | 4.0778 | 4.8719 | 5.5923 | 6.2465 | 6.8772 | 7.4863 | 8.0751
| Energy Recovery Ventilator_Com, P - Heat | Prp | Yes | Warehouse | Space Heating | REPL | 0.92067 | 1.6485 | 2.2825 | 2.8205 | 3.2648 | 3.6171 | 3.8794 | 4.0818 | 4.2252 | 4.3106
| Forced Air Heating Maintenance_Com, P - Heat | Prp | Yes | Warehouse | Space Heating | RET | 0.030965 | 0.061564 | 0.092026 | 0.12218 | 0.15207 | 0.15073 | 0.14954 | 0.14825 | 0.14704 | 0.14585
| Windows_Com, P - Heat [Building w Propane Heat] | Prp | Yes | Warehouse | Space Heating | NC | 0.15392 | 0.29822 | 0.43729 | 0.5702 | 0.69617 | 0.81733 | 0.93635 | 1.0538 | 1.1697 | 1.2838
| Window Film_Com, P - Heat [Building w Propane Heat] | Prp | No | Warehouse | Space Heating | RET | 0 | 0 | 0 | 0 | 0 | 0 | 0 | 0 | 0 | 0
| Kitchen DCV_Com, P - Heat [Building w Propane Heat] | Prp | Yes | Warehouse | Space Heating | NC | 0.0017818 | 0.0034523 | 0.0050622 | 0.0066008 | 0.0080591 | 0.0094617 | 0.010839 | 0.012199 | 0.013541 | 0.014861
| Kitchen DCV_Com, P - Heat [Building w Propane Heat] | Prp | Yes | Warehouse | Space Heating | RET | 0.016963 | 0.032167 | 0.045895 | 0.058222 | 0.069302 | 0.079265 | 0.088233 | 0.096552 | 0.10428 | 0.11148
| Kitchen DCV_Com, P - Heat [Building w Propane Heat] | Prp | Yes | Warehouse | Space Heating | REPL | 0.01216 | 0.021773 | 0.030147 | 0.037252 | 0.043121 | 0.047775 | 0.051239 | 0.053709 | 0.055199 | 0.055725
| Duct Sealing Non Regulated_Com, P - Heat [Building w Propane Heat] | Prp | Yes | Warehouse | Space Heating | RET | 0.59684 | 1.1866 | 1.7738 | 2.355 | 2.9311 | 3.5022 | 4.069 | 4.6313 | 5.1891 | 5.7422
| Clothes Washer Elec WH_Com, P - Oth [unit w/ propane dry - Dryer] | Prp | Yes | Warehouse | Other | NC | 7.2375e-07 | 1.4023e-06 | 2.0563e-06 | 2.6812e-06 | 3.2736e-06 | 3.8433e-06 | 4.403e-06 | 4.2369e-06 | 4.1148e-06 | 4.0135e-06
| Clothes Washer Elec WH_Com, P - Oth [unit w/ propane dry - Dryer] | Prp | Yes | Warehouse | Other | REPL | 1.0584e-05 | 2.1044e-05 | 3.1456e-05 | 4.1764e-05 | 5.198e-05 | 6.2108e-05 | 7.2159e-05 | 7.1547e-05 | 7.0981e-05 | 7.0377e-05
| Clothes Washer Gas WH_Com, P - Oth [unit w/ propane dry - Dryer] | Prp | Yes | Warehouse | Other | NC | 7.2375e-07 | 1.4023e-06 | 2.0563e-06 | 2.6812e-06 | 3.2736e-06 | 3.8433e-06 | 4.403e-06 | 4.2369e-06 | 4.1148e-06 | 4.0135e-06
| Clothes Washer Gas WH_Com, P - Oth [unit w/ propane dry - Dryer] | Prp | Yes | Warehouse | Other | REPL | 1.0584e-05 | 2.1044e-05 | 3.1456e-05 | 4.1764e-05 | 5.198e-05 | 6.2108e-05 | 7.2159e-05 | 7.1547e-05 | 7.0981e-05 | 7.0377e-05
| Clothes Washer Oil WH_Com, P - Oth [unit w/ propane dry - Dryer] | Prp | Yes | Warehouse | Other | NC | 1.0856e-06 | 2.1035e-06 | 3.0844e-06 | 4.0219e-06 | 4.9104e-06 | 5.765e-06 | 6.6044e-06 | 6.3554e-06 | 6.1722e-06 | 6.0203e-06
| Clothes Washer Oil WH_Com, P - Oth [unit w/ propane dry - Dryer] | Prp | Yes | Warehouse | Other | REPL | 1.5877e-05 | 3.1565e-05 | 4.7184e-05 | 6.2646e-05 | 7.797e-05 | 9.3161e-05 | 0.00010824 | 0.00010732 | 0.00010647 | 0.00010556
| Clothes Washer Propane WH_Com, P - HWat [unit w/ elec dry - Water Heater] | Prp | Yes | Warehouse | Water Heating | NC | 1.2212e-05 | 2.3662e-05 | 3.4696e-05 | 4.5242e-05 | 5.5237e-05 | 6.485e-05 | 7.4293e-05 | 7.1492e-05 | 6.9431e-05 | 6.7722e-05
| Clothes Washer Propane WH_Com, P - HWat [unit w/ elec dry - Water Heater] | Prp | Yes | Warehouse | Water Heating | REPL | 0.0001786 | 0.00035508 | 0.00053077 | 0.00070471 | 0.00087708 | 0.001048 | 0.0012176 | 0.0012072 | 0.0011977 | 0.0011875
| Clothes Washer Propane WH_Com, P - HWat [unit w/ gas dry - Water Heater] | Prp | Yes | Warehouse | Water Heating | NC | 6.1061e-06 | 1.1831e-05 | 1.7348e-05 | 2.2621e-05 | 2.7618e-05 | 3.2425e-05 | 3.7147e-05 | 3.5746e-05 | 3.4716e-05 | 3.3861e-05
| Clothes Washer Propane WH_Com, P - HWat [unit w/ gas dry - Water Heater] | Prp | Yes | Warehouse | Water Heating | REPL | 8.9298e-05 | 0.00017754 | 0.00026539 | 0.00035235 | 0.00043854 | 0.00052399 | 0.00060879 | 0.00060362 | 0.00059885 | 0.00059375
| Clothes Washer Propane WH_Com, P - Oth [unit w/ propane dry - Dryer] | Prp | Yes | Warehouse | Other | NC | 7.2375e-07 | 1.4023e-06 | 2.0563e-06 | 2.6812e-06 | 3.2736e-06 | 3.8433e-06 | 4.403e-06 | 4.2369e-06 | 4.1148e-06 | 4.0135e-06
| Clothes Washer Propane WH_Com, P - Oth [unit w/ propane dry - Dryer] | Prp | Yes | Warehouse | Other | REPL | 1.0584e-05 | 2.1044e-05 | 3.1456e-05 | 4.1764e-05 | 5.198e-05 | 6.2108e-05 | 7.2159e-05 | 7.1547e-05 | 7.0981e-05 | 7.0377e-05
| Clothes Washer Propane WH_Com, P - HWat [unit w/ propane dry - Water Heater] | Prp | Yes | Warehouse | Water Heating | NC | 1.4731e-05 | 2.8542e-05 | 4.1852e-05 | 5.4572e-05 | 6.6628e-05 | 7.8224e-05 | 8.9615e-05 | 8.6235e-05 | 8.375e-05 | 8.1688e-05
| Clothes Washer Propane WH_Com, P - HWat [unit w/ propane dry - Water Heater] | Prp | Yes | Warehouse | Water Heating | REPL | 0.00021543 | 0.00042831 | 0.00064023 | 0.00085004 | 0.001058 | 0.0012641 | 0.0014687 | 0.0014562 | 0.0014447 | 0.0014324
| Dishwasher_Com, P - HWat [Building w propane WH] | Prp | Yes | Warehouse | Water Heating | NC | 9.3724e-07 | 1.816e-06 | 2.6628e-06 | 3.4721e-06 | 4.2392e-06 | 4.977e-06 | 5.7017e-06 | 6.4167e-06 | 7.123e-06 | 7.8174e-06
| Dishwasher_Com, P - HWat [Building w propane WH] | Prp | Yes | Warehouse | Water Heating | REPL | 7.5847e-06 | 1.508e-05 | 2.2541e-05 | 2.9928e-05 | 3.7248e-05 | 4.4505e-05 | 5.1708e-05 | 5.8854e-05 | 6.5944e-05 | 7.2972e-05
| Faucet Aerator_Com, P - HWat | Prp | Yes | Warehouse | Water Heating | RET | 0.074333 | 0.14778 | 0.22091 | 0.2933 | 0.36504 | 0.43617 | 0.50676 | 0.57679 | 0.64627 | 0.71515
| Pre Rinse Sprayers_Com, P - HWat | Prp | Yes | Warehouse | Water Heating | RET | 0.0073868 | 0.014686 | 0.021953 | 0.02254 | 0.023141 | 0.022929 | 0.022739 | 0.022555 | 0.022378 | 0.022195
| FF Storage Water Heater_Com, P - HWat | Prp | Yes | Warehouse | Water Heating | NC | 0.010446 | 0.02024 | 0.029679 | 0.0387 | 0.04725 | 0.055473 | 0.06355 | 0.07152 | 0.079392 | 0.087131
| FF Storage Water Heater_Com, P - HWat | Prp | No | Warehouse | Water Heating | RET | 0.073042 | 0.14029 | 0.20266 | 0.2602 | 0.31332 | 0.36238 | 0.40776 | 0.45454 | 0.5026 | 0.55175
| FF Storage Water Heater_Com, P - HWat | Prp | Yes | Warehouse | Water Heating | REPL | 0.071294 | 0.12765 | 0.17675 | 0.21841 | 0.25281 | 0.2801 | 0.30041 | 0.31858 | 0.33463 | 0.34859
| FF Instantaneous Water Heater_Com, P - HWat | Prp | Yes | Warehouse | Water Heating | NC | 0.017509 | 0.033926 | 0.049746 | 0.064866 | 0.079197 | 0.09298 | 0.10652 | 0.11988 | 0.13307 | 0.14604
| FF Instantaneous Water Heater_Com, P - HWat | Prp | No | Warehouse | Water Heating | RET | 0.12243 | 0.23514 | 0.33969 | 0.43612 | 0.52516 | 0.6074 | 0.68345 | 0.75375 | 0.81872 | 0.87874
| FF Instantaneous Water Heater_Com, P - HWat | Prp | Yes | Warehouse | Water Heating | REPL | 0.089623 | 0.16047 | 0.22219 | 0.27456 | 0.31781 | 0.35211 | 0.37764 | 0.39453 | 0.40291 | 0.40291
| Clothes Dryer_Com, P - Oth | Prp | Yes | Warehouse | Other | NC | 0.00016484 | 0.00031938 | 0.00046832 | 0.00061066 | 0.00074557 | 0.00087533 | 0.0010028 | 0.0011285 | 0.0012528 | 0.0013749
| Clothes Dryer_Com, P - Oth | Prp | Yes | Warehouse | Other | RET | 0.0016057 | 0.0030414 | 0.0043347 | 0.0054932 | 0.0065321 | 0.007464 | 0.0083009 | 0.0090696 | 0.009777 | 0.010429
| Clothes Dryer_Com, P - Oth | Prp | Yes | Warehouse | Other | REPL | 0.0012053 | 0.0021582 | 0.0029882 | 0.0036925 | 0.0042742 | 0.0047355 | 0.0050789 | 0.0053191 | 0.0054578 | 0.0054964
| Pnemautic to DDC_Com, P - TotF [Building w Propane Heat] | Prp | No | Warehouse | Total FF | RET | 0.27474 | 0.54622 | 0.81649 | 1.0841 | 1.3492 | 1.6121 | 1.873 | 2.1319 | 2.3887 | 2.6432
| RCx_Com, P - TotF [Building w Propane Heat] | Prp | Yes | Warehouse | Total FF | RET | 0.71162 | 1.4148 | 2.1149 | 2.8079 | 3.4947 | 4.1756 | 4.8514 | 5.5219 | 5.4754 | 5.4316
| Commissioning_Com, P - TotF [Building w Propane Heat] | Prp | Yes | Warehouse | Total FF | NC | 0 | 0 | 0 | 0 | 0 | 0 | 0 | 0 | 0 | 0
| Integrated Building Design_Com, P - TotF [Building w Propane Heat] | Prp | Yes | Warehouse | Total FF | NC | 0.049032 | 0.095002 | 0.13931 | 0.18165 | 0.22177 | 0.26037 | 0.29829 | 0.33569 | 0.37264 | 0.40897
| Deep Energy Retrofit_Com, P - TotF [Building w Propane Heat] | Prp | Yes | Warehouse | Total FF | RET | 0.17585 | 0.34962 | 0.52262 | 0.69388 | 0.86361 | 1.0319 | 1.1989 | 1.3646 | 1.5289 | 1.6919
| EMS_Com, P - TotF [Building w Propane Heat] | Prp | Yes | Warehouse | Total FF | NC | 0.095556 | 0.18515 | 0.27149 | 0.354 | 0.43221 | 0.50743 | 0.58132 | 0.65422 | 0.72622 | 0.79702
| EMS_Com, P - TotF [Building w Propane Heat] | Prp | Yes | Warehouse | Total FF | RET | 1.1929 | 2.3716 | 3.5451 | 4.7068 | 5.8581 | 6.9995 | 8.1324 | 9.2562 | 10.3712 | 11.4765
| Int Ltg Ctrls_Com, E/P - IntL | E | Yes | Warehouse | Interior Lighting | RET | -0.14615 | -0.28961 | -0.44243 | -0.59557 | -0.74724 | -0.89995 | -1.0499 | -1.2034 | -1.2099 | -1.2156
| Exit Sign RetFit_Com, E/P - IntL | E | No | Warehouse | Interior Lighting | RET | -0.011881 | -0.023543 | -0.035967 | -0.048416 | -0.060745 | -0.07316 | -0.085349 | -0.097833 | -0.11024 | -0.12237
| LED HiLo Bay_Com, E/P - IntL | E | No | Warehouse | Interior Lighting | NC | -0.016014 | -0.031235 | -0.04583 | -0.060013 | -0.073336 | -0.086575 | -0.099597 | -0.11225 | -0.12477 | -0.13715
| LED HiLo Bay_Com, E/P - IntL | E | No | Warehouse | Interior Lighting | RET | -0.15798 | -0.30259 | -0.44629 | -0.58058 | -0.70462 | -0.82111 | -0.92778 | -1.0297 | -1.1241 | -1.2195
| LED HiLo Bay_Com, E/P - IntL | E | No | Warehouse | Interior Lighting | REPL | -0.085542 | -0.15271 | -0.21533 | -0.2691 | -0.31349 | -0.34924 | -0.37557 | -0.39354 | -0.40248 | -0.40748
| Repl Scre_Com, E/P - IntL | E | No | Warehouse | Interior Lighting | NC | -0.0032177 | -0.0062761 | -0.0030584 | 0 | 0 | 0 | 0 | 0 | 0 | 0
| Repl Scre_Com, E/P - IntL | E | No | Warehouse | Interior Lighting | RET | -0.011181 | -0.022155 | -0.010974 | 0 | 0 | 0 | 0 | 0 | 0 | 0
| Repl Scre_Com, E/P - IntL | E | No | Warehouse | Interior Lighting | REPL | -0.16515 | -0.32724 | -0.1621 | 0 | 0 | 0 | 0 | 0 | 0 | 0
| Lin LED Fixture_Com, E/P - IntL | E | No | Warehouse | Interior Lighting | NC | -0.0019582 | -0.0038194 | -0.0056042 | -0.0073384 | -0.0089677 | -0.010586 | -0.012179 | -0.013726 | -0.015258 | -0.016771
| Lin LED Fixture_Com, E/P - IntL | E | No | Warehouse | Interior Lighting | RET | -0.016315 | -0.031078 | -0.045575 | -0.058967 | -0.071193 | -0.082542 | -0.092812 | -0.10251 | -0.11213 | -0.1215
| Lin LED Fixture_Com, E/P - IntL | E | No | Warehouse | Interior Lighting | REPL | -0.012112 | -0.021623 | -0.030489 | -0.038104 | -0.044389 | -0.049451 | -0.053179 | -0.055725 | -0.057531 | -0.05859
| LED Tube Repl_Com, E/P - IntL | E | Yes | Warehouse | Interior Lighting | RET | -0.10265 | -0.19553 | -0.28674 | -0.37099 | -0.44791 | -0.52641 | -0.60442 | -0.68521 | -0.76633 | -0.84633
| LED Tube Repl_Com, E/P - IntL | E | Yes | Warehouse | Interior Lighting | REPL | -0.11191 | -0.19979 | -0.28171 | -0.35206 | -0.41013 | -0.46464 | -0.51428 | -0.56114 | -0.60376 | -0.64154
| Repl pin CFL wLED_Com, E/P - IntL | E | No | Warehouse | Interior Lighting | RET | -0.0011684 | -0.0022419 | -0.0033125 | -0.0043167 | -0.0052476 | -0.0062586 | -0.0073188 | -0.0084695 | -0.0096736 | -0.010866
| Repl pin CFL wLED_Com, E/P - IntL | E | No | Warehouse | Interior Lighting | REPL | -0.0020849 | -0.003722 | -0.0052481 | -0.0065588 | -0.0076406 | -0.0087502 | -0.0098596 | -0.011016 | -0.012186 | -0.01335
| Stair Occ Sensor_Com, E/P - IntL | E | No | Warehouse | Interior Lighting | NC | -0.0013064 | -0.0025481 | -0.0037388 | -0.0048958 | -0.0059827 | -0.0070627 | -0.008125 | -0.0091574 | -0.010179 | -0.011189
| Stair Occ Sensor_Com, E/P - IntL | E | No | Warehouse | Interior Lighting | RET | -0.010057 | -0.019929 | -0.030446 | -0.040984 | -0.05142 | -0.061929 | -0.072247 | -0.082814 | -0.093318 | -0.10358
| Int Delamping_Com, E/P - IntL | E | Yes | Warehouse | Interior Lighting | RET | -0.00095073 | -0.0018839 | -0.0028781 | -0.0038742 | -0.0048608 | -0.0058542 | -0.0068296 | -0.0078285 | -0.0088215 | -0.0097917
| Int Ltg Dsgn_Com, E/P - IntL | E | Yes | Warehouse | Interior Lighting | NC | -0.0037456 | -0.0073059 | -0.01072 | -0.014037 | -0.017154 | -0.02025 | -0.023296 | -0.026256 | -0.029185 | -0.032081

## Table D12
Table D6. Cumulative Propane Savings by Technology - Upstate
Return to List of Tables
Cumulative BBtu Saved
| Measure Name | Primary Fuel - Electric (E), Gas (G), Oil (O), or Propane (P) | Cost Effective? | Building Type | End Use | New Construction (NC), Replacement (REPL), or Retrofit (RET) | 2020 | 2021 | 2022 | 2023 | 2024 | 2025 | 2026 | 2027 | 2028 | 2029
| DCV_Com, P - Heat [Building w Propane Heat] | Prp | Yes | Small Office | Space Heating | RET | 2.7542 | 5.4758 | 8.1852 | 10.8675 | 13.5258 | 16.1611 | 18.7767 | 21.3716 | 23.9458 | 26.498
| Optimized Unitary AC Sys_Com, P - Heat [Building w Propane Heat] | Prp | Yes | Small Office | Space Heating | NC | 1.0459 | 2.0264 | 2.9714 | 3.8745 | 4.7305 | 5.5538 | 6.3625 | 7.1603 | 7.9484 | 8.7233
| Cool Roof_Com, P - Heat [Building w Propane Heat] | Prp | No | Small Office | Space Heating | NC | -0.088956 | -0.17236 | -0.25273 | -0.32955 | -0.40236 | -0.47238 | -0.54117 | -0.60903 | -0.67606 | -0.74197
| Cool Roof_Com, P - Heat [Building w Propane Heat] | Prp | No | Small Office | Space Heating | RET | -0.46443 | -0.92336 | -1.3802 | -1.8326 | -2.2808 | -2.7252 | -3.1663 | -3.6038 | -4.0379 | -4.4683
| Programmable TStat_Com, P - Heat [Building w Propane Heat] | Prp | Yes | Small Office | Space Heating | NC | 0 | 0 | 0 | 0 | 0 | 0 | 0 | 0 | 0 | 0
| Programmable TStat_Com, P - Heat [Building w Propane Heat] | Prp | Yes | Small Office | Space Heating | RET | 0 | 0 | 0 | 0 | 0 | 0 | 0 | 0 | 0 | 0
| Smart TStat_Com, P - Heat [Building w Propane Heat] | Prp | Yes | Small Office | Space Heating | NC | 0.29411 | 0.56986 | 0.83561 | 1.0896 | 1.3303 | 1.5618 | 1.7892 | 2.0136 | 2.2352 | 2.4531
| Smart TStat_Com, P - Heat [Building w Propane Heat] | Prp | Yes | Small Office | Space Heating | RET | 1.0797 | 2.1467 | 3.2088 | 4.2604 | 5.3025 | 6.3356 | 7.361 | 8.3783 | 9.3875 | 10.388
| Boiler Blowdown Controls_Com, P - Heat | Prp | No | Small Office | Space Heating | RET | 0.20831 | 0.41415 | 0.61907 | 0.82194 | 1.023 | 1.014 | 1.006 | 0.99732 | 0.98915 | 0.98112
| Boiler Modifications_Com, P - Heat | Prp | Yes | Small Office | Space Heating | RET | 0.68621 | 1.3643 | 2.0393 | 2.7076 | 3.3699 | 4.0265 | 4.6782 | 5.3247 | 5.4887 | 5.4441
| Boilers_Com, P - Heat | Prp | Yes | Small Office | Space Heating | NC | 0.16111 | 0.31215 | 0.45772 | 0.59684 | 0.72869 | 0.85552 | 0.98009 | 1.103 | 1.2244 | 1.3438
| Boilers_Com, P - Heat | Prp | Yes | Small Office | Space Heating | RET | 1.2635 | 2.4163 | 3.4761 | 4.4449 | 5.3315 | 6.1431 | 6.8869 | 7.5683 | 8.1925 | 8.7639
| Boilers_Com, P - Heat | Prp | Yes | Small Office | Space Heating | REPL | 0.6597 | 1.1812 | 1.6355 | 2.021 | 2.3393 | 2.5918 | 2.7798 | 2.9041 | 2.9658 | 2.9658
| Furnace_Com, P - Heat | Prp | Yes | Small Office | Space Heating | NC | 0.36456 | 0.70635 | 1.0358 | 1.3506 | 1.6489 | 1.9359 | 2.2178 | 2.4959 | 2.7706 | 3.0407
| Furnace_Com, P - Heat | Prp | Yes | Small Office | Space Heating | RET | 2.8116 | 5.3806 | 7.7455 | 9.9103 | 11.8941 | 13.7126 | 15.3815 | 16.9124 | 18.3168 | 19.6042
| Furnace_Com, P - Heat | Prp | Yes | Small Office | Space Heating | REPL | 1.6226 | 2.9053 | 4.0227 | 4.9709 | 5.7539 | 6.375 | 6.8372 | 7.143 | 7.2946 | 7.2946
| Unit Heater_Com, P - Heat | Prp | Yes | Small Office | Space Heating | NC | 0.28869 | 0.55936 | 0.82021 | 1.0695 | 1.3058 | 1.533 | 1.7563 | 1.9765 | 2.194 | 2.4079
| Unit Heater_Com, P - Heat | Prp | Yes | Small Office | Space Heating | RET | 2.9554 | 5.5837 | 7.9387 | 10.0369 | 11.9084 | 13.5782 | 15.0697 | 16.4015 | 17.5906 | 18.6516
| Unit Heater_Com, P - Heat | Prp | Yes | Small Office | Space Heating | REPL | 1.7385 | 3.1128 | 4.3099 | 5.3257 | 6.1647 | 6.8301 | 7.3253 | 7.6529 | 7.8154 | 7.8154
| Energy Recovery Ventilator_Com, P - Heat | Prp | Yes | Small Office | Space Heating | NC | 0.34785 | 0.67399 | 0.98829 | 1.2887 | 1.5734 | 1.8472 | 2.1162 | 2.3815 | 2.6437 | 2.9014
| Energy Recovery Ventilator_Com, P - Heat | Prp | Yes | Small Office | Space Heating | RET | 3.0269 | 5.7636 | 8.2566 | 10.5148 | 12.5626 | 14.4201 | 16.107 | 17.7334 | 19.304 | 20.8223
| Energy Recovery Ventilator_Com, P - Heat | Prp | Yes | Small Office | Space Heating | REPL | 2.374 | 4.2507 | 5.8855 | 7.2727 | 8.4184 | 9.327 | 10.0034 | 10.5253 | 10.8951 | 11.1151
| Forced Air Heating Maintenance_Com, P - Heat | Prp | Yes | Small Office | Space Heating | RET | 0.11147 | 0.22163 | 0.33129 | 0.43986 | 0.54745 | 0.54264 | 0.53835 | 0.53371 | 0.52934 | 0.52504
| Infrared Heater_Com, P - Heat | Prp | Yes | Small Office | Space Heating | NC | 0.13048 | 0.25281 | 0.3707 | 0.48337 | 0.59016 | 0.69287 | 0.79376 | 0.89329 | 0.99161 | 1.0883
| Infrared Heater_Com, P - Heat | Prp | Z | Small Office | Space Heating | RET | 0 | 0 | 0 | 0 | 0 | 0 | 0 | 0 | 0 | 0
| Infrared Heater_Com, P - Heat | Prp | Yes | Small Office | Space Heating | REPL | 0.78571 | 1.4068 | 1.9479 | 2.407 | 2.7862 | 3.0869 | 3.3107 | 3.4588 | 3.6638 | 3.9246
| Windows_Com, P - Heat [Building w Propane Heat] | Prp | Yes | Small Office | Space Heating | NC | 0.39688 | 0.76898 | 1.1276 | 1.4703 | 1.7951 | 2.1075 | 2.4144 | 2.7172 | 3.0163 | 3.3103
| Window Film_Com, P - Heat [Building w Propane Heat] | Prp | No | Small Office | Space Heating | RET | 0 | 0 | 0 | 0 | 0 | 0 | 0 | 0 | 0 | 0
| Kitchen DCV_Com, P - Heat [Building w Propane Heat] | Prp | Yes | Small Office | Space Heating | NC | 0.016082 | 0.031159 | 0.04569 | 0.059577 | 0.072739 | 0.085398 | 0.097834 | 0.1101 | 0.12222 | 0.13414
| Kitchen DCV_Com, P - Heat [Building w Propane Heat] | Prp | Yes | Small Office | Space Heating | RET | 0.15311 | 0.29033 | 0.41423 | 0.52549 | 0.6255 | 0.71542 | 0.79637 | 0.87145 | 0.94124 | 1.0062
| Kitchen DCV_Com, P - Heat [Building w Propane Heat] | Prp | Yes | Small Office | Space Heating | REPL | 0.10975 | 0.19652 | 0.2721 | 0.33623 | 0.38919 | 0.4312 | 0.46247 | 0.48476 | 0.49821 | 0.50295
| Duct Sealing Non Regulated_Com, P - Heat [Building w Propane Heat] | Prp | Yes | Small Office | Space Heating | RET | 1.539 | 3.0598 | 4.5738 | 6.0726 | 7.558 | 9.0306 | 10.4921 | 11.9421 | 13.3805 | 14.8066
| Clothes Washer Elec WH_Com, P - Oth [unit w/ propane dry - Dryer] | Prp | Yes | Small Office | Other | NC | 8.3408e-06 | 1.6161e-05 | 2.3697e-05 | 3.09e-05 | 3.7726e-05 | 4.4292e-05 | 5.0742e-05 | 4.8828e-05 | 4.7421e-05 | 4.6253e-05
| Clothes Washer Elec WH_Com, P - Oth [unit w/ propane dry - Dryer] | Prp | Yes | Small Office | Other | REPL | 0.00012198 | 0.00024251 | 0.00036251 | 0.00048131 | 0.00059904 | 0.00071575 | 0.00083159 | 0.00082454 | 0.00081801 | 0.00081105
| Clothes Washer Gas WH_Com, P - Oth [unit w/ propane dry - Dryer] | Prp | Yes | Small Office | Other | NC | 8.3408e-06 | 1.6161e-05 | 2.3697e-05 | 3.09e-05 | 3.7726e-05 | 4.4292e-05 | 5.0742e-05 | 4.8828e-05 | 4.7421e-05 | 4.6253e-05
| Clothes Washer Gas WH_Com, P - Oth [unit w/ propane dry - Dryer] | Prp | Yes | Small Office | Other | REPL | 0.00012198 | 0.00024251 | 0.00036251 | 0.00048131 | 0.00059904 | 0.00071575 | 0.00083159 | 0.00082454 | 0.00081801 | 0.00081105
| Clothes Washer Oil WH_Com, P - Oth [unit w/ propane dry - Dryer] | Prp | Yes | Small Office | Other | NC | 1.2511e-05 | 2.4241e-05 | 3.5546e-05 | 4.635e-05 | 5.6589e-05 | 6.6438e-05 | 7.6112e-05 | 7.3242e-05 | 7.1131e-05 | 6.938e-05
| Clothes Washer Oil WH_Com, P - Oth [unit w/ propane dry - Dryer] | Prp | Yes | Small Office | Other | REPL | 0.00018297 | 0.00036377 | 0.00054377 | 0.00072196 | 0.00089856 | 0.0010736 | 0.0012474 | 0.0012368 | 0.001227 | 0.0012166
| Clothes Washer Propane WH_Com, P - HWat [unit w/ elec dry - Water Heater] | Prp | Yes | Small Office | Water Heating | NC | 0.00039108 | 0.00075774 | 0.0011111 | 0.0014488 | 0.0017689 | 0.0020767 | 0.0023791 | 0.0022894 | 0.0022234 | 0.0021687
| Clothes Washer Propane WH_Com, P - HWat [unit w/ elec dry - Water Heater] | Prp | Yes | Small Office | Water Heating | REPL | 0.0057193 | 0.011371 | 0.016997 | 0.022567 | 0.028087 | 0.03356 | 0.038991 | 0.03866 | 0.038354 | 0.038028
| Clothes Washer Propane WH_Com, P - HWat [unit w/ gas dry - Water Heater] | Prp | Yes | Small Office | Water Heating | NC | 0.00019554 | 0.00037887 | 0.00055555 | 0.0007244 | 0.00088444 | 0.0010384 | 0.0011896 | 0.0011447 | 0.0011117 | 0.0010843
| Clothes Washer Propane WH_Com, P - HWat [unit w/ gas dry - Water Heater] | Prp | Yes | Small Office | Water Heating | REPL | 0.0028597 | 0.0056854 | 0.0084986 | 0.011284 | 0.014044 | 0.01678 | 0.019496 | 0.01933 | 0.019177 | 0.019014
| Clothes Washer Propane WH_Com, P - Oth [unit w/ propane dry - Dryer] | Prp | Yes | Small Office | Other | NC | 8.3408e-06 | 1.6161e-05 | 2.3697e-05 | 3.09e-05 | 3.7726e-05 | 4.4292e-05 | 5.0742e-05 | 4.8828e-05 | 4.7421e-05 | 4.6253e-05
| Clothes Washer Propane WH_Com, P - Oth [unit w/ propane dry - Dryer] | Prp | Yes | Small Office | Other | REPL | 0.00012198 | 0.00024251 | 0.00036251 | 0.00048131 | 0.00059904 | 0.00071575 | 0.00083159 | 0.00082454 | 0.00081801 | 0.00081105
| Clothes Washer Propane WH_Com, P - HWat [unit w/ propane dry - Water Heater] | Prp | Yes | Small Office | Water Heating | NC | 0.00040254 | 0.00077994 | 0.0011437 | 0.0014913 | 0.0018207 | 0.0021376 | 0.0024488 | 0.0023565 | 0.0022886 | 0.0022322
| Clothes Washer Propane WH_Com, P - HWat [unit w/ propane dry - Water Heater] | Prp | Yes | Small Office | Water Heating | REPL | 0.0058869 | 0.011704 | 0.017495 | 0.023228 | 0.02891 | 0.034543 | 0.040134 | 0.039793 | 0.039478 | 0.039142
| Dishwasher_Com, P - HWat [Building w propane WH] | Prp | Yes | Small Office | Water Heating | NC | 0.00050023 | 0.00096922 | 0.0014212 | 0.0018532 | 0.0022626 | 0.0026564 | 0.0030432 | 0.0034248 | 0.0038017 | 0.0041723
| Dishwasher_Com, P - HWat [Building w propane WH] | Prp | Yes | Small Office | Water Heating | REPL | 0.0040482 | 0.0080483 | 0.012031 | 0.015973 | 0.01988 | 0.023754 | 0.027598 | 0.031412 | 0.035196 | 0.038947
| Faucet Aerator_Com, P - HWat | Prp | Yes | Small Office | Water Heating | RET | 0.31739 | 0.63101 | 0.94324 | 1.2523 | 1.5587 | 1.8624 | 2.1638 | 2.4628 | 2.7594 | 3.0536
| Pre Rinse Sprayers_Com, P - HWat | Prp | Yes | Small Office | Water Heating | RET | 0.02023 | 0.040221 | 0.060122 | 0.06173 | 0.063375 | 0.062796 | 0.062276 | 0.061771 | 0.061286 | 0.060787
| FF Storage Water Heater_Com, P - HWat | Prp | Yes | Small Office | Water Heating | NC | 0.044604 | 0.086422 | 0.12672 | 0.16524 | 0.20175 | 0.23686 | 0.27135 | 0.30538 | 0.33899 | 0.37203
| FF Storage Water Heater_Com, P - HWat | Prp | No | Small Office | Water Heating | RET | 0.31187 | 0.59901 | 0.86533 | 1.111 | 1.3378 | 1.5473 | 1.741 | 1.9408 | 2.146 | 2.3559
| FF Storage Water Heater_Com, P - HWat | Prp | Yes | Small Office | Water Heating | REPL | 0.30441 | 0.54505 | 0.75467 | 0.93255 | 1.0795 | 1.196 | 1.2827 | 1.3603 | 1.4288 | 1.4884
| FF Instantaneous Water Heater_Com, P - HWat | Prp | No | Small Office | Water Heating | NC | 0.074762 | 0.14486 | 0.21241 | 0.27697 | 0.33815 | 0.39701 | 0.45482 | 0.51185 | 0.56819 | 0.62358
| FF Instantaneous Water Heater_Com, P - HWat | Prp | No | Small Office | Water Heating | RET | 0.52274 | 1.004 | 1.4504 | 1.8622 | 2.2423 | 2.5935 | 2.9182 | 3.2184 | 3.4958 | 3.7521
| FF Instantaneous Water Heater_Com, P - HWat | Prp | No | Small Office | Water Heating | REPL | 0.38267 | 0.68518 | 0.9487 | 1.1723 | 1.357 | 1.5034 | 1.6125 | 1.6846 | 1.7203 | 1.7203
| Clothes Dryer_Com, P - Oth | Prp | Yes | Small Office | Other | NC | 0.00063322 | 0.0012269 | 0.0017991 | 0.0023458 | 0.0028641 | 0.0033626 | 0.0038522 | 0.0043353 | 0.0048124 | 0.0052816
| Clothes Dryer_Com, P - Oth | Prp | No | Small Office | Other | RET | 0.0061682 | 0.011683 | 0.016652 | 0.021102 | 0.025093 | 0.028673 | 0.031888 | 0.034841 | 0.037558 | 0.040062
| Clothes Dryer_Com, P - Oth | Prp | Yes | Small Office | Other | REPL | 0.0046302 | 0.0082906 | 0.011479 | 0.014185 | 0.016419 | 0.018191 | 0.01951 | 0.020433 | 0.020966 | 0.021114
| Pnemautic to DDC_Com, P - TotF [Building w Propane Heat] | Prp | Yes | Small Office | Total FF | RET | 0.72917 | 1.4497 | 2.167 | 2.8772 | 3.5809 | 4.2786 | 4.9711 | 5.6581 | 6.3396 | 7.0153
| Data Center_Com, P - TotF [Building w Propane Heat] | Prp | Yes | Small Office | Total FF | NC | 0 | 0 | 0 | 0 | 0 | 0 | 0 | 0 | 0 | 0
| Data Center_Com, P - TotF [Building w Propane Heat] | Prp | Yes | Small Office | Total FF | RET | 0 | 0 | 0 | 0 | 0 | 0 | 0 | 0 | 0 | 0
| RCx_Com, P - TotF [Building w Propane Heat] | Prp | Yes | Small Office | Total FF | RET | 1.4911 | 2.9645 | 4.4313 | 5.8834 | 7.3225 | 8.7493 | 10.1653 | 11.5701 | 11.4727 | 11.381
| Commissioning_Com, P - TotF [Building w Propane Heat] | Prp | Yes | Small Office | Total FF | NC | 0 | 0 | 0 | 0 | 0 | 0 | 0 | 0 | 0 | 0
| Integrated Building Design_Com, P - TotF [Building w Propane Heat] | Prp | Yes | Small Office | Total FF | NC | 0.13013 | 0.25214 | 0.36973 | 0.4821 | 0.58861 | 0.69105 | 0.79167 | 0.89095 | 0.98901 | 1.0854
| Deep Energy Retrofit_Com, P - TotF [Building w Propane Heat] | Prp | Yes | Small Office | Total FF | RET | 0.46673 | 0.92792 | 1.3871 | 1.8416 | 2.2921 | 2.7387 | 3.1819 | 3.6216 | 4.0578 | 4.4903
| EMS_Com, P - TotF [Building w Propane Heat] | Prp | Yes | Small Office | Total FF | NC | 0.25361 | 0.49139 | 0.72054 | 0.93954 | 1.1471 | 1.3468 | 1.5429 | 1.7363 | 1.9274 | 2.1153
| EMS_Com, P - TotF [Building w Propane Heat] | Prp | Yes | Small Office | Total FF | RET | 3.166 | 6.2944 | 9.4089 | 12.4922 | 15.5479 | 18.5772 | 21.5838 | 24.5666 | 27.5257 | 30.4595
| Int Ltg Ctrls_Com, E/P - IntL | E | Yes | Small Office | Interior Lighting | RET | -0.034013 | -0.066507 | -0.099821 | -0.13395 | -0.16862 | -0.20398 | -0.23872 | -0.27381 | -0.27499 | -0.27695
| Exit Sign RetFit_Com, E/P - IntL | E | No | Small Office | Interior Lighting | RET | -0.0017698 | -0.0034605 | -0.0051939 | -0.0069696 | -0.0087738 | -0.010613 | -0.012421 | -0.014247 | -0.016078 | -0.017871
| LED HiLo Bay_Com, E/P - IntL | E | Yes | Small Office | Interior Lighting | NC | -0.00033059 | -0.00065186 | -0.00096785 | -0.0012788 | -0.0015711 | -0.0018575 | -0.0021418 | -0.0024187 | -0.0026953 | -0.0029744
| LED HiLo Bay_Com, E/P - IntL | E | Yes | Small Office | Interior Lighting | RET | -0.0032382 | -0.0061235 | -0.0088824 | -0.011518 | -0.014016 | -0.016392 | -0.018569 | -0.02062 | -0.022538 | -0.024477
| LED HiLo Bay_Com, E/P - IntL | E | Yes | Small Office | Interior Lighting | REPL | -0.001766 | -0.0031156 | -0.0043264 | -0.0053895 | -0.0062897 | -0.0070239 | -0.0075651 | -0.0079295 | -0.0081122 | -0.0082147
| Repl Scre_Com, E/P - IntL | E | Yes | Small Office | Interior Lighting | NC | -0.0011945 | -0.0023554 | -0.0011609 | 0 | 0 | 0 | 0 | 0 | 0 | 0
| Repl Scre_Com, E/P - IntL | E | Yes | Small Office | Interior Lighting | RET | -0.0061704 | -0.012065 | -0.0058948 | 0 | 0 | 0 | 0 | 0 | 0 | 0
| Repl Scre_Com, E/P - IntL | E | Yes | Small Office | Interior Lighting | REPL | -0.061309 | -0.11988 | -0.058571 | 0 | 0 | 0 | 0 | 0 | 0 | 0
| Lin LED Fixture_Com, E/P - IntL | E | No | Small Office | Interior Lighting | NC | -0.0011679 | -0.0023029 | -0.0034192 | -0.0045176 | -0.0055503 | -0.0065623 | -0.0075665 | -0.0085446 | -0.0095219 | -0.010508
| Lin LED Fixture_Com, E/P - IntL | E | No | Small Office | Interior Lighting | RET | -0.0086678 | -0.016301 | -0.023515 | -0.030328 | -0.036709 | -0.042706 | -0.04814 | -0.053198 | -0.058258 | -0.063202
| Lin LED Fixture_Com, E/P - IntL | E | No | Small Office | Interior Lighting | REPL | -0.0072242 | -0.012745 | -0.017698 | -0.022047 | -0.02573 | -0.028733 | -0.030947 | -0.032438 | -0.033505 | -0.034132
| LED Tube Repl_Com, E/P - IntL | E | Yes | Small Office | Interior Lighting | RET | -0.054533 | -0.10256 | -0.14795 | -0.19081 | -0.23095 | -0.27244 | -0.31371 | -0.35585 | -0.39854 | -0.44073
| LED Tube Repl_Com, E/P - IntL | E | Yes | Small Office | Interior Lighting | REPL | -0.066748 | -0.11776 | -0.16352 | -0.20371 | -0.23773 | -0.27007 | -0.29955 | -0.32699 | -0.35217 | -0.37455
| Repl pin CFL wLED_Com, E/P - IntL | E | No | Small Office | Interior Lighting | RET | -0.00064638 | -0.0012244 | -0.0017792 | -0.0023111 | -0.0028171 | -0.0033734 | -0.0039574 | -0.0045825 | -0.0052424 | -0.0058971
| Repl pin CFL wLED_Com, E/P - IntL | E | No | Small Office | Interior Lighting | REPL | -0.00074865 | -0.0013208 | -0.0018341 | -0.0022848 | -0.0026664 | -0.0030627 | -0.0034594 | -0.0038672 | -0.0042834 | -0.004698
| Stair Occ Sensor_Com, E/P - IntL | E | No | Small Office | Interior Lighting | NC | -0.0007677 | -0.0015138 | -0.0022475 | -0.0029695 | -0.0036484 | -0.0043136 | -0.0049737 | -0.0056166 | -0.006259 | -0.0069072
| Stair Occ Sensor_Com, E/P - IntL | E | No | Small Office | Interior Lighting | RET | -0.0059103 | -0.011557 | -0.017345 | -0.023275 | -0.0293 | -0.035444 | -0.041481 | -0.047579 | -0.053693 | -0.05968
| Int Delamping_Com, E/P - IntL | E | Yes | Small Office | Interior Lighting | RET | -0.00056705 | -0.0011088 | -0.0016641 | -0.0022331 | -0.0028111 | -0.0034006 | -0.0039798 | -0.0045648 | -0.0051515 | -0.0057259
| Int Ltg Dsgn_Com, E/P - IntL | E | Yes | Small Office | Interior Lighting | NC | -0.001017 | -0.0020054 | -0.0029775 | -0.003934 | -0.0048333 | -0.0057146 | -0.0065891 | -0.0074408 | -0.0082919 | -0.0091505
| DCV_Com, P - Heat [Building w Propane Heat] | Prp | Yes | Large Office | Space Heating | RET | 0.12437 | 0.24726 | 0.3696 | 0.49072 | 0.61076 | 0.72976 | 0.84786 | 0.96504 | 1.0813 | 1.1965
| Optimized Unitary AC Sys_Com, P - Heat [Building w Propane Heat] | Prp | Yes | Large Office | Space Heating | NC | 0.047226 | 0.091503 | 0.13417 | 0.17495 | 0.21361 | 0.25078 | 0.2873 | 0.32333 | 0.35891 | 0.3939
| Cool Roof_Com, P - Heat [Building w Propane Heat] | Prp | No | Large Office | Space Heating | NC | -0.022341 | -0.043287 | -0.063474 | -0.082766 | -0.10105 | -0.11864 | -0.13591 | -0.15296 | -0.16979 | -0.18634
| Cool Roof_Com, P - Heat [Building w Propane Heat] | Prp | No | Large Office | Space Heating | RET | -0.11664 | -0.2319 | -0.34665 | -0.46024 | -0.57282 | -0.68443 | -0.7952 | -0.9051 | -1.0141 | -1.1222
| Programmable TStat_Com, P - Heat [Building w Propane Heat] | Prp | Yes | Large Office | Space Heating | NC | 0 | 0 | 0 | 0 | 0 | 0 | 0 | 0 | 0 | 0
| Programmable TStat_Com, P - Heat [Building w Propane Heat] | Prp | Yes | Large Office | Space Heating | RET | 0 | 0 | 0 | 0 | 0 | 0 | 0 | 0 | 0 | 0
| Smart TStat_Com, P - Heat [Building w Propane Heat] | Prp | Yes | Large Office | Space Heating | NC | 0.019817 | 0.038396 | 0.056301 | 0.073413 | 0.089632 | 0.10523 | 0.12055 | 0.13567 | 0.15061 | 0.16529
| Smart TStat_Com, P - Heat [Building w Propane Heat] | Prp | Yes | Large Office | Space Heating | RET | 0.07275 | 0.14464 | 0.2162 | 0.28705 | 0.35727 | 0.42688 | 0.49597 | 0.56451 | 0.63251 | 0.69992
| Boiler Blowdown Controls_Com, P - Heat | Prp | No | Large Office | Space Heating | RET | 0.024082 | 0.047878 | 0.071568 | 0.095021 | 0.11826 | 0.11722 | 0.1163 | 0.1153 | 0.11435 | 0.11342
| Boiler Modifications_Com, P - Heat | Prp | Yes | Large Office | Space Heating | RET | 0.07933 | 0.15772 | 0.23576 | 0.31302 | 0.38959 | 0.46549 | 0.54083 | 0.61557 | 0.63453 | 0.62937
| Boilers_Com, P - Heat | Prp | Yes | Large Office | Space Heating | NC | 0.018625 | 0.036087 | 0.052915 | 0.068998 | 0.084241 | 0.098903 | 0.1133 | 0.12751 | 0.14155 | 0.15535
| Boilers_Com, P - Heat | Prp | Yes | Large Office | Space Heating | RET | 0.14607 | 0.27934 | 0.40186 | 0.51386 | 0.61635 | 0.71018 | 0.79617 | 0.87494 | 0.9471 | 1.0132
| Boilers_Com, P - Heat | Prp | Yes | Large Office | Space Heating | REPL | 0.076266 | 0.13656 | 0.18907 | 0.23364 | 0.27044 | 0.29963 | 0.32136 | 0.33573 | 0.34286 | 0.34286
| Furnace_Com, P - Heat | Prp | Yes | Large Office | Space Heating | NC | 0.0033655 | 0.0065209 | 0.0095619 | 0.012468 | 0.015223 | 0.017872 | 0.020474 | 0.023042 | 0.025578 | 0.028071
| Furnace_Com, P - Heat | Prp | Yes | Large Office | Space Heating | RET | 0.025956 | 0.049673 | 0.071505 | 0.09149 | 0.1098 | 0.12659 | 0.142 | 0.15613 | 0.1691 | 0.18098
| Furnace_Com, P - Heat | Prp | Yes | Large Office | Space Heating | REPL | 0.01498 | 0.026822 | 0.037137 | 0.04589 | 0.053119 | 0.058852 | 0.06312 | 0.065943 | 0.067343 | 0.067343
| Unit Heater_Com, P - Heat | Prp | Yes | Large Office | Space Heating | NC | 0.087019 | 0.1686 | 0.24723 | 0.32237 | 0.39359 | 0.46209 | 0.52938 | 0.59577 | 0.66134 | 0.72581
| Unit Heater_Com, P - Heat | Prp | Yes | Large Office | Space Heating | RET | 0.89082 | 1.6831 | 2.3929 | 3.0253 | 3.5895 | 4.0928 | 4.5424 | 4.9438 | 5.3022 | 5.622
| Unit Heater_Com, P - Heat | Prp | Yes | Large Office | Space Heating | REPL | 0.52401 | 0.93825 | 1.2991 | 1.6053 | 1.8582 | 2.0587 | 2.208 | 2.3068 | 2.3557 | 2.3557
| Energy Recovery Ventilator_Com, P - Heat | Prp | Yes | Large Office | Space Heating | NC | 0.087363 | 0.16927 | 0.24821 | 0.32365 | 0.39515 | 0.46392 | 0.53147 | 0.59812 | 0.66395 | 0.72868
| Energy Recovery Ventilator_Com, P - Heat | Prp | Yes | Large Office | Space Heating | RET | 0.76019 | 1.4475 | 2.0736 | 2.6408 | 3.1551 | 3.6216 | 4.0453 | 4.4537 | 4.8482 | 5.2295
| Energy Recovery Ventilator_Com, P - Heat | Prp | Yes | Large Office | Space Heating | REPL | 0.59623 | 1.0676 | 1.4781 | 1.8265 | 2.1143 | 2.3425 | 2.5123 | 2.6434 | 2.7363 | 2.7915
| Forced Air Heating Maintenance_Com, P - Heat | Prp | Yes | Large Office | Space Heating | RET | 0.0010291 | 0.002046 | 0.0030584 | 0.0040607 | 0.0050539 | 0.0050095 | 0.0049699 | 0.0049271 | 0.0048867 | 0.0048471
| Infrared Heater_Com, P - Heat | Prp | Yes | Large Office | Space Heating | NC | 0.20751 | 0.40207 | 0.58957 | 0.76877 | 0.93861 | 1.102 | 1.2624 | 1.4207 | 1.5771 | 1.7308
| Infrared Heater_Com, P - Heat | Prp | Z | Large Office | Space Heating | RET | 0 | 0 | 0 | 0 | 0 | 0 | 0 | 0 | 0 | 0
| Infrared Heater_Com, P - Heat | Prp | Yes | Large Office | Space Heating | REPL | 1.2496 | 2.2375 | 3.098 | 3.8282 | 4.4312 | 4.9095 | 5.2655 | 5.501 | 5.827 | 6.2419
| Windows_Com, P - Heat [Building w Propane Heat] | Prp | No | Large Office | Space Heating | NC | 0.099676 | 0.19313 | 0.28319 | 0.36926 | 0.45084 | 0.52931 | 0.60638 | 0.68242 | 0.75753 | 0.83138
| Window Film_Com, P - Heat [Building w Propane Heat] | Prp | No | Large Office | Space Heating | RET | 0 | 0 | 0 | 0 | 0 | 0 | 0 | 0 | 0 | 0
| Kitchen DCV_Com, P - Heat [Building w Propane Heat] | Prp | Yes | Large Office | Space Heating | NC | 0.0082095 | 0.015906 | 0.023324 | 0.030413 | 0.037132 | 0.043595 | 0.049942 | 0.056205 | 0.062392 | 0.068474
| Kitchen DCV_Com, P - Heat [Building w Propane Heat] | Prp | Yes | Large Office | Space Heating | RET | 0.078158 | 0.14821 | 0.21146 | 0.26826 | 0.31931 | 0.36521 | 0.40653 | 0.44486 | 0.48049 | 0.51365
| Kitchen DCV_Com, P - Heat [Building w Propane Heat] | Prp | Yes | Large Office | Space Heating | REPL | 0.056028 | 0.10032 | 0.1389 | 0.17164 | 0.19868 | 0.22012 | 0.23608 | 0.24746 | 0.25433 | 0.25675
| Duct Sealing Non Regulated_Com, P - Heat [Building w Propane Heat] | Prp | Yes | Large Office | Space Heating | RET | 0.38652 | 0.76846 | 1.1487 | 1.5251 | 1.8982 | 2.268 | 2.6351 | 2.9992 | 3.3605 | 3.7187
| Clothes Washer Elec WH_Com, P - Oth [unit w/ propane dry - Dryer] | Prp | Yes | Large Office | Other | NC | 2.0948e-06 | 4.0588e-06 | 5.9515e-06 | 7.7604e-06 | 9.4749e-06 | 1.1124e-05 | 1.2744e-05 | 1.2263e-05 | 1.191e-05 | 1.1616e-05
| Clothes Washer Elec WH_Com, P - Oth [unit w/ propane dry - Dryer] | Prp | Yes | Large Office | Other | REPL | 3.0635e-05 | 6.0907e-05 | 9.1044e-05 | 0.00012088 | 0.00015045 | 0.00017976 | 0.00020885 | 0.00020708 | 0.00020544 | 0.00020369
| Clothes Washer Gas WH_Com, P - Oth [unit w/ propane dry - Dryer] | Prp | Yes | Large Office | Other | NC | 2.0948e-06 | 4.0588e-06 | 5.9515e-06 | 7.7604e-06 | 9.4749e-06 | 1.1124e-05 | 1.2744e-05 | 1.2263e-05 | 1.191e-05 | 1.1616e-05
| Clothes Washer Gas WH_Com, P - Oth [unit w/ propane dry - Dryer] | Prp | Yes | Large Office | Other | REPL | 3.0635e-05 | 6.0907e-05 | 9.1044e-05 | 0.00012088 | 0.00015045 | 0.00017976 | 0.00020885 | 0.00020708 | 0.00020544 | 0.00020369
| Clothes Washer Oil WH_Com, P - Oth [unit w/ propane dry - Dryer] | Prp | Yes | Large Office | Other | NC | 3.1422e-06 | 6.0882e-06 | 8.9273e-06 | 1.1641e-05 | 1.4212e-05 | 1.6686e-05 | 1.9116e-05 | 1.8395e-05 | 1.7865e-05 | 1.7425e-05
| Clothes Washer Oil WH_Com, P - Oth [unit w/ propane dry - Dryer] | Prp | Yes | Large Office | Other | REPL | 4.5953e-05 | 9.1361e-05 | 0.00013657 | 0.00018132 | 0.00022567 | 0.00026964 | 0.00031328 | 0.00031062 | 0.00030816 | 0.00030554
| Clothes Washer Propane WH_Com, P - HWat [unit w/ elec dry - Water Heater] | Prp | Yes | Large Office | Water Heating | NC | 9.8219e-05 | 0.0001903 | 0.00027905 | 0.00036386 | 0.00044425 | 0.00052157 | 0.00059752 | 0.00057498 | 0.00055841 | 0.00054466
| Clothes Washer Propane WH_Com, P - HWat [unit w/ elec dry - Water Heater] | Prp | Yes | Large Office | Water Heating | REPL | 0.0014364 | 0.0028558 | 0.0042688 | 0.0056677 | 0.0070541 | 0.0084285 | 0.0097926 | 0.0097095 | 0.0096327 | 0.0095506
| Clothes Washer Propane WH_Com, P - HWat [unit w/ gas dry - Water Heater] | Prp | Yes | Large Office | Water Heating | NC | 4.9109e-05 | 9.5152e-05 | 0.00013953 | 0.00018193 | 0.00022213 | 0.00026078 | 0.00029876 | 0.00028749 | 0.00027921 | 0.00027233
| Clothes Washer Propane WH_Com, P - HWat [unit w/ gas dry - Water Heater] | Prp | Yes | Large Office | Water Heating | REPL | 0.0007182 | 0.0014279 | 0.0021344 | 0.0028339 | 0.003527 | 0.0042142 | 0.0048963 | 0.0048547 | 0.0048163 | 0.0047753
| Clothes Washer Propane WH_Com, P - Oth [unit w/ propane dry - Dryer] | Prp | Yes | Large Office | Other | NC | 2.0948e-06 | 4.0588e-06 | 5.9515e-06 | 7.7604e-06 | 9.4749e-06 | 1.1124e-05 | 1.2744e-05 | 1.2263e-05 | 1.191e-05 | 1.1616e-05
| Clothes Washer Propane WH_Com, P - Oth [unit w/ propane dry - Dryer] | Prp | Yes | Large Office | Other | REPL | 3.0635e-05 | 6.0907e-05 | 9.1044e-05 | 0.00012088 | 0.00015045 | 0.00017976 | 0.00020885 | 0.00020708 | 0.00020544 | 0.00020369
| Clothes Washer Propane WH_Com, P - HWat [unit w/ propane dry - Water Heater] | Prp | Yes | Large Office | Water Heating | NC | 0.00011094 | 0.00021496 | 0.0003152 | 0.000411 | 0.0005018 | 0.00058914 | 0.00067492 | 0.00064947 | 0.00063075 | 0.00061522
| Clothes Washer Propane WH_Com, P - HWat [unit w/ propane dry - Water Heater] | Prp | Yes | Large Office | Water Heating | REPL | 0.0016225 | 0.0032257 | 0.0048218 | 0.0064019 | 0.0079679 | 0.0095203 | 0.011061 | 0.010967 | 0.010881 | 0.010788
| Dishwasher_Com, P - HWat [Building w propane WH] | Prp | Yes | Large Office | Water Heating | NC | 0.00012563 | 0.00024342 | 0.00035694 | 0.00046542 | 0.00056824 | 0.00066714 | 0.00076428 | 0.00086013 | 0.0009548 | 0.0010479
| Dishwasher_Com, P - HWat [Building w propane WH] | Prp | Yes | Large Office | Water Heating | REPL | 0.0010167 | 0.0020213 | 0.0030215 | 0.0040116 | 0.0049929 | 0.0059657 | 0.0069312 | 0.0078891 | 0.0088394 | 0.0097815
| Faucet Aerator_Com, P - HWat | Prp | Yes | Large Office | Water Heating | RET | 0.079711 | 0.15848 | 0.23689 | 0.31452 | 0.39146 | 0.46773 | 0.54343 | 0.61853 | 0.69303 | 0.7669
| Pre Rinse Sprayers_Com, P - HWat | Prp | Yes | Large Office | Water Heating | RET | 0.0097854 | 0.019455 | 0.029081 | 0.029859 | 0.030655 | 0.030375 | 0.030123 | 0.029879 | 0.029644 | 0.029403
| FF Storage Water Heater_Com, P - HWat | Prp | Yes | Large Office | Water Heating | NC | 0.011202 | 0.021705 | 0.031827 | 0.0415 | 0.050668 | 0.059487 | 0.068149 | 0.076695 | 0.085136 | 0.093436
| FF Storage Water Heater_Com, P - HWat | Prp | No | Large Office | Water Heating | RET | 0.078327 | 0.15044 | 0.21733 | 0.27902 | 0.33599 | 0.3886 | 0.43726 | 0.48743 | 0.53896 | 0.59168
| FF Storage Water Heater_Com, P - HWat | Prp | Yes | Large Office | Water Heating | REPL | 0.076452 | 0.13689 | 0.18954 | 0.23421 | 0.2711 | 0.30036 | 0.32215 | 0.34163 | 0.35884 | 0.37381
| FF Instantaneous Water Heater_Com, P - HWat | Prp | No | Large Office | Water Heating | NC | 0.018776 | 0.03638 | 0.053346 | 0.069559 | 0.084927 | 0.099708 | 0.11423 | 0.12855 | 0.1427 | 0.15661
| FF Instantaneous Water Heater_Com, P - HWat | Prp | No | Large Office | Water Heating | RET | 0.13129 | 0.25216 | 0.36427 | 0.46768 | 0.56316 | 0.65135 | 0.73291 | 0.80829 | 0.87796 | 0.94232
| FF Instantaneous Water Heater_Com, P - HWat | Prp | No | Large Office | Water Heating | REPL | 0.096108 | 0.17208 | 0.23826 | 0.29442 | 0.3408 | 0.37759 | 0.40497 | 0.42308 | 0.43206 | 0.43206
| Clothes Dryer_Com, P - Oth | Prp | Yes | Large Office | Other | NC | 0.00015903 | 0.00030813 | 0.00045183 | 0.00058916 | 0.00071932 | 0.0008445 | 0.00096747 | 0.0010888 | 0.0012086 | 0.0013265
| Clothes Dryer_Com, P - Oth | Prp | No | Large Office | Other | RET | 0.0015491 | 0.0029343 | 0.004182 | 0.0052997 | 0.006302 | 0.0072011 | 0.0080085 | 0.0087502 | 0.0094327 | 0.010061
| Clothes Dryer_Com, P - Oth | Prp | Yes | Large Office | Other | REPL | 0.0011629 | 0.0020822 | 0.0028829 | 0.0035625 | 0.0041236 | 0.0045687 | 0.0049 | 0.0051318 | 0.0052656 | 0.0053028
| Pnemautic to DDC_Com, P - TotF [Building w Propane Heat] | Prp | No | Large Office | Total FF | RET | 0.18313 | 0.36409 | 0.54425 | 0.7226 | 0.89935 | 1.0746 | 1.2485 | 1.421 | 1.5922 | 1.7619
| Data Center_Com, P - TotF [Building w Propane Heat] | Prp | Yes | Large Office | Total FF | NC | 0 | 0 | 0 | 0 | 0 | 0 | 0 | 0 | 0 | 0
| Data Center_Com, P - TotF [Building w Propane Heat] | Prp | Yes | Large Office | Total FF | RET | 0 | 0 | 0 | 0 | 0 | 0 | 0 | 0 | 0 | 0
| RCx_Com, P - TotF [Building w Propane Heat] | Prp | Yes | Large Office | Total FF | RET | 0.49931 | 0.99269 | 1.4839 | 1.9702 | 2.4521 | 2.9298 | 3.404 | 3.8744 | 3.8418 | 3.8111
| Commissioning_Com, P - TotF [Building w Propane Heat] | Prp | Yes | Large Office | Total FF | NC | 0 | 0 | 0 | 0 | 0 | 0 | 0 | 0 | 0 | 0
| Integrated Building Design_Com, P - TotF [Building w Propane Heat] | Prp | Yes | Large Office | Total FF | NC | 0.032683 | 0.063325 | 0.092856 | 0.12108 | 0.14783 | 0.17356 | 0.19883 | 0.22376 | 0.24839 | 0.2726
| Deep Energy Retrofit_Com, P - TotF [Building w Propane Heat] | Prp | Yes | Large Office | Total FF | RET | 0.11722 | 0.23305 | 0.34836 | 0.46252 | 0.57565 | 0.68781 | 0.79913 | 0.90956 | 1.0191 | 1.1277
| EMS_Com, P - TotF [Building w Propane Heat] | Prp | Yes | Large Office | Total FF | NC | 0.063695 | 0.12341 | 0.18096 | 0.23596 | 0.2881 | 0.33824 | 0.38749 | 0.43608 | 0.48407 | 0.53127
| EMS_Com, P - TotF [Building w Propane Heat] | Prp | No | Large Office | Total FF | RET | 0.79513 | 1.5808 | 2.363 | 3.1374 | 3.9048 | 4.6656 | 5.4207 | 6.1699 | 6.9131 | 7.6499
| Int Ltg Ctrls_Com, E/P - IntL | E | Yes | Large Office | Interior Lighting | RET | -0.32068 | -0.62704 | -0.94113 | -1.2629 | -1.5898 | -1.9231 | -2.2507 | -2.5816 | -2.5926 | -2.6111
| Exit Sign RetFit_Com, E/P - IntL | E | No | Large Office | Interior Lighting | RET | -0.016686 | -0.032626 | -0.048969 | -0.065711 | -0.082721 | -0.10006 | -0.11711 | -0.13432 | -0.15159 | -0.16849
| LED HiLo Bay_Com, E/P - IntL | E | Yes | Large Office | Interior Lighting | NC | -0.0031169 | -0.0061459 | -0.0091251 | -0.012056 | -0.014812 | -0.017513 | -0.020193 | -0.022804 | -0.025412 | -0.028043
| LED HiLo Bay_Com, E/P - IntL | E | Yes | Large Office | Interior Lighting | RET | -0.030531 | -0.057734 | -0.083744 | -0.1086 | -0.13215 | -0.15454 | -0.17507 | -0.19441 | -0.21249 | -0.23078
| LED HiLo Bay_Com, E/P - IntL | E | Yes | Large Office | Interior Lighting | REPL | -0.01665 | -0.029375 | -0.04079 | -0.050814 | -0.0593 | -0.066223 | -0.071325 | -0.074761 | -0.076483 | -0.07745
| Repl Scre_Com, E/P - IntL | E | Yes | Large Office | Interior Lighting | NC | -0.011262 | -0.022207 | -0.010945 | 0 | 0 | 0 | 0 | 0 | 0 | 0
| Repl Scre_Com, E/P - IntL | E | Yes | Large Office | Interior Lighting | RET | -0.058176 | -0.11375 | -0.055578 | 0 | 0 | 0 | 0 | 0 | 0 | 0
| Repl Scre_Com, E/P - IntL | E | Yes | Large Office | Interior Lighting | REPL | -0.57803 | -1.1302 | -0.55221 | 0 | 0 | 0 | 0 | 0 | 0 | 0
| Lin LED Fixture_Com, E/P - IntL | E | No | Large Office | Interior Lighting | NC | -0.011011 | -0.021712 | -0.032237 | -0.042592 | -0.052329 | -0.061871 | -0.071338 | -0.08056 | -0.089774 | -0.09907
| Lin LED Fixture_Com, E/P - IntL | E | No | Large Office | Interior Lighting | RET | -0.081721 | -0.15369 | -0.22171 | -0.28594 | -0.3461 | -0.40264 | -0.45387 | -0.50157 | -0.54927 | -0.59588
| Lin LED Fixture_Com, E/P - IntL | E | No | Large Office | Interior Lighting | REPL | -0.068111 | -0.12017 | -0.16686 | -0.20787 | -0.24258 | -0.2709 | -0.29178 | -0.30583 | -0.31589 | -0.3218
| LED Tube Repl_Com, E/P - IntL | E | Yes | Large Office | Interior Lighting | RET | -0.51415 | -0.96694 | -1.3949 | -1.799 | -2.1775 | -2.5686 | -2.9577 | -3.355 | -3.7575 | -4.1553
| LED Tube Repl_Com, E/P - IntL | E | Yes | Large Office | Interior Lighting | REPL | -0.62931 | -1.1103 | -1.5417 | -1.9206 | -2.2414 | -2.5463 | -2.8242 | -3.083 | -3.3204 | -3.5313
| Repl pin CFL wLED_Com, E/P - IntL | E | No | Large Office | Interior Lighting | RET | -0.0060942 | -0.011544 | -0.016774 | -0.02179 | -0.02656 | -0.031805 | -0.037312 | -0.043205 | -0.049426 | -0.055599
| Repl pin CFL wLED_Com, E/P - IntL | E | No | Large Office | Interior Lighting | REPL | -0.0070584 | -0.012453 | -0.017292 | -0.021541 | -0.025139 | -0.028876 | -0.032616 | -0.036461 | -0.040385 | -0.044294
| Stair Occ Sensor_Com, E/P - IntL | E | No | Large Office | Interior Lighting | NC | -0.007238 | -0.014272 | -0.02119 | -0.027997 | -0.034397 | -0.040669 | -0.046893 | -0.052954 | -0.059011 | -0.065122
| Stair Occ Sensor_Com, E/P - IntL | E | No | Large Office | Interior Lighting | RET | -0.055723 | -0.10896 | -0.16353 | -0.21944 | -0.27625 | -0.33417 | -0.39109 | -0.44858 | -0.50623 | -0.56268
| Int Delamping_Com, E/P - IntL | E | Yes | Large Office | Interior Lighting | RET | -0.0053462 | -0.010454 | -0.01569 | -0.021054 | -0.026504 | -0.032061 | -0.037522 | -0.043038 | -0.048569 | -0.053985
| Int Ltg Dsgn_Com, E/P - IntL | E | Yes | Large Office | Interior Lighting | NC | -0.0095888 | -0.018907 | -0.028073 | -0.03709 | -0.045569 | -0.053878 | -0.062123 | -0.070153 | -0.078177 | -0.086273
| DCV_Com, P - Heat [Building w Propane Heat] | Prp | Yes | Education | Space Heating | RET | 18.2752 | 36.3339 | 54.312 | 72.1102 | 89.7488 | 107.2352 | 124.5906 | 141.8087 | 158.8899 | 175.8246
| Optimized Unitary AC Sys_Com, P - Heat [Building w Propane Heat] | Prp | Yes | Education | Space Heating | NC | 6.9397 | 13.446 | 19.7164 | 25.7089 | 31.3886 | 36.8515 | 42.2175 | 47.5118 | 52.741 | 57.8826
| Cool Roof_Com, P - Heat [Building w Propane Heat] | Prp | No | Education | Space Heating | NC | -0.39101 | -0.75761 | -1.1109 | -1.4486 | -1.7686 | -2.0764 | -2.3787 | -2.677 | -2.9717 | -3.2614
| Cool Roof_Com, P - Heat [Building w Propane Heat] | Prp | No | Education | Space Heating | RET | -2.0415 | -4.0587 | -6.067 | -8.0551 | -10.0255 | -11.9788 | -13.9175 | -15.8409 | -17.749 | -19.6407
| Programmable TStat_Com, P - Heat [Building w Propane Heat] | Prp | Yes | Education | Space Heating | NC | 0 | 0 | 0 | 0 | 0 | 0 | 0 | 0 | 0 | 0
| Programmable TStat_Com, P - Heat [Building w Propane Heat] | Prp | Yes | Education | Space Heating | RET | 0 | 0 | 0 | 0 | 0 | 0 | 0 | 0 | 0 | 0
| Smart TStat_Com, P - Heat [Building w Propane Heat] | Prp | Yes | Education | Space Heating | NC | 0.31511 | 0.61054 | 0.89527 | 1.1674 | 1.4253 | 1.6733 | 1.917 | 2.1574 | 2.3948 | 2.6283
| Smart TStat_Com, P - Heat [Building w Propane Heat] | Prp | Yes | Education | Space Heating | RET | 1.1568 | 2.2999 | 3.4379 | 4.5645 | 5.6811 | 6.788 | 7.8865 | 8.9764 | 10.0577 | 11.1296
| Boiler Blowdown Controls_Com, P - Heat | Prp | No | Education | Space Heating | RET | 2.5072 | 4.9847 | 7.4511 | 9.8928 | 12.3127 | 12.2045 | 12.108 | 12.0037 | 11.9054 | 11.8088
| Boiler Modifications_Com, P - Heat | Prp | Yes | Education | Space Heating | RET | 8.2592 | 16.4206 | 24.5456 | 32.5892 | 40.5607 | 48.4635 | 56.307 | 64.0885 | 66.0625 | 65.5247
| Boilers_Com, P - Heat | Prp | Yes | Education | Space Heating | NC | 1.9391 | 3.7571 | 5.5091 | 7.1835 | 8.7706 | 10.297 | 11.7964 | 13.2757 | 14.7368 | 16.1735
| Boilers_Com, P - Heat | Prp | Yes | Education | Space Heating | RET | 15.2073 | 29.0831 | 41.8388 | 53.4994 | 64.1701 | 73.9384 | 82.8907 | 91.0919 | 98.6045 | 105.482
| Boilers_Com, P - Heat | Prp | Yes | Education | Space Heating | REPL | 7.9402 | 14.2171 | 19.6848 | 24.3246 | 28.1564 | 31.1954 | 33.4575 | 34.9537 | 35.6959 | 35.6959
| Furnace_Com, P - Heat | Prp | Yes | Education | Space Heating | NC | 1.4151 | 2.7418 | 4.0204 | 5.2423 | 6.4005 | 7.5144 | 8.6086 | 9.6881 | 10.7544 | 11.8028
| Furnace_Com, P - Heat | Prp | Yes | Education | Space Heating | RET | 10.9136 | 20.8854 | 30.0648 | 38.4677 | 46.1679 | 53.2266 | 59.7045 | 65.6471 | 71.0982 | 76.0954
| Furnace_Com, P - Heat | Prp | Yes | Education | Space Heating | REPL | 6.2983 | 11.2773 | 15.6145 | 19.2948 | 22.3343 | 24.7449 | 26.5393 | 27.7261 | 28.3148 | 28.3148
| Unit Heater_Com, P - Heat | Prp | Yes | Education | Space Heating | NC | 0.36058 | 0.69864 | 1.0244 | 1.3358 | 1.6309 | 1.9148 | 2.1936 | 2.4687 | 2.7404 | 3.0075
| Unit Heater_Com, P - Heat | Prp | Yes | Education | Space Heating | RET | 3.6913 | 6.974 | 9.9154 | 12.536 | 14.8735 | 16.9591 | 18.8221 | 20.4855 | 21.9706 | 23.2958
| Unit Heater_Com, P - Heat | Prp | Yes | Education | Space Heating | REPL | 2.1713 | 3.8878 | 5.383 | 6.6518 | 7.6997 | 8.5307 | 9.1493 | 9.5585 | 9.7614 | 9.7614
| Destratification Fans_Com, P - Heat | Prp | No | Education | Space Heating | NC | 0.4459 | 0.86395 | 1.2668 | 1.6519 | 2.0168 | 2.3678 | 2.7126 | 3.0528 | 3.3888 | 3.7192
| Destratification Fans_Com, P - Heat | Prp | No | Education | Space Heating | RET | 2.1737 | 4.2142 | 6.144 | 7.959 | 9.6678 | 11.2772 | 12.7946 | 14.4523 | 16.2403 | 18.1482
| Destratification Fans_Com, P - Heat | Prp | No | Education | Space Heating | REPL | 3.0431 | 5.4488 | 7.5444 | 9.3226 | 10.7912 | 11.9559 | 12.8229 | 13.7149 | 14.6314 | 15.5713
| Energy Recovery Ventilator_Com, P - Heat | Prp | Yes | Education | Space Heating | NC | 1.529 | 2.9626 | 4.3441 | 5.6645 | 6.9159 | 8.1195 | 9.3018 | 10.4683 | 11.6204 | 12.7533
| Energy Recovery Ventilator_Com, P - Heat | Prp | Yes | Education | Space Heating | RET | 13.3048 | 25.3345 | 36.2925 | 46.2188 | 55.2199 | 63.3848 | 70.7997 | 77.9486 | 84.8523 | 91.5259
| Energy Recovery Ventilator_Com, P - Heat | Prp | Yes | Education | Space Heating | REPL | 10.4352 | 18.6844 | 25.8702 | 31.9679 | 37.0037 | 40.9976 | 43.9706 | 46.2646 | 47.8902 | 48.8571
| Forced Air Heating Maintenance_Com, P - Heat | Prp | Yes | Education | Space Heating | RET | 0.4327 | 0.86027 | 1.2859 | 1.7073 | 2.125 | 2.1063 | 2.0896 | 2.0716 | 2.0547 | 2.038
| Windows_Com, P - Heat [Building w Propane Heat] | Prp | Yes | Education | Space Heating | NC | 1.7445 | 3.3801 | 4.9564 | 6.4628 | 7.8906 | 9.2639 | 10.6128 | 11.9437 | 13.2582 | 14.5508
| Window Film_Com, P - Heat [Building w Propane Heat] | Prp | No | Education | Space Heating | RET | 0 | 0 | 0 | 0 | 0 | 0 | 0 | 0 | 0 | 0
| Kitchen DCV_Com, P - Heat [Building w Propane Heat] | Prp | Yes | Education | Space Heating | NC | 0.14069 | 0.2726 | 0.39972 | 0.52121 | 0.63636 | 0.74712 | 0.8559 | 0.96324 | 1.0693 | 1.1735
| Kitchen DCV_Com, P - Heat [Building w Propane Heat] | Prp | Yes | Education | Space Heating | RET | 1.3395 | 2.54 | 3.624 | 4.5973 | 5.4722 | 6.2589 | 6.9671 | 7.624 | 8.2345 | 8.8028
| Kitchen DCV_Com, P - Heat [Building w Propane Heat] | Prp | Yes | Education | Space Heating | REPL | 0.96019 | 1.7192 | 2.3804 | 2.9415 | 3.4049 | 3.7724 | 4.046 | 4.241 | 4.3586 | 4.4001
| Duct Sealing Non Regulated_Com, P - Heat [Building w Propane Heat] | Prp | Yes | Education | Space Heating | RET | 6.7648 | 13.4495 | 20.1043 | 26.6925 | 33.2217 | 39.6945 | 46.1188 | 52.4924 | 58.8152 | 65.0838
| Ovens_Com, P - Cook | Prp | Yes | Education | Cooking | NC | 0.077898 | 0.15093 | 0.22132 | 0.28858 | 0.35234 | 0.41366 | 0.47389 | 0.53332 | 0.59202 | 0.64973
| Ovens_Com, P - Cook | Prp | Yes | Education | Cooking | REPL | 0.66454 | 1.3212 | 1.9749 | 2.6221 | 3.2635 | 3.8994 | 4.5305 | 5.1566 | 5.7777 | 6.3935
| Fryers_Com, P - Cook | Prp | Yes | Education | Cooking | NC | 0.0075841 | 0.014695 | 0.021547 | 0.028096 | 0.034304 | 0.040274 | 0.046138 | 0.051924 | 0.057639 | 0.063258
| Fryers_Com, P - Cook | Prp | Yes | Education | Cooking | REPL | 0.0647 | 0.12863 | 0.19228 | 0.25529 | 0.31774 | 0.37964 | 0.44109 | 0.50205 | 0.56252 | 0.62247
| Griddles_Com, P - Cook | Prp | Yes | Education | Cooking | NC | 0.019891 | 0.03854 | 0.056513 | 0.073689 | 0.089969 | 0.10563 | 0.12101 | 0.13618 | 0.15117 | 0.16591
| Griddles_Com, P - Cook | Prp | Yes | Education | Cooking | REPL | 0.16969 | 0.33737 | 0.5043 | 0.66956 | 0.83334 | 0.9957 | 1.1569 | 1.3167 | 1.4753 | 1.6326
| Clothes Washer Elec WH_Com, P - Oth [unit w/ propane dry - Dryer] | Prp | Yes | Education | Other | NC | 2.5906e-05 | 5.0195e-05 | 7.3603e-05 | 9.5973e-05 | 0.00011718 | 0.00013757 | 0.0001576 | 0.00015166 | 0.00014729 | 0.00014366
| Clothes Washer Elec WH_Com, P - Oth [unit w/ propane dry - Dryer] | Prp | Yes | Education | Other | REPL | 0.00037887 | 0.00075324 | 0.0011259 | 0.0014949 | 0.0018606 | 0.0022231 | 0.0025829 | 0.002561 | 0.0025407 | 0.0025191
| Clothes Washer Gas WH_Com, P - Oth [unit w/ propane dry - Dryer] | Prp | Yes | Education | Other | NC | 2.5906e-05 | 5.0195e-05 | 7.3603e-05 | 9.5973e-05 | 0.00011718 | 0.00013757 | 0.0001576 | 0.00015166 | 0.00014729 | 0.00014366
| Clothes Washer Gas WH_Com, P - Oth [unit w/ propane dry - Dryer] | Prp | Yes | Education | Other | REPL | 0.00037887 | 0.00075324 | 0.0011259 | 0.0014949 | 0.0018606 | 0.0022231 | 0.0025829 | 0.002561 | 0.0025407 | 0.0025191
| Clothes Washer Oil WH_Com, P - Oth [unit w/ propane dry - Dryer] | Prp | Yes | Education | Other | NC | 3.8859e-05 | 7.5292e-05 | 0.0001104 | 0.00014396 | 0.00017576 | 0.00020635 | 0.0002364 | 0.00022749 | 0.00022093 | 0.00021549
| Clothes Washer Oil WH_Com, P - Oth [unit w/ propane dry - Dryer] | Prp | Yes | Education | Other | REPL | 0.0005683 | 0.0011299 | 0.0016889 | 0.0022424 | 0.0027909 | 0.0033347 | 0.0038743 | 0.0038415 | 0.0038111 | 0.0037786
| Clothes Washer Propane WH_Com, P - HWat [unit w/ elec dry - Water Heater] | Prp | Yes | Education | Water Heating | NC | 0.0019516 | 0.0037813 | 0.0055446 | 0.0072299 | 0.0088271 | 0.010363 | 0.011872 | 0.011425 | 0.011095 | 0.010822
| Clothes Washer Propane WH_Com, P - HWat [unit w/ elec dry - Water Heater] | Prp | Yes | Education | Water Heating | REPL | 0.028541 | 0.056743 | 0.08482 | 0.11262 | 0.14016 | 0.16747 | 0.19457 | 0.19292 | 0.1914 | 0.18977
| Clothes Washer Propane WH_Com, P - HWat [unit w/ gas dry - Water Heater] | Prp | Yes | Education | Water Heating | NC | 0.00097579 | 0.0018906 | 0.0027723 | 0.0036149 | 0.0044136 | 0.0051817 | 0.0059362 | 0.0057124 | 0.0055477 | 0.0054111
| Clothes Washer Propane WH_Com, P - HWat [unit w/ gas dry - Water Heater] | Prp | Yes | Education | Water Heating | REPL | 0.01427 | 0.028372 | 0.04241 | 0.056308 | 0.070081 | 0.083735 | 0.097287 | 0.096462 | 0.095699 | 0.094884
| Clothes Washer Propane WH_Com, P - Oth [unit w/ propane dry - Dryer] | Prp | Yes | Education | Other | NC | 2.5906e-05 | 5.0195e-05 | 7.3603e-05 | 9.5973e-05 | 0.00011718 | 0.00013757 | 0.0001576 | 0.00015166 | 0.00014729 | 0.00014366
| Clothes Washer Propane WH_Com, P - Oth [unit w/ propane dry - Dryer] | Prp | Yes | Education | Other | REPL | 0.00037887 | 0.00075324 | 0.0011259 | 0.0014949 | 0.0018606 | 0.0022231 | 0.0025829 | 0.002561 | 0.0025407 | 0.0025191
| Clothes Washer Propane WH_Com, P - HWat [unit w/ propane dry - Water Heater] | Prp | Yes | Education | Water Heating | NC | 0.0020199 | 0.0039137 | 0.0057388 | 0.0074831 | 0.0091363 | 0.010726 | 0.012288 | 0.011825 | 0.011484 | 0.011201
| Clothes Washer Propane WH_Com, P - HWat [unit w/ propane dry - Water Heater] | Prp | Yes | Education | Water Heating | REPL | 0.02954 | 0.058731 | 0.087791 | 0.11656 | 0.14507 | 0.17334 | 0.20139 | 0.19968 | 0.1981 | 0.19641
| Ozone Laundry_Com, P - HWat | Prp | Yes | Education | Water Heating | RET | 2.7083 | 5.3846 | 8.0489 | 10.6865 | 13.3005 | 15.8919 | 18.4639 | 21.0156 | 23.547 | 26.0567
| Dishwasher_Com, P - HWat [Building w propane WH] | Prp | Yes | Education | Water Heating | NC | 0.009985 | 0.019347 | 0.028369 | 0.036991 | 0.045163 | 0.053023 | 0.060744 | 0.068362 | 0.075886 | 0.083284
| Dishwasher_Com, P - HWat [Building w propane WH] | Prp | Yes | Education | Water Heating | REPL | 0.080805 | 0.16065 | 0.24014 | 0.31884 | 0.39683 | 0.47415 | 0.55088 | 0.62701 | 0.70254 | 0.77742
| Faucet Aerator_Com, P - HWat | Prp | Yes | Education | Water Heating | RET | 3.1677 | 6.2978 | 9.414 | 12.4989 | 15.5562 | 18.5872 | 21.5954 | 24.5799 | 27.5405 | 30.4759
| Pre Rinse Sprayers_Com, P - HWat | Prp | Yes | Education | Water Heating | RET | 0.08029 | 0.15963 | 0.23861 | 0.24499 | 0.25152 | 0.24923 | 0.24716 | 0.24516 | 0.24323 | 0.24125
| FF Storage Water Heater_Com, P - HWat | Prp | Yes | Education | Water Heating | NC | 0.44517 | 0.86254 | 1.2648 | 1.6492 | 2.0135 | 2.364 | 2.7082 | 3.0478 | 3.3832 | 3.7131
| FF Storage Water Heater_Com, P - HWat | Prp | No | Education | Water Heating | RET | 3.1127 | 5.9784 | 8.6364 | 11.0881 | 13.3519 | 15.4429 | 17.3764 | 19.3702 | 21.418 | 23.5127
| FF Storage Water Heater_Com, P - HWat | Prp | Yes | Education | Water Heating | REPL | 3.0382 | 5.4399 | 7.532 | 9.3073 | 10.7735 | 11.9363 | 12.8018 | 13.576 | 14.26 | 14.8549
| FF Instantaneous Water Heater_Com, P - HWat | Prp | No | Education | Water Heating | NC | 0.74616 | 1.4457 | 2.1199 | 2.7642 | 3.3749 | 3.9623 | 4.5393 | 5.1085 | 5.6708 | 6.2236
| FF Instantaneous Water Heater_Com, P - HWat | Prp | No | Education | Water Heating | RET | 5.2172 | 10.0205 | 14.4757 | 18.5851 | 22.3795 | 25.8843 | 29.1251 | 32.1208 | 34.8896 | 37.4472
| FF Instantaneous Water Heater_Com, P - HWat | Prp | No | Education | Water Heating | REPL | 3.8193 | 6.8385 | 9.4685 | 11.7002 | 13.5433 | 15.0051 | 16.0932 | 16.8128 | 17.1698 | 17.1698
| Clothes Dryer_Com, P - Oth | Prp | Yes | Education | Other | NC | 0.007867 | 0.015243 | 0.022351 | 0.029144 | 0.035583 | 0.041776 | 0.047859 | 0.053861 | 0.059789 | 0.065618
| Clothes Dryer_Com, P - Oth | Prp | No | Education | Other | RET | 0.076633 | 0.14515 | 0.20688 | 0.26217 | 0.31175 | 0.35622 | 0.39617 | 0.43286 | 0.46662 | 0.49772
| Clothes Dryer_Com, P - Oth | Prp | Yes | Education | Other | REPL | 0.057525 | 0.103 | 0.14261 | 0.17623 | 0.20399 | 0.22601 | 0.24239 | 0.25386 | 0.26048 | 0.26232
| Pnemautic to DDC_Com, P - TotF [Building w Propane Heat] | Prp | Yes | Education | Total FF | RET | 3.6447 | 7.2463 | 10.8318 | 14.3814 | 17.8991 | 21.3866 | 24.8478 | 28.2818 | 31.6884 | 35.0657
| Data Center_Com, P - TotF [Building w Propane Heat] | Prp | Yes | Education | Total FF | NC | 0 | 0 | 0 | 0 | 0 | 0 | 0 | 0 | 0 | 0
| Data Center_Com, P - TotF [Building w Propane Heat] | Prp | Yes | Education | Total FF | RET | 0 | 0 | 0 | 0 | 0 | 0 | 0 | 0 | 0 | 0
| RCx_Com, P - TotF [Building w Propane Heat] | Prp | Yes | Education | Total FF | RET | 7.9499 | 15.8055 | 23.6262 | 31.3685 | 39.0414 | 46.6482 | 54.1979 | 61.6879 | 61.1685 | 60.6795
| Commissioning_Com, P - TotF [Building w Propane Heat] | Prp | Yes | Education | Total FF | NC | 0 | 0 | 0 | 0 | 0 | 0 | 0 | 0 | 0 | 0
| Integrated Building Design_Com, P - TotF [Building w Propane Heat] | Prp | Yes | Education | Total FF | NC | 0.65047 | 1.2603 | 1.848 | 2.4097 | 2.9421 | 3.4542 | 3.9571 | 4.4534 | 4.9435 | 5.4254
| Deep Energy Retrofit_Com, P - TotF [Building w Propane Heat] | Prp | Yes | Education | Total FF | RET | 2.3329 | 4.6382 | 6.9331 | 9.2051 | 11.4568 | 13.689 | 15.9045 | 18.1024 | 20.2829 | 22.4447
| EMS_Com, P - TotF [Building w Propane Heat] | Prp | Yes | Education | Total FF | NC | 1.2677 | 2.4562 | 3.6016 | 4.6962 | 5.7338 | 6.7317 | 7.7119 | 8.679 | 9.6342 | 10.5734
| EMS_Com, P - TotF [Building w Propane Heat] | Prp | Yes | Education | Total FF | RET | 15.8249 | 31.4622 | 47.0298 | 62.4416 | 77.7151 | 92.857 | 107.8853 | 122.7949 | 137.5858 | 152.2498
| Int Ltg Ctrls_Com, E/P - IntL | E | Yes | Education | Interior Lighting | RET | -0.25232 | -0.49336 | -0.74049 | -0.99366 | -1.2509 | -1.5131 | -1.7709 | -2.0312 | -2.0399 | -2.0545
| Exit Sign RetFit_Com, E/P - IntL | E | No | Education | Interior Lighting | RET | -0.010107 | -0.019763 | -0.029663 | -0.039804 | -0.050108 | -0.060614 | -0.070939 | -0.081367 | -0.091823 | -0.10206
| LED HiLo Bay_Com, E/P - IntL | E | Yes | Education | Interior Lighting | NC | -0.0017784 | -0.0035066 | -0.0052064 | -0.0068788 | -0.0084513 | -0.0099923 | -0.011521 | -0.013011 | -0.014499 | -0.016
| LED HiLo Bay_Com, E/P - IntL | E | Yes | Education | Interior Lighting | RET | -0.017354 | -0.032816 | -0.047601 | -0.061727 | -0.075113 | -0.087843 | -0.099511 | -0.1105 | -0.12078 | -0.13117
| LED HiLo Bay_Com, E/P - IntL | E | Yes | Education | Interior Lighting | REPL | -0.0094997 | -0.01676 | -0.023273 | -0.028992 | -0.033834 | -0.037784 | -0.040695 | -0.042655 | -0.043638 | -0.044189
| Repl Scre_Com, E/P - IntL | E | Yes | Education | Interior Lighting | NC | -0.011519 | -0.022714 | -0.011195 | 0 | 0 | 0 | 0 | 0 | 0 | 0
| Repl Scre_Com, E/P - IntL | E | Yes | Education | Interior Lighting | RET | -0.044902 | -0.087799 | -0.042897 | 0 | 0 | 0 | 0 | 0 | 0 | 0
| Repl Scre_Com, E/P - IntL | E | Yes | Education | Interior Lighting | REPL | -0.59123 | -1.156 | -0.56482 | 0 | 0 | 0 | 0 | 0 | 0 | 0
| Lin LED Fixture_Com, E/P - IntL | E | No | Education | Interior Lighting | NC | -0.0080178 | -0.01581 | -0.023473 | -0.031014 | -0.038103 | -0.045051 | -0.051945 | -0.05866 | -0.065369 | -0.072138
| Lin LED Fixture_Com, E/P - IntL | E | No | Education | Interior Lighting | RET | -0.074955 | -0.14096 | -0.20335 | -0.26226 | -0.31744 | -0.3693 | -0.41629 | -0.46003 | -0.50379 | -0.54654
| Lin LED Fixture_Com, E/P - IntL | E | No | Education | Interior Lighting | REPL | -0.049595 | -0.087499 | -0.1215 | -0.15136 | -0.17664 | -0.19726 | -0.21246 | -0.22269 | -0.23002 | -0.23432
| LED Tube Repl_Com, E/P - IntL | E | Yes | Education | Interior Lighting | RET | -0.47158 | -0.88688 | -1.2794 | -1.65 | -1.9972 | -2.3559 | -2.7128 | -3.0772 | -3.4464 | -3.8112
| LED Tube Repl_Com, E/P - IntL | E | Yes | Education | Interior Lighting | REPL | -0.45823 | -0.80845 | -1.1226 | -1.3985 | -1.632 | -1.8541 | -2.0565 | -2.2449 | -2.4177 | -2.5713
| Repl pin CFL wLED_Com, E/P - IntL | E | Yes | Education | Interior Lighting | RET | -0.013283 | -0.025161 | -0.036561 | -0.047492 | -0.057889 | -0.069322 | -0.081323 | -0.094168 | -0.10773 | -0.12118
| Repl pin CFL wLED_Com, E/P - IntL | E | Yes | Education | Interior Lighting | REPL | -0.015278 | -0.026955 | -0.03743 | -0.046627 | -0.054415 | -0.062504 | -0.070599 | -0.078922 | -0.087416 | -0.095877
| Stair Occ Sensor_Com, E/P - IntL | E | No | Education | Interior Lighting | NC | -0.0053467 | -0.010543 | -0.015653 | -0.020682 | -0.025409 | -0.030042 | -0.03464 | -0.039117 | -0.043592 | -0.048106
| Stair Occ Sensor_Com, E/P - IntL | E | No | Education | Interior Lighting | RET | -0.041163 | -0.080487 | -0.1208 | -0.1621 | -0.20407 | -0.24685 | -0.2889 | -0.33137 | -0.37395 | -0.41565
| Int Delamping_Com, E/P - IntL | E | Yes | Education | Interior Lighting | RET | -0.0038928 | -0.0076118 | -0.011425 | -0.01533 | -0.019299 | -0.023345 | -0.027322 | -0.031338 | -0.035365 | -0.039309
| Int Ltg Dsgn_Com, E/P - IntL | E | Yes | Education | Interior Lighting | NC | -0.0075458 | -0.014879 | -0.022091 | -0.029188 | -0.03586 | -0.042399 | -0.048887 | -0.055206 | -0.061521 | -0.067891
| DCV_Com, P - Heat [Building w Propane Heat] | Prp | Yes | Grocery | Space Heating | RET | 0.32245 | 0.64108 | 0.95829 | 1.2723 | 1.5835 | 1.8921 | 2.1983 | 2.5021 | 2.8035 | 3.1023
| Optimized Unitary AC Sys_Com, P - Heat [Building w Propane Heat] | Prp | Yes | Grocery | Space Heating | NC | 0.12244 | 0.23724 | 0.34788 | 0.45361 | 0.55383 | 0.65021 | 0.74489 | 0.8383 | 0.93057 | 1.0213
| Cool Roof_Com, P - Heat [Building w Propane Heat] | Prp | No | Grocery | Space Heating | NC | -0.0089455 | -0.017332 | -0.025415 | -0.03314 | -0.040461 | -0.047503 | -0.05442 | -0.061245 | -0.067985 | -0.074613
| Cool Roof_Com, P - Heat [Building w Propane Heat] | Prp | No | Grocery | Space Heating | RET | -0.046704 | -0.092854 | -0.1388 | -0.18428 | -0.22936 | -0.27405 | -0.3184 | -0.3624 | -0.40606 | -0.44933
| Programmable TStat_Com, P - Heat [Building w Propane Heat] | Prp | Yes | Grocery | Space Heating | NC | 0 | 0 | 0 | 0 | 0 | 0 | 0 | 0 | 0 | 0
| Programmable TStat_Com, P - Heat [Building w Propane Heat] | Prp | Yes | Grocery | Space Heating | RET | 0 | 0 | 0 | 0 | 0 | 0 | 0 | 0 | 0 | 0
| Smart TStat_Com, P - Heat [Building w Propane Heat] | Prp | Yes | Grocery | Space Heating | NC | 0.067866 | 0.13149 | 0.19282 | 0.25142 | 0.30696 | 0.36039 | 0.41286 | 0.46464 | 0.51578 | 0.56606
| Smart TStat_Com, P - Heat [Building w Propane Heat] | Prp | Yes | Grocery | Space Heating | RET | 0.24915 | 0.49534 | 0.74043 | 0.98308 | 1.2235 | 1.4619 | 1.6985 | 1.9333 | 2.1661 | 2.397
| Boiler Blowdown Controls_Com, P - Heat | Prp | No | Grocery | Space Heating | RET | 0.022347 | 0.044428 | 0.066411 | 0.088175 | 0.10974 | 0.10878 | 0.10792 | 0.10699 | 0.10611 | 0.10525
| Boiler Modifications_Com, P - Heat | Prp | Yes | Grocery | Space Heating | RET | 0.073614 | 0.14636 | 0.21877 | 0.29047 | 0.36152 | 0.43195 | 0.50186 | 0.57122 | 0.58881 | 0.58402
| Boilers_Com, P - Heat | Prp | Yes | Grocery | Space Heating | NC | 0.017283 | 0.033487 | 0.049103 | 0.064027 | 0.078172 | 0.091777 | 0.10514 | 0.11833 | 0.13135 | 0.14415
| Boilers_Com, P - Heat | Prp | Yes | Grocery | Space Heating | RET | 0.13554 | 0.25922 | 0.37291 | 0.47684 | 0.57195 | 0.65901 | 0.7388 | 0.8119 | 0.87886 | 0.94016
| Boilers_Com, P - Heat | Prp | Yes | Grocery | Space Heating | REPL | 0.070771 | 0.12672 | 0.17545 | 0.2168 | 0.25096 | 0.27804 | 0.29821 | 0.31154 | 0.31816 | 0.31816
| Furnace_Com, P - Heat | Prp | Yes | Grocery | Space Heating | NC | 0.044503 | 0.086226 | 0.12644 | 0.16487 | 0.20129 | 0.23632 | 0.27073 | 0.30468 | 0.33822 | 0.37119
| Furnace_Com, P - Heat | Prp | Yes | Grocery | Space Heating | RET | 0.34322 | 0.65683 | 0.94551 | 1.2098 | 1.4519 | 1.6739 | 1.8777 | 2.0645 | 2.236 | 2.3931
| Furnace_Com, P - Heat | Prp | Yes | Grocery | Space Heating | REPL | 0.19808 | 0.35466 | 0.49106 | 0.60681 | 0.70239 | 0.77821 | 0.83464 | 0.87196 | 0.89048 | 0.89048
| Unit Heater_Com, P - Heat | Prp | Yes | Grocery | Space Heating | NC | 0.027365 | 0.053021 | 0.077746 | 0.10138 | 0.12377 | 0.14531 | 0.16647 | 0.18735 | 0.20797 | 0.22824
| Unit Heater_Com, P - Heat | Prp | Yes | Grocery | Space Heating | RET | 0.28014 | 0.52927 | 0.75249 | 0.95138 | 1.1288 | 1.2871 | 1.4284 | 1.5547 | 1.6674 | 1.768
| Unit Heater_Com, P - Heat | Prp | Yes | Grocery | Space Heating | REPL | 0.16479 | 0.29505 | 0.40853 | 0.50482 | 0.58434 | 0.64741 | 0.69436 | 0.72541 | 0.74081 | 0.74081
| Destratification Fans_Com, P - Heat | Prp | No | Grocery | Space Heating | NC | 0.012751 | 0.024707 | 0.036228 | 0.047239 | 0.057676 | 0.067714 | 0.077573 | 0.087301 | 0.09691 | 0.10636
| Destratification Fans_Com, P - Heat | Prp | No | Grocery | Space Heating | RET | 0.062161 | 0.12051 | 0.1757 | 0.22761 | 0.27647 | 0.3225 | 0.36589 | 0.4133 | 0.46443 | 0.51899
| Destratification Fans_Com, P - Heat | Prp | No | Grocery | Space Heating | REPL | 0.087025 | 0.15582 | 0.21575 | 0.2666 | 0.3086 | 0.3419 | 0.3667 | 0.39221 | 0.41842 | 0.4453
| Energy Recovery Ventilator_Com, P - Heat | Prp | Yes | Grocery | Space Heating | NC | 0.03498 | 0.067777 | 0.099384 | 0.12959 | 0.15822 | 0.18576 | 0.2128 | 0.23949 | 0.26585 | 0.29177
| Energy Recovery Ventilator_Com, P - Heat | Prp | Yes | Grocery | Space Heating | RET | 0.30438 | 0.5796 | 0.83029 | 1.0574 | 1.2633 | 1.4501 | 1.6197 | 1.7833 | 1.9412 | 2.0939
| Energy Recovery Ventilator_Com, P - Heat | Prp | Yes | Grocery | Space Heating | REPL | 0.23873 | 0.42746 | 0.59185 | 0.73135 | 0.84656 | 0.93793 | 1.0059 | 1.0584 | 1.0956 | 1.1177
| Forced Air Heating Maintenance_Com, P - Heat | Prp | Yes | Grocery | Space Heating | RET | 0.013608 | 0.027055 | 0.040442 | 0.053694 | 0.066828 | 0.066241 | 0.065717 | 0.065151 | 0.064618 | 0.064093
| Windows_Com, P - Heat [Building w Propane Heat] | Prp | Yes | Grocery | Space Heating | NC | 0.039911 | 0.077329 | 0.11339 | 0.14785 | 0.18052 | 0.21194 | 0.2428 | 0.27325 | 0.30332 | 0.33289
| Window Film_Com, P - Heat [Building w Propane Heat] | Prp | No | Grocery | Space Heating | RET | 0 | 0 | 0 | 0 | 0 | 0 | 0 | 0 | 0 | 0
| Kitchen DCV_Com, P - Heat [Building w Propane Heat] | Prp | Yes | Grocery | Space Heating | NC | 0.011789 | 0.022841 | 0.033493 | 0.043672 | 0.05332 | 0.0626 | 0.071716 | 0.080709 | 0.089592 | 0.098326
| Kitchen DCV_Com, P - Heat [Building w Propane Heat] | Prp | Yes | Grocery | Space Heating | RET | 0.11223 | 0.21282 | 0.30365 | 0.3852 | 0.45851 | 0.52443 | 0.58377 | 0.63881 | 0.68996 | 0.73758
| Kitchen DCV_Com, P - Heat [Building w Propane Heat] | Prp | Yes | Grocery | Space Heating | REPL | 0.080454 | 0.14405 | 0.19946 | 0.24647 | 0.28529 | 0.31609 | 0.33901 | 0.35535 | 0.36521 | 0.36868
| Duct Sealing Non Regulated_Com, P - Heat [Building w Propane Heat] | Prp | Yes | Grocery | Space Heating | RET | 0.15476 | 0.30769 | 0.45994 | 0.61066 | 0.76004 | 0.90812 | 1.0551 | 1.2009 | 1.3456 | 1.489
| Ovens_Com, P - Cook | Prp | Yes | Grocery | Cooking | NC | 0.045684 | 0.088516 | 0.12979 | 0.16924 | 0.20663 | 0.2426 | 0.27792 | 0.31277 | 0.3472 | 0.38105
| Ovens_Com, P - Cook | Prp | Yes | Grocery | Cooking | REPL | 0.38973 | 0.77484 | 1.1582 | 1.5378 | 1.9139 | 2.2869 | 2.657 | 3.0242 | 3.3884 | 3.7496
| Fryers_Com, P - Cook | Prp | Yes | Grocery | Cooking | NC | 0.0044479 | 0.008618 | 0.012637 | 0.016478 | 0.020118 | 0.023619 | 0.027059 | 0.030452 | 0.033803 | 0.037099
| Fryers_Com, P - Cook | Prp | Yes | Grocery | Cooking | REPL | 0.037944 | 0.075439 | 0.11277 | 0.14972 | 0.18634 | 0.22265 | 0.25868 | 0.29443 | 0.3299 | 0.36506
| Griddles_Com, P - Cook | Prp | Yes | Grocery | Cooking | NC | 0.011665 | 0.022603 | 0.033143 | 0.043216 | 0.052764 | 0.061947 | 0.070967 | 0.079867 | 0.088657 | 0.0973
| Griddles_Com, P - Cook | Prp | Yes | Grocery | Cooking | REPL | 0.099517 | 0.19786 | 0.29576 | 0.39268 | 0.48873 | 0.58395 | 0.67846 | 0.77222 | 0.86523 | 0.95745
| Clothes Washer Elec WH_Com, P - Oth [unit w/ propane dry - Dryer] | Prp | Yes | Grocery | Other | NC | 1.9332e-07 | 3.7457e-07 | 5.4925e-07 | 7.1619e-07 | 8.7441e-07 | 1.0266e-06 | 1.1761e-06 | 1.1317e-06 | 1.0991e-06 | 1.0721e-06
| Clothes Washer Elec WH_Com, P - Oth [unit w/ propane dry - Dryer] | Prp | Yes | Grocery | Other | REPL | 2.8272e-06 | 5.621e-06 | 8.4022e-06 | 1.1156e-05 | 1.3884e-05 | 1.659e-05 | 1.9275e-05 | 1.9111e-05 | 1.896e-05 | 1.8798e-05
| Clothes Washer Gas WH_Com, P - Oth [unit w/ propane dry - Dryer] | Prp | Yes | Grocery | Other | NC | 1.9332e-07 | 3.7457e-07 | 5.4925e-07 | 7.1619e-07 | 8.7441e-07 | 1.0266e-06 | 1.1761e-06 | 1.1317e-06 | 1.0991e-06 | 1.0721e-06
| Clothes Washer Gas WH_Com, P - Oth [unit w/ propane dry - Dryer] | Prp | Yes | Grocery | Other | REPL | 2.8272e-06 | 5.621e-06 | 8.4022e-06 | 1.1156e-05 | 1.3884e-05 | 1.659e-05 | 1.9275e-05 | 1.9111e-05 | 1.896e-05 | 1.8798e-05
| Clothes Washer Oil WH_Com, P - Oth [unit w/ propane dry - Dryer] | Prp | Yes | Grocery | Other | NC | 2.8998e-07 | 5.6186e-07 | 8.2388e-07 | 1.0743e-06 | 1.3116e-06 | 1.5399e-06 | 1.7641e-06 | 1.6976e-06 | 1.6487e-06 | 1.6081e-06
| Clothes Washer Oil WH_Com, P - Oth [unit w/ propane dry - Dryer] | Prp | Yes | Grocery | Other | REPL | 4.2408e-06 | 8.4314e-06 | 1.2603e-05 | 1.6733e-05 | 2.0827e-05 | 2.4884e-05 | 2.8912e-05 | 2.8666e-05 | 2.844e-05 | 2.8198e-05
| Clothes Washer Propane WH_Com, P - HWat [unit w/ elec dry - Water Heater] | Prp | Yes | Grocery | Water Heating | NC | 2.284e-05 | 4.4254e-05 | 6.4892e-05 | 8.4614e-05 | 0.00010331 | 0.00012129 | 0.00013895 | 0.00013371 | 0.00012985 | 0.00012666
| Clothes Washer Propane WH_Com, P - HWat [unit w/ elec dry - Water Heater] | Prp | Yes | Grocery | Water Heating | REPL | 0.00033402 | 0.00066409 | 0.00099269 | 0.001318 | 0.0016404 | 0.00196 | 0.0022772 | 0.0022579 | 0.00224 | 0.0022209
| Clothes Washer Propane WH_Com, P - HWat [unit w/ gas dry - Water Heater] | Prp | Yes | Grocery | Water Heating | NC | 1.142e-05 | 2.2127e-05 | 3.2446e-05 | 4.2307e-05 | 5.1654e-05 | 6.0644e-05 | 6.9474e-05 | 6.6854e-05 | 6.4927e-05 | 6.3329e-05
| Clothes Washer Propane WH_Com, P - HWat [unit w/ gas dry - Water Heater] | Prp | Yes | Grocery | Water Heating | REPL | 0.00016701 | 0.00033205 | 0.00049634 | 0.000659 | 0.00082019 | 0.00097999 | 0.0011386 | 0.0011289 | 0.00112 | 0.0011105
| Clothes Washer Propane WH_Com, P - Oth [unit w/ propane dry - Dryer] | Prp | Yes | Grocery | Other | NC | 1.9332e-07 | 3.7457e-07 | 5.4925e-07 | 7.1619e-07 | 8.7441e-07 | 1.0266e-06 | 1.1761e-06 | 1.1317e-06 | 1.0991e-06 | 1.0721e-06
| Clothes Washer Propane WH_Com, P - Oth [unit w/ propane dry - Dryer] | Prp | Yes | Grocery | Other | REPL | 2.8272e-06 | 5.621e-06 | 8.4022e-06 | 1.1156e-05 | 1.3884e-05 | 1.659e-05 | 1.9275e-05 | 1.9111e-05 | 1.896e-05 | 1.8798e-05
| Clothes Washer Propane WH_Com, P - HWat [unit w/ propane dry - Water Heater] | Prp | Yes | Grocery | Water Heating | NC | 2.4325e-05 | 4.7131e-05 | 6.911e-05 | 9.0114e-05 | 0.00011002 | 0.00012917 | 0.00014798 | 0.0001424 | 0.0001383 | 0.00013489
| Clothes Washer Propane WH_Com, P - HWat [unit w/ propane dry - Water Heater] | Prp | Yes | Grocery | Water Heating | REPL | 0.00035574 | 0.00070726 | 0.0010572 | 0.0014037 | 0.001747 | 0.0020874 | 0.0024252 | 0.0024046 | 0.0023856 | 0.0023653
| Dishwasher_Com, P - HWat [Building w propane WH] | Prp | Yes | Grocery | Water Heating | NC | 5.843e-05 | 0.00011321 | 0.00016601 | 0.00021646 | 0.00026428 | 0.00031028 | 0.00035546 | 0.00040003 | 0.00044406 | 0.00048735
| Dishwasher_Com, P - HWat [Building w propane WH] | Prp | Yes | Grocery | Water Heating | REPL | 0.00047285 | 0.00094009 | 0.0014053 | 0.0018658 | 0.0023221 | 0.0027746 | 0.0032236 | 0.0036691 | 0.0041111 | 0.0045492
| Faucet Aerator_Com, P - HWat | Prp | Yes | Grocery | Water Heating | RET | 0.018536 | 0.036853 | 0.055088 | 0.07314 | 0.091031 | 0.10877 | 0.12637 | 0.14383 | 0.16116 | 0.17834
| Pre Rinse Sprayers_Com, P - HWat | Prp | Yes | Grocery | Water Heating | RET | 0.022765 | 0.045261 | 0.067656 | 0.069465 | 0.071317 | 0.070665 | 0.070079 | 0.069511 | 0.068965 | 0.068404
| FF Storage Water Heater_Com, P - HWat | Prp | Yes | Grocery | Water Heating | NC | 0.00521 | 0.010095 | 0.014802 | 0.019301 | 0.023565 | 0.027667 | 0.031695 | 0.03567 | 0.039596 | 0.043456
| FF Storage Water Heater_Com, P - HWat | Prp | No | Grocery | Water Heating | RET | 0.036429 | 0.069967 | 0.10108 | 0.12977 | 0.15626 | 0.18073 | 0.20336 | 0.2267 | 0.25066 | 0.27518
| FF Storage Water Heater_Com, P - HWat | Prp | Yes | Grocery | Water Heating | REPL | 0.035557 | 0.063665 | 0.088151 | 0.10893 | 0.12609 | 0.1397 | 0.14983 | 0.15889 | 0.16689 | 0.17385
| FF Instantaneous Water Heater_Com, P - HWat | Prp | No | Grocery | Water Heating | NC | 0.0087326 | 0.01692 | 0.02481 | 0.032351 | 0.039498 | 0.046373 | 0.053125 | 0.059787 | 0.066367 | 0.072838
| FF Instantaneous Water Heater_Com, P - HWat | Prp | No | Grocery | Water Heating | RET | 0.06106 | 0.11727 | 0.16942 | 0.21751 | 0.26192 | 0.30294 | 0.34086 | 0.37592 | 0.40833 | 0.43826
| FF Instantaneous Water Heater_Com, P - HWat | Prp | No | Grocery | Water Heating | REPL | 0.044699 | 0.080034 | 0.11081 | 0.13693 | 0.1585 | 0.17561 | 0.18835 | 0.19677 | 0.20095 | 0.20095
| Clothes Dryer_Com, P - Oth | Prp | Yes | Grocery | Other | NC | 5.8706e-06 | 1.1375e-05 | 1.6679e-05 | 2.1749e-05 | 2.6553e-05 | 3.1175e-05 | 3.5714e-05 | 4.0193e-05 | 4.4617e-05 | 4.8966e-05
| Clothes Dryer_Com, P - Oth | Prp | No | Grocery | Other | RET | 5.7186e-05 | 0.00010832 | 0.00015438 | 0.00019564 | 0.00023264 | 0.00026583 | 0.00029563 | 0.00032301 | 0.00034821 | 0.00037142
| Clothes Dryer_Com, P - Oth | Prp | Yes | Grocery | Other | REPL | 4.2928e-05 | 7.6863e-05 | 0.00010642 | 0.00013151 | 0.00015222 | 0.00016865 | 0.00018088 | 0.00018944 | 0.00019438 | 0.00019575
| Pnemautic to DDC_Com, P - TotF [Building w Propane Heat] | Prp | No | Grocery | Total FF | RET | 0.10351 | 0.20579 | 0.30761 | 0.40842 | 0.50832 | 0.60736 | 0.70566 | 0.80318 | 0.89992 | 0.99584
| Data Center_Com, P - TotF [Building w Propane Heat] | Prp | Yes | Grocery | Total FF | NC | 0 | 0 | 0 | 0 | 0 | 0 | 0 | 0 | 0 | 0
| Data Center_Com, P - TotF [Building w Propane Heat] | Prp | Yes | Grocery | Total FF | RET | 0 | 0 | 0 | 0 | 0 | 0 | 0 | 0 | 0 | 0
| RCx_Com, P - TotF [Building w Propane Heat] | Prp | Yes | Grocery | Total FF | RET | 0.25399 | 0.50497 | 0.75483 | 1.0022 | 1.2473 | 1.4904 | 1.7316 | 1.9709 | 1.9543 | 1.9386
| Commissioning_Com, P - TotF [Building w Propane Heat] | Prp | Yes | Grocery | Total FF | NC | 0 | 0 | 0 | 0 | 0 | 0 | 0 | 0 | 0 | 0
| Integrated Building Design_Com, P - TotF [Building w Propane Heat] | Prp | Yes | Grocery | Total FF | NC | 0.018473 | 0.035792 | 0.052483 | 0.068434 | 0.083553 | 0.098095 | 0.11238 | 0.12647 | 0.14039 | 0.15408
| Deep Energy Retrofit_Com, P - TotF [Building w Propane Heat] | Prp | Yes | Grocery | Total FF | RET | 0.066252 | 0.13172 | 0.19689 | 0.26142 | 0.32536 | 0.38875 | 0.45167 | 0.51409 | 0.57602 | 0.63741
| EMS_Com, P - TotF [Building w Propane Heat] | Prp | Yes | Grocery | Total FF | NC | 0.036001 | 0.069753 | 0.10228 | 0.13337 | 0.16283 | 0.19117 | 0.21901 | 0.24648 | 0.2736 | 0.30028
| EMS_Com, P - TotF [Building w Propane Heat] | Prp | Yes | Grocery | Total FF | RET | 0.44941 | 0.8935 | 1.3356 | 1.7733 | 2.207 | 2.6371 | 3.0638 | 3.4873 | 3.9073 | 4.3238
| Int Ltg Ctrls_Com, E/P - IntL | E | Yes | Grocery | Interior Lighting | RET | -0.065663 | -0.12839 | -0.1927 | -0.25859 | -0.32552 | -0.39378 | -0.46085 | -0.5286 | -0.53086 | -0.53465
| Exit Sign RetFit_Com, E/P - IntL | E | No | Grocery | Interior Lighting | RET | -0.0011643 | -0.0022766 | -0.0034169 | -0.0045851 | -0.005772 | -0.0069822 | -0.0081715 | -0.0093727 | -0.010577 | -0.011757
| LED HiLo Bay_Com, E/P - IntL | E | Yes | Grocery | Interior Lighting | NC | -0.0015357 | -0.0030281 | -0.0044959 | -0.0059402 | -0.0072981 | -0.0086288 | -0.0099492 | -0.011235 | -0.01252 | -0.013817
| LED HiLo Bay_Com, E/P - IntL | E | Yes | Grocery | Interior Lighting | RET | -0.0011588 | -0.0021914 | -0.0031787 | -0.004122 | -0.0050159 | -0.0058659 | -0.0066451 | -0.007379 | -0.0080654 | -0.0087595
| LED HiLo Bay_Com, E/P - IntL | E | Yes | Grocery | Interior Lighting | REPL | -0.0082034 | -0.014473 | -0.020097 | -0.025036 | -0.029217 | -0.032628 | -0.035142 | -0.036835 | -0.037683 | -0.03816
| Repl Scre_Com, E/P - IntL | E | Yes | Grocery | Interior Lighting | NC | -0.0014367 | -0.002833 | -0.0013962 | 0 | 0 | 0 | 0 | 0 | 0 | 0
| Repl Scre_Com, E/P - IntL | E | Yes | Grocery | Interior Lighting | RET | -0.0068037 | -0.013304 | -0.0064998 | 0 | 0 | 0 | 0 | 0 | 0 | 0
| Repl Scre_Com, E/P - IntL | E | Yes | Grocery | Interior Lighting | REPL | -0.07374 | -0.14419 | -0.070447 | 0 | 0 | 0 | 0 | 0 | 0 | 0
| Lin LED Fixture_Com, E/P - IntL | E | No | Grocery | Interior Lighting | NC | -0.0019079 | -0.003762 | -0.0055856 | -0.0073798 | -0.0090668 | -0.01072 | -0.01236 | -0.013958 | -0.015555 | -0.017166
| Lin LED Fixture_Com, E/P - IntL | E | No | Grocery | Interior Lighting | RET | -0.014531 | -0.027329 | -0.039423 | -0.050845 | -0.061542 | -0.071597 | -0.080706 | -0.089187 | -0.09767 | -0.10596
| Lin LED Fixture_Com, E/P - IntL | E | No | Grocery | Interior Lighting | REPL | -0.011801 | -0.020821 | -0.028912 | -0.036016 | -0.042032 | -0.046938 | -0.050555 | -0.05299 | -0.054734 | -0.055757
| LED Tube Repl_Com, E/P - IntL | E | Yes | Grocery | Interior Lighting | RET | -0.091425 | -0.17194 | -0.24803 | -0.31989 | -0.38719 | -0.45674 | -0.52592 | -0.59658 | -0.66815 | -0.73888
| LED Tube Repl_Com, E/P - IntL | E | Yes | Grocery | Interior Lighting | REPL | -0.10904 | -0.19237 | -0.26713 | -0.33277 | -0.38835 | -0.44119 | -0.48934 | -0.53417 | -0.57531 | -0.61185
| Repl pin CFL wLED_Com, E/P - IntL | E | No | Grocery | Interior Lighting | RET | -6.2452e-05 | -0.0001183 | -0.0001719 | -0.0002233 | -0.00027218 | -0.00032593 | -0.00038236 | -0.00044275 | -0.0005065 | -0.00056977
| Repl pin CFL wLED_Com, E/P - IntL | E | No | Grocery | Interior Lighting | REPL | -8.7736e-05 | -0.00015479 | -0.00021494 | -0.00026776 | -0.00031248 | -0.00035893 | -0.00040542 | -0.00045321 | -0.00050199 | -0.00055058
| Stair Occ Sensor_Com, E/P - IntL | E | No | Grocery | Interior Lighting | NC | -0.0014233 | -0.0028064 | -0.0041668 | -0.0055054 | -0.0067639 | -0.0079972 | -0.0092209 | -0.010413 | -0.011604 | -0.012806
| Stair Occ Sensor_Com, E/P - IntL | E | No | Grocery | Interior Lighting | RET | -0.010957 | -0.021425 | -0.032157 | -0.043151 | -0.054321 | -0.065711 | -0.076904 | -0.088209 | -0.099545 | -0.11064
| Int Delamping_Com, E/P - IntL | E | Yes | Grocery | Interior Lighting | RET | -0.00092632 | -0.0018113 | -0.0027185 | -0.0036479 | -0.0045922 | -0.0055551 | -0.0065013 | -0.007457 | -0.0084153 | -0.0093537
| Int Ltg Dsgn_Com, E/P - IntL | E | Yes | Grocery | Interior Lighting | NC | -0.0019628 | -0.0038702 | -0.0057463 | -0.0075922 | -0.0093278 | -0.011029 | -0.012716 | -0.01436 | -0.016002 | -0.01766
| DCV_Com, P - Heat [Building w Propane Heat] | Prp | Yes | Hospital | Space Heating | RET | 0.045038 | 0.089542 | 0.13385 | 0.17771 | 0.22118 | 0.26427 | 0.30704 | 0.34948 | 0.39157 | 0.4333
| Optimized Unitary AC Sys_Com, P - Heat [Building w Propane Heat] | Prp | Yes | Hospital | Space Heating | NC | 0.017102 | 0.033136 | 0.048589 | 0.063357 | 0.077355 | 0.090817 | 0.10404 | 0.11709 | 0.12998 | 0.14265
| Cool Roof_Com, P - Heat [Building w Propane Heat] | Prp | No | Hospital | Space Heating | NC | -0.00087703 | -0.0016993 | -0.0024918 | -0.0032491 | -0.0039669 | -0.0046573 | -0.0053355 | -0.0060045 | -0.0066654 | -0.0073152
| Cool Roof_Com, P - Heat [Building w Propane Heat] | Prp | No | Hospital | Space Heating | RET | -0.0045789 | -0.0091036 | -0.013608 | -0.018068 | -0.022487 | -0.026868 | -0.031217 | -0.035531 | -0.039811 | -0.044054
| Programmable TStat_Com, P - Heat [Building w Propane Heat] | Prp | Yes | Hospital | Space Heating | NC | 0 | 0 | 0 | 0 | 0 | 0 | 0 | 0 | 0 | 0
| Programmable TStat_Com, P - Heat [Building w Propane Heat] | Prp | Yes | Hospital | Space Heating | RET | 0 | 0 | 0 | 0 | 0 | 0 | 0 | 0 | 0 | 0
| Smart TStat_Com, P - Heat [Building w Propane Heat] | Prp | Yes | Hospital | Space Heating | NC | 0.0018624 | 0.0036085 | 0.0052914 | 0.0068996 | 0.0084239 | 0.00989 | 0.01133 | 0.012751 | 0.014154 | 0.015534
| Smart TStat_Com, P - Heat [Building w Propane Heat] | Prp | Yes | Hospital | Space Heating | RET | 0.0068372 | 0.013593 | 0.020319 | 0.026978 | 0.033577 | 0.040119 | 0.046612 | 0.053054 | 0.059445 | 0.06578
| Furnace_Com, P - Heat | Prp | Yes | Hospital | Space Heating | NC | 0.0090011 | 0.01744 | 0.025573 | 0.033346 | 0.040713 | 0.047799 | 0.054759 | 0.061626 | 0.068408 | 0.075077
| Furnace_Com, P - Heat | Prp | Yes | Hospital | Space Heating | RET | 0.069421 | 0.13285 | 0.19124 | 0.24469 | 0.29367 | 0.33857 | 0.37978 | 0.41758 | 0.45225 | 0.48404
| Furnace_Com, P - Heat | Prp | Yes | Hospital | Space Heating | REPL | 0.040063 | 0.071734 | 0.099323 | 0.12273 | 0.14207 | 0.1574 | 0.16881 | 0.17636 | 0.18011 | 0.18011
| Energy Recovery Ventilator_Com, P - Heat | Prp | Yes | Hospital | Space Heating | NC | 0.0034296 | 0.006645 | 0.0097438 | 0.012705 | 0.015512 | 0.018212 | 0.020864 | 0.02348 | 0.026064 | 0.028605
| Energy Recovery Ventilator_Com, P - Heat | Prp | Yes | Hospital | Space Heating | RET | 0.029842 | 0.056825 | 0.081403 | 0.10367 | 0.12386 | 0.14217 | 0.1588 | 0.17484 | 0.19032 | 0.20529
| Energy Recovery Ventilator_Com, P - Heat | Prp | Yes | Hospital | Space Heating | REPL | 0.023406 | 0.041909 | 0.058026 | 0.071703 | 0.082999 | 0.091957 | 0.098625 | 0.10377 | 0.10742 | 0.10959
| Forced Air Heating Maintenance_Com, P - Heat | Prp | Yes | Hospital | Space Heating | RET | 0.0027524 | 0.0054721 | 0.0081798 | 0.01086 | 0.013517 | 0.013398 | 0.013292 | 0.013178 | 0.01307 | 0.012964
| Windows_Com, P - Heat [Building w Propane Heat] | Prp | No | Hospital | Space Heating | NC | 0.0039129 | 0.0075815 | 0.011117 | 0.014496 | 0.017698 | 0.020779 | 0.023804 | 0.026789 | 0.029738 | 0.032637
| Window Film_Com, P - Heat [Building w Propane Heat] | Prp | No | Hospital | Space Heating | RET | 0 | 0 | 0 | 0 | 0 | 0 | 0 | 0 | 0 | 0
| Kitchen DCV_Com, P - Heat [Building w Propane Heat] | Prp | Yes | Hospital | Space Heating | NC | 0.0019477 | 0.0037738 | 0.0055336 | 0.0072155 | 0.0088095 | 0.010343 | 0.011849 | 0.013335 | 0.014802 | 0.016245
| Kitchen DCV_Com, P - Heat [Building w Propane Heat] | Prp | Yes | Hospital | Space Heating | RET | 0.018543 | 0.035162 | 0.050169 | 0.063643 | 0.075755 | 0.086646 | 0.096449 | 0.10554 | 0.11399 | 0.12186
| Kitchen DCV_Com, P - Heat [Building w Propane Heat] | Prp | Yes | Hospital | Space Heating | REPL | 0.013292 | 0.0238 | 0.032954 | 0.040721 | 0.047136 | 0.052223 | 0.05601 | 0.05871 | 0.060339 | 0.060914
| Duct Sealing Non Regulated_Com, P - Heat [Building w Propane Heat] | Prp | Yes | Hospital | Space Heating | RET | 0.015173 | 0.030167 | 0.045094 | 0.059871 | 0.074516 | 0.089034 | 0.10344 | 0.11774 | 0.13192 | 0.14598
| Ovens_Com, P - Cook | Prp | Yes | Hospital | Cooking | NC | 0.0016381 | 0.0031738 | 0.0046539 | 0.0060684 | 0.0074091 | 0.0086985 | 0.0099651 | 0.011215 | 0.012449 | 0.013663
| Ovens_Com, P - Cook | Prp | Yes | Hospital | Cooking | REPL | 0.013974 | 0.027783 | 0.04153 | 0.055139 | 0.068626 | 0.081997 | 0.095268 | 0.10843 | 0.1215 | 0.13444
| Fryers_Com, P - Cook | Prp | Yes | Hospital | Cooking | NC | 0.00015948 | 0.00030901 | 0.00045311 | 0.00059082 | 0.00072135 | 0.00084689 | 0.00097021 | 0.0010919 | 0.0012121 | 0.0013302
| Fryers_Com, P - Cook | Prp | Yes | Hospital | Cooking | REPL | 0.0013605 | 0.0027049 | 0.0040433 | 0.0053684 | 0.0066815 | 0.0079833 | 0.0092754 | 0.010557 | 0.011829 | 0.01309
| Griddles_Com, P - Cook | Prp | Yes | Hospital | Cooking | NC | 0.00041828 | 0.00081044 | 0.0011884 | 0.0015496 | 0.0018919 | 0.0022212 | 0.0025446 | 0.0028637 | 0.0031789 | 0.0034888
| Griddles_Com, P - Cook | Prp | Yes | Hospital | Cooking | REPL | 0.0035683 | 0.0070943 | 0.010605 | 0.01408 | 0.017524 | 0.020938 | 0.024327 | 0.027689 | 0.031024 | 0.03433
| Clothes Washer Elec WH_Com, P - Oth [unit w/ propane dry - Dryer] | Prp | Yes | Hospital | Other | NC | 8.7868e-07 | 1.7025e-06 | 2.4964e-06 | 3.2552e-06 | 3.9743e-06 | 4.666e-06 | 5.3454e-06 | 5.1439e-06 | 4.9956e-06 | 4.8726e-06
| Clothes Washer Elec WH_Com, P - Oth [unit w/ propane dry - Dryer] | Prp | Yes | Hospital | Other | REPL | 1.285e-05 | 2.5548e-05 | 3.8189e-05 | 5.0704e-05 | 6.3107e-05 | 7.5402e-05 | 8.7606e-05 | 8.6862e-05 | 8.6175e-05 | 8.5441e-05
| Clothes Washer Gas WH_Com, P - Oth [unit w/ propane dry - Dryer] | Prp | Yes | Hospital | Other | NC | 8.7868e-07 | 1.7025e-06 | 2.4964e-06 | 3.2552e-06 | 3.9743e-06 | 4.666e-06 | 5.3454e-06 | 5.1439e-06 | 4.9956e-06 | 4.8726e-06
| Clothes Washer Gas WH_Com, P - Oth [unit w/ propane dry - Dryer] | Prp | Yes | Hospital | Other | REPL | 1.285e-05 | 2.5548e-05 | 3.8189e-05 | 5.0704e-05 | 6.3107e-05 | 7.5402e-05 | 8.7606e-05 | 8.6862e-05 | 8.6175e-05 | 8.5441e-05
| Clothes Washer Oil WH_Com, P - Oth [unit w/ propane dry - Dryer] | Prp | Yes | Hospital | Other | NC | 1.318e-06 | 2.5537e-06 | 3.7446e-06 | 4.8828e-06 | 5.9615e-06 | 6.999e-06 | 8.0182e-06 | 7.7158e-06 | 7.4934e-06 | 7.3089e-06
| Clothes Washer Oil WH_Com, P - Oth [unit w/ propane dry - Dryer] | Prp | Yes | Hospital | Other | REPL | 1.9275e-05 | 3.8322e-05 | 5.7284e-05 | 7.6056e-05 | 9.466e-05 | 0.0001131 | 0.00013141 | 0.00013029 | 0.00012926 | 0.00012816
| Clothes Washer Propane WH_Com, P - HWat [unit w/ elec dry - Water Heater] | Prp | Yes | Hospital | Water Heating | NC | 7.2229e-05 | 0.00013995 | 0.00020521 | 0.00026758 | 0.0003267 | 0.00038356 | 0.00043941 | 0.00042284 | 0.00041065 | 0.00040054
| Clothes Washer Propane WH_Com, P - HWat [unit w/ elec dry - Water Heater] | Prp | Yes | Hospital | Water Heating | REPL | 0.0010563 | 0.0021001 | 0.0031393 | 0.004168 | 0.0051875 | 0.0061982 | 0.0072014 | 0.0071403 | 0.0070838 | 0.0070235
| Clothes Washer Propane WH_Com, P - HWat [unit w/ gas dry - Water Heater] | Prp | Yes | Hospital | Water Heating | NC | 3.6115e-05 | 6.9974e-05 | 0.00010261 | 0.00013379 | 0.00016335 | 0.00019178 | 0.0002197 | 0.00021142 | 0.00020533 | 0.00020027
| Clothes Washer Propane WH_Com, P - HWat [unit w/ gas dry - Water Heater] | Prp | Yes | Hospital | Water Heating | REPL | 0.00052816 | 0.0010501 | 0.0015696 | 0.002084 | 0.0025938 | 0.0030991 | 0.0036007 | 0.0035701 | 0.0035419 | 0.0035117
| Clothes Washer Propane WH_Com, P - Oth [unit w/ propane dry - Dryer] | Prp | Yes | Hospital | Other | NC | 8.7868e-07 | 1.7025e-06 | 2.4964e-06 | 3.2552e-06 | 3.9743e-06 | 4.666e-06 | 5.3454e-06 | 5.1439e-06 | 4.9956e-06 | 4.8726e-06
| Clothes Washer Propane WH_Com, P - Oth [unit w/ propane dry - Dryer] | Prp | Yes | Hospital | Other | REPL | 1.285e-05 | 2.5548e-05 | 3.8189e-05 | 5.0704e-05 | 6.3107e-05 | 7.5402e-05 | 8.7606e-05 | 8.6862e-05 | 8.6175e-05 | 8.5441e-05
| Clothes Washer Propane WH_Com, P - HWat [unit w/ propane dry - Water Heater] | Prp | Yes | Hospital | Water Heating | NC | 0.00045958 | 0.00089047 | 0.0013057 | 0.0017026 | 0.0020787 | 0.0024405 | 0.0027959 | 0.0026904 | 0.0026129 | 0.0025486
| Clothes Washer Propane WH_Com, P - HWat [unit w/ propane dry - Water Heater] | Prp | Yes | Hospital | Water Heating | REPL | 0.0067211 | 0.013363 | 0.019975 | 0.02652 | 0.033007 | 0.039438 | 0.045821 | 0.045432 | 0.045073 | 0.044689
| Ozone Laundry_Com, P - HWat | Prp | Yes | Hospital | Water Heating | RET | 0.023055 | 0.045836 | 0.068516 | 0.090969 | 0.11322 | 0.13528 | 0.15717 | 0.1789 | 0.20044 | 0.22181
| Dishwasher_Com, P - HWat [Building w propane WH] | Prp | Yes | Hospital | Water Heating | NC | 5.3216e-05 | 0.00010311 | 0.00015119 | 0.00019715 | 0.0002407 | 0.00028259 | 0.00032374 | 0.00036434 | 0.00040444 | 0.00044387
| Dishwasher_Com, P - HWat [Building w propane WH] | Prp | Yes | Hospital | Water Heating | REPL | 0.00043065 | 0.00085621 | 0.0012799 | 0.0016993 | 0.0021149 | 0.002527 | 0.002936 | 0.0033417 | 0.0037442 | 0.0041433
| Faucet Aerator_Com, P - HWat | Prp | Yes | Hospital | Water Heating | RET | 0.0023448 | 0.0046617 | 0.0069684 | 0.0092519 | 0.011515 | 0.013759 | 0.015985 | 0.018194 | 0.020386 | 0.022559
| FF Storage Water Heater_Com, P - HWat | Prp | Yes | Hospital | Water Heating | NC | 0.0019771 | 0.0038308 | 0.0056172 | 0.0073245 | 0.0089427 | 0.010499 | 0.012028 | 0.013536 | 0.015026 | 0.016491
| FF Storage Water Heater_Com, P - HWat | Prp | No | Hospital | Water Heating | RET | 0.013824 | 0.026552 | 0.038357 | 0.049246 | 0.0593 | 0.068586 | 0.077174 | 0.086029 | 0.095124 | 0.10443
| FF Storage Water Heater_Com, P - HWat | Prp | Yes | Hospital | Water Heating | REPL | 0.013493 | 0.02416 | 0.033452 | 0.041337 | 0.047848 | 0.053013 | 0.056857 | 0.060295 | 0.063333 | 0.065975
| FF Instantaneous Water Heater_Com, P - HWat | Prp | No | Hospital | Water Heating | NC | 0.0033139 | 0.0064209 | 0.0094152 | 0.012277 | 0.014989 | 0.017598 | 0.02016 | 0.022688 | 0.025186 | 0.027641
| FF Instantaneous Water Heater_Com, P - HWat | Prp | No | Hospital | Water Heating | RET | 0.023171 | 0.044504 | 0.064291 | 0.082542 | 0.099394 | 0.11496 | 0.12935 | 0.14266 | 0.15496 | 0.16631
| FF Instantaneous Water Heater_Com, P - HWat | Prp | No | Hospital | Water Heating | REPL | 0.016962 | 0.030372 | 0.042052 | 0.051964 | 0.06015 | 0.066642 | 0.071475 | 0.074671 | 0.076256 | 0.076256
| Clothes Dryer_Com, P - Oth | Prp | Yes | Hospital | Other | NC | 3.202e-05 | 6.204e-05 | 9.0971e-05 | 0.00011862 | 0.00014483 | 0.00017003 | 0.00019479 | 0.00021922 | 0.00024335 | 0.00026707
| Clothes Dryer_Com, P - Oth | Prp | No | Hospital | Other | RET | 0.00031191 | 0.00059079 | 0.00084201 | 0.001067 | 0.0012688 | 0.0014499 | 0.0016124 | 0.0017618 | 0.0018992 | 0.0020258
| Clothes Dryer_Com, P - Oth | Prp | Yes | Hospital | Other | REPL | 0.00023413 | 0.00041922 | 0.00058045 | 0.00071727 | 0.00083025 | 0.00091987 | 0.00098657 | 0.0010332 | 0.0010602 | 0.0010677
| Pnemautic to DDC_Com, P - TotF [Building w Propane Heat] | Prp | No | Hospital | Total FF | RET | 0.010679 | 0.021231 | 0.031737 | 0.042137 | 0.052444 | 0.062662 | 0.072803 | 0.082865 | 0.092846 | 0.10274
| Data Center_Com, P - TotF [Building w Propane Heat] | Prp | Yes | Hospital | Total FF | NC | 0 | 0 | 0 | 0 | 0 | 0 | 0 | 0 | 0 | 0
| Data Center_Com, P - TotF [Building w Propane Heat] | Prp | Yes | Hospital | Total FF | RET | 0 | 0 | 0 | 0 | 0 | 0 | 0 | 0 | 0 | 0
| RCx_Com, P - TotF [Building w Propane Heat] | Prp | Yes | Hospital | Total FF | RET | 0.029116 | 0.057887 | 0.08653 | 0.11489 | 0.14299 | 0.17085 | 0.1985 | 0.22593 | 0.22403 | 0.22224
| Commissioning_Com, P - TotF [Building w Propane Heat] | Prp | Yes | Hospital | Total FF | NC | 0 | 0 | 0 | 0 | 0 | 0 | 0 | 0 | 0 | 0
| Integrated Building Design_Com, P - TotF [Building w Propane Heat] | Prp | Yes | Hospital | Total FF | NC | 0.0019058 | 0.0036927 | 0.0054147 | 0.0070605 | 0.0086203 | 0.010121 | 0.011594 | 0.013048 | 0.014484 | 0.015896
| Deep Energy Retrofit_Com, P - TotF [Building w Propane Heat] | Prp | Yes | Hospital | Total FF | RET | 0.0068353 | 0.01359 | 0.020314 | 0.026971 | 0.033568 | 0.040108 | 0.0466 | 0.05304 | 0.059428 | 0.065762
| EMS_Com, P - TotF [Building w Propane Heat] | Prp | Yes | Hospital | Total FF | NC | 0.0037142 | 0.0071965 | 0.010553 | 0.01376 | 0.0168 | 0.019724 | 0.022596 | 0.025429 | 0.028228 | 0.03098
| EMS_Com, P - TotF [Building w Propane Heat] | Prp | Yes | Hospital | Total FF | RET | 0.046366 | 0.092183 | 0.1378 | 0.18295 | 0.2277 | 0.27207 | 0.3161 | 0.35979 | 0.40312 | 0.44609
| Int Ltg Ctrls_Com, E/P - IntL | E | Yes | Hospital | Interior Lighting | RET | -0.00037067 | -0.00072478 | -0.0010878 | -0.0014597 | -0.0018376 | -0.0022229 | -0.0026015 | -0.002984 | -0.0029968 | -0.0030181
| Repl Scre_Com, E/P - IntL | E | Yes | Hospital | Interior Lighting | NC | -1.0632e-05 | -2.0964e-05 | -1.0332e-05 | 0 | 0 | 0 | 0 | 0 | 0 | 0
| Repl Scre_Com, E/P - IntL | E | Yes | Hospital | Interior Lighting | RET | -1.2763e-06 | -2.4956e-06 | -1.2193e-06 | 0 | 0 | 0 | 0 | 0 | 0 | 0
| Repl Scre_Com, E/P - IntL | E | Yes | Hospital | Interior Lighting | REPL | -0.00054569 | -0.001067 | -0.00052131 | 0 | 0 | 0 | 0 | 0 | 0 | 0
| Lin LED Fixture_Com, E/P - IntL | E | No | Hospital | Interior Lighting | NC | -1.312e-05 | -2.5871e-05 | -3.8412e-05 | -5.0751e-05 | -6.2352e-05 | -7.3722e-05 | -8.5003e-05 | -9.5991e-05 | -0.00010697 | -0.00011805
| Lin LED Fixture_Com, E/P - IntL | E | No | Hospital | Interior Lighting | RET | -0.00013468 | -0.00025329 | -0.00036538 | -0.00047124 | -0.00057038 | -0.00066357 | -0.000748 | -0.0008266 | -0.00090522 | -0.00098203
| Lin LED Fixture_Com, E/P - IntL | E | No | Hospital | Interior Lighting | REPL | -8.1158e-05 | -0.00014318 | -0.00019883 | -0.00024768 | -0.00028905 | -0.0003228 | -0.00034767 | -0.00036441 | -0.0003764 | -0.00038344
| LED Tube Repl_Com, E/P - IntL | E | Yes | Hospital | Interior Lighting | RET | -0.00072024 | -0.0013545 | -0.001954 | -0.0025201 | -0.0030503 | -0.0035982 | -0.0041432 | -0.0046998 | -0.0052637 | -0.0058209
| LED Tube Repl_Com, E/P - IntL | E | Yes | Hospital | Interior Lighting | REPL | -0.00063738 | -0.0011245 | -0.0015615 | -0.0019452 | -0.0022701 | -0.0025789 | -0.0028604 | -0.0031225 | -0.0033629 | -0.0035765
| Repl pin CFL wLED_Com, E/P - IntL | E | No | Hospital | Interior Lighting | RET | -2.396e-05 | -4.5387e-05 | -6.5951e-05 | -8.567e-05 | -0.00010442 | -0.00012505 | -0.0001467 | -0.00016987 | -0.00019433 | -0.0002186
| Repl pin CFL wLED_Com, E/P - IntL | E | No | Hospital | Interior Lighting | REPL | -2.3345e-05 | -4.1187e-05 | -5.7193e-05 | -7.1247e-05 | -8.3147e-05 | -9.5506e-05 | -0.00010788 | -0.00012059 | -0.00013357 | -0.0001465
| Stair Occ Sensor_Com, E/P - IntL | E | No | Hospital | Interior Lighting | NC | -8.7256e-06 | -1.7205e-05 | -2.5545e-05 | -3.3751e-05 | -4.1467e-05 | -4.9028e-05 | -5.653e-05 | -6.3837e-05 | -7.1139e-05 | -7.8506e-05
| Stair Occ Sensor_Com, E/P - IntL | E | No | Hospital | Interior Lighting | RET | -6.7175e-05 | -0.00013135 | -0.00019714 | -0.00026454 | -0.00033302 | -0.00040285 | -0.00047147 | -0.00054077 | -0.00061027 | -0.00067832
| Int Delamping_Com, E/P - IntL | E | Yes | Hospital | Interior Lighting | RET | -6.3703e-06 | -1.2456e-05 | -1.8695e-05 | -2.5087e-05 | -3.1581e-05 | -3.8202e-05 | -4.471e-05 | -5.1282e-05 | -5.7872e-05 | -6.4325e-05
| Int Ltg Dsgn_Com, E/P - IntL | E | Yes | Hospital | Interior Lighting | NC | -1.1082e-05 | -2.1851e-05 | -3.2443e-05 | -4.2865e-05 | -5.2663e-05 | -6.2266e-05 | -7.1794e-05 | -8.1075e-05 | -9.0348e-05 | -9.9704e-05
| Optimized Unitary AC Sys_Com, P - Heat [Building w Propane Heat] | Prp | Yes | Food Service | Space Heating | NC | 0.69935 | 1.355 | 1.987 | 2.5909 | 3.1632 | 3.7138 | 4.2545 | 4.7881 | 5.3151 | 5.8332
| Cool Roof_Com, P - Heat [Building w Propane Heat] | Prp | No | Food Service | Space Heating | NC | -0.061934 | -0.12 | -0.17596 | -0.22944 | -0.28013 | -0.32889 | -0.37677 | -0.42402 | -0.47069 | -0.51658
| Cool Roof_Com, P - Heat [Building w Propane Heat] | Prp | No | Food Service | Space Heating | RET | -0.32335 | -0.64287 | -0.96097 | -1.2759 | -1.588 | -1.8974 | -2.2044 | -2.5091 | -2.8113 | -3.1109
| Programmable TStat_Com, P - Heat [Building w Propane Heat] | Prp | Yes | Food Service | Space Heating | NC | 0 | 0 | 0 | 0 | 0 | 0 | 0 | 0 | 0 | 0
| Programmable TStat_Com, P - Heat [Building w Propane Heat] | Prp | Yes | Food Service | Space Heating | RET | 0 | 0 | 0 | 0 | 0 | 0 | 0 | 0 | 0 | 0
| Smart TStat_Com, P - Heat [Building w Propane Heat] | Prp | Yes | Food Service | Space Heating | NC | 0.34281 | 0.66422 | 0.97397 | 1.27 | 1.5506 | 1.8204 | 2.0855 | 2.347 | 2.6053 | 2.8593
| Smart TStat_Com, P - Heat [Building w Propane Heat] | Prp | Yes | Food Service | Space Heating | RET | 1.2585 | 2.5021 | 3.7402 | 4.9658 | 6.1805 | 7.3847 | 8.5799 | 9.7656 | 10.9419 | 12.108
| Boiler Blowdown Controls_Com, P - Heat | Prp | No | Food Service | Space Heating | RET | 0.25065 | 0.49833 | 0.7449 | 0.98901 | 1.2309 | 1.2201 | 1.2105 | 1.2 | 1.1902 | 1.1806
| Boiler Modifications_Com, P - Heat | Prp | Yes | Food Service | Space Heating | RET | 0.82569 | 1.6416 | 2.4539 | 3.258 | 4.0549 | 4.845 | 5.6291 | 6.4071 | 6.6044 | 6.5507
| Boilers_Com, P - Heat | Prp | Yes | Food Service | Space Heating | NC | 0.19385 | 0.3756 | 0.55076 | 0.71816 | 0.87681 | 1.0294 | 1.1793 | 1.3272 | 1.4733 | 1.6169
| Boilers_Com, P - Heat | Prp | Yes | Food Service | Space Heating | RET | 1.5203 | 2.9075 | 4.1827 | 5.3485 | 6.4152 | 7.3918 | 8.2868 | 9.1067 | 9.8577 | 10.5453
| Boilers_Com, P - Heat | Prp | Yes | Food Service | Space Heating | REPL | 0.7938 | 1.4213 | 1.9679 | 2.4318 | 2.8149 | 3.1187 | 3.3448 | 3.4944 | 3.5686 | 3.5686
| Furnace_Com, P - Heat | Prp | Yes | Food Service | Space Heating | NC | 0.1444 | 0.27979 | 0.41027 | 0.53497 | 0.65315 | 0.76683 | 0.87849 | 0.98865 | 1.0975 | 1.2045
| Furnace_Com, P - Heat | Prp | Yes | Food Service | Space Heating | RET | 1.1137 | 2.1313 | 3.0681 | 3.9256 | 4.7113 | 5.4317 | 6.0927 | 6.6992 | 7.2554 | 7.7654
| Furnace_Com, P - Heat | Prp | Yes | Food Service | Space Heating | REPL | 0.64273 | 1.1508 | 1.5934 | 1.969 | 2.2792 | 2.5252 | 2.7083 | 2.8294 | 2.8895 | 2.8895
| Unit Heater_Com, P - Heat | Prp | Yes | Food Service | Space Heating | NC | 0.26755 | 0.5184 | 0.76015 | 0.99119 | 1.2102 | 1.4208 | 1.6277 | 1.8318 | 2.0334 | 2.2316
| Unit Heater_Com, P - Heat | Prp | Yes | Food Service | Space Heating | RET | 2.739 | 5.1749 | 7.3574 | 9.302 | 11.0364 | 12.5839 | 13.9663 | 15.2006 | 16.3026 | 17.2859
| Unit Heater_Com, P - Heat | Prp | Yes | Food Service | Space Heating | REPL | 1.6112 | 2.8848 | 3.9943 | 4.9358 | 5.7133 | 6.3299 | 6.789 | 7.0926 | 7.2432 | 7.2432
| Destratification Fans_Com, P - Heat | Prp | Yes | Food Service | Space Heating | NC | 0.17657 | 0.34211 | 0.50165 | 0.65412 | 0.79863 | 0.93762 | 1.0742 | 1.2089 | 1.3419 | 1.4727
| Destratification Fans_Com, P - Heat | Prp | Yes | Food Service | Space Heating | RET | 0.86074 | 1.6687 | 2.4329 | 3.1516 | 3.8283 | 4.4656 | 5.0664 | 5.7229 | 6.4309 | 7.1864
| Destratification Fans_Com, P - Heat | Prp | Yes | Food Service | Space Heating | REPL | 1.205 | 2.1576 | 2.9874 | 3.6916 | 4.2731 | 4.7343 | 5.0776 | 5.4308 | 5.7938 | 6.166
| Forced Air Heating Maintenance_Com, P - Heat | Prp | Yes | Food Service | Space Heating | RET | 0.044156 | 0.087789 | 0.13123 | 0.17423 | 0.21685 | 0.21494 | 0.21324 | 0.21141 | 0.20967 | 0.20797
| Windows_Com, P - Heat [Building w Propane Heat] | Prp | Yes | Food Service | Space Heating | NC | 0.27632 | 0.53539 | 0.78506 | 1.0237 | 1.2498 | 1.4673 | 1.681 | 1.8918 | 2.1 | 2.3047
| Window Film_Com, P - Heat [Building w Propane Heat] | Prp | No | Food Service | Space Heating | RET | 0 | 0 | 0 | 0 | 0 | 0 | 0 | 0 | 0 | 0
| Kitchen DCV_Com, P - Heat [Building w Propane Heat] | Prp | Yes | Food Service | Space Heating | NC | 0.84492 | 1.6371 | 2.4005 | 3.1301 | 3.8216 | 4.4868 | 5.1401 | 5.7847 | 6.4213 | 7.0473
| Kitchen DCV_Com, P - Heat [Building w Propane Heat] | Prp | Yes | Food Service | Space Heating | RET | 8.0441 | 15.2536 | 21.7635 | 27.6088 | 32.863 | 37.5875 | 41.8404 | 45.7853 | 49.4517 | 52.8646
| Kitchen DCV_Com, P - Heat [Building w Propane Heat] | Prp | Yes | Food Service | Space Heating | REPL | 5.7664 | 10.3248 | 14.2956 | 17.6651 | 20.4479 | 22.6549 | 24.2977 | 25.4688 | 26.1754 | 26.4248
| Duct Sealing Non Regulated_Com, P - Heat [Building w Propane Heat] | Prp | Yes | Food Service | Space Heating | RET | 1.0715 | 2.1303 | 3.1844 | 4.2279 | 5.2621 | 6.2873 | 7.3049 | 8.3144 | 9.3159 | 10.3088
| Ovens_Com, P - Cook | Prp | Yes | Food Service | Cooking | NC | 1.7873 | 3.463 | 5.0779 | 6.6213 | 8.0841 | 9.4911 | 10.8731 | 12.2366 | 13.5834 | 14.9076
| Ovens_Com, P - Cook | Prp | Yes | Food Service | Cooking | REPL | 15.2474 | 30.3141 | 45.3136 | 60.163 | 74.8792 | 89.4685 | 103.9484 | 118.3139 | 132.5651 | 146.694
| Fryers_Com, P - Cook | Prp | Yes | Food Service | Cooking | NC | 0.17401 | 0.33716 | 0.49439 | 0.64465 | 0.78707 | 0.92406 | 1.0586 | 1.1914 | 1.3225 | 1.4514
| Fryers_Com, P - Cook | Prp | Yes | Food Service | Cooking | REPL | 1.4845 | 2.9514 | 4.4118 | 5.8575 | 7.2903 | 8.7107 | 10.1205 | 11.5191 | 12.9066 | 14.2822
| Griddles_Com, P - Cook | Prp | Yes | Food Service | Cooking | NC | 0.45639 | 0.88428 | 1.2967 | 1.6907 | 2.0643 | 2.4235 | 2.7764 | 3.1246 | 3.4685 | 3.8067
| Griddles_Com, P - Cook | Prp | Yes | Food Service | Cooking | REPL | 3.8934 | 7.7407 | 11.5708 | 15.3626 | 19.1204 | 22.8457 | 26.5432 | 30.2114 | 33.8504 | 37.4582
| Clothes Washer Elec WH_Com, P - Oth [unit w/ propane dry - Dryer] | Prp | Yes | Food Service | Other | NC | 3.9087e-05 | 7.5734e-05 | 0.00011105 | 0.0001448 | 0.0001768 | 0.00020757 | 0.00023779 | 0.00022882 | 0.00022223 | 0.00021676
| Clothes Washer Elec WH_Com, P - Oth [unit w/ propane dry - Dryer] | Prp | Yes | Food Service | Other | REPL | 0.00057163 | 0.0011365 | 0.0016988 | 0.0022555 | 0.0028073 | 0.0033542 | 0.0038971 | 0.003864 | 0.0038334 | 0.0038008
| Clothes Washer Gas WH_Com, P - Oth [unit w/ propane dry - Dryer] | Prp | Yes | Food Service | Other | NC | 3.9087e-05 | 7.5734e-05 | 0.00011105 | 0.0001448 | 0.0001768 | 0.00020757 | 0.00023779 | 0.00022882 | 0.00022223 | 0.00021676
| Clothes Washer Gas WH_Com, P - Oth [unit w/ propane dry - Dryer] | Prp | Yes | Food Service | Other | REPL | 0.00057163 | 0.0011365 | 0.0016988 | 0.0022555 | 0.0028073 | 0.0033542 | 0.0038971 | 0.003864 | 0.0038334 | 0.0038008
| Clothes Washer Oil WH_Com, P - Oth [unit w/ propane dry - Dryer] | Prp | Yes | Food Service | Other | NC | 5.8631e-05 | 0.0001136 | 0.00016658 | 0.00021721 | 0.00026519 | 0.00031135 | 0.00035668 | 0.00034323 | 0.00033334 | 0.00032513
| Clothes Washer Oil WH_Com, P - Oth [unit w/ propane dry - Dryer] | Prp | Yes | Food Service | Other | REPL | 0.00085745 | 0.0017047 | 0.0025483 | 0.0033833 | 0.0042109 | 0.0050313 | 0.0058456 | 0.005796 | 0.0057502 | 0.0057012
| Clothes Washer Propane WH_Com, P - HWat [unit w/ elec dry - Water Heater] | Prp | Yes | Food Service | Water Heating | NC | 0.0029207 | 0.005659 | 0.008298 | 0.01082 | 0.01321 | 0.01551 | 0.017768 | 0.017098 | 0.016605 | 0.016196
| Clothes Washer Propane WH_Com, P - HWat [unit w/ elec dry - Water Heater] | Prp | Yes | Food Service | Water Heating | REPL | 0.042713 | 0.08492 | 0.12694 | 0.16854 | 0.20976 | 0.25063 | 0.29119 | 0.28872 | 0.28644 | 0.284
| Clothes Washer Propane WH_Com, P - HWat [unit w/ gas dry - Water Heater] | Prp | Yes | Food Service | Water Heating | NC | 0.0014603 | 0.0028295 | 0.004149 | 0.00541 | 0.0066052 | 0.0077548 | 0.008884 | 0.008549 | 0.0083025 | 0.0080981
| Clothes Washer Propane WH_Com, P - HWat [unit w/ gas dry - Water Heater] | Prp | Yes | Food Service | Water Heating | REPL | 0.021357 | 0.04246 | 0.063469 | 0.084268 | 0.10488 | 0.12532 | 0.1456 | 0.14436 | 0.14322 | 0.142
| Clothes Washer Propane WH_Com, P - Oth [unit w/ propane dry - Dryer] | Prp | Yes | Food Service | Other | NC | 3.9087e-05 | 7.5734e-05 | 0.00011105 | 0.0001448 | 0.0001768 | 0.00020757 | 0.00023779 | 0.00022882 | 0.00022223 | 0.00021676
| Clothes Washer Propane WH_Com, P - Oth [unit w/ propane dry - Dryer] | Prp | Yes | Food Service | Other | REPL | 0.00057163 | 0.0011365 | 0.0016988 | 0.0022555 | 0.0028073 | 0.0033542 | 0.0038971 | 0.003864 | 0.0038334 | 0.0038008
| Clothes Washer Propane WH_Com, P - HWat [unit w/ propane dry - Water Heater] | Prp | Yes | Food Service | Water Heating | NC | 0.0029255 | 0.0056682 | 0.0083116 | 0.010838 | 0.013232 | 0.015535 | 0.017797 | 0.017126 | 0.016632 | 0.016223
| Clothes Washer Propane WH_Com, P - HWat [unit w/ propane dry - Water Heater] | Prp | Yes | Food Service | Water Heating | REPL | 0.042783 | 0.085059 | 0.12715 | 0.16881 | 0.21011 | 0.25104 | 0.29167 | 0.2892 | 0.28691 | 0.28447
| Dishwasher_Com, P - HWat [Building w propane WH] | Prp | Yes | Food Service | Water Heating | NC | 0.029887 | 0.057907 | 0.084912 | 0.11072 | 0.13518 | 0.15871 | 0.18182 | 0.20462 | 0.22714 | 0.24928
| Dishwasher_Com, P - HWat [Building w propane WH] | Prp | Yes | Food Service | Water Heating | REPL | 0.24186 | 0.48086 | 0.71878 | 0.95433 | 1.1878 | 1.4192 | 1.6489 | 1.8767 | 2.1028 | 2.3269
| Faucet Aerator_Com, P - HWat | Prp | Yes | Food Service | Water Heating | RET | 0.39505 | 0.78542 | 1.1741 | 1.5588 | 1.9401 | 2.3181 | 2.6933 | 3.0655 | 3.4347 | 3.8008
| Pre Rinse Sprayers_Com, P - HWat | Prp | Yes | Food Service | Water Heating | RET | 3.7482 | 7.4521 | 11.1394 | 11.4373 | 11.7421 | 11.6349 | 11.5384 | 11.4448 | 11.355 | 11.2625
| FF Storage Water Heater_Com, P - HWat | Prp | Yes | Food Service | Water Heating | NC | 0.33311 | 0.64542 | 0.94641 | 1.2341 | 1.5067 | 1.7689 | 2.0265 | 2.2806 | 2.5316 | 2.7784
| FF Storage Water Heater_Com, P - HWat | Prp | No | Food Service | Water Heating | RET | 2.3292 | 4.4735 | 6.4625 | 8.2971 | 9.991 | 11.5557 | 13.0025 | 14.4945 | 16.0268 | 17.5942
| FF Storage Water Heater_Com, P - HWat | Prp | Yes | Food Service | Water Heating | REPL | 2.2734 | 4.0706 | 5.6361 | 6.9645 | 8.0616 | 8.9317 | 9.5794 | 10.1587 | 10.6705 | 11.1157
| FF Instantaneous Water Heater_Com, P - HWat | Prp | No | Food Service | Water Heating | NC | 0.55834 | 1.0818 | 1.5863 | 2.0684 | 2.5254 | 2.9649 | 3.3967 | 3.8226 | 4.2433 | 4.657
| FF Instantaneous Water Heater_Com, P - HWat | Prp | No | Food Service | Water Heating | RET | 3.904 | 7.4982 | 10.832 | 13.907 | 16.7463 | 19.3688 | 21.7939 | 24.0355 | 26.1074 | 28.0212
| FF Instantaneous Water Heater_Com, P - HWat | Prp | No | Food Service | Water Heating | REPL | 2.8579 | 5.1171 | 7.0851 | 8.7551 | 10.1343 | 11.2281 | 12.0423 | 12.5808 | 12.8479 | 12.8479
| Clothes Dryer_Com, P - Oth | Prp | Yes | Food Service | Other | NC | 0.001187 | 0.0022998 | 0.0033723 | 0.0043973 | 0.0053688 | 0.0063032 | 0.007221 | 0.0081265 | 0.009021 | 0.0099004
| Clothes Dryer_Com, P - Oth | Prp | No | Food Service | Other | RET | 0.011562 | 0.021901 | 0.031214 | 0.039556 | 0.047037 | 0.053747 | 0.059774 | 0.065309 | 0.070403 | 0.075096
| Clothes Dryer_Com, P - Oth | Prp | Yes | Food Service | Other | REPL | 0.0086795 | 0.015541 | 0.021518 | 0.026589 | 0.030778 | 0.0341 | 0.036573 | 0.038302 | 0.039301 | 0.039579
| Pnemautic to DDC_Com, P - TotF [Building w Propane Heat] | Prp | Yes | Food Service | Total FF | RET | 2.1833 | 4.3408 | 6.4886 | 8.6149 | 10.7222 | 12.8113 | 14.8847 | 16.9417 | 18.9824 | 21.0055
| RCx_Com, P - TotF [Building w Propane Heat] | Prp | Yes | Food Service | Total FF | RET | 4.5836 | 9.113 | 13.6221 | 18.0861 | 22.5101 | 26.8959 | 31.2488 | 35.5674 | 35.2679 | 34.986
| Commissioning_Com, P - TotF [Building w Propane Heat] | Prp | Yes | Food Service | Total FF | NC | 0 | 0 | 0 | 0 | 0 | 0 | 0 | 0 | 0 | 0
| Integrated Building Design_Com, P - TotF [Building w Propane Heat] | Prp | Yes | Food Service | Total FF | NC | 0.38965 | 0.75497 | 1.107 | 1.4435 | 1.7624 | 2.0692 | 2.3704 | 2.6677 | 2.9613 | 3.25
| Deep Energy Retrofit_Com, P - TotF [Building w Propane Heat] | Prp | Yes | Food Service | Total FF | RET | 1.3975 | 2.7784 | 4.1532 | 5.5142 | 6.863 | 8.2002 | 9.5273 | 10.844 | 12.1501 | 13.4451
| EMS_Com, P - TotF [Building w Propane Heat] | Prp | Yes | Food Service | Total FF | NC | 0.75938 | 1.4713 | 2.1575 | 2.8132 | 3.4347 | 4.0325 | 4.6197 | 5.199 | 5.7712 | 6.3338
| EMS_Com, P - TotF [Building w Propane Heat] | Prp | Yes | Food Service | Total FF | RET | 9.4796 | 18.8469 | 28.1724 | 37.4046 | 46.5539 | 55.6244 | 64.6269 | 73.5582 | 82.4184 | 91.2027
| Int Ltg Ctrls_Com, E/P - IntL | E | Yes | Food Service | Interior Lighting | RET | -0.14089 | -0.27548 | -0.41347 | -0.55484 | -0.69846 | -0.84491 | -0.98882 | -1.1342 | -1.139 | -1.1472
| Exit Sign RetFit_Com, E/P - IntL | E | No | Food Service | Interior Lighting | RET | -0.0067357 | -0.013171 | -0.019768 | -0.026526 | -0.033392 | -0.040394 | -0.047274 | -0.054224 | -0.061192 | -0.068015
| LED HiLo Bay_Com, E/P - IntL | E | Yes | Food Service | Interior Lighting | NC | -1.8142e-07 | -3.5773e-07 | -5.3114e-07 | -7.0176e-07 | -8.6217e-07 | -1.0194e-06 | -1.1754e-06 | -1.3273e-06 | -1.4791e-06 | -1.6323e-06
| LED HiLo Bay_Com, E/P - IntL | E | Yes | Food Service | Interior Lighting | RET | -1.8623e-06 | -3.5216e-06 | -5.1082e-06 | -6.6241e-06 | -8.0605e-06 | -9.4266e-06 | -1.0679e-05 | -1.1858e-05 | -1.2961e-05 | -1.4077e-05
| LED HiLo Bay_Com, E/P - IntL | E | Yes | Food Service | Interior Lighting | REPL | -9.6913e-07 | -1.7098e-06 | -2.3742e-06 | -2.9577e-06 | -3.4516e-06 | -3.8546e-06 | -4.1516e-06 | -4.3515e-06 | -4.4518e-06 | -4.5081e-06
| Repl Scre_Com, E/P - IntL | E | Yes | Food Service | Interior Lighting | NC | -0.024723 | -0.04875 | -0.024026 | 0 | 0 | 0 | 0 | 0 | 0 | 0
| Repl Scre_Com, E/P - IntL | E | Yes | Food Service | Interior Lighting | RET | -0.15736 | -0.30769 | -0.15033 | 0 | 0 | 0 | 0 | 0 | 0 | 0
| Repl Scre_Com, E/P - IntL | E | Yes | Food Service | Interior Lighting | REPL | -1.2689 | -2.4812 | -1.2122 | 0 | 0 | 0 | 0 | 0 | 0 | 0
| Lin LED Fixture_Com, E/P - IntL | E | No | Food Service | Interior Lighting | NC | -0.0026308 | -0.0051874 | -0.007702 | -0.010176 | -0.012502 | -0.014782 | -0.017044 | -0.019247 | -0.021449 | -0.02367
| Lin LED Fixture_Com, E/P - IntL | E | No | Food Service | Interior Lighting | RET | -0.020061 | -0.037729 | -0.054426 | -0.070194 | -0.084962 | -0.098843 | -0.11142 | -0.12313 | -0.13484 | -0.14628
| Lin LED Fixture_Com, E/P - IntL | E | No | Food Service | Interior Lighting | REPL | -0.016273 | -0.02871 | -0.039867 | -0.049664 | -0.057958 | -0.064724 | -0.069711 | -0.073069 | -0.075473 | -0.076885
| LED Tube Repl_Com, E/P - IntL | E | Yes | Food Service | Interior Lighting | RET | -0.12622 | -0.23737 | -0.34242 | -0.44162 | -0.53454 | -0.63055 | -0.72607 | -0.82361 | -0.92241 | -1.0201
| LED Tube Repl_Com, E/P - IntL | E | Yes | Food Service | Interior Lighting | REPL | -0.15035 | -0.26527 | -0.36835 | -0.45886 | -0.5355 | -0.60836 | -0.67476 | -0.73658 | -0.7933 | -0.84369
| Repl pin CFL wLED_Com, E/P - IntL | E | No | Food Service | Interior Lighting | RET | -0.0049545 | -0.0093852 | -0.013637 | -0.017715 | -0.021593 | -0.025857 | -0.030334 | -0.035125 | -0.040183 | -0.045202
| Repl pin CFL wLED_Com, E/P - IntL | E | No | Food Service | Interior Lighting | REPL | -0.0061483 | -0.010847 | -0.015063 | -0.018764 | -0.021898 | -0.025153 | -0.028411 | -0.03176 | -0.035178 | -0.038583
| Stair Occ Sensor_Com, E/P - IntL | E | No | Food Service | Interior Lighting | NC | -0.0017871 | -0.0035238 | -0.005232 | -0.0069127 | -0.0084929 | -0.010042 | -0.011578 | -0.013075 | -0.01457 | -0.016079
| Stair Occ Sensor_Com, E/P - IntL | E | No | Food Service | Interior Lighting | RET | -0.013758 | -0.026902 | -0.040377 | -0.054182 | -0.068208 | -0.082509 | -0.096563 | -0.11076 | -0.12499 | -0.13893
| Int Delamping_Com, E/P - IntL | E | Yes | Food Service | Interior Lighting | RET | -0.0012773 | -0.0024976 | -0.0037486 | -0.0050302 | -0.0063323 | -0.00766 | -0.0089648 | -0.010283 | -0.011604 | -0.012898
| Int Ltg Dsgn_Com, E/P - IntL | E | Yes | Food Service | Interior Lighting | NC | -0.0042152 | -0.0083115 | -0.01234 | -0.016305 | -0.020032 | -0.023684 | -0.027309 | -0.030839 | -0.034366 | -0.037925
| DCV_Com, P - Heat [Building w Propane Heat] | Prp | Yes | Health Service | Space Heating | RET | 0.48203 | 0.95835 | 1.4325 | 1.902 | 2.3672 | 2.8285 | 3.2862 | 3.7404 | 4.1909 | 4.6376
| Optimized Unitary AC Sys_Com, P - Heat [Building w Propane Heat] | Prp | Yes | Health Service | Space Heating | NC | 0.18304 | 0.35465 | 0.52004 | 0.6781 | 0.82791 | 0.972 | 1.1135 | 1.2532 | 1.3911 | 1.5267
| Cool Roof_Com, P - Heat [Building w Propane Heat] | Prp | No | Health Service | Space Heating | NC | -0.012291 | -0.023815 | -0.034921 | -0.045535 | -0.055595 | -0.065271 | -0.074775 | -0.084152 | -0.093414 | -0.10252
| Cool Roof_Com, P - Heat [Building w Propane Heat] | Prp | No | Health Service | Space Heating | RET | -0.064172 | -0.12758 | -0.19071 | -0.25321 | -0.31515 | -0.37655 | -0.43749 | -0.49795 | -0.55793 | -0.6174
| Programmable TStat_Com, P - Heat [Building w Propane Heat] | Prp | Yes | Health Service | Space Heating | NC | 0 | 0 | 0 | 0 | 0 | 0 | 0 | 0 | 0 | 0
| Programmable TStat_Com, P - Heat [Building w Propane Heat] | Prp | Yes | Health Service | Space Heating | RET | 0 | 0 | 0 | 0 | 0 | 0 | 0 | 0 | 0 | 0
| Smart TStat_Com, P - Heat [Building w Propane Heat] | Prp | Yes | Health Service | Space Heating | NC | 0.067274 | 0.13035 | 0.19113 | 0.24922 | 0.30428 | 0.35724 | 0.40926 | 0.46058 | 0.51128 | 0.56112
| Smart TStat_Com, P - Heat [Building w Propane Heat] | Prp | Yes | Health Service | Space Heating | RET | 0.24697 | 0.49102 | 0.73397 | 0.9745 | 1.2129 | 1.4492 | 1.6837 | 1.9164 | 2.1472 | 2.3761
| Boiler Blowdown Controls_Com, P - Heat | Prp | No | Health Service | Space Heating | RET | 0.080044 | 0.15914 | 0.23788 | 0.31584 | 0.39309 | 0.38964 | 0.38656 | 0.38323 | 0.38009 | 0.37701
| Boiler Modifications_Com, P - Heat | Prp | Yes | Health Service | Space Heating | RET | 0.26368 | 0.52424 | 0.78364 | 1.0404 | 1.2949 | 1.5472 | 1.7976 | 2.0461 | 2.1091 | 2.0919
| Boilers_Com, P - Heat | Prp | Yes | Health Service | Space Heating | NC | 0.061906 | 0.11995 | 0.17588 | 0.22934 | 0.28001 | 0.32874 | 0.37661 | 0.42384 | 0.47048 | 0.51635
| Boilers_Com, P - Heat | Prp | Yes | Health Service | Space Heating | RET | 0.4855 | 0.9285 | 1.3357 | 1.708 | 2.0487 | 2.3605 | 2.6464 | 2.9082 | 3.148 | 3.3676
| Boilers_Com, P - Heat | Prp | Yes | Health Service | Space Heating | REPL | 0.2535 | 0.45389 | 0.62845 | 0.77658 | 0.89892 | 0.99594 | 1.0682 | 1.1159 | 1.1396 | 1.1396
| Furnace_Com, P - Heat | Prp | Yes | Health Service | Space Heating | NC | 0.024907 | 0.048259 | 0.070765 | 0.092272 | 0.11266 | 0.13226 | 0.15152 | 0.17053 | 0.18929 | 0.20775
| Furnace_Com, P - Heat | Prp | Yes | Health Service | Space Heating | RET | 0.1921 | 0.36761 | 0.52919 | 0.67709 | 0.81262 | 0.93687 | 1.0509 | 1.1555 | 1.2514 | 1.3394
| Furnace_Com, P - Heat | Prp | Yes | Health Service | Space Heating | REPL | 0.11086 | 0.1985 | 0.27484 | 0.33962 | 0.39312 | 0.43555 | 0.46713 | 0.48802 | 0.49838 | 0.49838
| Energy Recovery Ventilator_Com, P - Heat | Prp | Yes | Health Service | Space Heating | NC | 0.048064 | 0.093127 | 0.13656 | 0.17806 | 0.2174 | 0.25523 | 0.2924 | 0.32907 | 0.36528 | 0.4009
| Energy Recovery Ventilator_Com, P - Heat | Prp | Yes | Health Service | Space Heating | RET | 0.41823 | 0.79638 | 1.1408 | 1.4529 | 1.7358 | 1.9925 | 2.2256 | 2.4503 | 2.6673 | 2.8771
| Energy Recovery Ventilator_Com, P - Heat | Prp | Yes | Health Service | Space Heating | REPL | 0.32803 | 0.58734 | 0.81322 | 1.0049 | 1.1632 | 1.2887 | 1.3822 | 1.4543 | 1.5054 | 1.5358
| Forced Air Heating Maintenance_Com, P - Heat | Prp | Yes | Health Service | Space Heating | RET | 0.0076162 | 0.015142 | 0.022634 | 0.030052 | 0.037403 | 0.037074 | 0.036781 | 0.036464 | 0.036165 | 0.035872
| Infrared Heater_Com, P - Heat | Prp | Yes | Health Service | Space Heating | NC | 0.052685 | 0.10208 | 0.14969 | 0.19518 | 0.2383 | 0.27977 | 0.32051 | 0.36071 | 0.4004 | 0.43944
| Infrared Heater_Com, P - Heat | Prp | Z | Health Service | Space Heating | RET | 0 | 0 | 0 | 0 | 0 | 0 | 0 | 0 | 0 | 0
| Infrared Heater_Com, P - Heat | Prp | Yes | Health Service | Space Heating | REPL | 0.31726 | 0.56806 | 0.78654 | 0.97193 | 1.125 | 1.2465 | 1.3368 | 1.3966 | 1.4794 | 1.5847
| Windows_Com, P - Heat [Building w Propane Heat] | Prp | Yes | Health Service | Space Heating | NC | 0.054838 | 0.10625 | 0.1558 | 0.20316 | 0.24804 | 0.29121 | 0.33361 | 0.37545 | 0.41677 | 0.4574
| Window Film_Com, P - Heat [Building w Propane Heat] | Prp | No | Health Service | Space Heating | RET | 0 | 0 | 0 | 0 | 0 | 0 | 0 | 0 | 0 | 0
| Kitchen DCV_Com, P - Heat [Building w Propane Heat] | Prp | Yes | Health Service | Space Heating | NC | 0.0013767 | 0.0026675 | 0.0039115 | 0.0051003 | 0.0062271 | 0.0073109 | 0.0083754 | 0.0094257 | 0.010463 | 0.011483
| Kitchen DCV_Com, P - Heat [Building w Propane Heat] | Prp | Yes | Health Service | Space Heating | RET | 0.013107 | 0.024855 | 0.035462 | 0.044987 | 0.053548 | 0.061246 | 0.068176 | 0.074604 | 0.080578 | 0.086139
| Kitchen DCV_Com, P - Heat [Building w Propane Heat] | Prp | Yes | Health Service | Space Heating | REPL | 0.0093959 | 0.016824 | 0.023294 | 0.028784 | 0.033318 | 0.036915 | 0.039592 | 0.0415 | 0.042651 | 0.043057
| Duct Sealing Non Regulated_Com, P - Heat [Building w Propane Heat] | Prp | Yes | Health Service | Space Heating | RET | 0.21265 | 0.42278 | 0.63197 | 0.83907 | 1.0443 | 1.2478 | 1.4497 | 1.6501 | 1.8488 | 2.0459
| Clothes Washer Propane WH_Com, P - HWat [unit w/ elec dry - Water Heater] | Prp | Yes | Health Service | Water Heating | NC | 5.7748e-05 | 0.00011189 | 0.00016407 | 0.00021394 | 0.0002612 | 0.00030666 | 0.00035131 | 0.00033807 | 0.00032832 | 0.00032024
| Clothes Washer Propane WH_Com, P - HWat [unit w/ elec dry - Water Heater] | Prp | Yes | Health Service | Water Heating | REPL | 0.00084454 | 0.0016791 | 0.0025099 | 0.0033324 | 0.0041475 | 0.0049556 | 0.0057576 | 0.0057088 | 0.0056636 | 0.0056154
| Clothes Washer Propane WH_Com, P - HWat [unit w/ gas dry - Water Heater] | Prp | Yes | Health Service | Water Heating | NC | 2.8874e-05 | 5.5945e-05 | 8.2035e-05 | 0.00010697 | 0.0001306 | 0.00015333 | 0.00017566 | 0.00016903 | 0.00016416 | 0.00016012
| Clothes Washer Propane WH_Com, P - HWat [unit w/ gas dry - Water Heater] | Prp | Yes | Health Service | Water Heating | REPL | 0.00042227 | 0.00083954 | 0.0012549 | 0.0016662 | 0.0020737 | 0.0024778 | 0.0028788 | 0.0028544 | 0.0028318 | 0.0028077
| Clothes Washer Propane WH_Com, P - HWat [unit w/ propane dry - Water Heater] | Prp | Yes | Health Service | Water Heating | NC | 6.842e-05 | 0.00013257 | 0.00019439 | 0.00025347 | 0.00030947 | 0.00036333 | 0.00041623 | 0.00040054 | 0.00038899 | 0.00037941
| Clothes Washer Propane WH_Com, P - HWat [unit w/ propane dry - Water Heater] | Prp | Yes | Health Service | Water Heating | REPL | 0.0010006 | 0.0019893 | 0.0029737 | 0.0039482 | 0.0049139 | 0.0058713 | 0.0068215 | 0.0067637 | 0.0067101 | 0.006653
| Dishwasher_Com, P - HWat [Building w propane WH] | Prp | Yes | Health Service | Water Heating | NC | 4.432e-05 | 8.5872e-05 | 0.00012592 | 0.00016419 | 0.00020046 | 0.00023535 | 0.00026962 | 0.00030343 | 0.00033683 | 0.00036966
| Dishwasher_Com, P - HWat [Building w propane WH] | Prp | Yes | Health Service | Water Heating | REPL | 0.00035866 | 0.00071307 | 0.0010659 | 0.0014152 | 0.0017614 | 0.0021046 | 0.0024452 | 0.0027831 | 0.0031183 | 0.0034507
| Faucet Aerator_Com, P - HWat | Prp | Yes | Health Service | Water Heating | RET | 0.02109 | 0.04193 | 0.062677 | 0.083217 | 0.10357 | 0.12375 | 0.14378 | 0.16365 | 0.18336 | 0.20291
| Pre Rinse Sprayers_Com, P - HWat | Prp | Yes | Health Service | Water Heating | RET | 0.0044406 | 0.0088286 | 0.013197 | 0.01355 | 0.013911 | 0.013784 | 0.01367 | 0.013559 | 0.013452 | 0.013343
| FF Storage Water Heater_Com, P - HWat | Prp | Yes | Health Service | Water Heating | NC | 0.0039518 | 0.0076569 | 0.011228 | 0.01464 | 0.017875 | 0.020985 | 0.024041 | 0.027056 | 0.030034 | 0.032962
| FF Storage Water Heater_Com, P - HWat | Prp | No | Health Service | Water Heating | RET | 0.027632 | 0.053071 | 0.076667 | 0.098432 | 0.11853 | 0.13709 | 0.15425 | 0.17195 | 0.19013 | 0.20873
| FF Storage Water Heater_Com, P - HWat | Prp | Yes | Health Service | Water Heating | REPL | 0.02697 | 0.048291 | 0.066863 | 0.082623 | 0.095639 | 0.10596 | 0.11364 | 0.12052 | 0.12659 | 0.13187
| FF Instantaneous Water Heater_Com, P - HWat | Prp | No | Health Service | Water Heating | NC | 0.0066238 | 0.012834 | 0.018819 | 0.024539 | 0.02996 | 0.035174 | 0.040296 | 0.045349 | 0.050341 | 0.055248
| FF Instantaneous Water Heater_Com, P - HWat | Prp | No | Health Service | Water Heating | RET | 0.046314 | 0.088954 | 0.1285 | 0.16498 | 0.19867 | 0.22978 | 0.25855 | 0.28514 | 0.30972 | 0.33243
| FF Instantaneous Water Heater_Com, P - HWat | Prp | No | Health Service | Water Heating | REPL | 0.033904 | 0.060707 | 0.084054 | 0.10387 | 0.12023 | 0.1332 | 0.14286 | 0.14925 | 0.15242 | 0.15242
| Pnemautic to DDC_Com, P - TotF [Building w Propane Heat] | Prp | No | Health Service | Total FF | RET | 0.093999 | 0.18689 | 0.27936 | 0.3709 | 0.46163 | 0.55157 | 0.64084 | 0.7294 | 0.81726 | 0.90436
| Data Center_Com, P - TotF [Building w Propane Heat] | Prp | Yes | Health Service | Total FF | NC | 0 | 0 | 0 | 0 | 0 | 0 | 0 | 0 | 0 | 0
| Data Center_Com, P - TotF [Building w Propane Heat] | Prp | Yes | Health Service | Total FF | RET | 0 | 0 | 0 | 0 | 0 | 0 | 0 | 0 | 0 | 0
| RCx_Com, P - TotF [Building w Propane Heat] | Prp | Yes | Health Service | Total FF | RET | 0.21785 | 0.43311 | 0.64741 | 0.85957 | 1.0698 | 1.2783 | 1.4852 | 1.6904 | 1.6762 | 1.6628
| Commissioning_Com, P - TotF [Building w Propane Heat] | Prp | Yes | Health Service | Total FF | NC | 0 | 0 | 0 | 0 | 0 | 0 | 0 | 0 | 0 | 0
| Integrated Building Design_Com, P - TotF [Building w Propane Heat] | Prp | Yes | Health Service | Total FF | NC | 0.016776 | 0.032504 | 0.047662 | 0.062148 | 0.075878 | 0.089084 | 0.10206 | 0.11485 | 0.1275 | 0.13992
| Deep Energy Retrofit_Com, P - TotF [Building w Propane Heat] | Prp | Yes | Health Service | Total FF | RET | 0.060167 | 0.11962 | 0.17881 | 0.2374 | 0.29548 | 0.35305 | 0.41018 | 0.46687 | 0.52311 | 0.57886
| EMS_Com, P - TotF [Building w Propane Heat] | Prp | Yes | Health Service | Total FF | NC | 0.032694 | 0.063346 | 0.092887 | 0.12112 | 0.14788 | 0.17361 | 0.19889 | 0.22383 | 0.24847 | 0.27269
| EMS_Com, P - TotF [Building w Propane Heat] | Prp | Yes | Health Service | Total FF | RET | 0.40813 | 0.81143 | 1.2129 | 1.6104 | 2.0043 | 2.3948 | 2.7824 | 3.1669 | 3.5484 | 3.9266
| Int Ltg Ctrls_Com, E/P - IntL | E | Yes | Health Service | Interior Lighting | RET | -0.048887 | -0.095591 | -0.14347 | -0.19252 | -0.24236 | -0.29318 | -0.34311 | -0.39355 | -0.39524 | -0.39806
| Exit Sign RetFit_Com, E/P - IntL | E | No | Health Service | Interior Lighting | RET | -0.0068304 | -0.013356 | -0.020045 | -0.026899 | -0.033862 | -0.040962 | -0.047939 | -0.054986 | -0.062052 | -0.068971
| Repl Scre_Com, E/P - IntL | E | Yes | Health Service | Interior Lighting | NC | -0.0039711 | -0.0078303 | -0.0038592 | 0 | 0 | 0 | 0 | 0 | 0 | 0
| Repl Scre_Com, E/P - IntL | E | Yes | Health Service | Interior Lighting | RET | -0.023455 | -0.045863 | -0.022408 | 0 | 0 | 0 | 0 | 0 | 0 | 0
| Repl Scre_Com, E/P - IntL | E | Yes | Health Service | Interior Lighting | REPL | -0.20382 | -0.39853 | -0.19471 | 0 | 0 | 0 | 0 | 0 | 0 | 0
| Lin LED Fixture_Com, E/P - IntL | E | No | Health Service | Interior Lighting | NC | -0.0013609 | -0.0026833 | -0.0039841 | -0.0052639 | -0.0064672 | -0.0076464 | -0.0088165 | -0.0099562 | -0.011095 | -0.012244
| Lin LED Fixture_Com, E/P - IntL | E | No | Health Service | Interior Lighting | RET | -0.012007 | -0.022581 | -0.032574 | -0.042012 | -0.050851 | -0.059159 | -0.066685 | -0.073693 | -0.080702 | -0.08755
| Lin LED Fixture_Com, E/P - IntL | E | No | Health Service | Interior Lighting | REPL | -0.0084177 | -0.014851 | -0.020622 | -0.02569 | -0.02998 | -0.03348 | -0.03606 | -0.037797 | -0.039041 | -0.039771
| LED Tube Repl_Com, E/P - IntL | E | Yes | Health Service | Interior Lighting | RET | -0.075542 | -0.14207 | -0.20494 | -0.26432 | -0.31993 | -0.37739 | -0.43456 | -0.49294 | -0.55208 | -0.61052
| LED Tube Repl_Com, E/P - IntL | E | Yes | Health Service | Interior Lighting | REPL | -0.077775 | -0.13722 | -0.19054 | -0.23736 | -0.277 | -0.31469 | -0.34904 | -0.38101 | -0.41036 | -0.43642
| Repl pin CFL wLED_Com, E/P - IntL | E | No | Health Service | Interior Lighting | RET | -0.003153 | -0.0059727 | -0.0086787 | -0.011274 | -0.013742 | -0.016456 | -0.019304 | -0.022353 | -0.025572 | -0.028766
| Repl pin CFL wLED_Com, E/P - IntL | E | No | Health Service | Interior Lighting | REPL | -0.0036327 | -0.006409 | -0.0088995 | -0.011086 | -0.012938 | -0.014861 | -0.016786 | -0.018765 | -0.020784 | -0.022796
| Stair Occ Sensor_Com, E/P - IntL | E | No | Health Service | Interior Lighting | NC | -0.00089714 | -0.001769 | -0.0026265 | -0.0034702 | -0.0042635 | -0.0050409 | -0.0058123 | -0.0065636 | -0.0073144 | -0.0080718
| Stair Occ Sensor_Com, E/P - IntL | E | No | Health Service | Interior Lighting | RET | -0.0069068 | -0.013505 | -0.02027 | -0.0272 | -0.034241 | -0.04142 | -0.048475 | -0.055601 | -0.062746 | -0.069743
| Int Delamping_Com, E/P - IntL | E | Yes | Health Service | Interior Lighting | RET | -0.00066072 | -0.0012919 | -0.0019391 | -0.002602 | -0.0032756 | -0.0039624 | -0.0046373 | -0.005319 | -0.0060025 | -0.0066718
| Int Ltg Dsgn_Com, E/P - IntL | E | Yes | Health Service | Interior Lighting | NC | -0.0014627 | -0.0028841 | -0.0042821 | -0.0056577 | -0.006951 | -0.0082184 | -0.009476 | -0.010701 | -0.011925 | -0.01316
| Guest Room EM_Com, P - Heat [Building w Propane Heat] | Prp | Yes | Lodging | Space Heating | RET | 53.9058 | 107.1729 | 160.2023 | 212.7009 | 264.7288 | 316.3081 | 367.5005 | 418.2883 | 414.7663 | 411.4508
| DCV_Com, P - Heat [Building w Propane Heat] | Prp | Yes | Lodging | Space Heating | RET | 11.6106 | 23.0836 | 34.5054 | 45.8129 | 57.019 | 68.1285 | 79.1547 | 90.0937 | 100.9457 | 111.7046
| Optimized Unitary AC Sys_Com, P - Heat [Building w Propane Heat] | Prp | Yes | Lodging | Space Heating | NC | 4.4089 | 8.5425 | 12.5262 | 16.3333 | 19.9418 | 23.4124 | 26.8216 | 30.1851 | 33.5073 | 36.7739
| Cool Roof_Com, P - Heat [Building w Propane Heat] | Prp | No | Lodging | Space Heating | NC | -0.60214 | -1.1667 | -1.7108 | -2.2307 | -2.7235 | -3.1976 | -3.6632 | -4.1225 | -4.5763 | -5.0224
| Cool Roof_Com, P - Heat [Building w Propane Heat] | Prp | No | Lodging | Space Heating | RET | -3.1438 | -6.2503 | -9.3429 | -12.4046 | -15.4388 | -18.4469 | -21.4324 | -24.3943 | -27.3327 | -30.2458
| Programmable TStat_Com, P - Heat [Building w Propane Heat] | Prp | Yes | Lodging | Space Heating | NC | 0 | 0 | 0 | 0 | 0 | 0 | 0 | 0 | 0 | 0
| Programmable TStat_Com, P - Heat [Building w Propane Heat] | Prp | Yes | Lodging | Space Heating | RET | 0 | 0 | 0 | 0 | 0 | 0 | 0 | 0 | 0 | 0
| Smart TStat_Com, P - Heat [Building w Propane Heat] | Prp | Yes | Lodging | Space Heating | NC | 1.6303 | 3.1588 | 4.6319 | 6.0397 | 7.374 | 8.6574 | 9.918 | 11.1618 | 12.3902 | 13.5981
| Smart TStat_Com, P - Heat [Building w Propane Heat] | Prp | Yes | Lodging | Space Heating | RET | 5.9851 | 11.8993 | 17.787 | 23.6159 | 29.3925 | 35.1193 | 40.8031 | 46.442 | 52.036 | 57.5821
| Boiler Blowdown Controls_Com, P - Heat | Prp | No | Lodging | Space Heating | RET | 1.6509 | 3.2823 | 4.9063 | 6.5142 | 8.1076 | 8.0363 | 7.9728 | 7.9041 | 7.8394 | 7.7758
| Boiler Modifications_Com, P - Heat | Prp | Yes | Lodging | Space Heating | RET | 5.4385 | 10.8125 | 16.1626 | 21.4591 | 26.7081 | 31.9119 | 37.0766 | 42.2006 | 43.5004 | 43.1463
| Boilers_Com, P - Heat | Prp | Yes | Lodging | Space Heating | NC | 1.2768 | 2.4739 | 3.6276 | 4.7302 | 5.7752 | 6.7803 | 7.7676 | 8.7417 | 9.7038 | 10.6498
| Boilers_Com, P - Heat | Prp | Yes | Lodging | Space Heating | RET | 10.0136 | 19.1505 | 27.5497 | 35.2279 | 42.2543 | 48.6865 | 54.5813 | 59.9816 | 64.9284 | 69.4571
| Boilers_Com, P - Heat | Prp | Yes | Lodging | Space Heating | REPL | 5.2284 | 9.3616 | 12.962 | 16.0171 | 18.5402 | 20.5413 | 22.0309 | 23.0161 | 23.5048 | 23.5048
| Furnace_Com, P - Heat | Prp | Yes | Lodging | Space Heating | NC | 0.84721 | 1.6415 | 2.407 | 3.1386 | 3.832 | 4.4989 | 5.154 | 5.8004 | 6.4387 | 7.0665
| Furnace_Com, P - Heat | Prp | Yes | Lodging | Space Heating | RET | 6.534 | 12.5042 | 18 | 23.0309 | 27.6411 | 31.8671 | 35.7455 | 39.3034 | 42.567 | 45.5589
| Furnace_Com, P - Heat | Prp | Yes | Lodging | Space Heating | REPL | 3.7709 | 6.7518 | 9.3485 | 11.552 | 13.3717 | 14.815 | 15.8893 | 16.5998 | 16.9523 | 16.9523
| Unit Heater_Com, P - Heat | Prp | Yes | Lodging | Space Heating | NC | 3.8329 | 7.4264 | 10.8897 | 14.1995 | 17.3365 | 20.3537 | 23.3175 | 26.2416 | 29.1297 | 31.9696
| Unit Heater_Com, P - Heat | Prp | Yes | Lodging | Space Heating | RET | 39.2378 | 74.1334 | 105.3992 | 133.2569 | 158.1039 | 180.2735 | 200.0764 | 217.7582 | 233.5452 | 247.6316
| Unit Heater_Com, P - Heat | Prp | Yes | Lodging | Space Heating | REPL | 23.081 | 41.3271 | 57.2212 | 70.7083 | 81.8468 | 90.6807 | 97.2565 | 101.6057 | 103.763 | 103.763
| Destratification Fans_Com, P - Heat | Prp | No | Lodging | Space Heating | NC | 0.85833 | 1.6631 | 2.4386 | 3.1798 | 3.8823 | 4.558 | 5.2217 | 5.8765 | 6.5233 | 7.1592
| Destratification Fans_Com, P - Heat | Prp | No | Lodging | Space Heating | RET | 4.1842 | 8.1121 | 11.827 | 15.3207 | 18.6101 | 21.708 | 24.629 | 27.82 | 31.2618 | 34.9344
| Destratification Fans_Com, P - Heat | Prp | No | Lodging | Space Heating | REPL | 5.8579 | 10.4887 | 14.5225 | 17.9455 | 20.7724 | 23.0145 | 24.6834 | 26.4004 | 28.1646 | 29.974
| Energy Recovery Ventilator_Com, P - Heat | Prp | Yes | Lodging | Space Heating | NC | 2.3546 | 4.5622 | 6.6898 | 8.723 | 10.6502 | 12.5037 | 14.3244 | 16.1207 | 17.895 | 19.6396
| Energy Recovery Ventilator_Com, P - Heat | Prp | Yes | Lodging | Space Heating | RET | 20.4889 | 39.0141 | 55.889 | 71.1751 | 85.0364 | 97.6101 | 109.0288 | 120.0377 | 130.6691 | 140.9463
| Energy Recovery Ventilator_Com, P - Heat | Prp | Yes | Lodging | Space Heating | REPL | 16.0697 | 28.7732 | 39.8391 | 49.2292 | 56.9842 | 63.1347 | 67.7129 | 71.2457 | 73.7489 | 75.238
| Forced Air Heating Maintenance_Com, P - Heat | Prp | Yes | Lodging | Space Heating | RET | 0.25906 | 0.51505 | 0.7699 | 1.0222 | 1.2722 | 1.2611 | 1.2511 | 1.2403 | 1.2301 | 1.2202
| Infrared Heater_Com, P - Heat | Prp | Yes | Lodging | Space Heating | NC | 0.046909 | 0.090889 | 0.13327 | 0.17378 | 0.21217 | 0.2491 | 0.28537 | 0.32116 | 0.35651 | 0.39126
| Infrared Heater_Com, P - Heat | Prp | Z | Lodging | Space Heating | RET | 0 | 0 | 0 | 0 | 0 | 0 | 0 | 0 | 0 | 0
| Infrared Heater_Com, P - Heat | Prp | Yes | Lodging | Space Heating | REPL | 0.28248 | 0.50579 | 0.70031 | 0.86537 | 1.0017 | 1.1098 | 1.1903 | 1.2435 | 1.3172 | 1.411
| Windows_Com, P - Heat [Building w Propane Heat] | Prp | Yes | Lodging | Space Heating | NC | 2.6865 | 5.2052 | 7.6326 | 9.9525 | 12.1512 | 14.266 | 16.3433 | 18.3928 | 20.4172 | 22.4076
| Window Film_Com, P - Heat [Building w Propane Heat] | Prp | No | Lodging | Space Heating | RET | 0 | 0 | 0 | 0 | 0 | 0 | 0 | 0 | 0 | 0
| Kitchen DCV_Com, P - Heat [Building w Propane Heat] | Prp | Yes | Lodging | Space Heating | NC | 1.7593 | 3.4087 | 4.9983 | 6.5174 | 7.9573 | 9.3422 | 10.7025 | 12.0446 | 13.3703 | 14.6737
| Kitchen DCV_Com, P - Heat [Building w Propane Heat] | Prp | Yes | Lodging | Space Heating | RET | 16.7491 | 31.7606 | 45.3152 | 57.4862 | 68.4263 | 78.2634 | 87.1188 | 95.3325 | 102.9667 | 110.0729
| Kitchen DCV_Com, P - Heat [Building w Propane Heat] | Prp | Yes | Lodging | Space Heating | REPL | 12.0065 | 21.4979 | 29.7659 | 36.7817 | 42.5759 | 47.1712 | 50.5919 | 53.0302 | 54.5016 | 55.0208
| Duct Sealing Non Regulated_Com, P - Heat [Building w Propane Heat] | Prp | Yes | Lodging | Space Heating | RET | 10.4175 | 20.7117 | 30.9598 | 41.1054 | 51.1601 | 61.128 | 71.0212 | 80.8361 | 90.573 | 100.2264
| Ovens_Com, P - Cook | Prp | Yes | Lodging | Cooking | NC | 0.016873 | 0.032693 | 0.047939 | 0.062509 | 0.076319 | 0.089601 | 0.10265 | 0.11552 | 0.12823 | 0.14074
| Ovens_Com, P - Cook | Prp | Yes | Lodging | Cooking | REPL | 0.14394 | 0.28618 | 0.42779 | 0.56797 | 0.7069 | 0.84463 | 0.98133 | 1.1169 | 1.2515 | 1.3849
| Fryers_Com, P - Cook | Prp | Yes | Lodging | Cooking | NC | 0.0016428 | 0.003183 | 0.0046673 | 0.0060859 | 0.0074304 | 0.0087236 | 0.0099939 | 0.011247 | 0.012485 | 0.013702
| Fryers_Com, P - Cook | Prp | Yes | Lodging | Cooking | REPL | 0.014014 | 0.027863 | 0.041649 | 0.055298 | 0.068824 | 0.082234 | 0.095543 | 0.10875 | 0.12185 | 0.13483
| Griddles_Com, P - Cook | Prp | Yes | Lodging | Cooking | NC | 0.0043085 | 0.0083481 | 0.012241 | 0.015962 | 0.019488 | 0.02288 | 0.026211 | 0.029498 | 0.032745 | 0.035937
| Griddles_Com, P - Cook | Prp | Yes | Lodging | Cooking | REPL | 0.036756 | 0.073076 | 0.10923 | 0.14503 | 0.18051 | 0.21568 | 0.25058 | 0.28521 | 0.31957 | 0.35363
| Clothes Washer Elec WH_Com, P - Oth [unit w/ propane dry - Dryer] | Prp | Yes | Lodging | Other | NC | 0.0019823 | 0.0038408 | 0.005632 | 0.0073438 | 0.0089662 | 0.010527 | 0.012059 | 0.011605 | 0.01127 | 0.010993
| Clothes Washer Elec WH_Com, P - Oth [unit w/ propane dry - Dryer] | Prp | Yes | Lodging | Other | REPL | 0.02899 | 0.057637 | 0.086156 | 0.11439 | 0.14237 | 0.17011 | 0.19764 | 0.19596 | 0.19441 | 0.19276
| Clothes Washer Gas WH_Com, P - Oth [unit w/ propane dry - Dryer] | Prp | Yes | Lodging | Other | NC | 0.0019823 | 0.0038408 | 0.005632 | 0.0073438 | 0.0089662 | 0.010527 | 0.012059 | 0.011605 | 0.01127 | 0.010993
| Clothes Washer Gas WH_Com, P - Oth [unit w/ propane dry - Dryer] | Prp | Yes | Lodging | Other | REPL | 0.02899 | 0.057637 | 0.086156 | 0.11439 | 0.14237 | 0.17011 | 0.19764 | 0.19596 | 0.19441 | 0.19276
| Clothes Washer Oil WH_Com, P - Oth [unit w/ propane dry - Dryer] | Prp | Yes | Lodging | Other | NC | 0.0029735 | 0.0057613 | 0.008448 | 0.011016 | 0.013449 | 0.01579 | 0.018089 | 0.017407 | 0.016905 | 0.016489
| Clothes Washer Oil WH_Com, P - Oth [unit w/ propane dry - Dryer] | Prp | Yes | Lodging | Other | REPL | 0.043485 | 0.086456 | 0.12923 | 0.17158 | 0.21355 | 0.25516 | 0.29646 | 0.29394 | 0.29162 | 0.28914
| Clothes Washer Propane WH_Com, P - HWat [unit w/ elec dry - Water Heater] | Prp | Yes | Lodging | Water Heating | NC | 0.45838 | 0.88813 | 1.3023 | 1.6981 | 2.0733 | 2.4341 | 2.7885 | 2.6834 | 2.606 | 2.5419
| Clothes Washer Propane WH_Com, P - HWat [unit w/ elec dry - Water Heater] | Prp | Yes | Lodging | Water Heating | REPL | 6.7035 | 13.3276 | 19.9221 | 26.4506 | 32.9206 | 39.3348 | 45.7009 | 45.3131 | 44.9546 | 44.5718
| Clothes Washer Propane WH_Com, P - HWat [unit w/ gas dry - Water Heater] | Prp | Yes | Lodging | Water Heating | NC | 0.22919 | 0.44407 | 0.65115 | 0.84906 | 1.0366 | 1.2171 | 1.3943 | 1.3417 | 1.303 | 1.2709
| Clothes Washer Propane WH_Com, P - HWat [unit w/ gas dry - Water Heater] | Prp | Yes | Lodging | Water Heating | REPL | 3.3518 | 6.6638 | 9.9611 | 13.2253 | 16.4603 | 19.6674 | 22.8504 | 22.6566 | 22.4773 | 22.2859
| Clothes Washer Propane WH_Com, P - Oth [unit w/ propane dry - Dryer] | Prp | Yes | Lodging | Other | NC | 0.0019823 | 0.0038408 | 0.005632 | 0.0073438 | 0.0089662 | 0.010527 | 0.012059 | 0.011605 | 0.01127 | 0.010993
| Clothes Washer Propane WH_Com, P - Oth [unit w/ propane dry - Dryer] | Prp | Yes | Lodging | Other | REPL | 0.02899 | 0.057637 | 0.086156 | 0.11439 | 0.14237 | 0.17011 | 0.19764 | 0.19596 | 0.19441 | 0.19276
| Clothes Washer Propane WH_Com, P - HWat [unit w/ propane dry - Water Heater] | Prp | Yes | Lodging | Water Heating | NC | 0.4591 | 0.88953 | 1.3043 | 1.7008 | 2.0765 | 2.4379 | 2.7929 | 2.6876 | 2.6101 | 2.5459
| Clothes Washer Propane WH_Com, P - HWat [unit w/ propane dry - Water Heater] | Prp | Yes | Lodging | Water Heating | REPL | 6.714 | 13.3485 | 19.9534 | 26.4922 | 32.9723 | 39.3965 | 45.7726 | 45.3843 | 45.0252 | 44.6418
| Ozone Laundry_Com, P - HWat | Prp | Yes | Lodging | Water Heating | RET | 81.2821 | 161.6011 | 241.5617 | 320.722 | 399.1725 | 476.9465 | 554.1373 | 630.7179 | 706.6893 | 782.0091
| Dishwasher_Com, P - HWat [Building w propane WH] | Prp | Yes | Lodging | Water Heating | NC | 0.15635 | 0.30294 | 0.44421 | 0.57922 | 0.70718 | 0.83026 | 0.95116 | 1.0704 | 1.1882 | 1.3041
| Dishwasher_Com, P - HWat [Building w propane WH] | Prp | Yes | Lodging | Water Heating | REPL | 1.2653 | 2.5156 | 3.7603 | 4.9925 | 6.2137 | 7.4244 | 8.6259 | 9.818 | 11.0006 | 12.1731
| Faucet Aerator_Com, P - HWat | Prp | Yes | Lodging | Water Heating | RET | 8.2667 | 16.4355 | 24.5679 | 32.6188 | 40.5976 | 48.5075 | 56.3582 | 64.1467 | 71.8734 | 79.5337
| Pre Rinse Sprayers_Com, P - HWat | Prp | Yes | Lodging | Water Heating | RET | 1.2848 | 2.5544 | 3.8184 | 3.9205 | 4.025 | 3.9882 | 3.9552 | 3.9231 | 3.8923 | 3.8606
| FF Storage Water Heater_Com, P - HWat | Prp | Yes | Lodging | Water Heating | NC | 6.9706 | 13.5059 | 19.8043 | 25.8235 | 31.5285 | 37.0157 | 42.4057 | 47.7235 | 52.976 | 58.1406
| FF Storage Water Heater_Com, P - HWat | Prp | No | Lodging | Water Heating | RET | 48.7391 | 93.6113 | 135.232 | 173.6218 | 209.0689 | 241.8101 | 272.0862 | 303.3061 | 335.3712 | 368.1713
| FF Storage Water Heater_Com, P - HWat | Prp | Yes | Lodging | Water Heating | REPL | 47.5725 | 85.1796 | 117.9389 | 145.7373 | 168.695 | 186.9027 | 200.4561 | 212.5775 | 223.2881 | 232.6039
| FF Instantaneous Water Heater_Com, P - HWat | Prp | No | Lodging | Water Heating | NC | 11.6836 | 22.6377 | 33.1946 | 43.2835 | 52.846 | 62.0432 | 71.0775 | 79.9909 | 88.7948 | 97.4513
| FF Instantaneous Water Heater_Com, P - HWat | Prp | No | Lodging | Water Heating | RET | 81.6932 | 156.9048 | 226.6666 | 291.013 | 350.4269 | 405.3054 | 456.0522 | 502.9592 | 546.3146 | 586.3624
| FF Instantaneous Water Heater_Com, P - HWat | Prp | No | Lodging | Water Heating | REPL | 59.8033 | 107.0791 | 148.2609 | 183.2062 | 212.0662 | 234.9551 | 251.993 | 263.2619 | 268.8515 | 268.8515
| Clothes Dryer_Com, P - Oth | Prp | Yes | Lodging | Other | NC | 0.090296 | 0.17495 | 0.25654 | 0.33451 | 0.40842 | 0.4795 | 0.54932 | 0.6182 | 0.68624 | 0.75315
| Clothes Dryer_Com, P - Oth | Prp | No | Lodging | Other | RET | 0.87958 | 1.666 | 2.3745 | 3.0091 | 3.5782 | 4.0887 | 4.5471 | 4.9682 | 5.3557 | 5.7127
| Clothes Dryer_Com, P - Oth | Prp | Yes | Lodging | Other | REPL | 0.66027 | 1.1822 | 1.6369 | 2.0227 | 2.3413 | 2.594 | 2.7822 | 2.9137 | 2.9897 | 3.0109
| Pnemautic to DDC_Com, P - TotF [Building w Propane Heat] | Prp | Yes | Lodging | Total FF | RET | 14.456 | 28.7407 | 42.9616 | 57.0402 | 70.9926 | 84.8246 | 98.553 | 112.1728 | 125.6842 | 139.0798
| RCx_Com, P - TotF [Building w Propane Heat] | Prp | Yes | Lodging | Total FF | RET | 31.5312 | 62.6889 | 93.7075 | 124.4156 | 154.8484 | 185.0187 | 214.9628 | 244.6703 | 242.6101 | 240.6708
| Commissioning_Com, P - TotF [Building w Propane Heat] | Prp | Yes | Lodging | Total FF | NC | 0 | 0 | 0 | 0 | 0 | 0 | 0 | 0 | 0 | 0
| Integrated Building Design_Com, P - TotF [Building w Propane Heat] | Prp | Yes | Lodging | Total FF | NC | 2.5799 | 4.9987 | 7.3298 | 9.5576 | 11.6692 | 13.7001 | 15.695 | 17.6632 | 19.6072 | 21.5187
| Deep Energy Retrofit_Com, P - TotF [Building w Propane Heat] | Prp | Yes | Lodging | Total FF | RET | 9.2529 | 18.3962 | 27.4986 | 36.51 | 45.4405 | 54.2941 | 63.0812 | 71.7989 | 80.4473 | 89.0214
| EMS_Com, P - TotF [Building w Propane Heat] | Prp | Yes | Lodging | Total FF | NC | 5.0279 | 9.7419 | 14.2849 | 18.6265 | 22.7416 | 26.6995 | 30.5873 | 34.4231 | 38.2117 | 41.937
| EMS_Com, P - TotF [Building w Propane Heat] | Prp | Yes | Lodging | Total FF | RET | 62.7655 | 124.7874 | 186.5324 | 247.6595 | 308.2385 | 368.2951 | 427.9013 | 487.0364 | 545.701 | 603.8624
| Int Ltg Ctrls_Com, E/P - IntL | E | Yes | Lodging | Interior Lighting | RET | -0.31229 | -0.61064 | -0.91651 | -1.2299 | -1.5482 | -1.8728 | -2.1918 | -2.514 | -2.5248 | -2.5428
| Exit Sign RetFit_Com, E/P - IntL | E | No | Lodging | Interior Lighting | RET | -0.019086 | -0.03732 | -0.056014 | -0.075165 | -0.094622 | -0.11446 | -0.13396 | -0.15365 | -0.1734 | -0.19273
| LED HiLo Bay_Com, E/P - IntL | E | Yes | Lodging | Interior Lighting | NC | -0.00036899 | -0.00072758 | -0.0010803 | -0.0014273 | -0.0017536 | -0.0020733 | -0.0023906 | -0.0026996 | -0.0030084 | -0.0033199
| LED HiLo Bay_Com, E/P - IntL | E | Yes | Lodging | Interior Lighting | RET | -0.0037877 | -0.0071625 | -0.010389 | -0.013473 | -0.016394 | -0.019173 | -0.021719 | -0.024118 | -0.026362 | -0.02863
| LED HiLo Bay_Com, E/P - IntL | E | Yes | Lodging | Interior Lighting | REPL | -0.0019711 | -0.0034776 | -0.0048289 | -0.0060156 | -0.0070203 | -0.0078398 | -0.0084438 | -0.0088506 | -0.0090545 | -0.0091689
| Repl Scre_Com, E/P - IntL | E | Yes | Lodging | Interior Lighting | NC | -0.070653 | -0.13931 | -0.068661 | 0 | 0 | 0 | 0 | 0 | 0 | 0
| Repl Scre_Com, E/P - IntL | E | Yes | Lodging | Interior Lighting | RET | -0.14465 | -0.28284 | -0.13819 | 0 | 0 | 0 | 0 | 0 | 0 | 0
| Repl Scre_Com, E/P - IntL | E | Yes | Lodging | Interior Lighting | REPL | -3.6262 | -7.0905 | -3.4643 | 0 | 0 | 0 | 0 | 0 | 0 | 0
| Lin LED Fixture_Com, E/P - IntL | E | No | Lodging | Interior Lighting | NC | -0.004146 | -0.008175 | -0.012138 | -0.016037 | -0.019703 | -0.023296 | -0.02686 | -0.030332 | -0.033802 | -0.037302
| Lin LED Fixture_Com, E/P - IntL | E | No | Lodging | Interior Lighting | RET | -0.038344 | -0.072113 | -0.10403 | -0.13417 | -0.16239 | -0.18892 | -0.21296 | -0.23534 | -0.25772 | -0.27959
| Lin LED Fixture_Com, E/P - IntL | E | No | Lodging | Interior Lighting | REPL | -0.025645 | -0.045245 | -0.062828 | -0.078266 | -0.091338 | -0.102 | -0.10986 | -0.11515 | -0.11894 | -0.12117
| LED Tube Repl_Com, E/P - IntL | E | Yes | Lodging | Interior Lighting | RET | -0.24124 | -0.4537 | -0.65449 | -0.8441 | -1.0217 | -1.2052 | -1.3878 | -1.5742 | -1.7631 | -1.9497
| LED Tube Repl_Com, E/P - IntL | E | Yes | Lodging | Interior Lighting | REPL | -0.23695 | -0.41804 | -0.58049 | -0.72314 | -0.84392 | -0.95873 | -1.0634 | -1.1608 | -1.2502 | -1.3296
| Repl pin CFL wLED_Com, E/P - IntL | E | No | Lodging | Interior Lighting | RET | -0.010842 | -0.020537 | -0.029842 | -0.038764 | -0.04725 | -0.056582 | -0.066378 | -0.076862 | -0.087929 | -0.098912
| Repl pin CFL wLED_Com, E/P - IntL | E | No | Lodging | Interior Lighting | REPL | -0.030934 | -0.054576 | -0.075784 | -0.094407 | -0.11017 | -0.12655 | -0.14294 | -0.15979 | -0.17699 | -0.19412
| Stair Occ Sensor_Com, E/P - IntL | E | No | Lodging | Interior Lighting | NC | -0.0027793 | -0.0054803 | -0.0081368 | -0.010751 | -0.013208 | -0.015617 | -0.018006 | -0.020334 | -0.02266 | -0.025006
| Stair Occ Sensor_Com, E/P - IntL | E | No | Lodging | Interior Lighting | RET | -0.021397 | -0.041838 | -0.062795 | -0.084264 | -0.10608 | -0.12832 | -0.15018 | -0.17225 | -0.19439 | -0.21606
| Int Delamping_Com, E/P - IntL | E | Yes | Lodging | Interior Lighting | RET | -0.002013 | -0.003936 | -0.0059075 | -0.0079273 | -0.0099793 | -0.012072 | -0.014128 | -0.016205 | -0.018287 | -0.020326
| Int Ltg Dsgn_Com, E/P - IntL | E | Yes | Lodging | Interior Lighting | NC | -0.0093515 | -0.018439 | -0.027378 | -0.036172 | -0.044441 | -0.052545 | -0.060585 | -0.068417 | -0.076242 | -0.084137
| DCV_Com, P - Heat [Building w Propane Heat] | Prp | Yes | Small Retail | Space Heating | RET | 1.9342 | 3.8455 | 5.7482 | 7.6319 | 9.4987 | 11.3494 | 13.1862 | 15.0085 | 16.8164 | 18.6087
| Optimized Unitary AC Sys_Com, P - Heat [Building w Propane Heat] | Prp | Yes | Small Retail | Space Heating | NC | 0.73447 | 1.4231 | 2.0867 | 2.7209 | 3.3221 | 3.9002 | 4.4682 | 5.0285 | 5.5819 | 6.1261
| Cool Roof_Com, P - Heat [Building w Propane Heat] | Prp | No | Small Retail | Space Heating | NC | -0.077147 | -0.14948 | -0.21918 | -0.2858 | -0.34894 | -0.40967 | -0.46933 | -0.52818 | -0.58631 | -0.64347
| Cool Roof_Com, P - Heat [Building w Propane Heat] | Prp | No | Small Retail | Space Heating | RET | -0.40278 | -0.80079 | -1.197 | -1.5893 | -1.978 | -2.3634 | -2.7459 | -3.1254 | -3.5019 | -3.8751
| Programmable TStat_Com, P - Heat [Building w Propane Heat] | Prp | Yes | Small Retail | Space Heating | NC | 0 | 0 | 0 | 0 | 0 | 0 | 0 | 0 | 0 | 0
| Programmable TStat_Com, P - Heat [Building w Propane Heat] | Prp | Yes | Small Retail | Space Heating | RET | 0 | 0 | 0 | 0 | 0 | 0 | 0 | 0 | 0 | 0
| Smart TStat_Com, P - Heat [Building w Propane Heat] | Prp | Yes | Small Retail | Space Heating | NC | 0.44393 | 0.86014 | 1.2613 | 1.6446 | 2.0079 | 2.3574 | 2.7007 | 3.0393 | 3.3739 | 3.7028
| Smart TStat_Com, P - Heat [Building w Propane Heat] | Prp | Yes | Small Retail | Space Heating | RET | 1.6297 | 3.2402 | 4.8434 | 6.4306 | 8.0036 | 9.563 | 11.1107 | 12.6461 | 14.1694 | 15.6796
| Boiler Blowdown Controls_Com, P - Heat | Prp | No | Small Retail | Space Heating | RET | 0.23709 | 0.47137 | 0.7046 | 0.9355 | 1.1643 | 1.1541 | 1.145 | 1.1351 | 1.1258 | 1.1167
| Boiler Modifications_Com, P - Heat | Prp | Yes | Small Retail | Space Heating | RET | 0.78103 | 1.5528 | 2.3211 | 3.0818 | 3.8356 | 4.5829 | 5.3246 | 6.0605 | 6.2471 | 6.1963
| Boilers_Com, P - Heat | Prp | Yes | Small Retail | Space Heating | NC | 0.18337 | 0.35528 | 0.52096 | 0.6793 | 0.82938 | 0.97372 | 1.1155 | 1.2554 | 1.3936 | 1.5294
| Boilers_Com, P - Heat | Prp | Yes | Small Retail | Space Heating | RET | 1.4381 | 2.7502 | 3.9564 | 5.0591 | 6.0682 | 6.9919 | 7.8385 | 8.614 | 9.3244 | 9.9748
| Boilers_Com, P - Heat | Prp | Yes | Small Retail | Space Heating | REPL | 0.75086 | 1.3444 | 1.8615 | 2.3002 | 2.6626 | 2.95 | 3.1639 | 3.3054 | 3.3755 | 3.3755
| Furnace_Com, P - Heat | Prp | Yes | Small Retail | Space Heating | NC | 0.17499 | 0.33905 | 0.49716 | 0.64826 | 0.79148 | 0.92923 | 1.0645 | 1.198 | 1.3299 | 1.4595
| Furnace_Com, P - Heat | Prp | Yes | Small Retail | Space Heating | RET | 1.3496 | 2.5827 | 3.7178 | 4.7569 | 5.7091 | 6.582 | 7.3831 | 8.1179 | 8.792 | 9.41
| Furnace_Com, P - Heat | Prp | Yes | Small Retail | Space Heating | REPL | 0.77885 | 1.3946 | 1.9309 | 2.386 | 2.7619 | 3.06 | 3.2818 | 3.4286 | 3.5014 | 3.5014
| Unit Heater_Com, P - Heat | Prp | Yes | Small Retail | Space Heating | NC | 0.39082 | 0.75724 | 1.1104 | 1.4479 | 1.7677 | 2.0754 | 2.3776 | 2.6757 | 2.9702 | 3.2598
| Unit Heater_Com, P - Heat | Prp | Yes | Small Retail | Space Heating | RET | 4.0009 | 7.5591 | 10.7471 | 13.5876 | 16.1212 | 18.3817 | 20.4009 | 22.2039 | 23.8136 | 25.2499
| Unit Heater_Com, P - Heat | Prp | Yes | Small Retail | Space Heating | REPL | 2.3535 | 4.2139 | 5.8346 | 7.2098 | 8.3456 | 9.2463 | 9.9168 | 10.3603 | 10.5803 | 10.5803
| Energy Recovery Ventilator_Com, P - Heat | Prp | Yes | Small Retail | Space Heating | NC | 0.30168 | 0.58452 | 0.8571 | 1.1176 | 1.3645 | 1.602 | 1.8353 | 2.0654 | 2.2927 | 2.5162
| Energy Recovery Ventilator_Com, P - Heat | Prp | Yes | Small Retail | Space Heating | RET | 2.6251 | 4.9985 | 7.1606 | 9.119 | 10.8949 | 12.5059 | 13.9689 | 15.3793 | 16.7414 | 18.0582
| Energy Recovery Ventilator_Com, P - Heat | Prp | Yes | Small Retail | Space Heating | REPL | 2.0589 | 3.6864 | 5.1042 | 6.3073 | 7.3009 | 8.0889 | 8.6754 | 9.1281 | 9.4488 | 9.6396
| Forced Air Heating Maintenance_Com, P - Heat | Prp | Yes | Small Retail | Space Heating | RET | 0.053508 | 0.10638 | 0.15902 | 0.21113 | 0.26277 | 0.26046 | 0.2584 | 0.25618 | 0.25408 | 0.25202
| Infrared Heater_Com, P - Heat | Prp | Yes | Small Retail | Space Heating | NC | 0.025429 | 0.049271 | 0.072248 | 0.094207 | 0.11502 | 0.13504 | 0.1547 | 0.1741 | 0.19326 | 0.2121
| Infrared Heater_Com, P - Heat | Prp | Z | Small Retail | Space Heating | RET | 0 | 0 | 0 | 0 | 0 | 0 | 0 | 0 | 0 | 0
| Infrared Heater_Com, P - Heat | Prp | Yes | Small Retail | Space Heating | REPL | 0.15313 | 0.27419 | 0.37964 | 0.46912 | 0.54302 | 0.60163 | 0.64525 | 0.67411 | 0.71406 | 0.7649
| Windows_Com, P - Heat [Building w Propane Heat] | Prp | Yes | Small Retail | Space Heating | NC | 0.3442 | 0.6669 | 0.9779 | 1.2751 | 1.5568 | 1.8278 | 2.0939 | 2.3565 | 2.6159 | 2.8709
| Window Film_Com, P - Heat [Building w Propane Heat] | Prp | No | Small Retail | Space Heating | RET | 0 | 0 | 0 | 0 | 0 | 0 | 0 | 0 | 0 | 0
| Kitchen DCV_Com, P - Heat [Building w Propane Heat] | Prp | Yes | Small Retail | Space Heating | NC | 0.003939 | 0.0076321 | 0.011191 | 0.014593 | 0.017816 | 0.020917 | 0.023963 | 0.026968 | 0.029936 | 0.032855
| Kitchen DCV_Com, P - Heat [Building w Propane Heat] | Prp | Yes | Small Retail | Space Heating | RET | 0.037501 | 0.071112 | 0.10146 | 0.12871 | 0.15321 | 0.17523 | 0.19506 | 0.21345 | 0.23054 | 0.24645
| Kitchen DCV_Com, P - Heat [Building w Propane Heat] | Prp | Yes | Small Retail | Space Heating | REPL | 0.026883 | 0.048134 | 0.066646 | 0.082355 | 0.095328 | 0.10562 | 0.11328 | 0.11874 | 0.12203 | 0.12319
| Duct Sealing Non Regulated_Com, P - Heat [Building w Propane Heat] | Prp | Yes | Small Retail | Space Heating | RET | 1.3347 | 2.6536 | 3.9666 | 5.2665 | 6.5547 | 7.8318 | 9.0993 | 10.3568 | 11.6043 | 12.8411
| Ovens_Com, P - Cook | Prp | Yes | Small Retail | Cooking | NC | 0.044056 | 0.085362 | 0.12517 | 0.16321 | 0.19927 | 0.23395 | 0.26802 | 0.30163 | 0.33483 | 0.36747
| Ovens_Com, P - Cook | Prp | Yes | Small Retail | Cooking | REPL | 0.37584 | 0.74723 | 1.117 | 1.483 | 1.8457 | 2.2054 | 2.5623 | 2.9164 | 3.2677 | 3.616
| Fryers_Com, P - Cook | Prp | Yes | Small Retail | Cooking | NC | 0.0042894 | 0.0083109 | 0.012187 | 0.01589 | 0.019401 | 0.022778 | 0.026094 | 0.029367 | 0.032599 | 0.035777
| Fryers_Com, P - Cook | Prp | Yes | Small Retail | Cooking | REPL | 0.036592 | 0.072751 | 0.10875 | 0.14439 | 0.1797 | 0.21472 | 0.24947 | 0.28394 | 0.31814 | 0.35205
| Griddles_Com, P - Cook | Prp | Yes | Small Retail | Cooking | NC | 0.01125 | 0.021797 | 0.031962 | 0.041676 | 0.050884 | 0.059739 | 0.068438 | 0.077021 | 0.085498 | 0.093833
| Griddles_Com, P - Cook | Prp | Yes | Small Retail | Cooking | REPL | 0.095971 | 0.19081 | 0.28522 | 0.37868 | 0.47131 | 0.56314 | 0.65428 | 0.7447 | 0.8344 | 0.92333
| Clothes Washer Propane WH_Com, P - HWat [unit w/ elec dry - Water Heater] | Prp | Yes | Small Retail | Water Heating | NC | 2.0022e-05 | 3.8795e-05 | 5.6886e-05 | 7.4176e-05 | 9.0563e-05 | 0.00010632 | 0.00012181 | 0.00011721 | 0.00011384 | 0.00011103
| Clothes Washer Propane WH_Com, P - HWat [unit w/ elec dry - Water Heater] | Prp | Yes | Small Retail | Water Heating | REPL | 0.00029282 | 0.00058216 | 0.00087022 | 0.0011554 | 0.001438 | 0.0017182 | 0.0019963 | 0.0019793 | 0.0019637 | 0.0019469
| Clothes Washer Propane WH_Com, P - HWat [unit w/ gas dry - Water Heater] | Prp | Yes | Small Retail | Water Heating | NC | 1.0011e-05 | 1.9397e-05 | 2.8443e-05 | 3.7088e-05 | 4.5281e-05 | 5.3162e-05 | 6.0903e-05 | 5.8607e-05 | 5.6918e-05 | 5.5516e-05
| Clothes Washer Propane WH_Com, P - HWat [unit w/ gas dry - Water Heater] | Prp | Yes | Small Retail | Water Heating | REPL | 0.00014641 | 0.00029108 | 0.00043511 | 0.0005777 | 0.00071901 | 0.00085909 | 0.00099813 | 0.00098967 | 0.00098183 | 0.00097347
| Clothes Washer Propane WH_Com, P - HWat [unit w/ propane dry - Water Heater] | Prp | Yes | Small Retail | Water Heating | NC | 2.8846e-05 | 5.5891e-05 | 8.1956e-05 | 0.00010687 | 0.00013047 | 0.00015318 | 0.00017549 | 0.00016887 | 0.000164 | 0.00015996
| Clothes Washer Propane WH_Com, P - HWat [unit w/ propane dry - Water Heater] | Prp | Yes | Small Retail | Water Heating | REPL | 0.00042186 | 0.00083873 | 0.0012537 | 0.0016646 | 0.0020717 | 0.0024754 | 0.002876 | 0.0028516 | 0.0028291 | 0.002805
| Dishwasher_Com, P - HWat [Building w propane WH] | Prp | Yes | Small Retail | Water Heating | NC | 3.0733e-06 | 5.9547e-06 | 8.7316e-06 | 1.1385e-05 | 1.3901e-05 | 1.632e-05 | 1.8696e-05 | 2.1041e-05 | 2.3357e-05 | 2.5634e-05
| Dishwasher_Com, P - HWat [Building w propane WH] | Prp | Yes | Small Retail | Water Heating | REPL | 2.4871e-05 | 4.9447e-05 | 7.3914e-05 | 9.8135e-05 | 0.00012214 | 0.00014594 | 0.00016956 | 0.00019299 | 0.00021623 | 0.00023928
| Faucet Aerator_Com, P - HWat | Prp | Yes | Small Retail | Water Heating | RET | 0.12187 | 0.2423 | 0.36219 | 0.48088 | 0.59851 | 0.71512 | 0.83085 | 0.94568 | 1.0596 | 1.1725
| Pre Rinse Sprayers_Com, P - HWat | Prp | Yes | Small Retail | Water Heating | RET | 0.079818 | 0.15869 | 0.23721 | 0.24355 | 0.25004 | 0.24776 | 0.24571 | 0.24371 | 0.2418 | 0.23983
| FF Storage Water Heater_Com, P - HWat | Prp | Yes | Small Retail | Water Heating | NC | 0.017127 | 0.033185 | 0.04866 | 0.06345 | 0.077468 | 0.09095 | 0.10419 | 0.11726 | 0.13017 | 0.14286
| FF Storage Water Heater_Com, P - HWat | Prp | No | Small Retail | Water Heating | RET | 0.11976 | 0.23001 | 0.33227 | 0.4266 | 0.5137 | 0.59414 | 0.66853 | 0.74524 | 0.82403 | 0.90462
| FF Storage Water Heater_Com, P - HWat | Prp | Yes | Small Retail | Water Heating | REPL | 0.11689 | 0.20929 | 0.28978 | 0.35809 | 0.41449 | 0.45923 | 0.49253 | 0.52232 | 0.54863 | 0.57152
| FF Instantaneous Water Heater_Com, P - HWat | Prp | No | Small Retail | Water Heating | NC | 0.028707 | 0.055622 | 0.081561 | 0.10635 | 0.12985 | 0.15244 | 0.17464 | 0.19654 | 0.21817 | 0.23944
| FF Instantaneous Water Heater_Com, P - HWat | Prp | No | Small Retail | Water Heating | RET | 0.20073 | 0.38553 | 0.55693 | 0.71504 | 0.86102 | 0.99586 | 1.1206 | 1.2358 | 1.3423 | 1.4407
| FF Instantaneous Water Heater_Com, P - HWat | Prp | No | Small Retail | Water Heating | REPL | 0.14694 | 0.2631 | 0.36429 | 0.45015 | 0.52106 | 0.5773 | 0.61916 | 0.64685 | 0.66059 | 0.66059
| Pnemautic to DDC_Com, P - TotF [Building w Propane Heat] | Prp | Yes | Small Retail | Total FF | RET | 0.60915 | 1.2111 | 1.8103 | 2.4036 | 2.9915 | 3.5744 | 4.1529 | 4.7268 | 5.2962 | 5.8606
| RCx_Com, P - TotF [Building w Propane Heat] | Prp | Yes | Small Retail | Total FF | RET | 1.3287 | 2.6416 | 3.9487 | 5.2427 | 6.5251 | 7.7964 | 9.0582 | 10.3101 | 10.2232 | 10.1415
| Commissioning_Com, P - TotF [Building w Propane Heat] | Prp | Yes | Small Retail | Total FF | NC | 0 | 0 | 0 | 0 | 0 | 0 | 0 | 0 | 0 | 0
| Integrated Building Design_Com, P - TotF [Building w Propane Heat] | Prp | Yes | Small Retail | Total FF | NC | 0.10871 | 0.21064 | 0.30887 | 0.40275 | 0.49172 | 0.5773 | 0.66136 | 0.7443 | 0.82622 | 0.90677
| Deep Energy Retrofit_Com, P - TotF [Building w Propane Heat] | Prp | Yes | Small Retail | Total FF | RET | 0.3899 | 0.77519 | 1.1588 | 1.5385 | 1.9148 | 2.2879 | 2.6582 | 3.0255 | 3.3899 | 3.7512
| EMS_Com, P - TotF [Building w Propane Heat] | Prp | Yes | Small Retail | Total FF | NC | 0.21187 | 0.41051 | 0.60194 | 0.7849 | 0.9583 | 1.1251 | 1.2889 | 1.4505 | 1.6102 | 1.7672
| EMS_Com, P - TotF [Building w Propane Heat] | Prp | Yes | Small Retail | Total FF | RET | 2.6448 | 5.2584 | 7.8602 | 10.436 | 12.9887 | 15.5194 | 18.0311 | 20.523 | 22.9951 | 25.4459
| Int Ltg Ctrls_Com, E/P - IntL | E | Yes | Small Retail | Interior Lighting | RET | -0.025419 | -0.049704 | -0.0746 | -0.1001 | -0.12602 | -0.15244 | -0.17841 | -0.20463 | -0.20551 | -0.20698
| Exit Sign RetFit_Com, E/P - IntL | E | No | Small Retail | Interior Lighting | RET | -0.0012296 | -0.0024043 | -0.0036087 | -0.0048424 | -0.0060959 | -0.0073741 | -0.0086301 | -0.0098988 | -0.011171 | -0.012416
| LED HiLo Bay_Com, E/P - IntL | E | Yes | Small Retail | Interior Lighting | NC | -0.00030357 | -0.00059859 | -0.00088875 | -0.0011742 | -0.0014427 | -0.0017057 | -0.0019667 | -0.002221 | -0.002475 | -0.0027313
| LED HiLo Bay_Com, E/P - IntL | E | Yes | Small Retail | Interior Lighting | RET | -0.0023579 | -0.0044588 | -0.0064676 | -0.008387 | -0.010206 | -0.011935 | -0.013521 | -0.015014 | -0.016411 | -0.017823
| LED HiLo Bay_Com, E/P - IntL | E | Yes | Small Retail | Interior Lighting | REPL | -0.0016216 | -0.002861 | -0.0039728 | -0.004949 | -0.0057756 | -0.0064499 | -0.0069468 | -0.0072814 | -0.0074492 | -0.0075433
| Repl Scre_Com, E/P - IntL | E | Yes | Small Retail | Interior Lighting | NC | -0.0023668 | -0.0046668 | -0.0023001 | 0 | 0 | 0 | 0 | 0 | 0 | 0
| Repl Scre_Com, E/P - IntL | E | Yes | Small Retail | Interior Lighting | RET | -0.0089325 | -0.017466 | -0.0085335 | 0 | 0 | 0 | 0 | 0 | 0 | 0
| Repl Scre_Com, E/P - IntL | E | Yes | Small Retail | Interior Lighting | REPL | -0.12147 | -0.23752 | -0.11605 | 0 | 0 | 0 | 0 | 0 | 0 | 0
| Lin LED Fixture_Com, E/P - IntL | E | No | Small Retail | Interior Lighting | NC | -0.00056906 | -0.0011221 | -0.001666 | -0.0022012 | -0.0027044 | -0.0031975 | -0.0036868 | -0.0041633 | -0.0046395 | -0.00512
| Lin LED Fixture_Com, E/P - IntL | E | No | Small Retail | Interior Lighting | RET | -0.0034588 | -0.0065048 | -0.0093835 | -0.012102 | -0.014648 | -0.017041 | -0.01921 | -0.021228 | -0.023247 | -0.02522
| Lin LED Fixture_Com, E/P - IntL | E | No | Small Retail | Interior Lighting | REPL | -0.00352 | -0.0062102 | -0.0086235 | -0.010743 | -0.012537 | -0.014 | -0.015079 | -0.015805 | -0.016325 | -0.016631
| LED Tube Repl_Com, E/P - IntL | E | Yes | Small Retail | Interior Lighting | RET | -0.021761 | -0.040925 | -0.059036 | -0.07614 | -0.092159 | -0.10871 | -0.12518 | -0.142 | -0.15903 | -0.17587
| LED Tube Repl_Com, E/P - IntL | E | Yes | Small Retail | Interior Lighting | REPL | -0.032523 | -0.057379 | -0.079677 | -0.099256 | -0.11583 | -0.13159 | -0.14596 | -0.15933 | -0.1716 | -0.1825
| Repl pin CFL wLED_Com, E/P - IntL | E | No | Small Retail | Interior Lighting | RET | -0.000676 | -0.0012805 | -0.0018607 | -0.002417 | -0.0029461 | -0.003528 | -0.0041388 | -0.0047925 | -0.0054826 | -0.0061674
| Repl pin CFL wLED_Com, E/P - IntL | E | No | Small Retail | Interior Lighting | REPL | -0.0013179 | -0.0023251 | -0.0032287 | -0.004022 | -0.0046938 | -0.0053915 | -0.0060898 | -0.0068077 | -0.0075404 | -0.0082703
| Stair Occ Sensor_Com, E/P - IntL | E | No | Small Retail | Interior Lighting | NC | -0.00044097 | -0.0008695 | -0.001291 | -0.0017057 | -0.0020956 | -0.0024777 | -0.0028569 | -0.0032262 | -0.0035952 | -0.0039675
| Stair Occ Sensor_Com, E/P - IntL | E | No | Small Retail | Interior Lighting | RET | -0.0033948 | -0.0066381 | -0.0099631 | -0.013369 | -0.01683 | -0.020359 | -0.023827 | -0.027329 | -0.030841 | -0.03428
| Int Delamping_Com, E/P - IntL | E | Yes | Small Retail | Interior Lighting | RET | -0.00027629 | -0.00054024 | -0.00081085 | -0.0010881 | -0.0013697 | -0.0016569 | -0.0019392 | -0.0022242 | -0.00251 | -0.0027899
| Int Ltg Dsgn_Com, E/P - IntL | E | Yes | Small Retail | Interior Lighting | NC | -0.00076009 | -0.0014988 | -0.0022253 | -0.0029401 | -0.0036122 | -0.0042709 | -0.0049244 | -0.0055609 | -0.006197 | -0.0068387
| DCV_Com, P - Heat [Building w Propane Heat] | Prp | Yes | Large Retail | Space Heating | RET | 1.6111 | 3.2032 | 4.7881 | 6.3572 | 7.9122 | 9.4538 | 10.9838 | 12.5017 | 14.0076 | 15.5005
| Optimized Unitary AC Sys_Com, P - Heat [Building w Propane Heat] | Prp | Yes | Large Retail | Space Heating | NC | 0.61179 | 1.1854 | 1.7382 | 2.2665 | 2.7672 | 3.2488 | 3.7219 | 4.1886 | 4.6496 | 5.1029
| Cool Roof_Com, P - Heat [Building w Propane Heat] | Prp | No | Large Retail | Space Heating | NC | -0.034066 | -0.066005 | -0.096785 | -0.1262 | -0.15408 | -0.1809 | -0.20724 | -0.23323 | -0.2589 | -0.28414
| Cool Roof_Com, P - Heat [Building w Propane Heat] | Prp | No | Large Retail | Space Heating | RET | -0.17786 | -0.35361 | -0.52857 | -0.70178 | -0.87344 | -1.0436 | -1.2125 | -1.3801 | -1.5463 | -1.7111
| Programmable TStat_Com, P - Heat [Building w Propane Heat] | Prp | Yes | Large Retail | Space Heating | NC | 0 | 0 | 0 | 0 | 0 | 0 | 0 | 0 | 0 | 0
| Programmable TStat_Com, P - Heat [Building w Propane Heat] | Prp | Yes | Large Retail | Space Heating | RET | 0 | 0 | 0 | 0 | 0 | 0 | 0 | 0 | 0 | 0
| Smart TStat_Com, P - Heat [Building w Propane Heat] | Prp | Yes | Large Retail | Space Heating | NC | 0.12162 | 0.23565 | 0.34554 | 0.45056 | 0.5501 | 0.64584 | 0.73989 | 0.83267 | 0.92432 | 1.0144
| Smart TStat_Com, P - Heat [Building w Propane Heat] | Prp | Yes | Large Retail | Space Heating | RET | 0.44649 | 0.88769 | 1.3269 | 1.7618 | 2.1927 | 2.6199 | 3.0439 | 3.4646 | 3.8819 | 4.2956
| Boiler Blowdown Controls_Com, P - Heat | Prp | No | Large Retail | Space Heating | RET | 0.32244 | 0.64106 | 0.95826 | 1.2723 | 1.5835 | 1.5696 | 1.5572 | 1.5438 | 1.5311 | 1.5187
| Boiler Modifications_Com, P - Heat | Prp | Yes | Large Retail | Space Heating | RET | 1.0622 | 2.1118 | 3.1567 | 4.1912 | 5.2164 | 6.2327 | 7.2415 | 8.2422 | 8.4961 | 8.4269
| Boilers_Com, P - Heat | Prp | Yes | Large Retail | Space Heating | NC | 0.24938 | 0.48318 | 0.70851 | 0.92385 | 1.128 | 1.3243 | 1.5171 | 1.7073 | 1.8953 | 2.08
| Boilers_Com, P - Heat | Prp | Yes | Large Retail | Space Heating | RET | 1.9558 | 3.7403 | 5.3808 | 6.8804 | 8.2527 | 9.509 | 10.6603 | 11.715 | 12.6812 | 13.5657
| Boilers_Com, P - Heat | Prp | Yes | Large Retail | Space Heating | REPL | 1.0212 | 1.8284 | 2.5316 | 3.1283 | 3.6211 | 4.0119 | 4.3029 | 4.4953 | 4.5907 | 4.5907
| Furnace_Com, P - Heat | Prp | Yes | Large Retail | Space Heating | NC | 0.034254 | 0.066369 | 0.09732 | 0.1269 | 0.15493 | 0.1819 | 0.20839 | 0.23452 | 0.26033 | 0.28571
| Furnace_Com, P - Heat | Prp | Yes | Large Retail | Space Heating | RET | 0.26418 | 0.50557 | 0.72777 | 0.93118 | 1.1176 | 1.2884 | 1.4452 | 1.5891 | 1.7211 | 1.842
| Furnace_Com, P - Heat | Prp | Yes | Large Retail | Space Heating | REPL | 0.15246 | 0.27299 | 0.37798 | 0.46706 | 0.54064 | 0.59899 | 0.64243 | 0.67116 | 0.68541 | 0.68541
| Unit Heater_Com, P - Heat | Prp | Yes | Large Retail | Space Heating | NC | 0.027628 | 0.05353 | 0.078493 | 0.10235 | 0.12496 | 0.14671 | 0.16807 | 0.18915 | 0.20997 | 0.23044
| Unit Heater_Com, P - Heat | Prp | Yes | Large Retail | Space Heating | RET | 0.28283 | 0.53436 | 0.75972 | 0.96052 | 1.1396 | 1.2994 | 1.4422 | 1.5696 | 1.6834 | 1.7849
| Unit Heater_Com, P - Heat | Prp | Yes | Large Retail | Space Heating | REPL | 0.16637 | 0.29789 | 0.41245 | 0.50967 | 0.58995 | 0.65363 | 0.70103 | 0.73238 | 0.74793 | 0.74793
| Destratification Fans_Com, P - Heat | Prp | No | Large Retail | Space Heating | NC | 0.097119 | 0.18817 | 0.27593 | 0.35979 | 0.43928 | 0.51573 | 0.59083 | 0.66492 | 0.7381 | 0.81006
| Destratification Fans_Com, P - Heat | Prp | No | Large Retail | Space Heating | RET | 0.47344 | 0.91788 | 1.3382 | 1.7335 | 2.1057 | 2.4562 | 2.7867 | 3.1478 | 3.5372 | 3.9528
| Destratification Fans_Com, P - Heat | Prp | No | Large Retail | Space Heating | REPL | 0.66281 | 1.1868 | 1.6432 | 2.0305 | 2.3504 | 2.6041 | 2.7929 | 2.9872 | 3.1868 | 3.3915
| Energy Recovery Ventilator_Com, P - Heat | Prp | Yes | Large Retail | Space Heating | NC | 0.13321 | 0.25811 | 0.37847 | 0.4935 | 0.60253 | 0.70739 | 0.81039 | 0.91202 | 1.0124 | 1.1111
| Energy Recovery Ventilator_Com, P - Heat | Prp | Yes | Large Retail | Space Heating | RET | 1.1591 | 2.2072 | 3.1619 | 4.0267 | 4.8109 | 5.5222 | 6.1682 | 6.7911 | 7.3925 | 7.974
| Energy Recovery Ventilator_Com, P - Heat | Prp | Yes | Large Retail | Space Heating | REPL | 0.90914 | 1.6278 | 2.2539 | 2.7851 | 3.2238 | 3.5718 | 3.8308 | 4.0307 | 4.1723 | 4.2565
| Forced Air Heating Maintenance_Com, P - Heat | Prp | Yes | Large Retail | Space Heating | RET | 0.010474 | 0.020824 | 0.031128 | 0.041329 | 0.051438 | 0.050986 | 0.050583 | 0.050148 | 0.049737 | 0.049333
| Windows_Com, P - Heat [Building w Propane Heat] | Prp | Yes | Large Retail | Space Heating | NC | 0.15199 | 0.29448 | 0.43181 | 0.56306 | 0.68745 | 0.80709 | 0.92461 | 1.0406 | 1.1551 | 1.2677
| Window Film_Com, P - Heat [Building w Propane Heat] | Prp | No | Large Retail | Space Heating | RET | 0 | 0 | 0 | 0 | 0 | 0 | 0 | 0 | 0 | 0
| Kitchen DCV_Com, P - Heat [Building w Propane Heat] | Prp | Yes | Large Retail | Space Heating | NC | 0.0040988 | 0.0079417 | 0.011645 | 0.015185 | 0.018539 | 0.021766 | 0.024935 | 0.028062 | 0.031151 | 0.034187
| Kitchen DCV_Com, P - Heat [Building w Propane Heat] | Prp | Yes | Large Retail | Space Heating | RET | 0.039023 | 0.073997 | 0.10558 | 0.13393 | 0.15942 | 0.18234 | 0.20297 | 0.22211 | 0.2399 | 0.25645
| Kitchen DCV_Com, P - Heat [Building w Propane Heat] | Prp | Yes | Large Retail | Space Heating | REPL | 0.027973 | 0.050087 | 0.06935 | 0.085696 | 0.099195 | 0.1099 | 0.11787 | 0.12355 | 0.12698 | 0.12819
| Duct Sealing Non Regulated_Com, P - Heat [Building w Propane Heat] | Prp | Yes | Large Retail | Space Heating | RET | 0.58937 | 1.1717 | 1.7515 | 2.3255 | 2.8944 | 3.4583 | 4.018 | 4.5733 | 5.1241 | 5.6703
| Ovens_Com, P - Cook | Prp | Yes | Large Retail | Cooking | NC | 0.16462 | 0.31896 | 0.46771 | 0.60986 | 0.74459 | 0.87418 | 1.0015 | 1.1271 | 1.2511 | 1.3731
| Ovens_Com, P - Cook | Prp | Yes | Large Retail | Cooking | REPL | 1.4044 | 2.7921 | 4.1736 | 5.5413 | 6.8968 | 8.2405 | 9.5742 | 10.8974 | 12.21 | 13.5113
| Fryers_Com, P - Cook | Prp | Yes | Large Retail | Cooking | NC | 0.016028 | 0.031054 | 0.045536 | 0.059376 | 0.072494 | 0.085111 | 0.097504 | 0.10973 | 0.12181 | 0.13368
| Fryers_Com, P - Cook | Prp | Yes | Large Retail | Cooking | REPL | 0.13673 | 0.27184 | 0.40635 | 0.53951 | 0.67147 | 0.8023 | 0.93215 | 1.061 | 1.1888 | 1.3155
| Griddles_Com, P - Cook | Prp | Yes | Large Retail | Cooking | NC | 0.042036 | 0.081447 | 0.11943 | 0.15573 | 0.19013 | 0.22322 | 0.25573 | 0.28779 | 0.31947 | 0.35061
| Griddles_Com, P - Cook | Prp | Yes | Large Retail | Cooking | REPL | 0.3586 | 0.71296 | 1.0657 | 1.415 | 1.7611 | 2.1042 | 2.4448 | 2.7826 | 3.1178 | 3.4501
| Clothes Washer Elec WH_Com, P - Oth [unit w/ propane dry - Dryer] | Prp | Yes | Large Retail | Other | NC | 1.3197e-06 | 2.5571e-06 | 3.7495e-06 | 4.8891e-06 | 5.9693e-06 | 7.0082e-06 | 8.0286e-06 | 7.7259e-06 | 7.5032e-06 | 7.3185e-06
| Clothes Washer Elec WH_Com, P - Oth [unit w/ propane dry - Dryer] | Prp | Yes | Large Retail | Other | REPL | 1.93e-05 | 3.8372e-05 | 5.7359e-05 | 7.6156e-05 | 9.4784e-05 | 0.00011325 | 0.00013158 | 0.00013046 | 0.00012943 | 0.00012833
| Clothes Washer Gas WH_Com, P - Oth [unit w/ propane dry - Dryer] | Prp | Yes | Large Retail | Other | NC | 1.3197e-06 | 2.5571e-06 | 3.7495e-06 | 4.8891e-06 | 5.9693e-06 | 7.0082e-06 | 8.0286e-06 | 7.7259e-06 | 7.5032e-06 | 7.3185e-06
| Clothes Washer Gas WH_Com, P - Oth [unit w/ propane dry - Dryer] | Prp | Yes | Large Retail | Other | REPL | 1.93e-05 | 3.8372e-05 | 5.7359e-05 | 7.6156e-05 | 9.4784e-05 | 0.00011325 | 0.00013158 | 0.00013046 | 0.00012943 | 0.00012833
| Clothes Washer Oil WH_Com, P - Oth [unit w/ propane dry - Dryer] | Prp | Yes | Large Retail | Other | NC | 1.9796e-06 | 3.8356e-06 | 5.6243e-06 | 7.3337e-06 | 8.9539e-06 | 1.0512e-05 | 1.2043e-05 | 1.1589e-05 | 1.1255e-05 | 1.0978e-05
| Clothes Washer Oil WH_Com, P - Oth [unit w/ propane dry - Dryer] | Prp | Yes | Large Retail | Other | REPL | 2.8951e-05 | 5.7558e-05 | 8.6038e-05 | 0.00011423 | 0.00014218 | 0.00016988 | 0.00019737 | 0.0001957 | 0.00019415 | 0.00019249
| Clothes Washer Propane WH_Com, P - HWat [unit w/ elec dry - Water Heater] | Prp | Yes | Large Retail | Water Heating | NC | 0.0001067 | 0.00020674 | 0.00030315 | 0.00039528 | 0.00048261 | 0.0005666 | 0.00064911 | 0.00062463 | 0.00060663 | 0.00059169
| Clothes Washer Propane WH_Com, P - HWat [unit w/ elec dry - Water Heater] | Prp | Yes | Large Retail | Water Heating | REPL | 0.0015604 | 0.0031023 | 0.0046374 | 0.0061571 | 0.0076631 | 0.0091562 | 0.010638 | 0.010548 | 0.010464 | 0.010375
| Clothes Washer Propane WH_Com, P - HWat [unit w/ gas dry - Water Heater] | Prp | Yes | Large Retail | Water Heating | NC | 5.335e-05 | 0.00010337 | 0.00015157 | 0.00019764 | 0.0002413 | 0.0002833 | 0.00032455 | 0.00031232 | 0.00030331 | 0.00029585
| Clothes Washer Propane WH_Com, P - HWat [unit w/ gas dry - Water Heater] | Prp | Yes | Large Retail | Water Heating | REPL | 0.00078021 | 0.0015512 | 0.0023187 | 0.0030785 | 0.0038316 | 0.0045781 | 0.005319 | 0.0052739 | 0.0052322 | 0.0051876
| Clothes Washer Propane WH_Com, P - Oth [unit w/ propane dry - Dryer] | Prp | Yes | Large Retail | Other | NC | 1.3197e-06 | 2.5571e-06 | 3.7495e-06 | 4.8891e-06 | 5.9693e-06 | 7.0082e-06 | 8.0286e-06 | 7.7259e-06 | 7.5032e-06 | 7.3185e-06
| Clothes Washer Propane WH_Com, P - Oth [unit w/ propane dry - Dryer] | Prp | Yes | Large Retail | Other | REPL | 1.93e-05 | 3.8372e-05 | 5.7359e-05 | 7.6156e-05 | 9.4784e-05 | 0.00011325 | 0.00013158 | 0.00013046 | 0.00012943 | 0.00012833
| Clothes Washer Propane WH_Com, P - HWat [unit w/ propane dry - Water Heater] | Prp | Yes | Large Retail | Water Heating | NC | 0.00010858 | 0.00021037 | 0.00030848 | 0.00040224 | 0.0004911 | 0.00057657 | 0.00066053 | 0.00063562 | 0.0006173 | 0.0006021
| Clothes Washer Propane WH_Com, P - HWat [unit w/ propane dry - Water Heater] | Prp | Yes | Large Retail | Water Heating | REPL | 0.0015879 | 0.0031569 | 0.004719 | 0.0062654 | 0.007798 | 0.0093173 | 0.010825 | 0.010733 | 0.010648 | 0.010558
| Dishwasher_Com, P - HWat [Building w propane WH] | Prp | Yes | Large Retail | Water Heating | NC | 1.6378e-05 | 3.1732e-05 | 4.6531e-05 | 6.0673e-05 | 7.4077e-05 | 8.6969e-05 | 9.9633e-05 | 0.00011213 | 0.00012447 | 0.0001366
| Dishwasher_Com, P - HWat [Building w propane WH] | Prp | Yes | Large Retail | Water Heating | REPL | 0.00013254 | 0.0002635 | 0.00039388 | 0.00052296 | 0.00065088 | 0.0007777 | 0.00090356 | 0.0010284 | 0.0011523 | 0.0012751
| Faucet Aerator_Com, P - HWat | Prp | Yes | Large Retail | Water Heating | RET | 0.64945 | 1.2912 | 1.9301 | 2.5626 | 3.1894 | 3.8109 | 4.4276 | 5.0395 | 5.6465 | 6.2483
| Pre Rinse Sprayers_Com, P - HWat | Prp | Yes | Large Retail | Water Heating | RET | 0.013694 | 0.027227 | 0.040698 | 0.041787 | 0.042901 | 0.042509 | 0.042156 | 0.041814 | 0.041486 | 0.041148
| FF Storage Water Heater_Com, P - HWat | Prp | Yes | Large Retail | Water Heating | NC | 0.091271 | 0.17684 | 0.25931 | 0.33812 | 0.41282 | 0.48467 | 0.55525 | 0.62488 | 0.69365 | 0.76127
| FF Storage Water Heater_Com, P - HWat | Prp | No | Large Retail | Water Heating | RET | 0.63817 | 1.2257 | 1.7707 | 2.2733 | 2.7375 | 3.1662 | 3.5626 | 3.9714 | 4.3912 | 4.8207
| FF Storage Water Heater_Com, P - HWat | Prp | Yes | Large Retail | Water Heating | REPL | 0.6229 | 1.1153 | 1.5443 | 1.9082 | 2.2088 | 2.4472 | 2.6247 | 2.7834 | 2.9237 | 3.0456
| FF Instantaneous Water Heater_Com, P - HWat | Prp | No | Large Retail | Water Heating | NC | 0.15298 | 0.29641 | 0.43464 | 0.56674 | 0.69195 | 0.81237 | 0.93067 | 1.0474 | 1.1627 | 1.276
| FF Instantaneous Water Heater_Com, P - HWat | Prp | No | Large Retail | Water Heating | RET | 1.0697 | 2.0545 | 2.9679 | 3.8104 | 4.5884 | 5.3069 | 5.9714 | 6.5856 | 7.1533 | 7.6776
| FF Instantaneous Water Heater_Com, P - HWat | Prp | No | Large Retail | Water Heating | REPL | 0.78305 | 1.4021 | 1.9413 | 2.3988 | 2.7767 | 3.0764 | 3.2995 | 3.4471 | 3.5203 | 3.5203
| Clothes Dryer_Com, P - Oth | Prp | Yes | Large Retail | Other | NC | 0.00050096 | 0.00097064 | 0.0014233 | 0.0018559 | 0.0022659 | 0.0026602 | 0.0030476 | 0.0034298 | 0.0038073 | 0.0041784
| Clothes Dryer_Com, P - Oth | Prp | No | Large Retail | Other | RET | 0.0048799 | 0.0092431 | 0.013174 | 0.016694 | 0.019852 | 0.022684 | 0.025227 | 0.027564 | 0.029713 | 0.031694
| Clothes Dryer_Com, P - Oth | Prp | Yes | Large Retail | Other | REPL | 0.0036631 | 0.0065589 | 0.0090814 | 0.011222 | 0.01299 | 0.014392 | 0.015435 | 0.016165 | 0.016587 | 0.016704
| Pnemautic to DDC_Com, P - TotF [Building w Propane Heat] | Prp | Yes | Large Retail | Total FF | RET | 0.5015 | 0.99705 | 1.4904 | 1.9788 | 2.4628 | 2.9427 | 3.4189 | 3.8914 | 4.3601 | 4.8248
| Data Center_Com, P - TotF [Building w Propane Heat] | Prp | Yes | Large Retail | Total FF | NC | 0 | 0 | 0 | 0 | 0 | 0 | 0 | 0 | 0 | 0
| Data Center_Com, P - TotF [Building w Propane Heat] | Prp | Yes | Large Retail | Total FF | RET | 0 | 0 | 0 | 0 | 0 | 0 | 0 | 0 | 0 | 0
| RCx_Com, P - TotF [Building w Propane Heat] | Prp | Yes | Large Retail | Total FF | RET | 1.3673 | 2.7184 | 4.0635 | 5.3952 | 6.7148 | 8.0232 | 9.3217 | 10.6099 | 10.5206 | 10.4365
| Commissioning_Com, P - TotF [Building w Propane Heat] | Prp | Yes | Large Retail | Total FF | NC | 0 | 0 | 0 | 0 | 0 | 0 | 0 | 0 | 0 | 0
| Integrated Building Design_Com, P - TotF [Building w Propane Heat] | Prp | Yes | Large Retail | Total FF | NC | 0.0895 | 0.17341 | 0.25428 | 0.33157 | 0.40482 | 0.47527 | 0.54448 | 0.61276 | 0.6802 | 0.74651
| Deep Energy Retrofit_Com, P - TotF [Building w Propane Heat] | Prp | Yes | Large Retail | Total FF | RET | 0.32099 | 0.63819 | 0.95396 | 1.2666 | 1.5764 | 1.8835 | 2.1884 | 2.4908 | 2.7908 | 3.0883
| EMS_Com, P - TotF [Building w Propane Heat] | Prp | Yes | Large Retail | Total FF | NC | 0.17442 | 0.33796 | 0.49556 | 0.64618 | 0.78893 | 0.92624 | 1.0611 | 1.1942 | 1.3256 | 1.4548
| EMS_Com, P - TotF [Building w Propane Heat] | Prp | Yes | Large Retail | Total FF | RET | 2.1774 | 4.329 | 6.471 | 8.5916 | 10.6932 | 12.7766 | 14.8444 | 16.8959 | 18.931 | 20.9487
| Int Ltg Ctrls_Com, E/P - IntL | E | Yes | Large Retail | Interior Lighting | RET | -0.17494 | -0.34206 | -0.5134 | -0.68892 | -0.86725 | -1.0491 | -1.2278 | -1.4083 | -1.4143 | -1.4244
| Exit Sign RetFit_Com, E/P - IntL | E | No | Large Retail | Interior Lighting | RET | -0.0084623 | -0.016547 | -0.024835 | -0.033325 | -0.041952 | -0.050748 | -0.059392 | -0.068123 | -0.076878 | -0.08545
| LED HiLo Bay_Com, E/P - IntL | E | Yes | Large Retail | Interior Lighting | NC | -0.0020892 | -0.0041194 | -0.0061163 | -0.0080811 | -0.0099284 | -0.011739 | -0.013535 | -0.015285 | -0.017033 | -0.018797
| LED HiLo Bay_Com, E/P - IntL | E | Yes | Large Retail | Interior Lighting | RET | -0.016227 | -0.030685 | -0.04451 | -0.057719 | -0.070235 | -0.082139 | -0.093049 | -0.10333 | -0.11294 | -0.12266
| LED HiLo Bay_Com, E/P - IntL | E | Yes | Large Retail | Interior Lighting | REPL | -0.01116 | -0.019689 | -0.027341 | -0.034059 | -0.039748 | -0.044388 | -0.047808 | -0.05011 | -0.051265 | -0.051913
| Repl Scre_Com, E/P - IntL | E | Yes | Large Retail | Interior Lighting | NC | -0.016288 | -0.032117 | -0.015829 | 0 | 0 | 0 | 0 | 0 | 0 | 0
| Repl Scre_Com, E/P - IntL | E | Yes | Large Retail | Interior Lighting | RET | -0.061473 | -0.1202 | -0.058728 | 0 | 0 | 0 | 0 | 0 | 0 | 0
| Repl Scre_Com, E/P - IntL | E | Yes | Large Retail | Interior Lighting | REPL | -0.83598 | -1.6346 | -0.79864 | 0 | 0 | 0 | 0 | 0 | 0 | 0
| Lin LED Fixture_Com, E/P - IntL | E | No | Large Retail | Interior Lighting | NC | -0.0039163 | -0.0077221 | -0.011465 | -0.015148 | -0.018611 | -0.022005 | -0.025372 | -0.028652 | -0.031929 | -0.035235
| Lin LED Fixture_Com, E/P - IntL | E | No | Large Retail | Interior Lighting | RET | -0.023803 | -0.044766 | -0.064577 | -0.083286 | -0.10081 | -0.11728 | -0.1322 | -0.14609 | -0.15999 | -0.17356
| Lin LED Fixture_Com, E/P - IntL | E | No | Large Retail | Interior Lighting | REPL | -0.024225 | -0.042738 | -0.059347 | -0.07393 | -0.086278 | -0.09635 | -0.10377 | -0.10877 | -0.11235 | -0.11445
| LED Tube Repl_Com, E/P - IntL | E | Yes | Large Retail | Interior Lighting | RET | -0.14976 | -0.28164 | -0.40629 | -0.52399 | -0.63424 | -0.74816 | -0.86149 | -0.97723 | -1.0945 | -1.2103
| LED Tube Repl_Com, E/P - IntL | E | Yes | Large Retail | Interior Lighting | REPL | -0.22382 | -0.39488 | -0.54833 | -0.68308 | -0.79716 | -0.90561 | -1.0045 | -1.0965 | -1.1809 | -1.2559
| Repl pin CFL wLED_Com, E/P - IntL | E | No | Large Retail | Interior Lighting | RET | -0.0046522 | -0.0088125 | -0.012805 | -0.016634 | -0.020275 | -0.02428 | -0.028483 | -0.032982 | -0.037731 | -0.042444
| Repl pin CFL wLED_Com, E/P - IntL | E | No | Large Retail | Interior Lighting | REPL | -0.0090697 | -0.016001 | -0.022219 | -0.02768 | -0.032302 | -0.037104 | -0.04191 | -0.046851 | -0.051893 | -0.056916
| Stair Occ Sensor_Com, E/P - IntL | E | No | Large Retail | Interior Lighting | NC | -0.0030347 | -0.0059839 | -0.0088845 | -0.011739 | -0.014422 | -0.017052 | -0.019661 | -0.022202 | -0.024742 | -0.027304
| Stair Occ Sensor_Com, E/P - IntL | E | No | Large Retail | Interior Lighting | RET | -0.023363 | -0.045683 | -0.068565 | -0.092007 | -0.11582 | -0.14011 | -0.16397 | -0.18808 | -0.21225 | -0.23592
| Int Delamping_Com, E/P - IntL | E | Yes | Large Retail | Interior Lighting | RET | -0.0019014 | -0.0037179 | -0.0055802 | -0.0074881 | -0.0094264 | -0.011403 | -0.013345 | -0.015307 | -0.017274 | -0.0192
| Int Ltg Dsgn_Com, E/P - IntL | E | Yes | Large Retail | Interior Lighting | NC | -0.0052309 | -0.010314 | -0.015314 | -0.020234 | -0.024859 | -0.029392 | -0.03389 | -0.03827 | -0.042648 | -0.047064
| DCV_Com, P - Heat [Building w Propane Heat] | Prp | Yes | Warehouse | Space Heating | RET | 1.2631 | 2.5112 | 3.7538 | 4.9839 | 6.203 | 7.4115 | 8.611 | 9.8011 | 10.9816 | 12.1521
| Optimized Unitary AC Sys_Com, P - Heat [Building w Propane Heat] | Prp | Yes | Warehouse | Space Heating | NC | 0.47963 | 0.92932 | 1.3627 | 1.7769 | 2.1694 | 2.547 | 2.9179 | 3.2838 | 3.6452 | 4.0005
| Cool Roof_Com, P - Heat [Building w Propane Heat] | Prp | No | Warehouse | Space Heating | NC | -0.033714 | -0.065323 | -0.095785 | -0.1249 | -0.15249 | -0.17903 | -0.2051 | -0.23082 | -0.25622 | -0.2812
| Cool Roof_Com, P - Heat [Building w Propane Heat] | Prp | No | Warehouse | Space Heating | RET | -0.17602 | -0.34995 | -0.52311 | -0.69453 | -0.86442 | -1.0328 | -1.2 | -1.3658 | -1.5304 | -1.6935
| Programmable TStat_Com, P - Heat [Building w Propane Heat] | Prp | Yes | Warehouse | Space Heating | NC | 0 | 0 | 0 | 0 | 0 | 0 | 0 | 0 | 0 | 0
| Programmable TStat_Com, P - Heat [Building w Propane Heat] | Prp | Yes | Warehouse | Space Heating | RET | 0 | 0 | 0 | 0 | 0 | 0 | 0 | 0 | 0 | 0
| Smart TStat_Com, P - Heat [Building w Propane Heat] | Prp | Yes | Warehouse | Space Heating | NC | 0.26833 | 0.51991 | 0.76237 | 0.99408 | 1.2137 | 1.4249 | 1.6324 | 1.8371 | 2.0393 | 2.2381
| Smart TStat_Com, P - Heat [Building w Propane Heat] | Prp | Yes | Warehouse | Space Heating | RET | 0.98509 | 1.9585 | 2.9276 | 3.887 | 4.8377 | 5.7803 | 6.7158 | 7.6439 | 8.5646 | 9.4775
| Boiler Blowdown Controls_Com, P - Heat | Prp | No | Warehouse | Space Heating | RET | 0.17198 | 0.34192 | 0.51111 | 0.6786 | 0.84459 | 0.83717 | 0.83055 | 0.8234 | 0.81665 | 0.81002
| Boiler Modifications_Com, P - Heat | Prp | Yes | Warehouse | Space Heating | RET | 0.56654 | 1.1264 | 1.6837 | 2.2355 | 2.7823 | 3.3244 | 3.8624 | 4.3962 | 4.5316 | 4.4947
| Boilers_Com, P - Heat | Prp | Yes | Warehouse | Space Heating | NC | 0.13301 | 0.25772 | 0.3779 | 0.49276 | 0.60162 | 0.70632 | 0.80917 | 0.91065 | 1.0109 | 1.1094
| Boilers_Com, P - Heat | Prp | Yes | Warehouse | Space Heating | RET | 1.0431 | 1.995 | 2.8699 | 3.6698 | 4.4018 | 5.0718 | 5.6859 | 6.2485 | 6.7638 | 7.2356
| Boilers_Com, P - Heat | Prp | Yes | Warehouse | Space Heating | REPL | 0.54466 | 0.97522 | 1.3503 | 1.6685 | 1.9314 | 2.1399 | 2.295 | 2.3977 | 2.4486 | 2.4486
| Furnace_Com, P - Heat | Prp | Yes | Warehouse | Space Heating | NC | 0.098964 | 0.19175 | 0.28117 | 0.36663 | 0.44762 | 0.52553 | 0.60205 | 0.67755 | 0.75212 | 0.82545
| Furnace_Com, P - Heat | Prp | Yes | Warehouse | Space Heating | RET | 0.76326 | 1.4606 | 2.1026 | 2.6903 | 3.2288 | 3.7225 | 4.1755 | 4.5911 | 4.9723 | 5.3218
| Furnace_Com, P - Heat | Prp | Yes | Warehouse | Space Heating | REPL | 0.44048 | 0.78869 | 1.092 | 1.3494 | 1.562 | 1.7306 | 1.8561 | 1.9391 | 1.9802 | 1.9802
| Unit Heater_Com, P - Heat | Prp | Yes | Warehouse | Space Heating | NC | 0.093574 | 0.1813 | 0.26585 | 0.34666 | 0.42324 | 0.4969 | 0.56926 | 0.64065 | 0.71116 | 0.78049
| Unit Heater_Com, P - Heat | Prp | Yes | Warehouse | Space Heating | RET | 0.95793 | 1.8098 | 2.5732 | 3.2533 | 3.8599 | 4.4011 | 4.8845 | 5.3162 | 5.7016 | 6.0455
| Unit Heater_Com, P - Heat | Prp | Yes | Warehouse | Space Heating | REPL | 0.56349 | 1.0089 | 1.397 | 1.7262 | 1.9982 | 2.2138 | 2.3744 | 2.4805 | 2.5332 | 2.5332
| Destratification Fans_Com, P - Heat | Prp | No | Warehouse | Space Heating | NC | 0.19223 | 0.37246 | 0.54615 | 0.71215 | 0.86948 | 1.0208 | 1.1694 | 1.3161 | 1.4609 | 1.6034
| Destratification Fans_Com, P - Heat | Prp | No | Warehouse | Space Heating | RET | 0.93709 | 1.8168 | 2.6488 | 3.4312 | 4.1679 | 4.8617 | 5.5159 | 6.2305 | 7.0014 | 7.8239
| Destratification Fans_Com, P - Heat | Prp | No | Warehouse | Space Heating | REPL | 1.3119 | 2.349 | 3.2525 | 4.0191 | 4.6522 | 5.1543 | 5.5281 | 5.9126 | 6.3077 | 6.713
| Energy Recovery Ventilator_Com, P - Heat | Prp | Yes | Warehouse | Space Heating | NC | 0.13184 | 0.25544 | 0.37456 | 0.4884 | 0.5963 | 0.70008 | 0.80202 | 0.9026 | 1.0019 | 1.0996
| Energy Recovery Ventilator_Com, P - Heat | Prp | Yes | Warehouse | Space Heating | RET | 1.1472 | 2.1844 | 3.1292 | 3.9851 | 4.7612 | 5.4652 | 6.1045 | 6.7209 | 7.3161 | 7.8916
| Energy Recovery Ventilator_Com, P - Heat | Prp | Yes | Warehouse | Space Heating | REPL | 0.89974 | 1.611 | 2.2306 | 2.7563 | 3.1905 | 3.5349 | 3.7912 | 3.989 | 4.1292 | 4.2126
| Forced Air Heating Maintenance_Com, P - Heat | Prp | Yes | Warehouse | Space Heating | RET | 0.030261 | 0.060164 | 0.089934 | 0.1194 | 0.14861 | 0.14731 | 0.14614 | 0.14488 | 0.1437 | 0.14253
| Windows_Com, P - Heat [Building w Propane Heat] | Prp | No | Warehouse | Space Heating | NC | 0.15042 | 0.29144 | 0.42735 | 0.55724 | 0.68035 | 0.79875 | 0.91506 | 1.0298 | 1.1432 | 1.2546
| Window Film_Com, P - Heat [Building w Propane Heat] | Prp | No | Warehouse | Space Heating | RET | 0 | 0 | 0 | 0 | 0 | 0 | 0 | 0 | 0 | 0
| Kitchen DCV_Com, P - Heat [Building w Propane Heat] | Prp | Yes | Warehouse | Space Heating | NC | 0.0017413 | 0.0033738 | 0.0049471 | 0.0064507 | 0.0078759 | 0.0092466 | 0.010593 | 0.011921 | 0.013233 | 0.014524
| Kitchen DCV_Com, P - Heat [Building w Propane Heat] | Prp | Yes | Warehouse | Space Heating | RET | 0.016578 | 0.031436 | 0.044852 | 0.056898 | 0.067726 | 0.077463 | 0.086227 | 0.094357 | 0.10191 | 0.10895
| Kitchen DCV_Com, P - Heat [Building w Propane Heat] | Prp | Yes | Warehouse | Space Heating | REPL | 0.011884 | 0.021278 | 0.029461 | 0.036405 | 0.04214 | 0.046689 | 0.050074 | 0.052488 | 0.053944 | 0.054458
| Duct Sealing Non Regulated_Com, P - Heat [Building w Propane Heat] | Prp | Yes | Warehouse | Space Heating | RET | 0.58328 | 1.1596 | 1.7334 | 2.3015 | 2.8644 | 3.4225 | 3.9765 | 4.526 | 5.0712 | 5.6117
| Clothes Washer Elec WH_Com, P - Oth [unit w/ propane dry - Dryer] | Prp | Yes | Warehouse | Other | NC | 7.073e-07 | 1.3704e-06 | 2.0095e-06 | 2.6203e-06 | 3.1992e-06 | 3.756e-06 | 4.3029e-06 | 4.1406e-06 | 4.0213e-06 | 3.9223e-06
| Clothes Washer Elec WH_Com, P - Oth [unit w/ propane dry - Dryer] | Prp | Yes | Warehouse | Other | REPL | 1.0344e-05 | 2.0565e-05 | 3.0741e-05 | 4.0815e-05 | 5.0798e-05 | 6.0696e-05 | 7.0519e-05 | 6.9921e-05 | 6.9367e-05 | 6.8777e-05
| Clothes Washer Gas WH_Com, P - Oth [unit w/ propane dry - Dryer] | Prp | Yes | Warehouse | Other | NC | 7.073e-07 | 1.3704e-06 | 2.0095e-06 | 2.6203e-06 | 3.1992e-06 | 3.756e-06 | 4.3029e-06 | 4.1406e-06 | 4.0213e-06 | 3.9223e-06
| Clothes Washer Gas WH_Com, P - Oth [unit w/ propane dry - Dryer] | Prp | Yes | Warehouse | Other | REPL | 1.0344e-05 | 2.0565e-05 | 3.0741e-05 | 4.0815e-05 | 5.0798e-05 | 6.0696e-05 | 7.0519e-05 | 6.9921e-05 | 6.9367e-05 | 6.8777e-05
| Clothes Washer Oil WH_Com, P - Oth [unit w/ propane dry - Dryer] | Prp | Yes | Warehouse | Other | NC | 1.0609e-06 | 2.0556e-06 | 3.0143e-06 | 3.9304e-06 | 4.7988e-06 | 5.6339e-06 | 6.4543e-06 | 6.2109e-06 | 6.0319e-06 | 5.8834e-06
| Clothes Washer Oil WH_Com, P - Oth [unit w/ propane dry - Dryer] | Prp | Yes | Warehouse | Other | REPL | 1.5516e-05 | 3.0848e-05 | 4.6111e-05 | 6.1222e-05 | 7.6197e-05 | 9.1044e-05 | 0.00010578 | 0.00010488 | 0.00010405 | 0.00010317
| Clothes Washer Propane WH_Com, P - HWat [unit w/ elec dry - Water Heater] | Prp | Yes | Warehouse | Water Heating | NC | 1.1935e-05 | 2.3124e-05 | 3.3908e-05 | 4.4213e-05 | 5.3981e-05 | 6.3376e-05 | 7.2604e-05 | 6.9867e-05 | 6.7853e-05 | 6.6182e-05
| Clothes Washer Propane WH_Com, P - HWat [unit w/ elec dry - Water Heater] | Prp | Yes | Warehouse | Water Heating | REPL | 0.00017454 | 0.00034701 | 0.00051871 | 0.00068869 | 0.00085714 | 0.0010241 | 0.0011899 | 0.0011798 | 0.0011705 | 0.0011605
| Clothes Washer Propane WH_Com, P - HWat [unit w/ gas dry - Water Heater] | Prp | Yes | Warehouse | Water Heating | NC | 5.9673e-06 | 1.1562e-05 | 1.6954e-05 | 2.2107e-05 | 2.6991e-05 | 3.1688e-05 | 3.6302e-05 | 3.4933e-05 | 3.3926e-05 | 3.3091e-05
| Clothes Washer Propane WH_Com, P - HWat [unit w/ gas dry - Water Heater] | Prp | Yes | Warehouse | Water Heating | REPL | 8.7268e-05 | 0.0001735 | 0.00025935 | 0.00034434 | 0.00042857 | 0.00051207 | 0.00059495 | 0.0005899 | 0.00058523 | 0.00058025
| Clothes Washer Propane WH_Com, P - Oth [unit w/ propane dry - Dryer] | Prp | Yes | Warehouse | Other | NC | 7.073e-07 | 1.3704e-06 | 2.0095e-06 | 2.6203e-06 | 3.1992e-06 | 3.756e-06 | 4.3029e-06 | 4.1406e-06 | 4.0213e-06 | 3.9223e-06
| Clothes Washer Propane WH_Com, P - Oth [unit w/ propane dry - Dryer] | Prp | Yes | Warehouse | Other | REPL | 1.0344e-05 | 2.0565e-05 | 3.0741e-05 | 4.0815e-05 | 5.0798e-05 | 6.0696e-05 | 7.0519e-05 | 6.9921e-05 | 6.9367e-05 | 6.8777e-05
| Clothes Washer Propane WH_Com, P - HWat [unit w/ propane dry - Water Heater] | Prp | Yes | Warehouse | Water Heating | NC | 1.4396e-05 | 2.7893e-05 | 4.09e-05 | 5.3331e-05 | 6.5114e-05 | 7.6446e-05 | 8.7577e-05 | 8.4275e-05 | 8.1846e-05 | 7.9831e-05
| Clothes Washer Propane WH_Com, P - HWat [unit w/ propane dry - Water Heater] | Prp | Yes | Warehouse | Water Heating | REPL | 0.00021053 | 0.00041857 | 0.00062568 | 0.00083071 | 0.0010339 | 0.0012354 | 0.0014353 | 0.0014231 | 0.0014119 | 0.0013998
| Dishwasher_Com, P - HWat [Building w propane WH] | Prp | Yes | Warehouse | Water Heating | NC | 9.1594e-07 | 1.7747e-06 | 2.6023e-06 | 3.3932e-06 | 4.1428e-06 | 4.8639e-06 | 5.5721e-06 | 6.2709e-06 | 6.9611e-06 | 7.6397e-06
| Dishwasher_Com, P - HWat [Building w propane WH] | Prp | Yes | Warehouse | Water Heating | REPL | 7.4123e-06 | 1.4737e-05 | 2.2029e-05 | 2.9247e-05 | 3.6401e-05 | 4.3494e-05 | 5.0533e-05 | 5.7517e-05 | 6.4444e-05 | 7.1313e-05
| Faucet Aerator_Com, P - HWat | Prp | Yes | Warehouse | Water Heating | RET | 0.072643 | 0.14443 | 0.21589 | 0.28663 | 0.35675 | 0.42625 | 0.49524 | 0.56368 | 0.63158 | 0.69889
| Pre Rinse Sprayers_Com, P - HWat | Prp | Yes | Warehouse | Water Heating | RET | 0.0072188 | 0.014352 | 0.021454 | 0.022027 | 0.022614 | 0.022408 | 0.022222 | 0.022042 | 0.021869 | 0.021691
| FF Storage Water Heater_Com, P - HWat | Prp | Yes | Warehouse | Water Heating | NC | 0.010209 | 0.01978 | 0.029005 | 0.03782 | 0.046176 | 0.054212 | 0.062106 | 0.069894 | 0.077587 | 0.085151
| FF Storage Water Heater_Com, P - HWat | Prp | No | Warehouse | Water Heating | RET | 0.071382 | 0.1371 | 0.19806 | 0.25428 | 0.30619 | 0.35415 | 0.39849 | 0.44421 | 0.49117 | 0.53921
| FF Storage Water Heater_Com, P - HWat | Prp | Yes | Warehouse | Water Heating | REPL | 0.069673 | 0.12475 | 0.17273 | 0.21344 | 0.24706 | 0.27373 | 0.29358 | 0.31133 | 0.32702 | 0.34066
| FF Instantaneous Water Heater_Com, P - HWat | Prp | No | Warehouse | Water Heating | NC | 0.017111 | 0.033154 | 0.048616 | 0.063391 | 0.077396 | 0.090866 | 0.1041 | 0.11715 | 0.13005 | 0.14272
| FF Instantaneous Water Heater_Com, P - HWat | Prp | No | Warehouse | Water Heating | RET | 0.11964 | 0.2298 | 0.33197 | 0.42621 | 0.51322 | 0.5936 | 0.66792 | 0.73662 | 0.80011 | 0.85876
| FF Instantaneous Water Heater_Com, P - HWat | Prp | No | Warehouse | Water Heating | REPL | 0.087586 | 0.15682 | 0.21714 | 0.26832 | 0.31058 | 0.34411 | 0.36906 | 0.38556 | 0.39375 | 0.39375
| Clothes Dryer_Com, P - Oth | Prp | Yes | Warehouse | Other | NC | 0.00016109 | 0.00031212 | 0.00045768 | 0.00059678 | 0.00072862 | 0.00085543 | 0.00098 | 0.0011029 | 0.0012243 | 0.0013436
| Clothes Dryer_Com, P - Oth | Prp | No | Warehouse | Other | RET | 0.0015692 | 0.0029722 | 0.0042361 | 0.0053683 | 0.0063836 | 0.0072943 | 0.0081122 | 0.0088634 | 0.0095547 | 0.010192
| Clothes Dryer_Com, P - Oth | Prp | Yes | Warehouse | Other | REPL | 0.0011779 | 0.0021091 | 0.0029203 | 0.0036086 | 0.004177 | 0.0046278 | 0.0049634 | 0.0051982 | 0.0053337 | 0.0053715
| Pnemautic to DDC_Com, P - TotF [Building w Propane Heat] | Prp | No | Warehouse | Total FF | RET | 0.26849 | 0.53381 | 0.79793 | 1.0594 | 1.3186 | 1.5755 | 1.8304 | 2.0834 | 2.3344 | 2.5832
| RCx_Com, P - TotF [Building w Propane Heat] | Prp | Yes | Warehouse | Total FF | RET | 0.69544 | 1.3826 | 2.0668 | 2.7441 | 3.4153 | 4.0807 | 4.7411 | 5.3964 | 5.3509 | 5.3081
| Commissioning_Com, P - TotF [Building w Propane Heat] | Prp | Yes | Warehouse | Total FF | NC | 0 | 0 | 0 | 0 | 0 | 0 | 0 | 0 | 0 | 0
| Integrated Building Design_Com, P - TotF [Building w Propane Heat] | Prp | Yes | Warehouse | Total FF | NC | 0.047917 | 0.092842 | 0.13614 | 0.17752 | 0.21673 | 0.25445 | 0.29151 | 0.32806 | 0.36417 | 0.39967
| Deep Energy Retrofit_Com, P - TotF [Building w Propane Heat] | Prp | Yes | Warehouse | Total FF | RET | 0.17186 | 0.34167 | 0.51074 | 0.67811 | 0.84397 | 1.0084 | 1.1716 | 1.3335 | 1.4942 | 1.6534
| EMS_Com, P - TotF [Building w Propane Heat] | Prp | Yes | Warehouse | Total FF | NC | 0.093384 | 0.18094 | 0.26532 | 0.34595 | 0.42238 | 0.4959 | 0.5681 | 0.63935 | 0.70971 | 0.7789
| EMS_Com, P - TotF [Building w Propane Heat] | Prp | No | Warehouse | Total FF | RET | 1.1658 | 2.3177 | 3.4645 | 4.5998 | 5.725 | 6.8404 | 7.9475 | 9.0458 | 10.1354 | 11.2156
| Int Ltg Ctrls_Com, E/P - IntL | E | Yes | Warehouse | Interior Lighting | RET | -0.41313 | -0.80781 | -1.2124 | -1.627 | -2.0481 | -2.4775 | -2.8995 | -3.3258 | -3.34 | -3.3639
| Exit Sign RetFit_Com, E/P - IntL | E | No | Warehouse | Interior Lighting | RET | -0.039204 | -0.076657 | -0.11505 | -0.15439 | -0.19436 | -0.23511 | -0.27515 | -0.3156 | -0.35616 | -0.39587
| LED HiLo Bay_Com, E/P - IntL | E | Yes | Warehouse | Interior Lighting | NC | -0.045266 | -0.089255 | -0.13252 | -0.17509 | -0.21512 | -0.25434 | -0.29326 | -0.33117 | -0.36905 | -0.40726
| LED HiLo Bay_Com, E/P - IntL | E | Yes | Warehouse | Interior Lighting | RET | -0.44655 | -0.84443 | -1.2249 | -1.5884 | -1.9328 | -2.2604 | -2.5606 | -2.8435 | -3.1079 | -3.3754
| LED HiLo Bay_Com, E/P - IntL | E | Yes | Warehouse | Interior Lighting | REPL | -0.2418 | -0.4266 | -0.59238 | -0.73795 | -0.8612 | -0.96174 | -1.0358 | -1.0857 | -1.1107 | -1.1248
| Repl Scre_Com, E/P - IntL | E | Yes | Warehouse | Interior Lighting | NC | -0.010617 | -0.020935 | -0.010318 | 0 | 0 | 0 | 0 | 0 | 0 | 0
| Repl Scre_Com, E/P - IntL | E | Yes | Warehouse | Interior Lighting | RET | -0.036893 | -0.072138 | -0.035245 | 0 | 0 | 0 | 0 | 0 | 0 | 0
| Repl Scre_Com, E/P - IntL | E | Yes | Warehouse | Interior Lighting | REPL | -0.54492 | -1.0655 | -0.52058 | 0 | 0 | 0 | 0 | 0 | 0 | 0
| Lin LED Fixture_Com, E/P - IntL | E | No | Warehouse | Interior Lighting | NC | -0.0064613 | -0.01274 | -0.018916 | -0.024993 | -0.030706 | -0.036305 | -0.04186 | -0.047272 | -0.052678 | -0.058133
| Lin LED Fixture_Com, E/P - IntL | E | No | Warehouse | Interior Lighting | RET | -0.053835 | -0.10125 | -0.14605 | -0.18837 | -0.228 | -0.26525 | -0.29899 | -0.33041 | -0.36184 | -0.39254
| Lin LED Fixture_Com, E/P - IntL | E | No | Warehouse | Interior Lighting | REPL | -0.039967 | -0.070512 | -0.097914 | -0.12197 | -0.14235 | -0.15896 | -0.17121 | -0.17946 | -0.18536 | -0.18883
| LED Tube Repl_Com, E/P - IntL | E | Yes | Warehouse | Interior Lighting | RET | -0.3387 | -0.63699 | -0.91889 | -1.1851 | -1.4344 | -1.6921 | -1.9484 | -2.2102 | -2.4753 | -2.7374
| LED Tube Repl_Com, E/P - IntL | E | Yes | Warehouse | Interior Lighting | REPL | -0.36927 | -0.6515 | -0.90467 | -1.127 | -1.3152 | -1.4941 | -1.6572 | -1.809 | -1.9484 | -2.0721
| Repl pin CFL wLED_Com, E/P - IntL | E | Yes | Warehouse | Interior Lighting | RET | -0.0038553 | -0.007303 | -0.010612 | -0.013785 | -0.016802 | -0.020121 | -0.023604 | -0.027332 | -0.031268 | -0.035173
| Repl pin CFL wLED_Com, E/P - IntL | E | Yes | Warehouse | Interior Lighting | REPL | -0.0068795 | -0.012137 | -0.016854 | -0.020995 | -0.024502 | -0.028144 | -0.031789 | -0.035537 | -0.039361 | -0.043171
| Stair Occ Sensor_Com, E/P - IntL | E | No | Warehouse | Interior Lighting | NC | -0.0043106 | -0.0084996 | -0.01262 | -0.016674 | -0.020485 | -0.024221 | -0.027927 | -0.031537 | -0.035144 | -0.038783
| Stair Occ Sensor_Com, E/P - IntL | E | No | Warehouse | Interior Lighting | RET | -0.033186 | -0.064889 | -0.097392 | -0.13069 | -0.16452 | -0.19901 | -0.23291 | -0.26715 | -0.30148 | -0.3351
| Int Delamping_Com, E/P - IntL | E | Yes | Warehouse | Interior Lighting | RET | -0.0031371 | -0.0061341 | -0.0092066 | -0.012354 | -0.015552 | -0.018813 | -0.022018 | -0.025254 | -0.0285 | -0.031678
| Int Ltg Dsgn_Com, E/P - IntL | E | Yes | Warehouse | Interior Lighting | NC | -0.012359 | -0.02437 | -0.036184 | -0.047807 | -0.058736 | -0.069445 | -0.080072 | -0.090423 | -0.10077 | -0.1112

## Table D13
Table D13. Cost Effectiveness - Downstate
Return to List of Tables
| Measure Name | Primary Fuel - Electric (E), Gas (G), Oil (O), or Propane (P) | Cost Effective? | Building Type | End Use | New Construction (NC), Replacement (REPL), or Retrofit (RET) | Total Resource Benefits (2020$) | Total Resource Costs (2020$) | Benefit-Cost Ratio
| Room Air Conditioner_Com, E - Cool | E | Yes | Small Office | Cooling | NC | 0 | 0 | 0
| Room Air Conditioner_Com, E - Cool | E | Yes | Small Office | Cooling | RET | 0 | 0 | 0
| Room Air Conditioner_Com, E - Cool | E | Yes | Small Office | Cooling | REPL | 0 | 0 | 0
| Computer Room Air Conditioner_Com, E - Cool | E | Yes | Small Office | Cooling | NC | 12136.1182 | 3121.4374 | 3.888
| Computer Room Air Conditioner_Com, E - Cool | E | Yes | Small Office | Cooling | REPL | 79647.2549 | 20485.4565 | 3.888
| Mini Split Ductless AC_Com, E - Cool | E | Yes | Small Office | Cooling | NC | 0 | 0 | 0
| Mini Split Ductless AC_Com, E - Cool | E | Yes | Small Office | Cooling | RET | 0 | 0 | 0
| Mini Split Ductless AC_Com, E - Cool | E | Yes | Small Office | Cooling | REPL | 0 | 0 | 0
| Eff Unitary AC_Com, E - Cool | E | Yes | Small Office | Cooling | NC | 26142.1037 | 11745.5663 | 2.2257
| Eff Unitary AC_Com, E - Cool | E | No | Small Office | Cooling | RET | 211302.7975 | 695404.4765 | 0.30386
| Eff Unitary AC_Com, E - Cool | E | Yes | Small Office | Cooling | REPL | 125852.4609 | 56545.1214 | 2.2257
| PTAC_Com, E - Cool | E | Yes | Small Office | Cooling | NC | 0 | 0 | 0
| PTAC_Com, E - Cool | E | Yes | Small Office | Cooling | RET | 0 | 0 | 0
| PTAC_Com, E - Cool | E | Yes | Small Office | Cooling | REPL | 0 | 0 | 0
| Unitary Equipment Economizer_Com, E - Cool | E | No | Small Office | Cooling | RET | 158921.6096 | 242978.1955 | 0.65406
| AC Tuneup_Com, E - Cool [ASHP] | E | Yes | Small Office | Cooling | RET | 62884.0911 | 3883.1352 | 16.1942
| AC Tuneup_Com, E - Heat [ASHP] | E | Yes | Small Office | Space Heating | RET | 62884.0911 | 3883.1352 | 16.1942
| AC Tuneup_Com, E - Cool [Unitary AC] | E | Yes | Small Office | Cooling | RET | 206585.0602 | 12122.5805 | 17.0413
| DCV_Com, E - Cool [Building w Elec Heat] | E | Yes | Small Office | Cooling | RET | 841004.5162 | 71619.8781 | 11.7426
| DCV_Com, E - Heat [Building w Elec Heat] | E | Yes | Small Office | Space Heating | RET | 841004.5162 | 71619.8781 | 11.7426
| DCV_Com, E - Vent [Building w Elec Heat] | E | Yes | Small Office | Ventilation | RET | 841004.5162 | 71619.8781 | 11.7426
| DCV_Com, E - Cool [Building w Gas Heat] | E | Yes | Small Office | Cooling | RET | 2526177.6217 | 146249.8015 | 17.273
| DCV_Com, G - Heat [Building w Gas Heat] | G | Yes | Small Office | Space Heating | RET | 2526177.6217 | 146249.8015 | 17.273
| DCV_Com, E - Vent [Building w Gas Heat] | E | Yes | Small Office | Ventilation | RET | 2526177.6217 | 146249.8015 | 17.273
| DCV_Com, E - Cool [Building w Oil Heat] | E | Yes | Small Office | Cooling | RET | 776782.2909 | 39349.4217 | 19.7406
| DCV_Com, O - Heat [Building w Oil Heat] | O | Yes | Small Office | Space Heating | RET | 776782.2909 | 39349.4217 | 19.7406
| DCV_Com, E - Vent [Building w Oil Heat] | E | Yes | Small Office | Ventilation | RET | 776782.2909 | 39349.4217 | 19.7406
| DCV_Com, E - Cool [Building w Propane Heat] | E | Yes | Small Office | Cooling | RET | 131332.8841 | 11858.6221 | 11.0749
| DCV_Com, E - Vent [Building w Propane Heat] | E | Yes | Small Office | Ventilation | RET | 131332.8841 | 11858.6221 | 11.0749
| Controls for Unitary AC_Com, E - Cool | E | No | Small Office | Cooling | RET | 209018.3888 | 214699.9242 | 0.97354
| Optimized Unitary AC Sys_Com, E - Cool [Building w Elec Heat] | E | No | Small Office | Cooling | NC | 33233.9166 | 38365.7399 | 0.86624
| Optimized Unitary AC Sys_Com, E - Heat [Building w Elec Heat] | E | No | Small Office | Space Heating | NC | 33233.9166 | 38365.7399 | 0.86624
| Optimized Unitary AC Sys_Com, E - Cool [Building w Gas Heat] | E | Yes | Small Office | Cooling | NC | 314165.1698 | 42381.37 | 7.4128
| Optimized Unitary AC Sys_Com, G - Heat [Building w Gas Heat] | G | Yes | Small Office | Space Heating | NC | 314165.1698 | 42381.37 | 7.4128
| Optimized Unitary AC Sys_Com, E - Cool [Building w Oil Heat] | E | Yes | Small Office | Cooling | NC | 114008.8845 | 10914.0481 | 10.4461
| Optimized Unitary AC Sys_Com, O - Heat [Building w Oil Heat] | O | Yes | Small Office | Space Heating | NC | 114008.8845 | 10914.0481 | 10.4461
| Optimized Unitary AC Sys_Com, E - Cool [Building w Propane Heat] | E | No | Small Office | Cooling | NC | 3157.6571 | 3192.814 | 0.98899
| Cool Roof_Com, E - Cool [Building w Elec Heat] | E | No | Small Office | Cooling | NC | 20608.7986 | 22368.4039 | 0.92134
| Cool Roof_Com, E - Cool [Building w Elec Heat] | E | No | Small Office | Cooling | RET | 137957.0313 | 256803.2076 | 0.53721
| Cool Roof_Com, E - Heat [Building w Elec Heat] | E | No | Small Office | Space Heating | NC | 20608.7986 | 22368.4039 | 0.92134
| Cool Roof_Com, E - Heat [Building w Elec Heat] | E | No | Small Office | Space Heating | RET | 137957.0313 | 256803.2076 | 0.53721
| Cool Roof_Com, E - Cool [Building w Gas Heat] | E | No | Small Office | Cooling | NC | 44329.5602 | 60729.462 | 0.72995
| Cool Roof_Com, E - Cool [Building w Gas Heat] | E | No | Small Office | Cooling | RET | 296745.8051 | 622688.8037 | 0.47656
| Cool Roof_Com, G - Heat [Building w Gas Heat] | G | No | Small Office | Space Heating | NC | 44329.5602 | 60729.462 | 0.72995
| Cool Roof_Com, G - Heat [Building w Gas Heat] | G | No | Small Office | Space Heating | RET | 296745.8051 | 622688.8037 | 0.47656
| Cool Roof_Com, E - Cool [Building w Oil Heat] | E | No | Small Office | Cooling | NC | 11927.1448 | 17598.9449 | 0.67772
| Cool Roof_Com, E - Cool [Building w Oil Heat] | E | No | Small Office | Cooling | RET | 79841.3105 | 175761.251 | 0.45426
| Cool Roof_Com, O - Heat [Building w Oil Heat] | O | No | Small Office | Space Heating | NC | 11927.1448 | 17598.9449 | 0.67772
| Cool Roof_Com, O - Heat [Building w Oil Heat] | O | No | Small Office | Space Heating | RET | 79841.3105 | 175761.251 | 0.45426
| Cool Roof_Com, E - Cool [Building w Propane Heat] | E | No | Small Office | Cooling | NC | 3594.4493 | 3703.6987 | 0.9705
| Cool Roof_Com, E - Cool [Building w Propane Heat] | E | No | Small Office | Cooling | RET | 24061.5462 | 42520.7675 | 0.56588
| GSHP_Com, E - Cool | E | Yes | Small Office | Cooling | RET | 166601.737 | 66045.0979 | 2.5225
| GSHP_Com, E - Cool | E | Yes | Small Office | Cooling | REPL | 2.3872e-11 | 7.0005e-12 | 3.41
| GSHP_Com, E - Heat | E | Yes | Small Office | Space Heating | RET | 166601.737 | 66045.0979 | 2.5225
| GSHP_Com, E - Heat | E | Yes | Small Office | Space Heating | REPL | 2.3872e-11 | 7.0005e-12 | 3.41
| Unitary HP_Com, E - Cool | E | Yes | Small Office | Cooling | NC | 24071.8115 | 6262.2997 | 3.8439
| Unitary HP_Com, E - Cool | E | No | Small Office | Cooling | RET | 147662.6978 | 171573.4818 | 0.86064
| Unitary HP_Com, E - Cool | E | Yes | Small Office | Cooling | REPL | 72822.5439 | 18944.839 | 3.8439
| Unitary HP_Com, E - Heat | E | Yes | Small Office | Space Heating | NC | 24071.8115 | 6262.2997 | 3.8439
| Unitary HP_Com, E - Heat | E | No | Small Office | Space Heating | RET | 147662.6978 | 171573.4818 | 0.86064
| Unitary HP_Com, E - Heat | E | Yes | Small Office | Space Heating | REPL | 72822.5439 | 18944.839 | 3.8439
| PTHP_Com, E - Cool | E | Yes | Small Office | Cooling | NC | 0 | 0 | 0
| PTHP_Com, E - Cool | E | Yes | Small Office | Cooling | RET | 0 | 0 | 0
| PTHP_Com, E - Cool | E | Yes | Small Office | Cooling | REPL | 0 | 0 | 0
| PTHP_Com, E - Heat | E | Yes | Small Office | Space Heating | NC | 0 | 0 | 0
| PTHP_Com, E - Heat | E | Yes | Small Office | Space Heating | RET | 0 | 0 | 0
| PTHP_Com, E - Heat | E | Yes | Small Office | Space Heating | REPL | 0 | 0 | 0
| Minisplit Ductless HP_Com, E - Cool | E | Yes | Small Office | Cooling | RET | 845717.0118 | 141834.3402 | 5.9627
| Minisplit Ductless HP_Com, E - Cool | E | Yes | Small Office | Cooling | REPL | 78832.6551 | 7027.6912 | 11.2174
| Minisplit Ductless HP_Com, E - Heat | E | Yes | Small Office | Space Heating | RET | 845717.0118 | 141834.3402 | 5.9627
| Minisplit Ductless HP_Com, E - Heat | E | Yes | Small Office | Space Heating | REPL | 78832.6551 | 7027.6912 | 11.2174
| Programmable TStat_Com, E - Cool [Building w Elec Heat] | E | Yes | Small Office | Cooling | NC | 0 | 0 | 0
| Programmable TStat_Com, E - Heat [Building w Elec Heat] | E | Yes | Small Office | Space Heating | NC | 0 | 0 | 0
| Programmable TStat_Com, E - Cool [Building w Gas Heat] | E | Yes | Small Office | Cooling | NC | 0 | 0 | 0
| Programmable TStat_Com, E - Cool [Building w Gas Heat] | E | Yes | Small Office | Cooling | RET | 0 | 0 | 0
| Programmable TStat_Com, G - Heat [Building w Gas Heat] | G | Yes | Small Office | Space Heating | NC | 0 | 0 | 0
| Programmable TStat_Com, G - Heat [Building w Gas Heat] | G | Yes | Small Office | Space Heating | RET | 0 | 0 | 0
| Programmable TStat_Com, E - Cool [Building w Propane Heat] | E | Yes | Small Office | Cooling | NC | 0 | 0 | 0
| Programmable TStat_Com, E - Cool [Building w Propane Heat] | E | Yes | Small Office | Cooling | RET | 0 | 0 | 0
| Programmable TStat_Com, E - Cool [Building w Oil Heat] | E | Yes | Small Office | Cooling | NC | 0 | 0 | 0
| Programmable TStat_Com, E - Cool [Building w Oil Heat] | E | Yes | Small Office | Cooling | RET | 0 | 0 | 0
| Programmable TStat_Com, O - Heat [Building w Oil Heat] | O | Yes | Small Office | Space Heating | NC | 0 | 0 | 0
| Programmable TStat_Com, O - Heat [Building w Oil Heat] | O | Yes | Small Office | Space Heating | RET | 0 | 0 | 0
| Smart TStat_Com, E - Cool [Building w Elec Heat] | E | Yes | Small Office | Cooling | NC | 45758.2967 | 15053.4919 | 3.0397
| Smart TStat_Com, E - Cool [Building w Elec Heat] | E | Yes | Small Office | Cooling | RET | 215384.4194 | 93862.2871 | 2.2947
| Smart TStat_Com, E - Heat [Building w Elec Heat] | E | Yes | Small Office | Space Heating | NC | 45758.2967 | 15053.4919 | 3.0397
| Smart TStat_Com, E - Heat [Building w Elec Heat] | E | Yes | Small Office | Space Heating | RET | 215384.4194 | 93862.2871 | 2.2947
| Smart TStat_Com, E - Cool [Building w Gas Heat] | E | Yes | Small Office | Cooling | NC | 119913.9397 | 30739.6529 | 3.901
| Smart TStat_Com, E - Cool [Building w Gas Heat] | E | Yes | Small Office | Cooling | RET | 560841.382 | -6393.6972 | -87.7179
| Smart TStat_Com, G - Heat [Building w Gas Heat] | G | Yes | Small Office | Space Heating | NC | 119913.9397 | 30739.6529 | 3.901
| Smart TStat_Com, G - Heat [Building w Gas Heat] | G | Yes | Small Office | Space Heating | RET | 560841.382 | -6393.6972 | -87.7179
| Smart TStat_Com, E - Cool [Building w Propane Heat] | E | Yes | Small Office | Cooling | NC | 23895.498 | 8270.6954 | 2.8892
| Smart TStat_Com, E - Cool [Building w Propane Heat] | E | Yes | Small Office | Cooling | RET | 112476.1701 | 51569.8548 | 2.181
| Smart TStat_Com, E - Cool [Building w Oil Heat] | E | Yes | Small Office | Cooling | NC | 18072.8513 | 2492.5157 | 7.2508
| Smart TStat_Com, E - Cool [Building w Oil Heat] | E | Yes | Small Office | Cooling | RET | 83812.7345 | 15541.4589 | 5.3928
| Smart TStat_Com, O - Heat [Building w Oil Heat] | O | Yes | Small Office | Space Heating | NC | 18072.8513 | 2492.5157 | 7.2508
| Smart TStat_Com, O - Heat [Building w Oil Heat] | O | Yes | Small Office | Space Heating | RET | 83812.7345 | 15541.4589 | 5.3928
| Boiler Blowdown Controls_Com, G - Heat | G | No | Small Office | Space Heating | RET | 54640.5461 | 140553.5731 | 0.38875
| Boiler Blowdown Controls_Com, O - Heat | O | No | Small Office | Space Heating | RET | 12530.5729 | 31763.2641 | 0.3945
| Boiler Modifications_Com, G - Heat | G | Yes | Small Office | Space Heating | RET | 255191.9871 | 69834.8536 | 3.6542
| Boiler Modifications_Com, O - Heat | O | Yes | Small Office | Space Heating | RET | 64961.837 | 8133.8839 | 7.9866
| Boilers_Com, G - Heat | G | Yes | Small Office | Space Heating | NC | 123815.2688 | 53435.5181 | 2.3171
| Boilers_Com, G - Heat | G | No | Small Office | Space Heating | RET | 585612.6767 | 1023309.8933 | 0.57227
| Boilers_Com, G - Heat | G | Yes | Small Office | Space Heating | REPL | 8.8e-11 | 3.7978e-11 | 2.3171
| Boilers_Com, O - Heat | O | No | Small Office | Space Heating | NC | 10684.0244 | 41739.8929 | 0.25597
| Boilers_Com, O - Heat | O | No | Small Office | Space Heating | RET | 51662.7213 | 817211.7897 | 0.063218
| Boilers_Com, O - Heat | O | No | Small Office | Space Heating | REPL | 7.5935e-12 | 2.9666e-11 | 0.25597
| Furnace_Com, G - Heat | G | Yes | Small Office | Space Heating | NC | 60712.9006 | 26383.1388 | 2.3012
| Furnace_Com, G - Heat | G | No | Small Office | Space Heating | RET | 268482.0615 | 498561.5657 | 0.53851
| Furnace_Com, G - Heat | G | Yes | Small Office | Space Heating | REPL | 4.6903e-11 | 2.0382e-11 | 2.3012
| Furnace_Com, O - Heat | O | Yes | Small Office | Space Heating | NC | 25674.1062 | 3655.4156 | 7.0236
| Furnace_Com, O - Heat | O | Yes | Small Office | Space Heating | RET | 126603.3396 | 77027.2922 | 1.6436
| Furnace_Com, O - Heat | O | Yes | Small Office | Space Heating | REPL | 1.9834e-11 | 2.8239e-12 | 7.0236
| Unit Heater_Com, G - Heat | G | Yes | Small Office | Space Heating | NC | 9403.0112 | 2504.1813 | 3.7549
| Unit Heater_Com, G - Heat | G | No | Small Office | Space Heating | RET | 52857.1172 | 53153.0248 | 0.99443
| Unit Heater_Com, G - Heat | G | Yes | Small Office | Space Heating | REPL | 5803.889 | 1545.6741 | 3.7549
| Energy Recovery Ventilator_Com, G - Heat | G | Yes | Small Office | Space Heating | NC | 58861.505 | 25141.5904 | 2.3412
| Energy Recovery Ventilator_Com, G - Heat | G | Yes | Small Office | Space Heating | RET | 346750.695 | 148108.071 | 2.3412
| Energy Recovery Ventilator_Com, G - Heat | G | Yes | Small Office | Space Heating | REPL | 50241.967 | 21459.9161 | 2.3412
| Energy Recovery Ventilator_Com, O - Heat | O | Yes | Small Office | Space Heating | NC | 20761.4384 | 2507.2678 | 8.2805
| Energy Recovery Ventilator_Com, O - Heat | O | Yes | Small Office | Space Heating | RET | 122304.7667 | 14770.2098 | 8.2805
| Energy Recovery Ventilator_Com, O - Heat | O | Yes | Small Office | Space Heating | REPL | 17721.1832 | 2140.1095 | 8.2805
| Forced Air Heating Maintenance_Com, G - Heat | G | No | Small Office | Space Heating | RET | 3182.8373 | 8640.7813 | 0.36835
| Forced Air Heating Maintenance_Com, O - Heat | O | Yes | Small Office | Space Heating | RET | 1890.4526 | 1520.282 | 1.2435
| Infrared Heater_Com, G - Heat | G | Yes | Small Office | Space Heating | NC | 2711.9314 | 169.9149 | 15.9605
| Infrared Heater_Com, G - Heat | G | Z | Small Office | Space Heating | RET | 0 | 0 | 0
| Infrared Heater_Com, G - Heat | G | Yes | Small Office | Space Heating | REPL | 7317.9512 | 458.5032 | 15.9605
| Steam Trap Maintenance_Com, G - Heat | G | Yes | Small Office | Space Heating | RET | 78949.1227 | 11808.8313 | 6.6856
| Steam Trap Maintenance_Com, O - Heat | O | Yes | Small Office | Space Heating | RET | 13587.9037 | 587.7759 | 23.1175
| Windows_Com, E - Cool [Building w Elec Heat] | E | No | Small Office | Cooling | NC | 57746.3821 | 96906.8082 | 0.5959
| Windows_Com, E - Heat [Building w Elec Heat] | E | No | Small Office | Space Heating | NC | 57746.3821 | 96906.8082 | 0.5959
| Windows_Com, E - Cool [Building w Gas Heat] | E | No | Small Office | Cooling | NC | 184624.2235 | 197886.4224 | 0.93298
| Windows_Com, G - Heat [Building w Gas Heat] | G | No | Small Office | Space Heating | NC | 184624.2235 | 197886.4224 | 0.93298
| Windows_Com, E - Cool [Building w Oil Heat] | E | Yes | Small Office | Cooling | NC | 56418.7674 | 53242.5767 | 1.0597
| Windows_Com, O - Heat [Building w Oil Heat] | O | Yes | Small Office | Space Heating | NC | 56418.7674 | 53242.5767 | 1.0597
| Windows_Com, E - Cool [Building w Propane Heat] | E | No | Small Office | Cooling | NC | 8610.9826 | 16045.5623 | 0.53666
| Window Film_Com, E - Cool [Building w Elec Heat] | E | No | Small Office | Cooling | RET | 0 | 0 | 0
| Window Film_Com, E - Heat [Building w Elec Heat] | E | No | Small Office | Space Heating | RET | 0 | 0 | 0
| Window Film_Com, E - Cool [Building w Gas Heat] | E | No | Small Office | Cooling | RET | 0 | 0 | 0
| Window Film_Com, G - Heat [Building w Gas Heat] | G | No | Small Office | Space Heating | RET | 0 | 0 | 0
| Window Film_Com, E - Cool [Building w Oil Heat] | E | No | Small Office | Cooling | RET | 0 | 0 | 0
| Window Film_Com, O - Heat [Building w Oil Heat] | O | No | Small Office | Space Heating | RET | 0 | 0 | 0
| Window Film_Com, E - Cool [Building w Propane Heat] | E | No | Small Office | Cooling | RET | 0 | 0 | 0
| Motors and Fans_Com, E - Vent | E | Yes | Small Office | Ventilation | NC | 27093.296 | 10664.2552 | 2.5406
| Motors and Fans_Com, E - Vent | E | Yes | Small Office | Ventilation | RET | 87756.3956 | 58039.0692 | 1.512
| Motors and Fans_Com, E - Vent | E | Yes | Small Office | Ventilation | REPL | 1580.5212 | 622.1126 | 2.5406
| ECM Furnace Motors_Com, E - Vent | E | Yes | Small Office | Ventilation | RET | 188842.277 | 67420.7014 | 2.801
| VFD on HVAC System_Com, E - Vent | E | Yes | Small Office | Ventilation | RET | 2432939.3249 | 268049.9142 | 9.0764
| Kitchen DCV_Com, E - Vent [Building w Elec Heat] | E | Yes | Small Office | Ventilation | NC | 6086.8516 | 670.1672 | 9.0826
| Kitchen DCV_Com, E - Vent [Building w Elec Heat] | E | Yes | Small Office | Ventilation | RET | 34019.6389 | 3745.5891 | 9.0826
| Kitchen DCV_Com, E - Vent [Building w Elec Heat] | E | Yes | Small Office | Ventilation | REPL | 2485.5886 | 273.6653 | 9.0826
| Kitchen DCV_Com, E - Heat [Building w Elec Heat] | E | Yes | Small Office | Space Heating | NC | 6086.8516 | 670.1672 | 9.0826
| Kitchen DCV_Com, E - Heat [Building w Elec Heat] | E | Yes | Small Office | Space Heating | RET | 34019.6389 | 3745.5891 | 9.0826
| Kitchen DCV_Com, E - Heat [Building w Elec Heat] | E | Yes | Small Office | Space Heating | REPL | 2485.5886 | 273.6653 | 9.0826
| Kitchen DCV_Com, E - Vent [Building w Gas Heat] | E | Yes | Small Office | Ventilation | NC | 6086.8516 | 670.1672 | 9.0826
| Kitchen DCV_Com, E - Vent [Building w Gas Heat] | E | Yes | Small Office | Ventilation | RET | 34019.6389 | 3745.5891 | 9.0826
| Kitchen DCV_Com, E - Vent [Building w Gas Heat] | E | Yes | Small Office | Ventilation | REPL | 2485.5886 | 273.6653 | 9.0826
| Kitchen DCV_Com, G - Heat [Building w Gas Heat] | G | Yes | Small Office | Space Heating | NC | 5807.9508 | 242.0777 | 23.9921
| Kitchen DCV_Com, G - Heat [Building w Gas Heat] | G | Yes | Small Office | Space Heating | RET | 31955.7913 | 1352.981 | 23.6188
| Kitchen DCV_Com, G - Heat [Building w Gas Heat] | G | Yes | Small Office | Space Heating | REPL | 2334.797 | 98.8533 | 23.6188
| Kitchen DCV_Com, E - Vent [Building w Oil Heat] | E | Yes | Small Office | Ventilation | NC | 5807.9508 | 242.0777 | 23.9921
| Kitchen DCV_Com, E - Vent [Building w Oil Heat] | E | Yes | Small Office | Ventilation | RET | 31955.7913 | 1352.981 | 23.6188
| Kitchen DCV_Com, E - Vent [Building w Oil Heat] | E | Yes | Small Office | Ventilation | REPL | 2334.797 | 98.8533 | 23.6188
| Kitchen DCV_Com, O - Heat [Building w Oil Heat] | O | Yes | Small Office | Space Heating | NC | 5807.9508 | 242.0777 | 23.9921
| Kitchen DCV_Com, O - Heat [Building w Oil Heat] | O | Yes | Small Office | Space Heating | RET | 31955.7913 | 1352.981 | 23.6188
| Kitchen DCV_Com, O - Heat [Building w Oil Heat] | O | Yes | Small Office | Space Heating | REPL | 2334.797 | 98.8533 | 23.6188
| Kitchen DCV_Com, E - Vent [Building w Oil Heat] | E | Yes | Small Office | Ventilation | NC | 5807.9508 | 242.0777 | 23.9921
| Kitchen DCV_Com, E - Vent [Building w Oil Heat] | E | Yes | Small Office | Ventilation | RET | 31955.7913 | 1352.981 | 23.6188
| Kitchen DCV_Com, E - Vent [Building w Oil Heat] | E | Yes | Small Office | Ventilation | REPL | 2334.797 | 98.8533 | 23.6188
| Duct Sealing Regulated_Com, E - Vent [Building w Elec Heat] | E | Yes | Small Office | Ventilation | RET | 1203391.4343 | 314049.416 | 3.8319
| Duct Sealing Regulated_Com, E - Heat [Building w Elec Heat] | E | Yes | Small Office | Space Heating | RET | 1203391.4343 | 314049.416 | 3.8319
| Duct Sealing Regulated_Com, E - Cool [Building w Elec Heat] | E | Yes | Small Office | Cooling | RET | 1203391.4343 | 314049.416 | 3.8319
| Duct Sealing Regulated_Com, E - Vent [Building w Gas Heat] | E | Yes | Small Office | Ventilation | RET | 7083136.3272 | 0 | 0
| Duct Sealing Regulated_Com, G - Heat [Building w Gas Heat] | G | Yes | Small Office | Space Heating | RET | 7083136.3272 | 0 | 0
| Duct Sealing Regulated_Com, E - Cool [Building w Gas Heat] | E | Yes | Small Office | Cooling | RET | 7083136.3272 | 0 | 0
| Duct Sealing Non Regulated_Com, E - Vent [Building w Oil Heat] | E | Yes | Small Office | Ventilation | RET | 774056.4837 | 172545.1539 | 4.4861
| Duct Sealing Non Regulated_Com, O - Heat [Building w Oil Heat] | O | Yes | Small Office | Space Heating | RET | 774056.4837 | 172545.1539 | 4.4861
| Duct Sealing Non Regulated_Com, E - Cool [Building w Oil Heat] | E | Yes | Small Office | Cooling | RET | 774056.4837 | 172545.1539 | 4.4861
| Duct Sealing Non Regulated_Com, E - Vent [Building w Propane Heat] | E | Yes | Small Office | Ventilation | RET | 545092.7657 | 0 | 0
| Duct Sealing Non Regulated_Com, E - Cool [Building w Propane Heat] | E | Yes | Small Office | Cooling | RET | 545092.7657 | 0 | 0
| Power Strip_Com, E - Plug [Tier 1] | E | Yes | Small Office | Plug Loads | NC | 0 | 0 | 0
| Power Strip_Com, E - Plug [Tier 1] | E | Yes | Small Office | Plug Loads | RET | 0 | 0 | 0
| Power Strip_Com, E - Plug [Tier 1] | E | Yes | Small Office | Plug Loads | REPL | 0 | 0 | 0
| Power Strip_Com, E - Plug [Tier 2] | E | Yes | Small Office | Plug Loads | NC | 54126.4151 | 45897.348 | 1.1793
| Power Strip_Com, E - Plug [Tier 2] | E | Yes | Small Office | Plug Loads | RET | 571595.4768 | 510385.6726 | 1.1199
| Power Strip_Com, E - Plug [Tier 2] | E | Yes | Small Office | Plug Loads | REPL | 416041.6662 | 352789.0973 | 1.1793
| Computer Power Management_Com, E - Plug | E | Yes | Small Office | Plug Loads | RET | 362686.7009 | 179033.0137 | 2.0258
| Vending Machine Controls_Com, E - Plug [Non-Refrigerated] | E | No | Small Office | Plug Loads | RET | 16114.2677 | 15931.6787 | 1.0115
| Vending Machine Controls_Com, E - Plug [Refrigerated] | E | Yes | Small Office | Plug Loads | RET | 48342.8031 | 8558.0929 | 5.6488
| ES Refrigerator and Freezer_Com, E - Refr | E | Yes | Small Office | Refrigeration | NC | 18691.1692 | 5407.2778 | 3.4567
| ES Refrigerator and Freezer_Com, E - Refr | E | Yes | Small Office | Refrigeration | REPL | 204444.8769 | 59145.0557 | 3.4567
| Anti Sweat Heat Control_Com, E - Refr | E | Yes | Small Office | Refrigeration | NC | 712.9788 | 286.5101 | 2.4885
| Anti Sweat Heat Control_Com, E - Refr | E | Z | Small Office | Refrigeration | RET | 0 | 0 | 0
| ECM Comp Cond Fan Motor_Com, E - Refr | E | Yes | Small Office | Refrigeration | NC | 520.4552 | 95.6542 | 5.441
| ECM Comp Cond Fan Motor_Com, E - Refr | E | Z | Small Office | Refrigeration | RET | 0 | 0 | 0
| ECM Comp Cond Fan Motor_Com, E - Refr | E | Yes | Small Office | Refrigeration | REPL | 2070.3274 | 380.5042 | 5.441
| Evap Fan Motor Replacement_Com, E - Refr | E | Yes | Small Office | Refrigeration | NC | 412.1953 | 149.2896 | 2.761
| Evap Fan Motor Replacement_Com, E - Refr | E | Z | Small Office | Refrigeration | RET | 0 | 0 | 0
| Evap Fan Motor Replacement_Com, E - Refr | E | Yes | Small Office | Refrigeration | REPL | 141.4884 | 51.2445 | 2.761
| Evap Fan Speed Controls_Com, E - Refr | E | Yes | Small Office | Refrigeration | NC | 676.685 | 151.3845 | 4.47
| Evap Fan Speed Controls_Com, E - Refr | E | Z | Small Office | Refrigeration | RET | 0 | 0 | 0
| LowHeat NoHeat Doors_Com, E - Refr | E | Yes | Small Office | Refrigeration | NC | 334.3611 | 56.5502 | 5.9126
| LowHeat NoHeat Doors_Com, E - Refr | E | Yes | Small Office | Refrigeration | RET | 3949.8381 | 668.0323 | 5.9126
| Refrigerated Vending Machine_Com, E - Refr | E | Yes | Small Office | Refrigeration | NC | 7038.4348 | 2562.8744 | 2.7463
| Refrigerated Vending Machine_Com, E - Refr | E | Yes | Small Office | Refrigeration | REPL | 65988.6228 | 24028.1474 | 2.7463
| Walk In Refrigeration_Com, E - Refr | E | Yes | Small Office | Refrigeration | NC | 1380.8252 | 144.5709 | 9.5512
| Refrigeration Tune Up_Com, E - Refr | E | Yes | Small Office | Refrigeration | RET | 10322.7489 | 794.3246 | 12.9956
| ES Ice Machine_Com, E - Refr | E | Yes | Small Office | Refrigeration | NC | 1068.7219 | 81.8114 | 13.0632
| ES Ice Machine_Com, E - Refr | E | Yes | Small Office | Refrigeration | REPL | 11689.7302 | 894.8569 | 13.0632
| Walk In Cooler Retroft_Com, E - Refr | E | Yes | Small Office | Refrigeration | RET | 3534.8812 | 530.0757 | 6.6686
| Door Gasket Replacement_Com, E - Refr | E | Z | Small Office | Refrigeration | RET | 0 | 0 | 0
| EnergyStar Dehumidifier_Com, E - Appl | E | Yes | Small Office | Appliances | NC | 2597.3061 | 256.0412 | 10.1441
| EnergyStar Dehumidifier_Com, E - Appl | E | Yes | Small Office | Appliances | REPL | 28409.4545 | 2800.5909 | 10.1441
| Clothes Washer Elec WH_Com, E - Appl [unit w/ elec dry - Washer] | E | Yes | Small Office | Appliances | NC | 7577.2478 | 1208.1855 | 6.2716
| Clothes Washer Elec WH_Com, E - Appl [unit w/ elec dry - Washer] | E | Yes | Small Office | Appliances | REPL | 157535.3862 | 21981.7464 | 7.1666
| Clothes Washer Elec WH_Com, E - Appl [unit w/ elec dry - Dryer] | E | Yes | Small Office | Appliances | NC | 1081.3899 | 0 | 0
| Clothes Washer Elec WH_Com, E - Appl [unit w/ elec dry - Dryer] | E | Yes | Small Office | Appliances | REPL | 157535.3862 | 21981.7464 | 7.1666
| Clothes Washer Elec WH_Com, E - HWat [unit w/ elec dry - Water Heater] | E | Yes | Small Office | Water Heating | NC | 1081.3899 | 0 | 0
| Clothes Washer Elec WH_Com, E - HWat [unit w/ elec dry - Water Heater] | E | Yes | Small Office | Water Heating | REPL | 157535.3862 | 21981.7464 | 7.1666
| Clothes Washer Elec WH_Com, E - Appl [unit w/ gas dry - Washer] | E | Yes | Small Office | Appliances | NC | 1919.0885 | 302.0464 | 6.3536
| Clothes Washer Elec WH_Com, E - Appl [unit w/ gas dry - Washer] | E | Yes | Small Office | Appliances | REPL | 34914.9756 | 5495.4366 | 6.3534
| Clothes Washer Elec WH_Com, G - Oth [unit w/ gas dry - Dryer] | G | Yes | Small Office | Other | NC | 1919.0885 | 302.0464 | 6.3536
| Clothes Washer Elec WH_Com, G - Oth [unit w/ gas dry - Dryer] | G | Yes | Small Office | Other | REPL | 34914.9756 | 5495.4366 | 6.3534
| Clothes Washer Elec WH_Com, E - HWat [unit w/ gas dry - Water Heater] | E | Yes | Small Office | Water Heating | NC | 1919.0885 | 302.0464 | 6.3536
| Clothes Washer Elec WH_Com, E - HWat [unit w/ gas dry - Water Heater] | E | Yes | Small Office | Water Heating | REPL | 34914.9756 | 5495.4366 | 6.3534
| Clothes Washer Elec WH_Com, E - Appl [unit w/ propane dry - Washer] | E | Yes | Small Office | Appliances | NC | 766.7839 | 120.8186 | 6.3466
| Clothes Washer Elec WH_Com, E - Appl [unit w/ propane dry - Washer] | E | Yes | Small Office | Appliances | REPL | 13950.8777 | 2198.1746 | 6.3466
| Clothes Washer Elec WH_Com, E - HWat [unit w/ propane dry - Water Heater] | E | Yes | Small Office | Water Heating | NC | 766.7839 | 120.8186 | 6.3466
| Clothes Washer Elec WH_Com, E - HWat [unit w/ propane dry - Water Heater] | E | Yes | Small Office | Water Heating | REPL | 13950.8777 | 2198.1746 | 6.3466
| Clothes Washer Gas WH_Com, E - Appl [unit w/ elec dry - Washer] | E | Yes | Small Office | Appliances | NC | 4483.6537 | 604.0928 | 7.4221
| Clothes Washer Gas WH_Com, E - Appl [unit w/ elec dry - Washer] | E | Yes | Small Office | Appliances | REPL | 81486.5017 | 10990.8732 | 7.414
| Clothes Washer Gas WH_Com, E - Appl [unit w/ elec dry - Dryer] | E | Yes | Small Office | Appliances | NC | 4483.6537 | 604.0928 | 7.4221
| Clothes Washer Gas WH_Com, E - Appl [unit w/ elec dry - Dryer] | E | Yes | Small Office | Appliances | REPL | 81486.5017 | 10990.8732 | 7.414
| Clothes Washer Gas WH_Com, G - HWat [unit w/ elec dry - Water Heater] | G | Yes | Small Office | Water Heating | NC | 4483.6537 | 604.0928 | 7.4221
| Clothes Washer Gas WH_Com, G - HWat [unit w/ elec dry - Water Heater] | G | Yes | Small Office | Water Heating | REPL | 81486.5017 | 10990.8732 | 7.414
| Clothes Washer Gas WH_Com, E - Appl [unit w/ gas dry - Washer] | E | Yes | Small Office | Appliances | NC | 15570.7968 | 2355.9618 | 6.6091
| Clothes Washer Gas WH_Com, E - Appl [unit w/ gas dry - Washer] | E | Yes | Small Office | Appliances | REPL | 282940.1628 | 42864.4054 | 6.6008
| Clothes Washer Gas WH_Com, G - Oth [unit w/ gas dry - Dryer] | G | Yes | Small Office | Other | NC | 15570.7968 | 2355.9618 | 6.6091
| Clothes Washer Gas WH_Com, G - Oth [unit w/ gas dry - Dryer] | G | Yes | Small Office | Other | REPL | 282940.1628 | 42864.4054 | 6.6008
| Clothes Washer Gas WH_Com, G - HWat [unit w/ gas dry - Water Heater] | G | Yes | Small Office | Water Heating | NC | 15570.7968 | 2355.9618 | 6.6091
| Clothes Washer Gas WH_Com, G - HWat [unit w/ gas dry - Water Heater] | G | Yes | Small Office | Water Heating | REPL | 282940.1628 | 42864.4054 | 6.6008
| Clothes Washer Gas WH_Com, E - Appl [unit w/ propane dry - Washer] | E | Yes | Small Office | Appliances | NC | 797.6509 | 120.8186 | 6.6021
| Clothes Washer Gas WH_Com, E - Appl [unit w/ propane dry - Washer] | E | Yes | Small Office | Appliances | REPL | 14494.6394 | 2198.1746 | 6.5939
| Clothes Washer Gas WH_Com, G - HWat [unit w/ propane dry - Water Heater] | G | Yes | Small Office | Water Heating | NC | 797.6509 | 120.8186 | 6.6021
| Clothes Washer Gas WH_Com, G - HWat [unit w/ propane dry - Water Heater] | G | Yes | Small Office | Water Heating | REPL | 14494.6394 | 2198.1746 | 6.5939
| Clothes Washer Oil WH_Com, E - Appl [unit w/ elec dry - Washer] | E | Yes | Small Office | Appliances | NC | 5146.4429 | 724.9113 | 7.0994
| Clothes Washer Oil WH_Com, E - Appl [unit w/ elec dry - Washer] | E | Yes | Small Office | Appliances | REPL | 93631.9539 | 13189.0478 | 7.0992
| Clothes Washer Oil WH_Com, E - Appl [unit w/ elec dry - Dryer] | E | Yes | Small Office | Appliances | NC | 5146.4429 | 724.9113 | 7.0994
| Clothes Washer Oil WH_Com, E - Appl [unit w/ elec dry - Dryer] | E | Yes | Small Office | Appliances | REPL | 93631.9539 | 13189.0478 | 7.0992
| Clothes Washer Oil WH_Com, O - HWat [unit w/ elec dry - Water Heater] | O | Yes | Small Office | Water Heating | NC | 5146.4429 | 724.9113 | 7.0994
| Clothes Washer Oil WH_Com, O - HWat [unit w/ elec dry - Water Heater] | O | Yes | Small Office | Water Heating | REPL | 93631.9539 | 13189.0478 | 7.0992
| Clothes Washer Oil WH_Com, E - Appl [unit w/ gas dry - Washer] | E | Yes | Small Office | Appliances | NC | 759.5121 | 120.8186 | 6.2864
| Clothes Washer Oil WH_Com, E - Appl [unit w/ gas dry - Washer] | E | Yes | Small Office | Appliances | REPL | 13817.7773 | 2198.1746 | 6.286
| Clothes Washer Oil WH_Com, G - Oth [unit w/ gas dry - Dryer] | G | Yes | Small Office | Other | NC | 759.5121 | 120.8186 | 6.2864
| Clothes Washer Oil WH_Com, G - Oth [unit w/ gas dry - Dryer] | G | Yes | Small Office | Other | REPL | 13817.7773 | 2198.1746 | 6.286
| Clothes Washer Oil WH_Com, O - HWat [unit w/ gas dry - Water Heater] | O | Yes | Small Office | Water Heating | NC | 759.5121 | 120.8186 | 6.2864
| Clothes Washer Oil WH_Com, O - HWat [unit w/ gas dry - Water Heater] | O | Yes | Small Office | Water Heating | REPL | 13817.7773 | 2198.1746 | 6.286
| Clothes Washer Oil WH_Com, E - Appl [unit w/ propane dry - Washer] | E | Yes | Small Office | Appliances | NC | 1137.9909 | 181.2278 | 6.2793
| Clothes Washer Oil WH_Com, E - Appl [unit w/ propane dry - Washer] | E | Yes | Small Office | Appliances | REPL | 20703.9971 | 3297.262 | 6.2791
| Clothes Washer Oil WH_Com, O - HWat [unit w/ propane dry - Water Heater] | O | Yes | Small Office | Water Heating | NC | 1137.9909 | 181.2278 | 6.2793
| Clothes Washer Oil WH_Com, O - HWat [unit w/ propane dry - Water Heater] | O | Yes | Small Office | Water Heating | REPL | 20703.9971 | 3297.262 | 6.2791
| Clothes Washer Propane WH_Com, E - Appl [unit w/ elec dry - Washer] | E | Yes | Small Office | Appliances | NC | 856.8047 | 129.9556 | 6.5931
| Clothes Washer Propane WH_Com, E - Appl [unit w/ elec dry - Washer] | E | Yes | Small Office | Appliances | REPL | 15588.7171 | 2364.4144 | 6.5931
| Clothes Washer Propane WH_Com, E - Appl [unit w/ elec dry - Dryer] | E | Yes | Small Office | Appliances | NC | 856.8047 | 129.9556 | 6.5931
| Clothes Washer Propane WH_Com, E - Appl [unit w/ elec dry - Dryer] | E | Yes | Small Office | Appliances | REPL | 15588.7171 | 2364.4144 | 6.5931
| Clothes Washer Propane WH_Com, E - Appl [unit w/ gas dry - Washer] | E | Yes | Small Office | Appliances | NC | 379.2882 | 62.128 | 6.1049
| Clothes Washer Propane WH_Com, E - Appl [unit w/ gas dry - Washer] | E | Yes | Small Office | Appliances | REPL | 6900.5844 | 1129.5902 | 6.1089
| Clothes Washer Propane WH_Com, G - Oth [unit w/ gas dry - Dryer] | G | Yes | Small Office | Other | NC | 379.2882 | 62.128 | 6.1049
| Clothes Washer Propane WH_Com, G - Oth [unit w/ gas dry - Dryer] | G | Yes | Small Office | Other | REPL | 6900.5844 | 1129.5902 | 6.1089
| Clothes Washer Propane WH_Com, E - Appl [unit w/ propane dry - Washer] | E | Yes | Small Office | Appliances | NC | 758.9019 | 121.2495 | 6.259
| Clothes Washer Propane WH_Com, E - Appl [unit w/ propane dry - Washer] | E | Yes | Small Office | Appliances | REPL | 13806.9465 | 2205.8223 | 6.2593
| Clothes Washer Propane WH_Com, P - HWat [unit w/ propane dry - Water Heater] | Prp | Yes | Small Office | Water Heating | NC | 758.9019 | 121.2495 | 6.259
| Clothes Washer Propane WH_Com, P - HWat [unit w/ propane dry - Water Heater] | Prp | Yes | Small Office | Water Heating | REPL | 13806.9465 | 2205.8223 | 6.2593
| Dishwasher_Com, E - Appl [Building w elec WH] | E | Yes | Small Office | Appliances | NC | 369.3064 | 138.5087 | 2.6663
| Dishwasher_Com, E - Appl [Building w elec WH] | E | Yes | Small Office | Appliances | REPL | 3831.9282 | 1437.1678 | 2.6663
| Dishwasher_Com, E - HWat [Building w elec WH] | E | Yes | Small Office | Water Heating | NC | 9.8545 | 0 | 0
| Dishwasher_Com, E - HWat [Building w elec WH] | E | Yes | Small Office | Water Heating | REPL | 102.2506 | 0 | 0
| Dishwasher_Com, E - Appl [Building w gas WH] | E | Yes | Small Office | Appliances | NC | 923.2661 | 346.2717 | 2.6663
| Dishwasher_Com, E - Appl [Building w gas WH] | E | Yes | Small Office | Appliances | REPL | 9579.8206 | 3592.9194 | 2.6663
| Dishwasher_Com, G - HWat [Building w gas WH] | G | Yes | Small Office | Water Heating | NC | 250.8131 | 0 | 0
| Dishwasher_Com, G - HWat [Building w gas WH] | G | Yes | Small Office | Water Heating | REPL | 2538.553 | 0 | 0
| Dishwasher_Com, E - Appl [Building w oil WH] | E | Yes | Small Office | Appliances | NC | 92.3266 | 34.6272 | 2.6663
| Dishwasher_Com, E - Appl [Building w oil WH] | E | Yes | Small Office | Appliances | REPL | 957.9821 | 359.2919 | 2.6663
| Dishwasher_Com, O - HWat [Building w oil WH] | O | Yes | Small Office | Water Heating | NC | 0.60068 | 0 | 0
| Dishwasher_Com, O - HWat [Building w oil WH] | O | Yes | Small Office | Water Heating | REPL | 6.0797 | 0 | 0
| Dishwasher_Com, E - Appl [Building w propane WH] | E | Yes | Small Office | Appliances | NC | 92.3266 | 34.6272 | 2.6663
| Dishwasher_Com, E - Appl [Building w propane WH] | E | Yes | Small Office | Appliances | REPL | 957.9821 | 359.2919 | 2.6663
| Faucet Aerator_Com, E - HWat | E | Yes | Small Office | Water Heating | RET | 5113.67 | 370.8788 | 13.788
| Faucet Aerator_Com, G - HWat | G | Yes | Small Office | Water Heating | RET | 51508.081 | 7347.1317 | 7.0106
| Faucet Aerator_Com, O - HWat | O | Yes | Small Office | Water Heating | RET | 1216.3957 | 49.6321 | 24.5082
| Pre Rinse Sprayers_Com, E - HWat | E | Yes | Small Office | Water Heating | RET | 126.3435 | 2.6971 | 46.8447
| Pre Rinse Sprayers_Com, G - HWat | G | Yes | Small Office | Water Heating | RET | 1507.4933 | 57.5848 | 26.1787
| Pre Rinse Sprayers_Com, O - HWat | O | Yes | Small Office | Water Heating | RET | 31.8301 | 0.389 | 81.8247
| Heat Pump Water Heater_Com, E - HWat | E | Yes | Small Office | Water Heating | NC | 5095.5802 | 2673.0335 | 1.9063
| Heat Pump Water Heater_Com, E - HWat | E | Yes | Small Office | Water Heating | RET | 28571.2462 | 18637.8419 | 1.533
| Heat Pump Water Heater_Com, E - HWat | E | Yes | Small Office | Water Heating | REPL | 3344.1416 | 1754.2659 | 1.9063
| FF Storage Water Heater_Com, G - HWat | G | No | Small Office | Water Heating | NC | 7547.5712 | 19507.9954 | 0.3869
| FF Storage Water Heater_Com, G - HWat | G | No | Small Office | Water Heating | RET | 47934.4585 | 437694.6764 | 0.10952
| FF Storage Water Heater_Com, G - HWat | G | No | Small Office | Water Heating | REPL | 13614.1194 | 35188.0321 | 0.3869
| FF Storage Water Heater_Com, O - HWat | O | Yes | Small Office | Water Heating | NC | 180.3311 | 131.7825 | 1.3684
| FF Storage Water Heater_Com, O - HWat | O | No | Small Office | Water Heating | RET | 1145.2787 | 2956.7629 | 0.38734
| FF Storage Water Heater_Com, O - HWat | O | Yes | Small Office | Water Heating | REPL | 325.2767 | 237.706 | 1.3684
| FF Instantaneous Water Heater_Com, G - HWat | G | No | Small Office | Water Heating | NC | 14773.5613 | 57894.8201 | 0.25518
| FF Instantaneous Water Heater_Com, G - HWat | G | No | Small Office | Water Heating | RET | 68347.1771 | 771174.7306 | 0.088627
| FF Instantaneous Water Heater_Com, G - HWat | G | No | Small Office | Water Heating | REPL | 1.3125e-11 | 5.1435e-11 | 0.25518
| FF Instantaneous Water Heater_Com, O - HWat | O | No | Small Office | Water Heating | NC | 355.3169 | 391.0974 | 0.90851
| FF Instantaneous Water Heater_Com, O - HWat | O | No | Small Office | Water Heating | RET | 1643.8086 | 5209.5239 | 0.31554
| FF Instantaneous Water Heater_Com, O - HWat | O | No | Small Office | Water Heating | REPL | 3.1567e-13 | 3.4746e-13 | 0.90851
| Clothes Dryer_Com, E - Appl | E | Yes | Small Office | Appliances | NC | 11674.4912 | 248.4603 | 46.9874
| Clothes Dryer_Com, E - Appl | E | Yes | Small Office | Appliances | RET | 63868.438 | 4692.9352 | 13.6095
| Clothes Dryer_Com, E - Appl | E | Yes | Small Office | Appliances | REPL | 3788.2654 | 80.6231 | 46.9874
| Clothes Dryer_Com, G - Oth | G | Yes | Small Office | Other | NC | 102.7875 | 97.496 | 1.0543
| Clothes Dryer_Com, G - Oth | G | No | Small Office | Other | RET | 548.5224 | 2115.3089 | 0.25931
| Clothes Dryer_Com, G - Oth | G | Yes | Small Office | Other | REPL | 32.5348 | 30.8599 | 1.0543
| Pnemautic to DDC_Com, E - TotE [Building w Elec Heat] | E | Yes | Small Office | Total Electric | RET | 201071.2694 | 189728.969 | 1.0598
| Pnemautic to DDC_Com, E - TotE [Building w Gas Heat] | E | No | Small Office | Total Electric | RET | 367217.7342 | 731553.5639 | 0.50197
| Pnemautic to DDC_Com, G - TotF [Building w Gas Heat] | G | No | Small Office | Total FF | RET | 367217.7342 | 731553.5639 | 0.50197
| Pnemautic to DDC_Com, E - TotE [Building w Oil Heat] | E | No | Small Office | Total Electric | RET | 121996.5674 | 196829.0512 | 0.61981
| Pnemautic to DDC_Com, O - TotF [Building w Oil Heat] | O | No | Small Office | Total FF | RET | 121996.5674 | 196829.0512 | 0.61981
| Pnemautic to DDC_Com, E - TotE [Building w Propane Heat] | E | No | Small Office | Total Electric | RET | 17262.9472 | 59317.8052 | 0.29102
| Data Center_Com, E - TotE [Building w Elec Heat] | E | Yes | Small Office | Total Electric | NC | 36253.623 | 11723.7876 | 3.0923
| Data Center_Com, E - TotE [Building w Elec Heat] | E | Yes | Small Office | Total Electric | RET | 761364.0854 | 533828.3767 | 1.4262
| Data Center_Com, E - TotE [Building w Gas Heat] | E | Yes | Small Office | Total Electric | NC | 74030.9158 | 23940.3034 | 3.0923
| Data Center_Com, E - TotE [Building w Gas Heat] | E | Yes | Small Office | Total Electric | RET | 1554726.8337 | 1090092.5295 | 1.4262
| Data Center_Com, G - TotF [Building w Gas Heat] | G | Yes | Small Office | Total FF | NC | 74030.9158 | 23940.3034 | 3.0923
| Data Center_Com, G - TotF [Building w Gas Heat] | G | Yes | Small Office | Total FF | RET | 1554726.8337 | 1090092.5295 | 1.4262
| Data Center_Com, E - TotE [Building w Oil Heat] | E | Yes | Small Office | Total Electric | NC | 19918.4798 | 6441.288 | 3.0923
| Data Center_Com, E - TotE [Building w Oil Heat] | E | Yes | Small Office | Total Electric | RET | 418308.9559 | 293296.1971 | 1.4262
| Data Center_Com, O - TotF [Building w Oil Heat] | O | Yes | Small Office | Total FF | NC | 19918.4798 | 6441.288 | 3.0923
| Data Center_Com, O - TotF [Building w Oil Heat] | O | Yes | Small Office | Total FF | RET | 418308.9559 | 293296.1971 | 1.4262
| Data Center_Com, E - TotE [Building w Propane Heat] | E | Yes | Small Office | Total Electric | NC | 6002.775 | 1941.1925 | 3.0923
| Data Center_Com, E - TotE [Building w Propane Heat] | E | Yes | Small Office | Total Electric | RET | 126064.5673 | 88389.8316 | 1.4262
| RCx_Com, E - TotE [Building w Elec Heat] | E | Yes | Small Office | Total Electric | RET | 421431.1465 | 98998.0313 | 4.257
| RCx_Com, E - TotE [Building w Gas Heat] | E | Yes | Small Office | Total Electric | RET | 1065645.6288 | 314870.6623 | 3.3844
| RCx_Com, G - TotF [Building w Gas Heat] | G | Yes | Small Office | Total FF | RET | 1065645.6288 | 314870.6623 | 3.3844
| RCx_Com, E - TotE [Building w Oil Heat] | E | Yes | Small Office | Total Electric | RET | 316074.6414 | 84717.9164 | 3.7309
| RCx_Com, O - TotF [Building w Oil Heat] | O | Yes | Small Office | Total FF | RET | 316074.6414 | 84717.9164 | 3.7309
| RCx_Com, E - TotE [Building w Propane Heat] | E | Yes | Small Office | Total Electric | RET | 69779.408 | 25531.1949 | 2.7331
| Commissioning_Com, E - TotE [Building w Elec Heat] | E | Yes | Small Office | Total Electric | NC | 0 | 0 | 0
| Commissioning_Com, E - TotE [Building w Gas Heat] | E | Yes | Small Office | Total Electric | NC | 0 | 0 | 0
| Commissioning_Com, G - TotF [Building w Gas Heat] | G | Yes | Small Office | Total FF | NC | 0 | 0 | 0
| Commissioning_Com, E - TotE [Building w Oil Heat] | E | Yes | Small Office | Total Electric | NC | 0 | 0 | 0
| Commissioning_Com, O - TotF [Building w Oil Heat] | O | Yes | Small Office | Total FF | NC | 0 | 0 | 0
| Commissioning_Com, E - TotE [Building w Propane Heat] | E | Yes | Small Office | Total Electric | NC | 0 | 0 | 0
| Integrated Building Design_Com, E - TotE [Building w Elec Heat] | E | Yes | Small Office | Total Electric | NC | 44054.5008 | 2355.4242 | 18.7034
| Integrated Building Design_Com, E - TotE [Building w Gas Heat] | E | Yes | Small Office | Total Electric | NC | 111980.9128 | 7491.6033 | 14.9475
| Integrated Building Design_Com, G - TotF [Building w Gas Heat] | G | Yes | Small Office | Total FF | NC | 111980.9128 | 7491.6033 | 14.9475
| Integrated Building Design_Com, E - TotE [Building w Oil Heat] | E | Yes | Small Office | Total Electric | NC | 33438.8868 | 2015.6626 | 16.5895
| Integrated Building Design_Com, O - TotF [Building w Oil Heat] | O | Yes | Small Office | Total FF | NC | 33438.8868 | 2015.6626 | 16.5895
| Integrated Building Design_Com, E - TotE [Building w Propane Heat] | E | Yes | Small Office | Total Electric | NC | 7294.4228 | 607.4544 | 12.0082
| Deep Energy Retrofit_Com, E - TotE [Building w Elec Heat] | E | Yes | Small Office | Total Electric | RET | 202584.2443 | 69906.7677 | 2.8979
| Deep Energy Retrofit_Com, E - TotE [Building w Gas Heat] | E | Yes | Small Office | Total Electric | RET | 512457.4401 | 222343.7167 | 2.3048
| Deep Energy Retrofit_Com, G - TotF [Building w Gas Heat] | G | Yes | Small Office | Total FF | RET | 512457.4401 | 222343.7167 | 2.3048
| Deep Energy Retrofit_Com, E - TotE [Building w Oil Heat] | E | Yes | Small Office | Total Electric | RET | 152725.9808 | 59822.9644 | 2.553
| Deep Energy Retrofit_Com, O - TotF [Building w Oil Heat] | O | Yes | Small Office | Total FF | RET | 152725.9808 | 59822.9644 | 2.553
| Deep Energy Retrofit_Com, E - TotE [Building w Propane Heat] | E | Yes | Small Office | Total Electric | RET | 33543.3409 | 18028.6748 | 1.8606
| EMS_Com, E - TotE [Building w Elec Heat] | E | Yes | Small Office | Total Electric | NC | 80132.468 | 31682.7653 | 2.5292
| EMS_Com, E - TotE [Building w Elec Heat] | E | Yes | Small Office | Total Electric | RET | 1282584.1398 | 403381.3306 | 3.1796
| EMS_Com, E - TotE [Building w Gas Heat] | E | Yes | Small Office | Total Electric | NC | 206547.4756 | 100769.4108 | 2.0497
| EMS_Com, E - TotE [Building w Gas Heat] | E | Yes | Small Office | Total Electric | RET | 3289095.1366 | 2565969.1412 | 1.2818
| EMS_Com, G - TotF [Building w Gas Heat] | G | Yes | Small Office | Total FF | NC | 206547.4756 | 100769.4108 | 2.0497
| EMS_Com, G - TotF [Building w Gas Heat] | G | Yes | Small Office | Total FF | RET | 3289095.1366 | 2565969.1412 | 1.2818
| EMS_Com, E - TotE [Building w Oil Heat] | E | Yes | Small Office | Total Electric | NC | 62023.0875 | 27112.6388 | 2.2876
| EMS_Com, E - TotE [Building w Oil Heat] | E | Yes | Small Office | Total Electric | RET | 985657.7193 | 690390.0088 | 1.4277
| EMS_Com, O - TotF [Building w Oil Heat] | O | Yes | Small Office | Total FF | NC | 62023.0875 | 27112.6388 | 2.2876
| EMS_Com, O - TotF [Building w Oil Heat] | O | Yes | Small Office | Total FF | RET | 985657.7193 | 690390.0088 | 1.4277
| EMS_Com, E - TotE [Building w Propane Heat] | E | Yes | Small Office | Total Electric | NC | 13268.1132 | 8170.858 | 1.6238
| EMS_Com, E - TotE [Building w Propane Heat] | E | No | Small Office | Total Electric | RET | 212366.7477 | 208060.8519 | 1.0207
| VFDs on HVAC Pumps_Com, E - Oth | E | Yes | Small Office | Other | RET | 85343.4203 | 20956.2707 | 4.0725
| ECM Circulators_Com, E - Oth | E | Yes | Small Office | Other | RET | 265683.9995 | 100042.384 | 2.6557
| Motors_Com, E - Oth | E | Yes | Small Office | Other | NC | 6621.6003 | 2267.7954 | 2.9198
| Motors_Com, E - Oth | E | Yes | Small Office | Other | RET | 64374.8276 | 37026.7029 | 1.7386
| Motors_Com, E - Oth | E | Yes | Small Office | Other | REPL | 386.2793 | 132.2947 | 2.9198
| Ext Area Ltg_Com, E - ExtL | E | Yes | Small Office | Exterior Lighting | NC | 28441.9064 | 4726.3947 | 6.0177
| Ext Area Ltg_Com, E - ExtL | E | Yes | Small Office | Exterior Lighting | RET | 186659.3274 | 31018.5133 | 6.0177
| Ext Area Ltg_Com, E - ExtL | E | Yes | Small Office | Exterior Lighting | REPL | 247747.8409 | 41170.0278 | 6.0177
| Street Ltg_Com, E - ExtL | E | Yes | Small Office | Exterior Lighting | NC | 5294.2367 | 748.4693 | 7.0734
| Street Ltg_Com, E - ExtL | E | Yes | Small Office | Exterior Lighting | RET | 34745.1628 | 4912.0748 | 7.0734
| Street Ltg_Com, E - ExtL | E | Yes | Small Office | Exterior Lighting | REPL | 46116.3082 | 6519.6631 | 7.0734
| Ext Ltg Ctrls_Com, E - ExtL | E | Yes | Small Office | Exterior Lighting | RET | 173738.8435 | 26978.6262 | 6.4399
| Ext Ltg Dsgn_Com, E - ExtL | E | Yes | Small Office | Exterior Lighting | NC | 4068.9519 | 556.1703 | 7.316
| Ext Ltg Dsgn_Com, E - ExtL | E | Yes | Small Office | Exterior Lighting | REPL | 35605.1058 | 4866.7326 | 7.316
| Int Ltg Ctrls_Com, E - IntL [No Heat] | E | Yes | Small Office | Interior Lighting | RET | 323483.7808 | 56322.7264 | 5.7434
| Int Ltg Ctrls_Com, E - IntL [Electric Heat] | E | Yes | Small Office | Interior Lighting | RET | 265832.6882 | 61277.4792 | 4.3382
| Int Ltg Ctrls_Com, E/G - IntL | E | Yes | Small Office | Interior Lighting | RET | 1612771.6356 | 371173.7379 | 4.3451
| Int Ltg Ctrls_Com, E/O - IntL | E | Yes | Small Office | Interior Lighting | RET | 452825.6878 | 174383.6898 | 2.5967
| Exit Sign RetFit_Com, E - IntL [No Heat] | E | Yes | Small Office | Interior Lighting | RET | 11933.6513 | 2417.8257 | 4.9357
| Exit Sign RetFit_Com, E - IntL [Electric Heat] | E | Yes | Small Office | Interior Lighting | RET | 11266.2075 | 2632.7541 | 4.2792
| Exit Sign RetFit_Com, E/G - IntL | E | Yes | Small Office | Interior Lighting | RET | 61136.9017 | 17880.2336 | 3.4192
| Exit Sign RetFit_Com, E/O - IntL | E | Yes | Small Office | Interior Lighting | RET | 17064.7874 | 9387.2212 | 1.8179
| LED HiLo Bay_Com, E - IntL [No Heat] | E | Yes | Small Office | Interior Lighting | NC | 3732.6274 | 1142.1033 | 3.2682
| LED HiLo Bay_Com, E - IntL [No Heat] | E | Yes | Small Office | Interior Lighting | RET | 27643.3113 | 8458.2554 | 3.2682
| LED HiLo Bay_Com, E - IntL [No Heat] | E | Yes | Small Office | Interior Lighting | REPL | 1461.0156 | 447.0392 | 3.2682
| LED HiLo Bay_Com, E - IntL [Electric Heat] | E | Yes | Small Office | Interior Lighting | NC | 3070.0016 | 1243.6285 | 2.4686
| LED HiLo Bay_Com, E - IntL [Electric Heat] | E | Yes | Small Office | Interior Lighting | RET | 22735.998 | 9210.1372 | 2.4686
| LED HiLo Bay_Com, E - IntL [Electric Heat] | E | Yes | Small Office | Interior Lighting | REPL | 1201.6523 | 486.7779 | 2.4686
| LED HiLo Bay_Com, E/G - IntL | E | Yes | Small Office | Interior Lighting | NC | 18743.6603 | 6878.8683 | 2.7248
| LED HiLo Bay_Com, E/G - IntL | E | Yes | Small Office | Interior Lighting | RET | 138812.9009 | 50943.9268 | 2.7248
| LED HiLo Bay_Com, E/G - IntL | E | Yes | Small Office | Interior Lighting | REPL | 7336.5962 | 2692.5092 | 2.7248
| LED HiLo Bay_Com, E/O - IntL | E | Yes | Small Office | Interior Lighting | NC | 5231.8088 | 2891.6573 | 1.8093
| LED HiLo Bay_Com, E/O - IntL | E | Yes | Small Office | Interior Lighting | RET | 38746.0368 | 21415.2056 | 1.8093
| LED HiLo Bay_Com, E/O - IntL | E | Yes | Small Office | Interior Lighting | REPL | 2047.8214 | 1131.8452 | 1.8093
| Repl Scre_Com, E - IntL [No Heat] | E | Yes | Small Office | Interior Lighting | NC | 0 | 0 | 0
| Repl Scre_Com, E - IntL [No Heat] | E | Yes | Small Office | Interior Lighting | RET | 0 | 0 | 0
| Repl Scre_Com, E - IntL [No Heat] | E | Yes | Small Office | Interior Lighting | REPL | 0 | 0 | 0
| Repl Scre_Com, E - IntL [Electric Heat] | E | Yes | Small Office | Interior Lighting | NC | 0 | 0 | 0
| Repl Scre_Com, E - IntL [Electric Heat] | E | Yes | Small Office | Interior Lighting | RET | 0 | 0 | 0
| Repl Scre_Com, E - IntL [Electric Heat] | E | Yes | Small Office | Interior Lighting | REPL | 0 | 0 | 0
| Repl Scre_Com, E/G - IntL | E | Yes | Small Office | Interior Lighting | NC | 0 | 0 | 0
| Repl Scre_Com, E/G - IntL | E | Yes | Small Office | Interior Lighting | RET | 0 | 0 | 0
| Repl Scre_Com, E/G - IntL | E | Yes | Small Office | Interior Lighting | REPL | 0 | 0 | 0
| Repl Scre_Com, E/O - IntL | E | Yes | Small Office | Interior Lighting | NC | 0 | 0 | 0
| Repl Scre_Com, E/O - IntL | E | Yes | Small Office | Interior Lighting | RET | 0 | 0 | 0
| Repl Scre_Com, E/O - IntL | E | Yes | Small Office | Interior Lighting | REPL | 0 | 0 | 0
| Lin LED Fixture_Com, E - IntL [No Heat] | E | Yes | Small Office | Interior Lighting | NC | 11098.3221 | 4179.6207 | 2.6553
| Lin LED Fixture_Com, E - IntL [No Heat] | E | Yes | Small Office | Interior Lighting | RET | 59295.7564 | 33834.4577 | 1.7525
| Lin LED Fixture_Com, E - IntL [No Heat] | E | Yes | Small Office | Interior Lighting | REPL | 7516.7256 | 2830.7938 | 2.6553
| Lin LED Fixture_Com, E - IntL [Electric Heat] | E | Yes | Small Office | Interior Lighting | NC | 10477.5979 | 4551.1607 | 2.3022
| Lin LED Fixture_Com, E - IntL [Electric Heat] | E | Yes | Small Office | Interior Lighting | RET | 55979.3714 | 36842.1127 | 1.5194
| Lin LED Fixture_Com, E - IntL [Electric Heat] | E | Yes | Small Office | Interior Lighting | REPL | 7096.3185 | 3082.4323 | 2.3022
| Lin LED Fixture_Com, E/G - IntL | E | Yes | Small Office | Interior Lighting | NC | 56857.4539 | 23439.7571 | 2.4257
| Lin LED Fixture_Com, E/G - IntL | E | Yes | Small Office | Interior Lighting | RET | 303776.1663 | 180831.5839 | 1.6799
| Lin LED Fixture_Com, E/G - IntL | E | Yes | Small Office | Interior Lighting | REPL | 38508.6932 | 15875.3928 | 2.4257
| Lin LED Fixture_Com, E/O - IntL | E | Yes | Small Office | Interior Lighting | NC | 15870.2901 | 8858.2843 | 1.7916
| Lin LED Fixture_Com, E/O - IntL | E | Yes | Small Office | Interior Lighting | RET | 84791.2725 | 62846.615 | 1.3492
| Lin LED Fixture_Com, E/O - IntL | E | Yes | Small Office | Interior Lighting | REPL | 10748.7073 | 5999.5819 | 1.7916
| LED Tube Repl_Com, E - IntL [No Heat] | E | Yes | Small Office | Interior Lighting | RET | 399138.5358 | 25735.2678 | 15.5094
| LED Tube Repl_Com, E - IntL [No Heat] | E | Yes | Small Office | Interior Lighting | REPL | 211634.7727 | 13645.5818 | 15.5094
| LED Tube Repl_Com, E - IntL [Electric Heat] | E | Yes | Small Office | Interior Lighting | RET | 376814.8967 | 28022.9595 | 13.4466
| LED Tube Repl_Com, E - IntL [Electric Heat] | E | Yes | Small Office | Interior Lighting | REPL | 199798.1349 | 14858.582 | 13.4466
| LED Tube Repl_Com, E/G - IntL | E | Yes | Small Office | Interior Lighting | RET | 2044813.6849 | 240853.7903 | 8.4899
| LED Tube Repl_Com, E/G - IntL | E | Yes | Small Office | Interior Lighting | REPL | 1084219.2386 | 127707.6318 | 8.4899
| LED Tube Repl_Com, E/O - IntL | E | Yes | Small Office | Interior Lighting | RET | 570756.9376 | 149195.6054 | 3.8256
| LED Tube Repl_Com, E/O - IntL | E | Yes | Small Office | Interior Lighting | REPL | 302631.803 | 79107.8165 | 3.8256
| Repl pin CFL wLED_Com, E - IntL [No Heat] | E | Yes | Small Office | Interior Lighting | RET | 6194.6865 | 2238.9684 | 2.7668
| Repl pin CFL wLED_Com, E - IntL [No Heat] | E | Yes | Small Office | Interior Lighting | REPL | 3922.5214 | 1417.7314 | 2.7668
| Repl pin CFL wLED_Com, E - IntL [Electric Heat] | E | Yes | Small Office | Interior Lighting | RET | 5848.2205 | 2437.9976 | 2.3988
| Repl pin CFL wLED_Com, E - IntL [Electric Heat] | E | Yes | Small Office | Interior Lighting | REPL | 3703.1365 | 1543.7582 | 2.3988
| Repl pin CFL wLED_Com, E/G - IntL | E | Yes | Small Office | Interior Lighting | RET | 31735.7976 | 12628.7986 | 2.513
| Repl pin CFL wLED_Com, E/G - IntL | E | Yes | Small Office | Interior Lighting | REPL | 20095.3421 | 7996.6488 | 2.513
| Repl pin CFL wLED_Com, E/O - IntL | E | Yes | Small Office | Interior Lighting | RET | 8858.2284 | 4797.1501 | 1.8466
| Repl pin CFL wLED_Com, E/O - IntL | E | Yes | Small Office | Interior Lighting | REPL | 5609.0958 | 3037.5909 | 1.8466
| Refrig Case LED_Com, E - IntL | E | Yes | Small Office | Interior Lighting | NC | 13242.163 | 2930.3336 | 4.519
| Refrig Case LED_Com, E - IntL | E | Yes | Small Office | Interior Lighting | RET | 72425.2635 | 16026.8519 | 4.519
| Refrig Case LED_Com, E - IntL | E | Yes | Small Office | Interior Lighting | REPL | 22631.7792 | 5008.1444 | 4.519
| Refrig Case Ctrls_Com, E - IntL | E | Yes | Small Office | Interior Lighting | RET | 42708.5259 | 24036.3808 | 1.7768
| Stair Occ Sensor_Com, E - IntL [No Heat] | E | Yes | Small Office | Interior Lighting | NC | 3899.2886 | 1319.8339 | 2.9544
| Stair Occ Sensor_Com, E - IntL [No Heat] | E | Yes | Small Office | Interior Lighting | RET | 38385.5379 | 12992.7639 | 2.9544
| Stair Occ Sensor_Com, E - IntL [Electric Heat] | E | Yes | Small Office | Interior Lighting | NC | 3681.2031 | 1437.1583 | 2.5614
| Stair Occ Sensor_Com, E - IntL [Electric Heat] | E | Yes | Small Office | Interior Lighting | RET | 36238.652 | 14147.7329 | 2.5614
| Stair Occ Sensor_Com, E/G - IntL | E | Yes | Small Office | Interior Lighting | NC | 19976.3188 | 8403.1824 | 2.3772
| Stair Occ Sensor_Com, E/G - IntL | E | Yes | Small Office | Interior Lighting | RET | 196651.7038 | 82722.9562 | 2.3772
| Stair Occ Sensor_Com, E/O - IntL | E | Yes | Small Office | Interior Lighting | NC | 5575.8736 | 3778.9485 | 1.4755
| Stair Occ Sensor_Com, E/O - IntL | E | Yes | Small Office | Interior Lighting | RET | 54890.245 | 37200.8811 | 1.4755
| Int Delamping_Com, E - IntL [No Heat] | E | Yes | Small Office | Interior Lighting | RET | 6505.6913 | 362.972 | 17.9234
| Int Delamping_Com, E - IntL [Electric Heat] | E | Yes | Small Office | Interior Lighting | RET | 6141.8309 | 342.6711 | 17.9234
| Int Delamping_Com, E/G - IntL | E | Yes | Small Office | Interior Lighting | RET | 33329.0962 | 3771.4537 | 8.8372
| Int Delamping_Com, E/O - IntL | E | Yes | Small Office | Interior Lighting | RET | 9302.9566 | 2406.5362 | 3.8657
| Int Ltg Dsgn_Com, E - IntL [No Heat] | E | Yes | Small Office | Interior Lighting | NC | 9125.3096 | 1187.9661 | 7.6815
| Int Ltg Dsgn_Com, E - IntL [Electric Heat] | E | Yes | Small Office | Interior Lighting | NC | 8614.9352 | 1121.5237 | 7.6815
| Int Ltg Dsgn_Com, E/G - IntL | E | Yes | Small Office | Interior Lighting | NC | 46749.5777 | 8767.8202 | 5.3319
| Int Ltg Dsgn_Com, E/O - IntL | E | Yes | Small Office | Interior Lighting | NC | 13048.9374 | 4346.2846 | 3.0023
| Room Air Conditioner_Com, E - Cool | E | Yes | Large Office | Cooling | NC | 0 | 0 | 0
| Room Air Conditioner_Com, E - Cool | E | Yes | Large Office | Cooling | RET | 0 | 0 | 0
| Room Air Conditioner_Com, E - Cool | E | Yes | Large Office | Cooling | REPL | 0 | 0 | 0
| Chiller Systems_Com, E - Cool | E | Yes | Large Office | Cooling | NC | 1151050.0606 | 65790.8258 | 17.4956
| Chiller Systems_Com, E - Cool | E | Yes | Large Office | Cooling | RET | 3419732.9272 | 405995.0408 | 8.4231
| Chiller Systems_Com, E - Cool | E | Yes | Large Office | Cooling | REPL | 1.0483e-09 | 5.9921e-11 | 17.4956
| Chiller Tuneup_Com, E - Cool | E | Yes | Large Office | Cooling | RET | 1167018.9153 | 111379.2343 | 10.4779
| Computer Room Air Conditioner_Com, E - Cool | E | Yes | Large Office | Cooling | NC | 138100.959 | 35248.2124 | 3.918
| Computer Room Air Conditioner_Com, E - Cool | E | Yes | Large Office | Cooling | REPL | 906332.822 | 231327.9507 | 3.918
| Mini Split Ductless AC_Com, E - Cool | E | Yes | Large Office | Cooling | NC | 0 | 0 | 0
| Mini Split Ductless AC_Com, E - Cool | E | Yes | Large Office | Cooling | RET | 0 | 0 | 0
| Mini Split Ductless AC_Com, E - Cool | E | Yes | Large Office | Cooling | REPL | 0 | 0 | 0
| Eff Unitary AC_Com, E - Cool | E | Yes | Large Office | Cooling | NC | 42874.1267 | 19087.7318 | 2.2462
| Eff Unitary AC_Com, E - Cool | E | No | Large Office | Cooling | RET | 346545.2904 | 1130102.5222 | 0.30665
| Eff Unitary AC_Com, E - Cool | E | Yes | Large Office | Cooling | REPL | 206403.2191 | 91891.5342 | 2.2462
| PTAC_Com, E - Cool | E | Yes | Large Office | Cooling | NC | 0 | 0 | 0
| PTAC_Com, E - Cool | E | Yes | Large Office | Cooling | RET | 0 | 0 | 0
| PTAC_Com, E - Cool | E | Yes | Large Office | Cooling | REPL | 0 | 0 | 0
| Unitary Equipment Economizer_Com, E - Cool | E | No | Large Office | Cooling | RET | 248477.9317 | 375371.7338 | 0.66195
| AC Tuneup_Com, E - Cool [ASHP] | E | Yes | Large Office | Cooling | RET | 62896.107 | 2282.7641 | 27.5526
| AC Tuneup_Com, E - Heat [ASHP] | E | Yes | Large Office | Space Heating | RET | 62896.107 | 2282.7641 | 27.5526
| AC Tuneup_Com, E - Cool [Unitary AC] | E | Yes | Large Office | Cooling | RET | 182293.0569 | 9256.6307 | 19.6932
| DCV_Com, E - Cool [Building w Elec Heat] | E | Yes | Large Office | Cooling | RET | 6605966.458 | 654294.8435 | 10.0963
| DCV_Com, E - Heat [Building w Elec Heat] | E | Yes | Large Office | Space Heating | RET | 6605966.458 | 654294.8435 | 10.0963
| DCV_Com, E - Vent [Building w Elec Heat] | E | Yes | Large Office | Ventilation | RET | 6605966.458 | 654294.8435 | 10.0963
| DCV_Com, E - Cool [Building w Gas Heat] | E | Yes | Large Office | Cooling | RET | 15406527.1416 | 1336088.4363 | 11.5311
| DCV_Com, G - Heat [Building w Gas Heat] | G | Yes | Large Office | Space Heating | RET | 15406527.1416 | 1336088.4363 | 11.5311
| DCV_Com, E - Vent [Building w Gas Heat] | E | Yes | Large Office | Ventilation | RET | 15406527.1416 | 1336088.4363 | 11.5311
| DCV_Com, E - Cool [Building w Oil Heat] | E | Yes | Large Office | Cooling | RET | 5075546.6056 | 359482.9308 | 14.119
| DCV_Com, O - Heat [Building w Oil Heat] | O | Yes | Large Office | Space Heating | RET | 5075546.6056 | 359482.9308 | 14.119
| DCV_Com, E - Vent [Building w Oil Heat] | E | Yes | Large Office | Ventilation | RET | 5075546.6056 | 359482.9308 | 14.119
| DCV_Com, E - Cool [Building w Propane Heat] | E | Yes | Large Office | Cooling | RET | 1120345.072 | 108336.3373 | 10.3414
| DCV_Com, P - Heat [Building w Propane Heat] | Prp | Yes | Large Office | Space Heating | RET | 1120345.072 | 108336.3373 | 10.3414
| DCV_Com, E - Vent [Building w Propane Heat] | E | Yes | Large Office | Ventilation | RET | 1120345.072 | 108336.3373 | 10.3414
| Controls for Unitary AC_Com, E - Cool | E | No | Large Office | Cooling | RET | 343806.7783 | 348909.0653 | 0.98538
| Optimized Unitary AC Sys_Com, E - Cool [Building w Elec Heat] | E | No | Large Office | Cooling | NC | 97256.5098 | 118247.8863 | 0.82248
| Optimized Unitary AC Sys_Com, E - Heat [Building w Elec Heat] | E | No | Large Office | Space Heating | NC | 97256.5098 | 118247.8863 | 0.82248
| Optimized Unitary AC Sys_Com, E - Cool [Building w Gas Heat] | E | Yes | Large Office | Cooling | NC | 784013.2548 | 71853.5355 | 10.9113
| Optimized Unitary AC Sys_Com, G - Heat [Building w Gas Heat] | G | Yes | Large Office | Space Heating | NC | 784013.2548 | 71853.5355 | 10.9113
| Optimized Unitary AC Sys_Com, E - Cool [Building w Oil Heat] | E | Yes | Large Office | Cooling | NC | 493406.385 | 18687.1876 | 26.4035
| Optimized Unitary AC Sys_Com, O - Heat [Building w Oil Heat] | O | Yes | Large Office | Space Heating | NC | 493406.385 | 18687.1876 | 26.4035
| Optimized Unitary AC Sys_Com, E - Cool [Building w Propane Heat] | E | Yes | Large Office | Cooling | NC | 24438.6439 | 5235.7905 | 4.6676
| Optimized Unitary AC Sys_Com, P - Heat [Building w Propane Heat] | Prp | Yes | Large Office | Space Heating | NC | 24438.6439 | 5235.7905 | 4.6676
| Optimized Chiller Sys_Com, E - Cool | E | No | Large Office | Cooling | NC | 388289.443 | 466738.5959 | 0.83192
| Cool Roof_Com, E - Cool [Building w Elec Heat] | E | No | Large Office | Cooling | NC | 120748.3852 | 123758.5071 | 0.97568
| Cool Roof_Com, E - Cool [Building w Elec Heat] | E | No | Large Office | Cooling | RET | 808299.8483 | 1420824.7383 | 0.56889
| Cool Roof_Com, E - Heat [Building w Elec Heat] | E | No | Large Office | Space Heating | NC | 120748.3852 | 123758.5071 | 0.97568
| Cool Roof_Com, E - Heat [Building w Elec Heat] | E | No | Large Office | Space Heating | RET | 808299.8483 | 1420824.7383 | 0.56889
| Cool Roof_Com, E - Cool [Building w Gas Heat] | E | No | Large Office | Cooling | NC | 263864.9305 | 290780.1736 | 0.90744
| Cool Roof_Com, E - Cool [Building w Gas Heat] | E | No | Large Office | Cooling | RET | 1766334.0416 | 3149898.3087 | 0.56076
| Cool Roof_Com, G - Heat [Building w Gas Heat] | G | No | Large Office | Space Heating | NC | 263864.9305 | 290780.1736 | 0.90744
| Cool Roof_Com, G - Heat [Building w Gas Heat] | G | No | Large Office | Space Heating | RET | 1766334.0416 | 3149898.3087 | 0.56076
| Cool Roof_Com, E - Cool [Building w Oil Heat] | E | No | Large Office | Cooling | NC | 70994.506 | 92417.1093 | 0.7682
| Cool Roof_Com, E - Cool [Building w Oil Heat] | E | No | Large Office | Cooling | RET | 475243.1956 | 940097.481 | 0.50553
| Cool Roof_Com, O - Heat [Building w Oil Heat] | O | No | Large Office | Space Heating | NC | 70994.506 | 92417.1093 | 0.7682
| Cool Roof_Com, O - Heat [Building w Oil Heat] | O | No | Large Office | Space Heating | RET | 475243.1956 | 940097.481 | 0.50553
| Cool Roof_Com, E - Cool [Building w Propane Heat] | E | No | Large Office | Cooling | NC | 21395.4102 | 29602.9392 | 0.72275
| Cool Roof_Com, E - Cool [Building w Propane Heat] | E | No | Large Office | Cooling | RET | 143222.6754 | 294751.0789 | 0.48591
| Cool Roof_Com, P - Heat [Building w Propane Heat] | Prp | No | Large Office | Space Heating | NC | 21395.4102 | 29602.9392 | 0.72275
| Cool Roof_Com, P - Heat [Building w Propane Heat] | Prp | No | Large Office | Space Heating | RET | 143222.6754 | 294751.0789 | 0.48591
| GSHP_Com, E - Cool | E | Yes | Large Office | Cooling | RET | 302483.5407 | 82630.7355 | 3.6607
| GSHP_Com, E - Cool | E | Yes | Large Office | Cooling | REPL | 4.3342e-11 | 8.7586e-12 | 4.9485
| GSHP_Com, E - Heat | E | Yes | Large Office | Space Heating | RET | 302483.5407 | 82630.7355 | 3.6607
| GSHP_Com, E - Heat | E | Yes | Large Office | Space Heating | REPL | 4.3342e-11 | 8.7586e-12 | 4.9485
| Unitary HP_Com, E - Cool | E | Yes | Large Office | Cooling | NC | 35374.0023 | 7834.9256 | 4.5149
| Unitary HP_Com, E - Cool | E | No | Large Office | Cooling | RET | 216993.2497 | 214660.0344 | 1.0109
| Unitary HP_Com, E - Cool | E | Yes | Large Office | Cooling | REPL | 107014.1659 | 23702.3795 | 4.5149
| Unitary HP_Com, E - Heat | E | Yes | Large Office | Space Heating | NC | 35374.0023 | 7834.9256 | 4.5149
| Unitary HP_Com, E - Heat | E | No | Large Office | Space Heating | RET | 216993.2497 | 214660.0344 | 1.0109
| Unitary HP_Com, E - Heat | E | Yes | Large Office | Space Heating | REPL | 107014.1659 | 23702.3795 | 4.5149
| PTHP_Com, E - Cool | E | Yes | Large Office | Cooling | NC | 0 | 0 | 0
| PTHP_Com, E - Cool | E | Yes | Large Office | Cooling | RET | 0 | 0 | 0
| PTHP_Com, E - Cool | E | Yes | Large Office | Cooling | REPL | 0 | 0 | 0
| PTHP_Com, E - Heat | E | Yes | Large Office | Space Heating | NC | 0 | 0 | 0
| PTHP_Com, E - Heat | E | Yes | Large Office | Space Heating | RET | 0 | 0 | 0
| PTHP_Com, E - Heat | E | Yes | Large Office | Space Heating | REPL | 0 | 0 | 0
| Minisplit Ductless HP_Com, E - Cool | E | Yes | Large Office | Cooling | RET | 1514865.3258 | 46587.1991 | 32.5168
| Minisplit Ductless HP_Com, E - Cool | E | Yes | Large Office | Cooling | REPL | 141456.1338 | 2308.3299 | 61.2807
| Minisplit Ductless HP_Com, E - Heat | E | Yes | Large Office | Space Heating | RET | 1514865.3258 | 46587.1991 | 32.5168
| Minisplit Ductless HP_Com, E - Heat | E | Yes | Large Office | Space Heating | REPL | 141456.1338 | 2308.3299 | 61.2807
| Programmable TStat_Com, E - Cool [Building w Elec Heat] | E | Yes | Large Office | Cooling | NC | 0 | 0 | 0
| Programmable TStat_Com, E - Heat [Building w Elec Heat] | E | Yes | Large Office | Space Heating | NC | 0 | 0 | 0
| Programmable TStat_Com, E - Cool [Building w Gas Heat] | E | Yes | Large Office | Cooling | NC | 0 | 0 | 0
| Programmable TStat_Com, E - Cool [Building w Gas Heat] | E | Yes | Large Office | Cooling | RET | 0 | 0 | 0
| Programmable TStat_Com, G - Heat [Building w Gas Heat] | G | Yes | Large Office | Space Heating | NC | 0 | 0 | 0
| Programmable TStat_Com, G - Heat [Building w Gas Heat] | G | Yes | Large Office | Space Heating | RET | 0 | 0 | 0
| Programmable TStat_Com, E - Cool [Building w Propane Heat] | E | Yes | Large Office | Cooling | NC | 0 | 0 | 0
| Programmable TStat_Com, E - Cool [Building w Propane Heat] | E | Yes | Large Office | Cooling | RET | 0 | 0 | 0
| Programmable TStat_Com, P - Heat [Building w Propane Heat] | Prp | Yes | Large Office | Space Heating | NC | 0 | 0 | 0
| Programmable TStat_Com, P - Heat [Building w Propane Heat] | Prp | Yes | Large Office | Space Heating | RET | 0 | 0 | 0
| Programmable TStat_Com, E - Cool [Building w Oil Heat] | E | Yes | Large Office | Cooling | NC | 0 | 0 | 0
| Programmable TStat_Com, E - Cool [Building w Oil Heat] | E | Yes | Large Office | Cooling | RET | 0 | 0 | 0
| Programmable TStat_Com, O - Heat [Building w Oil Heat] | O | Yes | Large Office | Space Heating | NC | 0 | 0 | 0
| Programmable TStat_Com, O - Heat [Building w Oil Heat] | O | Yes | Large Office | Space Heating | RET | 0 | 0 | 0
| Smart TStat_Com, E - Cool [Building w Elec Heat] | E | Yes | Large Office | Cooling | NC | 37452.5174 | 9787.2966 | 3.8266
| Smart TStat_Com, E - Cool [Building w Elec Heat] | E | Yes | Large Office | Cooling | RET | 176289.0949 | 61026.2423 | 2.8887
| Smart TStat_Com, E - Heat [Building w Elec Heat] | E | Yes | Large Office | Space Heating | NC | 37452.5174 | 9787.2966 | 3.8266
| Smart TStat_Com, E - Heat [Building w Elec Heat] | E | Yes | Large Office | Space Heating | RET | 176289.0949 | 61026.2423 | 2.8887
| Smart TStat_Com, E - Cool [Building w Gas Heat] | E | Yes | Large Office | Cooling | NC | 88018.4011 | 19985.9344 | 4.404
| Smart TStat_Com, E - Cool [Building w Gas Heat] | E | Yes | Large Office | Cooling | RET | 411864.8976 | -4156.9764 | -99.078
| Smart TStat_Com, G - Heat [Building w Gas Heat] | G | Yes | Large Office | Space Heating | NC | 88018.4011 | 19985.9344 | 4.404
| Smart TStat_Com, G - Heat [Building w Gas Heat] | G | Yes | Large Office | Space Heating | RET | 411864.8976 | -4156.9764 | -99.078
| Smart TStat_Com, E - Cool [Building w Propane Heat] | E | Yes | Large Office | Cooling | NC | 23003.5461 | 5377.3403 | 4.2779
| Smart TStat_Com, E - Cool [Building w Propane Heat] | E | Yes | Large Office | Cooling | RET | 107700.1907 | 33529.0621 | 3.2121
| Smart TStat_Com, P - Heat [Building w Propane Heat] | Prp | Yes | Large Office | Space Heating | NC | 23003.5461 | 5377.3403 | 4.2779
| Smart TStat_Com, P - Heat [Building w Propane Heat] | Prp | Yes | Large Office | Space Heating | RET | 107700.1907 | 33529.0621 | 3.2121
| Smart TStat_Com, E - Cool [Building w Oil Heat] | E | Yes | Large Office | Cooling | NC | 18841.9457 | 1620.5536 | 11.6269
| Smart TStat_Com, E - Cool [Building w Oil Heat] | E | Yes | Large Office | Cooling | RET | 87138.8756 | 10104.557 | 8.6237
| Smart TStat_Com, O - Heat [Building w Oil Heat] | O | Yes | Large Office | Space Heating | NC | 18841.9457 | 1620.5536 | 11.6269
| Smart TStat_Com, O - Heat [Building w Oil Heat] | O | Yes | Large Office | Space Heating | RET | 87138.8756 | 10104.557 | 8.6237
| Boiler Blowdown Controls_Com, G - Heat | G | No | Large Office | Space Heating | RET | 199608.3726 | 513458.8144 | 0.38875
| Boiler Blowdown Controls_Com, O - Heat | O | No | Large Office | Space Heating | RET | 3640.5456 | 9228.278 | 0.3945
| Boiler Blowdown Controls_Com, P - Heat | Prp | No | Large Office | Space Heating | RET | 5300.933 | 16553.8365 | 0.32022
| Boiler Modifications_Com, G - Heat | G | Yes | Large Office | Space Heating | RET | 932246.4895 | 255114.9738 | 3.6542
| Boiler Modifications_Com, O - Heat | O | Yes | Large Office | Space Heating | RET | 18873.5607 | 2363.1621 | 7.9866
| Boiler Modifications_Com, P - Heat | Prp | Yes | Large Office | Space Heating | RET | 26485.7235 | 3400.3684 | 7.7891
| Boilers_Com, G - Heat | G | Yes | Large Office | Space Heating | NC | 452311.8103 | 195206.2631 | 2.3171
| Boilers_Com, G - Heat | G | No | Large Office | Space Heating | RET | 2139312.3206 | 3738271.9835 | 0.57227
| Boilers_Com, G - Heat | G | Yes | Large Office | Space Heating | REPL | 3.2147e-10 | 1.3874e-10 | 2.3171
| Boilers_Com, O - Heat | O | No | Large Office | Space Heating | NC | 3104.0622 | 12126.8184 | 0.25597
| Boilers_Com, O - Heat | O | No | Large Office | Space Heating | RET | 15009.728 | 237427.0343 | 0.063218
| Boilers_Com, O - Heat | O | No | Large Office | Space Heating | REPL | 2.2062e-12 | 8.6189e-12 | 0.25597
| Boilers_Com, P - Heat | Prp | Yes | Large Office | Space Heating | NC | 9987.8405 | 157.2151 | 63.5298
| Boilers_Com, P - Heat | Prp | Yes | Large Office | Space Heating | RET | 47813.2984 | 3047.279 | 15.6905
| Boilers_Com, P - Heat | Prp | Yes | Large Office | Space Heating | REPL | 7.0987e-12 | 1.1174e-13 | 63.5298
| Furnace_Com, G - Heat | G | Yes | Large Office | Space Heating | NC | 34866.2125 | 3415.6298 | 10.2078
| Furnace_Com, G - Heat | G | Yes | Large Office | Space Heating | RET | 154183.9132 | 64545.0784 | 2.3888
| Furnace_Com, G - Heat | G | Yes | Large Office | Space Heating | REPL | 2.6935e-11 | 2.6387e-12 | 10.2078
| Furnace_Com, O - Heat | O | Yes | Large Office | Space Heating | NC | 177326.017 | 5691.6008 | 31.1557
| Furnace_Com, O - Heat | O | Yes | Large Office | Space Heating | RET | 874424.4397 | 119933.9959 | 7.2909
| Furnace_Com, O - Heat | O | Yes | Large Office | Space Heating | REPL | 1.3699e-10 | 4.397e-12 | 31.1557
| Furnace_Com, P - Heat | Prp | Yes | Large Office | Space Heating | NC | 1738.4126 | 44.227 | 39.3066
| Furnace_Com, P - Heat | Prp | Yes | Large Office | Space Heating | RET | 8285.9116 | 900.8099 | 9.1983
| Furnace_Com, P - Heat | Prp | Yes | Large Office | Space Heating | REPL | 1.343e-12 | 3.4167e-14 | 39.3066
| Unit Heater_Com, G - Heat | G | Yes | Large Office | Space Heating | NC | 11099.7281 | 666.395 | 16.6564
| Unit Heater_Com, G - Heat | G | Yes | Large Office | Space Heating | RET | 62394.8665 | 14144.7057 | 4.4112
| Unit Heater_Com, G - Heat | G | Yes | Large Office | Space Heating | REPL | 6851.1659 | 411.3238 | 16.6564
| Unit Heater_Com, P - Heat | Prp | Yes | Large Office | Space Heating | NC | 38288.8689 | 545.957 | 70.1317
| Unit Heater_Com, P - Heat | Prp | Yes | Large Office | Space Heating | RET | 189924.789 | 10225.7048 | 18.5733
| Unit Heater_Com, P - Heat | Prp | Yes | Large Office | Space Heating | REPL | 4.0019e-11 | 5.7063e-13 | 70.1317
| Energy Recovery Ventilator_Com, G - Heat | G | Yes | Large Office | Space Heating | NC | 148836.9735 | 38952.2325 | 3.821
| Energy Recovery Ventilator_Com, G - Heat | G | Yes | Large Office | Space Heating | RET | 876792.4641 | 229465.9929 | 3.821
| Energy Recovery Ventilator_Com, G - Heat | G | Yes | Large Office | Space Heating | REPL | 127041.6431 | 33248.1607 | 3.821
| Energy Recovery Ventilator_Com, O - Heat | O | Yes | Large Office | Space Heating | NC | 95498.4655 | 7066.426 | 13.5144
| Energy Recovery Ventilator_Com, O - Heat | O | Yes | Large Office | Space Heating | RET | 562577.4741 | 41628.0204 | 13.5144
| Energy Recovery Ventilator_Com, O - Heat | O | Yes | Large Office | Space Heating | REPL | 81513.8996 | 6031.6355 | 13.5144
| Energy Recovery Ventilator_Com, P - Heat | Prp | Yes | Large Office | Space Heating | NC | 35629.0099 | 2090.424 | 17.0439
| Energy Recovery Ventilator_Com, P - Heat | Prp | Yes | Large Office | Space Heating | RET | 209889.0102 | 12314.6004 | 17.0439
| Energy Recovery Ventilator_Com, P - Heat | Prp | Yes | Large Office | Space Heating | REPL | 30411.5833 | 1784.3073 | 17.0439
| Forced Air Heating Maintenance_Com, G - Heat | G | Yes | Large Office | Space Heating | RET | 1827.8402 | 1118.658 | 1.634
| Forced Air Heating Maintenance_Com, O - Heat | O | Yes | Large Office | Space Heating | RET | 13056.9851 | 2367.1285 | 5.516
| Forced Air Heating Maintenance_Com, P - Heat | Prp | Yes | Large Office | Space Heating | RET | 226.5335 | 30.6739 | 7.3852
| Infrared Heater_Com, G - Heat | G | Yes | Large Office | Space Heating | NC | 3942.8569 | 151.3645 | 26.0488
| Infrared Heater_Com, G - Heat | G | Z | Large Office | Space Heating | RET | 0 | 0 | 0
| Infrared Heater_Com, G - Heat | G | Yes | Large Office | Space Heating | REPL | 10639.5148 | 408.4462 | 26.0488
| Infrared Heater_Com, P - Heat | Prp | Yes | Large Office | Space Heating | NC | 148938.6989 | 1357.9603 | 109.6782
| Infrared Heater_Com, P - Heat | Prp | Z | Large Office | Space Heating | RET | 0 | 0 | 0
| Infrared Heater_Com, P - Heat | Prp | Yes | Large Office | Space Heating | REPL | 401900.3002 | 3664.3577 | 109.6782
| Steam Trap Maintenance_Com, G - Heat | G | Yes | Large Office | Space Heating | RET | 288410.4761 | 43139.0566 | 6.6856
| Steam Trap Maintenance_Com, O - Heat | O | Yes | Large Office | Space Heating | RET | 3947.7351 | 170.7683 | 23.1175
| Windows_Com, E - Cool [Building w Elec Heat] | E | No | Large Office | Cooling | NC | 353828.7597 | 536159.9321 | 0.65993
| Windows_Com, E - Heat [Building w Elec Heat] | E | No | Large Office | Space Heating | NC | 353828.7597 | 536159.9321 | 0.65993
| Windows_Com, E - Cool [Building w Gas Heat] | E | No | Large Office | Cooling | NC | 830570.5818 | 1094853.6313 | 0.75861
| Windows_Com, G - Heat [Building w Gas Heat] | G | No | Large Office | Space Heating | NC | 830570.5818 | 1094853.6313 | 0.75861
| Windows_Com, E - Cool [Building w Oil Heat] | E | No | Large Office | Cooling | NC | 298198.3611 | 294577.2013 | 1.0123
| Windows_Com, O - Heat [Building w Oil Heat] | O | No | Large Office | Space Heating | NC | 298198.3611 | 294577.2013 | 1.0123
| Windows_Com, E - Cool [Building w Propane Heat] | E | Yes | Large Office | Cooling | NC | 99277.6486 | 88775.8842 | 1.1183
| Windows_Com, P - Heat [Building w Propane Heat] | Prp | Yes | Large Office | Space Heating | NC | 99277.6486 | 88775.8842 | 1.1183
| Window Film_Com, E - Cool [Building w Elec Heat] | E | No | Large Office | Cooling | RET | 0 | 0 | 0
| Window Film_Com, E - Heat [Building w Elec Heat] | E | No | Large Office | Space Heating | RET | 0 | 0 | 0
| Window Film_Com, E - Cool [Building w Gas Heat] | E | No | Large Office | Cooling | RET | 0 | 0 | 0
| Window Film_Com, G - Heat [Building w Gas Heat] | G | No | Large Office | Space Heating | RET | 0 | 0 | 0
| Window Film_Com, E - Cool [Building w Oil Heat] | E | No | Large Office | Cooling | RET | 0 | 0 | 0
| Window Film_Com, O - Heat [Building w Oil Heat] | O | No | Large Office | Space Heating | RET | 0 | 0 | 0
| Window Film_Com, E - Cool [Building w Propane Heat] | E | No | Large Office | Cooling | RET | 0 | 0 | 0
| Window Film_Com, P - Heat [Building w Propane Heat] | Prp | No | Large Office | Space Heating | RET | 0 | 0 | 0
| Motors and Fans_Com, E - Vent | E | Yes | Large Office | Ventilation | NC | 164743.5722 | 56034.918 | 2.94
| Motors and Fans_Com, E - Vent | E | Yes | Large Office | Ventilation | RET | 532902.8641 | 304964.0539 | 1.7474
| Motors and Fans_Com, E - Vent | E | Yes | Large Office | Ventilation | REPL | 9610.5218 | 3268.8668 | 2.94
| ECM Furnace Motors_Com, E - Vent | E | Yes | Large Office | Ventilation | RET | 1683046.199 | 589128.1853 | 2.8568
| VFD on HVAC System_Com, E - Vent | E | Yes | Large Office | Ventilation | RET | 28016182.6914 | 3061016.0407 | 9.1526
| Kitchen DCV_Com, E - Vent [Building w Elec Heat] | E | Yes | Large Office | Ventilation | NC | 73561.9554 | 6929.0905 | 10.6164
| Kitchen DCV_Com, E - Vent [Building w Elec Heat] | E | Yes | Large Office | Ventilation | RET | 411140.4912 | 38726.943 | 10.6164
| Kitchen DCV_Com, E - Vent [Building w Elec Heat] | E | Yes | Large Office | Ventilation | REPL | 30039.2989 | 2829.5199 | 10.6164
| Kitchen DCV_Com, E - Heat [Building w Elec Heat] | E | Yes | Large Office | Space Heating | NC | 73561.9554 | 6929.0905 | 10.6164
| Kitchen DCV_Com, E - Heat [Building w Elec Heat] | E | Yes | Large Office | Space Heating | RET | 411140.4912 | 38726.943 | 10.6164
| Kitchen DCV_Com, E - Heat [Building w Elec Heat] | E | Yes | Large Office | Space Heating | REPL | 30039.2989 | 2829.5199 | 10.6164
| Kitchen DCV_Com, E - Vent [Building w Gas Heat] | E | Yes | Large Office | Ventilation | NC | 73561.9554 | 6929.0905 | 10.6164
| Kitchen DCV_Com, E - Vent [Building w Gas Heat] | E | Yes | Large Office | Ventilation | RET | 411140.4912 | 38726.943 | 10.6164
| Kitchen DCV_Com, E - Vent [Building w Gas Heat] | E | Yes | Large Office | Ventilation | REPL | 30039.2989 | 2829.5199 | 10.6164
| Kitchen DCV_Com, G - Heat [Building w Gas Heat] | G | Yes | Large Office | Space Heating | NC | 48408.1014 | 2502.9247 | 19.3406
| Kitchen DCV_Com, G - Heat [Building w Gas Heat] | G | Yes | Large Office | Space Heating | RET | 267404.4342 | 13988.9388 | 19.1154
| Kitchen DCV_Com, G - Heat [Building w Gas Heat] | G | Yes | Large Office | Space Heating | REPL | 19537.4623 | 1022.0786 | 19.1154
| Kitchen DCV_Com, E - Vent [Building w Oil Heat] | E | Yes | Large Office | Ventilation | NC | 48408.1014 | 2502.9247 | 19.3406
| Kitchen DCV_Com, E - Vent [Building w Oil Heat] | E | Yes | Large Office | Ventilation | RET | 267404.4342 | 13988.9388 | 19.1154
| Kitchen DCV_Com, E - Vent [Building w Oil Heat] | E | Yes | Large Office | Ventilation | REPL | 19537.4623 | 1022.0786 | 19.1154
| Kitchen DCV_Com, O - Heat [Building w Oil Heat] | O | Yes | Large Office | Space Heating | NC | 48408.1014 | 2502.9247 | 19.3406
| Kitchen DCV_Com, O - Heat [Building w Oil Heat] | O | Yes | Large Office | Space Heating | RET | 267404.4342 | 13988.9388 | 19.1154
| Kitchen DCV_Com, O - Heat [Building w Oil Heat] | O | Yes | Large Office | Space Heating | REPL | 19537.4623 | 1022.0786 | 19.1154
| Kitchen DCV_Com, E - Vent [Building w Oil Heat] | E | Yes | Large Office | Ventilation | NC | 48408.1014 | 2502.9247 | 19.3406
| Kitchen DCV_Com, E - Vent [Building w Oil Heat] | E | Yes | Large Office | Ventilation | RET | 267404.4342 | 13988.9388 | 19.1154
| Kitchen DCV_Com, E - Vent [Building w Oil Heat] | E | Yes | Large Office | Ventilation | REPL | 19537.4623 | 1022.0786 | 19.1154
| Kitchen DCV_Com, P - Heat [Building w Propane Heat] | Prp | Yes | Large Office | Space Heating | NC | 3348.0504 | 0 | 0
| Kitchen DCV_Com, P - Heat [Building w Propane Heat] | Prp | Yes | Large Office | Space Heating | RET | 18253.0096 | 0 | 0
| Kitchen DCV_Com, P - Heat [Building w Propane Heat] | Prp | Yes | Large Office | Space Heating | REPL | 1333.6259 | 0 | 0
| Duct Sealing Regulated_Com, E - Vent [Building w Elec Heat] | E | Yes | Large Office | Ventilation | RET | 3610448.6603 | 830764.6033 | 4.3459
| Duct Sealing Regulated_Com, E - Heat [Building w Elec Heat] | E | Yes | Large Office | Space Heating | RET | 3610448.6603 | 830764.6033 | 4.3459
| Duct Sealing Regulated_Com, E - Cool [Building w Elec Heat] | E | Yes | Large Office | Cooling | RET | 3610448.6603 | 830764.6033 | 4.3459
| Duct Sealing Regulated_Com, E - Vent [Building w Gas Heat] | E | Yes | Large Office | Ventilation | RET | 12274267.1279 | 0 | 0
| Duct Sealing Regulated_Com, G - Heat [Building w Gas Heat] | G | Yes | Large Office | Space Heating | RET | 12274267.1279 | 0 | 0
| Duct Sealing Regulated_Com, E - Cool [Building w Gas Heat] | E | Yes | Large Office | Cooling | RET | 12274267.1279 | 0 | 0
| Duct Sealing Non Regulated_Com, E - Vent [Building w Oil Heat] | E | Yes | Large Office | Ventilation | RET | 2456847.9822 | 456439.0158 | 5.3826
| Duct Sealing Non Regulated_Com, O - Heat [Building w Oil Heat] | O | Yes | Large Office | Space Heating | RET | 2456847.9822 | 456439.0158 | 5.3826
| Duct Sealing Non Regulated_Com, E - Cool [Building w Oil Heat] | E | Yes | Large Office | Cooling | RET | 2456847.9822 | 456439.0158 | 5.3826
| Duct Sealing Non Regulated_Com, E - Vent [Building w Propane Heat] | E | Yes | Large Office | Ventilation | RET | 1141132.593 | 0 | 0
| Duct Sealing Non Regulated_Com, P - Heat [Building w Propane Heat] | Prp | Yes | Large Office | Space Heating | RET | 1141132.593 | 0 | 0
| Duct Sealing Non Regulated_Com, E - Cool [Building w Propane Heat] | E | Yes | Large Office | Cooling | RET | 1141132.593 | 0 | 0
| Power Strip_Com, E - Plug [Tier 1] | E | Yes | Large Office | Plug Loads | NC | 0 | 0 | 0
| Power Strip_Com, E - Plug [Tier 1] | E | Yes | Large Office | Plug Loads | RET | 0 | 0 | 0
| Power Strip_Com, E - Plug [Tier 1] | E | Yes | Large Office | Plug Loads | REPL | 0 | 0 | 0
| Power Strip_Com, E - Plug [Tier 2] | E | Yes | Large Office | Plug Loads | NC | 407165.133 | 345524.4604 | 1.1784
| Power Strip_Com, E - Plug [Tier 2] | E | Yes | Large Office | Plug Loads | RET | 4223934.2757 | 3774476.5513 | 1.1191
| Power Strip_Com, E - Plug [Tier 2] | E | Yes | Large Office | Plug Loads | REPL | 3129667.0938 | 2655867.23 | 1.1784
| Computer Power Management_Com, E - Plug | E | Yes | Large Office | Plug Loads | RET | 2728319.1645 | 1347796.5107 | 2.0243
| Vending Machine Controls_Com, E - Plug [Non-Refrigerated] | E | No | Large Office | Plug Loads | RET | 121219.9546 | 119936.8796 | 1.0107
| Vending Machine Controls_Com, E - Plug [Refrigerated] | E | Yes | Large Office | Plug Loads | RET | 363659.8638 | 64427.0436 | 5.6445
| ES Refrigerator and Freezer_Com, E - Refr | E | Yes | Large Office | Refrigeration | NC | 134926.9084 | 39034.1806 | 3.4566
| ES Refrigerator and Freezer_Com, E - Refr | E | Yes | Large Office | Refrigeration | REPL | 1475836.7902 | 426957.6803 | 3.4566
| Anti Sweat Heat Control_Com, E - Refr | E | Yes | Large Office | Refrigeration | NC | 10734.7896 | 4313.8117 | 2.4885
| Anti Sweat Heat Control_Com, E - Refr | E | Z | Large Office | Refrigeration | RET | 0 | 0 | 0
| Case Night Covers_Com, E - Refr | E | Yes | Large Office | Refrigeration | RET | 6753.4555 | 6333.4246 | 1.0663
| Loading Dock Pit Seals_Com, E - Refr | E | No | Large Office | Refrigeration | NC | 4774.0301 | 7353.2175 | 0.64924
| Loading Dock Pit Seals_Com, E - Refr | E | No | Large Office | Refrigeration | RET | 62662.2734 | 96515.7965 | 0.64924
| ECM Comp Cond Fan Motor_Com, E - Refr | E | Yes | Large Office | Refrigeration | NC | 9795.1463 | 1800.2593 | 5.441
| ECM Comp Cond Fan Motor_Com, E - Refr | E | Yes | Large Office | Refrigeration | RET | 289639.7508 | 10819.3247 | 26.7706
| ECM Comp Cond Fan Motor_Com, E - Refr | E | Yes | Large Office | Refrigeration | REPL | 38964.2726 | 7161.2808 | 5.441
| Evap Fan Motor Replacement_Com, E - Refr | E | Yes | Large Office | Refrigeration | NC | 6206.1164 | 2247.7648 | 2.761
| Evap Fan Motor Replacement_Com, E - Refr | E | Yes | Large Office | Refrigeration | RET | 57149.0221 | 13877.7771 | 4.118
| Evap Fan Motor Replacement_Com, E - Refr | E | Yes | Large Office | Refrigeration | REPL | 2130.2859 | 771.5585 | 2.761
| Evap Fan Speed Controls_Com, E - Refr | E | Yes | Large Office | Refrigeration | NC | 10188.3405 | 2279.306 | 4.4699
| Evap Fan Speed Controls_Com, E - Refr | E | Z | Large Office | Refrigeration | RET | 0 | 0 | 0
| LowHeat NoHeat Doors_Com, E - Refr | E | Yes | Large Office | Refrigeration | NC | 5034.226 | 851.4422 | 5.9126
| LowHeat NoHeat Doors_Com, E - Refr | E | Yes | Large Office | Refrigeration | RET | 59469.763 | 10058.1629 | 5.9126
| Refrigerated Vending Machine_Com, E - Refr | E | Yes | Large Office | Refrigeration | NC | 66232.7843 | 24117.2915 | 2.7463
| Refrigerated Vending Machine_Com, E - Refr | E | Yes | Large Office | Refrigeration | REPL | 620963.375 | 226110.9041 | 2.7463
| Walk In Refrigeration_Com, E - Refr | E | Yes | Large Office | Refrigeration | NC | 6930.0177 | 725.5724 | 9.5511
| Refrigeration Tune Up_Com, E - Refr | E | Yes | Large Office | Refrigeration | RET | 77711.1052 | 5979.8351 | 12.9955
| ES Ice Machine_Com, E - Refr | E | Yes | Large Office | Refrigeration | NC | 1609.0955 | 123.1785 | 13.0631
| ES Ice Machine_Com, E - Refr | E | Yes | Large Office | Refrigeration | REPL | 17600.3608 | 1347.3325 | 13.0631
| Walk In Cooler Retroft_Com, E - Refr | E | Yes | Large Office | Refrigeration | RET | 17740.6883 | 2660.3445 | 6.6686
| Door Gasket Replacement_Com, E - Refr | E | Z | Large Office | Refrigeration | RET | 0 | 0 | 0
| EnergyStar Dehumidifier_Com, E - Appl | E | Yes | Large Office | Appliances | NC | 19548.8782 | 1927.5299 | 10.1419
| EnergyStar Dehumidifier_Com, E - Appl | E | Yes | Large Office | Appliances | REPL | 213826.5374 | 21083.4115 | 10.1419
| Clothes Washer Elec WH_Com, E - Appl [unit w/ elec dry - Washer] | E | Yes | Large Office | Appliances | NC | 65292.332 | 9095.4636 | 7.1786
| Clothes Washer Elec WH_Com, E - Appl [unit w/ elec dry - Washer] | E | Yes | Large Office | Appliances | REPL | 1187929.6887 | 165483.0046 | 7.1786
| Clothes Washer Elec WH_Com, E - Appl [unit w/ elec dry - Dryer] | E | Yes | Large Office | Appliances | NC | 65292.332 | 9095.4636 | 7.1786
| Clothes Washer Elec WH_Com, E - Appl [unit w/ elec dry - Dryer] | E | Yes | Large Office | Appliances | REPL | 1187929.6887 | 165483.0046 | 7.1786
| Clothes Washer Elec WH_Com, E - HWat [unit w/ elec dry - Water Heater] | E | Yes | Large Office | Water Heating | NC | 65292.332 | 9095.4636 | 7.1786
| Clothes Washer Elec WH_Com, E - HWat [unit w/ elec dry - Water Heater] | E | Yes | Large Office | Water Heating | REPL | 1187929.6887 | 165483.0046 | 7.1786
| Clothes Washer Elec WH_Com, E - Appl [unit w/ gas dry - Washer] | E | Yes | Large Office | Appliances | NC | 14463.8165 | 2273.8659 | 6.3609
| Clothes Washer Elec WH_Com, E - Appl [unit w/ gas dry - Washer] | E | Yes | Large Office | Appliances | REPL | 263152.4941 | 41370.7511 | 6.3608
| Clothes Washer Elec WH_Com, G - Oth [unit w/ gas dry - Dryer] | G | Yes | Large Office | Other | NC | 14463.8165 | 2273.8659 | 6.3609
| Clothes Washer Elec WH_Com, G - Oth [unit w/ gas dry - Dryer] | G | Yes | Large Office | Other | REPL | 263152.4941 | 41370.7511 | 6.3608
| Clothes Washer Elec WH_Com, E - HWat [unit w/ gas dry - Water Heater] | E | Yes | Large Office | Water Heating | NC | 14463.8165 | 2273.8659 | 6.3609
| Clothes Washer Elec WH_Com, E - HWat [unit w/ gas dry - Water Heater] | E | Yes | Large Office | Water Heating | REPL | 263152.4941 | 41370.7511 | 6.3608
| Clothes Washer Elec WH_Com, E - Appl [unit w/ propane dry - Washer] | E | Yes | Large Office | Appliances | NC | 5783.7447 | 909.5464 | 6.3589
| Clothes Washer Elec WH_Com, E - Appl [unit w/ propane dry - Washer] | E | Yes | Large Office | Appliances | REPL | 105229.3745 | 16548.3005 | 6.3589
| Clothes Washer Elec WH_Com, P - Oth [unit w/ propane dry - Dryer] | Prp | Yes | Large Office | Other | NC | 5783.7447 | 909.5464 | 6.3589
| Clothes Washer Elec WH_Com, P - Oth [unit w/ propane dry - Dryer] | Prp | Yes | Large Office | Other | REPL | 105229.3745 | 16548.3005 | 6.3589
| Clothes Washer Elec WH_Com, E - HWat [unit w/ propane dry - Water Heater] | E | Yes | Large Office | Water Heating | NC | 5783.7447 | 909.5464 | 6.3589
| Clothes Washer Elec WH_Com, E - HWat [unit w/ propane dry - Water Heater] | E | Yes | Large Office | Water Heating | REPL | 105229.3745 | 16548.3005 | 6.3589
| Clothes Washer Gas WH_Com, E - Appl [unit w/ elec dry - Washer] | E | Yes | Large Office | Appliances | NC | 32754.4318 | 4547.7318 | 7.2024
| Clothes Washer Gas WH_Com, E - Appl [unit w/ elec dry - Washer] | E | Yes | Large Office | Appliances | REPL | 595709.1759 | 82741.5023 | 7.1996
| Clothes Washer Gas WH_Com, E - Appl [unit w/ elec dry - Dryer] | E | Yes | Large Office | Appliances | NC | 32754.4318 | 4547.7318 | 7.2024
| Clothes Washer Gas WH_Com, E - Appl [unit w/ elec dry - Dryer] | E | Yes | Large Office | Appliances | REPL | 595709.1759 | 82741.5023 | 7.1996
| Clothes Washer Gas WH_Com, G - HWat [unit w/ elec dry - Water Heater] | G | Yes | Large Office | Water Heating | NC | 32754.4318 | 4547.7318 | 7.2024
| Clothes Washer Gas WH_Com, G - HWat [unit w/ elec dry - Water Heater] | G | Yes | Large Office | Water Heating | REPL | 595709.1759 | 82741.5023 | 7.1996
| Clothes Washer Gas WH_Com, E - Appl [unit w/ gas dry - Washer] | E | Yes | Large Office | Appliances | NC | 113240.005 | 17736.1541 | 6.3847
| Clothes Washer Gas WH_Com, E - Appl [unit w/ gas dry - Washer] | E | Yes | Large Office | Appliances | REPL | 2059392.3467 | 322691.8589 | 6.3819
| Clothes Washer Gas WH_Com, G - Oth [unit w/ gas dry - Dryer] | G | Yes | Large Office | Other | NC | 113240.005 | 17736.1541 | 6.3847
| Clothes Washer Gas WH_Com, G - Oth [unit w/ gas dry - Dryer] | G | Yes | Large Office | Other | REPL | 2059392.3467 | 322691.8589 | 6.3819
| Clothes Washer Gas WH_Com, G - HWat [unit w/ gas dry - Water Heater] | G | Yes | Large Office | Water Heating | NC | 113240.005 | 17736.1541 | 6.3847
| Clothes Washer Gas WH_Com, G - HWat [unit w/ gas dry - Water Heater] | G | Yes | Large Office | Water Heating | REPL | 2059392.3467 | 322691.8589 | 6.3819
| Clothes Washer Gas WH_Com, E - Appl [unit w/ propane dry - Washer] | E | Yes | Large Office | Appliances | NC | 5805.3979 | 909.5464 | 6.3827
| Clothes Washer Gas WH_Com, E - Appl [unit w/ propane dry - Washer] | E | Yes | Large Office | Appliances | REPL | 105578.2408 | 16548.3005 | 6.38
| Clothes Washer Gas WH_Com, P - Oth [unit w/ propane dry - Dryer] | Prp | Yes | Large Office | Other | NC | 5805.3979 | 909.5464 | 6.3827
| Clothes Washer Gas WH_Com, P - Oth [unit w/ propane dry - Dryer] | Prp | Yes | Large Office | Other | REPL | 105578.2408 | 16548.3005 | 6.38
| Clothes Washer Gas WH_Com, G - HWat [unit w/ propane dry - Water Heater] | G | Yes | Large Office | Water Heating | NC | 5805.3979 | 909.5464 | 6.3827
| Clothes Washer Gas WH_Com, G - HWat [unit w/ propane dry - Water Heater] | G | Yes | Large Office | Water Heating | REPL | 105578.2408 | 16548.3005 | 6.38
| Clothes Washer Oil WH_Com, E - Appl [unit w/ elec dry - Washer] | E | Yes | Large Office | Appliances | NC | 38725.4042 | 5457.2782 | 7.0961
| Clothes Washer Oil WH_Com, E - Appl [unit w/ elec dry - Washer] | E | Yes | Large Office | Appliances | REPL | 704559.0621 | 99289.8027 | 7.096
| Clothes Washer Oil WH_Com, E - Appl [unit w/ elec dry - Dryer] | E | Yes | Large Office | Appliances | NC | 38725.4042 | 5457.2782 | 7.0961
| Clothes Washer Oil WH_Com, E - Appl [unit w/ elec dry - Dryer] | E | Yes | Large Office | Appliances | REPL | 704559.0621 | 99289.8027 | 7.096
| Clothes Washer Oil WH_Com, O - HWat [unit w/ elec dry - Water Heater] | O | Yes | Large Office | Water Heating | NC | 38725.4042 | 5457.2782 | 7.0961
| Clothes Washer Oil WH_Com, O - HWat [unit w/ elec dry - Water Heater] | O | Yes | Large Office | Water Heating | REPL | 704559.0621 | 99289.8027 | 7.096
| Clothes Washer Oil WH_Com, E - Appl [unit w/ gas dry - Washer] | E | Yes | Large Office | Appliances | NC | 5710.5274 | 909.5464 | 6.2784
| Clothes Washer Oil WH_Com, E - Appl [unit w/ gas dry - Washer] | E | Yes | Large Office | Appliances | REPL | 103894.5391 | 16548.3005 | 6.2783
| Clothes Washer Oil WH_Com, G - Oth [unit w/ gas dry - Dryer] | G | Yes | Large Office | Other | NC | 5710.5274 | 909.5464 | 6.2784
| Clothes Washer Oil WH_Com, G - Oth [unit w/ gas dry - Dryer] | G | Yes | Large Office | Other | REPL | 103894.5391 | 16548.3005 | 6.2783
| Clothes Washer Oil WH_Com, O - HWat [unit w/ gas dry - Water Heater] | O | Yes | Large Office | Water Heating | NC | 5710.5274 | 909.5464 | 6.2784
| Clothes Washer Oil WH_Com, O - HWat [unit w/ gas dry - Water Heater] | O | Yes | Large Office | Water Heating | REPL | 103894.5391 | 16548.3005 | 6.2783
| Clothes Washer Oil WH_Com, E - Appl [unit w/ propane dry - Washer] | E | Yes | Large Office | Appliances | NC | 8563.1184 | 1364.3195 | 6.2765
| Clothes Washer Oil WH_Com, E - Appl [unit w/ propane dry - Washer] | E | Yes | Large Office | Appliances | REPL | 155794.3739 | 24822.4507 | 6.2763
| Clothes Washer Oil WH_Com, P - Oth [unit w/ propane dry - Dryer] | Prp | Yes | Large Office | Other | NC | 8563.1184 | 1364.3195 | 6.2765
| Clothes Washer Oil WH_Com, P - Oth [unit w/ propane dry - Dryer] | Prp | Yes | Large Office | Other | REPL | 155794.3739 | 24822.4507 | 6.2763
| Clothes Washer Oil WH_Com, O - HWat [unit w/ propane dry - Water Heater] | O | Yes | Large Office | Water Heating | NC | 8563.1184 | 1364.3195 | 6.2765
| Clothes Washer Oil WH_Com, O - HWat [unit w/ propane dry - Water Heater] | O | Yes | Large Office | Water Heating | REPL | 155794.3739 | 24822.4507 | 6.2763
| Clothes Washer Propane WH_Com, E - Appl [unit w/ elec dry - Washer] | E | Yes | Large Office | Appliances | NC | 6473.5748 | 986.9882 | 6.5589
| Clothes Washer Propane WH_Com, E - Appl [unit w/ elec dry - Washer] | E | Yes | Large Office | Appliances | REPL | 117769.7576 | 17953.413 | 6.5597
| Clothes Washer Propane WH_Com, E - Appl [unit w/ elec dry - Dryer] | E | Yes | Large Office | Appliances | NC | 6473.5748 | 986.9882 | 6.5589
| Clothes Washer Propane WH_Com, E - Appl [unit w/ elec dry - Dryer] | E | Yes | Large Office | Appliances | REPL | 117769.7576 | 17953.413 | 6.5597
| Clothes Washer Propane WH_Com, P - HWat [unit w/ elec dry - Water Heater] | Prp | Yes | Large Office | Water Heating | NC | 6473.5748 | 986.9882 | 6.5589
| Clothes Washer Propane WH_Com, P - HWat [unit w/ elec dry - Water Heater] | Prp | Yes | Large Office | Water Heating | REPL | 117769.7576 | 17953.413 | 6.5597
| Clothes Washer Propane WH_Com, E - Appl [unit w/ gas dry - Washer] | E | Yes | Large Office | Appliances | NC | 2864.9341 | 463.4473 | 6.1818
| Clothes Washer Propane WH_Com, E - Appl [unit w/ gas dry - Washer] | E | Yes | Large Office | Appliances | REPL | 52118.8932 | 8428.0929 | 6.1839
| Clothes Washer Propane WH_Com, G - Oth [unit w/ gas dry - Dryer] | G | Yes | Large Office | Other | NC | 2864.9341 | 463.4473 | 6.1818
| Clothes Washer Propane WH_Com, G - Oth [unit w/ gas dry - Dryer] | G | Yes | Large Office | Other | REPL | 52118.8932 | 8428.0929 | 6.1839
| Clothes Washer Propane WH_Com, P - HWat [unit w/ gas dry - Water Heater] | Prp | Yes | Large Office | Water Heating | NC | 2864.9341 | 463.4473 | 6.1818
| Clothes Washer Propane WH_Com, P - HWat [unit w/ gas dry - Water Heater] | Prp | Yes | Large Office | Water Heating | REPL | 52118.8932 | 8428.0929 | 6.1839
| Clothes Washer Propane WH_Com, E - Appl [unit w/ propane dry - Washer] | E | Yes | Large Office | Appliances | NC | 5733.5007 | 920.5283 | 6.2285
| Clothes Washer Propane WH_Com, E - Appl [unit w/ propane dry - Washer] | E | Yes | Large Office | Appliances | REPL | 104302.2543 | 16743.2005 | 6.2295
| Clothes Washer Propane WH_Com, P - Oth [unit w/ propane dry - Dryer] | Prp | Yes | Large Office | Other | NC | 5733.5007 | 920.5283 | 6.2285
| Clothes Washer Propane WH_Com, P - Oth [unit w/ propane dry - Dryer] | Prp | Yes | Large Office | Other | REPL | 104302.2543 | 16743.2005 | 6.2295
| Clothes Washer Propane WH_Com, P - HWat [unit w/ propane dry - Water Heater] | Prp | Yes | Large Office | Water Heating | NC | 5733.5007 | 920.5283 | 6.2285
| Clothes Washer Propane WH_Com, P - HWat [unit w/ propane dry - Water Heater] | Prp | Yes | Large Office | Water Heating | REPL | 104302.2543 | 16743.2005 | 6.2295
| Dishwasher_Com, E - Appl [Building w elec WH] | E | Yes | Large Office | Appliances | NC | 2777.6089 | 1042.7212 | 2.6638
| Dishwasher_Com, E - Appl [Building w elec WH] | E | Yes | Large Office | Appliances | REPL | 28820.5044 | 10819.2878 | 2.6638
| Dishwasher_Com, E - HWat [Building w elec WH] | E | Yes | Large Office | Water Heating | NC | 86.2219 | 0 | 0
| Dishwasher_Com, E - HWat [Building w elec WH] | E | Yes | Large Office | Water Heating | REPL | 894.6392 | 0 | 0
| Dishwasher_Com, E - Appl [Building w gas WH] | E | Yes | Large Office | Appliances | NC | 6944.0222 | 2606.8029 | 2.6638
| Dishwasher_Com, E - Appl [Building w gas WH] | E | Yes | Large Office | Appliances | REPL | 72051.261 | 27048.2196 | 2.6638
| Dishwasher_Com, G - HWat [Building w gas WH] | G | Yes | Large Office | Water Heating | NC | 634.205 | 0 | 0
| Dishwasher_Com, G - HWat [Building w gas WH] | G | Yes | Large Office | Water Heating | REPL | 6418.9753 | 0 | 0
| Dishwasher_Com, E - Appl [Building w oil WH] | E | Yes | Large Office | Appliances | NC | 694.4022 | 260.6803 | 2.6638
| Dishwasher_Com, E - Appl [Building w oil WH] | E | Yes | Large Office | Appliances | REPL | 7205.1261 | 2704.822 | 2.6638
| Dishwasher_Com, O - HWat [Building w oil WH] | O | Yes | Large Office | Water Heating | NC | 2.763 | 0 | 0
| Dishwasher_Com, O - HWat [Building w oil WH] | O | Yes | Large Office | Water Heating | REPL | 27.9652 | 0 | 0
| Dishwasher_Com, E - Appl [Building w propane WH] | E | Yes | Large Office | Appliances | NC | 694.4022 | 260.6803 | 2.6638
| Dishwasher_Com, E - Appl [Building w propane WH] | E | Yes | Large Office | Appliances | REPL | 7205.1261 | 2704.822 | 2.6638
| Dishwasher_Com, P - HWat [Building w propane WH] | Prp | Yes | Large Office | Water Heating | NC | 45.6757 | 0 | 0
| Dishwasher_Com, P - HWat [Building w propane WH] | Prp | Yes | Large Office | Water Heating | REPL | 462.2973 | 0 | 0
| Faucet Aerator_Com, E - HWat | E | Yes | Large Office | Water Heating | RET | 44742.0732 | 3247.9145 | 13.7756
| Faucet Aerator_Com, G - HWat | G | Yes | Large Office | Water Heating | RET | 130243.1342 | 18577.9288 | 7.0106
| Faucet Aerator_Com, O - HWat | O | Yes | Large Office | Water Heating | RET | 5595.177 | 228.2979 | 24.5082
| Faucet Aerator_Com, P - HWat | Prp | Yes | Large Office | Water Heating | RET | 30764.8959 | 997.0095 | 30.8572
| Pre Rinse Sprayers_Com, E - HWat | E | Yes | Large Office | Water Heating | RET | 2129.0877 | 45.4895 | 46.8039
| Pre Rinse Sprayers_Com, G - HWat | G | Yes | Large Office | Water Heating | RET | 7341.434 | 280.4356 | 26.1787
| Pre Rinse Sprayers_Com, O - HWat | O | Yes | Large Office | Water Heating | RET | 281.9828 | 3.4462 | 81.8247
| Pre Rinse Sprayers_Com, P - HWat | Prp | Yes | Large Office | Water Heating | RET | 1514.149 | 15.05 | 100.6082
| Heat Pump Water Heater_Com, E - HWat | E | Yes | Large Office | Water Heating | NC | 44606.6928 | 23408.6853 | 1.9056
| Heat Pump Water Heater_Com, E - HWat | E | Yes | Large Office | Water Heating | RET | 250112.5976 | 163218.0739 | 1.5324
| Heat Pump Water Heater_Com, E - HWat | E | Yes | Large Office | Water Heating | REPL | 29274.6048 | 15362.7173 | 1.9056
| FF Storage Water Heater_Com, G - HWat | G | No | Large Office | Water Heating | NC | 19084.7594 | 49327.8417 | 0.3869
| FF Storage Water Heater_Com, G - HWat | G | No | Large Office | Water Heating | RET | 121206.8862 | 1106753.0633 | 0.10952
| FF Storage Water Heater_Com, G - HWat | G | No | Large Office | Water Heating | REPL | 34424.6095 | 88976.3216 | 0.3869
| FF Storage Water Heater_Com, O - HWat | O | Yes | Large Office | Water Heating | NC | 829.4869 | 606.1734 | 1.3684
| FF Storage Water Heater_Com, O - HWat | O | No | Large Office | Water Heating | RET | 5268.0528 | 13600.5182 | 0.38734
| FF Storage Water Heater_Com, O - HWat | O | Yes | Large Office | Water Heating | REPL | 1496.2076 | 1093.4003 | 1.3684
| FF Storage Water Heater_Com, P - HWat | Prp | Yes | Large Office | Water Heating | NC | 4568.5629 | 2647.245 | 1.7258
| FF Storage Water Heater_Com, P - HWat | Prp | No | Large Office | Water Heating | RET | 29014.8417 | 59395.3909 | 0.4885
| FF Storage Water Heater_Com, P - HWat | Prp | Yes | Large Office | Water Heating | REPL | 8240.659 | 4775.034 | 1.7258
| FF Instantaneous Water Heater_Com, G - HWat | G | No | Large Office | Water Heating | NC | 37356.3698 | 146392.6178 | 0.25518
| FF Instantaneous Water Heater_Com, G - HWat | G | No | Large Office | Water Heating | RET | 172822.4072 | 1949989.4365 | 0.088627
| FF Instantaneous Water Heater_Com, G - HWat | G | No | Large Office | Water Heating | REPL | 3.3188e-11 | 1.3006e-10 | 0.25518
| FF Instantaneous Water Heater_Com, O - HWat | O | No | Large Office | Water Heating | NC | 1634.3867 | 1798.97 | 0.90851
| FF Instantaneous Water Heater_Com, O - HWat | O | No | Large Office | Water Heating | RET | 7561.1907 | 23962.7682 | 0.31554
| FF Instantaneous Water Heater_Com, O - HWat | O | No | Large Office | Water Heating | REPL | 1.452e-12 | 1.5982e-12 | 0.90851
| FF Instantaneous Water Heater_Com, P - HWat | Prp | Yes | Large Office | Water Heating | NC | 9044.0075 | 7856.3568 | 1.1512
| FF Instantaneous Water Heater_Com, P - HWat | Prp | No | Large Office | Water Heating | RET | 41840.4446 | 104648.8054 | 0.39982
| FF Instantaneous Water Heater_Com, P - HWat | Prp | Yes | Large Office | Water Heating | REPL | 8.0348e-12 | 6.9797e-12 | 1.1512
| Clothes Dryer_Com, E - Appl | E | Yes | Large Office | Appliances | NC | 87883.859 | 1870.4588 | 46.9852
| Clothes Dryer_Com, E - Appl | E | Yes | Large Office | Appliances | RET | 480792.2417 | 35329.3596 | 13.6089
| Clothes Dryer_Com, E - Appl | E | Yes | Large Office | Appliances | REPL | 28517.5071 | 606.9467 | 46.9852
| Clothes Dryer_Com, G - Oth | G | Yes | Large Office | Other | NC | 259.9082 | 246.5279 | 1.0543
| Clothes Dryer_Com, G - Oth | G | No | Large Office | Other | RET | 1386.9915 | 5348.7618 | 0.25931
| Clothes Dryer_Com, G - Oth | G | Yes | Large Office | Other | REPL | 82.2674 | 78.0322 | 1.0543
| Clothes Dryer_Com, P - Oth | Prp | Yes | Large Office | Other | NC | 45.6988 | 9.7419 | 4.6909
| Clothes Dryer_Com, P - Oth | Prp | Yes | Large Office | Other | RET | 243.8699 | 211.3646 | 1.1538
| Clothes Dryer_Com, P - Oth | Prp | Yes | Large Office | Other | REPL | 14.4648 | 3.0836 | 4.6909
| Pnemautic to DDC_Com, E - TotE [Building w Elec Heat] | E | Yes | Large Office | Total Electric | RET | 1225664.1784 | 1003790.0177 | 1.221
| Pnemautic to DDC_Com, E - TotE [Building w Gas Heat] | E | No | Large Office | Total Electric | RET | 1687976.036 | 3870395.5893 | 0.43612
| Pnemautic to DDC_Com, G - TotF [Building w Gas Heat] | G | No | Large Office | Total FF | RET | 1687976.036 | 3870395.5893 | 0.43612
| Pnemautic to DDC_Com, E - TotE [Building w Oil Heat] | E | No | Large Office | Total Electric | RET | 646846.4378 | 1041354.0841 | 0.62116
| Pnemautic to DDC_Com, O - TotF [Building w Oil Heat] | O | No | Large Office | Total FF | RET | 646846.4378 | 1041354.0841 | 0.62116
| Pnemautic to DDC_Com, E - TotE [Building w Propane Heat] | E | No | Large Office | Total Electric | RET | 198638.0251 | 313829.8862 | 0.63295
| Pnemautic to DDC_Com, P - TotF [Building w Propane Heat] | Prp | No | Large Office | Total FF | RET | 198638.0251 | 313829.8862 | 0.63295
| Data Center_Com, E - TotE [Building w Elec Heat] | E | Yes | Large Office | Total Electric | NC | 455604.3852 | 147098.3828 | 3.0973
| Data Center_Com, E - TotE [Building w Elec Heat] | E | Yes | Large Office | Total Electric | RET | 9568169.6667 | 6697945.5195 | 1.4285
| Data Center_Com, E - TotE [Building w Gas Heat] | E | Yes | Large Office | Total Electric | NC | 930356.9433 | 300379.0267 | 3.0973
| Data Center_Com, E - TotE [Building w Gas Heat] | E | Yes | Large Office | Total Electric | RET | 19538471.0353 | 13677392.7602 | 1.4285
| Data Center_Com, G - TotF [Building w Gas Heat] | G | Yes | Large Office | Total FF | NC | 930356.9433 | 300379.0267 | 3.0973
| Data Center_Com, G - TotF [Building w Gas Heat] | G | Yes | Large Office | Total FF | RET | 19538471.0353 | 13677392.7602 | 1.4285
| Data Center_Com, E - TotE [Building w Oil Heat] | E | Yes | Large Office | Total Electric | NC | 250318.3409 | 80818.8515 | 3.0973
| Data Center_Com, E - TotE [Building w Oil Heat] | E | Yes | Large Office | Total Electric | RET | 5256947.5497 | 3679987.8674 | 1.4285
| Data Center_Com, O - TotF [Building w Oil Heat] | O | Yes | Large Office | Total FF | NC | 250318.3409 | 80818.8515 | 3.0973
| Data Center_Com, O - TotF [Building w Oil Heat] | O | Yes | Large Office | Total FF | RET | 5256947.5497 | 3679987.8674 | 1.4285
| Data Center_Com, E - TotE [Building w Propane Heat] | E | Yes | Large Office | Total Electric | NC | 75437.7187 | 24356.1449 | 3.0973
| Data Center_Com, E - TotE [Building w Propane Heat] | E | Yes | Large Office | Total Electric | RET | 1584271.1681 | 1109027.3628 | 1.4285
| Data Center_Com, P - TotF [Building w Propane Heat] | Prp | Yes | Large Office | Total FF | NC | 75437.7187 | 24356.1449 | 3.0973
| Data Center_Com, P - TotF [Building w Propane Heat] | Prp | Yes | Large Office | Total FF | RET | 1584271.1681 | 1109027.3628 | 1.4285
| RCx_Com, E - TotE [Building w Elec Heat] | E | Yes | Large Office | Total Electric | RET | 3421043.9964 | 698352.2242 | 4.8987
| RCx_Com, E - TotE [Building w Gas Heat] | E | Yes | Large Office | Total Electric | RET | 7677258.1925 | 2221161.6168 | 3.4564
| RCx_Com, G - TotF [Building w Gas Heat] | G | Yes | Large Office | Total FF | RET | 7677258.1925 | 2221161.6168 | 3.4564
| RCx_Com, E - TotE [Building w Oil Heat] | E | Yes | Large Office | Total Electric | RET | 2398030.3587 | 597617.3928 | 4.0127
| RCx_Com, O - TotF [Building w Oil Heat] | O | Yes | Large Office | Total FF | RET | 2398030.3587 | 597617.3928 | 4.0127
| RCx_Com, E - TotE [Building w Propane Heat] | E | Yes | Large Office | Total Electric | RET | 728849.0883 | 180102.2354 | 4.0469
| RCx_Com, P - TotF [Building w Propane Heat] | Prp | Yes | Large Office | Total FF | RET | 728849.0883 | 180102.2354 | 4.0469
| Commissioning_Com, E - TotE [Building w Elec Heat] | E | Yes | Large Office | Total Electric | NC | 0 | 0 | 0
| Commissioning_Com, E - TotE [Building w Gas Heat] | E | Yes | Large Office | Total Electric | NC | 0 | 0 | 0
| Commissioning_Com, G - TotF [Building w Gas Heat] | G | Yes | Large Office | Total FF | NC | 0 | 0 | 0
| Commissioning_Com, E - TotE [Building w Oil Heat] | E | Yes | Large Office | Total Electric | NC | 0 | 0 | 0
| Commissioning_Com, O - TotF [Building w Oil Heat] | O | Yes | Large Office | Total FF | NC | 0 | 0 | 0
| Commissioning_Com, E - TotE [Building w Propane Heat] | E | Yes | Large Office | Total Electric | NC | 0 | 0 | 0
| Commissioning_Com, P - TotF [Building w Propane Heat] | Prp | Yes | Large Office | Total FF | NC | 0 | 0 | 0
| Integrated Building Design_Com, E - TotE [Building w Elec Heat] | E | Yes | Large Office | Total Electric | NC | 268541.7148 | 12461.7306 | 21.5493
| Integrated Building Design_Com, E - TotE [Building w Gas Heat] | E | Yes | Large Office | Total Electric | NC | 604050.3814 | 39635.4688 | 15.2401
| Integrated Building Design_Com, G - TotF [Building w Gas Heat] | G | Yes | Large Office | Total FF | NC | 604050.3814 | 39635.4688 | 15.2401
| Integrated Building Design_Com, E - TotE [Building w Oil Heat] | E | Yes | Large Office | Total Electric | NC | 190018.8986 | 10664.1702 | 17.8184
| Integrated Building Design_Com, O - TotF [Building w Oil Heat] | O | Yes | Large Office | Total FF | NC | 190018.8986 | 10664.1702 | 17.8184
| Integrated Building Design_Com, E - TotE [Building w Propane Heat] | E | Yes | Large Office | Total Electric | NC | 57793.3894 | 3213.8303 | 17.9827
| Integrated Building Design_Com, P - TotF [Building w Propane Heat] | Prp | Yes | Large Office | Total FF | NC | 57793.3894 | 3213.8303 | 17.9827
| Deep Energy Retrofit_Com, E - TotE [Building w Elec Heat] | E | Yes | Large Office | Total Electric | RET | 1234886.7748 | 369852.4053 | 3.3389
| Deep Energy Retrofit_Com, E - TotE [Building w Gas Heat] | E | Yes | Large Office | Total Electric | RET | 2771434.8483 | 1176343.3094 | 2.356
| Deep Energy Retrofit_Com, G - TotF [Building w Gas Heat] | G | Yes | Large Office | Total FF | RET | 2771434.8483 | 1176343.3094 | 2.356
| Deep Energy Retrofit_Com, E - TotE [Building w Oil Heat] | E | Yes | Large Office | Total Electric | RET | 869005.1981 | 316502.5076 | 2.7457
| Deep Energy Retrofit_Com, O - TotF [Building w Oil Heat] | O | Yes | Large Office | Total FF | RET | 869005.1981 | 316502.5076 | 2.7457
| Deep Energy Retrofit_Com, E - TotE [Building w Propane Heat] | E | Yes | Large Office | Total Electric | RET | 264257.7287 | 95383.4507 | 2.7705
| Deep Energy Retrofit_Com, P - TotF [Building w Propane Heat] | Prp | Yes | Large Office | Total FF | RET | 264257.7287 | 95383.4507 | 2.7705
| EMS_Com, E - TotE [Building w Elec Heat] | E | Yes | Large Office | Total Electric | NC | 488461.1105 | 167622.4969 | 2.9141
| EMS_Com, E - TotE [Building w Elec Heat] | E | Yes | Large Office | Total Electric | RET | 7818210.1339 | 2134150.3887 | 3.6634
| EMS_Com, E - TotE [Building w Gas Heat] | E | Yes | Large Office | Total Electric | NC | 1105965.3103 | 533135.9209 | 2.0745
| EMS_Com, E - TotE [Building w Gas Heat] | E | Yes | Large Office | Total Electric | RET | 17659220.3945 | 13575650.6923 | 1.3008
| EMS_Com, G - TotF [Building w Gas Heat] | G | Yes | Large Office | Total FF | NC | 1105965.3103 | 533135.9209 | 2.0745
| EMS_Com, G - TotF [Building w Gas Heat] | G | Yes | Large Office | Total FF | RET | 17659220.3945 | 13575650.6923 | 1.3008
| EMS_Com, E - TotE [Building w Oil Heat] | E | Yes | Large Office | Total Electric | NC | 351151.6045 | 143443.5462 | 2.448
| EMS_Com, E - TotE [Building w Oil Heat] | E | Yes | Large Office | Total Electric | RET | 5587935.16 | 3652613.5292 | 1.5298
| EMS_Com, O - TotF [Building w Oil Heat] | O | Yes | Large Office | Total FF | NC | 351151.6045 | 143443.5462 | 2.448
| EMS_Com, O - TotF [Building w Oil Heat] | O | Yes | Large Office | Total FF | RET | 5587935.16 | 3652613.5292 | 1.5298
| EMS_Com, E - TotE [Building w Propane Heat] | E | Yes | Large Office | Total Electric | NC | 106854.4329 | 43229.1691 | 2.4718
| EMS_Com, E - TotE [Building w Propane Heat] | E | Yes | Large Office | Total Electric | RET | 1700083.782 | 1100777.6372 | 1.5444
| EMS_Com, P - TotF [Building w Propane Heat] | Prp | Yes | Large Office | Total FF | NC | 106854.4329 | 43229.1691 | 2.4718
| EMS_Com, P - TotF [Building w Propane Heat] | Prp | Yes | Large Office | Total FF | RET | 1700083.782 | 1100777.6372 | 1.5444
| VFDs on HVAC Pumps_Com, E - Oth | E | Yes | Large Office | Other | RET | 3281880.5747 | 806173.4432 | 4.0709
| ECM Circulators_Com, E - Oth | E | Yes | Large Office | Other | RET | 5810555.55 | 2188869.8045 | 2.6546
| Motors_Com, E - Oth | E | Yes | Large Office | Other | NC | 51478.2734 | 17635.2468 | 2.9191
| Motors_Com, E - Oth | E | Yes | Large Office | Other | RET | 500471.6719 | 287933.8393 | 1.7381
| Motors_Com, E - Oth | E | Yes | Large Office | Other | REPL | 3003.0493 | 1028.7741 | 2.9191
| Ext Area Ltg_Com, E - ExtL | E | Yes | Large Office | Exterior Lighting | NC | 213550.8891 | 35487.2761 | 6.0177
| Ext Area Ltg_Com, E - ExtL | E | Yes | Large Office | Exterior Lighting | RET | 1401497.6627 | 232896.8742 | 6.0177
| Ext Area Ltg_Com, E - ExtL | E | Yes | Large Office | Exterior Lighting | REPL | 1860169.6725 | 309117.6773 | 6.0177
| Street Ltg_Com, E - ExtL | E | Yes | Large Office | Exterior Lighting | NC | 39750.8151 | 5619.7456 | 7.0734
| Street Ltg_Com, E - ExtL | E | Yes | Large Office | Exterior Lighting | RET | 260877.7454 | 36881.4215 | 7.0734
| Street Ltg_Com, E - ExtL | E | Yes | Large Office | Exterior Lighting | REPL | 346255.9254 | 48951.7062 | 7.0734
| Ext Ltg Ctrls_Com, E - ExtL | E | Yes | Large Office | Exterior Lighting | RET | 1304486.5554 | 202564.1152 | 6.4399
| Ext Ltg Dsgn_Com, E - ExtL | E | Yes | Large Office | Exterior Lighting | NC | 30550.9866 | 4175.9034 | 7.316
| Ext Ltg Dsgn_Com, E - ExtL | E | Yes | Large Office | Exterior Lighting | REPL | 267334.4709 | 36540.9776 | 7.316
| Int Ltg Ctrls_Com, E - IntL [No Heat] | E | Yes | Large Office | Interior Lighting | RET | 3073727.2444 | 536407.3827 | 5.7302
| Int Ltg Ctrls_Com, E - IntL [Electric Heat] | E | Yes | Large Office | Interior Lighting | RET | 1991373.8652 | 460090.8244 | 4.3282
| Int Ltg Ctrls_Com, E/G - IntL | E | Yes | Large Office | Interior Lighting | RET | 12081400.928 | 2786890.6065 | 4.3351
| Int Ltg Ctrls_Com, E/O - IntL | E | Yes | Large Office | Interior Lighting | RET | 2716299.9962 | 1048457.4292 | 2.5908
| Int Ltg Ctrls_Com, E/P - IntL | E | Yes | Large Office | Interior Lighting | RET | 146763.1321 | 64935.5584 | 2.2601
| Exit Sign RetFit_Com, E - IntL [No Heat] | E | Yes | Large Office | Interior Lighting | RET | 113214.6206 | 23033.2041 | 4.9153
| Exit Sign RetFit_Com, E - IntL [Electric Heat] | E | Yes | Large Office | Interior Lighting | RET | 84240.3635 | 19767.5559 | 4.2615
| Exit Sign RetFit_Com, E/G - IntL | E | Yes | Large Office | Interior Lighting | RET | 457136.5135 | 134250.4869 | 3.4051
| Exit Sign RetFit_Com, E/O - IntL | E | Yes | Large Office | Interior Lighting | RET | 102175.2303 | 56439.3481 | 1.8104
| Exit Sign RetFit_Com, E/P - IntL | E | Yes | Large Office | Interior Lighting | RET | 5510.7569 | 3564.67 | 1.5459
| LED HiLo Bay_Com, E - IntL [No Heat] | E | Yes | Large Office | Interior Lighting | NC | 35475.004 | 10880.1463 | 3.2605
| LED HiLo Bay_Com, E - IntL [No Heat] | E | Yes | Large Office | Interior Lighting | RET | 262722.8689 | 80576.8269 | 3.2605
| LED HiLo Bay_Com, E - IntL [No Heat] | E | Yes | Large Office | Interior Lighting | REPL | 13885.5365 | 4258.6794 | 3.2605
| LED HiLo Bay_Com, E - IntL [Electric Heat] | E | Yes | Large Office | Interior Lighting | NC | 22996.393 | 9337.5589 | 2.4628
| LED HiLo Bay_Com, E - IntL [Electric Heat] | E | Yes | Large Office | Interior Lighting | RET | 170308.0388 | 69152.6424 | 2.4628
| LED HiLo Bay_Com, E - IntL [Electric Heat] | E | Yes | Large Office | Interior Lighting | REPL | 9001.1901 | 3654.8837 | 2.4628
| LED HiLo Bay_Com, E/G - IntL | E | Yes | Large Office | Interior Lighting | NC | 140402.7232 | 51648.7332 | 2.7184
| LED HiLo Bay_Com, E/G - IntL | E | Yes | Large Office | Interior Lighting | RET | 1039802.7368 | 382503.2228 | 2.7184
| LED HiLo Bay_Com, E/G - IntL | E | Yes | Large Office | Interior Lighting | REPL | 54956.0794 | 20216.2167 | 2.7184
| LED HiLo Bay_Com, E/O - IntL | E | Yes | Large Office | Interior Lighting | NC | 31381.6117 | 17385.6832 | 1.805
| LED HiLo Bay_Com, E/O - IntL | E | Yes | Large Office | Interior Lighting | RET | 232407.784 | 128755.9144 | 1.805
| LED HiLo Bay_Com, E/O - IntL | E | Yes | Large Office | Interior Lighting | REPL | 12283.3112 | 6805.0602 | 1.805
| LED HiLo Bay_Com, E/P - IntL | E | Yes | Large Office | Interior Lighting | NC | 1692.5475 | 1054.3964 | 1.6052
| LED HiLo Bay_Com, E/P - IntL | E | Yes | Large Office | Interior Lighting | RET | 12534.7678 | 7808.7107 | 1.6052
| LED HiLo Bay_Com, E/P - IntL | E | Yes | Large Office | Interior Lighting | REPL | 662.4927 | 412.7092 | 1.6052
| Repl Scre_Com, E - IntL [No Heat] | E | Yes | Large Office | Interior Lighting | NC | 0 | 0 | 0
| Repl Scre_Com, E - IntL [No Heat] | E | Yes | Large Office | Interior Lighting | RET | 0 | 0 | 0
| Repl Scre_Com, E - IntL [No Heat] | E | Yes | Large Office | Interior Lighting | REPL | 0 | 0 | 0
| Repl Scre_Com, E - IntL [Electric Heat] | E | Yes | Large Office | Interior Lighting | NC | 0 | 0 | 0
| Repl Scre_Com, E - IntL [Electric Heat] | E | Yes | Large Office | Interior Lighting | RET | 0 | 0 | 0
| Repl Scre_Com, E - IntL [Electric Heat] | E | Yes | Large Office | Interior Lighting | REPL | 0 | 0 | 0
| Repl Scre_Com, E/G - IntL | E | Yes | Large Office | Interior Lighting | NC | 0 | 0 | 0
| Repl Scre_Com, E/G - IntL | E | Yes | Large Office | Interior Lighting | RET | 0 | 0 | 0
| Repl Scre_Com, E/G - IntL | E | Yes | Large Office | Interior Lighting | REPL | 0 | 0 | 0
| Repl Scre_Com, E/O - IntL | E | Yes | Large Office | Interior Lighting | NC | 0 | 0 | 0
| Repl Scre_Com, E/O - IntL | E | Yes | Large Office | Interior Lighting | RET | 0 | 0 | 0
| Repl Scre_Com, E/O - IntL | E | Yes | Large Office | Interior Lighting | REPL | 0 | 0 | 0
| Repl Scre_Com, E/P - IntL | E | Yes | Large Office | Interior Lighting | NC | 0 | 0 | 0
| Repl Scre_Com, E/P - IntL | E | Yes | Large Office | Interior Lighting | RET | 0 | 0 | 0
| Repl Scre_Com, E/P - IntL | E | Yes | Large Office | Interior Lighting | REPL | 0 | 0 | 0
| Lin LED Fixture_Com, E - IntL [No Heat] | E | Yes | Large Office | Interior Lighting | NC | 105479.3893 | 39816.7891 | 2.6491
| Lin LED Fixture_Com, E - IntL [No Heat] | E | Yes | Large Office | Interior Lighting | RET | 563551.8704 | 322320.9901 | 1.7484
| Lin LED Fixture_Com, E - IntL [No Heat] | E | Yes | Large Office | Interior Lighting | REPL | 71439.5943 | 26967.3088 | 2.6491
| Lin LED Fixture_Com, E - IntL [Electric Heat] | E | Yes | Large Office | Interior Lighting | NC | 78484.758 | 34171.5638 | 2.2968
| Lin LED Fixture_Com, E - IntL [Electric Heat] | E | Yes | Large Office | Interior Lighting | RET | 419325.8268 | 276622.3124 | 1.5159
| Lin LED Fixture_Com, E - IntL [Electric Heat] | E | Yes | Large Office | Interior Lighting | REPL | 53156.539 | 23143.8831 | 2.2968
| Lin LED Fixture_Com, E/G - IntL | E | Yes | Large Office | Interior Lighting | NC | 425903.2977 | 175993.1592 | 2.42
| Lin LED Fixture_Com, E/G - IntL | E | Yes | Large Office | Interior Lighting | RET | 2275502.3665 | 1357741.1086 | 1.6759
| Lin LED Fixture_Com, E/G - IntL | E | Yes | Large Office | Interior Lighting | REPL | 288457.859 | 119197.5037 | 2.42
| Lin LED Fixture_Com, E/O - IntL | E | Yes | Large Office | Interior Lighting | NC | 95194.2499 | 53259.1898 | 1.7874
| Lin LED Fixture_Com, E/O - IntL | E | Yes | Large Office | Interior Lighting | RET | 508600.7603 | 377856.441 | 1.346
| Lin LED Fixture_Com, E/O - IntL | E | Yes | Large Office | Interior Lighting | REPL | 64473.6251 | 36071.6434 | 1.7874
| Lin LED Fixture_Com, E/P - IntL | E | Yes | Large Office | Interior Lighting | NC | 5134.2421 | 3148.1199 | 1.6309
| Lin LED Fixture_Com, E/P - IntL | E | Yes | Large Office | Interior Lighting | RET | 27431.0625 | 21852.0176 | 1.2553
| Lin LED Fixture_Com, E/P - IntL | E | Yes | Large Office | Interior Lighting | REPL | 3477.3445 | 2132.1739 | 1.6309
| LED Tube Repl_Com, E - IntL [No Heat] | E | Yes | Large Office | Interior Lighting | RET | 3793523.9304 | 245164.769 | 15.4734
| LED Tube Repl_Com, E - IntL [No Heat] | E | Yes | Large Office | Interior Lighting | REPL | 2011435.8868 | 129993.4371 | 15.4734
| LED Tube Repl_Com, E - IntL [Electric Heat] | E | Yes | Large Office | Interior Lighting | RET | 2822672.8406 | 210405.3022 | 13.4154
| LED Tube Repl_Com, E - IntL [Electric Heat] | E | Yes | Large Office | Interior Lighting | REPL | 1496662.6157 | 111562.9645 | 13.4154
| LED Tube Repl_Com, E/G - IntL | E | Yes | Large Office | Interior Lighting | RET | 15317441.2773 | 1808406.9456 | 8.4701
| LED Tube Repl_Com, E/G - IntL | E | Yes | Large Office | Interior Lighting | REPL | 8121749.4983 | 958869.5617 | 8.4701
| LED Tube Repl_Com, E/O - IntL | E | Yes | Large Office | Interior Lighting | RET | 3423623.0177 | 897017.6116 | 3.8167
| LED Tube Repl_Com, E/O - IntL | E | Yes | Large Office | Interior Lighting | REPL | 1815303.7458 | 475624.6298 | 3.8167
| LED Tube Repl_Com, E/P - IntL | E | Yes | Large Office | Interior Lighting | RET | 184650.9565 | 58052.1704 | 3.1808
| LED Tube Repl_Com, E/P - IntL | E | Yes | Large Office | Interior Lighting | REPL | 97907.267 | 30780.9364 | 3.1808
| Repl pin CFL wLED_Com, E - IntL [No Heat] | E | Yes | Large Office | Interior Lighting | RET | 58876.0279 | 21329.3362 | 2.7603
| Repl pin CFL wLED_Com, E - IntL [No Heat] | E | Yes | Large Office | Interior Lighting | REPL | 37280.737 | 13505.8937 | 2.7603
| Repl pin CFL wLED_Com, E - IntL [Electric Heat] | E | Yes | Large Office | Interior Lighting | RET | 43808.2817 | 18305.2624 | 2.3932
| Repl pin CFL wLED_Com, E - IntL [Electric Heat] | E | Yes | Large Office | Interior Lighting | REPL | 27739.7285 | 11591.0277 | 2.3932
| Repl pin CFL wLED_Com, E/G - IntL | E | Yes | Large Office | Interior Lighting | RET | 237728.8549 | 94821.0411 | 2.5071
| Repl pin CFL wLED_Com, E/G - IntL | E | Yes | Large Office | Interior Lighting | REPL | 150531.6718 | 60041.3855 | 2.5071
| Repl pin CFL wLED_Com, E/O - IntL | E | Yes | Large Office | Interior Lighting | RET | 53135.1134 | 28842.1906 | 1.8423
| Repl pin CFL wLED_Com, E/O - IntL | E | Yes | Large Office | Interior Lighting | REPL | 33645.5474 | 18263.0887 | 1.8423
| Repl pin CFL wLED_Com, E/P - IntL | E | Yes | Large Office | Interior Lighting | RET | 2865.809 | 1705.6976 | 1.6801
| Repl pin CFL wLED_Com, E/P - IntL | E | Yes | Large Office | Interior Lighting | REPL | 1814.6515 | 1080.0604 | 1.6801
| Refrig Case LED_Com, E - IntL | E | Yes | Large Office | Interior Lighting | NC | 99193.4967 | 22001.878 | 4.5084
| Refrig Case LED_Com, E - IntL | E | Yes | Large Office | Interior Lighting | RET | 542518.2528 | 120334.7073 | 4.5084
| Refrig Case LED_Com, E - IntL | E | Yes | Large Office | Interior Lighting | REPL | 169528.5972 | 37602.7424 | 4.5084
| Refrig Case Ctrls_Com, E - IntL | E | Yes | Large Office | Interior Lighting | RET | 319932.973 | 180472.8006 | 1.7727
| Stair Occ Sensor_Com, E - IntL [No Heat] | E | Yes | Large Office | Interior Lighting | NC | 36992.7287 | 12573.2822 | 2.9422
| Stair Occ Sensor_Com, E - IntL [No Heat] | E | Yes | Large Office | Interior Lighting | RET | 364165.3501 | 123774.4242 | 2.9422
| Stair Occ Sensor_Com, E - IntL [Electric Heat] | E | Yes | Large Office | Interior Lighting | NC | 27525.4282 | 10790.6419 | 2.5509
| Stair Occ Sensor_Com, E - IntL [Electric Heat] | E | Yes | Large Office | Interior Lighting | RET | 270966.959 | 106225.6834 | 2.5509
| Stair Occ Sensor_Com, E/G - IntL | E | Yes | Large Office | Interior Lighting | NC | 149368.7559 | 63093.7694 | 2.3674
| Stair Occ Sensor_Com, E/G - IntL | E | Yes | Large Office | Interior Lighting | RET | 1470422.0844 | 621110.2939 | 2.3674
| Stair Occ Sensor_Com, E/O - IntL | E | Yes | Large Office | Interior Lighting | NC | 33385.6224 | 22720.3968 | 1.4694
| Stair Occ Sensor_Com, E/O - IntL | E | Yes | Large Office | Interior Lighting | RET | 328656.1249 | 223665.07 | 1.4694
| Stair Occ Sensor_Com, E/P - IntL | E | Yes | Large Office | Interior Lighting | NC | 1800.6326 | 1394.6584 | 1.2911
| Stair Occ Sensor_Com, E/P - IntL | E | Yes | Large Office | Interior Lighting | RET | 17725.8616 | 13729.3537 | 1.2911
| Int Delamping_Com, E - IntL [No Heat] | E | Yes | Large Office | Interior Lighting | RET | 61830.9182 | 3457.8206 | 17.8815
| Int Delamping_Com, E - IntL [Electric Heat] | E | Yes | Large Office | Interior Lighting | RET | 46006.9468 | 2572.8838 | 17.8815
| Int Delamping_Com, E/G - IntL | E | Yes | Large Office | Interior Lighting | RET | 249660.0723 | 28317.2754 | 8.8165
| Int Delamping_Com, E/O - IntL | E | Yes | Large Office | Interior Lighting | RET | 55801.8767 | 14468.9606 | 3.8567
| Int Delamping_Com, E/P - IntL | E | Yes | Large Office | Interior Lighting | RET | 3009.6392 | 940.2255 | 3.201
| Int Ltg Dsgn_Com, E - IntL [No Heat] | E | Yes | Large Office | Interior Lighting | NC | 86728.1039 | 11317.0544 | 7.6635
| Int Ltg Dsgn_Com, E - IntL [Electric Heat] | E | Yes | Large Office | Interior Lighting | NC | 64532.363 | 8420.7567 | 7.6635
| Int Ltg Dsgn_Com, E/G - IntL | E | Yes | Large Office | Interior Lighting | NC | 350189.6029 | 65831.5856 | 5.3195
| Int Ltg Dsgn_Com, E/O - IntL | E | Yes | Large Office | Interior Lighting | NC | 78271.3747 | 26131.4253 | 2.9953
| Int Ltg Dsgn_Com, E/P - IntL | E | Yes | Large Office | Interior Lighting | NC | 4221.5174 | 1633.5998 | 2.5842
| Room Air Conditioner_Com, E - Cool | E | Yes | Education | Cooling | NC | 0 | 0 | 0
| Room Air Conditioner_Com, E - Cool | E | Yes | Education | Cooling | RET | 0 | 0 | 0
| Room Air Conditioner_Com, E - Cool | E | Yes | Education | Cooling | REPL | 0 | 0 | 0
| Chiller Systems_Com, E - Cool | E | Yes | Education | Cooling | NC | 162347.6433 | 15410.1639 | 10.5351
| Chiller Systems_Com, E - Cool | E | Yes | Education | Cooling | RET | 482892.0256 | 95096.0876 | 5.0779
| Chiller Systems_Com, E - Cool | E | Yes | Education | Cooling | REPL | 1.4786e-10 | 1.4035e-11 | 10.5351
| Chiller Tuneup_Com, E - Cool | E | Yes | Education | Cooling | RET | 229188.5635 | 26088.3222 | 8.7851
| Computer Room Air Conditioner_Com, E - Cool | E | Yes | Education | Cooling | NC | 24938.4679 | 6421.4923 | 3.8836
| Computer Room Air Conditioner_Com, E - Cool | E | Yes | Education | Cooling | REPL | 163666.8717 | 42143.1486 | 3.8836
| Mini Split Ductless AC_Com, E - Cool | E | Yes | Education | Cooling | NC | 0 | 0 | 0
| Mini Split Ductless AC_Com, E - Cool | E | Yes | Education | Cooling | RET | 0 | 0 | 0
| Mini Split Ductless AC_Com, E - Cool | E | Yes | Education | Cooling | REPL | 0 | 0 | 0
| Eff Unitary AC_Com, E - Cool | E | Yes | Education | Cooling | NC | 88338.2996 | 58824.3553 | 1.5017
| Eff Unitary AC_Com, E - Cool | E | No | Education | Cooling | RET | 714025.5445 | 3482737.1366 | 0.20502
| Eff Unitary AC_Com, E - Cool | E | Yes | Education | Cooling | REPL | 425275.3537 | 283190.2881 | 1.5017
| PTAC_Com, E - Cool | E | Yes | Education | Cooling | NC | 0 | 0 | 0
| PTAC_Com, E - Cool | E | Yes | Education | Cooling | RET | 0 | 0 | 0
| PTAC_Com, E - Cool | E | Yes | Education | Cooling | REPL | 0 | 0 | 0
| Unitary Equipment Economizer_Com, E - Cool | E | No | Education | Cooling | RET | 296954.0415 | 454840.2625 | 0.65288
| AC Tuneup_Com, E - Cool [ASHP] | E | Yes | Education | Cooling | RET | 808712.9756 | 58996.2139 | 13.7079
| AC Tuneup_Com, E - Heat [ASHP] | E | Yes | Education | Space Heating | RET | 808712.9756 | 58996.2139 | 13.7079
| AC Tuneup_Com, E - Cool [Unitary AC] | E | Yes | Education | Cooling | RET | 1258793.5005 | 80221.7996 | 15.6914
| DCV_Com, E - Cool [Building w Elec Heat] | E | Yes | Education | Cooling | RET | 3176702.628 | 585734.6169 | 5.4235
| DCV_Com, E - Heat [Building w Elec Heat] | E | Yes | Education | Space Heating | RET | 3176702.628 | 585734.6169 | 5.4235
| DCV_Com, E - Vent [Building w Elec Heat] | E | Yes | Education | Ventilation | RET | 3176702.628 | 585734.6169 | 5.4235
| DCV_Com, E - Cool [Building w Gas Heat] | E | Yes | Education | Cooling | RET | 9420887.4111 | 1196086.5291 | 7.8764
| DCV_Com, G - Heat [Building w Gas Heat] | G | Yes | Education | Space Heating | RET | 9420887.4111 | 1196086.5291 | 7.8764
| DCV_Com, E - Vent [Building w Gas Heat] | E | Yes | Education | Ventilation | RET | 9420887.4111 | 1196086.5291 | 7.8764
| DCV_Com, E - Cool [Building w Oil Heat] | E | Yes | Education | Cooling | RET | 2800401.8581 | 321814.5441 | 8.7019
| DCV_Com, O - Heat [Building w Oil Heat] | O | Yes | Education | Space Heating | RET | 2800401.8581 | 321814.5441 | 8.7019
| DCV_Com, E - Vent [Building w Oil Heat] | E | Yes | Education | Ventilation | RET | 2800401.8581 | 321814.5441 | 8.7019
| DCV_Com, E - Cool [Building w Propane Heat] | E | Yes | Education | Cooling | RET | 500382.3993 | 96984.3239 | 5.1594
| DCV_Com, E - Vent [Building w Propane Heat] | E | Yes | Education | Ventilation | RET | 500382.3993 | 96984.3239 | 5.1594
| Controls for Unitary AC_Com, E - Cool | E | No | Education | Cooling | RET | 569631.6944 | 586167.9455 | 0.97179
| Optimized Unitary AC Sys_Com, E - Cool [Building w Elec Heat] | E | No | Education | Cooling | NC | 110245.6656 | 198949.0237 | 0.55414
| Optimized Unitary AC Sys_Com, E - Heat [Building w Elec Heat] | E | No | Education | Space Heating | NC | 110245.6656 | 198949.0237 | 0.55414
| Optimized Unitary AC Sys_Com, E - Cool [Building w Gas Heat] | E | Yes | Education | Cooling | NC | 1118283.5424 | 215320.8223 | 5.1936
| Optimized Unitary AC Sys_Com, G - Heat [Building w Gas Heat] | G | Yes | Education | Space Heating | NC | 1118283.5424 | 215320.8223 | 5.1936
| Optimized Unitary AC Sys_Com, E - Cool [Building w Oil Heat] | E | Yes | Education | Cooling | NC | 381538.1635 | 54856.039 | 6.9553
| Optimized Unitary AC Sys_Com, O - Heat [Building w Oil Heat] | O | Yes | Education | Space Heating | NC | 381538.1635 | 54856.039 | 6.9553
| Optimized Unitary AC Sys_Com, E - Cool [Building w Propane Heat] | E | No | Education | Cooling | NC | 10670.2225 | 15990.3082 | 0.66729
| Optimized Chiller Sys_Com, E - Cool | E | No | Education | Cooling | NC | 54785.8564 | 109324.0309 | 0.50113
| Cool Roof_Com, E - Cool [Building w Elec Heat] | E | No | Education | Cooling | NC | 156492.7818 | 183056.9542 | 0.85489
| Cool Roof_Com, E - Cool [Building w Elec Heat] | E | No | Education | Cooling | RET | 1047575.8462 | 2101607.8432 | 0.49846
| Cool Roof_Com, E - Heat [Building w Elec Heat] | E | No | Education | Space Heating | NC | 156492.7818 | 183056.9542 | 0.85489
| Cool Roof_Com, E - Heat [Building w Elec Heat] | E | No | Education | Space Heating | RET | 1047575.8462 | 2101607.8432 | 0.49846
| Cool Roof_Com, E - Cool [Building w Gas Heat] | E | No | Education | Cooling | NC | 326537.3555 | 425205.2673 | 0.76795
| Cool Roof_Com, E - Cool [Building w Gas Heat] | E | No | Education | Cooling | RET | 2185868.5269 | 4627157.295 | 0.4724
| Cool Roof_Com, G - Heat [Building w Gas Heat] | G | No | Education | Space Heating | NC | 326537.3555 | 425205.2673 | 0.76795
| Cool Roof_Com, G - Heat [Building w Gas Heat] | G | No | Education | Space Heating | RET | 2185868.5269 | 4627157.295 | 0.4724
| Cool Roof_Com, E - Cool [Building w Oil Heat] | E | No | Education | Cooling | NC | 87856.913 | 118325.5882 | 0.7425
| Cool Roof_Com, E - Cool [Building w Oil Heat] | E | No | Education | Cooling | RET | 588121.5667 | 1270571.686 | 0.46288
| Cool Roof_Com, O - Heat [Building w Oil Heat] | O | No | Education | Space Heating | NC | 87856.913 | 118325.5882 | 0.7425
| Cool Roof_Com, O - Heat [Building w Oil Heat] | O | No | Education | Space Heating | RET | 588121.5667 | 1270571.686 | 0.46288
| Cool Roof_Com, E - Cool [Building w Propane Heat] | E | No | Education | Cooling | NC | 26477.1853 | 30310.0661 | 0.87354
| Cool Roof_Com, E - Cool [Building w Propane Heat] | E | No | Education | Cooling | RET | 177240.5056 | 347978.4357 | 0.50934
| GSHP_Com, E - Cool | E | Yes | Education | Cooling | RET | 1430183.1644 | 759395.6556 | 1.8833
| GSHP_Com, E - Cool | E | Yes | Education | Cooling | REPL | 2.0493e-10 | 8.0493e-11 | 2.5459
| GSHP_Com, E - Heat | E | Yes | Education | Space Heating | RET | 1430183.1644 | 759395.6556 | 1.8833
| GSHP_Com, E - Heat | E | Yes | Education | Space Heating | REPL | 2.0493e-10 | 8.0493e-11 | 2.5459
| Unitary HP_Com, E - Cool | E | Yes | Education | Cooling | NC | 230168.8215 | 72004.7865 | 3.1966
| Unitary HP_Com, E - Cool | E | No | Education | Cooling | RET | 1411914.8893 | 1972775.5848 | 0.7157
| Unitary HP_Com, E - Cool | E | Yes | Education | Cooling | REPL | 696311.4954 | 217830.3743 | 3.1966
| Unitary HP_Com, E - Heat | E | Yes | Education | Space Heating | NC | 230168.8215 | 72004.7865 | 3.1966
| Unitary HP_Com, E - Heat | E | No | Education | Space Heating | RET | 1411914.8893 | 1972775.5848 | 0.7157
| Unitary HP_Com, E - Heat | E | Yes | Education | Space Heating | REPL | 696311.4954 | 217830.3743 | 3.1966
| PTHP_Com, E - Cool | E | Yes | Education | Cooling | NC | 0 | 0 | 0
| PTHP_Com, E - Cool | E | Yes | Education | Cooling | RET | 0 | 0 | 0
| PTHP_Com, E - Cool | E | Yes | Education | Cooling | REPL | 0 | 0 | 0
| PTHP_Com, E - Heat | E | Yes | Education | Space Heating | NC | 0 | 0 | 0
| PTHP_Com, E - Heat | E | Yes | Education | Space Heating | RET | 0 | 0 | 0
| PTHP_Com, E - Heat | E | Yes | Education | Space Heating | REPL | 0 | 0 | 0
| Minisplit Ductless HP_Com, E - Cool | E | Yes | Education | Cooling | RET | 4733378.8359 | 912199.8909 | 5.189
| Minisplit Ductless HP_Com, E - Cool | E | Yes | Education | Cooling | REPL | 441143.7352 | 45198.216 | 9.7602
| Minisplit Ductless HP_Com, E - Heat | E | Yes | Education | Space Heating | RET | 4733378.8359 | 912199.8909 | 5.189
| Minisplit Ductless HP_Com, E - Heat | E | Yes | Education | Space Heating | REPL | 441143.7352 | 45198.216 | 9.7602
| Programmable TStat_Com, E - Cool [Building w Elec Heat] | E | Yes | Education | Cooling | NC | 0 | 0 | 0
| Programmable TStat_Com, E - Heat [Building w Elec Heat] | E | Yes | Education | Space Heating | NC | 0 | 0 | 0
| Programmable TStat_Com, E - Cool [Building w Gas Heat] | E | Yes | Education | Cooling | NC | 0 | 0 | 0
| Programmable TStat_Com, E - Cool [Building w Gas Heat] | E | Yes | Education | Cooling | RET | 0 | 0 | 0
| Programmable TStat_Com, G - Heat [Building w Gas Heat] | G | Yes | Education | Space Heating | NC | 0 | 0 | 0
| Programmable TStat_Com, G - Heat [Building w Gas Heat] | G | Yes | Education | Space Heating | RET | 0 | 0 | 0
| Programmable TStat_Com, E - Cool [Building w Propane Heat] | E | Yes | Education | Cooling | NC | 0 | 0 | 0
| Programmable TStat_Com, E - Cool [Building w Propane Heat] | E | Yes | Education | Cooling | RET | 0 | 0 | 0
| Programmable TStat_Com, E - Cool [Building w Oil Heat] | E | Yes | Education | Cooling | NC | 0 | 0 | 0
| Programmable TStat_Com, E - Cool [Building w Oil Heat] | E | Yes | Education | Cooling | RET | 0 | 0 | 0
| Programmable TStat_Com, O - Heat [Building w Oil Heat] | O | Yes | Education | Space Heating | NC | 0 | 0 | 0
| Programmable TStat_Com, O - Heat [Building w Oil Heat] | O | Yes | Education | Space Heating | RET | 0 | 0 | 0
| Smart TStat_Com, E - Cool [Building w Elec Heat] | E | Yes | Education | Cooling | NC | 324346.8381 | 121498.7592 | 2.6695
| Smart TStat_Com, E - Cool [Building w Elec Heat] | E | Yes | Education | Cooling | RET | 1526701.395 | 757575.1545 | 2.0152
| Smart TStat_Com, E - Heat [Building w Elec Heat] | E | Yes | Education | Space Heating | NC | 324346.8381 | 121498.7592 | 2.6695
| Smart TStat_Com, E - Heat [Building w Elec Heat] | E | Yes | Education | Space Heating | RET | 1526701.395 | 757575.1545 | 2.0152
| Smart TStat_Com, E - Cool [Building w Gas Heat] | E | Yes | Education | Cooling | NC | 684707.7474 | 248103.8766 | 2.7598
| Smart TStat_Com, E - Cool [Building w Gas Heat] | E | Yes | Education | Cooling | RET | 3219930.0482 | -51604.3908 | -62.3964
| Smart TStat_Com, G - Heat [Building w Gas Heat] | G | Yes | Education | Space Heating | NC | 684707.7474 | 248103.8766 | 2.7598
| Smart TStat_Com, G - Heat [Building w Gas Heat] | G | Yes | Education | Space Heating | RET | 3219930.0482 | -51604.3908 | -62.3964
| Smart TStat_Com, E - Cool [Building w Propane Heat] | E | Yes | Education | Cooling | NC | 177260.3228 | 66753.8961 | 2.6554
| Smart TStat_Com, E - Cool [Building w Propane Heat] | E | Yes | Education | Cooling | RET | 834364.792 | 416227.24 | 2.0046
| Smart TStat_Com, E - Cool [Building w Oil Heat] | E | Yes | Education | Cooling | NC | 62279.641 | 20117.4297 | 3.0958
| Smart TStat_Com, E - Cool [Building w Oil Heat] | E | Yes | Education | Cooling | RET | 292126.7339 | 125437.2066 | 2.3289
| Smart TStat_Com, O - Heat [Building w Oil Heat] | O | Yes | Education | Space Heating | NC | 62279.641 | 20117.4297 | 3.0958
| Smart TStat_Com, O - Heat [Building w Oil Heat] | O | Yes | Education | Space Heating | RET | 292126.7339 | 125437.2066 | 2.3289
| Boiler Blowdown Controls_Com, G - Heat | G | No | Education | Space Heating | RET | 272328.7051 | 1177942.9064 | 0.23119
| Boiler Blowdown Controls_Com, O - Heat | O | No | Education | Space Heating | RET | 10007.73 | 42657.3368 | 0.23461
| Boiler Modifications_Com, G - Heat | G | Yes | Education | Space Heating | RET | 1271877.9077 | 585267.728 | 2.1732
| Boiler Modifications_Com, O - Heat | O | Yes | Education | Space Heating | RET | 51882.7454 | 10923.6199 | 4.7496
| Boilers_Com, G - Heat | G | Yes | Education | Space Heating | NC | 617095.8062 | 447829.1665 | 1.378
| Boilers_Com, G - Heat | G | No | Education | Space Heating | RET | 2918695.977 | 8576093.8214 | 0.34033
| Boilers_Com, G - Heat | G | Yes | Education | Space Heating | REPL | 4.3859e-10 | 3.1829e-10 | 1.378
| Boilers_Com, O - Heat | O | No | Education | Space Heating | NC | 8532.9563 | 56055.721 | 0.15222
| Boilers_Com, O - Heat | O | No | Education | Space Heating | RET | 41261.2072 | 1097496.7314 | 0.037596
| Boilers_Com, O - Heat | O | No | Education | Space Heating | REPL | 6.0647e-12 | 3.9841e-11 | 0.15222
| Furnace_Com, G - Heat | G | Yes | Education | Space Heating | NC | 50310.379 | 11217.6285 | 4.4849
| Furnace_Com, G - Heat | G | Yes | Education | Space Heating | RET | 222480.4638 | 211979.2674 | 1.0495
| Furnace_Com, G - Heat | G | Yes | Education | Space Heating | REPL | 3.8867e-11 | 8.666e-12 | 4.4849
| Furnace_Com, O - Heat | O | Yes | Education | Space Heating | NC | 120810.5706 | 8825.6022 | 13.6886
| Furnace_Com, O - Heat | O | Yes | Education | Space Heating | RET | 595737.2598 | 185973.9934 | 3.2033
| Furnace_Com, O - Heat | O | Yes | Education | Space Heating | REPL | 9.3331e-11 | 6.8181e-12 | 13.6886
| Unit Heater_Com, G - Heat | G | Yes | Education | Space Heating | NC | 6889.9808 | 941.488 | 7.3182
| Unit Heater_Com, G - Heat | G | Yes | Education | Space Heating | RET | 38730.627 | 19983.7516 | 1.9381
| Unit Heater_Com, G - Heat | G | Yes | Education | Space Heating | REPL | 4252.7529 | 581.1215 | 7.3182
| Destratification Fans_Com, G - Heat | G | No | Education | Space Heating | NC | 58612.3043 | 215465.4888 | 0.27203
| Destratification Fans_Com, G - Heat | G | No | Education | Space Heating | RET | 338481.465 | 1244296.3167 | 0.27203
| Destratification Fans_Com, G - Heat | G | No | Education | Space Heating | REPL | 166764.2003 | 613044.1448 | 0.27203
| Destratification Fans_Com, O - Heat | O | No | Education | Space Heating | NC | 20241.901 | 21038.8558 | 0.96212
| Destratification Fans_Com, O - Heat | O | No | Education | Space Heating | RET | 116895.3883 | 121497.7395 | 0.96212
| Destratification Fans_Com, O - Heat | O | No | Education | Space Heating | REPL | 57592.4144 | 59859.9163 | 0.96212
| Energy Recovery Ventilator_Com, G - Heat | G | Yes | Education | Space Heating | NC | 200986.0679 | 101735.367 | 1.9756
| Energy Recovery Ventilator_Com, G - Heat | G | Yes | Education | Space Heating | RET | 1184000.6254 | 599318.8453 | 1.9756
| Energy Recovery Ventilator_Com, G - Heat | G | Yes | Education | Space Heating | REPL | 171554.1488 | 86837.4832 | 1.9756
| Energy Recovery Ventilator_Com, O - Heat | O | Yes | Education | Space Heating | NC | 69411.0245 | 9933.8215 | 6.9873
| Energy Recovery Ventilator_Com, O - Heat | O | Yes | Education | Space Heating | RET | 408897.448 | 58519.728 | 6.9873
| Energy Recovery Ventilator_Com, O - Heat | O | Yes | Education | Space Heating | REPL | 59246.6408 | 8479.1366 | 6.9873
| Forced Air Heating Maintenance_Com, G - Heat | G | No | Education | Space Heating | RET | 2637.4913 | 3673.9023 | 0.7179
| Forced Air Heating Maintenance_Com, O - Heat | O | Yes | Education | Space Heating | RET | 8895.6028 | 3670.5551 | 2.4235
| Infrared Heater_Com, G - Heat | G | Yes | Education | Space Heating | NC | 5501.056 | 408.4544 | 13.468
| Infrared Heater_Com, G - Heat | G | Z | Education | Space Heating | RET | 0 | 0 | 0
| Infrared Heater_Com, G - Heat | G | Yes | Education | Space Heating | REPL | 14844.2025 | 1102.1846 | 13.468
| Steam Trap Maintenance_Com, G - Heat | G | Yes | Education | Space Heating | RET | 393482.7507 | 98966.7413 | 3.9759
| Steam Trap Maintenance_Com, O - Heat | O | Yes | Education | Space Heating | RET | 10852.1831 | 789.3696 | 13.7479
| Windows_Com, E - Cool [Building w Elec Heat] | E | No | Education | Cooling | NC | 400786.1906 | 793059.051 | 0.50537
| Windows_Com, E - Heat [Building w Elec Heat] | E | No | Education | Space Heating | NC | 400786.1906 | 793059.051 | 0.50537
| Windows_Com, E - Cool [Building w Gas Heat] | E | No | Education | Cooling | NC | 1049803.5384 | 1619448.8431 | 0.64825
| Windows_Com, G - Heat [Building w Gas Heat] | G | No | Education | Space Heating | NC | 1049803.5384 | 1619448.8431 | 0.64825
| Windows_Com, E - Cool [Building w Oil Heat] | E | No | Education | Cooling | NC | 303500.3962 | 435722.8164 | 0.69654
| Windows_Com, O - Heat [Building w Oil Heat] | O | No | Education | Space Heating | NC | 303500.3962 | 435722.8164 | 0.69654
| Windows_Com, E - Cool [Building w Propane Heat] | E | No | Education | Cooling | NC | 63409.0865 | 131312.5324 | 0.48289
| Window Film_Com, E - Cool [Building w Elec Heat] | E | No | Education | Cooling | RET | 0 | 0 | 0
| Window Film_Com, E - Heat [Building w Elec Heat] | E | No | Education | Space Heating | RET | 0 | 0 | 0
| Window Film_Com, E - Cool [Building w Gas Heat] | E | No | Education | Cooling | RET | 0 | 0 | 0
| Window Film_Com, G - Heat [Building w Gas Heat] | G | No | Education | Space Heating | RET | 0 | 0 | 0
| Window Film_Com, E - Cool [Building w Oil Heat] | E | No | Education | Cooling | RET | 0 | 0 | 0
| Window Film_Com, O - Heat [Building w Oil Heat] | O | No | Education | Space Heating | RET | 0 | 0 | 0
| Window Film_Com, E - Cool [Building w Propane Heat] | E | No | Education | Cooling | RET | 0 | 0 | 0
| Motors and Fans_Com, E - Vent | E | Yes | Education | Ventilation | NC | 67493.3954 | 29654.4845 | 2.276
| Motors and Fans_Com, E - Vent | E | Yes | Education | Ventilation | RET | 218861.3452 | 161391.3635 | 1.3561
| Motors and Fans_Com, E - Vent | E | Yes | Education | Ventilation | REPL | 3937.3114 | 1729.9313 | 2.276
| ECM Furnace Motors_Com, E - Vent | E | Yes | Education | Ventilation | RET | 428588.7247 | 151117.5126 | 2.8361
| VFD on HVAC System_Com, E - Vent | E | Yes | Education | Ventilation | RET | 6700808.1773 | 887189.4991 | 7.5528
| Kitchen DCV_Com, E - Vent [Building w Elec Heat] | E | Yes | Education | Ventilation | NC | 27795.3419 | 3375.2498 | 8.235
| Kitchen DCV_Com, E - Vent [Building w Elec Heat] | E | Yes | Education | Ventilation | RET | 155349.1947 | 18864.3958 | 8.235
| Kitchen DCV_Com, E - Vent [Building w Elec Heat] | E | Yes | Education | Ventilation | REPL | 11350.3316 | 1378.2958 | 8.235
| Kitchen DCV_Com, E - Heat [Building w Elec Heat] | E | Yes | Education | Space Heating | NC | 27795.3419 | 3375.2498 | 8.235
| Kitchen DCV_Com, E - Heat [Building w Elec Heat] | E | Yes | Education | Space Heating | RET | 155349.1947 | 18864.3958 | 8.235
| Kitchen DCV_Com, E - Heat [Building w Elec Heat] | E | Yes | Education | Space Heating | REPL | 11350.3316 | 1378.2958 | 8.235
| Kitchen DCV_Com, E - Vent [Building w Gas Heat] | E | Yes | Education | Ventilation | NC | 27795.3419 | 3375.2498 | 8.235
| Kitchen DCV_Com, E - Vent [Building w Gas Heat] | E | Yes | Education | Ventilation | RET | 155349.1947 | 18864.3958 | 8.235
| Kitchen DCV_Com, E - Vent [Building w Gas Heat] | E | Yes | Education | Ventilation | REPL | 11350.3316 | 1378.2958 | 8.235
| Kitchen DCV_Com, G - Heat [Building w Gas Heat] | G | Yes | Education | Space Heating | NC | 34476.8738 | 1219.2071 | 28.2781
| Kitchen DCV_Com, G - Heat [Building w Gas Heat] | G | Yes | Education | Space Heating | RET | 189278.7969 | 6814.1934 | 27.7771
| Kitchen DCV_Com, G - Heat [Building w Gas Heat] | G | Yes | Education | Space Heating | REPL | 13829.342 | 497.8678 | 27.7771
| Kitchen DCV_Com, E - Vent [Building w Oil Heat] | E | Yes | Education | Ventilation | NC | 34476.8738 | 1219.2071 | 28.2781
| Kitchen DCV_Com, E - Vent [Building w Oil Heat] | E | Yes | Education | Ventilation | RET | 189278.7969 | 6814.1934 | 27.7771
| Kitchen DCV_Com, E - Vent [Building w Oil Heat] | E | Yes | Education | Ventilation | REPL | 13829.342 | 497.8678 | 27.7771
| Kitchen DCV_Com, O - Heat [Building w Oil Heat] | O | Yes | Education | Space Heating | NC | 34476.8738 | 1219.2071 | 28.2781
| Kitchen DCV_Com, O - Heat [Building w Oil Heat] | O | Yes | Education | Space Heating | RET | 189278.7969 | 6814.1934 | 27.7771
| Kitchen DCV_Com, O - Heat [Building w Oil Heat] | O | Yes | Education | Space Heating | REPL | 13829.342 | 497.8678 | 27.7771
| Kitchen DCV_Com, E - Vent [Building w Oil Heat] | E | Yes | Education | Ventilation | NC | 34476.8738 | 1219.2071 | 28.2781
| Kitchen DCV_Com, E - Vent [Building w Oil Heat] | E | Yes | Education | Ventilation | RET | 189278.7969 | 6814.1934 | 27.7771
| Kitchen DCV_Com, E - Vent [Building w Oil Heat] | E | Yes | Education | Ventilation | REPL | 13829.342 | 497.8678 | 27.7771
| Duct Sealing Regulated_Com, E - Vent [Building w Elec Heat] | E | Yes | Education | Ventilation | RET | 2807806.6358 | 582561.8298 | 4.8198
| Duct Sealing Regulated_Com, E - Heat [Building w Elec Heat] | E | Yes | Education | Space Heating | RET | 2807806.6358 | 582561.8298 | 4.8198
| Duct Sealing Regulated_Com, E - Cool [Building w Elec Heat] | E | Yes | Education | Cooling | RET | 2807806.6358 | 582561.8298 | 4.8198
| Duct Sealing Regulated_Com, E - Vent [Building w Gas Heat] | E | Yes | Education | Ventilation | RET | 8952695.9526 | 0 | 0
| Duct Sealing Regulated_Com, G - Heat [Building w Gas Heat] | G | Yes | Education | Space Heating | RET | 8952695.9526 | 0 | 0
| Duct Sealing Regulated_Com, E - Cool [Building w Gas Heat] | E | Yes | Education | Cooling | RET | 8952695.9526 | 0 | 0
| Duct Sealing Non Regulated_Com, E - Vent [Building w Oil Heat] | E | Yes | Education | Ventilation | RET | 1923613.4195 | 320071.3502 | 6.01
| Duct Sealing Non Regulated_Com, O - Heat [Building w Oil Heat] | O | Yes | Education | Space Heating | RET | 1923613.4195 | 320071.3502 | 6.01
| Duct Sealing Non Regulated_Com, E - Cool [Building w Oil Heat] | E | Yes | Education | Cooling | RET | 1923613.4195 | 320071.3502 | 6.01
| Duct Sealing Non Regulated_Com, E - Vent [Building w Propane Heat] | E | Yes | Education | Ventilation | RET | 626080.7242 | 0 | 0
| Duct Sealing Non Regulated_Com, E - Cool [Building w Propane Heat] | E | Yes | Education | Cooling | RET | 626080.7242 | 0 | 0
| Power Strip_Com, E - Plug [Tier 1] | E | Yes | Education | Plug Loads | NC | 0 | 0 | 0
| Power Strip_Com, E - Plug [Tier 1] | E | Yes | Education | Plug Loads | RET | 0 | 0 | 0
| Power Strip_Com, E - Plug [Tier 1] | E | Yes | Education | Plug Loads | REPL | 0 | 0 | 0
| Power Strip_Com, E - Plug [Tier 2] | E | Yes | Education | Plug Loads | NC | 165023.6297 | 140436.6867 | 1.1751
| Power Strip_Com, E - Plug [Tier 2] | E | Yes | Education | Plug Loads | RET | 1750245.7338 | 1568428.8784 | 1.1159
| Power Strip_Com, E - Plug [Tier 2] | E | Yes | Education | Plug Loads | REPL | 1268451.0086 | 1079463.9359 | 1.1751
| Computer Power Management_Com, E - Plug | E | Yes | Education | Plug Loads | RET | 1417821.3543 | 702361.3882 | 2.0186
| Vending Machine Controls_Com, E - Plug [Non-Refrigerated] | E | No | Education | Plug Loads | RET | 85895.8447 | 85223.7705 | 1.0079
| Vending Machine Controls_Com, E - Plug [Refrigerated] | E | Yes | Education | Plug Loads | RET | 257687.5341 | 45780.0437 | 5.6288
| Ovens_Com, E - Cook | E | Yes | Education | Cooking | NC | 20599.0316 | 298.6613 | 68.9712
| Ovens_Com, E - Cook | E | Yes | Education | Cooking | REPL | 225313.1642 | 3266.7707 | 68.9712
| Ovens_Com, G - Cook | G | Yes | Education | Cooking | NC | 6553.2999 | 72.0299 | 90.9803
| Ovens_Com, G - Cook | G | Yes | Education | Cooking | REPL | 69920.631 | 768.5247 | 90.9803
| Fryers_Com, E - Cook | E | Yes | Education | Cooking | NC | 3379.9228 | 44.742 | 75.5424
| Fryers_Com, E - Cook | E | Yes | Education | Cooking | REPL | 36969.7528 | 489.3906 | 75.5424
| Fryers_Com, G - Cook | G | Yes | Education | Cooking | NC | 1470.1136 | 437.0456 | 3.3638
| Fryers_Com, G - Cook | G | Yes | Education | Cooking | REPL | 15685.4214 | 4663.0715 | 3.3638
| Griddles_Com, E - Cook | E | Yes | Education | Cooking | NC | 942.6999 | 205.2047 | 4.5939
| Griddles_Com, E - Cook | E | Yes | Education | Cooking | REPL | 10311.2948 | 2244.5386 | 4.5939
| Griddles_Com, G - Cook | G | Yes | Education | Cooking | NC | 1995.2939 | 158.5395 | 12.5855
| Griddles_Com, G - Cook | G | Yes | Education | Cooking | REPL | 21288.8489 | 1691.5416 | 12.5855
| Hot Food Holding Cabinet_Com, E - Cook | E | Yes | Education | Cooking | NC | 4102.0832 | 127.7693 | 32.1054
| Hot Food Holding Cabinet_Com, E - Cook | E | Yes | Education | Cooking | REPL | 44868.7763 | 1397.5465 | 32.1054
| Steamers_Com, E - Cook | E | Yes | Education | Cooking | NC | 3220.5727 | 448.7402 | 7.1769
| Steamers_Com, E - Cook | E | Yes | Education | Cooking | REPL | 35226.7733 | 4908.3415 | 7.1769
| Steamers_Com, G - Cook | G | Yes | Education | Cooking | NC | 3280.9305 | 55.7515 | 58.8492
| Steamers_Com, G - Cook | G | Yes | Education | Cooking | REPL | 35005.9874 | 594.8422 | 58.8492
| ES Refrigerator and Freezer_Com, E - Refr | E | Yes | Education | Refrigeration | NC | 23365.3193 | 6754.6117 | 3.4592
| ES Refrigerator and Freezer_Com, E - Refr | E | Yes | Education | Refrigeration | REPL | 255570.9473 | 73882.256 | 3.4592
| Anti Sweat Heat Control_Com, E - Refr | E | Yes | Education | Refrigeration | NC | 65063.097 | 26126.6995 | 2.4903
| Anti Sweat Heat Control_Com, E - Refr | E | Z | Education | Refrigeration | RET | 0 | 0 | 0
| Case Night Covers_Com, E - Refr | E | Yes | Education | Refrigeration | RET | 32732.3484 | 30686.825 | 1.0667
| Loading Dock Pit Seals_Com, E - Refr | E | No | Education | Refrigeration | NC | 2893.5104 | 4453.493 | 0.64972
| Loading Dock Pit Seals_Com, E - Refr | E | No | Education | Refrigeration | RET | 37979.2201 | 58455.013 | 0.64972
| ECM Comp Cond Fan Motor_Com, E - Refr | E | Yes | Education | Refrigeration | NC | 23744.6659 | 4361.3246 | 5.4444
| ECM Comp Cond Fan Motor_Com, E - Refr | E | Z | Education | Refrigeration | RET | 0 | 0 | 0
| ECM Comp Cond Fan Motor_Com, E - Refr | E | Yes | Education | Refrigeration | REPL | 94454.2946 | 17348.9845 | 5.4444
| Evap Fan Motor Replacement_Com, E - Refr | E | Yes | Education | Refrigeration | NC | 37615.1136 | 13613.639 | 2.763
| Evap Fan Motor Replacement_Com, E - Refr | E | Yes | Education | Refrigeration | RET | 277103.0164 | 67240.8596 | 4.1211
| Evap Fan Motor Replacement_Com, E - Refr | E | Yes | Education | Refrigeration | REPL | 12911.6085 | 4672.9615 | 2.763
| Evap Fan Speed Controls_Com, E - Refr | E | Yes | Education | Refrigeration | NC | 61750.9436 | 13804.6691 | 4.4732
| Evap Fan Speed Controls_Com, E - Refr | E | Yes | Education | Refrigeration | RET | 803494.8857 | 130926.1791 | 6.137
| LowHeat NoHeat Doors_Com, E - Refr | E | Yes | Education | Refrigeration | NC | 30512.2268 | 5156.7791 | 5.9169
| LowHeat NoHeat Doors_Com, E - Refr | E | Yes | Education | Refrigeration | RET | 360443.6698 | 60917.4937 | 5.9169
| Refrigerated Vending Machine_Com, E - Refr | E | Yes | Education | Refrigeration | NC | 64229.5827 | 23370.7085 | 2.7483
| Refrigerated Vending Machine_Com, E - Refr | E | Yes | Education | Refrigeration | REPL | 602182.421 | 219111.3382 | 2.7483
| Walk In Refrigeration_Com, E - Refr | E | Yes | Education | Refrigeration | NC | 159610.1124 | 16698.8942 | 9.5581
| Refrigeration Tune Up_Com, E - Refr | E | Yes | Education | Refrigeration | RET | 489776.8321 | 37665.6884 | 13.0033
| ES Ice Machine_Com, E - Refr | E | Yes | Education | Refrigeration | NC | 11702.8548 | 895.2403 | 13.0723
| ES Ice Machine_Com, E - Refr | E | Yes | Education | Refrigeration | REPL | 128006.3698 | 9792.18 | 13.0723
| Walk In Cooler Retroft_Com, E - Refr | E | Yes | Education | Refrigeration | RET | 408598.5619 | 61227.2611 | 6.6735
| Door Gasket Replacement_Com, E - Refr | E | Z | Education | Refrigeration | RET | 0 | 0 | 0
| EnergyStar Dehumidifier_Com, E - Appl | E | Yes | Education | Appliances | NC | 6667.3369 | 658.1266 | 10.1308
| EnergyStar Dehumidifier_Com, E - Appl | E | Yes | Education | Appliances | REPL | 72927.6408 | 7198.6198 | 10.1308
| Clothes Washer Elec WH_Com, E - Appl [unit w/ elec dry - Washer] | E | Yes | Education | Appliances | NC | 11393.7728 | 1552.7559 | 7.3378
| Clothes Washer Elec WH_Com, E - Appl [unit w/ elec dry - Washer] | E | Yes | Education | Appliances | REPL | 207298.4771 | 28250.8651 | 7.3378
| Clothes Washer Elec WH_Com, E - Appl [unit w/ elec dry - Dryer] | E | Yes | Education | Appliances | NC | 11393.7728 | 1552.7559 | 7.3378
| Clothes Washer Elec WH_Com, E - Appl [unit w/ elec dry - Dryer] | E | Yes | Education | Appliances | REPL | 207298.4771 | 28250.8651 | 7.3378
| Clothes Washer Elec WH_Com, E - HWat [unit w/ elec dry - Water Heater] | E | Yes | Education | Water Heating | NC | 11393.7728 | 1552.7559 | 7.3378
| Clothes Washer Elec WH_Com, E - HWat [unit w/ elec dry - Water Heater] | E | Yes | Education | Water Heating | REPL | 207298.4771 | 28250.8651 | 7.3378
| Clothes Washer Elec WH_Com, E - Appl [unit w/ gas dry - Washer] | E | Yes | Education | Appliances | NC | 2535.328 | 388.189 | 6.5312
| Clothes Washer Elec WH_Com, E - Appl [unit w/ gas dry - Washer] | E | Yes | Education | Appliances | REPL | 46125.5023 | 7062.7163 | 6.5308
| Clothes Washer Elec WH_Com, G - Oth [unit w/ gas dry - Dryer] | G | Yes | Education | Other | NC | 2535.328 | 388.189 | 6.5312
| Clothes Washer Elec WH_Com, G - Oth [unit w/ gas dry - Dryer] | G | Yes | Education | Other | REPL | 46125.5023 | 7062.7163 | 6.5308
| Clothes Washer Elec WH_Com, E - HWat [unit w/ gas dry - Water Heater] | E | Yes | Education | Water Heating | NC | 2535.328 | 388.189 | 6.5312
| Clothes Washer Elec WH_Com, E - HWat [unit w/ gas dry - Water Heater] | E | Yes | Education | Water Heating | REPL | 46125.5023 | 7062.7163 | 6.5308
| Clothes Washer Elec WH_Com, E - Appl [unit w/ propane dry - Washer] | E | Yes | Education | Appliances | NC | 1012.0767 | 155.2756 | 6.5179
| Clothes Washer Elec WH_Com, E - Appl [unit w/ propane dry - Washer] | E | Yes | Education | Appliances | REPL | 18413.7381 | 2825.0865 | 6.5179
| Clothes Washer Elec WH_Com, E - HWat [unit w/ propane dry - Water Heater] | E | Yes | Education | Water Heating | NC | 1012.0767 | 155.2756 | 6.5179
| Clothes Washer Elec WH_Com, E - HWat [unit w/ propane dry - Water Heater] | E | Yes | Education | Water Heating | REPL | 18413.7381 | 2825.0865 | 6.5179
| Clothes Washer Gas WH_Com, E - Appl [unit w/ elec dry - Washer] | E | Yes | Education | Appliances | NC | 6278.2157 | 776.378 | 8.0865
| Clothes Washer Gas WH_Com, E - Appl [unit w/ elec dry - Washer] | E | Yes | Education | Appliances | REPL | 113880.3118 | 14125.4325 | 8.0621
| Clothes Washer Gas WH_Com, E - Appl [unit w/ elec dry - Dryer] | E | Yes | Education | Appliances | NC | 6278.2157 | 776.378 | 8.0865
| Clothes Washer Gas WH_Com, E - Appl [unit w/ elec dry - Dryer] | E | Yes | Education | Appliances | REPL | 113880.3118 | 14125.4325 | 8.0621
| Clothes Washer Gas WH_Com, G - HWat [unit w/ elec dry - Water Heater] | G | Yes | Education | Water Heating | NC | 6278.2157 | 776.378 | 8.0865
| Clothes Washer Gas WH_Com, G - HWat [unit w/ elec dry - Water Heater] | G | Yes | Education | Water Heating | REPL | 113880.3118 | 14125.4325 | 8.0621
| Clothes Washer Gas WH_Com, E - Appl [unit w/ gas dry - Washer] | E | Yes | Education | Appliances | NC | 22042.7426 | 3027.8741 | 7.2799
| Clothes Washer Gas WH_Com, E - Appl [unit w/ gas dry - Washer] | E | Yes | Education | Appliances | REPL | 399680.1037 | 55089.1869 | 7.2551
| Clothes Washer Gas WH_Com, G - Oth [unit w/ gas dry - Dryer] | G | Yes | Education | Other | NC | 22042.7426 | 3027.8741 | 7.2799
| Clothes Washer Gas WH_Com, G - Oth [unit w/ gas dry - Dryer] | G | Yes | Education | Other | REPL | 399680.1037 | 55089.1869 | 7.2551
| Clothes Washer Gas WH_Com, G - HWat [unit w/ gas dry - Water Heater] | G | Yes | Education | Water Heating | NC | 22042.7426 | 3027.8741 | 7.2799
| Clothes Washer Gas WH_Com, G - HWat [unit w/ gas dry - Water Heater] | G | Yes | Education | Water Heating | REPL | 399680.1037 | 55089.1869 | 7.2551
| Clothes Washer Gas WH_Com, E - Appl [unit w/ propane dry - Washer] | E | Yes | Education | Appliances | NC | 1128.3425 | 155.2756 | 7.2667
| Clothes Washer Gas WH_Com, E - Appl [unit w/ propane dry - Washer] | E | Yes | Education | Appliances | REPL | 20459.9527 | 2825.0865 | 7.2422
| Clothes Washer Gas WH_Com, G - HWat [unit w/ propane dry - Water Heater] | G | Yes | Education | Water Heating | NC | 1128.3425 | 155.2756 | 7.2667
| Clothes Washer Gas WH_Com, G - HWat [unit w/ propane dry - Water Heater] | G | Yes | Education | Water Heating | REPL | 20459.9527 | 2825.0865 | 7.2422
| Clothes Washer Oil WH_Com, E - Appl [unit w/ elec dry - Washer] | E | Yes | Education | Appliances | NC | 6614.6055 | 931.6536 | 7.0999
| Clothes Washer Oil WH_Com, E - Appl [unit w/ elec dry - Washer] | E | Yes | Education | Appliances | REPL | 120342.0406 | 16950.519 | 7.0996
| Clothes Washer Oil WH_Com, E - Appl [unit w/ elec dry - Dryer] | E | Yes | Education | Appliances | NC | 6614.6055 | 931.6536 | 7.0999
| Clothes Washer Oil WH_Com, E - Appl [unit w/ elec dry - Dryer] | E | Yes | Education | Appliances | REPL | 120342.0406 | 16950.519 | 7.0996
| Clothes Washer Oil WH_Com, O - HWat [unit w/ elec dry - Water Heater] | O | Yes | Education | Water Heating | NC | 6614.6055 | 931.6536 | 7.0999
| Clothes Washer Oil WH_Com, O - HWat [unit w/ elec dry - Water Heater] | O | Yes | Education | Water Heating | REPL | 120342.0406 | 16950.519 | 7.0996
| Clothes Washer Oil WH_Com, E - Appl [unit w/ gas dry - Washer] | E | Yes | Education | Appliances | NC | 977.1882 | 155.2756 | 6.2933
| Clothes Washer Oil WH_Com, E - Appl [unit w/ gas dry - Washer] | E | Yes | Education | Appliances | REPL | 17777.36 | 2825.0865 | 6.2927
| Clothes Washer Oil WH_Com, G - Oth [unit w/ gas dry - Dryer] | G | Yes | Education | Other | NC | 977.1882 | 155.2756 | 6.2933
| Clothes Washer Oil WH_Com, G - Oth [unit w/ gas dry - Dryer] | G | Yes | Education | Other | REPL | 17777.36 | 2825.0865 | 6.2927
| Clothes Washer Oil WH_Com, O - HWat [unit w/ gas dry - Water Heater] | O | Yes | Education | Water Heating | NC | 977.1882 | 155.2756 | 6.2933
| Clothes Washer Oil WH_Com, O - HWat [unit w/ gas dry - Water Heater] | O | Yes | Education | Water Heating | REPL | 17777.36 | 2825.0865 | 6.2927
| Clothes Washer Oil WH_Com, E - Appl [unit w/ propane dry - Washer] | E | Yes | Education | Appliances | NC | 1462.7004 | 232.9134 | 6.28
| Clothes Washer Oil WH_Com, E - Appl [unit w/ propane dry - Washer] | E | Yes | Education | Appliances | REPL | 26611.3457 | 4237.6298 | 6.2798
| Clothes Washer Oil WH_Com, O - HWat [unit w/ propane dry - Water Heater] | O | Yes | Education | Water Heating | NC | 1462.7004 | 232.9134 | 6.28
| Clothes Washer Oil WH_Com, O - HWat [unit w/ propane dry - Water Heater] | O | Yes | Education | Water Heating | REPL | 26611.3457 | 4237.6298 | 6.2798
| Clothes Washer Propane WH_Com, E - Appl [unit w/ elec dry - Washer] | E | Yes | Education | Appliances | NC | 1100.8699 | 167.0185 | 6.5913
| Clothes Washer Propane WH_Com, E - Appl [unit w/ elec dry - Washer] | E | Yes | Education | Appliances | REPL | 20029.2434 | 3038.7372 | 6.5913
| Clothes Washer Propane WH_Com, E - Appl [unit w/ elec dry - Dryer] | E | Yes | Education | Appliances | NC | 1100.8699 | 167.0185 | 6.5913
| Clothes Washer Propane WH_Com, E - Appl [unit w/ elec dry - Dryer] | E | Yes | Education | Appliances | REPL | 20029.2434 | 3038.7372 | 6.5913
| Clothes Washer Propane WH_Com, E - Appl [unit w/ gas dry - Washer] | E | Yes | Education | Appliances | NC | 487.8119 | 81.7847 | 5.9646
| Clothes Washer Propane WH_Com, E - Appl [unit w/ gas dry - Washer] | E | Yes | Education | Appliances | REPL | 8874.7983 | 1486.1393 | 5.9717
| Clothes Washer Propane WH_Com, G - Oth [unit w/ gas dry - Dryer] | G | Yes | Education | Other | NC | 487.8119 | 81.7847 | 5.9646
| Clothes Washer Propane WH_Com, G - Oth [unit w/ gas dry - Dryer] | G | Yes | Education | Other | REPL | 8874.7983 | 1486.1393 | 5.9717
| Clothes Washer Propane WH_Com, E - Appl [unit w/ propane dry - Washer] | E | Yes | Education | Appliances | NC | 975.5369 | 155.9959 | 6.2536
| Clothes Washer Propane WH_Com, E - Appl [unit w/ propane dry - Washer] | E | Yes | Education | Appliances | REPL | 17748.0546 | 2837.8706 | 6.254
| Clothes Washer Propane WH_Com, P - HWat [unit w/ propane dry - Water Heater] | Prp | Yes | Education | Water Heating | NC | 975.5369 | 155.9959 | 6.2536
| Clothes Washer Propane WH_Com, P - HWat [unit w/ propane dry - Water Heater] | Prp | Yes | Education | Water Heating | REPL | 17748.0546 | 2837.8706 | 6.254
| Ozone Laundry_Com, E - HWat | E | Yes | Education | Water Heating | RET | 87010.259 | 7275.534 | 11.9593
| Ozone Laundry_Com, G - HWat | G | Yes | Education | Water Heating | RET | 341434.3874 | 123953.7202 | 2.7545
| Ozone Laundry_Com, O - HWat | O | Yes | Education | Water Heating | RET | 3477.0313 | 361.0827 | 9.6295
| Dishwasher_Com, E - Appl [Building w elec WH] | E | Yes | Education | Appliances | NC | 1887.5944 | 712.0435 | 2.651
| Dishwasher_Com, E - Appl [Building w elec WH] | E | Yes | Education | Appliances | REPL | 19585.7028 | 7388.1724 | 2.651
| Dishwasher_Com, E - HWat [Building w elec WH] | E | Yes | Education | Water Heating | NC | 168.9936 | 0 | 0
| Dishwasher_Com, E - HWat [Building w elec WH] | E | Yes | Education | Water Heating | REPL | 1753.4793 | 0 | 0
| Dishwasher_Com, E - Appl [Building w gas WH] | E | Yes | Education | Appliances | NC | 4718.986 | 1780.1088 | 2.651
| Dishwasher_Com, E - Appl [Building w gas WH] | E | Yes | Education | Appliances | REPL | 48964.257 | 18470.4309 | 2.651
| Dishwasher_Com, G - HWat [Building w gas WH] | G | Yes | Education | Water Heating | NC | 3889.1025 | 0 | 0
| Dishwasher_Com, G - HWat [Building w gas WH] | G | Yes | Education | Water Heating | REPL | 39362.7477 | 0 | 0
| Dishwasher_Com, E - Appl [Building w oil WH] | E | Yes | Education | Appliances | NC | 471.8986 | 178.0109 | 2.651
| Dishwasher_Com, E - Appl [Building w oil WH] | E | Yes | Education | Appliances | REPL | 4896.4257 | 1847.0431 | 2.651
| Dishwasher_Com, O - HWat [Building w oil WH] | O | Yes | Education | Water Heating | NC | 4.0165 | 0 | 0
| Dishwasher_Com, O - HWat [Building w oil WH] | O | Yes | Education | Water Heating | REPL | 40.6519 | 0 | 0
| Dishwasher_Com, E - Appl [Building w propane WH] | E | Yes | Education | Appliances | NC | 471.8986 | 178.0109 | 2.651
| Dishwasher_Com, E - Appl [Building w propane WH] | E | Yes | Education | Appliances | REPL | 4896.4257 | 1847.0431 | 2.651
| Faucet Aerator_Com, E - HWat | E | Yes | Education | Water Heating | RET | 43843.9401 | 3133.4457 | 13.9922
| Faucet Aerator_Com, G - HWat | G | Yes | Education | Water Heating | RET | 399341.5891 | 56962.2319 | 7.0106
| Faucet Aerator_Com, O - HWat | O | Yes | Education | Water Heating | RET | 4066.7351 | 165.9335 | 24.5082
| Pre Rinse Sprayers_Com, E - HWat | E | Yes | Education | Water Heating | RET | 430.5281 | 9.0613 | 47.5127
| Pre Rinse Sprayers_Com, G - HWat | G | Yes | Education | Water Heating | RET | 4647.6465 | 177.5356 | 26.1787
| Pre Rinse Sprayers_Com, O - HWat | O | Yes | Education | Water Heating | RET | 42.3172 | 0.51717 | 81.8247
| Heat Pump Water Heater_Com, E - HWat | E | Yes | Education | Water Heating | NC | 43323.535 | 22583.6747 | 1.9184
| Heat Pump Water Heater_Com, E - HWat | E | Yes | Education | Water Heating | RET | 242917.8496 | 157465.6517 | 1.5427
| Heat Pump Water Heater_Com, E - HWat | E | Yes | Education | Water Heating | REPL | 28432.4904 | 14821.277 | 1.9184
| FF Storage Water Heater_Com, G - HWat | G | No | Education | Water Heating | NC | 58516.2372 | 151245.2752 | 0.3869
| FF Storage Water Heater_Com, G - HWat | G | No | Education | Water Heating | RET | 371635.3329 | 3393442.0402 | 0.10952
| FF Storage Water Heater_Com, G - HWat | G | No | Education | Water Heating | REPL | 105550.1187 | 272812.4279 | 0.3869
| FF Storage Water Heater_Com, O - HWat | O | Yes | Education | Water Heating | NC | 602.8949 | 440.5842 | 1.3684
| FF Storage Water Heater_Com, O - HWat | O | No | Education | Water Heating | RET | 3828.9719 | 9885.2468 | 0.38734
| FF Storage Water Heater_Com, O - HWat | O | Yes | Education | Water Heating | REPL | 1087.4866 | 794.7147 | 1.3684
| FF Instantaneous Water Heater_Com, G - HWat | G | No | Education | Water Heating | NC | 114539.2588 | 448857.9071 | 0.25518
| FF Instantaneous Water Heater_Com, G - HWat | G | No | Education | Water Heating | RET | 529894.9166 | 5978909.2537 | 0.088627
| FF Instantaneous Water Heater_Com, G - HWat | G | No | Education | Water Heating | REPL | 1.0176e-10 | 3.9877e-10 | 0.25518
| FF Instantaneous Water Heater_Com, O - HWat | O | No | Education | Water Heating | NC | 1187.9191 | 1307.543 | 0.90851
| FF Instantaneous Water Heater_Com, O - HWat | O | No | Education | Water Heating | RET | 5495.6904 | 17416.8274 | 0.31554
| FF Instantaneous Water Heater_Com, O - HWat | O | No | Education | Water Heating | REPL | 1.0554e-12 | 1.1616e-12 | 0.90851
| Clothes Dryer_Com, E - Appl | E | Yes | Education | Appliances | NC | 59999.1099 | 1277.2811 | 46.9741
| Clothes Dryer_Com, E - Appl | E | Yes | Education | Appliances | RET | 328241.2363 | 24125.3771 | 13.6056
| Clothes Dryer_Com, E - Appl | E | Yes | Education | Appliances | REPL | 19469.1615 | 414.466 | 46.9741
| Clothes Dryer_Com, G - Oth | G | Yes | Education | Other | NC | 992.0067 | 940.9375 | 1.0543
| Clothes Dryer_Com, G - Oth | G | No | Education | Other | RET | 5293.811 | 20414.9296 | 0.25931
| Clothes Dryer_Com, G - Oth | G | Yes | Education | Other | REPL | 313.9949 | 297.8302 | 1.0543